PGE_New_Li_Battery_8hr_Generic | PGE_New_Li_Battery_8hr | PGE_GBA_Li_Battery_8hr_13 | 0 | 0 | 0 | 0 | 0 | 0 | #N/A | 0 | PGE_New_Li_Battery_8hr_Generic | 0 | 0 | #N/A | 0 | 0 | 0 | 0 | PGE_New_Li_Battery_8hr_Generic | 0 | 0 | 0 | 0 | #N/A | 0 | 0 | 0 | PGE_New_Li_Battery_8hr_Generic | PGE_New_Li_Battery_8hr | PGE_GBA_Li_Battery_8hr_13 | 0 | 0 | 0 | 0 | 0 | 0 | 0 | #N/A | 0 | PGE_New_Li_Battery_8hr_Generic | 0 | 0 | #N/A | 0 | 0 | 0 | 0 | PGE_New_Li_Battery_8hr_Generic | PGE_New_Li_Battery_8hr | PGE_GBA_Li_Battery_8hr_13 | 0 | 0 | 0 | 0 | 0 | 0 | #N/A | #N/A | #N/A | 0 | 0 | 0 | 0 | 0 | 0 | PGE_New_Li_Battery_8hr_Generic | 0 | #N/A | 0 | 0 | PGE_New_Li_Battery_8hr_Generic | 0 | 0 | 0 | 0 | #N/A | #N/A | #N/A | #N/A | #N/A | #N/A | 0 | 0 | 0 | PGE_New_Li_Battery_8hr_Generic | PGE_New_Li_Battery_8hr | PGE_GBA_Li_Battery_8hr_13 | [6 empty] | #N/A |  | PGE_New_Li_Battery_8hr_Generic |  |  | #N/A |  |  |  |  | PGE_New_Li_Battery_8hr_Generic |  |  |  |  | #N/A |  |  |  | PGE_New_Li_Battery_8hr_Generic | PGE_New_Li_Battery_8hr | PGE_GBA_Li_Battery_8hr_13 | [6 empty] | #N/A |  | PGE_New_Li_Battery_8hr_Generic |  |  | #N/A |  |  |  |  | PGE_New_Li_Battery_8hr_Generic |  |  |  |  | #N/A |  |  |  | PGE_New_Li_Battery_8hr_Generic | PGE_New_Li_Battery_8hr | PGE_GBA_Li_Battery_8hr_13 | 0 | 0 | 0 | 0 | 0 | 0 | 0 | 0 | 0 | 0 | 0 | 0 | 0 | 0 | 0 | 0 | 0 | 0 | 0 | 0 | 0 | 0 | 0 | 0 | 0 | 0 | PG&E GBA
PGE_New_Li_Battery_8hr_Generic | PGE_New_Li_Battery_8hr | PGE_GBA_Li_Battery_8hr_14 | 0 | 0 | 0 | 0 | 0 | 0 | #N/A | 0 | PGE_New_Li_Battery_8hr_Generic | 0 | 0 | #N/A | 0 | 0 | 0 | 0 | PGE_New_Li_Battery_8hr_Generic | 0 | 0 | 0 | 0 | #N/A | 0 | 0 | 0 | PGE_New_Li_Battery_8hr_Generic | PGE_New_Li_Battery_8hr | PGE_GBA_Li_Battery_8hr_14 | 0 | 0 | 0 | 0 | 0 | 0 | 0 | #N/A | 0 | PGE_New_Li_Battery_8hr_Generic | 0 | 0 | #N/A | 0 | 0 | 0 | 0 | PGE_New_Li_Battery_8hr_Generic | PGE_New_Li_Battery_8hr | PGE_GBA_Li_Battery_8hr_14 | 0 | 0 | 0 | 0 | 0 | 0 | #N/A | #N/A | #N/A | 0 | 0 | 0 | 0 | 0 | 0 | PGE_New_Li_Battery_8hr_Generic | 0 | #N/A | 0 | 0 | PGE_New_Li_Battery_8hr_Generic | 0 | 0 | 0 | 0 | #N/A | #N/A | #N/A | #N/A | #N/A | #N/A | 0 | 0 | 0 | PGE_New_Li_Battery_8hr_Generic | PGE_New_Li_Battery_8hr | PGE_GBA_Li_Battery_8hr_14 | [6 empty] | #N/A |  | PGE_New_Li_Battery_8hr_Generic |  |  | #N/A |  |  |  |  | PGE_New_Li_Battery_8hr_Generic |  |  |  |  | #N/A |  |  |  | PGE_New_Li_Battery_8hr_Generic | PGE_New_Li_Battery_8hr | PGE_GBA_Li_Battery_8hr_14 | [6 empty] | #N/A |  | PGE_New_Li_Battery_8hr_Generic |  |  | #N/A |  |  |  |  | PGE_New_Li_Battery_8hr_Generic |  |  |  |  | #N/A |  |  |  | PGE_New_Li_Battery_8hr_Generic | PGE_New_Li_Battery_8hr | PGE_GBA_Li_Battery_8hr_14 | 0 | 0 | 0 | 0 | 0 | 0 | 0 | 0 | 0 | 0 | 0 | 0.0133 | 0 | 0 | 0 | 0 | 0.0133 | 0 | 0 | 0 | 0 | 0.0133 | 0 | 0 | 0 | 0.017164 | PG&E GBA
PGE_New_Li_Battery_8hr_Generic | PGE_New_Li_Battery_8hr | PGE_GBA_Li_Battery_8hr_15 | 0 | 0 | 0 | 0 | 0 | 0 | #N/A | 0 | PGE_New_Li_Battery_8hr_Generic | 0 | 0 | #N/A | 0 | 0 | 0 | 0 | PGE_New_Li_Battery_8hr_Generic | 0 | 0 | 0 | 0 | #N/A | 0 | 0 | 0 | PGE_New_Li_Battery_8hr_Generic | PGE_New_Li_Battery_8hr | PGE_GBA_Li_Battery_8hr_15 | 0 | 0 | 0 | 0 | 0 | 0 | 0 | #N/A | 0 | PGE_New_Li_Battery_8hr_Generic | 0 | 0 | #N/A | 0 | 0 | 0 | 0 | PGE_New_Li_Battery_8hr_Generic | PGE_New_Li_Battery_8hr | PGE_GBA_Li_Battery_8hr_15 | 0 | 0 | 0 | 0 | 0 | 0 | #N/A | #N/A | #N/A | 0 | 0 | 0 | 0 | 0 | 0 | PGE_New_Li_Battery_8hr_Generic | 0 | #N/A | 0 | 0 | PGE_New_Li_Battery_8hr_Generic | 0 | 0 | 0 | 0 | #N/A | #N/A | #N/A | #N/A | #N/A | #N/A | 0 | 0 | 0 | PGE_New_Li_Battery_8hr_Generic | PGE_New_Li_Battery_8hr | PGE_GBA_Li_Battery_8hr_15 | [6 empty] | #N/A |  | PGE_New_Li_Battery_8hr_Generic |  |  | #N/A |  |  |  |  | PGE_New_Li_Battery_8hr_Generic |  |  |  |  | #N/A |  |  |  | PGE_New_Li_Battery_8hr_Generic | PGE_New_Li_Battery_8hr | PGE_GBA_Li_Battery_8hr_15 | [6 empty] | #N/A |  | PGE_New_Li_Battery_8hr_Generic |  |  | #N/A |  |  |  |  | PGE_New_Li_Battery_8hr_Generic |  |  |  |  | #N/A |  |  |  | PGE_New_Li_Battery_8hr_Generic | PGE_New_Li_Battery_8hr | PGE_GBA_Li_Battery_8hr_15 | 0 | 0 | 0 | 0 | 0 | 0 | 0 | 0 | 0 | 0 | 0 | 0 | 0 | 0 | 0 | 0 | 0 | 0 | 0 | 0 | 0 | 0 | 0 | 0 | 0 | 0 | PG&E GBA
PGE_New_Li_Battery_8hr_Generic | PGE_New_Li_Battery_8hr | PGE_GBA_Li_Battery_8hr_155 | 0 | 0 | 0 | 0 | 0 | 0 | #N/A | 0 | PGE_New_Li_Battery_8hr_Generic | 0 | 0 | #N/A | 0 | 0 | 0 | 0 | PGE_New_Li_Battery_8hr_Generic | 0 | 0 | 0 | 0 | #N/A | 0 | 0 | 0 | PGE_New_Li_Battery_8hr_Generic | PGE_New_Li_Battery_8hr | PGE_GBA_Li_Battery_8hr_155 | 0 | 0 | 0 | 0 | 0 | 0 | 0 | #N/A | 0 | PGE_New_Li_Battery_8hr_Generic | 0 | 0 | #N/A | 0 | 0 | 0 | 0 | PGE_New_Li_Battery_8hr_Generic | PGE_New_Li_Battery_8hr | PGE_GBA_Li_Battery_8hr_155 | 0 | 0 | 0 | 0 | 0 | 0 | #N/A | #N/A | #N/A | 0 | 0 | 0 | 0 | 0 | 0 | PGE_New_Li_Battery_8hr_Generic | 0 | #N/A | 0 | 0 | PGE_New_Li_Battery_8hr_Generic | 0 | 0 | 0 | 0 | #N/A | #N/A | #N/A | #N/A | #N/A | #N/A | 0 | 0 | 0 | PGE_New_Li_Battery_8hr_Generic | PGE_New_Li_Battery_8hr | PGE_GBA_Li_Battery_8hr_155 | [6 empty] | #N/A |  | PGE_New_Li_Battery_8hr_Generic |  |  | #N/A |  |  |  |  | PGE_New_Li_Battery_8hr_Generic |  |  |  |  | #N/A |  |  |  | PGE_New_Li_Battery_8hr_Generic | PGE_New_Li_Battery_8hr | PGE_GBA_Li_Battery_8hr_155 | [6 empty] | #N/A |  | PGE_New_Li_Battery_8hr_Generic |  |  | #N/A |  |  |  |  | PGE_New_Li_Battery_8hr_Generic |  |  |  |  | #N/A |  |  |  | PGE_New_Li_Battery_8hr_Generic | PGE_New_Li_Battery_8hr | PGE_GBA_Li_Battery_8hr_155 | 0 | 0 | 0 | 0 | 0 | 0 | 0 | 0 | 0 | 0 | 0 | 0 | 0 | 0 | 0 | 0 | 0 | 0 | 0 | 0 | 0 | 0 | 0 | 0 | 0 | 0 | PG&E GBA
PGE_New_Li_Battery_8hr_Generic | PGE_New_Li_Battery_8hr | PGE_GBA_Li_Battery_8hr_29 | 0 | 0 | 0 | 0 | 0 | 0 | #N/A | 0 | PGE_New_Li_Battery_8hr_Generic | 0 | 0 | #N/A | 0 | 0 | 0 | 0 | PGE_New_Li_Battery_8hr_Generic | 0 | 0 | 0 | 0 | #N/A | 0 | 0 | 0 | PGE_New_Li_Battery_8hr_Generic | PGE_New_Li_Battery_8hr | PGE_GBA_Li_Battery_8hr_29 | 0 | 0 | 0 | 0 | 0 | 0 | 0 | #N/A | 0 | PGE_New_Li_Battery_8hr_Generic | 0 | 0 | #N/A | 0 | 0 | 0 | 0 | PGE_New_Li_Battery_8hr_Generic | PGE_New_Li_Battery_8hr | PGE_GBA_Li_Battery_8hr_29 | 0 | 0 | 0 | 0 | 0 | 0 | #N/A | #N/A | #N/A | 0 | 0 | 0 | 0 | 0 | 0 | PGE_New_Li_Battery_8hr_Generic | 0 | #N/A | 0 | 0 | PGE_New_Li_Battery_8hr_Generic | 0 | 0 | 0 | 0 | #N/A | #N/A | #N/A | #N/A | #N/A | #N/A | 0 | 0 | 0 | PGE_New_Li_Battery_8hr_Generic | PGE_New_Li_Battery_8hr | PGE_GBA_Li_Battery_8hr_29 | [6 empty] | #N/A |  | PGE_New_Li_Battery_8hr_Generic |  |  | #N/A |  |  |  |  | PGE_New_Li_Battery_8hr_Generic |  |  |  |  | #N/A |  |  |  | PGE_New_Li_Battery_8hr_Generic | PGE_New_Li_Battery_8hr | PGE_GBA_Li_Battery_8hr_29 | [6 empty] | #N/A |  | PGE_New_Li_Battery_8hr_Generic |  |  | #N/A |  |  |  |  | PGE_New_Li_Battery_8hr_Generic |  |  |  |  | #N/A |  |  |  | PGE_New_Li_Battery_8hr_Generic | PGE_New_Li_Battery_8hr | PGE_GBA_Li_Battery_8hr_29 | 0 | 0 | 0 | 0 | 0 | 0 | 0 | 0 | 0 | 0 | 0 | 0 | 0 | 0 | 0 | 0 | 0 | 0 | 0 | 0 | 0 | 0 | 0 | 0 | 0 | 0 | PG&E GBA
PGE_New_Li_Battery_8hr_Generic | PGE_New_Li_Battery_8hr | PGE_GBA_Li_Battery_8hr_3 | 0 | 0 | 0 | 0 | 0 | 0 | #N/A | 0 | PGE_New_Li_Battery_8hr_Generic | 0 | 0 | #N/A | 0 | 0 | 0 | 0 | PGE_New_Li_Battery_8hr_Generic | 0 | 0 | 0 | 0 | #N/A | 0 | 0 | 0 | PGE_New_Li_Battery_8hr_Generic | PGE_New_Li_Battery_8hr | PGE_GBA_Li_Battery_8hr_3 | 0 | 0 | 0 | 0 | 0 | 0 | 0 | #N/A | 0 | PGE_New_Li_Battery_8hr_Generic | 0 | 0 | #N/A | 0 | 0 | 0 | 0 | PGE_New_Li_Battery_8hr_Generic | PGE_New_Li_Battery_8hr | PGE_GBA_Li_Battery_8hr_3 | 0 | 0 | 0 | 0 | 0 | 0 | #N/A | #N/A | #N/A | 0 | 0 | 0 | 0 | 0 | 0 | PGE_New_Li_Battery_8hr_Generic | 0 | #N/A | 0 | 0 | PGE_New_Li_Battery_8hr_Generic | 0 | 0 | 0 | 0 | #N/A | #N/A | #N/A | #N/A | #N/A | #N/A | 0 | 0 | 0 | PGE_New_Li_Battery_8hr_Generic | PGE_New_Li_Battery_8hr | PGE_GBA_Li_Battery_8hr_3 | [6 empty] | #N/A |  | PGE_New_Li_Battery_8hr_Generic |  |  | #N/A |  |  |  |  | PGE_New_Li_Battery_8hr_Generic |  |  |  |  | #N/A |  |  |  | PGE_New_Li_Battery_8hr_Generic | PGE_New_Li_Battery_8hr | PGE_GBA_Li_Battery_8hr_3 | [6 empty] | #N/A |  | PGE_New_Li_Battery_8hr_Generic |  |  | #N/A |  |  |  |  | PGE_New_Li_Battery_8hr_Generic |  |  |  |  | #N/A |  |  |  | PGE_New_Li_Battery_8hr_Generic | PGE_New_Li_Battery_8hr | PGE_GBA_Li_Battery_8hr_3 | 0 | 0 | 0 | 0 | 0 | 0 | 0 | 0 | 0 | 0 | 0 | 0 | 0 | 0 | 0 | 0 | 0 | 0 | 0 | 0 | 0 | 0 | 0 | 0 | 0 | 0 | PG&E GBA
PGE_New_Li_Battery_8hr_Generic | PGE_New_Li_Battery_8hr | PGE_GBA_Li_Battery_8hr_30 | 0 | 0 | 0 | 0 | 0 | 0 | #N/A | 0 | PGE_New_Li_Battery_8hr_Generic | 0 | 0 | #N/A | 0 | 0 | 0 | 0 | PGE_New_Li_Battery_8hr_Generic | 0 | 0 | 0 | 0 | #N/A | 0 | 0 | 0 | PGE_New_Li_Battery_8hr_Generic | PGE_New_Li_Battery_8hr | PGE_GBA_Li_Battery_8hr_30 | 0 | 0 | 0 | 0 | 0 | 0 | 0 | #N/A | 0 | PGE_New_Li_Battery_8hr_Generic | 0 | 0 | #N/A | 0 | 0 | 0 | 0 | PGE_New_Li_Battery_8hr_Generic | PGE_New_Li_Battery_8hr | PGE_GBA_Li_Battery_8hr_30 | 0 | 0 | 0 | 0 | 0 | 0 | #N/A | #N/A | #N/A | 0 | 0 | 0 | 0 | 0 | 0 | PGE_New_Li_Battery_8hr_Generic | 0 | #N/A | 0 | 0 | PGE_New_Li_Battery_8hr_Generic | 0 | 0 | 0 | 0 | #N/A | #N/A | #N/A | #N/A | #N/A | #N/A | 0 | 0 | 0 | PGE_New_Li_Battery_8hr_Generic | PGE_New_Li_Battery_8hr | PGE_GBA_Li_Battery_8hr_30 | [6 empty] | #N/A |  | PGE_New_Li_Battery_8hr_Generic |  |  | #N/A |  |  |  |  | PGE_New_Li_Battery_8hr_Generic |  |  |  |  | #N/A |  |  |  | PGE_New_Li_Battery_8hr_Generic | PGE_New_Li_Battery_8hr | PGE_GBA_Li_Battery_8hr_30 | [6 empty] | #N/A |  | PGE_New_Li_Battery_8hr_Generic |  |  | #N/A |  |  |  |  | PGE_New_Li_Battery_8hr_Generic |  |  |  |  | #N/A |  |  |  | PGE_New_Li_Battery_8hr_Generic | PGE_New_Li_Battery_8hr | PGE_GBA_Li_Battery_8hr_30 | 0 | 0 | 0 | 0 | 0 | 0 | 0 | 0 | 0 | 0 | 0 | 0 | 0 | 0 | 0 | 0 | 0 | 0 | 0 | 0 | 0 | 0 | 0 | 0 | 0 | 0 | PG&E GBA
PGE_New_Li_Battery_8hr_Generic | PGE_New_Li_Battery_8hr | PGE_GBA_Li_Battery_8hr_31 | 0 | 0 | 0 | 0 | 0 | 0 | #N/A | 0 | PGE_New_Li_Battery_8hr_Generic | 0 | 0 | #N/A | 0 | 0 | 0 | 0 | PGE_New_Li_Battery_8hr_Generic | 0 | 0 | 0 | 0 | #N/A | 0 | 0 | 0 | PGE_New_Li_Battery_8hr_Generic | PGE_New_Li_Battery_8hr | PGE_GBA_Li_Battery_8hr_31 | 0 | 0 | 0 | 0 | 0 | 0 | 0 | #N/A | 0 | PGE_New_Li_Battery_8hr_Generic | 0 | 0 | #N/A | 0 | 0 | 0 | 0 | PGE_New_Li_Battery_8hr_Generic | PGE_New_Li_Battery_8hr | PGE_GBA_Li_Battery_8hr_31 | 0 | 0 | 0 | 0 | 0 | 0 | #N/A | #N/A | #N/A | 0 | 0 | 0 | 0 | 0 | 0 | PGE_New_Li_Battery_8hr_Generic | 0 | #N/A | 0 | 0 | PGE_New_Li_Battery_8hr_Generic | 0 | 0 | 0 | 0 | #N/A | #N/A | #N/A | #N/A | #N/A | #N/A | 0 | 0 | 0 | PGE_New_Li_Battery_8hr_Generic | PGE_New_Li_Battery_8hr | PGE_GBA_Li_Battery_8hr_31 | [6 empty] | #N/A |  | PGE_New_Li_Battery_8hr_Generic |  |  | #N/A |  |  |  |  | PGE_New_Li_Battery_8hr_Generic |  |  |  |  | #N/A |  |  |  | PGE_New_Li_Battery_8hr_Generic | PGE_New_Li_Battery_8hr | PGE_GBA_Li_Battery_8hr_31 | [6 empty] | #N/A |  | PGE_New_Li_Battery_8hr_Generic |  |  | #N/A |  |  |  |  | PGE_New_Li_Battery_8hr_Generic |  |  |  |  | #N/A |  |  |  | PGE_New_Li_Battery_8hr_Generic | PGE_New_Li_Battery_8hr | PGE_GBA_Li_Battery_8hr_31 | 0 | 0 | 0 | 0 | 0 | 0 | 0 | 0 | 0 | 0 | 0 | 0 | 0 | 0 | 0 | 0 | 0 | 0 | 0 | 0 | 0 | 0 | 0 | 0 | 0 | 0 | PG&E GBA
PGE_New_Li_Battery_8hr_Generic | PGE_New_Li_Battery_8hr | PGE_GBA_Li_Battery_8hr_34 | 0 | 0 | 0 | 0 | 0 | 0 | #N/A | 0 | PGE_New_Li_Battery_8hr_Generic | 0 | 0 | #N/A | 0 | 0 | 0 | 0 | PGE_New_Li_Battery_8hr_Generic | 0 | 0 | 0 | 0 | #N/A | 0 | 0 | 0 | PGE_New_Li_Battery_8hr_Generic | PGE_New_Li_Battery_8hr | PGE_GBA_Li_Battery_8hr_34 | 0 | 0 | 0 | 0 | 0 | 0 | 0 | #N/A | 0 | PGE_New_Li_Battery_8hr_Generic | 0 | 0 | #N/A | 0 | 0 | 0 | 0 | PGE_New_Li_Battery_8hr_Generic | PGE_New_Li_Battery_8hr | PGE_GBA_Li_Battery_8hr_34 | 0 | 0 | 0 | 0 | 0 | 0 | #N/A | #N/A | #N/A | 0 | 0 | 0 | 0 | 0 | 0 | PGE_New_Li_Battery_8hr_Generic | 0 | #N/A | 0 | 0 | PGE_New_Li_Battery_8hr_Generic | 0 | 0 | 0 | 0 | #N/A | #N/A | #N/A | #N/A | #N/A | #N/A | 0 | 0 | 0 | PGE_New_Li_Battery_8hr_Generic | PGE_New_Li_Battery_8hr | PGE_GBA_Li_Battery_8hr_34 | [6 empty] | #N/A |  | PGE_New_Li_Battery_8hr_Generic |  |  | #N/A |  |  |  |  | PGE_New_Li_Battery_8hr_Generic |  |  |  |  | #N/A |  |  |  | PGE_New_Li_Battery_8hr_Generic | PGE_New_Li_Battery_8hr | PGE_GBA_Li_Battery_8hr_34 | [6 empty] | #N/A |  | PGE_New_Li_Battery_8hr_Generic |  |  | #N/A |  |  |  |  | PGE_New_Li_Battery_8hr_Generic |  |  |  |  | #N/A |  |  |  | PGE_New_Li_Battery_8hr_Generic | PGE_New_Li_Battery_8hr | PGE_GBA_Li_Battery_8hr_34 | 0 | 0 | 0 | 0 | 0 | 0 | 0 | 0 | 0 | 0 | 0 | 0 | 0 | 0 | 0 | 0 | 0 | 0 | 0 | 0 | 0 | 0 | 0 | 0 | 0 | 0 | PG&E GBA
PGE_New_Li_Battery_8hr_Generic | PGE_New_Li_Battery_8hr | PGE_GBA_Li_Battery_8hr_36 | 0 | 0 | 0 | 0 | 0 | 0 | #N/A | 0 | PGE_New_Li_Battery_8hr_Generic | 0 | 0 | #N/A | 0 | 0 | 0 | 0 | PGE_New_Li_Battery_8hr_Generic | 0 | 0 | 0 | 0 | #N/A | 0 | 0 | 0 | PGE_New_Li_Battery_8hr_Generic | PGE_New_Li_Battery_8hr | PGE_GBA_Li_Battery_8hr_36 | 0 | 0 | 0 | 0 | 0 | 0 | 0 | #N/A | 0 | PGE_New_Li_Battery_8hr_Generic | 0 | 0 | #N/A | 0 | 0 | 0 | 0 | PGE_New_Li_Battery_8hr_Generic | PGE_New_Li_Battery_8hr | PGE_GBA_Li_Battery_8hr_36 | 0 | 0 | 0 | 0 | 0 | 0 | #N/A | #N/A | #N/A | 0 | 0 | 0 | 0 | 0 | 0 | PGE_New_Li_Battery_8hr_Generic | 0 | #N/A | 0 | 0 | PGE_New_Li_Battery_8hr_Generic | 0 | 0 | 0 | 0 | #N/A | #N/A | #N/A | #N/A | #N/A | #N/A | 0 | 0 | 0 | PGE_New_Li_Battery_8hr_Generic | PGE_New_Li_Battery_8hr | PGE_GBA_Li_Battery_8hr_36 | [6 empty] | #N/A |  | PGE_New_Li_Battery_8hr_Generic |  |  | #N/A |  |  |  |  | PGE_New_Li_Battery_8hr_Generic |  |  |  |  | #N/A |  |  |  | PGE_New_Li_Battery_8hr_Generic | PGE_New_Li_Battery_8hr | PGE_GBA_Li_Battery_8hr_36 | [6 empty] | #N/A |  | PGE_New_Li_Battery_8hr_Generic |  |  | #N/A |  |  |  |  | PGE_New_Li_Battery_8hr_Generic |  |  |  |  | #N/A |  |  |  | PGE_New_Li_Battery_8hr_Generic | PGE_New_Li_Battery_8hr | PGE_GBA_Li_Battery_8hr_36 | 0 | 0 | 0 | 0 | 0 | 0 | 0 | 0 | 0 | 0 | 0 | 0 | 0 | 0 | 0 | 0 | 0 | 0 | 0 | 0 | 0 | 0 | 0 | 0 | 0 | 0 | PG&E GBA
PGE_New_Li_Battery_8hr_Generic | PGE_New_Li_Battery_8hr | PGE_GBA_Li_Battery_8hr_40 | 0 | 0 | 0 | 0 | 0 | 0 | #N/A | 0 | PGE_New_Li_Battery_8hr_Generic | 0 | 0 | #N/A | 0 | 0 | 0 | 0 | PGE_New_Li_Battery_8hr_Generic | 0 | 0 | 0 | 0 | #N/A | 0 | 0 | 0 | PGE_New_Li_Battery_8hr_Generic | PGE_New_Li_Battery_8hr | PGE_GBA_Li_Battery_8hr_40 | 0 | 0 | 0 | 0 | 0 | 0 | 0 | #N/A | 0 | PGE_New_Li_Battery_8hr_Generic | 0 | 0 | #N/A | 0 | 0 | 0 | 0 | PGE_New_Li_Battery_8hr_Generic | PGE_New_Li_Battery_8hr | PGE_GBA_Li_Battery_8hr_40 | 0 | 0 | 0 | 0 | 0 | 0 | #N/A | #N/A | #N/A | 0 | 0 | 0 | 0 | 0 | 0 | PGE_New_Li_Battery_8hr_Generic | 0 | #N/A | 0 | 0 | PGE_New_Li_Battery_8hr_Generic | 0 | 0 | 0 | 0 | #N/A | #N/A | #N/A | #N/A | #N/A | #N/A | 0 | 0 | 0 | PGE_New_Li_Battery_8hr_Generic | PGE_New_Li_Battery_8hr | PGE_GBA_Li_Battery_8hr_40 | [6 empty] | #N/A |  | PGE_New_Li_Battery_8hr_Generic |  |  | #N/A |  |  |  |  | PGE_New_Li_Battery_8hr_Generic |  |  |  |  | #N/A |  |  |  | PGE_New_Li_Battery_8hr_Generic | PGE_New_Li_Battery_8hr | PGE_GBA_Li_Battery_8hr_40 | [6 empty] | #N/A |  | PGE_New_Li_Battery_8hr_Generic |  |  | #N/A |  |  |  |  | PGE_New_Li_Battery_8hr_Generic |  |  |  |  | #N/A |  |  |  | PGE_New_Li_Battery_8hr_Generic | PGE_New_Li_Battery_8hr | PGE_GBA_Li_Battery_8hr_40 | 0 | 0 | 0 | 0 | 0 | 0 | 0 | 0 | 0 | 0 | 0 | 0 | 0 | 0 | 0 | 0 | 0 | 0 | 0 | 0 | 0 | 0 | 0 | 0 | 0 | 0 | PG&E GBA
PGE_New_Li_Battery_8hr_Generic | PGE_New_Li_Battery_8hr | PGE_GBA_Li_Battery_8hr_41 | 0 | 0 | 0 | 0 | 0 | 0 | #N/A | 0 | PGE_New_Li_Battery_8hr_Generic | 0 | 0 | #N/A | 0 | 0 | 0 | 0 | PGE_New_Li_Battery_8hr_Generic | 0 | 0 | 0 | 0 | #N/A | 0 | 0 | 0 | PGE_New_Li_Battery_8hr_Generic | PGE_New_Li_Battery_8hr | PGE_GBA_Li_Battery_8hr_41 | 0 | 0 | 0 | 0 | 0 | 0 | 0 | #N/A | 0 | PGE_New_Li_Battery_8hr_Generic | 0 | 0 | #N/A | 0 | 0 | 0 | 0 | PGE_New_Li_Battery_8hr_Generic | PGE_New_Li_Battery_8hr | PGE_GBA_Li_Battery_8hr_41 | 0 | 0 | 0 | 0 | 0 | 0 | #N/A | #N/A | #N/A | 0 | 0 | 0 | 0 | 0 | 0 | PGE_New_Li_Battery_8hr_Generic | 0 | #N/A | 0 | 0 | PGE_New_Li_Battery_8hr_Generic | 0 | 0 | 0 | 0 | #N/A | #N/A | #N/A | #N/A | #N/A | #N/A | 0 | 0 | 0 | PGE_New_Li_Battery_8hr_Generic | PGE_New_Li_Battery_8hr | PGE_GBA_Li_Battery_8hr_41 | [6 empty] | #N/A |  | PGE_New_Li_Battery_8hr_Generic |  |  | #N/A |  |  |  |  | PGE_New_Li_Battery_8hr_Generic |  |  |  |  | #N/A |  |  |  | PGE_New_Li_Battery_8hr_Generic | PGE_New_Li_Battery_8hr | PGE_GBA_Li_Battery_8hr_41 | [6 empty] | #N/A |  | PGE_New_Li_Battery_8hr_Generic |  |  | #N/A |  |  |  |  | PGE_New_Li_Battery_8hr_Generic |  |  |  |  | #N/A |  |  |  | PGE_New_Li_Battery_8hr_Generic | PGE_New_Li_Battery_8hr | PGE_GBA_Li_Battery_8hr_41 | 0 | 0 | 0 | 0 | 0 | 0 | 0 | 0 | 0 | 0 | 0 | 0 | 0 | 0 | 0 | 0 | 0 | 0 | 0 | 0 | 0 | 0 | 0 | 0 | 0 | 0 | PG&E GBA
PGE_New_Li_Battery_8hr_Generic | PGE_New_Li_Battery_8hr | PGE_GBA_Li_Battery_8hr_42 | 0 | 0 | 0 | 0 | 0 | 0 | #N/A | 0 | PGE_New_Li_Battery_8hr_Generic | 0 | 0 | #N/A | 0 | 0 | 0 | 0 | PGE_New_Li_Battery_8hr_Generic | 0 | 0 | 0 | 0 | #N/A | 0 | 0 | 0 | PGE_New_Li_Battery_8hr_Generic | PGE_New_Li_Battery_8hr | PGE_GBA_Li_Battery_8hr_42 | 0 | 0 | 0 | 0 | 0 | 0 | 0 | #N/A | 0 | PGE_New_Li_Battery_8hr_Generic | 0 | 0 | #N/A | 0 | 0 | 0 | 0 | PGE_New_Li_Battery_8hr_Generic | PGE_New_Li_Battery_8hr | PGE_GBA_Li_Battery_8hr_42 | 0 | 0 | 0 | 0 | 0 | 0 | #N/A | #N/A | #N/A | 0 | 0 | 0 | 0 | 0 | 0 | PGE_New_Li_Battery_8hr_Generic | 0 | #N/A | 0 | 0 | PGE_New_Li_Battery_8hr_Generic | 0 | 0 | 0 | 0 | #N/A | #N/A | #N/A | #N/A | #N/A | #N/A | 0 | 0 | 0 | PGE_New_Li_Battery_8hr_Generic | PGE_New_Li_Battery_8hr | PGE_GBA_Li_Battery_8hr_42 | [6 empty] | #N/A |  | PGE_New_Li_Battery_8hr_Generic |  |  | #N/A |  |  |  |  | PGE_New_Li_Battery_8hr_Generic |  |  |  |  | #N/A |  |  |  | PGE_New_Li_Battery_8hr_Generic | PGE_New_Li_Battery_8hr | PGE_GBA_Li_Battery_8hr_42 | [6 empty] | #N/A |  | PGE_New_Li_Battery_8hr_Generic |  |  | #N/A |  |  |  |  | PGE_New_Li_Battery_8hr_Generic |  |  |  |  | #N/A |  |  |  | PGE_New_Li_Battery_8hr_Generic | PGE_New_Li_Battery_8hr | PGE_GBA_Li_Battery_8hr_42 | 0 | 0 | 0 | 0 | 0 | 0 | 0 | 0 | 0 | 0 | 0 | 0 | 0 | 0 | 0 | 0 | 0 | 0 | 0 | 0 | 0 | 0 | 0 | 0 | 0 | 0 | PG&E GBA
PGE_New_Li_Battery_8hr_Generic | PGE_New_Li_Battery_8hr | PGE_GBA_Li_Battery_8hr_44 | 0 | 0 | 0 | 0 | 0 | 0 | #N/A | 0 | PGE_New_Li_Battery_8hr_Generic | 0 | 0 | #N/A | 0 | 0 | 0 | 0 | PGE_New_Li_Battery_8hr_Generic | 0 | 0 | 0 | 0 | #N/A | 0 | 0 | 0 | PGE_New_Li_Battery_8hr_Generic | PGE_New_Li_Battery_8hr | PGE_GBA_Li_Battery_8hr_44 | 0 | 0 | 0 | 0 | 0 | 0 | 0 | #N/A | 0 | PGE_New_Li_Battery_8hr_Generic | 0 | 0 | #N/A | 0 | 0 | 0 | 0 | PGE_New_Li_Battery_8hr_Generic | PGE_New_Li_Battery_8hr | PGE_GBA_Li_Battery_8hr_44 | 0 | 0 | 0 | 0 | 0 | 0 | #N/A | #N/A | #N/A | 0 | 0 | 0 | 0 | 0 | 0 | PGE_New_Li_Battery_8hr_Generic | 0 | #N/A | 0 | 0 | PGE_New_Li_Battery_8hr_Generic | 0 | 0 | 0 | 0 | #N/A | #N/A | #N/A | #N/A | #N/A | #N/A | 0 | 0 | 0 | PGE_New_Li_Battery_8hr_Generic | PGE_New_Li_Battery_8hr | PGE_GBA_Li_Battery_8hr_44 | [6 empty] | #N/A |  | PGE_New_Li_Battery_8hr_Generic |  |  | #N/A |  |  |  |  | PGE_New_Li_Battery_8hr_Generic |  |  |  |  | #N/A |  |  |  | PGE_New_Li_Battery_8hr_Generic | PGE_New_Li_Battery_8hr | PGE_GBA_Li_Battery_8hr_44 | [6 empty] | #N/A |  | PGE_New_Li_Battery_8hr_Generic |  |  | #N/A |  |  |  |  | PGE_New_Li_Battery_8hr_Generic |  |  |  |  | #N/A |  |  |  | PGE_New_Li_Battery_8hr_Generic | PGE_New_Li_Battery_8hr | PGE_GBA_Li_Battery_8hr_44 | 0 | 0 | 0 | 0 | 0 | 0 | 0 | 0 | 0 | 0 | 0 | 0 | 0 | 0 | 0 | 0 | 0 | 0 | 0 | 0 | 0 | 0 | 0 | 0 | 0 | 0 | PG&E GBA
PGE_New_Li_Battery_8hr_Generic | PGE_New_Li_Battery_8hr | PGE_GBA_Li_Battery_8hr_5 | 0 | 0 | 0 | 0 | 0 | 0 | #N/A | 0 | PGE_New_Li_Battery_8hr_Generic | 0 | 0 | #N/A | 0 | 0 | 0 | 0 | PGE_New_Li_Battery_8hr_Generic | 0 | 0 | 0 | 0 | #N/A | 0 | 0 | 0 | PGE_New_Li_Battery_8hr_Generic | PGE_New_Li_Battery_8hr | PGE_GBA_Li_Battery_8hr_5 | 0 | 0 | 0 | 0 | 0 | 0 | 0 | #N/A | 0 | PGE_New_Li_Battery_8hr_Generic | 0 | 0 | #N/A | 0 | 0 | 0 | 0 | PGE_New_Li_Battery_8hr_Generic | PGE_New_Li_Battery_8hr | PGE_GBA_Li_Battery_8hr_5 | 0 | 0 | 0 | 0 | 0 | 0 | #N/A | #N/A | #N/A | 0 | 0 | 0 | 0 | 0 | 0 | PGE_New_Li_Battery_8hr_Generic | 0 | #N/A | 0 | 0 | PGE_New_Li_Battery_8hr_Generic | 0 | 0 | 0 | 0 | #N/A | #N/A | #N/A | #N/A | #N/A | #N/A | 0 | 0 | 0 | PGE_New_Li_Battery_8hr_Generic | PGE_New_Li_Battery_8hr | PGE_GBA_Li_Battery_8hr_5 | [6 empty] | #N/A |  | PGE_New_Li_Battery_8hr_Generic |  |  | #N/A |  |  |  |  | PGE_New_Li_Battery_8hr_Generic |  |  |  |  | #N/A |  |  |  | PGE_New_Li_Battery_8hr_Generic | PGE_New_Li_Battery_8hr | PGE_GBA_Li_Battery_8hr_5 | [6 empty] | #N/A |  | PGE_New_Li_Battery_8hr_Generic |  |  | #N/A |  |  |  |  | PGE_New_Li_Battery_8hr_Generic |  |  |  |  | #N/A |  |  |  | PGE_New_Li_Battery_8hr_Generic | PGE_New_Li_Battery_8hr | PGE_GBA_Li_Battery_8hr_5 | 0 | 0 | 0 | 0 | 0 | 0 | 0.032 | 0 | 0.032 | 0 | 0 | 0.032 | 0 | 0 | 0 | 0 | 0.032 | 0 | 0 | 0 | 0 | 0.032 | 0 | 0 | 0 | 0.032 | PG&E GBA
PGE_New_Li_Battery_8hr_Generic | PGE_New_Li_Battery_8hr | PGE_GBA_Li_Battery_8hr_50 | 0 | 0 | 0 | 0 | 0 | 0 | #N/A | 0 | PGE_New_Li_Battery_8hr_Generic | 0 | 0 | #N/A | 0 | 0 | 0 | 0 | PGE_New_Li_Battery_8hr_Generic | 0 | 0 | 0 | 0 | #N/A | 0 | 0 | 0 | PGE_New_Li_Battery_8hr_Generic | PGE_New_Li_Battery_8hr | PGE_GBA_Li_Battery_8hr_50 | 0 | 0 | 0 | 0 | 0 | 0 | 0 | #N/A | 0 | PGE_New_Li_Battery_8hr_Generic | 0 | 0 | #N/A | 0 | 0 | 0 | 0 | PGE_New_Li_Battery_8hr_Generic | PGE_New_Li_Battery_8hr | PGE_GBA_Li_Battery_8hr_50 | 0 | 0 | 0 | 0 | 0 | 0 | #N/A | #N/A | #N/A | 0 | 0 | 0 | 0 | 0 | 0 | PGE_New_Li_Battery_8hr_Generic | 0 | #N/A | 0 | 0 | PGE_New_Li_Battery_8hr_Generic | 0 | 0 | 0 | 0 | #N/A | #N/A | #N/A | #N/A | #N/A | #N/A | 0 | 0 | 0 | PGE_New_Li_Battery_8hr_Generic | PGE_New_Li_Battery_8hr | PGE_GBA_Li_Battery_8hr_50 | [6 empty] | #N/A |  | PGE_New_Li_Battery_8hr_Generic |  |  | #N/A |  |  |  |  | PGE_New_Li_Battery_8hr_Generic |  |  |  |  | #N/A |  |  |  | PGE_New_Li_Battery_8hr_Generic | PGE_New_Li_Battery_8hr | PGE_GBA_Li_Battery_8hr_50 | [6 empty] | #N/A |  | PGE_New_Li_Battery_8hr_Generic |  |  | #N/A |  |  |  |  | PGE_New_Li_Battery_8hr_Generic |  |  |  |  | #N/A |  |  |  | PGE_New_Li_Battery_8hr_Generic | PGE_New_Li_Battery_8hr | PGE_GBA_Li_Battery_8hr_50 | 0 | 0 | 0 | 0 | 0 | 0 | 0 | 0 | 0 | 0 | 0 | 0 | 0 | 0 | 0 | 0 | 0 | 0 | 0 | 0 | 0 | 0 | 0 | 0 | 0 | 0 | PG&E GBA
PGE_New_Li_Battery_8hr_Generic | PGE_New_Li_Battery_8hr | PGE_GBA_Li_Battery_8hr_51 | 0 | 0 | 0 | 0 | 0 | 0 | #N/A | 0 | PGE_New_Li_Battery_8hr_Generic | 0 | 0 | #N/A | 0 | 0 | 0 | 0 | PGE_New_Li_Battery_8hr_Generic | 0 | 0 | 0 | 0 | #N/A | 0 | 0 | 0 | PGE_New_Li_Battery_8hr_Generic | PGE_New_Li_Battery_8hr | PGE_GBA_Li_Battery_8hr_51 | 0 | 0 | 0 | 0 | 0 | 0 | 0 | #N/A | 0 | PGE_New_Li_Battery_8hr_Generic | 0 | 0 | #N/A | 0 | 0 | 0 | 0 | PGE_New_Li_Battery_8hr_Generic | PGE_New_Li_Battery_8hr | PGE_GBA_Li_Battery_8hr_51 | 0 | 0 | 0 | 0 | 0 | 0 | #N/A | #N/A | #N/A | 0 | 0 | 0 | 0 | 0 | 0 | PGE_New_Li_Battery_8hr_Generic | 0 | #N/A | 0 | 0 | PGE_New_Li_Battery_8hr_Generic | 0 | 0 | 0 | 0 | #N/A | #N/A | #N/A | #N/A | #N/A | #N/A | 0 | 0 | 0 | PGE_New_Li_Battery_8hr_Generic | PGE_New_Li_Battery_8hr | PGE_GBA_Li_Battery_8hr_51 | [6 empty] | #N/A |  | PGE_New_Li_Battery_8hr_Generic |  |  | #N/A |  |  |  |  | PGE_New_Li_Battery_8hr_Generic |  |  |  |  | #N/A |  |  |  | PGE_New_Li_Battery_8hr_Generic | PGE_New_Li_Battery_8hr | PGE_GBA_Li_Battery_8hr_51 | [6 empty] | #N/A |  | PGE_New_Li_Battery_8hr_Generic |  |  | #N/A |  |  |  |  | PGE_New_Li_Battery_8hr_Generic |  |  |  |  | #N/A |  |  |  | PGE_New_Li_Battery_8hr_Generic | PGE_New_Li_Battery_8hr | PGE_GBA_Li_Battery_8hr_51 | 0 | 0 | 0 | 0 | 0 | 0 | 0 | 0 | 0 | 0 | 0 | 0 | 0 | 0 | 0 | 0 | 0 | 0 | 0 | 0 | 0 | 0 | 0 | 0 | 0 | 0 | PG&E GBA
PGE_New_Li_Battery_8hr_Generic | PGE_New_Li_Battery_8hr | PGE_GBA_Li_Battery_8hr_54 | 0 | 0 | 0 | 0 | 0 | 0 | #N/A | 0 | PGE_New_Li_Battery_8hr_Generic | 0 | 0 | #N/A | 0 | 0 | 0 | 0 | PGE_New_Li_Battery_8hr_Generic | 0 | 0 | 0 | 0 | #N/A | 0 | 0 | 0 | PGE_New_Li_Battery_8hr_Generic | PGE_New_Li_Battery_8hr | PGE_GBA_Li_Battery_8hr_54 | 0 | 0 | 0 | 0 | 0 | 0 | 0 | #N/A | 0 | PGE_New_Li_Battery_8hr_Generic | 0 | 0 | #N/A | 0 | 0 | 0 | 0 | PGE_New_Li_Battery_8hr_Generic | PGE_New_Li_Battery_8hr | PGE_GBA_Li_Battery_8hr_54 | 0 | 0 | 0 | 0 | 0 | 0 | #N/A | #N/A | #N/A | 0 | 0 | 0 | 0 | 0 | 0 | PGE_New_Li_Battery_8hr_Generic | 0 | #N/A | 0 | 0 | PGE_New_Li_Battery_8hr_Generic | 0 | 0 | 0 | 0 | #N/A | #N/A | #N/A | #N/A | #N/A | #N/A | 0 | 0 | 0 | PGE_New_Li_Battery_8hr_Generic | PGE_New_Li_Battery_8hr | PGE_GBA_Li_Battery_8hr_54 | [6 empty] | #N/A |  | PGE_New_Li_Battery_8hr_Generic |  |  | #N/A |  |  |  |  | PGE_New_Li_Battery_8hr_Generic |  |  |  |  | #N/A |  |  |  | PGE_New_Li_Battery_8hr_Generic | PGE_New_Li_Battery_8hr | PGE_GBA_Li_Battery_8hr_54 | [6 empty] | #N/A |  | PGE_New_Li_Battery_8hr_Generic |  |  | #N/A |  |  |  |  | PGE_New_Li_Battery_8hr_Generic |  |  |  |  | #N/A |  |  |  | PGE_New_Li_Battery_8hr_Generic | PGE_New_Li_Battery_8hr | PGE_GBA_Li_Battery_8hr_54 | 0 | 0 | 0 | 0 | 0 | 0 | 0 | 0 | 0 | 0 | 0 | 0 | 0 | 0 | 0 | 0 | 0 | 0 | 0 | 0 | 0 | 0 | 0 | 0 | 0 | 0 | PG&E GBA
PGE_New_Li_Battery_8hr_Generic | PGE_New_Li_Battery_8hr | PGE_GBA_Li_Battery_8hr_56 | 0 | 0 | 0 | 0 | 0 | 0 | #N/A | 0 | PGE_New_Li_Battery_8hr_Generic | 0 | 0 | #N/A | 0 | 0 | 0 | 0 | PGE_New_Li_Battery_8hr_Generic | 0 | 0 | 0 | 0 | #N/A | 0 | 0 | 0 | PGE_New_Li_Battery_8hr_Generic | PGE_New_Li_Battery_8hr | PGE_GBA_Li_Battery_8hr_56 | 0 | 0 | 0 | 0 | 0 | 0 | 0 | #N/A | 0 | PGE_New_Li_Battery_8hr_Generic | 0 | 0 | #N/A | 0 | 0 | 0 | 0 | PGE_New_Li_Battery_8hr_Generic | PGE_New_Li_Battery_8hr | PGE_GBA_Li_Battery_8hr_56 | 0 | 0 | 0 | 0 | 0 | 0 | #N/A | #N/A | #N/A | 0 | 0 | 0 | 0 | 0 | 0 | PGE_New_Li_Battery_8hr_Generic | 0 | #N/A | 0 | 0 | PGE_New_Li_Battery_8hr_Generic | 0 | 0 | 0 | 0 | #N/A | #N/A | #N/A | #N/A | #N/A | #N/A | 0 | 0 | 0 | PGE_New_Li_Battery_8hr_Generic | PGE_New_Li_Battery_8hr | PGE_GBA_Li_Battery_8hr_56 | [6 empty] | #N/A |  | PGE_New_Li_Battery_8hr_Generic |  |  | #N/A |  |  |  |  | PGE_New_Li_Battery_8hr_Generic |  |  |  |  | #N/A |  |  |  | PGE_New_Li_Battery_8hr_Generic | PGE_New_Li_Battery_8hr | PGE_GBA_Li_Battery_8hr_56 | [6 empty] | #N/A |  | PGE_New_Li_Battery_8hr_Generic |  |  | #N/A |  |  |  |  | PGE_New_Li_Battery_8hr_Generic |  |  |  |  | #N/A |  |  |  | PGE_New_Li_Battery_8hr_Generic | PGE_New_Li_Battery_8hr | PGE_GBA_Li_Battery_8hr_56 | 0 | 0 | 0 | 0 | 0 | 0 | 0 | 0 | 0 | 0 | 0 | 0 | 0 | 0 | 0 | 0 | 0 | 0 | 0 | 0 | 0 | 0 | 0 | 0 | 0 | 0 | PG&E GBA
PGE_New_Li_Battery_8hr_Generic | PGE_New_Li_Battery_8hr | PGE_GBA_Li_Battery_8hr_59 | 0 | 0 | 0 | 0 | 0 | 0 | #N/A | 0 | PGE_New_Li_Battery_8hr_Generic | 0 | 0 | #N/A | 0 | 0 | 0 | 0 | PGE_New_Li_Battery_8hr_Generic | 0 | 0 | 0 | 0 | #N/A | 0 | 0 | 0 | PGE_New_Li_Battery_8hr_Generic | PGE_New_Li_Battery_8hr | PGE_GBA_Li_Battery_8hr_59 | 0 | 0 | 0 | 0 | 0 | 0 | 0 | #N/A | 0 | PGE_New_Li_Battery_8hr_Generic | 0 | 0 | #N/A | 0 | 0 | 0 | 0 | PGE_New_Li_Battery_8hr_Generic | PGE_New_Li_Battery_8hr | PGE_GBA_Li_Battery_8hr_59 | 0 | 0 | 0 | 0 | 0 | 0 | #N/A | #N/A | #N/A | 0 | 0 | 0 | 0 | 0 | 0 | PGE_New_Li_Battery_8hr_Generic | 0 | #N/A | 0 | 0 | PGE_New_Li_Battery_8hr_Generic | 0 | 0 | 0 | 0 | #N/A | #N/A | #N/A | #N/A | #N/A | #N/A | 0 | 0 | 0 | PGE_New_Li_Battery_8hr_Generic | PGE_New_Li_Battery_8hr | PGE_GBA_Li_Battery_8hr_59 | [6 empty] | #N/A |  | PGE_New_Li_Battery_8hr_Generic |  |  | #N/A |  |  |  |  | PGE_New_Li_Battery_8hr_Generic |  |  |  |  | #N/A |  |  |  | PGE_New_Li_Battery_8hr_Generic | PGE_New_Li_Battery_8hr | PGE_GBA_Li_Battery_8hr_59 | [6 empty] | #N/A |  | PGE_New_Li_Battery_8hr_Generic |  |  | #N/A |  |  |  |  | PGE_New_Li_Battery_8hr_Generic |  |  |  |  | #N/A |  |  |  | PGE_New_Li_Battery_8hr_Generic | PGE_New_Li_Battery_8hr | PGE_GBA_Li_Battery_8hr_59 | 0 | 0 | 0 | 0 | 0 | 0 | 0 | 0 | 0 | 0 | 0 | 0 | 0 | 0 | 0 | 0 | 0 | 0 | 0 | 0 | 0 | 0 | 0 | 0 | 0 | 0 | PG&E GBA
PGE_New_Li_Battery_8hr_Generic | PGE_New_Li_Battery_8hr | PGE_GBA_Li_Battery_8hr_6 | 0 | 0 | 0 | 0 | 0 | 0 | #N/A | 0 | PGE_New_Li_Battery_8hr_Generic | 0 | 0 | #N/A | 0 | 0 | 0 | 0 | PGE_New_Li_Battery_8hr_Generic | 0 | 0 | 0 | 0 | #N/A | 0 | 0 | 0 | PGE_New_Li_Battery_8hr_Generic | PGE_New_Li_Battery_8hr | PGE_GBA_Li_Battery_8hr_6 | 0 | 0 | 0 | 0 | 0 | 0 | 0 | #N/A | 0 | PGE_New_Li_Battery_8hr_Generic | 0 | 0 | #N/A | 0 | 0 | 0 | 0 | PGE_New_Li_Battery_8hr_Generic | PGE_New_Li_Battery_8hr | PGE_GBA_Li_Battery_8hr_6 | 0 | 0 | 0 | 0 | 0 | 0 | #N/A | #N/A | #N/A | 0 | 0 | 0 | 0 | 0 | 0 | PGE_New_Li_Battery_8hr_Generic | 0 | #N/A | 0 | 0 | PGE_New_Li_Battery_8hr_Generic | 0 | 0 | 0 | 0 | #N/A | #N/A | #N/A | #N/A | #N/A | #N/A | 0 | 0 | 0 | PGE_New_Li_Battery_8hr_Generic | PGE_New_Li_Battery_8hr | PGE_GBA_Li_Battery_8hr_6 | [6 empty] | #N/A |  | PGE_New_Li_Battery_8hr_Generic |  |  | #N/A |  |  |  |  | PGE_New_Li_Battery_8hr_Generic |  |  |  |  | #N/A |  |  |  | PGE_New_Li_Battery_8hr_Generic | PGE_New_Li_Battery_8hr | PGE_GBA_Li_Battery_8hr_6 | [6 empty] | #N/A |  | PGE_New_Li_Battery_8hr_Generic |  |  | #N/A |  |  |  |  | PGE_New_Li_Battery_8hr_Generic |  |  |  |  | #N/A |  |  |  | PGE_New_Li_Battery_8hr_Generic | PGE_New_Li_Battery_8hr | PGE_GBA_Li_Battery_8hr_6 | 0 | 0 | 0 | 0 | 0 | 0 | 0 | 0 | 0 | 0 | 0 | 0 | 0 | 0 | 0 | 0 | 0 | 0 | 0 | 0 | 0 | 0 | 0 | 0 | 0 | 0 | PG&E GBA
PGE_New_Li_Battery_8hr_Generic | PGE_New_Li_Battery_8hr | PGE_GBA_Li_Battery_8hr_65 | 0 | 0 | 0 | 0 | 0 | 0 | #N/A | 0 | PGE_New_Li_Battery_8hr_Generic | 0 | 0 | #N/A | 0 | 0 | 0 | 0 | PGE_New_Li_Battery_8hr_Generic | 0 | 0 | 0 | 0 | #N/A | 0 | 0 | 0 | PGE_New_Li_Battery_8hr_Generic | PGE_New_Li_Battery_8hr | PGE_GBA_Li_Battery_8hr_65 | 0 | 0 | 0 | 0 | 0 | 0 | 0 | #N/A | 0 | PGE_New_Li_Battery_8hr_Generic | 0 | 0 | #N/A | 0 | 0 | 0 | 0 | PGE_New_Li_Battery_8hr_Generic | PGE_New_Li_Battery_8hr | PGE_GBA_Li_Battery_8hr_65 | 0 | 0 | 0 | 0 | 0 | 0 | #N/A | #N/A | #N/A | 0 | 0 | 0 | 0 | 0 | 0 | PGE_New_Li_Battery_8hr_Generic | 0 | #N/A | 0 | 0 | PGE_New_Li_Battery_8hr_Generic | 0 | 0 | 0 | 0 | #N/A | #N/A | #N/A | #N/A | #N/A | #N/A | 0 | 0 | 0 | PGE_New_Li_Battery_8hr_Generic | PGE_New_Li_Battery_8hr | PGE_GBA_Li_Battery_8hr_65 | [6 empty] | #N/A |  | PGE_New_Li_Battery_8hr_Generic |  |  | #N/A |  |  |  |  | PGE_New_Li_Battery_8hr_Generic |  |  |  |  | #N/A |  |  |  | PGE_New_Li_Battery_8hr_Generic | PGE_New_Li_Battery_8hr | PGE_GBA_Li_Battery_8hr_65 | [6 empty] | #N/A |  | PGE_New_Li_Battery_8hr_Generic |  |  | #N/A |  |  |  |  | PGE_New_Li_Battery_8hr_Generic |  |  |  |  | #N/A |  |  |  | PGE_New_Li_Battery_8hr_Generic | PGE_New_Li_Battery_8hr | PGE_GBA_Li_Battery_8hr_65 | 0 | 0 | 0 | 0 | 0 | 0 | 0 | 0 | 0 | 0 | 0 | 0 | 0 | 0 | 0 | 0 | 0 | 0 | 0 | 0 | 0 | 0 | 0 | 0 | 0 | 0 | PG&E GBA
PGE_New_Li_Battery_8hr_Generic | PGE_New_Li_Battery_8hr | PGE_GBA_Li_Battery_8hr_66 | 0 | 0 | 0 | 0 | 0 | 0 | #N/A | 0 | PGE_New_Li_Battery_8hr_Generic | 0 | 0 | #N/A | 0 | 0 | 0 | 0 | PGE_New_Li_Battery_8hr_Generic | 0 | 0 | 0 | 0 | #N/A | 0 | 0 | 0 | PGE_New_Li_Battery_8hr_Generic | PGE_New_Li_Battery_8hr | PGE_GBA_Li_Battery_8hr_66 | 0 | 0 | 0 | 0 | 0 | 0 | 0 | #N/A | 0 | PGE_New_Li_Battery_8hr_Generic | 0 | 0 | #N/A | 0 | 0 | 0 | 0 | PGE_New_Li_Battery_8hr_Generic | PGE_New_Li_Battery_8hr | PGE_GBA_Li_Battery_8hr_66 | 0 | 0 | 0 | 0 | 0 | 0 | #N/A | #N/A | #N/A | 0 | 0 | 0 | 0 | 0 | 0 | PGE_New_Li_Battery_8hr_Generic | 0 | #N/A | 0 | 0 | PGE_New_Li_Battery_8hr_Generic | 0 | 0 | 0 | 0 | #N/A | #N/A | #N/A | #N/A | #N/A | #N/A | 0 | 0 | 0 | PGE_New_Li_Battery_8hr_Generic | PGE_New_Li_Battery_8hr | PGE_GBA_Li_Battery_8hr_66 | [6 empty] | #N/A |  | PGE_New_Li_Battery_8hr_Generic |  |  | #N/A |  |  |  |  | PGE_New_Li_Battery_8hr_Generic |  |  |  |  | #N/A |  |  |  | PGE_New_Li_Battery_8hr_Generic | PGE_New_Li_Battery_8hr | PGE_GBA_Li_Battery_8hr_66 | [6 empty] | #N/A |  | PGE_New_Li_Battery_8hr_Generic |  |  | #N/A |  |  |  |  | PGE_New_Li_Battery_8hr_Generic |  |  |  |  | #N/A |  |  |  | PGE_New_Li_Battery_8hr_Generic | PGE_New_Li_Battery_8hr | PGE_GBA_Li_Battery_8hr_66 | 0 | 0 | 0 | 0 | 0 | 0 | 0 | 0 | 0 | 0 | 0 | 0 | 0 | 0 | 0 | 0 | 0 | 0 | 0 | 0 | 0 | 0 | 0 | 0 | 0 | 0 | PG&E GBA
PGE_New_Li_Battery_8hr_Generic | PGE_New_Li_Battery_8hr | PGE_GBA_Li_Battery_8hr_80 | 0 | 0 | 0 | 0 | 0 | 0 | #N/A | 0 | PGE_New_Li_Battery_8hr_Generic | 0 | 0 | #N/A | 0 | 0 | 0 | 0 | PGE_New_Li_Battery_8hr_Generic | 0 | 0 | 0 | 0 | #N/A | 0 | 0 | 0 | PGE_New_Li_Battery_8hr_Generic | PGE_New_Li_Battery_8hr | PGE_GBA_Li_Battery_8hr_80 | 0 | 0 | 0 | 0 | 0 | 0 | 0 | #N/A | 0 | PGE_New_Li_Battery_8hr_Generic | 0 | 0 | #N/A | 0 | 0 | 0 | 0 | PGE_New_Li_Battery_8hr_Generic | PGE_New_Li_Battery_8hr | PGE_GBA_Li_Battery_8hr_80 | 0 | 0 | 0 | 0 | 0 | 0 | #N/A | #N/A | #N/A | 0 | 0 | 0 | 0 | 0 | 0 | PGE_New_Li_Battery_8hr_Generic | 0 | #N/A | 0 | 0 | PGE_New_Li_Battery_8hr_Generic | 0 | 0 | 0 | 0 | #N/A | #N/A | #N/A | #N/A | #N/A | #N/A | 0 | 0 | 0 | PGE_New_Li_Battery_8hr_Generic | PGE_New_Li_Battery_8hr | PGE_GBA_Li_Battery_8hr_80 | [6 empty] | #N/A |  | PGE_New_Li_Battery_8hr_Generic |  |  | #N/A |  |  |  |  | PGE_New_Li_Battery_8hr_Generic |  |  |  |  | #N/A |  |  |  | PGE_New_Li_Battery_8hr_Generic | PGE_New_Li_Battery_8hr | PGE_GBA_Li_Battery_8hr_80 | [6 empty] | #N/A |  | PGE_New_Li_Battery_8hr_Generic |  |  | #N/A |  |  |  |  | PGE_New_Li_Battery_8hr_Generic |  |  |  |  | #N/A |  |  |  | PGE_New_Li_Battery_8hr_Generic | PGE_New_Li_Battery_8hr | PGE_GBA_Li_Battery_8hr_80 | 0 | 0 | 0 | 0 | 0 | 0 | 0 | 0 | 0 | 0 | 0 | 0 | 0 | 0 | 0 | 0 | 0 | 0 | 0 | 0 | 0 | 0 | 0 | 0 | 0 | 0 | PG&E GBA
PGE_New_Li_Battery_8hr_Generic | PGE_New_Li_Battery_8hr | PGE_GBA_Li_Battery_8hr_82 | 0 | 0 | 0 | 0 | 0 | 0 | #N/A | 0 | PGE_New_Li_Battery_8hr_Generic | 0 | 0 | #N/A | 0 | 0 | 0 | 0 | PGE_New_Li_Battery_8hr_Generic | 0 | 0 | 0 | 0 | #N/A | 0 | 0 | 0 | PGE_New_Li_Battery_8hr_Generic | PGE_New_Li_Battery_8hr | PGE_GBA_Li_Battery_8hr_82 | 0 | 0 | 0 | 0 | 0 | 0 | 0 | #N/A | 0 | PGE_New_Li_Battery_8hr_Generic | 0 | 0 | #N/A | 0 | 0 | 0 | 0 | PGE_New_Li_Battery_8hr_Generic | PGE_New_Li_Battery_8hr | PGE_GBA_Li_Battery_8hr_82 | 0 | 0 | 0 | 0 | 0 | 0 | #N/A | #N/A | #N/A | 0 | 0 | 0 | 0 | 0 | 0 | PGE_New_Li_Battery_8hr_Generic | 0 | #N/A | 0 | 0 | PGE_New_Li_Battery_8hr_Generic | 0 | 0 | 0 | 0 | #N/A | #N/A | #N/A | #N/A | #N/A | #N/A | 0 | 0 | 0 | PGE_New_Li_Battery_8hr_Generic | PGE_New_Li_Battery_8hr | PGE_GBA_Li_Battery_8hr_82 | [6 empty] | #N/A |  | PGE_New_Li_Battery_8hr_Generic |  |  | #N/A |  |  |  |  | PGE_New_Li_Battery_8hr_Generic |  |  |  |  | #N/A |  |  |  | PGE_New_Li_Battery_8hr_Generic | PGE_New_Li_Battery_8hr | PGE_GBA_Li_Battery_8hr_82 | [6 empty] | #N/A |  | PGE_New_Li_Battery_8hr_Generic |  |  | #N/A |  |  |  |  | PGE_New_Li_Battery_8hr_Generic |  |  |  |  | #N/A |  |  |  | PGE_New_Li_Battery_8hr_Generic | PGE_New_Li_Battery_8hr | PGE_GBA_Li_Battery_8hr_82 | 0 | 0 | 0 | 0 | 0 | 0 | 0 | 0 | 0 | 0 | 0 | 0 | 0 | 0 | 0 | 0 | 0 | 0 | 0 | 0 | 0 | 0 | 0 | 0 | 0 | 0 | PG&E GBA
PGE_New_Li_Battery_8hr_Generic | PGE_New_Li_Battery_8hr | PGE_GBA_Li_Battery_8hr_84 | 0 | 0 | 0 | 0 | 0 | 0 | #N/A | 0 | PGE_New_Li_Battery_8hr_Generic | 0 | 0 | #N/A | 0 | 0 | 0 | 0 | PGE_New_Li_Battery_8hr_Generic | 0 | 0 | 0 | 0 | #N/A | 0 | 0 | 0 | PGE_New_Li_Battery_8hr_Generic | PGE_New_Li_Battery_8hr | PGE_GBA_Li_Battery_8hr_84 | 0 | 0 | 0 | 0 | 0 | 0 | 0 | #N/A | 0 | PGE_New_Li_Battery_8hr_Generic | 0 | 0 | #N/A | 0 | 0 | 0 | 0 | PGE_New_Li_Battery_8hr_Generic | PGE_New_Li_Battery_8hr | PGE_GBA_Li_Battery_8hr_84 | 0 | 0 | 0 | 0 | 0 | 0 | #N/A | #N/A | #N/A | 0 | 0 | 0 | 0 | 0 | 0 | PGE_New_Li_Battery_8hr_Generic | 0 | #N/A | 0 | 0 | PGE_New_Li_Battery_8hr_Generic | 0 | 0 | 0 | 0 | #N/A | #N/A | #N/A | #N/A | #N/A | #N/A | 0 | 0 | 0 | PGE_New_Li_Battery_8hr_Generic | PGE_New_Li_Battery_8hr | PGE_GBA_Li_Battery_8hr_84 | [6 empty] | #N/A |  | PGE_New_Li_Battery_8hr_Generic |  |  | #N/A |  |  |  |  | PGE_New_Li_Battery_8hr_Generic |  |  |  |  | #N/A |  |  |  | PGE_New_Li_Battery_8hr_Generic | PGE_New_Li_Battery_8hr | PGE_GBA_Li_Battery_8hr_84 | [6 empty] | #N/A |  | PGE_New_Li_Battery_8hr_Generic |  |  | #N/A |  |  |  |  | PGE_New_Li_Battery_8hr_Generic |  |  |  |  | #N/A |  |  |  | PGE_New_Li_Battery_8hr_Generic | PGE_New_Li_Battery_8hr | PGE_GBA_Li_Battery_8hr_84 | 0 | 0 | 0 | 0 | 0 | 0 | 0 | 0 | 0 | 0 | 0 | 0 | 0 | 0 | 0 | 0 | 0 | 0 | 0 | 0 | 0 | 0 | 0 | 0 | 0 | 0 | PG&E GBA
PGE_New_Li_Battery_8hr_Generic | PGE_New_Li_Battery_8hr | PGE_GBA_Li_Battery_8hr_85 | 0 | 0 | 0 | 0 | 0 | 0 | #N/A | 0 | PGE_New_Li_Battery_8hr_Generic | 0 | 0 | #N/A | 0 | 0 | 0 | 0 | PGE_New_Li_Battery_8hr_Generic | 0 | 0 | 0 | 0 | #N/A | 0 | 0 | 0 | PGE_New_Li_Battery_8hr_Generic | PGE_New_Li_Battery_8hr | PGE_GBA_Li_Battery_8hr_85 | 0 | 0 | 0 | 0 | 0 | 0 | 0 | #N/A | 0 | PGE_New_Li_Battery_8hr_Generic | 0 | 0 | #N/A | 0 | 0 | 0 | 0 | PGE_New_Li_Battery_8hr_Generic | PGE_New_Li_Battery_8hr | PGE_GBA_Li_Battery_8hr_85 | 0 | 0 | 0 | 0 | 0 | 0 | #N/A | #N/A | #N/A | 0 | 0 | 0 | 0 | 0 | 0 | PGE_New_Li_Battery_8hr_Generic | 0 | #N/A | 0 | 0 | PGE_New_Li_Battery_8hr_Generic | 0 | 0 | 0 | 0 | #N/A | #N/A | #N/A | #N/A | #N/A | #N/A | 0 | 0 | 0 | PGE_New_Li_Battery_8hr_Generic | PGE_New_Li_Battery_8hr | PGE_GBA_Li_Battery_8hr_85 | [6 empty] | #N/A |  | PGE_New_Li_Battery_8hr_Generic |  |  | #N/A |  |  |  |  | PGE_New_Li_Battery_8hr_Generic |  |  |  |  | #N/A |  |  |  | PGE_New_Li_Battery_8hr_Generic | PGE_New_Li_Battery_8hr | PGE_GBA_Li_Battery_8hr_85 | [6 empty] | #N/A |  | PGE_New_Li_Battery_8hr_Generic |  |  | #N/A |  |  |  |  | PGE_New_Li_Battery_8hr_Generic |  |  |  |  | #N/A |  |  |  | PGE_New_Li_Battery_8hr_Generic | PGE_New_Li_Battery_8hr | PGE_GBA_Li_Battery_8hr_85 | 0 | 0 | 0 | 0 | 0 | 0 | 0 | 0 | 0 | 0 | 0 | 0 | 0 | 0 | 0 | 0 | 0 | 0 | 0 | 0 | 0 | 0 | 0 | 0 | 0 | 0 | PG&E GBA
PGE_New_Li_Battery_8hr_Generic | PGE_New_Li_Battery_8hr | PGE_GBA_Li_Battery_8hr_87 | 0 | 0 | 0 | 0 | 0 | 0 | #N/A | 0 | PGE_New_Li_Battery_8hr_Generic | 0 | 0 | #N/A | 0 | 0 | 0 | 0 | PGE_New_Li_Battery_8hr_Generic | 0 | 0 | 0 | 0 | #N/A | 0 | 0 | 0 | PGE_New_Li_Battery_8hr_Generic | PGE_New_Li_Battery_8hr | PGE_GBA_Li_Battery_8hr_87 | 0 | 0 | 0 | 0 | 0 | 0 | 0 | #N/A | 0 | PGE_New_Li_Battery_8hr_Generic | 0 | 0 | #N/A | 0 | 0 | 0 | 0 | PGE_New_Li_Battery_8hr_Generic | PGE_New_Li_Battery_8hr | PGE_GBA_Li_Battery_8hr_87 | 0 | 0 | 0 | 0 | 0 | 0 | #N/A | #N/A | #N/A | 0 | 0 | 0 | 0 | 0 | 0 | PGE_New_Li_Battery_8hr_Generic | 0 | #N/A | 0 | 0 | PGE_New_Li_Battery_8hr_Generic | 0 | 0 | 0 | 0 | #N/A | #N/A | #N/A | #N/A | #N/A | #N/A | 0 | 0 | 0 | PGE_New_Li_Battery_8hr_Generic | PGE_New_Li_Battery_8hr | PGE_GBA_Li_Battery_8hr_87 | [6 empty] | #N/A |  | PGE_New_Li_Battery_8hr_Generic |  |  | #N/A |  |  |  |  | PGE_New_Li_Battery_8hr_Generic |  |  |  |  | #N/A |  |  |  | PGE_New_Li_Battery_8hr_Generic | PGE_New_Li_Battery_8hr | PGE_GBA_Li_Battery_8hr_87 | [6 empty] | #N/A |  | PGE_New_Li_Battery_8hr_Generic |  |  | #N/A |  |  |  |  | PGE_New_Li_Battery_8hr_Generic |  |  |  |  | #N/A |  |  |  | PGE_New_Li_Battery_8hr_Generic | PGE_New_Li_Battery_8hr | PGE_GBA_Li_Battery_8hr_87 | 0 | 0 | 0 | 0 | 0 | 0 | 0 | 0 | 0 | 0 | 0 | 0 | 0 | 0 | 0 | 0 | 0 | 0 | 0 | 0 | 0 | 0 | 0 | 0 | 0 | 0 | PG&E GBA
PGE_GBA_Solar_Generic | PGE_GBA_Solar | PGE_GBA_Solar_11 | 0 | 0 | 0 | 0 | 0 | 0 | #N/A | 0 | PGE_GBA_Solar_Generic | 0 | 0 | #N/A | 0 | 0 | 0 | 0 | PGE_GBA_Solar_Generic | 0 | 0 | 0 | 0 | #N/A | 0 | 0 | 0 | PGE_GBA_Solar_Generic | PGE_GBA_Solar | PGE_GBA_Solar_11 | 0 | 0 | 0 | 0 | 0 | 0 | 0 | #N/A | 0 | PGE_GBA_Solar_Generic | 0 | 0 | #N/A | 0 | 0 | 0 | 0 | PGE_GBA_Solar_Generic | PGE_GBA_Solar | PGE_GBA_Solar_11 | 0 | 0 | 0 | 0 | 0 | 0 | #N/A | #N/A | #N/A | 0 | 0 | 0 | 0 | 0 | 0 | PGE_GBA_Solar_Generic | 0 | #N/A | 0 | 0 | PGE_GBA_Solar_Generic | 0 | 0 | 0 | 0 | #N/A | #N/A | #N/A | #N/A | #N/A | #N/A | 0 | 0 | 0 | PGE_GBA_Solar_Generic | PGE_GBA_Solar | PGE_GBA_Solar_11 | [6 empty] | #N/A |  | PGE_GBA_Solar_Generic |  |  | #N/A |  |  |  |  | PGE_GBA_Solar_Generic |  |  |  |  | #N/A |  |  |  | PGE_GBA_Solar_Generic | PGE_GBA_Solar | PGE_GBA_Solar_11 | [6 empty] | #N/A |  | PGE_GBA_Solar_Generic |  |  | #N/A |  |  |  |  | PGE_GBA_Solar_Generic |  |  |  |  | #N/A |  |  |  | PGE_GBA_Solar_Generic | PGE_GBA_Solar | PGE_GBA_Solar_11 | 0 | 0 | 0 | 0 | 0 | 0 | 0 | 0 | 0 | 0 | 0 | 0.097003 | 0 | 0 | 0 | 0 | 0.097003 | 0 | 0 | 0 | 0 | 0.097003 | 0 | 0 | 0 | 0.097003 | PG&E GBA
PGE_GBA_Solar_Generic | PGE_GBA_Solar | PGE_GBA_Solar_116 | 0 | 0 | 0 | 0 | 0 | 0 | #N/A | 0 | PGE_GBA_Solar_Generic | 0 | 0 | #N/A | 0 | 0 | 0 | 0 | PGE_GBA_Solar_Generic | 0 | 0 | 0 | 0 | #N/A | 0 | 0 | 0 | PGE_GBA_Solar_Generic | PGE_GBA_Solar | PGE_GBA_Solar_116 | 0 | 0 | 0 | 0 | 0 | 0 | 0 | #N/A | 0 | PGE_GBA_Solar_Generic | 0 | 0 | #N/A | 0 | 0 | 0 | 0 | PGE_GBA_Solar_Generic | PGE_GBA_Solar | PGE_GBA_Solar_116 | 0 | 0 | 0 | 0 | 0 | 0 | #N/A | #N/A | #N/A | 0 | 0 | 0 | 0 | 0 | 0 | PGE_GBA_Solar_Generic | 0 | #N/A | 0 | 0 | PGE_GBA_Solar_Generic | 0 | 0 | 0 | 0 | #N/A | #N/A | #N/A | #N/A | #N/A | #N/A | 0 | 0 | 0 | PGE_GBA_Solar_Generic | PGE_GBA_Solar | PGE_GBA_Solar_116 | [6 empty] | #N/A |  | PGE_GBA_Solar_Generic |  |  | #N/A |  |  |  |  | PGE_GBA_Solar_Generic |  |  |  |  | #N/A |  |  |  | PGE_GBA_Solar_Generic | PGE_GBA_Solar | PGE_GBA_Solar_116 | [6 empty] | #N/A |  | PGE_GBA_Solar_Generic |  |  | #N/A |  |  |  |  | PGE_GBA_Solar_Generic |  |  |  |  | #N/A |  |  |  | PGE_GBA_Solar_Generic | PGE_GBA_Solar | PGE_GBA_Solar_116 | 0 | 0 | 0 | 0 | 0 | 0 | 0 | 0 | 0 | 0 | 0 | 0 | 0 | 0 | 0 | 0 | 0 | 0 | 0 | 0 | 0 | 1.2442 | 0 | 0 | 0 | 2.1842 | PG&E GBA
PGE_GBA_Solar_Generic | PGE_GBA_Solar | PGE_GBA_Solar_12 | 0 | 0 | 0 | 0 | 0 | 0 | #N/A | 0 | PGE_GBA_Solar_Generic | 0 | 0 | #N/A | 0 | 0 | 0 | 0 | PGE_GBA_Solar_Generic | 0 | 0 | 0 | 0 | #N/A | 0 | 0 | 0 | PGE_GBA_Solar_Generic | PGE_GBA_Solar | PGE_GBA_Solar_12 | 0 | 0 | 0 | 0 | 0 | 0 | 0 | #N/A | 0 | PGE_GBA_Solar_Generic | 0 | 0 | #N/A | 0 | 0 | 0 | 0 | PGE_GBA_Solar_Generic | PGE_GBA_Solar | PGE_GBA_Solar_12 | 0 | 0 | 0 | 0 | 0 | 0 | #N/A | #N/A | #N/A | 0 | 0 | 0 | 0 | 0 | 0 | PGE_GBA_Solar_Generic | 0 | #N/A | 0 | 0 | PGE_GBA_Solar_Generic | 0 | 0 | 0 | 0 | #N/A | #N/A | #N/A | #N/A | #N/A | #N/A | 0 | 0 | 0 | PGE_GBA_Solar_Generic | PGE_GBA_Solar | PGE_GBA_Solar_12 | [6 empty] | #N/A |  | PGE_GBA_Solar_Generic |  |  | #N/A |  |  |  |  | PGE_GBA_Solar_Generic |  |  |  |  | #N/A |  |  |  | PGE_GBA_Solar_Generic | PGE_GBA_Solar | PGE_GBA_Solar_12 | [6 empty] | #N/A |  | PGE_GBA_Solar_Generic |  |  | #N/A |  |  |  |  | PGE_GBA_Solar_Generic |  |  |  |  | #N/A |  |  |  | PGE_GBA_Solar_Generic | PGE_GBA_Solar | PGE_GBA_Solar_12 | 0 | 0 | 0 | 0 | 0 | 0 | 0 | 0 | 0 | 0 | 0 | 0 | 0 | 0 | 0 | 0 | 0 | 0 | 0 | 0 | 0 | 0 | 0 | 0 | 0 | 0 | PG&E GBA
PGE_GBA_Solar_Generic | PGE_GBA_Solar | PGE_GBA_Solar_127 | 0 | 0 | 0 | 0 | 0 | 0 | #N/A | 0 | PGE_GBA_Solar_Generic | 0 | 0 | #N/A | 0 | 0 | 0 | 0 | PGE_GBA_Solar_Generic | 0 | 0 | 0 | 0 | #N/A | 0 | 0 | 0 | PGE_GBA_Solar_Generic | PGE_GBA_Solar | PGE_GBA_Solar_127 | 0 | 0 | 0 | 0 | 0 | 0 | 0 | #N/A | 0 | PGE_GBA_Solar_Generic | 0 | 0 | #N/A | 0 | 0 | 0 | 0 | PGE_GBA_Solar_Generic | PGE_GBA_Solar | PGE_GBA_Solar_127 | 0 | 0 | 0 | 0 | 0 | 0 | #N/A | #N/A | #N/A | 0 | 0 | 0 | 0 | 0 | 0 | PGE_GBA_Solar_Generic | 0 | #N/A | 0 | 0 | PGE_GBA_Solar_Generic | 0 | 0 | 0 | 0 | #N/A | #N/A | #N/A | #N/A | #N/A | #N/A | 0 | 0 | 0 | PGE_GBA_Solar_Generic | PGE_GBA_Solar | PGE_GBA_Solar_127 | [6 empty] | #N/A |  | PGE_GBA_Solar_Generic |  |  | #N/A |  |  |  |  | PGE_GBA_Solar_Generic |  |  |  |  | #N/A |  |  |  | PGE_GBA_Solar_Generic | PGE_GBA_Solar | PGE_GBA_Solar_127 | [6 empty] | #N/A |  | PGE_GBA_Solar_Generic |  |  | #N/A |  |  |  |  | PGE_GBA_Solar_Generic |  |  |  |  | #N/A |  |  |  | PGE_GBA_Solar_Generic | PGE_GBA_Solar | PGE_GBA_Solar_127 | 0 | 0 | 0 | 0 | 0 | 0 | 0 | 0 | 0 | 0 | 0 | 0 | 0 | 0 | 0 | 0 | 0 | 0 | 0 | 0 | 0 | 0 | 0 | 0 | 0 | 0 | PG&E GBA
PGE_GBA_Solar_Generic | PGE_GBA_Solar | PGE_GBA_Solar_13 | 0 | 0 | 0 | 0 | 0 | 0 | #N/A | 0 | PGE_GBA_Solar_Generic | 0 | 0 | #N/A | 0 | 0 | 0 | 0 | PGE_GBA_Solar_Generic | 0 | 0 | 0 | 0 | #N/A | 0 | 0 | 0 | PGE_GBA_Solar_Generic | PGE_GBA_Solar | PGE_GBA_Solar_13 | 0 | 0 | 0 | 0 | 0 | 0 | 0 | #N/A | 0 | PGE_GBA_Solar_Generic | 0 | 0 | #N/A | 0 | 0 | 0 | 0 | PGE_GBA_Solar_Generic | PGE_GBA_Solar | PGE_GBA_Solar_13 | 0 | 0 | 0 | 0 | 0 | 0 | #N/A | #N/A | #N/A | 0 | 0 | 0 | 0 | 0 | 0 | PGE_GBA_Solar_Generic | 0 | #N/A | 0 | 0 | PGE_GBA_Solar_Generic | 0 | 0 | 0 | 0 | #N/A | #N/A | #N/A | #N/A | #N/A | #N/A | 0 | 0 | 0 | PGE_GBA_Solar_Generic | PGE_GBA_Solar | PGE_GBA_Solar_13 | [6 empty] | #N/A |  | PGE_GBA_Solar_Generic |  |  | #N/A |  |  |  |  | PGE_GBA_Solar_Generic |  |  |  |  | #N/A |  |  |  | PGE_GBA_Solar_Generic | PGE_GBA_Solar | PGE_GBA_Solar_13 | [6 empty] | #N/A |  | PGE_GBA_Solar_Generic |  |  | #N/A |  |  |  |  | PGE_GBA_Solar_Generic |  |  |  |  | #N/A |  |  |  | PGE_GBA_Solar_Generic | PGE_GBA_Solar | PGE_GBA_Solar_13 | 0 | 0 | 0 | 0 | 0 | 0 | 0 | 0 | 0 | 0 | 0 | 0 | 0 | 0 | 0 | 0 | 0 | 0 | 0 | 0 | 0 | 0.080073 | 0 | 0 | 0 | 0.080073 | PG&E GBA
PGE_GBA_Solar_Generic | PGE_GBA_Solar | PGE_GBA_Solar_14 | 0 | 0 | 0 | 0 | 0 | 0 | #N/A | 0 | PGE_GBA_Solar_Generic | 0 | 0 | #N/A | 0 | 0 | 0 | 0 | PGE_GBA_Solar_Generic | 0 | 0 | 0 | 0 | #N/A | 0 | 0 | 0 | PGE_GBA_Solar_Generic | PGE_GBA_Solar | PGE_GBA_Solar_14 | 0 | 0 | 0 | 0 | 0 | 0 | 0 | #N/A | 0 | PGE_GBA_Solar_Generic | 0 | 0 | #N/A | 0 | 0 | 0 | 0 | PGE_GBA_Solar_Generic | PGE_GBA_Solar | PGE_GBA_Solar_14 | 0 | 0 | 0 | 0 | 0 | 0 | #N/A | #N/A | #N/A | 0 | 0 | 0 | 0 | 0 | 0 | PGE_GBA_Solar_Generic | 0 | #N/A | 0 | 0 | PGE_GBA_Solar_Generic | 0 | 0 | 0 | 0 | #N/A | #N/A | #N/A | #N/A | #N/A | #N/A | 0 | 0 | 0 | PGE_GBA_Solar_Generic | PGE_GBA_Solar | PGE_GBA_Solar_14 | [6 empty] | #N/A |  | PGE_GBA_Solar_Generic |  |  | #N/A |  |  |  |  | PGE_GBA_Solar_Generic |  |  |  |  | #N/A |  |  |  | PGE_GBA_Solar_Generic | PGE_GBA_Solar | PGE_GBA_Solar_14 | [6 empty] | #N/A |  | PGE_GBA_Solar_Generic |  |  | #N/A |  |  |  |  | PGE_GBA_Solar_Generic |  |  |  |  | #N/A |  |  |  | PGE_GBA_Solar_Generic | PGE_GBA_Solar | PGE_GBA_Solar_14 | 0 | 0 | 0 | 0 | 0 | 0 | 0 | 0 | 0 | 0 | 0 | 0 | 0 | 0 | 0 | 0 | 0 | 0 | 0 | 0 | 0 | 0 | 0 | 0 | 0 | 0.01458 | PG&E GBA
PGE_GBA_Solar_Generic | PGE_GBA_Solar | PGE_GBA_Solar_15 | 0 | 0 | 0 | 0 | 0 | 0 | #N/A | 0 | PGE_GBA_Solar_Generic | 0 | 0 | #N/A | 0 | 0 | 0 | 0 | PGE_GBA_Solar_Generic | 0 | 0 | 0 | 0 | #N/A | 0 | 0 | 0 | PGE_GBA_Solar_Generic | PGE_GBA_Solar | PGE_GBA_Solar_15 | 0 | 0 | 0 | 0 | 0 | 0 | 0 | #N/A | 0 | PGE_GBA_Solar_Generic | 0 | 0 | #N/A | 0 | 0 | 0 | 0 | PGE_GBA_Solar_Generic | PGE_GBA_Solar | PGE_GBA_Solar_15 | 0 | 0 | 0 | 0 | 0 | 0 | #N/A | #N/A | #N/A | 0 | 0 | 0 | 0 | 0 | 0 | PGE_GBA_Solar_Generic | 0 | #N/A | 0 | 0 | PGE_GBA_Solar_Generic | 0 | 0 | 0 | 0 | #N/A | #N/A | #N/A | #N/A | #N/A | #N/A | 0 | 0 | 0 | PGE_GBA_Solar_Generic | PGE_GBA_Solar | PGE_GBA_Solar_15 | [6 empty] | #N/A |  | PGE_GBA_Solar_Generic |  |  | #N/A |  |  |  |  | PGE_GBA_Solar_Generic |  |  |  |  | #N/A |  |  |  | PGE_GBA_Solar_Generic | PGE_GBA_Solar | PGE_GBA_Solar_15 | [6 empty] | #N/A |  | PGE_GBA_Solar_Generic |  |  | #N/A |  |  |  |  | PGE_GBA_Solar_Generic |  |  |  |  | #N/A |  |  |  | PGE_GBA_Solar_Generic | PGE_GBA_Solar | PGE_GBA_Solar_15 | 0 | 0 | 0 | 0 | 0 | 0 | 0 | 0 | 0 | 0 | 0 | 0 | 0 | 0 | 0 | 0 | 0 | 0 | 0 | 0 | 0 | 0.010299 | 0 | 0 | 0 | 0.010299 | PG&E GBA
PGE_GBA_Solar_Generic | PGE_GBA_Solar | PGE_GBA_Solar_155 | 0 | 0 | 0 | 0 | 0 | 0 | #N/A | 0 | PGE_GBA_Solar_Generic | 0 | 0 | #N/A | 0 | 0 | 0 | 0 | PGE_GBA_Solar_Generic | 0 | 0 | 0 | 0 | #N/A | 0 | 0 | 0 | PGE_GBA_Solar_Generic | PGE_GBA_Solar | PGE_GBA_Solar_155 | 0 | 0 | 0 | 0 | 0 | 0 | 0 | #N/A | 0 | PGE_GBA_Solar_Generic | 0 | 0 | #N/A | 0 | 0 | 0 | 0 | PGE_GBA_Solar_Generic | PGE_GBA_Solar | PGE_GBA_Solar_155 | 0 | 0 | 0 | 0 | 0 | 0 | #N/A | #N/A | #N/A | 0 | 0 | 0 | 0 | 0 | 0 | PGE_GBA_Solar_Generic | 0 | #N/A | 0 | 0 | PGE_GBA_Solar_Generic | 0 | 0 | 0 | 0 | #N/A | #N/A | #N/A | #N/A | #N/A | #N/A | 0 | 0 | 0 | PGE_GBA_Solar_Generic | PGE_GBA_Solar | PGE_GBA_Solar_155 | [6 empty] | #N/A |  | PGE_GBA_Solar_Generic |  |  | #N/A |  |  |  |  | PGE_GBA_Solar_Generic |  |  |  |  | #N/A |  |  |  | PGE_GBA_Solar_Generic | PGE_GBA_Solar | PGE_GBA_Solar_155 | [6 empty] | #N/A |  | PGE_GBA_Solar_Generic |  |  | #N/A |  |  |  |  | PGE_GBA_Solar_Generic |  |  |  |  | #N/A |  |  |  | PGE_GBA_Solar_Generic | PGE_GBA_Solar | PGE_GBA_Solar_155 | 0 | 0 | 0 | 0 | 0 | 0 | 0 | 0 | 0 | 0 | 0 | 0 | 0 | 0 | 0 | 0 | 0 | 0 | 0 | 0 | 0 | 0 | 0 | 0 | 0 | 0 | PG&E GBA
PGE_GBA_Solar_Generic | PGE_GBA_Solar | PGE_GBA_Solar_29 | 0 | 0 | 0 | 0 | 0 | 0 | #N/A | 0 | PGE_GBA_Solar_Generic | 0 | 0 | #N/A | 0 | 0 | 0 | 0 | PGE_GBA_Solar_Generic | 0 | 0 | 0 | 0 | #N/A | 0 | 0 | 0 | PGE_GBA_Solar_Generic | PGE_GBA_Solar | PGE_GBA_Solar_29 | 0 | 0 | 0 | 0 | 0 | 0 | 0 | #N/A | 0 | PGE_GBA_Solar_Generic | 0 | 0 | #N/A | 0 | 0 | 0 | 0 | PGE_GBA_Solar_Generic | PGE_GBA_Solar | PGE_GBA_Solar_29 | 0 | 0 | 0 | 0 | 0 | 0 | #N/A | #N/A | #N/A | 0 | 0 | 0 | 0 | 0 | 0 | PGE_GBA_Solar_Generic | 0 | #N/A | 0 | 0 | PGE_GBA_Solar_Generic | 0 | 0 | 0 | 0 | #N/A | #N/A | #N/A | #N/A | #N/A | #N/A | 0 | 0 | 0 | PGE_GBA_Solar_Generic | PGE_GBA_Solar | PGE_GBA_Solar_29 | [6 empty] | #N/A |  | PGE_GBA_Solar_Generic |  |  | #N/A |  |  |  |  | PGE_GBA_Solar_Generic |  |  |  |  | #N/A |  |  |  | PGE_GBA_Solar_Generic | PGE_GBA_Solar | PGE_GBA_Solar_29 | [6 empty] | #N/A |  | PGE_GBA_Solar_Generic |  |  | #N/A |  |  |  |  | PGE_GBA_Solar_Generic |  |  |  |  | #N/A |  |  |  | PGE_GBA_Solar_Generic | PGE_GBA_Solar | PGE_GBA_Solar_29 | 0 | 0 | 0 | 0 | 0 | 0 | 0 | 0 | 0 | 0 | 0 | 0.020927 | 0 | 0 | 0 | 0 | 0.020927 | 0 | 0 | 0 | 0 | 0.020927 | 0 | 0 | 0 | 0.020927 | PG&E GBA
PGE_GBA_Solar_Generic | PGE_GBA_Solar | PGE_GBA_Solar_3 | 0 | 0 | 0 | 0 | 0 | 0 | #N/A | 0 | PGE_GBA_Solar_Generic | 0 | 0 | #N/A | 0 | 0 | 0 | 0 | PGE_GBA_Solar_Generic | 0 | 0 | 0 | 0 | #N/A | 0 | 0 | 0 | PGE_GBA_Solar_Generic | PGE_GBA_Solar | PGE_GBA_Solar_3 | 0 | 0 | 0 | 0 | 0 | 0 | 0 | #N/A | 0 | PGE_GBA_Solar_Generic | 0 | 0 | #N/A | 0 | 0 | 0 | 0 | PGE_GBA_Solar_Generic | PGE_GBA_Solar | PGE_GBA_Solar_3 | 0 | 0 | 0 | 0 | 0 | 0 | #N/A | #N/A | #N/A | 0 | 0 | 0 | 0 | 0 | 0 | PGE_GBA_Solar_Generic | 0 | #N/A | 0 | 0 | PGE_GBA_Solar_Generic | 0 | 0 | 0 | 0 | #N/A | #N/A | #N/A | #N/A | #N/A | #N/A | 0 | 0 | 0 | PGE_GBA_Solar_Generic | PGE_GBA_Solar | PGE_GBA_Solar_3 | [6 empty] | #N/A |  | PGE_GBA_Solar_Generic |  |  | #N/A |  |  |  |  | PGE_GBA_Solar_Generic |  |  |  |  | #N/A |  |  |  | PGE_GBA_Solar_Generic | PGE_GBA_Solar | PGE_GBA_Solar_3 | [6 empty] | #N/A |  | PGE_GBA_Solar_Generic |  |  | #N/A |  |  |  |  | PGE_GBA_Solar_Generic |  |  |  |  | #N/A |  |  |  | PGE_GBA_Solar_Generic | PGE_GBA_Solar | PGE_GBA_Solar_3 | 0 | 0 | 0 | 0 | 0 | 0 | 0 | 0 | 0 | 0 | 0 | 0 | 0 | 0 | 0 | 0 | 0 | 0 | 0 | 0 | 0 | 0.086222 | 0 | 0 | 0 | 0.086222 | PG&E GBA
PGE_GBA_Solar_Generic | PGE_GBA_Solar | PGE_GBA_Solar_30 | 0 | 0 | 0 | 0 | 0 | 0 | #N/A | 0 | PGE_GBA_Solar_Generic | 0 | 0 | #N/A | 0 | 0 | 0 | 0 | PGE_GBA_Solar_Generic | 0 | 0 | 0 | 0 | #N/A | 0 | 0 | 0 | PGE_GBA_Solar_Generic | PGE_GBA_Solar | PGE_GBA_Solar_30 | 0 | 0 | 0 | 0 | 0 | 0 | 0 | #N/A | 0 | PGE_GBA_Solar_Generic | 0 | 0 | #N/A | 0 | 0 | 0 | 0 | PGE_GBA_Solar_Generic | PGE_GBA_Solar | PGE_GBA_Solar_30 | 0 | 0 | 0 | 0 | 0 | 0 | #N/A | #N/A | #N/A | 0 | 0 | 0 | 0 | 0 | 0 | PGE_GBA_Solar_Generic | 0 | #N/A | 0 | 0 | PGE_GBA_Solar_Generic | 0 | 0 | 0 | 0 | #N/A | #N/A | #N/A | #N/A | #N/A | #N/A | 0 | 0 | 0 | PGE_GBA_Solar_Generic | PGE_GBA_Solar | PGE_GBA_Solar_30 | [6 empty] | #N/A |  | PGE_GBA_Solar_Generic |  |  | #N/A |  |  |  |  | PGE_GBA_Solar_Generic |  |  |  |  | #N/A |  |  |  | PGE_GBA_Solar_Generic | PGE_GBA_Solar | PGE_GBA_Solar_30 | [6 empty] | #N/A |  | PGE_GBA_Solar_Generic |  |  | #N/A |  |  |  |  | PGE_GBA_Solar_Generic |  |  |  |  | #N/A |  |  |  | PGE_GBA_Solar_Generic | PGE_GBA_Solar | PGE_GBA_Solar_30 | 0 | 0 | 0 | 0 | 0 | 0 | 0 | 0 | 0 | 0 | 0 | 0 | 0 | 0 | 0 | 0 | 0 | 0 | 0 | 0 | 0 | 0 | 0 | 0 | 0 | 0 | PG&E GBA
PGE_GBA_Solar_Generic | PGE_GBA_Solar | PGE_GBA_Solar_31 | 0 | 0 | 0 | 0 | 0 | 0 | #N/A | 0 | PGE_GBA_Solar_Generic | 0 | 0 | #N/A | 0 | 0 | 0 | 0 | PGE_GBA_Solar_Generic | 0 | 0 | 0 | 0 | #N/A | 0 | 0 | 0 | PGE_GBA_Solar_Generic | PGE_GBA_Solar | PGE_GBA_Solar_31 | 0 | 0 | 0 | 0 | 0 | 0 | 0 | #N/A | 0 | PGE_GBA_Solar_Generic | 0 | 0 | #N/A | 0 | 0 | 0 | 0 | PGE_GBA_Solar_Generic | PGE_GBA_Solar | PGE_GBA_Solar_31 | 0 | 0 | 0 | 0 | 0 | 0 | #N/A | #N/A | #N/A | 0 | 0 | 0 | 0 | 0 | 0 | PGE_GBA_Solar_Generic | 0 | #N/A | 0 | 0 | PGE_GBA_Solar_Generic | 0 | 0 | 0 | 0 | #N/A | #N/A | #N/A | #N/A | #N/A | #N/A | 0 | 0 | 0 | PGE_GBA_Solar_Generic | PGE_GBA_Solar | PGE_GBA_Solar_31 | [6 empty] | #N/A |  | PGE_GBA_Solar_Generic |  |  | #N/A |  |  |  |  | PGE_GBA_Solar_Generic |  |  |  |  | #N/A |  |  |  | PGE_GBA_Solar_Generic | PGE_GBA_Solar | PGE_GBA_Solar_31 | [6 empty] | #N/A |  | PGE_GBA_Solar_Generic |  |  | #N/A |  |  |  |  | PGE_GBA_Solar_Generic |  |  |  |  | #N/A |  |  |  | PGE_GBA_Solar_Generic | PGE_GBA_Solar | PGE_GBA_Solar_31 | 0 | 0 | 0 | 0 | 0 | 0 | 0 | 0 | 0 | 0 | 0 | 0 | 0 | 0 | 0 | 0 | 0 | 0 | 0 | 0 | 0 | 0.00186 | 0 | 0 | 0 | 0.00186 | PG&E GBA
PGE_GBA_Solar_Generic | PGE_GBA_Solar | PGE_GBA_Solar_34 | 0 | 0 | 0 | 0 | 0 | 0 | #N/A | 0 | PGE_GBA_Solar_Generic | 0 | 0 | #N/A | 0 | 0 | 0 | 0 | PGE_GBA_Solar_Generic | 0 | 0 | 0 | 0 | #N/A | 0 | 0 | 0 | PGE_GBA_Solar_Generic | PGE_GBA_Solar | PGE_GBA_Solar_34 | 0 | 0 | 0 | 0 | 0 | 0 | 0 | #N/A | 0 | PGE_GBA_Solar_Generic | 0 | 0 | #N/A | 0 | 0 | 0 | 0 | PGE_GBA_Solar_Generic | PGE_GBA_Solar | PGE_GBA_Solar_34 | 0 | 0 | 0 | 0 | 0 | 0 | #N/A | #N/A | #N/A | 0 | 0 | 0 | 0 | 0 | 0 | PGE_GBA_Solar_Generic | 0 | #N/A | 0 | 0 | PGE_GBA_Solar_Generic | 0 | 0 | 0 | 0 | #N/A | #N/A | #N/A | #N/A | #N/A | #N/A | 0 | 0 | 0 | PGE_GBA_Solar_Generic | PGE_GBA_Solar | PGE_GBA_Solar_34 | [6 empty] | #N/A |  | PGE_GBA_Solar_Generic |  |  | #N/A |  |  |  |  | PGE_GBA_Solar_Generic |  |  |  |  | #N/A |  |  |  | PGE_GBA_Solar_Generic | PGE_GBA_Solar | PGE_GBA_Solar_34 | [6 empty] | #N/A |  | PGE_GBA_Solar_Generic |  |  | #N/A |  |  |  |  | PGE_GBA_Solar_Generic |  |  |  |  | #N/A |  |  |  | PGE_GBA_Solar_Generic | PGE_GBA_Solar | PGE_GBA_Solar_34 | 0 | 0 | 0 | 0 | 0 | 0 | 0 | 0 | 0 | 0 | 0 | 0 | 0 | 0 | 0 | 0 | 0 | 0 | 0 | 0 | 0 | 0.069055 | 0 | 0 | 0 | 0.069055 | PG&E GBA
PGE_GBA_Solar_Generic | PGE_GBA_Solar | PGE_GBA_Solar_36 | 0 | 0 | 0 | 0 | 0 | 0 | #N/A | 0 | PGE_GBA_Solar_Generic | 0 | 0 | #N/A | 0 | 0 | 0 | 0 | PGE_GBA_Solar_Generic | 0 | 0 | 0 | 0 | #N/A | 0 | 0 | 0 | PGE_GBA_Solar_Generic | PGE_GBA_Solar | PGE_GBA_Solar_36 | 0 | 0 | 0 | 0 | 0 | 0 | 0 | #N/A | 0 | PGE_GBA_Solar_Generic | 0 | 0 | #N/A | 0 | 0 | 0 | 0 | PGE_GBA_Solar_Generic | PGE_GBA_Solar | PGE_GBA_Solar_36 | 0 | 0 | 0 | 0 | 0 | 0 | #N/A | #N/A | #N/A | 0 | 0 | 0 | 0 | 0 | 0 | PGE_GBA_Solar_Generic | 0 | #N/A | 0 | 0 | PGE_GBA_Solar_Generic | 0 | 0 | 0 | 0 | #N/A | #N/A | #N/A | #N/A | #N/A | #N/A | 0 | 0 | 0 | PGE_GBA_Solar_Generic | PGE_GBA_Solar | PGE_GBA_Solar_36 | [6 empty] | #N/A |  | PGE_GBA_Solar_Generic |  |  | #N/A |  |  |  |  | PGE_GBA_Solar_Generic |  |  |  |  | #N/A |  |  |  | PGE_GBA_Solar_Generic | PGE_GBA_Solar | PGE_GBA_Solar_36 | [6 empty] | #N/A |  | PGE_GBA_Solar_Generic |  |  | #N/A |  |  |  |  | PGE_GBA_Solar_Generic |  |  |  |  | #N/A |  |  |  | PGE_GBA_Solar_Generic | PGE_GBA_Solar | PGE_GBA_Solar_36 | 0 | 0 | 0 | 0 | 0 | 0 | 0 | 0 | 0 | 0 | 0 | 0.2 | 0 | 0 | 0 | 0 | 0.2 | 0 | 0 | 0 | 0 | 0.2 | 0 | 0 | 0 | 0.2 | PG&E GBA
PGE_GBA_Solar_Generic | PGE_GBA_Solar | PGE_GBA_Solar_40 | 0 | 0 | 0 | 0 | 0 | 0 | #N/A | 0 | PGE_GBA_Solar_Generic | 0 | 0 | #N/A | 0 | 0 | 0 | 0 | PGE_GBA_Solar_Generic | 0 | 0 | 0 | 0 | #N/A | 0 | 0 | 0 | PGE_GBA_Solar_Generic | PGE_GBA_Solar | PGE_GBA_Solar_40 | 0 | 0 | 0 | 0 | 0 | 0 | 0 | #N/A | 0 | PGE_GBA_Solar_Generic | 0 | 0 | #N/A | 0 | 0 | 0 | 0 | PGE_GBA_Solar_Generic | PGE_GBA_Solar | PGE_GBA_Solar_40 | 0 | 0 | 0 | 0 | 0 | 0 | #N/A | #N/A | #N/A | 0 | 0 | 0 | 0 | 0 | 0 | PGE_GBA_Solar_Generic | 0 | #N/A | 0 | 0 | PGE_GBA_Solar_Generic | 0 | 0 | 0 | 0 | #N/A | #N/A | #N/A | #N/A | #N/A | #N/A | 0 | 0 | 0 | PGE_GBA_Solar_Generic | PGE_GBA_Solar | PGE_GBA_Solar_40 | [6 empty] | #N/A |  | PGE_GBA_Solar_Generic |  |  | #N/A |  |  |  |  | PGE_GBA_Solar_Generic |  |  |  |  | #N/A |  |  |  | PGE_GBA_Solar_Generic | PGE_GBA_Solar | PGE_GBA_Solar_40 | [6 empty] | #N/A |  | PGE_GBA_Solar_Generic |  |  | #N/A |  |  |  |  | PGE_GBA_Solar_Generic |  |  |  |  | #N/A |  |  |  | PGE_GBA_Solar_Generic | PGE_GBA_Solar | PGE_GBA_Solar_40 | 0 | 0 | 0 | 0 | 0 | 0 | 0 | 0 | 0 | 0 | 0 | 0 | 0 | 0 | 0 | 0 | 0 | 0 | 0 | 0 | 0 | 0 | 0 | 0 | 0 | 0 | PG&E GBA
PGE_GBA_Solar_Generic | PGE_GBA_Solar | PGE_GBA_Solar_41 | 0 | 0 | 0 | 0 | 0 | 0 | #N/A | 0 | PGE_GBA_Solar_Generic | 0 | 0 | #N/A | 0 | 0 | 0 | 0 | PGE_GBA_Solar_Generic | 0 | 0 | 0 | 0 | #N/A | 0 | 0 | 0 | PGE_GBA_Solar_Generic | PGE_GBA_Solar | PGE_GBA_Solar_41 | 0 | 0 | 0 | 0 | 0 | 0 | 0 | #N/A | 0 | PGE_GBA_Solar_Generic | 0 | 0 | #N/A | 0 | 0 | 0 | 0 | PGE_GBA_Solar_Generic | PGE_GBA_Solar | PGE_GBA_Solar_41 | 0 | 0 | 0 | 0 | 0 | 0 | #N/A | #N/A | #N/A | 0 | 0 | 0 | 0 | 0 | 0 | PGE_GBA_Solar_Generic | 0 | #N/A | 0 | 0 | PGE_GBA_Solar_Generic | 0 | 0 | 0 | 0 | #N/A | #N/A | #N/A | #N/A | #N/A | #N/A | 0 | 0 | 0 | PGE_GBA_Solar_Generic | PGE_GBA_Solar | PGE_GBA_Solar_41 | [6 empty] | #N/A |  | PGE_GBA_Solar_Generic |  |  | #N/A |  |  |  |  | PGE_GBA_Solar_Generic |  |  |  |  | #N/A |  |  |  | PGE_GBA_Solar_Generic | PGE_GBA_Solar | PGE_GBA_Solar_41 | [6 empty] | #N/A |  | PGE_GBA_Solar_Generic |  |  | #N/A |  |  |  |  | PGE_GBA_Solar_Generic |  |  |  |  | #N/A |  |  |  | PGE_GBA_Solar_Generic | PGE_GBA_Solar | PGE_GBA_Solar_41 | 0 | 0 | 0 | 0 | 0 | 0 | 0.02 | 0 | 0.02 | 0 | 0 | 0.058118 | 0 | 0 | 0 | 0 | 0.058118 | 0 | 0 | 0 | 0 | 0.058118 | 0 | 0 | 0 | 0.058118 | PG&E GBA
PGE_GBA_Solar_Generic | PGE_GBA_Solar | PGE_GBA_Solar_42 | 0 | 0 | 0 | 0 | 0 | 0 | #N/A | 0 | PGE_GBA_Solar_Generic | 0 | 0 | #N/A | 0 | 0 | 0 | 0 | PGE_GBA_Solar_Generic | 0 | 0 | 0 | 0 | #N/A | 0 | 0 | 0 | PGE_GBA_Solar_Generic | PGE_GBA_Solar | PGE_GBA_Solar_42 | 0 | 0 | 0 | 0 | 0 | 0 | 0 | #N/A | 0 | PGE_GBA_Solar_Generic | 0 | 0 | #N/A | 0 | 0 | 0 | 0 | PGE_GBA_Solar_Generic | PGE_GBA_Solar | PGE_GBA_Solar_42 | 0 | 0 | 0 | 0 | 0 | 0 | #N/A | #N/A | #N/A | 0 | 0 | 0 | 0 | 0 | 0 | PGE_GBA_Solar_Generic | 0 | #N/A | 0 | 0 | PGE_GBA_Solar_Generic | 0 | 0 | 0 | 0 | #N/A | #N/A | #N/A | #N/A | #N/A | #N/A | 0 | 0 | 0 | PGE_GBA_Solar_Generic | PGE_GBA_Solar | PGE_GBA_Solar_42 | [6 empty] | #N/A |  | PGE_GBA_Solar_Generic |  |  | #N/A |  |  |  |  | PGE_GBA_Solar_Generic |  |  |  |  | #N/A |  |  |  | PGE_GBA_Solar_Generic | PGE_GBA_Solar | PGE_GBA_Solar_42 | [6 empty] | #N/A |  | PGE_GBA_Solar_Generic |  |  | #N/A |  |  |  |  | PGE_GBA_Solar_Generic |  |  |  |  | #N/A |  |  |  | PGE_GBA_Solar_Generic | PGE_GBA_Solar | PGE_GBA_Solar_42 | 0 | 0 | 0 | 0 | 0 | 0 | 0 | 0 | 0 | 0 | 0 | 0 | 0 | 0 | 0 | 0 | 0 | 0 | 0 | 0 | 0 | 0 | 0 | 0 | 0 | 0 | PG&E GBA
PGE_GBA_Solar_Generic | PGE_GBA_Solar | PGE_GBA_Solar_44 | 0 | 0 | 0 | 0 | 0 | 0 | #N/A | 0 | PGE_GBA_Solar_Generic | 0 | 0 | #N/A | 0 | 0 | 0 | 0 | PGE_GBA_Solar_Generic | 0 | 0 | 0 | 0 | #N/A | 0 | 0 | 0 | PGE_GBA_Solar_Generic | PGE_GBA_Solar | PGE_GBA_Solar_44 | 0 | 0 | 0 | 0 | 0 | 0 | 0 | #N/A | 0 | PGE_GBA_Solar_Generic | 0 | 0 | #N/A | 0 | 0 | 0 | 0 | PGE_GBA_Solar_Generic | PGE_GBA_Solar | PGE_GBA_Solar_44 | 0 | 0 | 0 | 0 | 0 | 0 | #N/A | #N/A | #N/A | 0 | 0 | 0 | 0 | 0 | 0 | PGE_GBA_Solar_Generic | 0 | #N/A | 0 | 0 | PGE_GBA_Solar_Generic | 0 | 0 | 0 | 0 | #N/A | #N/A | #N/A | #N/A | #N/A | #N/A | 0 | 0 | 0 | PGE_GBA_Solar_Generic | PGE_GBA_Solar | PGE_GBA_Solar_44 | [6 empty] | #N/A |  | PGE_GBA_Solar_Generic |  |  | #N/A |  |  |  |  | PGE_GBA_Solar_Generic |  |  |  |  | #N/A |  |  |  | PGE_GBA_Solar_Generic | PGE_GBA_Solar | PGE_GBA_Solar_44 | [6 empty] | #N/A |  | PGE_GBA_Solar_Generic |  |  | #N/A |  |  |  |  | PGE_GBA_Solar_Generic |  |  |  |  | #N/A |  |  |  | PGE_GBA_Solar_Generic | PGE_GBA_Solar | PGE_GBA_Solar_44 | 0 | 0 | 0 | 0 | 0 | 0 | 0 | 0 | 0 | 0 | 0 | 0 | 0 | 0 | 0 | 0 | 0 | 0 | 0 | 0 | 0 | 0 | 0 | 0 | 0 | 0 | PG&E GBA
PGE_GBA_Solar_Generic | PGE_GBA_Solar | PGE_GBA_Solar_5 | 0 | 0 | 0 | 0 | 0 | 0 | #N/A | 0 | PGE_GBA_Solar_Generic | 0 | 0 | #N/A | 0 | 0 | 0 | 0 | PGE_GBA_Solar_Generic | 0 | 0 | 0 | 0 | #N/A | 0 | 0 | 0 | PGE_GBA_Solar_Generic | PGE_GBA_Solar | PGE_GBA_Solar_5 | 0 | 0 | 0 | 0 | 0 | 0 | 0 | #N/A | 0 | PGE_GBA_Solar_Generic | 0 | 0 | #N/A | 0 | 0 | 0 | 0 | PGE_GBA_Solar_Generic | PGE_GBA_Solar | PGE_GBA_Solar_5 | 0 | 0 | 0 | 0 | 0 | 0 | #N/A | #N/A | #N/A | 0 | 0 | 0 | 0 | 0 | 0 | PGE_GBA_Solar_Generic | 0 | #N/A | 0 | 0 | PGE_GBA_Solar_Generic | 0 | 0 | 0 | 0 | #N/A | #N/A | #N/A | #N/A | #N/A | #N/A | 0 | 0 | 0 | PGE_GBA_Solar_Generic | PGE_GBA_Solar | PGE_GBA_Solar_5 | [6 empty] | #N/A |  | PGE_GBA_Solar_Generic |  |  | #N/A |  |  |  |  | PGE_GBA_Solar_Generic |  |  |  |  | #N/A |  |  |  | PGE_GBA_Solar_Generic | PGE_GBA_Solar | PGE_GBA_Solar_5 | [6 empty] | #N/A |  | PGE_GBA_Solar_Generic |  |  | #N/A |  |  |  |  | PGE_GBA_Solar_Generic |  |  |  |  | #N/A |  |  |  | PGE_GBA_Solar_Generic | PGE_GBA_Solar | PGE_GBA_Solar_5 | 0 | 0 | 0 | 0 | 0 | 0 | 0 | 0 | 0 | 0 | 0 | 0.036912 | 0 | 0 | 0 | 0 | 0.036912 | 0 | 0 | 0 | 0 | 0.036912 | 0 | 0 | 0 | 0.036912 | PG&E GBA
PGE_GBA_Solar_Generic | PGE_GBA_Solar | PGE_GBA_Solar_50 | 0 | 0 | 0 | 0 | 0 | 0 | #N/A | 0 | PGE_GBA_Solar_Generic | 0 | 0 | #N/A | 0 | 0 | 0 | 0 | PGE_GBA_Solar_Generic | 0 | 0 | 0 | 0 | #N/A | 0 | 0 | 0 | PGE_GBA_Solar_Generic | PGE_GBA_Solar | PGE_GBA_Solar_50 | 0 | 0 | 0 | 0 | 0 | 0 | 0 | #N/A | 0 | PGE_GBA_Solar_Generic | 0 | 0 | #N/A | 0 | 0 | 0 | 0 | PGE_GBA_Solar_Generic | PGE_GBA_Solar | PGE_GBA_Solar_50 | 0 | 0 | 0 | 0 | 0 | 0 | #N/A | #N/A | #N/A | 0 | 0 | 0 | 0 | 0 | 0 | PGE_GBA_Solar_Generic | 0 | #N/A | 0 | 0 | PGE_GBA_Solar_Generic | 0 | 0 | 0 | 0 | #N/A | #N/A | #N/A | #N/A | #N/A | #N/A | 0 | 0 | 0 | PGE_GBA_Solar_Generic | PGE_GBA_Solar | PGE_GBA_Solar_50 | [6 empty] | #N/A |  | PGE_GBA_Solar_Generic |  |  | #N/A |  |  |  |  | PGE_GBA_Solar_Generic |  |  |  |  | #N/A |  |  |  | PGE_GBA_Solar_Generic | PGE_GBA_Solar | PGE_GBA_Solar_50 | [6 empty] | #N/A |  | PGE_GBA_Solar_Generic |  |  | #N/A |  |  |  |  | PGE_GBA_Solar_Generic |  |  |  |  | #N/A |  |  |  | PGE_GBA_Solar_Generic | PGE_GBA_Solar | PGE_GBA_Solar_50 | 0 | 0 | 0 | 0 | 0 | 0 | 0 | 0 | 0 | 0 | 0 | 0.048643 | 0 | 0 | 0 | 0 | 0.048643 | 0 | 0 | 0 | 0 | 0.048643 | 0 | 0 | 0 | 0.048643 | PG&E GBA
PGE_GBA_Solar_Generic | PGE_GBA_Solar | PGE_GBA_Solar_51 | 0 | 0 | 0 | 0 | 0 | 0 | #N/A | 0 | PGE_GBA_Solar_Generic | 0 | 0 | #N/A | 0 | 0 | 0 | 0 | PGE_GBA_Solar_Generic | 0 | 0 | 0 | 0 | #N/A | 0 | 0 | 0 | PGE_GBA_Solar_Generic | PGE_GBA_Solar | PGE_GBA_Solar_51 | 0 | 0 | 0 | 0 | 0 | 0 | 0 | #N/A | 0 | PGE_GBA_Solar_Generic | 0 | 0 | #N/A | 0 | 0 | 0 | 0 | PGE_GBA_Solar_Generic | PGE_GBA_Solar | PGE_GBA_Solar_51 | 0 | 0 | 0 | 0 | 0 | 0 | #N/A | #N/A | #N/A | 0 | 0 | 0 | 0 | 0 | 0 | PGE_GBA_Solar_Generic | 0 | #N/A | 0 | 0 | PGE_GBA_Solar_Generic | 0 | 0 | 0 | 0 | #N/A | #N/A | #N/A | #N/A | #N/A | #N/A | 0 | 0 | 0 | PGE_GBA_Solar_Generic | PGE_GBA_Solar | PGE_GBA_Solar_51 | [6 empty] | #N/A |  | PGE_GBA_Solar_Generic |  |  | #N/A |  |  |  |  | PGE_GBA_Solar_Generic |  |  |  |  | #N/A |  |  |  | PGE_GBA_Solar_Generic | PGE_GBA_Solar | PGE_GBA_Solar_51 | [6 empty] | #N/A |  | PGE_GBA_Solar_Generic |  |  | #N/A |  |  |  |  | PGE_GBA_Solar_Generic |  |  |  |  | #N/A |  |  |  | PGE_GBA_Solar_Generic | PGE_GBA_Solar | PGE_GBA_Solar_51 | 0 | 0 | 0 | 0 | 0 | 0 | 0 | 0 | 0 | 0 | 0 | 0.00067018 | 0 | 0 | 0 | 0 | 0.00067018 | 0 | 0 | 0 | 0 | 0.00067018 | 0 | 0 | 0 | 0.00067018 | PG&E GBA
PGE_GBA_Solar_Generic | PGE_GBA_Solar | PGE_GBA_Solar_54 | 0 | 0 | 0 | 0 | 0 | 0 | #N/A | 0 | PGE_GBA_Solar_Generic | 0 | 0 | #N/A | 0 | 0 | 0 | 0 | PGE_GBA_Solar_Generic | 0 | 0 | 0 | 0 | #N/A | 0 | 0 | 0 | PGE_GBA_Solar_Generic | PGE_GBA_Solar | PGE_GBA_Solar_54 | 0 | 0 | 0 | 0 | 0 | 0 | 0 | #N/A | 0 | PGE_GBA_Solar_Generic | 0 | 0 | #N/A | 0 | 0 | 0 | 0 | PGE_GBA_Solar_Generic | PGE_GBA_Solar | PGE_GBA_Solar_54 | 0 | 0 | 0 | 0 | 0 | 0 | #N/A | #N/A | #N/A | 0 | 0 | 0 | 0 | 0 | 0 | PGE_GBA_Solar_Generic | 0 | #N/A | 0 | 0 | PGE_GBA_Solar_Generic | 0 | 0 | 0 | 0 | #N/A | #N/A | #N/A | #N/A | #N/A | #N/A | 0 | 0 | 0 | PGE_GBA_Solar_Generic | PGE_GBA_Solar | PGE_GBA_Solar_54 | [6 empty] | #N/A |  | PGE_GBA_Solar_Generic |  |  | #N/A |  |  |  |  | PGE_GBA_Solar_Generic |  |  |  |  | #N/A |  |  |  | PGE_GBA_Solar_Generic | PGE_GBA_Solar | PGE_GBA_Solar_54 | [6 empty] | #N/A |  | PGE_GBA_Solar_Generic |  |  | #N/A |  |  |  |  | PGE_GBA_Solar_Generic |  |  |  |  | #N/A |  |  |  | PGE_GBA_Solar_Generic | PGE_GBA_Solar | PGE_GBA_Solar_54 | 0 | 0 | 0 | 0 | 0 | 0 | 0 | 0 | 0 | 0 | 0 | 0 | 0 | 0 | 0 | 0 | 0 | 0 | 0 | 0 | 0 | 0 | 0 | 0 | 0 | 0 | PG&E GBA
PGE_GBA_Solar_Generic | PGE_GBA_Solar | PGE_GBA_Solar_56 | 0 | 0 | 0 | 0 | 0 | 0 | #N/A | 0 | PGE_GBA_Solar_Generic | 0 | 0 | #N/A | 0 | 0 | 0 | 0 | PGE_GBA_Solar_Generic | 0 | 0 | 0 | 0 | #N/A | 0 | 0 | 0 | PGE_GBA_Solar_Generic | PGE_GBA_Solar | PGE_GBA_Solar_56 | 0 | 0 | 0 | 0 | 0 | 0 | 0 | #N/A | 0 | PGE_GBA_Solar_Generic | 0 | 0 | #N/A | 0 | 0 | 0 | 0 | PGE_GBA_Solar_Generic | PGE_GBA_Solar | PGE_GBA_Solar_56 | 0 | 0 | 0 | 0 | 0 | 0 | #N/A | #N/A | #N/A | 0 | 0 | 0 | 0 | 0 | 0 | PGE_GBA_Solar_Generic | 0 | #N/A | 0 | 0 | PGE_GBA_Solar_Generic | 0 | 0 | 0 | 0 | #N/A | #N/A | #N/A | #N/A | #N/A | #N/A | 0 | 0 | 0 | PGE_GBA_Solar_Generic | PGE_GBA_Solar | PGE_GBA_Solar_56 | [6 empty] | #N/A |  | PGE_GBA_Solar_Generic |  |  | #N/A |  |  |  |  | PGE_GBA_Solar_Generic |  |  |  |  | #N/A |  |  |  | PGE_GBA_Solar_Generic | PGE_GBA_Solar | PGE_GBA_Solar_56 | [6 empty] | #N/A |  | PGE_GBA_Solar_Generic |  |  | #N/A |  |  |  |  | PGE_GBA_Solar_Generic |  |  |  |  | #N/A |  |  |  | PGE_GBA_Solar_Generic | PGE_GBA_Solar | PGE_GBA_Solar_56 | 0 | 0 | 0 | 0 | 0 | 0 | 0 | 0 | 0 | 0 | 0 | 0.16484 | 0 | 0 | 0 | 0 | 0.16484 | 0 | 0 | 0 | 0 | 0.16484 | 0 | 0 | 0 | 0.16484 | PG&E GBA
PGE_GBA_Solar_Generic | PGE_GBA_Solar | PGE_GBA_Solar_59 | 0 | 0 | 0 | 0 | 0 | 0 | #N/A | 0 | PGE_GBA_Solar_Generic | 0 | 0 | #N/A | 0 | 0 | 0 | 0 | PGE_GBA_Solar_Generic | 0 | 0 | 0 | 0 | #N/A | 0 | 0 | 0 | PGE_GBA_Solar_Generic | PGE_GBA_Solar | PGE_GBA_Solar_59 | 0 | 0 | 0 | 0 | 0 | 0 | 0 | #N/A | 0 | PGE_GBA_Solar_Generic | 0 | 0 | #N/A | 0 | 0 | 0 | 0 | PGE_GBA_Solar_Generic | PGE_GBA_Solar | PGE_GBA_Solar_59 | 0 | 0 | 0 | 0 | 0 | 0 | #N/A | #N/A | #N/A | 0 | 0 | 0 | 0 | 0 | 0 | PGE_GBA_Solar_Generic | 0 | #N/A | 0 | 0 | PGE_GBA_Solar_Generic | 0 | 0 | 0 | 0 | #N/A | #N/A | #N/A | #N/A | #N/A | #N/A | 0 | 0 | 0 | PGE_GBA_Solar_Generic | PGE_GBA_Solar | PGE_GBA_Solar_59 | [6 empty] | #N/A |  | PGE_GBA_Solar_Generic |  |  | #N/A |  |  |  |  | PGE_GBA_Solar_Generic |  |  |  |  | #N/A |  |  |  | PGE_GBA_Solar_Generic | PGE_GBA_Solar | PGE_GBA_Solar_59 | [6 empty] | #N/A |  | PGE_GBA_Solar_Generic |  |  | #N/A |  |  |  |  | PGE_GBA_Solar_Generic |  |  |  |  | #N/A |  |  |  | PGE_GBA_Solar_Generic | PGE_GBA_Solar | PGE_GBA_Solar_59 | 0 | 0 | 0 | 0 | 0 | 0 | 0 | 0 | 0 | 0 | 0 | 0 | 0 | 0 | 0 | 0 | 0 | 0 | 0 | 0 | 0 | 0 | 0 | 0 | 0 | 0 | PG&E GBA
PGE_GBA_Solar_Generic | PGE_GBA_Solar | PGE_GBA_Solar_6 | 0 | 0 | 0 | 0 | 0 | 0 | #N/A | 0 | PGE_GBA_Solar_Generic | 0 | 0 | #N/A | 0 | 0 | 0 | 0 | PGE_GBA_Solar_Generic | 0 | 0 | 0 | 0 | #N/A | 0 | 0 | 0 | PGE_GBA_Solar_Generic | PGE_GBA_Solar | PGE_GBA_Solar_6 | 0 | 0 | 0 | 0 | 0 | 0 | 0 | #N/A | 0 | PGE_GBA_Solar_Generic | 0 | 0 | #N/A | 0 | 0 | 0 | 0 | PGE_GBA_Solar_Generic | PGE_GBA_Solar | PGE_GBA_Solar_6 | 0 | 0 | 0 | 0 | 0 | 0 | #N/A | #N/A | #N/A | 0 | 0 | 0 | 0 | 0 | 0 | PGE_GBA_Solar_Generic | 0 | #N/A | 0 | 0 | PGE_GBA_Solar_Generic | 0 | 0 | 0 | 0 | #N/A | #N/A | #N/A | #N/A | #N/A | #N/A | 0 | 0 | 0 | PGE_GBA_Solar_Generic | PGE_GBA_Solar | PGE_GBA_Solar_6 | [6 empty] | #N/A |  | PGE_GBA_Solar_Generic |  |  | #N/A |  |  |  |  | PGE_GBA_Solar_Generic |  |  |  |  | #N/A |  |  |  | PGE_GBA_Solar_Generic | PGE_GBA_Solar | PGE_GBA_Solar_6 | [6 empty] | #N/A |  | PGE_GBA_Solar_Generic |  |  | #N/A |  |  |  |  | PGE_GBA_Solar_Generic |  |  |  |  | #N/A |  |  |  | PGE_GBA_Solar_Generic | PGE_GBA_Solar | PGE_GBA_Solar_6 | 0 | 0 | 0 | 0 | 0 | 0 | 0 | 0 | 0 | 0 | 0 | 0.2654 | 0 | 0 | 0 | 0 | 0.2654 | 0 | 0 | 0 | 0 | 0.2654 | 0 | 0 | 0 | 0.2654 | PG&E GBA
PGE_GBA_Solar_Generic | PGE_GBA_Solar | PGE_GBA_Solar_65 | 0 | 0 | 0 | 0 | 0 | 0 | #N/A | 0 | PGE_GBA_Solar_Generic | 0 | 0 | #N/A | 0 | 0 | 0 | 0 | PGE_GBA_Solar_Generic | 0 | 0 | 0 | 0 | #N/A | 0 | 0 | 0 | PGE_GBA_Solar_Generic | PGE_GBA_Solar | PGE_GBA_Solar_65 | 0 | 0 | 0 | 0 | 0 | 0 | 0 | #N/A | 0 | PGE_GBA_Solar_Generic | 0 | 0 | #N/A | 0 | 0 | 0 | 0 | PGE_GBA_Solar_Generic | PGE_GBA_Solar | PGE_GBA_Solar_65 | 0 | 0 | 0 | 0 | 0 | 0 | #N/A | #N/A | #N/A | 0 | 0 | 0 | 0 | 0 | 0 | PGE_GBA_Solar_Generic | 0 | #N/A | 0 | 0 | PGE_GBA_Solar_Generic | 0 | 0 | 0 | 0 | #N/A | #N/A | #N/A | #N/A | #N/A | #N/A | 0 | 0 | 0 | PGE_GBA_Solar_Generic | PGE_GBA_Solar | PGE_GBA_Solar_65 | [6 empty] | #N/A |  | PGE_GBA_Solar_Generic |  |  | #N/A |  |  |  |  | PGE_GBA_Solar_Generic |  |  |  |  | #N/A |  |  |  | PGE_GBA_Solar_Generic | PGE_GBA_Solar | PGE_GBA_Solar_65 | [6 empty] | #N/A |  | PGE_GBA_Solar_Generic |  |  | #N/A |  |  |  |  | PGE_GBA_Solar_Generic |  |  |  |  | #N/A |  |  |  | PGE_GBA_Solar_Generic | PGE_GBA_Solar | PGE_GBA_Solar_65 | 0 | 0 | 0 | 0 | 0 | 0 | 0 | 0 | 0 | 0 | 0 | 0 | 0 | 0 | 0 | 0 | 0 | 0 | 0 | 0 | 0 | 0 | 0 | 0 | 0 | 0 | PG&E GBA
PGE_GBA_Solar_Generic | PGE_GBA_Solar | PGE_GBA_Solar_66 | 0 | 0 | 0 | 0 | 0 | 0 | #N/A | 0 | PGE_GBA_Solar_Generic | 0 | 0 | #N/A | 0 | 0 | 0 | 0 | PGE_GBA_Solar_Generic | 0 | 0 | 0 | 0 | #N/A | 0 | 0 | 0 | PGE_GBA_Solar_Generic | PGE_GBA_Solar | PGE_GBA_Solar_66 | 0 | 0 | 0 | 0 | 0 | 0 | 0 | #N/A | 0 | PGE_GBA_Solar_Generic | 0 | 0 | #N/A | 0 | 0 | 0 | 0 | PGE_GBA_Solar_Generic | PGE_GBA_Solar | PGE_GBA_Solar_66 | 0 | 0 | 0 | 0 | 0 | 0 | #N/A | #N/A | #N/A | 0 | 0 | 0 | 0 | 0 | 0 | PGE_GBA_Solar_Generic | 0 | #N/A | 0 | 0 | PGE_GBA_Solar_Generic | 0 | 0 | 0 | 0 | #N/A | #N/A | #N/A | #N/A | #N/A | #N/A | 0 | 0 | 0 | PGE_GBA_Solar_Generic | PGE_GBA_Solar | PGE_GBA_Solar_66 | [6 empty] | #N/A |  | PGE_GBA_Solar_Generic |  |  | #N/A |  |  |  |  | PGE_GBA_Solar_Generic |  |  |  |  | #N/A |  |  |  | PGE_GBA_Solar_Generic | PGE_GBA_Solar | PGE_GBA_Solar_66 | [6 empty] | #N/A |  | PGE_GBA_Solar_Generic |  |  | #N/A |  |  |  |  | PGE_GBA_Solar_Generic |  |  |  |  | #N/A |  |  |  | PGE_GBA_Solar_Generic | PGE_GBA_Solar | PGE_GBA_Solar_66 | 0 | 0 | 0 | 0 | 0 | 0 | 0 | 0 | 0 | 0 | 0 | 0.22063 | 0 | 0 | 0 | 0 | 0.22063 | 0 | 0 | 0 | 0 | 0.22063 | 0 | 0 | 0 | 0.22063 | PG&E GBA
PGE_GBA_Solar_Generic | PGE_GBA_Solar | PGE_GBA_Solar_80 | 0 | 0 | 0 | 0 | 0 | 0 | #N/A | 0 | PGE_GBA_Solar_Generic | 0 | 0 | #N/A | 0 | 0 | 0 | 0 | PGE_GBA_Solar_Generic | 0 | 0 | 0 | 0 | #N/A | 0 | 0 | 0 | PGE_GBA_Solar_Generic | PGE_GBA_Solar | PGE_GBA_Solar_80 | 0 | 0 | 0 | 0 | 0 | 0 | 0 | #N/A | 0 | PGE_GBA_Solar_Generic | 0 | 0 | #N/A | 0 | 0 | 0 | 0 | PGE_GBA_Solar_Generic | PGE_GBA_Solar | PGE_GBA_Solar_80 | 0 | 0 | 0 | 0 | 0 | 0 | #N/A | #N/A | #N/A | 0 | 0 | 0 | 0 | 0 | 0 | PGE_GBA_Solar_Generic | 0 | #N/A | 0 | 0 | PGE_GBA_Solar_Generic | 0 | 0 | 0 | 0 | #N/A | #N/A | #N/A | #N/A | #N/A | #N/A | 0 | 0 | 0 | PGE_GBA_Solar_Generic | PGE_GBA_Solar | PGE_GBA_Solar_80 | [6 empty] | #N/A |  | PGE_GBA_Solar_Generic |  |  | #N/A |  |  |  |  | PGE_GBA_Solar_Generic |  |  |  |  | #N/A |  |  |  | PGE_GBA_Solar_Generic | PGE_GBA_Solar | PGE_GBA_Solar_80 | [6 empty] | #N/A |  | PGE_GBA_Solar_Generic |  |  | #N/A |  |  |  |  | PGE_GBA_Solar_Generic |  |  |  |  | #N/A |  |  |  | PGE_GBA_Solar_Generic | PGE_GBA_Solar | PGE_GBA_Solar_80 | 0 | 0 | 0 | 0 | 0 | 0 | 0 | 0 | 0 | 0 | 0 | 0 | 0 | 0 | 0 | 0 | 0 | 0 | 0 | 0 | 0 | 0.10561 | 0 | 0 | 0 | 0.10561 | PG&E GBA
PGE_GBA_Solar_Generic | PGE_GBA_Solar | PGE_GBA_Solar_82 | 0 | 0 | 0 | 0 | 0 | 0 | #N/A | 0 | PGE_GBA_Solar_Generic | 0 | 0 | #N/A | 0 | 0 | 0 | 0 | PGE_GBA_Solar_Generic | 0 | 0 | 0 | 0 | #N/A | 0 | 0 | 0 | PGE_GBA_Solar_Generic | PGE_GBA_Solar | PGE_GBA_Solar_82 | 0 | 0 | 0 | 0 | 0 | 0 | 0 | #N/A | 0 | PGE_GBA_Solar_Generic | 0 | 0 | #N/A | 0 | 0 | 0 | 0 | PGE_GBA_Solar_Generic | PGE_GBA_Solar | PGE_GBA_Solar_82 | 0 | 0 | 0 | 0 | 0 | 0 | #N/A | #N/A | #N/A | 0 | 0 | 0 | 0 | 0 | 0 | PGE_GBA_Solar_Generic | 0 | #N/A | 0 | 0 | PGE_GBA_Solar_Generic | 0 | 0 | 0 | 0 | #N/A | #N/A | #N/A | #N/A | #N/A | #N/A | 0 | 0 | 0 | PGE_GBA_Solar_Generic | PGE_GBA_Solar | PGE_GBA_Solar_82 | [6 empty] | #N/A |  | PGE_GBA_Solar_Generic |  |  | #N/A |  |  |  |  | PGE_GBA_Solar_Generic |  |  |  |  | #N/A |  |  |  | PGE_GBA_Solar_Generic | PGE_GBA_Solar | PGE_GBA_Solar_82 | [6 empty] | #N/A |  | PGE_GBA_Solar_Generic |  |  | #N/A |  |  |  |  | PGE_GBA_Solar_Generic |  |  |  |  | #N/A |  |  |  | PGE_GBA_Solar_Generic | PGE_GBA_Solar | PGE_GBA_Solar_82 | 0 | 0 | 0 | 0 | 0 | 0 | 0 | 0 | 0 | 0 | 0 | 0.041019 | 0 | 0 | 0 | 0 | 0.041019 | 0 | 0 | 0 | 0 | 0.041019 | 0 | 0 | 0 | 0.041019 | PG&E GBA
PGE_GBA_Solar_Generic | PGE_GBA_Solar | PGE_GBA_Solar_84 | 0 | 0 | 0 | 0 | 0 | 0 | #N/A | 0 | PGE_GBA_Solar_Generic | 0 | 0 | #N/A | 0 | 0 | 0 | 0 | PGE_GBA_Solar_Generic | 0 | 0 | 0 | 0 | #N/A | 0 | 0 | 0 | PGE_GBA_Solar_Generic | PGE_GBA_Solar | PGE_GBA_Solar_84 | 0 | 0 | 0 | 0 | 0 | 0 | 0 | #N/A | 0 | PGE_GBA_Solar_Generic | 0 | 0 | #N/A | 0 | 0 | 0 | 0 | PGE_GBA_Solar_Generic | PGE_GBA_Solar | PGE_GBA_Solar_84 | 0 | 0 | 0 | 0 | 0 | 0 | #N/A | #N/A | #N/A | 0 | 0 | 0 | 0 | 0 | 0 | PGE_GBA_Solar_Generic | 0 | #N/A | 0 | 0 | PGE_GBA_Solar_Generic | 0 | 0 | 0 | 0 | #N/A | #N/A | #N/A | #N/A | #N/A | #N/A | 0 | 0 | 0 | PGE_GBA_Solar_Generic | PGE_GBA_Solar | PGE_GBA_Solar_84 | [6 empty] | #N/A |  | PGE_GBA_Solar_Generic |  |  | #N/A |  |  |  |  | PGE_GBA_Solar_Generic |  |  |  |  | #N/A |  |  |  | PGE_GBA_Solar_Generic | PGE_GBA_Solar | PGE_GBA_Solar_84 | [6 empty] | #N/A |  | PGE_GBA_Solar_Generic |  |  | #N/A |  |  |  |  | PGE_GBA_Solar_Generic |  |  |  |  | #N/A |  |  |  | PGE_GBA_Solar_Generic | PGE_GBA_Solar | PGE_GBA_Solar_84 | 0 | 0 | 0 | 0 | 0 | 0 | 0 | 0 | 0 | 0 | 0 | 0 | 0 | 0 | 0 | 0 | 0 | 0 | 0 | 0 | 0 | 0 | 0 | 0 | 0 | 0 | PG&E GBA
PGE_GBA_Solar_Generic | PGE_GBA_Solar | PGE_GBA_Solar_85 | 0 | 0 | 0 | 0 | 0 | 0 | #N/A | 0 | PGE_GBA_Solar_Generic | 0 | 0 | #N/A | 0 | 0 | 0 | 0 | PGE_GBA_Solar_Generic | 0 | 0 | 0 | 0 | #N/A | 0 | 0 | 0 | PGE_GBA_Solar_Generic | PGE_GBA_Solar | PGE_GBA_Solar_85 | 0 | 0 | 0 | 0 | 0 | 0 | 0 | #N/A | 0 | PGE_GBA_Solar_Generic | 0 | 0 | #N/A | 0 | 0 | 0 | 0 | PGE_GBA_Solar_Generic | PGE_GBA_Solar | PGE_GBA_Solar_85 | 0 | 0 | 0 | 0 | 0 | 0 | #N/A | #N/A | #N/A | 0 | 0 | 0 | 0 | 0 | 0 | PGE_GBA_Solar_Generic | 0 | #N/A | 0 | 0 | PGE_GBA_Solar_Generic | 0 | 0 | 0 | 0 | #N/A | #N/A | #N/A | #N/A | #N/A | #N/A | 0 | 0 | 0 | PGE_GBA_Solar_Generic | PGE_GBA_Solar | PGE_GBA_Solar_85 | [6 empty] | #N/A |  | PGE_GBA_Solar_Generic |  |  | #N/A |  |  |  |  | PGE_GBA_Solar_Generic |  |  |  |  | #N/A |  |  |  | PGE_GBA_Solar_Generic | PGE_GBA_Solar | PGE_GBA_Solar_85 | [6 empty] | #N/A |  | PGE_GBA_Solar_Generic |  |  | #N/A |  |  |  |  | PGE_GBA_Solar_Generic |  |  |  |  | #N/A |  |  |  | PGE_GBA_Solar_Generic | PGE_GBA_Solar | PGE_GBA_Solar_85 | 0 | 0 | 0 | 0 | 0 | 0 | 0 | 0 | 0 | 0 | 0 | 0 | 0 | 0 | 0 | 0 | 0 | 0 | 0 | 0 | 0 | 0 | 0 | 0 | 0 | 0 | PG&E GBA
PGE_GBA_Solar_Generic | PGE_GBA_Solar | PGE_GBA_Solar_87 | 0 | 0 | 0 | 0 | 0 | 0 | #N/A | 0 | PGE_GBA_Solar_Generic | 0 | 0 | #N/A | 0 | 0 | 0 | 0 | PGE_GBA_Solar_Generic | 0 | 0 | 0 | 0 | #N/A | 0 | 0 | 0 | PGE_GBA_Solar_Generic | PGE_GBA_Solar | PGE_GBA_Solar_87 | 0 | 0 | 0 | 0 | 0 | 0 | 0 | #N/A | 0 | PGE_GBA_Solar_Generic | 0 | 0 | #N/A | 0 | 0 | 0 | 0 | PGE_GBA_Solar_Generic | PGE_GBA_Solar | PGE_GBA_Solar_87 | 0 | 0 | 0 | 0 | 0 | 0 | #N/A | #N/A | #N/A | 0 | 0 | 0 | 0 | 0 | 0 | PGE_GBA_Solar_Generic | 0 | #N/A | 0 | 0 | PGE_GBA_Solar_Generic | 0 | 0 | 0 | 0 | #N/A | #N/A | #N/A | #N/A | #N/A | #N/A | 0 | 0 | 0 | PGE_GBA_Solar_Generic | PGE_GBA_Solar | PGE_GBA_Solar_87 | [6 empty] | #N/A |  | PGE_GBA_Solar_Generic |  |  | #N/A |  |  |  |  | PGE_GBA_Solar_Generic |  |  |  |  | #N/A |  |  |  | PGE_GBA_Solar_Generic | PGE_GBA_Solar | PGE_GBA_Solar_87 | [6 empty] | #N/A |  | PGE_GBA_Solar_Generic |  |  | #N/A |  |  |  |  | PGE_GBA_Solar_Generic |  |  |  |  | #N/A |  |  |  | PGE_GBA_Solar_Generic | PGE_GBA_Solar | PGE_GBA_Solar_87 | 0 | 0 | 0 | 0 | 0 | 0 | 0 | 0 | 0 | 0 | 0 | 0 | 0 | 0 | 0 | 0 | 0 | 0 | 0 | 0 | 0 | 0 | 0 | 0 | 0 | 0 | PG&E GBA
PGE_GBA_Wind_Generic | PGE_GBA_Wind | PGE_GBA_Wind_116 | 0 | 0 | 0 | 0 | 0 | 0 | #N/A | 0 | PGE_GBA_Wind_Generic | 0 | 0 | #N/A | 0 | 0 | 0 | 0 | PGE_GBA_Wind_Generic | 0 | 0 | 0 | 0 | #N/A | 0 | 0 | 0 | PGE_GBA_Wind_Generic | PGE_GBA_Wind | PGE_GBA_Wind_116 | 0 | 0 | 0 | 0 | 0 | 0 | 0 | #N/A | 0 | PGE_GBA_Wind_Generic | 0 | 0 | #N/A | 0 | 0 | 0 | 0 | PGE_GBA_Wind_Generic | PGE_GBA_Wind | PGE_GBA_Wind_116 | 0 | 0 | 0 | 0 | 0 | 0 | #N/A | #N/A | #N/A | 0 | 0 | 0 | 0 | 0 | 0 | PGE_GBA_Wind_Generic | 0 | #N/A | 0 | 0 | PGE_GBA_Wind_Generic | 0 | 0 | 0 | 0 | #N/A | #N/A | #N/A | #N/A | #N/A | #N/A | 0 | 0 | 0 | PGE_GBA_Wind_Generic | PGE_GBA_Wind | PGE_GBA_Wind_116 | [6 empty] | #N/A |  | PGE_GBA_Wind_Generic |  |  | #N/A |  |  |  |  | PGE_GBA_Wind_Generic |  |  |  |  | #N/A |  |  |  | PGE_GBA_Wind_Generic | PGE_GBA_Wind | PGE_GBA_Wind_116 | [6 empty] | #N/A |  | PGE_GBA_Wind_Generic |  |  | #N/A |  |  |  |  | PGE_GBA_Wind_Generic |  |  |  |  | #N/A |  |  |  | PGE_GBA_Wind_Generic | PGE_GBA_Wind | PGE_GBA_Wind_116 | 0 | 0 | 0 | 0 | 0 | 0 | 0.0032326 | 0 | 0.051348 | 0 | 0 | 0.051348 | 0 | 0 | 0 | 0 | 0.051348 | 0 | 0 | 0 | 0 | 0.051348 | 0 | 0 | 0 | 0.051348 | PG&E GBA
PGE_GBA_Wind_Generic | PGE_GBA_Wind | PGE_GBA_Wind_30 | 0 | 0 | 0 | 0 | 0 | 0 | #N/A | 0 | PGE_GBA_Wind_Generic | 0 | 0 | #N/A | 0 | 0 | 0 | 0 | PGE_GBA_Wind_Generic | 0 | 0 | 0 | 0 | #N/A | 0 | 0 | 0 | PGE_GBA_Wind_Generic | PGE_GBA_Wind | PGE_GBA_Wind_30 | 0 | 0 | 0 | 0 | 0 | 0 | 0 | #N/A | 0 | PGE_GBA_Wind_Generic | 0 | 0 | #N/A | 0 | 0 | 0 | 0 | PGE_GBA_Wind_Generic | PGE_GBA_Wind | PGE_GBA_Wind_30 | 0 | 0 | 0 | 0 | 0 | 0 | #N/A | #N/A | #N/A | 0 | 0 | 0 | 0 | 0 | 0 | PGE_GBA_Wind_Generic | 0 | #N/A | 0 | 0 | PGE_GBA_Wind_Generic | 0 | 0 | 0 | 0 | #N/A | #N/A | #N/A | #N/A | #N/A | #N/A | 0 | 0 | 0 | PGE_GBA_Wind_Generic | PGE_GBA_Wind | PGE_GBA_Wind_30 | [6 empty] | #N/A |  | PGE_GBA_Wind_Generic |  |  | #N/A |  |  |  |  | PGE_GBA_Wind_Generic |  |  |  |  | #N/A |  |  |  | PGE_GBA_Wind_Generic | PGE_GBA_Wind | PGE_GBA_Wind_30 | [6 empty] | #N/A |  | PGE_GBA_Wind_Generic |  |  | #N/A |  |  |  |  | PGE_GBA_Wind_Generic |  |  |  |  | #N/A |  |  |  | PGE_GBA_Wind_Generic | PGE_GBA_Wind | PGE_GBA_Wind_30 | 0 | 0 | 0 | 0 | 0 | 0 | 0.0048948 | 0 | 0.0048948 | 0 | 0 | 0.0048948 | 0 | 0 | 0 | 0 | 0.0048948 | 0 | 0 | 0 | 0 | 0.0048948 | 0 | 0 | 0 | 0.0048948 | PG&E GBA
PGE_GBA_Wind_Generic | PGE_GBA_Wind | PGE_GBA_Wind_44 | 0 | 0 | 0 | 0 | 0 | 0 | #N/A | 0 | PGE_GBA_Wind_Generic | 0 | 0 | #N/A | 0 | 0 | 0 | 0 | PGE_GBA_Wind_Generic | 0 | 0 | 0 | 0 | #N/A | 0 | 0 | 0 | PGE_GBA_Wind_Generic | PGE_GBA_Wind | PGE_GBA_Wind_44 | 0 | 0 | 0 | 0 | 0 | 0 | 0 | #N/A | 0 | PGE_GBA_Wind_Generic | 0 | 0 | #N/A | 0 | 0 | 0 | 0 | PGE_GBA_Wind_Generic | PGE_GBA_Wind | PGE_GBA_Wind_44 | 0 | 0 | 0 | 0 | 0 | 0 | #N/A | #N/A | #N/A | 0 | 0 | 0 | 0 | 0 | 0 | PGE_GBA_Wind_Generic | 0 | #N/A | 0 | 0 | PGE_GBA_Wind_Generic | 0 | 0 | 0 | 0 | #N/A | #N/A | #N/A | #N/A | #N/A | #N/A | 0 | 0 | 0 | PGE_GBA_Wind_Generic | PGE_GBA_Wind | PGE_GBA_Wind_44 | [6 empty] | #N/A |  | PGE_GBA_Wind_Generic |  |  | #N/A |  |  |  |  | PGE_GBA_Wind_Generic |  |  |  |  | #N/A |  |  |  | PGE_GBA_Wind_Generic | PGE_GBA_Wind | PGE_GBA_Wind_44 | [6 empty] | #N/A |  | PGE_GBA_Wind_Generic |  |  | #N/A |  |  |  |  | PGE_GBA_Wind_Generic |  |  |  |  | #N/A |  |  |  | PGE_GBA_Wind_Generic | PGE_GBA_Wind | PGE_GBA_Wind_44 | 0 | 0 | 0 | 0 | 0 | 0 | 0 | 0 | 0.0033685 | 0 | 0 | 0.020717 | 0 | 0 | 0 | 0 | 0.020717 | 0 | 0 | 0 | 0 | 0.020717 | 0 | 0 | 0 | 0.020717 | PG&E GBA
PGE_GBA_Wind_Generic | PGE_GBA_Wind | PGE_GBA_Wind_6 | 0 | 0 | 0 | 0 | 0 | 0 | #N/A | 0 | PGE_GBA_Wind_Generic | 0 | 0 | #N/A | 0 | 0 | 0 | 0 | PGE_GBA_Wind_Generic | 0 | 0 | 0 | 0 | #N/A | 0 | 0 | 0 | PGE_GBA_Wind_Generic | PGE_GBA_Wind | PGE_GBA_Wind_6 | 0 | 0 | 0 | 0 | 0 | 0 | 0 | #N/A | 0 | PGE_GBA_Wind_Generic | 0 | 0 | #N/A | 0 | 0 | 0 | 0 | PGE_GBA_Wind_Generic | PGE_GBA_Wind | PGE_GBA_Wind_6 | 0 | 0 | 0 | 0 | 0 | 0 | #N/A | #N/A | #N/A | 0 | 0 | 0 | 0 | 0 | 0 | PGE_GBA_Wind_Generic | 0 | #N/A | 0 | 0 | PGE_GBA_Wind_Generic | 0 | 0 | 0 | 0 | #N/A | #N/A | #N/A | #N/A | #N/A | #N/A | 0 | 0 | 0 | PGE_GBA_Wind_Generic | PGE_GBA_Wind | PGE_GBA_Wind_6 | [6 empty] | #N/A |  | PGE_GBA_Wind_Generic |  |  | #N/A |  |  |  |  | PGE_GBA_Wind_Generic |  |  |  |  | #N/A |  |  |  | PGE_GBA_Wind_Generic | PGE_GBA_Wind | PGE_GBA_Wind_6 | [6 empty] | #N/A |  | PGE_GBA_Wind_Generic |  |  | #N/A |  |  |  |  | PGE_GBA_Wind_Generic |  |  |  |  | #N/A |  |  |  | PGE_GBA_Wind_Generic | PGE_GBA_Wind | PGE_GBA_Wind_6 | 0 | 0 | 0 | 0 | 0 | 0 | 0.0075048 | 0 | 0.0075048 | 0 | 0 | 0.0075048 | 0 | 0 | 0 | 0 | 0.0075048 | 0 | 0 | 0 | 0 | 0.0075048 | 0 | 0 | 0 | 0.0075048 | PG&E GBA
PGE_GBA_Wind_Generic | PGE_GBA_Wind | PGE_GBA_Wind_84 | 0 | 0 | 0 | 0 | 0 | 0 | #N/A | 0 | PGE_GBA_Wind_Generic | 0 | 0 | #N/A | 0 | 0 | 0 | 0 | PGE_GBA_Wind_Generic | 0 | 0 | 0 | 0 | #N/A | 0 | 0 | 0 | PGE_GBA_Wind_Generic | PGE_GBA_Wind | PGE_GBA_Wind_84 | 0 | 0 | 0 | 0 | 0 | 0 | 0 | #N/A | 0 | PGE_GBA_Wind_Generic | 0 | 0 | #N/A | 0 | 0 | 0 | 0 | PGE_GBA_Wind_Generic | PGE_GBA_Wind | PGE_GBA_Wind_84 | 0 | 0 | 0 | 0 | 0 | 0 | #N/A | #N/A | #N/A | 0 | 0 | 0 | 0 | 0 | 0 | PGE_GBA_Wind_Generic | 0 | #N/A | 0 | 0 | PGE_GBA_Wind_Generic | 0 | 0 | 0 | 0 | #N/A | #N/A | #N/A | #N/A | #N/A | #N/A | 0 | 0 | 0 | PGE_GBA_Wind_Generic | PGE_GBA_Wind | PGE_GBA_Wind_84 | [6 empty] | #N/A |  | PGE_GBA_Wind_Generic |  |  | #N/A |  |  |  |  | PGE_GBA_Wind_Generic |  |  |  |  | #N/A |  |  |  | PGE_GBA_Wind_Generic | PGE_GBA_Wind | PGE_GBA_Wind_84 | [6 empty] | #N/A |  | PGE_GBA_Wind_Generic |  |  | #N/A |  |  |  |  | PGE_GBA_Wind_Generic |  |  |  |  | #N/A |  |  |  | PGE_GBA_Wind_Generic | PGE_GBA_Wind | PGE_GBA_Wind_84 | 0 | 0 | 0 | 0 | 0 | 0 | 0.16237 | 0 | 0.16237 | 0 | 0 | 0.16237 | 0 | 0 | 0 | 0 | 0.16237 | 0 | 0 | 0 | 0 | 0.16237 | 0 | 0 | 0 | 0.16237 | PG&E GBA
PGE_New_EGS_Generic | PGE_New_EGS | PGE_Kern_EGS_Deep_111 | 0 | 0 | 0 | 0 | 0 | 0 | #N/A | 0 | PGE_New_EGS_Generic | 0 | 0 | #N/A | 0 | 0 | 0 | 0 | PGE_New_EGS_Generic | 0 | 0 | 0 | 0 | #N/A | 0 | 0 | 0 | PGE_New_EGS_Generic | PGE_New_EGS | PGE_Kern_EGS_Deep_111 | 0 | 0 | 0 | 0 | 0 | 0 | 0 | #N/A | 0 | PGE_New_EGS_Generic | 0 | 0 | #N/A | 0 | 0 | 0 | 0 | PGE_New_EGS_Generic | PGE_New_EGS | PGE_Kern_EGS_Deep_111 | 0 | 0 | 0 | 0 | 0 | 0 | #N/A | #N/A | #N/A | 0 | 0 | 0 | 0 | 0 | 0 | PGE_New_EGS_Generic | 0 | #N/A | 0 | 0 | PGE_New_EGS_Generic | 0 | 0 | 0 | 0 | #N/A | #N/A | #N/A | #N/A | #N/A | #N/A | 0 | 0 | 0 | PGE_New_EGS_Generic | PGE_New_EGS | PGE_Kern_EGS_Deep_111 | [6 empty] | #N/A |  | PGE_New_EGS_Generic |  |  | #N/A |  |  |  |  | PGE_New_EGS_Generic |  |  |  |  | #N/A |  |  |  | PGE_New_EGS_Generic | PGE_New_EGS | PGE_Kern_EGS_Deep_111 | [6 empty] | #N/A |  | PGE_New_EGS_Generic |  |  | #N/A |  |  |  |  | PGE_New_EGS_Generic |  |  |  |  | #N/A |  |  |  | PGE_New_EGS_Generic | PGE_New_EGS | PGE_Kern_EGS_Deep_111 | 0 | 0 | 0 | 0 | 0 | 0 | 0 | 0 | 0 | 0 | 0 | 0 | 0 | 0 | 0 | 0 | 0.00011448 | 0 | 0 | 0 | 0 | 0.00011448 | 0 | 0 | 0 | 0.00011448 | PG&E KERN
PGE_New_EGS_Generic | PGE_New_EGS | PGE_Kern_EGS_Deep_122 | 0 | 0 | 0 | 0 | 0 | 0 | #N/A | 0 | PGE_New_EGS_Generic | 0 | 0 | #N/A | 0 | 0 | 0 | 0 | PGE_New_EGS_Generic | 0 | 0 | 0 | 0 | #N/A | 0 | 0 | 0 | PGE_New_EGS_Generic | PGE_New_EGS | PGE_Kern_EGS_Deep_122 | 0 | 0 | 0 | 0 | 0 | 0 | 0 | #N/A | 0 | PGE_New_EGS_Generic | 0 | 0 | #N/A | 0 | 0 | 0 | 0 | PGE_New_EGS_Generic | PGE_New_EGS | PGE_Kern_EGS_Deep_122 | 0 | 0 | 0 | 0 | 0 | 0 | #N/A | #N/A | #N/A | 0 | 0 | 0 | 0 | 0 | 0 | PGE_New_EGS_Generic | 0 | #N/A | 0 | 0 | PGE_New_EGS_Generic | 0 | 0 | 0 | 0 | #N/A | #N/A | #N/A | #N/A | #N/A | #N/A | 0 | 0 | 0 | PGE_New_EGS_Generic | PGE_New_EGS | PGE_Kern_EGS_Deep_122 | [6 empty] | #N/A |  | PGE_New_EGS_Generic |  |  | #N/A |  |  |  |  | PGE_New_EGS_Generic |  |  |  |  | #N/A |  |  |  | PGE_New_EGS_Generic | PGE_New_EGS | PGE_Kern_EGS_Deep_122 | [6 empty] | #N/A |  | PGE_New_EGS_Generic |  |  | #N/A |  |  |  |  | PGE_New_EGS_Generic |  |  |  |  | #N/A |  |  |  | PGE_New_EGS_Generic | PGE_New_EGS | PGE_Kern_EGS_Deep_122 | 0 | 0 | 0 | 0 | 0 | 0 | 0 | 0 | 0 | 0 | 0 | 0 | 0 | 0 | 0 | 0 | 0.0018147 | 0 | 0 | 0 | 0 | 0.0018147 | 0 | 0 | 0 | 0.0018147 | PG&E KERN
PGE_New_EGS_Generic | PGE_New_EGS | PGE_Kern_EGS_Deep_98 | 0 | 0 | 0 | 0 | 0 | 0 | #N/A | 0 | PGE_New_EGS_Generic | 0 | 0 | #N/A | 0 | 0 | 0 | 0 | PGE_New_EGS_Generic | 0 | 0 | 0 | 0 | #N/A | 0 | 0 | 0 | PGE_New_EGS_Generic | PGE_New_EGS | PGE_Kern_EGS_Deep_98 | 0 | 0 | 0 | 0 | 0 | 0 | 0 | #N/A | 0 | PGE_New_EGS_Generic | 0 | 0 | #N/A | 0 | 0 | 0 | 0 | PGE_New_EGS_Generic | PGE_New_EGS | PGE_Kern_EGS_Deep_98 | 0 | 0 | 0 | 0 | 0 | 0 | #N/A | #N/A | #N/A | 0 | 0 | 0 | 0 | 0 | 0 | PGE_New_EGS_Generic | 0 | #N/A | 0 | 0 | PGE_New_EGS_Generic | 0 | 0 | 0 | 0 | #N/A | #N/A | #N/A | #N/A | #N/A | #N/A | 0 | 0 | 0 | PGE_New_EGS_Generic | PGE_New_EGS | PGE_Kern_EGS_Deep_98 | [6 empty] | #N/A |  | PGE_New_EGS_Generic |  |  | #N/A |  |  |  |  | PGE_New_EGS_Generic |  |  |  |  | #N/A |  |  |  | PGE_New_EGS_Generic | PGE_New_EGS | PGE_Kern_EGS_Deep_98 | [6 empty] | #N/A |  | PGE_New_EGS_Generic |  |  | #N/A |  |  |  |  | PGE_New_EGS_Generic |  |  |  |  | #N/A |  |  |  | PGE_New_EGS_Generic | PGE_New_EGS | PGE_Kern_EGS_Deep_98 | 0 | 0 | 0 | 0 | 0 | 0 | 0 | 0 | 0 | 0 | 0 | 0 | 0 | 0 | 0 | 0 | 0.0034345 | 0 | 0 | 0 | 0 | 0.0034345 | 0 | 0 | 0 | 0.0034345 | PG&E KERN
PGE_LDES_12hr_Generic | PGE_LDES_12hr | PGE_Kern_LDES_12hr_122 | 0 | 0 | 0 | 0 | 0 | 0 | #N/A | 0 | PGE_LDES_12hr_Generic | 0 | 0 | #N/A | 0 | 0 | 0 | 0 | PGE_LDES_12hr_Generic | 0 | 0 | 0 | 0 | #N/A | 0 | 0 | 0 | PGE_LDES_12hr_Generic | PGE_LDES_12hr | PGE_Kern_LDES_12hr_122 | 0 | 0 | 0 | 0 | 0 | 0 | 0 | #N/A | 0 | PGE_LDES_12hr_Generic | 0 | 0 | #N/A | 0 | 0 | 0 | 0 | PGE_LDES_12hr_Generic | PGE_LDES_12hr | PGE_Kern_LDES_12hr_122 | 0 | 0 | 0 | 0 | 0 | 0 | #N/A | #N/A | #N/A | 0 | 0 | 0 | 0 | 0 | 0 | PGE_LDES_12hr_Generic | 0 | #N/A | 0 | 0 | PGE_LDES_12hr_Generic | 0 | 0 | 0 | 0 | #N/A | #N/A | #N/A | #N/A | #N/A | #N/A | 0 | 0 | 0 | PGE_LDES_12hr_Generic | PGE_LDES_12hr | PGE_Kern_LDES_12hr_122 | [6 empty] | #N/A |  | PGE_LDES_12hr_Generic |  |  | #N/A |  |  |  |  | PGE_LDES_12hr_Generic |  |  |  |  | #N/A |  |  |  | PGE_LDES_12hr_Generic | PGE_LDES_12hr | PGE_Kern_LDES_12hr_122 | [6 empty] | #N/A |  | PGE_LDES_12hr_Generic |  |  | #N/A |  |  |  |  | PGE_LDES_12hr_Generic |  |  |  |  | #N/A |  |  |  | PGE_LDES_12hr_Generic | PGE_LDES_12hr | PGE_Kern_LDES_12hr_122 | 0 | 0 | 0 | 0 | 0 | 0 | 0 | 0 | 0 | 0 | 0 | 0 | 0 | 0 | 0 | 0 | 0.87591 | 0 | 0 | 0 | 0 | 0.87591 | 0 | 0 | 0 | 0.87591 | PG&E KERN
PGE_LDES_12hr_Generic | PGE_LDES_12hr | PGE_Kern_LDES_12hr_99 | 0 | 0 | 0 | 0 | 0 | 0 | #N/A | 0 | PGE_LDES_12hr_Generic | 0 | 0 | #N/A | 0 | 0 | 0 | 0 | PGE_LDES_12hr_Generic | 0 | 0 | 0 | 0 | #N/A | 0 | 0 | 0 | PGE_LDES_12hr_Generic | PGE_LDES_12hr | PGE_Kern_LDES_12hr_99 | 0 | 0 | 0 | 0 | 0 | 0 | 0 | #N/A | 0 | PGE_LDES_12hr_Generic | 0 | 0 | #N/A | 0 | 0 | 0 | 0 | PGE_LDES_12hr_Generic | PGE_LDES_12hr | PGE_Kern_LDES_12hr_99 | 0 | 0 | 0 | 0 | 0 | 0 | #N/A | #N/A | #N/A | 0 | 0 | 0 | 0 | 0 | 0 | PGE_LDES_12hr_Generic | 0 | #N/A | 0 | 0 | PGE_LDES_12hr_Generic | 0 | 0 | 0 | 0 | #N/A | #N/A | #N/A | #N/A | #N/A | #N/A | 0 | 0 | 0 | PGE_LDES_12hr_Generic | PGE_LDES_12hr | PGE_Kern_LDES_12hr_99 | [6 empty] | #N/A |  | PGE_LDES_12hr_Generic |  |  | #N/A |  |  |  |  | PGE_LDES_12hr_Generic |  |  |  |  | #N/A |  |  |  | PGE_LDES_12hr_Generic | PGE_LDES_12hr | PGE_Kern_LDES_12hr_99 | [6 empty] | #N/A |  | PGE_LDES_12hr_Generic |  |  | #N/A |  |  |  |  | PGE_LDES_12hr_Generic |  |  |  |  | #N/A |  |  |  | PGE_LDES_12hr_Generic | PGE_LDES_12hr | PGE_Kern_LDES_12hr_99 | 0 | 0 | 0 | 0 | 0 | 0 | 0 | 0 | 0 | 0 | 0 | 0 | 0 | 0 | 0 | 0 | 0 | 0 | 0 | 0 | 0 | 0 | 0 | 0 | 0 | 0 | PG&E KERN
PGE_New_Li_Battery_4hr_Generic | PGE_New_Li_Battery_4hr | PGE_Kern_Li_Battery_4hr_100 | 0 | 0 | 0 | 0 | 0 | 0 | #N/A | 0 | PGE_New_Li_Battery_4hr_Generic | 0 | 0 | #N/A | 0 | 0 | 0 | 0 | PGE_New_Li_Battery_4hr_Generic | 0 | 0 | 0 | 0 | #N/A | 0 | 0 | 0 | PGE_New_Li_Battery_4hr_Generic | PGE_New_Li_Battery_4hr | PGE_Kern_Li_Battery_4hr_100 | 0 | 0 | 0 | 0 | 0 | 0 | 0 | #N/A | 0 | PGE_New_Li_Battery_4hr_Generic | 0 | 0 | #N/A | 0 | 0 | 0 | 0 | PGE_New_Li_Battery_4hr_Generic | PGE_New_Li_Battery_4hr | PGE_Kern_Li_Battery_4hr_100 | 0 | 0 | 0 | 0 | 0 | 0 | #N/A | #N/A | #N/A | 0 | 0 | 0 | 0 | 0 | 0 | PGE_New_Li_Battery_4hr_Generic | 0 | #N/A | 0 | 0 | PGE_New_Li_Battery_4hr_Generic | 0 | 0 | 0 | 0 | #N/A | #N/A | #N/A | #N/A | #N/A | #N/A | 0 | 0 | 0 | PGE_New_Li_Battery_4hr_Generic | PGE_New_Li_Battery_4hr | PGE_Kern_Li_Battery_4hr_100 | [6 empty] | #N/A |  | PGE_New_Li_Battery_4hr_Generic |  |  | #N/A |  |  |  |  | PGE_New_Li_Battery_4hr_Generic |  |  |  |  | #N/A |  |  |  | PGE_New_Li_Battery_4hr_Generic | PGE_New_Li_Battery_4hr | PGE_Kern_Li_Battery_4hr_100 | [6 empty] | #N/A |  | PGE_New_Li_Battery_4hr_Generic |  |  | #N/A |  |  |  |  | PGE_New_Li_Battery_4hr_Generic |  |  |  |  | #N/A |  |  |  | PGE_New_Li_Battery_4hr_Generic | PGE_New_Li_Battery_4hr | PGE_Kern_Li_Battery_4hr_100 | 0 | 0 | 0 | 0 | 0 | 0 | 0 | 0 | 0 | 0 | 0 | 0 | 0 | 0 | 0 | 0 | 0 | 0 | 0 | 0 | 0 | 0 | 0 | 0 | 0 | 0 | PG&E KERN
PGE_New_Li_Battery_4hr_Generic | PGE_New_Li_Battery_4hr | PGE_Kern_Li_Battery_4hr_101 | 0 | 0 | 0 | 0 | 0 | 0 | #N/A | 0 | PGE_New_Li_Battery_4hr_Generic | 0 | 0 | #N/A | 0 | 0 | 0 | 0 | PGE_New_Li_Battery_4hr_Generic | 0 | 0 | 0 | 0 | #N/A | 0 | 0 | 0 | PGE_New_Li_Battery_4hr_Generic | PGE_New_Li_Battery_4hr | PGE_Kern_Li_Battery_4hr_101 | 0 | 0 | 0 | 0 | 0 | 0 | 0 | #N/A | 0 | PGE_New_Li_Battery_4hr_Generic | 0 | 0 | #N/A | 0 | 0 | 0 | 0 | PGE_New_Li_Battery_4hr_Generic | PGE_New_Li_Battery_4hr | PGE_Kern_Li_Battery_4hr_101 | 0 | 0 | 0 | 0 | 0 | 0 | #N/A | #N/A | #N/A | 0 | 0 | 0 | 0 | 0 | 0 | PGE_New_Li_Battery_4hr_Generic | 0 | #N/A | 0 | 0 | PGE_New_Li_Battery_4hr_Generic | 0 | 0 | 0 | 0 | #N/A | #N/A | #N/A | #N/A | #N/A | #N/A | 0 | 0 | 0 | PGE_New_Li_Battery_4hr_Generic | PGE_New_Li_Battery_4hr | PGE_Kern_Li_Battery_4hr_101 | [6 empty] | #N/A |  | PGE_New_Li_Battery_4hr_Generic |  |  | #N/A |  |  |  |  | PGE_New_Li_Battery_4hr_Generic |  |  |  |  | #N/A |  |  |  | PGE_New_Li_Battery_4hr_Generic | PGE_New_Li_Battery_4hr | PGE_Kern_Li_Battery_4hr_101 | [6 empty] | #N/A |  | PGE_New_Li_Battery_4hr_Generic |  |  | #N/A |  |  |  |  | PGE_New_Li_Battery_4hr_Generic |  |  |  |  | #N/A |  |  |  | PGE_New_Li_Battery_4hr_Generic | PGE_New_Li_Battery_4hr | PGE_Kern_Li_Battery_4hr_101 | 0 | 0 | 0 | 0 | 0 | 0 | 0 | 0 | 0 | 0 | 0 | 0 | 0 | 0 | 0 | 0 | 0 | 0 | 0 | 0 | 0 | 0 | 0 | 0 | 0 | 0 | PG&E KERN
PGE_New_Li_Battery_4hr_Generic | PGE_New_Li_Battery_4hr | PGE_Kern_Li_Battery_4hr_102 | 0 | 0 | 0 | 0 | 0 | 0 | #N/A | 0 | PGE_New_Li_Battery_4hr_Generic | 0 | 0 | #N/A | 0 | 0 | 0 | 0 | PGE_New_Li_Battery_4hr_Generic | 0 | 0 | 0 | 0 | #N/A | 0 | 0 | 0 | PGE_New_Li_Battery_4hr_Generic | PGE_New_Li_Battery_4hr | PGE_Kern_Li_Battery_4hr_102 | 0 | 0 | 0 | 0 | 0 | 0 | 0 | #N/A | 0 | PGE_New_Li_Battery_4hr_Generic | 0 | 0 | #N/A | 0 | 0 | 0 | 0 | PGE_New_Li_Battery_4hr_Generic | PGE_New_Li_Battery_4hr | PGE_Kern_Li_Battery_4hr_102 | 0 | 0 | 0 | 0 | 0 | 0 | #N/A | #N/A | #N/A | 0 | 0 | 0 | 0 | 0 | 0 | PGE_New_Li_Battery_4hr_Generic | 0 | #N/A | 0 | 0 | PGE_New_Li_Battery_4hr_Generic | 0 | 0 | 0 | 0 | #N/A | #N/A | #N/A | #N/A | #N/A | #N/A | 0 | 0 | 0 | PGE_New_Li_Battery_4hr_Generic | PGE_New_Li_Battery_4hr | PGE_Kern_Li_Battery_4hr_102 | [6 empty] | #N/A |  | PGE_New_Li_Battery_4hr_Generic |  |  | #N/A |  |  |  |  | PGE_New_Li_Battery_4hr_Generic |  |  |  |  | #N/A |  |  |  | PGE_New_Li_Battery_4hr_Generic | PGE_New_Li_Battery_4hr | PGE_Kern_Li_Battery_4hr_102 | [6 empty] | #N/A |  | PGE_New_Li_Battery_4hr_Generic |  |  | #N/A |  |  |  |  | PGE_New_Li_Battery_4hr_Generic |  |  |  |  | #N/A |  |  |  | PGE_New_Li_Battery_4hr_Generic | PGE_New_Li_Battery_4hr | PGE_Kern_Li_Battery_4hr_102 | 0 | 0 | 0 | 0 | 0 | 0 | 0 | 0 | 0 | 0 | 0 | 0 | 0 | 0 | 0 | 0 | 0 | 0 | 0 | 0 | 0 | 0 | 0 | 0 | 0 | 0 | PG&E KERN
PGE_New_Li_Battery_4hr_Generic | PGE_New_Li_Battery_4hr | PGE_Kern_Li_Battery_4hr_103 | 0 | 0 | 0 | 0 | 0 | 0 | #N/A | 0 | PGE_New_Li_Battery_4hr_Generic | 0 | 0 | #N/A | 0 | 0 | 0 | 0 | PGE_New_Li_Battery_4hr_Generic | 0 | 0 | 0 | 0 | #N/A | 0 | 0 | 0 | PGE_New_Li_Battery_4hr_Generic | PGE_New_Li_Battery_4hr | PGE_Kern_Li_Battery_4hr_103 | 0 | 0 | 0 | 0 | 0 | 0 | 0 | #N/A | 0 | PGE_New_Li_Battery_4hr_Generic | 0 | 0 | #N/A | 0 | 0 | 0 | 0 | PGE_New_Li_Battery_4hr_Generic | PGE_New_Li_Battery_4hr | PGE_Kern_Li_Battery_4hr_103 | 0 | 0 | 0 | 0 | 0 | 0 | #N/A | #N/A | #N/A | 0 | 0 | 0 | 0 | 0 | 0 | PGE_New_Li_Battery_4hr_Generic | 0 | #N/A | 0 | 0 | PGE_New_Li_Battery_4hr_Generic | 0 | 0 | 0 | 0 | #N/A | #N/A | #N/A | #N/A | #N/A | #N/A | 0 | 0 | 0 | PGE_New_Li_Battery_4hr_Generic | PGE_New_Li_Battery_4hr | PGE_Kern_Li_Battery_4hr_103 | [6 empty] | #N/A |  | PGE_New_Li_Battery_4hr_Generic |  |  | #N/A |  |  |  |  | PGE_New_Li_Battery_4hr_Generic |  |  |  |  | #N/A |  |  |  | PGE_New_Li_Battery_4hr_Generic | PGE_New_Li_Battery_4hr | PGE_Kern_Li_Battery_4hr_103 | [6 empty] | #N/A |  | PGE_New_Li_Battery_4hr_Generic |  |  | #N/A |  |  |  |  | PGE_New_Li_Battery_4hr_Generic |  |  |  |  | #N/A |  |  |  | PGE_New_Li_Battery_4hr_Generic | PGE_New_Li_Battery_4hr | PGE_Kern_Li_Battery_4hr_103 | 0 | 0 | 0 | 0 | 0 | 0 | 0 | 0 | 0 | 0 | 0 | 0 | 0 | 0 | 0 | 0 | 0 | 0 | 0 | 0 | 0 | 0 | 0 | 0 | 0 | 0 | PG&E KERN
PGE_New_Li_Battery_4hr_Generic | PGE_New_Li_Battery_4hr | PGE_Kern_Li_Battery_4hr_106 | 0 | 0 | 0 | 0 | 0 | 0 | #N/A | 0 | PGE_New_Li_Battery_4hr_Generic | 0 | 0 | #N/A | 0 | 0 | 0 | 0 | PGE_New_Li_Battery_4hr_Generic | 0 | 0 | 0 | 0 | #N/A | 0 | 0 | 0 | PGE_New_Li_Battery_4hr_Generic | PGE_New_Li_Battery_4hr | PGE_Kern_Li_Battery_4hr_106 | 0 | 0 | 0 | 0 | 0 | 0 | 0 | #N/A | 0 | PGE_New_Li_Battery_4hr_Generic | 0 | 0 | #N/A | 0 | 0 | 0 | 0 | PGE_New_Li_Battery_4hr_Generic | PGE_New_Li_Battery_4hr | PGE_Kern_Li_Battery_4hr_106 | 0 | 0 | 0 | 0 | 0 | 0 | #N/A | #N/A | #N/A | 0 | 0 | 0 | 0 | 0 | 0 | PGE_New_Li_Battery_4hr_Generic | 0 | #N/A | 0 | 0 | PGE_New_Li_Battery_4hr_Generic | 0 | 0 | 0 | 0 | #N/A | #N/A | #N/A | #N/A | #N/A | #N/A | 0 | 0 | 0 | PGE_New_Li_Battery_4hr_Generic | PGE_New_Li_Battery_4hr | PGE_Kern_Li_Battery_4hr_106 | [6 empty] | #N/A |  | PGE_New_Li_Battery_4hr_Generic |  |  | #N/A |  |  |  |  | PGE_New_Li_Battery_4hr_Generic |  |  |  |  | #N/A |  |  |  | PGE_New_Li_Battery_4hr_Generic | PGE_New_Li_Battery_4hr | PGE_Kern_Li_Battery_4hr_106 | [6 empty] | #N/A |  | PGE_New_Li_Battery_4hr_Generic |  |  | #N/A |  |  |  |  | PGE_New_Li_Battery_4hr_Generic |  |  |  |  | #N/A |  |  |  | PGE_New_Li_Battery_4hr_Generic | PGE_New_Li_Battery_4hr | PGE_Kern_Li_Battery_4hr_106 | 0 | 0 | 0 | 0 | 0 | 0 | 0 | 0 | 0 | 0 | 0 | 0 | 0 | 0 | 0 | 0 | 0 | 0 | 0 | 0 | 0 | 0 | 0 | 0 | 0 | 0 | PG&E KERN
PGE_New_Li_Battery_4hr_Generic | PGE_New_Li_Battery_4hr | PGE_Kern_Li_Battery_4hr_107 | 0 | 0 | 0 | 0 | 0 | 0 | #N/A | 0 | PGE_New_Li_Battery_4hr_Generic | 0 | 0 | #N/A | 0 | 0 | 0 | 0 | PGE_New_Li_Battery_4hr_Generic | 0 | 0 | 0 | 0 | #N/A | 0 | 0 | 0 | PGE_New_Li_Battery_4hr_Generic | PGE_New_Li_Battery_4hr | PGE_Kern_Li_Battery_4hr_107 | 0 | 0 | 0 | 0 | 0 | 0 | 0 | #N/A | 0 | PGE_New_Li_Battery_4hr_Generic | 0 | 0 | #N/A | 0 | 0 | 0 | 0 | PGE_New_Li_Battery_4hr_Generic | PGE_New_Li_Battery_4hr | PGE_Kern_Li_Battery_4hr_107 | 0 | 0 | 0 | 0 | 0 | 0 | #N/A | #N/A | #N/A | 0 | 0 | 0 | 0 | 0 | 0 | PGE_New_Li_Battery_4hr_Generic | 0 | #N/A | 0 | 0 | PGE_New_Li_Battery_4hr_Generic | 0 | 0 | 0 | 0 | #N/A | #N/A | #N/A | #N/A | #N/A | #N/A | 0 | 0 | 0 | PGE_New_Li_Battery_4hr_Generic | PGE_New_Li_Battery_4hr | PGE_Kern_Li_Battery_4hr_107 | [6 empty] | #N/A |  | PGE_New_Li_Battery_4hr_Generic |  |  | #N/A |  |  |  |  | PGE_New_Li_Battery_4hr_Generic |  |  |  |  | #N/A |  |  |  | PGE_New_Li_Battery_4hr_Generic | PGE_New_Li_Battery_4hr | PGE_Kern_Li_Battery_4hr_107 | [6 empty] | #N/A |  | PGE_New_Li_Battery_4hr_Generic |  |  | #N/A |  |  |  |  | PGE_New_Li_Battery_4hr_Generic |  |  |  |  | #N/A |  |  |  | PGE_New_Li_Battery_4hr_Generic | PGE_New_Li_Battery_4hr | PGE_Kern_Li_Battery_4hr_107 | 0 | 0 | 0 | 0 | 0 | 0 | 0 | 0 | 0 | 0 | 0 | 0 | 0 | 0 | 0 | 0 | 0 | 0 | 0 | 0 | 0 | 0 | 0 | 0 | 0 | 0 | PG&E KERN
PGE_New_Li_Battery_4hr_Generic | PGE_New_Li_Battery_4hr | PGE_Kern_Li_Battery_4hr_108 | 0 | 0 | 0 | 0 | 0 | 0 | #N/A | 0 | PGE_New_Li_Battery_4hr_Generic | 0 | 0 | #N/A | 0 | 0 | 0 | 0 | PGE_New_Li_Battery_4hr_Generic | 0 | 0 | 0 | 0 | #N/A | 0 | 0 | 0 | PGE_New_Li_Battery_4hr_Generic | PGE_New_Li_Battery_4hr | PGE_Kern_Li_Battery_4hr_108 | 0 | 0 | 0 | 0 | 0 | 0 | 0 | #N/A | 0 | PGE_New_Li_Battery_4hr_Generic | 0 | 0 | #N/A | 0 | 0 | 0 | 0 | PGE_New_Li_Battery_4hr_Generic | PGE_New_Li_Battery_4hr | PGE_Kern_Li_Battery_4hr_108 | 0 | 0 | 0 | 0 | 0 | 0 | #N/A | #N/A | #N/A | 0 | 0 | 0 | 0 | 0 | 0 | PGE_New_Li_Battery_4hr_Generic | 0 | #N/A | 0 | 0 | PGE_New_Li_Battery_4hr_Generic | 0 | 0 | 0 | 0 | #N/A | #N/A | #N/A | #N/A | #N/A | #N/A | 0 | 0 | 0 | PGE_New_Li_Battery_4hr_Generic | PGE_New_Li_Battery_4hr | PGE_Kern_Li_Battery_4hr_108 | [6 empty] | #N/A |  | PGE_New_Li_Battery_4hr_Generic |  |  | #N/A |  |  |  |  | PGE_New_Li_Battery_4hr_Generic |  |  |  |  | #N/A |  |  |  | PGE_New_Li_Battery_4hr_Generic | PGE_New_Li_Battery_4hr | PGE_Kern_Li_Battery_4hr_108 | [6 empty] | #N/A |  | PGE_New_Li_Battery_4hr_Generic |  |  | #N/A |  |  |  |  | PGE_New_Li_Battery_4hr_Generic |  |  |  |  | #N/A |  |  |  | PGE_New_Li_Battery_4hr_Generic | PGE_New_Li_Battery_4hr | PGE_Kern_Li_Battery_4hr_108 | 0 | 0 | 0 | 0 | 0 | 0 | 0 | 0 | 0 | 0 | 0 | 0 | 0 | 0 | 0 | 0 | 0 | 0 | 0 | 0 | 0 | 0 | 0 | 0 | 0 | 0 | PG&E KERN
PGE_New_Li_Battery_4hr_Generic | PGE_New_Li_Battery_4hr | PGE_Kern_Li_Battery_4hr_109 | 0 | 0 | 0 | 0 | 0 | 0 | #N/A | 0 | PGE_New_Li_Battery_4hr_Generic | 0 | 0 | #N/A | 0 | 0 | 0 | 0 | PGE_New_Li_Battery_4hr_Generic | 0 | 0 | 0 | 0 | #N/A | 0 | 0 | 0 | PGE_New_Li_Battery_4hr_Generic | PGE_New_Li_Battery_4hr | PGE_Kern_Li_Battery_4hr_109 | 0 | 0 | 0 | 0 | 0 | 0 | 0 | #N/A | 0 | PGE_New_Li_Battery_4hr_Generic | 0 | 0 | #N/A | 0 | 0 | 0 | 0 | PGE_New_Li_Battery_4hr_Generic | PGE_New_Li_Battery_4hr | PGE_Kern_Li_Battery_4hr_109 | 0 | 0 | 0 | 0 | 0 | 0 | #N/A | #N/A | #N/A | 0 | 0 | 0 | 0 | 0 | 0 | PGE_New_Li_Battery_4hr_Generic | 0 | #N/A | 0 | 0 | PGE_New_Li_Battery_4hr_Generic | 0 | 0 | 0 | 0 | #N/A | #N/A | #N/A | #N/A | #N/A | #N/A | 0 | 0 | 0 | PGE_New_Li_Battery_4hr_Generic | PGE_New_Li_Battery_4hr | PGE_Kern_Li_Battery_4hr_109 | [6 empty] | #N/A |  | PGE_New_Li_Battery_4hr_Generic |  |  | #N/A |  |  |  |  | PGE_New_Li_Battery_4hr_Generic |  |  |  |  | #N/A |  |  |  | PGE_New_Li_Battery_4hr_Generic | PGE_New_Li_Battery_4hr | PGE_Kern_Li_Battery_4hr_109 | [6 empty] | #N/A |  | PGE_New_Li_Battery_4hr_Generic |  |  | #N/A |  |  |  |  | PGE_New_Li_Battery_4hr_Generic |  |  |  |  | #N/A |  |  |  | PGE_New_Li_Battery_4hr_Generic | PGE_New_Li_Battery_4hr | PGE_Kern_Li_Battery_4hr_109 | 0 | 0 | 0 | 0 | 0 | 0 | 0 | 0 | 0.054301 | 0 | 0 | 0.054301 | 0 | 0 | 0 | 0 | 0.054301 | 0 | 0 | 0 | 0 | 0.054301 | 0 | 0 | 0 | 0.054301 | PG&E KERN
PGE_New_Li_Battery_4hr_Generic | PGE_New_Li_Battery_4hr | PGE_Kern_Li_Battery_4hr_111 | 0 | 0 | 0 | 0 | 0 | 0 | #N/A | 0 | PGE_New_Li_Battery_4hr_Generic | 0 | 0 | #N/A | 0 | 0 | 0 | 0 | PGE_New_Li_Battery_4hr_Generic | 0 | 0 | 0 | 0 | #N/A | 0 | 0 | 0 | PGE_New_Li_Battery_4hr_Generic | PGE_New_Li_Battery_4hr | PGE_Kern_Li_Battery_4hr_111 | 0 | 0 | 0 | 0 | 0 | 0 | 0 | #N/A | 0 | PGE_New_Li_Battery_4hr_Generic | 0 | 0 | #N/A | 0 | 0 | 0 | 0 | PGE_New_Li_Battery_4hr_Generic | PGE_New_Li_Battery_4hr | PGE_Kern_Li_Battery_4hr_111 | 0 | 0 | 0 | 0 | 0 | 0 | #N/A | #N/A | #N/A | 0 | 0 | 0 | 0 | 0 | 0 | PGE_New_Li_Battery_4hr_Generic | 0 | #N/A | 0 | 0 | PGE_New_Li_Battery_4hr_Generic | 0 | 0 | 0 | 0 | #N/A | #N/A | #N/A | #N/A | #N/A | #N/A | 0 | 0 | 0 | PGE_New_Li_Battery_4hr_Generic | PGE_New_Li_Battery_4hr | PGE_Kern_Li_Battery_4hr_111 | [6 empty] | #N/A |  | PGE_New_Li_Battery_4hr_Generic |  |  | #N/A |  |  |  |  | PGE_New_Li_Battery_4hr_Generic |  |  |  |  | #N/A |  |  |  | PGE_New_Li_Battery_4hr_Generic | PGE_New_Li_Battery_4hr | PGE_Kern_Li_Battery_4hr_111 | [6 empty] | #N/A |  | PGE_New_Li_Battery_4hr_Generic |  |  | #N/A |  |  |  |  | PGE_New_Li_Battery_4hr_Generic |  |  |  |  | #N/A |  |  |  | PGE_New_Li_Battery_4hr_Generic | PGE_New_Li_Battery_4hr | PGE_Kern_Li_Battery_4hr_111 | 0 | 0 | 0 | 0 | 0 | 0 | 0 | 0 | 0 | 0 | 0 | 0 | 0 | 0 | 0 | 0 | 0 | 0 | 0 | 0 | 0 | 0 | 0 | 0 | 0 | 0 | PG&E KERN
PGE_New_Li_Battery_4hr_Generic | PGE_New_Li_Battery_4hr | PGE_Kern_Li_Battery_4hr_112 | 0 | 0 | 0 | 0 | 0 | 0 | #N/A | 0 | PGE_New_Li_Battery_4hr_Generic | 0 | 0 | #N/A | 0 | 0 | 0 | 0 | PGE_New_Li_Battery_4hr_Generic | 0 | 0 | 0 | 0 | #N/A | 0 | 0 | 0 | PGE_New_Li_Battery_4hr_Generic | PGE_New_Li_Battery_4hr | PGE_Kern_Li_Battery_4hr_112 | 0 | 0 | 0 | 0 | 0 | 0 | 0 | #N/A | 0 | PGE_New_Li_Battery_4hr_Generic | 0 | 0 | #N/A | 0 | 0 | 0 | 0 | PGE_New_Li_Battery_4hr_Generic | PGE_New_Li_Battery_4hr | PGE_Kern_Li_Battery_4hr_112 | 0 | 0 | 0 | 0 | 0 | 0 | #N/A | #N/A | #N/A | 0 | 0 | 0 | 0 | 0 | 0 | PGE_New_Li_Battery_4hr_Generic | 0 | #N/A | 0 | 0 | PGE_New_Li_Battery_4hr_Generic | 0 | 0 | 0 | 0 | #N/A | #N/A | #N/A | #N/A | #N/A | #N/A | 0 | 0 | 0 | PGE_New_Li_Battery_4hr_Generic | PGE_New_Li_Battery_4hr | PGE_Kern_Li_Battery_4hr_112 | [6 empty] | #N/A |  | PGE_New_Li_Battery_4hr_Generic |  |  | #N/A |  |  |  |  | PGE_New_Li_Battery_4hr_Generic |  |  |  |  | #N/A |  |  |  | PGE_New_Li_Battery_4hr_Generic | PGE_New_Li_Battery_4hr | PGE_Kern_Li_Battery_4hr_112 | [6 empty] | #N/A |  | PGE_New_Li_Battery_4hr_Generic |  |  | #N/A |  |  |  |  | PGE_New_Li_Battery_4hr_Generic |  |  |  |  | #N/A |  |  |  | PGE_New_Li_Battery_4hr_Generic | PGE_New_Li_Battery_4hr | PGE_Kern_Li_Battery_4hr_112 | 0 | 0 | 0 | 0 | 0 | 0 | 0 | 0 | 0 | 0 | 0 | 0 | 0 | 0 | 0 | 0 | 0 | 0 | 0 | 0 | 0 | 0 | 0 | 0 | 0 | 0 | PG&E KERN
PGE_New_Li_Battery_4hr_Generic | PGE_New_Li_Battery_4hr | PGE_Kern_Li_Battery_4hr_113 | 0 | 0 | 0 | 0 | 0 | 0 | #N/A | 0 | PGE_New_Li_Battery_4hr_Generic | 0 | 0 | #N/A | 0 | 0 | 0 | 0 | PGE_New_Li_Battery_4hr_Generic | 0 | 0 | 0 | 0 | #N/A | 0 | 0 | 0 | PGE_New_Li_Battery_4hr_Generic | PGE_New_Li_Battery_4hr | PGE_Kern_Li_Battery_4hr_113 | 0 | 0 | 0 | 0 | 0 | 0 | 0 | #N/A | 0 | PGE_New_Li_Battery_4hr_Generic | 0 | 0 | #N/A | 0 | 0 | 0 | 0 | PGE_New_Li_Battery_4hr_Generic | PGE_New_Li_Battery_4hr | PGE_Kern_Li_Battery_4hr_113 | 0 | 0 | 0 | 0 | 0 | 0 | #N/A | #N/A | #N/A | 0 | 0 | 0 | 0 | 0 | 0 | PGE_New_Li_Battery_4hr_Generic | 0 | #N/A | 0 | 0 | PGE_New_Li_Battery_4hr_Generic | 0 | 0 | 0 | 0 | #N/A | #N/A | #N/A | #N/A | #N/A | #N/A | 0 | 0 | 0 | PGE_New_Li_Battery_4hr_Generic | PGE_New_Li_Battery_4hr | PGE_Kern_Li_Battery_4hr_113 | [6 empty] | #N/A |  | PGE_New_Li_Battery_4hr_Generic |  |  | #N/A |  |  |  |  | PGE_New_Li_Battery_4hr_Generic |  |  |  |  | #N/A |  |  |  | PGE_New_Li_Battery_4hr_Generic | PGE_New_Li_Battery_4hr | PGE_Kern_Li_Battery_4hr_113 | [6 empty] | #N/A |  | PGE_New_Li_Battery_4hr_Generic |  |  | #N/A |  |  |  |  | PGE_New_Li_Battery_4hr_Generic |  |  |  |  | #N/A |  |  |  | PGE_New_Li_Battery_4hr_Generic | PGE_New_Li_Battery_4hr | PGE_Kern_Li_Battery_4hr_113 | 0 | 0 | 0 | 0 | 0 | 0 | 0 | 0 | 0 | 0 | 0 | 0 | 0 | 0 | 0 | 0 | 0 | 0 | 0 | 0 | 0 | 0 | 0 | 0 | 0 | 0 | PG&E KERN
PGE_New_Li_Battery_4hr_Generic | PGE_New_Li_Battery_4hr | PGE_Kern_Li_Battery_4hr_122 | 0 | 0 | 0 | 0 | 0 | 0 | #N/A | 0 | PGE_New_Li_Battery_4hr_Generic | 0 | 0 | #N/A | 0 | 0 | 0 | 0 | PGE_New_Li_Battery_4hr_Generic | 0 | 0 | 0 | 0 | #N/A | 0 | 0 | 0 | PGE_New_Li_Battery_4hr_Generic | PGE_New_Li_Battery_4hr | PGE_Kern_Li_Battery_4hr_122 | 0 | 0 | 0 | 0 | 0 | 0 | 0 | #N/A | 0 | PGE_New_Li_Battery_4hr_Generic | 0 | 0 | #N/A | 0 | 0 | 0 | 0 | PGE_New_Li_Battery_4hr_Generic | PGE_New_Li_Battery_4hr | PGE_Kern_Li_Battery_4hr_122 | 0 | 0 | 0 | 0 | 0 | 0 | #N/A | #N/A | #N/A | 0 | 0 | 0 | 0 | 0 | 0 | PGE_New_Li_Battery_4hr_Generic | 0 | #N/A | 0 | 0 | PGE_New_Li_Battery_4hr_Generic | 0 | 0 | 0 | 0 | #N/A | #N/A | #N/A | #N/A | #N/A | #N/A | 0 | 0 | 0 | PGE_New_Li_Battery_4hr_Generic | PGE_New_Li_Battery_4hr | PGE_Kern_Li_Battery_4hr_122 | [6 empty] | #N/A |  | PGE_New_Li_Battery_4hr_Generic |  |  | #N/A |  |  |  |  | PGE_New_Li_Battery_4hr_Generic |  |  |  |  | #N/A |  |  |  | PGE_New_Li_Battery_4hr_Generic | PGE_New_Li_Battery_4hr | PGE_Kern_Li_Battery_4hr_122 | [6 empty] | #N/A |  | PGE_New_Li_Battery_4hr_Generic |  |  | #N/A |  |  |  |  | PGE_New_Li_Battery_4hr_Generic |  |  |  |  | #N/A |  |  |  | PGE_New_Li_Battery_4hr_Generic | PGE_New_Li_Battery_4hr | PGE_Kern_Li_Battery_4hr_122 | 0 | 0 | 0 | 0 | 0 | 0 | 0 | 0 | 0 | 0 | 0 | 0 | 0 | 0 | 0 | 0 | 0 | 0 | 0 | 0 | 0 | 0 | 0 | 0 | 0 | 0 | PG&E KERN
PGE_New_Li_Battery_4hr_Generic | PGE_New_Li_Battery_4hr | PGE_Kern_Li_Battery_4hr_126 | 0 | 0 | 0 | 0 | 0 | 0 | #N/A | 0 | PGE_New_Li_Battery_4hr_Generic | 0 | 0 | #N/A | 0 | 0 | 0 | 0 | PGE_New_Li_Battery_4hr_Generic | 0 | 0 | 0 | 0 | #N/A | 0 | 0 | 0 | PGE_New_Li_Battery_4hr_Generic | PGE_New_Li_Battery_4hr | PGE_Kern_Li_Battery_4hr_126 | 0 | 0 | 0 | 0 | 0 | 0 | 0 | #N/A | 0 | PGE_New_Li_Battery_4hr_Generic | 0 | 0 | #N/A | 0 | 0 | 0 | 0 | PGE_New_Li_Battery_4hr_Generic | PGE_New_Li_Battery_4hr | PGE_Kern_Li_Battery_4hr_126 | 0 | 0 | 0 | 0 | 0 | 0 | #N/A | #N/A | #N/A | 0 | 0 | 0 | 0 | 0 | 0 | PGE_New_Li_Battery_4hr_Generic | 0 | #N/A | 0 | 0 | PGE_New_Li_Battery_4hr_Generic | 0 | 0 | 0 | 0 | #N/A | #N/A | #N/A | #N/A | #N/A | #N/A | 0 | 0 | 0 | PGE_New_Li_Battery_4hr_Generic | PGE_New_Li_Battery_4hr | PGE_Kern_Li_Battery_4hr_126 | [6 empty] | #N/A |  | PGE_New_Li_Battery_4hr_Generic |  |  | #N/A |  |  |  |  | PGE_New_Li_Battery_4hr_Generic |  |  |  |  | #N/A |  |  |  | PGE_New_Li_Battery_4hr_Generic | PGE_New_Li_Battery_4hr | PGE_Kern_Li_Battery_4hr_126 | [6 empty] | #N/A |  | PGE_New_Li_Battery_4hr_Generic |  |  | #N/A |  |  |  |  | PGE_New_Li_Battery_4hr_Generic |  |  |  |  | #N/A |  |  |  | PGE_New_Li_Battery_4hr_Generic | PGE_New_Li_Battery_4hr | PGE_Kern_Li_Battery_4hr_126 | 0 | 0 | 0 | 0 | 0 | 0 | 0 | 0 | 0 | 0 | 0 | 0 | 0 | 0 | 0 | 0 | 0 | 0 | 0 | 0 | 0 | 0 | 0 | 0 | 0 | 0 | PG&E KERN
PGE_New_Li_Battery_4hr_Generic | PGE_New_Li_Battery_4hr | PGE_Kern_Li_Battery_4hr_130 | 0 | 0 | 0 | 0 | 0 | 0 | #N/A | 0 | PGE_New_Li_Battery_4hr_Generic | 0 | 0 | #N/A | 0 | 0 | 0 | 0 | PGE_New_Li_Battery_4hr_Generic | 0 | 0 | 0 | 0 | #N/A | 0 | 0 | 0 | PGE_New_Li_Battery_4hr_Generic | PGE_New_Li_Battery_4hr | PGE_Kern_Li_Battery_4hr_130 | 0 | 0 | 0 | 0 | 0 | 0 | 0 | #N/A | 0 | PGE_New_Li_Battery_4hr_Generic | 0 | 0 | #N/A | 0 | 0 | 0 | 0 | PGE_New_Li_Battery_4hr_Generic | PGE_New_Li_Battery_4hr | PGE_Kern_Li_Battery_4hr_130 | 0 | 0 | 0 | 0 | 0 | 0 | #N/A | #N/A | #N/A | 0 | 0 | 0 | 0 | 0 | 0 | PGE_New_Li_Battery_4hr_Generic | 0 | #N/A | 0 | 0 | PGE_New_Li_Battery_4hr_Generic | 0 | 0 | 0 | 0 | #N/A | #N/A | #N/A | #N/A | #N/A | #N/A | 0 | 0 | 0 | PGE_New_Li_Battery_4hr_Generic | PGE_New_Li_Battery_4hr | PGE_Kern_Li_Battery_4hr_130 | [6 empty] | #N/A |  | PGE_New_Li_Battery_4hr_Generic |  |  | #N/A |  |  |  |  | PGE_New_Li_Battery_4hr_Generic |  |  |  |  | #N/A |  |  |  | PGE_New_Li_Battery_4hr_Generic | PGE_New_Li_Battery_4hr | PGE_Kern_Li_Battery_4hr_130 | [6 empty] | #N/A |  | PGE_New_Li_Battery_4hr_Generic |  |  | #N/A |  |  |  |  | PGE_New_Li_Battery_4hr_Generic |  |  |  |  | #N/A |  |  |  | PGE_New_Li_Battery_4hr_Generic | PGE_New_Li_Battery_4hr | PGE_Kern_Li_Battery_4hr_130 | 0 | 0 | 0 | 0 | 0 | 0 | 0 | 0 | 0 | 0 | 0 | 0 | 0 | 0 | 0 | 0 | 0 | 0 | 0 | 0 | 0 | 0 | 0 | 0 | 0 | 0 | PG&E KERN
PGE_New_Li_Battery_4hr_Generic | PGE_New_Li_Battery_4hr | PGE_Kern_Li_Battery_4hr_68 | 0 | 0 | 0 | 0 | 0 | 0 | #N/A | 0 | PGE_New_Li_Battery_4hr_Generic | 0 | 0 | #N/A | 0 | 0 | 0 | 0 | PGE_New_Li_Battery_4hr_Generic | 0 | 0 | 0 | 0 | #N/A | 0 | 0 | 0 | PGE_New_Li_Battery_4hr_Generic | PGE_New_Li_Battery_4hr | PGE_Kern_Li_Battery_4hr_68 | 0 | 0 | 0 | 0 | 0 | 0 | 0 | #N/A | 0 | PGE_New_Li_Battery_4hr_Generic | 0 | 0 | #N/A | 0 | 0 | 0 | 0 | PGE_New_Li_Battery_4hr_Generic | PGE_New_Li_Battery_4hr | PGE_Kern_Li_Battery_4hr_68 | 0 | 0 | 0 | 0 | 0 | 0 | #N/A | #N/A | #N/A | 0 | 0 | 0 | 0 | 0 | 0 | PGE_New_Li_Battery_4hr_Generic | 0 | #N/A | 0 | 0 | PGE_New_Li_Battery_4hr_Generic | 0 | 0 | 0 | 0 | #N/A | #N/A | #N/A | #N/A | #N/A | #N/A | 0 | 0 | 0 | PGE_New_Li_Battery_4hr_Generic | PGE_New_Li_Battery_4hr | PGE_Kern_Li_Battery_4hr_68 | [6 empty] | #N/A |  | PGE_New_Li_Battery_4hr_Generic |  |  | #N/A |  |  |  |  | PGE_New_Li_Battery_4hr_Generic |  |  |  |  | #N/A |  |  |  | PGE_New_Li_Battery_4hr_Generic | PGE_New_Li_Battery_4hr | PGE_Kern_Li_Battery_4hr_68 | [6 empty] | #N/A |  | PGE_New_Li_Battery_4hr_Generic |  |  | #N/A |  |  |  |  | PGE_New_Li_Battery_4hr_Generic |  |  |  |  | #N/A |  |  |  | PGE_New_Li_Battery_4hr_Generic | PGE_New_Li_Battery_4hr | PGE_Kern_Li_Battery_4hr_68 | 0 | 0 | 0 | 0 | 0 | 0 | 0 | 0 | 0 | 0 | 0 | 0 | 0 | 0 | 0 | 0 | 0 | 0 | 0 | 0 | 0 | 0 | 0 | 0 | 0 | 0 | PG&E KERN
PGE_New_Li_Battery_4hr_Generic | PGE_New_Li_Battery_4hr | PGE_Kern_Li_Battery_4hr_72 | 0 | 0 | 0 | 0 | 0 | 0 | #N/A | 0 | PGE_New_Li_Battery_4hr_Generic | 0 | 0 | #N/A | 0 | 0 | 0 | 0 | PGE_New_Li_Battery_4hr_Generic | 0 | 0 | 0 | 0 | #N/A | 0 | 0 | 0 | PGE_New_Li_Battery_4hr_Generic | PGE_New_Li_Battery_4hr | PGE_Kern_Li_Battery_4hr_72 | 0 | 0 | 0 | 0 | 0 | 0 | 0 | #N/A | 0 | PGE_New_Li_Battery_4hr_Generic | 0 | 0 | #N/A | 0 | 0 | 0 | 0 | PGE_New_Li_Battery_4hr_Generic | PGE_New_Li_Battery_4hr | PGE_Kern_Li_Battery_4hr_72 | 0 | 0 | 0 | 0 | 0 | 0 | #N/A | #N/A | #N/A | 0 | 0 | 0 | 0 | 0 | 0 | PGE_New_Li_Battery_4hr_Generic | 0 | #N/A | 0 | 0 | PGE_New_Li_Battery_4hr_Generic | 0 | 0 | 0 | 0 | #N/A | #N/A | #N/A | #N/A | #N/A | #N/A | 0 | 0 | 0 | PGE_New_Li_Battery_4hr_Generic | PGE_New_Li_Battery_4hr | PGE_Kern_Li_Battery_4hr_72 | [6 empty] | #N/A |  | PGE_New_Li_Battery_4hr_Generic |  |  | #N/A |  |  |  |  | PGE_New_Li_Battery_4hr_Generic |  |  |  |  | #N/A |  |  |  | PGE_New_Li_Battery_4hr_Generic | PGE_New_Li_Battery_4hr | PGE_Kern_Li_Battery_4hr_72 | [6 empty] | #N/A |  | PGE_New_Li_Battery_4hr_Generic |  |  | #N/A |  |  |  |  | PGE_New_Li_Battery_4hr_Generic |  |  |  |  | #N/A |  |  |  | PGE_New_Li_Battery_4hr_Generic | PGE_New_Li_Battery_4hr | PGE_Kern_Li_Battery_4hr_72 | 0 | 0 | 0 | 0 | 0 | 0 | 0 | 0 | 0 | 0 | 0 | 0 | 0 | 0 | 0 | 0 | 0 | 0 | 0 | 0 | 0 | 0 | 0 | 0 | 0 | 0 | PG&E KERN
PGE_New_Li_Battery_4hr_Generic | PGE_New_Li_Battery_4hr | PGE_Kern_Li_Battery_4hr_74 | 0 | 0 | 0 | 0 | 0 | 0 | #N/A | 0 | PGE_New_Li_Battery_4hr_Generic | 0 | 0 | #N/A | 0 | 0 | 0 | 0 | PGE_New_Li_Battery_4hr_Generic | 0 | 0 | 0 | 0 | #N/A | 0 | 0 | 0 | PGE_New_Li_Battery_4hr_Generic | PGE_New_Li_Battery_4hr | PGE_Kern_Li_Battery_4hr_74 | 0 | 0 | 0 | 0 | 0 | 0 | 0 | #N/A | 0 | PGE_New_Li_Battery_4hr_Generic | 0 | 0 | #N/A | 0 | 0 | 0 | 0 | PGE_New_Li_Battery_4hr_Generic | PGE_New_Li_Battery_4hr | PGE_Kern_Li_Battery_4hr_74 | 0 | 0 | 0 | 0 | 0 | 0 | #N/A | #N/A | #N/A | 0 | 0 | 0 | 0 | 0 | 0 | PGE_New_Li_Battery_4hr_Generic | 0 | #N/A | 0 | 0 | PGE_New_Li_Battery_4hr_Generic | 0 | 0 | 0 | 0 | #N/A | #N/A | #N/A | #N/A | #N/A | #N/A | 0 | 0 | 0 | PGE_New_Li_Battery_4hr_Generic | PGE_New_Li_Battery_4hr | PGE_Kern_Li_Battery_4hr_74 | [6 empty] | #N/A |  | PGE_New_Li_Battery_4hr_Generic |  |  | #N/A |  |  |  |  | PGE_New_Li_Battery_4hr_Generic |  |  |  |  | #N/A |  |  |  | PGE_New_Li_Battery_4hr_Generic | PGE_New_Li_Battery_4hr | PGE_Kern_Li_Battery_4hr_74 | [6 empty] | #N/A |  | PGE_New_Li_Battery_4hr_Generic |  |  | #N/A |  |  |  |  | PGE_New_Li_Battery_4hr_Generic |  |  |  |  | #N/A |  |  |  | PGE_New_Li_Battery_4hr_Generic | PGE_New_Li_Battery_4hr | PGE_Kern_Li_Battery_4hr_74 | 0 | 0 | 0 | 0 | 0 | 0 | 0 | 0 | 0 | 0 | 0 | 0 | 0 | 0 | 0 | 0 | 0 | 0 | 0 | 0 | 0 | 0 | 0 | 0 | 0 | 0 | PG&E KERN
PGE_New_Li_Battery_4hr_Generic | PGE_New_Li_Battery_4hr | PGE_Kern_Li_Battery_4hr_83 | 0 | 0 | 0 | 0 | 0 | 0 | #N/A | 0 | PGE_New_Li_Battery_4hr_Generic | 0 | 0 | #N/A | 0 | 0 | 0 | 0 | PGE_New_Li_Battery_4hr_Generic | 0 | 0 | 0 | 0 | #N/A | 0 | 0 | 0 | PGE_New_Li_Battery_4hr_Generic | PGE_New_Li_Battery_4hr | PGE_Kern_Li_Battery_4hr_83 | 0 | 0 | 0 | 0 | 0 | 0 | 0 | #N/A | 0 | PGE_New_Li_Battery_4hr_Generic | 0 | 0 | #N/A | 0 | 0 | 0 | 0 | PGE_New_Li_Battery_4hr_Generic | PGE_New_Li_Battery_4hr | PGE_Kern_Li_Battery_4hr_83 | 0 | 0 | 0 | 0 | 0 | 0 | #N/A | #N/A | #N/A | 0 | 0 | 0 | 0 | 0 | 0 | PGE_New_Li_Battery_4hr_Generic | 0 | #N/A | 0 | 0 | PGE_New_Li_Battery_4hr_Generic | 0 | 0 | 0 | 0 | #N/A | #N/A | #N/A | #N/A | #N/A | #N/A | 0 | 0 | 0 | PGE_New_Li_Battery_4hr_Generic | PGE_New_Li_Battery_4hr | PGE_Kern_Li_Battery_4hr_83 | [6 empty] | #N/A |  | PGE_New_Li_Battery_4hr_Generic |  |  | #N/A |  |  |  |  | PGE_New_Li_Battery_4hr_Generic |  |  |  |  | #N/A |  |  |  | PGE_New_Li_Battery_4hr_Generic | PGE_New_Li_Battery_4hr | PGE_Kern_Li_Battery_4hr_83 | [6 empty] | #N/A |  | PGE_New_Li_Battery_4hr_Generic |  |  | #N/A |  |  |  |  | PGE_New_Li_Battery_4hr_Generic |  |  |  |  | #N/A |  |  |  | PGE_New_Li_Battery_4hr_Generic | PGE_New_Li_Battery_4hr | PGE_Kern_Li_Battery_4hr_83 | 0 | 0 | 0 | 0 | 0 | 0 | 0 | 0 | 0 | 0 | 0 | 0 | 0 | 0 | 0 | 0 | 0 | 0 | 0 | 0 | 0 | 0 | 0 | 0 | 0 | 0 | PG&E KERN
PGE_New_Li_Battery_4hr_Generic | PGE_New_Li_Battery_4hr | PGE_Kern_Li_Battery_4hr_92 | 0 | 0 | 0 | 0 | 0 | 0 | #N/A | 0 | PGE_New_Li_Battery_4hr_Generic | 0 | 0 | #N/A | 0 | 0 | 0 | 0 | PGE_New_Li_Battery_4hr_Generic | 0 | 0 | 0 | 0 | #N/A | 0 | 0 | 0 | PGE_New_Li_Battery_4hr_Generic | PGE_New_Li_Battery_4hr | PGE_Kern_Li_Battery_4hr_92 | 0 | 0 | 0 | 0 | 0 | 0 | 0 | #N/A | 0 | PGE_New_Li_Battery_4hr_Generic | 0 | 0 | #N/A | 0 | 0 | 0 | 0 | PGE_New_Li_Battery_4hr_Generic | PGE_New_Li_Battery_4hr | PGE_Kern_Li_Battery_4hr_92 | 0 | 0 | 0 | 0 | 0 | 0 | #N/A | #N/A | #N/A | 0 | 0 | 0 | 0 | 0 | 0 | PGE_New_Li_Battery_4hr_Generic | 0 | #N/A | 0 | 0 | PGE_New_Li_Battery_4hr_Generic | 0 | 0 | 0 | 0 | #N/A | #N/A | #N/A | #N/A | #N/A | #N/A | 0 | 0 | 0 | PGE_New_Li_Battery_4hr_Generic | PGE_New_Li_Battery_4hr | PGE_Kern_Li_Battery_4hr_92 | [6 empty] | #N/A |  | PGE_New_Li_Battery_4hr_Generic |  |  | #N/A |  |  |  |  | PGE_New_Li_Battery_4hr_Generic |  |  |  |  | #N/A |  |  |  | PGE_New_Li_Battery_4hr_Generic | PGE_New_Li_Battery_4hr | PGE_Kern_Li_Battery_4hr_92 | [6 empty] | #N/A |  | PGE_New_Li_Battery_4hr_Generic |  |  | #N/A |  |  |  |  | PGE_New_Li_Battery_4hr_Generic |  |  |  |  | #N/A |  |  |  | PGE_New_Li_Battery_4hr_Generic | PGE_New_Li_Battery_4hr | PGE_Kern_Li_Battery_4hr_92 | 0 | 0 | 0 | 0 | 0 | 0 | 0 | 0 | 0 | 0 | 0 | 0 | 0 | 0 | 0 | 0 | 0 | 0 | 0 | 0 | 0 | 0 | 0 | 0 | 0 | 0 | PG&E KERN
PGE_New_Li_Battery_4hr_Generic | PGE_New_Li_Battery_4hr | PGE_Kern_Li_Battery_4hr_93 | 0 | 0 | 0 | 0 | 0 | 0 | #N/A | 0 | PGE_New_Li_Battery_4hr_Generic | 0 | 0 | #N/A | 0 | 0 | 0 | 0 | PGE_New_Li_Battery_4hr_Generic | 0 | 0 | 0 | 0 | #N/A | 0 | 0 | 0 | PGE_New_Li_Battery_4hr_Generic | PGE_New_Li_Battery_4hr | PGE_Kern_Li_Battery_4hr_93 | 0 | 0 | 0 | 0 | 0 | 0 | 0 | #N/A | 0 | PGE_New_Li_Battery_4hr_Generic | 0 | 0 | #N/A | 0 | 0 | 0 | 0 | PGE_New_Li_Battery_4hr_Generic | PGE_New_Li_Battery_4hr | PGE_Kern_Li_Battery_4hr_93 | 0 | 0 | 0 | 0 | 0 | 0 | #N/A | #N/A | #N/A | 0 | 0 | 0 | 0 | 0 | 0 | PGE_New_Li_Battery_4hr_Generic | 0 | #N/A | 0 | 0 | PGE_New_Li_Battery_4hr_Generic | 0 | 0 | 0 | 0 | #N/A | #N/A | #N/A | #N/A | #N/A | #N/A | 0 | 0 | 0 | PGE_New_Li_Battery_4hr_Generic | PGE_New_Li_Battery_4hr | PGE_Kern_Li_Battery_4hr_93 | [6 empty] | #N/A |  | PGE_New_Li_Battery_4hr_Generic |  |  | #N/A |  |  |  |  | PGE_New_Li_Battery_4hr_Generic |  |  |  |  | #N/A |  |  |  | PGE_New_Li_Battery_4hr_Generic | PGE_New_Li_Battery_4hr | PGE_Kern_Li_Battery_4hr_93 | [6 empty] | #N/A |  | PGE_New_Li_Battery_4hr_Generic |  |  | #N/A |  |  |  |  | PGE_New_Li_Battery_4hr_Generic |  |  |  |  | #N/A |  |  |  | PGE_New_Li_Battery_4hr_Generic | PGE_New_Li_Battery_4hr | PGE_Kern_Li_Battery_4hr_93 | 0 | 0 | 0 | 0 | 0 | 0 | 0 | 0 | 0 | 0 | 0 | 0 | 0 | 0 | 0 | 0 | 0 | 0 | 0 | 0 | 0 | 0 | 0 | 0 | 0 | 0 | PG&E KERN
PGE_New_Li_Battery_4hr_Generic | PGE_New_Li_Battery_4hr | PGE_Kern_Li_Battery_4hr_95 | 0 | 0 | 0 | 0 | 0 | 0 | #N/A | 0 | PGE_New_Li_Battery_4hr_Generic | 0 | 0 | #N/A | 0 | 0 | 0 | 0 | PGE_New_Li_Battery_4hr_Generic | 0 | 0 | 0 | 0 | #N/A | 0 | 0 | 0 | PGE_New_Li_Battery_4hr_Generic | PGE_New_Li_Battery_4hr | PGE_Kern_Li_Battery_4hr_95 | 0 | 0 | 0 | 0 | 0 | 0 | 0 | #N/A | 0 | PGE_New_Li_Battery_4hr_Generic | 0 | 0 | #N/A | 0 | 0 | 0 | 0 | PGE_New_Li_Battery_4hr_Generic | PGE_New_Li_Battery_4hr | PGE_Kern_Li_Battery_4hr_95 | 0 | 0 | 0 | 0 | 0 | 0 | #N/A | #N/A | #N/A | 0 | 0 | 0 | 0 | 0 | 0 | PGE_New_Li_Battery_4hr_Generic | 0 | #N/A | 0 | 0 | PGE_New_Li_Battery_4hr_Generic | 0 | 0 | 0 | 0 | #N/A | #N/A | #N/A | #N/A | #N/A | #N/A | 0 | 0 | 0 | PGE_New_Li_Battery_4hr_Generic | PGE_New_Li_Battery_4hr | PGE_Kern_Li_Battery_4hr_95 | [6 empty] | #N/A |  | PGE_New_Li_Battery_4hr_Generic |  |  | #N/A |  |  |  |  | PGE_New_Li_Battery_4hr_Generic |  |  |  |  | #N/A |  |  |  | PGE_New_Li_Battery_4hr_Generic | PGE_New_Li_Battery_4hr | PGE_Kern_Li_Battery_4hr_95 | [6 empty] | #N/A |  | PGE_New_Li_Battery_4hr_Generic |  |  | #N/A |  |  |  |  | PGE_New_Li_Battery_4hr_Generic |  |  |  |  | #N/A |  |  |  | PGE_New_Li_Battery_4hr_Generic | PGE_New_Li_Battery_4hr | PGE_Kern_Li_Battery_4hr_95 | 0 | 0 | 0 | 0 | 0 | 0 | 0 | 0 | 0 | 0 | 0 | 0 | 0 | 0 | 0 | 0 | 0 | 0 | 0 | 0 | 0 | 0 | 0 | 0 | 0 | 0 | PG&E KERN
PGE_New_Li_Battery_4hr_Generic | PGE_New_Li_Battery_4hr | PGE_Kern_Li_Battery_4hr_98 | 0 | 0 | 0 | 0 | 0 | 0 | #N/A | 0 | PGE_New_Li_Battery_4hr_Generic | 0 | 0 | #N/A | 0 | 0 | 0 | 0 | PGE_New_Li_Battery_4hr_Generic | 0 | 0 | 0 | 0 | #N/A | 0 | 0 | 0 | PGE_New_Li_Battery_4hr_Generic | PGE_New_Li_Battery_4hr | PGE_Kern_Li_Battery_4hr_98 | 0 | 0 | 0 | 0 | 0 | 0 | 0 | #N/A | 0 | PGE_New_Li_Battery_4hr_Generic | 0 | 0 | #N/A | 0 | 0 | 0 | 0 | PGE_New_Li_Battery_4hr_Generic | PGE_New_Li_Battery_4hr | PGE_Kern_Li_Battery_4hr_98 | 0 | 0 | 0 | 0 | 0 | 0 | #N/A | #N/A | #N/A | 0 | 0 | 0 | 0 | 0 | 0 | PGE_New_Li_Battery_4hr_Generic | 0 | #N/A | 0 | 0 | PGE_New_Li_Battery_4hr_Generic | 0 | 0 | 0 | 0 | #N/A | #N/A | #N/A | #N/A | #N/A | #N/A | 0 | 0 | 0 | PGE_New_Li_Battery_4hr_Generic | PGE_New_Li_Battery_4hr | PGE_Kern_Li_Battery_4hr_98 | [6 empty] | #N/A |  | PGE_New_Li_Battery_4hr_Generic |  |  | #N/A |  |  |  |  | PGE_New_Li_Battery_4hr_Generic |  |  |  |  | #N/A |  |  |  | PGE_New_Li_Battery_4hr_Generic | PGE_New_Li_Battery_4hr | PGE_Kern_Li_Battery_4hr_98 | [6 empty] | #N/A |  | PGE_New_Li_Battery_4hr_Generic |  |  | #N/A |  |  |  |  | PGE_New_Li_Battery_4hr_Generic |  |  |  |  | #N/A |  |  |  | PGE_New_Li_Battery_4hr_Generic | PGE_New_Li_Battery_4hr | PGE_Kern_Li_Battery_4hr_98 | 0 | 0 | 0 | 0 | 0 | 0 | 0.13 | 0 | 0.3142 | 0 | 0 | 0.3142 | 0 | 0 | 0 | 0 | 0.3142 | 0 | 0 | 0 | 0 | 0.3142 | 0 | 0 | 0 | 0.3142 | PG&E KERN
PGE_New_Li_Battery_4hr_Generic | PGE_New_Li_Battery_4hr | PGE_Kern_Li_Battery_4hr_99 | 0 | 0 | 0 | 0 | 0 | 0 | #N/A | 0 | PGE_New_Li_Battery_4hr_Generic | 0 | 0 | #N/A | 0 | 0 | 0 | 0 | PGE_New_Li_Battery_4hr_Generic | 0 | 0 | 0 | 0 | #N/A | 0 | 0 | 0 | PGE_New_Li_Battery_4hr_Generic | PGE_New_Li_Battery_4hr | PGE_Kern_Li_Battery_4hr_99 | 0 | 0 | 0 | 0 | 0 | 0 | 0 | #N/A | 0 | PGE_New_Li_Battery_4hr_Generic | 0 | 0 | #N/A | 0 | 0 | 0 | 0 | PGE_New_Li_Battery_4hr_Generic | PGE_New_Li_Battery_4hr | PGE_Kern_Li_Battery_4hr_99 | 0 | 0 | 0 | 0 | 0 | 0 | #N/A | #N/A | #N/A | 0 | 0 | 0 | 0 | 0 | 0 | PGE_New_Li_Battery_4hr_Generic | 0 | #N/A | 0 | 0 | PGE_New_Li_Battery_4hr_Generic | 0 | 0 | 0 | 0 | #N/A | #N/A | #N/A | #N/A | #N/A | #N/A | 0 | 0 | 0 | PGE_New_Li_Battery_4hr_Generic | PGE_New_Li_Battery_4hr | PGE_Kern_Li_Battery_4hr_99 | [6 empty] | #N/A |  | PGE_New_Li_Battery_4hr_Generic |  |  | #N/A |  |  |  |  | PGE_New_Li_Battery_4hr_Generic |  |  |  |  | #N/A |  |  |  | PGE_New_Li_Battery_4hr_Generic | PGE_New_Li_Battery_4hr | PGE_Kern_Li_Battery_4hr_99 | [6 empty] | #N/A |  | PGE_New_Li_Battery_4hr_Generic |  |  | #N/A |  |  |  |  | PGE_New_Li_Battery_4hr_Generic |  |  |  |  | #N/A |  |  |  | PGE_New_Li_Battery_4hr_Generic | PGE_New_Li_Battery_4hr | PGE_Kern_Li_Battery_4hr_99 | 0 | 0 | 0 | 0 | 0 | 0 | 0 | 0 | 0 | 0 | 0 | 0 | 0 | 0 | 0 | 0 | 0 | 0 | 0 | 0 | 0 | 0 | 0 | 0 | 0 | 0 | PG&E KERN
PGE_New_Li_Battery_8hr_Generic | PGE_New_Li_Battery_8hr | PGE_Kern_Li_Battery_8hr_100 | 0 | 0 | 0 | 0 | 0 | 0 | #N/A | 0 | PGE_New_Li_Battery_8hr_Generic | 0 | 0 | #N/A | 0 | 0 | 0 | 0 | PGE_New_Li_Battery_8hr_Generic | 0 | 0 | 0 | 0 | #N/A | 0 | 0 | 0 | PGE_New_Li_Battery_8hr_Generic | PGE_New_Li_Battery_8hr | PGE_Kern_Li_Battery_8hr_100 | 0 | 0 | 0 | 0 | 0 | 0 | 0 | #N/A | 0 | PGE_New_Li_Battery_8hr_Generic | 0 | 0 | #N/A | 0 | 0 | 0 | 0 | PGE_New_Li_Battery_8hr_Generic | PGE_New_Li_Battery_8hr | PGE_Kern_Li_Battery_8hr_100 | 0 | 0 | 0 | 0 | 0 | 0 | #N/A | #N/A | #N/A | 0 | 0 | 0 | 0 | 0 | 0 | PGE_New_Li_Battery_8hr_Generic | 0 | #N/A | 0 | 0 | PGE_New_Li_Battery_8hr_Generic | 0 | 0 | 0 | 0 | #N/A | #N/A | #N/A | #N/A | #N/A | #N/A | 0 | 0 | 0 | PGE_New_Li_Battery_8hr_Generic | PGE_New_Li_Battery_8hr | PGE_Kern_Li_Battery_8hr_100 | [6 empty] | #N/A |  | PGE_New_Li_Battery_8hr_Generic |  |  | #N/A |  |  |  |  | PGE_New_Li_Battery_8hr_Generic |  |  |  |  | #N/A |  |  |  | PGE_New_Li_Battery_8hr_Generic | PGE_New_Li_Battery_8hr | PGE_Kern_Li_Battery_8hr_100 | [6 empty] | #N/A |  | PGE_New_Li_Battery_8hr_Generic |  |  | #N/A |  |  |  |  | PGE_New_Li_Battery_8hr_Generic |  |  |  |  | #N/A |  |  |  | PGE_New_Li_Battery_8hr_Generic | PGE_New_Li_Battery_8hr | PGE_Kern_Li_Battery_8hr_100 | 0 | 0 | 0 | 0 | 0 | 0 | 0 | 0 | 0 | 0 | 0 | 0 | 0 | 0 | 0 | 0 | 0 | 0 | 0 | 0 | 0 | 0 | 0 | 0 | 0 | 0 | PG&E KERN
PGE_New_Li_Battery_8hr_Generic | PGE_New_Li_Battery_8hr | PGE_Kern_Li_Battery_8hr_101 | 0 | 0 | 0 | 0 | 0 | 0 | #N/A | 0 | PGE_New_Li_Battery_8hr_Generic | 0 | 0 | #N/A | 0 | 0 | 0 | 0 | PGE_New_Li_Battery_8hr_Generic | 0 | 0 | 0 | 0 | #N/A | 0 | 0 | 0 | PGE_New_Li_Battery_8hr_Generic | PGE_New_Li_Battery_8hr | PGE_Kern_Li_Battery_8hr_101 | 0 | 0 | 0 | 0 | 0 | 0 | 0 | #N/A | 0 | PGE_New_Li_Battery_8hr_Generic | 0 | 0 | #N/A | 0 | 0 | 0 | 0 | PGE_New_Li_Battery_8hr_Generic | PGE_New_Li_Battery_8hr | PGE_Kern_Li_Battery_8hr_101 | 0 | 0 | 0 | 0 | 0 | 0 | #N/A | #N/A | #N/A | 0 | 0 | 0 | 0 | 0 | 0 | PGE_New_Li_Battery_8hr_Generic | 0 | #N/A | 0 | 0 | PGE_New_Li_Battery_8hr_Generic | 0 | 0 | 0 | 0 | #N/A | #N/A | #N/A | #N/A | #N/A | #N/A | 0 | 0 | 0 | PGE_New_Li_Battery_8hr_Generic | PGE_New_Li_Battery_8hr | PGE_Kern_Li_Battery_8hr_101 | [6 empty] | #N/A |  | PGE_New_Li_Battery_8hr_Generic |  |  | #N/A |  |  |  |  | PGE_New_Li_Battery_8hr_Generic |  |  |  |  | #N/A |  |  |  | PGE_New_Li_Battery_8hr_Generic | PGE_New_Li_Battery_8hr | PGE_Kern_Li_Battery_8hr_101 | [6 empty] | #N/A |  | PGE_New_Li_Battery_8hr_Generic |  |  | #N/A |  |  |  |  | PGE_New_Li_Battery_8hr_Generic |  |  |  |  | #N/A |  |  |  | PGE_New_Li_Battery_8hr_Generic | PGE_New_Li_Battery_8hr | PGE_Kern_Li_Battery_8hr_101 | 0 | 0 | 0 | 0 | 0 | 0 | 0 | 0 | 0 | 0 | 0 | 0 | 0 | 0 | 0 | 0 | 0 | 0 | 0 | 0 | 0 | 0 | 0 | 0 | 0 | 0 | PG&E KERN
PGE_New_Li_Battery_8hr_Generic | PGE_New_Li_Battery_8hr | PGE_Kern_Li_Battery_8hr_102 | 0 | 0 | 0 | 0 | 0 | 0 | #N/A | 0 | PGE_New_Li_Battery_8hr_Generic | 0 | 0 | #N/A | 0 | 0 | 0 | 0 | PGE_New_Li_Battery_8hr_Generic | 0 | 0 | 0 | 0 | #N/A | 0 | 0 | 0 | PGE_New_Li_Battery_8hr_Generic | PGE_New_Li_Battery_8hr | PGE_Kern_Li_Battery_8hr_102 | 0 | 0 | 0 | 0 | 0 | 0 | 0 | #N/A | 0 | PGE_New_Li_Battery_8hr_Generic | 0 | 0 | #N/A | 0 | 0 | 0 | 0 | PGE_New_Li_Battery_8hr_Generic | PGE_New_Li_Battery_8hr | PGE_Kern_Li_Battery_8hr_102 | 0 | 0 | 0 | 0 | 0 | 0 | #N/A | #N/A | #N/A | 0 | 0 | 0 | 0 | 0 | 0 | PGE_New_Li_Battery_8hr_Generic | 0 | #N/A | 0 | 0 | PGE_New_Li_Battery_8hr_Generic | 0 | 0 | 0 | 0 | #N/A | #N/A | #N/A | #N/A | #N/A | #N/A | 0 | 0 | 0 | PGE_New_Li_Battery_8hr_Generic | PGE_New_Li_Battery_8hr | PGE_Kern_Li_Battery_8hr_102 | [6 empty] | #N/A |  | PGE_New_Li_Battery_8hr_Generic |  |  | #N/A |  |  |  |  | PGE_New_Li_Battery_8hr_Generic |  |  |  |  | #N/A |  |  |  | PGE_New_Li_Battery_8hr_Generic | PGE_New_Li_Battery_8hr | PGE_Kern_Li_Battery_8hr_102 | [6 empty] | #N/A |  | PGE_New_Li_Battery_8hr_Generic |  |  | #N/A |  |  |  |  | PGE_New_Li_Battery_8hr_Generic |  |  |  |  | #N/A |  |  |  | PGE_New_Li_Battery_8hr_Generic | PGE_New_Li_Battery_8hr | PGE_Kern_Li_Battery_8hr_102 | 0 | 0 | 0 | 0 | 0 | 0 | 0 | 0 | 0 | 0 | 0 | 0 | 0 | 0 | 0 | 0 | 0 | 0 | 0 | 0 | 0 | 0 | 0 | 0 | 0 | 0 | PG&E KERN
PGE_New_Li_Battery_8hr_Generic | PGE_New_Li_Battery_8hr | PGE_Kern_Li_Battery_8hr_103 | 0 | 0 | 0 | 0 | 0 | 0 | #N/A | 0 | PGE_New_Li_Battery_8hr_Generic | 0 | 0 | #N/A | 0 | 0 | 0 | 0 | PGE_New_Li_Battery_8hr_Generic | 0 | 0 | 0 | 0 | #N/A | 0 | 0 | 0 | PGE_New_Li_Battery_8hr_Generic | PGE_New_Li_Battery_8hr | PGE_Kern_Li_Battery_8hr_103 | 0 | 0 | 0 | 0 | 0 | 0 | 0 | #N/A | 0 | PGE_New_Li_Battery_8hr_Generic | 0 | 0 | #N/A | 0 | 0 | 0 | 0 | PGE_New_Li_Battery_8hr_Generic | PGE_New_Li_Battery_8hr | PGE_Kern_Li_Battery_8hr_103 | 0 | 0 | 0 | 0 | 0 | 0 | #N/A | #N/A | #N/A | 0 | 0 | 0 | 0 | 0 | 0 | PGE_New_Li_Battery_8hr_Generic | 0 | #N/A | 0 | 0 | PGE_New_Li_Battery_8hr_Generic | 0 | 0 | 0 | 0 | #N/A | #N/A | #N/A | #N/A | #N/A | #N/A | 0 | 0 | 0 | PGE_New_Li_Battery_8hr_Generic | PGE_New_Li_Battery_8hr | PGE_Kern_Li_Battery_8hr_103 | [6 empty] | #N/A |  | PGE_New_Li_Battery_8hr_Generic |  |  | #N/A |  |  |  |  | PGE_New_Li_Battery_8hr_Generic |  |  |  |  | #N/A |  |  |  | PGE_New_Li_Battery_8hr_Generic | PGE_New_Li_Battery_8hr | PGE_Kern_Li_Battery_8hr_103 | [6 empty] | #N/A |  | PGE_New_Li_Battery_8hr_Generic |  |  | #N/A |  |  |  |  | PGE_New_Li_Battery_8hr_Generic |  |  |  |  | #N/A |  |  |  | PGE_New_Li_Battery_8hr_Generic | PGE_New_Li_Battery_8hr | PGE_Kern_Li_Battery_8hr_103 | 0 | 0 | 0 | 0 | 0 | 0 | 0 | 0 | 0 | 0 | 0 | 0 | 0 | 0 | 0 | 0 | 0 | 0 | 0 | 0 | 0 | 0 | 0 | 0 | 0 | 0 | PG&E KERN
PGE_New_Li_Battery_8hr_Generic | PGE_New_Li_Battery_8hr | PGE_Kern_Li_Battery_8hr_106 | 0 | 0 | 0 | 0 | 0 | 0 | #N/A | 0 | PGE_New_Li_Battery_8hr_Generic | 0 | 0 | #N/A | 0 | 0 | 0 | 0 | PGE_New_Li_Battery_8hr_Generic | 0 | 0 | 0 | 0 | #N/A | 0 | 0 | 0 | PGE_New_Li_Battery_8hr_Generic | PGE_New_Li_Battery_8hr | PGE_Kern_Li_Battery_8hr_106 | 0 | 0 | 0 | 0 | 0 | 0 | 0 | #N/A | 0 | PGE_New_Li_Battery_8hr_Generic | 0 | 0 | #N/A | 0 | 0 | 0 | 0 | PGE_New_Li_Battery_8hr_Generic | PGE_New_Li_Battery_8hr | PGE_Kern_Li_Battery_8hr_106 | 0 | 0 | 0 | 0 | 0 | 0 | #N/A | #N/A | #N/A | 0 | 0 | 0 | 0 | 0 | 0 | PGE_New_Li_Battery_8hr_Generic | 0 | #N/A | 0 | 0 | PGE_New_Li_Battery_8hr_Generic | 0 | 0 | 0 | 0 | #N/A | #N/A | #N/A | #N/A | #N/A | #N/A | 0 | 0 | 0 | PGE_New_Li_Battery_8hr_Generic | PGE_New_Li_Battery_8hr | PGE_Kern_Li_Battery_8hr_106 | [6 empty] | #N/A |  | PGE_New_Li_Battery_8hr_Generic |  |  | #N/A |  |  |  |  | PGE_New_Li_Battery_8hr_Generic |  |  |  |  | #N/A |  |  |  | PGE_New_Li_Battery_8hr_Generic | PGE_New_Li_Battery_8hr | PGE_Kern_Li_Battery_8hr_106 | [6 empty] | #N/A |  | PGE_New_Li_Battery_8hr_Generic |  |  | #N/A |  |  |  |  | PGE_New_Li_Battery_8hr_Generic |  |  |  |  | #N/A |  |  |  | PGE_New_Li_Battery_8hr_Generic | PGE_New_Li_Battery_8hr | PGE_Kern_Li_Battery_8hr_106 | 0 | 0 | 0 | 0 | 0 | 0 | 0 | 0 | 0 | 0 | 0 | 0 | 0 | 0 | 0 | 0 | 0 | 0 | 0 | 0 | 0 | 0 | 0 | 0 | 0 | 0 | PG&E KERN
PGE_New_Li_Battery_8hr_Generic | PGE_New_Li_Battery_8hr | PGE_Kern_Li_Battery_8hr_107 | 0 | 0 | 0 | 0 | 0 | 0 | #N/A | 0 | PGE_New_Li_Battery_8hr_Generic | 0 | 0 | #N/A | 0 | 0 | 0 | 0 | PGE_New_Li_Battery_8hr_Generic | 0 | 0 | 0 | 0 | #N/A | 0 | 0 | 0 | PGE_New_Li_Battery_8hr_Generic | PGE_New_Li_Battery_8hr | PGE_Kern_Li_Battery_8hr_107 | 0 | 0 | 0 | 0 | 0 | 0 | 0 | #N/A | 0 | PGE_New_Li_Battery_8hr_Generic | 0 | 0 | #N/A | 0 | 0 | 0 | 0 | PGE_New_Li_Battery_8hr_Generic | PGE_New_Li_Battery_8hr | PGE_Kern_Li_Battery_8hr_107 | 0 | 0 | 0 | 0 | 0 | 0 | #N/A | #N/A | #N/A | 0 | 0 | 0 | 0 | 0 | 0 | PGE_New_Li_Battery_8hr_Generic | 0 | #N/A | 0 | 0 | PGE_New_Li_Battery_8hr_Generic | 0 | 0 | 0 | 0 | #N/A | #N/A | #N/A | #N/A | #N/A | #N/A | 0 | 0 | 0 | PGE_New_Li_Battery_8hr_Generic | PGE_New_Li_Battery_8hr | PGE_Kern_Li_Battery_8hr_107 | [6 empty] | #N/A |  | PGE_New_Li_Battery_8hr_Generic |  |  | #N/A |  |  |  |  | PGE_New_Li_Battery_8hr_Generic |  |  |  |  | #N/A |  |  |  | PGE_New_Li_Battery_8hr_Generic | PGE_New_Li_Battery_8hr | PGE_Kern_Li_Battery_8hr_107 | [6 empty] | #N/A |  | PGE_New_Li_Battery_8hr_Generic |  |  | #N/A |  |  |  |  | PGE_New_Li_Battery_8hr_Generic |  |  |  |  | #N/A |  |  |  | PGE_New_Li_Battery_8hr_Generic | PGE_New_Li_Battery_8hr | PGE_Kern_Li_Battery_8hr_107 | 0 | 0 | 0 | 0 | 0 | 0 | 0 | 0 | 0 | 0 | 0 | 0 | 0 | 0 | 0 | 0 | 0 | 0 | 0 | 0 | 0 | 0 | 0 | 0 | 0 | 0 | PG&E KERN
PGE_New_Li_Battery_8hr_Generic | PGE_New_Li_Battery_8hr | PGE_Kern_Li_Battery_8hr_108 | 0 | 0 | 0 | 0 | 0 | 0 | #N/A | 0 | PGE_New_Li_Battery_8hr_Generic | 0 | 0 | #N/A | 0 | 0 | 0 | 0 | PGE_New_Li_Battery_8hr_Generic | 0 | 0 | 0 | 0 | #N/A | 0 | 0 | 0 | PGE_New_Li_Battery_8hr_Generic | PGE_New_Li_Battery_8hr | PGE_Kern_Li_Battery_8hr_108 | 0 | 0 | 0 | 0 | 0 | 0 | 0 | #N/A | 0 | PGE_New_Li_Battery_8hr_Generic | 0 | 0 | #N/A | 0 | 0 | 0 | 0 | PGE_New_Li_Battery_8hr_Generic | PGE_New_Li_Battery_8hr | PGE_Kern_Li_Battery_8hr_108 | 0 | 0 | 0 | 0 | 0 | 0 | #N/A | #N/A | #N/A | 0 | 0 | 0 | 0 | 0 | 0 | PGE_New_Li_Battery_8hr_Generic | 0 | #N/A | 0 | 0 | PGE_New_Li_Battery_8hr_Generic | 0 | 0 | 0 | 0 | #N/A | #N/A | #N/A | #N/A | #N/A | #N/A | 0 | 0 | 0 | PGE_New_Li_Battery_8hr_Generic | PGE_New_Li_Battery_8hr | PGE_Kern_Li_Battery_8hr_108 | [6 empty] | #N/A |  | PGE_New_Li_Battery_8hr_Generic |  |  | #N/A |  |  |  |  | PGE_New_Li_Battery_8hr_Generic |  |  |  |  | #N/A |  |  |  | PGE_New_Li_Battery_8hr_Generic | PGE_New_Li_Battery_8hr | PGE_Kern_Li_Battery_8hr_108 | [6 empty] | #N/A |  | PGE_New_Li_Battery_8hr_Generic |  |  | #N/A |  |  |  |  | PGE_New_Li_Battery_8hr_Generic |  |  |  |  | #N/A |  |  |  | PGE_New_Li_Battery_8hr_Generic | PGE_New_Li_Battery_8hr | PGE_Kern_Li_Battery_8hr_108 | 0 | 0 | 0 | 0 | 0 | 0 | 0 | 0 | 0 | 0 | 0 | 0 | 0 | 0 | 0 | 0 | 0 | 0 | 0 | 0 | 0 | 0 | 0 | 0 | 0 | 0 | PG&E KERN
PGE_New_Li_Battery_8hr_Generic | PGE_New_Li_Battery_8hr | PGE_Kern_Li_Battery_8hr_109 | 0 | 0 | 0 | 0 | 0 | 0 | #N/A | 0 | PGE_New_Li_Battery_8hr_Generic | 0 | 0 | #N/A | 0 | 0 | 0 | 0 | PGE_New_Li_Battery_8hr_Generic | 0 | 0 | 0 | 0 | #N/A | 0 | 0 | 0 | PGE_New_Li_Battery_8hr_Generic | PGE_New_Li_Battery_8hr | PGE_Kern_Li_Battery_8hr_109 | 0 | 0 | 0 | 0 | 0 | 0 | 0 | #N/A | 0 | PGE_New_Li_Battery_8hr_Generic | 0 | 0 | #N/A | 0 | 0 | 0 | 0 | PGE_New_Li_Battery_8hr_Generic | PGE_New_Li_Battery_8hr | PGE_Kern_Li_Battery_8hr_109 | 0 | 0 | 0 | 0 | 0 | 0 | #N/A | #N/A | #N/A | 0 | 0 | 0 | 0 | 0 | 0 | PGE_New_Li_Battery_8hr_Generic | 0 | #N/A | 0 | 0 | PGE_New_Li_Battery_8hr_Generic | 0 | 0 | 0 | 0 | #N/A | #N/A | #N/A | #N/A | #N/A | #N/A | 0 | 0 | 0 | PGE_New_Li_Battery_8hr_Generic | PGE_New_Li_Battery_8hr | PGE_Kern_Li_Battery_8hr_109 | [6 empty] | #N/A |  | PGE_New_Li_Battery_8hr_Generic |  |  | #N/A |  |  |  |  | PGE_New_Li_Battery_8hr_Generic |  |  |  |  | #N/A |  |  |  | PGE_New_Li_Battery_8hr_Generic | PGE_New_Li_Battery_8hr | PGE_Kern_Li_Battery_8hr_109 | [6 empty] | #N/A |  | PGE_New_Li_Battery_8hr_Generic |  |  | #N/A |  |  |  |  | PGE_New_Li_Battery_8hr_Generic |  |  |  |  | #N/A |  |  |  | PGE_New_Li_Battery_8hr_Generic | PGE_New_Li_Battery_8hr | PGE_Kern_Li_Battery_8hr_109 | 0 | 0 | 0 | 0 | 0 | 0 | 0 | 0 | 0 | 0 | 0 | 0 | 0 | 0 | 0 | 0 | 0 | 0 | 0 | 0 | 0 | 0 | 0 | 0 | 0 | 0 | PG&E KERN
PGE_New_Li_Battery_8hr_Generic | PGE_New_Li_Battery_8hr | PGE_Kern_Li_Battery_8hr_111 | 0 | 0 | 0 | 0 | 0 | 0 | #N/A | 0 | PGE_New_Li_Battery_8hr_Generic | 0 | 0 | #N/A | 0 | 0 | 0 | 0 | PGE_New_Li_Battery_8hr_Generic | 0 | 0 | 0 | 0 | #N/A | 0 | 0 | 0 | PGE_New_Li_Battery_8hr_Generic | PGE_New_Li_Battery_8hr | PGE_Kern_Li_Battery_8hr_111 | 0 | 0 | 0 | 0 | 0 | 0 | 0 | #N/A | 0 | PGE_New_Li_Battery_8hr_Generic | 0 | 0 | #N/A | 0 | 0 | 0 | 0 | PGE_New_Li_Battery_8hr_Generic | PGE_New_Li_Battery_8hr | PGE_Kern_Li_Battery_8hr_111 | 0 | 0 | 0 | 0 | 0 | 0 | #N/A | #N/A | #N/A | 0 | 0 | 0 | 0 | 0 | 0 | PGE_New_Li_Battery_8hr_Generic | 0 | #N/A | 0 | 0 | PGE_New_Li_Battery_8hr_Generic | 0 | 0 | 0 | 0 | #N/A | #N/A | #N/A | #N/A | #N/A | #N/A | 0 | 0 | 0 | PGE_New_Li_Battery_8hr_Generic | PGE_New_Li_Battery_8hr | PGE_Kern_Li_Battery_8hr_111 | [6 empty] | #N/A |  | PGE_New_Li_Battery_8hr_Generic |  |  | #N/A |  |  |  |  | PGE_New_Li_Battery_8hr_Generic |  |  |  |  | #N/A |  |  |  | PGE_New_Li_Battery_8hr_Generic | PGE_New_Li_Battery_8hr | PGE_Kern_Li_Battery_8hr_111 | [6 empty] | #N/A |  | PGE_New_Li_Battery_8hr_Generic |  |  | #N/A |  |  |  |  | PGE_New_Li_Battery_8hr_Generic |  |  |  |  | #N/A |  |  |  | PGE_New_Li_Battery_8hr_Generic | PGE_New_Li_Battery_8hr | PGE_Kern_Li_Battery_8hr_111 | 0 | 0 | 0 | 0 | 0 | 0 | 0 | 0 | 0 | 0 | 0 | 0 | 0 | 0 | 0 | 0 | 0 | 0 | 0 | 0 | 0 | 0 | 0 | 0 | 0 | 0 | PG&E KERN
PGE_New_Li_Battery_8hr_Generic | PGE_New_Li_Battery_8hr | PGE_Kern_Li_Battery_8hr_112 | 0 | 0 | 0 | 0 | 0 | 0 | #N/A | 0 | PGE_New_Li_Battery_8hr_Generic | 0 | 0 | #N/A | 0 | 0 | 0 | 0 | PGE_New_Li_Battery_8hr_Generic | 0 | 0 | 0 | 0 | #N/A | 0 | 0 | 0 | PGE_New_Li_Battery_8hr_Generic | PGE_New_Li_Battery_8hr | PGE_Kern_Li_Battery_8hr_112 | 0 | 0 | 0 | 0 | 0 | 0 | 0 | #N/A | 0 | PGE_New_Li_Battery_8hr_Generic | 0 | 0 | #N/A | 0 | 0 | 0 | 0 | PGE_New_Li_Battery_8hr_Generic | PGE_New_Li_Battery_8hr | PGE_Kern_Li_Battery_8hr_112 | 0 | 0 | 0 | 0 | 0 | 0 | #N/A | #N/A | #N/A | 0 | 0 | 0 | 0 | 0 | 0 | PGE_New_Li_Battery_8hr_Generic | 0 | #N/A | 0 | 0 | PGE_New_Li_Battery_8hr_Generic | 0 | 0 | 0 | 0 | #N/A | #N/A | #N/A | #N/A | #N/A | #N/A | 0 | 0 | 0 | PGE_New_Li_Battery_8hr_Generic | PGE_New_Li_Battery_8hr | PGE_Kern_Li_Battery_8hr_112 | [6 empty] | #N/A |  | PGE_New_Li_Battery_8hr_Generic |  |  | #N/A |  |  |  |  | PGE_New_Li_Battery_8hr_Generic |  |  |  |  | #N/A |  |  |  | PGE_New_Li_Battery_8hr_Generic | PGE_New_Li_Battery_8hr | PGE_Kern_Li_Battery_8hr_112 | [6 empty] | #N/A |  | PGE_New_Li_Battery_8hr_Generic |  |  | #N/A |  |  |  |  | PGE_New_Li_Battery_8hr_Generic |  |  |  |  | #N/A |  |  |  | PGE_New_Li_Battery_8hr_Generic | PGE_New_Li_Battery_8hr | PGE_Kern_Li_Battery_8hr_112 | 0 | 0 | 0 | 0 | 0 | 0 | 0 | 0 | 0 | 0 | 0 | 0 | 0 | 0 | 0 | 0 | 0 | 0 | 0 | 0 | 0 | 0 | 0 | 0 | 0 | 0 | PG&E KERN
PGE_New_Li_Battery_8hr_Generic | PGE_New_Li_Battery_8hr | PGE_Kern_Li_Battery_8hr_113 | 0 | 0 | 0 | 0 | 0 | 0 | #N/A | 0 | PGE_New_Li_Battery_8hr_Generic | 0 | 0 | #N/A | 0 | 0 | 0 | 0 | PGE_New_Li_Battery_8hr_Generic | 0 | 0 | 0 | 0 | #N/A | 0 | 0 | 0 | PGE_New_Li_Battery_8hr_Generic | PGE_New_Li_Battery_8hr | PGE_Kern_Li_Battery_8hr_113 | 0 | 0 | 0 | 0 | 0 | 0 | 0 | #N/A | 0 | PGE_New_Li_Battery_8hr_Generic | 0 | 0 | #N/A | 0 | 0 | 0 | 0 | PGE_New_Li_Battery_8hr_Generic | PGE_New_Li_Battery_8hr | PGE_Kern_Li_Battery_8hr_113 | 0 | 0 | 0 | 0 | 0 | 0 | #N/A | #N/A | #N/A | 0 | 0 | 0 | 0 | 0 | 0 | PGE_New_Li_Battery_8hr_Generic | 0 | #N/A | 0 | 0 | PGE_New_Li_Battery_8hr_Generic | 0 | 0 | 0 | 0 | #N/A | #N/A | #N/A | #N/A | #N/A | #N/A | 0 | 0 | 0 | PGE_New_Li_Battery_8hr_Generic | PGE_New_Li_Battery_8hr | PGE_Kern_Li_Battery_8hr_113 | [6 empty] | #N/A |  | PGE_New_Li_Battery_8hr_Generic |  |  | #N/A |  |  |  |  | PGE_New_Li_Battery_8hr_Generic |  |  |  |  | #N/A |  |  |  | PGE_New_Li_Battery_8hr_Generic | PGE_New_Li_Battery_8hr | PGE_Kern_Li_Battery_8hr_113 | [6 empty] | #N/A |  | PGE_New_Li_Battery_8hr_Generic |  |  | #N/A |  |  |  |  | PGE_New_Li_Battery_8hr_Generic |  |  |  |  | #N/A |  |  |  | PGE_New_Li_Battery_8hr_Generic | PGE_New_Li_Battery_8hr | PGE_Kern_Li_Battery_8hr_113 | 0 | 0 | 0 | 0 | 0 | 0 | 0 | 0 | 0 | 0 | 0 | 0 | 0 | 0 | 0 | 0 | 0 | 0 | 0 | 0 | 0 | 0 | 0 | 0 | 0 | 0 | PG&E KERN
PGE_New_Li_Battery_8hr_Generic | PGE_New_Li_Battery_8hr | PGE_Kern_Li_Battery_8hr_122 | 0 | 0 | 0 | 0 | 0 | 0 | #N/A | 0 | PGE_New_Li_Battery_8hr_Generic | 0 | 0 | #N/A | 0 | 0 | 0 | 0 | PGE_New_Li_Battery_8hr_Generic | 0 | 0 | 0 | 0 | #N/A | 0 | 0 | 0 | PGE_New_Li_Battery_8hr_Generic | PGE_New_Li_Battery_8hr | PGE_Kern_Li_Battery_8hr_122 | 0 | 0 | 0 | 0 | 0 | 0 | 0 | #N/A | 0 | PGE_New_Li_Battery_8hr_Generic | 0 | 0 | #N/A | 0 | 0 | 0 | 0 | PGE_New_Li_Battery_8hr_Generic | PGE_New_Li_Battery_8hr | PGE_Kern_Li_Battery_8hr_122 | 0 | 0 | 0 | 0 | 0 | 0 | #N/A | #N/A | #N/A | 0 | 0 | 0 | 0 | 0 | 0 | PGE_New_Li_Battery_8hr_Generic | 0 | #N/A | 0 | 0 | PGE_New_Li_Battery_8hr_Generic | 0 | 0 | 0 | 0 | #N/A | #N/A | #N/A | #N/A | #N/A | #N/A | 0 | 0 | 0 | PGE_New_Li_Battery_8hr_Generic | PGE_New_Li_Battery_8hr | PGE_Kern_Li_Battery_8hr_122 | [6 empty] | #N/A |  | PGE_New_Li_Battery_8hr_Generic |  |  | #N/A |  |  |  |  | PGE_New_Li_Battery_8hr_Generic |  |  |  |  | #N/A |  |  |  | PGE_New_Li_Battery_8hr_Generic | PGE_New_Li_Battery_8hr | PGE_Kern_Li_Battery_8hr_122 | [6 empty] | #N/A |  | PGE_New_Li_Battery_8hr_Generic |  |  | #N/A |  |  |  |  | PGE_New_Li_Battery_8hr_Generic |  |  |  |  | #N/A |  |  |  | PGE_New_Li_Battery_8hr_Generic | PGE_New_Li_Battery_8hr | PGE_Kern_Li_Battery_8hr_122 | 0 | 0 | 0 | 0 | 0 | 0 | 0 | 0 | 0 | 0 | 0 | 0 | 0 | 0 | 0 | 0 | 0 | 0 | 0 | 0 | 0 | 0 | 0 | 0 | 0 | 0 | PG&E KERN
PGE_New_Li_Battery_8hr_Generic | PGE_New_Li_Battery_8hr | PGE_Kern_Li_Battery_8hr_126 | 0 | 0 | 0 | 0 | 0 | 0 | #N/A | 0 | PGE_New_Li_Battery_8hr_Generic | 0 | 0 | #N/A | 0 | 0 | 0 | 0 | PGE_New_Li_Battery_8hr_Generic | 0 | 0 | 0 | 0 | #N/A | 0 | 0 | 0 | PGE_New_Li_Battery_8hr_Generic | PGE_New_Li_Battery_8hr | PGE_Kern_Li_Battery_8hr_126 | 0 | 0 | 0 | 0 | 0 | 0 | 0 | #N/A | 0 | PGE_New_Li_Battery_8hr_Generic | 0 | 0 | #N/A | 0 | 0 | 0 | 0 | PGE_New_Li_Battery_8hr_Generic | PGE_New_Li_Battery_8hr | PGE_Kern_Li_Battery_8hr_126 | 0 | 0 | 0 | 0 | 0 | 0 | #N/A | #N/A | #N/A | 0 | 0 | 0 | 0 | 0 | 0 | PGE_New_Li_Battery_8hr_Generic | 0 | #N/A | 0 | 0 | PGE_New_Li_Battery_8hr_Generic | 0 | 0 | 0 | 0 | #N/A | #N/A | #N/A | #N/A | #N/A | #N/A | 0 | 0 | 0 | PGE_New_Li_Battery_8hr_Generic | PGE_New_Li_Battery_8hr | PGE_Kern_Li_Battery_8hr_126 | [6 empty] | #N/A |  | PGE_New_Li_Battery_8hr_Generic |  |  | #N/A |  |  |  |  | PGE_New_Li_Battery_8hr_Generic |  |  |  |  | #N/A |  |  |  | PGE_New_Li_Battery_8hr_Generic | PGE_New_Li_Battery_8hr | PGE_Kern_Li_Battery_8hr_126 | [6 empty] | #N/A |  | PGE_New_Li_Battery_8hr_Generic |  |  | #N/A |  |  |  |  | PGE_New_Li_Battery_8hr_Generic |  |  |  |  | #N/A |  |  |  | PGE_New_Li_Battery_8hr_Generic | PGE_New_Li_Battery_8hr | PGE_Kern_Li_Battery_8hr_126 | 0 | 0 | 0 | 0 | 0 | 0 | 0 | 0 | 0 | 0 | 0 | 0 | 0 | 0 | 0 | 0 | 0 | 0 | 0 | 0 | 0 | 0 | 0 | 0 | 0 | 0 | PG&E KERN
PGE_New_Li_Battery_8hr_Generic | PGE_New_Li_Battery_8hr | PGE_Kern_Li_Battery_8hr_130 | 0 | 0 | 0 | 0 | 0 | 0 | #N/A | 0 | PGE_New_Li_Battery_8hr_Generic | 0 | 0 | #N/A | 0 | 0 | 0 | 0 | PGE_New_Li_Battery_8hr_Generic | 0 | 0 | 0 | 0 | #N/A | 0 | 0 | 0 | PGE_New_Li_Battery_8hr_Generic | PGE_New_Li_Battery_8hr | PGE_Kern_Li_Battery_8hr_130 | 0 | 0 | 0 | 0 | 0 | 0 | 0 | #N/A | 0 | PGE_New_Li_Battery_8hr_Generic | 0 | 0 | #N/A | 0 | 0 | 0 | 0 | PGE_New_Li_Battery_8hr_Generic | PGE_New_Li_Battery_8hr | PGE_Kern_Li_Battery_8hr_130 | 0 | 0 | 0 | 0 | 0 | 0 | #N/A | #N/A | #N/A | 0 | 0 | 0 | 0 | 0 | 0 | PGE_New_Li_Battery_8hr_Generic | 0 | #N/A | 0 | 0 | PGE_New_Li_Battery_8hr_Generic | 0 | 0 | 0 | 0 | #N/A | #N/A | #N/A | #N/A | #N/A | #N/A | 0 | 0 | 0 | PGE_New_Li_Battery_8hr_Generic | PGE_New_Li_Battery_8hr | PGE_Kern_Li_Battery_8hr_130 | [6 empty] | #N/A |  | PGE_New_Li_Battery_8hr_Generic |  |  | #N/A |  |  |  |  | PGE_New_Li_Battery_8hr_Generic |  |  |  |  | #N/A |  |  |  | PGE_New_Li_Battery_8hr_Generic | PGE_New_Li_Battery_8hr | PGE_Kern_Li_Battery_8hr_130 | [6 empty] | #N/A |  | PGE_New_Li_Battery_8hr_Generic |  |  | #N/A |  |  |  |  | PGE_New_Li_Battery_8hr_Generic |  |  |  |  | #N/A |  |  |  | PGE_New_Li_Battery_8hr_Generic | PGE_New_Li_Battery_8hr | PGE_Kern_Li_Battery_8hr_130 | 0 | 0 | 0 | 0 | 0 | 0 | 0 | 0 | 0 | 0 | 0 | 0 | 0 | 0 | 0 | 0 | 0 | 0 | 0 | 0 | 0 | 0 | 0 | 0 | 0 | 0 | PG&E KERN
PGE_New_Li_Battery_8hr_Generic | PGE_New_Li_Battery_8hr | PGE_Kern_Li_Battery_8hr_68 | 0 | 0 | 0 | 0 | 0 | 0 | #N/A | 0 | PGE_New_Li_Battery_8hr_Generic | 0 | 0 | #N/A | 0 | 0 | 0 | 0 | PGE_New_Li_Battery_8hr_Generic | 0 | 0 | 0 | 0 | #N/A | 0 | 0 | 0 | PGE_New_Li_Battery_8hr_Generic | PGE_New_Li_Battery_8hr | PGE_Kern_Li_Battery_8hr_68 | 0 | 0 | 0 | 0 | 0 | 0 | 0 | #N/A | 0 | PGE_New_Li_Battery_8hr_Generic | 0 | 0 | #N/A | 0 | 0 | 0 | 0 | PGE_New_Li_Battery_8hr_Generic | PGE_New_Li_Battery_8hr | PGE_Kern_Li_Battery_8hr_68 | 0 | 0 | 0 | 0 | 0 | 0 | #N/A | #N/A | #N/A | 0 | 0 | 0 | 0 | 0 | 0 | PGE_New_Li_Battery_8hr_Generic | 0 | #N/A | 0 | 0 | PGE_New_Li_Battery_8hr_Generic | 0 | 0 | 0 | 0 | #N/A | #N/A | #N/A | #N/A | #N/A | #N/A | 0 | 0 | 0 | PGE_New_Li_Battery_8hr_Generic | PGE_New_Li_Battery_8hr | PGE_Kern_Li_Battery_8hr_68 | [6 empty] | #N/A |  | PGE_New_Li_Battery_8hr_Generic |  |  | #N/A |  |  |  |  | PGE_New_Li_Battery_8hr_Generic |  |  |  |  | #N/A |  |  |  | PGE_New_Li_Battery_8hr_Generic | PGE_New_Li_Battery_8hr | PGE_Kern_Li_Battery_8hr_68 | [6 empty] | #N/A |  | PGE_New_Li_Battery_8hr_Generic |  |  | #N/A |  |  |  |  | PGE_New_Li_Battery_8hr_Generic |  |  |  |  | #N/A |  |  |  | PGE_New_Li_Battery_8hr_Generic | PGE_New_Li_Battery_8hr | PGE_Kern_Li_Battery_8hr_68 | 0 | 0 | 0 | 0 | 0 | 0 | 0 | 0 | 0 | 0 | 0 | 0 | 0 | 0 | 0 | 0 | 0 | 0 | 0 | 0 | 0 | 0 | 0 | 0 | 0 | 0 | PG&E KERN
PGE_New_Li_Battery_8hr_Generic | PGE_New_Li_Battery_8hr | PGE_Kern_Li_Battery_8hr_72 | 0 | 0 | 0 | 0 | 0 | 0 | #N/A | 0 | PGE_New_Li_Battery_8hr_Generic | 0 | 0 | #N/A | 0 | 0 | 0 | 0 | PGE_New_Li_Battery_8hr_Generic | 0 | 0 | 0 | 0 | #N/A | 0 | 0 | 0 | PGE_New_Li_Battery_8hr_Generic | PGE_New_Li_Battery_8hr | PGE_Kern_Li_Battery_8hr_72 | 0 | 0 | 0 | 0 | 0 | 0 | 0 | #N/A | 0 | PGE_New_Li_Battery_8hr_Generic | 0 | 0 | #N/A | 0 | 0 | 0 | 0 | PGE_New_Li_Battery_8hr_Generic | PGE_New_Li_Battery_8hr | PGE_Kern_Li_Battery_8hr_72 | 0 | 0 | 0 | 0 | 0 | 0 | #N/A | #N/A | #N/A | 0 | 0 | 0 | 0 | 0 | 0 | PGE_New_Li_Battery_8hr_Generic | 0 | #N/A | 0 | 0 | PGE_New_Li_Battery_8hr_Generic | 0 | 0 | 0 | 0 | #N/A | #N/A | #N/A | #N/A | #N/A | #N/A | 0 | 0 | 0 | PGE_New_Li_Battery_8hr_Generic | PGE_New_Li_Battery_8hr | PGE_Kern_Li_Battery_8hr_72 | [6 empty] | #N/A |  | PGE_New_Li_Battery_8hr_Generic |  |  | #N/A |  |  |  |  | PGE_New_Li_Battery_8hr_Generic |  |  |  |  | #N/A |  |  |  | PGE_New_Li_Battery_8hr_Generic | PGE_New_Li_Battery_8hr | PGE_Kern_Li_Battery_8hr_72 | [6 empty] | #N/A |  | PGE_New_Li_Battery_8hr_Generic |  |  | #N/A |  |  |  |  | PGE_New_Li_Battery_8hr_Generic |  |  |  |  | #N/A |  |  |  | PGE_New_Li_Battery_8hr_Generic | PGE_New_Li_Battery_8hr | PGE_Kern_Li_Battery_8hr_72 | 0 | 0 | 0 | 0 | 0 | 0 | 0 | 0 | 0 | 0 | 0 | 0 | 0 | 0 | 0 | 0 | 0 | 0 | 0 | 0 | 0 | 0 | 0 | 0 | 0 | 0 | PG&E KERN
PGE_New_Li_Battery_8hr_Generic | PGE_New_Li_Battery_8hr | PGE_Kern_Li_Battery_8hr_74 | 0 | 0 | 0 | 0 | 0 | 0 | #N/A | 0 | PGE_New_Li_Battery_8hr_Generic | 0 | 0 | #N/A | 0 | 0 | 0 | 0 | PGE_New_Li_Battery_8hr_Generic | 0 | 0 | 0 | 0 | #N/A | 0 | 0 | 0 | PGE_New_Li_Battery_8hr_Generic | PGE_New_Li_Battery_8hr | PGE_Kern_Li_Battery_8hr_74 | 0 | 0 | 0 | 0 | 0 | 0 | 0 | #N/A | 0 | PGE_New_Li_Battery_8hr_Generic | 0 | 0 | #N/A | 0 | 0 | 0 | 0 | PGE_New_Li_Battery_8hr_Generic | PGE_New_Li_Battery_8hr | PGE_Kern_Li_Battery_8hr_74 | 0 | 0 | 0 | 0 | 0 | 0 | #N/A | #N/A | #N/A | 0 | 0 | 0 | 0 | 0 | 0 | PGE_New_Li_Battery_8hr_Generic | 0 | #N/A | 0 | 0 | PGE_New_Li_Battery_8hr_Generic | 0 | 0 | 0 | 0 | #N/A | #N/A | #N/A | #N/A | #N/A | #N/A | 0 | 0 | 0 | PGE_New_Li_Battery_8hr_Generic | PGE_New_Li_Battery_8hr | PGE_Kern_Li_Battery_8hr_74 | [6 empty] | #N/A |  | PGE_New_Li_Battery_8hr_Generic |  |  | #N/A |  |  |  |  | PGE_New_Li_Battery_8hr_Generic |  |  |  |  | #N/A |  |  |  | PGE_New_Li_Battery_8hr_Generic | PGE_New_Li_Battery_8hr | PGE_Kern_Li_Battery_8hr_74 | [6 empty] | #N/A |  | PGE_New_Li_Battery_8hr_Generic |  |  | #N/A |  |  |  |  | PGE_New_Li_Battery_8hr_Generic |  |  |  |  | #N/A |  |  |  | PGE_New_Li_Battery_8hr_Generic | PGE_New_Li_Battery_8hr | PGE_Kern_Li_Battery_8hr_74 | 0 | 0 | 0 | 0 | 0 | 0 | 0 | 0 | 0 | 0 | 0 | 0 | 0 | 0 | 0 | 0 | 0 | 0 | 0 | 0 | 0 | 0 | 0 | 0 | 0 | 0 | PG&E KERN
PGE_New_Li_Battery_8hr_Generic | PGE_New_Li_Battery_8hr | PGE_Kern_Li_Battery_8hr_83 | 0 | 0 | 0 | 0 | 0 | 0 | #N/A | 0 | PGE_New_Li_Battery_8hr_Generic | 0 | 0 | #N/A | 0 | 0 | 0 | 0 | PGE_New_Li_Battery_8hr_Generic | 0 | 0 | 0 | 0 | #N/A | 0 | 0 | 0 | PGE_New_Li_Battery_8hr_Generic | PGE_New_Li_Battery_8hr | PGE_Kern_Li_Battery_8hr_83 | 0 | 0 | 0 | 0 | 0 | 0 | 0 | #N/A | 0 | PGE_New_Li_Battery_8hr_Generic | 0 | 0 | #N/A | 0 | 0 | 0 | 0 | PGE_New_Li_Battery_8hr_Generic | PGE_New_Li_Battery_8hr | PGE_Kern_Li_Battery_8hr_83 | 0 | 0 | 0 | 0 | 0 | 0 | #N/A | #N/A | #N/A | 0 | 0 | 0 | 0 | 0 | 0 | PGE_New_Li_Battery_8hr_Generic | 0 | #N/A | 0 | 0 | PGE_New_Li_Battery_8hr_Generic | 0 | 0 | 0 | 0 | #N/A | #N/A | #N/A | #N/A | #N/A | #N/A | 0 | 0 | 0 | PGE_New_Li_Battery_8hr_Generic | PGE_New_Li_Battery_8hr | PGE_Kern_Li_Battery_8hr_83 | [6 empty] | #N/A |  | PGE_New_Li_Battery_8hr_Generic |  |  | #N/A |  |  |  |  | PGE_New_Li_Battery_8hr_Generic |  |  |  |  | #N/A |  |  |  | PGE_New_Li_Battery_8hr_Generic | PGE_New_Li_Battery_8hr | PGE_Kern_Li_Battery_8hr_83 | [6 empty] | #N/A |  | PGE_New_Li_Battery_8hr_Generic |  |  | #N/A |  |  |  |  | PGE_New_Li_Battery_8hr_Generic |  |  |  |  | #N/A |  |  |  | PGE_New_Li_Battery_8hr_Generic | PGE_New_Li_Battery_8hr | PGE_Kern_Li_Battery_8hr_83 | 0 | 0 | 0 | 0 | 0 | 0 | 0 | 0 | 0 | 0 | 0 | 0 | 0 | 0 | 0 | 0 | 0 | 0 | 0 | 0 | 0 | 0 | 0 | 0 | 0 | 0 | PG&E KERN
PGE_New_Li_Battery_8hr_Generic | PGE_New_Li_Battery_8hr | PGE_Kern_Li_Battery_8hr_92 | 0 | 0 | 0 | 0 | 0 | 0 | #N/A | 0 | PGE_New_Li_Battery_8hr_Generic | 0 | 0 | #N/A | 0 | 0 | 0 | 0 | PGE_New_Li_Battery_8hr_Generic | 0 | 0 | 0 | 0 | #N/A | 0 | 0 | 0 | PGE_New_Li_Battery_8hr_Generic | PGE_New_Li_Battery_8hr | PGE_Kern_Li_Battery_8hr_92 | 0 | 0 | 0 | 0 | 0 | 0 | 0 | #N/A | 0 | PGE_New_Li_Battery_8hr_Generic | 0 | 0 | #N/A | 0 | 0 | 0 | 0 | PGE_New_Li_Battery_8hr_Generic | PGE_New_Li_Battery_8hr | PGE_Kern_Li_Battery_8hr_92 | 0 | 0 | 0 | 0 | 0 | 0 | #N/A | #N/A | #N/A | 0 | 0 | 0 | 0 | 0 | 0 | PGE_New_Li_Battery_8hr_Generic | 0 | #N/A | 0 | 0 | PGE_New_Li_Battery_8hr_Generic | 0 | 0 | 0 | 0 | #N/A | #N/A | #N/A | #N/A | #N/A | #N/A | 0 | 0 | 0 | PGE_New_Li_Battery_8hr_Generic | PGE_New_Li_Battery_8hr | PGE_Kern_Li_Battery_8hr_92 | [6 empty] | #N/A |  | PGE_New_Li_Battery_8hr_Generic |  |  | #N/A |  |  |  |  | PGE_New_Li_Battery_8hr_Generic |  |  |  |  | #N/A |  |  |  | PGE_New_Li_Battery_8hr_Generic | PGE_New_Li_Battery_8hr | PGE_Kern_Li_Battery_8hr_92 | [6 empty] | #N/A |  | PGE_New_Li_Battery_8hr_Generic |  |  | #N/A |  |  |  |  | PGE_New_Li_Battery_8hr_Generic |  |  |  |  | #N/A |  |  |  | PGE_New_Li_Battery_8hr_Generic | PGE_New_Li_Battery_8hr | PGE_Kern_Li_Battery_8hr_92 | 0 | 0 | 0 | 0 | 0 | 0 | 0 | 0 | 0 | 0 | 0 | 0 | 0 | 0 | 0 | 0 | 0 | 0 | 0 | 0 | 0 | 0 | 0 | 0 | 0 | 0 | PG&E KERN
PGE_New_Li_Battery_8hr_Generic | PGE_New_Li_Battery_8hr | PGE_Kern_Li_Battery_8hr_93 | 0 | 0 | 0 | 0 | 0 | 0 | #N/A | 0 | PGE_New_Li_Battery_8hr_Generic | 0 | 0 | #N/A | 0 | 0 | 0 | 0 | PGE_New_Li_Battery_8hr_Generic | 0 | 0 | 0 | 0 | #N/A | 0 | 0 | 0 | PGE_New_Li_Battery_8hr_Generic | PGE_New_Li_Battery_8hr | PGE_Kern_Li_Battery_8hr_93 | 0 | 0 | 0 | 0 | 0 | 0 | 0 | #N/A | 0 | PGE_New_Li_Battery_8hr_Generic | 0 | 0 | #N/A | 0 | 0 | 0 | 0 | PGE_New_Li_Battery_8hr_Generic | PGE_New_Li_Battery_8hr | PGE_Kern_Li_Battery_8hr_93 | 0 | 0 | 0 | 0 | 0 | 0 | #N/A | #N/A | #N/A | 0 | 0 | 0 | 0 | 0 | 0 | PGE_New_Li_Battery_8hr_Generic | 0 | #N/A | 0 | 0 | PGE_New_Li_Battery_8hr_Generic | 0 | 0 | 0 | 0 | #N/A | #N/A | #N/A | #N/A | #N/A | #N/A | 0 | 0 | 0 | PGE_New_Li_Battery_8hr_Generic | PGE_New_Li_Battery_8hr | PGE_Kern_Li_Battery_8hr_93 | [6 empty] | #N/A |  | PGE_New_Li_Battery_8hr_Generic |  |  | #N/A |  |  |  |  | PGE_New_Li_Battery_8hr_Generic |  |  |  |  | #N/A |  |  |  | PGE_New_Li_Battery_8hr_Generic | PGE_New_Li_Battery_8hr | PGE_Kern_Li_Battery_8hr_93 | [6 empty] | #N/A |  | PGE_New_Li_Battery_8hr_Generic |  |  | #N/A |  |  |  |  | PGE_New_Li_Battery_8hr_Generic |  |  |  |  | #N/A |  |  |  | PGE_New_Li_Battery_8hr_Generic | PGE_New_Li_Battery_8hr | PGE_Kern_Li_Battery_8hr_93 | 0 | 0 | 0 | 0 | 0 | 0 | 0 | 0 | 0 | 0 | 0 | 0 | 0 | 0 | 0 | 0 | 0 | 0 | 0 | 0 | 0 | 0 | 0 | 0 | 0 | 0 | PG&E KERN
PGE_New_Li_Battery_8hr_Generic | PGE_New_Li_Battery_8hr | PGE_Kern_Li_Battery_8hr_95 | 0 | 0 | 0 | 0 | 0 | 0 | #N/A | 0 | PGE_New_Li_Battery_8hr_Generic | 0 | 0 | #N/A | 0 | 0 | 0 | 0 | PGE_New_Li_Battery_8hr_Generic | 0 | 0 | 0 | 0 | #N/A | 0 | 0 | 0 | PGE_New_Li_Battery_8hr_Generic | PGE_New_Li_Battery_8hr | PGE_Kern_Li_Battery_8hr_95 | 0 | 0 | 0 | 0 | 0 | 0 | 0 | #N/A | 0 | PGE_New_Li_Battery_8hr_Generic | 0 | 0 | #N/A | 0 | 0 | 0 | 0 | PGE_New_Li_Battery_8hr_Generic | PGE_New_Li_Battery_8hr | PGE_Kern_Li_Battery_8hr_95 | 0 | 0 | 0 | 0 | 0 | 0 | #N/A | #N/A | #N/A | 0 | 0 | 0 | 0 | 0 | 0 | PGE_New_Li_Battery_8hr_Generic | 0 | #N/A | 0 | 0 | PGE_New_Li_Battery_8hr_Generic | 0 | 0 | 0 | 0 | #N/A | #N/A | #N/A | #N/A | #N/A | #N/A | 0 | 0 | 0 | PGE_New_Li_Battery_8hr_Generic | PGE_New_Li_Battery_8hr | PGE_Kern_Li_Battery_8hr_95 | [6 empty] | #N/A |  | PGE_New_Li_Battery_8hr_Generic |  |  | #N/A |  |  |  |  | PGE_New_Li_Battery_8hr_Generic |  |  |  |  | #N/A |  |  |  | PGE_New_Li_Battery_8hr_Generic | PGE_New_Li_Battery_8hr | PGE_Kern_Li_Battery_8hr_95 | [6 empty] | #N/A |  | PGE_New_Li_Battery_8hr_Generic |  |  | #N/A |  |  |  |  | PGE_New_Li_Battery_8hr_Generic |  |  |  |  | #N/A |  |  |  | PGE_New_Li_Battery_8hr_Generic | PGE_New_Li_Battery_8hr | PGE_Kern_Li_Battery_8hr_95 | 0 | 0 | 0 | 0 | 0 | 0 | 0 | 0 | 0 | 0 | 0 | 0 | 0 | 0 | 0 | 0 | 0 | 0 | 0 | 0 | 0 | 0 | 0 | 0 | 0 | 0 | PG&E KERN
PGE_New_Li_Battery_8hr_Generic | PGE_New_Li_Battery_8hr | PGE_Kern_Li_Battery_8hr_98 | 0 | 0 | 0 | 0 | 0 | 0 | #N/A | 0 | PGE_New_Li_Battery_8hr_Generic | 0 | 0 | #N/A | 0 | 0 | 0 | 0 | PGE_New_Li_Battery_8hr_Generic | 0 | 0 | 0 | 0 | #N/A | 0 | 0 | 0 | PGE_New_Li_Battery_8hr_Generic | PGE_New_Li_Battery_8hr | PGE_Kern_Li_Battery_8hr_98 | 0 | 0 | 0 | 0 | 0 | 0 | 0 | #N/A | 0 | PGE_New_Li_Battery_8hr_Generic | 0 | 0 | #N/A | 0 | 0 | 0 | 0 | PGE_New_Li_Battery_8hr_Generic | PGE_New_Li_Battery_8hr | PGE_Kern_Li_Battery_8hr_98 | 0 | 0 | 0 | 0 | 0 | 0 | #N/A | #N/A | #N/A | 0 | 0 | 0 | 0 | 0 | 0 | PGE_New_Li_Battery_8hr_Generic | 0 | #N/A | 0 | 0 | PGE_New_Li_Battery_8hr_Generic | 0 | 0 | 0 | 0 | #N/A | #N/A | #N/A | #N/A | #N/A | #N/A | 0 | 0 | 0 | PGE_New_Li_Battery_8hr_Generic | PGE_New_Li_Battery_8hr | PGE_Kern_Li_Battery_8hr_98 | [6 empty] | #N/A |  | PGE_New_Li_Battery_8hr_Generic |  |  | #N/A |  |  |  |  | PGE_New_Li_Battery_8hr_Generic |  |  |  |  | #N/A |  |  |  | PGE_New_Li_Battery_8hr_Generic | PGE_New_Li_Battery_8hr | PGE_Kern_Li_Battery_8hr_98 | [6 empty] | #N/A |  | PGE_New_Li_Battery_8hr_Generic |  |  | #N/A |  |  |  |  | PGE_New_Li_Battery_8hr_Generic |  |  |  |  | #N/A |  |  |  | PGE_New_Li_Battery_8hr_Generic | PGE_New_Li_Battery_8hr | PGE_Kern_Li_Battery_8hr_98 | 0 | 0 | 0 | 0 | 0 | 0 | 0 | 0 | 0 | 0 | 0 | 0 | 0 | 0 | 0 | 0 | 0 | 0 | 0 | 0 | 0 | 0 | 0 | 0 | 0 | 0 | PG&E KERN
PGE_New_Li_Battery_8hr_Generic | PGE_New_Li_Battery_8hr | PGE_Kern_Li_Battery_8hr_99 | 0 | 0 | 0 | 0 | 0 | 0 | #N/A | 0 | PGE_New_Li_Battery_8hr_Generic | 0 | 0 | #N/A | 0 | 0 | 0 | 0 | PGE_New_Li_Battery_8hr_Generic | 0 | 0 | 0 | 0 | #N/A | 0 | 0 | 0 | PGE_New_Li_Battery_8hr_Generic | PGE_New_Li_Battery_8hr | PGE_Kern_Li_Battery_8hr_99 | 0 | 0 | 0 | 0 | 0 | 0 | 0 | #N/A | 0 | PGE_New_Li_Battery_8hr_Generic | 0 | 0 | #N/A | 0 | 0 | 0 | 0 | PGE_New_Li_Battery_8hr_Generic | PGE_New_Li_Battery_8hr | PGE_Kern_Li_Battery_8hr_99 | 0 | 0 | 0 | 0 | 0 | 0 | #N/A | #N/A | #N/A | 0 | 0 | 0 | 0 | 0 | 0 | PGE_New_Li_Battery_8hr_Generic | 0 | #N/A | 0 | 0 | PGE_New_Li_Battery_8hr_Generic | 0 | 0 | 0 | 0 | #N/A | #N/A | #N/A | #N/A | #N/A | #N/A | 0 | 0 | 0 | PGE_New_Li_Battery_8hr_Generic | PGE_New_Li_Battery_8hr | PGE_Kern_Li_Battery_8hr_99 | [6 empty] | #N/A |  | PGE_New_Li_Battery_8hr_Generic |  |  | #N/A |  |  |  |  | PGE_New_Li_Battery_8hr_Generic |  |  |  |  | #N/A |  |  |  | PGE_New_Li_Battery_8hr_Generic | PGE_New_Li_Battery_8hr | PGE_Kern_Li_Battery_8hr_99 | [6 empty] | #N/A |  | PGE_New_Li_Battery_8hr_Generic |  |  | #N/A |  |  |  |  | PGE_New_Li_Battery_8hr_Generic |  |  |  |  | #N/A |  |  |  | PGE_New_Li_Battery_8hr_Generic | PGE_New_Li_Battery_8hr | PGE_Kern_Li_Battery_8hr_99 | 0 | 0 | 0 | 0 | 0 | 0 | 0 | 0 | 0 | 0 | 0 | 0 | 0 | 0 | 0 | 0 | 0 | 0 | 0 | 0 | 0 | 0 | 0 | 0 | 0 | 0 | PG&E KERN
PGE_Kern_Solar_Generic | PGE_Kern_Solar | PGE_Kern_Solar_100 | 0 | 0 | 0 | 0 | 0 | 0 | #N/A | 0 | PGE_Kern_Solar_Generic | 0 | 0 | #N/A | 0 | 0 | 0 | 0 | PGE_Kern_Solar_Generic | 0 | 0 | 0 | 0 | #N/A | 0 | 0 | 0 | PGE_Kern_Solar_Generic | PGE_Kern_Solar | PGE_Kern_Solar_100 | 0 | 0 | 0 | 0 | 0 | 0 | 0 | #N/A | 0 | PGE_Kern_Solar_Generic | 0 | 0 | #N/A | 0 | 0 | 0 | 0 | PGE_Kern_Solar_Generic | PGE_Kern_Solar | PGE_Kern_Solar_100 | 0 | 0 | 0 | 0 | 0 | 0 | #N/A | #N/A | #N/A | 0 | 0 | 0 | 0 | 0 | 0 | PGE_Kern_Solar_Generic | 0 | #N/A | 0 | 0 | PGE_Kern_Solar_Generic | 0 | 0 | 0 | 0 | #N/A | #N/A | #N/A | #N/A | #N/A | #N/A | 0 | 0 | 0 | PGE_Kern_Solar_Generic | PGE_Kern_Solar | PGE_Kern_Solar_100 | [6 empty] | #N/A |  | PGE_Kern_Solar_Generic |  |  | #N/A |  |  |  |  | PGE_Kern_Solar_Generic |  |  |  |  | #N/A |  |  |  | PGE_Kern_Solar_Generic | PGE_Kern_Solar | PGE_Kern_Solar_100 | [6 empty] | #N/A |  | PGE_Kern_Solar_Generic |  |  | #N/A |  |  |  |  | PGE_Kern_Solar_Generic |  |  |  |  | #N/A |  |  |  | PGE_Kern_Solar_Generic | PGE_Kern_Solar | PGE_Kern_Solar_100 | 0 | 0 | 0 | 0 | 0 | 0 | 0 | 0 | 0.00090768 | 0 | 0 | 0.00090768 | 0 | 0 | 0 | 0 | 0.00090768 | 0 | 0 | 0 | 0 | 0.00090768 | 0 | 0 | 0 | 0.00090768 | PG&E KERN
PGE_Kern_Solar_Generic | PGE_Kern_Solar | PGE_Kern_Solar_101 | 0 | 0 | 0 | 0 | 0 | 0 | #N/A | 0 | PGE_Kern_Solar_Generic | 0 | 0 | #N/A | 0 | 0 | 0 | 0 | PGE_Kern_Solar_Generic | 0 | 0 | 0 | 0 | #N/A | 0 | 0 | 0 | PGE_Kern_Solar_Generic | PGE_Kern_Solar | PGE_Kern_Solar_101 | 0 | 0 | 0 | 0 | 0 | 0 | 0 | #N/A | 0 | PGE_Kern_Solar_Generic | 0 | 0 | #N/A | 0 | 0 | 0 | 0 | PGE_Kern_Solar_Generic | PGE_Kern_Solar | PGE_Kern_Solar_101 | 0 | 0 | 0 | 0 | 0 | 0 | #N/A | #N/A | #N/A | 0 | 0 | 0 | 0 | 0 | 0 | PGE_Kern_Solar_Generic | 0 | #N/A | 0 | 0 | PGE_Kern_Solar_Generic | 0 | 0 | 0 | 0 | #N/A | #N/A | #N/A | #N/A | #N/A | #N/A | 0 | 0 | 0 | PGE_Kern_Solar_Generic | PGE_Kern_Solar | PGE_Kern_Solar_101 | [6 empty] | #N/A |  | PGE_Kern_Solar_Generic |  |  | #N/A |  |  |  |  | PGE_Kern_Solar_Generic |  |  |  |  | #N/A |  |  |  | PGE_Kern_Solar_Generic | PGE_Kern_Solar | PGE_Kern_Solar_101 | [6 empty] | #N/A |  | PGE_Kern_Solar_Generic |  |  | #N/A |  |  |  |  | PGE_Kern_Solar_Generic |  |  |  |  | #N/A |  |  |  | PGE_Kern_Solar_Generic | PGE_Kern_Solar | PGE_Kern_Solar_101 | 0 | 0 | 0 | 0 | 0 | 0 | 0 | 0 | 0.2 | 0 | 0 | 0.2 | 0 | 0 | 0 | 0 | 0.2 | 0 | 0 | 0 | 0 | 0.2 | 0 | 0 | 0 | 0.2 | PG&E KERN
PGE_Kern_Solar_Generic | PGE_Kern_Solar | PGE_Kern_Solar_102 | 0 | 0 | 0 | 0 | 0 | 0 | #N/A | 0 | PGE_Kern_Solar_Generic | 0 | 0 | #N/A | 0 | 0 | 0 | 0 | PGE_Kern_Solar_Generic | 0 | 0 | 0 | 0 | #N/A | 0 | 0 | 0 | PGE_Kern_Solar_Generic | PGE_Kern_Solar | PGE_Kern_Solar_102 | 0 | 0 | 0 | 0 | 0 | 0 | 0 | #N/A | 0 | PGE_Kern_Solar_Generic | 0 | 0 | #N/A | 0 | 0 | 0 | 0 | PGE_Kern_Solar_Generic | PGE_Kern_Solar | PGE_Kern_Solar_102 | 0 | 0 | 0 | 0 | 0 | 0 | #N/A | #N/A | #N/A | 0 | 0 | 0 | 0 | 0 | 0 | PGE_Kern_Solar_Generic | 0 | #N/A | 0 | 0 | PGE_Kern_Solar_Generic | 0 | 0 | 0 | 0 | #N/A | #N/A | #N/A | #N/A | #N/A | #N/A | 0 | 0 | 0 | PGE_Kern_Solar_Generic | PGE_Kern_Solar | PGE_Kern_Solar_102 | [6 empty] | #N/A |  | PGE_Kern_Solar_Generic |  |  | #N/A |  |  |  |  | PGE_Kern_Solar_Generic |  |  |  |  | #N/A |  |  |  | PGE_Kern_Solar_Generic | PGE_Kern_Solar | PGE_Kern_Solar_102 | [6 empty] | #N/A |  | PGE_Kern_Solar_Generic |  |  | #N/A |  |  |  |  | PGE_Kern_Solar_Generic |  |  |  |  | #N/A |  |  |  | PGE_Kern_Solar_Generic | PGE_Kern_Solar | PGE_Kern_Solar_102 | 0 | 0 | 0 | 0 | 0 | 0 | 0.050178 | 0 | 0.061832 | 0 | 0 | 0.061832 | 0 | 0 | 0 | 0 | 0.061832 | 0 | 0 | 0 | 0 | 0.061832 | 0 | 0 | 0 | 0.061832 | PG&E KERN
PGE_Kern_Solar_Generic | PGE_Kern_Solar | PGE_Kern_Solar_103 | 0 | 0 | 0 | 0 | 0 | 0 | #N/A | 0 | PGE_Kern_Solar_Generic | 0 | 0 | #N/A | 0 | 0 | 0 | 0 | PGE_Kern_Solar_Generic | 0 | 0 | 0 | 0 | #N/A | 0 | 0 | 0 | PGE_Kern_Solar_Generic | PGE_Kern_Solar | PGE_Kern_Solar_103 | 0 | 0 | 0 | 0 | 0 | 0 | 0 | #N/A | 0 | PGE_Kern_Solar_Generic | 0 | 0 | #N/A | 0 | 0 | 0 | 0 | PGE_Kern_Solar_Generic | PGE_Kern_Solar | PGE_Kern_Solar_103 | 0 | 0 | 0 | 0 | 0 | 0 | #N/A | #N/A | #N/A | 0 | 0 | 0 | 0 | 0 | 0 | PGE_Kern_Solar_Generic | 0 | #N/A | 0 | 0 | PGE_Kern_Solar_Generic | 0 | 0 | 0 | 0 | #N/A | #N/A | #N/A | #N/A | #N/A | #N/A | 0 | 0 | 0 | PGE_Kern_Solar_Generic | PGE_Kern_Solar | PGE_Kern_Solar_103 | [6 empty] | #N/A |  | PGE_Kern_Solar_Generic |  |  | #N/A |  |  |  |  | PGE_Kern_Solar_Generic |  |  |  |  | #N/A |  |  |  | PGE_Kern_Solar_Generic | PGE_Kern_Solar | PGE_Kern_Solar_103 | [6 empty] | #N/A |  | PGE_Kern_Solar_Generic |  |  | #N/A |  |  |  |  | PGE_Kern_Solar_Generic |  |  |  |  | #N/A |  |  |  | PGE_Kern_Solar_Generic | PGE_Kern_Solar | PGE_Kern_Solar_103 | 0 | 0 | 0 | 0 | 0 | 0 | 0 | 0 | 0.52737 | 0 | 0 | 0.52737 | 0 | 0 | 0 | 0 | 0.52737 | 0 | 0 | 0 | 0 | 0.52737 | 0 | 0 | 0 | 0.52737 | PG&E KERN
PGE_Kern_Solar_Generic | PGE_Kern_Solar | PGE_Kern_Solar_106 | 0 | 0 | 0 | 0 | 0 | 0 | #N/A | 0 | PGE_Kern_Solar_Generic | 0 | 0 | #N/A | 0 | 0 | 0 | 0 | PGE_Kern_Solar_Generic | 0 | 0 | 0 | 0 | #N/A | 0 | 0 | 0 | PGE_Kern_Solar_Generic | PGE_Kern_Solar | PGE_Kern_Solar_106 | 0 | 0 | 0 | 0 | 0 | 0 | 0 | #N/A | 0 | PGE_Kern_Solar_Generic | 0 | 0 | #N/A | 0 | 0 | 0 | 0 | PGE_Kern_Solar_Generic | PGE_Kern_Solar | PGE_Kern_Solar_106 | 0 | 0 | 0 | 0 | 0 | 0 | #N/A | #N/A | #N/A | 0 | 0 | 0 | 0 | 0 | 0 | PGE_Kern_Solar_Generic | 0 | #N/A | 0 | 0 | PGE_Kern_Solar_Generic | 0 | 0 | 0 | 0 | #N/A | #N/A | #N/A | #N/A | #N/A | #N/A | 0 | 0 | 0 | PGE_Kern_Solar_Generic | PGE_Kern_Solar | PGE_Kern_Solar_106 | [6 empty] | #N/A |  | PGE_Kern_Solar_Generic |  |  | #N/A |  |  |  |  | PGE_Kern_Solar_Generic |  |  |  |  | #N/A |  |  |  | PGE_Kern_Solar_Generic | PGE_Kern_Solar | PGE_Kern_Solar_106 | [6 empty] | #N/A |  | PGE_Kern_Solar_Generic |  |  | #N/A |  |  |  |  | PGE_Kern_Solar_Generic |  |  |  |  | #N/A |  |  |  | PGE_Kern_Solar_Generic | PGE_Kern_Solar | PGE_Kern_Solar_106 | 0 | 0 | 0 | 0 | 0 | 0 | 0 | 0 | 0 | 0 | 0 | 0 | 0 | 0 | 0 | 0 | 0 | 0 | 0 | 0 | 0 | 0 | 0 | 0 | 0 | 0 | PG&E KERN
PGE_Kern_Solar_Generic | PGE_Kern_Solar | PGE_Kern_Solar_107 | 0 | 0 | 0 | 0 | 0 | 0 | #N/A | 0 | PGE_Kern_Solar_Generic | 0 | 0 | #N/A | 0 | 0 | 0 | 0 | PGE_Kern_Solar_Generic | 0 | 0 | 0 | 0 | #N/A | 0 | 0 | 0 | PGE_Kern_Solar_Generic | PGE_Kern_Solar | PGE_Kern_Solar_107 | 0 | 0 | 0 | 0 | 0 | 0 | 0 | #N/A | 0 | PGE_Kern_Solar_Generic | 0 | 0 | #N/A | 0 | 0 | 0 | 0 | PGE_Kern_Solar_Generic | PGE_Kern_Solar | PGE_Kern_Solar_107 | 0 | 0 | 0 | 0 | 0 | 0 | #N/A | #N/A | #N/A | 0 | 0 | 0 | 0 | 0 | 0 | PGE_Kern_Solar_Generic | 0 | #N/A | 0 | 0 | PGE_Kern_Solar_Generic | 0 | 0 | 0 | 0 | #N/A | #N/A | #N/A | #N/A | #N/A | #N/A | 0 | 0 | 0 | PGE_Kern_Solar_Generic | PGE_Kern_Solar | PGE_Kern_Solar_107 | [6 empty] | #N/A |  | PGE_Kern_Solar_Generic |  |  | #N/A |  |  |  |  | PGE_Kern_Solar_Generic |  |  |  |  | #N/A |  |  |  | PGE_Kern_Solar_Generic | PGE_Kern_Solar | PGE_Kern_Solar_107 | [6 empty] | #N/A |  | PGE_Kern_Solar_Generic |  |  | #N/A |  |  |  |  | PGE_Kern_Solar_Generic |  |  |  |  | #N/A |  |  |  | PGE_Kern_Solar_Generic | PGE_Kern_Solar | PGE_Kern_Solar_107 | 0 | 0 | 0 | 0 | 0 | 0 | 0 | 0 | 0.075178 | 0 | 0 | 0.075178 | 0 | 0 | 0 | 0 | 0.075178 | 0 | 0 | 0 | 0 | 0.075178 | 0 | 0 | 0 | 0.075178 | PG&E KERN
PGE_Kern_Solar_Generic | PGE_Kern_Solar | PGE_Kern_Solar_108 | 0 | 0 | 0 | 0 | 0 | 0 | #N/A | 0 | PGE_Kern_Solar_Generic | 0 | 0 | #N/A | 0 | 0 | 0 | 0 | PGE_Kern_Solar_Generic | 0 | 0 | 0 | 0 | #N/A | 0 | 0 | 0 | PGE_Kern_Solar_Generic | PGE_Kern_Solar | PGE_Kern_Solar_108 | 0 | 0 | 0 | 0 | 0 | 0 | 0 | #N/A | 0 | PGE_Kern_Solar_Generic | 0 | 0 | #N/A | 0 | 0 | 0 | 0 | PGE_Kern_Solar_Generic | PGE_Kern_Solar | PGE_Kern_Solar_108 | 0 | 0 | 0 | 0 | 0 | 0 | #N/A | #N/A | #N/A | 0 | 0 | 0 | 0 | 0 | 0 | PGE_Kern_Solar_Generic | 0 | #N/A | 0 | 0 | PGE_Kern_Solar_Generic | 0 | 0 | 0 | 0 | #N/A | #N/A | #N/A | #N/A | #N/A | #N/A | 0 | 0 | 0 | PGE_Kern_Solar_Generic | PGE_Kern_Solar | PGE_Kern_Solar_108 | [6 empty] | #N/A |  | PGE_Kern_Solar_Generic |  |  | #N/A |  |  |  |  | PGE_Kern_Solar_Generic |  |  |  |  | #N/A |  |  |  | PGE_Kern_Solar_Generic | PGE_Kern_Solar | PGE_Kern_Solar_108 | [6 empty] | #N/A |  | PGE_Kern_Solar_Generic |  |  | #N/A |  |  |  |  | PGE_Kern_Solar_Generic |  |  |  |  | #N/A |  |  |  | PGE_Kern_Solar_Generic | PGE_Kern_Solar | PGE_Kern_Solar_108 | 0 | 0 | 0 | 0 | 0 | 0 | 0 | 0 | 0 | 0 | 0 | 0.1 | 0 | 0 | 0 | 0 | 0.1 | 0 | 0 | 0 | 0 | 0.1 | 0 | 0 | 0 | 0.1 | PG&E KERN
PGE_Kern_Solar_Generic | PGE_Kern_Solar | PGE_Kern_Solar_109 | 0 | 0 | 0 | 0 | 0 | 0 | #N/A | 0 | PGE_Kern_Solar_Generic | 0 | 0 | #N/A | 0 | 0 | 0 | 0 | PGE_Kern_Solar_Generic | 0 | 0 | 0 | 0 | #N/A | 0 | 0 | 0 | PGE_Kern_Solar_Generic | PGE_Kern_Solar | PGE_Kern_Solar_109 | 0 | 0 | 0 | 0 | 0 | 0 | 0 | #N/A | 0 | PGE_Kern_Solar_Generic | 0 | 0 | #N/A | 0 | 0 | 0 | 0 | PGE_Kern_Solar_Generic | PGE_Kern_Solar | PGE_Kern_Solar_109 | 0 | 0 | 0 | 0 | 0 | 0 | #N/A | #N/A | #N/A | 0 | 0 | 0 | 0 | 0 | 0 | PGE_Kern_Solar_Generic | 0 | #N/A | 0 | 0 | PGE_Kern_Solar_Generic | 0 | 0 | 0 | 0 | #N/A | #N/A | #N/A | #N/A | #N/A | #N/A | 0 | 0 | 0 | PGE_Kern_Solar_Generic | PGE_Kern_Solar | PGE_Kern_Solar_109 | [6 empty] | #N/A |  | PGE_Kern_Solar_Generic |  |  | #N/A |  |  |  |  | PGE_Kern_Solar_Generic |  |  |  |  | #N/A |  |  |  | PGE_Kern_Solar_Generic | PGE_Kern_Solar | PGE_Kern_Solar_109 | [6 empty] | #N/A |  | PGE_Kern_Solar_Generic |  |  | #N/A |  |  |  |  | PGE_Kern_Solar_Generic |  |  |  |  | #N/A |  |  |  | PGE_Kern_Solar_Generic | PGE_Kern_Solar | PGE_Kern_Solar_109 | 0 | 0 | 0 | 0 | 0 | 0 | 0.045699 | 0 | 0.045699 | 0 | 0 | 0.045699 | 0 | 0 | 0 | 0 | 0.045699 | 0 | 0 | 0 | 0 | 0.045699 | 0 | 0 | 0 | 0.045699 | PG&E KERN
PGE_Kern_Solar_Generic | PGE_Kern_Solar | PGE_Kern_Solar_111 | 0 | 0 | 0 | 0 | 0 | 0 | #N/A | 0 | PGE_Kern_Solar_Generic | 0 | 0 | #N/A | 0 | 0 | 0 | 0 | PGE_Kern_Solar_Generic | 0 | 0 | 0 | 0 | #N/A | 0 | 0 | 0 | PGE_Kern_Solar_Generic | PGE_Kern_Solar | PGE_Kern_Solar_111 | 0 | 0 | 0 | 0 | 0 | 0 | 0 | #N/A | 0 | PGE_Kern_Solar_Generic | 0 | 0 | #N/A | 0 | 0 | 0 | 0 | PGE_Kern_Solar_Generic | PGE_Kern_Solar | PGE_Kern_Solar_111 | 0 | 0 | 0 | 0 | 0 | 0 | #N/A | #N/A | #N/A | 0 | 0 | 0 | 0 | 0 | 0 | PGE_Kern_Solar_Generic | 0 | #N/A | 0 | 0 | PGE_Kern_Solar_Generic | 0 | 0 | 0 | 0 | #N/A | #N/A | #N/A | #N/A | #N/A | #N/A | 0 | 0 | 0 | PGE_Kern_Solar_Generic | PGE_Kern_Solar | PGE_Kern_Solar_111 | [6 empty] | #N/A |  | PGE_Kern_Solar_Generic |  |  | #N/A |  |  |  |  | PGE_Kern_Solar_Generic |  |  |  |  | #N/A |  |  |  | PGE_Kern_Solar_Generic | PGE_Kern_Solar | PGE_Kern_Solar_111 | [6 empty] | #N/A |  | PGE_Kern_Solar_Generic |  |  | #N/A |  |  |  |  | PGE_Kern_Solar_Generic |  |  |  |  | #N/A |  |  |  | PGE_Kern_Solar_Generic | PGE_Kern_Solar | PGE_Kern_Solar_111 | 0 | 0 | 0 | 0 | 0 | 0 | 0 | 0 | 0 | 0 | 0 | 0 | 0 | 0 | 0 | 0 | 0 | 0 | 0 | 0 | 0 | 0 | 0 | 0 | 0 | 0 | PG&E KERN
PGE_Kern_Solar_Generic | PGE_Kern_Solar | PGE_Kern_Solar_112 | 0 | 0 | 0 | 0 | 0 | 0 | #N/A | 0 | PGE_Kern_Solar_Generic | 0 | 0 | #N/A | 0 | 0 | 0 | 0 | PGE_Kern_Solar_Generic | 0 | 0 | 0 | 0 | #N/A | 0 | 0 | 0 | PGE_Kern_Solar_Generic | PGE_Kern_Solar | PGE_Kern_Solar_112 | 0 | 0 | 0 | 0 | 0 | 0 | 0 | #N/A | 0 | PGE_Kern_Solar_Generic | 0 | 0 | #N/A | 0 | 0 | 0 | 0 | PGE_Kern_Solar_Generic | PGE_Kern_Solar | PGE_Kern_Solar_112 | 0 | 0 | 0 | 0 | 0 | 0 | #N/A | #N/A | #N/A | 0 | 0 | 0 | 0 | 0 | 0 | PGE_Kern_Solar_Generic | 0 | #N/A | 0 | 0 | PGE_Kern_Solar_Generic | 0 | 0 | 0 | 0 | #N/A | #N/A | #N/A | #N/A | #N/A | #N/A | 0 | 0 | 0 | PGE_Kern_Solar_Generic | PGE_Kern_Solar | PGE_Kern_Solar_112 | [6 empty] | #N/A |  | PGE_Kern_Solar_Generic |  |  | #N/A |  |  |  |  | PGE_Kern_Solar_Generic |  |  |  |  | #N/A |  |  |  | PGE_Kern_Solar_Generic | PGE_Kern_Solar | PGE_Kern_Solar_112 | [6 empty] | #N/A |  | PGE_Kern_Solar_Generic |  |  | #N/A |  |  |  |  | PGE_Kern_Solar_Generic |  |  |  |  | #N/A |  |  |  | PGE_Kern_Solar_Generic | PGE_Kern_Solar | PGE_Kern_Solar_112 | 0 | 0 | 0 | 0 | 0 | 0 | 0.0041221 | 0 | 0.0041221 | 0 | 0 | 0.0041221 | 0 | 0 | 0 | 0 | 0.0041221 | 0 | 0 | 0 | 0 | 0.0041221 | 0 | 0 | 0 | 0.0041221 | PG&E KERN
PGE_Kern_Solar_Generic | PGE_Kern_Solar | PGE_Kern_Solar_113 | 0 | 0 | 0 | 0 | 0 | 0 | #N/A | 0 | PGE_Kern_Solar_Generic | 0 | 0 | #N/A | 0 | 0 | 0 | 0 | PGE_Kern_Solar_Generic | 0 | 0 | 0 | 0 | #N/A | 0 | 0 | 0 | PGE_Kern_Solar_Generic | PGE_Kern_Solar | PGE_Kern_Solar_113 | 0 | 0 | 0 | 0 | 0 | 0 | 0 | #N/A | 0 | PGE_Kern_Solar_Generic | 0 | 0 | #N/A | 0 | 0 | 0 | 0 | PGE_Kern_Solar_Generic | PGE_Kern_Solar | PGE_Kern_Solar_113 | 0 | 0 | 0 | 0 | 0 | 0 | #N/A | #N/A | #N/A | 0 | 0 | 0 | 0 | 0 | 0 | PGE_Kern_Solar_Generic | 0 | #N/A | 0 | 0 | PGE_Kern_Solar_Generic | 0 | 0 | 0 | 0 | #N/A | #N/A | #N/A | #N/A | #N/A | #N/A | 0 | 0 | 0 | PGE_Kern_Solar_Generic | PGE_Kern_Solar | PGE_Kern_Solar_113 | [6 empty] | #N/A |  | PGE_Kern_Solar_Generic |  |  | #N/A |  |  |  |  | PGE_Kern_Solar_Generic |  |  |  |  | #N/A |  |  |  | PGE_Kern_Solar_Generic | PGE_Kern_Solar | PGE_Kern_Solar_113 | [6 empty] | #N/A |  | PGE_Kern_Solar_Generic |  |  | #N/A |  |  |  |  | PGE_Kern_Solar_Generic |  |  |  |  | #N/A |  |  |  | PGE_Kern_Solar_Generic | PGE_Kern_Solar | PGE_Kern_Solar_113 | 0 | 0 | 0 | 0 | 0 | 0 | 0 | 0 | 0 | 0 | 0 | 0 | 0 | 0 | 0 | 0 | 0 | 0 | 0 | 0 | 0 | 0 | 0 | 0 | 0 | 0 | PG&E KERN
PGE_Kern_Solar_Generic | PGE_Kern_Solar | PGE_Kern_Solar_122 | 0 | 0 | 0 | 0 | 0 | 0 | #N/A | 0 | PGE_Kern_Solar_Generic | 0 | 0 | #N/A | 0 | 0 | 0 | 0 | PGE_Kern_Solar_Generic | 0 | 0 | 0 | 0 | #N/A | 0 | 0 | 0 | PGE_Kern_Solar_Generic | PGE_Kern_Solar | PGE_Kern_Solar_122 | 0 | 0 | 0 | 0 | 0 | 0 | 0 | #N/A | 0 | PGE_Kern_Solar_Generic | 0 | 0 | #N/A | 0 | 0 | 0 | 0 | PGE_Kern_Solar_Generic | PGE_Kern_Solar | PGE_Kern_Solar_122 | 0 | 0 | 0 | 0 | 0 | 0 | #N/A | #N/A | #N/A | 0 | 0 | 0 | 0 | 0 | 0 | PGE_Kern_Solar_Generic | 0 | #N/A | 0 | 0 | PGE_Kern_Solar_Generic | 0 | 0 | 0 | 0 | #N/A | #N/A | #N/A | #N/A | #N/A | #N/A | 0 | 0 | 0 | PGE_Kern_Solar_Generic | PGE_Kern_Solar | PGE_Kern_Solar_122 | [6 empty] | #N/A |  | PGE_Kern_Solar_Generic |  |  | #N/A |  |  |  |  | PGE_Kern_Solar_Generic |  |  |  |  | #N/A |  |  |  | PGE_Kern_Solar_Generic | PGE_Kern_Solar | PGE_Kern_Solar_122 | [6 empty] | #N/A |  | PGE_Kern_Solar_Generic |  |  | #N/A |  |  |  |  | PGE_Kern_Solar_Generic |  |  |  |  | #N/A |  |  |  | PGE_Kern_Solar_Generic | PGE_Kern_Solar | PGE_Kern_Solar_122 | 0 | 0 | 0 | 0 | 0 | 0 | 0 | 0 | 0 | 0 | 0 | 0 | 0 | 0 | 0 | 0 | 1.0515 | 0 | 0 | 0 | 0 | 1.0515 | 0 | 0 | 0 | 1.0515 | PG&E KERN
PGE_Kern_Solar_Generic | PGE_Kern_Solar | PGE_Kern_Solar_126 | 0 | 0 | 0 | 0 | 0 | 0 | #N/A | 0 | PGE_Kern_Solar_Generic | 0 | 0 | #N/A | 0 | 0 | 0 | 0 | PGE_Kern_Solar_Generic | 0 | 0 | 0 | 0 | #N/A | 0 | 0 | 0 | PGE_Kern_Solar_Generic | PGE_Kern_Solar | PGE_Kern_Solar_126 | 0 | 0 | 0 | 0 | 0 | 0 | 0 | #N/A | 0 | PGE_Kern_Solar_Generic | 0 | 0 | #N/A | 0 | 0 | 0 | 0 | PGE_Kern_Solar_Generic | PGE_Kern_Solar | PGE_Kern_Solar_126 | 0 | 0 | 0 | 0 | 0 | 0 | #N/A | #N/A | #N/A | 0 | 0 | 0 | 0 | 0 | 0 | PGE_Kern_Solar_Generic | 0 | #N/A | 0 | 0 | PGE_Kern_Solar_Generic | 0 | 0 | 0 | 0 | #N/A | #N/A | #N/A | #N/A | #N/A | #N/A | 0 | 0 | 0 | PGE_Kern_Solar_Generic | PGE_Kern_Solar | PGE_Kern_Solar_126 | [6 empty] | #N/A |  | PGE_Kern_Solar_Generic |  |  | #N/A |  |  |  |  | PGE_Kern_Solar_Generic |  |  |  |  | #N/A |  |  |  | PGE_Kern_Solar_Generic | PGE_Kern_Solar | PGE_Kern_Solar_126 | [6 empty] | #N/A |  | PGE_Kern_Solar_Generic |  |  | #N/A |  |  |  |  | PGE_Kern_Solar_Generic |  |  |  |  | #N/A |  |  |  | PGE_Kern_Solar_Generic | PGE_Kern_Solar | PGE_Kern_Solar_126 | 0 | 0 | 0 | 0 | 0 | 0 | 0 | 0 | 0 | 0 | 0 | 0 | 0 | 0 | 0 | 0 | 0 | 0 | 0 | 0 | 0 | 0 | 0 | 0 | 0 | 0 | PG&E KERN
PGE_Kern_Solar_Generic | PGE_Kern_Solar | PGE_Kern_Solar_130 | 0 | 0 | 0 | 0 | 0 | 0 | #N/A | 0 | PGE_Kern_Solar_Generic | 0 | 0 | #N/A | 0 | 0 | 0 | 0 | PGE_Kern_Solar_Generic | 0 | 0 | 0 | 0 | #N/A | 0 | 0 | 0 | PGE_Kern_Solar_Generic | PGE_Kern_Solar | PGE_Kern_Solar_130 | 0 | 0 | 0 | 0 | 0 | 0 | 0 | #N/A | 0 | PGE_Kern_Solar_Generic | 0 | 0 | #N/A | 0 | 0 | 0 | 0 | PGE_Kern_Solar_Generic | PGE_Kern_Solar | PGE_Kern_Solar_130 | 0 | 0 | 0 | 0 | 0 | 0 | #N/A | #N/A | #N/A | 0 | 0 | 0 | 0 | 0 | 0 | PGE_Kern_Solar_Generic | 0 | #N/A | 0 | 0 | PGE_Kern_Solar_Generic | 0 | 0 | 0 | 0 | #N/A | #N/A | #N/A | #N/A | #N/A | #N/A | 0 | 0 | 0 | PGE_Kern_Solar_Generic | PGE_Kern_Solar | PGE_Kern_Solar_130 | [6 empty] | #N/A |  | PGE_Kern_Solar_Generic |  |  | #N/A |  |  |  |  | PGE_Kern_Solar_Generic |  |  |  |  | #N/A |  |  |  | PGE_Kern_Solar_Generic | PGE_Kern_Solar | PGE_Kern_Solar_130 | [6 empty] | #N/A |  | PGE_Kern_Solar_Generic |  |  | #N/A |  |  |  |  | PGE_Kern_Solar_Generic |  |  |  |  | #N/A |  |  |  | PGE_Kern_Solar_Generic | PGE_Kern_Solar | PGE_Kern_Solar_130 | 0 | 0 | 0 | 0 | 0 | 0 | 0 | 0 | 0.36507 | 0 | 0 | 0.36507 | 0 | 0 | 0 | 0 | 0.59392 | 0 | 0 | 0 | 0 | 0.59392 | 0 | 0 | 0 | 0.59392 | PG&E KERN
PGE_Kern_Solar_Generic | PGE_Kern_Solar | PGE_Kern_Solar_68 | 0 | 0 | 0 | 0 | 0 | 0 | #N/A | 0 | PGE_Kern_Solar_Generic | 0 | 0 | #N/A | 0 | 0 | 0 | 0 | PGE_Kern_Solar_Generic | 0 | 0 | 0 | 0 | #N/A | 0 | 0 | 0 | PGE_Kern_Solar_Generic | PGE_Kern_Solar | PGE_Kern_Solar_68 | 0 | 0 | 0 | 0 | 0 | 0 | 0 | #N/A | 0 | PGE_Kern_Solar_Generic | 0 | 0 | #N/A | 0 | 0 | 0 | 0 | PGE_Kern_Solar_Generic | PGE_Kern_Solar | PGE_Kern_Solar_68 | 0 | 0 | 0 | 0 | 0 | 0 | #N/A | #N/A | #N/A | 0 | 0 | 0 | 0 | 0 | 0 | PGE_Kern_Solar_Generic | 0 | #N/A | 0 | 0 | PGE_Kern_Solar_Generic | 0 | 0 | 0 | 0 | #N/A | #N/A | #N/A | #N/A | #N/A | #N/A | 0 | 0 | 0 | PGE_Kern_Solar_Generic | PGE_Kern_Solar | PGE_Kern_Solar_68 | [6 empty] | #N/A |  | PGE_Kern_Solar_Generic |  |  | #N/A |  |  |  |  | PGE_Kern_Solar_Generic |  |  |  |  | #N/A |  |  |  | PGE_Kern_Solar_Generic | PGE_Kern_Solar | PGE_Kern_Solar_68 | [6 empty] | #N/A |  | PGE_Kern_Solar_Generic |  |  | #N/A |  |  |  |  | PGE_Kern_Solar_Generic |  |  |  |  | #N/A |  |  |  | PGE_Kern_Solar_Generic | PGE_Kern_Solar | PGE_Kern_Solar_68 | 0 | 0 | 0 | 0 | 0 | 0 | 0 | 0 | 0.26316 | 0 | 0 | 0.26316 | 0 | 0 | 0 | 0 | 0.26316 | 0 | 0 | 0 | 0 | 0.27202 | 0 | 0 | 0 | 0.27202 | PG&E KERN
PGE_Kern_Solar_Generic | PGE_Kern_Solar | PGE_Kern_Solar_72 | 0 | 0 | 0 | 0 | 0 | 0 | #N/A | 0 | PGE_Kern_Solar_Generic | 0 | 0 | #N/A | 0 | 0 | 0 | 0 | PGE_Kern_Solar_Generic | 0 | 0 | 0 | 0 | #N/A | 0 | 0 | 0 | PGE_Kern_Solar_Generic | PGE_Kern_Solar | PGE_Kern_Solar_72 | 0 | 0 | 0 | 0 | 0 | 0 | 0 | #N/A | 0 | PGE_Kern_Solar_Generic | 0 | 0 | #N/A | 0 | 0 | 0 | 0 | PGE_Kern_Solar_Generic | PGE_Kern_Solar | PGE_Kern_Solar_72 | 0 | 0 | 0 | 0 | 0 | 0 | #N/A | #N/A | #N/A | 0 | 0 | 0 | 0 | 0 | 0 | PGE_Kern_Solar_Generic | 0 | #N/A | 0 | 0 | PGE_Kern_Solar_Generic | 0 | 0 | 0 | 0 | #N/A | #N/A | #N/A | #N/A | #N/A | #N/A | 0 | 0 | 0 | PGE_Kern_Solar_Generic | PGE_Kern_Solar | PGE_Kern_Solar_72 | [6 empty] | #N/A |  | PGE_Kern_Solar_Generic |  |  | #N/A |  |  |  |  | PGE_Kern_Solar_Generic |  |  |  |  | #N/A |  |  |  | PGE_Kern_Solar_Generic | PGE_Kern_Solar | PGE_Kern_Solar_72 | [6 empty] | #N/A |  | PGE_Kern_Solar_Generic |  |  | #N/A |  |  |  |  | PGE_Kern_Solar_Generic |  |  |  |  | #N/A |  |  |  | PGE_Kern_Solar_Generic | PGE_Kern_Solar | PGE_Kern_Solar_72 | 0 | 0 | 0 | 0 | 0 | 0 | 0 | 0 | 0 | 0 | 0 | 0 | 0 | 0 | 0 | 0 | 0 | 0 | 0 | 0 | 0 | 0.012279 | 0 | 0 | 0 | 0.012279 | PG&E KERN
PGE_Kern_Solar_Generic | PGE_Kern_Solar | PGE_Kern_Solar_74 | 0 | 0 | 0 | 0 | 0 | 0 | #N/A | 0 | PGE_Kern_Solar_Generic | 0 | 0 | #N/A | 0 | 0 | 0 | 0 | PGE_Kern_Solar_Generic | 0 | 0 | 0 | 0 | #N/A | 0 | 0 | 0 | PGE_Kern_Solar_Generic | PGE_Kern_Solar | PGE_Kern_Solar_74 | 0 | 0 | 0 | 0 | 0 | 0 | 0 | #N/A | 0 | PGE_Kern_Solar_Generic | 0 | 0 | #N/A | 0 | 0 | 0 | 0 | PGE_Kern_Solar_Generic | PGE_Kern_Solar | PGE_Kern_Solar_74 | 0 | 0 | 0 | 0 | 0 | 0 | #N/A | #N/A | #N/A | 0 | 0 | 0 | 0 | 0 | 0 | PGE_Kern_Solar_Generic | 0 | #N/A | 0 | 0 | PGE_Kern_Solar_Generic | 0 | 0 | 0 | 0 | #N/A | #N/A | #N/A | #N/A | #N/A | #N/A | 0 | 0 | 0 | PGE_Kern_Solar_Generic | PGE_Kern_Solar | PGE_Kern_Solar_74 | [6 empty] | #N/A |  | PGE_Kern_Solar_Generic |  |  | #N/A |  |  |  |  | PGE_Kern_Solar_Generic |  |  |  |  | #N/A |  |  |  | PGE_Kern_Solar_Generic | PGE_Kern_Solar | PGE_Kern_Solar_74 | [6 empty] | #N/A |  | PGE_Kern_Solar_Generic |  |  | #N/A |  |  |  |  | PGE_Kern_Solar_Generic |  |  |  |  | #N/A |  |  |  | PGE_Kern_Solar_Generic | PGE_Kern_Solar | PGE_Kern_Solar_74 | 0 | 0 | 0 | 0 | 0 | 0 | 0 | 0 | 0.375 | 0 | 0 | 0.375 | 0 | 0 | 0 | 0 | 0.375 | 0 | 0 | 0 | 0 | 0.375 | 0 | 0 | 0 | 0.375 | PG&E KERN
PGE_Kern_Solar_Generic | PGE_Kern_Solar | PGE_Kern_Solar_83 | 0 | 0 | 0 | 0 | 0 | 0 | #N/A | 0 | PGE_Kern_Solar_Generic | 0 | 0 | #N/A | 0 | 0 | 0 | 0 | PGE_Kern_Solar_Generic | 0 | 0 | 0 | 0 | #N/A | 0 | 0 | 0 | PGE_Kern_Solar_Generic | PGE_Kern_Solar | PGE_Kern_Solar_83 | 0 | 0 | 0 | 0 | 0 | 0 | 0 | #N/A | 0 | PGE_Kern_Solar_Generic | 0 | 0 | #N/A | 0 | 0 | 0 | 0 | PGE_Kern_Solar_Generic | PGE_Kern_Solar | PGE_Kern_Solar_83 | 0 | 0 | 0 | 0 | 0 | 0 | #N/A | #N/A | #N/A | 0 | 0 | 0 | 0 | 0 | 0 | PGE_Kern_Solar_Generic | 0 | #N/A | 0 | 0 | PGE_Kern_Solar_Generic | 0 | 0 | 0 | 0 | #N/A | #N/A | #N/A | #N/A | #N/A | #N/A | 0 | 0 | 0 | PGE_Kern_Solar_Generic | PGE_Kern_Solar | PGE_Kern_Solar_83 | [6 empty] | #N/A |  | PGE_Kern_Solar_Generic |  |  | #N/A |  |  |  |  | PGE_Kern_Solar_Generic |  |  |  |  | #N/A |  |  |  | PGE_Kern_Solar_Generic | PGE_Kern_Solar | PGE_Kern_Solar_83 | [6 empty] | #N/A |  | PGE_Kern_Solar_Generic |  |  | #N/A |  |  |  |  | PGE_Kern_Solar_Generic |  |  |  |  | #N/A |  |  |  | PGE_Kern_Solar_Generic | PGE_Kern_Solar | PGE_Kern_Solar_83 | 0 | 0 | 0 | 0 | 0 | 0 | 0 | 0 | 0.3 | 0 | 0 | 0.3 | 0 | 0 | 0 | 0 | 0.3 | 0 | 0 | 0 | 0 | 0.3 | 0 | 0 | 0 | 0.3 | PG&E KERN
PGE_Kern_Solar_Generic | PGE_Kern_Solar | PGE_Kern_Solar_92 | 0 | 0 | 0 | 0 | 0 | 0 | #N/A | 0 | PGE_Kern_Solar_Generic | 0 | 0 | #N/A | 0 | 0 | 0 | 0 | PGE_Kern_Solar_Generic | 0 | 0 | 0 | 0 | #N/A | 0 | 0 | 0 | PGE_Kern_Solar_Generic | PGE_Kern_Solar | PGE_Kern_Solar_92 | 0 | 0 | 0 | 0 | 0 | 0 | 0 | #N/A | 0 | PGE_Kern_Solar_Generic | 0 | 0 | #N/A | 0 | 0 | 0 | 0 | PGE_Kern_Solar_Generic | PGE_Kern_Solar | PGE_Kern_Solar_92 | 0 | 0 | 0 | 0 | 0 | 0 | #N/A | #N/A | #N/A | 0 | 0 | 0 | 0 | 0 | 0 | PGE_Kern_Solar_Generic | 0 | #N/A | 0 | 0 | PGE_Kern_Solar_Generic | 0 | 0 | 0 | 0 | #N/A | #N/A | #N/A | #N/A | #N/A | #N/A | 0 | 0 | 0 | PGE_Kern_Solar_Generic | PGE_Kern_Solar | PGE_Kern_Solar_92 | [6 empty] | #N/A |  | PGE_Kern_Solar_Generic |  |  | #N/A |  |  |  |  | PGE_Kern_Solar_Generic |  |  |  |  | #N/A |  |  |  | PGE_Kern_Solar_Generic | PGE_Kern_Solar | PGE_Kern_Solar_92 | [6 empty] | #N/A |  | PGE_Kern_Solar_Generic |  |  | #N/A |  |  |  |  | PGE_Kern_Solar_Generic |  |  |  |  | #N/A |  |  |  | PGE_Kern_Solar_Generic | PGE_Kern_Solar | PGE_Kern_Solar_92 | 0 | 0 | 0 | 0 | 0 | 0 | 0.1 | 0 | 0.1 | 0 | 0 | 0.1 | 0 | 0 | 0 | 0 | 0.1 | 0 | 0 | 0 | 0 | 0.1 | 0 | 0 | 0 | 0.1 | PG&E KERN
PGE_Kern_Solar_Generic | PGE_Kern_Solar | PGE_Kern_Solar_93 | 0 | 0 | 0 | 0 | 0 | 0 | #N/A | 0 | PGE_Kern_Solar_Generic | 0 | 0 | #N/A | 0 | 0 | 0 | 0 | PGE_Kern_Solar_Generic | 0 | 0 | 0 | 0 | #N/A | 0 | 0 | 0 | PGE_Kern_Solar_Generic | PGE_Kern_Solar | PGE_Kern_Solar_93 | 0 | 0 | 0 | 0 | 0 | 0 | 0 | #N/A | 0 | PGE_Kern_Solar_Generic | 0 | 0 | #N/A | 0 | 0 | 0 | 0 | PGE_Kern_Solar_Generic | PGE_Kern_Solar | PGE_Kern_Solar_93 | 0 | 0 | 0 | 0 | 0 | 0 | #N/A | #N/A | #N/A | 0 | 0 | 0 | 0 | 0 | 0 | PGE_Kern_Solar_Generic | 0 | #N/A | 0 | 0 | PGE_Kern_Solar_Generic | 0 | 0 | 0 | 0 | #N/A | #N/A | #N/A | #N/A | #N/A | #N/A | 0 | 0 | 0 | PGE_Kern_Solar_Generic | PGE_Kern_Solar | PGE_Kern_Solar_93 | [6 empty] | #N/A |  | PGE_Kern_Solar_Generic |  |  | #N/A |  |  |  |  | PGE_Kern_Solar_Generic |  |  |  |  | #N/A |  |  |  | PGE_Kern_Solar_Generic | PGE_Kern_Solar | PGE_Kern_Solar_93 | [6 empty] | #N/A |  | PGE_Kern_Solar_Generic |  |  | #N/A |  |  |  |  | PGE_Kern_Solar_Generic |  |  |  |  | #N/A |  |  |  | PGE_Kern_Solar_Generic | PGE_Kern_Solar | PGE_Kern_Solar_93 | 0 | 0 | 0 | 0 | 0 | 0 | 0 | 0 | 1.4988 | 0 | 0 | 5.7082 | 0 | 0 | 0 | 0 | 5.7082 | 0 | 0 | 0 | 0 | 5.7082 | 0 | 0 | 0 | 5.7082 | PG&E KERN
PGE_Kern_Solar_Generic | PGE_Kern_Solar | PGE_Kern_Solar_95 | 0 | 0 | 0 | 0 | 0 | 0 | #N/A | 0 | PGE_Kern_Solar_Generic | 0 | 0 | #N/A | 0 | 0 | 0 | 0 | PGE_Kern_Solar_Generic | 0 | 0 | 0 | 0 | #N/A | 0 | 0 | 0 | PGE_Kern_Solar_Generic | PGE_Kern_Solar | PGE_Kern_Solar_95 | 0 | 0 | 0 | 0 | 0 | 0 | 0 | #N/A | 0 | PGE_Kern_Solar_Generic | 0 | 0 | #N/A | 0 | 0 | 0 | 0 | PGE_Kern_Solar_Generic | PGE_Kern_Solar | PGE_Kern_Solar_95 | 0 | 0 | 0 | 0 | 0 | 0 | #N/A | #N/A | #N/A | 0 | 0 | 0 | 0 | 0 | 0 | PGE_Kern_Solar_Generic | 0 | #N/A | 0 | 0 | PGE_Kern_Solar_Generic | 0 | 0 | 0 | 0 | #N/A | #N/A | #N/A | #N/A | #N/A | #N/A | 0 | 0 | 0 | PGE_Kern_Solar_Generic | PGE_Kern_Solar | PGE_Kern_Solar_95 | [6 empty] | #N/A |  | PGE_Kern_Solar_Generic |  |  | #N/A |  |  |  |  | PGE_Kern_Solar_Generic |  |  |  |  | #N/A |  |  |  | PGE_Kern_Solar_Generic | PGE_Kern_Solar | PGE_Kern_Solar_95 | [6 empty] | #N/A |  | PGE_Kern_Solar_Generic |  |  | #N/A |  |  |  |  | PGE_Kern_Solar_Generic |  |  |  |  | #N/A |  |  |  | PGE_Kern_Solar_Generic | PGE_Kern_Solar | PGE_Kern_Solar_95 | 0 | 0 | 0 | 0 | 0 | 0 | 0 | 0 | 0.032672 | 0 | 0 | 0.032672 | 0 | 0 | 0 | 0 | 0.032672 | 0 | 0 | 0 | 0 | 0.032672 | 0 | 0 | 0 | 0.032672 | PG&E KERN
PGE_Kern_Solar_Generic | PGE_Kern_Solar | PGE_Kern_Solar_98 | 0 | 0 | 0 | 0 | 0 | 0 | #N/A | 0 | PGE_Kern_Solar_Generic | 0 | 0 | #N/A | 0 | 0 | 0 | 0 | PGE_Kern_Solar_Generic | 0 | 0 | 0 | 0 | #N/A | 0 | 0 | 0 | PGE_Kern_Solar_Generic | PGE_Kern_Solar | PGE_Kern_Solar_98 | 0 | 0 | 0 | 0 | 0 | 0 | 0 | #N/A | 0 | PGE_Kern_Solar_Generic | 0 | 0 | #N/A | 0 | 0 | 0 | 0 | PGE_Kern_Solar_Generic | PGE_Kern_Solar | PGE_Kern_Solar_98 | 0 | 0 | 0 | 0 | 0 | 0 | #N/A | #N/A | #N/A | 0 | 0 | 0 | 0 | 0 | 0 | PGE_Kern_Solar_Generic | 0 | #N/A | 0 | 0 | PGE_Kern_Solar_Generic | 0 | 0 | 0 | 0 | #N/A | #N/A | #N/A | #N/A | #N/A | #N/A | 0 | 0 | 0 | PGE_Kern_Solar_Generic | PGE_Kern_Solar | PGE_Kern_Solar_98 | [6 empty] | #N/A |  | PGE_Kern_Solar_Generic |  |  | #N/A |  |  |  |  | PGE_Kern_Solar_Generic |  |  |  |  | #N/A |  |  |  | PGE_Kern_Solar_Generic | PGE_Kern_Solar | PGE_Kern_Solar_98 | [6 empty] | #N/A |  | PGE_Kern_Solar_Generic |  |  | #N/A |  |  |  |  | PGE_Kern_Solar_Generic |  |  |  |  | #N/A |  |  |  | PGE_Kern_Solar_Generic | PGE_Kern_Solar | PGE_Kern_Solar_98 | 0 | 0 | 0 | 0 | 0 | 0 | 0 | 0 | 0.059074 | 0 | 0 | 0.059074 | 0 | 0 | 0 | 0 | 0.059074 | 0 | 0 | 0 | 0 | 0.059074 | 0 | 0 | 0 | 0.059074 | PG&E KERN
PGE_Kern_Solar_Generic | PGE_Kern_Solar | PGE_Kern_Solar_99 | 0 | 0 | 0 | 0 | 0 | 0 | #N/A | 0 | PGE_Kern_Solar_Generic | 0 | 0 | #N/A | 0 | 0 | 0 | 0 | PGE_Kern_Solar_Generic | 0 | 0 | 0 | 0 | #N/A | 0 | 0 | 0 | PGE_Kern_Solar_Generic | PGE_Kern_Solar | PGE_Kern_Solar_99 | 0 | 0 | 0 | 0 | 0 | 0 | 0 | #N/A | 0 | PGE_Kern_Solar_Generic | 0 | 0 | #N/A | 0 | 0 | 0 | 0 | PGE_Kern_Solar_Generic | PGE_Kern_Solar | PGE_Kern_Solar_99 | 0 | 0 | 0 | 0 | 0 | 0 | #N/A | #N/A | #N/A | 0 | 0 | 0 | 0 | 0 | 0 | PGE_Kern_Solar_Generic | 0 | #N/A | 0 | 0 | PGE_Kern_Solar_Generic | 0 | 0 | 0 | 0 | #N/A | #N/A | #N/A | #N/A | #N/A | #N/A | 0 | 0 | 0 | PGE_Kern_Solar_Generic | PGE_Kern_Solar | PGE_Kern_Solar_99 | [6 empty] | #N/A |  | PGE_Kern_Solar_Generic |  |  | #N/A |  |  |  |  | PGE_Kern_Solar_Generic |  |  |  |  | #N/A |  |  |  | PGE_Kern_Solar_Generic | PGE_Kern_Solar | PGE_Kern_Solar_99 | [6 empty] | #N/A |  | PGE_Kern_Solar_Generic |  |  | #N/A |  |  |  |  | PGE_Kern_Solar_Generic |  |  |  |  | #N/A |  |  |  | PGE_Kern_Solar_Generic | PGE_Kern_Solar | PGE_Kern_Solar_99 | 0 | 0 | 0 | 0 | 0 | 0 | 0 | 0 | 0.25492 | 0 | 0 | 0.25492 | 0 | 0 | 0 | 0 | 0.25492 | 0 | 0 | 0 | 0 | 0.25492 | 0 | 0 | 0 | 0.25492 | PG&E KERN
PGE_Kern_Wind_Generic | PGE_Kern_Wind | PGE_Kern_Wind_101 | 0 | 0 | 0 | 0 | 0 | 0 | #N/A | 0 | PGE_Kern_Wind_Generic | 0 | 0 | #N/A | 0 | 0 | 0 | 0 | PGE_Kern_Wind_Generic | 0 | 0 | 0 | 0 | #N/A | 0 | 0 | 0 | PGE_Kern_Wind_Generic | PGE_Kern_Wind | PGE_Kern_Wind_101 | 0 | 0 | 0 | 0 | 0 | 0 | 0 | #N/A | 0 | PGE_Kern_Wind_Generic | 0 | 0 | #N/A | 0 | 0 | 0 | 0 | PGE_Kern_Wind_Generic | PGE_Kern_Wind | PGE_Kern_Wind_101 | 0 | 0 | 0 | 0 | 0 | 0 | #N/A | #N/A | #N/A | 0 | 0 | 0 | 0 | 0 | 0 | PGE_Kern_Wind_Generic | 0 | #N/A | 0 | 0 | PGE_Kern_Wind_Generic | 0 | 0 | 0 | 0 | #N/A | #N/A | #N/A | #N/A | #N/A | #N/A | 0 | 0 | 0 | PGE_Kern_Wind_Generic | PGE_Kern_Wind | PGE_Kern_Wind_101 | [6 empty] | #N/A |  | PGE_Kern_Wind_Generic |  |  | #N/A |  |  |  |  | PGE_Kern_Wind_Generic |  |  |  |  | #N/A |  |  |  | PGE_Kern_Wind_Generic | PGE_Kern_Wind | PGE_Kern_Wind_101 | [6 empty] | #N/A |  | PGE_Kern_Wind_Generic |  |  | #N/A |  |  |  |  | PGE_Kern_Wind_Generic |  |  |  |  | #N/A |  |  |  | PGE_Kern_Wind_Generic | PGE_Kern_Wind | PGE_Kern_Wind_101 | 0 | 0 | 0 | 0 | 0 | 0 | 0 | 0 | 0 | 0 | 0 | 0 | 0 | 0 | 0 | 0 | 0 | 0 | 0 | 0 | 0 | 0 | 0 | 0 | 0 | 0 | PG&E KERN
PGE_Kern_Wind_Generic | PGE_Kern_Wind | PGE_Kern_Wind_111 | 0 | 0 | 0 | 0 | 0 | 0 | #N/A | 0 | PGE_Kern_Wind_Generic | 0 | 0 | #N/A | 0 | 0 | 0 | 0 | PGE_Kern_Wind_Generic | 0 | 0 | 0 | 0 | #N/A | 0 | 0 | 0 | PGE_Kern_Wind_Generic | PGE_Kern_Wind | PGE_Kern_Wind_111 | 0 | 0 | 0 | 0 | 0 | 0 | 0 | #N/A | 0 | PGE_Kern_Wind_Generic | 0 | 0 | #N/A | 0 | 0 | 0 | 0 | PGE_Kern_Wind_Generic | PGE_Kern_Wind | PGE_Kern_Wind_111 | 0 | 0 | 0 | 0 | 0 | 0 | #N/A | #N/A | #N/A | 0 | 0 | 0 | 0 | 0 | 0 | PGE_Kern_Wind_Generic | 0 | #N/A | 0 | 0 | PGE_Kern_Wind_Generic | 0 | 0 | 0 | 0 | #N/A | #N/A | #N/A | #N/A | #N/A | #N/A | 0 | 0 | 0 | PGE_Kern_Wind_Generic | PGE_Kern_Wind | PGE_Kern_Wind_111 | [6 empty] | #N/A |  | PGE_Kern_Wind_Generic |  |  | #N/A |  |  |  |  | PGE_Kern_Wind_Generic |  |  |  |  | #N/A |  |  |  | PGE_Kern_Wind_Generic | PGE_Kern_Wind | PGE_Kern_Wind_111 | [6 empty] | #N/A |  | PGE_Kern_Wind_Generic |  |  | #N/A |  |  |  |  | PGE_Kern_Wind_Generic |  |  |  |  | #N/A |  |  |  | PGE_Kern_Wind_Generic | PGE_Kern_Wind | PGE_Kern_Wind_111 | 0 | 0 | 0 | 0 | 0 | 0 | 0 | 0 | 0 | 0 | 0 | 0 | 0 | 0 | 0 | 0 | 0 | 0 | 0 | 0 | 0 | 0 | 0 | 0 | 0 | 0 | PG&E KERN
PGE_Kern_Wind_Generic | PGE_Kern_Wind | PGE_Kern_Wind_122 | 0 | 0 | 0 | 0 | 0 | 0 | #N/A | 0 | PGE_Kern_Wind_Generic | 0 | 0 | #N/A | 0 | 0 | 0 | 0 | PGE_Kern_Wind_Generic | 0 | 0 | 0 | 0 | #N/A | 0 | 0 | 0 | PGE_Kern_Wind_Generic | PGE_Kern_Wind | PGE_Kern_Wind_122 | 0 | 0 | 0 | 0 | 0 | 0 | 0 | #N/A | 0 | PGE_Kern_Wind_Generic | 0 | 0 | #N/A | 0 | 0 | 0 | 0 | PGE_Kern_Wind_Generic | PGE_Kern_Wind | PGE_Kern_Wind_122 | 0 | 0 | 0 | 0 | 0 | 0 | #N/A | #N/A | #N/A | 0 | 0 | 0 | 0 | 0 | 0 | PGE_Kern_Wind_Generic | 0 | #N/A | 0 | 0 | PGE_Kern_Wind_Generic | 0 | 0 | 0 | 0 | #N/A | #N/A | #N/A | #N/A | #N/A | #N/A | 0 | 0 | 0 | PGE_Kern_Wind_Generic | PGE_Kern_Wind | PGE_Kern_Wind_122 | [6 empty] | #N/A |  | PGE_Kern_Wind_Generic |  |  | #N/A |  |  |  |  | PGE_Kern_Wind_Generic |  |  |  |  | #N/A |  |  |  | PGE_Kern_Wind_Generic | PGE_Kern_Wind | PGE_Kern_Wind_122 | [6 empty] | #N/A |  | PGE_Kern_Wind_Generic |  |  | #N/A |  |  |  |  | PGE_Kern_Wind_Generic |  |  |  |  | #N/A |  |  |  | PGE_Kern_Wind_Generic | PGE_Kern_Wind | PGE_Kern_Wind_122 | 0 | 0 | 0 | 0 | 0 | 0 | 0 | 0 | 0 | 0 | 0 | 0 | 0 | 0 | 0 | 0 | 0 | 0 | 0 | 0 | 0 | 0 | 0 | 0 | 0 | 0 | PG&E KERN
PGE_Kern_Wind_Generic | PGE_Kern_Wind | PGE_Kern_Wind_98 | 0 | 0 | 0 | 0 | 0 | 0 | #N/A | 0 | PGE_Kern_Wind_Generic | 0 | 0 | #N/A | 0 | 0 | 0 | 0 | PGE_Kern_Wind_Generic | 0 | 0 | 0 | 0 | #N/A | 0 | 0 | 0 | PGE_Kern_Wind_Generic | PGE_Kern_Wind | PGE_Kern_Wind_98 | 0 | 0 | 0 | 0 | 0 | 0 | 0 | #N/A | 0 | PGE_Kern_Wind_Generic | 0 | 0 | #N/A | 0 | 0 | 0 | 0 | PGE_Kern_Wind_Generic | PGE_Kern_Wind | PGE_Kern_Wind_98 | 0 | 0 | 0 | 0 | 0 | 0 | #N/A | #N/A | #N/A | 0 | 0 | 0 | 0 | 0 | 0 | PGE_Kern_Wind_Generic | 0 | #N/A | 0 | 0 | PGE_Kern_Wind_Generic | 0 | 0 | 0 | 0 | #N/A | #N/A | #N/A | #N/A | #N/A | #N/A | 0 | 0 | 0 | PGE_Kern_Wind_Generic | PGE_Kern_Wind | PGE_Kern_Wind_98 | [6 empty] | #N/A |  | PGE_Kern_Wind_Generic |  |  | #N/A |  |  |  |  | PGE_Kern_Wind_Generic |  |  |  |  | #N/A |  |  |  | PGE_Kern_Wind_Generic | PGE_Kern_Wind | PGE_Kern_Wind_98 | [6 empty] | #N/A |  | PGE_Kern_Wind_Generic |  |  | #N/A |  |  |  |  | PGE_Kern_Wind_Generic |  |  |  |  | #N/A |  |  |  | PGE_Kern_Wind_Generic | PGE_Kern_Wind | PGE_Kern_Wind_98 | 0 | 0 | 0 | 0 | 0 | 0 | 0 | 0 | 0 | 0 | 0 | 0 | 0 | 0 | 0 | 0 | 0 | 0 | 0 | 0 | 0 | 0 | 0 | 0 | 0 | 0 | PG&E KERN
PGE_Nevada_New_EGS_Generic | PGE_Nevada_New_EGS | PGE_Nevada_EGS_NF_1 | 0 | 0 | 0 | 0 | 0 | 0 | #N/A | 0 | PGE_Nevada_New_EGS_Generic | 0 | 0 | #N/A | 0 | 0 | 0 | 0 | PGE_Nevada_New_EGS_Generic | 0 | 0 | 0 | 0 | #N/A | 0 | 0 | 0 | PGE_Nevada_New_EGS_Generic | PGE_Nevada_New_EGS | PGE_Nevada_EGS_NF_1 | 0 | 0 | 0 | 0 | 0 | 0 | 0 | #N/A | 0 | PGE_Nevada_New_EGS_Generic | 0 | 0 | #N/A | 0 | 0 | 0 | 0 | PGE_Nevada_New_EGS_Generic | PGE_Nevada_New_EGS | PGE_Nevada_EGS_NF_1 | 0 | 0 | 0 | 0 | 0 | 0 | #N/A | #N/A | #N/A | 0 | 0 | 0 | 0 | 0 | 0 | PGE_Nevada_New_EGS_Generic | 0 | #N/A | 0 | 0 | PGE_Nevada_New_EGS_Generic | 0 | 0 | 0 | 0 | #N/A | #N/A | #N/A | #N/A | #N/A | #N/A | 0 | 0 | 0 | PGE_Nevada_New_EGS_Generic | PGE_Nevada_New_EGS | PGE_Nevada_EGS_NF_1 | [6 empty] | #N/A |  | PGE_Nevada_New_EGS_Generic |  |  | #N/A |  |  |  |  | PGE_Nevada_New_EGS_Generic |  |  |  |  | #N/A |  |  |  | PGE_Nevada_New_EGS_Generic | PGE_Nevada_New_EGS | PGE_Nevada_EGS_NF_1 | [6 empty] | #N/A |  | PGE_Nevada_New_EGS_Generic |  |  | #N/A |  |  |  |  | PGE_Nevada_New_EGS_Generic |  |  |  |  | #N/A |  |  |  | PGE_Nevada_New_EGS_Generic | PGE_Nevada_New_EGS | PGE_Nevada_EGS_NF_1 | 0 | 0 | 0 | 0 | 0 | 0 | 0 | 0 | 0 | 0 | 0 | 0 | 0 | 0 | 0 | 0 | 0 | 0 | 0 | 0 | 0 | 0 | 0 | 0 | 0 | 0 | PG&E NGBA
PGE_New_Geothermal_Generic | PGE_New_Geothermal | PGE_Nevada_Geothermal_1 | 0 | 0 | 0 | 0 | 0 | 0 | #N/A | 0 | PGE_New_Geothermal_Generic | 0 | 0 | #N/A | 0 | 0 | 0 | 0 | PGE_New_Geothermal_Generic | 0 | 0 | 0 | 0 | #N/A | 0 | 0 | 0 | PGE_New_Geothermal_Generic | PGE_New_Geothermal | PGE_Nevada_Geothermal_1 | 0 | 0 | 0 | 0 | 0 | 0 | 0 | #N/A | 0 | PGE_New_Geothermal_Generic | 0 | 0 | #N/A | 0 | 0 | 0 | 0 | PGE_New_Geothermal_Generic | PGE_New_Geothermal | PGE_Nevada_Geothermal_1 | 0 | 0 | 0 | 0 | 0 | 0 | #N/A | #N/A | #N/A | 0 | 0 | 0 | 0 | 0 | 0 | PGE_New_Geothermal_Generic | 0 | #N/A | 0 | 0 | PGE_New_Geothermal_Generic | 0 | 0 | 0 | 0 | #N/A | #N/A | #N/A | #N/A | #N/A | #N/A | 0 | 0 | 0 | PGE_New_Geothermal_Generic | PGE_New_Geothermal | PGE_Nevada_Geothermal_1 | [6 empty] | #N/A |  | PGE_New_Geothermal_Generic |  |  | #N/A |  |  |  |  | PGE_New_Geothermal_Generic |  |  |  |  | #N/A |  |  |  | PGE_New_Geothermal_Generic | PGE_New_Geothermal | PGE_Nevada_Geothermal_1 | [6 empty] | #N/A |  | PGE_New_Geothermal_Generic |  |  | #N/A |  |  |  |  | PGE_New_Geothermal_Generic |  |  |  |  | #N/A |  |  |  | PGE_New_Geothermal_Generic | PGE_New_Geothermal | PGE_Nevada_Geothermal_1 | 0 | 0 | 0 | 0 | 0 | 0 | 0 | 0 | 0 | 0 | 0 | 0 | 0 | 0 | 0 | 0 | 0.288 | 0 | 0 | 0 | 0 | 0.288 | 0 | 0 | 0 | 0.288 | PG&E NGBA
| PGE_New_Gas_CCGT | PGE_New_Gas_CCGT_Asset | 0 | 0 | 0 | 0 | 0 | 0 | #N/A | 0 |  | 0 | 0 | #N/A | 0 | 0 | 0 | 0 |  | 0 | 0 | 0 | 0 | #N/A | 0 | 0 | 0 |  | PGE_New_Gas_CCGT | PGE_New_Gas_CCGT_Asset | 0 | 0 | 0 | 0 | 0 | 0 | 0 | #N/A | 0 |  | 0 | 0 | #N/A | 0 | 0 | 0 | 0 |  | PGE_New_Gas_CCGT | PGE_New_Gas_CCGT_Asset | 0 | 0 | 0 | 0 | 0 | 0 | #N/A | #N/A | #N/A | 0 | 0 | 0 | 0 | 0 | 0 |  | 0 | #N/A | 0 | 0 |  | 0 | 0 | 0 | 0 | #N/A | #N/A | #N/A | #N/A | #N/A | #N/A | 0 | 0 | 0 |  | PGE_New_Gas_CCGT | PGE_New_Gas_CCGT_Asset | [6 empty] | #N/A |  |  |  |  | #N/A | [9 empty] | #N/A |  |  |  |  | PGE_New_Gas_CCGT | PGE_New_Gas_CCGT_Asset | [6 empty] | #N/A |  |  |  |  | #N/A | [9 empty] | #N/A |  |  |  |  | PGE_New_Gas_CCGT | PGE_New_Gas_CCGT_Asset | 0 | 0 | 0 | 0 | 0 | 0 | 0 | 0 | 0 | 0 | 0 | 0 | 0 | 0 | 0 | 0 | 0 | 0 | 0 | 0 | 0 | 0 | 0 | 0 | 0 | 0 | Check
| PGE_New_Gas_CT | PGE_New_Gas_CT_Asset | 0 | 0 | 0 | 0 | 0 | 0 | #N/A | 0 |  | 0 | 0 | #N/A | 0 | 0 | 0 | 0 |  | 0 | 0 | 0 | 0 | #N/A | 0 | 0 | 0 |  | PGE_New_Gas_CT | PGE_New_Gas_CT_Asset | 0 | 0 | 0 | 0 | 0 | 0 | 0 | #N/A | 0 |  | 0 | 0 | #N/A | 0 | 0 | 0 | 0 |  | PGE_New_Gas_CT | PGE_New_Gas_CT_Asset | 0 | 0 | 0 | 0 | 0 | 0 | #N/A | #N/A | #N/A | 0 | 0 | 0 | 0 | 0 | 0 |  | 0 | #N/A | 0 | 0 |  | 0 | 0 | 0 | 0 | #N/A | #N/A | #N/A | #N/A | #N/A | #N/A | 0 | 0 | 0 |  | PGE_New_Gas_CT | PGE_New_Gas_CT_Asset | [6 empty] | #N/A |  |  |  |  | #N/A | [9 empty] | #N/A |  |  |  |  | PGE_New_Gas_CT | PGE_New_Gas_CT_Asset | [6 empty] | #N/A |  |  |  |  | #N/A | [9 empty] | #N/A |  |  |  |  | PGE_New_Gas_CT | PGE_New_Gas_CT_Asset | 0 | 0 | 0 | 0 | 0 | 0 | 0 | 0 | 0 | 0 | 0 | 0 | 0 | 0 | 0 | 0 | 0 | 0 | 0 | 0 | 0 | 0 | 0 | 0 | 0 | 0 | Check
| PGE_New_Gas_RICE | PGE_New_Gas_RICE_Asset | 0 | 0 | 0 | 0 | 0 | 0 | #N/A | 0 |  | 0 | 0 | #N/A | 0 | 0 | 0 | 0 |  | 0 | 0 | 0 | 0 | #N/A | 0 | 0 | 0 |  | PGE_New_Gas_RICE | PGE_New_Gas_RICE_Asset | 0 | 0 | 0 | 0 | 0 | 0 | 0 | #N/A | 0 |  | 0 | 0 | #N/A | 0 | 0 | 0 | 0 |  | PGE_New_Gas_RICE | PGE_New_Gas_RICE_Asset | 0 | 0 | 0 | 0 | 0 | 0 | #N/A | #N/A | #N/A | 0 | 0 | 0 | 0 | 0 | 0 |  | 0 | #N/A | 0 | 0 |  | 0 | 0 | 0 | 0 | #N/A | #N/A | #N/A | #N/A | #N/A | #N/A | 0 | 0 | 0 |  | PGE_New_Gas_RICE | PGE_New_Gas_RICE_Asset | [6 empty] | #N/A |  |  |  |  | #N/A | [9 empty] | #N/A |  |  |  |  | PGE_New_Gas_RICE | PGE_New_Gas_RICE_Asset | [6 empty] | #N/A |  |  |  |  | #N/A | [9 empty] | #N/A |  |  |  |  | PGE_New_Gas_RICE | PGE_New_Gas_RICE_Asset | 0 | 0 | 0 | 0 | 0 | 0 | 0 | 0 | 0 | 0 | 0 | 0 | 0 | 0 | 0 | 0 | 0 | 0 | 0 | 0 | 0 | 0 | 0 | 0 | 0 | 0 | Check
PGE_New_EGS_Generic | PGE_New_EGS | PGE_NGBA_EGS_Deep_1 | 0 | 0 | 0 | 0 | 0 | 0 | #N/A | 0 | PGE_New_EGS_Generic | 0 | 0 | #N/A | 0 | 0 | 0 | 0 | PGE_New_EGS_Generic | 0 | 0 | 0 | 0 | #N/A | 0 | 0 | 0 | PGE_New_EGS_Generic | PGE_New_EGS | PGE_NGBA_EGS_Deep_1 | 0 | 0 | 0 | 0 | 0 | 0 | 0 | #N/A | 0 | PGE_New_EGS_Generic | 0 | 0 | #N/A | 0 | 0 | 0 | 0 | PGE_New_EGS_Generic | PGE_New_EGS | PGE_NGBA_EGS_Deep_1 | 0 | 0 | 0 | 0 | 0 | 0 | #N/A | #N/A | #N/A | 0 | 0 | 0 | 0 | 0 | 0 | PGE_New_EGS_Generic | 0 | #N/A | 0 | 0 | PGE_New_EGS_Generic | 0 | 0 | 0 | 0 | #N/A | #N/A | #N/A | #N/A | #N/A | #N/A | 0 | 0 | 0 | PGE_New_EGS_Generic | PGE_New_EGS | PGE_NGBA_EGS_Deep_1 | [6 empty] | #N/A |  | PGE_New_EGS_Generic |  |  | #N/A |  |  |  |  | PGE_New_EGS_Generic |  |  |  |  | #N/A |  |  |  | PGE_New_EGS_Generic | PGE_New_EGS | PGE_NGBA_EGS_Deep_1 | [6 empty] | #N/A |  | PGE_New_EGS_Generic |  |  | #N/A |  |  |  |  | PGE_New_EGS_Generic |  |  |  |  | #N/A |  |  |  | PGE_New_EGS_Generic | PGE_New_EGS | PGE_NGBA_EGS_Deep_1 | 0 | 0 | 0 | 0 | 0 | 0 | 0 | 0 | 0 | 0 | 0 | 0 | 0 | 0 | 0 | 0 | 0 | 0 | 0 | 0 | 0 | 0 | 0 | 0 | 0 | 0 | PG&E NGBA
PGE_New_EGS_Generic | PGE_New_EGS | PGE_NGBA_EGS_Deep_16 | 0 | 0 | 0 | 0 | 0 | 0 | #N/A | 0 | PGE_New_EGS_Generic | 0 | 0 | #N/A | 0 | 0 | 0 | 0 | PGE_New_EGS_Generic | 0 | 0 | 0 | 0 | #N/A | 0 | 0 | 0 | PGE_New_EGS_Generic | PGE_New_EGS | PGE_NGBA_EGS_Deep_16 | 0 | 0 | 0 | 0 | 0 | 0 | 0 | #N/A | 0 | PGE_New_EGS_Generic | 0 | 0 | #N/A | 0 | 0 | 0 | 0 | PGE_New_EGS_Generic | PGE_New_EGS | PGE_NGBA_EGS_Deep_16 | 0 | 0 | 0 | 0 | 0 | 0 | #N/A | #N/A | #N/A | 0 | 0 | 0 | 0 | 0 | 0 | PGE_New_EGS_Generic | 0 | #N/A | 0 | 0 | PGE_New_EGS_Generic | 0 | 0 | 0 | 0 | #N/A | #N/A | #N/A | #N/A | #N/A | #N/A | 0 | 0 | 0 | PGE_New_EGS_Generic | PGE_New_EGS | PGE_NGBA_EGS_Deep_16 | [6 empty] | #N/A |  | PGE_New_EGS_Generic |  |  | #N/A |  |  |  |  | PGE_New_EGS_Generic |  |  |  |  | #N/A |  |  |  | PGE_New_EGS_Generic | PGE_New_EGS | PGE_NGBA_EGS_Deep_16 | [6 empty] | #N/A |  | PGE_New_EGS_Generic |  |  | #N/A |  |  |  |  | PGE_New_EGS_Generic |  |  |  |  | #N/A |  |  |  | PGE_New_EGS_Generic | PGE_New_EGS | PGE_NGBA_EGS_Deep_16 | 0 | 0 | 0 | 0 | 0 | 0 | 0 | 0 | 0 | 0 | 0 | 0 | 0 | 0 | 0 | 0 | 0 | 0 | 0 | 0 | 0 | 0 | 0 | 0 | 0 | 0 | PG&E NGBA
PGE_New_EGS_Generic | PGE_New_EGS | PGE_NGBA_EGS_Deep_17 | 0 | 0 | 0 | 0 | 0 | 0 | #N/A | 0 | PGE_New_EGS_Generic | 0 | 0 | #N/A | 0 | 0 | 0 | 0 | PGE_New_EGS_Generic | 0 | 0 | 0 | 0 | #N/A | 0 | 0 | 0 | PGE_New_EGS_Generic | PGE_New_EGS | PGE_NGBA_EGS_Deep_17 | 0 | 0 | 0 | 0 | 0 | 0 | 0 | #N/A | 0 | PGE_New_EGS_Generic | 0 | 0 | #N/A | 0 | 0 | 0 | 0 | PGE_New_EGS_Generic | PGE_New_EGS | PGE_NGBA_EGS_Deep_17 | 0 | 0 | 0 | 0 | 0 | 0 | #N/A | #N/A | #N/A | 0 | 0 | 0 | 0 | 0 | 0 | PGE_New_EGS_Generic | 0 | #N/A | 0 | 0 | PGE_New_EGS_Generic | 0 | 0 | 0 | 0 | #N/A | #N/A | #N/A | #N/A | #N/A | #N/A | 0 | 0 | 0 | PGE_New_EGS_Generic | PGE_New_EGS | PGE_NGBA_EGS_Deep_17 | [6 empty] | #N/A |  | PGE_New_EGS_Generic |  |  | #N/A |  |  |  |  | PGE_New_EGS_Generic |  |  |  |  | #N/A |  |  |  | PGE_New_EGS_Generic | PGE_New_EGS | PGE_NGBA_EGS_Deep_17 | [6 empty] | #N/A |  | PGE_New_EGS_Generic |  |  | #N/A |  |  |  |  | PGE_New_EGS_Generic |  |  |  |  | #N/A |  |  |  | PGE_New_EGS_Generic | PGE_New_EGS | PGE_NGBA_EGS_Deep_17 | 0 | 0 | 0 | 0 | 0 | 0 | 0 | 0 | 0 | 0 | 0 | 0 | 0 | 0 | 0 | 0 | 0 | 0 | 0 | 0 | 0 | 0 | 0 | 0 | 0 | 0 | PG&E NGBA
PGE_New_EGS_Generic | PGE_New_EGS | PGE_NGBA_EGS_Deep_18 | 0 | 0 | 0 | 0 | 0 | 0 | #N/A | 0 | PGE_New_EGS_Generic | 0 | 0 | #N/A | 0 | 0 | 0 | 0 | PGE_New_EGS_Generic | 0 | 0 | 0 | 0 | #N/A | 0 | 0 | 0 | PGE_New_EGS_Generic | PGE_New_EGS | PGE_NGBA_EGS_Deep_18 | 0 | 0 | 0 | 0 | 0 | 0 | 0 | #N/A | 0 | PGE_New_EGS_Generic | 0 | 0 | #N/A | 0 | 0 | 0 | 0 | PGE_New_EGS_Generic | PGE_New_EGS | PGE_NGBA_EGS_Deep_18 | 0 | 0 | 0 | 0 | 0 | 0 | #N/A | #N/A | #N/A | 0 | 0 | 0 | 0 | 0 | 0 | PGE_New_EGS_Generic | 0 | #N/A | 0 | 0 | PGE_New_EGS_Generic | 0 | 0 | 0 | 0 | #N/A | #N/A | #N/A | #N/A | #N/A | #N/A | 0 | 0 | 0 | PGE_New_EGS_Generic | PGE_New_EGS | PGE_NGBA_EGS_Deep_18 | [6 empty] | #N/A |  | PGE_New_EGS_Generic |  |  | #N/A |  |  |  |  | PGE_New_EGS_Generic |  |  |  |  | #N/A |  |  |  | PGE_New_EGS_Generic | PGE_New_EGS | PGE_NGBA_EGS_Deep_18 | [6 empty] | #N/A |  | PGE_New_EGS_Generic |  |  | #N/A |  |  |  |  | PGE_New_EGS_Generic |  |  |  |  | #N/A |  |  |  | PGE_New_EGS_Generic | PGE_New_EGS | PGE_NGBA_EGS_Deep_18 | 0 | 0 | 0 | 0 | 0 | 0 | 0 | 0 | 0 | 0 | 0 | 0 | 0 | 0 | 0 | 0 | 0 | 0 | 0 | 0 | 0 | 0 | 0 | 0 | 0 | 0 | PG&E NGBA
PGE_New_EGS_Generic | PGE_New_EGS | PGE_NGBA_EGS_Deep_19 | 0 | 0 | 0 | 0 | 0 | 0 | #N/A | 0 | PGE_New_EGS_Generic | 0 | 0 | #N/A | 0 | 0 | 0 | 0 | PGE_New_EGS_Generic | 0 | 0 | 0 | 0 | #N/A | 0 | 0 | 0 | PGE_New_EGS_Generic | PGE_New_EGS | PGE_NGBA_EGS_Deep_19 | 0 | 0 | 0 | 0 | 0 | 0 | 0 | #N/A | 0 | PGE_New_EGS_Generic | 0 | 0 | #N/A | 0 | 0 | 0 | 0 | PGE_New_EGS_Generic | PGE_New_EGS | PGE_NGBA_EGS_Deep_19 | 0 | 0 | 0 | 0 | 0 | 0 | #N/A | #N/A | #N/A | 0 | 0 | 0 | 0 | 0 | 0 | PGE_New_EGS_Generic | 0 | #N/A | 0 | 0 | PGE_New_EGS_Generic | 0 | 0 | 0 | 0 | #N/A | #N/A | #N/A | #N/A | #N/A | #N/A | 0 | 0 | 0 | PGE_New_EGS_Generic | PGE_New_EGS | PGE_NGBA_EGS_Deep_19 | [6 empty] | #N/A |  | PGE_New_EGS_Generic |  |  | #N/A |  |  |  |  | PGE_New_EGS_Generic |  |  |  |  | #N/A |  |  |  | PGE_New_EGS_Generic | PGE_New_EGS | PGE_NGBA_EGS_Deep_19 | [6 empty] | #N/A |  | PGE_New_EGS_Generic |  |  | #N/A |  |  |  |  | PGE_New_EGS_Generic |  |  |  |  | #N/A |  |  |  | PGE_New_EGS_Generic | PGE_New_EGS | PGE_NGBA_EGS_Deep_19 | 0 | 0 | 0 | 0 | 0 | 0 | 0 | 0 | 0 | 0 | 0 | 0 | 0 | 0 | 0 | 0 | 0 | 0 | 0 | 0 | 0 | 0 | 0 | 0 | 0 | 0 | PG&E NGBA
PGE_New_EGS_Generic | PGE_New_EGS | PGE_NGBA_EGS_Deep_2 | 0 | 0 | 0 | 0 | 0 | 0 | #N/A | 0 | PGE_New_EGS_Generic | 0 | 0 | #N/A | 0 | 0 | 0 | 0 | PGE_New_EGS_Generic | 0 | 0 | 0 | 0 | #N/A | 0 | 0 | 0 | PGE_New_EGS_Generic | PGE_New_EGS | PGE_NGBA_EGS_Deep_2 | 0 | 0 | 0 | 0 | 0 | 0 | 0 | #N/A | 0 | PGE_New_EGS_Generic | 0 | 0 | #N/A | 0 | 0 | 0 | 0 | PGE_New_EGS_Generic | PGE_New_EGS | PGE_NGBA_EGS_Deep_2 | 0 | 0 | 0 | 0 | 0 | 0 | #N/A | #N/A | #N/A | 0 | 0 | 0 | 0 | 0 | 0 | PGE_New_EGS_Generic | 0 | #N/A | 0 | 0 | PGE_New_EGS_Generic | 0 | 0 | 0 | 0 | #N/A | #N/A | #N/A | #N/A | #N/A | #N/A | 0 | 0 | 0 | PGE_New_EGS_Generic | PGE_New_EGS | PGE_NGBA_EGS_Deep_2 | [6 empty] | #N/A |  | PGE_New_EGS_Generic |  |  | #N/A |  |  |  |  | PGE_New_EGS_Generic |  |  |  |  | #N/A |  |  |  | PGE_New_EGS_Generic | PGE_New_EGS | PGE_NGBA_EGS_Deep_2 | [6 empty] | #N/A |  | PGE_New_EGS_Generic |  |  | #N/A |  |  |  |  | PGE_New_EGS_Generic |  |  |  |  | #N/A |  |  |  | PGE_New_EGS_Generic | PGE_New_EGS | PGE_NGBA_EGS_Deep_2 | 0 | 0 | 0 | 0 | 0 | 0 | 0 | 0 | 0 | 0 | 0 | 0 | 0 | 0 | 0 | 0 | 0 | 0 | 0 | 0 | 0 | 0 | 0 | 0 | 0 | 0 | PG&E NGBA
PGE_New_EGS_Generic | PGE_New_EGS | PGE_NGBA_EGS_Deep_21 | 0 | 0 | 0 | 0 | 0 | 0 | #N/A | 0 | PGE_New_EGS_Generic | 0 | 0 | #N/A | 0 | 0 | 0 | 0 | PGE_New_EGS_Generic | 0 | 0 | 0 | 0 | #N/A | 0 | 0 | 0 | PGE_New_EGS_Generic | PGE_New_EGS | PGE_NGBA_EGS_Deep_21 | 0 | 0 | 0 | 0 | 0 | 0 | 0 | #N/A | 0 | PGE_New_EGS_Generic | 0 | 0 | #N/A | 0 | 0 | 0 | 0 | PGE_New_EGS_Generic | PGE_New_EGS | PGE_NGBA_EGS_Deep_21 | 0 | 0 | 0 | 0 | 0 | 0 | #N/A | #N/A | #N/A | 0 | 0 | 0 | 0 | 0 | 0 | PGE_New_EGS_Generic | 0 | #N/A | 0 | 0 | PGE_New_EGS_Generic | 0 | 0 | 0 | 0 | #N/A | #N/A | #N/A | #N/A | #N/A | #N/A | 0 | 0 | 0 | PGE_New_EGS_Generic | PGE_New_EGS | PGE_NGBA_EGS_Deep_21 | [6 empty] | #N/A |  | PGE_New_EGS_Generic |  |  | #N/A |  |  |  |  | PGE_New_EGS_Generic |  |  |  |  | #N/A |  |  |  | PGE_New_EGS_Generic | PGE_New_EGS | PGE_NGBA_EGS_Deep_21 | [6 empty] | #N/A |  | PGE_New_EGS_Generic |  |  | #N/A |  |  |  |  | PGE_New_EGS_Generic |  |  |  |  | #N/A |  |  |  | PGE_New_EGS_Generic | PGE_New_EGS | PGE_NGBA_EGS_Deep_21 | 0 | 0 | 0 | 0 | 0 | 0 | 0 | 0 | 0 | 0 | 0 | 0 | 0 | 0 | 0 | 0 | 0 | 0 | 0 | 0 | 0 | 0 | 0 | 0 | 0 | 0 | PG&E NGBA
PGE_New_EGS_Generic | PGE_New_EGS | PGE_NGBA_EGS_Deep_22 | 0 | 0 | 0 | 0 | 0 | 0 | #N/A | 0 | PGE_New_EGS_Generic | 0 | 0 | #N/A | 0 | 0 | 0 | 0 | PGE_New_EGS_Generic | 0 | 0 | 0 | 0 | #N/A | 0 | 0 | 0 | PGE_New_EGS_Generic | PGE_New_EGS | PGE_NGBA_EGS_Deep_22 | 0 | 0 | 0 | 0 | 0 | 0 | 0 | #N/A | 0 | PGE_New_EGS_Generic | 0 | 0 | #N/A | 0 | 0 | 0 | 0 | PGE_New_EGS_Generic | PGE_New_EGS | PGE_NGBA_EGS_Deep_22 | 0 | 0 | 0 | 0 | 0 | 0 | #N/A | #N/A | #N/A | 0 | 0 | 0 | 0 | 0 | 0 | PGE_New_EGS_Generic | 0 | #N/A | 0 | 0 | PGE_New_EGS_Generic | 0 | 0 | 0 | 0 | #N/A | #N/A | #N/A | #N/A | #N/A | #N/A | 0 | 0 | 0 | PGE_New_EGS_Generic | PGE_New_EGS | PGE_NGBA_EGS_Deep_22 | [6 empty] | #N/A |  | PGE_New_EGS_Generic |  |  | #N/A |  |  |  |  | PGE_New_EGS_Generic |  |  |  |  | #N/A |  |  |  | PGE_New_EGS_Generic | PGE_New_EGS | PGE_NGBA_EGS_Deep_22 | [6 empty] | #N/A |  | PGE_New_EGS_Generic |  |  | #N/A |  |  |  |  | PGE_New_EGS_Generic |  |  |  |  | #N/A |  |  |  | PGE_New_EGS_Generic | PGE_New_EGS | PGE_NGBA_EGS_Deep_22 | 0 | 0 | 0 | 0 | 0 | 0 | 0 | 0 | 0 | 0 | 0 | 0 | 0 | 0 | 0 | 0 | 0 | 0 | 0 | 0 | 0 | 0 | 0 | 0 | 0 | 0 | PG&E NGBA
PGE_New_EGS_Generic | PGE_New_EGS | PGE_NGBA_EGS_Deep_23 | 0 | 0 | 0 | 0 | 0 | 0 | #N/A | 0 | PGE_New_EGS_Generic | 0 | 0 | #N/A | 0 | 0 | 0 | 0 | PGE_New_EGS_Generic | 0 | 0 | 0 | 0 | #N/A | 0 | 0 | 0 | PGE_New_EGS_Generic | PGE_New_EGS | PGE_NGBA_EGS_Deep_23 | 0 | 0 | 0 | 0 | 0 | 0 | 0 | #N/A | 0 | PGE_New_EGS_Generic | 0 | 0 | #N/A | 0 | 0 | 0 | 0 | PGE_New_EGS_Generic | PGE_New_EGS | PGE_NGBA_EGS_Deep_23 | 0 | 0 | 0 | 0 | 0 | 0 | #N/A | #N/A | #N/A | 0 | 0 | 0 | 0 | 0 | 0 | PGE_New_EGS_Generic | 0 | #N/A | 0 | 0 | PGE_New_EGS_Generic | 0 | 0 | 0 | 0 | #N/A | #N/A | #N/A | #N/A | #N/A | #N/A | 0 | 0 | 0 | PGE_New_EGS_Generic | PGE_New_EGS | PGE_NGBA_EGS_Deep_23 | [6 empty] | #N/A |  | PGE_New_EGS_Generic |  |  | #N/A |  |  |  |  | PGE_New_EGS_Generic |  |  |  |  | #N/A |  |  |  | PGE_New_EGS_Generic | PGE_New_EGS | PGE_NGBA_EGS_Deep_23 | [6 empty] | #N/A |  | PGE_New_EGS_Generic |  |  | #N/A |  |  |  |  | PGE_New_EGS_Generic |  |  |  |  | #N/A |  |  |  | PGE_New_EGS_Generic | PGE_New_EGS | PGE_NGBA_EGS_Deep_23 | 0 | 0 | 0 | 0 | 0 | 0 | 0 | 0 | 0 | 0 | 0 | 0 | 0 | 0 | 0 | 0 | 0 | 0 | 0 | 0 | 0 | 0 | 0 | 0 | 0 | 0 | PG&E NGBA
PGE_New_EGS_Generic | PGE_New_EGS | PGE_NGBA_EGS_Deep_24 | 0 | 0 | 0 | 0 | 0 | 0 | #N/A | 0 | PGE_New_EGS_Generic | 0 | 0 | #N/A | 0 | 0 | 0 | 0 | PGE_New_EGS_Generic | 0 | 0 | 0 | 0 | #N/A | 0 | 0 | 0 | PGE_New_EGS_Generic | PGE_New_EGS | PGE_NGBA_EGS_Deep_24 | 0 | 0 | 0 | 0 | 0 | 0 | 0 | #N/A | 0 | PGE_New_EGS_Generic | 0 | 0 | #N/A | 0 | 0 | 0 | 0 | PGE_New_EGS_Generic | PGE_New_EGS | PGE_NGBA_EGS_Deep_24 | 0 | 0 | 0 | 0 | 0 | 0 | #N/A | #N/A | #N/A | 0 | 0 | 0 | 0 | 0 | 0 | PGE_New_EGS_Generic | 0 | #N/A | 0 | 0 | PGE_New_EGS_Generic | 0 | 0 | 0 | 0 | #N/A | #N/A | #N/A | #N/A | #N/A | #N/A | 0 | 0 | 0 | PGE_New_EGS_Generic | PGE_New_EGS | PGE_NGBA_EGS_Deep_24 | [6 empty] | #N/A |  | PGE_New_EGS_Generic |  |  | #N/A |  |  |  |  | PGE_New_EGS_Generic |  |  |  |  | #N/A |  |  |  | PGE_New_EGS_Generic | PGE_New_EGS | PGE_NGBA_EGS_Deep_24 | [6 empty] | #N/A |  | PGE_New_EGS_Generic |  |  | #N/A |  |  |  |  | PGE_New_EGS_Generic |  |  |  |  | #N/A |  |  |  | PGE_New_EGS_Generic | PGE_New_EGS | PGE_NGBA_EGS_Deep_24 | 0 | 0 | 0 | 0 | 0 | 0 | 0 | 0 | 0 | 0 | 0 | 0 | 0 | 0 | 0 | 0 | 0 | 0 | 0 | 0 | 0 | 0 | 0 | 0 | 0 | 0 | PG&E NGBA
PGE_New_EGS_Generic | PGE_New_EGS | PGE_NGBA_EGS_Deep_25 | 0 | 0 | 0 | 0 | 0 | 0 | #N/A | 0 | PGE_New_EGS_Generic | 0 | 0 | #N/A | 0 | 0 | 0 | 0 | PGE_New_EGS_Generic | 0 | 0 | 0 | 0 | #N/A | 0 | 0 | 0 | PGE_New_EGS_Generic | PGE_New_EGS | PGE_NGBA_EGS_Deep_25 | 0 | 0 | 0 | 0 | 0 | 0 | 0 | #N/A | 0 | PGE_New_EGS_Generic | 0 | 0 | #N/A | 0 | 0 | 0 | 0 | PGE_New_EGS_Generic | PGE_New_EGS | PGE_NGBA_EGS_Deep_25 | 0 | 0 | 0 | 0 | 0 | 0 | #N/A | #N/A | #N/A | 0 | 0 | 0 | 0 | 0 | 0 | PGE_New_EGS_Generic | 0 | #N/A | 0 | 0 | PGE_New_EGS_Generic | 0 | 0 | 0 | 0 | #N/A | #N/A | #N/A | #N/A | #N/A | #N/A | 0 | 0 | 0 | PGE_New_EGS_Generic | PGE_New_EGS | PGE_NGBA_EGS_Deep_25 | [6 empty] | #N/A |  | PGE_New_EGS_Generic |  |  | #N/A |  |  |  |  | PGE_New_EGS_Generic |  |  |  |  | #N/A |  |  |  | PGE_New_EGS_Generic | PGE_New_EGS | PGE_NGBA_EGS_Deep_25 | [6 empty] | #N/A |  | PGE_New_EGS_Generic |  |  | #N/A |  |  |  |  | PGE_New_EGS_Generic |  |  |  |  | #N/A |  |  |  | PGE_New_EGS_Generic | PGE_New_EGS | PGE_NGBA_EGS_Deep_25 | 0 | 0 | 0 | 0 | 0 | 0 | 0 | 0 | 0 | 0 | 0 | 0 | 0 | 0 | 0 | 0 | 0 | 0 | 0 | 0 | 0 | 0 | 0 | 0 | 0 | 0 | PG&E NGBA
PGE_New_EGS_Generic | PGE_New_EGS | PGE_NGBA_EGS_Deep_27 | 0 | 0 | 0 | 0 | 0 | 0 | #N/A | 0 | PGE_New_EGS_Generic | 0 | 0 | #N/A | 0 | 0 | 0 | 0 | PGE_New_EGS_Generic | 0 | 0 | 0 | 0 | #N/A | 0 | 0 | 0 | PGE_New_EGS_Generic | PGE_New_EGS | PGE_NGBA_EGS_Deep_27 | 0 | 0 | 0 | 0 | 0 | 0 | 0 | #N/A | 0 | PGE_New_EGS_Generic | 0 | 0 | #N/A | 0 | 0 | 0 | 0 | PGE_New_EGS_Generic | PGE_New_EGS | PGE_NGBA_EGS_Deep_27 | 0 | 0 | 0 | 0 | 0 | 0 | #N/A | #N/A | #N/A | 0 | 0 | 0 | 0 | 0 | 0 | PGE_New_EGS_Generic | 0 | #N/A | 0 | 0 | PGE_New_EGS_Generic | 0 | 0 | 0 | 0 | #N/A | #N/A | #N/A | #N/A | #N/A | #N/A | 0 | 0 | 0 | PGE_New_EGS_Generic | PGE_New_EGS | PGE_NGBA_EGS_Deep_27 | [6 empty] | #N/A |  | PGE_New_EGS_Generic |  |  | #N/A |  |  |  |  | PGE_New_EGS_Generic |  |  |  |  | #N/A |  |  |  | PGE_New_EGS_Generic | PGE_New_EGS | PGE_NGBA_EGS_Deep_27 | [6 empty] | #N/A |  | PGE_New_EGS_Generic |  |  | #N/A |  |  |  |  | PGE_New_EGS_Generic |  |  |  |  | #N/A |  |  |  | PGE_New_EGS_Generic | PGE_New_EGS | PGE_NGBA_EGS_Deep_27 | 0 | 0 | 0 | 0 | 0 | 0 | 0 | 0 | 0 | 0 | 0 | 0 | 0 | 0 | 0 | 0 | 0 | 0 | 0 | 0 | 0 | 0 | 0 | 0 | 0 | 0 | PG&E NGBA
PGE_New_EGS_Generic | PGE_New_EGS | PGE_NGBA_EGS_Deep_28 | 0 | 0 | 0 | 0 | 0 | 0 | #N/A | 0 | PGE_New_EGS_Generic | 0 | 0 | #N/A | 0 | 0 | 0 | 0 | PGE_New_EGS_Generic | 0 | 0 | 0 | 0 | #N/A | 0 | 0 | 0 | PGE_New_EGS_Generic | PGE_New_EGS | PGE_NGBA_EGS_Deep_28 | 0 | 0 | 0 | 0 | 0 | 0 | 0 | #N/A | 0 | PGE_New_EGS_Generic | 0 | 0 | #N/A | 0 | 0 | 0 | 0 | PGE_New_EGS_Generic | PGE_New_EGS | PGE_NGBA_EGS_Deep_28 | 0 | 0 | 0 | 0 | 0 | 0 | #N/A | #N/A | #N/A | 0 | 0 | 0 | 0 | 0 | 0 | PGE_New_EGS_Generic | 0 | #N/A | 0 | 0 | PGE_New_EGS_Generic | 0 | 0 | 0 | 0 | #N/A | #N/A | #N/A | #N/A | #N/A | #N/A | 0 | 0 | 0 | PGE_New_EGS_Generic | PGE_New_EGS | PGE_NGBA_EGS_Deep_28 | [6 empty] | #N/A |  | PGE_New_EGS_Generic |  |  | #N/A |  |  |  |  | PGE_New_EGS_Generic |  |  |  |  | #N/A |  |  |  | PGE_New_EGS_Generic | PGE_New_EGS | PGE_NGBA_EGS_Deep_28 | [6 empty] | #N/A |  | PGE_New_EGS_Generic |  |  | #N/A |  |  |  |  | PGE_New_EGS_Generic |  |  |  |  | #N/A |  |  |  | PGE_New_EGS_Generic | PGE_New_EGS | PGE_NGBA_EGS_Deep_28 | 0 | 0 | 0 | 0 | 0 | 0 | 0 | 0 | 0 | 0 | 0 | 0 | 0 | 0 | 0 | 0 | 0 | 0 | 0 | 0 | 0 | 0 | 0 | 0 | 0 | 0 | PG&E NGBA
PGE_New_EGS_Generic | PGE_New_EGS | PGE_NGBA_EGS_Deep_30 | 0 | 0 | 0 | 0 | 0 | 0 | #N/A | 0 | PGE_New_EGS_Generic | 0 | 0 | #N/A | 0 | 0 | 0 | 0 | PGE_New_EGS_Generic | 0 | 0 | 0 | 0 | #N/A | 0 | 0 | 0 | PGE_New_EGS_Generic | PGE_New_EGS | PGE_NGBA_EGS_Deep_30 | 0 | 0 | 0 | 0 | 0 | 0 | 0 | #N/A | 0 | PGE_New_EGS_Generic | 0 | 0 | #N/A | 0 | 0 | 0 | 0 | PGE_New_EGS_Generic | PGE_New_EGS | PGE_NGBA_EGS_Deep_30 | 0 | 0 | 0 | 0 | 0 | 0 | #N/A | #N/A | #N/A | 0 | 0 | 0 | 0 | 0 | 0 | PGE_New_EGS_Generic | 0 | #N/A | 0 | 0 | PGE_New_EGS_Generic | 0 | 0 | 0 | 0 | #N/A | #N/A | #N/A | #N/A | #N/A | #N/A | 0 | 0 | 0 | PGE_New_EGS_Generic | PGE_New_EGS | PGE_NGBA_EGS_Deep_30 | [6 empty] | #N/A |  | PGE_New_EGS_Generic |  |  | #N/A |  |  |  |  | PGE_New_EGS_Generic |  |  |  |  | #N/A |  |  |  | PGE_New_EGS_Generic | PGE_New_EGS | PGE_NGBA_EGS_Deep_30 | [6 empty] | #N/A |  | PGE_New_EGS_Generic |  |  | #N/A |  |  |  |  | PGE_New_EGS_Generic |  |  |  |  | #N/A |  |  |  | PGE_New_EGS_Generic | PGE_New_EGS | PGE_NGBA_EGS_Deep_30 | 0 | 0 | 0 | 0 | 0 | 0 | 0 | 0 | 0 | 0 | 0 | 0 | 0 | 0 | 0 | 0 | 0 | 0 | 0 | 0 | 0 | 0 | 0 | 0 | 0 | 0 | PG&E NGBA
PGE_New_EGS_Generic | PGE_New_EGS | PGE_NGBA_EGS_Deep_33 | 0 | 0 | 0 | 0 | 0 | 0 | #N/A | 0 | PGE_New_EGS_Generic | 0 | 0 | #N/A | 0 | 0 | 0 | 0 | PGE_New_EGS_Generic | 0 | 0 | 0 | 0 | #N/A | 0 | 0 | 0 | PGE_New_EGS_Generic | PGE_New_EGS | PGE_NGBA_EGS_Deep_33 | 0 | 0 | 0 | 0 | 0 | 0 | 0 | #N/A | 0 | PGE_New_EGS_Generic | 0 | 0 | #N/A | 0 | 0 | 0 | 0 | PGE_New_EGS_Generic | PGE_New_EGS | PGE_NGBA_EGS_Deep_33 | 0 | 0 | 0 | 0 | 0 | 0 | #N/A | #N/A | #N/A | 0 | 0 | 0 | 0 | 0 | 0 | PGE_New_EGS_Generic | 0 | #N/A | 0 | 0 | PGE_New_EGS_Generic | 0 | 0 | 0 | 0 | #N/A | #N/A | #N/A | #N/A | #N/A | #N/A | 0 | 0 | 0 | PGE_New_EGS_Generic | PGE_New_EGS | PGE_NGBA_EGS_Deep_33 | [6 empty] | #N/A |  | PGE_New_EGS_Generic |  |  | #N/A |  |  |  |  | PGE_New_EGS_Generic |  |  |  |  | #N/A |  |  |  | PGE_New_EGS_Generic | PGE_New_EGS | PGE_NGBA_EGS_Deep_33 | [6 empty] | #N/A |  | PGE_New_EGS_Generic |  |  | #N/A |  |  |  |  | PGE_New_EGS_Generic |  |  |  |  | #N/A |  |  |  | PGE_New_EGS_Generic | PGE_New_EGS | PGE_NGBA_EGS_Deep_33 | 0 | 0 | 0 | 0 | 0 | 0 | 0 | 0 | 0 | 0 | 0 | 0 | 0 | 0 | 0 | 0 | 0 | 0 | 0 | 0 | 0 | 0 | 0 | 0 | 0 | 0 | PG&E NGBA
PGE_New_EGS_Generic | PGE_New_EGS | PGE_NGBA_EGS_Deep_37 | 0 | 0 | 0 | 0 | 0 | 0 | #N/A | 0 | PGE_New_EGS_Generic | 0 | 0 | #N/A | 0 | 0 | 0 | 0 | PGE_New_EGS_Generic | 0 | 0 | 0 | 0 | #N/A | 0 | 0 | 0 | PGE_New_EGS_Generic | PGE_New_EGS | PGE_NGBA_EGS_Deep_37 | 0 | 0 | 0 | 0 | 0 | 0 | 0 | #N/A | 0 | PGE_New_EGS_Generic | 0 | 0 | #N/A | 0 | 0 | 0 | 0 | PGE_New_EGS_Generic | PGE_New_EGS | PGE_NGBA_EGS_Deep_37 | 0 | 0 | 0 | 0 | 0 | 0 | #N/A | #N/A | #N/A | 0 | 0 | 0 | 0 | 0 | 0 | PGE_New_EGS_Generic | 0 | #N/A | 0 | 0 | PGE_New_EGS_Generic | 0 | 0 | 0 | 0 | #N/A | #N/A | #N/A | #N/A | #N/A | #N/A | 0 | 0 | 0 | PGE_New_EGS_Generic | PGE_New_EGS | PGE_NGBA_EGS_Deep_37 | [6 empty] | #N/A |  | PGE_New_EGS_Generic |  |  | #N/A |  |  |  |  | PGE_New_EGS_Generic |  |  |  |  | #N/A |  |  |  | PGE_New_EGS_Generic | PGE_New_EGS | PGE_NGBA_EGS_Deep_37 | [6 empty] | #N/A |  | PGE_New_EGS_Generic |  |  | #N/A |  |  |  |  | PGE_New_EGS_Generic |  |  |  |  | #N/A |  |  |  | PGE_New_EGS_Generic | PGE_New_EGS | PGE_NGBA_EGS_Deep_37 | 0 | 0 | 0 | 0 | 0 | 0 | 0 | 0 | 0 | 0 | 0 | 0 | 0 | 0 | 0 | 0 | 0 | 0 | 0 | 0 | 0 | 0 | 0 | 0 | 0 | 0 | PG&E NGBA
PGE_New_EGS_Generic | PGE_New_EGS | PGE_NGBA_EGS_Deep_39 | 0 | 0 | 0 | 0 | 0 | 0 | #N/A | 0 | PGE_New_EGS_Generic | 0 | 0 | #N/A | 0 | 0 | 0 | 0 | PGE_New_EGS_Generic | 0 | 0 | 0 | 0 | #N/A | 0 | 0 | 0 | PGE_New_EGS_Generic | PGE_New_EGS | PGE_NGBA_EGS_Deep_39 | 0 | 0 | 0 | 0 | 0 | 0 | 0 | #N/A | 0 | PGE_New_EGS_Generic | 0 | 0 | #N/A | 0 | 0 | 0 | 0 | PGE_New_EGS_Generic | PGE_New_EGS | PGE_NGBA_EGS_Deep_39 | 0 | 0 | 0 | 0 | 0 | 0 | #N/A | #N/A | #N/A | 0 | 0 | 0 | 0 | 0 | 0 | PGE_New_EGS_Generic | 0 | #N/A | 0 | 0 | PGE_New_EGS_Generic | 0 | 0 | 0 | 0 | #N/A | #N/A | #N/A | #N/A | #N/A | #N/A | 0 | 0 | 0 | PGE_New_EGS_Generic | PGE_New_EGS | PGE_NGBA_EGS_Deep_39 | [6 empty] | #N/A |  | PGE_New_EGS_Generic |  |  | #N/A |  |  |  |  | PGE_New_EGS_Generic |  |  |  |  | #N/A |  |  |  | PGE_New_EGS_Generic | PGE_New_EGS | PGE_NGBA_EGS_Deep_39 | [6 empty] | #N/A |  | PGE_New_EGS_Generic |  |  | #N/A |  |  |  |  | PGE_New_EGS_Generic |  |  |  |  | #N/A |  |  |  | PGE_New_EGS_Generic | PGE_New_EGS | PGE_NGBA_EGS_Deep_39 | 0 | 0 | 0 | 0 | 0 | 0 | 0 | 0 | 0 | 0 | 0 | 0 | 0 | 0 | 0 | 0 | 0 | 0 | 0 | 0 | 0 | 0 | 0 | 0 | 0 | 0 | PG&E NGBA
PGE_New_EGS_Generic | PGE_New_EGS | PGE_NGBA_EGS_Deep_47 | 0 | 0 | 0 | 0 | 0 | 0 | #N/A | 0 | PGE_New_EGS_Generic | 0 | 0 | #N/A | 0 | 0 | 0 | 0 | PGE_New_EGS_Generic | 0 | 0 | 0 | 0 | #N/A | 0 | 0 | 0 | PGE_New_EGS_Generic | PGE_New_EGS | PGE_NGBA_EGS_Deep_47 | 0 | 0 | 0 | 0 | 0 | 0 | 0 | #N/A | 0 | PGE_New_EGS_Generic | 0 | 0 | #N/A | 0 | 0 | 0 | 0 | PGE_New_EGS_Generic | PGE_New_EGS | PGE_NGBA_EGS_Deep_47 | 0 | 0 | 0 | 0 | 0 | 0 | #N/A | #N/A | #N/A | 0 | 0 | 0 | 0 | 0 | 0 | PGE_New_EGS_Generic | 0 | #N/A | 0 | 0 | PGE_New_EGS_Generic | 0 | 0 | 0 | 0 | #N/A | #N/A | #N/A | #N/A | #N/A | #N/A | 0 | 0 | 0 | PGE_New_EGS_Generic | PGE_New_EGS | PGE_NGBA_EGS_Deep_47 | [6 empty] | #N/A |  | PGE_New_EGS_Generic |  |  | #N/A |  |  |  |  | PGE_New_EGS_Generic |  |  |  |  | #N/A |  |  |  | PGE_New_EGS_Generic | PGE_New_EGS | PGE_NGBA_EGS_Deep_47 | [6 empty] | #N/A |  | PGE_New_EGS_Generic |  |  | #N/A |  |  |  |  | PGE_New_EGS_Generic |  |  |  |  | #N/A |  |  |  | PGE_New_EGS_Generic | PGE_New_EGS | PGE_NGBA_EGS_Deep_47 | 0 | 0 | 0 | 0 | 0 | 0 | 0 | 0 | 0 | 0 | 0 | 0 | 0 | 0 | 0 | 0 | 0 | 0 | 0 | 0 | 0 | 0 | 0 | 0 | 0 | 0 | PG&E NGBA
PGE_New_EGS_Generic | PGE_New_EGS | PGE_NGBA_EGS_Deep_52 | 0 | 0 | 0 | 0 | 0 | 0 | #N/A | 0 | PGE_New_EGS_Generic | 0 | 0 | #N/A | 0 | 0 | 0 | 0 | PGE_New_EGS_Generic | 0 | 0 | 0 | 0 | #N/A | 0 | 0 | 0 | PGE_New_EGS_Generic | PGE_New_EGS | PGE_NGBA_EGS_Deep_52 | 0 | 0 | 0 | 0 | 0 | 0 | 0 | #N/A | 0 | PGE_New_EGS_Generic | 0 | 0 | #N/A | 0 | 0 | 0 | 0 | PGE_New_EGS_Generic | PGE_New_EGS | PGE_NGBA_EGS_Deep_52 | 0 | 0 | 0 | 0 | 0 | 0 | #N/A | #N/A | #N/A | 0 | 0 | 0 | 0 | 0 | 0 | PGE_New_EGS_Generic | 0 | #N/A | 0 | 0 | PGE_New_EGS_Generic | 0 | 0 | 0 | 0 | #N/A | #N/A | #N/A | #N/A | #N/A | #N/A | 0 | 0 | 0 | PGE_New_EGS_Generic | PGE_New_EGS | PGE_NGBA_EGS_Deep_52 | [6 empty] | #N/A |  | PGE_New_EGS_Generic |  |  | #N/A |  |  |  |  | PGE_New_EGS_Generic |  |  |  |  | #N/A |  |  |  | PGE_New_EGS_Generic | PGE_New_EGS | PGE_NGBA_EGS_Deep_52 | [6 empty] | #N/A |  | PGE_New_EGS_Generic |  |  | #N/A |  |  |  |  | PGE_New_EGS_Generic |  |  |  |  | #N/A |  |  |  | PGE_New_EGS_Generic | PGE_New_EGS | PGE_NGBA_EGS_Deep_52 | 0 | 0 | 0 | 0 | 0 | 0 | 0 | 0 | 0 | 0 | 0 | 0 | 0 | 0 | 0 | 0 | 0 | 0 | 0 | 0 | 0 | 0 | 0 | 0 | 0 | 0 | PG&E NGBA
PGE_New_EGS_Generic | PGE_New_EGS | PGE_NGBA_EGS_Deep_55 | 0 | 0 | 0 | 0 | 0 | 0 | #N/A | 0 | PGE_New_EGS_Generic | 0 | 0 | #N/A | 0 | 0 | 0 | 0 | PGE_New_EGS_Generic | 0 | 0 | 0 | 0 | #N/A | 0 | 0 | 0 | PGE_New_EGS_Generic | PGE_New_EGS | PGE_NGBA_EGS_Deep_55 | 0 | 0 | 0 | 0 | 0 | 0 | 0 | #N/A | 0 | PGE_New_EGS_Generic | 0 | 0 | #N/A | 0 | 0 | 0 | 0 | PGE_New_EGS_Generic | PGE_New_EGS | PGE_NGBA_EGS_Deep_55 | 0 | 0 | 0 | 0 | 0 | 0 | #N/A | #N/A | #N/A | 0 | 0 | 0 | 0 | 0 | 0 | PGE_New_EGS_Generic | 0 | #N/A | 0 | 0 | PGE_New_EGS_Generic | 0 | 0 | 0 | 0 | #N/A | #N/A | #N/A | #N/A | #N/A | #N/A | 0 | 0 | 0 | PGE_New_EGS_Generic | PGE_New_EGS | PGE_NGBA_EGS_Deep_55 | [6 empty] | #N/A |  | PGE_New_EGS_Generic |  |  | #N/A |  |  |  |  | PGE_New_EGS_Generic |  |  |  |  | #N/A |  |  |  | PGE_New_EGS_Generic | PGE_New_EGS | PGE_NGBA_EGS_Deep_55 | [6 empty] | #N/A |  | PGE_New_EGS_Generic |  |  | #N/A |  |  |  |  | PGE_New_EGS_Generic |  |  |  |  | #N/A |  |  |  | PGE_New_EGS_Generic | PGE_New_EGS | PGE_NGBA_EGS_Deep_55 | 0 | 0 | 0 | 0 | 0 | 0 | 0 | 0 | 0 | 0 | 0 | 0 | 0 | 0 | 0 | 0 | 0 | 0 | 0 | 0 | 0 | 0 | 0 | 0 | 0 | 0 | PG&E NGBA
PGE_New_EGS_Generic | PGE_New_EGS | PGE_NGBA_EGS_Deep_57 | 0 | 0 | 0 | 0 | 0 | 0 | #N/A | 0 | PGE_New_EGS_Generic | 0 | 0 | #N/A | 0 | 0 | 0 | 0 | PGE_New_EGS_Generic | 0 | 0 | 0 | 0 | #N/A | 0 | 0 | 0 | PGE_New_EGS_Generic | PGE_New_EGS | PGE_NGBA_EGS_Deep_57 | 0 | 0 | 0 | 0 | 0 | 0 | 0 | #N/A | 0 | PGE_New_EGS_Generic | 0 | 0 | #N/A | 0 | 0 | 0 | 0 | PGE_New_EGS_Generic | PGE_New_EGS | PGE_NGBA_EGS_Deep_57 | 0 | 0 | 0 | 0 | 0 | 0 | #N/A | #N/A | #N/A | 0 | 0 | 0 | 0 | 0 | 0 | PGE_New_EGS_Generic | 0 | #N/A | 0 | 0 | PGE_New_EGS_Generic | 0 | 0 | 0 | 0 | #N/A | #N/A | #N/A | #N/A | #N/A | #N/A | 0 | 0 | 0 | PGE_New_EGS_Generic | PGE_New_EGS | PGE_NGBA_EGS_Deep_57 | [6 empty] | #N/A |  | PGE_New_EGS_Generic |  |  | #N/A |  |  |  |  | PGE_New_EGS_Generic |  |  |  |  | #N/A |  |  |  | PGE_New_EGS_Generic | PGE_New_EGS | PGE_NGBA_EGS_Deep_57 | [6 empty] | #N/A |  | PGE_New_EGS_Generic |  |  | #N/A |  |  |  |  | PGE_New_EGS_Generic |  |  |  |  | #N/A |  |  |  | PGE_New_EGS_Generic | PGE_New_EGS | PGE_NGBA_EGS_Deep_57 | 0 | 0 | 0 | 0 | 0 | 0 | 0 | 0 | 0 | 0 | 0 | 0 | 0 | 0 | 0 | 0 | 0 | 0 | 0 | 0 | 0 | 0 | 0 | 0 | 0 | 0 | PG&E NGBA
PGE_New_EGS_Generic | PGE_New_EGS | PGE_NGBA_EGS_Deep_58 | 0 | 0 | 0 | 0 | 0 | 0 | #N/A | 0 | PGE_New_EGS_Generic | 0 | 0 | #N/A | 0 | 0 | 0 | 0 | PGE_New_EGS_Generic | 0 | 0 | 0 | 0 | #N/A | 0 | 0 | 0 | PGE_New_EGS_Generic | PGE_New_EGS | PGE_NGBA_EGS_Deep_58 | 0 | 0 | 0 | 0 | 0 | 0 | 0 | #N/A | 0 | PGE_New_EGS_Generic | 0 | 0 | #N/A | 0 | 0 | 0 | 0 | PGE_New_EGS_Generic | PGE_New_EGS | PGE_NGBA_EGS_Deep_58 | 0 | 0 | 0 | 0 | 0 | 0 | #N/A | #N/A | #N/A | 0 | 0 | 0 | 0 | 0 | 0 | PGE_New_EGS_Generic | 0 | #N/A | 0 | 0 | PGE_New_EGS_Generic | 0 | 0 | 0 | 0 | #N/A | #N/A | #N/A | #N/A | #N/A | #N/A | 0 | 0 | 0 | PGE_New_EGS_Generic | PGE_New_EGS | PGE_NGBA_EGS_Deep_58 | [6 empty] | #N/A |  | PGE_New_EGS_Generic |  |  | #N/A |  |  |  |  | PGE_New_EGS_Generic |  |  |  |  | #N/A |  |  |  | PGE_New_EGS_Generic | PGE_New_EGS | PGE_NGBA_EGS_Deep_58 | [6 empty] | #N/A |  | PGE_New_EGS_Generic |  |  | #N/A |  |  |  |  | PGE_New_EGS_Generic |  |  |  |  | #N/A |  |  |  | PGE_New_EGS_Generic | PGE_New_EGS | PGE_NGBA_EGS_Deep_58 | 0 | 0 | 0 | 0 | 0 | 0 | 0 | 0 | 0 | 0 | 0 | 0 | 0 | 0 | 0 | 0 | 0 | 0 | 0 | 0 | 0 | 0 | 0 | 0 | 0 | 0 | PG&E NGBA
PGE_New_EGS_Generic | PGE_New_EGS | PGE_NGBA_EGS_Deep_59 | 0 | 0 | 0 | 0 | 0 | 0 | #N/A | 0 | PGE_New_EGS_Generic | 0 | 0 | #N/A | 0 | 0 | 0 | 0 | PGE_New_EGS_Generic | 0 | 0 | 0 | 0 | #N/A | 0 | 0 | 0 | PGE_New_EGS_Generic | PGE_New_EGS | PGE_NGBA_EGS_Deep_59 | 0 | 0 | 0 | 0 | 0 | 0 | 0 | #N/A | 0 | PGE_New_EGS_Generic | 0 | 0 | #N/A | 0 | 0 | 0 | 0 | PGE_New_EGS_Generic | PGE_New_EGS | PGE_NGBA_EGS_Deep_59 | 0 | 0 | 0 | 0 | 0 | 0 | #N/A | #N/A | #N/A | 0 | 0 | 0 | 0 | 0 | 0 | PGE_New_EGS_Generic | 0 | #N/A | 0 | 0 | PGE_New_EGS_Generic | 0 | 0 | 0 | 0 | #N/A | #N/A | #N/A | #N/A | #N/A | #N/A | 0 | 0 | 0 | PGE_New_EGS_Generic | PGE_New_EGS | PGE_NGBA_EGS_Deep_59 | [6 empty] | #N/A |  | PGE_New_EGS_Generic |  |  | #N/A |  |  |  |  | PGE_New_EGS_Generic |  |  |  |  | #N/A |  |  |  | PGE_New_EGS_Generic | PGE_New_EGS | PGE_NGBA_EGS_Deep_59 | [6 empty] | #N/A |  | PGE_New_EGS_Generic |  |  | #N/A |  |  |  |  | PGE_New_EGS_Generic |  |  |  |  | #N/A |  |  |  | PGE_New_EGS_Generic | PGE_New_EGS | PGE_NGBA_EGS_Deep_59 | 0 | 0 | 0 | 0 | 0 | 0 | 0 | 0 | 0 | 0 | 0 | 0 | 0 | 0 | 0 | 0 | 0 | 0 | 0 | 0 | 0 | 0 | 0 | 0 | 0 | 0 | PG&E NGBA
PGE_New_EGS_Generic | PGE_New_EGS | PGE_NGBA_EGS_Deep_60 | 0 | 0 | 0 | 0 | 0 | 0 | #N/A | 0 | PGE_New_EGS_Generic | 0 | 0 | #N/A | 0 | 0 | 0 | 0 | PGE_New_EGS_Generic | 0 | 0 | 0 | 0 | #N/A | 0 | 0 | 0 | PGE_New_EGS_Generic | PGE_New_EGS | PGE_NGBA_EGS_Deep_60 | 0 | 0 | 0 | 0 | 0 | 0 | 0 | #N/A | 0 | PGE_New_EGS_Generic | 0 | 0 | #N/A | 0 | 0 | 0 | 0 | PGE_New_EGS_Generic | PGE_New_EGS | PGE_NGBA_EGS_Deep_60 | 0 | 0 | 0 | 0 | 0 | 0 | #N/A | #N/A | #N/A | 0 | 0 | 0 | 0 | 0 | 0 | PGE_New_EGS_Generic | 0 | #N/A | 0 | 0 | PGE_New_EGS_Generic | 0 | 0 | 0 | 0 | #N/A | #N/A | #N/A | #N/A | #N/A | #N/A | 0 | 0 | 0 | PGE_New_EGS_Generic | PGE_New_EGS | PGE_NGBA_EGS_Deep_60 | [6 empty] | #N/A |  | PGE_New_EGS_Generic |  |  | #N/A |  |  |  |  | PGE_New_EGS_Generic |  |  |  |  | #N/A |  |  |  | PGE_New_EGS_Generic | PGE_New_EGS | PGE_NGBA_EGS_Deep_60 | [6 empty] | #N/A |  | PGE_New_EGS_Generic |  |  | #N/A |  |  |  |  | PGE_New_EGS_Generic |  |  |  |  | #N/A |  |  |  | PGE_New_EGS_Generic | PGE_New_EGS | PGE_NGBA_EGS_Deep_60 | 0 | 0 | 0 | 0 | 0 | 0 | 0 | 0 | 0 | 0 | 0 | 0 | 0 | 0 | 0 | 0 | 0 | 0 | 0 | 0 | 0 | 0 | 0 | 0 | 0 | 0 | PG&E NGBA
PGE_New_EGS_Generic | PGE_New_EGS | PGE_NGBA_EGS_Deep_61 | 0 | 0 | 0 | 0 | 0 | 0 | #N/A | 0 | PGE_New_EGS_Generic | 0 | 0 | #N/A | 0 | 0 | 0 | 0 | PGE_New_EGS_Generic | 0 | 0 | 0 | 0 | #N/A | 0 | 0 | 0 | PGE_New_EGS_Generic | PGE_New_EGS | PGE_NGBA_EGS_Deep_61 | 0 | 0 | 0 | 0 | 0 | 0 | 0 | #N/A | 0 | PGE_New_EGS_Generic | 0 | 0 | #N/A | 0 | 0 | 0 | 0 | PGE_New_EGS_Generic | PGE_New_EGS | PGE_NGBA_EGS_Deep_61 | 0 | 0 | 0 | 0 | 0 | 0 | #N/A | #N/A | #N/A | 0 | 0 | 0 | 0 | 0 | 0 | PGE_New_EGS_Generic | 0 | #N/A | 0 | 0 | PGE_New_EGS_Generic | 0 | 0 | 0 | 0 | #N/A | #N/A | #N/A | #N/A | #N/A | #N/A | 0 | 0 | 0 | PGE_New_EGS_Generic | PGE_New_EGS | PGE_NGBA_EGS_Deep_61 | [6 empty] | #N/A |  | PGE_New_EGS_Generic |  |  | #N/A |  |  |  |  | PGE_New_EGS_Generic |  |  |  |  | #N/A |  |  |  | PGE_New_EGS_Generic | PGE_New_EGS | PGE_NGBA_EGS_Deep_61 | [6 empty] | #N/A |  | PGE_New_EGS_Generic |  |  | #N/A |  |  |  |  | PGE_New_EGS_Generic |  |  |  |  | #N/A |  |  |  | PGE_New_EGS_Generic | PGE_New_EGS | PGE_NGBA_EGS_Deep_61 | 0 | 0 | 0 | 0 | 0 | 0 | 0 | 0 | 0 | 0 | 0 | 0 | 0 | 0 | 0 | 0 | 0 | 0 | 0 | 0 | 0 | 0 | 0 | 0 | 0 | 0 | PG&E NGBA
PGE_New_EGS_Generic | PGE_New_EGS | PGE_NGBA_EGS_Deep_62 | 0 | 0 | 0 | 0 | 0 | 0 | #N/A | 0 | PGE_New_EGS_Generic | 0 | 0 | #N/A | 0 | 0 | 0 | 0 | PGE_New_EGS_Generic | 0 | 0 | 0 | 0 | #N/A | 0 | 0 | 0 | PGE_New_EGS_Generic | PGE_New_EGS | PGE_NGBA_EGS_Deep_62 | 0 | 0 | 0 | 0 | 0 | 0 | 0 | #N/A | 0 | PGE_New_EGS_Generic | 0 | 0 | #N/A | 0 | 0 | 0 | 0 | PGE_New_EGS_Generic | PGE_New_EGS | PGE_NGBA_EGS_Deep_62 | 0 | 0 | 0 | 0 | 0 | 0 | #N/A | #N/A | #N/A | 0 | 0 | 0 | 0 | 0 | 0 | PGE_New_EGS_Generic | 0 | #N/A | 0 | 0 | PGE_New_EGS_Generic | 0 | 0 | 0 | 0 | #N/A | #N/A | #N/A | #N/A | #N/A | #N/A | 0 | 0 | 0 | PGE_New_EGS_Generic | PGE_New_EGS | PGE_NGBA_EGS_Deep_62 | [6 empty] | #N/A |  | PGE_New_EGS_Generic |  |  | #N/A |  |  |  |  | PGE_New_EGS_Generic |  |  |  |  | #N/A |  |  |  | PGE_New_EGS_Generic | PGE_New_EGS | PGE_NGBA_EGS_Deep_62 | [6 empty] | #N/A |  | PGE_New_EGS_Generic |  |  | #N/A |  |  |  |  | PGE_New_EGS_Generic |  |  |  |  | #N/A |  |  |  | PGE_New_EGS_Generic | PGE_New_EGS | PGE_NGBA_EGS_Deep_62 | 0 | 0 | 0 | 0 | 0 | 0 | 0 | 0 | 0 | 0 | 0 | 0 | 0 | 0 | 0 | 0 | 0 | 0 | 0 | 0 | 0 | 0 | 0 | 0 | 0 | 0 | PG&E NGBA
PGE_New_EGS_Generic | PGE_New_EGS | PGE_NGBA_EGS_Deep_67 | 0 | 0 | 0 | 0 | 0 | 0 | #N/A | 0 | PGE_New_EGS_Generic | 0 | 0 | #N/A | 0 | 0 | 0 | 0 | PGE_New_EGS_Generic | 0 | 0 | 0 | 0 | #N/A | 0 | 0 | 0 | PGE_New_EGS_Generic | PGE_New_EGS | PGE_NGBA_EGS_Deep_67 | 0 | 0 | 0 | 0 | 0 | 0 | 0 | #N/A | 0 | PGE_New_EGS_Generic | 0 | 0 | #N/A | 0 | 0 | 0 | 0 | PGE_New_EGS_Generic | PGE_New_EGS | PGE_NGBA_EGS_Deep_67 | 0 | 0 | 0 | 0 | 0 | 0 | #N/A | #N/A | #N/A | 0 | 0 | 0 | 0 | 0 | 0 | PGE_New_EGS_Generic | 0 | #N/A | 0 | 0 | PGE_New_EGS_Generic | 0 | 0 | 0 | 0 | #N/A | #N/A | #N/A | #N/A | #N/A | #N/A | 0 | 0 | 0 | PGE_New_EGS_Generic | PGE_New_EGS | PGE_NGBA_EGS_Deep_67 | [6 empty] | #N/A |  | PGE_New_EGS_Generic |  |  | #N/A |  |  |  |  | PGE_New_EGS_Generic |  |  |  |  | #N/A |  |  |  | PGE_New_EGS_Generic | PGE_New_EGS | PGE_NGBA_EGS_Deep_67 | [6 empty] | #N/A |  | PGE_New_EGS_Generic |  |  | #N/A |  |  |  |  | PGE_New_EGS_Generic |  |  |  |  | #N/A |  |  |  | PGE_New_EGS_Generic | PGE_New_EGS | PGE_NGBA_EGS_Deep_67 | 0 | 0 | 0 | 0 | 0 | 0 | 0 | 0 | 0 | 0 | 0 | 0 | 0 | 0 | 0 | 0 | 0 | 0 | 0 | 0 | 0 | 0 | 0 | 0 | 0 | 0 | PG&E NGBA
PGE_New_EGS_Generic | PGE_New_EGS | PGE_NGBA_EGS_Deep_7 | 0 | 0 | 0 | 0 | 0 | 0 | #N/A | 0 | PGE_New_EGS_Generic | 0 | 0 | #N/A | 0 | 0 | 0 | 0 | PGE_New_EGS_Generic | 0 | 0 | 0 | 0 | #N/A | 0 | 0 | 0 | PGE_New_EGS_Generic | PGE_New_EGS | PGE_NGBA_EGS_Deep_7 | 0 | 0 | 0 | 0 | 0 | 0 | 0 | #N/A | 0 | PGE_New_EGS_Generic | 0 | 0 | #N/A | 0 | 0 | 0 | 0 | PGE_New_EGS_Generic | PGE_New_EGS | PGE_NGBA_EGS_Deep_7 | 0 | 0 | 0 | 0 | 0 | 0 | #N/A | #N/A | #N/A | 0 | 0 | 0 | 0 | 0 | 0 | PGE_New_EGS_Generic | 0 | #N/A | 0 | 0 | PGE_New_EGS_Generic | 0 | 0 | 0 | 0 | #N/A | #N/A | #N/A | #N/A | #N/A | #N/A | 0 | 0 | 0 | PGE_New_EGS_Generic | PGE_New_EGS | PGE_NGBA_EGS_Deep_7 | [6 empty] | #N/A |  | PGE_New_EGS_Generic |  |  | #N/A |  |  |  |  | PGE_New_EGS_Generic |  |  |  |  | #N/A |  |  |  | PGE_New_EGS_Generic | PGE_New_EGS | PGE_NGBA_EGS_Deep_7 | [6 empty] | #N/A |  | PGE_New_EGS_Generic |  |  | #N/A |  |  |  |  | PGE_New_EGS_Generic |  |  |  |  | #N/A |  |  |  | PGE_New_EGS_Generic | PGE_New_EGS | PGE_NGBA_EGS_Deep_7 | 0 | 0 | 0 | 0 | 0 | 0 | 0 | 0 | 0 | 0 | 0 | 0 | 0 | 0 | 0 | 0 | 0 | 0 | 0 | 0 | 0 | 0 | 0 | 0 | 0 | 0 | PG&E NGBA
PGE_New_EGS_Generic | PGE_New_EGS | PGE_NGBA_EGS_NF_1 | 0 | 0 | 0 | 0 | 0 | 0 | #N/A | 0 | PGE_New_EGS_Generic | 0 | 0 | #N/A | 0 | 0 | 0 | 0 | PGE_New_EGS_Generic | 0 | 0 | 0 | 0 | #N/A | 0 | 0 | 0 | PGE_New_EGS_Generic | PGE_New_EGS | PGE_NGBA_EGS_NF_1 | 0 | 0 | 0 | 0 | 0 | 0 | 0 | #N/A | 0 | PGE_New_EGS_Generic | 0 | 0 | #N/A | 0 | 0 | 0 | 0 | PGE_New_EGS_Generic | PGE_New_EGS | PGE_NGBA_EGS_NF_1 | 0 | 0 | 0 | 0 | 0 | 0 | #N/A | #N/A | #N/A | 0 | 0 | 0 | 0 | 0 | 0 | PGE_New_EGS_Generic | 0 | #N/A | 0 | 0 | PGE_New_EGS_Generic | 0 | 0 | 0 | 0 | #N/A | #N/A | #N/A | #N/A | #N/A | #N/A | 0 | 0 | 0 | PGE_New_EGS_Generic | PGE_New_EGS | PGE_NGBA_EGS_NF_1 | [6 empty] | #N/A |  | PGE_New_EGS_Generic |  |  | #N/A |  |  |  |  | PGE_New_EGS_Generic |  |  |  |  | #N/A |  |  |  | PGE_New_EGS_Generic | PGE_New_EGS | PGE_NGBA_EGS_NF_1 | [6 empty] | #N/A |  | PGE_New_EGS_Generic |  |  | #N/A |  |  |  |  | PGE_New_EGS_Generic |  |  |  |  | #N/A |  |  |  | PGE_New_EGS_Generic | PGE_New_EGS | PGE_NGBA_EGS_NF_1 | 0 | 0 | 0 | 0 | 0 | 0 | 0 | 0 | 0 | 0 | 0 | 0 | 0 | 0 | 0 | 0 | 0.3705 | 0 | 0 | 0 | 0 | 0.3705 | 0 | 0 | 0 | 0.3705 | PG&E NGBA
PGE_New_EGS_Generic | PGE_New_EGS | PGE_NGBA_EGS_NF_19 | 0 | 0 | 0 | 0 | 0 | 0 | #N/A | 0 | PGE_New_EGS_Generic | 0 | 0 | #N/A | 0 | 0 | 0 | 0 | PGE_New_EGS_Generic | 0 | 0 | 0 | 0 | #N/A | 0 | 0 | 0 | PGE_New_EGS_Generic | PGE_New_EGS | PGE_NGBA_EGS_NF_19 | 0 | 0 | 0 | 0 | 0 | 0 | 0 | #N/A | 0 | PGE_New_EGS_Generic | 0 | 0 | #N/A | 0 | 0 | 0 | 0 | PGE_New_EGS_Generic | PGE_New_EGS | PGE_NGBA_EGS_NF_19 | 0 | 0 | 0 | 0 | 0 | 0 | #N/A | #N/A | #N/A | 0 | 0 | 0 | 0 | 0 | 0 | PGE_New_EGS_Generic | 0 | #N/A | 0 | 0 | PGE_New_EGS_Generic | 0 | 0 | 0 | 0 | #N/A | #N/A | #N/A | #N/A | #N/A | #N/A | 0 | 0 | 0 | PGE_New_EGS_Generic | PGE_New_EGS | PGE_NGBA_EGS_NF_19 | [6 empty] | #N/A |  | PGE_New_EGS_Generic |  |  | #N/A |  |  |  |  | PGE_New_EGS_Generic |  |  |  |  | #N/A |  |  |  | PGE_New_EGS_Generic | PGE_New_EGS | PGE_NGBA_EGS_NF_19 | [6 empty] | #N/A |  | PGE_New_EGS_Generic |  |  | #N/A |  |  |  |  | PGE_New_EGS_Generic |  |  |  |  | #N/A |  |  |  | PGE_New_EGS_Generic | PGE_New_EGS | PGE_NGBA_EGS_NF_19 | 0 | 0 | 0 | 0 | 0 | 0 | 0 | 0 | 0 | 0 | 0 | 0 | 0 | 0 | 0 | 0 | 0 | 0 | 0 | 0 | 0 | 0 | 0 | 0 | 0 | 0 | PG&E NGBA
PGE_New_EGS_Generic | PGE_New_EGS | PGE_NGBA_EGS_NF_2 | 0 | 0 | 0 | 0 | 0 | 0 | #N/A | 0 | PGE_New_EGS_Generic | 0 | 0 | #N/A | 0 | 0 | 0 | 0 | PGE_New_EGS_Generic | 0 | 0 | 0 | 0 | #N/A | 0 | 0 | 0 | PGE_New_EGS_Generic | PGE_New_EGS | PGE_NGBA_EGS_NF_2 | 0 | 0 | 0 | 0 | 0 | 0 | 0 | #N/A | 0 | PGE_New_EGS_Generic | 0 | 0 | #N/A | 0 | 0 | 0 | 0 | PGE_New_EGS_Generic | PGE_New_EGS | PGE_NGBA_EGS_NF_2 | 0 | 0 | 0 | 0 | 0 | 0 | #N/A | #N/A | #N/A | 0 | 0 | 0 | 0 | 0 | 0 | PGE_New_EGS_Generic | 0 | #N/A | 0 | 0 | PGE_New_EGS_Generic | 0 | 0 | 0 | 0 | #N/A | #N/A | #N/A | #N/A | #N/A | #N/A | 0 | 0 | 0 | PGE_New_EGS_Generic | PGE_New_EGS | PGE_NGBA_EGS_NF_2 | [6 empty] | #N/A |  | PGE_New_EGS_Generic |  |  | #N/A |  |  |  |  | PGE_New_EGS_Generic |  |  |  |  | #N/A |  |  |  | PGE_New_EGS_Generic | PGE_New_EGS | PGE_NGBA_EGS_NF_2 | [6 empty] | #N/A |  | PGE_New_EGS_Generic |  |  | #N/A |  |  |  |  | PGE_New_EGS_Generic |  |  |  |  | #N/A |  |  |  | PGE_New_EGS_Generic | PGE_New_EGS | PGE_NGBA_EGS_NF_2 | 0 | 0 | 0 | 0 | 0 | 0 | 0 | 0 | 0 | 0 | 0 | 0 | 0 | 0 | 0 | 0 | 0 | 0 | 0 | 0 | 0 | 0 | 0 | 0 | 0 | 0 | PG&E NGBA
PGE_New_EGS_Generic | PGE_New_EGS | PGE_NGBA_EGS_NF_21 | 0 | 0 | 0 | 0 | 0 | 0 | #N/A | 0 | PGE_New_EGS_Generic | 0 | 0 | #N/A | 0 | 0 | 0 | 0 | PGE_New_EGS_Generic | 0 | 0 | 0 | 0 | #N/A | 0 | 0 | 0 | PGE_New_EGS_Generic | PGE_New_EGS | PGE_NGBA_EGS_NF_21 | 0 | 0 | 0 | 0 | 0 | 0 | 0 | #N/A | 0 | PGE_New_EGS_Generic | 0 | 0 | #N/A | 0 | 0 | 0 | 0 | PGE_New_EGS_Generic | PGE_New_EGS | PGE_NGBA_EGS_NF_21 | 0 | 0 | 0 | 0 | 0 | 0 | #N/A | #N/A | #N/A | 0 | 0 | 0 | 0 | 0 | 0 | PGE_New_EGS_Generic | 0 | #N/A | 0 | 0 | PGE_New_EGS_Generic | 0 | 0 | 0 | 0 | #N/A | #N/A | #N/A | #N/A | #N/A | #N/A | 0 | 0 | 0 | PGE_New_EGS_Generic | PGE_New_EGS | PGE_NGBA_EGS_NF_21 | [6 empty] | #N/A |  | PGE_New_EGS_Generic |  |  | #N/A |  |  |  |  | PGE_New_EGS_Generic |  |  |  |  | #N/A |  |  |  | PGE_New_EGS_Generic | PGE_New_EGS | PGE_NGBA_EGS_NF_21 | [6 empty] | #N/A |  | PGE_New_EGS_Generic |  |  | #N/A |  |  |  |  | PGE_New_EGS_Generic |  |  |  |  | #N/A |  |  |  | PGE_New_EGS_Generic | PGE_New_EGS | PGE_NGBA_EGS_NF_21 | 0 | 0 | 0 | 0 | 0 | 0 | 0 | 0 | 0 | 0 | 0 | 0 | 0 | 0 | 0 | 0 | 0 | 0 | 0 | 0 | 0 | 0 | 0 | 0 | 0 | 0 | PG&E NGBA
PGE_New_EGS_Generic | PGE_New_EGS | PGE_NGBA_EGS_NF_27 | 0 | 0 | 0 | 0 | 0 | 0 | #N/A | 0 | PGE_New_EGS_Generic | 0 | 0 | #N/A | 0 | 0 | 0 | 0 | PGE_New_EGS_Generic | 0 | 0 | 0 | 0 | #N/A | 0 | 0 | 0 | PGE_New_EGS_Generic | PGE_New_EGS | PGE_NGBA_EGS_NF_27 | 0 | 0 | 0 | 0 | 0 | 0 | 0 | #N/A | 0 | PGE_New_EGS_Generic | 0 | 0 | #N/A | 0 | 0 | 0 | 0 | PGE_New_EGS_Generic | PGE_New_EGS | PGE_NGBA_EGS_NF_27 | 0 | 0 | 0 | 0 | 0 | 0 | #N/A | #N/A | #N/A | 0 | 0 | 0 | 0 | 0 | 0 | PGE_New_EGS_Generic | 0 | #N/A | 0 | 0 | PGE_New_EGS_Generic | 0 | 0 | 0 | 0 | #N/A | #N/A | #N/A | #N/A | #N/A | #N/A | 0 | 0 | 0 | PGE_New_EGS_Generic | PGE_New_EGS | PGE_NGBA_EGS_NF_27 | [6 empty] | #N/A |  | PGE_New_EGS_Generic |  |  | #N/A |  |  |  |  | PGE_New_EGS_Generic |  |  |  |  | #N/A |  |  |  | PGE_New_EGS_Generic | PGE_New_EGS | PGE_NGBA_EGS_NF_27 | [6 empty] | #N/A |  | PGE_New_EGS_Generic |  |  | #N/A |  |  |  |  | PGE_New_EGS_Generic |  |  |  |  | #N/A |  |  |  | PGE_New_EGS_Generic | PGE_New_EGS | PGE_NGBA_EGS_NF_27 | 0 | 0 | 0 | 0 | 0 | 0 | 0 | 0 | 0 | 0 | 0 | 0 | 0 | 0 | 0 | 0 | 0.2281 | 0 | 0 | 0 | 0 | 0.2281 | 0 | 0 | 0 | 0.2281 | PG&E NGBA
PGE_New_EGS_Generic | PGE_New_EGS | PGE_NGBA_EGS_NF_55 | 0 | 0 | 0 | 0 | 0 | 0 | #N/A | 0 | PGE_New_EGS_Generic | 0 | 0 | #N/A | 0 | 0 | 0 | 0 | PGE_New_EGS_Generic | 0 | 0 | 0 | 0 | #N/A | 0 | 0 | 0 | PGE_New_EGS_Generic | PGE_New_EGS | PGE_NGBA_EGS_NF_55 | 0 | 0 | 0 | 0 | 0 | 0 | 0 | #N/A | 0 | PGE_New_EGS_Generic | 0 | 0 | #N/A | 0 | 0 | 0 | 0 | PGE_New_EGS_Generic | PGE_New_EGS | PGE_NGBA_EGS_NF_55 | 0 | 0 | 0 | 0 | 0 | 0 | #N/A | #N/A | #N/A | 0 | 0 | 0 | 0 | 0 | 0 | PGE_New_EGS_Generic | 0 | #N/A | 0 | 0 | PGE_New_EGS_Generic | 0 | 0 | 0 | 0 | #N/A | #N/A | #N/A | #N/A | #N/A | #N/A | 0 | 0 | 0 | PGE_New_EGS_Generic | PGE_New_EGS | PGE_NGBA_EGS_NF_55 | [6 empty] | #N/A |  | PGE_New_EGS_Generic |  |  | #N/A |  |  |  |  | PGE_New_EGS_Generic |  |  |  |  | #N/A |  |  |  | PGE_New_EGS_Generic | PGE_New_EGS | PGE_NGBA_EGS_NF_55 | [6 empty] | #N/A |  | PGE_New_EGS_Generic |  |  | #N/A |  |  |  |  | PGE_New_EGS_Generic |  |  |  |  | #N/A |  |  |  | PGE_New_EGS_Generic | PGE_New_EGS | PGE_NGBA_EGS_NF_55 | 0 | 0 | 0 | 0 | 0 | 0 | 0 | 0 | 0 | 0 | 0 | 0 | 0 | 0 | 0 | 0 | 0.0169 | 0 | 0 | 0 | 0 | 0.0169 | 0 | 0 | 0 | 0.0169 | PG&E NGBA
PGE_New_EGS_Generic | PGE_New_EGS | PGE_NGBA_EGS_NF_57 | 0 | 0 | 0 | 0 | 0 | 0 | #N/A | 0 | PGE_New_EGS_Generic | 0 | 0 | #N/A | 0 | 0 | 0 | 0 | PGE_New_EGS_Generic | 0 | 0 | 0 | 0 | #N/A | 0 | 0 | 0 | PGE_New_EGS_Generic | PGE_New_EGS | PGE_NGBA_EGS_NF_57 | 0 | 0 | 0 | 0 | 0 | 0 | 0 | #N/A | 0 | PGE_New_EGS_Generic | 0 | 0 | #N/A | 0 | 0 | 0 | 0 | PGE_New_EGS_Generic | PGE_New_EGS | PGE_NGBA_EGS_NF_57 | 0 | 0 | 0 | 0 | 0 | 0 | #N/A | #N/A | #N/A | 0 | 0 | 0 | 0 | 0 | 0 | PGE_New_EGS_Generic | 0 | #N/A | 0 | 0 | PGE_New_EGS_Generic | 0 | 0 | 0 | 0 | #N/A | #N/A | #N/A | #N/A | #N/A | #N/A | 0 | 0 | 0 | PGE_New_EGS_Generic | PGE_New_EGS | PGE_NGBA_EGS_NF_57 | [6 empty] | #N/A |  | PGE_New_EGS_Generic |  |  | #N/A |  |  |  |  | PGE_New_EGS_Generic |  |  |  |  | #N/A |  |  |  | PGE_New_EGS_Generic | PGE_New_EGS | PGE_NGBA_EGS_NF_57 | [6 empty] | #N/A |  | PGE_New_EGS_Generic |  |  | #N/A |  |  |  |  | PGE_New_EGS_Generic |  |  |  |  | #N/A |  |  |  | PGE_New_EGS_Generic | PGE_New_EGS | PGE_NGBA_EGS_NF_57 | 0 | 0 | 0 | 0 | 0 | 0 | 0 | 0 | 0 | 0 | 0 | 0 | 0 | 0 | 0 | 0 | 0.00091875 | 0 | 0 | 0 | 0 | 0.00091875 | 0 | 0 | 0 | 0.00091875 | PG&E NGBA
PGE_New_EGS_Generic | PGE_New_EGS | PGE_NGBA_EGS_NF_62 | 0 | 0 | 0 | 0 | 0 | 0 | #N/A | 0 | PGE_New_EGS_Generic | 0 | 0 | #N/A | 0 | 0 | 0 | 0 | PGE_New_EGS_Generic | 0 | 0 | 0 | 0 | #N/A | 0 | 0 | 0 | PGE_New_EGS_Generic | PGE_New_EGS | PGE_NGBA_EGS_NF_62 | 0 | 0 | 0 | 0 | 0 | 0 | 0 | #N/A | 0 | PGE_New_EGS_Generic | 0 | 0 | #N/A | 0 | 0 | 0 | 0 | PGE_New_EGS_Generic | PGE_New_EGS | PGE_NGBA_EGS_NF_62 | 0 | 0 | 0 | 0 | 0 | 0 | #N/A | #N/A | #N/A | 0 | 0 | 0 | 0 | 0 | 0 | PGE_New_EGS_Generic | 0 | #N/A | 0 | 0 | PGE_New_EGS_Generic | 0 | 0 | 0 | 0 | #N/A | #N/A | #N/A | #N/A | #N/A | #N/A | 0 | 0 | 0 | PGE_New_EGS_Generic | PGE_New_EGS | PGE_NGBA_EGS_NF_62 | [6 empty] | #N/A |  | PGE_New_EGS_Generic |  |  | #N/A |  |  |  |  | PGE_New_EGS_Generic |  |  |  |  | #N/A |  |  |  | PGE_New_EGS_Generic | PGE_New_EGS | PGE_NGBA_EGS_NF_62 | [6 empty] | #N/A |  | PGE_New_EGS_Generic |  |  | #N/A |  |  |  |  | PGE_New_EGS_Generic |  |  |  |  | #N/A |  |  |  | PGE_New_EGS_Generic | PGE_New_EGS | PGE_NGBA_EGS_NF_62 | 0 | 0 | 0 | 0 | 0 | 0 | 0 | 0 | 0 | 0 | 0 | 0 | 0 | 0 | 0 | 0 | 0.013781 | 0 | 0 | 0 | 0 | 0.013781 | 0 | 0 | 0 | 0.013781 | PG&E NGBA
PGE_New_EGS_Generic | PGE_New_EGS | PGE_NGBA_EGS_NF_7 | 0 | 0 | 0 | 0 | 0 | 0 | #N/A | 0 | PGE_New_EGS_Generic | 0 | 0 | #N/A | 0 | 0 | 0 | 0 | PGE_New_EGS_Generic | 0 | 0 | 0 | 0 | #N/A | 0 | 0 | 0 | PGE_New_EGS_Generic | PGE_New_EGS | PGE_NGBA_EGS_NF_7 | 0 | 0 | 0 | 0 | 0 | 0 | 0 | #N/A | 0 | PGE_New_EGS_Generic | 0 | 0 | #N/A | 0 | 0 | 0 | 0 | PGE_New_EGS_Generic | PGE_New_EGS | PGE_NGBA_EGS_NF_7 | 0 | 0 | 0 | 0 | 0 | 0 | #N/A | #N/A | #N/A | 0 | 0 | 0 | 0 | 0 | 0 | PGE_New_EGS_Generic | 0 | #N/A | 0 | 0 | PGE_New_EGS_Generic | 0 | 0 | 0 | 0 | #N/A | #N/A | #N/A | #N/A | #N/A | #N/A | 0 | 0 | 0 | PGE_New_EGS_Generic | PGE_New_EGS | PGE_NGBA_EGS_NF_7 | [6 empty] | #N/A |  | PGE_New_EGS_Generic |  |  | #N/A |  |  |  |  | PGE_New_EGS_Generic |  |  |  |  | #N/A |  |  |  | PGE_New_EGS_Generic | PGE_New_EGS | PGE_NGBA_EGS_NF_7 | [6 empty] | #N/A |  | PGE_New_EGS_Generic |  |  | #N/A |  |  |  |  | PGE_New_EGS_Generic |  |  |  |  | #N/A |  |  |  | PGE_New_EGS_Generic | PGE_New_EGS | PGE_NGBA_EGS_NF_7 | 0 | 0 | 0 | 0 | 0 | 0 | 0 | 0 | 0 | 0 | 0 | 0 | 0 | 0 | 0 | 0 | 0.0035 | 0 | 0 | 0 | 0 | 0.0035 | 0 | 0 | 0 | 0.0035 | PG&E NGBA
PGE_New_Geothermal_Generic | PGE_New_Geothermal | PGE_NGBA_Geothermal_1 | 0 | 0 | 0 | 0 | 0 | 0 | #N/A | 0 | PGE_New_Geothermal_Generic | 0 | 0 | #N/A | 0 | 0 | 0 | 0 | PGE_New_Geothermal_Generic | 0 | 0 | 0 | 0 | #N/A | 0 | 0 | 0 | PGE_New_Geothermal_Generic | PGE_New_Geothermal | PGE_NGBA_Geothermal_1 | 0 | 0 | 0 | 0 | 0 | 0 | 0 | #N/A | 0 | PGE_New_Geothermal_Generic | 0 | 0 | #N/A | 0 | 0 | 0 | 0 | PGE_New_Geothermal_Generic | PGE_New_Geothermal | PGE_NGBA_Geothermal_1 | 0 | 0 | 0 | 0 | 0 | 0 | #N/A | #N/A | #N/A | 0 | 0 | 0 | 0 | 0 | 0 | PGE_New_Geothermal_Generic | 0 | #N/A | 0 | 0 | PGE_New_Geothermal_Generic | 0 | 0 | 0 | 0 | #N/A | #N/A | #N/A | #N/A | #N/A | #N/A | 0 | 0 | 0 | PGE_New_Geothermal_Generic | PGE_New_Geothermal | PGE_NGBA_Geothermal_1 | [6 empty] | #N/A |  | PGE_New_Geothermal_Generic |  |  | #N/A |  |  |  |  | PGE_New_Geothermal_Generic |  |  |  |  | #N/A |  |  |  | PGE_New_Geothermal_Generic | PGE_New_Geothermal | PGE_NGBA_Geothermal_1 | [6 empty] | #N/A |  | PGE_New_Geothermal_Generic |  |  | #N/A |  |  |  |  | PGE_New_Geothermal_Generic |  |  |  |  | #N/A |  |  |  | PGE_New_Geothermal_Generic | PGE_New_Geothermal | PGE_NGBA_Geothermal_1 | 0 | 0 | 0 | 0 | 0 | 0 | 0 | 0 | 0 | 0 | 0 | 0 | 0 | 0 | 0 | 0 | 0.3705 | 0 | 0 | 0 | 0 | 0.3705 | 0 | 0 | 0 | 0.3705 | PG&E NGBA
PGE_New_Geothermal_Generic | PGE_New_Geothermal | PGE_NGBA_Geothermal_19 | 0 | 0 | 0 | 0 | 0 | 0 | #N/A | 0 | PGE_New_Geothermal_Generic | 0 | 0 | #N/A | 0 | 0 | 0 | 0 | PGE_New_Geothermal_Generic | 0 | 0 | 0 | 0 | #N/A | 0 | 0 | 0 | PGE_New_Geothermal_Generic | PGE_New_Geothermal | PGE_NGBA_Geothermal_19 | 0 | 0 | 0 | 0 | 0 | 0 | 0 | #N/A | 0 | PGE_New_Geothermal_Generic | 0 | 0 | #N/A | 0 | 0 | 0 | 0 | PGE_New_Geothermal_Generic | PGE_New_Geothermal | PGE_NGBA_Geothermal_19 | 0 | 0 | 0 | 0 | 0 | 0 | #N/A | #N/A | #N/A | 0 | 0 | 0 | 0 | 0 | 0 | PGE_New_Geothermal_Generic | 0 | #N/A | 0 | 0 | PGE_New_Geothermal_Generic | 0 | 0 | 0 | 0 | #N/A | #N/A | #N/A | #N/A | #N/A | #N/A | 0 | 0 | 0 | PGE_New_Geothermal_Generic | PGE_New_Geothermal | PGE_NGBA_Geothermal_19 | [6 empty] | #N/A |  | PGE_New_Geothermal_Generic |  |  | #N/A |  |  |  |  | PGE_New_Geothermal_Generic |  |  |  |  | #N/A |  |  |  | PGE_New_Geothermal_Generic | PGE_New_Geothermal | PGE_NGBA_Geothermal_19 | [6 empty] | #N/A |  | PGE_New_Geothermal_Generic |  |  | #N/A |  |  |  |  | PGE_New_Geothermal_Generic |  |  |  |  | #N/A |  |  |  | PGE_New_Geothermal_Generic | PGE_New_Geothermal | PGE_NGBA_Geothermal_19 | 0 | 0 | 0 | 0 | 0 | 0 | 0 | 0 | 0 | 0 | 0 | 0 | 0 | 0 | 0 | 0 | 0 | 0 | 0 | 0 | 0 | 0 | 0 | 0 | 0 | 0 | PG&E NGBA
PGE_New_Geothermal_Generic | PGE_New_Geothermal | PGE_NGBA_Geothermal_2 | 0 | 0 | 0 | 0 | 0 | 0 | #N/A | 0 | PGE_New_Geothermal_Generic | 0 | 0 | #N/A | 0 | 0 | 0 | 0 | PGE_New_Geothermal_Generic | 0 | 0 | 0 | 0 | #N/A | 0 | 0 | 0 | PGE_New_Geothermal_Generic | PGE_New_Geothermal | PGE_NGBA_Geothermal_2 | 0 | 0 | 0 | 0 | 0 | 0 | 0 | #N/A | 0 | PGE_New_Geothermal_Generic | 0 | 0 | #N/A | 0 | 0 | 0 | 0 | PGE_New_Geothermal_Generic | PGE_New_Geothermal | PGE_NGBA_Geothermal_2 | 0 | 0 | 0 | 0 | 0 | 0 | #N/A | #N/A | #N/A | 0 | 0 | 0 | 0 | 0 | 0 | PGE_New_Geothermal_Generic | 0 | #N/A | 0 | 0 | PGE_New_Geothermal_Generic | 0 | 0 | 0 | 0 | #N/A | #N/A | #N/A | #N/A | #N/A | #N/A | 0 | 0 | 0 | PGE_New_Geothermal_Generic | PGE_New_Geothermal | PGE_NGBA_Geothermal_2 | [6 empty] | #N/A |  | PGE_New_Geothermal_Generic |  |  | #N/A |  |  |  |  | PGE_New_Geothermal_Generic |  |  |  |  | #N/A |  |  |  | PGE_New_Geothermal_Generic | PGE_New_Geothermal | PGE_NGBA_Geothermal_2 | [6 empty] | #N/A |  | PGE_New_Geothermal_Generic |  |  | #N/A |  |  |  |  | PGE_New_Geothermal_Generic |  |  |  |  | #N/A |  |  |  | PGE_New_Geothermal_Generic | PGE_New_Geothermal | PGE_NGBA_Geothermal_2 | 0 | 0 | 0 | 0 | 0 | 0 | 0 | 0 | 0 | 0 | 0 | 0 | 0 | 0 | 0 | 0 | 0.0093 | 0 | 0 | 0 | 0 | 0.0093 | 0 | 0 | 0 | 0.0093 | PG&E NGBA
PGE_New_Geothermal_Generic | PGE_New_Geothermal | PGE_NGBA_Geothermal_21 | 0 | 0 | 0 | 0 | 0 | 0 | #N/A | 0 | PGE_New_Geothermal_Generic | 0 | 0 | #N/A | 0 | 0 | 0 | 0 | PGE_New_Geothermal_Generic | 0 | 0 | 0 | 0 | #N/A | 0 | 0 | 0 | PGE_New_Geothermal_Generic | PGE_New_Geothermal | PGE_NGBA_Geothermal_21 | 0 | 0 | 0 | 0 | 0 | 0 | 0 | #N/A | 0 | PGE_New_Geothermal_Generic | 0 | 0 | #N/A | 0 | 0 | 0 | 0 | PGE_New_Geothermal_Generic | PGE_New_Geothermal | PGE_NGBA_Geothermal_21 | 0 | 0 | 0 | 0 | 0 | 0 | #N/A | #N/A | #N/A | 0 | 0 | 0 | 0 | 0 | 0 | PGE_New_Geothermal_Generic | 0 | #N/A | 0 | 0 | PGE_New_Geothermal_Generic | 0 | 0 | 0 | 0 | #N/A | #N/A | #N/A | #N/A | #N/A | #N/A | 0 | 0 | 0 | PGE_New_Geothermal_Generic | PGE_New_Geothermal | PGE_NGBA_Geothermal_21 | [6 empty] | #N/A |  | PGE_New_Geothermal_Generic |  |  | #N/A |  |  |  |  | PGE_New_Geothermal_Generic |  |  |  |  | #N/A |  |  |  | PGE_New_Geothermal_Generic | PGE_New_Geothermal | PGE_NGBA_Geothermal_21 | [6 empty] | #N/A |  | PGE_New_Geothermal_Generic |  |  | #N/A |  |  |  |  | PGE_New_Geothermal_Generic |  |  |  |  | #N/A |  |  |  | PGE_New_Geothermal_Generic | PGE_New_Geothermal | PGE_NGBA_Geothermal_21 | 0 | 0 | 0 | 0 | 0 | 0 | 0 | 0 | 0 | 0 | 0 | 0 | 0 | 0 | 0 | 0 | 0.009 | 0 | 0 | 0 | 0 | 0.009 | 0 | 0 | 0 | 0.009 | PG&E NGBA
PGE_New_Geothermal_Generic | PGE_New_Geothermal | PGE_NGBA_Geothermal_27 | 0 | 0 | 0 | 0 | 0 | 0 | #N/A | 0 | PGE_New_Geothermal_Generic | 0 | 0 | #N/A | 0 | 0 | 0 | 0 | PGE_New_Geothermal_Generic | 0 | 0 | 0 | 0 | #N/A | 0 | 0 | 0 | PGE_New_Geothermal_Generic | PGE_New_Geothermal | PGE_NGBA_Geothermal_27 | 0 | 0 | 0 | 0 | 0 | 0 | 0 | #N/A | 0 | PGE_New_Geothermal_Generic | 0 | 0 | #N/A | 0 | 0 | 0 | 0 | PGE_New_Geothermal_Generic | PGE_New_Geothermal | PGE_NGBA_Geothermal_27 | 0 | 0 | 0 | 0 | 0 | 0 | #N/A | #N/A | #N/A | 0 | 0 | 0 | 0 | 0 | 0 | PGE_New_Geothermal_Generic | 0 | #N/A | 0 | 0 | PGE_New_Geothermal_Generic | 0 | 0 | 0 | 0 | #N/A | #N/A | #N/A | #N/A | #N/A | #N/A | 0 | 0 | 0 | PGE_New_Geothermal_Generic | PGE_New_Geothermal | PGE_NGBA_Geothermal_27 | [6 empty] | #N/A |  | PGE_New_Geothermal_Generic |  |  | #N/A |  |  |  |  | PGE_New_Geothermal_Generic |  |  |  |  | #N/A |  |  |  | PGE_New_Geothermal_Generic | PGE_New_Geothermal | PGE_NGBA_Geothermal_27 | [6 empty] | #N/A |  | PGE_New_Geothermal_Generic |  |  | #N/A |  |  |  |  | PGE_New_Geothermal_Generic |  |  |  |  | #N/A |  |  |  | PGE_New_Geothermal_Generic | PGE_New_Geothermal | PGE_NGBA_Geothermal_27 | 0 | 0 | 0 | 0 | 0 | 0 | 0.066875 | 0 | 0.067675 | 0 | 0 | 0.2281 | 0 | 0 | 0 | 0 | 0.2281 | 0 | 0 | 0 | 0 | 0.2281 | 0 | 0 | 0 | 0.2281 | PG&E NGBA
PGE_New_Geothermal_Generic | PGE_New_Geothermal | PGE_NGBA_Geothermal_55 | 0 | 0 | 0 | 0 | 0 | 0 | #N/A | 0 | PGE_New_Geothermal_Generic | 0 | 0 | #N/A | 0 | 0 | 0 | 0 | PGE_New_Geothermal_Generic | 0 | 0 | 0 | 0 | #N/A | 0 | 0 | 0 | PGE_New_Geothermal_Generic | PGE_New_Geothermal | PGE_NGBA_Geothermal_55 | 0 | 0 | 0 | 0 | 0 | 0 | 0 | #N/A | 0 | PGE_New_Geothermal_Generic | 0 | 0 | #N/A | 0 | 0 | 0 | 0 | PGE_New_Geothermal_Generic | PGE_New_Geothermal | PGE_NGBA_Geothermal_55 | 0 | 0 | 0 | 0 | 0 | 0 | #N/A | #N/A | #N/A | 0 | 0 | 0 | 0 | 0 | 0 | PGE_New_Geothermal_Generic | 0 | #N/A | 0 | 0 | PGE_New_Geothermal_Generic | 0 | 0 | 0 | 0 | #N/A | #N/A | #N/A | #N/A | #N/A | #N/A | 0 | 0 | 0 | PGE_New_Geothermal_Generic | PGE_New_Geothermal | PGE_NGBA_Geothermal_55 | [6 empty] | #N/A |  | PGE_New_Geothermal_Generic |  |  | #N/A |  |  |  |  | PGE_New_Geothermal_Generic |  |  |  |  | #N/A |  |  |  | PGE_New_Geothermal_Generic | PGE_New_Geothermal | PGE_NGBA_Geothermal_55 | [6 empty] | #N/A |  | PGE_New_Geothermal_Generic |  |  | #N/A |  |  |  |  | PGE_New_Geothermal_Generic |  |  |  |  | #N/A |  |  |  | PGE_New_Geothermal_Generic | PGE_New_Geothermal | PGE_NGBA_Geothermal_55 | 0 | 0 | 0 | 0 | 0 | 0 | 0 | 0 | 0 | 0 | 0 | 0.0169 | 0 | 0 | 0 | 0 | 0.0169 | 0 | 0 | 0 | 0 | 0.0169 | 0 | 0 | 0 | 0.0169 | PG&E NGBA
PGE_New_Geothermal_Generic | PGE_New_Geothermal | PGE_NGBA_Geothermal_57 | 0 | 0 | 0 | 0 | 0 | 0 | #N/A | 0 | PGE_New_Geothermal_Generic | 0 | 0 | #N/A | 0 | 0 | 0 | 0 | PGE_New_Geothermal_Generic | 0 | 0 | 0 | 0 | #N/A | 0 | 0 | 0 | PGE_New_Geothermal_Generic | PGE_New_Geothermal | PGE_NGBA_Geothermal_57 | 0 | 0 | 0 | 0 | 0 | 0 | 0 | #N/A | 0 | PGE_New_Geothermal_Generic | 0 | 0 | #N/A | 0 | 0 | 0 | 0 | PGE_New_Geothermal_Generic | PGE_New_Geothermal | PGE_NGBA_Geothermal_57 | 0 | 0 | 0 | 0 | 0 | 0 | #N/A | #N/A | #N/A | 0 | 0 | 0 | 0 | 0 | 0 | PGE_New_Geothermal_Generic | 0 | #N/A | 0 | 0 | PGE_New_Geothermal_Generic | 0 | 0 | 0 | 0 | #N/A | #N/A | #N/A | #N/A | #N/A | #N/A | 0 | 0 | 0 | PGE_New_Geothermal_Generic | PGE_New_Geothermal | PGE_NGBA_Geothermal_57 | [6 empty] | #N/A |  | PGE_New_Geothermal_Generic |  |  | #N/A |  |  |  |  | PGE_New_Geothermal_Generic |  |  |  |  | #N/A |  |  |  | PGE_New_Geothermal_Generic | PGE_New_Geothermal | PGE_NGBA_Geothermal_57 | [6 empty] | #N/A |  | PGE_New_Geothermal_Generic |  |  | #N/A |  |  |  |  | PGE_New_Geothermal_Generic |  |  |  |  | #N/A |  |  |  | PGE_New_Geothermal_Generic | PGE_New_Geothermal | PGE_NGBA_Geothermal_57 | 0 | 0 | 0 | 0 | 0 | 0 | 0 | 0 | 0 | 0 | 0 | 0.00091875 | 0 | 0 | 0 | 0 | 0.00091875 | 0 | 0 | 0 | 0 | 0.00091875 | 0 | 0 | 0 | 0.00091875 | PG&E NGBA
PGE_New_Geothermal_Generic | PGE_New_Geothermal | PGE_NGBA_Geothermal_62 | 0 | 0 | 0 | 0 | 0 | 0 | #N/A | 0 | PGE_New_Geothermal_Generic | 0 | 0 | #N/A | 0 | 0 | 0 | 0 | PGE_New_Geothermal_Generic | 0 | 0 | 0 | 0 | #N/A | 0 | 0 | 0 | PGE_New_Geothermal_Generic | PGE_New_Geothermal | PGE_NGBA_Geothermal_62 | 0 | 0 | 0 | 0 | 0 | 0 | 0 | #N/A | 0 | PGE_New_Geothermal_Generic | 0 | 0 | #N/A | 0 | 0 | 0 | 0 | PGE_New_Geothermal_Generic | PGE_New_Geothermal | PGE_NGBA_Geothermal_62 | 0 | 0 | 0 | 0 | 0 | 0 | #N/A | #N/A | #N/A | 0 | 0 | 0 | 0 | 0 | 0 | PGE_New_Geothermal_Generic | 0 | #N/A | 0 | 0 | PGE_New_Geothermal_Generic | 0 | 0 | 0 | 0 | #N/A | #N/A | #N/A | #N/A | #N/A | #N/A | 0 | 0 | 0 | PGE_New_Geothermal_Generic | PGE_New_Geothermal | PGE_NGBA_Geothermal_62 | [6 empty] | #N/A |  | PGE_New_Geothermal_Generic |  |  | #N/A |  |  |  |  | PGE_New_Geothermal_Generic |  |  |  |  | #N/A |  |  |  | PGE_New_Geothermal_Generic | PGE_New_Geothermal | PGE_NGBA_Geothermal_62 | [6 empty] | #N/A |  | PGE_New_Geothermal_Generic |  |  | #N/A |  |  |  |  | PGE_New_Geothermal_Generic |  |  |  |  | #N/A |  |  |  | PGE_New_Geothermal_Generic | PGE_New_Geothermal | PGE_NGBA_Geothermal_62 | 0 | 0 | 0 | 0 | 0 | 0 | 0 | 0 | 0 | 0 | 0 | 0.013781 | 0 | 0 | 0 | 0 | 0.013781 | 0 | 0 | 0 | 0 | 0.013781 | 0 | 0 | 0 | 0.013781 | PG&E NGBA
PGE_New_Geothermal_Generic | PGE_New_Geothermal | PGE_NGBA_Geothermal_7 | 0 | 0 | 0 | 0 | 0 | 0 | #N/A | 0 | PGE_New_Geothermal_Generic | 0 | 0 | #N/A | 0 | 0 | 0 | 0 | PGE_New_Geothermal_Generic | 0 | 0 | 0 | 0 | #N/A | 0 | 0 | 0 | PGE_New_Geothermal_Generic | PGE_New_Geothermal | PGE_NGBA_Geothermal_7 | 0 | 0 | 0 | 0 | 0 | 0 | 0 | #N/A | 0 | PGE_New_Geothermal_Generic | 0 | 0 | #N/A | 0 | 0 | 0 | 0 | PGE_New_Geothermal_Generic | PGE_New_Geothermal | PGE_NGBA_Geothermal_7 | 0 | 0 | 0 | 0 | 0 | 0 | #N/A | #N/A | #N/A | 0 | 0 | 0 | 0 | 0 | 0 | PGE_New_Geothermal_Generic | 0 | #N/A | 0 | 0 | PGE_New_Geothermal_Generic | 0 | 0 | 0 | 0 | #N/A | #N/A | #N/A | #N/A | #N/A | #N/A | 0 | 0 | 0 | PGE_New_Geothermal_Generic | PGE_New_Geothermal | PGE_NGBA_Geothermal_7 | [6 empty] | #N/A |  | PGE_New_Geothermal_Generic |  |  | #N/A |  |  |  |  | PGE_New_Geothermal_Generic |  |  |  |  | #N/A |  |  |  | PGE_New_Geothermal_Generic | PGE_New_Geothermal | PGE_NGBA_Geothermal_7 | [6 empty] | #N/A |  | PGE_New_Geothermal_Generic |  |  | #N/A |  |  |  |  | PGE_New_Geothermal_Generic |  |  |  |  | #N/A |  |  |  | PGE_New_Geothermal_Generic | PGE_New_Geothermal | PGE_NGBA_Geothermal_7 | 0 | 0 | 0 | 0 | 0 | 0 | 0 | 0 | 0 | 0 | 0 | 0.0035 | 0 | 0 | 0 | 0 | 0.0035 | 0 | 0 | 0 | 0 | 0.0035 | 0 | 0 | 0 | 0.0035 | PG&E NGBA
PGE_LDES_12hr_Generic | PGE_LDES_12hr | PGE_NGBA_LDES_12hr_1 | 0 | 0 | 0 | 0 | 0 | 0 | #N/A | 0 | PGE_LDES_12hr_Generic | 0 | 0 | #N/A | 0 | 0 | 0 | 0 | PGE_LDES_12hr_Generic | 0 | 0 | 0 | 0 | #N/A | 0 | 0 | 0 | PGE_LDES_12hr_Generic | PGE_LDES_12hr | PGE_NGBA_LDES_12hr_1 | 0 | 0 | 0 | 0 | 0 | 0 | 0 | #N/A | 0 | PGE_LDES_12hr_Generic | 0 | 0 | #N/A | 0 | 0 | 0 | 0 | PGE_LDES_12hr_Generic | PGE_LDES_12hr | PGE_NGBA_LDES_12hr_1 | 0 | 0 | 0 | 0 | 0 | 0 | #N/A | #N/A | #N/A | 0 | 0 | 0 | 0 | 0 | 0 | PGE_LDES_12hr_Generic | 0 | #N/A | 0 | 0 | PGE_LDES_12hr_Generic | 0 | 0 | 0 | 0 | #N/A | #N/A | #N/A | #N/A | #N/A | #N/A | 0 | 0 | 0 | PGE_LDES_12hr_Generic | PGE_LDES_12hr | PGE_NGBA_LDES_12hr_1 | [6 empty] | #N/A |  | PGE_LDES_12hr_Generic |  |  | #N/A |  |  |  |  | PGE_LDES_12hr_Generic |  |  |  |  | #N/A |  |  |  | PGE_LDES_12hr_Generic | PGE_LDES_12hr | PGE_NGBA_LDES_12hr_1 | [6 empty] | #N/A |  | PGE_LDES_12hr_Generic |  |  | #N/A |  |  |  |  | PGE_LDES_12hr_Generic |  |  |  |  | #N/A |  |  |  | PGE_LDES_12hr_Generic | PGE_LDES_12hr | PGE_NGBA_LDES_12hr_1 | 0 | 0 | 0 | 0 | 0 | 0 | 0 | 0 | 0 | 0 | 0 | 0 | 0 | 0 | 0 | 0 | 0 | 0 | 0 | 0 | 0 | 0 | 0 | 0 | 0 | 0 | PG&E NGBA
PGE_LDES_12hr_Generic | PGE_LDES_12hr | PGE_NGBA_LDES_12hr_25 | 0 | 0 | 0 | 0 | 0 | 0 | #N/A | 0 | PGE_LDES_12hr_Generic | 0 | 0 | #N/A | 0 | 0 | 0 | 0 | PGE_LDES_12hr_Generic | 0 | 0 | 0 | 0 | #N/A | 0 | 0 | 0 | PGE_LDES_12hr_Generic | PGE_LDES_12hr | PGE_NGBA_LDES_12hr_25 | 0 | 0 | 0 | 0 | 0 | 0 | 0 | #N/A | 0 | PGE_LDES_12hr_Generic | 0 | 0 | #N/A | 0 | 0 | 0 | 0 | PGE_LDES_12hr_Generic | PGE_LDES_12hr | PGE_NGBA_LDES_12hr_25 | 0 | 0 | 0 | 0 | 0 | 0 | #N/A | #N/A | #N/A | 0 | 0 | 0 | 0 | 0 | 0 | PGE_LDES_12hr_Generic | 0 | #N/A | 0 | 0 | PGE_LDES_12hr_Generic | 0 | 0 | 0 | 0 | #N/A | #N/A | #N/A | #N/A | #N/A | #N/A | 0 | 0 | 0 | PGE_LDES_12hr_Generic | PGE_LDES_12hr | PGE_NGBA_LDES_12hr_25 | [6 empty] | #N/A |  | PGE_LDES_12hr_Generic |  |  | #N/A |  |  |  |  | PGE_LDES_12hr_Generic |  |  |  |  | #N/A |  |  |  | PGE_LDES_12hr_Generic | PGE_LDES_12hr | PGE_NGBA_LDES_12hr_25 | [6 empty] | #N/A |  | PGE_LDES_12hr_Generic |  |  | #N/A |  |  |  |  | PGE_LDES_12hr_Generic |  |  |  |  | #N/A |  |  |  | PGE_LDES_12hr_Generic | PGE_LDES_12hr | PGE_NGBA_LDES_12hr_25 | 0 | 0 | 0 | 0 | 0 | 0 | 0 | 0 | 0 | 0 | 0 | 0 | 0 | 0 | 0 | 0 | 0 | 0 | 0 | 0 | 0 | 0 | 0 | 0 | 0 | 0 | PG&E NGBA
PGE_New_Li_Battery_4hr_Generic | PGE_New_Li_Battery_4hr | PGE_NGBA_Li_Battery_4hr_1 | 0 | 0 | 0 | 0 | 0 | 0 | #N/A | 0 | PGE_New_Li_Battery_4hr_Generic | 0 | 0 | #N/A | 0 | 0 | 0 | 0 | PGE_New_Li_Battery_4hr_Generic | 0 | 0 | 0 | 0 | #N/A | 0 | 0 | 0 | PGE_New_Li_Battery_4hr_Generic | PGE_New_Li_Battery_4hr | PGE_NGBA_Li_Battery_4hr_1 | 0 | 0 | 0 | 0 | 0 | 0 | 0 | #N/A | 0 | PGE_New_Li_Battery_4hr_Generic | 0 | 0 | #N/A | 0 | 0 | 0 | 0 | PGE_New_Li_Battery_4hr_Generic | PGE_New_Li_Battery_4hr | PGE_NGBA_Li_Battery_4hr_1 | 0 | 0 | 0 | 0 | 0 | 0 | #N/A | #N/A | #N/A | 0 | 0 | 0 | 0 | 0 | 0 | PGE_New_Li_Battery_4hr_Generic | 0 | #N/A | 0 | 0 | PGE_New_Li_Battery_4hr_Generic | 0 | 0 | 0 | 0 | #N/A | #N/A | #N/A | #N/A | #N/A | #N/A | 0 | 0 | 0 | PGE_New_Li_Battery_4hr_Generic | PGE_New_Li_Battery_4hr | PGE_NGBA_Li_Battery_4hr_1 | [6 empty] | #N/A |  | PGE_New_Li_Battery_4hr_Generic |  |  | #N/A |  |  |  |  | PGE_New_Li_Battery_4hr_Generic |  |  |  |  | #N/A |  |  |  | PGE_New_Li_Battery_4hr_Generic | PGE_New_Li_Battery_4hr | PGE_NGBA_Li_Battery_4hr_1 | [6 empty] | #N/A |  | PGE_New_Li_Battery_4hr_Generic |  |  | #N/A |  |  |  |  | PGE_New_Li_Battery_4hr_Generic |  |  |  |  | #N/A |  |  |  | PGE_New_Li_Battery_4hr_Generic | PGE_New_Li_Battery_4hr | PGE_NGBA_Li_Battery_4hr_1 | 0 | 0 | 0 | 0 | 0 | 0 | 0 | 0 | 0 | 0 | 0 | 0 | 0 | 0 | 0 | 0 | 0 | 0 | 0 | 0 | 0 | 0 | 0 | 0 | 0 | 0 | PG&E NGBA
PGE_New_Li_Battery_4hr_Generic | PGE_New_Li_Battery_4hr | PGE_NGBA_Li_Battery_4hr_16 | 0 | 0 | 0 | 0 | 0 | 0 | #N/A | 0 | PGE_New_Li_Battery_4hr_Generic | 0 | 0 | #N/A | 0 | 0 | 0 | 0 | PGE_New_Li_Battery_4hr_Generic | 0 | 0 | 0 | 0 | #N/A | 0 | 0 | 0 | PGE_New_Li_Battery_4hr_Generic | PGE_New_Li_Battery_4hr | PGE_NGBA_Li_Battery_4hr_16 | 0 | 0 | 0 | 0 | 0 | 0 | 0 | #N/A | 0 | PGE_New_Li_Battery_4hr_Generic | 0 | 0 | #N/A | 0 | 0 | 0 | 0 | PGE_New_Li_Battery_4hr_Generic | PGE_New_Li_Battery_4hr | PGE_NGBA_Li_Battery_4hr_16 | 0 | 0 | 0 | 0 | 0 | 0 | #N/A | #N/A | #N/A | 0 | 0 | 0 | 0 | 0 | 0 | PGE_New_Li_Battery_4hr_Generic | 0 | #N/A | 0 | 0 | PGE_New_Li_Battery_4hr_Generic | 0 | 0 | 0 | 0 | #N/A | #N/A | #N/A | #N/A | #N/A | #N/A | 0 | 0 | 0 | PGE_New_Li_Battery_4hr_Generic | PGE_New_Li_Battery_4hr | PGE_NGBA_Li_Battery_4hr_16 | [6 empty] | #N/A |  | PGE_New_Li_Battery_4hr_Generic |  |  | #N/A |  |  |  |  | PGE_New_Li_Battery_4hr_Generic |  |  |  |  | #N/A |  |  |  | PGE_New_Li_Battery_4hr_Generic | PGE_New_Li_Battery_4hr | PGE_NGBA_Li_Battery_4hr_16 | [6 empty] | #N/A |  | PGE_New_Li_Battery_4hr_Generic |  |  | #N/A |  |  |  |  | PGE_New_Li_Battery_4hr_Generic |  |  |  |  | #N/A |  |  |  | PGE_New_Li_Battery_4hr_Generic | PGE_New_Li_Battery_4hr | PGE_NGBA_Li_Battery_4hr_16 | 0 | 0 | 0 | 0 | 0 | 0 | 0.087167 | 0 | 0.087167 | 0 | 0 | 0.087167 | 0 | 0 | 0 | 0 | 0.087167 | 0 | 0 | 0 | 0 | 0.087167 | 0 | 0 | 0 | 0.087167 | PG&E NGBA
PGE_New_Li_Battery_4hr_Generic | PGE_New_Li_Battery_4hr | PGE_NGBA_Li_Battery_4hr_17 | 0 | 0 | 0 | 0 | 0 | 0 | #N/A | 0 | PGE_New_Li_Battery_4hr_Generic | 0 | 0 | #N/A | 0 | 0 | 0 | 0 | PGE_New_Li_Battery_4hr_Generic | 0 | 0 | 0 | 0 | #N/A | 0 | 0 | 0 | PGE_New_Li_Battery_4hr_Generic | PGE_New_Li_Battery_4hr | PGE_NGBA_Li_Battery_4hr_17 | 0 | 0 | 0 | 0 | 0 | 0 | 0 | #N/A | 0 | PGE_New_Li_Battery_4hr_Generic | 0 | 0 | #N/A | 0 | 0 | 0 | 0 | PGE_New_Li_Battery_4hr_Generic | PGE_New_Li_Battery_4hr | PGE_NGBA_Li_Battery_4hr_17 | 0 | 0 | 0 | 0 | 0 | 0 | #N/A | #N/A | #N/A | 0 | 0 | 0 | 0 | 0 | 0 | PGE_New_Li_Battery_4hr_Generic | 0 | #N/A | 0 | 0 | PGE_New_Li_Battery_4hr_Generic | 0 | 0 | 0 | 0 | #N/A | #N/A | #N/A | #N/A | #N/A | #N/A | 0 | 0 | 0 | PGE_New_Li_Battery_4hr_Generic | PGE_New_Li_Battery_4hr | PGE_NGBA_Li_Battery_4hr_17 | [6 empty] | #N/A |  | PGE_New_Li_Battery_4hr_Generic |  |  | #N/A |  |  |  |  | PGE_New_Li_Battery_4hr_Generic |  |  |  |  | #N/A |  |  |  | PGE_New_Li_Battery_4hr_Generic | PGE_New_Li_Battery_4hr | PGE_NGBA_Li_Battery_4hr_17 | [6 empty] | #N/A |  | PGE_New_Li_Battery_4hr_Generic |  |  | #N/A |  |  |  |  | PGE_New_Li_Battery_4hr_Generic |  |  |  |  | #N/A |  |  |  | PGE_New_Li_Battery_4hr_Generic | PGE_New_Li_Battery_4hr | PGE_NGBA_Li_Battery_4hr_17 | 0 | 0 | 0 | 0 | 0 | 0 | 0 | 0 | 0 | 0 | 0 | 0 | 0 | 0 | 0 | 0 | 0 | 0 | 0 | 0 | 0 | 0 | 0 | 0 | 0 | 0 | PG&E NGBA
PGE_New_Li_Battery_4hr_Generic | PGE_New_Li_Battery_4hr | PGE_NGBA_Li_Battery_4hr_18 | 0 | 0 | 0 | 0 | 0 | 0 | #N/A | 0 | PGE_New_Li_Battery_4hr_Generic | 0 | 0 | #N/A | 0 | 0 | 0 | 0 | PGE_New_Li_Battery_4hr_Generic | 0 | 0 | 0 | 0 | #N/A | 0 | 0 | 0 | PGE_New_Li_Battery_4hr_Generic | PGE_New_Li_Battery_4hr | PGE_NGBA_Li_Battery_4hr_18 | 0 | 0 | 0 | 0 | 0 | 0 | 0 | #N/A | 0 | PGE_New_Li_Battery_4hr_Generic | 0 | 0 | #N/A | 0 | 0 | 0 | 0 | PGE_New_Li_Battery_4hr_Generic | PGE_New_Li_Battery_4hr | PGE_NGBA_Li_Battery_4hr_18 | 0 | 0 | 0 | 0 | 0 | 0 | #N/A | #N/A | #N/A | 0 | 0 | 0 | 0 | 0 | 0 | PGE_New_Li_Battery_4hr_Generic | 0 | #N/A | 0 | 0 | PGE_New_Li_Battery_4hr_Generic | 0 | 0 | 0 | 0 | #N/A | #N/A | #N/A | #N/A | #N/A | #N/A | 0 | 0 | 0 | PGE_New_Li_Battery_4hr_Generic | PGE_New_Li_Battery_4hr | PGE_NGBA_Li_Battery_4hr_18 | [6 empty] | #N/A |  | PGE_New_Li_Battery_4hr_Generic |  |  | #N/A |  |  |  |  | PGE_New_Li_Battery_4hr_Generic |  |  |  |  | #N/A |  |  |  | PGE_New_Li_Battery_4hr_Generic | PGE_New_Li_Battery_4hr | PGE_NGBA_Li_Battery_4hr_18 | [6 empty] | #N/A |  | PGE_New_Li_Battery_4hr_Generic |  |  | #N/A |  |  |  |  | PGE_New_Li_Battery_4hr_Generic |  |  |  |  | #N/A |  |  |  | PGE_New_Li_Battery_4hr_Generic | PGE_New_Li_Battery_4hr | PGE_NGBA_Li_Battery_4hr_18 | 0 | 0 | 0 | 0 | 0 | 0 | 0 | 0 | 0.037498 | 0 | 0 | 0.037498 | 0 | 0 | 0 | 0 | 0.037498 | 0 | 0 | 0 | 0 | 0.037498 | 0 | 0 | 0 | 0.037498 | PG&E NGBA
PGE_New_Li_Battery_4hr_Generic | PGE_New_Li_Battery_4hr | PGE_NGBA_Li_Battery_4hr_19 | 0 | 0 | 0 | 0 | 0 | 0 | #N/A | 0 | PGE_New_Li_Battery_4hr_Generic | 0 | 0 | #N/A | 0 | 0 | 0 | 0 | PGE_New_Li_Battery_4hr_Generic | 0 | 0 | 0 | 0 | #N/A | 0 | 0 | 0 | PGE_New_Li_Battery_4hr_Generic | PGE_New_Li_Battery_4hr | PGE_NGBA_Li_Battery_4hr_19 | 0 | 0 | 0 | 0 | 0 | 0 | 0 | #N/A | 0 | PGE_New_Li_Battery_4hr_Generic | 0 | 0 | #N/A | 0 | 0 | 0 | 0 | PGE_New_Li_Battery_4hr_Generic | PGE_New_Li_Battery_4hr | PGE_NGBA_Li_Battery_4hr_19 | 0 | 0 | 0 | 0 | 0 | 0 | #N/A | #N/A | #N/A | 0 | 0 | 0 | 0 | 0 | 0 | PGE_New_Li_Battery_4hr_Generic | 0 | #N/A | 0 | 0 | PGE_New_Li_Battery_4hr_Generic | 0 | 0 | 0 | 0 | #N/A | #N/A | #N/A | #N/A | #N/A | #N/A | 0 | 0 | 0 | PGE_New_Li_Battery_4hr_Generic | PGE_New_Li_Battery_4hr | PGE_NGBA_Li_Battery_4hr_19 | [6 empty] | #N/A |  | PGE_New_Li_Battery_4hr_Generic |  |  | #N/A |  |  |  |  | PGE_New_Li_Battery_4hr_Generic |  |  |  |  | #N/A |  |  |  | PGE_New_Li_Battery_4hr_Generic | PGE_New_Li_Battery_4hr | PGE_NGBA_Li_Battery_4hr_19 | [6 empty] | #N/A |  | PGE_New_Li_Battery_4hr_Generic |  |  | #N/A |  |  |  |  | PGE_New_Li_Battery_4hr_Generic |  |  |  |  | #N/A |  |  |  | PGE_New_Li_Battery_4hr_Generic | PGE_New_Li_Battery_4hr | PGE_NGBA_Li_Battery_4hr_19 | 0 | 0 | 0 | 0 | 0 | 0 | 0 | 0 | 0.012571 | 0 | 0 | 0.012571 | 0 | 0 | 0 | 0 | 0.012571 | 0 | 0 | 0 | 0 | 0.012571 | 0 | 0 | 0 | 0.012571 | PG&E NGBA
PGE_New_Li_Battery_4hr_Generic | PGE_New_Li_Battery_4hr | PGE_NGBA_Li_Battery_4hr_2 | 0 | 0 | 0 | 0 | 0 | 0 | #N/A | 0 | PGE_New_Li_Battery_4hr_Generic | 0 | 0 | #N/A | 0 | 0 | 0 | 0 | PGE_New_Li_Battery_4hr_Generic | 0 | 0 | 0 | 0 | #N/A | 0 | 0 | 0 | PGE_New_Li_Battery_4hr_Generic | PGE_New_Li_Battery_4hr | PGE_NGBA_Li_Battery_4hr_2 | 0 | 0 | 0 | 0 | 0 | 0 | 0 | #N/A | 0 | PGE_New_Li_Battery_4hr_Generic | 0 | 0 | #N/A | 0 | 0 | 0 | 0 | PGE_New_Li_Battery_4hr_Generic | PGE_New_Li_Battery_4hr | PGE_NGBA_Li_Battery_4hr_2 | 0 | 0 | 0 | 0 | 0 | 0 | #N/A | #N/A | #N/A | 0 | 0 | 0 | 0 | 0 | 0 | PGE_New_Li_Battery_4hr_Generic | 0 | #N/A | 0 | 0 | PGE_New_Li_Battery_4hr_Generic | 0 | 0 | 0 | 0 | #N/A | #N/A | #N/A | #N/A | #N/A | #N/A | 0 | 0 | 0 | PGE_New_Li_Battery_4hr_Generic | PGE_New_Li_Battery_4hr | PGE_NGBA_Li_Battery_4hr_2 | [6 empty] | #N/A |  | PGE_New_Li_Battery_4hr_Generic |  |  | #N/A |  |  |  |  | PGE_New_Li_Battery_4hr_Generic |  |  |  |  | #N/A |  |  |  | PGE_New_Li_Battery_4hr_Generic | PGE_New_Li_Battery_4hr | PGE_NGBA_Li_Battery_4hr_2 | [6 empty] | #N/A |  | PGE_New_Li_Battery_4hr_Generic |  |  | #N/A |  |  |  |  | PGE_New_Li_Battery_4hr_Generic |  |  |  |  | #N/A |  |  |  | PGE_New_Li_Battery_4hr_Generic | PGE_New_Li_Battery_4hr | PGE_NGBA_Li_Battery_4hr_2 | 0 | 0 | 0 | 0 | 0 | 0 | 0 | 0 | 0.00068289 | 0 | 0 | 0.00068289 | 0 | 0 | 0 | 0 | 0.00068289 | 0 | 0 | 0 | 0 | 0.00068289 | 0 | 0 | 0 | 0.00068289 | PG&E NGBA
PGE_New_Li_Battery_4hr_Generic | PGE_New_Li_Battery_4hr | PGE_NGBA_Li_Battery_4hr_20 | 0 | 0 | 0 | 0 | 0 | 0 | #N/A | 0 | PGE_New_Li_Battery_4hr_Generic | 0 | 0 | #N/A | 0 | 0 | 0 | 0 | PGE_New_Li_Battery_4hr_Generic | 0 | 0 | 0 | 0 | #N/A | 0 | 0 | 0 | PGE_New_Li_Battery_4hr_Generic | PGE_New_Li_Battery_4hr | PGE_NGBA_Li_Battery_4hr_20 | 0 | 0 | 0 | 0 | 0 | 0 | 0 | #N/A | 0 | PGE_New_Li_Battery_4hr_Generic | 0 | 0 | #N/A | 0 | 0 | 0 | 0 | PGE_New_Li_Battery_4hr_Generic | PGE_New_Li_Battery_4hr | PGE_NGBA_Li_Battery_4hr_20 | 0 | 0 | 0 | 0 | 0 | 0 | #N/A | #N/A | #N/A | 0 | 0 | 0 | 0 | 0 | 0 | PGE_New_Li_Battery_4hr_Generic | 0 | #N/A | 0 | 0 | PGE_New_Li_Battery_4hr_Generic | 0 | 0 | 0 | 0 | #N/A | #N/A | #N/A | #N/A | #N/A | #N/A | 0 | 0 | 0 | PGE_New_Li_Battery_4hr_Generic | PGE_New_Li_Battery_4hr | PGE_NGBA_Li_Battery_4hr_20 | [6 empty] | #N/A |  | PGE_New_Li_Battery_4hr_Generic |  |  | #N/A |  |  |  |  | PGE_New_Li_Battery_4hr_Generic |  |  |  |  | #N/A |  |  |  | PGE_New_Li_Battery_4hr_Generic | PGE_New_Li_Battery_4hr | PGE_NGBA_Li_Battery_4hr_20 | [6 empty] | #N/A |  | PGE_New_Li_Battery_4hr_Generic |  |  | #N/A |  |  |  |  | PGE_New_Li_Battery_4hr_Generic |  |  |  |  | #N/A |  |  |  | PGE_New_Li_Battery_4hr_Generic | PGE_New_Li_Battery_4hr | PGE_NGBA_Li_Battery_4hr_20 | 0 | 0 | 0 | 0 | 0 | 0 | 0.027083 | 0 | 0.027083 | 0 | 0 | 0.027083 | 0 | 0 | 0 | 0 | 0.027083 | 0 | 0 | 0 | 0 | 0.027083 | 0 | 0 | 0 | 0.027083 | PG&E NGBA
PGE_New_Li_Battery_4hr_Generic | PGE_New_Li_Battery_4hr | PGE_NGBA_Li_Battery_4hr_21 | 0 | 0 | 0 | 0 | 0 | 0 | #N/A | 0 | PGE_New_Li_Battery_4hr_Generic | 0 | 0 | #N/A | 0 | 0 | 0 | 0 | PGE_New_Li_Battery_4hr_Generic | 0 | 0 | 0 | 0 | #N/A | 0 | 0 | 0 | PGE_New_Li_Battery_4hr_Generic | PGE_New_Li_Battery_4hr | PGE_NGBA_Li_Battery_4hr_21 | 0 | 0 | 0 | 0 | 0 | 0 | 0 | #N/A | 0 | PGE_New_Li_Battery_4hr_Generic | 0 | 0 | #N/A | 0 | 0 | 0 | 0 | PGE_New_Li_Battery_4hr_Generic | PGE_New_Li_Battery_4hr | PGE_NGBA_Li_Battery_4hr_21 | 0 | 0 | 0 | 0 | 0 | 0 | #N/A | #N/A | #N/A | 0 | 0 | 0 | 0 | 0 | 0 | PGE_New_Li_Battery_4hr_Generic | 0 | #N/A | 0 | 0 | PGE_New_Li_Battery_4hr_Generic | 0 | 0 | 0 | 0 | #N/A | #N/A | #N/A | #N/A | #N/A | #N/A | 0 | 0 | 0 | PGE_New_Li_Battery_4hr_Generic | PGE_New_Li_Battery_4hr | PGE_NGBA_Li_Battery_4hr_21 | [6 empty] | #N/A |  | PGE_New_Li_Battery_4hr_Generic |  |  | #N/A |  |  |  |  | PGE_New_Li_Battery_4hr_Generic |  |  |  |  | #N/A |  |  |  | PGE_New_Li_Battery_4hr_Generic | PGE_New_Li_Battery_4hr | PGE_NGBA_Li_Battery_4hr_21 | [6 empty] | #N/A |  | PGE_New_Li_Battery_4hr_Generic |  |  | #N/A |  |  |  |  | PGE_New_Li_Battery_4hr_Generic |  |  |  |  | #N/A |  |  |  | PGE_New_Li_Battery_4hr_Generic | PGE_New_Li_Battery_4hr | PGE_NGBA_Li_Battery_4hr_21 | 0 | 0 | 0 | 0 | 0 | 0 | 0 | 0 | 0 | 0 | 0 | 0 | 0 | 0 | 0 | 0 | 0 | 0 | 0 | 0 | 0 | 0 | 0 | 0 | 0 | 0 | PG&E NGBA
PGE_New_Li_Battery_4hr_Generic | PGE_New_Li_Battery_4hr | PGE_NGBA_Li_Battery_4hr_22 | 0 | 0 | 0 | 0 | 0 | 0 | #N/A | 0 | PGE_New_Li_Battery_4hr_Generic | 0 | 0 | #N/A | 0 | 0 | 0 | 0 | PGE_New_Li_Battery_4hr_Generic | 0 | 0 | 0 | 0 | #N/A | 0 | 0 | 0 | PGE_New_Li_Battery_4hr_Generic | PGE_New_Li_Battery_4hr | PGE_NGBA_Li_Battery_4hr_22 | 0 | 0 | 0 | 0 | 0 | 0 | 0 | #N/A | 0 | PGE_New_Li_Battery_4hr_Generic | 0 | 0 | #N/A | 0 | 0 | 0 | 0 | PGE_New_Li_Battery_4hr_Generic | PGE_New_Li_Battery_4hr | PGE_NGBA_Li_Battery_4hr_22 | 0 | 0 | 0 | 0 | 0 | 0 | #N/A | #N/A | #N/A | 0 | 0 | 0 | 0 | 0 | 0 | PGE_New_Li_Battery_4hr_Generic | 0 | #N/A | 0 | 0 | PGE_New_Li_Battery_4hr_Generic | 0 | 0 | 0 | 0 | #N/A | #N/A | #N/A | #N/A | #N/A | #N/A | 0 | 0 | 0 | PGE_New_Li_Battery_4hr_Generic | PGE_New_Li_Battery_4hr | PGE_NGBA_Li_Battery_4hr_22 | [6 empty] | #N/A |  | PGE_New_Li_Battery_4hr_Generic |  |  | #N/A |  |  |  |  | PGE_New_Li_Battery_4hr_Generic |  |  |  |  | #N/A |  |  |  | PGE_New_Li_Battery_4hr_Generic | PGE_New_Li_Battery_4hr | PGE_NGBA_Li_Battery_4hr_22 | [6 empty] | #N/A |  | PGE_New_Li_Battery_4hr_Generic |  |  | #N/A |  |  |  |  | PGE_New_Li_Battery_4hr_Generic |  |  |  |  | #N/A |  |  |  | PGE_New_Li_Battery_4hr_Generic | PGE_New_Li_Battery_4hr | PGE_NGBA_Li_Battery_4hr_22 | 0 | 0 | 0 | 0 | 0 | 0 | 0 | 0 | 0 | 0 | 0 | 0 | 0 | 0 | 0 | 0 | 0 | 0 | 0 | 0 | 0 | 0 | 0 | 0 | 0 | 0 | PG&E NGBA
PGE_New_Li_Battery_4hr_Generic | PGE_New_Li_Battery_4hr | PGE_NGBA_Li_Battery_4hr_23 | 0 | 0 | 0 | 0 | 0 | 0 | #N/A | 0 | PGE_New_Li_Battery_4hr_Generic | 0 | 0 | #N/A | 0 | 0 | 0 | 0 | PGE_New_Li_Battery_4hr_Generic | 0 | 0 | 0 | 0 | #N/A | 0 | 0 | 0 | PGE_New_Li_Battery_4hr_Generic | PGE_New_Li_Battery_4hr | PGE_NGBA_Li_Battery_4hr_23 | 0 | 0 | 0 | 0 | 0 | 0 | 0 | #N/A | 0 | PGE_New_Li_Battery_4hr_Generic | 0 | 0 | #N/A | 0 | 0 | 0 | 0 | PGE_New_Li_Battery_4hr_Generic | PGE_New_Li_Battery_4hr | PGE_NGBA_Li_Battery_4hr_23 | 0 | 0 | 0 | 0 | 0 | 0 | #N/A | #N/A | #N/A | 0 | 0 | 0 | 0 | 0 | 0 | PGE_New_Li_Battery_4hr_Generic | 0 | #N/A | 0 | 0 | PGE_New_Li_Battery_4hr_Generic | 0 | 0 | 0 | 0 | #N/A | #N/A | #N/A | #N/A | #N/A | #N/A | 0 | 0 | 0 | PGE_New_Li_Battery_4hr_Generic | PGE_New_Li_Battery_4hr | PGE_NGBA_Li_Battery_4hr_23 | [6 empty] | #N/A |  | PGE_New_Li_Battery_4hr_Generic |  |  | #N/A |  |  |  |  | PGE_New_Li_Battery_4hr_Generic |  |  |  |  | #N/A |  |  |  | PGE_New_Li_Battery_4hr_Generic | PGE_New_Li_Battery_4hr | PGE_NGBA_Li_Battery_4hr_23 | [6 empty] | #N/A |  | PGE_New_Li_Battery_4hr_Generic |  |  | #N/A |  |  |  |  | PGE_New_Li_Battery_4hr_Generic |  |  |  |  | #N/A |  |  |  | PGE_New_Li_Battery_4hr_Generic | PGE_New_Li_Battery_4hr | PGE_NGBA_Li_Battery_4hr_23 | 0 | 0 | 0 | 0 | 0 | 0 | 0 | 0 | 0 | 0 | 0 | 0 | 0 | 0 | 0 | 0 | 0 | 0 | 0 | 0 | 0 | 0 | 0 | 0 | 0 | 0 | PG&E NGBA
PGE_New_Li_Battery_4hr_Generic | PGE_New_Li_Battery_4hr | PGE_NGBA_Li_Battery_4hr_24 | 0 | 0 | 0 | 0 | 0 | 0 | #N/A | 0 | PGE_New_Li_Battery_4hr_Generic | 0 | 0 | #N/A | 0 | 0 | 0 | 0 | PGE_New_Li_Battery_4hr_Generic | 0 | 0 | 0 | 0 | #N/A | 0 | 0 | 0 | PGE_New_Li_Battery_4hr_Generic | PGE_New_Li_Battery_4hr | PGE_NGBA_Li_Battery_4hr_24 | 0 | 0 | 0 | 0 | 0 | 0 | 0 | #N/A | 0 | PGE_New_Li_Battery_4hr_Generic | 0 | 0 | #N/A | 0 | 0 | 0 | 0 | PGE_New_Li_Battery_4hr_Generic | PGE_New_Li_Battery_4hr | PGE_NGBA_Li_Battery_4hr_24 | 0 | 0 | 0 | 0 | 0 | 0 | #N/A | #N/A | #N/A | 0 | 0 | 0 | 0 | 0 | 0 | PGE_New_Li_Battery_4hr_Generic | 0 | #N/A | 0 | 0 | PGE_New_Li_Battery_4hr_Generic | 0 | 0 | 0 | 0 | #N/A | #N/A | #N/A | #N/A | #N/A | #N/A | 0 | 0 | 0 | PGE_New_Li_Battery_4hr_Generic | PGE_New_Li_Battery_4hr | PGE_NGBA_Li_Battery_4hr_24 | [6 empty] | #N/A |  | PGE_New_Li_Battery_4hr_Generic |  |  | #N/A |  |  |  |  | PGE_New_Li_Battery_4hr_Generic |  |  |  |  | #N/A |  |  |  | PGE_New_Li_Battery_4hr_Generic | PGE_New_Li_Battery_4hr | PGE_NGBA_Li_Battery_4hr_24 | [6 empty] | #N/A |  | PGE_New_Li_Battery_4hr_Generic |  |  | #N/A |  |  |  |  | PGE_New_Li_Battery_4hr_Generic |  |  |  |  | #N/A |  |  |  | PGE_New_Li_Battery_4hr_Generic | PGE_New_Li_Battery_4hr | PGE_NGBA_Li_Battery_4hr_24 | 0 | 0 | 0 | 0 | 0 | 0 | 0 | 0 | 0 | 0 | 0 | 0 | 0 | 0 | 0 | 0 | 0 | 0 | 0 | 0 | 0 | 0 | 0 | 0 | 0 | 0 | PG&E NGBA
PGE_New_Li_Battery_4hr_Generic | PGE_New_Li_Battery_4hr | PGE_NGBA_Li_Battery_4hr_25 | 0 | 0 | 0 | 0 | 0 | 0 | #N/A | 0 | PGE_New_Li_Battery_4hr_Generic | 0 | 0 | #N/A | 0 | 0 | 0 | 0 | PGE_New_Li_Battery_4hr_Generic | 0 | 0 | 0 | 0 | #N/A | 0 | 0 | 0 | PGE_New_Li_Battery_4hr_Generic | PGE_New_Li_Battery_4hr | PGE_NGBA_Li_Battery_4hr_25 | 0 | 0 | 0 | 0 | 0 | 0 | 0 | #N/A | 0 | PGE_New_Li_Battery_4hr_Generic | 0 | 0 | #N/A | 0 | 0 | 0 | 0 | PGE_New_Li_Battery_4hr_Generic | PGE_New_Li_Battery_4hr | PGE_NGBA_Li_Battery_4hr_25 | 0 | 0 | 0 | 0 | 0 | 0 | #N/A | #N/A | #N/A | 0 | 0 | 0 | 0 | 0 | 0 | PGE_New_Li_Battery_4hr_Generic | 0 | #N/A | 0 | 0 | PGE_New_Li_Battery_4hr_Generic | 0 | 0 | 0 | 0 | #N/A | #N/A | #N/A | #N/A | #N/A | #N/A | 0 | 0 | 0 | PGE_New_Li_Battery_4hr_Generic | PGE_New_Li_Battery_4hr | PGE_NGBA_Li_Battery_4hr_25 | [6 empty] | #N/A |  | PGE_New_Li_Battery_4hr_Generic |  |  | #N/A |  |  |  |  | PGE_New_Li_Battery_4hr_Generic |  |  |  |  | #N/A |  |  |  | PGE_New_Li_Battery_4hr_Generic | PGE_New_Li_Battery_4hr | PGE_NGBA_Li_Battery_4hr_25 | [6 empty] | #N/A |  | PGE_New_Li_Battery_4hr_Generic |  |  | #N/A |  |  |  |  | PGE_New_Li_Battery_4hr_Generic |  |  |  |  | #N/A |  |  |  | PGE_New_Li_Battery_4hr_Generic | PGE_New_Li_Battery_4hr | PGE_NGBA_Li_Battery_4hr_25 | 0 | 0 | 0 | 0 | 0 | 0 | 0 | 0 | 0.049248 | 0 | 0 | 0.049248 | 0 | 0 | 0 | 0 | 0.049248 | 0 | 0 | 0 | 0 | 0.049248 | 0 | 0 | 0 | 0.049248 | PG&E NGBA
PGE_New_Li_Battery_4hr_Generic | PGE_New_Li_Battery_4hr | PGE_NGBA_Li_Battery_4hr_27 | 0 | 0 | 0 | 0 | 0 | 0 | #N/A | 0 | PGE_New_Li_Battery_4hr_Generic | 0 | 0 | #N/A | 0 | 0 | 0 | 0 | PGE_New_Li_Battery_4hr_Generic | 0 | 0 | 0 | 0 | #N/A | 0 | 0 | 0 | PGE_New_Li_Battery_4hr_Generic | PGE_New_Li_Battery_4hr | PGE_NGBA_Li_Battery_4hr_27 | 0 | 0 | 0 | 0 | 0 | 0 | 0 | #N/A | 0 | PGE_New_Li_Battery_4hr_Generic | 0 | 0 | #N/A | 0 | 0 | 0 | 0 | PGE_New_Li_Battery_4hr_Generic | PGE_New_Li_Battery_4hr | PGE_NGBA_Li_Battery_4hr_27 | 0 | 0 | 0 | 0 | 0 | 0 | #N/A | #N/A | #N/A | 0 | 0 | 0 | 0 | 0 | 0 | PGE_New_Li_Battery_4hr_Generic | 0 | #N/A | 0 | 0 | PGE_New_Li_Battery_4hr_Generic | 0 | 0 | 0 | 0 | #N/A | #N/A | #N/A | #N/A | #N/A | #N/A | 0 | 0 | 0 | PGE_New_Li_Battery_4hr_Generic | PGE_New_Li_Battery_4hr | PGE_NGBA_Li_Battery_4hr_27 | [6 empty] | #N/A |  | PGE_New_Li_Battery_4hr_Generic |  |  | #N/A |  |  |  |  | PGE_New_Li_Battery_4hr_Generic |  |  |  |  | #N/A |  |  |  | PGE_New_Li_Battery_4hr_Generic | PGE_New_Li_Battery_4hr | PGE_NGBA_Li_Battery_4hr_27 | [6 empty] | #N/A |  | PGE_New_Li_Battery_4hr_Generic |  |  | #N/A |  |  |  |  | PGE_New_Li_Battery_4hr_Generic |  |  |  |  | #N/A |  |  |  | PGE_New_Li_Battery_4hr_Generic | PGE_New_Li_Battery_4hr | PGE_NGBA_Li_Battery_4hr_27 | 0 | 0 | 0 | 0 | 0 | 0 | 0 | 0 | 0 | 0 | 0 | 0 | 0 | 0 | 0 | 0 | 0 | 0 | 0 | 0 | 0 | 0 | 0 | 0 | 0 | 0 | PG&E NGBA
PGE_New_Li_Battery_4hr_Generic | PGE_New_Li_Battery_4hr | PGE_NGBA_Li_Battery_4hr_28 | 0 | 0 | 0 | 0 | 0 | 0 | #N/A | 0 | PGE_New_Li_Battery_4hr_Generic | 0 | 0 | #N/A | 0 | 0 | 0 | 0 | PGE_New_Li_Battery_4hr_Generic | 0 | 0 | 0 | 0 | #N/A | 0 | 0 | 0 | PGE_New_Li_Battery_4hr_Generic | PGE_New_Li_Battery_4hr | PGE_NGBA_Li_Battery_4hr_28 | 0 | 0 | 0 | 0 | 0 | 0 | 0 | #N/A | 0 | PGE_New_Li_Battery_4hr_Generic | 0 | 0 | #N/A | 0 | 0 | 0 | 0 | PGE_New_Li_Battery_4hr_Generic | PGE_New_Li_Battery_4hr | PGE_NGBA_Li_Battery_4hr_28 | 0 | 0 | 0 | 0 | 0 | 0 | #N/A | #N/A | #N/A | 0 | 0 | 0 | 0 | 0 | 0 | PGE_New_Li_Battery_4hr_Generic | 0 | #N/A | 0 | 0 | PGE_New_Li_Battery_4hr_Generic | 0 | 0 | 0 | 0 | #N/A | #N/A | #N/A | #N/A | #N/A | #N/A | 0 | 0 | 0 | PGE_New_Li_Battery_4hr_Generic | PGE_New_Li_Battery_4hr | PGE_NGBA_Li_Battery_4hr_28 | [6 empty] | #N/A |  | PGE_New_Li_Battery_4hr_Generic |  |  | #N/A |  |  |  |  | PGE_New_Li_Battery_4hr_Generic |  |  |  |  | #N/A |  |  |  | PGE_New_Li_Battery_4hr_Generic | PGE_New_Li_Battery_4hr | PGE_NGBA_Li_Battery_4hr_28 | [6 empty] | #N/A |  | PGE_New_Li_Battery_4hr_Generic |  |  | #N/A |  |  |  |  | PGE_New_Li_Battery_4hr_Generic |  |  |  |  | #N/A |  |  |  | PGE_New_Li_Battery_4hr_Generic | PGE_New_Li_Battery_4hr | PGE_NGBA_Li_Battery_4hr_28 | 0 | 0 | 0 | 0 | 0 | 0 | 0 | 0 | 0 | 0 | 0 | 0 | 0 | 0 | 0 | 0 | 0 | 0 | 0 | 0 | 0 | 0 | 0 | 0 | 0 | 0 | PG&E NGBA
PGE_New_Li_Battery_4hr_Generic | PGE_New_Li_Battery_4hr | PGE_NGBA_Li_Battery_4hr_33 | 0 | 0 | 0 | 0 | 0 | 0 | #N/A | 0 | PGE_New_Li_Battery_4hr_Generic | 0 | 0 | #N/A | 0 | 0 | 0 | 0 | PGE_New_Li_Battery_4hr_Generic | 0 | 0 | 0 | 0 | #N/A | 0 | 0 | 0 | PGE_New_Li_Battery_4hr_Generic | PGE_New_Li_Battery_4hr | PGE_NGBA_Li_Battery_4hr_33 | 0 | 0 | 0 | 0 | 0 | 0 | 0 | #N/A | 0 | PGE_New_Li_Battery_4hr_Generic | 0 | 0 | #N/A | 0 | 0 | 0 | 0 | PGE_New_Li_Battery_4hr_Generic | PGE_New_Li_Battery_4hr | PGE_NGBA_Li_Battery_4hr_33 | 0 | 0 | 0 | 0 | 0 | 0 | #N/A | #N/A | #N/A | 0 | 0 | 0 | 0 | 0 | 0 | PGE_New_Li_Battery_4hr_Generic | 0 | #N/A | 0 | 0 | PGE_New_Li_Battery_4hr_Generic | 0 | 0 | 0 | 0 | #N/A | #N/A | #N/A | #N/A | #N/A | #N/A | 0 | 0 | 0 | PGE_New_Li_Battery_4hr_Generic | PGE_New_Li_Battery_4hr | PGE_NGBA_Li_Battery_4hr_33 | [6 empty] | #N/A |  | PGE_New_Li_Battery_4hr_Generic |  |  | #N/A |  |  |  |  | PGE_New_Li_Battery_4hr_Generic |  |  |  |  | #N/A |  |  |  | PGE_New_Li_Battery_4hr_Generic | PGE_New_Li_Battery_4hr | PGE_NGBA_Li_Battery_4hr_33 | [6 empty] | #N/A |  | PGE_New_Li_Battery_4hr_Generic |  |  | #N/A |  |  |  |  | PGE_New_Li_Battery_4hr_Generic |  |  |  |  | #N/A |  |  |  | PGE_New_Li_Battery_4hr_Generic | PGE_New_Li_Battery_4hr | PGE_NGBA_Li_Battery_4hr_33 | 0 | 0 | 0 | 0 | 0 | 0 | 0 | 0 | 0 | 0 | 0 | 0 | 0 | 0 | 0 | 0 | 0 | 0 | 0 | 0 | 0 | 0 | 0 | 0 | 0 | 0 | PG&E NGBA
PGE_New_Li_Battery_4hr_Generic | PGE_New_Li_Battery_4hr | PGE_NGBA_Li_Battery_4hr_35 | 0 | 0 | 0 | 0 | 0 | 0 | #N/A | 0 | PGE_New_Li_Battery_4hr_Generic | 0 | 0 | #N/A | 0 | 0 | 0 | 0 | PGE_New_Li_Battery_4hr_Generic | 0 | 0 | 0 | 0 | #N/A | 0 | 0 | 0 | PGE_New_Li_Battery_4hr_Generic | PGE_New_Li_Battery_4hr | PGE_NGBA_Li_Battery_4hr_35 | 0 | [6 empty] | #N/A |  | PGE_New_Li_Battery_4hr_Generic |  |  | #N/A |  |  |  |  | PGE_New_Li_Battery_4hr_Generic | PGE_New_Li_Battery_4hr | PGE_NGBA_Li_Battery_4hr_35 | 0 | 0 | 0 |  |  |  | #N/A | #N/A | #N/A | [6 empty] | PGE_New_Li_Battery_4hr_Generic |  | #N/A |  |  | PGE_New_Li_Battery_4hr_Generic |  |  |  |  | #N/A | #N/A | #N/A | #N/A | #N/A | #N/A |  |  |  | PGE_New_Li_Battery_4hr_Generic | PGE_New_Li_Battery_4hr | PGE_NGBA_Li_Battery_4hr_35 | [6 empty] | #N/A |  | PGE_New_Li_Battery_4hr_Generic |  |  | #N/A |  |  |  |  | PGE_New_Li_Battery_4hr_Generic |  |  |  |  | #N/A |  |  |  | PGE_New_Li_Battery_4hr_Generic | PGE_New_Li_Battery_4hr | PGE_NGBA_Li_Battery_4hr_35 | [6 empty] | #N/A |  | PGE_New_Li_Battery_4hr_Generic |  |  | #N/A |  |  |  |  | PGE_New_Li_Battery_4hr_Generic |  |  |  |  | #N/A |  |  |  | PGE_New_Li_Battery_4hr_Generic | PGE_New_Li_Battery_4hr | PGE_NGBA_Li_Battery_4hr_35 | 0 | 0 | 0 | 0 | 0 | 0 | 0 | 0 | 0 | 0 | 0 | 0 | 0 | 0 | 0 | 0 | 0 | 0 | 0 | 0 | 0 | 0 | 0 | 0 | 0 | 0 | PG&E NGBA
PGE_New_Li_Battery_4hr_Generic | PGE_New_Li_Battery_4hr | PGE_NGBA_Li_Battery_4hr_37 | 0 | 0 | 0 | 0 | 0 | 0 | #N/A | 0 | PGE_New_Li_Battery_4hr_Generic | 0 | 0 | #N/A | 0 | 0 | 0 | 0 | PGE_New_Li_Battery_4hr_Generic | 0 | 0 | 0 | 0 | #N/A | 0 | 0 | 0 | PGE_New_Li_Battery_4hr_Generic | PGE_New_Li_Battery_4hr | PGE_NGBA_Li_Battery_4hr_37 | 0 | [6 empty] | #N/A |  | PGE_New_Li_Battery_4hr_Generic |  |  | #N/A |  |  |  |  | PGE_New_Li_Battery_4hr_Generic | PGE_New_Li_Battery_4hr | PGE_NGBA_Li_Battery_4hr_37 | 0 | 0 | 0 |  |  |  | #N/A | #N/A | #N/A | [6 empty] | PGE_New_Li_Battery_4hr_Generic |  | #N/A |  |  | PGE_New_Li_Battery_4hr_Generic |  |  |  |  | #N/A | #N/A | #N/A | #N/A | #N/A | #N/A |  |  |  | PGE_New_Li_Battery_4hr_Generic | PGE_New_Li_Battery_4hr | PGE_NGBA_Li_Battery_4hr_37 | [6 empty] | #N/A |  | PGE_New_Li_Battery_4hr_Generic |  |  | #N/A |  |  |  |  | PGE_New_Li_Battery_4hr_Generic |  |  |  |  | #N/A |  |  |  | PGE_New_Li_Battery_4hr_Generic | PGE_New_Li_Battery_4hr | PGE_NGBA_Li_Battery_4hr_37 | [6 empty] | #N/A |  | PGE_New_Li_Battery_4hr_Generic |  |  | #N/A |  |  |  |  | PGE_New_Li_Battery_4hr_Generic |  |  |  |  | #N/A |  |  |  | PGE_New_Li_Battery_4hr_Generic | PGE_New_Li_Battery_4hr | PGE_NGBA_Li_Battery_4hr_37 | 0 | 0 | 0 | 0 | 0 | 0 | 0 | 0 | 0 | 0 | 0 | 0 | 0 | 0 | 0 | 0 | 0 | 0 | 0 | 0 | 0 | 0 | 0 | 0 | 0 | 0 | PG&E NGBA
PGE_New_Li_Battery_4hr_Generic | PGE_New_Li_Battery_4hr | PGE_NGBA_Li_Battery_4hr_39 | 0 | 0 | 0 | 0 | 0 | 0 | #N/A | 0 | PGE_New_Li_Battery_4hr_Generic | 0 | 0 | #N/A | 0 | 0 | 0 | 0 | PGE_New_Li_Battery_4hr_Generic | 0 | 0 | 0 | 0 | #N/A | 0 | 0 | 0 | PGE_New_Li_Battery_4hr_Generic | PGE_New_Li_Battery_4hr | PGE_NGBA_Li_Battery_4hr_39 | 0 | [6 empty] | #N/A |  | PGE_New_Li_Battery_4hr_Generic |  |  | #N/A |  |  |  |  | PGE_New_Li_Battery_4hr_Generic | PGE_New_Li_Battery_4hr | PGE_NGBA_Li_Battery_4hr_39 | 0 | 0 | 0 |  |  |  | #N/A | #N/A | #N/A | [6 empty] | PGE_New_Li_Battery_4hr_Generic |  | #N/A |  |  | PGE_New_Li_Battery_4hr_Generic |  |  |  |  | #N/A | #N/A | #N/A | #N/A | #N/A | #N/A |  |  |  | PGE_New_Li_Battery_4hr_Generic | PGE_New_Li_Battery_4hr | PGE_NGBA_Li_Battery_4hr_39 | [6 empty] | #N/A |  | PGE_New_Li_Battery_4hr_Generic |  |  | #N/A |  |  |  |  | PGE_New_Li_Battery_4hr_Generic |  |  |  |  | #N/A |  |  |  | PGE_New_Li_Battery_4hr_Generic | PGE_New_Li_Battery_4hr | PGE_NGBA_Li_Battery_4hr_39 | [6 empty] | #N/A |  | PGE_New_Li_Battery_4hr_Generic |  |  | #N/A |  |  |  |  | PGE_New_Li_Battery_4hr_Generic |  |  |  |  | #N/A |  |  |  | PGE_New_Li_Battery_4hr_Generic | PGE_New_Li_Battery_4hr | PGE_NGBA_Li_Battery_4hr_39 | 0 | 0 | 0 | 0 | 0 | 0 | 0 | 0 | 0 | 0 | 0 | 0 | 0 | 0 | 0 | 0 | 0 | 0 | 0 | 0 | 0 | 0 | 0 | 0 | 0 | 0 | PG&E NGBA
PGE_New_Li_Battery_4hr_Generic | PGE_New_Li_Battery_4hr | PGE_NGBA_Li_Battery_4hr_47 | 0 | 0 | 0 | 0 | 0 | 0 | #N/A | 0 | PGE_New_Li_Battery_4hr_Generic | 0 | 0 | #N/A | 0 | 0 | 0 | 0 | PGE_New_Li_Battery_4hr_Generic | 0 | 0 | 0 | 0 | #N/A | 0 | 0 | 0 | PGE_New_Li_Battery_4hr_Generic | PGE_New_Li_Battery_4hr | PGE_NGBA_Li_Battery_4hr_47 | 0 | [6 empty] | #N/A |  | PGE_New_Li_Battery_4hr_Generic |  |  | #N/A |  |  |  |  | PGE_New_Li_Battery_4hr_Generic | PGE_New_Li_Battery_4hr | PGE_NGBA_Li_Battery_4hr_47 | 0 | 0 | 0 |  |  |  | #N/A | #N/A | #N/A | [6 empty] | PGE_New_Li_Battery_4hr_Generic |  | #N/A |  |  | PGE_New_Li_Battery_4hr_Generic |  |  |  |  | #N/A | #N/A | #N/A | #N/A | #N/A | #N/A |  |  |  | PGE_New_Li_Battery_4hr_Generic | PGE_New_Li_Battery_4hr | PGE_NGBA_Li_Battery_4hr_47 | [6 empty] | #N/A |  | PGE_New_Li_Battery_4hr_Generic |  |  | #N/A |  |  |  |  | PGE_New_Li_Battery_4hr_Generic |  |  |  |  | #N/A |  |  |  | PGE_New_Li_Battery_4hr_Generic | PGE_New_Li_Battery_4hr | PGE_NGBA_Li_Battery_4hr_47 | [6 empty] | #N/A |  | PGE_New_Li_Battery_4hr_Generic |  |  | #N/A |  |  |  |  | PGE_New_Li_Battery_4hr_Generic |  |  |  |  | #N/A |  |  |  | PGE_New_Li_Battery_4hr_Generic | PGE_New_Li_Battery_4hr | PGE_NGBA_Li_Battery_4hr_47 | 0 | 0 | 0 | 0 | 0 | 0 | 0 | 0 | 0 | 0 | 0 | 0 | 0 | 0 | 0 | 0 | 0 | 0 | 0 | 0 | 0 | 0 | 0 | 0 | 0 | 0 | PG&E NGBA
PGE_New_Li_Battery_4hr_Generic | PGE_New_Li_Battery_4hr | PGE_NGBA_Li_Battery_4hr_52 | 0 | 0 | 0 | 0 | 0 | 0 | #N/A | 0 | PGE_New_Li_Battery_4hr_Generic | 0 | 0 | #N/A | 0 | 0 | 0 | 0 | PGE_New_Li_Battery_4hr_Generic | 0 | 0 | 0 | 0 | #N/A | 0 | 0 | 0 | PGE_New_Li_Battery_4hr_Generic | PGE_New_Li_Battery_4hr | PGE_NGBA_Li_Battery_4hr_52 | 0 | [6 empty] | #N/A |  | PGE_New_Li_Battery_4hr_Generic |  |  | #N/A |  |  |  |  | PGE_New_Li_Battery_4hr_Generic | PGE_New_Li_Battery_4hr | PGE_NGBA_Li_Battery_4hr_52 | 0 | 0 | 0 |  |  |  | #N/A | #N/A | #N/A | [6 empty] | PGE_New_Li_Battery_4hr_Generic |  | #N/A |  |  | PGE_New_Li_Battery_4hr_Generic |  |  |  |  | #N/A | #N/A | #N/A | #N/A | #N/A | #N/A |  |  |  | PGE_New_Li_Battery_4hr_Generic | PGE_New_Li_Battery_4hr | PGE_NGBA_Li_Battery_4hr_52 | [6 empty] | #N/A |  | PGE_New_Li_Battery_4hr_Generic |  |  | #N/A |  |  |  |  | PGE_New_Li_Battery_4hr_Generic |  |  |  |  | #N/A |  |  |  | PGE_New_Li_Battery_4hr_Generic | PGE_New_Li_Battery_4hr | PGE_NGBA_Li_Battery_4hr_52 | [6 empty] | #N/A |  | PGE_New_Li_Battery_4hr_Generic |  |  | #N/A |  |  |  |  | PGE_New_Li_Battery_4hr_Generic |  |  |  |  | #N/A |  |  |  | PGE_New_Li_Battery_4hr_Generic | PGE_New_Li_Battery_4hr | PGE_NGBA_Li_Battery_4hr_52 | 0 | 0 | 0 | 0 | 0 | 0 | 0 | 0 | 0 | 0 | 0 | 0 | 0 | 0 | 0 | 0 | 0 | 0 | 0 | 0 | 0 | 0 | 0 | 0 | 0 | 0 | PG&E NGBA
PGE_New_Li_Battery_4hr_Generic | PGE_New_Li_Battery_4hr | PGE_NGBA_Li_Battery_4hr_55 | 0 | 0 | 0 | 0 | 0 | 0 | #N/A | 0 | PGE_New_Li_Battery_4hr_Generic | 0 | 0 | #N/A | 0 | 0 | 0 | 0 | PGE_New_Li_Battery_4hr_Generic | 0 | 0 | 0 | 0 | #N/A | 0 | 0 | 0 | PGE_New_Li_Battery_4hr_Generic | PGE_New_Li_Battery_4hr | PGE_NGBA_Li_Battery_4hr_55 | 0 | [6 empty] | #N/A |  | PGE_New_Li_Battery_4hr_Generic |  |  | #N/A |  |  |  |  | PGE_New_Li_Battery_4hr_Generic | PGE_New_Li_Battery_4hr | PGE_NGBA_Li_Battery_4hr_55 | 0 | 0 | 0 |  |  |  | #N/A | #N/A | #N/A | [6 empty] | PGE_New_Li_Battery_4hr_Generic |  | #N/A |  |  | PGE_New_Li_Battery_4hr_Generic |  |  |  |  | #N/A | #N/A | #N/A | #N/A | #N/A | #N/A |  |  |  | PGE_New_Li_Battery_4hr_Generic | PGE_New_Li_Battery_4hr | PGE_NGBA_Li_Battery_4hr_55 | [6 empty] | #N/A |  | PGE_New_Li_Battery_4hr_Generic |  |  | #N/A |  |  |  |  | PGE_New_Li_Battery_4hr_Generic |  |  |  |  | #N/A |  |  |  | PGE_New_Li_Battery_4hr_Generic | PGE_New_Li_Battery_4hr | PGE_NGBA_Li_Battery_4hr_55 | [6 empty] | #N/A |  | PGE_New_Li_Battery_4hr_Generic |  |  | #N/A |  |  |  |  | PGE_New_Li_Battery_4hr_Generic |  |  |  |  | #N/A |  |  |  | PGE_New_Li_Battery_4hr_Generic | PGE_New_Li_Battery_4hr | PGE_NGBA_Li_Battery_4hr_55 | 0 | 0 | 0 | 0 | 0 | 0 | 0 | 0 | 0 | 0 | 0 | 0 | 0 | 0 | 0 | 0 | 0 | 0 | 0 | 0 | 0 | 0 | 0 | 0 | 0 | 0 | PG&E NGBA
PGE_New_Li_Battery_4hr_Generic | PGE_New_Li_Battery_4hr | PGE_NGBA_Li_Battery_4hr_57 | 0 | 0 | 0 | 0 | 0 | 0 | #N/A | 0 | PGE_New_Li_Battery_4hr_Generic | 0 | 0 | #N/A | 0 | 0 | 0 | 0 | PGE_New_Li_Battery_4hr_Generic | 0 | 0 | 0 | 0 | #N/A | 0 | 0 | 0 | PGE_New_Li_Battery_4hr_Generic | PGE_New_Li_Battery_4hr | PGE_NGBA_Li_Battery_4hr_57 | 0 | [6 empty] | #N/A |  | PGE_New_Li_Battery_4hr_Generic |  |  | #N/A |  |  |  |  | PGE_New_Li_Battery_4hr_Generic | PGE_New_Li_Battery_4hr | PGE_NGBA_Li_Battery_4hr_57 | 0 | 0 | 0 |  |  |  | #N/A | #N/A | #N/A | [6 empty] | PGE_New_Li_Battery_4hr_Generic |  | #N/A |  |  | PGE_New_Li_Battery_4hr_Generic |  |  |  |  | #N/A | #N/A | #N/A | #N/A | #N/A | #N/A |  |  |  | PGE_New_Li_Battery_4hr_Generic | PGE_New_Li_Battery_4hr | PGE_NGBA_Li_Battery_4hr_57 | [6 empty] | #N/A |  | PGE_New_Li_Battery_4hr_Generic |  |  | #N/A |  |  |  |  | PGE_New_Li_Battery_4hr_Generic |  |  |  |  | #N/A |  |  |  | PGE_New_Li_Battery_4hr_Generic | PGE_New_Li_Battery_4hr | PGE_NGBA_Li_Battery_4hr_57 | [6 empty] | #N/A |  | PGE_New_Li_Battery_4hr_Generic |  |  | #N/A |  |  |  |  | PGE_New_Li_Battery_4hr_Generic |  |  |  |  | #N/A |  |  |  | PGE_New_Li_Battery_4hr_Generic | PGE_New_Li_Battery_4hr | PGE_NGBA_Li_Battery_4hr_57 | 0 | 0 | 0 | 0 | 0 | 0 | 0 | 0 | 0 | 0 | 0 | 0 | 0 | 0 | 0 | 0 | 0 | 0 | 0 | 0 | 0 | 0 | 0 | 0 | 0 | 0 | PG&E NGBA
PGE_New_Li_Battery_4hr_Generic | PGE_New_Li_Battery_4hr | PGE_NGBA_Li_Battery_4hr_58 | 0 | 0 | 0 | 0 | 0 | 0 | #N/A | 0 | PGE_New_Li_Battery_4hr_Generic | 0 | 0 | #N/A | 0 | 0 | 0 | 0 | PGE_New_Li_Battery_4hr_Generic | 0 | 0 | 0 | 0 | #N/A | 0 | 0 | 0 | PGE_New_Li_Battery_4hr_Generic | PGE_New_Li_Battery_4hr | PGE_NGBA_Li_Battery_4hr_58 | 0 | [6 empty] | #N/A |  | PGE_New_Li_Battery_4hr_Generic |  |  | #N/A |  |  |  |  | PGE_New_Li_Battery_4hr_Generic | PGE_New_Li_Battery_4hr | PGE_NGBA_Li_Battery_4hr_58 | 0 | 0 | 0 |  |  |  | #N/A | #N/A | #N/A | [6 empty] | PGE_New_Li_Battery_4hr_Generic |  | #N/A |  |  | PGE_New_Li_Battery_4hr_Generic |  |  |  |  | #N/A | #N/A | #N/A | #N/A | #N/A | #N/A |  |  |  | PGE_New_Li_Battery_4hr_Generic | PGE_New_Li_Battery_4hr | PGE_NGBA_Li_Battery_4hr_58 | [6 empty] | #N/A |  | PGE_New_Li_Battery_4hr_Generic |  |  | #N/A |  |  |  |  | PGE_New_Li_Battery_4hr_Generic |  |  |  |  | #N/A |  |  |  | PGE_New_Li_Battery_4hr_Generic | PGE_New_Li_Battery_4hr | PGE_NGBA_Li_Battery_4hr_58 | [6 empty] | #N/A |  | PGE_New_Li_Battery_4hr_Generic |  |  | #N/A |  |  |  |  | PGE_New_Li_Battery_4hr_Generic |  |  |  |  | #N/A |  |  |  | PGE_New_Li_Battery_4hr_Generic | PGE_New_Li_Battery_4hr | PGE_NGBA_Li_Battery_4hr_58 | 0 | 0 | 0 | 0 | 0 | 0 | 0 | 0 | 0 | 0 | 0 | 0 | 0 | 0 | 0 | 0 | 0 | 0 | 0 | 0 | 0 | 0 | 0 | 0 | 0 | 0 | PG&E NGBA
PGE_New_Li_Battery_4hr_Generic | PGE_New_Li_Battery_4hr | PGE_NGBA_Li_Battery_4hr_60 | 0 | 0 | 0 | 0 | 0 | 0 | #N/A | 0 | PGE_New_Li_Battery_4hr_Generic | 0 | 0 | #N/A | 0 | 0 | 0 | 0 | PGE_New_Li_Battery_4hr_Generic | 0 | 0 | 0 | 0 | #N/A | 0 | 0 | 0 | PGE_New_Li_Battery_4hr_Generic | PGE_New_Li_Battery_4hr | PGE_NGBA_Li_Battery_4hr_60 | 0 | [6 empty] | #N/A |  | PGE_New_Li_Battery_4hr_Generic |  |  | #N/A |  |  |  |  | PGE_New_Li_Battery_4hr_Generic | PGE_New_Li_Battery_4hr | PGE_NGBA_Li_Battery_4hr_60 | 0 | 0 | 0 |  |  |  | #N/A | #N/A | #N/A | [6 empty] | PGE_New_Li_Battery_4hr_Generic |  | #N/A |  |  | PGE_New_Li_Battery_4hr_Generic |  |  |  |  | #N/A | #N/A | #N/A | #N/A | #N/A | #N/A |  |  |  | PGE_New_Li_Battery_4hr_Generic | PGE_New_Li_Battery_4hr | PGE_NGBA_Li_Battery_4hr_60 | [6 empty] | #N/A |  | PGE_New_Li_Battery_4hr_Generic |  |  | #N/A |  |  |  |  | PGE_New_Li_Battery_4hr_Generic |  |  |  |  | #N/A |  |  |  | PGE_New_Li_Battery_4hr_Generic | PGE_New_Li_Battery_4hr | PGE_NGBA_Li_Battery_4hr_60 | [6 empty] | #N/A |  | PGE_New_Li_Battery_4hr_Generic |  |  | #N/A |  |  |  |  | PGE_New_Li_Battery_4hr_Generic |  |  |  |  | #N/A |  |  |  | PGE_New_Li_Battery_4hr_Generic | PGE_New_Li_Battery_4hr | PGE_NGBA_Li_Battery_4hr_60 | 0 | 0 | 0 | 0 | 0 | 0 | 0 | 0 | 0 | 0 | 0 | 0 | 0 | 0 | 0 | 0 | 0 | 0 | 0 | 0 | 0 | 0 | 0 | 0 | 0 | 0 | PG&E NGBA
PGE_New_Li_Battery_4hr_Generic | PGE_New_Li_Battery_4hr | PGE_NGBA_Li_Battery_4hr_61 | 0 | 0 | 0 | 0 | 0 | 0 | #N/A | 0 | PGE_New_Li_Battery_4hr_Generic | 0 | 0 | #N/A | 0 | 0 | 0 | 0 | PGE_New_Li_Battery_4hr_Generic | 0 | 0 | 0 | 0 | #N/A | 0 | 0 | 0 | PGE_New_Li_Battery_4hr_Generic | PGE_New_Li_Battery_4hr | PGE_NGBA_Li_Battery_4hr_61 | 0 | [6 empty] | #N/A |  | PGE_New_Li_Battery_4hr_Generic |  |  | #N/A |  |  |  |  | PGE_New_Li_Battery_4hr_Generic | PGE_New_Li_Battery_4hr | PGE_NGBA_Li_Battery_4hr_61 | 0 | 0 | 0 |  |  |  | #N/A | #N/A | #N/A | [6 empty] | PGE_New_Li_Battery_4hr_Generic |  | #N/A |  |  | PGE_New_Li_Battery_4hr_Generic |  |  |  |  | #N/A | #N/A | #N/A | #N/A | #N/A | #N/A |  |  |  | PGE_New_Li_Battery_4hr_Generic | PGE_New_Li_Battery_4hr | PGE_NGBA_Li_Battery_4hr_61 | [6 empty] | #N/A |  | PGE_New_Li_Battery_4hr_Generic |  |  | #N/A |  |  |  |  | PGE_New_Li_Battery_4hr_Generic |  |  |  |  | #N/A |  |  |  | PGE_New_Li_Battery_4hr_Generic | PGE_New_Li_Battery_4hr | PGE_NGBA_Li_Battery_4hr_61 | [6 empty] | #N/A |  | PGE_New_Li_Battery_4hr_Generic |  |  | #N/A |  |  |  |  | PGE_New_Li_Battery_4hr_Generic |  |  |  |  | #N/A |  |  |  | PGE_New_Li_Battery_4hr_Generic | PGE_New_Li_Battery_4hr | PGE_NGBA_Li_Battery_4hr_61 | 0 | 0 | 0 | 0 | 0 | 0 | 0 | 0 | 0 | 0 | 0 | 0 | 0 | 0 | 0 | 0 | 0 | 0 | 0 | 0 | 0 | 0 | 0 | 0 | 0 | 0 | PG&E NGBA
PGE_New_Li_Battery_4hr_Generic | PGE_New_Li_Battery_4hr | PGE_NGBA_Li_Battery_4hr_62 | 0 | 0 | 0 | 0 | 0 | 0 | #N/A | 0 | PGE_New_Li_Battery_4hr_Generic | 0 | 0 | #N/A | 0 | 0 | 0 | 0 | PGE_New_Li_Battery_4hr_Generic | 0 | 0 | 0 | 0 | #N/A | 0 | 0 | 0 | PGE_New_Li_Battery_4hr_Generic | PGE_New_Li_Battery_4hr | PGE_NGBA_Li_Battery_4hr_62 | 0 | [6 empty] | #N/A |  | PGE_New_Li_Battery_4hr_Generic |  |  | #N/A |  |  |  |  | PGE_New_Li_Battery_4hr_Generic | PGE_New_Li_Battery_4hr | PGE_NGBA_Li_Battery_4hr_62 | 0 | 0 | 0 |  |  |  | #N/A | #N/A | #N/A | [6 empty] | PGE_New_Li_Battery_4hr_Generic |  | #N/A |  |  | PGE_New_Li_Battery_4hr_Generic |  |  |  |  | #N/A | #N/A | #N/A | #N/A | #N/A | #N/A |  |  |  | PGE_New_Li_Battery_4hr_Generic | PGE_New_Li_Battery_4hr | PGE_NGBA_Li_Battery_4hr_62 | [6 empty] | #N/A |  | PGE_New_Li_Battery_4hr_Generic |  |  | #N/A |  |  |  |  | PGE_New_Li_Battery_4hr_Generic |  |  |  |  | #N/A |  |  |  | PGE_New_Li_Battery_4hr_Generic | PGE_New_Li_Battery_4hr | PGE_NGBA_Li_Battery_4hr_62 | [6 empty] | #N/A |  | PGE_New_Li_Battery_4hr_Generic |  |  | #N/A |  |  |  |  | PGE_New_Li_Battery_4hr_Generic |  |  |  |  | #N/A |  |  |  | PGE_New_Li_Battery_4hr_Generic | PGE_New_Li_Battery_4hr | PGE_NGBA_Li_Battery_4hr_62 | 0 | 0 | 0 | 0 | 0 | 0 | 0 | 0 | 0 | 0 | 0 | 0 | 0 | 0 | 0 | 0 | 0 | 0 | 0 | 0 | 0 | 0 | 0 | 0 | 0 | 0 | PG&E NGBA
PGE_New_Li_Battery_4hr_Generic | PGE_New_Li_Battery_4hr | PGE_NGBA_Li_Battery_4hr_67 | 0 | 0 | 0 | 0 | 0 | 0 | #N/A | 0 | PGE_New_Li_Battery_4hr_Generic | 0 | 0 | #N/A | 0 | 0 | 0 | 0 | PGE_New_Li_Battery_4hr_Generic | 0 | 0 | 0 | 0 | #N/A | 0 | 0 | 0 | PGE_New_Li_Battery_4hr_Generic | PGE_New_Li_Battery_4hr | PGE_NGBA_Li_Battery_4hr_67 | 0 | [6 empty] | #N/A |  | PGE_New_Li_Battery_4hr_Generic |  |  | #N/A |  |  |  |  | PGE_New_Li_Battery_4hr_Generic | PGE_New_Li_Battery_4hr | PGE_NGBA_Li_Battery_4hr_67 | 0 | 0 | 0 |  |  |  | #N/A | #N/A | #N/A | [6 empty] | PGE_New_Li_Battery_4hr_Generic |  | #N/A |  |  | PGE_New_Li_Battery_4hr_Generic |  |  |  |  | #N/A | #N/A | #N/A | #N/A | #N/A | #N/A |  |  |  | PGE_New_Li_Battery_4hr_Generic | PGE_New_Li_Battery_4hr | PGE_NGBA_Li_Battery_4hr_67 | [6 empty] | #N/A |  | PGE_New_Li_Battery_4hr_Generic |  |  | #N/A |  |  |  |  | PGE_New_Li_Battery_4hr_Generic |  |  |  |  | #N/A |  |  |  | PGE_New_Li_Battery_4hr_Generic | PGE_New_Li_Battery_4hr | PGE_NGBA_Li_Battery_4hr_67 | [6 empty] | #N/A |  | PGE_New_Li_Battery_4hr_Generic |  |  | #N/A |  |  |  |  | PGE_New_Li_Battery_4hr_Generic |  |  |  |  | #N/A |  |  |  | PGE_New_Li_Battery_4hr_Generic | PGE_New_Li_Battery_4hr | PGE_NGBA_Li_Battery_4hr_67 | 0 | 0 | 0 | 0 | 0 | 0 | 0 | 0 | 0 | 0 | 0 | 0 | 0 | 0 | 0 | 0 | 0 | 0 | 0 | 0 | 0 | 0 | 0 | 0 | 0 | 0 | PG&E NGBA
PGE_New_Li_Battery_4hr_Generic | PGE_New_Li_Battery_4hr | PGE_NGBA_Li_Battery_4hr_7 | 0 | 0 | 0 | 0 | 0 | 0 | #N/A | 0 | PGE_New_Li_Battery_4hr_Generic | 0 | 0 | #N/A | 0 | 0 | 0 | 0 | PGE_New_Li_Battery_4hr_Generic | 0 | 0 | 0 | 0 | #N/A | 0 | 0 | 0 | PGE_New_Li_Battery_4hr_Generic | PGE_New_Li_Battery_4hr | PGE_NGBA_Li_Battery_4hr_7 | 0 | [6 empty] | #N/A |  | PGE_New_Li_Battery_4hr_Generic |  |  | #N/A |  |  |  |  | PGE_New_Li_Battery_4hr_Generic | PGE_New_Li_Battery_4hr | PGE_NGBA_Li_Battery_4hr_7 | 0 | 0 | 0 |  |  |  | #N/A | #N/A | #N/A | [6 empty] | PGE_New_Li_Battery_4hr_Generic |  | #N/A |  |  | PGE_New_Li_Battery_4hr_Generic |  |  |  |  | #N/A | #N/A | #N/A | #N/A | #N/A | #N/A |  |  |  | PGE_New_Li_Battery_4hr_Generic | PGE_New_Li_Battery_4hr | PGE_NGBA_Li_Battery_4hr_7 | [6 empty] | #N/A |  | PGE_New_Li_Battery_4hr_Generic |  |  | #N/A |  |  |  |  | PGE_New_Li_Battery_4hr_Generic |  |  |  |  | #N/A |  |  |  | PGE_New_Li_Battery_4hr_Generic | PGE_New_Li_Battery_4hr | PGE_NGBA_Li_Battery_4hr_7 | [6 empty] | #N/A |  | PGE_New_Li_Battery_4hr_Generic |  |  | #N/A |  |  |  |  | PGE_New_Li_Battery_4hr_Generic |  |  |  |  | #N/A |  |  |  | PGE_New_Li_Battery_4hr_Generic | PGE_New_Li_Battery_4hr | PGE_NGBA_Li_Battery_4hr_7 | 0 | 0 | 0 | 0 | 0 | 0 | 0 | 0 | 0 | 0 | 0 | 0 | 0 | 0 | 0 | 0 | 0 | 0 | 0 | 0 | 0 | 0 | 0 | 0 | 0 | 0 | PG&E NGBA
PGE_New_Li_Battery_4hr_Generic | PGE_New_Li_Battery_4hr | PGE_NGBA_Li_Battery_4hr_8 | 0 | 0 | 0 | 0 | 0 | 0 | #N/A | 0 | PGE_New_Li_Battery_4hr_Generic | 0 | 0 | #N/A | 0 | 0 | 0 | 0 | PGE_New_Li_Battery_4hr_Generic | 0 | 0 | 0 | 0 | #N/A | 0 | 0 | 0 | PGE_New_Li_Battery_4hr_Generic | PGE_New_Li_Battery_4hr | PGE_NGBA_Li_Battery_4hr_8 | 0 | [6 empty] | #N/A |  | PGE_New_Li_Battery_4hr_Generic |  |  | #N/A |  |  |  |  | PGE_New_Li_Battery_4hr_Generic | PGE_New_Li_Battery_4hr | PGE_NGBA_Li_Battery_4hr_8 | 0 | 0 | 0 |  |  |  | #N/A | #N/A | #N/A | [6 empty] | PGE_New_Li_Battery_4hr_Generic |  | #N/A |  |  | PGE_New_Li_Battery_4hr_Generic |  |  |  |  | #N/A | #N/A | #N/A | #N/A | #N/A | #N/A |  |  |  | PGE_New_Li_Battery_4hr_Generic | PGE_New_Li_Battery_4hr | PGE_NGBA_Li_Battery_4hr_8 | [6 empty] | #N/A |  | PGE_New_Li_Battery_4hr_Generic |  |  | #N/A |  |  |  |  | PGE_New_Li_Battery_4hr_Generic |  |  |  |  | #N/A |  |  |  | PGE_New_Li_Battery_4hr_Generic | PGE_New_Li_Battery_4hr | PGE_NGBA_Li_Battery_4hr_8 | [6 empty] | #N/A |  | PGE_New_Li_Battery_4hr_Generic |  |  | #N/A |  |  |  |  | PGE_New_Li_Battery_4hr_Generic |  |  |  |  | #N/A |  |  |  | PGE_New_Li_Battery_4hr_Generic | PGE_New_Li_Battery_4hr | PGE_NGBA_Li_Battery_4hr_8 | 0 | 0 | 0 | 0 | 0 | 0 | 0 | 0 | 0 | 0 | 0 | 0 | 0 | 0 | 0 | 0 | 0 | 0 | 0 | 0 | 0 | 0 | 0 | 0 | 0 | 0 | PG&E NGBA
PGE_New_Li_Battery_4hr_Generic | PGE_New_Li_Battery_4hr | PGE_NGBA_Li_Battery_4hr_9 | 0 | 0 | 0 | 0 | 0 | 0 | #N/A | 0 | PGE_New_Li_Battery_4hr_Generic | 0 | 0 | #N/A | 0 | 0 | 0 | 0 | PGE_New_Li_Battery_4hr_Generic | 0 | 0 | 0 | 0 | #N/A | 0 | 0 | 0 | PGE_New_Li_Battery_4hr_Generic | PGE_New_Li_Battery_4hr | PGE_NGBA_Li_Battery_4hr_9 | 0 | [6 empty] | #N/A |  | PGE_New_Li_Battery_4hr_Generic |  |  | #N/A |  |  |  |  | PGE_New_Li_Battery_4hr_Generic | PGE_New_Li_Battery_4hr | PGE_NGBA_Li_Battery_4hr_9 | 0 | 0 | 0 |  |  |  | #N/A | #N/A | #N/A | [6 empty] | PGE_New_Li_Battery_4hr_Generic |  | #N/A |  |  | PGE_New_Li_Battery_4hr_Generic |  |  |  |  | #N/A | #N/A | #N/A | #N/A | #N/A | #N/A |  |  |  | PGE_New_Li_Battery_4hr_Generic | PGE_New_Li_Battery_4hr | PGE_NGBA_Li_Battery_4hr_9 | [6 empty] | #N/A |  | PGE_New_Li_Battery_4hr_Generic |  |  | #N/A |  |  |  |  | PGE_New_Li_Battery_4hr_Generic |  |  |  |  | #N/A |  |  |  | PGE_New_Li_Battery_4hr_Generic | PGE_New_Li_Battery_4hr | PGE_NGBA_Li_Battery_4hr_9 | [6 empty] | #N/A |  | PGE_New_Li_Battery_4hr_Generic |  |  | #N/A |  |  |  |  | PGE_New_Li_Battery_4hr_Generic |  |  |  |  | #N/A |  |  |  | PGE_New_Li_Battery_4hr_Generic | PGE_New_Li_Battery_4hr | PGE_NGBA_Li_Battery_4hr_9 | 0 | 0 | 0 | 0 | 0 | 0 | 0.1 | 0 | 0.1 | 0 | 0 | 0.1 | 0 | 0 | 0 | 0 | 0.1 | 0 | 0 | 0 | 0 | 0.1 | 0 | 0 | 0 | 0.1 | PG&E NGBA
PGE_New_Li_Battery_8hr_Generic | PGE_New_Li_Battery_8hr | PGE_NGBA_Li_Battery_8hr_1 | 0 | 0 | 0 | 0 | 0 | 0 | #N/A | 0 | PGE_New_Li_Battery_8hr_Generic | 0 | 0 | #N/A | 0 | 0 | 0 | 0 | PGE_New_Li_Battery_8hr_Generic | 0 | 0 | 0 | 0 | #N/A | 0 | 0 | 0 | PGE_New_Li_Battery_8hr_Generic | PGE_New_Li_Battery_8hr | PGE_NGBA_Li_Battery_8hr_1 | 0 | [6 empty] | #N/A |  | PGE_New_Li_Battery_8hr_Generic |  |  | #N/A |  |  |  |  | PGE_New_Li_Battery_8hr_Generic | PGE_New_Li_Battery_8hr | PGE_NGBA_Li_Battery_8hr_1 | 0 | 0 | 0 |  |  |  | #N/A | #N/A | #N/A | [6 empty] | PGE_New_Li_Battery_8hr_Generic |  | #N/A |  |  | PGE_New_Li_Battery_8hr_Generic |  |  |  |  | #N/A | #N/A | #N/A | #N/A | #N/A | #N/A |  |  |  | PGE_New_Li_Battery_8hr_Generic | PGE_New_Li_Battery_8hr | PGE_NGBA_Li_Battery_8hr_1 | [6 empty] | #N/A |  | PGE_New_Li_Battery_8hr_Generic |  |  | #N/A |  |  |  |  | PGE_New_Li_Battery_8hr_Generic |  |  |  |  | #N/A |  |  |  | PGE_New_Li_Battery_8hr_Generic | PGE_New_Li_Battery_8hr | PGE_NGBA_Li_Battery_8hr_1 | [6 empty] | #N/A |  | PGE_New_Li_Battery_8hr_Generic |  |  | #N/A |  |  |  |  | PGE_New_Li_Battery_8hr_Generic |  |  |  |  | #N/A |  |  |  | PGE_New_Li_Battery_8hr_Generic | PGE_New_Li_Battery_8hr | PGE_NGBA_Li_Battery_8hr_1 | 0 | 0 | 0 | 0 | 0 | 0 | 0 | 0 | 0 | 0 | 0 | 0 | 0 | 0 | 0 | 0 | 0 | 0 | 0 | 0 | 0 | 0 | 0 | 0 | 0 | 0 | PG&E NGBA
PGE_New_Li_Battery_8hr_Generic | PGE_New_Li_Battery_8hr | PGE_NGBA_Li_Battery_8hr_16 | 0 | 0 | 0 | 0 | 0 | 0 | #N/A | 0 | PGE_New_Li_Battery_8hr_Generic | 0 | 0 | #N/A | 0 | 0 | 0 | 0 | PGE_New_Li_Battery_8hr_Generic | 0 | 0 | 0 | 0 | #N/A | 0 | 0 | 0 | PGE_New_Li_Battery_8hr_Generic | PGE_New_Li_Battery_8hr | PGE_NGBA_Li_Battery_8hr_16 | 0 | [6 empty] | #N/A |  | PGE_New_Li_Battery_8hr_Generic |  |  | #N/A |  |  |  |  | PGE_New_Li_Battery_8hr_Generic | PGE_New_Li_Battery_8hr | PGE_NGBA_Li_Battery_8hr_16 | 0 | 0 | 0 |  |  |  | #N/A | #N/A | #N/A | [6 empty] | PGE_New_Li_Battery_8hr_Generic |  | #N/A |  |  | PGE_New_Li_Battery_8hr_Generic |  |  |  |  | #N/A | #N/A | #N/A | #N/A | #N/A | #N/A |  |  |  | PGE_New_Li_Battery_8hr_Generic | PGE_New_Li_Battery_8hr | PGE_NGBA_Li_Battery_8hr_16 | [6 empty] | #N/A |  | PGE_New_Li_Battery_8hr_Generic |  |  | #N/A |  |  |  |  | PGE_New_Li_Battery_8hr_Generic |  |  |  |  | #N/A |  |  |  | PGE_New_Li_Battery_8hr_Generic | PGE_New_Li_Battery_8hr | PGE_NGBA_Li_Battery_8hr_16 | [6 empty] | #N/A |  | PGE_New_Li_Battery_8hr_Generic |  |  | #N/A |  |  |  |  | PGE_New_Li_Battery_8hr_Generic |  |  |  |  | #N/A |  |  |  | PGE_New_Li_Battery_8hr_Generic | PGE_New_Li_Battery_8hr | PGE_NGBA_Li_Battery_8hr_16 | 0 | 0 | 0 | 0 | 0 | 0 | 0 | 0 | 0 | 0 | 0 | 0 | 0 | 0 | 0 | 0 | 0 | 0 | 0 | 0 | 0 | 0 | 0 | 0 | 0 | 0 | PG&E NGBA
PGE_New_Li_Battery_8hr_Generic | PGE_New_Li_Battery_8hr | PGE_NGBA_Li_Battery_8hr_17 | 0 | 0 | 0 | 0 | 0 | 0 | #N/A | 0 | PGE_New_Li_Battery_8hr_Generic | 0 | 0 | #N/A | 0 | 0 | 0 | 0 | PGE_New_Li_Battery_8hr_Generic | 0 | 0 | 0 | 0 | #N/A | 0 | 0 | 0 | PGE_New_Li_Battery_8hr_Generic | PGE_New_Li_Battery_8hr | PGE_NGBA_Li_Battery_8hr_17 | 0 | [6 empty] | #N/A |  | PGE_New_Li_Battery_8hr_Generic |  |  | #N/A |  |  |  |  | PGE_New_Li_Battery_8hr_Generic | PGE_New_Li_Battery_8hr | PGE_NGBA_Li_Battery_8hr_17 | 0 | 0 | 0 |  |  |  | #N/A | #N/A | #N/A | [6 empty] | PGE_New_Li_Battery_8hr_Generic |  | #N/A |  |  | PGE_New_Li_Battery_8hr_Generic |  |  |  |  | #N/A | #N/A | #N/A | #N/A | #N/A | #N/A |  |  |  | PGE_New_Li_Battery_8hr_Generic | PGE_New_Li_Battery_8hr | PGE_NGBA_Li_Battery_8hr_17 | [6 empty] | #N/A |  | PGE_New_Li_Battery_8hr_Generic |  |  | #N/A |  |  |  |  | PGE_New_Li_Battery_8hr_Generic |  |  |  |  | #N/A |  |  |  | PGE_New_Li_Battery_8hr_Generic | PGE_New_Li_Battery_8hr | PGE_NGBA_Li_Battery_8hr_17 | [6 empty] | #N/A |  | PGE_New_Li_Battery_8hr_Generic |  |  | #N/A |  |  |  |  | PGE_New_Li_Battery_8hr_Generic |  |  |  |  | #N/A |  |  |  | PGE_New_Li_Battery_8hr_Generic | PGE_New_Li_Battery_8hr | PGE_NGBA_Li_Battery_8hr_17 | 0 | 0 | 0 | 0 | 0 | 0 | 0 | 0 | 0 | 0 | 0 | 0 | 0 | 0 | 0 | 0 | 0 | 0 | 0 | 0 | 0 | 0 | 0 | 0 | 0 | 0 | PG&E NGBA
PGE_New_Li_Battery_8hr_Generic | PGE_New_Li_Battery_8hr | PGE_NGBA_Li_Battery_8hr_18 | 0 | 0 | 0 | 0 | 0 | 0 | #N/A | 0 | PGE_New_Li_Battery_8hr_Generic | 0 | 0 | #N/A | 0 | 0 | 0 | 0 | PGE_New_Li_Battery_8hr_Generic | 0 | 0 | 0 | 0 | #N/A | 0 | 0 | 0 | PGE_New_Li_Battery_8hr_Generic | PGE_New_Li_Battery_8hr | PGE_NGBA_Li_Battery_8hr_18 | 0 | [6 empty] | #N/A |  | PGE_New_Li_Battery_8hr_Generic |  |  | #N/A |  |  |  |  | PGE_New_Li_Battery_8hr_Generic | PGE_New_Li_Battery_8hr | PGE_NGBA_Li_Battery_8hr_18 | 0 | 0 | 0 |  |  |  | #N/A | #N/A | #N/A | [6 empty] | PGE_New_Li_Battery_8hr_Generic |  | #N/A |  |  | PGE_New_Li_Battery_8hr_Generic |  |  |  |  | #N/A | #N/A | #N/A | #N/A | #N/A | #N/A |  |  |  | PGE_New_Li_Battery_8hr_Generic | PGE_New_Li_Battery_8hr | PGE_NGBA_Li_Battery_8hr_18 | [6 empty] | #N/A |  | PGE_New_Li_Battery_8hr_Generic |  |  | #N/A |  |  |  |  | PGE_New_Li_Battery_8hr_Generic |  |  |  |  | #N/A |  |  |  | PGE_New_Li_Battery_8hr_Generic | PGE_New_Li_Battery_8hr | PGE_NGBA_Li_Battery_8hr_18 | [6 empty] | #N/A |  | PGE_New_Li_Battery_8hr_Generic |  |  | #N/A |  |  |  |  | PGE_New_Li_Battery_8hr_Generic |  |  |  |  | #N/A |  |  |  | PGE_New_Li_Battery_8hr_Generic | PGE_New_Li_Battery_8hr | PGE_NGBA_Li_Battery_8hr_18 | 0 | 0 | 0 | 0 | 0 | 0 | 0 | 0 | 0 | 0 | 0 | 0 | 0 | 0 | 0 | 0 | 0 | 0 | 0 | 0 | 0 | 0 | 0 | 0 | 0 | 0 | PG&E NGBA
PGE_New_Li_Battery_8hr_Generic | PGE_New_Li_Battery_8hr | PGE_NGBA_Li_Battery_8hr_19 | 0 | 0 | 0 | 0 | 0 | 0 | #N/A | 0 | PGE_New_Li_Battery_8hr_Generic | 0 | 0 | #N/A | 0 | 0 | 0 | 0 | PGE_New_Li_Battery_8hr_Generic | 0 | 0 | 0 | 0 | #N/A | 0 | 0 | 0 | PGE_New_Li_Battery_8hr_Generic | PGE_New_Li_Battery_8hr | PGE_NGBA_Li_Battery_8hr_19 | 0 | [6 empty] | #N/A |  | PGE_New_Li_Battery_8hr_Generic |  |  | #N/A |  |  |  |  | PGE_New_Li_Battery_8hr_Generic | PGE_New_Li_Battery_8hr | PGE_NGBA_Li_Battery_8hr_19 | 0 | 0 | 0 |  |  |  | #N/A | #N/A | #N/A | [6 empty] | PGE_New_Li_Battery_8hr_Generic |  | #N/A |  |  | PGE_New_Li_Battery_8hr_Generic |  |  |  |  | #N/A | #N/A | #N/A | #N/A | #N/A | #N/A |  |  |  | PGE_New_Li_Battery_8hr_Generic | PGE_New_Li_Battery_8hr | PGE_NGBA_Li_Battery_8hr_19 | [6 empty] | #N/A |  | PGE_New_Li_Battery_8hr_Generic |  |  | #N/A |  |  |  |  | PGE_New_Li_Battery_8hr_Generic |  |  |  |  | #N/A |  |  |  | PGE_New_Li_Battery_8hr_Generic | PGE_New_Li_Battery_8hr | PGE_NGBA_Li_Battery_8hr_19 | [6 empty] | #N/A |  | PGE_New_Li_Battery_8hr_Generic |  |  | #N/A |  |  |  |  | PGE_New_Li_Battery_8hr_Generic |  |  |  |  | #N/A |  |  |  | PGE_New_Li_Battery_8hr_Generic | PGE_New_Li_Battery_8hr | PGE_NGBA_Li_Battery_8hr_19 | 0 | 0 | 0 | 0 | 0 | 0 | 0 | 0 | 0 | 0 | 0 | 0 | 0 | 0 | 0 | 0 | 0 | 0 | 0 | 0 | 0 | 0 | 0 | 0 | 0 | 0 | PG&E NGBA
PGE_New_Li_Battery_8hr_Generic | PGE_New_Li_Battery_8hr | PGE_NGBA_Li_Battery_8hr_2 | 0 | 0 | 0 | 0 | 0 | 0 | #N/A | 0 | PGE_New_Li_Battery_8hr_Generic | 0 | 0 | #N/A | 0 | 0 | 0 | 0 | PGE_New_Li_Battery_8hr_Generic | 0 | 0 | 0 | 0 | #N/A | 0 | 0 | 0 | PGE_New_Li_Battery_8hr_Generic | PGE_New_Li_Battery_8hr | PGE_NGBA_Li_Battery_8hr_2 | 0 | [6 empty] | #N/A |  | PGE_New_Li_Battery_8hr_Generic |  |  | #N/A |  |  |  |  | PGE_New_Li_Battery_8hr_Generic | PGE_New_Li_Battery_8hr | PGE_NGBA_Li_Battery_8hr_2 | 0 | 0 | 0 |  |  |  | #N/A | #N/A | #N/A | [6 empty] | PGE_New_Li_Battery_8hr_Generic |  | #N/A |  |  | PGE_New_Li_Battery_8hr_Generic |  |  |  |  | #N/A | #N/A | #N/A | #N/A | #N/A | #N/A |  |  |  | PGE_New_Li_Battery_8hr_Generic | PGE_New_Li_Battery_8hr | PGE_NGBA_Li_Battery_8hr_2 | [6 empty] | #N/A |  | PGE_New_Li_Battery_8hr_Generic |  |  | #N/A |  |  |  |  | PGE_New_Li_Battery_8hr_Generic |  |  |  |  | #N/A |  |  |  | PGE_New_Li_Battery_8hr_Generic | PGE_New_Li_Battery_8hr | PGE_NGBA_Li_Battery_8hr_2 | [6 empty] | #N/A |  | PGE_New_Li_Battery_8hr_Generic |  |  | #N/A |  |  |  |  | PGE_New_Li_Battery_8hr_Generic |  |  |  |  | #N/A |  |  |  | PGE_New_Li_Battery_8hr_Generic | PGE_New_Li_Battery_8hr | PGE_NGBA_Li_Battery_8hr_2 | 0 | 0 | 0 | 0 | 0 | 0 | 0 | 0 | 0 | 0 | 0 | 0 | 0 | 0 | 0 | 0 | 0 | 0 | 0 | 0 | 0 | 0 | 0 | 0 | 0 | 0 | PG&E NGBA
PGE_New_Li_Battery_8hr_Generic | PGE_New_Li_Battery_8hr | PGE_NGBA_Li_Battery_8hr_20 | 0 | 0 | 0 | 0 | 0 | 0 | #N/A | 0 | PGE_New_Li_Battery_8hr_Generic | 0 | 0 | #N/A | 0 | 0 | 0 | 0 | PGE_New_Li_Battery_8hr_Generic | 0 | 0 | 0 | 0 | #N/A | 0 | 0 | 0 | PGE_New_Li_Battery_8hr_Generic | PGE_New_Li_Battery_8hr | PGE_NGBA_Li_Battery_8hr_20 | 0 | [6 empty] | #N/A |  | PGE_New_Li_Battery_8hr_Generic |  |  | #N/A |  |  |  |  | PGE_New_Li_Battery_8hr_Generic | PGE_New_Li_Battery_8hr | PGE_NGBA_Li_Battery_8hr_20 | 0 | 0 | 0 |  |  |  | #N/A | #N/A | #N/A | [6 empty] | PGE_New_Li_Battery_8hr_Generic |  | #N/A |  |  | PGE_New_Li_Battery_8hr_Generic |  |  |  |  | #N/A | #N/A | #N/A | #N/A | #N/A | #N/A |  |  |  | PGE_New_Li_Battery_8hr_Generic | PGE_New_Li_Battery_8hr | PGE_NGBA_Li_Battery_8hr_20 | [6 empty] | #N/A |  | PGE_New_Li_Battery_8hr_Generic |  |  | #N/A |  |  |  |  | PGE_New_Li_Battery_8hr_Generic |  |  |  |  | #N/A |  |  |  | PGE_New_Li_Battery_8hr_Generic | PGE_New_Li_Battery_8hr | PGE_NGBA_Li_Battery_8hr_20 | [6 empty] | #N/A |  | PGE_New_Li_Battery_8hr_Generic |  |  | #N/A |  |  |  |  | PGE_New_Li_Battery_8hr_Generic |  |  |  |  | #N/A |  |  |  | PGE_New_Li_Battery_8hr_Generic | PGE_New_Li_Battery_8hr | PGE_NGBA_Li_Battery_8hr_20 | 0 | 0 | 0 | 0 | 0 | 0 | 0 | 0 | 0 | 0 | 0 | 0 | 0 | 0 | 0 | 0 | 0 | 0 | 0 | 0 | 0 | 0 | 0 | 0 | 0 | 0 | PG&E NGBA
PGE_New_Li_Battery_8hr_Generic | PGE_New_Li_Battery_8hr | PGE_NGBA_Li_Battery_8hr_21 | 0 | 0 | 0 | 0 | 0 | 0 | #N/A | 0 | PGE_New_Li_Battery_8hr_Generic | 0 | 0 | #N/A | 0 | 0 | 0 | 0 | PGE_New_Li_Battery_8hr_Generic | 0 | 0 | 0 | 0 | #N/A | 0 | 0 | 0 | PGE_New_Li_Battery_8hr_Generic | PGE_New_Li_Battery_8hr | PGE_NGBA_Li_Battery_8hr_21 | 0 | [6 empty] | #N/A |  | PGE_New_Li_Battery_8hr_Generic |  |  | #N/A |  |  |  |  | PGE_New_Li_Battery_8hr_Generic | PGE_New_Li_Battery_8hr | PGE_NGBA_Li_Battery_8hr_21 | 0 | 0 | 0 |  |  |  | #N/A | #N/A | #N/A | [6 empty] | PGE_New_Li_Battery_8hr_Generic |  | #N/A |  |  | PGE_New_Li_Battery_8hr_Generic |  |  |  |  | #N/A | #N/A | #N/A | #N/A | #N/A | #N/A |  |  |  | PGE_New_Li_Battery_8hr_Generic | PGE_New_Li_Battery_8hr | PGE_NGBA_Li_Battery_8hr_21 | [6 empty] | #N/A |  | PGE_New_Li_Battery_8hr_Generic |  |  | #N/A |  |  |  |  | PGE_New_Li_Battery_8hr_Generic |  |  |  |  | #N/A |  |  |  | PGE_New_Li_Battery_8hr_Generic | PGE_New_Li_Battery_8hr | PGE_NGBA_Li_Battery_8hr_21 | [6 empty] | #N/A |  | PGE_New_Li_Battery_8hr_Generic |  |  | #N/A |  |  |  |  | PGE_New_Li_Battery_8hr_Generic |  |  |  |  | #N/A |  |  |  | PGE_New_Li_Battery_8hr_Generic | PGE_New_Li_Battery_8hr | PGE_NGBA_Li_Battery_8hr_21 | 0 | 0 | 0 | 0 | 0 | 0 | 0 | 0 | 0 | 0 | 0 | 0 | 0 | 0 | 0 | 0 | 0 | 0 | 0 | 0 | 0 | 0 | 0 | 0 | 0 | 0 | PG&E NGBA
PGE_New_Li_Battery_8hr_Generic | PGE_New_Li_Battery_8hr | PGE_NGBA_Li_Battery_8hr_22 | 0 | 0 | 0 | 0 | 0 | 0 | #N/A | 0 | PGE_New_Li_Battery_8hr_Generic | 0 | 0 | #N/A | 0 | 0 | 0 | 0 | PGE_New_Li_Battery_8hr_Generic | 0 | 0 | 0 | 0 | #N/A | 0 | 0 | 0 | PGE_New_Li_Battery_8hr_Generic | PGE_New_Li_Battery_8hr | PGE_NGBA_Li_Battery_8hr_22 | 0 | [6 empty] | #N/A |  | PGE_New_Li_Battery_8hr_Generic |  |  | #N/A |  |  |  |  | PGE_New_Li_Battery_8hr_Generic | PGE_New_Li_Battery_8hr | PGE_NGBA_Li_Battery_8hr_22 | 0 | 0 | 0 |  |  |  | #N/A | #N/A | #N/A | [6 empty] | PGE_New_Li_Battery_8hr_Generic |  | #N/A |  |  | PGE_New_Li_Battery_8hr_Generic |  |  |  |  | #N/A | #N/A | #N/A | #N/A | #N/A | #N/A |  |  |  | PGE_New_Li_Battery_8hr_Generic | PGE_New_Li_Battery_8hr | PGE_NGBA_Li_Battery_8hr_22 | [6 empty] | #N/A |  | PGE_New_Li_Battery_8hr_Generic |  |  | #N/A |  |  |  |  | PGE_New_Li_Battery_8hr_Generic |  |  |  |  | #N/A |  |  |  | PGE_New_Li_Battery_8hr_Generic | PGE_New_Li_Battery_8hr | PGE_NGBA_Li_Battery_8hr_22 | [6 empty] | #N/A |  | PGE_New_Li_Battery_8hr_Generic |  |  | #N/A |  |  |  |  | PGE_New_Li_Battery_8hr_Generic |  |  |  |  | #N/A |  |  |  | PGE_New_Li_Battery_8hr_Generic | PGE_New_Li_Battery_8hr | PGE_NGBA_Li_Battery_8hr_22 | 0 | 0 | 0 | 0 | 0 | 0 | 0 | 0 | 0 | 0 | 0 | 0 | 0 | 0 | 0 | 0 | 0 | 0 | 0 | 0 | 0 | 0 | 0 | 0 | 0 | 0 | PG&E NGBA
PGE_New_Li_Battery_8hr_Generic | PGE_New_Li_Battery_8hr | PGE_NGBA_Li_Battery_8hr_23 | 0 | 0 | 0 | 0 | 0 | 0 | #N/A | 0 | PGE_New_Li_Battery_8hr_Generic | 0 | 0 | #N/A | 0 | 0 | 0 | 0 | PGE_New_Li_Battery_8hr_Generic | 0 | 0 | 0 | 0 | #N/A | 0 | 0 | 0 | PGE_New_Li_Battery_8hr_Generic | PGE_New_Li_Battery_8hr | PGE_NGBA_Li_Battery_8hr_23 | 0 | [6 empty] | #N/A |  | PGE_New_Li_Battery_8hr_Generic |  |  | #N/A |  |  |  |  | PGE_New_Li_Battery_8hr_Generic | PGE_New_Li_Battery_8hr | PGE_NGBA_Li_Battery_8hr_23 | 0 | 0 | 0 |  |  |  | #N/A | #N/A | #N/A | [6 empty] | PGE_New_Li_Battery_8hr_Generic |  | #N/A |  |  | PGE_New_Li_Battery_8hr_Generic |  |  |  |  | #N/A | #N/A | #N/A | #N/A | #N/A | #N/A |  |  |  | PGE_New_Li_Battery_8hr_Generic | PGE_New_Li_Battery_8hr | PGE_NGBA_Li_Battery_8hr_23 | [6 empty] | #N/A |  | PGE_New_Li_Battery_8hr_Generic |  |  | #N/A |  |  |  |  | PGE_New_Li_Battery_8hr_Generic |  |  |  |  | #N/A |  |  |  | PGE_New_Li_Battery_8hr_Generic | PGE_New_Li_Battery_8hr | PGE_NGBA_Li_Battery_8hr_23 | [6 empty] | #N/A |  | PGE_New_Li_Battery_8hr_Generic |  |  | #N/A |  |  |  |  | PGE_New_Li_Battery_8hr_Generic |  |  |  |  | #N/A |  |  |  | PGE_New_Li_Battery_8hr_Generic | PGE_New_Li_Battery_8hr | PGE_NGBA_Li_Battery_8hr_23 | 0 | 0 | 0 | 0 | 0 | 0 | 0 | 0 | 0 | 0 | 0 | 0 | 0 | 0 | 0 | 0 | 0 | 0 | 0 | 0 | 0 | 0 | 0 | 0 | 0 | 0 | PG&E NGBA
PGE_New_Li_Battery_8hr_Generic | PGE_New_Li_Battery_8hr | PGE_NGBA_Li_Battery_8hr_24 | 0 | 0 | 0 | 0 | 0 | 0 | #N/A | 0 | PGE_New_Li_Battery_8hr_Generic | 0 | 0 | #N/A | 0 | 0 | 0 | 0 | PGE_New_Li_Battery_8hr_Generic | 0 | 0 | 0 | 0 | #N/A | 0 | 0 | 0 | PGE_New_Li_Battery_8hr_Generic | PGE_New_Li_Battery_8hr | PGE_NGBA_Li_Battery_8hr_24 | 0 | [6 empty] | #N/A |  | PGE_New_Li_Battery_8hr_Generic |  |  | #N/A |  |  |  |  | PGE_New_Li_Battery_8hr_Generic | PGE_New_Li_Battery_8hr | PGE_NGBA_Li_Battery_8hr_24 | 0 | 0 | 0 |  |  |  | #N/A | #N/A | #N/A | [6 empty] | PGE_New_Li_Battery_8hr_Generic |  | #N/A |  |  | PGE_New_Li_Battery_8hr_Generic |  |  |  |  | #N/A | #N/A | #N/A | #N/A | #N/A | #N/A |  |  |  | PGE_New_Li_Battery_8hr_Generic | PGE_New_Li_Battery_8hr | PGE_NGBA_Li_Battery_8hr_24 | [6 empty] | #N/A |  | PGE_New_Li_Battery_8hr_Generic |  |  | #N/A |  |  |  |  | PGE_New_Li_Battery_8hr_Generic |  |  |  |  | #N/A |  |  |  | PGE_New_Li_Battery_8hr_Generic | PGE_New_Li_Battery_8hr | PGE_NGBA_Li_Battery_8hr_24 | [6 empty] | #N/A |  | PGE_New_Li_Battery_8hr_Generic |  |  | #N/A |  |  |  |  | PGE_New_Li_Battery_8hr_Generic |  |  |  |  | #N/A |  |  |  | PGE_New_Li_Battery_8hr_Generic | PGE_New_Li_Battery_8hr | PGE_NGBA_Li_Battery_8hr_24 | 0 | 0 | 0 | 0 | 0 | 0 | 0 | 0 | 0 | 0 | 0 | 0 | 0 | 0 | 0 | 0 | 0 | 0 | 0 | 0 | 0 | 0 | 0 | 0 | 0 | 0 | PG&E NGBA
PGE_New_Li_Battery_8hr_Generic | PGE_New_Li_Battery_8hr | PGE_NGBA_Li_Battery_8hr_25 | 0 | 0 | 0 | 0 | 0 | 0 | #N/A | 0 | PGE_New_Li_Battery_8hr_Generic | 0 | 0 | #N/A | 0 | 0 | 0 | 0 | PGE_New_Li_Battery_8hr_Generic | 0 | 0 | 0 | 0 | #N/A | 0 | 0 | 0 | PGE_New_Li_Battery_8hr_Generic | PGE_New_Li_Battery_8hr | PGE_NGBA_Li_Battery_8hr_25 | 0 | [6 empty] | #N/A |  | PGE_New_Li_Battery_8hr_Generic |  |  | #N/A |  |  |  |  | PGE_New_Li_Battery_8hr_Generic | PGE_New_Li_Battery_8hr | PGE_NGBA_Li_Battery_8hr_25 | 0 | 0 | 0 |  |  |  | #N/A | #N/A | #N/A | [6 empty] | PGE_New_Li_Battery_8hr_Generic |  | #N/A |  |  | PGE_New_Li_Battery_8hr_Generic |  |  |  |  | #N/A | #N/A | #N/A | #N/A | #N/A | #N/A |  |  |  | PGE_New_Li_Battery_8hr_Generic | PGE_New_Li_Battery_8hr | PGE_NGBA_Li_Battery_8hr_25 | [6 empty] | #N/A |  | PGE_New_Li_Battery_8hr_Generic |  |  | #N/A |  |  |  |  | PGE_New_Li_Battery_8hr_Generic |  |  |  |  | #N/A |  |  |  | PGE_New_Li_Battery_8hr_Generic | PGE_New_Li_Battery_8hr | PGE_NGBA_Li_Battery_8hr_25 | [6 empty] | #N/A |  | PGE_New_Li_Battery_8hr_Generic |  |  | #N/A |  |  |  |  | PGE_New_Li_Battery_8hr_Generic |  |  |  |  | #N/A |  |  |  | PGE_New_Li_Battery_8hr_Generic | PGE_New_Li_Battery_8hr | PGE_NGBA_Li_Battery_8hr_25 | 0 | 0 | 0 | 0 | 0 | 0 | 0 | 0 | 0 | 0 | 0 | 0 | 0 | 0 | 0 | 0 | 0 | 0 | 0 | 0 | 0 | 0 | 0 | 0 | 0 | 0 | PG&E NGBA
PGE_New_Li_Battery_8hr_Generic | PGE_New_Li_Battery_8hr | PGE_NGBA_Li_Battery_8hr_27 | 0 | 0 | 0 | 0 | 0 | 0 | #N/A | 0 | PGE_New_Li_Battery_8hr_Generic | 0 | 0 | #N/A | 0 | 0 | 0 | 0 | PGE_New_Li_Battery_8hr_Generic | 0 | 0 | 0 | 0 | #N/A | 0 | 0 | 0 | PGE_New_Li_Battery_8hr_Generic | PGE_New_Li_Battery_8hr | PGE_NGBA_Li_Battery_8hr_27 | 0 | [6 empty] | #N/A |  | PGE_New_Li_Battery_8hr_Generic |  |  | #N/A |  |  |  |  | PGE_New_Li_Battery_8hr_Generic | PGE_New_Li_Battery_8hr | PGE_NGBA_Li_Battery_8hr_27 | 0 | 0 | 0 |  |  |  | #N/A | #N/A | #N/A | [6 empty] | PGE_New_Li_Battery_8hr_Generic |  | #N/A |  |  | PGE_New_Li_Battery_8hr_Generic |  |  |  |  | #N/A | #N/A | #N/A | #N/A | #N/A | #N/A |  |  |  | PGE_New_Li_Battery_8hr_Generic | PGE_New_Li_Battery_8hr | PGE_NGBA_Li_Battery_8hr_27 | [6 empty] | #N/A |  | PGE_New_Li_Battery_8hr_Generic |  |  | #N/A |  |  |  |  | PGE_New_Li_Battery_8hr_Generic |  |  |  |  | #N/A |  |  |  | PGE_New_Li_Battery_8hr_Generic | PGE_New_Li_Battery_8hr | PGE_NGBA_Li_Battery_8hr_27 | [6 empty] | #N/A |  | PGE_New_Li_Battery_8hr_Generic |  |  | #N/A |  |  |  |  | PGE_New_Li_Battery_8hr_Generic |  |  |  |  | #N/A |  |  |  | PGE_New_Li_Battery_8hr_Generic | PGE_New_Li_Battery_8hr | PGE_NGBA_Li_Battery_8hr_27 | 0 | 0 | 0 | 0 | 0 | 0 | 0 | 0 | 0 | 0 | 0 | 0 | 0 | 0 | 0 | 0 | 0 | 0 | 0 | 0 | 0 | 0 | 0 | 0 | 0 | 0 | PG&E NGBA
PGE_New_Li_Battery_8hr_Generic | PGE_New_Li_Battery_8hr | PGE_NGBA_Li_Battery_8hr_28 | 0 | 0 | 0 | 0 | 0 | 0 | #N/A | 0 | PGE_New_Li_Battery_8hr_Generic | 0 | 0 | #N/A | 0 | 0 | 0 | 0 | PGE_New_Li_Battery_8hr_Generic | 0 | 0 | 0 | 0 | #N/A | 0 | 0 | 0 | PGE_New_Li_Battery_8hr_Generic | PGE_New_Li_Battery_8hr | PGE_NGBA_Li_Battery_8hr_28 | 0 | [6 empty] | #N/A |  | PGE_New_Li_Battery_8hr_Generic |  |  | #N/A |  |  |  |  | PGE_New_Li_Battery_8hr_Generic | PGE_New_Li_Battery_8hr | PGE_NGBA_Li_Battery_8hr_28 | 0 | 0 | 0 |  |  |  | #N/A | #N/A | #N/A | [6 empty] | PGE_New_Li_Battery_8hr_Generic |  | #N/A |  |  | PGE_New_Li_Battery_8hr_Generic |  |  |  |  | #N/A | #N/A | #N/A | #N/A | #N/A | #N/A |  |  |  | PGE_New_Li_Battery_8hr_Generic | PGE_New_Li_Battery_8hr | PGE_NGBA_Li_Battery_8hr_28 | [6 empty] | #N/A |  | PGE_New_Li_Battery_8hr_Generic |  |  | #N/A |  |  |  |  | PGE_New_Li_Battery_8hr_Generic |  |  |  |  | #N/A |  |  |  | PGE_New_Li_Battery_8hr_Generic | PGE_New_Li_Battery_8hr | PGE_NGBA_Li_Battery_8hr_28 | [6 empty] | #N/A |  | PGE_New_Li_Battery_8hr_Generic |  |  | #N/A |  |  |  |  | PGE_New_Li_Battery_8hr_Generic |  |  |  |  | #N/A |  |  |  | PGE_New_Li_Battery_8hr_Generic | PGE_New_Li_Battery_8hr | PGE_NGBA_Li_Battery_8hr_28 | 0 | 0 | 0 | 0 | 0 | 0 | 0 | 0 | 0 | 0 | 0 | 0 | 0 | 0 | 0 | 0 | 0 | 0 | 0 | 0 | 0 | 0 | 0 | 0 | 0 | 0 | PG&E NGBA
PGE_New_Li_Battery_8hr_Generic | PGE_New_Li_Battery_8hr | PGE_NGBA_Li_Battery_8hr_33 | 0 | 0 | 0 | 0 | 0 | 0 | #N/A | 0 | PGE_New_Li_Battery_8hr_Generic | 0 | 0 | #N/A | 0 | 0 | 0 | 0 | PGE_New_Li_Battery_8hr_Generic | 0 | 0 | 0 | 0 | #N/A | 0 | 0 | 0 | PGE_New_Li_Battery_8hr_Generic | PGE_New_Li_Battery_8hr | PGE_NGBA_Li_Battery_8hr_33 | 0 | [6 empty] | #N/A |  | PGE_New_Li_Battery_8hr_Generic |  |  | #N/A |  |  |  |  | PGE_New_Li_Battery_8hr_Generic | PGE_New_Li_Battery_8hr | PGE_NGBA_Li_Battery_8hr_33 | 0 | 0 | 0 |  |  |  | #N/A | #N/A | #N/A | [6 empty] | PGE_New_Li_Battery_8hr_Generic |  | #N/A |  |  | PGE_New_Li_Battery_8hr_Generic |  |  |  |  | #N/A | #N/A | #N/A | #N/A | #N/A | #N/A |  |  |  | PGE_New_Li_Battery_8hr_Generic | PGE_New_Li_Battery_8hr | PGE_NGBA_Li_Battery_8hr_33 | [6 empty] | #N/A |  | PGE_New_Li_Battery_8hr_Generic |  |  | #N/A |  |  |  |  | PGE_New_Li_Battery_8hr_Generic |  |  |  |  | #N/A |  |  |  | PGE_New_Li_Battery_8hr_Generic | PGE_New_Li_Battery_8hr | PGE_NGBA_Li_Battery_8hr_33 | [6 empty] | #N/A |  | PGE_New_Li_Battery_8hr_Generic |  |  | #N/A |  |  |  |  | PGE_New_Li_Battery_8hr_Generic |  |  |  |  | #N/A |  |  |  | PGE_New_Li_Battery_8hr_Generic | PGE_New_Li_Battery_8hr | PGE_NGBA_Li_Battery_8hr_33 | 0 | 0 | 0 | 0 | 0 | 0 | 0 | 0 | 0 | 0 | 0 | 0 | 0 | 0 | 0 | 0 | 0 | 0 | 0 | 0 | 0 | 0 | 0 | 0 | 0 | 0 | PG&E NGBA
PGE_New_Li_Battery_8hr_Generic | PGE_New_Li_Battery_8hr | PGE_NGBA_Li_Battery_8hr_35 | 0 | 0 | 0 | 0 | 0 | 0 | #N/A | 0 | PGE_New_Li_Battery_8hr_Generic | 0 | 0 | #N/A | 0 | 0 | 0 | 0 | PGE_New_Li_Battery_8hr_Generic | 0 | 0 | 0 | 0 | #N/A | 0 | 0 | 0 | PGE_New_Li_Battery_8hr_Generic | PGE_New_Li_Battery_8hr | PGE_NGBA_Li_Battery_8hr_35 | 0 | [6 empty] | #N/A |  | PGE_New_Li_Battery_8hr_Generic |  |  | #N/A |  |  |  |  | PGE_New_Li_Battery_8hr_Generic | PGE_New_Li_Battery_8hr | PGE_NGBA_Li_Battery_8hr_35 | 0 | 0 | 0 |  |  |  | #N/A | #N/A | #N/A | [6 empty] | PGE_New_Li_Battery_8hr_Generic |  | #N/A |  |  | PGE_New_Li_Battery_8hr_Generic |  |  |  |  | #N/A | #N/A | #N/A | #N/A | #N/A | #N/A |  |  |  | PGE_New_Li_Battery_8hr_Generic | PGE_New_Li_Battery_8hr | PGE_NGBA_Li_Battery_8hr_35 | [6 empty] | #N/A |  | PGE_New_Li_Battery_8hr_Generic |  |  | #N/A |  |  |  |  | PGE_New_Li_Battery_8hr_Generic |  |  |  |  | #N/A |  |  |  | PGE_New_Li_Battery_8hr_Generic | PGE_New_Li_Battery_8hr | PGE_NGBA_Li_Battery_8hr_35 | [6 empty] | #N/A |  | PGE_New_Li_Battery_8hr_Generic |  |  | #N/A |  |  |  |  | PGE_New_Li_Battery_8hr_Generic |  |  |  |  | #N/A |  |  |  | PGE_New_Li_Battery_8hr_Generic | PGE_New_Li_Battery_8hr | PGE_NGBA_Li_Battery_8hr_35 | 0 | 0 | 0 | 0 | 0 | 0 | 0 | 0 | 0 | 0 | 0 | 0 | 0 | 0 | 0 | 0 | 0 | 0 | 0 | 0 | 0 | 0 | 0 | 0 | 0 | 0 | PG&E NGBA
PGE_New_Li_Battery_8hr_Generic | PGE_New_Li_Battery_8hr | PGE_NGBA_Li_Battery_8hr_37 | 0 | 0 | 0 | 0 | 0 | 0 | #N/A | 0 | PGE_New_Li_Battery_8hr_Generic | 0 | 0 | #N/A | 0 | 0 | 0 | 0 | PGE_New_Li_Battery_8hr_Generic | 0 | 0 | 0 | 0 | #N/A | 0 | 0 | 0 | PGE_New_Li_Battery_8hr_Generic | PGE_New_Li_Battery_8hr | PGE_NGBA_Li_Battery_8hr_37 | 0 | [6 empty] | #N/A |  | PGE_New_Li_Battery_8hr_Generic |  |  | #N/A |  |  |  |  | PGE_New_Li_Battery_8hr_Generic | PGE_New_Li_Battery_8hr | PGE_NGBA_Li_Battery_8hr_37 | 0 | 0 | 0 |  |  |  | #N/A | #N/A | #N/A | [6 empty] | PGE_New_Li_Battery_8hr_Generic |  | #N/A |  |  | PGE_New_Li_Battery_8hr_Generic |  |  |  |  | #N/A | #N/A | #N/A | #N/A | #N/A | #N/A |  |  |  | PGE_New_Li_Battery_8hr_Generic | PGE_New_Li_Battery_8hr | PGE_NGBA_Li_Battery_8hr_37 | [6 empty] | #N/A |  | PGE_New_Li_Battery_8hr_Generic |  |  | #N/A |  |  |  |  | PGE_New_Li_Battery_8hr_Generic |  |  |  |  | #N/A |  |  |  | PGE_New_Li_Battery_8hr_Generic | PGE_New_Li_Battery_8hr | PGE_NGBA_Li_Battery_8hr_37 | [6 empty] | #N/A |  | PGE_New_Li_Battery_8hr_Generic |  |  | #N/A |  |  |  |  | PGE_New_Li_Battery_8hr_Generic |  |  |  |  | #N/A |  |  |  | PGE_New_Li_Battery_8hr_Generic | PGE_New_Li_Battery_8hr | PGE_NGBA_Li_Battery_8hr_37 | 0 | 0 | 0 | 0 | 0 | 0 | 0 | 0 | 0 | 0 | 0 | 0 | 0 | 0 | 0 | 0 | 0 | 0 | 0 | 0 | 0 | 0 | 0 | 0 | 0 | 0 | PG&E NGBA
PGE_New_Li_Battery_8hr_Generic | PGE_New_Li_Battery_8hr | PGE_NGBA_Li_Battery_8hr_39 | 0 | 0 | 0 | 0 | 0 | 0 | #N/A | 0 | PGE_New_Li_Battery_8hr_Generic | 0 | 0 | #N/A | 0 | 0 | 0 | 0 | PGE_New_Li_Battery_8hr_Generic | 0 | 0 | 0 | 0 | #N/A | 0 | 0 | 0 | PGE_New_Li_Battery_8hr_Generic | PGE_New_Li_Battery_8hr | PGE_NGBA_Li_Battery_8hr_39 | 0 | [6 empty] | #N/A |  | PGE_New_Li_Battery_8hr_Generic |  |  | #N/A |  |  |  |  | PGE_New_Li_Battery_8hr_Generic | PGE_New_Li_Battery_8hr | PGE_NGBA_Li_Battery_8hr_39 | 0 | 0 | 0 |  |  |  | #N/A | #N/A | #N/A | [6 empty] | PGE_New_Li_Battery_8hr_Generic |  | #N/A |  |  | PGE_New_Li_Battery_8hr_Generic |  |  |  |  | #N/A | #N/A | #N/A | #N/A | #N/A | #N/A |  |  |  | PGE_New_Li_Battery_8hr_Generic | PGE_New_Li_Battery_8hr | PGE_NGBA_Li_Battery_8hr_39 | [6 empty] | #N/A |  | PGE_New_Li_Battery_8hr_Generic |  |  | #N/A |  |  |  |  | PGE_New_Li_Battery_8hr_Generic |  |  |  |  | #N/A |  |  |  | PGE_New_Li_Battery_8hr_Generic | PGE_New_Li_Battery_8hr | PGE_NGBA_Li_Battery_8hr_39 | [6 empty] | #N/A |  | PGE_New_Li_Battery_8hr_Generic |  |  | #N/A |  |  |  |  | PGE_New_Li_Battery_8hr_Generic |  |  |  |  | #N/A |  |  |  | PGE_New_Li_Battery_8hr_Generic | PGE_New_Li_Battery_8hr | PGE_NGBA_Li_Battery_8hr_39 | 0 | 0 | 0 | 0 | 0 | 0 | 0 | 0 | 0 | 0 | 0 | 0 | 0 | 0 | 0 | 0 | 0 | 0 | 0 | 0 | 0 | 0 | 0 | 0 | 0 | 0 | PG&E NGBA
PGE_New_Li_Battery_8hr_Generic | PGE_New_Li_Battery_8hr | PGE_NGBA_Li_Battery_8hr_47 | 0 | 0 | 0 | 0 | 0 | 0 | #N/A | 0 | PGE_New_Li_Battery_8hr_Generic | 0 | 0 | #N/A | 0 | 0 | 0 | 0 | PGE_New_Li_Battery_8hr_Generic | 0 | 0 | 0 | 0 | #N/A | 0 | 0 | 0 | PGE_New_Li_Battery_8hr_Generic | PGE_New_Li_Battery_8hr | PGE_NGBA_Li_Battery_8hr_47 | 0 | [6 empty] | #N/A |  | PGE_New_Li_Battery_8hr_Generic |  |  | #N/A |  |  |  |  | PGE_New_Li_Battery_8hr_Generic | PGE_New_Li_Battery_8hr | PGE_NGBA_Li_Battery_8hr_47 | 0 | 0 | 0 |  |  |  | #N/A | #N/A | #N/A | [6 empty] | PGE_New_Li_Battery_8hr_Generic |  | #N/A |  |  | PGE_New_Li_Battery_8hr_Generic |  |  |  |  | #N/A | #N/A | #N/A | #N/A | #N/A | #N/A |  |  |  | PGE_New_Li_Battery_8hr_Generic | PGE_New_Li_Battery_8hr | PGE_NGBA_Li_Battery_8hr_47 | [6 empty] | #N/A |  | PGE_New_Li_Battery_8hr_Generic |  |  | #N/A |  |  |  |  | PGE_New_Li_Battery_8hr_Generic |  |  |  |  | #N/A |  |  |  | PGE_New_Li_Battery_8hr_Generic | PGE_New_Li_Battery_8hr | PGE_NGBA_Li_Battery_8hr_47 | [6 empty] | #N/A |  | PGE_New_Li_Battery_8hr_Generic |  |  | #N/A |  |  |  |  | PGE_New_Li_Battery_8hr_Generic |  |  |  |  | #N/A |  |  |  | PGE_New_Li_Battery_8hr_Generic | PGE_New_Li_Battery_8hr | PGE_NGBA_Li_Battery_8hr_47 | 0 | 0 | 0 | 0 | 0 | 0 | 0 | 0 | 0 | 0 | 0 | 0 | 0 | 0 | 0 | 0 | 0 | 0 | 0 | 0 | 0 | 0 | 0 | 0 | 0 | 0 | PG&E NGBA
PGE_New_Li_Battery_8hr_Generic | PGE_New_Li_Battery_8hr | PGE_NGBA_Li_Battery_8hr_52 | 0 | 0 | 0 | 0 | 0 | 0 | #N/A | 0 | PGE_New_Li_Battery_8hr_Generic | 0 | 0 | #N/A | 0 | 0 | 0 | 0 | PGE_New_Li_Battery_8hr_Generic | 0 | 0 | 0 | 0 | #N/A | 0 | 0 | 0 | PGE_New_Li_Battery_8hr_Generic | PGE_New_Li_Battery_8hr | PGE_NGBA_Li_Battery_8hr_52 | 0 | [6 empty] | #N/A |  | PGE_New_Li_Battery_8hr_Generic |  |  | #N/A |  |  |  |  | PGE_New_Li_Battery_8hr_Generic | PGE_New_Li_Battery_8hr | PGE_NGBA_Li_Battery_8hr_52 | 0 | 0 | 0 |  |  |  | #N/A | #N/A | #N/A | [6 empty] | PGE_New_Li_Battery_8hr_Generic |  | #N/A |  |  | PGE_New_Li_Battery_8hr_Generic |  |  |  |  | #N/A | #N/A | #N/A | #N/A | #N/A | #N/A |  |  |  | PGE_New_Li_Battery_8hr_Generic | PGE_New_Li_Battery_8hr | PGE_NGBA_Li_Battery_8hr_52 | [6 empty] | #N/A |  | PGE_New_Li_Battery_8hr_Generic |  |  | #N/A |  |  |  |  | PGE_New_Li_Battery_8hr_Generic |  |  |  |  | #N/A |  |  |  | PGE_New_Li_Battery_8hr_Generic | PGE_New_Li_Battery_8hr | PGE_NGBA_Li_Battery_8hr_52 | [6 empty] | #N/A |  | PGE_New_Li_Battery_8hr_Generic |  |  | #N/A |  |  |  |  | PGE_New_Li_Battery_8hr_Generic |  |  |  |  | #N/A |  |  |  | PGE_New_Li_Battery_8hr_Generic | PGE_New_Li_Battery_8hr | PGE_NGBA_Li_Battery_8hr_52 | 0 | 0 | 0 | 0 | 0 | 0 | 0 | 0 | 0 | 0 | 0 | 0 | 0 | 0 | 0 | 0 | 0 | 0 | 0 | 0 | 0 | 0 | 0 | 0 | 0 | 0 | PG&E NGBA
PGE_New_Li_Battery_8hr_Generic | PGE_New_Li_Battery_8hr | PGE_NGBA_Li_Battery_8hr_55 | 0 | 0 | 0 | 0 | 0 | 0 | #N/A | 0 | PGE_New_Li_Battery_8hr_Generic | 0 | 0 | #N/A | 0 | 0 | 0 | 0 | PGE_New_Li_Battery_8hr_Generic | 0 | 0 | 0 | 0 | #N/A | 0 | 0 | 0 | PGE_New_Li_Battery_8hr_Generic | PGE_New_Li_Battery_8hr | PGE_NGBA_Li_Battery_8hr_55 | 0 | [6 empty] | #N/A |  | PGE_New_Li_Battery_8hr_Generic |  |  | #N/A |  |  |  |  | PGE_New_Li_Battery_8hr_Generic | PGE_New_Li_Battery_8hr | PGE_NGBA_Li_Battery_8hr_55 | 0 | 0 | 0 |  |  |  | #N/A | #N/A | #N/A | [6 empty] | PGE_New_Li_Battery_8hr_Generic |  | #N/A |  |  | PGE_New_Li_Battery_8hr_Generic |  |  |  |  | #N/A | #N/A | #N/A | #N/A | #N/A | #N/A |  |  |  | PGE_New_Li_Battery_8hr_Generic | PGE_New_Li_Battery_8hr | PGE_NGBA_Li_Battery_8hr_55 | [6 empty] | #N/A |  | PGE_New_Li_Battery_8hr_Generic |  |  | #N/A |  |  |  |  | PGE_New_Li_Battery_8hr_Generic |  |  |  |  | #N/A |  |  |  | PGE_New_Li_Battery_8hr_Generic | PGE_New_Li_Battery_8hr | PGE_NGBA_Li_Battery_8hr_55 | [6 empty] | #N/A |  | PGE_New_Li_Battery_8hr_Generic |  |  | #N/A |  |  |  |  | PGE_New_Li_Battery_8hr_Generic |  |  |  |  | #N/A |  |  |  | PGE_New_Li_Battery_8hr_Generic | PGE_New_Li_Battery_8hr | PGE_NGBA_Li_Battery_8hr_55 | 0 | 0 | 0 | 0 | 0 | 0 | 0 | 0 | 0 | 0 | 0 | 0 | 0 | 0 | 0 | 0 | 0 | 0 | 0 | 0 | 0 | 0 | 0 | 0 | 0 | 0 | PG&E NGBA
PGE_New_Li_Battery_8hr_Generic | PGE_New_Li_Battery_8hr | PGE_NGBA_Li_Battery_8hr_57 | 0 | 0 | 0 | 0 | 0 | 0 | #N/A | 0 | PGE_New_Li_Battery_8hr_Generic | 0 | 0 | #N/A | 0 | 0 | 0 | 0 | PGE_New_Li_Battery_8hr_Generic | 0 | 0 | 0 | 0 | #N/A | 0 | 0 | 0 | PGE_New_Li_Battery_8hr_Generic | PGE_New_Li_Battery_8hr | PGE_NGBA_Li_Battery_8hr_57 | 0 | [6 empty] | #N/A |  | PGE_New_Li_Battery_8hr_Generic |  |  | #N/A |  |  |  |  | PGE_New_Li_Battery_8hr_Generic | PGE_New_Li_Battery_8hr | PGE_NGBA_Li_Battery_8hr_57 | 0 | 0 | 0 |  |  |  | #N/A | #N/A | #N/A | [6 empty] | PGE_New_Li_Battery_8hr_Generic |  | #N/A |  |  | PGE_New_Li_Battery_8hr_Generic |  |  |  |  | #N/A | #N/A | #N/A | #N/A | #N/A | #N/A |  |  |  | PGE_New_Li_Battery_8hr_Generic | PGE_New_Li_Battery_8hr | PGE_NGBA_Li_Battery_8hr_57 | [6 empty] | #N/A |  | PGE_New_Li_Battery_8hr_Generic |  |  | #N/A |  |  |  |  | PGE_New_Li_Battery_8hr_Generic |  |  |  |  | #N/A |  |  |  | PGE_New_Li_Battery_8hr_Generic | PGE_New_Li_Battery_8hr | PGE_NGBA_Li_Battery_8hr_57 | [6 empty] | #N/A |  | PGE_New_Li_Battery_8hr_Generic |  |  | #N/A |  |  |  |  | PGE_New_Li_Battery_8hr_Generic |  |  |  |  | #N/A |  |  |  | PGE_New_Li_Battery_8hr_Generic | PGE_New_Li_Battery_8hr | PGE_NGBA_Li_Battery_8hr_57 | 0 | 0 | 0 | 0 | 0 | 0 | 0 | 0 | 0 | 0 | 0 | 0 | 0 | 0 | 0 | 0 | 0 | 0 | 0 | 0 | 0 | 0 | 0 | 0 | 0 | 0 | PG&E NGBA
PGE_New_Li_Battery_8hr_Generic | PGE_New_Li_Battery_8hr | PGE_NGBA_Li_Battery_8hr_58 | 0 | 0 | 0 | 0 | 0 | 0 | #N/A | 0 | PGE_New_Li_Battery_8hr_Generic | 0 | 0 | #N/A | 0 | 0 | 0 | 0 | PGE_New_Li_Battery_8hr_Generic | 0 | 0 | 0 | 0 | #N/A | 0 | 0 | 0 | PGE_New_Li_Battery_8hr_Generic | PGE_New_Li_Battery_8hr | PGE_NGBA_Li_Battery_8hr_58 | 0 | [6 empty] | #N/A |  | PGE_New_Li_Battery_8hr_Generic |  |  | #N/A |  |  |  |  | PGE_New_Li_Battery_8hr_Generic | PGE_New_Li_Battery_8hr | PGE_NGBA_Li_Battery_8hr_58 | 0 | 0 | 0 |  |  |  | #N/A | #N/A | #N/A | [6 empty] | PGE_New_Li_Battery_8hr_Generic |  | #N/A |  |  | PGE_New_Li_Battery_8hr_Generic |  |  |  |  | #N/A | #N/A | #N/A | #N/A | #N/A | #N/A |  |  |  | PGE_New_Li_Battery_8hr_Generic | PGE_New_Li_Battery_8hr | PGE_NGBA_Li_Battery_8hr_58 | [6 empty] | #N/A |  | PGE_New_Li_Battery_8hr_Generic |  |  | #N/A |  |  |  |  | PGE_New_Li_Battery_8hr_Generic |  |  |  |  | #N/A |  |  |  | PGE_New_Li_Battery_8hr_Generic | PGE_New_Li_Battery_8hr | PGE_NGBA_Li_Battery_8hr_58 | [6 empty] | #N/A |  | PGE_New_Li_Battery_8hr_Generic |  |  | #N/A |  |  |  |  | PGE_New_Li_Battery_8hr_Generic |  |  |  |  | #N/A |  |  |  | PGE_New_Li_Battery_8hr_Generic | PGE_New_Li_Battery_8hr | PGE_NGBA_Li_Battery_8hr_58 | 0 | 0 | 0 | 0 | 0 | 0 | 0 | 0 | 0 | 0 | 0 | 0 | 0 | 0 | 0 | 0 | 0 | 0 | 0 | 0 | 0 | 0 | 0 | 0 | 0 | 0 | PG&E NGBA
PGE_New_Li_Battery_8hr_Generic | PGE_New_Li_Battery_8hr | PGE_NGBA_Li_Battery_8hr_60 | 0 | 0 | 0 | 0 | 0 | 0 | #N/A | 0 | PGE_New_Li_Battery_8hr_Generic | 0 | 0 | #N/A | 0 | 0 | 0 | 0 | PGE_New_Li_Battery_8hr_Generic | 0 | 0 | 0 | 0 | #N/A | 0 | 0 | 0 | PGE_New_Li_Battery_8hr_Generic | PGE_New_Li_Battery_8hr | PGE_NGBA_Li_Battery_8hr_60 | 0 | [6 empty] | #N/A |  | PGE_New_Li_Battery_8hr_Generic |  |  | #N/A |  |  |  |  | PGE_New_Li_Battery_8hr_Generic | PGE_New_Li_Battery_8hr | PGE_NGBA_Li_Battery_8hr_60 | 0 | 0 | 0 |  |  |  | #N/A | #N/A | #N/A | [6 empty] | PGE_New_Li_Battery_8hr_Generic |  | #N/A |  |  | PGE_New_Li_Battery_8hr_Generic |  |  |  |  | #N/A | #N/A | #N/A | #N/A | #N/A | #N/A |  |  |  | PGE_New_Li_Battery_8hr_Generic | PGE_New_Li_Battery_8hr | PGE_NGBA_Li_Battery_8hr_60 | [6 empty] | #N/A |  | PGE_New_Li_Battery_8hr_Generic |  |  | #N/A |  |  |  |  | PGE_New_Li_Battery_8hr_Generic |  |  |  |  | #N/A |  |  |  | PGE_New_Li_Battery_8hr_Generic | PGE_New_Li_Battery_8hr | PGE_NGBA_Li_Battery_8hr_60 | [6 empty] | #N/A |  | PGE_New_Li_Battery_8hr_Generic |  |  | #N/A |  |  |  |  | PGE_New_Li_Battery_8hr_Generic |  |  |  |  | #N/A |  |  |  | PGE_New_Li_Battery_8hr_Generic | PGE_New_Li_Battery_8hr | PGE_NGBA_Li_Battery_8hr_60 | 0 | 0 | 0 | 0 | 0 | 0 | 0 | 0 | 0 | 0 | 0 | 0 | 0 | 0 | 0 | 0 | 0 | 0 | 0 | 0 | 0 | 0 | 0 | 0 | 0 | 0 | PG&E NGBA
PGE_New_Li_Battery_8hr_Generic | PGE_New_Li_Battery_8hr | PGE_NGBA_Li_Battery_8hr_61 | 0 | 0 | 0 | 0 | 0 | 0 | #N/A | 0 | PGE_New_Li_Battery_8hr_Generic | 0 | 0 | #N/A | 0 | 0 | 0 | 0 | PGE_New_Li_Battery_8hr_Generic | 0 | 0 | 0 | 0 | #N/A | 0 | 0 | 0 | PGE_New_Li_Battery_8hr_Generic | PGE_New_Li_Battery_8hr | PGE_NGBA_Li_Battery_8hr_61 | 0 | [6 empty] | #N/A |  | PGE_New_Li_Battery_8hr_Generic |  |  | #N/A |  |  |  |  | PGE_New_Li_Battery_8hr_Generic | PGE_New_Li_Battery_8hr | PGE_NGBA_Li_Battery_8hr_61 | 0 | 0 | 0 |  |  |  | #N/A | #N/A | #N/A | [6 empty] | PGE_New_Li_Battery_8hr_Generic |  | #N/A |  |  | PGE_New_Li_Battery_8hr_Generic |  |  |  |  | #N/A | #N/A | #N/A | #N/A | #N/A | #N/A |  |  |  | PGE_New_Li_Battery_8hr_Generic | PGE_New_Li_Battery_8hr | PGE_NGBA_Li_Battery_8hr_61 | [6 empty] | #N/A |  | PGE_New_Li_Battery_8hr_Generic |  |  | #N/A |  |  |  |  | PGE_New_Li_Battery_8hr_Generic |  |  |  |  | #N/A |  |  |  | PGE_New_Li_Battery_8hr_Generic | PGE_New_Li_Battery_8hr | PGE_NGBA_Li_Battery_8hr_61 | [6 empty] | #N/A |  | PGE_New_Li_Battery_8hr_Generic |  |  | #N/A |  |  |  |  | PGE_New_Li_Battery_8hr_Generic |  |  |  |  | #N/A |  |  |  | PGE_New_Li_Battery_8hr_Generic | PGE_New_Li_Battery_8hr | PGE_NGBA_Li_Battery_8hr_61 | 0 | 0 | 0 | 0 | 0 | 0 | 0 | 0 | 0 | 0 | 0 | 0 | 0 | 0 | 0 | 0 | 0 | 0 | 0 | 0 | 0 | 0 | 0 | 0 | 0 | 0 | PG&E NGBA
PGE_New_Li_Battery_8hr_Generic | PGE_New_Li_Battery_8hr | PGE_NGBA_Li_Battery_8hr_62 | 0 | 0 | 0 | 0 | 0 | 0 | #N/A | 0 | PGE_New_Li_Battery_8hr_Generic | 0 | 0 | #N/A | 0 | 0 | 0 | 0 | PGE_New_Li_Battery_8hr_Generic | 0 | 0 | 0 | 0 | #N/A | 0 | 0 | 0 | PGE_New_Li_Battery_8hr_Generic | PGE_New_Li_Battery_8hr | PGE_NGBA_Li_Battery_8hr_62 | 0 | [6 empty] | #N/A |  | PGE_New_Li_Battery_8hr_Generic |  |  | #N/A |  |  |  |  | PGE_New_Li_Battery_8hr_Generic | PGE_New_Li_Battery_8hr | PGE_NGBA_Li_Battery_8hr_62 | 0 | 0 | 0 |  |  |  | #N/A | #N/A | #N/A | [6 empty] | PGE_New_Li_Battery_8hr_Generic |  | #N/A |  |  | PGE_New_Li_Battery_8hr_Generic |  |  |  |  | #N/A | #N/A | #N/A | #N/A | #N/A | #N/A |  |  |  | PGE_New_Li_Battery_8hr_Generic | PGE_New_Li_Battery_8hr | PGE_NGBA_Li_Battery_8hr_62 | [6 empty] | #N/A |  | PGE_New_Li_Battery_8hr_Generic |  |  | #N/A |  |  |  |  | PGE_New_Li_Battery_8hr_Generic |  |  |  |  | #N/A |  |  |  | PGE_New_Li_Battery_8hr_Generic | PGE_New_Li_Battery_8hr | PGE_NGBA_Li_Battery_8hr_62 | [6 empty] | #N/A |  | PGE_New_Li_Battery_8hr_Generic |  |  | #N/A |  |  |  |  | PGE_New_Li_Battery_8hr_Generic |  |  |  |  | #N/A |  |  |  | PGE_New_Li_Battery_8hr_Generic | PGE_New_Li_Battery_8hr | PGE_NGBA_Li_Battery_8hr_62 | 0 | 0 | 0 | 0 | 0 | 0 | 0 | 0 | 0 | 0 | 0 | 0 | 0 | 0 | 0 | 0 | 0 | 0 | 0 | 0 | 0 | 0 | 0 | 0 | 0 | 0 | PG&E NGBA
PGE_New_Li_Battery_8hr_Generic | PGE_New_Li_Battery_8hr | PGE_NGBA_Li_Battery_8hr_67 | 0 | 0 | 0 | 0 | 0 | 0 | #N/A | 0 | PGE_New_Li_Battery_8hr_Generic | 0 | 0 | #N/A | 0 | 0 | 0 | 0 | PGE_New_Li_Battery_8hr_Generic | 0 | 0 | 0 | 0 | #N/A | 0 | 0 | 0 | PGE_New_Li_Battery_8hr_Generic | PGE_New_Li_Battery_8hr | PGE_NGBA_Li_Battery_8hr_67 | 0 | [6 empty] | #N/A |  | PGE_New_Li_Battery_8hr_Generic |  |  | #N/A |  |  |  |  | PGE_New_Li_Battery_8hr_Generic | PGE_New_Li_Battery_8hr | PGE_NGBA_Li_Battery_8hr_67 | 0 | 0 | 0 |  |  |  | #N/A | #N/A | #N/A | [6 empty] | PGE_New_Li_Battery_8hr_Generic |  | #N/A |  |  | PGE_New_Li_Battery_8hr_Generic |  |  |  |  | #N/A | #N/A | #N/A | #N/A | #N/A | #N/A |  |  |  | PGE_New_Li_Battery_8hr_Generic | PGE_New_Li_Battery_8hr | PGE_NGBA_Li_Battery_8hr_67 | [6 empty] | #N/A |  | PGE_New_Li_Battery_8hr_Generic |  |  | #N/A |  |  |  |  | PGE_New_Li_Battery_8hr_Generic |  |  |  |  | #N/A |  |  |  | PGE_New_Li_Battery_8hr_Generic | PGE_New_Li_Battery_8hr | PGE_NGBA_Li_Battery_8hr_67 | [6 empty] | #N/A |  | PGE_New_Li_Battery_8hr_Generic |  |  | #N/A |  |  |  |  | PGE_New_Li_Battery_8hr_Generic |  |  |  |  | #N/A |  |  |  | PGE_New_Li_Battery_8hr_Generic | PGE_New_Li_Battery_8hr | PGE_NGBA_Li_Battery_8hr_67 | 0 | 0 | 0 | 0 | 0 | 0 | 0 | 0 | 0 | 0 | 0 | 0 | 0 | 0 | 0 | 0 | 0 | 0 | 0 | 0 | 0 | 0 | 0 | 0 | 0 | 0 | PG&E NGBA
PGE_New_Li_Battery_8hr_Generic | PGE_New_Li_Battery_8hr | PGE_NGBA_Li_Battery_8hr_7 | 0 | 0 | 0 | 0 | 0 | 0 | #N/A | 0 | PGE_New_Li_Battery_8hr_Generic | 0 | 0 | #N/A | 0 | 0 | 0 | 0 | PGE_New_Li_Battery_8hr_Generic | 0 | 0 | 0 | 0 | #N/A | 0 | 0 | 0 | PGE_New_Li_Battery_8hr_Generic | PGE_New_Li_Battery_8hr | PGE_NGBA_Li_Battery_8hr_7 | 0 | [6 empty] | #N/A |  | PGE_New_Li_Battery_8hr_Generic |  |  | #N/A |  |  |  |  | PGE_New_Li_Battery_8hr_Generic | PGE_New_Li_Battery_8hr | PGE_NGBA_Li_Battery_8hr_7 | 0 | 0 | 0 |  |  |  | #N/A | #N/A | #N/A | [6 empty] | PGE_New_Li_Battery_8hr_Generic |  | #N/A |  |  | PGE_New_Li_Battery_8hr_Generic |  |  |  |  | #N/A | #N/A | #N/A | #N/A | #N/A | #N/A |  |  |  | PGE_New_Li_Battery_8hr_Generic | PGE_New_Li_Battery_8hr | PGE_NGBA_Li_Battery_8hr_7 | [6 empty] | #N/A |  | PGE_New_Li_Battery_8hr_Generic |  |  | #N/A |  |  |  |  | PGE_New_Li_Battery_8hr_Generic |  |  |  |  | #N/A |  |  |  | PGE_New_Li_Battery_8hr_Generic | PGE_New_Li_Battery_8hr | PGE_NGBA_Li_Battery_8hr_7 | [6 empty] | #N/A |  | PGE_New_Li_Battery_8hr_Generic |  |  | #N/A |  |  |  |  | PGE_New_Li_Battery_8hr_Generic |  |  |  |  | #N/A |  |  |  | PGE_New_Li_Battery_8hr_Generic | PGE_New_Li_Battery_8hr | PGE_NGBA_Li_Battery_8hr_7 | 0 | 0 | 0 | 0 | 0 | 0 | 0 | 0 | 0 | 0 | 0 | 0 | 0 | 0 | 0 | 0 | 0 | 0 | 0 | 0 | 0 | 0 | 0 | 0 | 0 | 0 | PG&E NGBA
PGE_New_Li_Battery_8hr_Generic | PGE_New_Li_Battery_8hr | PGE_NGBA_Li_Battery_8hr_8 | 0 | 0 | 0 | 0 | 0 | 0 | #N/A | 0 | PGE_New_Li_Battery_8hr_Generic | 0 | 0 | #N/A | 0 | 0 | 0 | 0 | PGE_New_Li_Battery_8hr_Generic | 0 | 0 | 0 | 0 | #N/A | 0 | 0 | 0 | PGE_New_Li_Battery_8hr_Generic | PGE_New_Li_Battery_8hr | PGE_NGBA_Li_Battery_8hr_8 | 0 | [6 empty] | #N/A |  | PGE_New_Li_Battery_8hr_Generic |  |  | #N/A |  |  |  |  | PGE_New_Li_Battery_8hr_Generic | PGE_New_Li_Battery_8hr | PGE_NGBA_Li_Battery_8hr_8 | 0 | 0 | 0 |  |  |  | #N/A | #N/A | #N/A | [6 empty] | PGE_New_Li_Battery_8hr_Generic |  | #N/A |  |  | PGE_New_Li_Battery_8hr_Generic |  |  |  |  | #N/A | #N/A | #N/A | #N/A | #N/A | #N/A |  |  |  | PGE_New_Li_Battery_8hr_Generic | PGE_New_Li_Battery_8hr | PGE_NGBA_Li_Battery_8hr_8 | [6 empty] | #N/A |  | PGE_New_Li_Battery_8hr_Generic |  |  | #N/A |  |  |  |  | PGE_New_Li_Battery_8hr_Generic |  |  |  |  | #N/A |  |  |  | PGE_New_Li_Battery_8hr_Generic | PGE_New_Li_Battery_8hr | PGE_NGBA_Li_Battery_8hr_8 | [6 empty] | #N/A |  | PGE_New_Li_Battery_8hr_Generic |  |  | #N/A |  |  |  |  | PGE_New_Li_Battery_8hr_Generic |  |  |  |  | #N/A |  |  |  | PGE_New_Li_Battery_8hr_Generic | PGE_New_Li_Battery_8hr | PGE_NGBA_Li_Battery_8hr_8 | 0 | 0 | 0 | 0 | 0 | 0 | 0 | 0 | 0 | 0 | 0 | 0 | 0 | 0 | 0 | 0 | 0 | 0 | 0 | 0 | 0 | 0 | 0 | 0 | 0 | 0 | PG&E NGBA
PGE_New_Li_Battery_8hr_Generic | PGE_New_Li_Battery_8hr | PGE_NGBA_Li_Battery_8hr_9 | 0 | 0 | 0 | 0 | 0 | 0 | #N/A | 0 | PGE_New_Li_Battery_8hr_Generic | 0 | 0 | #N/A | 0 | 0 | 0 | 0 | PGE_New_Li_Battery_8hr_Generic | 0 | 0 | 0 | 0 | #N/A | 0 | 0 | 0 | PGE_New_Li_Battery_8hr_Generic | PGE_New_Li_Battery_8hr | PGE_NGBA_Li_Battery_8hr_9 | 0 | [6 empty] | #N/A |  | PGE_New_Li_Battery_8hr_Generic |  |  | #N/A |  |  |  |  | PGE_New_Li_Battery_8hr_Generic | PGE_New_Li_Battery_8hr | PGE_NGBA_Li_Battery_8hr_9 | 0 | 0 | 0 |  |  |  | #N/A | #N/A | #N/A | [6 empty] | PGE_New_Li_Battery_8hr_Generic |  | #N/A |  |  | PGE_New_Li_Battery_8hr_Generic |  |  |  |  | #N/A | #N/A | #N/A | #N/A | #N/A | #N/A |  |  |  | PGE_New_Li_Battery_8hr_Generic | PGE_New_Li_Battery_8hr | PGE_NGBA_Li_Battery_8hr_9 | [6 empty] | #N/A |  | PGE_New_Li_Battery_8hr_Generic |  |  | #N/A |  |  |  |  | PGE_New_Li_Battery_8hr_Generic |  |  |  |  | #N/A |  |  |  | PGE_New_Li_Battery_8hr_Generic | PGE_New_Li_Battery_8hr | PGE_NGBA_Li_Battery_8hr_9 | [6 empty] | #N/A |  | PGE_New_Li_Battery_8hr_Generic |  |  | #N/A |  |  |  |  | PGE_New_Li_Battery_8hr_Generic |  |  |  |  | #N/A |  |  |  | PGE_New_Li_Battery_8hr_Generic | PGE_New_Li_Battery_8hr | PGE_NGBA_Li_Battery_8hr_9 | 0 | 0 | 0 | 0 | 0 | 0 | 0 | 0 | 0 | 0 | 0 | 0 | 0 | 0 | 0 | 0 | 0 | 0 | 0 | 0 | 0 | 0 | 0 | 0 | 0 | 0 | PG&E NGBA
PGE_NGBA_Solar_Generic | PGE_NGBA_Solar | PGE_NGBA_Solar_1 | 0 | 0 | 0 | 0 | 0 | 0 | #N/A | 0 | PGE_NGBA_Solar_Generic | 0 | 0 | #N/A | 0 | 0 | 0 | 0 | PGE_NGBA_Solar_Generic | 0 | 0 | 0 | 0 | #N/A | 0 | 0 | 0 | PGE_NGBA_Solar_Generic | PGE_NGBA_Solar | PGE_NGBA_Solar_1 | 0 | [6 empty] | #N/A |  | PGE_NGBA_Solar_Generic |  |  | #N/A |  |  |  |  | PGE_NGBA_Solar_Generic | PGE_NGBA_Solar | PGE_NGBA_Solar_1 | 0 | 0 | 0 |  |  |  | #N/A | #N/A | #N/A | [6 empty] | PGE_NGBA_Solar_Generic |  | #N/A |  |  | PGE_NGBA_Solar_Generic |  |  |  |  | #N/A | #N/A | #N/A | #N/A | #N/A | #N/A |  |  |  | PGE_NGBA_Solar_Generic | PGE_NGBA_Solar | PGE_NGBA_Solar_1 | [6 empty] | #N/A |  | PGE_NGBA_Solar_Generic |  |  | #N/A |  |  |  |  | PGE_NGBA_Solar_Generic |  |  |  |  | #N/A |  |  |  | PGE_NGBA_Solar_Generic | PGE_NGBA_Solar | PGE_NGBA_Solar_1 | [6 empty] | #N/A |  | PGE_NGBA_Solar_Generic |  |  | #N/A |  |  |  |  | PGE_NGBA_Solar_Generic |  |  |  |  | #N/A |  |  |  | PGE_NGBA_Solar_Generic | PGE_NGBA_Solar | PGE_NGBA_Solar_1 | 0 | 0 | 0 | 0 | 0 | 0 | 0 | 0 | 0 | 0 | 0 | 0 | 0 | 0 | 0 | 0 | 0 | 0 | 0 | 0 | 0 | 0.60097 | 0 | 0 | 0 | 0.9842 | PG&E NGBA
PGE_NGBA_Solar_Generic | PGE_NGBA_Solar | PGE_NGBA_Solar_16 | 0 | 0 | 0 | 0 | 0 | 0 | #N/A | 0 | PGE_NGBA_Solar_Generic | 0 | 0 | #N/A | 0 | 0 | 0 | 0 | PGE_NGBA_Solar_Generic | 0 | 0 | 0 | 0 | #N/A | 0 | 0 | 0 | PGE_NGBA_Solar_Generic | PGE_NGBA_Solar | PGE_NGBA_Solar_16 | 0 | [6 empty] | #N/A |  | PGE_NGBA_Solar_Generic |  |  | #N/A |  |  |  |  | PGE_NGBA_Solar_Generic | PGE_NGBA_Solar | PGE_NGBA_Solar_16 | 0 | 0 | 0 |  |  |  | #N/A | #N/A | #N/A | [6 empty] | PGE_NGBA_Solar_Generic |  | #N/A |  |  | PGE_NGBA_Solar_Generic |  |  |  |  | #N/A | #N/A | #N/A | #N/A | #N/A | #N/A |  |  |  | PGE_NGBA_Solar_Generic | PGE_NGBA_Solar | PGE_NGBA_Solar_16 | [6 empty] | #N/A |  | PGE_NGBA_Solar_Generic |  |  | #N/A |  |  |  |  | PGE_NGBA_Solar_Generic |  |  |  |  | #N/A |  |  |  | PGE_NGBA_Solar_Generic | PGE_NGBA_Solar | PGE_NGBA_Solar_16 | [6 empty] | #N/A |  | PGE_NGBA_Solar_Generic |  |  | #N/A |  |  |  |  | PGE_NGBA_Solar_Generic |  |  |  |  | #N/A |  |  |  | PGE_NGBA_Solar_Generic | PGE_NGBA_Solar | PGE_NGBA_Solar_16 | 0 | 0 | 0 | 0 | 0 | 0 | 0 | 0 | 0 | 0 | 0 | 1.1041 | 0 | 0 | 0 | 0 | 1.1041 | 0 | 0 | 0 | 0 | 1.1041 | 0 | 0 | 0 | 1.1041 | PG&E NGBA
PGE_NGBA_Solar_Generic | PGE_NGBA_Solar | PGE_NGBA_Solar_17 | 0 | 0 | 0 | 0 | 0 | 0 | #N/A | 0 | PGE_NGBA_Solar_Generic | 0 | 0 | #N/A | 0 | 0 | 0 | 0 | PGE_NGBA_Solar_Generic | 0 | 0 | 0 | 0 | #N/A | 0 | 0 | 0 | PGE_NGBA_Solar_Generic | PGE_NGBA_Solar | PGE_NGBA_Solar_17 | 0 | [6 empty] | #N/A |  | PGE_NGBA_Solar_Generic |  |  | #N/A |  |  |  |  | PGE_NGBA_Solar_Generic | PGE_NGBA_Solar | PGE_NGBA_Solar_17 | 0 | 0 | 0 |  |  |  | #N/A | #N/A | #N/A | [6 empty] | PGE_NGBA_Solar_Generic |  | #N/A |  |  | PGE_NGBA_Solar_Generic |  |  |  |  | #N/A | #N/A | #N/A | #N/A | #N/A | #N/A |  |  |  | PGE_NGBA_Solar_Generic | PGE_NGBA_Solar | PGE_NGBA_Solar_17 | [6 empty] | #N/A |  | PGE_NGBA_Solar_Generic |  |  | #N/A |  |  |  |  | PGE_NGBA_Solar_Generic |  |  |  |  | #N/A |  |  |  | PGE_NGBA_Solar_Generic | PGE_NGBA_Solar | PGE_NGBA_Solar_17 | [6 empty] | #N/A |  | PGE_NGBA_Solar_Generic |  |  | #N/A |  |  |  |  | PGE_NGBA_Solar_Generic |  |  |  |  | #N/A |  |  |  | PGE_NGBA_Solar_Generic | PGE_NGBA_Solar | PGE_NGBA_Solar_17 | 0 | 0 | 0 | 0 | 0 | 0 | 0 | 0 | 0 | 0 | 0 | 0 | 0 | 0 | 0 | 0 | 0 | 0 | 0 | 0 | 0 | 0 | 0 | 0 | 0 | 0 | PG&E NGBA
PGE_NGBA_Solar_Generic | PGE_NGBA_Solar | PGE_NGBA_Solar_18 | 0 | 0 | 0 | 0 | 0 | 0 | #N/A | 0 | PGE_NGBA_Solar_Generic | 0 | 0 | #N/A | 0 | 0 | 0 | 0 | PGE_NGBA_Solar_Generic | 0 | 0 | 0 | 0 | #N/A | 0 | 0 | 0 | PGE_NGBA_Solar_Generic | PGE_NGBA_Solar | PGE_NGBA_Solar_18 | 0 | [6 empty] | #N/A |  | PGE_NGBA_Solar_Generic |  |  | #N/A |  |  |  |  | PGE_NGBA_Solar_Generic | PGE_NGBA_Solar | PGE_NGBA_Solar_18 | 0 | 0 | 0 |  |  |  | #N/A | #N/A | #N/A | [6 empty] | PGE_NGBA_Solar_Generic |  | #N/A |  |  | PGE_NGBA_Solar_Generic |  |  |  |  | #N/A | #N/A | #N/A | #N/A | #N/A | #N/A |  |  |  | PGE_NGBA_Solar_Generic | PGE_NGBA_Solar | PGE_NGBA_Solar_18 | [6 empty] | #N/A |  | PGE_NGBA_Solar_Generic |  |  | #N/A |  |  |  |  | PGE_NGBA_Solar_Generic |  |  |  |  | #N/A |  |  |  | PGE_NGBA_Solar_Generic | PGE_NGBA_Solar | PGE_NGBA_Solar_18 | [6 empty] | #N/A |  | PGE_NGBA_Solar_Generic |  |  | #N/A |  |  |  |  | PGE_NGBA_Solar_Generic |  |  |  |  | #N/A |  |  |  | PGE_NGBA_Solar_Generic | PGE_NGBA_Solar | PGE_NGBA_Solar_18 | 0 | 0 | 0 | 0 | 0 | 0 | 0 | 0 | 0 | 0 | 0 | 0.073154 | 0 | 0 | 0 | 0 | 0.073154 | 0 | 0 | 0 | 0 | 0.073154 | 0 | 0 | 0 | 0.073154 | PG&E NGBA
PGE_NGBA_Solar_Generic | PGE_NGBA_Solar | PGE_NGBA_Solar_19 | 0 | 0 | 0 | 0 | 0 | 0 | #N/A | 0 | PGE_NGBA_Solar_Generic | 0 | 0 | #N/A | 0 | 0 | 0 | 0 | PGE_NGBA_Solar_Generic | 0 | 0 | 0 | 0 | #N/A | 0 | 0 | 0 | PGE_NGBA_Solar_Generic | PGE_NGBA_Solar | PGE_NGBA_Solar_19 | 0 | [6 empty] | #N/A |  | PGE_NGBA_Solar_Generic |  |  | #N/A |  |  |  |  | PGE_NGBA_Solar_Generic | PGE_NGBA_Solar | PGE_NGBA_Solar_19 | 0 | 0 | 0 |  |  |  | #N/A | #N/A | #N/A | [6 empty] | PGE_NGBA_Solar_Generic |  | #N/A |  |  | PGE_NGBA_Solar_Generic |  |  |  |  | #N/A | #N/A | #N/A | #N/A | #N/A | #N/A |  |  |  | PGE_NGBA_Solar_Generic | PGE_NGBA_Solar | PGE_NGBA_Solar_19 | [6 empty] | #N/A |  | PGE_NGBA_Solar_Generic |  |  | #N/A |  |  |  |  | PGE_NGBA_Solar_Generic |  |  |  |  | #N/A |  |  |  | PGE_NGBA_Solar_Generic | PGE_NGBA_Solar | PGE_NGBA_Solar_19 | [6 empty] | #N/A |  | PGE_NGBA_Solar_Generic |  |  | #N/A |  |  |  |  | PGE_NGBA_Solar_Generic |  |  |  |  | #N/A |  |  |  | PGE_NGBA_Solar_Generic | PGE_NGBA_Solar | PGE_NGBA_Solar_19 | 0 | 0 | 0 | 0 | 0 | 0 | 0 | 0 | 0 | 0 | 0 | 0 | 0 | 0 | 0 | 0 | 0 | 0 | 0 | 0 | 0 | 0 | 0 | 0 | 0 | 0 | PG&E NGBA
PGE_NGBA_Solar_Generic | PGE_NGBA_Solar | PGE_NGBA_Solar_2 | 0 | 0 | 0 | 0 | 0 | 0 | #N/A | 0 | PGE_NGBA_Solar_Generic | 0 | 0 | #N/A | 0 | 0 | 0 | 0 | PGE_NGBA_Solar_Generic | 0 | 0 | 0 | 0 | #N/A | 0 | 0 | 0 | PGE_NGBA_Solar_Generic | PGE_NGBA_Solar | PGE_NGBA_Solar_2 | 0 | [6 empty] | #N/A |  | PGE_NGBA_Solar_Generic |  |  | #N/A |  |  |  |  | PGE_NGBA_Solar_Generic | PGE_NGBA_Solar | PGE_NGBA_Solar_2 | 0 | 0 | 0 |  |  |  | #N/A | #N/A | #N/A | [6 empty] | PGE_NGBA_Solar_Generic |  | #N/A |  |  | PGE_NGBA_Solar_Generic |  |  |  |  | #N/A | #N/A | #N/A | #N/A | #N/A | #N/A |  |  |  | PGE_NGBA_Solar_Generic | PGE_NGBA_Solar | PGE_NGBA_Solar_2 | [6 empty] | #N/A |  | PGE_NGBA_Solar_Generic |  |  | #N/A |  |  |  |  | PGE_NGBA_Solar_Generic |  |  |  |  | #N/A |  |  |  | PGE_NGBA_Solar_Generic | PGE_NGBA_Solar | PGE_NGBA_Solar_2 | [6 empty] | #N/A |  | PGE_NGBA_Solar_Generic |  |  | #N/A |  |  |  |  | PGE_NGBA_Solar_Generic |  |  |  |  | #N/A |  |  |  | PGE_NGBA_Solar_Generic | PGE_NGBA_Solar | PGE_NGBA_Solar_2 | 0 | 0 | 0 | 0 | 0 | 0 | 0 | 0 | 0 | 0 | 0 | 0 | 0 | 0 | 0 | 0 | 0 | 0 | 0 | 0 | 0 | 0 | 0 | 0 | 0 | 0 | PG&E NGBA
PGE_NGBA_Solar_Generic | PGE_NGBA_Solar | PGE_NGBA_Solar_20 | 0 | 0 | 0 | 0 | 0 | 0 | #N/A | 0 | PGE_NGBA_Solar_Generic | 0 | 0 | #N/A | 0 | 0 | 0 | 0 | PGE_NGBA_Solar_Generic | 0 | 0 | 0 | 0 | #N/A | 0 | 0 | 0 | PGE_NGBA_Solar_Generic | PGE_NGBA_Solar | PGE_NGBA_Solar_20 | 0 | [6 empty] | #N/A |  | PGE_NGBA_Solar_Generic |  |  | #N/A |  |  |  |  | PGE_NGBA_Solar_Generic | PGE_NGBA_Solar | PGE_NGBA_Solar_20 | 0 | 0 | 0 |  |  |  | #N/A | #N/A | #N/A | [6 empty] | PGE_NGBA_Solar_Generic |  | #N/A |  |  | PGE_NGBA_Solar_Generic |  |  |  |  | #N/A | #N/A | #N/A | #N/A | #N/A | #N/A |  |  |  | PGE_NGBA_Solar_Generic | PGE_NGBA_Solar | PGE_NGBA_Solar_20 | [6 empty] | #N/A |  | PGE_NGBA_Solar_Generic |  |  | #N/A |  |  |  |  | PGE_NGBA_Solar_Generic |  |  |  |  | #N/A |  |  |  | PGE_NGBA_Solar_Generic | PGE_NGBA_Solar | PGE_NGBA_Solar_20 | [6 empty] | #N/A |  | PGE_NGBA_Solar_Generic |  |  | #N/A |  |  |  |  | PGE_NGBA_Solar_Generic |  |  |  |  | #N/A |  |  |  | PGE_NGBA_Solar_Generic | PGE_NGBA_Solar | PGE_NGBA_Solar_20 | 0 | 0 | 0 | 0 | 0 | 0 | 0 | 0 | 0 | 0 | 0 | 0.26581 | 0 | 0 | 0 | 0 | 0.26581 | 0 | 0 | 0 | 0 | 0.26581 | 0 | 0 | 0 | 0.26581 | PG&E NGBA
PGE_NGBA_Solar_Generic | PGE_NGBA_Solar | PGE_NGBA_Solar_21 | 0 | 0 | 0 | 0 | 0 | 0 | #N/A | 0 | PGE_NGBA_Solar_Generic | 0 | 0 | #N/A | 0 | 0 | 0 | 0 | PGE_NGBA_Solar_Generic | 0 | 0 | 0 | 0 | #N/A | 0 | 0 | 0 | PGE_NGBA_Solar_Generic | PGE_NGBA_Solar | PGE_NGBA_Solar_21 | 0 | [6 empty] | #N/A |  | PGE_NGBA_Solar_Generic |  |  | #N/A |  |  |  |  | PGE_NGBA_Solar_Generic | PGE_NGBA_Solar | PGE_NGBA_Solar_21 | 0 | 0 | 0 |  |  |  | #N/A | #N/A | #N/A | [6 empty] | PGE_NGBA_Solar_Generic |  | #N/A |  |  | PGE_NGBA_Solar_Generic |  |  |  |  | #N/A | #N/A | #N/A | #N/A | #N/A | #N/A |  |  |  | PGE_NGBA_Solar_Generic | PGE_NGBA_Solar | PGE_NGBA_Solar_21 | [6 empty] | #N/A |  | PGE_NGBA_Solar_Generic |  |  | #N/A |  |  |  |  | PGE_NGBA_Solar_Generic |  |  |  |  | #N/A |  |  |  | PGE_NGBA_Solar_Generic | PGE_NGBA_Solar | PGE_NGBA_Solar_21 | [6 empty] | #N/A |  | PGE_NGBA_Solar_Generic |  |  | #N/A |  |  |  |  | PGE_NGBA_Solar_Generic |  |  |  |  | #N/A |  |  |  | PGE_NGBA_Solar_Generic | PGE_NGBA_Solar | PGE_NGBA_Solar_21 | 0 | 0 | 0 | 0 | 0 | 0 | 0 | 0 | 0 | 0 | 0 | 0 | 0 | 0 | 0 | 0 | 0 | 0 | 0 | 0 | 0 | 0 | 0 | 0 | 0 | 0 | PG&E NGBA
PGE_NGBA_Solar_Generic | PGE_NGBA_Solar | PGE_NGBA_Solar_22 | 0 | 0 | 0 | 0 | 0 | 0 | #N/A | 0 | PGE_NGBA_Solar_Generic | 0 | 0 | #N/A | 0 | 0 | 0 | 0 | PGE_NGBA_Solar_Generic | 0 | 0 | 0 | 0 | #N/A | 0 | 0 | 0 | PGE_NGBA_Solar_Generic | PGE_NGBA_Solar | PGE_NGBA_Solar_22 | 0 | [6 empty] | #N/A |  | PGE_NGBA_Solar_Generic |  |  | #N/A |  |  |  |  | PGE_NGBA_Solar_Generic | PGE_NGBA_Solar | PGE_NGBA_Solar_22 | 0 | 0 | 0 |  |  |  | #N/A | #N/A | #N/A | [6 empty] | PGE_NGBA_Solar_Generic |  | #N/A |  |  | PGE_NGBA_Solar_Generic |  |  |  |  | #N/A | #N/A | #N/A | #N/A | #N/A | #N/A |  |  |  | PGE_NGBA_Solar_Generic | PGE_NGBA_Solar | PGE_NGBA_Solar_22 | [6 empty] | #N/A |  | PGE_NGBA_Solar_Generic |  |  | #N/A |  |  |  |  | PGE_NGBA_Solar_Generic |  |  |  |  | #N/A |  |  |  | PGE_NGBA_Solar_Generic | PGE_NGBA_Solar | PGE_NGBA_Solar_22 | [6 empty] | #N/A |  | PGE_NGBA_Solar_Generic |  |  | #N/A |  |  |  |  | PGE_NGBA_Solar_Generic |  |  |  |  | #N/A |  |  |  | PGE_NGBA_Solar_Generic | PGE_NGBA_Solar | PGE_NGBA_Solar_22 | 0 | 0 | 0 | 0 | 0 | 0 | 0 | 0 | 0 | 0 | 0 | 0 | 0 | 0 | 0 | 0 | 0 | 0 | 0 | 0 | 0 | 0 | 0 | 0 | 0 | 0 | PG&E NGBA
PGE_NGBA_Solar_Generic | PGE_NGBA_Solar | PGE_NGBA_Solar_23 | 0 | 0 | 0 | 0 | 0 | 0 | #N/A | 0 | PGE_NGBA_Solar_Generic | 0 | 0 | #N/A | 0 | 0 | 0 | 0 | PGE_NGBA_Solar_Generic | 0 | 0 | 0 | 0 | #N/A | 0 | 0 | 0 | PGE_NGBA_Solar_Generic | PGE_NGBA_Solar | PGE_NGBA_Solar_23 | 0 | [6 empty] | #N/A |  | PGE_NGBA_Solar_Generic |  |  | #N/A |  |  |  |  | PGE_NGBA_Solar_Generic | PGE_NGBA_Solar | PGE_NGBA_Solar_23 | 0 | 0 | 0 |  |  |  | #N/A | #N/A | #N/A | [6 empty] | PGE_NGBA_Solar_Generic |  | #N/A |  |  | PGE_NGBA_Solar_Generic |  |  |  |  | #N/A | #N/A | #N/A | #N/A | #N/A | #N/A |  |  |  | PGE_NGBA_Solar_Generic | PGE_NGBA_Solar | PGE_NGBA_Solar_23 | [6 empty] | #N/A |  | PGE_NGBA_Solar_Generic |  |  | #N/A |  |  |  |  | PGE_NGBA_Solar_Generic |  |  |  |  | #N/A |  |  |  | PGE_NGBA_Solar_Generic | PGE_NGBA_Solar | PGE_NGBA_Solar_23 | [6 empty] | #N/A |  | PGE_NGBA_Solar_Generic |  |  | #N/A |  |  |  |  | PGE_NGBA_Solar_Generic |  |  |  |  | #N/A |  |  |  | PGE_NGBA_Solar_Generic | PGE_NGBA_Solar | PGE_NGBA_Solar_23 | 0 | 0 | 0 | 0 | 0 | 0 | 0 | 0 | 0 | 0 | 0 | 0.1 | 0 | 0 | 0 | 0 | 0.1 | 0 | 0 | 0 | 0 | 0.1 | 0 | 0 | 0 | 0.1 | PG&E NGBA
PGE_NGBA_Solar_Generic | PGE_NGBA_Solar | PGE_NGBA_Solar_24 | 0 | 0 | 0 | 0 | 0 | 0 | #N/A | 0 | PGE_NGBA_Solar_Generic | 0 | 0 | #N/A | 0 | 0 | 0 | 0 | PGE_NGBA_Solar_Generic | 0 | 0 | 0 | 0 | #N/A | 0 | 0 | 0 | PGE_NGBA_Solar_Generic | PGE_NGBA_Solar | PGE_NGBA_Solar_24 | 0 | [6 empty] | #N/A |  | PGE_NGBA_Solar_Generic |  |  | #N/A |  |  |  |  | PGE_NGBA_Solar_Generic | PGE_NGBA_Solar | PGE_NGBA_Solar_24 | 0 | 0 | 0 |  |  |  | #N/A | #N/A | #N/A | [6 empty] | PGE_NGBA_Solar_Generic |  | #N/A |  |  | PGE_NGBA_Solar_Generic |  |  |  |  | #N/A | #N/A | #N/A | #N/A | #N/A | #N/A |  |  |  | PGE_NGBA_Solar_Generic | PGE_NGBA_Solar | PGE_NGBA_Solar_24 | [6 empty] | #N/A |  | PGE_NGBA_Solar_Generic |  |  | #N/A |  |  |  |  | PGE_NGBA_Solar_Generic |  |  |  |  | #N/A |  |  |  | PGE_NGBA_Solar_Generic | PGE_NGBA_Solar | PGE_NGBA_Solar_24 | [6 empty] | #N/A |  | PGE_NGBA_Solar_Generic |  |  | #N/A |  |  |  |  | PGE_NGBA_Solar_Generic |  |  |  |  | #N/A |  |  |  | PGE_NGBA_Solar_Generic | PGE_NGBA_Solar | PGE_NGBA_Solar_24 | 0 | 0 | 0 | 0 | 0 | 0 | 0 | 0 | 0 | 0 | 0 | 0 | 0 | 0 | 0 | 0 | 0 | 0 | 0 | 0 | 0 | 0 | 0 | 0 | 0 | 0 | PG&E NGBA
PGE_NGBA_Solar_Generic | PGE_NGBA_Solar | PGE_NGBA_Solar_25 | 0 | 0 | 0 | 0 | 0 | 0 | #N/A | 0 | PGE_NGBA_Solar_Generic | 0 | 0 | #N/A | 0 | 0 | 0 | 0 | PGE_NGBA_Solar_Generic | 0 | 0 | 0 | 0 | #N/A | 0 | 0 | 0 | PGE_NGBA_Solar_Generic | PGE_NGBA_Solar | PGE_NGBA_Solar_25 | 0 | [6 empty] | #N/A |  | PGE_NGBA_Solar_Generic |  |  | #N/A |  |  |  |  | PGE_NGBA_Solar_Generic | PGE_NGBA_Solar | PGE_NGBA_Solar_25 | 0 | 0 | 0 |  |  |  | #N/A | #N/A | #N/A | [6 empty] | PGE_NGBA_Solar_Generic |  | #N/A |  |  | PGE_NGBA_Solar_Generic |  |  |  |  | #N/A | #N/A | #N/A | #N/A | #N/A | #N/A |  |  |  | PGE_NGBA_Solar_Generic | PGE_NGBA_Solar | PGE_NGBA_Solar_25 | [6 empty] | #N/A |  | PGE_NGBA_Solar_Generic |  |  | #N/A |  |  |  |  | PGE_NGBA_Solar_Generic |  |  |  |  | #N/A |  |  |  | PGE_NGBA_Solar_Generic | PGE_NGBA_Solar | PGE_NGBA_Solar_25 | [6 empty] | #N/A |  | PGE_NGBA_Solar_Generic |  |  | #N/A |  |  |  |  | PGE_NGBA_Solar_Generic |  |  |  |  | #N/A |  |  |  | PGE_NGBA_Solar_Generic | PGE_NGBA_Solar | PGE_NGBA_Solar_25 | 0 | 0 | 0 | 0 | 0 | 0 | 0 | 0 | 0 | 0 | 0 | 0 | 0 | 0 | 0 | 0 | 0 | 0 | 0 | 0 | 0 | 0 | 0 | 0 | 0 | 0 | PG&E NGBA
PGE_NGBA_Solar_Generic | PGE_NGBA_Solar | PGE_NGBA_Solar_27 | 0 | 0 | 0 | 0 | 0 | 0 | #N/A | 0 | PGE_NGBA_Solar_Generic | 0 | 0 | #N/A | 0 | 0 | 0 | 0 | PGE_NGBA_Solar_Generic | 0 | 0 | 0 | 0 | #N/A | 0 | 0 | 0 | PGE_NGBA_Solar_Generic | PGE_NGBA_Solar | PGE_NGBA_Solar_27 | 0 | [6 empty] | #N/A |  | PGE_NGBA_Solar_Generic |  |  | #N/A |  |  |  |  | PGE_NGBA_Solar_Generic | PGE_NGBA_Solar | PGE_NGBA_Solar_27 | 0 | 0 | 0 |  |  |  | #N/A | #N/A | #N/A | [6 empty] | PGE_NGBA_Solar_Generic |  | #N/A |  |  | PGE_NGBA_Solar_Generic |  |  |  |  | #N/A | #N/A | #N/A | #N/A | #N/A | #N/A |  |  |  | PGE_NGBA_Solar_Generic | PGE_NGBA_Solar | PGE_NGBA_Solar_27 | [6 empty] | #N/A |  | PGE_NGBA_Solar_Generic |  |  | #N/A |  |  |  |  | PGE_NGBA_Solar_Generic |  |  |  |  | #N/A |  |  |  | PGE_NGBA_Solar_Generic | PGE_NGBA_Solar | PGE_NGBA_Solar_27 | [6 empty] | #N/A |  | PGE_NGBA_Solar_Generic |  |  | #N/A |  |  |  |  | PGE_NGBA_Solar_Generic |  |  |  |  | #N/A |  |  |  | PGE_NGBA_Solar_Generic | PGE_NGBA_Solar | PGE_NGBA_Solar_27 | 0 | 0 | 0 | 0 | 0 | 0 | 0 | 0 | 0 | 0 | 0 | 0 | 0 | 0 | 0 | 0 | 0 | 0 | 0 | 0 | 0 | 0 | 0 | 0 | 0 | 0 | PG&E NGBA
PGE_NGBA_Solar_Generic | PGE_NGBA_Solar | PGE_NGBA_Solar_28 | 0 | 0 | 0 | 0 | 0 | 0 | #N/A | 0 | PGE_NGBA_Solar_Generic | 0 | 0 | #N/A | 0 | 0 | 0 | 0 | PGE_NGBA_Solar_Generic | 0 | 0 | 0 | 0 | #N/A | 0 | 0 | 0 | PGE_NGBA_Solar_Generic | PGE_NGBA_Solar | PGE_NGBA_Solar_28 | 0 | [6 empty] | #N/A |  | PGE_NGBA_Solar_Generic |  |  | #N/A |  |  |  |  | PGE_NGBA_Solar_Generic | PGE_NGBA_Solar | PGE_NGBA_Solar_28 | 0 | 0 | 0 |  |  |  | #N/A | #N/A | #N/A | [6 empty] | PGE_NGBA_Solar_Generic |  | #N/A |  |  | PGE_NGBA_Solar_Generic |  |  |  |  | #N/A | #N/A | #N/A | #N/A | #N/A | #N/A |  |  |  | PGE_NGBA_Solar_Generic | PGE_NGBA_Solar | PGE_NGBA_Solar_28 | [6 empty] | #N/A |  | PGE_NGBA_Solar_Generic |  |  | #N/A |  |  |  |  | PGE_NGBA_Solar_Generic |  |  |  |  | #N/A |  |  |  | PGE_NGBA_Solar_Generic | PGE_NGBA_Solar | PGE_NGBA_Solar_28 | [6 empty] | #N/A |  | PGE_NGBA_Solar_Generic |  |  | #N/A |  |  |  |  | PGE_NGBA_Solar_Generic |  |  |  |  | #N/A |  |  |  | PGE_NGBA_Solar_Generic | PGE_NGBA_Solar | PGE_NGBA_Solar_28 | 0 | 0 | 0 | 0 | 0 | 0 | 0 | 0 | 0 | 0 | 0 | 0.31289 | 0 | 0 | 0 | 0 | 0.31289 | 0 | 0 | 0 | 0 | 0.31289 | 0 | 0 | 0 | 0.31289 | PG&E NGBA
PGE_NGBA_Solar_Generic | PGE_NGBA_Solar | PGE_NGBA_Solar_33 | 0 | 0 | 0 | 0 | 0 | 0 | #N/A | 0 | PGE_NGBA_Solar_Generic | 0 | 0 | #N/A | 0 | 0 | 0 | 0 | PGE_NGBA_Solar_Generic | 0 | 0 | 0 | 0 | #N/A | 0 | 0 | 0 | PGE_NGBA_Solar_Generic | PGE_NGBA_Solar | PGE_NGBA_Solar_33 | 0 | [6 empty] | #N/A |  | PGE_NGBA_Solar_Generic |  |  | #N/A |  |  |  |  | PGE_NGBA_Solar_Generic | PGE_NGBA_Solar | PGE_NGBA_Solar_33 | 0 | 0 | 0 |  |  |  | #N/A | #N/A | #N/A | [6 empty] | PGE_NGBA_Solar_Generic |  | #N/A |  |  | PGE_NGBA_Solar_Generic |  |  |  |  | #N/A | #N/A | #N/A | #N/A | #N/A | #N/A |  |  |  | PGE_NGBA_Solar_Generic | PGE_NGBA_Solar | PGE_NGBA_Solar_33 | [6 empty] | #N/A |  | PGE_NGBA_Solar_Generic |  |  | #N/A |  |  |  |  | PGE_NGBA_Solar_Generic |  |  |  |  | #N/A |  |  |  | PGE_NGBA_Solar_Generic | PGE_NGBA_Solar | PGE_NGBA_Solar_33 | [6 empty] | #N/A |  | PGE_NGBA_Solar_Generic |  |  | #N/A |  |  |  |  | PGE_NGBA_Solar_Generic |  |  |  |  | #N/A |  |  |  | PGE_NGBA_Solar_Generic | PGE_NGBA_Solar | PGE_NGBA_Solar_33 | 0 | 0 | 0 | 0 | 0 | 0 | 0 | 0 | 0 | 0 | 0 | 0.15644 | 0 | 0 | 0 | 0 | 0.15644 | 0 | 0 | 0 | 0 | 0.15644 | 0 | 0 | 0 | 0.15644 | PG&E NGBA
PGE_NGBA_Solar_Generic | PGE_NGBA_Solar | PGE_NGBA_Solar_35 | 0 | 0 | 0 | 0 | 0 | 0 | #N/A | 0 | PGE_NGBA_Solar_Generic | 0 | 0 | #N/A | 0 | 0 | 0 | 0 | PGE_NGBA_Solar_Generic | 0 | 0 | 0 | 0 | #N/A | 0 | 0 | 0 | PGE_NGBA_Solar_Generic | PGE_NGBA_Solar | PGE_NGBA_Solar_35 | 0 | [6 empty] | #N/A |  | PGE_NGBA_Solar_Generic |  |  | #N/A |  |  |  |  | PGE_NGBA_Solar_Generic | PGE_NGBA_Solar | PGE_NGBA_Solar_35 | 0 | 0 | 0 |  |  |  | #N/A | #N/A | #N/A | [6 empty] | PGE_NGBA_Solar_Generic |  | #N/A |  |  | PGE_NGBA_Solar_Generic |  |  |  |  | #N/A | #N/A | #N/A | #N/A | #N/A | #N/A |  |  |  | PGE_NGBA_Solar_Generic | PGE_NGBA_Solar | PGE_NGBA_Solar_35 | [6 empty] | #N/A |  | PGE_NGBA_Solar_Generic |  |  | #N/A |  |  |  |  | PGE_NGBA_Solar_Generic |  |  |  |  | #N/A |  |  |  | PGE_NGBA_Solar_Generic | PGE_NGBA_Solar | PGE_NGBA_Solar_35 | [6 empty] | #N/A |  | PGE_NGBA_Solar_Generic |  |  | #N/A |  |  |  |  | PGE_NGBA_Solar_Generic |  |  |  |  | #N/A |  |  |  | PGE_NGBA_Solar_Generic | PGE_NGBA_Solar | PGE_NGBA_Solar_35 | 0 | 0 | 0 | 0 | 0 | 0 | 0 | 0 | 0 | 0 | 0 | 0 | 0 | 0 | 0 | 0 | 0 | 0 | 0 | 0 | 0 | 0 | 0 | 0 | 0 | 0 | PG&E NGBA
PGE_NGBA_Solar_Generic | PGE_NGBA_Solar | PGE_NGBA_Solar_37 | 0 | 0 | 0 | 0 | 0 | 0 | #N/A | 0 | PGE_NGBA_Solar_Generic | 0 | 0 | #N/A | 0 | 0 | 0 | 0 | PGE_NGBA_Solar_Generic | 0 | 0 | 0 | 0 | #N/A | 0 | 0 | 0 | PGE_NGBA_Solar_Generic | PGE_NGBA_Solar | PGE_NGBA_Solar_37 | 0 | [6 empty] | #N/A |  | PGE_NGBA_Solar_Generic |  |  | #N/A |  |  |  |  | PGE_NGBA_Solar_Generic | PGE_NGBA_Solar | PGE_NGBA_Solar_37 | 0 | 0 | 0 |  |  |  | #N/A | #N/A | #N/A | [6 empty] | PGE_NGBA_Solar_Generic |  | #N/A |  |  | PGE_NGBA_Solar_Generic |  |  |  |  | #N/A | #N/A | #N/A | #N/A | #N/A | #N/A |  |  |  | PGE_NGBA_Solar_Generic | PGE_NGBA_Solar | PGE_NGBA_Solar_37 | [6 empty] | #N/A |  | PGE_NGBA_Solar_Generic |  |  | #N/A |  |  |  |  | PGE_NGBA_Solar_Generic |  |  |  |  | #N/A |  |  |  | PGE_NGBA_Solar_Generic | PGE_NGBA_Solar | PGE_NGBA_Solar_37 | [6 empty] | #N/A |  | PGE_NGBA_Solar_Generic |  |  | #N/A |  |  |  |  | PGE_NGBA_Solar_Generic |  |  |  |  | #N/A |  |  |  | PGE_NGBA_Solar_Generic | PGE_NGBA_Solar | PGE_NGBA_Solar_37 | 0 | 0 | 0 | 0 | 0 | 0 | 0 | 0 | 0 | 0 | 0 | 0 | 0 | 0 | 0 | 0 | 0 | 0 | 0 | 0 | 0 | 0 | 0 | 0 | 0 | 0 | PG&E NGBA
PGE_NGBA_Solar_Generic | PGE_NGBA_Solar | PGE_NGBA_Solar_39 | 0 | 0 | 0 | 0 | 0 | 0 | #N/A | 0 | PGE_NGBA_Solar_Generic | 0 | 0 | #N/A | 0 | 0 | 0 | 0 | PGE_NGBA_Solar_Generic | 0 | 0 | 0 | 0 | #N/A | 0 | 0 | 0 | PGE_NGBA_Solar_Generic | PGE_NGBA_Solar | PGE_NGBA_Solar_39 | 0 | [6 empty] | #N/A |  | PGE_NGBA_Solar_Generic |  |  | #N/A |  |  |  |  | PGE_NGBA_Solar_Generic | PGE_NGBA_Solar | PGE_NGBA_Solar_39 | 0 | 0 | 0 |  |  |  | #N/A | #N/A | #N/A | [6 empty] | PGE_NGBA_Solar_Generic |  | #N/A |  |  | PGE_NGBA_Solar_Generic |  |  |  |  | #N/A | #N/A | #N/A | #N/A | #N/A | #N/A |  |  |  | PGE_NGBA_Solar_Generic | PGE_NGBA_Solar | PGE_NGBA_Solar_39 | [6 empty] | #N/A |  | PGE_NGBA_Solar_Generic |  |  | #N/A |  |  |  |  | PGE_NGBA_Solar_Generic |  |  |  |  | #N/A |  |  |  | PGE_NGBA_Solar_Generic | PGE_NGBA_Solar | PGE_NGBA_Solar_39 | [6 empty] | #N/A |  | PGE_NGBA_Solar_Generic |  |  | #N/A |  |  |  |  | PGE_NGBA_Solar_Generic |  |  |  |  | #N/A |  |  |  | PGE_NGBA_Solar_Generic | PGE_NGBA_Solar | PGE_NGBA_Solar_39 | 0 | 0 | 0 | 0 | 0 | 0 | 0 | 0 | 0 | 0 | 0 | 0.062333 | 0 | 0 | 0 | 0 | 0.062333 | 0 | 0 | 0 | 0 | 0.062333 | 0 | 0 | 0 | 0.062333 | PG&E NGBA
PGE_NGBA_Solar_Generic | PGE_NGBA_Solar | PGE_NGBA_Solar_47 | 0 | 0 | 0 | 0 | 0 | 0 | #N/A | 0 | PGE_NGBA_Solar_Generic | 0 | 0 | #N/A | 0 | 0 | 0 | 0 | PGE_NGBA_Solar_Generic | 0 | 0 | 0 | 0 | #N/A | 0 | 0 | 0 | PGE_NGBA_Solar_Generic | PGE_NGBA_Solar | PGE_NGBA_Solar_47 | 0 | [6 empty] | #N/A |  | PGE_NGBA_Solar_Generic |  |  | #N/A |  |  |  |  | PGE_NGBA_Solar_Generic | PGE_NGBA_Solar | PGE_NGBA_Solar_47 | 0 | 0 | 0 |  |  |  | #N/A | #N/A | #N/A | [6 empty] | PGE_NGBA_Solar_Generic |  | #N/A |  |  | PGE_NGBA_Solar_Generic |  |  |  |  | #N/A | #N/A | #N/A | #N/A | #N/A | #N/A |  |  |  | PGE_NGBA_Solar_Generic | PGE_NGBA_Solar | PGE_NGBA_Solar_47 | [6 empty] | #N/A |  | PGE_NGBA_Solar_Generic |  |  | #N/A |  |  |  |  | PGE_NGBA_Solar_Generic |  |  |  |  | #N/A |  |  |  | PGE_NGBA_Solar_Generic | PGE_NGBA_Solar | PGE_NGBA_Solar_47 | [6 empty] | #N/A |  | PGE_NGBA_Solar_Generic |  |  | #N/A |  |  |  |  | PGE_NGBA_Solar_Generic |  |  |  |  | #N/A |  |  |  | PGE_NGBA_Solar_Generic | PGE_NGBA_Solar | PGE_NGBA_Solar_47 | 0 | 0 | 0 | 0 | 0 | 0 | 0 | 0 | 0 | 0 | 0 | 0.016242 | 0 | 0 | 0 | 0 | 0.016242 | 0 | 0 | 0 | 0 | 0.016242 | 0 | 0 | 0 | 0.016242 | PG&E NGBA
PGE_NGBA_Solar_Generic | PGE_NGBA_Solar | PGE_NGBA_Solar_52 | 0 | 0 | 0 | 0 | 0 | 0 | #N/A | 0 | PGE_NGBA_Solar_Generic | 0 | 0 | #N/A | 0 | 0 | 0 | 0 | PGE_NGBA_Solar_Generic | 0 | 0 | 0 | 0 | #N/A | 0 | 0 | 0 | PGE_NGBA_Solar_Generic | PGE_NGBA_Solar | PGE_NGBA_Solar_52 | 0 | [6 empty] | #N/A |  | PGE_NGBA_Solar_Generic |  |  | #N/A |  |  |  |  | PGE_NGBA_Solar_Generic | PGE_NGBA_Solar | PGE_NGBA_Solar_52 | 0 | 0 | 0 |  |  |  | #N/A | #N/A | #N/A | [6 empty] | PGE_NGBA_Solar_Generic |  | #N/A |  |  | PGE_NGBA_Solar_Generic |  |  |  |  | #N/A | #N/A | #N/A | #N/A | #N/A | #N/A |  |  |  | PGE_NGBA_Solar_Generic | PGE_NGBA_Solar | PGE_NGBA_Solar_52 | [6 empty] | #N/A |  | PGE_NGBA_Solar_Generic |  |  | #N/A |  |  |  |  | PGE_NGBA_Solar_Generic |  |  |  |  | #N/A |  |  |  | PGE_NGBA_Solar_Generic | PGE_NGBA_Solar | PGE_NGBA_Solar_52 | [6 empty] | #N/A |  | PGE_NGBA_Solar_Generic |  |  | #N/A |  |  |  |  | PGE_NGBA_Solar_Generic |  |  |  |  | #N/A |  |  |  | PGE_NGBA_Solar_Generic | PGE_NGBA_Solar | PGE_NGBA_Solar_52 | 0 | 0 | 0 | 0 | 0 | 0 | 0 | 0 | 0 | 0 | 0 | 0 | 0 | 0 | 0 | 0 | 0 | 0 | 0 | 0 | 0 | 0 | 0 | 0 | 0 | 0 | PG&E NGBA
PGE_NGBA_Solar_Generic | PGE_NGBA_Solar | PGE_NGBA_Solar_55 | 0 | 0 | 0 | 0 | 0 | 0 | #N/A | 0 | PGE_NGBA_Solar_Generic | 0 | 0 | #N/A | 0 | 0 | 0 | 0 | PGE_NGBA_Solar_Generic | 0 | 0 | 0 | 0 | #N/A | 0 | 0 | 0 | PGE_NGBA_Solar_Generic | PGE_NGBA_Solar | PGE_NGBA_Solar_55 | 0 | [6 empty] | #N/A |  | PGE_NGBA_Solar_Generic |  |  | #N/A |  |  |  |  | PGE_NGBA_Solar_Generic | PGE_NGBA_Solar | PGE_NGBA_Solar_55 | 0 | 0 | 0 |  |  |  | #N/A | #N/A | #N/A | [6 empty] | PGE_NGBA_Solar_Generic |  | #N/A |  |  | PGE_NGBA_Solar_Generic |  |  |  |  | #N/A | #N/A | #N/A | #N/A | #N/A | #N/A |  |  |  | PGE_NGBA_Solar_Generic | PGE_NGBA_Solar | PGE_NGBA_Solar_55 | [6 empty] | #N/A |  | PGE_NGBA_Solar_Generic |  |  | #N/A |  |  |  |  | PGE_NGBA_Solar_Generic |  |  |  |  | #N/A |  |  |  | PGE_NGBA_Solar_Generic | PGE_NGBA_Solar | PGE_NGBA_Solar_55 | [6 empty] | #N/A |  | PGE_NGBA_Solar_Generic |  |  | #N/A |  |  |  |  | PGE_NGBA_Solar_Generic |  |  |  |  | #N/A |  |  |  | PGE_NGBA_Solar_Generic | PGE_NGBA_Solar | PGE_NGBA_Solar_55 | 0 | 0 | 0 | 0 | 0 | 0 | 0 | 0 | 0 | 0 | 0 | 0 | 0 | 0 | 0 | 0 | 0 | 0 | 0 | 0 | 0 | 0 | 0 | 0 | 0 | 0 | PG&E NGBA
PGE_NGBA_Solar_Generic | PGE_NGBA_Solar | PGE_NGBA_Solar_57 | 0 | 0 | 0 | 0 | 0 | 0 | #N/A | 0 | PGE_NGBA_Solar_Generic | 0 | 0 | #N/A | 0 | 0 | 0 | 0 | PGE_NGBA_Solar_Generic | 0 | 0 | 0 | 0 | #N/A | 0 | 0 | 0 | PGE_NGBA_Solar_Generic | PGE_NGBA_Solar | PGE_NGBA_Solar_57 | 0 | [6 empty] | #N/A |  | PGE_NGBA_Solar_Generic |  |  | #N/A |  |  |  |  | PGE_NGBA_Solar_Generic | PGE_NGBA_Solar | PGE_NGBA_Solar_57 | 0 | 0 | 0 |  |  |  | #N/A | #N/A | #N/A | [6 empty] | PGE_NGBA_Solar_Generic |  | #N/A |  |  | PGE_NGBA_Solar_Generic |  |  |  |  | #N/A | #N/A | #N/A | #N/A | #N/A | #N/A |  |  |  | PGE_NGBA_Solar_Generic | PGE_NGBA_Solar | PGE_NGBA_Solar_57 | [6 empty] | #N/A |  | PGE_NGBA_Solar_Generic |  |  | #N/A |  |  |  |  | PGE_NGBA_Solar_Generic |  |  |  |  | #N/A |  |  |  | PGE_NGBA_Solar_Generic | PGE_NGBA_Solar | PGE_NGBA_Solar_57 | [6 empty] | #N/A |  | PGE_NGBA_Solar_Generic |  |  | #N/A |  |  |  |  | PGE_NGBA_Solar_Generic |  |  |  |  | #N/A |  |  |  | PGE_NGBA_Solar_Generic | PGE_NGBA_Solar | PGE_NGBA_Solar_57 | 0 | 0 | 0 | 0 | 0 | 0 | 0 | 0 | 0 | 0 | 0 | 0 | 0 | 0 | 0 | 0 | 0 | 0 | 0 | 0 | 0 | 0 | 0 | 0 | 0 | 0 | PG&E NGBA
PGE_NGBA_Solar_Generic | PGE_NGBA_Solar | PGE_NGBA_Solar_58 | 0 | 0 | 0 | 0 | 0 | 0 | #N/A | 0 | PGE_NGBA_Solar_Generic | 0 | 0 | #N/A | 0 | 0 | 0 | 0 | PGE_NGBA_Solar_Generic | 0 | 0 | 0 | 0 | #N/A | 0 | 0 | 0 | PGE_NGBA_Solar_Generic | PGE_NGBA_Solar | PGE_NGBA_Solar_58 | 0 | [6 empty] | #N/A |  | PGE_NGBA_Solar_Generic |  |  | #N/A |  |  |  |  | PGE_NGBA_Solar_Generic | PGE_NGBA_Solar | PGE_NGBA_Solar_58 | 0 | 0 | 0 |  |  |  | #N/A | #N/A | #N/A | [6 empty] | PGE_NGBA_Solar_Generic |  | #N/A |  |  | PGE_NGBA_Solar_Generic |  |  |  |  | #N/A | #N/A | #N/A | #N/A | #N/A | #N/A |  |  |  | PGE_NGBA_Solar_Generic | PGE_NGBA_Solar | PGE_NGBA_Solar_58 | [6 empty] | #N/A |  | PGE_NGBA_Solar_Generic |  |  | #N/A |  |  |  |  | PGE_NGBA_Solar_Generic |  |  |  |  | #N/A |  |  |  | PGE_NGBA_Solar_Generic | PGE_NGBA_Solar | PGE_NGBA_Solar_58 | [6 empty] | #N/A |  | PGE_NGBA_Solar_Generic |  |  | #N/A |  |  |  |  | PGE_NGBA_Solar_Generic |  |  |  |  | #N/A |  |  |  | PGE_NGBA_Solar_Generic | PGE_NGBA_Solar | PGE_NGBA_Solar_58 | 0 | 0 | 0 | 0 | 0 | 0 | 0 | 0 | 0 | 0 | 0 | 0 | 0 | 0 | 0 | 0 | 0 | 0 | 0 | 0 | 0 | 0 | 0 | 0 | 0 | 0 | PG&E NGBA
PGE_NGBA_Solar_Generic | PGE_NGBA_Solar | PGE_NGBA_Solar_60 | 0 | 0 | 0 | 0 | 0 | 0 | #N/A | 0 | PGE_NGBA_Solar_Generic | 0 | 0 | #N/A | 0 | 0 | 0 | 0 | PGE_NGBA_Solar_Generic | 0 | 0 | 0 | 0 | #N/A | 0 | 0 | 0 | PGE_NGBA_Solar_Generic | PGE_NGBA_Solar | PGE_NGBA_Solar_60 | 0 | [6 empty] | #N/A |  | PGE_NGBA_Solar_Generic |  |  | #N/A |  |  |  |  | PGE_NGBA_Solar_Generic | PGE_NGBA_Solar | PGE_NGBA_Solar_60 | 0 | 0 | 0 |  |  |  | #N/A | #N/A | #N/A | [6 empty] | PGE_NGBA_Solar_Generic |  | #N/A |  |  | PGE_NGBA_Solar_Generic |  |  |  |  | #N/A | #N/A | #N/A | #N/A | #N/A | #N/A |  |  |  | PGE_NGBA_Solar_Generic | PGE_NGBA_Solar | PGE_NGBA_Solar_60 | [6 empty] | #N/A |  | PGE_NGBA_Solar_Generic |  |  | #N/A |  |  |  |  | PGE_NGBA_Solar_Generic |  |  |  |  | #N/A |  |  |  | PGE_NGBA_Solar_Generic | PGE_NGBA_Solar | PGE_NGBA_Solar_60 | [6 empty] | #N/A |  | PGE_NGBA_Solar_Generic |  |  | #N/A |  |  |  |  | PGE_NGBA_Solar_Generic |  |  |  |  | #N/A |  |  |  | PGE_NGBA_Solar_Generic | PGE_NGBA_Solar | PGE_NGBA_Solar_60 | 0 | 0 | 0 | 0 | 0 | 0 | 0.022 | 0 | 0.022 | 0 | 0 | 0.1492 | 0 | 0 | 0 | 0 | 0.1492 | 0 | 0 | 0 | 0 | 0.1492 | 0 | 0 | 0 | 0.1492 | PG&E NGBA
PGE_NGBA_Solar_Generic | PGE_NGBA_Solar | PGE_NGBA_Solar_61 | 0 | 0 | 0 | 0 | 0 | 0 | #N/A | 0 | PGE_NGBA_Solar_Generic | 0 | 0 | #N/A | 0 | 0 | 0 | 0 | PGE_NGBA_Solar_Generic | 0 | 0 | 0 | 0 | #N/A | 0 | 0 | 0 | PGE_NGBA_Solar_Generic | PGE_NGBA_Solar | PGE_NGBA_Solar_61 | 0 | [6 empty] | #N/A |  | PGE_NGBA_Solar_Generic |  |  | #N/A |  |  |  |  | PGE_NGBA_Solar_Generic | PGE_NGBA_Solar | PGE_NGBA_Solar_61 | 0 | 0 | 0 |  |  |  | #N/A | #N/A | #N/A | [6 empty] | PGE_NGBA_Solar_Generic |  | #N/A |  |  | PGE_NGBA_Solar_Generic |  |  |  |  | #N/A | #N/A | #N/A | #N/A | #N/A | #N/A |  |  |  | PGE_NGBA_Solar_Generic | PGE_NGBA_Solar | PGE_NGBA_Solar_61 | [6 empty] | #N/A |  | PGE_NGBA_Solar_Generic |  |  | #N/A |  |  |  |  | PGE_NGBA_Solar_Generic |  |  |  |  | #N/A |  |  |  | PGE_NGBA_Solar_Generic | PGE_NGBA_Solar | PGE_NGBA_Solar_61 | [6 empty] | #N/A |  | PGE_NGBA_Solar_Generic |  |  | #N/A |  |  |  |  | PGE_NGBA_Solar_Generic |  |  |  |  | #N/A |  |  |  | PGE_NGBA_Solar_Generic | PGE_NGBA_Solar | PGE_NGBA_Solar_61 | 0 | 0 | 0 | 0 | 0 | 0 | 0 | 0 | 0 | 0 | 0 | 0 | 0 | 0 | 0 | 0 | 0 | 0 | 0 | 0 | 0 | 0 | 0 | 0 | 0 | 0 | PG&E NGBA
PGE_NGBA_Solar_Generic | PGE_NGBA_Solar | PGE_NGBA_Solar_62 | 0 | 0 | 0 | 0 | 0 | 0 | #N/A | 0 | PGE_NGBA_Solar_Generic | 0 | 0 | #N/A | 0 | 0 | 0 | 0 | PGE_NGBA_Solar_Generic | 0 | 0 | 0 | 0 | #N/A | 0 | 0 | 0 | PGE_NGBA_Solar_Generic | PGE_NGBA_Solar | PGE_NGBA_Solar_62 | 0 | [6 empty] | #N/A |  | PGE_NGBA_Solar_Generic |  |  | #N/A |  |  |  |  | PGE_NGBA_Solar_Generic | PGE_NGBA_Solar | PGE_NGBA_Solar_62 | 0 | 0 | 0 |  |  |  | #N/A | #N/A | #N/A | [6 empty] | PGE_NGBA_Solar_Generic |  | #N/A |  |  | PGE_NGBA_Solar_Generic |  |  |  |  | #N/A | #N/A | #N/A | #N/A | #N/A | #N/A |  |  |  | PGE_NGBA_Solar_Generic | PGE_NGBA_Solar | PGE_NGBA_Solar_62 | [6 empty] | #N/A |  | PGE_NGBA_Solar_Generic |  |  | #N/A |  |  |  |  | PGE_NGBA_Solar_Generic |  |  |  |  | #N/A |  |  |  | PGE_NGBA_Solar_Generic | PGE_NGBA_Solar | PGE_NGBA_Solar_62 | [6 empty] | #N/A |  | PGE_NGBA_Solar_Generic |  |  | #N/A |  |  |  |  | PGE_NGBA_Solar_Generic |  |  |  |  | #N/A |  |  |  | PGE_NGBA_Solar_Generic | PGE_NGBA_Solar | PGE_NGBA_Solar_62 | 0 | 0 | 0 | 0 | 0 | 0 | 0 | 0 | 0 | 0 | 0 | 0 | 0 | 0 | 0 | 0 | 0 | 0 | 0 | 0 | 0 | 0 | 0 | 0 | 0 | 0 | PG&E NGBA
PGE_NGBA_Solar_Generic | PGE_NGBA_Solar | PGE_NGBA_Solar_67 | 0 | 0 | 0 | 0 | 0 | 0 | #N/A | 0 | PGE_NGBA_Solar_Generic | 0 | 0 | #N/A | 0 | 0 | 0 | 0 | PGE_NGBA_Solar_Generic | 0 | 0 | 0 | 0 | #N/A | 0 | 0 | 0 | PGE_NGBA_Solar_Generic | PGE_NGBA_Solar | PGE_NGBA_Solar_67 | 0 | [6 empty] | #N/A |  | PGE_NGBA_Solar_Generic |  |  | #N/A |  |  |  |  | PGE_NGBA_Solar_Generic | PGE_NGBA_Solar | PGE_NGBA_Solar_67 | 0 | 0 | 0 |  |  |  | #N/A | #N/A | #N/A | [6 empty] | PGE_NGBA_Solar_Generic |  | #N/A |  |  | PGE_NGBA_Solar_Generic |  |  |  |  | #N/A | #N/A | #N/A | #N/A | #N/A | #N/A |  |  |  | PGE_NGBA_Solar_Generic | PGE_NGBA_Solar | PGE_NGBA_Solar_67 | [6 empty] | #N/A |  | PGE_NGBA_Solar_Generic |  |  | #N/A |  |  |  |  | PGE_NGBA_Solar_Generic |  |  |  |  | #N/A |  |  |  | PGE_NGBA_Solar_Generic | PGE_NGBA_Solar | PGE_NGBA_Solar_67 | [6 empty] | #N/A |  | PGE_NGBA_Solar_Generic |  |  | #N/A |  |  |  |  | PGE_NGBA_Solar_Generic |  |  |  |  | #N/A |  |  |  | PGE_NGBA_Solar_Generic | PGE_NGBA_Solar | PGE_NGBA_Solar_67 | 0 | 0 | 0 | 0 | 0 | 0 | 0 | 0 | 0 | 0 | 0 | 0 | 0 | 0 | 0 | 0 | 0 | 0 | 0 | 0 | 0 | 0 | 0 | 0 | 0 | 0 | PG&E NGBA
PGE_NGBA_Solar_Generic | PGE_NGBA_Solar | PGE_NGBA_Solar_7 | 0 | 0 | 0 | 0 | 0 | 0 | #N/A | 0 | PGE_NGBA_Solar_Generic | 0 | 0 | #N/A | 0 | 0 | 0 | 0 | PGE_NGBA_Solar_Generic | 0 | 0 | 0 | 0 | #N/A | 0 | 0 | 0 | PGE_NGBA_Solar_Generic | PGE_NGBA_Solar | PGE_NGBA_Solar_7 | 0 | [6 empty] | #N/A |  | PGE_NGBA_Solar_Generic |  |  | #N/A |  |  |  |  | PGE_NGBA_Solar_Generic | PGE_NGBA_Solar | PGE_NGBA_Solar_7 | 0 | 0 | 0 |  |  |  | #N/A | #N/A | #N/A | [6 empty] | PGE_NGBA_Solar_Generic |  | #N/A |  |  | PGE_NGBA_Solar_Generic |  |  |  |  | #N/A | #N/A | #N/A | #N/A | #N/A | #N/A |  |  |  | PGE_NGBA_Solar_Generic | PGE_NGBA_Solar | PGE_NGBA_Solar_7 | [6 empty] | #N/A |  | PGE_NGBA_Solar_Generic |  |  | #N/A |  |  |  |  | PGE_NGBA_Solar_Generic |  |  |  |  | #N/A |  |  |  | PGE_NGBA_Solar_Generic | PGE_NGBA_Solar | PGE_NGBA_Solar_7 | [6 empty] | #N/A |  | PGE_NGBA_Solar_Generic |  |  | #N/A |  |  |  |  | PGE_NGBA_Solar_Generic |  |  |  |  | #N/A |  |  |  | PGE_NGBA_Solar_Generic | PGE_NGBA_Solar | PGE_NGBA_Solar_7 | 0 | 0 | 0 | 0 | 0 | 0 | 0 | 0 | 0 | 0 | 0 | 0 | 0 | 0 | 0 | 0 | 0 | 0 | 0 | 0 | 0 | 0 | 0 | 0 | 0 | 0 | PG&E NGBA
PGE_NGBA_Solar_Generic | PGE_NGBA_Solar | PGE_NGBA_Solar_8 | 0 | 0 | 0 | 0 | 0 | 0 | #N/A | 0 | PGE_NGBA_Solar_Generic | 0 | 0 | #N/A | 0 | 0 | 0 | 0 | PGE_NGBA_Solar_Generic | 0 | 0 | 0 | 0 | #N/A | 0 | 0 | 0 | PGE_NGBA_Solar_Generic | PGE_NGBA_Solar | PGE_NGBA_Solar_8 | 0 | [6 empty] | #N/A |  | PGE_NGBA_Solar_Generic |  |  | #N/A |  |  |  |  | PGE_NGBA_Solar_Generic | PGE_NGBA_Solar | PGE_NGBA_Solar_8 | 0 | 0 | 0 |  |  |  | #N/A | #N/A | #N/A | [6 empty] | PGE_NGBA_Solar_Generic |  | #N/A |  |  | PGE_NGBA_Solar_Generic |  |  |  |  | #N/A | #N/A | #N/A | #N/A | #N/A | #N/A |  |  |  | PGE_NGBA_Solar_Generic | PGE_NGBA_Solar | PGE_NGBA_Solar_8 | [6 empty] | #N/A |  | PGE_NGBA_Solar_Generic |  |  | #N/A |  |  |  |  | PGE_NGBA_Solar_Generic |  |  |  |  | #N/A |  |  |  | PGE_NGBA_Solar_Generic | PGE_NGBA_Solar | PGE_NGBA_Solar_8 | [6 empty] | #N/A |  | PGE_NGBA_Solar_Generic |  |  | #N/A |  |  |  |  | PGE_NGBA_Solar_Generic |  |  |  |  | #N/A |  |  |  | PGE_NGBA_Solar_Generic | PGE_NGBA_Solar | PGE_NGBA_Solar_8 | 0 | 0 | 0 | 0 | 0 | 0 | 0 | 0 | 0 | 0 | 0 | 0.21154 | 0 | 0 | 0 | 0 | 0.21154 | 0 | 0 | 0 | 0 | 0.21154 | 0 | 0 | 0 | 0.21154 | PG&E NGBA
PGE_NGBA_Solar_Generic | PGE_NGBA_Solar | PGE_NGBA_Solar_9 | 0 | 0 | 0 | 0 | 0 | 0 | #N/A | 0 | PGE_NGBA_Solar_Generic | 0 | 0 | #N/A | 0 | 0 | 0 | 0 | PGE_NGBA_Solar_Generic | 0 | 0 | 0 | 0 | #N/A | 0 | 0 | 0 | PGE_NGBA_Solar_Generic | PGE_NGBA_Solar | PGE_NGBA_Solar_9 | 0 | [6 empty] | #N/A |  | PGE_NGBA_Solar_Generic |  |  | #N/A |  |  |  |  | PGE_NGBA_Solar_Generic | PGE_NGBA_Solar | PGE_NGBA_Solar_9 | 0 | 0 | 0 |  |  |  | #N/A | #N/A | #N/A | [6 empty] | PGE_NGBA_Solar_Generic |  | #N/A |  |  | PGE_NGBA_Solar_Generic |  |  |  |  | #N/A | #N/A | #N/A | #N/A | #N/A | #N/A |  |  |  | PGE_NGBA_Solar_Generic | PGE_NGBA_Solar | PGE_NGBA_Solar_9 | [6 empty] | #N/A |  | PGE_NGBA_Solar_Generic |  |  | #N/A |  |  |  |  | PGE_NGBA_Solar_Generic |  |  |  |  | #N/A |  |  |  | PGE_NGBA_Solar_Generic | PGE_NGBA_Solar | PGE_NGBA_Solar_9 | [6 empty] | #N/A |  | PGE_NGBA_Solar_Generic |  |  | #N/A |  |  |  |  | PGE_NGBA_Solar_Generic |  |  |  |  | #N/A |  |  |  | PGE_NGBA_Solar_Generic | PGE_NGBA_Solar | PGE_NGBA_Solar_9 | 0 | 0 | 0 | 0 | 0 | 0 | 0 | 0 | 0 | 0 | 0 | 0 | 0 | 0 | 0 | 0 | 0 | 0 | 0 | 0 | 0 | 0 | 0 | 0 | 0 | 0 | PG&E NGBA
PGE_NGBA_Wind_Generic | PGE_NGBA_Wind | PGE_NGBA_Wind_1 | 0 | 0 | 0 | 0 | 0 | 0 | #N/A | 0 | PGE_NGBA_Wind_Generic | 0 | 0 | #N/A | 0 | 0 | 0 | 0 | PGE_NGBA_Wind_Generic | 0 | 0 | 0 | 0 | #N/A | 0 | 0 | 0 | PGE_NGBA_Wind_Generic | PGE_NGBA_Wind | PGE_NGBA_Wind_1 | 0 | [6 empty] | #N/A |  | PGE_NGBA_Wind_Generic |  |  | #N/A |  |  |  |  | PGE_NGBA_Wind_Generic | PGE_NGBA_Wind | PGE_NGBA_Wind_1 | 0 | 0 | 0 |  |  |  | #N/A | #N/A | #N/A | [6 empty] | PGE_NGBA_Wind_Generic |  | #N/A |  |  | PGE_NGBA_Wind_Generic |  |  |  |  | #N/A | #N/A | #N/A | #N/A | #N/A | #N/A |  |  |  | PGE_NGBA_Wind_Generic | PGE_NGBA_Wind | PGE_NGBA_Wind_1 | [6 empty] | #N/A |  | PGE_NGBA_Wind_Generic |  |  | #N/A |  |  |  |  | PGE_NGBA_Wind_Generic |  |  |  |  | #N/A |  |  |  | PGE_NGBA_Wind_Generic | PGE_NGBA_Wind | PGE_NGBA_Wind_1 | [6 empty] | #N/A |  | PGE_NGBA_Wind_Generic |  |  | #N/A |  |  |  |  | PGE_NGBA_Wind_Generic |  |  |  |  | #N/A |  |  |  | PGE_NGBA_Wind_Generic | PGE_NGBA_Wind | PGE_NGBA_Wind_1 | 0 | 0 | 0 | 0 | 0 | 0 | 0 | 0 | 0 | 0 | 0 | 0 | 0 | 0 | 0 | 0 | 0 | 0 | 0 | 0 | 0 | 0.87882 | 0 | 0 | 0 | 0.87882 | PG&E NGBA
PGE_NGBA_Wind_Generic | PGE_NGBA_Wind | PGE_NGBA_Wind_19 | 0 | 0 | 0 | 0 | 0 | 0 | #N/A | 0 | PGE_NGBA_Wind_Generic | 0 | 0 | #N/A | 0 | 0 | 0 | 0 | PGE_NGBA_Wind_Generic | 0 | 0 | 0 | 0 | #N/A | 0 | 0 | 0 | PGE_NGBA_Wind_Generic | PGE_NGBA_Wind | PGE_NGBA_Wind_19 | 0 | [6 empty] | #N/A |  | PGE_NGBA_Wind_Generic |  |  | #N/A |  |  |  |  | PGE_NGBA_Wind_Generic | PGE_NGBA_Wind | PGE_NGBA_Wind_19 | 0 | 0 | 0 |  |  |  | #N/A | #N/A | #N/A | [6 empty] | PGE_NGBA_Wind_Generic |  | #N/A |  |  | PGE_NGBA_Wind_Generic |  |  |  |  | #N/A | #N/A | #N/A | #N/A | #N/A | #N/A |  |  |  | PGE_NGBA_Wind_Generic | PGE_NGBA_Wind | PGE_NGBA_Wind_19 | [6 empty] | #N/A |  | PGE_NGBA_Wind_Generic |  |  | #N/A |  |  |  |  | PGE_NGBA_Wind_Generic |  |  |  |  | #N/A |  |  |  | PGE_NGBA_Wind_Generic | PGE_NGBA_Wind | PGE_NGBA_Wind_19 | [6 empty] | #N/A |  | PGE_NGBA_Wind_Generic |  |  | #N/A |  |  |  |  | PGE_NGBA_Wind_Generic |  |  |  |  | #N/A |  |  |  | PGE_NGBA_Wind_Generic | PGE_NGBA_Wind | PGE_NGBA_Wind_19 | 0 | 0 | 0 | 0 | 0 | 0 | 0 | 0 | 0 | 0 | 0 | 0 | 0 | 0 | 0 | 0 | 0 | 0 | 0 | 0 | 0 | 0.07136 | 0 | 0 | 0 | 0.07136 | PG&E NGBA
PGE_NGBA_Wind_Generic | PGE_NGBA_Wind | PGE_NGBA_Wind_2 | 0 | 0 | 0 | 0 | 0 | 0 | #N/A | 0 | PGE_NGBA_Wind_Generic | 0 | 0 | #N/A | 0 | 0 | 0 | 0 | PGE_NGBA_Wind_Generic | 0 | 0 | 0 | 0 | #N/A | 0 | 0 | 0 | PGE_NGBA_Wind_Generic | PGE_NGBA_Wind | PGE_NGBA_Wind_2 | 0 | [6 empty] | #N/A |  | PGE_NGBA_Wind_Generic |  |  | #N/A |  |  |  |  | PGE_NGBA_Wind_Generic | PGE_NGBA_Wind | PGE_NGBA_Wind_2 | 0 | 0 | 0 |  |  |  | #N/A | #N/A | #N/A | [6 empty] | PGE_NGBA_Wind_Generic |  | #N/A |  |  | PGE_NGBA_Wind_Generic |  |  |  |  | #N/A | #N/A | #N/A | #N/A | #N/A | #N/A |  |  |  | PGE_NGBA_Wind_Generic | PGE_NGBA_Wind | PGE_NGBA_Wind_2 | [6 empty] | #N/A |  | PGE_NGBA_Wind_Generic |  |  | #N/A |  |  |  |  | PGE_NGBA_Wind_Generic |  |  |  |  | #N/A |  |  |  | PGE_NGBA_Wind_Generic | PGE_NGBA_Wind | PGE_NGBA_Wind_2 | [6 empty] | #N/A |  | PGE_NGBA_Wind_Generic |  |  | #N/A |  |  |  |  | PGE_NGBA_Wind_Generic |  |  |  |  | #N/A |  |  |  | PGE_NGBA_Wind_Generic | PGE_NGBA_Wind | PGE_NGBA_Wind_2 | 0 | 0 | 0 | 0 | 0 | 0 | 0 | 0 | 0 | 0 | 0 | 9.7344e-05 | 0 | 0 | 0 | 0 | 9.7344e-05 | 0 | 0 | 0 | 0 | 0.010132 | 0 | 0 | 0 | 0.010132 | PG&E NGBA
PGE_NGBA_Wind_Generic | PGE_NGBA_Wind | PGE_NGBA_Wind_21 | 0 | 0 | 0 | 0 | 0 | 0 | #N/A | 0 | PGE_NGBA_Wind_Generic | 0 | 0 | #N/A | 0 | 0 | 0 | 0 | PGE_NGBA_Wind_Generic | 0 | 0 | 0 | 0 | #N/A | 0 | 0 | 0 | PGE_NGBA_Wind_Generic | PGE_NGBA_Wind | PGE_NGBA_Wind_21 | 0 | [6 empty] | #N/A |  | PGE_NGBA_Wind_Generic |  |  | #N/A |  |  |  |  | PGE_NGBA_Wind_Generic | PGE_NGBA_Wind | PGE_NGBA_Wind_21 | 0 | 0 | 0 |  |  |  | #N/A | #N/A | #N/A | [6 empty] | PGE_NGBA_Wind_Generic |  | #N/A |  |  | PGE_NGBA_Wind_Generic |  |  |  |  | #N/A | #N/A | #N/A | #N/A | #N/A | #N/A |  |  |  | PGE_NGBA_Wind_Generic | PGE_NGBA_Wind | PGE_NGBA_Wind_21 | [6 empty] | #N/A |  | PGE_NGBA_Wind_Generic |  |  | #N/A |  |  |  |  | PGE_NGBA_Wind_Generic |  |  |  |  | #N/A |  |  |  | PGE_NGBA_Wind_Generic | PGE_NGBA_Wind | PGE_NGBA_Wind_21 | [6 empty] | #N/A |  | PGE_NGBA_Wind_Generic |  |  | #N/A |  |  |  |  | PGE_NGBA_Wind_Generic |  |  |  |  | #N/A |  |  |  | PGE_NGBA_Wind_Generic | PGE_NGBA_Wind | PGE_NGBA_Wind_21 | 0 | 0 | 0 | 0 | 0 | 0 | 0 | 0 | 0 | 0 | 0 | 0 | 0 | 0 | 0 | 0 | 0 | 0 | 0 | 0 | 0 | 0.191 | 0 | 0 | 0 | 0.191 | PG&E NGBA
PGE_NGBA_Wind_Generic | PGE_NGBA_Wind | PGE_NGBA_Wind_27 | 0 | 0 | 0 | 0 | 0 | 0 | #N/A | 0 | PGE_NGBA_Wind_Generic | 0 | 0 | #N/A | 0 | 0 | 0 | 0 | PGE_NGBA_Wind_Generic | 0 | 0 | 0 | 0 | #N/A | 0 | 0 | 0 | PGE_NGBA_Wind_Generic | PGE_NGBA_Wind | PGE_NGBA_Wind_27 | 0 | [6 empty] | #N/A |  | PGE_NGBA_Wind_Generic |  |  | #N/A |  |  |  |  | PGE_NGBA_Wind_Generic | PGE_NGBA_Wind | PGE_NGBA_Wind_27 | 0 | 0 | 0 |  |  |  | #N/A | #N/A | #N/A | [6 empty] | PGE_NGBA_Wind_Generic |  | #N/A |  |  | PGE_NGBA_Wind_Generic |  |  |  |  | #N/A | #N/A | #N/A | #N/A | #N/A | #N/A |  |  |  | PGE_NGBA_Wind_Generic | PGE_NGBA_Wind | PGE_NGBA_Wind_27 | [6 empty] | #N/A |  | PGE_NGBA_Wind_Generic |  |  | #N/A |  |  |  |  | PGE_NGBA_Wind_Generic |  |  |  |  | #N/A |  |  |  | PGE_NGBA_Wind_Generic | PGE_NGBA_Wind | PGE_NGBA_Wind_27 | [6 empty] | #N/A |  | PGE_NGBA_Wind_Generic |  |  | #N/A |  |  |  |  | PGE_NGBA_Wind_Generic |  |  |  |  | #N/A |  |  |  | PGE_NGBA_Wind_Generic | PGE_NGBA_Wind | PGE_NGBA_Wind_27 | 0 | 0 | 0 | 0 | 0 | 0 | 0 | 0 | 0 | 0 | 0 | 0 | 0 | 0 | 0 | 0 | 0 | 0 | 0 | 0 | 0 | 0.085014 | 0 | 0 | 0 | 0.085014 | PG&E NGBA
PGE_NGBA_Wind_Generic | PGE_NGBA_Wind | PGE_NGBA_Wind_28 | 0 | 0 | 0 | 0 | 0 | 0 | #N/A | 0 | PGE_NGBA_Wind_Generic | 0 | 0 | #N/A | 0 | 0 | 0 | 0 | PGE_NGBA_Wind_Generic | 0 | 0 | 0 | 0 | #N/A | 0 | 0 | 0 | PGE_NGBA_Wind_Generic | PGE_NGBA_Wind | PGE_NGBA_Wind_28 | 0 | [6 empty] | #N/A |  | PGE_NGBA_Wind_Generic |  |  | #N/A |  |  |  |  | PGE_NGBA_Wind_Generic | PGE_NGBA_Wind | PGE_NGBA_Wind_28 | 0 | 0 | 0 |  |  |  | #N/A | #N/A | #N/A | [6 empty] | PGE_NGBA_Wind_Generic |  | #N/A |  |  | PGE_NGBA_Wind_Generic |  |  |  |  | #N/A | #N/A | #N/A | #N/A | #N/A | #N/A |  |  |  | PGE_NGBA_Wind_Generic | PGE_NGBA_Wind | PGE_NGBA_Wind_28 | [6 empty] | #N/A |  | PGE_NGBA_Wind_Generic |  |  | #N/A |  |  |  |  | PGE_NGBA_Wind_Generic |  |  |  |  | #N/A |  |  |  | PGE_NGBA_Wind_Generic | PGE_NGBA_Wind | PGE_NGBA_Wind_28 | [6 empty] | #N/A |  | PGE_NGBA_Wind_Generic |  |  | #N/A |  |  |  |  | PGE_NGBA_Wind_Generic |  |  |  |  | #N/A |  |  |  | PGE_NGBA_Wind_Generic | PGE_NGBA_Wind | PGE_NGBA_Wind_28 | 0 | 0 | 0 | 0 | 0 | 0 | 0 | 0 | 0 | 0 | 0 | 0.021418 | 0 | 0 | 0 | 0 | 0.021418 | 0 | 0 | 0 | 0 | 0.021418 | 0 | 0 | 0 | 0.021418 | PG&E NGBA
PGE_NGBA_Wind_Generic | PGE_NGBA_Wind | PGE_NGBA_Wind_33 | 0 | 0 | 0 | 0 | 0 | 0 | #N/A | 0 | PGE_NGBA_Wind_Generic | 0 | 0 | #N/A | 0 | 0 | 0 | 0 | PGE_NGBA_Wind_Generic | 0 | 0 | 0 | 0 | #N/A | 0 | 0 | 0 | PGE_NGBA_Wind_Generic | PGE_NGBA_Wind | PGE_NGBA_Wind_33 | 0 | [6 empty] | #N/A |  | PGE_NGBA_Wind_Generic |  |  | #N/A |  |  |  |  | PGE_NGBA_Wind_Generic | PGE_NGBA_Wind | PGE_NGBA_Wind_33 | 0 | 0 | 0 |  |  |  | #N/A | #N/A | #N/A | [6 empty] | PGE_NGBA_Wind_Generic |  | #N/A |  |  | PGE_NGBA_Wind_Generic |  |  |  |  | #N/A | #N/A | #N/A | #N/A | #N/A | #N/A |  |  |  | PGE_NGBA_Wind_Generic | PGE_NGBA_Wind | PGE_NGBA_Wind_33 | [6 empty] | #N/A |  | PGE_NGBA_Wind_Generic |  |  | #N/A |  |  |  |  | PGE_NGBA_Wind_Generic |  |  |  |  | #N/A |  |  |  | PGE_NGBA_Wind_Generic | PGE_NGBA_Wind | PGE_NGBA_Wind_33 | [6 empty] | #N/A |  | PGE_NGBA_Wind_Generic |  |  | #N/A |  |  |  |  | PGE_NGBA_Wind_Generic |  |  |  |  | #N/A |  |  |  | PGE_NGBA_Wind_Generic | PGE_NGBA_Wind | PGE_NGBA_Wind_33 | 0 | 0 | 0 | 0 | 0 | 0 | 0 | 0 | 0 | 0 | 0 | 0.010709 | 0 | 0 | 0 | 0 | 0.010709 | 0 | 0 | 0 | 0 | 0.010709 | 0 | 0 | 0 | 0.010709 | PG&E NGBA
PGE_NGBA_Wind_Generic | PGE_NGBA_Wind | PGE_NGBA_Wind_35 | 0 | 0 | 0 | 0 | 0 | 0 | #N/A | 0 | PGE_NGBA_Wind_Generic | 0 | 0 | #N/A | 0 | 0 | 0 | 0 | PGE_NGBA_Wind_Generic | 0 | 0 | 0 | 0 | #N/A | 0 | 0 | 0 | PGE_NGBA_Wind_Generic | PGE_NGBA_Wind | PGE_NGBA_Wind_35 | 0 | [6 empty] | #N/A |  | PGE_NGBA_Wind_Generic |  |  | #N/A |  |  |  |  | PGE_NGBA_Wind_Generic | PGE_NGBA_Wind | PGE_NGBA_Wind_35 | 0 | 0 | 0 |  |  |  | #N/A | #N/A | #N/A | [6 empty] | PGE_NGBA_Wind_Generic |  | #N/A |  |  | PGE_NGBA_Wind_Generic |  |  |  |  | #N/A | #N/A | #N/A | #N/A | #N/A | #N/A |  |  |  | PGE_NGBA_Wind_Generic | PGE_NGBA_Wind | PGE_NGBA_Wind_35 | [6 empty] | #N/A |  | PGE_NGBA_Wind_Generic |  |  | #N/A |  |  |  |  | PGE_NGBA_Wind_Generic |  |  |  |  | #N/A |  |  |  | PGE_NGBA_Wind_Generic | PGE_NGBA_Wind | PGE_NGBA_Wind_35 | [6 empty] | #N/A |  | PGE_NGBA_Wind_Generic |  |  | #N/A |  |  |  |  | PGE_NGBA_Wind_Generic |  |  |  |  | #N/A |  |  |  | PGE_NGBA_Wind_Generic | PGE_NGBA_Wind | PGE_NGBA_Wind_35 | 0 | 0 | 0 | 0 | 0 | 0 | 0 | 0 | 0 | 0 | 0 | 0 | 0 | 0 | 0 | 0 | 0 | 0 | 0 | 0 | 0 | 0.025005 | 0 | 0 | 0 | 0.025005 | PG&E NGBA
PGE_NGBA_Wind_Generic | PGE_NGBA_Wind | PGE_NGBA_Wind_37 | 0 | 0 | 0 | 0 | 0 | 0 | #N/A | 0 | PGE_NGBA_Wind_Generic | 0 | 0 | #N/A | 0 | 0 | 0 | 0 | PGE_NGBA_Wind_Generic | 0 | 0 | 0 | 0 | #N/A | 0 | 0 | 0 | PGE_NGBA_Wind_Generic | PGE_NGBA_Wind | PGE_NGBA_Wind_37 | 0 | [6 empty] | #N/A |  | PGE_NGBA_Wind_Generic |  |  | #N/A |  |  |  |  | PGE_NGBA_Wind_Generic | PGE_NGBA_Wind | PGE_NGBA_Wind_37 | 0 | 0 | 0 |  |  |  | #N/A | #N/A | #N/A | [6 empty] | PGE_NGBA_Wind_Generic |  | #N/A |  |  | PGE_NGBA_Wind_Generic |  |  |  |  | #N/A | #N/A | #N/A | #N/A | #N/A | #N/A |  |  |  | PGE_NGBA_Wind_Generic | PGE_NGBA_Wind | PGE_NGBA_Wind_37 | [6 empty] | #N/A |  | PGE_NGBA_Wind_Generic |  |  | #N/A |  |  |  |  | PGE_NGBA_Wind_Generic |  |  |  |  | #N/A |  |  |  | PGE_NGBA_Wind_Generic | PGE_NGBA_Wind | PGE_NGBA_Wind_37 | [6 empty] | #N/A |  | PGE_NGBA_Wind_Generic |  |  | #N/A |  |  |  |  | PGE_NGBA_Wind_Generic |  |  |  |  | #N/A |  |  |  | PGE_NGBA_Wind_Generic | PGE_NGBA_Wind | PGE_NGBA_Wind_37 | 0 | 0 | 0 | 0 | 0 | 0 | 0 | 0 | 0 | 0 | 0 | 0 | 0 | 0 | 0 | 0 | 0 | 0 | 0 | 0 | 0 | 0.077869 | 0 | 0 | 0 | 0.077869 | PG&E NGBA
PGE_NGBA_Wind_Generic | PGE_NGBA_Wind | PGE_NGBA_Wind_39 | 0 | 0 | 0 | 0 | 0 | 0 | #N/A | 0 | PGE_NGBA_Wind_Generic | 0 | 0 | #N/A | 0 | 0 | 0 | 0 | PGE_NGBA_Wind_Generic | 0 | 0 | 0 | 0 | #N/A | 0 | 0 | 0 | PGE_NGBA_Wind_Generic | PGE_NGBA_Wind | PGE_NGBA_Wind_39 | 0 | [6 empty] | #N/A |  | PGE_NGBA_Wind_Generic |  |  | #N/A |  |  |  |  | PGE_NGBA_Wind_Generic | PGE_NGBA_Wind | PGE_NGBA_Wind_39 | 0 | 0 | 0 |  |  |  | #N/A | #N/A | #N/A | [6 empty] | PGE_NGBA_Wind_Generic |  | #N/A |  |  | PGE_NGBA_Wind_Generic |  |  |  |  | #N/A | #N/A | #N/A | #N/A | #N/A | #N/A |  |  |  | PGE_NGBA_Wind_Generic | PGE_NGBA_Wind | PGE_NGBA_Wind_39 | [6 empty] | #N/A |  | PGE_NGBA_Wind_Generic |  |  | #N/A |  |  |  |  | PGE_NGBA_Wind_Generic |  |  |  |  | #N/A |  |  |  | PGE_NGBA_Wind_Generic | PGE_NGBA_Wind | PGE_NGBA_Wind_39 | [6 empty] | #N/A |  | PGE_NGBA_Wind_Generic |  |  | #N/A |  |  |  |  | PGE_NGBA_Wind_Generic |  |  |  |  | #N/A |  |  |  | PGE_NGBA_Wind_Generic | PGE_NGBA_Wind | PGE_NGBA_Wind_39 | 0 | 0 | 0 | 0 | 0 | 0 | 0 | 0 | 0 | 0 | 0 | 0.048593 | 0 | 0 | 0 | 0 | 0.048593 | 0 | 0 | 0 | 0 | 0.048593 | 0 | 0 | 0 | 0.048593 | PG&E NGBA
PGE_NGBA_Wind_Generic | PGE_NGBA_Wind | PGE_NGBA_Wind_47 | 0 | 0 | 0 | 0 | 0 | 0 | #N/A | 0 | PGE_NGBA_Wind_Generic | 0 | 0 | #N/A | 0 | 0 | 0 | 0 | PGE_NGBA_Wind_Generic | 0 | 0 | 0 | 0 | #N/A | 0 | 0 | 0 | PGE_NGBA_Wind_Generic | PGE_NGBA_Wind | PGE_NGBA_Wind_47 | 0 | [6 empty] | #N/A |  | PGE_NGBA_Wind_Generic |  |  | #N/A |  |  |  |  | PGE_NGBA_Wind_Generic | PGE_NGBA_Wind | PGE_NGBA_Wind_47 | 0 | 0 | 0 |  |  |  | #N/A | #N/A | #N/A | [6 empty] | PGE_NGBA_Wind_Generic |  | #N/A |  |  | PGE_NGBA_Wind_Generic |  |  |  |  | #N/A | #N/A | #N/A | #N/A | #N/A | #N/A |  |  |  | PGE_NGBA_Wind_Generic | PGE_NGBA_Wind | PGE_NGBA_Wind_47 | [6 empty] | #N/A |  | PGE_NGBA_Wind_Generic |  |  | #N/A |  |  |  |  | PGE_NGBA_Wind_Generic |  |  |  |  | #N/A |  |  |  | PGE_NGBA_Wind_Generic | PGE_NGBA_Wind | PGE_NGBA_Wind_47 | [6 empty] | #N/A |  | PGE_NGBA_Wind_Generic |  |  | #N/A |  |  |  |  | PGE_NGBA_Wind_Generic |  |  |  |  | #N/A |  |  |  | PGE_NGBA_Wind_Generic | PGE_NGBA_Wind | PGE_NGBA_Wind_47 | 0 | 0 | 0 | 0 | 0 | 0 | 0 | 0 | 0 | 0 | 0 | 0 | 0 | 0 | 0 | 0 | 0 | 0 | 0 | 0 | 0 | 0.00020776 | 0 | 0 | 0 | 0.00020776 | PG&E NGBA
PGE_NGBA_Wind_Generic | PGE_NGBA_Wind | PGE_NGBA_Wind_55 | 0 | 0 | 0 | 0 | 0 | 0 | #N/A | 0 | PGE_NGBA_Wind_Generic | 0 | 0 | #N/A | 0 | 0 | 0 | 0 | PGE_NGBA_Wind_Generic | 0 | 0 | 0 | 0 | #N/A | 0 | 0 | 0 | PGE_NGBA_Wind_Generic | PGE_NGBA_Wind | PGE_NGBA_Wind_55 | 0 | [6 empty] | #N/A |  | PGE_NGBA_Wind_Generic |  |  | #N/A |  |  |  |  | PGE_NGBA_Wind_Generic | PGE_NGBA_Wind | PGE_NGBA_Wind_55 | 0 | 0 | 0 |  |  |  | #N/A | #N/A | #N/A | [6 empty] | PGE_NGBA_Wind_Generic |  | #N/A |  |  | PGE_NGBA_Wind_Generic |  |  |  |  | #N/A | #N/A | #N/A | #N/A | #N/A | #N/A |  |  |  | PGE_NGBA_Wind_Generic | PGE_NGBA_Wind | PGE_NGBA_Wind_55 | [6 empty] | #N/A |  | PGE_NGBA_Wind_Generic |  |  | #N/A |  |  |  |  | PGE_NGBA_Wind_Generic |  |  |  |  | #N/A |  |  |  | PGE_NGBA_Wind_Generic | PGE_NGBA_Wind | PGE_NGBA_Wind_55 | [6 empty] | #N/A |  | PGE_NGBA_Wind_Generic |  |  | #N/A |  |  |  |  | PGE_NGBA_Wind_Generic |  |  |  |  | #N/A |  |  |  | PGE_NGBA_Wind_Generic | PGE_NGBA_Wind | PGE_NGBA_Wind_55 | 0 | 0 | 0 | 0 | 0 | 0 | 0 | 0 | 0 | 0 | 0 | 0 | 0 | 0 | 0 | 0 | 0 | 0 | 0 | 0 | 0 | 0.011821 | 0 | 0 | 0 | 0.011821 | PG&E NGBA
PGE_NGBA_Wind_Generic | PGE_NGBA_Wind | PGE_NGBA_Wind_59 | 0 | 0 | 0 | 0 | 0 | 0 | #N/A | 0 | PGE_NGBA_Wind_Generic | 0 | 0 | #N/A | 0 | 0 | 0 | 0 | PGE_NGBA_Wind_Generic | 0 | 0 | 0 | 0 | #N/A | 0 | 0 | 0 | PGE_NGBA_Wind_Generic | PGE_NGBA_Wind | PGE_NGBA_Wind_59 | 0 | [6 empty] | #N/A |  | PGE_NGBA_Wind_Generic |  |  | #N/A |  |  |  |  | PGE_NGBA_Wind_Generic | PGE_NGBA_Wind | PGE_NGBA_Wind_59 | 0 | 0 | 0 |  |  |  | #N/A | #N/A | #N/A | [6 empty] | PGE_NGBA_Wind_Generic |  | #N/A |  |  | PGE_NGBA_Wind_Generic |  |  |  |  | #N/A | #N/A | #N/A | #N/A | #N/A | #N/A |  |  |  | PGE_NGBA_Wind_Generic | PGE_NGBA_Wind | PGE_NGBA_Wind_59 | [6 empty] | #N/A |  | PGE_NGBA_Wind_Generic |  |  | #N/A |  |  |  |  | PGE_NGBA_Wind_Generic |  |  |  |  | #N/A |  |  |  | PGE_NGBA_Wind_Generic | PGE_NGBA_Wind | PGE_NGBA_Wind_59 | [6 empty] | #N/A |  | PGE_NGBA_Wind_Generic |  |  | #N/A |  |  |  |  | PGE_NGBA_Wind_Generic |  |  |  |  | #N/A |  |  |  | PGE_NGBA_Wind_Generic | PGE_NGBA_Wind | PGE_NGBA_Wind_59 | 0 | 0 | 0 | 0 | 0 | 0 | 0.072 | 0 | 0.072 | 0 | 0 | 0.12518 | 0 | 0 | 0 | 0 | 0.12518 | 0 | 0 | 0 | 0 | 0.12518 | 0 | 0 | 0 | 0.12518 | PG&E NGBA
PGE_NGBA_Wind_Generic | PGE_NGBA_Wind | PGE_NGBA_Wind_7 | 0 | 0 | 0 | 0 | 0 | 0 | #N/A | 0 | PGE_NGBA_Wind_Generic | 0 | 0 | #N/A | 0 | 0 | 0 | 0 | PGE_NGBA_Wind_Generic | 0 | 0 | 0 | 0 | #N/A | 0 | 0 | 0 | PGE_NGBA_Wind_Generic | PGE_NGBA_Wind | PGE_NGBA_Wind_7 | 0 | [6 empty] | #N/A |  | PGE_NGBA_Wind_Generic |  |  | #N/A |  |  |  |  | PGE_NGBA_Wind_Generic | PGE_NGBA_Wind | PGE_NGBA_Wind_7 | 0 | 0 | 0 |  |  |  | #N/A | #N/A | #N/A | [6 empty] | PGE_NGBA_Wind_Generic |  | #N/A |  |  | PGE_NGBA_Wind_Generic |  |  |  |  | #N/A | #N/A | #N/A | #N/A | #N/A | #N/A |  |  |  | PGE_NGBA_Wind_Generic | PGE_NGBA_Wind | PGE_NGBA_Wind_7 | [6 empty] | #N/A |  | PGE_NGBA_Wind_Generic |  |  | #N/A |  |  |  |  | PGE_NGBA_Wind_Generic |  |  |  |  | #N/A |  |  |  | PGE_NGBA_Wind_Generic | PGE_NGBA_Wind | PGE_NGBA_Wind_7 | [6 empty] | #N/A |  | PGE_NGBA_Wind_Generic |  |  | #N/A |  |  |  |  | PGE_NGBA_Wind_Generic |  |  |  |  | #N/A |  |  |  | PGE_NGBA_Wind_Generic | PGE_NGBA_Wind | PGE_NGBA_Wind_7 | 0 | 0 | 0 | 0 | 0 | 0 | 0 | 0 | 0 | 0 | 0 | 0 | 0 | 0 | 0 | 0 | 0 | 0 | 0 | 0 | 0 | 0.075687 | 0 | 0 | 0 | 0.075687 | PG&E NGBA
PGE_Northeast_CA_New_EGS_Generic | PGE_Northeast_CA_New_EGS | PGE_Northeast_CA_EGS_NF_1 | 0 | 0 | 0 | 0 | 0 | 0 | #N/A | 0 | PGE_Northeast_CA_New_EGS_Generic | 0 | 0 | #N/A | 0 | 0 | 0 | 0 | PGE_Northeast_CA_New_EGS_Generic | 0 | 0 | 0 | 0 | #N/A | 0 | 0 | 0 | PGE_Northeast_CA_New_EGS_Generic | PGE_Northeast_CA_New_EGS | PGE_Northeast_CA_EGS_NF_1 | 0 | [6 empty] | #N/A |  | PGE_Northeast_CA_New_EGS_Generic |  |  | #N/A |  |  |  |  | PGE_Northeast_CA_New_EGS_Generic | PGE_Northeast_CA_New_EGS | PGE_Northeast_CA_EGS_NF_1 | 0 | 0 | 0 |  |  |  | #N/A | #N/A | #N/A | [6 empty] | PGE_Northeast_CA_New_EGS_Generic |  | #N/A |  |  | PGE_Northeast_CA_New_EGS_Generic |  |  |  |  | #N/A | #N/A | #N/A | #N/A | #N/A | #N/A |  |  |  | PGE_Northeast_CA_New_EGS_Generic | PGE_Northeast_CA_New_EGS | PGE_Northeast_CA_EGS_NF_1 | [6 empty] | #N/A |  | PGE_Northeast_CA_New_EGS_Generic |  |  | #N/A |  |  |  |  | PGE_Northeast_CA_New_EGS_Generic |  |  |  |  | #N/A |  |  |  | PGE_Northeast_CA_New_EGS_Generic | PGE_Northeast_CA_New_EGS | PGE_Northeast_CA_EGS_NF_1 | [6 empty] | #N/A |  | PGE_Northeast_CA_New_EGS_Generic |  |  | #N/A |  |  |  |  | PGE_Northeast_CA_New_EGS_Generic |  |  |  |  | #N/A |  |  |  | PGE_Northeast_CA_New_EGS_Generic | PGE_Northeast_CA_New_EGS | PGE_Northeast_CA_EGS_NF_1 | 0 | 0 | 0 | 0 | 0 | 0 | 0 | 0 | 0 | 0 | 0 | 0 | 0 | 0 | 0 | 0 | 0 | 0 | 0 | 0 | 0 | 0 | 0 | 0 | 0 | 0 | PG&E NGBA
PGE_New_Geothermal_Generic | PGE_New_Geothermal | PGE_Northeast_CA_Geothermal_1 | 0 | 0 | 0 | 0 | 0 | 0 | #N/A | 0 | PGE_New_Geothermal_Generic | 0 | 0 | #N/A | 0 | 0 | 0 | 0 | PGE_New_Geothermal_Generic | 0 | 0 | 0 | 0 | #N/A | 0 | 0 | 0 | PGE_New_Geothermal_Generic | PGE_New_Geothermal | PGE_Northeast_CA_Geothermal_1 | 0 | [6 empty] | #N/A |  | PGE_New_Geothermal_Generic |  |  | #N/A |  |  |  |  | PGE_New_Geothermal_Generic | PGE_New_Geothermal | PGE_Northeast_CA_Geothermal_1 | 0 | 0 | 0 |  |  |  | #N/A | #N/A | #N/A | [6 empty] | PGE_New_Geothermal_Generic |  | #N/A |  |  | PGE_New_Geothermal_Generic |  |  |  |  | #N/A | #N/A | #N/A | #N/A | #N/A | #N/A |  |  |  | PGE_New_Geothermal_Generic | PGE_New_Geothermal | PGE_Northeast_CA_Geothermal_1 | [6 empty] | #N/A |  | PGE_New_Geothermal_Generic |  |  | #N/A |  |  |  |  | PGE_New_Geothermal_Generic |  |  |  |  | #N/A |  |  |  | PGE_New_Geothermal_Generic | PGE_New_Geothermal | PGE_Northeast_CA_Geothermal_1 | [6 empty] | #N/A |  | PGE_New_Geothermal_Generic |  |  | #N/A |  |  |  |  | PGE_New_Geothermal_Generic |  |  |  |  | #N/A |  |  |  | PGE_New_Geothermal_Generic | PGE_New_Geothermal | PGE_Northeast_CA_Geothermal_1 | 0 | 0 | 0 | 0 | 0 | 0 | 0 | 0 | 0 | 0 | 0 | 0 | 0 | 0 | 0 | 0 | 0.1783 | 0 | 0 | 0 | 0 | 0.1783 | 0 | 0 | 0 | 0.1783 | PG&E NGBA
PGE_Northeast_CA_Wind_Generic | PGE_Northeast_CA_Wind | PGE_Northeast_CA_Wind_1 | 0 | 0 | 0 | 0 | 0 | 0 | #N/A | 0 | PGE_Northeast_CA_Wind_Generic | 0 | 0 | #N/A | 0 | 0 | 0 | 0 | PGE_Northeast_CA_Wind_Generic | 0 | 0 | 0 | 0 | #N/A | 0 | 0 | 0 | PGE_Northeast_CA_Wind_Generic | PGE_Northeast_CA_Wind | PGE_Northeast_CA_Wind_1 | 0 | [6 empty] | #N/A |  | PGE_Northeast_CA_Wind_Generic |  |  | #N/A |  |  |  |  | PGE_Northeast_CA_Wind_Generic | PGE_Northeast_CA_Wind | PGE_Northeast_CA_Wind_1 | 0 | 0 | 0 |  |  |  | #N/A | #N/A | #N/A | [6 empty] | PGE_Northeast_CA_Wind_Generic |  | #N/A |  |  | PGE_Northeast_CA_Wind_Generic |  |  |  |  | #N/A | #N/A | #N/A | #N/A | #N/A | #N/A |  |  |  | PGE_Northeast_CA_Wind_Generic | PGE_Northeast_CA_Wind | PGE_Northeast_CA_Wind_1 | [6 empty] | #N/A |  | PGE_Northeast_CA_Wind_Generic |  |  | #N/A |  |  |  |  | PGE_Northeast_CA_Wind_Generic |  |  |  |  | #N/A |  |  |  | PGE_Northeast_CA_Wind_Generic | PGE_Northeast_CA_Wind | PGE_Northeast_CA_Wind_1 | [6 empty] | #N/A |  | PGE_Northeast_CA_Wind_Generic |  |  | #N/A |  |  |  |  | PGE_Northeast_CA_Wind_Generic |  |  |  |  | #N/A |  |  |  | PGE_Northeast_CA_Wind_Generic | PGE_Northeast_CA_Wind | PGE_Northeast_CA_Wind_1 | 0 | 0 | 0 | 0 | 0 | 0 | 0 | 0 | 0 | 0 | 0 | 0 | 0 | 0 | 0 | 0 | 0 | 0 | 0 | 0 | 0 | 0 | 0 | 0 | 0 | 0 | PG&E NGBA
PGE_Oregon_New_EGS_Generic | PGE_Oregon_New_EGS | PGE_Oregon_EGS_NF_1 | 0 | 0 | 0 | 0 | 0 | 0 | #N/A | 0 | PGE_Oregon_New_EGS_Generic | 0 | 0 | #N/A | 0 | 0 | 0 | 0 | PGE_Oregon_New_EGS_Generic | 0 | 0 | 0 | 0 | #N/A | 0 | 0 | 0 | PGE_Oregon_New_EGS_Generic | PGE_Oregon_New_EGS | PGE_Oregon_EGS_NF_1 | 0 | [6 empty] | #N/A |  | PGE_Oregon_New_EGS_Generic |  |  | #N/A |  |  |  |  | PGE_Oregon_New_EGS_Generic | PGE_Oregon_New_EGS | PGE_Oregon_EGS_NF_1 | 0 | 0 | 0 |  |  |  | #N/A | #N/A | #N/A | [6 empty] | PGE_Oregon_New_EGS_Generic |  | #N/A |  |  | PGE_Oregon_New_EGS_Generic |  |  |  |  | #N/A | #N/A | #N/A | #N/A | #N/A | #N/A |  |  |  | PGE_Oregon_New_EGS_Generic | PGE_Oregon_New_EGS | PGE_Oregon_EGS_NF_1 | [6 empty] | #N/A |  | PGE_Oregon_New_EGS_Generic |  |  | #N/A |  |  |  |  | PGE_Oregon_New_EGS_Generic |  |  |  |  | #N/A |  |  |  | PGE_Oregon_New_EGS_Generic | PGE_Oregon_New_EGS | PGE_Oregon_EGS_NF_1 | [6 empty] | #N/A |  | PGE_Oregon_New_EGS_Generic |  |  | #N/A |  |  |  |  | PGE_Oregon_New_EGS_Generic |  |  |  |  | #N/A |  |  |  | PGE_Oregon_New_EGS_Generic | PGE_Oregon_New_EGS | PGE_Oregon_EGS_NF_1 | 0 | 0 | 0 | 0 | 0 | 0 | 0 | 0 | 0 | 0 | 0 | 0 | 0 | 0 | 0 | 0 | 0.79275 | 0 | 0 | 0 | 0 | 0.79275 | 0 | 0 | 0 | 0.79275 | PG&E NGBA
PGE_New_Geothermal_Generic | PGE_New_Geothermal | PGE_Oregon_Geothermal_1 | 0 | 0 | 0 | 0 | 0 | 0 | #N/A | 0 | PGE_New_Geothermal_Generic | 0 | 0 | #N/A | 0 | 0 | 0 | 0 | PGE_New_Geothermal_Generic | 0 | 0 | 0 | 0 | #N/A | 0 | 0 | 0 | PGE_New_Geothermal_Generic | PGE_New_Geothermal | PGE_Oregon_Geothermal_1 | 0 | [6 empty] | #N/A |  | PGE_New_Geothermal_Generic |  |  | #N/A |  |  |  |  | PGE_New_Geothermal_Generic | PGE_New_Geothermal | PGE_Oregon_Geothermal_1 | 0 | 0 | 0 |  |  |  | #N/A | #N/A | #N/A | [6 empty] | PGE_New_Geothermal_Generic |  | #N/A |  |  | PGE_New_Geothermal_Generic |  |  |  |  | #N/A | #N/A | #N/A | #N/A | #N/A | #N/A |  |  |  | PGE_New_Geothermal_Generic | PGE_New_Geothermal | PGE_Oregon_Geothermal_1 | [6 empty] | #N/A |  | PGE_New_Geothermal_Generic |  |  | #N/A |  |  |  |  | PGE_New_Geothermal_Generic |  |  |  |  | #N/A |  |  |  | PGE_New_Geothermal_Generic | PGE_New_Geothermal | PGE_Oregon_Geothermal_1 | [6 empty] | #N/A |  | PGE_New_Geothermal_Generic |  |  | #N/A |  |  |  |  | PGE_New_Geothermal_Generic |  |  |  |  | #N/A |  |  |  | PGE_New_Geothermal_Generic | PGE_New_Geothermal | PGE_Oregon_Geothermal_1 | 0 | 0 | 0 | 0 | 0 | 0 | 0 | 0 | 0 | 0 | 0 | 0.46144 | 0 | 0 | 0 | 0 | 0.52 | 0 | 0 | 0 | 0 | 0.52 | 0 | 0 | 0 | 0.52 | PG&E NGBA
PGE_Wyoming_Wind_Generic | PGE_Wyoming_Wind | PGE_Wyoming_Wind_45_Tranche1 | 0 | 0 | 0 | 0 | 0 | 0 | #N/A | 0 | PGE_Wyoming_Wind_Generic | 0 | 0 | #N/A | 0 | 0 | 0 | 0 | PGE_Wyoming_Wind_Generic | 0 | 0 | 0 | 0 | #N/A | 0 | 0 | 0 | PGE_Wyoming_Wind_Generic | PGE_Wyoming_Wind | PGE_Wyoming_Wind_45_Tranche1 | 0 | [6 empty] | #N/A |  | PGE_Wyoming_Wind_Generic |  |  | #N/A |  |  |  |  | PGE_Wyoming_Wind_Generic | PGE_Wyoming_Wind | PGE_Wyoming_Wind_45_Tranche1 | 0 | 0 | 0 |  |  |  | #N/A | #N/A | #N/A | [6 empty] | PGE_Wyoming_Wind_Generic |  | #N/A |  |  | PGE_Wyoming_Wind_Generic |  |  |  |  | #N/A | #N/A | #N/A | #N/A | #N/A | #N/A |  |  |  | PGE_Wyoming_Wind_Generic | PGE_Wyoming_Wind | PGE_Wyoming_Wind_45_Tranche1 | [6 empty] | #N/A |  | PGE_Wyoming_Wind_Generic |  |  | #N/A |  |  |  |  | PGE_Wyoming_Wind_Generic |  |  |  |  | #N/A |  |  |  | PGE_Wyoming_Wind_Generic | PGE_Wyoming_Wind | PGE_Wyoming_Wind_45_Tranche1 | [6 empty] | #N/A |  | PGE_Wyoming_Wind_Generic |  |  | #N/A |  |  |  |  | PGE_Wyoming_Wind_Generic |  |  |  |  | #N/A |  |  |  | PGE_Wyoming_Wind_Generic | PGE_Wyoming_Wind | PGE_Wyoming_Wind_45_Tranche1 | 0 | 0 | 0 | 0 | 0 | 0 | 0 | 0 | 0 | 0 | 0 | 0 | 0 | 0 | 0 | 0 | 0 | 0 | 0 | 0 | 0 | 0 | 0 | 0 | 0 | 0 | PG&E GBA
PGE_Wyoming_Wind_Generic | PGE_Wyoming_Wind | PGE_Wyoming_Wind_45_Tranche2 | 0 | 0 | 0 | 0 | 0 | 0 | #N/A | 0 | PGE_Wyoming_Wind_Generic | 0 | 0 | #N/A | 0 | 0 | 0 | 0 | PGE_Wyoming_Wind_Generic | 0 | 0 | 0 | 0 | #N/A | 0 | 0 | 0 | PGE_Wyoming_Wind_Generic | PGE_Wyoming_Wind | PGE_Wyoming_Wind_45_Tranche2 | 0 | [6 empty] | #N/A |  | PGE_Wyoming_Wind_Generic |  |  | #N/A |  |  |  |  | PGE_Wyoming_Wind_Generic | PGE_Wyoming_Wind | PGE_Wyoming_Wind_45_Tranche2 | 0 | 0 | 0 |  |  |  | #N/A | #N/A | #N/A | [6 empty] | PGE_Wyoming_Wind_Generic |  | #N/A |  |  | PGE_Wyoming_Wind_Generic |  |  |  |  | #N/A | #N/A | #N/A | #N/A | #N/A | #N/A |  |  |  | PGE_Wyoming_Wind_Generic | PGE_Wyoming_Wind | PGE_Wyoming_Wind_45_Tranche2 | [6 empty] | #N/A |  | PGE_Wyoming_Wind_Generic |  |  | #N/A |  |  |  |  | PGE_Wyoming_Wind_Generic |  |  |  |  | #N/A |  |  |  | PGE_Wyoming_Wind_Generic | PGE_Wyoming_Wind | PGE_Wyoming_Wind_45_Tranche2 | [6 empty] | #N/A |  | PGE_Wyoming_Wind_Generic |  |  | #N/A |  |  |  |  | PGE_Wyoming_Wind_Generic |  |  |  |  | #N/A |  |  |  | PGE_Wyoming_Wind_Generic | PGE_Wyoming_Wind | PGE_Wyoming_Wind_45_Tranche2 | 0 | 0 | 0 | 0 | 0 | 0 | 0 | 0 | 0 | 0 | 0 | 0 | 0 | 0 | 0 | 0 | 0 | 0 | 0 | 0 | 0 | 0 | 0 | 0 | 0 | 0 | PG&E GBA
SCE_New_Li_Battery_4hr_Generic | SCE_New_Li_Battery_4hr | SCE_Arizona_Li_Battery_4hr_181 | 0 | 0 | 0 | 0 | 0 | 0 | #N/A | 0 | SCE_New_Li_Battery_4hr_Generic | 0 | 0 | #N/A | 0 | 0 | 0 | 0 | SCE_New_Li_Battery_4hr_Generic | 0 | 0 | 0 | 0 | #N/A | 0 | 0 | 0 | SCE_New_Li_Battery_4hr_Generic | SCE_New_Li_Battery_4hr | SCE_Arizona_Li_Battery_4hr_181 | 0 | [6 empty] | #N/A |  | SCE_New_Li_Battery_4hr_Generic |  |  | #N/A |  |  |  |  | SCE_New_Li_Battery_4hr_Generic | SCE_New_Li_Battery_4hr | SCE_Arizona_Li_Battery_4hr_181 | 0 | 0 | 0 |  |  |  | #N/A | #N/A | #N/A | [6 empty] | SCE_New_Li_Battery_4hr_Generic |  | #N/A |  |  | SCE_New_Li_Battery_4hr_Generic |  |  |  |  | #N/A | #N/A | #N/A | #N/A | #N/A | #N/A |  |  |  | SCE_New_Li_Battery_4hr_Generic | SCE_New_Li_Battery_4hr | SCE_Arizona_Li_Battery_4hr_181 | [6 empty] | #N/A |  | SCE_New_Li_Battery_4hr_Generic |  |  | #N/A |  |  |  |  | SCE_New_Li_Battery_4hr_Generic |  |  |  |  | #N/A |  |  |  | SCE_New_Li_Battery_4hr_Generic | SCE_New_Li_Battery_4hr | SCE_Arizona_Li_Battery_4hr_181 | [6 empty] | #N/A |  | SCE_New_Li_Battery_4hr_Generic |  |  | #N/A |  |  |  |  | SCE_New_Li_Battery_4hr_Generic |  |  |  |  | #N/A |  |  |  | SCE_New_Li_Battery_4hr_Generic | SCE_New_Li_Battery_4hr | SCE_Arizona_Li_Battery_4hr_181 | 0 | 0 | 0 | 0 | 0 | 0 | 0.45365 | 0 | 0.90365 | 0 | 0 | 0.90365 | 0 | 0 | 0 | 0 | 0.90365 | 0 | 0 | 0 | 0 | 0.90365 | 0 | 0 | 0 | 0.90365 | SCE Eastern
SCE_New_Li_Battery_8hr_Generic | SCE_New_Li_Battery_8hr | SCE_Arizona_Li_Battery_8hr_181 | 0 | 0 | 0 | 0 | 0 | 0 | #N/A | 0 | SCE_New_Li_Battery_8hr_Generic | 0 | 0 | #N/A | 0 | 0 | 0 | 0 | SCE_New_Li_Battery_8hr_Generic | 0 | 0 | 0 | 0 | #N/A | 0 | 0 | 0 | SCE_New_Li_Battery_8hr_Generic | SCE_New_Li_Battery_8hr | SCE_Arizona_Li_Battery_8hr_181 | 0 | [6 empty] | #N/A |  | SCE_New_Li_Battery_8hr_Generic |  |  | #N/A |  |  |  |  | SCE_New_Li_Battery_8hr_Generic | SCE_New_Li_Battery_8hr | SCE_Arizona_Li_Battery_8hr_181 | 0 | 0 | 0 |  |  |  | #N/A | #N/A | #N/A | [6 empty] | SCE_New_Li_Battery_8hr_Generic |  | #N/A |  |  | SCE_New_Li_Battery_8hr_Generic |  |  |  |  | #N/A | #N/A | #N/A | #N/A | #N/A | #N/A |  |  |  | SCE_New_Li_Battery_8hr_Generic | SCE_New_Li_Battery_8hr | SCE_Arizona_Li_Battery_8hr_181 | [6 empty] | #N/A |  | SCE_New_Li_Battery_8hr_Generic |  |  | #N/A |  |  |  |  | SCE_New_Li_Battery_8hr_Generic |  |  |  |  | #N/A |  |  |  | SCE_New_Li_Battery_8hr_Generic | SCE_New_Li_Battery_8hr | SCE_Arizona_Li_Battery_8hr_181 | [6 empty] | #N/A |  | SCE_New_Li_Battery_8hr_Generic |  |  | #N/A |  |  |  |  | SCE_New_Li_Battery_8hr_Generic |  |  |  |  | #N/A |  |  |  | SCE_New_Li_Battery_8hr_Generic | SCE_New_Li_Battery_8hr | SCE_Arizona_Li_Battery_8hr_181 | 0 | 0 | 0 | 0 | 0 | 0 | 0 | 0 | 0 | 0 | 0 | 0.15588 | 0 | 0 | 0 | 0 | 1.3702 | 0 | 0 | 0 | 0 | 1.3702 | 0 | 0 | 0 | 1.3702 | SCE Eastern
SCE_Arizona_Solar_Generic | SCE_Arizona_Solar | SCE_Arizona_Solar_181 | 0 | 0 | 0 | 0 | 0 | 0 | #N/A | 0 | SCE_Arizona_Solar_Generic | 0 | 0 | #N/A | 0 | 0 | 0 | 0 | SCE_Arizona_Solar_Generic | 0 | 0 | 0 | 0 | #N/A | 0 | 0 | 0 | SCE_Arizona_Solar_Generic | SCE_Arizona_Solar | SCE_Arizona_Solar_181 | 0 | [6 empty] | #N/A |  | SCE_Arizona_Solar_Generic |  |  | #N/A |  |  |  |  | SCE_Arizona_Solar_Generic | SCE_Arizona_Solar | SCE_Arizona_Solar_181 | 0 | 0 | 0 |  |  |  | #N/A | #N/A | #N/A | [6 empty] | SCE_Arizona_Solar_Generic |  | #N/A |  |  | SCE_Arizona_Solar_Generic |  |  |  |  | #N/A | #N/A | #N/A | #N/A | #N/A | #N/A |  |  |  | SCE_Arizona_Solar_Generic | SCE_Arizona_Solar | SCE_Arizona_Solar_181 | [6 empty] | #N/A |  | SCE_Arizona_Solar_Generic |  |  | #N/A |  |  |  |  | SCE_Arizona_Solar_Generic |  |  |  |  | #N/A |  |  |  | SCE_Arizona_Solar_Generic | SCE_Arizona_Solar | SCE_Arizona_Solar_181 | [6 empty] | #N/A |  | SCE_Arizona_Solar_Generic |  |  | #N/A |  |  |  |  | SCE_Arizona_Solar_Generic |  |  |  |  | #N/A |  |  |  | SCE_Arizona_Solar_Generic | SCE_Arizona_Solar | SCE_Arizona_Solar_181 | 0 | 0 | 0 | 0 | 0 | 0 | 1.348 | 0 | 2.3355 | 0 | 0 | 4.9405 | 0 | 0 | 0 | 0 | 6.7262 | 0 | 0 | 0 | 0 | 6.7262 | 0 | 0 | 0 | 6.7262 | SCE Eastern
| SCE_New_Biomass | SCE_Biomass_131 | 0 | 0 | 0 | 0 | 0 | 0 | #N/A | 0 |  | 0 | 0 | #N/A | 0 | 0 | 0 | 0 |  | 0 | 0 | 0 | 0 | #N/A | 0 | 0 | 0 |  | SCE_New_Biomass | SCE_Biomass_131 | 0 | [6 empty] | #N/A |  |  |  |  | #N/A | [5 empty] | SCE_New_Biomass | SCE_Biomass_131 | 0 | 0 | 0 |  |  |  | #N/A | #N/A | #N/A | [8 empty] | #N/A | [7 empty] | #N/A | #N/A | #N/A | #N/A | #N/A | #N/A |  |  |  |  | SCE_New_Biomass | SCE_Biomass_131 | [6 empty] | #N/A |  |  |  |  | #N/A | [9 empty] | #N/A |  |  |  |  | SCE_New_Biomass | SCE_Biomass_131 | [6 empty] | #N/A |  |  |  |  | #N/A | [9 empty] | #N/A |  |  |  |  | SCE_New_Biomass | SCE_Biomass_131 | 0 | 0 | 0 | 0 | 0 | 0 | 0 | 0 | 0 | 0 | 0 | 0 | 0 | 0 | 0 | 0 | 0 | 0 | 0 | 0 | 0 | 0 | 0 | 0 | 0 | 0 | Check
| SCE_Distributed_Solar | SCE_Distributed_Solar_Asset | 0 | 0 | 0 | 0 | 0 | 0 | #N/A | 0 |  | 0 | 0 | #N/A | 0 | 0 | 0 | 0 |  | 0 | 0 | 0 | 0 | #N/A | 0 | 0 | 0 |  | SCE_Distributed_Solar | SCE_Distributed_Solar_Asset | 0 | [6 empty] | #N/A |  |  |  |  | #N/A | [5 empty] | SCE_Distributed_Solar | SCE_Distributed_Solar_Asset | 0 | 0 | 0 |  |  |  | #N/A | #N/A | #N/A | [8 empty] | #N/A | [7 empty] | #N/A | #N/A | #N/A | #N/A | #N/A | #N/A |  |  |  |  | SCE_Distributed_Solar | SCE_Distributed_Solar_Asset | [6 empty] | #N/A |  |  |  |  | #N/A | [9 empty] | #N/A |  |  |  |  | SCE_Distributed_Solar | SCE_Distributed_Solar_Asset | [6 empty] | #N/A |  |  |  |  | #N/A | [9 empty] | #N/A |  |  |  |  | SCE_Distributed_Solar | SCE_Distributed_Solar_Asset | 0 | 0 | 0 | 0 | 0 | 0 | 0 | 0 | 0 | 0 | 0 | 0 | 0 | 0 | 0 | 0 | 0 | 0 | 0 | 0 | 0 | 0 | 0 | 0 | 0 | 0 | Check
SCE_New_EGS_Generic | SCE_New_EGS | SCE_Eastern_EGS_Deep_154 | 0 | 0 | 0 | 0 | 0 | 0 | #N/A | 0 | SCE_New_EGS_Generic | 0 | 0 | #N/A | 0 | 0 | 0 | 0 | SCE_New_EGS_Generic | 0 | 0 | 0 | 0 | #N/A | 0 | 0 | 0 | SCE_New_EGS_Generic | SCE_New_EGS | SCE_Eastern_EGS_Deep_154 | 0 | [6 empty] | #N/A |  | SCE_New_EGS_Generic |  |  | #N/A |  |  |  |  | SCE_New_EGS_Generic | SCE_New_EGS | SCE_Eastern_EGS_Deep_154 | 0 | 0 | 0 |  |  |  | #N/A | #N/A | #N/A | [6 empty] | SCE_New_EGS_Generic |  | #N/A |  |  | SCE_New_EGS_Generic |  |  |  |  | #N/A | #N/A | #N/A | #N/A | #N/A | #N/A |  |  |  | SCE_New_EGS_Generic | SCE_New_EGS | SCE_Eastern_EGS_Deep_154 | [6 empty] | #N/A |  | SCE_New_EGS_Generic |  |  | #N/A |  |  |  |  | SCE_New_EGS_Generic |  |  |  |  | #N/A |  |  |  | SCE_New_EGS_Generic | SCE_New_EGS | SCE_Eastern_EGS_Deep_154 | [6 empty] | #N/A |  | SCE_New_EGS_Generic |  |  | #N/A |  |  |  |  | SCE_New_EGS_Generic |  |  |  |  | #N/A |  |  |  | SCE_New_EGS_Generic | SCE_New_EGS | SCE_Eastern_EGS_Deep_154 | 0 | 0 | 0 | 0 | 0 | 0 | 0 | 0 | 0 | 0 | 0 | 0 | 0 | 0 | 0 | 0 | 0 | 0 | 0 | 0 | 0 | 0 | 0 | 0 | 0 | 0 | SCE Eastern
SCE_New_EGS_Generic | SCE_New_EGS | SCE_Eastern_EGS_Deep_156 | 0 | 0 | 0 | 0 | 0 | 0 | #N/A | 0 | SCE_New_EGS_Generic | 0 | 0 | #N/A | 0 | 0 | 0 | 0 | SCE_New_EGS_Generic | 0 | 0 | 0 | 0 | #N/A | 0 | 0 | 0 | SCE_New_EGS_Generic | SCE_New_EGS | SCE_Eastern_EGS_Deep_156 | 0 | [6 empty] | #N/A |  | SCE_New_EGS_Generic |  |  | #N/A |  |  |  |  | SCE_New_EGS_Generic | SCE_New_EGS | SCE_Eastern_EGS_Deep_156 | 0 | 0 | 0 |  |  |  | #N/A | #N/A | #N/A | [6 empty] | SCE_New_EGS_Generic |  | #N/A |  |  | SCE_New_EGS_Generic |  |  |  |  | #N/A | #N/A | #N/A | #N/A | #N/A | #N/A |  |  |  | SCE_New_EGS_Generic | SCE_New_EGS | SCE_Eastern_EGS_Deep_156 | [6 empty] | #N/A |  | SCE_New_EGS_Generic |  |  | #N/A |  |  |  |  | SCE_New_EGS_Generic |  |  |  |  | #N/A |  |  |  | SCE_New_EGS_Generic | SCE_New_EGS | SCE_Eastern_EGS_Deep_156 | [6 empty] | #N/A |  | SCE_New_EGS_Generic |  |  | #N/A |  |  |  |  | SCE_New_EGS_Generic |  |  |  |  | #N/A |  |  |  | SCE_New_EGS_Generic | SCE_New_EGS | SCE_Eastern_EGS_Deep_156 | 0 | 0 | 0 | 0 | 0 | 0 | 0 | 0 | 0 | 0 | 0 | 0 | 0 | 0 | 0 | 0 | 0 | 0 | 0 | 0 | 0 | 0 | 0 | 0 | 0 | 0 | SCE Eastern
SCE_New_EGS_Generic | SCE_New_EGS | SCE_Eastern_EGS_Deep_170 | 0 | 0 | 0 | 0 | 0 | 0 | #N/A | 0 | SCE_New_EGS_Generic | 0 | 0 | #N/A | 0 | 0 | 0 | 0 | SCE_New_EGS_Generic | 0 | 0 | 0 | 0 | #N/A | 0 | 0 | 0 | SCE_New_EGS_Generic | SCE_New_EGS | SCE_Eastern_EGS_Deep_170 | 0 | [6 empty] | #N/A |  | SCE_New_EGS_Generic |  |  | #N/A |  |  |  |  | SCE_New_EGS_Generic | SCE_New_EGS | SCE_Eastern_EGS_Deep_170 | 0 | 0 | 0 |  |  |  | #N/A | #N/A | #N/A | [6 empty] | SCE_New_EGS_Generic |  | #N/A |  |  | SCE_New_EGS_Generic |  |  |  |  | #N/A | #N/A | #N/A | #N/A | #N/A | #N/A |  |  |  | SCE_New_EGS_Generic | SCE_New_EGS | SCE_Eastern_EGS_Deep_170 | [6 empty] | #N/A |  | SCE_New_EGS_Generic |  |  | #N/A |  |  |  |  | SCE_New_EGS_Generic |  |  |  |  | #N/A |  |  |  | SCE_New_EGS_Generic | SCE_New_EGS | SCE_Eastern_EGS_Deep_170 | [6 empty] | #N/A |  | SCE_New_EGS_Generic |  |  | #N/A |  |  |  |  | SCE_New_EGS_Generic |  |  |  |  | #N/A |  |  |  | SCE_New_EGS_Generic | SCE_New_EGS | SCE_Eastern_EGS_Deep_170 | 0 | 0 | 0 | 0 | 0 | 0 | 0 | 0 | 0 | 0 | 0 | 0 | 0 | 0 | 0 | 0 | 0 | 0 | 0 | 0 | 0 | 0 | 0 | 0 | 0 | 0 | SCE Eastern
SCE_New_EGS_Generic | SCE_New_EGS | SCE_Eastern_EGS_Deep_172 | 0 | 0 | 0 | 0 | 0 | 0 | #N/A | 0 | SCE_New_EGS_Generic | 0 | 0 | #N/A | 0 | 0 | 0 | 0 | SCE_New_EGS_Generic | 0 | 0 | 0 | 0 | #N/A | 0 | 0 | 0 | SCE_New_EGS_Generic | SCE_New_EGS | SCE_Eastern_EGS_Deep_172 | 0 | [6 empty] | #N/A |  | SCE_New_EGS_Generic |  |  | #N/A |  |  |  |  | SCE_New_EGS_Generic | SCE_New_EGS | SCE_Eastern_EGS_Deep_172 | 0 | 0 | 0 |  |  |  | #N/A | #N/A | #N/A | [6 empty] | SCE_New_EGS_Generic |  | #N/A |  |  | SCE_New_EGS_Generic |  |  |  |  | #N/A | #N/A | #N/A | #N/A | #N/A | #N/A |  |  |  | SCE_New_EGS_Generic | SCE_New_EGS | SCE_Eastern_EGS_Deep_172 | [6 empty] | #N/A |  | SCE_New_EGS_Generic |  |  | #N/A |  |  |  |  | SCE_New_EGS_Generic |  |  |  |  | #N/A |  |  |  | SCE_New_EGS_Generic | SCE_New_EGS | SCE_Eastern_EGS_Deep_172 | [6 empty] | #N/A |  | SCE_New_EGS_Generic |  |  | #N/A |  |  |  |  | SCE_New_EGS_Generic |  |  |  |  | #N/A |  |  |  | SCE_New_EGS_Generic | SCE_New_EGS | SCE_Eastern_EGS_Deep_172 | 0 | 0 | 0 | 0 | 0 | 0 | 0 | 0 | 0 | 0 | 0 | 0 | 0 | 0 | 0 | 0 | 0 | 0 | 0 | 0 | 0 | 0 | 0 | 0 | 0 | 0 | SCE Eastern
SCE_New_EGS_Generic | SCE_New_EGS | SCE_Eastern_EGS_Deep_174 | 0 | 0 | 0 | 0 | 0 | 0 | #N/A | 0 | SCE_New_EGS_Generic | 0 | 0 | #N/A | 0 | 0 | 0 | 0 | SCE_New_EGS_Generic | 0 | 0 | 0 | 0 | #N/A | 0 | 0 | 0 | SCE_New_EGS_Generic | SCE_New_EGS | SCE_Eastern_EGS_Deep_174 | 0 | [6 empty] | #N/A |  | SCE_New_EGS_Generic |  |  | #N/A |  |  |  |  | SCE_New_EGS_Generic | SCE_New_EGS | SCE_Eastern_EGS_Deep_174 | 0 | 0 | 0 |  |  |  | #N/A | #N/A | #N/A | [6 empty] | SCE_New_EGS_Generic |  | #N/A |  |  | SCE_New_EGS_Generic |  |  |  |  | #N/A | #N/A | #N/A | #N/A | #N/A | #N/A |  |  |  | SCE_New_EGS_Generic | SCE_New_EGS | SCE_Eastern_EGS_Deep_174 | [6 empty] | #N/A |  | SCE_New_EGS_Generic |  |  | #N/A |  |  |  |  | SCE_New_EGS_Generic |  |  |  |  | #N/A |  |  |  | SCE_New_EGS_Generic | SCE_New_EGS | SCE_Eastern_EGS_Deep_174 | [6 empty] | #N/A |  | SCE_New_EGS_Generic |  |  | #N/A |  |  |  |  | SCE_New_EGS_Generic |  |  |  |  | #N/A |  |  |  | SCE_New_EGS_Generic | SCE_New_EGS | SCE_Eastern_EGS_Deep_174 | 0 | 0 | 0 | 0 | 0 | 0 | 0 | 0 | 0 | 0 | 0 | 0 | 0 | 0 | 0 | 0 | 0 | 0 | 0 | 0 | 0 | 0 | 0 | 0 | 0 | 0 | SCE Eastern
SCE_New_EGS_Generic | SCE_New_EGS | SCE_Eastern_EGS_Deep_179 | 0 | 0 | 0 | 0 | 0 | 0 | #N/A | 0 | SCE_New_EGS_Generic | 0 | 0 | #N/A | 0 | 0 | 0 | 0 | SCE_New_EGS_Generic | 0 | 0 | 0 | 0 | #N/A | 0 | 0 | 0 | SCE_New_EGS_Generic | SCE_New_EGS | SCE_Eastern_EGS_Deep_179 | 0 | [6 empty] | #N/A |  | SCE_New_EGS_Generic |  |  | #N/A |  |  |  |  | SCE_New_EGS_Generic | SCE_New_EGS | SCE_Eastern_EGS_Deep_179 | 0 | 0 | 0 |  |  |  | #N/A | #N/A | #N/A | [6 empty] | SCE_New_EGS_Generic |  | #N/A |  |  | SCE_New_EGS_Generic |  |  |  |  | #N/A | #N/A | #N/A | #N/A | #N/A | #N/A |  |  |  | SCE_New_EGS_Generic | SCE_New_EGS | SCE_Eastern_EGS_Deep_179 | [6 empty] | #N/A |  | SCE_New_EGS_Generic |  |  | #N/A |  |  |  |  | SCE_New_EGS_Generic |  |  |  |  | #N/A |  |  |  | SCE_New_EGS_Generic | SCE_New_EGS | SCE_Eastern_EGS_Deep_179 | [6 empty] | #N/A |  | SCE_New_EGS_Generic |  |  | #N/A |  |  |  |  | SCE_New_EGS_Generic |  |  |  |  | #N/A |  |  |  | SCE_New_EGS_Generic | SCE_New_EGS | SCE_Eastern_EGS_Deep_179 | 0 | 0 | 0 | 0 | 0 | 0 | 0 | 0 | 0 | 0 | 0 | 0 | 0 | 0 | 0 | 0 | 0 | 0 | 0 | 0 | 0 | 0 | 0 | 0 | 0 | 0 | SCE Eastern
SCE_New_EGS_Generic | SCE_New_EGS | SCE_Eastern_EGS_NF_156 | 0 | 0 | 0 | 0 | 0 | 0 | #N/A | 0 | SCE_New_EGS_Generic | 0 | 0 | #N/A | 0 | 0 | 0 | 0 | SCE_New_EGS_Generic | 0 | 0 | 0 | 0 | #N/A | 0 | 0 | 0 | SCE_New_EGS_Generic | SCE_New_EGS | SCE_Eastern_EGS_NF_156 | 0 | [6 empty] | #N/A |  | SCE_New_EGS_Generic |  |  | #N/A |  |  |  |  | SCE_New_EGS_Generic | SCE_New_EGS | SCE_Eastern_EGS_NF_156 | 0 | 0 | 0 |  |  |  | #N/A | #N/A | #N/A | [6 empty] | SCE_New_EGS_Generic |  | #N/A |  |  | SCE_New_EGS_Generic |  |  |  |  | #N/A | #N/A | #N/A | #N/A | #N/A | #N/A |  |  |  | SCE_New_EGS_Generic | SCE_New_EGS | SCE_Eastern_EGS_NF_156 | [6 empty] | #N/A |  | SCE_New_EGS_Generic |  |  | #N/A |  |  |  |  | SCE_New_EGS_Generic |  |  |  |  | #N/A |  |  |  | SCE_New_EGS_Generic | SCE_New_EGS | SCE_Eastern_EGS_NF_156 | [6 empty] | #N/A |  | SCE_New_EGS_Generic |  |  | #N/A |  |  |  |  | SCE_New_EGS_Generic |  |  |  |  | #N/A |  |  |  | SCE_New_EGS_Generic | SCE_New_EGS | SCE_Eastern_EGS_NF_156 | 0 | 0 | 0 | 0 | 0 | 0 | 0 | 0 | 0 | 0 | 0 | 0 | 0 | 0 | 0 | 0 | 0.0071 | 0 | 0 | 0 | 0 | 0.0071 | 0 | 0 | 0 | 0.0071 | SCE Eastern
SCE_New_EGS_Generic | SCE_New_EGS | SCE_Eastern_EGS_NF_174 | 0 | 0 | 0 | 0 | 0 | 0 | #N/A | 0 | SCE_New_EGS_Generic | 0 | 0 | #N/A | 0 | 0 | 0 | 0 | SCE_New_EGS_Generic | 0 | 0 | 0 | 0 | #N/A | 0 | 0 | 0 | SCE_New_EGS_Generic | SCE_New_EGS | SCE_Eastern_EGS_NF_174 | 0 | [6 empty] | #N/A |  | SCE_New_EGS_Generic |  |  | #N/A |  |  |  |  | SCE_New_EGS_Generic | SCE_New_EGS | SCE_Eastern_EGS_NF_174 | 0 | 0 | 0 |  |  |  | #N/A | #N/A | #N/A | [6 empty] | SCE_New_EGS_Generic |  | #N/A |  |  | SCE_New_EGS_Generic |  |  |  |  | #N/A | #N/A | #N/A | #N/A | #N/A | #N/A |  |  |  | SCE_New_EGS_Generic | SCE_New_EGS | SCE_Eastern_EGS_NF_174 | [6 empty] | #N/A |  | SCE_New_EGS_Generic |  |  | #N/A |  |  |  |  | SCE_New_EGS_Generic |  |  |  |  | #N/A |  |  |  | SCE_New_EGS_Generic | SCE_New_EGS | SCE_Eastern_EGS_NF_174 | [6 empty] | #N/A |  | SCE_New_EGS_Generic |  |  | #N/A |  |  |  |  | SCE_New_EGS_Generic |  |  |  |  | #N/A |  |  |  | SCE_New_EGS_Generic | SCE_New_EGS | SCE_Eastern_EGS_NF_174 | 0 | 0 | 0 | 0 | 0 | 0 | 0 | 0 | 0 | 0 | 0 | 0 | 0 | 0 | 0 | 0 | 0 | 0 | 0 | 0 | 0 | 0 | 0 | 0 | 0 | 0 | SCE Eastern
SCE_New_Geothermal_Generic | SCE_New_Geothermal | SCE_Eastern_Geothermal_156 | 0 | 0 | 0 | 0 | 0 | 0 | #N/A | 0 | SCE_New_Geothermal_Generic | 0 | 0 | #N/A | 0 | 0 | 0 | 0 | SCE_New_Geothermal_Generic | 0 | 0 | 0 | 0 | #N/A | 0 | 0 | 0 | SCE_New_Geothermal_Generic | SCE_New_Geothermal | SCE_Eastern_Geothermal_156 | 0 | [6 empty] | #N/A |  | SCE_New_Geothermal_Generic |  |  | #N/A |  |  |  |  | SCE_New_Geothermal_Generic | SCE_New_Geothermal | SCE_Eastern_Geothermal_156 | 0 | 0 | 0 |  |  |  | #N/A | #N/A | #N/A | [6 empty] | SCE_New_Geothermal_Generic |  | #N/A |  |  | SCE_New_Geothermal_Generic |  |  |  |  | #N/A | #N/A | #N/A | #N/A | #N/A | #N/A |  |  |  | SCE_New_Geothermal_Generic | SCE_New_Geothermal | SCE_Eastern_Geothermal_156 | [6 empty] | #N/A |  | SCE_New_Geothermal_Generic |  |  | #N/A |  |  |  |  | SCE_New_Geothermal_Generic |  |  |  |  | #N/A |  |  |  | SCE_New_Geothermal_Generic | SCE_New_Geothermal | SCE_Eastern_Geothermal_156 | [6 empty] | #N/A |  | SCE_New_Geothermal_Generic |  |  | #N/A |  |  |  |  | SCE_New_Geothermal_Generic |  |  |  |  | #N/A |  |  |  | SCE_New_Geothermal_Generic | SCE_New_Geothermal | SCE_Eastern_Geothermal_156 | 0 | 0 | 0 | 0 | 0 | 0 | 0 | 0 | 0.0071 | 0 | 0 | 0.0071 | 0 | 0 | 0 | 0 | 0.0071 | 0 | 0 | 0 | 0 | 0.0071 | 0 | 0 | 0 | 0.0071 | SCE Eastern
SCE_New_Geothermal_Generic | SCE_New_Geothermal | SCE_Eastern_Geothermal_174 | 0 | 0 | 0 | 0 | 0 | 0 | #N/A | 0 | SCE_New_Geothermal_Generic | 0 | 0 | #N/A | 0 | 0 | 0 | 0 | SCE_New_Geothermal_Generic | 0 | 0 | 0 | 0 | #N/A | 0 | 0 | 0 | SCE_New_Geothermal_Generic | SCE_New_Geothermal | SCE_Eastern_Geothermal_174 | 0 | [6 empty] | #N/A |  | SCE_New_Geothermal_Generic |  |  | #N/A |  |  |  |  | SCE_New_Geothermal_Generic | SCE_New_Geothermal | SCE_Eastern_Geothermal_174 | 0 | 0 | 0 |  |  |  | #N/A | #N/A | #N/A | [6 empty] | SCE_New_Geothermal_Generic |  | #N/A |  |  | SCE_New_Geothermal_Generic |  |  |  |  | #N/A | #N/A | #N/A | #N/A | #N/A | #N/A |  |  |  | SCE_New_Geothermal_Generic | SCE_New_Geothermal | SCE_Eastern_Geothermal_174 | [6 empty] | #N/A |  | SCE_New_Geothermal_Generic |  |  | #N/A |  |  |  |  | SCE_New_Geothermal_Generic |  |  |  |  | #N/A |  |  |  | SCE_New_Geothermal_Generic | SCE_New_Geothermal | SCE_Eastern_Geothermal_174 | [6 empty] | #N/A |  | SCE_New_Geothermal_Generic |  |  | #N/A |  |  |  |  | SCE_New_Geothermal_Generic |  |  |  |  | #N/A |  |  |  | SCE_New_Geothermal_Generic | SCE_New_Geothermal | SCE_Eastern_Geothermal_174 | 0 | 0 | 0 | 0 | 0 | 0 | 0 | 0 | 0 | 0 | 0 | 0 | 0 | 0 | 0 | 0 | 0 | 0 | 0 | 0 | 0 | 0 | 0 | 0 | 0 | 0 | SCE Eastern
SCE_LDES_12hr_Generic | SCE_LDES_12hr | SCE_Eastern_LDES_12hr_156 | 0 | 0 | 0 | 0 | 0 | 0 | #N/A | 0 | SCE_LDES_12hr_Generic | 0 | 0 | #N/A | 0 | 0 | 0 | 0 | SCE_LDES_12hr_Generic | 0 | 0 | 0 | 0 | #N/A | 0 | 0 | 0 | SCE_LDES_12hr_Generic | SCE_LDES_12hr | SCE_Eastern_LDES_12hr_156 | 0 | [6 empty] | #N/A |  | SCE_LDES_12hr_Generic |  |  | #N/A |  |  |  |  | SCE_LDES_12hr_Generic | SCE_LDES_12hr | SCE_Eastern_LDES_12hr_156 | 0 | 0 | 0 |  |  |  | #N/A | #N/A | #N/A | [6 empty] | SCE_LDES_12hr_Generic |  | #N/A |  |  | SCE_LDES_12hr_Generic |  |  |  |  | #N/A | #N/A | #N/A | #N/A | #N/A | #N/A |  |  |  | SCE_LDES_12hr_Generic | SCE_LDES_12hr | SCE_Eastern_LDES_12hr_156 | [6 empty] | #N/A |  | SCE_LDES_12hr_Generic |  |  | #N/A |  |  |  |  | SCE_LDES_12hr_Generic |  |  |  |  | #N/A |  |  |  | SCE_LDES_12hr_Generic | SCE_LDES_12hr | SCE_Eastern_LDES_12hr_156 | [6 empty] | #N/A |  | SCE_LDES_12hr_Generic |  |  | #N/A |  |  |  |  | SCE_LDES_12hr_Generic |  |  |  |  | #N/A |  |  |  | SCE_LDES_12hr_Generic | SCE_LDES_12hr | SCE_Eastern_LDES_12hr_156 | 0 | 0 | 0 | 0 | 0 | 0 | 0 | 0 | 0 | 0 | 0 | 0 | 0 | 0 | 0 | 0 | 0.5 | 0 | 0 | 0 | 0 | 0.5 | 0 | 0 | 0 | 0.5 | SCE Eastern
SCE_LDES_12hr_Generic | SCE_LDES_12hr | SCE_Eastern_LDES_12hr_172 | 0 | 0 | 0 | 0 | 0 | 0 | #N/A | 0 | SCE_LDES_12hr_Generic | 0 | 0 | #N/A | 0 | 0 | 0 | 0 | SCE_LDES_12hr_Generic | 0 | 0 | 0 | 0 | #N/A | 0 | 0 | 0 | SCE_LDES_12hr_Generic | SCE_LDES_12hr | SCE_Eastern_LDES_12hr_172 | 0 | [6 empty] | #N/A |  | SCE_LDES_12hr_Generic |  |  | #N/A |  |  |  |  | SCE_LDES_12hr_Generic | SCE_LDES_12hr | SCE_Eastern_LDES_12hr_172 | 0 | 0 | 0 |  |  |  | #N/A | #N/A | #N/A | [6 empty] | SCE_LDES_12hr_Generic |  | #N/A |  |  | SCE_LDES_12hr_Generic |  |  |  |  | #N/A | #N/A | #N/A | #N/A | #N/A | #N/A |  |  |  | SCE_LDES_12hr_Generic | SCE_LDES_12hr | SCE_Eastern_LDES_12hr_172 | [6 empty] | #N/A |  | SCE_LDES_12hr_Generic |  |  | #N/A |  |  |  |  | SCE_LDES_12hr_Generic |  |  |  |  | #N/A |  |  |  | SCE_LDES_12hr_Generic | SCE_LDES_12hr | SCE_Eastern_LDES_12hr_172 | [6 empty] | #N/A |  | SCE_LDES_12hr_Generic |  |  | #N/A |  |  |  |  | SCE_LDES_12hr_Generic |  |  |  |  | #N/A |  |  |  | SCE_LDES_12hr_Generic | SCE_LDES_12hr | SCE_Eastern_LDES_12hr_172 | 0 | 0 | 0 | 0 | 0 | 0 | 0 | 0 | 0 | 0 | 0 | 1.3 | 0 | 0 | 0 | 0 | 1.3 | 0 | 0 | 0 | 0 | 1.3 | 0 | 0 | 0 | 1.3 | SCE Eastern
SCE_New_Li_Battery_4hr_Generic | SCE_New_Li_Battery_4hr | SCE_Eastern_Li_Battery_4hr_154 | 0 | 0 | 0 | 0 | 0 | 0 | #N/A | 0 | SCE_New_Li_Battery_4hr_Generic | 0 | 0 | #N/A | 0 | 0 | 0 | 0 | SCE_New_Li_Battery_4hr_Generic | 0 | 0 | 0 | 0 | #N/A | 0 | 0 | 0 | SCE_New_Li_Battery_4hr_Generic | SCE_New_Li_Battery_4hr | SCE_Eastern_Li_Battery_4hr_154 | 0 | [6 empty] | #N/A |  | SCE_New_Li_Battery_4hr_Generic |  |  | #N/A |  |  |  |  | SCE_New_Li_Battery_4hr_Generic | SCE_New_Li_Battery_4hr | SCE_Eastern_Li_Battery_4hr_154 | 0 | 0 | 0 |  |  |  | #N/A | #N/A | #N/A | [6 empty] | SCE_New_Li_Battery_4hr_Generic |  | #N/A |  |  | SCE_New_Li_Battery_4hr_Generic |  |  |  |  | #N/A | #N/A | #N/A | #N/A | #N/A | #N/A |  |  |  | SCE_New_Li_Battery_4hr_Generic | SCE_New_Li_Battery_4hr | SCE_Eastern_Li_Battery_4hr_154 | [6 empty] | #N/A |  | SCE_New_Li_Battery_4hr_Generic |  |  | #N/A |  |  |  |  | SCE_New_Li_Battery_4hr_Generic |  |  |  |  | #N/A |  |  |  | SCE_New_Li_Battery_4hr_Generic | SCE_New_Li_Battery_4hr | SCE_Eastern_Li_Battery_4hr_154 | [6 empty] | #N/A |  | SCE_New_Li_Battery_4hr_Generic |  |  | #N/A |  |  |  |  | SCE_New_Li_Battery_4hr_Generic |  |  |  |  | #N/A |  |  |  | SCE_New_Li_Battery_4hr_Generic | SCE_New_Li_Battery_4hr | SCE_Eastern_Li_Battery_4hr_154 | 0 | 0 | 0 | 0 | 0 | 0 | 0 | 0 | 0 | 0 | 0 | 0 | 0 | 0 | 0 | 0 | 0 | 0 | 0 | 0 | 0 | 0 | 0 | 0 | 0 | 0 | SCE Eastern
SCE_New_Li_Battery_4hr_Generic | SCE_New_Li_Battery_4hr | SCE_Eastern_Li_Battery_4hr_156 | 0 | 0 | 0 | 0 | 0 | 0 | #N/A | 0 | SCE_New_Li_Battery_4hr_Generic | 0 | 0 | #N/A | 0 | 0 | 0 | 0 | SCE_New_Li_Battery_4hr_Generic | 0 | 0 | 0 | 0 | #N/A | 0 | 0 | 0 | SCE_New_Li_Battery_4hr_Generic | SCE_New_Li_Battery_4hr | SCE_Eastern_Li_Battery_4hr_156 | 0 | [6 empty] | #N/A |  | SCE_New_Li_Battery_4hr_Generic |  |  | #N/A |  |  |  |  | SCE_New_Li_Battery_4hr_Generic | SCE_New_Li_Battery_4hr | SCE_Eastern_Li_Battery_4hr_156 | 0 | 0 | 0 |  |  |  | #N/A | #N/A | #N/A | [6 empty] | SCE_New_Li_Battery_4hr_Generic |  | #N/A |  |  | SCE_New_Li_Battery_4hr_Generic |  |  |  |  | #N/A | #N/A | #N/A | #N/A | #N/A | #N/A |  |  |  | SCE_New_Li_Battery_4hr_Generic | SCE_New_Li_Battery_4hr | SCE_Eastern_Li_Battery_4hr_156 | [6 empty] | #N/A |  | SCE_New_Li_Battery_4hr_Generic |  |  | #N/A |  |  |  |  | SCE_New_Li_Battery_4hr_Generic |  |  |  |  | #N/A |  |  |  | SCE_New_Li_Battery_4hr_Generic | SCE_New_Li_Battery_4hr | SCE_Eastern_Li_Battery_4hr_156 | [6 empty] | #N/A |  | SCE_New_Li_Battery_4hr_Generic |  |  | #N/A |  |  |  |  | SCE_New_Li_Battery_4hr_Generic |  |  |  |  | #N/A |  |  |  | SCE_New_Li_Battery_4hr_Generic | SCE_New_Li_Battery_4hr | SCE_Eastern_Li_Battery_4hr_156 | 0 | 0 | 0 | 0 | 0 | 0 | 0 | 0 | 0 | 0 | 0 | 0 | 0 | 0 | 0 | 0 | 0 | 0 | 0 | 0 | 0 | 0 | 0 | 0 | 0 | 0 | SCE Eastern
SCE_New_Li_Battery_4hr_Generic | SCE_New_Li_Battery_4hr | SCE_Eastern_Li_Battery_4hr_170 | 0 | 0 | 0 | 0 | 0 | 0 | #N/A | 0 | SCE_New_Li_Battery_4hr_Generic | 0 | 0 | #N/A | 0 | 0 | 0 | 0 | SCE_New_Li_Battery_4hr_Generic | 0 | 0 | 0 | 0 | #N/A | 0 | 0 | 0 | SCE_New_Li_Battery_4hr_Generic | SCE_New_Li_Battery_4hr | SCE_Eastern_Li_Battery_4hr_170 | 0 | [6 empty] | #N/A |  | SCE_New_Li_Battery_4hr_Generic |  |  | #N/A |  |  |  |  | SCE_New_Li_Battery_4hr_Generic | SCE_New_Li_Battery_4hr | SCE_Eastern_Li_Battery_4hr_170 | 0 | 0 | 0 |  |  |  | #N/A | #N/A | #N/A | [6 empty] | SCE_New_Li_Battery_4hr_Generic |  | #N/A |  |  | SCE_New_Li_Battery_4hr_Generic |  |  |  |  | #N/A | #N/A | #N/A | #N/A | #N/A | #N/A |  |  |  | SCE_New_Li_Battery_4hr_Generic | SCE_New_Li_Battery_4hr | SCE_Eastern_Li_Battery_4hr_170 | [6 empty] | #N/A |  | SCE_New_Li_Battery_4hr_Generic |  |  | #N/A |  |  |  |  | SCE_New_Li_Battery_4hr_Generic |  |  |  |  | #N/A |  |  |  | SCE_New_Li_Battery_4hr_Generic | SCE_New_Li_Battery_4hr | SCE_Eastern_Li_Battery_4hr_170 | [6 empty] | #N/A |  | SCE_New_Li_Battery_4hr_Generic |  |  | #N/A |  |  |  |  | SCE_New_Li_Battery_4hr_Generic |  |  |  |  | #N/A |  |  |  | SCE_New_Li_Battery_4hr_Generic | SCE_New_Li_Battery_4hr | SCE_Eastern_Li_Battery_4hr_170 | 0 | 0 | 0 | 0 | 0 | 0 | 0.37 | 0 | 0.47 | 0 | 0 | 0.47 | 0 | 0 | 0 | 0 | 0.47 | 0 | 0 | 0 | 0 | 0.47 | 0 | 0 | 0 | 0.47 | SCE Eastern
SCE_New_Li_Battery_4hr_Generic | SCE_New_Li_Battery_4hr | SCE_Eastern_Li_Battery_4hr_172 | 0 | 0 | 0 | 0 | 0 | 0 | #N/A | 0 | SCE_New_Li_Battery_4hr_Generic | 0 | 0 | #N/A | 0 | 0 | 0 | 0 | SCE_New_Li_Battery_4hr_Generic | 0 | 0 | 0 | 0 | #N/A | 0 | 0 | 0 | SCE_New_Li_Battery_4hr_Generic | SCE_New_Li_Battery_4hr | SCE_Eastern_Li_Battery_4hr_172 | 0 | [6 empty] | #N/A |  | SCE_New_Li_Battery_4hr_Generic |  |  | #N/A |  |  |  |  | SCE_New_Li_Battery_4hr_Generic | SCE_New_Li_Battery_4hr | SCE_Eastern_Li_Battery_4hr_172 | 0 | 0 | 0 |  |  |  | #N/A | #N/A | #N/A | [6 empty] | SCE_New_Li_Battery_4hr_Generic |  | #N/A |  |  | SCE_New_Li_Battery_4hr_Generic |  |  |  |  | #N/A | #N/A | #N/A | #N/A | #N/A | #N/A |  |  |  | SCE_New_Li_Battery_4hr_Generic | SCE_New_Li_Battery_4hr | SCE_Eastern_Li_Battery_4hr_172 | [6 empty] | #N/A |  | SCE_New_Li_Battery_4hr_Generic |  |  | #N/A |  |  |  |  | SCE_New_Li_Battery_4hr_Generic |  |  |  |  | #N/A |  |  |  | SCE_New_Li_Battery_4hr_Generic | SCE_New_Li_Battery_4hr | SCE_Eastern_Li_Battery_4hr_172 | [6 empty] | #N/A |  | SCE_New_Li_Battery_4hr_Generic |  |  | #N/A |  |  |  |  | SCE_New_Li_Battery_4hr_Generic |  |  |  |  | #N/A |  |  |  | SCE_New_Li_Battery_4hr_Generic | SCE_New_Li_Battery_4hr | SCE_Eastern_Li_Battery_4hr_172 | 0 | 0 | 0 | 0 | 0 | 0 | 0 | 0 | 0 | 0 | 0 | 0 | 0 | 0 | 0 | 0 | 0 | 0 | 0 | 0 | 0 | 0 | 0 | 0 | 0 | 0 | SCE Eastern
SCE_New_Li_Battery_4hr_Generic | SCE_New_Li_Battery_4hr | SCE_Eastern_Li_Battery_4hr_174 | 0 | 0 | 0 | 0 | 0 | 0 | #N/A | 0 | SCE_New_Li_Battery_4hr_Generic | 0 | 0 | #N/A | 0 | 0 | 0 | 0 | SCE_New_Li_Battery_4hr_Generic | 0 | 0 | 0 | 0 | #N/A | 0 | 0 | 0 | SCE_New_Li_Battery_4hr_Generic | SCE_New_Li_Battery_4hr | SCE_Eastern_Li_Battery_4hr_174 | 0 | [6 empty] | #N/A |  | SCE_New_Li_Battery_4hr_Generic |  |  | #N/A |  |  |  |  | SCE_New_Li_Battery_4hr_Generic | SCE_New_Li_Battery_4hr | SCE_Eastern_Li_Battery_4hr_174 | 0 | 0 | 0 |  |  |  | #N/A | #N/A | #N/A | [6 empty] | SCE_New_Li_Battery_4hr_Generic |  | #N/A |  |  | SCE_New_Li_Battery_4hr_Generic |  |  |  |  | #N/A | #N/A | #N/A | #N/A | #N/A | #N/A |  |  |  | SCE_New_Li_Battery_4hr_Generic | SCE_New_Li_Battery_4hr | SCE_Eastern_Li_Battery_4hr_174 | [6 empty] | #N/A |  | SCE_New_Li_Battery_4hr_Generic |  |  | #N/A |  |  |  |  | SCE_New_Li_Battery_4hr_Generic |  |  |  |  | #N/A |  |  |  | SCE_New_Li_Battery_4hr_Generic | SCE_New_Li_Battery_4hr | SCE_Eastern_Li_Battery_4hr_174 | [6 empty] | #N/A |  | SCE_New_Li_Battery_4hr_Generic |  |  | #N/A |  |  |  |  | SCE_New_Li_Battery_4hr_Generic |  |  |  |  | #N/A |  |  |  | SCE_New_Li_Battery_4hr_Generic | SCE_New_Li_Battery_4hr | SCE_Eastern_Li_Battery_4hr_174 | 0 | 0 | 0 | 0 | 0 | 0 | 0 | 0 | 0 | 0 | 0 | 0 | 0 | 0 | 0 | 0 | 0 | 0 | 0 | 0 | 0 | 0 | 0 | 0 | 0 | 0 | SCE Eastern
SCE_New_Li_Battery_4hr_Generic | SCE_New_Li_Battery_4hr | SCE_Eastern_Li_Battery_4hr_179 | 0 | 0 | 0 | 0 | 0 | 0 | #N/A | 0 | SCE_New_Li_Battery_4hr_Generic | 0 | 0 | #N/A | 0 | 0 | 0 | 0 | SCE_New_Li_Battery_4hr_Generic | 0 | 0 | 0 | 0 | #N/A | 0 | 0 | 0 | SCE_New_Li_Battery_4hr_Generic | SCE_New_Li_Battery_4hr | SCE_Eastern_Li_Battery_4hr_179 | 0 | [6 empty] | #N/A |  | SCE_New_Li_Battery_4hr_Generic |  |  | #N/A |  |  |  |  | SCE_New_Li_Battery_4hr_Generic | SCE_New_Li_Battery_4hr | SCE_Eastern_Li_Battery_4hr_179 | 0 | 0 | 0 |  |  |  | #N/A | #N/A | #N/A | [6 empty] | SCE_New_Li_Battery_4hr_Generic |  | #N/A |  |  | SCE_New_Li_Battery_4hr_Generic |  |  |  |  | #N/A | #N/A | #N/A | #N/A | #N/A | #N/A |  |  |  | SCE_New_Li_Battery_4hr_Generic | SCE_New_Li_Battery_4hr | SCE_Eastern_Li_Battery_4hr_179 | [6 empty] | #N/A |  | SCE_New_Li_Battery_4hr_Generic |  |  | #N/A |  |  |  |  | SCE_New_Li_Battery_4hr_Generic |  |  |  |  | #N/A |  |  |  | SCE_New_Li_Battery_4hr_Generic | SCE_New_Li_Battery_4hr | SCE_Eastern_Li_Battery_4hr_179 | [6 empty] | #N/A |  | SCE_New_Li_Battery_4hr_Generic |  |  | #N/A |  |  |  |  | SCE_New_Li_Battery_4hr_Generic |  |  |  |  | #N/A |  |  |  | SCE_New_Li_Battery_4hr_Generic | SCE_New_Li_Battery_4hr | SCE_Eastern_Li_Battery_4hr_179 | 0 | 0 | 0 | 0 | 0 | 0 | 0 | 0 | 0 | 0 | 0 | 0 | 0 | 0 | 0 | 0 | 0 | 0 | 0 | 0 | 0 | 0 | 0 | 0 | 0 | 0 | SCE Eastern
SCE_New_Li_Battery_4hr_Generic | SCE_New_Li_Battery_4hr | SCE_Eastern_Li_Battery_4hr_182 | 0 | 0 | 0 | 0 | 0 | 0 | #N/A | 0 | SCE_New_Li_Battery_4hr_Generic | 0 | 0 | #N/A | 0 | 0 | 0 | 0 | SCE_New_Li_Battery_4hr_Generic | 0 | 0 | 0 | 0 | #N/A | 0 | 0 | 0 | SCE_New_Li_Battery_4hr_Generic | SCE_New_Li_Battery_4hr | SCE_Eastern_Li_Battery_4hr_182 | 0 | [6 empty] | #N/A |  | SCE_New_Li_Battery_4hr_Generic |  |  | #N/A |  |  |  |  | SCE_New_Li_Battery_4hr_Generic | SCE_New_Li_Battery_4hr | SCE_Eastern_Li_Battery_4hr_182 | 0 | 0 | 0 |  |  |  | #N/A | #N/A | #N/A | [6 empty] | SCE_New_Li_Battery_4hr_Generic |  | #N/A |  |  | SCE_New_Li_Battery_4hr_Generic |  |  |  |  | #N/A | #N/A | #N/A | #N/A | #N/A | #N/A |  |  |  | SCE_New_Li_Battery_4hr_Generic | SCE_New_Li_Battery_4hr | SCE_Eastern_Li_Battery_4hr_182 | [6 empty] | #N/A |  | SCE_New_Li_Battery_4hr_Generic |  |  | #N/A |  |  |  |  | SCE_New_Li_Battery_4hr_Generic |  |  |  |  | #N/A |  |  |  | SCE_New_Li_Battery_4hr_Generic | SCE_New_Li_Battery_4hr | SCE_Eastern_Li_Battery_4hr_182 | [6 empty] | #N/A |  | SCE_New_Li_Battery_4hr_Generic |  |  | #N/A |  |  |  |  | SCE_New_Li_Battery_4hr_Generic |  |  |  |  | #N/A |  |  |  | SCE_New_Li_Battery_4hr_Generic | SCE_New_Li_Battery_4hr | SCE_Eastern_Li_Battery_4hr_182 | 0 | 0 | 0 | 0 | 0 | 0 | 0 | 0 | 0 | 0 | 0 | 0 | 0 | 0 | 0 | 0 | 0 | 0 | 0 | 0 | 0 | 0 | 0 | 0 | 0 | 0 | SCE Eastern
SCE_New_Li_Battery_8hr_Generic | SCE_New_Li_Battery_8hr | SCE_Eastern_Li_Battery_8hr_154 | 0 | 0 | 0 | 0 | 0 | 0 | #N/A | 0 | SCE_New_Li_Battery_8hr_Generic | 0 | 0 | #N/A | 0 | 0 | 0 | 0 | SCE_New_Li_Battery_8hr_Generic | 0 | 0 | 0 | 0 | #N/A | 0 | 0 | 0 | SCE_New_Li_Battery_8hr_Generic | SCE_New_Li_Battery_8hr | SCE_Eastern_Li_Battery_8hr_154 | 0 | [6 empty] | #N/A |  | SCE_New_Li_Battery_8hr_Generic |  |  | #N/A |  |  |  |  | SCE_New_Li_Battery_8hr_Generic | SCE_New_Li_Battery_8hr | SCE_Eastern_Li_Battery_8hr_154 | 0 | 0 | 0 |  |  |  | #N/A | #N/A | #N/A | [6 empty] | SCE_New_Li_Battery_8hr_Generic |  | #N/A |  |  | SCE_New_Li_Battery_8hr_Generic |  |  |  |  | #N/A | #N/A | #N/A | #N/A | #N/A | #N/A |  |  |  | SCE_New_Li_Battery_8hr_Generic | SCE_New_Li_Battery_8hr | SCE_Eastern_Li_Battery_8hr_154 | [6 empty] | #N/A |  | SCE_New_Li_Battery_8hr_Generic |  |  | #N/A |  |  |  |  | SCE_New_Li_Battery_8hr_Generic |  |  |  |  | #N/A |  |  |  | SCE_New_Li_Battery_8hr_Generic | SCE_New_Li_Battery_8hr | SCE_Eastern_Li_Battery_8hr_154 | [6 empty] | #N/A |  | SCE_New_Li_Battery_8hr_Generic |  |  | #N/A |  |  |  |  | SCE_New_Li_Battery_8hr_Generic |  |  |  |  | #N/A |  |  |  | SCE_New_Li_Battery_8hr_Generic | SCE_New_Li_Battery_8hr | SCE_Eastern_Li_Battery_8hr_154 | 0 | 0 | 0 | 0 | 0 | 0 | 0 | 0 | 0 | 0 | 0 | 0 | 0 | 0 | 0 | 0 | 0 | 0 | 0 | 0 | 0 | 0 | 0 | 0 | 0 | 0 | SCE Eastern
SCE_New_Li_Battery_8hr_Generic | SCE_New_Li_Battery_8hr | SCE_Eastern_Li_Battery_8hr_156 | 0 | 0 | 0 | 0 | 0 | 0 | #N/A | 0 | SCE_New_Li_Battery_8hr_Generic | 0 | 0 | #N/A | 0 | 0 | 0 | 0 | SCE_New_Li_Battery_8hr_Generic | 0 | 0 | 0 | 0 | #N/A | 0 | 0 | 0 | SCE_New_Li_Battery_8hr_Generic | SCE_New_Li_Battery_8hr | SCE_Eastern_Li_Battery_8hr_156 | 0 | [6 empty] | #N/A |  | SCE_New_Li_Battery_8hr_Generic |  |  | #N/A |  |  |  |  | SCE_New_Li_Battery_8hr_Generic | SCE_New_Li_Battery_8hr | SCE_Eastern_Li_Battery_8hr_156 | 0 | 0 | 0 |  |  |  | #N/A | #N/A | #N/A | [6 empty] | SCE_New_Li_Battery_8hr_Generic |  | #N/A |  |  | SCE_New_Li_Battery_8hr_Generic |  |  |  |  | #N/A | #N/A | #N/A | #N/A | #N/A | #N/A |  |  |  | SCE_New_Li_Battery_8hr_Generic | SCE_New_Li_Battery_8hr | SCE_Eastern_Li_Battery_8hr_156 | [6 empty] | #N/A |  | SCE_New_Li_Battery_8hr_Generic |  |  | #N/A |  |  |  |  | SCE_New_Li_Battery_8hr_Generic |  |  |  |  | #N/A |  |  |  | SCE_New_Li_Battery_8hr_Generic | SCE_New_Li_Battery_8hr | SCE_Eastern_Li_Battery_8hr_156 | [6 empty] | #N/A |  | SCE_New_Li_Battery_8hr_Generic |  |  | #N/A |  |  |  |  | SCE_New_Li_Battery_8hr_Generic |  |  |  |  | #N/A |  |  |  | SCE_New_Li_Battery_8hr_Generic | SCE_New_Li_Battery_8hr | SCE_Eastern_Li_Battery_8hr_156 | 0 | 0 | 0 | 0 | 0 | 0 | 0 | 0 | 0 | 0 | 0 | 0 | 0 | 0 | 0 | 0 | 0 | 0 | 0 | 0 | 0 | 0 | 0 | 0 | 0 | 0 | SCE Eastern
SCE_New_Li_Battery_8hr_Generic | SCE_New_Li_Battery_8hr | SCE_Eastern_Li_Battery_8hr_170 | 0 | 0 | 0 | 0 | 0 | 0 | #N/A | 0 | SCE_New_Li_Battery_8hr_Generic | 0 | 0 | #N/A | 0 | 0 | 0 | 0 | SCE_New_Li_Battery_8hr_Generic | 0 | 0 | 0 | 0 | #N/A | 0 | 0 | 0 | SCE_New_Li_Battery_8hr_Generic | SCE_New_Li_Battery_8hr | SCE_Eastern_Li_Battery_8hr_170 | 0 | [6 empty] | #N/A |  | SCE_New_Li_Battery_8hr_Generic |  |  | #N/A |  |  |  |  | SCE_New_Li_Battery_8hr_Generic | SCE_New_Li_Battery_8hr | SCE_Eastern_Li_Battery_8hr_170 | 0 | 0 | 0 |  |  |  | #N/A | #N/A | #N/A | [6 empty] | SCE_New_Li_Battery_8hr_Generic |  | #N/A |  |  | SCE_New_Li_Battery_8hr_Generic |  |  |  |  | #N/A | #N/A | #N/A | #N/A | #N/A | #N/A |  |  |  | SCE_New_Li_Battery_8hr_Generic | SCE_New_Li_Battery_8hr | SCE_Eastern_Li_Battery_8hr_170 | [6 empty] | #N/A |  | SCE_New_Li_Battery_8hr_Generic |  |  | #N/A |  |  |  |  | SCE_New_Li_Battery_8hr_Generic |  |  |  |  | #N/A |  |  |  | SCE_New_Li_Battery_8hr_Generic | SCE_New_Li_Battery_8hr | SCE_Eastern_Li_Battery_8hr_170 | [6 empty] | #N/A |  | SCE_New_Li_Battery_8hr_Generic |  |  | #N/A |  |  |  |  | SCE_New_Li_Battery_8hr_Generic |  |  |  |  | #N/A |  |  |  | SCE_New_Li_Battery_8hr_Generic | SCE_New_Li_Battery_8hr | SCE_Eastern_Li_Battery_8hr_170 | 0 | 0 | 0 | 0 | 0 | 0 | 0 | 0 | 0 | 0 | 0 | 0 | 0 | 0 | 0 | 0 | 0 | 0 | 0 | 0 | 0 | 0 | 0 | 0 | 0 | 0 | SCE Eastern
SCE_New_Li_Battery_8hr_Generic | SCE_New_Li_Battery_8hr | SCE_Eastern_Li_Battery_8hr_172 | 0 | 0 | 0 | 0 | 0 | 0 | #N/A | 0 | SCE_New_Li_Battery_8hr_Generic | 0 | 0 | #N/A | 0 | 0 | 0 | 0 | SCE_New_Li_Battery_8hr_Generic | 0 | 0 | 0 | 0 | #N/A | 0 | 0 | 0 | SCE_New_Li_Battery_8hr_Generic | SCE_New_Li_Battery_8hr | SCE_Eastern_Li_Battery_8hr_172 | 0 | 0 | 0 | 0 | 0 | 0 | 0 | #N/A | 0 | SCE_New_Li_Battery_8hr_Generic | 0 | 0 | #N/A | 0 | 0 | 0 | 0 | SCE_New_Li_Battery_8hr_Generic | SCE_New_Li_Battery_8hr | SCE_Eastern_Li_Battery_8hr_172 | 0 | 0 | 0 | 0 | 0 | 0 | #N/A | #N/A | #N/A | 0 | 0 | 0 | 0 | 0 | 0 | SCE_New_Li_Battery_8hr_Generic | 0 | #N/A | 0 | 0 | SCE_New_Li_Battery_8hr_Generic | 0 | 0 | 0 | 0 | #N/A | #N/A | #N/A | #N/A | #N/A | #N/A | 0 | 0 | 0 | SCE_New_Li_Battery_8hr_Generic | SCE_New_Li_Battery_8hr | SCE_Eastern_Li_Battery_8hr_172 | [6 empty] | #N/A |  | SCE_New_Li_Battery_8hr_Generic |  |  | #N/A |  |  |  |  | SCE_New_Li_Battery_8hr_Generic |  |  |  |  | #N/A |  |  |  | SCE_New_Li_Battery_8hr_Generic | SCE_New_Li_Battery_8hr | SCE_Eastern_Li_Battery_8hr_172 | [6 empty] | #N/A |  | SCE_New_Li_Battery_8hr_Generic |  |  | #N/A |  |  |  |  | SCE_New_Li_Battery_8hr_Generic |  |  |  |  | #N/A |  |  |  | SCE_New_Li_Battery_8hr_Generic | SCE_New_Li_Battery_8hr | SCE_Eastern_Li_Battery_8hr_172 | 0 | 0 | 0 | 0 | 0 | 0 | 0 | 0 | 0 | 0 | 0 | 0 | 0 | 0 | 0 | 0 | 0 | 0 | 0 | 0 | 0 | 0 | 0 | 0 | 0 | 0 | SCE Eastern
SCE_New_Li_Battery_8hr_Generic | SCE_New_Li_Battery_8hr | SCE_Eastern_Li_Battery_8hr_174 | [6 empty] | #N/A |  | SCE_New_Li_Battery_8hr_Generic |  |  | #N/A |  |  |  |  | SCE_New_Li_Battery_8hr_Generic |  |  |  |  | #N/A |  |  |  | SCE_New_Li_Battery_8hr_Generic | SCE_New_Li_Battery_8hr | SCE_Eastern_Li_Battery_8hr_174 | 0 | [6 empty] | #N/A |  | SCE_New_Li_Battery_8hr_Generic |  |  | #N/A |  |  |  |  | SCE_New_Li_Battery_8hr_Generic | SCE_New_Li_Battery_8hr | SCE_Eastern_Li_Battery_8hr_174 | 0 | 0 | 0 |  |  |  | #N/A | #N/A | #N/A | [6 empty] | SCE_New_Li_Battery_8hr_Generic |  | #N/A |  |  | SCE_New_Li_Battery_8hr_Generic |  |  |  |  | #N/A | #N/A | #N/A | #N/A | #N/A | #N/A |  |  |  | SCE_New_Li_Battery_8hr_Generic | SCE_New_Li_Battery_8hr | SCE_Eastern_Li_Battery_8hr_174 | [6 empty] | #N/A |  | SCE_New_Li_Battery_8hr_Generic |  |  | #N/A |  |  |  |  | SCE_New_Li_Battery_8hr_Generic |  |  |  |  | #N/A |  |  |  | SCE_New_Li_Battery_8hr_Generic | SCE_New_Li_Battery_8hr | SCE_Eastern_Li_Battery_8hr_174 | [6 empty] | #N/A |  | SCE_New_Li_Battery_8hr_Generic |  |  | #N/A |  |  |  |  | SCE_New_Li_Battery_8hr_Generic |  |  |  |  | #N/A |  |  |  | SCE_New_Li_Battery_8hr_Generic | SCE_New_Li_Battery_8hr | SCE_Eastern_Li_Battery_8hr_174 | 0 | 0 | 0 | 0 | 0 | 0 | 0 | 0 | 0 | 0 | 0 | 0 | 0 | 0 | 0 | 0 | 0 | 0 | 0 | 0 | 0 | 0 | 0 | 0 | 0 | 0 | SCE Eastern
SCE_New_Li_Battery_8hr_Generic | SCE_New_Li_Battery_8hr | SCE_Eastern_Li_Battery_8hr_179 | [6 empty] | #N/A |  | SCE_New_Li_Battery_8hr_Generic |  |  | #N/A |  |  |  |  | SCE_New_Li_Battery_8hr_Generic |  |  |  |  | #N/A |  |  |  | SCE_New_Li_Battery_8hr_Generic | SCE_New_Li_Battery_8hr | SCE_Eastern_Li_Battery_8hr_179 | 0 | [6 empty] | #N/A |  | SCE_New_Li_Battery_8hr_Generic |  |  | #N/A |  |  |  |  | SCE_New_Li_Battery_8hr_Generic | SCE_New_Li_Battery_8hr | SCE_Eastern_Li_Battery_8hr_179 | 0 | 0 | 0 |  |  |  | #N/A | #N/A | #N/A | [6 empty] | SCE_New_Li_Battery_8hr_Generic |  | #N/A |  |  | SCE_New_Li_Battery_8hr_Generic |  |  |  |  | #N/A | #N/A | #N/A | #N/A | #N/A | #N/A |  |  |  | SCE_New_Li_Battery_8hr_Generic | SCE_New_Li_Battery_8hr | SCE_Eastern_Li_Battery_8hr_179 | [6 empty] | #N/A |  | SCE_New_Li_Battery_8hr_Generic |  |  | #N/A |  |  |  |  | SCE_New_Li_Battery_8hr_Generic |  |  |  |  | #N/A |  |  |  | SCE_New_Li_Battery_8hr_Generic | SCE_New_Li_Battery_8hr | SCE_Eastern_Li_Battery_8hr_179 | [6 empty] | #N/A |  | SCE_New_Li_Battery_8hr_Generic |  |  | #N/A |  |  |  |  | SCE_New_Li_Battery_8hr_Generic |  |  |  |  | #N/A |  |  |  | SCE_New_Li_Battery_8hr_Generic | SCE_New_Li_Battery_8hr | SCE_Eastern_Li_Battery_8hr_179 | 0 | 0 | 0 | 0 | 0 | 0 | 0 | 0 | 0 | 0 | 0 | 0 | 0 | 0 | 0 | 0 | 0 | 0 | 0 | 0 | 0 | 0 | 0 | 0 | 0 | 0 | SCE Eastern
SCE_New_Li_Battery_8hr_Generic | SCE_New_Li_Battery_8hr | SCE_Eastern_Li_Battery_8hr_182 | 2020-01-01 | 2021-01-01 | 2022-01-01 | 2023-01-01 | 2024-01-01 | 2025-01-01 | #N/A | 2027-01-01 | SCE_New_Li_Battery_8hr_Generic | 2029-01-01 | 2030-01-01 | #N/A | 2032-01-01 | 2033-01-01 | 2034-01-01 | 2035-01-01 | SCE_New_Li_Battery_8hr_Generic | 2037-01-01 | 2038-01-01 | 2039-01-01 | 2040-01-01 | #N/A | 2042-01-01 | 2043-01-01 | 2044-01-01 | SCE_New_Li_Battery_8hr_Generic | SCE_New_Li_Battery_8hr | SCE_Eastern_Li_Battery_8hr_182 | 0 | 2020-01-01 | 2021-01-01 | 2022-01-01 | 2023-01-01 | 2024-01-01 | 2025-01-01 | #N/A | 2027-01-01 | SCE_New_Li_Battery_8hr_Generic | 2029-01-01 | 2030-01-01 | #N/A | 2032-01-01 | 2033-01-01 | 2034-01-01 | 2035-01-01 | SCE_New_Li_Battery_8hr_Generic | SCE_New_Li_Battery_8hr | SCE_Eastern_Li_Battery_8hr_182 | 0 | 0 | 0 | 2042-01-01 | 2043-01-01 | 2044-01-01 | #N/A | #N/A | #N/A | 2020-01-01 | 2021-01-01 | 2022-01-01 | 2023-01-01 | 2024-01-01 | 2025-01-01 | SCE_New_Li_Battery_8hr_Generic | 2027-01-01 | #N/A | 2029-01-01 | 2030-01-01 | SCE_New_Li_Battery_8hr_Generic | 2032-01-01 | 2033-01-01 | 2034-01-01 | 2035-01-01 | #N/A | #N/A | #N/A | #N/A | #N/A | #N/A | 2042-01-01 | 2043-01-01 | 2044-01-01 | SCE_New_Li_Battery_8hr_Generic | SCE_New_Li_Battery_8hr | SCE_Eastern_Li_Battery_8hr_182 | [6 empty] | #N/A |  | SCE_New_Li_Battery_8hr_Generic |  |  | #N/A |  |  |  |  | SCE_New_Li_Battery_8hr_Generic |  |  |  |  | #N/A |  |  |  | SCE_New_Li_Battery_8hr_Generic | SCE_New_Li_Battery_8hr | SCE_Eastern_Li_Battery_8hr_182 | [6 empty] | #N/A |  | SCE_New_Li_Battery_8hr_Generic |  |  | #N/A |  |  |  |  | SCE_New_Li_Battery_8hr_Generic |  |  |  |  | #N/A |  |  |  | SCE_New_Li_Battery_8hr_Generic | SCE_New_Li_Battery_8hr | SCE_Eastern_Li_Battery_8hr_182 | 0 | 0 | 0 | 0 | 0 | 0 | 0 | 0 | 0 | 0 | 0 | 0 | 0 | 0 | 0 | 0 | 0 | 0 | 0 | 0 | 0 | 0 | 0 | 0 | 0 | 0 | SCE Eastern
SCE_Eastern_Solar_Generic | SCE_Eastern_Solar | SCE_Eastern_Solar_154 | 0 | 0 | 0 | 0 | 0 | 0 | #N/A | 0 | SCE_Eastern_Solar_Generic | 0 | 0 | #N/A | 0 | 0 | 0 | 0 | SCE_Eastern_Solar_Generic | 0 | 0 | 0 | 0 | #N/A | 0 | 0 | 0 | SCE_Eastern_Solar_Generic | SCE_Eastern_Solar | SCE_Eastern_Solar_154 | 0 | 0 | 0 | 0 | 0 | 0 | 0 | #N/A | 0 | SCE_Eastern_Solar_Generic | 0 | 0 | #N/A | 0 | 0 | 0 | 0 | SCE_Eastern_Solar_Generic | SCE_Eastern_Solar | SCE_Eastern_Solar_154 | 0 | 0 | 0 | 0 | 0 | 0 | #N/A | #N/A | #N/A | 0 | 0 | 0 | 0 | 0 | 0 | SCE_Eastern_Solar_Generic | 0 | #N/A | 0 | 0 | SCE_Eastern_Solar_Generic | 0 | 0 | 0 | 0 | #N/A | #N/A | #N/A | #N/A | #N/A | #N/A | 0 | 0 | 0 | SCE_Eastern_Solar_Generic | SCE_Eastern_Solar | SCE_Eastern_Solar_154 | [6 empty] | #N/A |  | SCE_Eastern_Solar_Generic |  |  | #N/A |  |  |  |  | SCE_Eastern_Solar_Generic |  |  |  |  | #N/A |  |  |  | SCE_Eastern_Solar_Generic | SCE_Eastern_Solar | SCE_Eastern_Solar_154 | [6 empty] | #N/A |  | SCE_Eastern_Solar_Generic |  |  | #N/A |  |  |  |  | SCE_Eastern_Solar_Generic |  |  |  |  | #N/A |  |  |  | SCE_Eastern_Solar_Generic | SCE_Eastern_Solar | SCE_Eastern_Solar_154 | 0 | 0 | 0 | 0 | 0 | 0 | 0 | 0 | 0 | 0 | 0 | 0.76568 | 0 | 0 | 0 | 0 | 0.76568 | 0 | 0 | 0 | 0 | 0.76568 | 0 | 0 | 0 | 0.76568 | SCE Eastern
SCE_Eastern_Solar_Generic | SCE_Eastern_Solar | SCE_Eastern_Solar_156 | 0 | 0 | 0 | 0 | 0 | 0 | #N/A | 0 | SCE_Eastern_Solar_Generic | 0 | 0 | #N/A | 0 | 0 | 0 | 0 | SCE_Eastern_Solar_Generic | 0 | 0 | 0 | 0 | #N/A | 0 | 0 | 0 | SCE_Eastern_Solar_Generic | SCE_Eastern_Solar | SCE_Eastern_Solar_156 | 0 | 0 | 0 | 0 | 0 | 0 | 0 | #N/A | 0 | SCE_Eastern_Solar_Generic | 0 | 0 | #N/A | 0 | 0 | 0 | 0 | SCE_Eastern_Solar_Generic | SCE_Eastern_Solar | SCE_Eastern_Solar_156 | 0 | 0 | 0 | 0 | 0 | 0 | #N/A | #N/A | #N/A | 0 | 0 | 0 | 0 | 0 | 0 | SCE_Eastern_Solar_Generic | 0 | #N/A | 0 | 0 | SCE_Eastern_Solar_Generic | 0 | 0 | 0 | 0 | #N/A | #N/A | #N/A | #N/A | #N/A | #N/A | 0 | 0 | 0 | SCE_Eastern_Solar_Generic | SCE_Eastern_Solar | SCE_Eastern_Solar_156 | [6 empty] | #N/A |  | SCE_Eastern_Solar_Generic |  |  | #N/A |  |  |  |  | SCE_Eastern_Solar_Generic |  |  |  |  | #N/A |  |  |  | SCE_Eastern_Solar_Generic | SCE_Eastern_Solar | SCE_Eastern_Solar_156 | [6 empty] | #N/A |  | SCE_Eastern_Solar_Generic |  |  | #N/A |  |  |  |  | SCE_Eastern_Solar_Generic |  |  |  |  | #N/A |  |  |  | SCE_Eastern_Solar_Generic | SCE_Eastern_Solar | SCE_Eastern_Solar_156 | 0 | 0 | 0 | 0 | 0 | 0 | 0 | 0 | 0 | 0 | 0 | 2.4116 | 0 | 0 | 0 | 0 | 2.4116 | 0 | 0 | 0 | 0 | 6.7703 | 0 | 0 | 0 | 6.7703 | SCE Eastern
SCE_Eastern_Solar_Generic | SCE_Eastern_Solar | SCE_Eastern_Solar_170 | 0 | 0 | 0 | 0 | 0 | 0 | #N/A | 0 | SCE_Eastern_Solar_Generic | 0 | 0 | #N/A | 0 | 0 | 0 | 0 | SCE_Eastern_Solar_Generic | 0 | 0 | 0 | 0 | #N/A | 0 | 0 | 0 | SCE_Eastern_Solar_Generic | SCE_Eastern_Solar | SCE_Eastern_Solar_170 | 0 | 0 | 0 | 0 | 0 | 0 | 0 | #N/A | 0 | SCE_Eastern_Solar_Generic | 0 | 0 | #N/A | 0 | 0 | 0 | 0 | SCE_Eastern_Solar_Generic | SCE_Eastern_Solar | SCE_Eastern_Solar_170 | 0 | 0 | 0 | 0 | 0 | 0 | #N/A | #N/A | #N/A | 0 | 0 | 0 | 0 | 0 | 0 | SCE_Eastern_Solar_Generic | 0 | #N/A | 0 | 0 | SCE_Eastern_Solar_Generic | 0 | 0 | 0 | 0 | #N/A | #N/A | #N/A | #N/A | #N/A | #N/A | 0 | 0 | 0 | SCE_Eastern_Solar_Generic | SCE_Eastern_Solar | SCE_Eastern_Solar_170 | [6 empty] | #N/A |  | SCE_Eastern_Solar_Generic |  |  | #N/A |  |  |  |  | SCE_Eastern_Solar_Generic |  |  |  |  | #N/A |  |  |  | SCE_Eastern_Solar_Generic | SCE_Eastern_Solar | SCE_Eastern_Solar_170 | [6 empty] | #N/A |  | SCE_Eastern_Solar_Generic |  |  | #N/A |  |  |  |  | SCE_Eastern_Solar_Generic |  |  |  |  | #N/A |  |  |  | SCE_Eastern_Solar_Generic | SCE_Eastern_Solar | SCE_Eastern_Solar_170 | 0 | 0 | 0 | 0 | 0 | 0 | 0 | 0 | 0 | 0 | 0 | 0.38284 | 0 | 0 | 0 | 0 | 0.38284 | 0 | 0 | 0 | 0 | 0.38284 | 0 | 0 | 0 | 0.38284 | SCE Eastern
SCE_Eastern_Solar_Generic | SCE_Eastern_Solar | SCE_Eastern_Solar_172 | 0 | 0 | 0 | 0 | 0 | 0 | #N/A | 0 | SCE_Eastern_Solar_Generic | 0 | 0 | #N/A | 0 | 0 | 0 | 0 | SCE_Eastern_Solar_Generic | 0 | 0 | 0 | 0 | #N/A | 0 | 0 | 0 | SCE_Eastern_Solar_Generic | SCE_Eastern_Solar | SCE_Eastern_Solar_172 | 0 | 0 | 0 | 0 | 0 | 0 | 0 | #N/A | 0 | SCE_Eastern_Solar_Generic | 0 | 0 | #N/A | 0 | 0 | 0 | 0 | SCE_Eastern_Solar_Generic | SCE_Eastern_Solar | SCE_Eastern_Solar_172 | 0 | 0 | 0 | 0 | 0 | 0 | #N/A | #N/A | #N/A | 0 | 0 | 0 | 0 | 0 | 0 | SCE_Eastern_Solar_Generic | 0 | #N/A | 0 | 0 | SCE_Eastern_Solar_Generic | 0 | 0 | 0 | 0 | #N/A | #N/A | #N/A | #N/A | #N/A | #N/A | 0 | 0 | 0 | SCE_Eastern_Solar_Generic | SCE_Eastern_Solar | SCE_Eastern_Solar_172 | [6 empty] | #N/A |  | SCE_Eastern_Solar_Generic |  |  | #N/A |  |  |  |  | SCE_Eastern_Solar_Generic |  |  |  |  | #N/A |  |  |  | SCE_Eastern_Solar_Generic | SCE_Eastern_Solar | SCE_Eastern_Solar_172 | [6 empty] | #N/A |  | SCE_Eastern_Solar_Generic |  |  | #N/A |  |  |  |  | SCE_Eastern_Solar_Generic |  |  |  |  | #N/A |  |  |  | SCE_Eastern_Solar_Generic | SCE_Eastern_Solar | SCE_Eastern_Solar_172 | 0 | 0 | 0 | 0 | 0 | 0 | 0.044788 | 0 | 0.044788 | 0 | 0 | 0.41042 | 0 | 0 | 0 | 0 | 0.41042 | 0 | 0 | 0 | 0 | 0.41042 | 0 | 0 | 0 | 0.41042 | SCE Eastern
SCE_Eastern_Solar_Generic | SCE_Eastern_Solar | SCE_Eastern_Solar_174 | 0 | 0 | 0 | 0 | 0 | 0 | #N/A | 0 | SCE_Eastern_Solar_Generic | 0 | 0 | #N/A | 0 | 0 | 0 | 0 | SCE_Eastern_Solar_Generic | 0 | 0 | 0 | 0 | #N/A | 0 | 0 | 0 | SCE_Eastern_Solar_Generic | SCE_Eastern_Solar | SCE_Eastern_Solar_174 | 0 | 0 | 0 | 0 | 0 | 0 | 0 | #N/A | 0 | SCE_Eastern_Solar_Generic | 0 | 0 | #N/A | 0 | 0 | 0 | 0 | SCE_Eastern_Solar_Generic | SCE_Eastern_Solar | SCE_Eastern_Solar_174 | 0 | 0 | 0 | 0 | 0 | 0 | #N/A | #N/A | #N/A | 0 | 0 | 0 | 0 | 0 | 0 | SCE_Eastern_Solar_Generic | 0 | #N/A | 0 | 0 | SCE_Eastern_Solar_Generic | 0 | 0 | 0 | 0 | #N/A | #N/A | #N/A | #N/A | #N/A | #N/A | 0 | 0 | 0 | SCE_Eastern_Solar_Generic | SCE_Eastern_Solar | SCE_Eastern_Solar_174 | [6 empty] | #N/A |  | SCE_Eastern_Solar_Generic |  |  | #N/A |  |  |  |  | SCE_Eastern_Solar_Generic |  |  |  |  | #N/A |  |  |  | SCE_Eastern_Solar_Generic | SCE_Eastern_Solar | SCE_Eastern_Solar_174 | [6 empty] | #N/A |  | SCE_Eastern_Solar_Generic |  |  | #N/A |  |  |  |  | SCE_Eastern_Solar_Generic |  |  |  |  | #N/A |  |  |  | SCE_Eastern_Solar_Generic | SCE_Eastern_Solar | SCE_Eastern_Solar_174 | 0 | 0 | 0 | 0 | 0 | 0 | 0 | 0 | 0 | 0 | 0 | 0 | 0 | 0 | 0 | 0 | 0 | 0 | 0 | 0 | 0 | 0.57647 | 0 | 0 | 0 | 0.57647 | SCE Eastern
SCE_Eastern_Solar_Generic | SCE_Eastern_Solar | SCE_Eastern_Solar_179 | 0 | 0 | 0 | 0 | 0 | 0 | #N/A | 0 | SCE_Eastern_Solar_Generic | 0 | 0 | #N/A | 0 | 0 | 0 | 0 | SCE_Eastern_Solar_Generic | 0 | 0 | 0 | 0 | #N/A | 0 | 0 | 0 | SCE_Eastern_Solar_Generic | SCE_Eastern_Solar | SCE_Eastern_Solar_179 | 0 | 0 | 0 | 0 | 0 | 0 | 0 | #N/A | 0 | SCE_Eastern_Solar_Generic | 0 | 0 | #N/A | 0 | 0 | 0 | 0 | SCE_Eastern_Solar_Generic | SCE_Eastern_Solar | SCE_Eastern_Solar_179 | 0 | 0 | 0 | 0 | 0 | 0 | #N/A | #N/A | #N/A | 0 | 0 | 0 | 0 | 0 | 0 | SCE_Eastern_Solar_Generic | 0 | #N/A | 0 | 0 | SCE_Eastern_Solar_Generic | 0 | 0 | 0 | 0 | #N/A | #N/A | #N/A | #N/A | #N/A | #N/A | 0 | 0 | 0 | SCE_Eastern_Solar_Generic | SCE_Eastern_Solar | SCE_Eastern_Solar_179 | [6 empty] | #N/A |  | SCE_Eastern_Solar_Generic |  |  | #N/A |  |  |  |  | SCE_Eastern_Solar_Generic |  |  |  |  | #N/A |  |  |  | SCE_Eastern_Solar_Generic | SCE_Eastern_Solar | SCE_Eastern_Solar_179 | [6 empty] | #N/A |  | SCE_Eastern_Solar_Generic |  |  | #N/A |  |  |  |  | SCE_Eastern_Solar_Generic |  |  |  |  | #N/A |  |  |  | SCE_Eastern_Solar_Generic | SCE_Eastern_Solar | SCE_Eastern_Solar_179 | 0 | 0 | 0 | 0 | 0 | 0 | 0.20521 | 0 | 0.20521 | 0 | 0 | 0.20521 | 0 | 0 | 0 | 0 | 0.20521 | 0 | 0 | 0 | 0 | 0.20521 | 0 | 0 | 0 | 0.20521 | SCE Eastern
SCE_Eastern_Solar_Generic | SCE_Eastern_Solar | SCE_Eastern_Solar_182 | 0 | 0 | 0 | 0 | 0 | 0 | #N/A | 0 | SCE_Eastern_Solar_Generic | 0 | 0 | #N/A | 0 | 0 | 0 | 0 | SCE_Eastern_Solar_Generic | 0 | 0 | 0 | 0 | #N/A | 0 | 0 | 0 | SCE_Eastern_Solar_Generic | SCE_Eastern_Solar | SCE_Eastern_Solar_182 | 0 | 0 | 0 | 0 | 0 | 0 | 0 | #N/A | 0 | SCE_Eastern_Solar_Generic | 0 | 0 | #N/A | 0 | 0 | 0 | 0 | SCE_Eastern_Solar_Generic | SCE_Eastern_Solar | SCE_Eastern_Solar_182 | 0 | 0 | 0 | 0 | 0 | 0 | #N/A | #N/A | #N/A | 0 | 0 | 0 | 0 | 0 | 0 | SCE_Eastern_Solar_Generic | 0 | #N/A | 0 | 0 | SCE_Eastern_Solar_Generic | 0 | 0 | 0 | 0 | #N/A | #N/A | #N/A | #N/A | #N/A | #N/A | 0 | 0 | 0 | SCE_Eastern_Solar_Generic | SCE_Eastern_Solar | SCE_Eastern_Solar_182 | [6 empty] | #N/A |  | SCE_Eastern_Solar_Generic |  |  | #N/A |  |  |  |  | SCE_Eastern_Solar_Generic |  |  |  |  | #N/A |  |  |  | SCE_Eastern_Solar_Generic | SCE_Eastern_Solar | SCE_Eastern_Solar_182 | [6 empty] | #N/A |  | SCE_Eastern_Solar_Generic |  |  | #N/A |  |  |  |  | SCE_Eastern_Solar_Generic |  |  |  |  | #N/A |  |  |  | SCE_Eastern_Solar_Generic | SCE_Eastern_Solar | SCE_Eastern_Solar_182 | 0 | 0 | 0 | 0 | 0 | 0 | 0 | 0 | 0 | 0 | 0 | 0 | 0 | 0 | 0 | 0 | 0 | 0 | 0 | 0 | 0 | 0 | 0 | 0 | 0 | 0 | SCE Eastern
SCE_Eastern_Wind_Generic | SCE_Eastern_Wind | SCE_Eastern_Wind_156 | 0 | 0 | 0 | 0 | 0 | 0 | #N/A | 0 | SCE_Eastern_Wind_Generic | 0 | 0 | #N/A | 0 | 0 | 0 | 0 | SCE_Eastern_Wind_Generic | 0 | 0 | 0 | 0 | #N/A | 0 | 0 | 0 | SCE_Eastern_Wind_Generic | SCE_Eastern_Wind | SCE_Eastern_Wind_156 | 0 | 0 | 0 | 0 | 0 | 0 | 0 | #N/A | 0 | SCE_Eastern_Wind_Generic | 0 | 0 | #N/A | 0 | 0 | 0 | 0 | SCE_Eastern_Wind_Generic | SCE_Eastern_Wind | SCE_Eastern_Wind_156 | 0 | 0 | 0 | 0 | 0 | 0 | #N/A | #N/A | #N/A | 0 | 0 | 0 | 0 | 0 | 0 | SCE_Eastern_Wind_Generic | 0 | #N/A | 0 | 0 | SCE_Eastern_Wind_Generic | 0 | 0 | 0 | 0 | #N/A | #N/A | #N/A | #N/A | #N/A | #N/A | 0 | 0 | 0 | SCE_Eastern_Wind_Generic | SCE_Eastern_Wind | SCE_Eastern_Wind_156 | [6 empty] | #N/A |  | SCE_Eastern_Wind_Generic |  |  | #N/A |  |  |  |  | SCE_Eastern_Wind_Generic |  |  |  |  | #N/A |  |  |  | SCE_Eastern_Wind_Generic | SCE_Eastern_Wind | SCE_Eastern_Wind_156 | [6 empty] | #N/A |  | SCE_Eastern_Wind_Generic |  |  | #N/A |  |  |  |  | SCE_Eastern_Wind_Generic |  |  |  |  | #N/A |  |  |  | SCE_Eastern_Wind_Generic | SCE_Eastern_Wind | SCE_Eastern_Wind_156 | 0 | 0 | 0 | 0 | 0 | 0 | 0 | 0 | 0 | 0 | 0 | 0 | 0 | 0 | 0 | 0 | 0 | 0 | 0 | 0 | 0 | 0 | 0 | 0 | 0 | 0 | SCE Eastern
SCE_Eastern_Wind_Generic | SCE_Eastern_Wind | SCE_Eastern_Wind_174 | 0 | 0 | 0 | 0 | 0 | 0 | #N/A | 0 | SCE_Eastern_Wind_Generic | 0 | 0 | #N/A | 0 | 0 | 0 | 0 | SCE_Eastern_Wind_Generic | 0 | 0 | 0 | 0 | #N/A | 0 | 0 | 0 | SCE_Eastern_Wind_Generic | SCE_Eastern_Wind | SCE_Eastern_Wind_174 | 0 | 0 | 0 | 0 | 0 | 0 | 0 | #N/A | 0 | SCE_Eastern_Wind_Generic | 0 | 0 | #N/A | 0 | 0 | 0 | 0 | SCE_Eastern_Wind_Generic | SCE_Eastern_Wind | SCE_Eastern_Wind_174 | 0 | 0 | 0 | 0 | 0 | 0 | #N/A | #N/A | #N/A | 0 | 0 | 0 | 0 | 0 | 0 | SCE_Eastern_Wind_Generic | 0 | #N/A | 0 | 0 | SCE_Eastern_Wind_Generic | 0 | 0 | 0 | 0 | #N/A | #N/A | #N/A | #N/A | #N/A | #N/A | 0 | 0 | 0 | SCE_Eastern_Wind_Generic | SCE_Eastern_Wind | SCE_Eastern_Wind_174 | [6 empty] | #N/A |  | SCE_Eastern_Wind_Generic |  |  | #N/A |  |  |  |  | SCE_Eastern_Wind_Generic |  |  |  |  | #N/A |  |  |  | SCE_Eastern_Wind_Generic | SCE_Eastern_Wind | SCE_Eastern_Wind_174 | [6 empty] | #N/A |  | SCE_Eastern_Wind_Generic |  |  | #N/A |  |  |  |  | SCE_Eastern_Wind_Generic |  |  |  |  | #N/A |  |  |  | SCE_Eastern_Wind_Generic | SCE_Eastern_Wind | SCE_Eastern_Wind_174 | 0 | 0 | 0 | 0 | 0 | 0 | 0 | 0 | 0 | 0 | 0 | 0 | 0 | 0 | 0 | 0 | 0 | 0 | 0 | 0 | 0 | 0 | 0 | 0 | 0 | 0 | SCE Eastern
SCE_New_EGS_Generic | SCE_New_EGS | SCE_EOP_EGS_Deep_131 | 0 | 0 | 0 | 0 | 0 | 0 | #N/A | 0 | SCE_New_EGS_Generic | 0 | 0 | #N/A | 0 | 0 | 0 | 0 | SCE_New_EGS_Generic | 0 | 0 | 0 | 0 | #N/A | 0 | 0 | 0 | SCE_New_EGS_Generic | SCE_New_EGS | SCE_EOP_EGS_Deep_131 | 0 | 0 | 0 | 0 | 0 | 0 | 0 | #N/A | 0 | SCE_New_EGS_Generic | 0 | 0 | #N/A | 0 | 0 | 0 | 0 | SCE_New_EGS_Generic | SCE_New_EGS | SCE_EOP_EGS_Deep_131 | 0 | 0 | 0 | 0 | 0 | 0 | #N/A | #N/A | #N/A | 0 | 0 | 0 | 0 | 0 | 0 | SCE_New_EGS_Generic | 0 | #N/A | 0 | 0 | SCE_New_EGS_Generic | 0 | 0 | 0 | 0 | #N/A | #N/A | #N/A | #N/A | #N/A | #N/A | 0 | 0 | 0 | SCE_New_EGS_Generic | SCE_New_EGS | SCE_EOP_EGS_Deep_131 | [6 empty] | #N/A |  | SCE_New_EGS_Generic |  |  | #N/A |  |  |  |  | SCE_New_EGS_Generic |  |  |  |  | #N/A |  |  |  | SCE_New_EGS_Generic | SCE_New_EGS | SCE_EOP_EGS_Deep_131 | [6 empty] | #N/A |  | SCE_New_EGS_Generic |  |  | #N/A |  |  |  |  | SCE_New_EGS_Generic |  |  |  |  | #N/A |  |  |  | SCE_New_EGS_Generic | SCE_New_EGS | SCE_EOP_EGS_Deep_131 | 0 | 0 | 0 | 0 | 0 | 0 | 0 | 0 | 0 | 0 | 0 | 0 | 0 | 0 | 0 | 0 | 0 | 0 | 0 | 0 | 0 | 0 | 0 | 0 | 0 | 0 | SCE EOP
SCE_New_EGS_Generic | SCE_New_EGS | SCE_EOP_EGS_Deep_161 | 0 | 0 | 0 | 0 | 0 | 0 | #N/A | 0 | SCE_New_EGS_Generic | 0 | 0 | #N/A | 0 | 0 | 0 | 0 | SCE_New_EGS_Generic | 0 | 0 | 0 | 0 | #N/A | 0 | 0 | 0 | SCE_New_EGS_Generic | SCE_New_EGS | SCE_EOP_EGS_Deep_161 | 0 | 0 | 0 | 0 | 0 | 0 | 0 | #N/A | 0 | SCE_New_EGS_Generic | 0 | 0 | #N/A | 0 | 0 | 0 | 0 | SCE_New_EGS_Generic | SCE_New_EGS | SCE_EOP_EGS_Deep_161 | 0 | 0 | 0 | 0 | 0 | 0 | #N/A | #N/A | #N/A | 0 | 0 | 0 | 0 | 0 | 0 | SCE_New_EGS_Generic | 0 | #N/A | 0 | 0 | SCE_New_EGS_Generic | 0 | 0 | 0 | 0 | #N/A | #N/A | #N/A | #N/A | #N/A | #N/A | 0 | 0 | 0 | SCE_New_EGS_Generic | SCE_New_EGS | SCE_EOP_EGS_Deep_161 | [6 empty] | #N/A |  | SCE_New_EGS_Generic |  |  | #N/A |  |  |  |  | SCE_New_EGS_Generic |  |  |  |  | #N/A |  |  |  | SCE_New_EGS_Generic | SCE_New_EGS | SCE_EOP_EGS_Deep_161 | [6 empty] | #N/A |  | SCE_New_EGS_Generic |  |  | #N/A |  |  |  |  | SCE_New_EGS_Generic |  |  |  |  | #N/A |  |  |  | SCE_New_EGS_Generic | SCE_New_EGS | SCE_EOP_EGS_Deep_161 | 0 | 0 | 0 | 0 | 0 | 0 | 0 | 0 | 0 | 0 | 0 | 0 | 0 | 0 | 0 | 0 | 0 | 0 | 0 | 0 | 0 | 0 | 0 | 0 | 0 | 0 | SCE EOP
SCE_New_EGS_Generic | SCE_New_EGS | SCE_EOP_EGS_Deep_177 | 0 | 0 | 0 | 0 | 0 | 0 | #N/A | 0 | SCE_New_EGS_Generic | 0 | 0 | #N/A | 0 | 0 | 0 | 0 | SCE_New_EGS_Generic | 0 | 0 | 0 | 0 | #N/A | 0 | 0 | 0 | SCE_New_EGS_Generic | SCE_New_EGS | SCE_EOP_EGS_Deep_177 | 0 | 0 | 0 | 0 | 0 | 0 | 0 | #N/A | 0 | SCE_New_EGS_Generic | 0 | 0 | #N/A | 0 | 0 | 0 | 0 | SCE_New_EGS_Generic | SCE_New_EGS | SCE_EOP_EGS_Deep_177 | 0 | 0 | 0 | 0 | 0 | 0 | #N/A | #N/A | #N/A | 0 | 0 | 0 | 0 | 0 | 0 | SCE_New_EGS_Generic | 0 | #N/A | 0 | 0 | SCE_New_EGS_Generic | 0 | 0 | 0 | 0 | #N/A | #N/A | #N/A | #N/A | #N/A | #N/A | 0 | 0 | 0 | SCE_New_EGS_Generic | SCE_New_EGS | SCE_EOP_EGS_Deep_177 | [6 empty] | #N/A |  | SCE_New_EGS_Generic |  |  | #N/A |  |  |  |  | SCE_New_EGS_Generic |  |  |  |  | #N/A |  |  |  | SCE_New_EGS_Generic | SCE_New_EGS | SCE_EOP_EGS_Deep_177 | [6 empty] | #N/A |  | SCE_New_EGS_Generic |  |  | #N/A |  |  |  |  | SCE_New_EGS_Generic |  |  |  |  | #N/A |  |  |  | SCE_New_EGS_Generic | SCE_New_EGS | SCE_EOP_EGS_Deep_177 | 0 | 0 | 0 | 0 | 0 | 0 | 0 | 0 | 0 | 0 | 0 | 0 | 0 | 0 | 0 | 0 | 0 | 0 | 0 | 0 | 0 | 0 | 0 | 0 | 0 | 0 | SCE EOP
SCE_LDES_12hr_Generic | SCE_LDES_12hr | SCE_EOP_LDES_12hr_161 | 0 | 0 | 0 | 0 | 0 | 0 | #N/A | 0 | SCE_LDES_12hr_Generic | 0 | 0 | #N/A | 0 | 0 | 0 | 0 | SCE_LDES_12hr_Generic | 0 | 0 | 0 | 0 | #N/A | 0 | 0 | 0 | SCE_LDES_12hr_Generic | SCE_LDES_12hr | SCE_EOP_LDES_12hr_161 | 0 | 0 | 0 | 0 | 0 | 0 | 0 | #N/A | 0 | SCE_LDES_12hr_Generic | 0 | 0 | #N/A | 0 | 0 | 0 | 0 | SCE_LDES_12hr_Generic | SCE_LDES_12hr | SCE_EOP_LDES_12hr_161 | 0 | 0 | 0 | 0 | 0 | 0 | #N/A | #N/A | #N/A | 0 | 0 | 0 | 0 | 0 | 0 | SCE_LDES_12hr_Generic | 0 | #N/A | 0 | 0 | SCE_LDES_12hr_Generic | 0 | 0 | 0 | 0 | #N/A | #N/A | #N/A | #N/A | #N/A | #N/A | 0 | 0 | 0 | SCE_LDES_12hr_Generic | SCE_LDES_12hr | SCE_EOP_LDES_12hr_161 | [6 empty] | #N/A |  | SCE_LDES_12hr_Generic |  |  | #N/A |  |  |  |  | SCE_LDES_12hr_Generic |  |  |  |  | #N/A |  |  |  | SCE_LDES_12hr_Generic | SCE_LDES_12hr | SCE_EOP_LDES_12hr_161 | [6 empty] | #N/A |  | SCE_LDES_12hr_Generic |  |  | #N/A |  |  |  |  | SCE_LDES_12hr_Generic |  |  |  |  | #N/A |  |  |  | SCE_LDES_12hr_Generic | SCE_LDES_12hr | SCE_EOP_LDES_12hr_161 | 0 | 0 | 0 | 0 | 0 | 0 | 0 | 0 | 0 | 0 | 0 | 0 | 0 | 0 | 0 | 0 | 0.5 | 0 | 0 | 0 | 0 | 0.5 | 0 | 0 | 0 | 0.5 | SCE EOP
SCE_New_Li_Battery_4hr_Generic | SCE_New_Li_Battery_4hr | SCE_EOP_Li_Battery_4hr_131 | 0 | 0 | 0 | 0 | 0 | 0 | #N/A | 0 | SCE_New_Li_Battery_4hr_Generic | 0 | 0 | #N/A | 0 | 0 | 0 | 0 | SCE_New_Li_Battery_4hr_Generic | 0 | 0 | 0 | 0 | #N/A | 0 | 0 | 0 | SCE_New_Li_Battery_4hr_Generic | SCE_New_Li_Battery_4hr | SCE_EOP_Li_Battery_4hr_131 | 0 | 0 | 0 | 0 | 0 | 0 | 0 | #N/A | 0 | SCE_New_Li_Battery_4hr_Generic | 0 | 0 | #N/A | 0 | 0 | 0 | 0 | SCE_New_Li_Battery_4hr_Generic | SCE_New_Li_Battery_4hr | SCE_EOP_Li_Battery_4hr_131 | 0 | 0 | 0 | 0 | 0 | 0 | #N/A | #N/A | #N/A | 0 | 0 | 0 | 0 | 0 | 0 | SCE_New_Li_Battery_4hr_Generic | 0 | #N/A | 0 | 0 | SCE_New_Li_Battery_4hr_Generic | 0 | 0 | 0 | 0 | #N/A | #N/A | #N/A | #N/A | #N/A | #N/A | 0 | 0 | 0 | SCE_New_Li_Battery_4hr_Generic | SCE_New_Li_Battery_4hr | SCE_EOP_Li_Battery_4hr_131 | [6 empty] | #N/A |  | SCE_New_Li_Battery_4hr_Generic |  |  | #N/A |  |  |  |  | SCE_New_Li_Battery_4hr_Generic |  |  |  |  | #N/A |  |  |  | SCE_New_Li_Battery_4hr_Generic | SCE_New_Li_Battery_4hr | SCE_EOP_Li_Battery_4hr_131 | [6 empty] | #N/A |  | SCE_New_Li_Battery_4hr_Generic |  |  | #N/A |  |  |  |  | SCE_New_Li_Battery_4hr_Generic |  |  |  |  | #N/A |  |  |  | SCE_New_Li_Battery_4hr_Generic | SCE_New_Li_Battery_4hr | SCE_EOP_Li_Battery_4hr_131 | 0 | 0 | 0 | 0 | 0 | 0 | 0 | 0 | 0 | 0 | 0 | 0 | 0 | 0 | 0 | 0 | 0 | 0 | 0 | 0 | 0 | 0 | 0 | 0 | 0 | 0 | SCE EOP
SCE_New_Li_Battery_4hr_Generic | SCE_New_Li_Battery_4hr | SCE_EOP_Li_Battery_4hr_161 | 0 | 0 | 0 | 0 | 0 | 0 | #N/A | 0 | SCE_New_Li_Battery_4hr_Generic | 0 | 0 | #N/A | 0 | 0 | 0 | 0 | SCE_New_Li_Battery_4hr_Generic | 0 | 0 | 0 | 0 | #N/A | 0 | 0 | 0 | SCE_New_Li_Battery_4hr_Generic | SCE_New_Li_Battery_4hr | SCE_EOP_Li_Battery_4hr_161 | 0 | 0 | 0 | 0 | 0 | 0 | 0 | #N/A | 0 | SCE_New_Li_Battery_4hr_Generic | 0 | 0 | #N/A | 0 | 0 | 0 | 0 | SCE_New_Li_Battery_4hr_Generic | SCE_New_Li_Battery_4hr | SCE_EOP_Li_Battery_4hr_161 | 0 | 0 | 0 | 0 | 0 | 0 | #N/A | #N/A | #N/A | 0 | 0 | 0 | 0 | 0 | 0 | SCE_New_Li_Battery_4hr_Generic | 0 | #N/A | 0 | 0 | SCE_New_Li_Battery_4hr_Generic | 0 | 0 | 0 | 0 | #N/A | #N/A | #N/A | #N/A | #N/A | #N/A | 0 | 0 | 0 | SCE_New_Li_Battery_4hr_Generic | SCE_New_Li_Battery_4hr | SCE_EOP_Li_Battery_4hr_161 | [6 empty] | #N/A |  | SCE_New_Li_Battery_4hr_Generic |  |  | #N/A |  |  |  |  | SCE_New_Li_Battery_4hr_Generic |  |  |  |  | #N/A |  |  |  | SCE_New_Li_Battery_4hr_Generic | SCE_New_Li_Battery_4hr | SCE_EOP_Li_Battery_4hr_161 | [6 empty] | #N/A |  | SCE_New_Li_Battery_4hr_Generic |  |  | #N/A |  |  |  |  | SCE_New_Li_Battery_4hr_Generic |  |  |  |  | #N/A |  |  |  | SCE_New_Li_Battery_4hr_Generic | SCE_New_Li_Battery_4hr | SCE_EOP_Li_Battery_4hr_161 | 0 | 0 | 0 | 0 | 0 | 0 | 0 | 0 | 0 | 0 | 0 | 0 | 0 | 0 | 0 | 0 | 0 | 0 | 0 | 0 | 0 | 0 | 0 | 0 | 0 | 0 | SCE EOP
SCE_New_Li_Battery_4hr_Generic | SCE_New_Li_Battery_4hr | SCE_EOP_Li_Battery_4hr_177 | 0 | 0 | 0 | 0 | 0 | 0 | #N/A | 0 | SCE_New_Li_Battery_4hr_Generic | 0 | 0 | #N/A | 0 | 0 | 0 | 0 | SCE_New_Li_Battery_4hr_Generic | 0 | 0 | 0 | 0 | #N/A | 0 | 0 | 0 | SCE_New_Li_Battery_4hr_Generic | SCE_New_Li_Battery_4hr | SCE_EOP_Li_Battery_4hr_177 | 0 | 0 | 0 | 0 | 0 | 0 | 0 | #N/A | 0 | SCE_New_Li_Battery_4hr_Generic | 0 | 0 | #N/A | 0 | 0 | 0 | 0 | SCE_New_Li_Battery_4hr_Generic | SCE_New_Li_Battery_4hr | SCE_EOP_Li_Battery_4hr_177 | 0 | 0 | 0 | 0 | 0 | 0 | #N/A | #N/A | #N/A | 0 | 0 | 0 | 0 | 0 | 0 | SCE_New_Li_Battery_4hr_Generic | 0 | #N/A | 0 | 0 | SCE_New_Li_Battery_4hr_Generic | 0 | 0 | 0 | 0 | #N/A | #N/A | #N/A | #N/A | #N/A | #N/A | 0 | 0 | 0 | SCE_New_Li_Battery_4hr_Generic | SCE_New_Li_Battery_4hr | SCE_EOP_Li_Battery_4hr_177 | [6 empty] | #N/A |  | SCE_New_Li_Battery_4hr_Generic |  |  | #N/A |  |  |  |  | SCE_New_Li_Battery_4hr_Generic |  |  |  |  | #N/A |  |  |  | SCE_New_Li_Battery_4hr_Generic | SCE_New_Li_Battery_4hr | SCE_EOP_Li_Battery_4hr_177 | [6 empty] | #N/A |  | SCE_New_Li_Battery_4hr_Generic |  |  | #N/A |  |  |  |  | SCE_New_Li_Battery_4hr_Generic |  |  |  |  | #N/A |  |  |  | SCE_New_Li_Battery_4hr_Generic | SCE_New_Li_Battery_4hr | SCE_EOP_Li_Battery_4hr_177 | 0 | 0 | 0 | 0 | 0 | 0 | 0.103 | 0 | 0.638 | 0 | 0 | 0.638 | 0 | 0 | 0 | 0 | 0.638 | 0 | 0 | 0 | 0 | 0.638 | 0 | 0 | 0 | 0.638 | SCE EOP
SCE_New_Li_Battery_8hr_Generic | SCE_New_Li_Battery_8hr | SCE_EOP_Li_Battery_8hr_131 | 0 | 0 | 0 | 0 | 0 | 0 | #N/A | 0 | SCE_New_Li_Battery_8hr_Generic | 0 | 0 | #N/A | 0 | 0 | 0 | 0 | SCE_New_Li_Battery_8hr_Generic | 0 | 0 | 0 | 0 | #N/A | 0 | 0 | 0 | SCE_New_Li_Battery_8hr_Generic | SCE_New_Li_Battery_8hr | SCE_EOP_Li_Battery_8hr_131 | 0 | 0 | 0 | 0 | 0 | 0 | 0 | #N/A | 0 | SCE_New_Li_Battery_8hr_Generic | 0 | 0 | #N/A | 0 | 0 | 0 | 0 | SCE_New_Li_Battery_8hr_Generic | SCE_New_Li_Battery_8hr | SCE_EOP_Li_Battery_8hr_131 | 0 | 0 | 0 | 0 | 0 | 0 | #N/A | #N/A | #N/A | 0 | 0 | 0 | 0 | 0 | 0 | SCE_New_Li_Battery_8hr_Generic | 0 | #N/A | 0 | 0 | SCE_New_Li_Battery_8hr_Generic | 0 | 0 | 0 | 0 | #N/A | #N/A | #N/A | #N/A | #N/A | #N/A | 0 | 0 | 0 | SCE_New_Li_Battery_8hr_Generic | SCE_New_Li_Battery_8hr | SCE_EOP_Li_Battery_8hr_131 | [6 empty] | #N/A |  | SCE_New_Li_Battery_8hr_Generic |  |  | #N/A |  |  |  |  | SCE_New_Li_Battery_8hr_Generic |  |  |  |  | #N/A |  |  |  | SCE_New_Li_Battery_8hr_Generic | SCE_New_Li_Battery_8hr | SCE_EOP_Li_Battery_8hr_131 | [6 empty] | #N/A |  | SCE_New_Li_Battery_8hr_Generic |  |  | #N/A |  |  |  |  | SCE_New_Li_Battery_8hr_Generic |  |  |  |  | #N/A |  |  |  | SCE_New_Li_Battery_8hr_Generic | SCE_New_Li_Battery_8hr | SCE_EOP_Li_Battery_8hr_131 | 0 | 0 | 0 | 0 | 0 | 0 | 0 | 0 | 0 | 0 | 0 | 1.4715 | 0 | 0 | 0 | 0 | 1.4715 | 0 | 0 | 0 | 0 | 1.4715 | 0 | 0 | 0 | 2.7061 | SCE EOP
SCE_New_Li_Battery_8hr_Generic | SCE_New_Li_Battery_8hr | SCE_EOP_Li_Battery_8hr_161 | 0 | 0 | 0 | 0 | 0 | 0 | #N/A | 0 | SCE_New_Li_Battery_8hr_Generic | 0 | 0 | #N/A | 0 | 0 | 0 | 0 | SCE_New_Li_Battery_8hr_Generic | 0 | 0 | 0 | 0 | #N/A | 0 | 0 | 0 | SCE_New_Li_Battery_8hr_Generic | SCE_New_Li_Battery_8hr | SCE_EOP_Li_Battery_8hr_161 | 0 | 0 | 0 | 0 | 0 | 0 | 0 | #N/A | 0 | SCE_New_Li_Battery_8hr_Generic | 0 | 0 | #N/A | 0 | 0 | 0 | 0 | SCE_New_Li_Battery_8hr_Generic | SCE_New_Li_Battery_8hr | SCE_EOP_Li_Battery_8hr_161 | 0 | 0 | 0 | 0 | 0 | 0 | #N/A | #N/A | #N/A | 0 | 0 | 0 | 0 | 0 | 0 | SCE_New_Li_Battery_8hr_Generic | 0 | #N/A | 0 | 0 | SCE_New_Li_Battery_8hr_Generic | 0 | 0 | 0 | 0 | #N/A | #N/A | #N/A | #N/A | #N/A | #N/A | 0 | 0 | 0 | SCE_New_Li_Battery_8hr_Generic | SCE_New_Li_Battery_8hr | SCE_EOP_Li_Battery_8hr_161 | [6 empty] | #N/A |  | SCE_New_Li_Battery_8hr_Generic |  |  | #N/A |  |  |  |  | SCE_New_Li_Battery_8hr_Generic |  |  |  |  | #N/A |  |  |  | SCE_New_Li_Battery_8hr_Generic | SCE_New_Li_Battery_8hr | SCE_EOP_Li_Battery_8hr_161 | [6 empty] | #N/A |  | SCE_New_Li_Battery_8hr_Generic |  |  | #N/A |  |  |  |  | SCE_New_Li_Battery_8hr_Generic |  |  |  |  | #N/A |  |  |  | SCE_New_Li_Battery_8hr_Generic | SCE_New_Li_Battery_8hr | SCE_EOP_Li_Battery_8hr_161 | 0 | 0 | 0 | 0 | 0 | 0 | 0 | 0 | 0 | 0 | 0 | 0 | 0 | 0 | 0 | 0 | 0 | 0 | 0 | 0 | 0 | 0 | 0 | 0 | 0 | 0 | SCE EOP
SCE_New_Li_Battery_8hr_Generic | SCE_New_Li_Battery_8hr | SCE_EOP_Li_Battery_8hr_177 | 0 | 0 | 0 | 0 | 0 | 0 | #N/A | 0 | SCE_New_Li_Battery_8hr_Generic | 0 | 0 | #N/A | 0 | 0 | 0 | 0 | SCE_New_Li_Battery_8hr_Generic | 0 | 0 | 0 | 0 | #N/A | 0 | 0 | 0 | SCE_New_Li_Battery_8hr_Generic | SCE_New_Li_Battery_8hr | SCE_EOP_Li_Battery_8hr_177 | 0 | 0 | 0 | 0 | 0 | 0 | 0 | #N/A | 0 | SCE_New_Li_Battery_8hr_Generic | 0 | 0 | #N/A | 0 | 0 | 0 | 0 | SCE_New_Li_Battery_8hr_Generic | SCE_New_Li_Battery_8hr | SCE_EOP_Li_Battery_8hr_177 | 0 | 0 | 0 | 0 | 0 | 0 | #N/A | #N/A | #N/A | 0 | 0 | 0 | 0 | 0 | 0 | SCE_New_Li_Battery_8hr_Generic | 0 | #N/A | 0 | 0 | SCE_New_Li_Battery_8hr_Generic | 0 | 0 | 0 | 0 | #N/A | #N/A | #N/A | #N/A | #N/A | #N/A | 0 | 0 | 0 | SCE_New_Li_Battery_8hr_Generic | SCE_New_Li_Battery_8hr | SCE_EOP_Li_Battery_8hr_177 | [6 empty] | #N/A |  | SCE_New_Li_Battery_8hr_Generic |  |  | #N/A |  |  |  |  | SCE_New_Li_Battery_8hr_Generic |  |  |  |  | #N/A |  |  |  | SCE_New_Li_Battery_8hr_Generic | SCE_New_Li_Battery_8hr | SCE_EOP_Li_Battery_8hr_177 | [6 empty] | #N/A |  | SCE_New_Li_Battery_8hr_Generic |  |  | #N/A |  |  |  |  | SCE_New_Li_Battery_8hr_Generic |  |  |  |  | #N/A |  |  |  | SCE_New_Li_Battery_8hr_Generic | SCE_New_Li_Battery_8hr | SCE_EOP_Li_Battery_8hr_177 | 0 | 0 | 0 | 0 | 0 | 0 | 0 | 0 | 0 | 0 | 0 | 0 | 0 | 0 | 0 | 0 | 0 | 0 | 0 | 0 | 0 | 0 | 0 | 0 | 0 | 1.3424 | SCE EOP
SCE_EOP_Solar_Generic | SCE_EOP_Solar | SCE_EOP_Solar_131 | 0 | 0 | 0 | 0 | 0 | 0 | #N/A | 0 | SCE_EOP_Solar_Generic | 0 | 0 | #N/A | 0 | 0 | 0 | 0 | SCE_EOP_Solar_Generic | 0 | 0 | 0 | 0 | #N/A | 0 | 0 | 0 | SCE_EOP_Solar_Generic | SCE_EOP_Solar | SCE_EOP_Solar_131 | 0 | 0 | 0 | 0 | 0 | 0 | 0 | #N/A | 0 | SCE_EOP_Solar_Generic | 0 | 0 | #N/A | 0 | 0 | 0 | 0 | SCE_EOP_Solar_Generic | SCE_EOP_Solar | SCE_EOP_Solar_131 | 0 | 0 | 0 | 0 | 0 | 0 | #N/A | #N/A | #N/A | 0 | 0 | 0 | 0 | 0 | 0 | SCE_EOP_Solar_Generic | 0 | #N/A | 0 | 0 | SCE_EOP_Solar_Generic | 0 | 0 | 0 | 0 | #N/A | #N/A | #N/A | #N/A | #N/A | #N/A | 0 | 0 | 0 | SCE_EOP_Solar_Generic | SCE_EOP_Solar | SCE_EOP_Solar_131 | [6 empty] | #N/A |  | SCE_EOP_Solar_Generic |  |  | #N/A |  |  |  |  | SCE_EOP_Solar_Generic |  |  |  |  | #N/A |  |  |  | SCE_EOP_Solar_Generic | SCE_EOP_Solar | SCE_EOP_Solar_131 | [6 empty] | #N/A |  | SCE_EOP_Solar_Generic |  |  | #N/A |  |  |  |  | SCE_EOP_Solar_Generic |  |  |  |  | #N/A |  |  |  | SCE_EOP_Solar_Generic | SCE_EOP_Solar | SCE_EOP_Solar_131 | 0 | 0 | 0 | 0 | 0 | 0 | 0 | 0 | 0 | 0 | 0 | 0 | 0 | 0 | 0 | 0 | 0 | 0 | 0 | 0 | 0 | 0 | 0 | 0 | 0 | 5.3026 | SCE EOP
SCE_EOP_Solar_Generic | SCE_EOP_Solar | SCE_EOP_Solar_161 | 0 | 0 | 0 | 0 | 0 | 0 | #N/A | 0 | SCE_EOP_Solar_Generic | 0 | 0 | #N/A | 0 | 0 | 0 | 0 | SCE_EOP_Solar_Generic | 0 | 0 | 0 | 0 | #N/A | 0 | 0 | 0 | SCE_EOP_Solar_Generic | SCE_EOP_Solar | SCE_EOP_Solar_161 | 0 | 0 | 0 | 0 | 0 | 0 | 0 | #N/A | 0 | SCE_EOP_Solar_Generic | 0 | 0 | #N/A | 0 | 0 | 0 | 0 | SCE_EOP_Solar_Generic | SCE_EOP_Solar | SCE_EOP_Solar_161 | 0 | 0 | 0 | 0 | 0 | 0 | #N/A | #N/A | #N/A | 0 | 0 | 0 | 0 | 0 | 0 | SCE_EOP_Solar_Generic | 0 | #N/A | 0 | 0 | SCE_EOP_Solar_Generic | 0 | 0 | 0 | 0 | #N/A | #N/A | #N/A | #N/A | #N/A | #N/A | 0 | 0 | 0 | SCE_EOP_Solar_Generic | SCE_EOP_Solar | SCE_EOP_Solar_161 | [6 empty] | #N/A |  | SCE_EOP_Solar_Generic |  |  | #N/A |  |  |  |  | SCE_EOP_Solar_Generic |  |  |  |  | #N/A |  |  |  | SCE_EOP_Solar_Generic | SCE_EOP_Solar | SCE_EOP_Solar_161 | [6 empty] | #N/A |  | SCE_EOP_Solar_Generic |  |  | #N/A |  |  |  |  | SCE_EOP_Solar_Generic |  |  |  |  | #N/A |  |  |  | SCE_EOP_Solar_Generic | SCE_EOP_Solar | SCE_EOP_Solar_161 | 0 | 0 | 0 | 0 | 0 | 0 | 0.125 | 0 | 0.36247 | 0 | 0 | 0.36247 | 0 | 0 | 0 | 0 | 0.36247 | 0 | 0 | 0 | 0 | 0.36247 | 0 | 0 | 0 | 0.36247 | SCE EOP
SCE_EOP_Solar_Generic | SCE_EOP_Solar | SCE_EOP_Solar_177 | 0 | 0 | 0 | 0 | 0 | 0 | #N/A | 0 | SCE_EOP_Solar_Generic | 0 | 0 | #N/A | 0 | 0 | 0 | 0 | SCE_EOP_Solar_Generic | 0 | 0 | 0 | 0 | #N/A | 0 | 0 | 0 | SCE_EOP_Solar_Generic | SCE_EOP_Solar | SCE_EOP_Solar_177 | 0 | 0 | 0 | 0 | 0 | 0 | 0 | #N/A | 0 | SCE_EOP_Solar_Generic | 0 | 0 | #N/A | 0 | 0 | 0 | 0 | SCE_EOP_Solar_Generic | SCE_EOP_Solar | SCE_EOP_Solar_177 | 0 | 0 | 0 | 0 | 0 | 0 | #N/A | #N/A | #N/A | 0 | 0 | 0 | 0 | 0 | 0 | SCE_EOP_Solar_Generic | 0 | #N/A | 0 | 0 | SCE_EOP_Solar_Generic | 0 | 0 | 0 | 0 | #N/A | #N/A | #N/A | #N/A | #N/A | #N/A | 0 | 0 | 0 | SCE_EOP_Solar_Generic | SCE_EOP_Solar | SCE_EOP_Solar_177 | [6 empty] | #N/A |  | SCE_EOP_Solar_Generic |  |  | #N/A |  |  |  |  | SCE_EOP_Solar_Generic |  |  |  |  | #N/A |  |  |  | SCE_EOP_Solar_Generic | SCE_EOP_Solar | SCE_EOP_Solar_177 | [6 empty] | #N/A |  | SCE_EOP_Solar_Generic |  |  | #N/A |  |  |  |  | SCE_EOP_Solar_Generic |  |  |  |  | #N/A |  |  |  | SCE_EOP_Solar_Generic | SCE_EOP_Solar | SCE_EOP_Solar_177 | 0 | 0 | 0 | 0 | 0 | 0 | 0 | 0 | 0.32753 | 0 | 0 | 0.71309 | 0 | 0 | 0 | 0 | 0.71309 | 0 | 0 | 0 | 0 | 0.71309 | 0 | 0 | 0 | 7.5707 | SCE EOP
SCE_EOP_Wind_Generic | SCE_EOP_Wind | SCE_EOP_Wind_131 | 0 | 0 | 0 | 0 | 0 | 0 | #N/A | 0 | SCE_EOP_Wind_Generic | 0 | 0 | #N/A | 0 | 0 | 0 | 0 | SCE_EOP_Wind_Generic | 0 | 0 | 0 | 0 | #N/A | 0 | 0 | 0 | SCE_EOP_Wind_Generic | SCE_EOP_Wind | SCE_EOP_Wind_131 | 0 | 0 | 0 | 0 | 0 | 0 | 0 | #N/A | 0 | SCE_EOP_Wind_Generic | 0 | 0 | #N/A | 0 | 0 | 0 | 0 | SCE_EOP_Wind_Generic | SCE_EOP_Wind | SCE_EOP_Wind_131 | 0 | 0 | 0 | 0 | 0 | 0 | #N/A | #N/A | #N/A | 0 | 0 | 0 | 0 | 0 | 0 | SCE_EOP_Wind_Generic | 0 | #N/A | 0 | 0 | SCE_EOP_Wind_Generic | 0 | 0 | 0 | 0 | #N/A | #N/A | #N/A | #N/A | #N/A | #N/A | 0 | 0 | 0 | SCE_EOP_Wind_Generic | SCE_EOP_Wind | SCE_EOP_Wind_131 | [6 empty] | #N/A |  | SCE_EOP_Wind_Generic |  |  | #N/A |  |  |  |  | SCE_EOP_Wind_Generic |  |  |  |  | #N/A |  |  |  | SCE_EOP_Wind_Generic | SCE_EOP_Wind | SCE_EOP_Wind_131 | [6 empty] | #N/A |  | SCE_EOP_Wind_Generic |  |  | #N/A |  |  |  |  | SCE_EOP_Wind_Generic |  |  |  |  | #N/A |  |  |  | SCE_EOP_Wind_Generic | SCE_EOP_Wind | SCE_EOP_Wind_131 | 0 | 0 | 0 | 0 | 0 | 0 | 0 | 0 | 0.12078 | 0 | 0 | 0.12078 | 0 | 0 | 0 | 0 | 0.12078 | 0 | 0 | 0 | 0 | 0.12078 | 0 | 0 | 0 | 0.12078 | SCE EOP
SCE_EOP_Wind_Generic | SCE_EOP_Wind | SCE_EOP_Wind_161 | 0 | 0 | 0 | 0 | 0 | 0 | #N/A | 0 | SCE_EOP_Wind_Generic | 0 | 0 | #N/A | 0 | 0 | 0 | 0 | SCE_EOP_Wind_Generic | 0 | 0 | 0 | 0 | #N/A | 0 | 0 | 0 | SCE_EOP_Wind_Generic | SCE_EOP_Wind | SCE_EOP_Wind_161 | 0 | 0 | 0 | 0 | 0 | 0 | 0 | #N/A | 0 | SCE_EOP_Wind_Generic | 0 | 0 | #N/A | 0 | 0 | 0 | 0 | SCE_EOP_Wind_Generic | SCE_EOP_Wind | SCE_EOP_Wind_161 | 0 | 0 | 0 | 0 | 0 | 0 | #N/A | #N/A | #N/A | 0 | 0 | 0 | 0 | 0 | 0 | SCE_EOP_Wind_Generic | 0 | #N/A | 0 | 0 | SCE_EOP_Wind_Generic | 0 | 0 | 0 | 0 | #N/A | #N/A | #N/A | #N/A | #N/A | #N/A | 0 | 0 | 0 | SCE_EOP_Wind_Generic | SCE_EOP_Wind | SCE_EOP_Wind_161 | [6 empty] | #N/A |  | SCE_EOP_Wind_Generic |  |  | #N/A |  |  |  |  | SCE_EOP_Wind_Generic |  |  |  |  | #N/A |  |  |  | SCE_EOP_Wind_Generic | SCE_EOP_Wind | SCE_EOP_Wind_161 | [6 empty] | #N/A |  | SCE_EOP_Wind_Generic |  |  | #N/A |  |  |  |  | SCE_EOP_Wind_Generic |  |  |  |  | #N/A |  |  |  | SCE_EOP_Wind_Generic | SCE_EOP_Wind | SCE_EOP_Wind_161 | 0 | 0 | 0 | 0 | 0 | 0 | 0 | 0 | 0.073997 | 0 | 0 | 0.073997 | 0 | 0 | 0 | 0 | 0.073997 | 0 | 0 | 0 | 0 | 0.073997 | 0 | 0 | 0 | 0.073997 | SCE EOP
SCE_EOP_Wind_Generic | SCE_EOP_Wind | SCE_EOP_Wind_177 | 0 | 0 | 0 | 0 | 0 | 0 | #N/A | 0 | SCE_EOP_Wind_Generic | 0 | 0 | #N/A | 0 | 0 | 0 | 0 | SCE_EOP_Wind_Generic | 0 | 0 | 0 | 0 | #N/A | 0 | 0 | 0 | SCE_EOP_Wind_Generic | SCE_EOP_Wind | SCE_EOP_Wind_177 | 0 | 0 | 0 | 0 | 0 | 0 | 0 | #N/A | 0 | SCE_EOP_Wind_Generic | 0 | 0 | #N/A | 0 | 0 | 0 | 0 | SCE_EOP_Wind_Generic | SCE_EOP_Wind | SCE_EOP_Wind_177 | 0 | 0 | 0 | 0 | 0 | 0 | #N/A | #N/A | #N/A | 0 | 0 | 0 | 0 | 0 | 0 | SCE_EOP_Wind_Generic | 0 | #N/A | 0 | 0 | SCE_EOP_Wind_Generic | 0 | 0 | 0 | 0 | #N/A | #N/A | #N/A | #N/A | #N/A | #N/A | 0 | 0 | 0 | SCE_EOP_Wind_Generic | SCE_EOP_Wind | SCE_EOP_Wind_177 | [6 empty] | #N/A |  | SCE_EOP_Wind_Generic |  |  | #N/A |  |  |  |  | SCE_EOP_Wind_Generic |  |  |  |  | #N/A |  |  |  | SCE_EOP_Wind_Generic | SCE_EOP_Wind | SCE_EOP_Wind_177 | [6 empty] | #N/A |  | SCE_EOP_Wind_Generic |  |  | #N/A |  |  |  |  | SCE_EOP_Wind_Generic |  |  |  |  | #N/A |  |  |  | SCE_EOP_Wind_Generic | SCE_EOP_Wind | SCE_EOP_Wind_177 | 0 | 0 | 0 | 0 | 0 | 0 | 0 | 0 | 0.059938 | 0 | 0 | 0.059938 | 0 | 0 | 0 | 0 | 0.059938 | 0 | 0 | 0 | 0 | 0.059938 | 0 | 0 | 0 | 0.059938 | SCE EOP
SCE_Idaho_New_EGS_Generic | SCE_Idaho_New_EGS | SCE_Idaho_EGS_NF_161 | 0 | 0 | 0 | 0 | 0 | 0 | #N/A | 0 | SCE_Idaho_New_EGS_Generic | 0 | 0 | #N/A | 0 | 0 | 0 | 0 | SCE_Idaho_New_EGS_Generic | 0 | 0 | 0 | 0 | #N/A | 0 | 0 | 0 | SCE_Idaho_New_EGS_Generic | SCE_Idaho_New_EGS | SCE_Idaho_EGS_NF_161 | 0 | 0 | 0 | 0 | 0 | 0 | 0 | #N/A | 0 | SCE_Idaho_New_EGS_Generic | 0 | 0 | #N/A | 0 | 0 | 0 | 0 | SCE_Idaho_New_EGS_Generic | SCE_Idaho_New_EGS | SCE_Idaho_EGS_NF_161 | 0 | 0 | 0 | 0 | 0 | 0 | #N/A | #N/A | #N/A | 0 | 0 | 0 | 0 | 0 | 0 | SCE_Idaho_New_EGS_Generic | 0 | #N/A | 0 | 0 | SCE_Idaho_New_EGS_Generic | 0 | 0 | 0 | 0 | #N/A | #N/A | #N/A | #N/A | #N/A | #N/A | 0 | 0 | 0 | SCE_Idaho_New_EGS_Generic | SCE_Idaho_New_EGS | SCE_Idaho_EGS_NF_161 | [6 empty] | #N/A |  | SCE_Idaho_New_EGS_Generic |  |  | #N/A |  |  |  |  | SCE_Idaho_New_EGS_Generic |  |  |  |  | #N/A |  |  |  | SCE_Idaho_New_EGS_Generic | SCE_Idaho_New_EGS | SCE_Idaho_EGS_NF_161 | [6 empty] | #N/A |  | SCE_Idaho_New_EGS_Generic |  |  | #N/A |  |  |  |  | SCE_Idaho_New_EGS_Generic |  |  |  |  | #N/A |  |  |  | SCE_Idaho_New_EGS_Generic | SCE_Idaho_New_EGS | SCE_Idaho_EGS_NF_161 | 0 | 0 | 0 | 0 | 0 | 0 | 0 | 0 | 0 | 0 | 0 | 0 | 0 | 0 | 0 | 0 | 0 | 0 | 0 | 0 | 0 | 0 | 0 | 0 | 0 | 0 | SCE EOP
SCE_Idaho_Wind_Generic | SCE_Idaho_Wind | SCE_Idaho_Wind_161 | 0 | 0 | 0 | 0 | 0 | 0 | #N/A | 0 | SCE_Idaho_Wind_Generic | 0 | 0 | #N/A | 0 | 0 | 0 | 0 | SCE_Idaho_Wind_Generic | 0 | 0 | 0 | 0 | #N/A | 0 | 0 | 0 | SCE_Idaho_Wind_Generic | SCE_Idaho_Wind | SCE_Idaho_Wind_161 | 0 | 0 | 0 | 0 | 0 | 0 | 0 | #N/A | 0 | SCE_Idaho_Wind_Generic | 0 | 0 | #N/A | 0 | 0 | 0 | 0 | SCE_Idaho_Wind_Generic | SCE_Idaho_Wind | SCE_Idaho_Wind_161 | 0 | 0 | 0 | 0 | 0 | 0 | #N/A | #N/A | #N/A | 0 | 0 | 0 | 0 | 0 | 0 | SCE_Idaho_Wind_Generic | 0 | #N/A | 0 | 0 | SCE_Idaho_Wind_Generic | 0 | 0 | 0 | 0 | #N/A | #N/A | #N/A | #N/A | #N/A | #N/A | 0 | 0 | 0 | SCE_Idaho_Wind_Generic | SCE_Idaho_Wind | SCE_Idaho_Wind_161 | [6 empty] | #N/A |  | SCE_Idaho_Wind_Generic |  |  | #N/A |  |  |  |  | SCE_Idaho_Wind_Generic |  |  |  |  | #N/A |  |  |  | SCE_Idaho_Wind_Generic | SCE_Idaho_Wind | SCE_Idaho_Wind_161 | [6 empty] | #N/A |  | SCE_Idaho_Wind_Generic |  |  | #N/A |  |  |  |  | SCE_Idaho_Wind_Generic |  |  |  |  | #N/A |  |  |  | SCE_Idaho_Wind_Generic | SCE_Idaho_Wind | SCE_Idaho_Wind_161 | 0 | 0 | 0 | 0 | 0 | 0 | 0 | 0 | 0 | 0 | 0 | 0 | 0 | 0 | 0 | 0 | 0 | 0 | 0 | 0 | 0 | 1.1 | 0 | 0 | 0 | 1.1 | SCE EOP
SCE_New_Li_Battery_4hr_Generic | SCE_New_Li_Battery_4hr | SCE_Metro_Li_Battery_4hr_132 | 0 | 0 | 0 | 0 | 0 | 0 | #N/A | 0 | SCE_New_Li_Battery_4hr_Generic | 0 | 0 | #N/A | 0 | 0 | 0 | 0 | SCE_New_Li_Battery_4hr_Generic | 0 | 0 | 0 | 0 | #N/A | 0 | 0 | 0 | SCE_New_Li_Battery_4hr_Generic | SCE_New_Li_Battery_4hr | SCE_Metro_Li_Battery_4hr_132 | 0 | 0 | 0 | 0 | 0 | 0 | 0 | #N/A | 0 | SCE_New_Li_Battery_4hr_Generic | 0 | 0 | #N/A | 0 | 0 | 0 | 0 | SCE_New_Li_Battery_4hr_Generic | SCE_New_Li_Battery_4hr | SCE_Metro_Li_Battery_4hr_132 | 0 | 0 | 0 | 0 | 0 | 0 | #N/A | #N/A | #N/A | 0 | 0 | 0 | 0 | 0 | 0 | SCE_New_Li_Battery_4hr_Generic | 0 | #N/A | 0 | 0 | SCE_New_Li_Battery_4hr_Generic | 0 | 0 | 0 | 0 | #N/A | #N/A | #N/A | #N/A | #N/A | #N/A | 0 | 0 | 0 | SCE_New_Li_Battery_4hr_Generic | SCE_New_Li_Battery_4hr | SCE_Metro_Li_Battery_4hr_132 | [6 empty] | #N/A |  | SCE_New_Li_Battery_4hr_Generic |  |  | #N/A |  |  |  |  | SCE_New_Li_Battery_4hr_Generic |  |  |  |  | #N/A |  |  |  | SCE_New_Li_Battery_4hr_Generic | SCE_New_Li_Battery_4hr | SCE_Metro_Li_Battery_4hr_132 | [6 empty] | #N/A |  | SCE_New_Li_Battery_4hr_Generic |  |  | #N/A |  |  |  |  | SCE_New_Li_Battery_4hr_Generic |  |  |  |  | #N/A |  |  |  | SCE_New_Li_Battery_4hr_Generic | SCE_New_Li_Battery_4hr | SCE_Metro_Li_Battery_4hr_132 | 0 | 0 | 0 | 0 | 0 | 0 | 0 | 0 | 0 | 0 | 0 | 0 | 0 | 0 | 0 | 0 | 0 | 0 | 0 | 0 | 0 | 0 | 0 | 0 | 0 | 0 | SCE Metro
SCE_New_Li_Battery_4hr_Generic | SCE_New_Li_Battery_4hr | SCE_Metro_Li_Battery_4hr_97 | 0 | 0 | 0 | 0 | 0 | 0 | #N/A | 0 | SCE_New_Li_Battery_4hr_Generic | 0 | 0 | #N/A | 0 | 0 | 0 | 0 | SCE_New_Li_Battery_4hr_Generic | 0 | 0 | 0 | 0 | #N/A | 0 | 0 | 0 | SCE_New_Li_Battery_4hr_Generic | SCE_New_Li_Battery_4hr | SCE_Metro_Li_Battery_4hr_97 | 0 | 0 | 0 | 0 | 0 | 0 | 0 | #N/A | 0 | SCE_New_Li_Battery_4hr_Generic | 0 | 0 | #N/A | 0 | 0 | 0 | 0 | SCE_New_Li_Battery_4hr_Generic | SCE_New_Li_Battery_4hr | SCE_Metro_Li_Battery_4hr_97 | 0 | 0 | 0 | 0 | 0 | 0 | #N/A | #N/A | #N/A | 0 | 0 | 0 | 0 | 0 | 0 | SCE_New_Li_Battery_4hr_Generic | 0 | #N/A | 0 | 0 | SCE_New_Li_Battery_4hr_Generic | 0 | 0 | 0 | 0 | #N/A | #N/A | #N/A | #N/A | #N/A | #N/A | 0 | 0 | 0 | SCE_New_Li_Battery_4hr_Generic | SCE_New_Li_Battery_4hr | SCE_Metro_Li_Battery_4hr_97 | [6 empty] | #N/A |  | SCE_New_Li_Battery_4hr_Generic |  |  | #N/A |  |  |  |  | SCE_New_Li_Battery_4hr_Generic |  |  |  |  | #N/A |  |  |  | SCE_New_Li_Battery_4hr_Generic | SCE_New_Li_Battery_4hr | SCE_Metro_Li_Battery_4hr_97 | [6 empty] | #N/A |  | SCE_New_Li_Battery_4hr_Generic |  |  | #N/A |  |  |  |  | SCE_New_Li_Battery_4hr_Generic |  |  |  |  | #N/A |  |  |  | SCE_New_Li_Battery_4hr_Generic | SCE_New_Li_Battery_4hr | SCE_Metro_Li_Battery_4hr_97 | 0 | 0 | 0 | 0 | 0 | 0 | 0.505 | 0 | 1.365 | 0 | 0 | 1.365 | 0 | 0 | 0 | 0 | 1.365 | 0 | 0 | 0 | 0 | 1.365 | 0 | 0 | 0 | 1.365 | SCE Metro
SCE_New_Li_Battery_8hr_Generic | SCE_New_Li_Battery_8hr | SCE_Metro_Li_Battery_8hr_132 | 0 | 0 | 0 | 0 | 0 | 0 | #N/A | 0 | SCE_New_Li_Battery_8hr_Generic | 0 | 0 | #N/A | 0 | 0 | 0 | 0 | SCE_New_Li_Battery_8hr_Generic | 0 | 0 | 0 | 0 | #N/A | 0 | 0 | 0 | SCE_New_Li_Battery_8hr_Generic | SCE_New_Li_Battery_8hr | SCE_Metro_Li_Battery_8hr_132 | 0 | 0 | 0 | 0 | 0 | 0 | 0 | #N/A | 0 | SCE_New_Li_Battery_8hr_Generic | 0 | 0 | #N/A | 0 | 0 | 0 | 0 | SCE_New_Li_Battery_8hr_Generic | SCE_New_Li_Battery_8hr | SCE_Metro_Li_Battery_8hr_132 | 0 | 0 | 0 | 0 | 0 | 0 | #N/A | #N/A | #N/A | 0 | 0 | 0 | 0 | 0 | 0 | SCE_New_Li_Battery_8hr_Generic | 0 | #N/A | 0 | 0 | SCE_New_Li_Battery_8hr_Generic | 0 | 0 | 0 | 0 | #N/A | #N/A | #N/A | #N/A | #N/A | #N/A | 0 | 0 | 0 | SCE_New_Li_Battery_8hr_Generic | SCE_New_Li_Battery_8hr | SCE_Metro_Li_Battery_8hr_132 | [6 empty] | #N/A |  | SCE_New_Li_Battery_8hr_Generic |  |  | #N/A |  |  |  |  | SCE_New_Li_Battery_8hr_Generic |  |  |  |  | #N/A |  |  |  | SCE_New_Li_Battery_8hr_Generic | SCE_New_Li_Battery_8hr | SCE_Metro_Li_Battery_8hr_132 | [6 empty] | #N/A |  | SCE_New_Li_Battery_8hr_Generic |  |  | #N/A |  |  |  |  | SCE_New_Li_Battery_8hr_Generic |  |  |  |  | #N/A |  |  |  | SCE_New_Li_Battery_8hr_Generic | SCE_New_Li_Battery_8hr | SCE_Metro_Li_Battery_8hr_132 | 0 | 0 | 0 | 0 | 0 | 0 | 0 | 0 | 0 | 0 | 0 | 0 | 0 | 0 | 0 | 0 | 0 | 0 | 0 | 0 | 0 | 0 | 0 | 0 | 0 | 0 | SCE Metro
SCE_New_Li_Battery_8hr_Generic | SCE_New_Li_Battery_8hr | SCE_Metro_Li_Battery_8hr_97 | 0 | 0 | 0 | 0 | 0 | 0 | #N/A | 0 | SCE_New_Li_Battery_8hr_Generic | 0 | 0 | #N/A | 0 | 0 | 0 | 0 | SCE_New_Li_Battery_8hr_Generic | 0 | 0 | 0 | 0 | #N/A | 0 | 0 | 0 | SCE_New_Li_Battery_8hr_Generic | SCE_New_Li_Battery_8hr | SCE_Metro_Li_Battery_8hr_97 | 0 | 0 | 0 | 0 | 0 | 0 | 0 | #N/A | 0 | SCE_New_Li_Battery_8hr_Generic | 0 | 0 | #N/A | 0 | 0 | 0 | 0 | SCE_New_Li_Battery_8hr_Generic | SCE_New_Li_Battery_8hr | SCE_Metro_Li_Battery_8hr_97 | 0 | 0 | 0 | 0 | 0 | 0 | #N/A | #N/A | #N/A | 0 | 0 | 0 | 0 | 0 | 0 | SCE_New_Li_Battery_8hr_Generic | 0 | #N/A | 0 | 0 | SCE_New_Li_Battery_8hr_Generic | 0 | 0 | 0 | 0 | #N/A | #N/A | #N/A | #N/A | #N/A | #N/A | 0 | 0 | 0 | SCE_New_Li_Battery_8hr_Generic | SCE_New_Li_Battery_8hr | SCE_Metro_Li_Battery_8hr_97 | [6 empty] | #N/A |  | SCE_New_Li_Battery_8hr_Generic |  |  | #N/A |  |  |  |  | SCE_New_Li_Battery_8hr_Generic |  |  |  |  | #N/A |  |  |  | SCE_New_Li_Battery_8hr_Generic | SCE_New_Li_Battery_8hr | SCE_Metro_Li_Battery_8hr_97 | [6 empty] | #N/A |  | SCE_New_Li_Battery_8hr_Generic |  |  | #N/A |  |  |  |  | SCE_New_Li_Battery_8hr_Generic |  |  |  |  | #N/A |  |  |  | SCE_New_Li_Battery_8hr_Generic | SCE_New_Li_Battery_8hr | SCE_Metro_Li_Battery_8hr_97 | 0 | 0 | 0 | 0 | 0 | 0 | 0 | 0 | 0.235 | 0 | 0 | 3.6521 | 0 | 0 | 0 | 0 | 7.6039 | 0 | 0 | 0 | 0 | 7.6039 | 0 | 0 | 0 | 12.0792 | SCE Metro
SCE_Metro_Solar_Generic | SCE_Metro_Solar | SCE_Metro_Solar_132 | 0 | 0 | 0 | 0 | 0 | 0 | #N/A | 0 | SCE_Metro_Solar_Generic | 0 | 0 | #N/A | 0 | 0 | 0 | 0 | SCE_Metro_Solar_Generic | 0 | 0 | 0 | 0 | #N/A | 0 | 0 | 0 | SCE_Metro_Solar_Generic | SCE_Metro_Solar | SCE_Metro_Solar_132 | 0 | 0 | 0 | 0 | 0 | 0 | 0 | #N/A | 0 | SCE_Metro_Solar_Generic | 0 | 0 | #N/A | 0 | 0 | 0 | 0 | SCE_Metro_Solar_Generic | SCE_Metro_Solar | SCE_Metro_Solar_132 | 0 | 0 | 0 | 0 | 0 | 0 | #N/A | #N/A | #N/A | 0 | 0 | 0 | 0 | 0 | 0 | SCE_Metro_Solar_Generic | 0 | #N/A | 0 | 0 | SCE_Metro_Solar_Generic | 0 | 0 | 0 | 0 | #N/A | #N/A | #N/A | #N/A | #N/A | #N/A | 0 | 0 | 0 | SCE_Metro_Solar_Generic | SCE_Metro_Solar | SCE_Metro_Solar_132 | [6 empty] | #N/A |  | SCE_Metro_Solar_Generic |  |  | #N/A |  |  |  |  | SCE_Metro_Solar_Generic |  |  |  |  | #N/A |  |  |  | SCE_Metro_Solar_Generic | SCE_Metro_Solar | SCE_Metro_Solar_132 | [6 empty] | #N/A |  | SCE_Metro_Solar_Generic |  |  | #N/A |  |  |  |  | SCE_Metro_Solar_Generic |  |  |  |  | #N/A |  |  |  | SCE_Metro_Solar_Generic | SCE_Metro_Solar | SCE_Metro_Solar_132 | 0 | 0 | 0 | 0 | 0 | 0 | 0 | 0 | 0 | 0 | 0 | 0 | 0 | 0 | 0 | 0 | 0 | 0 | 0 | 0 | 0 | 0 | 0 | 0 | 0 | 0.042004 | SCE Metro
SCE_Metro_Solar_Generic | SCE_Metro_Solar | SCE_Metro_Solar_97 | 0 | 0 | 0 | 0 | 0 | 0 | #N/A | 0 | SCE_Metro_Solar_Generic | 0 | 0 | #N/A | 0 | 0 | 0 | 0 | SCE_Metro_Solar_Generic | 0 | 0 | 0 | 0 | #N/A | 0 | 0 | 0 | SCE_Metro_Solar_Generic | SCE_Metro_Solar | SCE_Metro_Solar_97 | 0 | 0 | 0 | 0 | 0 | 0 | 0 | #N/A | 0 | SCE_Metro_Solar_Generic | 0 | 0 | #N/A | 0 | 0 | 0 | 0 | SCE_Metro_Solar_Generic | SCE_Metro_Solar | SCE_Metro_Solar_97 | 0 | 0 | 0 | 0 | 0 | 0 | #N/A | #N/A | #N/A | 0 | 0 | 0 | 0 | 0 | 0 | SCE_Metro_Solar_Generic | 0 | #N/A | 0 | 0 | SCE_Metro_Solar_Generic | 0 | 0 | 0 | 0 | #N/A | #N/A | #N/A | #N/A | #N/A | #N/A | 0 | 0 | 0 | SCE_Metro_Solar_Generic | SCE_Metro_Solar | SCE_Metro_Solar_97 | [6 empty] | #N/A |  | SCE_Metro_Solar_Generic |  |  | #N/A |  |  |  |  | SCE_Metro_Solar_Generic |  |  |  |  | #N/A |  |  |  | SCE_Metro_Solar_Generic | SCE_Metro_Solar | SCE_Metro_Solar_97 | [6 empty] | #N/A |  | SCE_Metro_Solar_Generic |  |  | #N/A |  |  |  |  | SCE_Metro_Solar_Generic |  |  |  |  | #N/A |  |  |  | SCE_Metro_Solar_Generic | SCE_Metro_Solar | SCE_Metro_Solar_97 | 0 | 0 | 0 | 0 | 0 | 0 | 0.00499 | 0 | 0.00499 | 0 | 0 | 0.00499 | 0 | 0 | 0 | 0 | 0.00499 | 0 | 0 | 0 | 0 | 0.38749 | 0 | 0 | 0 | 0.38749 | SCE Metro
SCE_Nevada_New_EGS_Generic | SCE_Nevada_New_EGS | SCE_Nevada_EGS_NF_131 | 0 | 0 | 0 | 0 | 0 | 0 | #N/A | 0 | SCE_Nevada_New_EGS_Generic | 0 | 0 | #N/A | 0 | 0 | 0 | 0 | SCE_Nevada_New_EGS_Generic | 0 | 0 | 0 | 0 | #N/A | 0 | 0 | 0 | SCE_Nevada_New_EGS_Generic | SCE_Nevada_New_EGS | SCE_Nevada_EGS_NF_131 | 0 | 0 | 0 | 0 | 0 | 0 | 0 | #N/A | 0 | SCE_Nevada_New_EGS_Generic | 0 | 0 | #N/A | 0 | 0 | 0 | 0 | SCE_Nevada_New_EGS_Generic | SCE_Nevada_New_EGS | SCE_Nevada_EGS_NF_131 | 0 | 0 | 0 | 0 | 0 | 0 | #N/A | #N/A | #N/A | 0 | 0 | 0 | 0 | 0 | 0 | SCE_Nevada_New_EGS_Generic | 0 | #N/A | 0 | 0 | SCE_Nevada_New_EGS_Generic | 0 | 0 | 0 | 0 | #N/A | #N/A | #N/A | #N/A | #N/A | #N/A | 0 | 0 | 0 | SCE_Nevada_New_EGS_Generic | SCE_Nevada_New_EGS | SCE_Nevada_EGS_NF_131 | [6 empty] | #N/A |  | SCE_Nevada_New_EGS_Generic |  |  | #N/A |  |  |  |  | SCE_Nevada_New_EGS_Generic |  |  |  |  | #N/A |  |  |  | SCE_Nevada_New_EGS_Generic | SCE_Nevada_New_EGS | SCE_Nevada_EGS_NF_131 | [6 empty] | #N/A |  | SCE_Nevada_New_EGS_Generic |  |  | #N/A |  |  |  |  | SCE_Nevada_New_EGS_Generic |  |  |  |  | #N/A |  |  |  | SCE_Nevada_New_EGS_Generic | SCE_Nevada_New_EGS | SCE_Nevada_EGS_NF_131 | 0 | 0 | 0 | 0 | 0 | 0 | 0 | 0 | 0 | 0 | 0 | 0 | 0 | 0 | 0 | 0 | 0 | 0 | 0 | 0 | 0 | 0 | 0 | 0 | 0 | 0 | SCE EOP
SCE_Nevada_New_EGS_Generic | SCE_Nevada_New_EGS | SCE_Nevada_EGS_NF_175 | 0 | 0 | 0 | 0 | 0 | 0 | #N/A | 0 | SCE_Nevada_New_EGS_Generic | 0 | 0 | #N/A | 0 | 0 | 0 | 0 | SCE_Nevada_New_EGS_Generic | 0 | 0 | 0 | 0 | #N/A | 0 | 0 | 0 | SCE_Nevada_New_EGS_Generic | SCE_Nevada_New_EGS | SCE_Nevada_EGS_NF_175 | 0 | 0 | 0 | 0 | 0 | 0 | 0 | #N/A | 0 | SCE_Nevada_New_EGS_Generic | 0 | 0 | #N/A | 0 | 0 | 0 | 0 | SCE_Nevada_New_EGS_Generic | SCE_Nevada_New_EGS | SCE_Nevada_EGS_NF_175 | 0 | 0 | 0 | 0 | 0 | 0 | #N/A | #N/A | #N/A | 0 | 0 | 0 | 0 | 0 | 0 | SCE_Nevada_New_EGS_Generic | 0 | #N/A | 0 | 0 | SCE_Nevada_New_EGS_Generic | 0 | 0 | 0 | 0 | #N/A | #N/A | #N/A | #N/A | #N/A | #N/A | 0 | 0 | 0 | SCE_Nevada_New_EGS_Generic | SCE_Nevada_New_EGS | SCE_Nevada_EGS_NF_175 | [6 empty] | #N/A |  | SCE_Nevada_New_EGS_Generic |  |  | #N/A |  |  |  |  | SCE_Nevada_New_EGS_Generic |  |  |  |  | #N/A |  |  |  | SCE_Nevada_New_EGS_Generic | SCE_Nevada_New_EGS | SCE_Nevada_EGS_NF_175 | [6 empty] | #N/A |  | SCE_Nevada_New_EGS_Generic |  |  | #N/A |  |  |  |  | SCE_Nevada_New_EGS_Generic |  |  |  |  | #N/A |  |  |  | SCE_Nevada_New_EGS_Generic | SCE_Nevada_New_EGS | SCE_Nevada_EGS_NF_175 | 0 | 0 | 0 | 0 | 0 | 0 | 0 | 0 | 0 | 0 | 0 | 0 | 0 | 0 | 0 | 0 | 0 | 0 | 0 | 0 | 0 | 0 | 0 | 0 | 0 | 0 | SCE NOL
SCE_Nevada_New_EGS_Generic | SCE_Nevada_New_EGS | SCE_Nevada_EGS_NF_177 | 0 | 0 | 0 | 0 | 0 | 0 | #N/A | 0 | SCE_Nevada_New_EGS_Generic | 0 | 0 | #N/A | 0 | 0 | 0 | 0 | SCE_Nevada_New_EGS_Generic | 0 | 0 | 0 | 0 | #N/A | 0 | 0 | 0 | SCE_Nevada_New_EGS_Generic | SCE_Nevada_New_EGS | SCE_Nevada_EGS_NF_177 | 0 | 0 | 0 | 0 | 0 | 0 | 0 | #N/A | 0 | SCE_Nevada_New_EGS_Generic | 0 | 0 | #N/A | 0 | 0 | 0 | 0 | SCE_Nevada_New_EGS_Generic | SCE_Nevada_New_EGS | SCE_Nevada_EGS_NF_177 | 0 | 0 | 0 | 0 | 0 | 0 | #N/A | #N/A | #N/A | 0 | 0 | 0 | 0 | 0 | 0 | SCE_Nevada_New_EGS_Generic | 0 | #N/A | 0 | 0 | SCE_Nevada_New_EGS_Generic | 0 | 0 | 0 | 0 | #N/A | #N/A | #N/A | #N/A | #N/A | #N/A | 0 | 0 | 0 | SCE_Nevada_New_EGS_Generic | SCE_Nevada_New_EGS | SCE_Nevada_EGS_NF_177 | [6 empty] | #N/A |  | SCE_Nevada_New_EGS_Generic |  |  | #N/A |  |  |  |  | SCE_Nevada_New_EGS_Generic |  |  |  |  | #N/A |  |  |  | SCE_Nevada_New_EGS_Generic | SCE_Nevada_New_EGS | SCE_Nevada_EGS_NF_177 | [6 empty] | #N/A |  | SCE_Nevada_New_EGS_Generic |  |  | #N/A |  |  |  |  | SCE_Nevada_New_EGS_Generic |  |  |  |  | #N/A |  |  |  | SCE_Nevada_New_EGS_Generic | SCE_Nevada_New_EGS | SCE_Nevada_EGS_NF_177 | 0 | 0 | 0 | 0 | 0 | 0 | 0 | 0 | 0 | 0 | 0 | 0 | 0 | 0 | 0 | 0 | 0 | 0 | 0 | 0 | 0 | 0 | 0 | 0 | 0 | 0 | SCE EOP
SCE_New_Geothermal_Generic | SCE_New_Geothermal | SCE_Nevada_Geothermal_131 | 0 | 0 | 0 | 0 | 0 | 0 | #N/A | 0 | SCE_New_Geothermal_Generic | 0 | 0 | #N/A | 0 | 0 | 0 | 0 | SCE_New_Geothermal_Generic | 0 | 0 | 0 | 0 | #N/A | 0 | 0 | 0 | SCE_New_Geothermal_Generic | SCE_New_Geothermal | SCE_Nevada_Geothermal_131 | 0 | 0 | 0 | 0 | 0 | 0 | 0 | #N/A | 0 | SCE_New_Geothermal_Generic | 0 | 0 | #N/A | 0 | 0 | 0 | 0 | SCE_New_Geothermal_Generic | SCE_New_Geothermal | SCE_Nevada_Geothermal_131 | 0 | 0 | 0 | 0 | 0 | 0 | #N/A | #N/A | #N/A | 0 | 0 | 0 | 0 | 0 | 0 | SCE_New_Geothermal_Generic | 0 | #N/A | 0 | 0 | SCE_New_Geothermal_Generic | 0 | 0 | 0 | 0 | #N/A | #N/A | #N/A | #N/A | #N/A | #N/A | 0 | 0 | 0 | SCE_New_Geothermal_Generic | SCE_New_Geothermal | SCE_Nevada_Geothermal_131 | [6 empty] | #N/A |  | SCE_New_Geothermal_Generic |  |  | #N/A |  |  |  |  | SCE_New_Geothermal_Generic |  |  |  |  | #N/A |  |  |  | SCE_New_Geothermal_Generic | SCE_New_Geothermal | SCE_Nevada_Geothermal_131 | [6 empty] | #N/A |  | SCE_New_Geothermal_Generic |  |  | #N/A |  |  |  |  | SCE_New_Geothermal_Generic |  |  |  |  | #N/A |  |  |  | SCE_New_Geothermal_Generic | SCE_New_Geothermal | SCE_Nevada_Geothermal_131 | 0 | 0 | 0 | 0 | 0 | 0 | 0 | 0 | 0 | 0 | 0 | 0 | 0 | 0 | 0 | 0 | 0.288 | 0 | 0 | 0 | 0 | 0.288 | 0 | 0 | 0 | 0.288 | SCE EOP
SCE_New_Geothermal_Generic | SCE_New_Geothermal | SCE_Nevada_Geothermal_175 | 0 | 0 | 0 | 0 | 0 | 0 | #N/A | 0 | SCE_New_Geothermal_Generic | 0 | 0 | #N/A | 0 | 0 | 0 | 0 | SCE_New_Geothermal_Generic | 0 | 0 | 0 | 0 | #N/A | 0 | 0 | 0 | SCE_New_Geothermal_Generic | SCE_New_Geothermal | SCE_Nevada_Geothermal_175 | 0 | 0 | 0 | 0 | 0 | 0 | 0 | #N/A | 0 | SCE_New_Geothermal_Generic | 0 | 0 | #N/A | 0 | 0 | 0 | 0 | SCE_New_Geothermal_Generic | SCE_New_Geothermal | SCE_Nevada_Geothermal_175 | 0 | 0 | 0 | 0 | 0 | 0 | #N/A | #N/A | #N/A | 0 | 0 | 0 | 0 | 0 | 0 | SCE_New_Geothermal_Generic | 0 | #N/A | 0 | 0 | SCE_New_Geothermal_Generic | 0 | 0 | 0 | 0 | #N/A | #N/A | #N/A | #N/A | #N/A | #N/A | 0 | 0 | 0 | SCE_New_Geothermal_Generic | SCE_New_Geothermal | SCE_Nevada_Geothermal_175 | [6 empty] | #N/A |  | SCE_New_Geothermal_Generic |  |  | #N/A |  |  |  |  | SCE_New_Geothermal_Generic |  |  |  |  | #N/A |  |  |  | SCE_New_Geothermal_Generic | SCE_New_Geothermal | SCE_Nevada_Geothermal_175 | [6 empty] | #N/A |  | SCE_New_Geothermal_Generic |  |  | #N/A |  |  |  |  | SCE_New_Geothermal_Generic |  |  |  |  | #N/A |  |  |  | SCE_New_Geothermal_Generic | SCE_New_Geothermal | SCE_Nevada_Geothermal_175 | 0 | 0 | 0 | 0 | 0 | 0 | 0 | 0 | 0 | 0 | 0 | 0 | 0 | 0 | 0 | 0 | 0.1612 | 0 | 0 | 0 | 0 | 0.1612 | 0 | 0 | 0 | 0.1612 | SCE NOL
SCE_New_Geothermal_Generic | SCE_New_Geothermal | SCE_Nevada_Geothermal_177 | 0 | 0 | 0 | 0 | 0 | 0 | #N/A | 0 | SCE_New_Geothermal_Generic | 0 | 0 | #N/A | 0 | 0 | 0 | 0 | SCE_New_Geothermal_Generic | 0 | 0 | 0 | 0 | #N/A | 0 | 0 | 0 | SCE_New_Geothermal_Generic | SCE_New_Geothermal | SCE_Nevada_Geothermal_177 | 0 | 0 | 0 | 0 | 0 | 0 | 0 | #N/A | 0 | SCE_New_Geothermal_Generic | 0 | 0 | #N/A | 0 | 0 | 0 | 0 | SCE_New_Geothermal_Generic | SCE_New_Geothermal | SCE_Nevada_Geothermal_177 | 0 | 0 | 0 | 0 | 0 | 0 | #N/A | #N/A | #N/A | 0 | 0 | 0 | 0 | 0 | 0 | SCE_New_Geothermal_Generic | 0 | #N/A | 0 | 0 | SCE_New_Geothermal_Generic | 0 | 0 | 0 | 0 | #N/A | #N/A | #N/A | #N/A | #N/A | #N/A | 0 | 0 | 0 | SCE_New_Geothermal_Generic | SCE_New_Geothermal | SCE_Nevada_Geothermal_177 | [6 empty] | #N/A |  | SCE_New_Geothermal_Generic |  |  | #N/A |  |  |  |  | SCE_New_Geothermal_Generic |  |  |  |  | #N/A |  |  |  | SCE_New_Geothermal_Generic | SCE_New_Geothermal | SCE_Nevada_Geothermal_177 | [6 empty] | #N/A |  | SCE_New_Geothermal_Generic |  |  | #N/A |  |  |  |  | SCE_New_Geothermal_Generic |  |  |  |  | #N/A |  |  |  | SCE_New_Geothermal_Generic | SCE_New_Geothermal | SCE_Nevada_Geothermal_177 | 0 | 0 | 0 | 0 | 0 | 0 | 0.025603 | 0 | 0.34526 | 0 | 0 | 0.34526 | 0 | 0 | 0 | 0 | 0.436 | 0 | 0 | 0 | 0 | 0.436 | 0 | 0 | 0 | 0.436 | SCE EOP
| SCE_New_Gas_CCGT | SCE_New_Gas_CCGT_Asset | 0 | 0 | 0 | 0 | 0 | 0 | #N/A | 0 |  | 0 | 0 | #N/A | 0 | 0 | 0 | 0 |  | 0 | 0 | 0 | 0 | #N/A | 0 | 0 | 0 |  | SCE_New_Gas_CCGT | SCE_New_Gas_CCGT_Asset | 0 | 0 | 0 | 0 | 0 | 0 | 0 | #N/A | 0 |  | 0 | 0 | #N/A | 0 | 0 | 0 | 0 |  | SCE_New_Gas_CCGT | SCE_New_Gas_CCGT_Asset | 0 | 0 | 0 | 0 | 0 | 0 | #N/A | #N/A | #N/A | 0 | 0 | 0 | 0 | 0 | 0 |  | 0 | #N/A | 0 | 0 |  | 0 | 0 | 0 | 0 | #N/A | #N/A | #N/A | #N/A | #N/A | #N/A | 0 | 0 | 0 |  | SCE_New_Gas_CCGT | SCE_New_Gas_CCGT_Asset | [6 empty] | #N/A |  |  |  |  | #N/A | [9 empty] | #N/A |  |  |  |  | SCE_New_Gas_CCGT | SCE_New_Gas_CCGT_Asset | [6 empty] | #N/A |  |  |  |  | #N/A | [9 empty] | #N/A |  |  |  |  | SCE_New_Gas_CCGT | SCE_New_Gas_CCGT_Asset | 0 | 0 | 0 | 0 | 0 | 0 | 0 | 0 | 0 | 0 | 0 | 0 | 0 | 0 | 0 | 0 | 0 | 0 | 0 | 0 | 0 | 0 | 0 | 0 | 0 | 0 | Check
| SCE_New_Gas_CT | SCE_New_Gas_CT_Asset | 0 | 0 | 0 | 0 | 0 | 0 | #N/A | 0 |  | 0 | 0 | #N/A | 0 | 0 | 0 | 0 |  | 0 | 0 | 0 | 0 | #N/A | 0 | 0 | 0 |  | SCE_New_Gas_CT | SCE_New_Gas_CT_Asset | 0 | 0 | 0 | 0 | 0 | 0 | 0 | #N/A | 0 |  | 0 | 0 | #N/A | 0 | 0 | 0 | 0 |  | SCE_New_Gas_CT | SCE_New_Gas_CT_Asset | 0 | 0 | 0 | 0 | 0 | 0 | #N/A | #N/A | #N/A | 0 | 0 | 0 | 0 | 0 | 0 |  | 0 | #N/A | 0 | 0 |  | 0 | 0 | 0 | 0 | #N/A | #N/A | #N/A | #N/A | #N/A | #N/A | 0 | 0 | 0 |  | SCE_New_Gas_CT | SCE_New_Gas_CT_Asset | [6 empty] | #N/A |  |  |  |  | #N/A | [9 empty] | #N/A |  |  |  |  | SCE_New_Gas_CT | SCE_New_Gas_CT_Asset | [6 empty] | #N/A |  |  |  |  | #N/A | [9 empty] | #N/A |  |  |  |  | SCE_New_Gas_CT | SCE_New_Gas_CT_Asset | 0 | 0 | 0 | 0 | 0 | 0 | 0 | 0 | 0 | 0 | 0 | 0 | 0 | 0 | 0 | 0 | 0 | 0 | 0 | 0 | 0 | 0 | 0 | 0 | 0 | 0 | Check
| SCE_New_Gas_RICE | SCE_New_Gas_RICE_Asset | 0 | 0 | 0 | 0 | 0 | 0 | #N/A | 0 |  | 0 | 0 | #N/A | 0 | 0 | 0 | 0 |  | 0 | 0 | 0 | 0 | #N/A | 0 | 0 | 0 |  | SCE_New_Gas_RICE | SCE_New_Gas_RICE_Asset | 0 | 0 | 0 | 0 | 0 | 0 | 0 | #N/A | 0 |  | 0 | 0 | #N/A | 0 | 0 | 0 | 0 |  | SCE_New_Gas_RICE | SCE_New_Gas_RICE_Asset | 0 | 0 | 0 | 0 | 0 | 0 | #N/A | #N/A | #N/A | 0 | 0 | 0 | 0 | 0 | 0 |  | 0 | #N/A | 0 | 0 |  | 0 | 0 | 0 | 0 | #N/A | #N/A | #N/A | #N/A | #N/A | #N/A | 0 | 0 | 0 |  | SCE_New_Gas_RICE | SCE_New_Gas_RICE_Asset | [6 empty] | #N/A |  |  |  |  | #N/A | [9 empty] | #N/A |  |  |  |  | SCE_New_Gas_RICE | SCE_New_Gas_RICE_Asset | [6 empty] | #N/A |  |  |  |  | #N/A | [9 empty] | #N/A |  |  |  |  | SCE_New_Gas_RICE | SCE_New_Gas_RICE_Asset | 0 | 0 | 0 | 0 | 0 | 0 | 0 | 0 | 0 | 0 | 0 | 0 | 0 | 0 | 0 | 0 | 0 | 0 | 0 | 0 | 0 | 0 | 0 | 0 | 0 | 0 | Check
SCE_New_Mexico_Wind_Generic | SCE_New_Mexico_Wind | SCE_New_Mexico_Wind_176_Tranche1 | 0 | 0 | 0 | 0 | 0 | 0 | #N/A | 0 | SCE_New_Mexico_Wind_Generic | 0 | 0 | #N/A | 0 | 0 | 0 | 0 | SCE_New_Mexico_Wind_Generic | 0 | 0 | 0 | 0 | #N/A | 0 | 0 | 0 | SCE_New_Mexico_Wind_Generic | SCE_New_Mexico_Wind | SCE_New_Mexico_Wind_176_Tranche1 | 0 | 0 | 0 | 0 | 0 | 0 | 0 | #N/A | 0 | SCE_New_Mexico_Wind_Generic | 0 | 0 | #N/A | 0 | 0 | 0 | 0 | SCE_New_Mexico_Wind_Generic | SCE_New_Mexico_Wind | SCE_New_Mexico_Wind_176_Tranche1 | 0 | 0 | 0 | 0 | 0 | 0 | #N/A | #N/A | #N/A | 0 | 0 | 0 | 0 | 0 | 0 | SCE_New_Mexico_Wind_Generic | 0 | #N/A | 0 | 0 | SCE_New_Mexico_Wind_Generic | 0 | 0 | 0 | 0 | #N/A | #N/A | #N/A | #N/A | #N/A | #N/A | 0 | 0 | 0 | SCE_New_Mexico_Wind_Generic | SCE_New_Mexico_Wind | SCE_New_Mexico_Wind_176_Tranche1 | [6 empty] | #N/A |  | SCE_New_Mexico_Wind_Generic |  |  | #N/A |  |  |  |  | SCE_New_Mexico_Wind_Generic |  |  |  |  | #N/A |  |  |  | SCE_New_Mexico_Wind_Generic | SCE_New_Mexico_Wind | SCE_New_Mexico_Wind_176_Tranche1 | [6 empty] | #N/A |  | SCE_New_Mexico_Wind_Generic |  |  | #N/A |  |  |  |  | SCE_New_Mexico_Wind_Generic |  |  |  |  | #N/A |  |  |  | SCE_New_Mexico_Wind_Generic | SCE_New_Mexico_Wind | SCE_New_Mexico_Wind_176_Tranche1 | 0 | 0 | 0 | 0 | 0 | 0 | 0.546 | 0 | 0.546 | 0 | 0 | 0.546 | 0 | 0 | 0 | 0 | 0.546 | 0 | 0 | 0 | 0 | 0.546 | 0 | 0 | 0 | 0.546 | SCE Eastern
SCE_New_Mexico_Wind_Generic | SCE_New_Mexico_Wind | SCE_New_Mexico_Wind_176_Tranche2 | 0 | 0 | 0 | 0 | 0 | 0 | #N/A | 0 | SCE_New_Mexico_Wind_Generic | 0 | 0 | #N/A | 0 | 0 | 0 | 0 | SCE_New_Mexico_Wind_Generic | 0 | 0 | 0 | 0 | #N/A | 0 | 0 | 0 | SCE_New_Mexico_Wind_Generic | SCE_New_Mexico_Wind | SCE_New_Mexico_Wind_176_Tranche2 | 0 | 0 | 0 | 0 | 0 | 0 | 0 | #N/A | 0 | SCE_New_Mexico_Wind_Generic | 0 | 0 | #N/A | 0 | 0 | 0 | 0 | SCE_New_Mexico_Wind_Generic | SCE_New_Mexico_Wind | SCE_New_Mexico_Wind_176_Tranche2 | 0 | 0 | 0 | 0 | 0 | 0 | #N/A | #N/A | #N/A | 0 | 0 | 0 | 0 | 0 | 0 | SCE_New_Mexico_Wind_Generic | 0 | #N/A | 0 | 0 | SCE_New_Mexico_Wind_Generic | 0 | 0 | 0 | 0 | #N/A | #N/A | #N/A | #N/A | #N/A | #N/A | 0 | 0 | 0 | SCE_New_Mexico_Wind_Generic | SCE_New_Mexico_Wind | SCE_New_Mexico_Wind_176_Tranche2 | [6 empty] | #N/A |  | SCE_New_Mexico_Wind_Generic |  |  | #N/A |  |  |  |  | SCE_New_Mexico_Wind_Generic |  |  |  |  | #N/A |  |  |  | SCE_New_Mexico_Wind_Generic | SCE_New_Mexico_Wind | SCE_New_Mexico_Wind_176_Tranche2 | [6 empty] | #N/A |  | SCE_New_Mexico_Wind_Generic |  |  | #N/A |  |  |  |  | SCE_New_Mexico_Wind_Generic |  |  |  |  | #N/A |  |  |  | SCE_New_Mexico_Wind_Generic | SCE_New_Mexico_Wind | SCE_New_Mexico_Wind_176_Tranche2 | 0 | 0 | 0 | 0 | 0 | 0 | 0.89 | 0 | 0.89 | 0 | 0 | 0.89 | 0 | 0 | 0 | 0 | 0.89 | 0 | 0 | 0 | 0 | 0.89 | 0 | 0 | 0 | 0.89 | SCE Eastern
SCE_New_Mexico_Wind_Generic | SCE_New_Mexico_Wind | SCE_New_Mexico_Wind_176_Tranche3 | 0 | 0 | 0 | 0 | 0 | 0 | #N/A | 0 | SCE_New_Mexico_Wind_Generic | 0 | 0 | #N/A | 0 | 0 | 0 | 0 | SCE_New_Mexico_Wind_Generic | 0 | 0 | 0 | 0 | #N/A | 0 | 0 | 0 | SCE_New_Mexico_Wind_Generic | SCE_New_Mexico_Wind | SCE_New_Mexico_Wind_176_Tranche3 | 0 | 0 | 0 | 0 | 0 | 0 | 0 | #N/A | 0 | SCE_New_Mexico_Wind_Generic | 0 | 0 | #N/A | 0 | 0 | 0 | 0 | SCE_New_Mexico_Wind_Generic | SCE_New_Mexico_Wind | SCE_New_Mexico_Wind_176_Tranche3 | 0 | 0 | 0 | 0 | 0 | 0 | #N/A | #N/A | #N/A | 0 | 0 | 0 | 0 | 0 | 0 | SCE_New_Mexico_Wind_Generic | 0 | #N/A | 0 | 0 | SCE_New_Mexico_Wind_Generic | 0 | 0 | 0 | 0 | #N/A | #N/A | #N/A | #N/A | #N/A | #N/A | 0 | 0 | 0 | SCE_New_Mexico_Wind_Generic | SCE_New_Mexico_Wind | SCE_New_Mexico_Wind_176_Tranche3 | [6 empty] | #N/A |  | SCE_New_Mexico_Wind_Generic |  |  | #N/A |  |  |  |  | SCE_New_Mexico_Wind_Generic |  |  |  |  | #N/A |  |  |  | SCE_New_Mexico_Wind_Generic | SCE_New_Mexico_Wind | SCE_New_Mexico_Wind_176_Tranche3 | [6 empty] | #N/A |  | SCE_New_Mexico_Wind_Generic |  |  | #N/A |  |  |  |  | SCE_New_Mexico_Wind_Generic |  |  |  |  | #N/A |  |  |  | SCE_New_Mexico_Wind_Generic | SCE_New_Mexico_Wind | SCE_New_Mexico_Wind_176_Tranche3 | 0 | 0 | 0 | 0 | 0 | 0 | 0 | 0 | 1.11 | 0 | 0 | 1.11 | 0 | 0 | 0 | 0 | 1.11 | 0 | 0 | 0 | 0 | 1.11 | 0 | 0 | 0 | 1.11 | SCE Eastern
SCE_New_Mexico_Wind_Generic | SCE_New_Mexico_Wind | SCE_New_Mexico_Wind_176_Tranche4 | 0 | 0 | 0 | 0 | 0 | 0 | #N/A | 0 | SCE_New_Mexico_Wind_Generic | 0 | 0 | #N/A | 0 | 0 | 0 | 0 | SCE_New_Mexico_Wind_Generic | 0 | 0 | 0 | 0 | #N/A | 0 | 0 | 0 | SCE_New_Mexico_Wind_Generic | SCE_New_Mexico_Wind | SCE_New_Mexico_Wind_176_Tranche4 | 0 | 0 | 0 | 0 | 0 | 0 | 0 | #N/A | 0 | SCE_New_Mexico_Wind_Generic | 0 | 0 | #N/A | 0 | 0 | 0 | 0 | SCE_New_Mexico_Wind_Generic | SCE_New_Mexico_Wind | SCE_New_Mexico_Wind_176_Tranche4 | 0 | 0 | 0 | 0 | 0 | 0 | #N/A | #N/A | #N/A | 0 | 0 | 0 | 0 | 0 | 0 | SCE_New_Mexico_Wind_Generic | 0 | #N/A | 0 | 0 | SCE_New_Mexico_Wind_Generic | 0 | 0 | 0 | 0 | #N/A | #N/A | #N/A | #N/A | #N/A | #N/A | 0 | 0 | 0 | SCE_New_Mexico_Wind_Generic | SCE_New_Mexico_Wind | SCE_New_Mexico_Wind_176_Tranche4 | [6 empty] | #N/A |  | SCE_New_Mexico_Wind_Generic |  |  | #N/A |  |  |  |  | SCE_New_Mexico_Wind_Generic |  |  |  |  | #N/A |  |  |  | SCE_New_Mexico_Wind_Generic | SCE_New_Mexico_Wind | SCE_New_Mexico_Wind_176_Tranche4 | [6 empty] | #N/A |  | SCE_New_Mexico_Wind_Generic |  |  | #N/A |  |  |  |  | SCE_New_Mexico_Wind_Generic |  |  |  |  | #N/A |  |  |  | SCE_New_Mexico_Wind_Generic | SCE_New_Mexico_Wind | SCE_New_Mexico_Wind_176_Tranche4 | 0 | 0 | 0 | 0 | 0 | 0 | 0 | 0 | 0 | 0 | 0 | 0 | 0 | 0 | 0 | 0 | 0 | 0 | 0 | 0 | 0 | 0 | 0 | 0 | 0 | 0 | SCE Eastern
SCE_New_Mexico_Wind_Generic | SCE_New_Mexico_Wind | SCE_New_Mexico_Wind_97_Tranche5 | 0 | 0 | 0 | 0 | 0 | 0 | #N/A | 0 | SCE_New_Mexico_Wind_Generic | 0 | 0 | #N/A | 0 | 0 | 0 | 0 | SCE_New_Mexico_Wind_Generic | 0 | 0 | 0 | 0 | #N/A | 0 | 0 | 0 | SCE_New_Mexico_Wind_Generic | SCE_New_Mexico_Wind | SCE_New_Mexico_Wind_97_Tranche5 | 0 | 0 | 0 | 0 | 0 | 0 | 0 | #N/A | 0 | SCE_New_Mexico_Wind_Generic | 0 | 0 | #N/A | 0 | 0 | 0 | 0 | SCE_New_Mexico_Wind_Generic | SCE_New_Mexico_Wind | SCE_New_Mexico_Wind_97_Tranche5 | 0 | 0 | 0 | 0 | 0 | 0 | #N/A | #N/A | #N/A | 0 | 0 | 0 | 0 | 0 | 0 | SCE_New_Mexico_Wind_Generic | 0 | #N/A | 0 | 0 | SCE_New_Mexico_Wind_Generic | 0 | 0 | 0 | 0 | #N/A | #N/A | #N/A | #N/A | #N/A | #N/A | 0 | 0 | 0 | SCE_New_Mexico_Wind_Generic | SCE_New_Mexico_Wind | SCE_New_Mexico_Wind_97_Tranche5 | [6 empty] | #N/A |  | SCE_New_Mexico_Wind_Generic |  |  | #N/A |  |  |  |  | SCE_New_Mexico_Wind_Generic |  |  |  |  | #N/A |  |  |  | SCE_New_Mexico_Wind_Generic | SCE_New_Mexico_Wind | SCE_New_Mexico_Wind_97_Tranche5 | [6 empty] | #N/A |  | SCE_New_Mexico_Wind_Generic |  |  | #N/A |  |  |  |  | SCE_New_Mexico_Wind_Generic |  |  |  |  | #N/A |  |  |  | SCE_New_Mexico_Wind_Generic | SCE_New_Mexico_Wind | SCE_New_Mexico_Wind_97_Tranche5 | 0 | 0 | 0 | 0 | 0 | 0 | 0 | 0 | 0 | 0 | 0 | 0 | 0 | 0 | 0 | 0 | 0 | 0 | 0 | 0 | 0 | 0 | 0 | 0 | 0 | 0 | SCE Metro
|  |  | 0 | 0 | 0 | 0 | 0 | 0 | 0 | 0 | 0 | 0 | 0 | 0 | 0 | 0 | 0 | 0 | 0 | 0 | 0 | 0 | 0 | 0 | 0 | 0 | 0 | 0
|  |  | 0 | 0 | 0 | 0 | 0 | 0 | 0 | 0 | 0 | 0 | 0 | 0 | 0 | 0 | 0 | 0 | 0 | 0 | 0 | 0 | 0 | 0 | 0 | 0 | 0 | 0
|  |  | 0 | 0 | 0 | 0 | 0 | 0 | 0 | 0 | 0 | 0 | 0 | 0 | 0 | 0 | 0 | 0 | 0 | 0 | 0 | 0 | 0 | 0 | 0 | 0 | 0 | 0
|  |  | 0 | 0 | 0 | 0 | 0 | 0 | 0 | 0 | 0 | 0 | 0 | 0 | 0 | 0 | 0 | 0 | 0 | 0 | 0 | 0 | 0 | 0 | 0 | 0 | 0 | 0
|  |  | 0 | 0 | 0 | 0 | 0 | 0 | 0 | 0 | 0 | 0 | 0 | 0 | 0 | 0 | 0 | 0 | 0 | 0 | 0 | 0 | 0 | 0 | 0 | 0 | 0 | 0
|  |  | 0 | 0 | 0 | 0 | 0 | 0 | 0 | 0 | 0 | 0 | 0 | 0 | 0 | 0 | 0 | 0 | 0 | 0 | 0 | 0 | 0 | 0 | 0 | 0 | 0 | 0
|  |  | 0 | 0 | 0 | 0 | 0 | 0 | 0 | 0 | 0 | 0 | 0 | 0 | 0 | 0 | 0 | 0 | 0 | 0 | 0 | 0 | 0 | 0 | 0 | 0 | 0 | 0
|  |  | 0 | 0 | 0 | 0 | 0 | 0 | 0 | 0 | 0 | 0 | 0 | 0 | 0 | 0 | 0 | 0 | 0 | 0 | 0 | 0 | 0 | 0 | 0 | 0 | 0 | 0
|  |  | 0 | 0 | 0 | 0 | 0 | 0 | 0 | 0 | 0 | 0 | 0 | 0 | 0 | 0 | 0 | 0 | 0 | 0 | 0 | 0 | 0 | 0 | 0 | 0 | 0 | 0
System Build |  | PGE_New_EGS_Generic | 0 | 0 | 0 | 0 | 0 | 0 | System Build | 0 | System Build | 0 | 0 | System Build | 0 | 0 | 0 | 0 | System Build | 0 | 0 | 0 | 0 | System Build | 0 | 0 | 0 | System Build |  | PGE_New_EGS_Generic | PGE_New_Li_Battery_4hr_Generic | 0 | 0 | 0 | 0 | 0 | 0 | System Build | 0 | System Build | 0 | 0 | System Build | 0 | 0 | 0 | 0 | System Build |  | PGE_New_EGS_Generic | PGE_New_Li_Battery_4hr_Generic | PGE_Nevada_New_EGS_Generic | SCE_New_EGS_Generic | 0 | 0 | 0 | System Build |  |  | 0 | 0 | 0 | 0 | 0 | 0 | System Build | 0 | System Build | 0 | 0 | System Build | 0 | 0 | 0 | 0 | System Build | [5 empty] | 0 | 0 | 0 | System Build |  | PGE_New_EGS_Generic | [6 empty] | System Build |  | System Build |  |  | System Build |  |  |  |  | System Build |  |  |  |  | System Build |  |  |  | System Build |  | PGE_New_EGS_Generic | [6 empty] | System Build |  | System Build |  |  | System Build |  |  |  |  | System Build |  |  |  |  | System Build |  |  |  | System Build |  | PGE_New_EGS_Generic | PGE_New_Li_Battery_4hr_Generic | PGE_Nevada_New_EGS_Generic | SCE_New_EGS_Generic | SDGE_New_Li_Battery_4hr_Generic |  |  |  |  | PGE_New_EGS | PGE_Kern_Solar | PGE_NGBA_Wind | SDGE_New_Li_Battery_8hr |  |  | Generic Storage (100-hr) | SDGE_Distributed_Solar | PGE_Fresno_Solar_76 | PGE_Kern_Li_Battery_8hr_108 | PGE_NGBA_Solar_33 | SCE_Northern_Solar_159 |  | SCE_Eastern_Li_Battery_8hr_MaxBuild | 0 | 0 | 0 | 0 | 0
|  | PGE_New_EGS_Generic | [27 empty] | PGE_New_EGS_Generic | 0: PGE_New_Li_Battery_4hr_Generic | [12 empty] | PGE_New_EGS_Generic | PGE_New_Li_Battery_4hr_Generic | PGE_New_Geothermal_Generic | SCE_New_EGS_Generic | [33 empty] | PGE_New_EGS_Generic | [27 empty] | PGE_New_EGS_Generic | [27 empty] | PGE_New_EGS_Generic | PGE_New_Li_Battery_4hr_Generic | PGE_New_Geothermal_Generic | SCE_New_EGS_Generic | SDGE_New_Li_Battery_4hr_Generic |  |  |  |  | PGE_New_EGS | PGE_Kern_Solar | PGE_NGBA_Wind | SDGE_Arizona_Solar |  |  | Shed DR | SDGE_Imperial_Solar | PGE_Fresno_Solar_77 | PGE_Kern_Li_Battery_8hr_109 | PGE_NGBA_Solar_35 | SCE_Northern_Solar_167 |  | SCE_Eastern_Li_Battery_4hr_MaxBuild | 0 | 0 | 0 | 0 | 0
|  | PGE_LDES_12hr_Generic | [27 empty] | PGE_LDES_12hr_Generic | 0: PGE_New_Li_Battery_4hr_Generic | [12 empty] | PGE_LDES_12hr_Generic | PGE_New_Li_Battery_4hr_Generic |  | SCE_New_EGS_Generic | [33 empty] | PGE_LDES_12hr_Generic | [27 empty] | PGE_LDES_12hr_Generic | [27 empty] | PGE_LDES_12hr_Generic | PGE_New_Li_Battery_4hr_Generic |  | SCE_New_EGS_Generic | SDGE_New_Li_Battery_4hr_Generic |  |  |  |  | PGE_New_EGS | PGE_Kern_Solar | PGE_NGBA_Wind | SDGE_Arizona_Solar |  |  | Shift DR & VGI | SDGE_Imperial_Wind | PGE_Fresno_Solar_88 | PGE_Kern_Li_Battery_8hr_111 | PGE_NGBA_Solar_37 | SCE_Northern_Solar_86 |  | SCE_Eastern_Geothermal_MaxBuild | 0 | 0 | 0 | 0 | 0
|  | PGE_New_Li_Battery_4hr_Generic | [27 empty] | PGE_New_Li_Battery_4hr_Generic | 0: PGE_New_Li_Battery_4hr_Generic | [12 empty] | PGE_New_Li_Battery_4hr_Generic | PGE_New_Li_Battery_4hr_Generic |  | SCE_New_EGS_Generic | [33 empty] | PGE_New_Li_Battery_4hr_Generic | [27 empty] | PGE_New_Li_Battery_4hr_Generic | [27 empty] | PGE_New_Li_Battery_4hr_Generic | PGE_New_Li_Battery_4hr_Generic |  | SCE_New_EGS_Generic | SDGE_New_Li_Battery_4hr_Generic |  |  |  |  | PGE_New_EGS | PGE_Kern_Solar | PGE_NGBA_Wind | SDGE_Arizona_Solar |  |  | Long Duration Storage | SDGE_LDES_12hr | PGE_Fresno_Solar_90 | PGE_Kern_Li_Battery_8hr_112 | PGE_NGBA_Solar_39 | SCE_Northern_Solar_91 |  | SCE_EOP_Wind_MaxBuild | 0 | 0 | 0 | 0 | 0
|  | PGE_New_Li_Battery_4hr_Generic | [27 empty] | PGE_New_Li_Battery_4hr_Generic | 0: PGE_New_Li_Battery_4hr_Generic | [12 empty] | PGE_New_Li_Battery_4hr_Generic | PGE_New_Li_Battery_4hr_Generic |  | SCE_New_EGS_Generic | [33 empty] | PGE_New_Li_Battery_4hr_Generic | [27 empty] | PGE_New_Li_Battery_4hr_Generic | [27 empty] | PGE_New_Li_Battery_4hr_Generic | PGE_New_Li_Battery_4hr_Generic |  | SCE_New_EGS_Generic | SDGE_New_Li_Battery_4hr_Generic |  |  |  |  | PGE_New_EGS | PGE_Kern_Solar | PGE_NGBA_Wind | SDGE_Baja_California_Wind |  |  | Total | SDGE_New_Biomass | PGE_Fresno_Solar_94 | PGE_Kern_Li_Battery_8hr_113 | PGE_NGBA_Solar_47 | SCE_Northern_Wind_124 |  | SCE_EOP_Solar_MaxBuild | 0 | 0 | 0 | 0 | 0
|  | PGE_New_Li_Battery_4hr_Generic | [27 empty] | PGE_New_Li_Battery_4hr_Generic | 0: PGE_New_Li_Battery_4hr_Generic | [12 empty] | PGE_New_Li_Battery_4hr_Generic | PGE_New_Li_Battery_4hr_Generic | PGE_New_EGS_Generic | SCE_New_EGS_Generic | [33 empty] | PGE_New_Li_Battery_4hr_Generic | [27 empty] | PGE_New_Li_Battery_4hr_Generic | [27 empty] | PGE_New_Li_Battery_4hr_Generic | PGE_New_Li_Battery_4hr_Generic | PGE_New_EGS_Generic | SCE_New_EGS_Generic | SDGE_New_Li_Battery_4hr_Generic |  |  |  |  | PGE_New_EGS | PGE_Kern_Solar | PGE_NGBA_Wind | SDGE_New_Biomass |  |  |  | SDGE_New_EGS | PGE_GBA_EGS_Deep_10 | PGE_Kern_Li_Battery_8hr_122 | PGE_NGBA_Solar_52 | SCE_Northern_Wind_147 |  | SCE_EOP_Li_Battery_8hr_MaxBuild | 0 | 0 | 0 | 0 | 0
|  | PGE_New_Li_Battery_4hr_Generic | [27 empty] | PGE_New_Li_Battery_4hr_Generic | 0: PGE_New_Li_Battery_4hr_Generic | [12 empty] | PGE_New_Li_Battery_4hr_Generic | PGE_New_Li_Battery_4hr_Generic | PGE_New_EGS_Generic | SCE_New_Geothermal_Generic | [33 empty] | PGE_New_Li_Battery_4hr_Generic | [27 empty] | PGE_New_Li_Battery_4hr_Generic | [27 empty] | PGE_New_Li_Battery_4hr_Generic | PGE_New_Li_Battery_4hr_Generic | PGE_New_EGS_Generic | SCE_New_Geothermal_Generic | SDGE_New_Li_Battery_4hr_Generic |  |  |  |  | PGE_New_EGS | PGE_Kern_Solar | PGE_NGBA_Wind | SDGE_Distributed_Solar |  |  |  | SDGE_New_Gas_CCGT | PGE_GBA_EGS_Deep_11 | PGE_Kern_Li_Battery_8hr_126 | PGE_NGBA_Solar_55 | SCE_Northern_Wind_151 |  | SCE_EOP_Li_Battery_4hr_MaxBuild | 0 | 0 | 0 | 0 | 0
|  | PGE_New_Li_Battery_4hr_Generic | 2020-01-01 | 2021-01-01 | 2022-01-01 | 2023-01-01 | 2024-01-01 | 2025-01-01 |  | 2027-01-01 |  | 2029-01-01 | 2030-01-01 |  | 2032-01-01 | 2033-01-01 | 2034-01-01 | 2035-01-01 |  | 2037-01-01 | 2038-01-01 | 2039-01-01 | 2040-01-01 |  | 2042-01-01 | 2043-01-01 | 2044-01-01 |  |  | PGE_New_Li_Battery_4hr_Generic | PGE_New_Li_Battery_4hr_Generic | 2020-01-01 | 2021-01-01 | 2022-01-01 | 2023-01-01 | 2024-01-01 | 2025-01-01 |  | 2027-01-01 |  | 2029-01-01 | 2030-01-01 |  | 2032-01-01 | 2033-01-01 | 2034-01-01 | 2035-01-01 |  |  | PGE_New_Li_Battery_4hr_Generic | PGE_New_Li_Battery_4hr_Generic | PGE_New_EGS_Generic | SCE_New_Geothermal_Generic | 2042-01-01 | 2043-01-01 | 2044-01-01 | [30 empty] | PGE_New_Li_Battery_4hr_Generic | [27 empty] | PGE_New_Li_Battery_4hr_Generic | [27 empty] | PGE_New_Li_Battery_4hr_Generic | PGE_New_Li_Battery_4hr_Generic | PGE_New_EGS_Generic | SCE_New_Geothermal_Generic | SDGE_New_Li_Battery_4hr_Generic | 0.79275 |  |  | Resource Candidate Project Area (CPA) Detail | PGE_New_EGS | PGE_Kern_Solar | PGE_NGBA_Wind | SDGE_New_EGS |  |  |  | SDGE_New_Gas_CT | PGE_GBA_EGS_Deep_116 | PGE_Kern_Li_Battery_8hr_130 | PGE_NGBA_Solar_57 | SCE_Northern_Wind_159 |  | SCE_Distributed_Solar_MaxBuild | 0 | 0 | 0 | 0 | 0
|  | PGE_New_Li_Battery_4hr_Generic | [27 empty] | PGE_New_Li_Battery_4hr_Generic | PGE_New_Li_Battery_4hr_Generic | [18 empty] | PGE_New_Li_Battery_4hr_Generic | PGE_New_Li_Battery_4hr_Generic | PGE_New_EGS_Generic | SCE_LDES_12hr_Generic | [33 empty] | PGE_New_Li_Battery_4hr_Generic | [27 empty] | PGE_New_Li_Battery_4hr_Generic | [27 empty] | PGE_New_Li_Battery_4hr_Generic | PGE_New_Li_Battery_4hr_Generic | PGE_New_EGS_Generic | SCE_LDES_12hr_Generic | SDGE_New_Li_Battery_4hr_Generic | 0.52 |  |  |  | PGE_New_EGS | PGE_Kern_Solar | PGE_Northeast_CA_New_EGS | SDGE_New_EGS |  |  | Total Installed Energy (GWh) | SDGE_New_Gas_RICE | PGE_GBA_EGS_Deep_12 | PGE_Kern_Li_Battery_8hr_68 | PGE_NGBA_Solar_58 | SCE_Northern_Wind_167 |  | SCE_Arizona_Solar_MaxBuild | 0 | 0 | 0 | 0 | 0
|  | PGE_New_Li_Battery_4hr_Generic | [27 empty] | PGE_New_Li_Battery_4hr_Generic | PGE_New_Li_Battery_4hr_Generic | [18 empty] | PGE_New_Li_Battery_4hr_Generic | PGE_New_Li_Battery_4hr_Generic | PGE_New_EGS_Generic | SCE_LDES_12hr_Generic | [33 empty] | PGE_New_Li_Battery_4hr_Generic | [27 empty] | PGE_New_Li_Battery_4hr_Generic | [27 empty] | PGE_New_Li_Battery_4hr_Generic | PGE_New_Li_Battery_4hr_Generic | PGE_New_EGS_Generic | SCE_LDES_12hr_Generic | SDGE_New_Li_Battery_8hr_Generic | 0.39612 |  | Natural Gas Retention Detail |  | PGE_New_EGS | PGE_Kern_Solar | PGE_New_Geothermal | SDGE_New_EGS |  |  | Storage Type | SDGE_New_Geothermal | PGE_GBA_EGS_Deep_13 | PGE_Kern_Li_Battery_8hr_72 | PGE_NGBA_Solar_60 | SCE_Northern_Wind_86 |  | SCE_Arizona_Li_Battery_8hr_MaxBuild | 0 | 0 | 0 | 0 | 0
|  | PGE_New_Li_Battery_4hr_Generic | [27 empty] | PGE_New_Li_Battery_4hr_Generic | PGE_New_Li_Battery_4hr_Generic | [18 empty] | PGE_New_Li_Battery_4hr_Generic | PGE_New_Li_Battery_4hr_Generic | PGE_New_EGS_Generic | SCE_New_Li_Battery_4hr_Generic | [33 empty] | PGE_New_Li_Battery_4hr_Generic | [27 empty] | PGE_New_Li_Battery_4hr_Generic | [27 empty] | PGE_New_Li_Battery_4hr_Generic | PGE_New_Li_Battery_4hr_Generic | PGE_New_EGS_Generic | SCE_New_Li_Battery_4hr_Generic | SDGE_New_Li_Battery_8hr_Generic |  |  |  |  | PGE_New_EGS | PGE_Kern_Solar | PGE_Northeast_CA_Wind | SDGE_New_EGS |  |  | Li-ion Battery (4-hr) | SDGE_New_Li_Battery_4hr | PGE_GBA_EGS_Deep_14 | PGE_Kern_Li_Battery_8hr_74 | PGE_NGBA_Solar_61 | SCE_Northern_Wind_91 |  | SCE_Arizona_Li_Battery_4hr_MaxBuild | 0 | 0 | 0 | 0 | 0
|  | PGE_New_Li_Battery_4hr_Generic | [27 empty] | PGE_New_Li_Battery_4hr_Generic | PGE_New_Li_Battery_4hr_Generic | [18 empty] | PGE_New_Li_Battery_4hr_Generic | PGE_New_Li_Battery_4hr_Generic | PGE_New_EGS_Generic | SCE_New_Li_Battery_4hr_Generic | [33 empty] | PGE_New_Li_Battery_4hr_Generic | [27 empty] | PGE_New_Li_Battery_4hr_Generic | [27 empty] | PGE_New_Li_Battery_4hr_Generic | PGE_New_Li_Battery_4hr_Generic | PGE_New_EGS_Generic | SCE_New_Li_Battery_4hr_Generic | SDGE_New_Li_Battery_8hr_Generic |  |  |  | Cape_Mendocino_Offshore_Wind | PGE_New_EGS | PGE_Kern_Solar | PGE_Oregon_New_EGS | SDGE_New_EGS |  |  | Li-ion Battery (8-hr) | SDGE_New_Li_Battery_8hr | PGE_GBA_EGS_Deep_3 | PGE_Kern_Li_Battery_8hr_83 | PGE_NGBA_Solar_62 | SCE_Utah_EGS_NF_131 |  | PGE_Wyoming_Wind_MaxBuild | 0 | 0 | 0 | 0 | 0
|  | PGE_New_Li_Battery_4hr_Generic | [27 empty] | PGE_New_Li_Battery_4hr_Generic | PGE_New_Li_Battery_4hr_Generic | [18 empty] | PGE_New_Li_Battery_4hr_Generic | PGE_New_Li_Battery_4hr_Generic | PGE_New_EGS_Generic | SCE_New_Li_Battery_4hr_Generic | [33 empty] | PGE_New_Li_Battery_4hr_Generic | [27 empty] | PGE_New_Li_Battery_4hr_Generic | [27 empty] | PGE_New_Li_Battery_4hr_Generic | PGE_New_Li_Battery_4hr_Generic | PGE_New_EGS_Generic | SCE_New_Li_Battery_4hr_Generic | SDGE_New_Li_Battery_8hr_Generic |  |  |  | Del_Norte_Offshore_Wind | PGE_New_EGS | PGE_Kern_Solar | PGE_New_Geothermal | SDGE_New_Geothermal |  |  | Location Constrained Storage (12-hr) |  | PGE_GBA_EGS_Deep_32 | PGE_Kern_Li_Battery_8hr_92 | PGE_NGBA_Solar_67 | SCE_Utah_Geothermal_131 |  | PGE_Oregon_New_EGS_MaxBuild | 0 | 0 | 0 | 0 | 0
|  | PGE_New_Li_Battery_4hr_Generic | [27 empty] | PGE_New_Li_Battery_4hr_Generic | PGE_New_Li_Battery_4hr_Generic | [18 empty] | PGE_New_Li_Battery_4hr_Generic | PGE_New_Li_Battery_4hr_Generic | PGE_New_EGS_Generic | SCE_New_Li_Battery_4hr_Generic | [33 empty] | PGE_New_Li_Battery_4hr_Generic | [27 empty] | PGE_New_Li_Battery_4hr_Generic | [27 empty] | PGE_New_Li_Battery_4hr_Generic | PGE_New_Li_Battery_4hr_Generic | PGE_New_EGS_Generic | SCE_New_Li_Battery_4hr_Generic | SDGE_New_Li_Battery_8hr_Generic | 1357 |  |  | Humboldt_Bay_Offshore_Wind | PGE_LDES_12hr | PGE_Kern_Solar | PGE_Wyoming_Wind | SDGE_LDES_12hr |  |  | Generic Storage (12-hr) |  | PGE_GBA_EGS_Deep_34 | PGE_Kern_Li_Battery_8hr_93 | PGE_NGBA_Solar_7 | SCE_Wyoming_Wind_131_Tranche1 |  | PGE_Oregon_Geothermal_MaxBuild | 0 | 0 | 0 | 0 | 0
|  | PGE_New_Li_Battery_4hr_Generic | [27 empty] | PGE_New_Li_Battery_4hr_Generic | PGE_New_Li_Battery_4hr_Generic | [18 empty] | PGE_New_Li_Battery_4hr_Generic | PGE_New_Li_Battery_4hr_Generic | PGE_New_EGS_Generic | SCE_New_Li_Battery_4hr_Generic | [33 empty] | PGE_New_Li_Battery_4hr_Generic | [27 empty] | PGE_New_Li_Battery_4hr_Generic | [27 empty] | PGE_New_Li_Battery_4hr_Generic | PGE_New_Li_Battery_4hr_Generic | PGE_New_EGS_Generic | SCE_New_Li_Battery_4hr_Generic | SDGE_New_Li_Battery_8hr_Generic | 1163 |  |  | Morro_Bay_Offshore_Wind | PGE_New_Li_Battery_4hr | PGE_Kern_Solar | PGE_Wyoming_Wind | SDGE_New_Li_Battery_4hr |  |  | Generic Storage (24-hr) |  | PGE_GBA_EGS_Deep_38 | PGE_Kern_Li_Battery_8hr_95 | PGE_NGBA_Solar_8 | SCE_Wyoming_Wind_131_Tranche2 |  | PGE_Northeast_CA_Wind_MaxBuild | 0 | 0 | 0 | 0 | 0
|  | PGE_New_Li_Battery_4hr_Generic | [27 empty] | PGE_New_Li_Battery_4hr_Generic | PGE_New_Li_Battery_4hr_Generic | [18 empty] | PGE_New_Li_Battery_4hr_Generic | PGE_New_Li_Battery_4hr_Generic | PGE_New_EGS_Generic | SCE_New_Li_Battery_4hr_Generic | [33 empty] | PGE_New_Li_Battery_4hr_Generic | [27 empty] | PGE_New_Li_Battery_4hr_Generic | [27 empty] | PGE_New_Li_Battery_4hr_Generic | PGE_New_Li_Battery_4hr_Generic | PGE_New_EGS_Generic | SCE_New_Li_Battery_4hr_Generic | SDGE_New_Li_Battery_8hr_Generic | 0.53849 |  |  | PGE_New_Biomass | PGE_New_Li_Battery_4hr | PGE_Kern_Solar | SCE_New_Li_Battery_4hr | SDGE_New_Li_Battery_4hr |  |  | Generic Storage (100-hr) |  | PGE_GBA_EGS_Deep_4 | PGE_Kern_Li_Battery_8hr_98 | PGE_NGBA_Solar_9 | SCE_Wyoming_Wind_131_Tranche3 |  | PGE_Northeast_CA_New_EGS_MaxBuild | 0 | 0 | 0 | 0 | 0
|  | PGE_New_Li_Battery_4hr_Generic | [27 empty] | PGE_New_Li_Battery_4hr_Generic | PGE_New_Li_Battery_4hr_Generic | [18 empty] | PGE_New_Li_Battery_4hr_Generic | PGE_New_Li_Battery_4hr_Generic | PGE_New_EGS_Generic | SCE_New_Li_Battery_4hr_Generic | [33 empty] | PGE_New_Li_Battery_4hr_Generic | [27 empty] | PGE_New_Li_Battery_4hr_Generic | [27 empty] | PGE_New_Li_Battery_4hr_Generic | PGE_New_Li_Battery_4hr_Generic | PGE_New_EGS_Generic | SCE_New_Li_Battery_4hr_Generic | SDGE_New_Li_Battery_8hr_Generic |  |  |  | PGE_Distributed_Solar | PGE_New_Li_Battery_4hr | PGE_Kern_Solar | SCE_New_Li_Battery_8hr | SDGE_New_Li_Battery_4hr |  |  | Total Long Duration Storage |  | PGE_GBA_EGS_Deep_40 | PGE_Kern_Li_Battery_8hr_99 | PGE_NGBA_Wind_1 | SDGE_Arizona_EGS_Deep_188 |  | PGE_Northeast_CA_Geothermal_MaxBuild | 0 | 0 | 0 | 0 | 0
|  | PGE_New_Li_Battery_4hr_Generic | [27 empty] | PGE_New_Li_Battery_4hr_Generic | PGE_New_Li_Battery_4hr_Generic | [18 empty] | PGE_New_Li_Battery_4hr_Generic | PGE_New_Li_Battery_4hr_Generic | PGE_New_EGS_Generic | SCE_New_Li_Battery_8hr_Generic | [33 empty] | PGE_New_Li_Battery_4hr_Generic | [27 empty] | PGE_New_Li_Battery_4hr_Generic | [27 empty] | PGE_New_Li_Battery_4hr_Generic | PGE_New_Li_Battery_4hr_Generic | PGE_New_EGS_Generic | SCE_New_Li_Battery_8hr_Generic | SDGE_New_Li_Battery_8hr_Generic |  |  |  | PGE_New_EGS | PGE_New_Li_Battery_4hr | PGE_Kern_Solar | SCE_Arizona_Solar | SDGE_New_Li_Battery_4hr |  |  | Total |  | PGE_GBA_EGS_Deep_41 | PGE_Kern_Solar_100 | PGE_NGBA_Wind_19 | SDGE_Arizona_Li_Battery_4hr_180 |  | PGE_New_Li_Battery_8hr_MaxBuild | 0 | 0 | 0 | 0 | 0
|  | PGE_New_Li_Battery_4hr_Generic | [27 empty] | PGE_New_Li_Battery_4hr_Generic | PGE_New_Li_Battery_4hr_Generic | [18 empty] | PGE_New_Li_Battery_4hr_Generic | PGE_New_Li_Battery_4hr_Generic | PGE_New_EGS_Generic | SCE_New_Li_Battery_8hr_Generic | [33 empty] | PGE_New_Li_Battery_4hr_Generic | [27 empty] | PGE_New_Li_Battery_4hr_Generic | [27 empty] | PGE_New_Li_Battery_4hr_Generic | PGE_New_Li_Battery_4hr_Generic | PGE_New_EGS_Generic | SCE_New_Li_Battery_8hr_Generic | SDGE_New_Li_Battery_8hr_Generic | 0.288 |  |  | PGE_New_EGS | PGE_New_Li_Battery_4hr | PGE_Kern_Wind | SCE_New_Biomass | SDGE_New_Li_Battery_4hr |  |  |  |  | PGE_GBA_EGS_Deep_42 | PGE_Kern_Solar_101 | PGE_NGBA_Wind_2 | SDGE_Arizona_Li_Battery_4hr_184 |  | PGE_New_Li_Battery_4hr_MaxBuild | 0 | 0 | 0 | 0 | 0
|  | PGE_New_Li_Battery_4hr_Generic | [27 empty] | PGE_New_Li_Battery_4hr_Generic | PGE_New_Li_Battery_4hr_Generic | [18 empty] | PGE_New_Li_Battery_4hr_Generic | PGE_New_Li_Battery_4hr_Generic | PGE_New_EGS_Generic | SCE_New_Li_Battery_8hr_Generic | [33 empty] | PGE_New_Li_Battery_4hr_Generic | [27 empty] | PGE_New_Li_Battery_4hr_Generic | [27 empty] | PGE_New_Li_Battery_4hr_Generic | PGE_New_Li_Battery_4hr_Generic | PGE_New_EGS_Generic | SCE_New_Li_Battery_8hr_Generic | SDGE_New_Li_Battery_8hr_Generic | 0.74123 |  |  | PGE_New_EGS | PGE_New_Li_Battery_4hr | PGE_Kern_Wind | SCE_Distributed_Solar | SDGE_New_Li_Battery_4hr |  |  | Total Installed Duration (hours) |  | PGE_GBA_EGS_Deep_44 | PGE_Kern_Solar_102 | PGE_NGBA_Wind_21 | SDGE_Arizona_Li_Battery_4hr_188 |  | PGE_New_Geothermal_MaxBuild | 0 | 0 | 0 | 0 | 0
|  | PGE_New_Li_Battery_4hr_Generic | [27 empty] | PGE_New_Li_Battery_4hr_Generic | PGE_New_Li_Battery_4hr_Generic | [18 empty] | PGE_New_Li_Battery_4hr_Generic | PGE_New_Li_Battery_4hr_Generic | PGE_New_EGS_Generic | SCE_New_Li_Battery_8hr_Generic | [33 empty] | PGE_New_Li_Battery_4hr_Generic | [27 empty] | PGE_New_Li_Battery_4hr_Generic | [27 empty] | PGE_New_Li_Battery_4hr_Generic | PGE_New_Li_Battery_4hr_Generic | PGE_New_EGS_Generic | SCE_New_Li_Battery_8hr_Generic | SDGE_New_Li_Battery_8hr_Generic | 0.184 |  |  | PGE_New_EGS | PGE_New_Li_Battery_4hr | PGE_Kern_Wind | SCE_New_EGS | SDGE_New_Li_Battery_4hr |  |  | Storage Type |  | PGE_GBA_EGS_Deep_45 | PGE_Kern_Solar_103 | PGE_NGBA_Wind_27 | SDGE_Arizona_Li_Battery_8hr_180 |  | PGE_New_Gas_RICE_MaxBuild | 0 | 0 | 0 | 0 | 0
|  | PGE_New_Li_Battery_4hr_Generic | [27 empty] | PGE_New_Li_Battery_4hr_Generic | PGE_New_Li_Battery_4hr_Generic | [18 empty] | PGE_New_Li_Battery_4hr_Generic | PGE_New_Li_Battery_4hr_Generic | PGE_New_EGS_Generic | SCE_New_Li_Battery_8hr_Generic | [33 empty] | PGE_New_Li_Battery_4hr_Generic | [27 empty] | PGE_New_Li_Battery_4hr_Generic | [27 empty] | PGE_New_Li_Battery_4hr_Generic | PGE_New_Li_Battery_4hr_Generic | PGE_New_EGS_Generic | SCE_New_Li_Battery_8hr_Generic | SDGE_New_Li_Battery_8hr_Generic | 0.472 |  |  | PGE_New_EGS | PGE_New_Li_Battery_4hr | PGE_Kern_Wind | SCE_New_EGS | SDGE_New_Li_Battery_4hr |  |  | Li-ion Battery (4-hr) |  | PGE_GBA_EGS_Deep_48 | PGE_Kern_Solar_106 | PGE_NGBA_Wind_28 | SDGE_Arizona_Li_Battery_8hr_184 |  | PGE_New_Gas_CT_MaxBuild | 0 | 0 | 0 | 0 | 0
|  | PGE_New_Li_Battery_4hr_Generic | [27 empty] | PGE_New_Li_Battery_4hr_Generic | PGE_New_Li_Battery_4hr_Generic | [18 empty] | PGE_New_Li_Battery_4hr_Generic | PGE_New_Li_Battery_4hr_Generic | PGE_New_EGS_Generic | SCE_New_Li_Battery_8hr_Generic | [33 empty] | PGE_New_Li_Battery_4hr_Generic | [27 empty] | PGE_New_Li_Battery_4hr_Generic | [27 empty] | PGE_New_Li_Battery_4hr_Generic | PGE_New_Li_Battery_4hr_Generic | PGE_New_EGS_Generic | SCE_New_Li_Battery_8hr_Generic | SDGE_New_Li_Battery_8hr_Generic | 0.38904 |  |  | PGE_New_EGS | PGE_New_Li_Battery_4hr | PGE_Nevada_New_EGS | SCE_New_EGS | SDGE_New_Li_Battery_4hr |  |  | Li-ion Battery (8-hr) |  | PGE_GBA_EGS_Deep_49 | PGE_Kern_Solar_107 | PGE_NGBA_Wind_33 | SDGE_Arizona_Li_Battery_8hr_188 |  | PGE_New_Gas_CCGT_MaxBuild | 0 | 0 | 0 | 0 | 0
|  | PGE_New_Li_Battery_4hr_Generic | [27 empty] | PGE_New_Li_Battery_4hr_Generic | PGE_New_Li_Battery_4hr_Generic | [18 empty] | PGE_New_Li_Battery_4hr_Generic | PGE_New_Li_Battery_4hr_Generic | PGE_New_EGS_Generic | SCE_New_Li_Battery_8hr_Generic | [33 empty] | PGE_New_Li_Battery_4hr_Generic | [27 empty] | PGE_New_Li_Battery_4hr_Generic | [27 empty] | PGE_New_Li_Battery_4hr_Generic | PGE_New_Li_Battery_4hr_Generic | PGE_New_EGS_Generic | SCE_New_Li_Battery_8hr_Generic | SDGE_New_Li_Battery_8hr_Generic |  |  | Planned/Contracted vs. RESOLVE-Selected Builds | PGE_New_EGS | PGE_New_Li_Battery_4hr | PGE_New_Geothermal | SCE_New_EGS | SDGE_New_Li_Battery_4hr |  |  | Location Constrained Storage (12-hr) |  | PGE_GBA_EGS_Deep_5 | PGE_Kern_Solar_108 | PGE_NGBA_Wind_35 | SDGE_Arizona_Solar_180 |  | PGE_New_EGS_MaxBuild | 0 | 0 | 0 | 0 | 0
|  | PGE_New_Li_Battery_4hr_Generic | [27 empty] | PGE_New_Li_Battery_4hr_Generic | PGE_New_Li_Battery_8hr_Generic | [18 empty] | PGE_New_Li_Battery_4hr_Generic | PGE_New_Li_Battery_8hr_Generic | PGE_New_EGS_Generic | SCE_Eastern_Solar_Generic | [33 empty] | PGE_New_Li_Battery_4hr_Generic | [27 empty] | PGE_New_Li_Battery_4hr_Generic | [27 empty] | PGE_New_Li_Battery_4hr_Generic | PGE_New_Li_Battery_8hr_Generic | PGE_New_EGS_Generic | SCE_Eastern_Solar_Generic | SDGE_New_Li_Battery_8hr_Generic |  |  |  | PGE_LDES_12hr | PGE_New_Li_Battery_4hr | PGE_New_Gas_CCGT | SCE_New_EGS | SDGE_New_Li_Battery_4hr |  |  | Generic Storage (12-hr) |  | PGE_GBA_EGS_Deep_50 | PGE_Kern_Solar_109 | PGE_NGBA_Wind_37 | SDGE_Arizona_Solar_184 |  | PGE_New_Biomass_MaxBuild | 0 | 0 | 0 | 0 | 0
|  | PGE_New_Li_Battery_4hr_Generic | [27 empty] | PGE_New_Li_Battery_4hr_Generic | PGE_New_Li_Battery_8hr_Generic | [18 empty] | PGE_New_Li_Battery_4hr_Generic | PGE_New_Li_Battery_8hr_Generic | PGE_New_EGS_Generic | SCE_Eastern_Solar_Generic | [33 empty] | PGE_New_Li_Battery_4hr_Generic | [27 empty] | PGE_New_Li_Battery_4hr_Generic | [27 empty] | PGE_New_Li_Battery_4hr_Generic | PGE_New_Li_Battery_8hr_Generic | PGE_New_EGS_Generic | SCE_Eastern_Solar_Generic | SDGE_New_Li_Battery_8hr_Generic |  |  |  | PGE_New_Li_Battery_4hr | PGE_New_Li_Battery_4hr | PGE_New_Gas_CT | SCE_New_EGS | SDGE_New_Li_Battery_4hr |  |  | Generic Storage (24-hr) |  | PGE_GBA_EGS_Deep_51 | PGE_Kern_Solar_111 | PGE_NGBA_Wind_39 | SDGE_Arizona_Solar_188 |  | PGE_Nevada_New_EGS_MaxBuild | 0 | 0 | 0 | 0 | 0
|  | PGE_New_Li_Battery_4hr_Generic | [27 empty] | PGE_New_Li_Battery_4hr_Generic | PGE_New_Li_Battery_8hr_Generic | [18 empty] | PGE_New_Li_Battery_4hr_Generic | PGE_New_Li_Battery_8hr_Generic | PGE_New_EGS_Generic | SCE_Eastern_Solar_Generic | [33 empty] | PGE_New_Li_Battery_4hr_Generic | [27 empty] | PGE_New_Li_Battery_4hr_Generic | [27 empty] | PGE_New_Li_Battery_4hr_Generic | PGE_New_Li_Battery_8hr_Generic | PGE_New_EGS_Generic | SCE_Eastern_Solar_Generic | SDGE_Imperial_Solar_Generic |  |  |  | PGE_New_Li_Battery_4hr | PGE_New_Li_Battery_4hr | PGE_New_Gas_RICE | SCE_New_EGS | SDGE_New_Li_Battery_4hr |  |  | Generic Storage (100-hr) |  | PGE_GBA_EGS_Deep_53 | PGE_Kern_Solar_112 | PGE_NGBA_Wind_47 | SDGE_Baja_California_Wind_198 |  | PGE_Nevada_Geothermal_MaxBuild | 0 | 0 | 0 | 0 | 0
|  | PGE_New_Li_Battery_4hr_Generic | [27 empty] | PGE_New_Li_Battery_4hr_Generic | PGE_New_Li_Battery_8hr_Generic | [18 empty] | PGE_New_Li_Battery_4hr_Generic | PGE_New_Li_Battery_8hr_Generic | PGE_New_EGS_Generic | SCE_Eastern_Solar_Generic | [33 empty] | PGE_New_Li_Battery_4hr_Generic | [27 empty] | PGE_New_Li_Battery_4hr_Generic | [27 empty] | PGE_New_Li_Battery_4hr_Generic | PGE_New_Li_Battery_8hr_Generic | PGE_New_EGS_Generic | SCE_Eastern_Solar_Generic | SDGE_Imperial_Solar_Generic |  |  |  | PGE_New_Li_Battery_4hr | PGE_New_Li_Battery_4hr | PGE_New_EGS | SCE_New_EGS | SDGE_New_Li_Battery_4hr |  |  | Total Long Duration Storage | Total | PGE_GBA_EGS_Deep_56 | PGE_Kern_Solar_113 | PGE_NGBA_Wind_55 | SDGE_Biomass_143 |  | PGE_NGBA_Wind_MaxBuild |  | 0 | 0 | 0 | 0
|  | PGE_New_Li_Battery_4hr_Generic | [27 empty] | PGE_New_Li_Battery_4hr_Generic | PGE_New_Li_Battery_8hr_Generic | [18 empty] | PGE_New_Li_Battery_4hr_Generic | PGE_New_Li_Battery_8hr_Generic | PGE_New_EGS_Generic | SCE_Eastern_Solar_Generic | [33 empty] | PGE_New_Li_Battery_4hr_Generic | [27 empty] | PGE_New_Li_Battery_4hr_Generic | [27 empty] | PGE_New_Li_Battery_4hr_Generic | PGE_New_Li_Battery_8hr_Generic | PGE_New_EGS_Generic | SCE_Eastern_Solar_Generic | SDGE_Imperial_Solar_Generic |  |  |  | PGE_New_Li_Battery_4hr | PGE_New_Li_Battery_4hr | PGE_New_EGS | SCE_New_Geothermal | SDGE_New_Li_Battery_4hr |  |  | Total |  | PGE_GBA_EGS_Deep_6 | PGE_Kern_Solar_122 | PGE_NGBA_Wind_59 | SDGE_Distributed_Solar_Asset |  | PGE_NGBA_Solar_MaxBuild |  | 0 | 0 | 0 | 0
|  | PGE_New_Li_Battery_4hr_Generic | [27 empty] | PGE_New_Li_Battery_4hr_Generic | PGE_New_Li_Battery_8hr_Generic | [18 empty] | PGE_New_Li_Battery_4hr_Generic | PGE_New_Li_Battery_8hr_Generic | PGE_New_EGS_Generic | SCE_Eastern_Solar_Generic | [33 empty] | PGE_New_Li_Battery_4hr_Generic | [27 empty] | PGE_New_Li_Battery_4hr_Generic | [27 empty] | PGE_New_Li_Battery_4hr_Generic | PGE_New_Li_Battery_8hr_Generic | PGE_New_EGS_Generic | SCE_Eastern_Solar_Generic | SDGE_Imperial_Solar_Generic |  |  |  | PGE_New_Li_Battery_4hr | PGE_New_Li_Battery_4hr | PGE_New_EGS | SCE_New_Geothermal | SDGE_New_Li_Battery_4hr |  |  |  |  | PGE_GBA_EGS_Deep_77 | PGE_Kern_Solar_126 | PGE_NGBA_Wind_7 | SDGE_Imperial_EGS_Deep_185 |  | PGE_NGBA_Li_Battery_8hr_MaxBuild |  | 0 | 0 | 0 | 0
|  | PGE_New_Li_Battery_4hr_Generic | [27 empty] | PGE_New_Li_Battery_4hr_Generic | PGE_New_Li_Battery_8hr_Generic | [18 empty] | PGE_New_Li_Battery_4hr_Generic | PGE_New_Li_Battery_8hr_Generic | PGE_New_EGS_Generic | SCE_Eastern_Solar_Generic | [33 empty] | PGE_New_Li_Battery_4hr_Generic | [27 empty] | PGE_New_Li_Battery_4hr_Generic | [27 empty] | PGE_New_Li_Battery_4hr_Generic | PGE_New_Li_Battery_8hr_Generic | PGE_New_EGS_Generic | SCE_Eastern_Solar_Generic | SDGE_Imperial_Solar_Generic |  |  |  | PGE_New_Li_Battery_4hr | PGE_New_Li_Battery_4hr | PGE_New_EGS | SCE_LDES_12hr | SDGE_New_Li_Battery_4hr |  |  |  |  | PGE_GBA_EGS_Deep_80 | PGE_Kern_Solar_130 | PGE_Northeast_CA_EGS_NF_1 | SDGE_Imperial_EGS_Deep_192 |  | PGE_NGBA_Li_Battery_4hr_MaxBuild |  | 0 | 0 | 0 | 0
|  | PGE_New_Li_Battery_4hr_Generic | [27 empty] | PGE_New_Li_Battery_4hr_Generic | PGE_New_Li_Battery_8hr_Generic | [18 empty] | PGE_New_Li_Battery_4hr_Generic | PGE_New_Li_Battery_8hr_Generic | PGE_New_EGS_Generic | SCE_Eastern_Wind_Generic | [33 empty] | PGE_New_Li_Battery_4hr_Generic | [27 empty] | PGE_New_Li_Battery_4hr_Generic | [27 empty] | PGE_New_Li_Battery_4hr_Generic | PGE_New_Li_Battery_8hr_Generic | PGE_New_EGS_Generic | SCE_Eastern_Wind_Generic | SDGE_Imperial_Solar_Generic |  |  |  | PGE_New_Li_Battery_4hr | PGE_New_Li_Battery_4hr | PGE_New_EGS | SCE_LDES_12hr | SDGE_New_Li_Battery_8hr |  |  |  | Non-Generic CPA Builds (MW) | PGE_GBA_EGS_Deep_81 | PGE_Kern_Solar_68 | PGE_Northeast_CA_Geothermal_1 | SDGE_Imperial_EGS_Deep_194 |  | PGE_NGBA_Geothermal_MaxBuild | 2020-01-01 | 0 | 0 | 0 | 0
|  | PGE_New_Li_Battery_4hr_Generic | [27 empty] | PGE_New_Li_Battery_4hr_Generic | PGE_New_Li_Battery_8hr_Generic | [18 empty] | PGE_New_Li_Battery_4hr_Generic | PGE_New_Li_Battery_8hr_Generic | PGE_New_EGS_Generic | SCE_Eastern_Wind_Generic | [33 empty] | PGE_New_Li_Battery_4hr_Generic | [27 empty] | PGE_New_Li_Battery_4hr_Generic | [27 empty] | PGE_New_Li_Battery_4hr_Generic | PGE_New_Li_Battery_8hr_Generic | PGE_New_EGS_Generic | SCE_Eastern_Wind_Generic | SDGE_Imperial_Solar_Generic |  |  |  | PGE_New_Li_Battery_4hr | PGE_New_Li_Battery_4hr | PGE_New_EGS | SCE_New_Li_Battery_4hr | SDGE_New_Li_Battery_8hr |  |  |  |  | PGE_GBA_EGS_Deep_84 | PGE_Kern_Solar_72 | PGE_Northeast_CA_Wind_1 | SDGE_Imperial_EGS_Deep_196 |  | PGE_LDES_12hr_MaxBuild | 0 | 0 | 0 | 0 | 0
|  | PGE_New_Li_Battery_4hr_Generic | [27 empty] | PGE_New_Li_Battery_4hr_Generic | PGE_New_Li_Battery_8hr_Generic | [18 empty] | PGE_New_Li_Battery_4hr_Generic | PGE_New_Li_Battery_8hr_Generic | PGE_New_EGS_Generic | SCE_New_EGS_Generic | [33 empty] | PGE_New_Li_Battery_4hr_Generic | [27 empty] | PGE_New_Li_Battery_4hr_Generic | [27 empty] | PGE_New_Li_Battery_4hr_Generic | PGE_New_Li_Battery_8hr_Generic | PGE_New_EGS_Generic | SCE_New_EGS_Generic | SDGE_Imperial_Solar_Generic |  |  |  | PGE_New_Li_Battery_4hr | PGE_New_Li_Battery_4hr | PGE_New_EGS | SCE_New_Li_Battery_4hr | SDGE_New_Li_Battery_8hr |  |  | Gas Capacity Not Retained (GW) | Cape_Mendocino_Offshore_Wind_Asset | PGE_GBA_EGS_Deep_85 | PGE_Kern_Solar_74 | PGE_Oregon_EGS_NF_1 | SDGE_Imperial_EGS_NF_196 |  | PGE_Kern_Wind_MaxBuild | 0 | 0 | 0 | 0 | 0
|  | PGE_New_Li_Battery_4hr_Generic | [27 empty] | PGE_New_Li_Battery_4hr_Generic | PGE_New_Li_Battery_8hr_Generic | [18 empty] | PGE_New_Li_Battery_4hr_Generic | PGE_New_Li_Battery_8hr_Generic | PGE_New_EGS_Generic | SCE_New_EGS_Generic | [33 empty] | PGE_New_Li_Battery_4hr_Generic | [27 empty] | PGE_New_Li_Battery_4hr_Generic | [27 empty] | PGE_New_Li_Battery_4hr_Generic | PGE_New_Li_Battery_8hr_Generic | PGE_New_EGS_Generic | SCE_New_EGS_Generic | SDGE_Imperial_Solar_Generic |  |  |  | PGE_New_Li_Battery_4hr | PGE_New_Li_Battery_4hr | PGE_New_EGS | SCE_New_Li_Battery_4hr | SDGE_New_Li_Battery_8hr |  |  |  | Del_Norte_Offshore_Wind_Asset | PGE_GBA_EGS_Deep_87 | PGE_Kern_Solar_83 | PGE_Oregon_Geothermal_1 | SDGE_Imperial_Geothermal_196 |  | PGE_Kern_Solar_MaxBuild | 0 | 0 | 0 | 0 | 0
|  | PGE_New_Li_Battery_4hr_Generic | [27 empty] | PGE_New_Li_Battery_4hr_Generic | PGE_New_Li_Battery_8hr_Generic | [18 empty] | PGE_New_Li_Battery_4hr_Generic | PGE_New_Li_Battery_8hr_Generic | PGE_New_EGS_Generic | SCE_New_EGS_Generic | [33 empty] | PGE_New_Li_Battery_4hr_Generic | [27 empty] | PGE_New_Li_Battery_4hr_Generic | [27 empty] | PGE_New_Li_Battery_4hr_Generic | PGE_New_Li_Battery_8hr_Generic | PGE_New_EGS_Generic | SCE_New_EGS_Generic | SDGE_Imperial_Solar_Generic |  |  |  | PGE_New_Li_Battery_4hr | PGE_New_Li_Battery_4hr | PGE_New_EGS | SCE_New_Li_Battery_4hr | SDGE_New_Li_Battery_8hr |  |  | CCGT1 | Humboldt_Bay_Offshore_Wind_Asset | PGE_GBA_LDES_12hr_15 | PGE_Kern_Solar_92 | PGE_Wyoming_Wind_45_Tranche1 | SDGE_Imperial_LDES_12hr_190 |  | PGE_Kern_Li_Battery_8hr_MaxBuild | 0 | 0 | 0 | 0 | 0
|  | PGE_New_Li_Battery_4hr_Generic | [27 empty] | PGE_New_Li_Battery_4hr_Generic | PGE_New_Li_Battery_8hr_Generic | [18 empty] | PGE_New_Li_Battery_4hr_Generic | PGE_New_Li_Battery_8hr_Generic | PGE_New_EGS_Generic | SCE_LDES_12hr_Generic | [33 empty] | PGE_New_Li_Battery_4hr_Generic | [27 empty] | PGE_New_Li_Battery_4hr_Generic | [27 empty] | PGE_New_Li_Battery_4hr_Generic | PGE_New_Li_Battery_8hr_Generic | PGE_New_EGS_Generic | SCE_LDES_12hr_Generic | SDGE_Imperial_Solar_Generic |  |  |  | PGE_New_Li_Battery_4hr | PGE_New_Li_Battery_4hr | PGE_New_EGS | SCE_New_Li_Battery_4hr | SDGE_New_Li_Battery_8hr |  |  | CCGT2 | Morro_Bay_Offshore_Wind_Asset | PGE_GBA_Li_Battery_4hr_11 | PGE_Kern_Solar_93 | PGE_Wyoming_Wind_45_Tranche2 | SDGE_Imperial_Li_Battery_4hr_143 |  | PGE_Kern_Li_Battery_4hr_MaxBuild | 0 | 0 | 0 | 0 | 0
|  | PGE_New_Li_Battery_4hr_Generic | [27 empty] | PGE_New_Li_Battery_4hr_Generic | PGE_New_Li_Battery_8hr_Generic | [18 empty] | PGE_New_Li_Battery_4hr_Generic | PGE_New_Li_Battery_8hr_Generic | PGE_New_EGS_Generic | SCE_New_Li_Battery_4hr_Generic | [33 empty] | PGE_New_Li_Battery_4hr_Generic | [27 empty] | PGE_New_Li_Battery_4hr_Generic | [27 empty] | PGE_New_Li_Battery_4hr_Generic | PGE_New_Li_Battery_8hr_Generic | PGE_New_EGS_Generic | SCE_New_Li_Battery_4hr_Generic | SDGE_Imperial_Solar_Generic |  |  |  | PGE_New_Li_Battery_4hr | PGE_New_Li_Battery_4hr | PGE_New_EGS | SCE_New_Li_Battery_4hr | SDGE_New_Li_Battery_8hr |  |  | CCGT3 | PGE_Biomass_1 | PGE_GBA_Li_Battery_4hr_116 | PGE_Kern_Solar_95 | SCE_Arizona_Li_Battery_4hr_181 | SDGE_Imperial_Li_Battery_4hr_171 |  | PGE_Generic_LDES_24hr_MaxBuild | 0 | 0 | 0 | 0 | 0
|  | PGE_New_Li_Battery_4hr_Generic | [27 empty] | PGE_New_Li_Battery_4hr_Generic | PGE_New_Li_Battery_8hr_Generic | [18 empty] | PGE_New_Li_Battery_4hr_Generic | PGE_New_Li_Battery_8hr_Generic | PGE_New_EGS_Generic | SCE_New_Li_Battery_4hr_Generic | [33 empty] | PGE_New_Li_Battery_4hr_Generic | [27 empty] | PGE_New_Li_Battery_4hr_Generic | [27 empty] | PGE_New_Li_Battery_4hr_Generic | PGE_New_Li_Battery_8hr_Generic | PGE_New_EGS_Generic | SCE_New_Li_Battery_4hr_Generic | SDGE_Imperial_Solar_Generic |  |  |  | PGE_New_Li_Battery_4hr | PGE_New_Li_Battery_4hr | PGE_New_EGS | SCE_New_Li_Battery_4hr | SDGE_New_Li_Battery_8hr |  |  | Peaker1 | PGE_Distributed_Solar_Asset | PGE_GBA_Li_Battery_4hr_12 | PGE_Kern_Solar_98 | SCE_Arizona_Li_Battery_8hr_181 | SDGE_Imperial_Li_Battery_4hr_173 |  | PGE_Generic_LDES_12hr_MaxBuild | 0 | 0 | 0 | 0 | 0
|  | PGE_New_Li_Battery_4hr_Generic | [27 empty] | PGE_New_Li_Battery_4hr_Generic | PGE_New_Li_Battery_8hr_Generic | [18 empty] | PGE_New_Li_Battery_4hr_Generic | PGE_New_Li_Battery_8hr_Generic | PGE_New_EGS_Generic | SCE_New_Li_Battery_4hr_Generic |  |  |  |  | Build & Capacity by Resource Type | [18 empty] | Build & Capacity by Resource Type | [9 empty] | PGE_New_Li_Battery_4hr_Generic | [27 empty] | PGE_New_Li_Battery_4hr_Generic | [27 empty] | PGE_New_Li_Battery_4hr_Generic | PGE_New_Li_Battery_8hr_Generic | PGE_New_EGS_Generic | SCE_New_Li_Battery_4hr_Generic | SDGE_Imperial_Solar_Generic |  |  |  | PGE_New_Li_Battery_4hr | PGE_New_Li_Battery_4hr | PGE_New_EGS | SCE_New_Li_Battery_8hr | SDGE_New_Li_Battery_8hr |  |  | Peaker2 | PGE_Fresno_EGS_Deep_123 | PGE_GBA_Li_Battery_4hr_127 | PGE_Kern_Solar_99 | SCE_Arizona_Solar_181 | SDGE_Imperial_Li_Battery_4hr_183 |  | PGE_Generic_LDES_100hr_MaxBuild | 0 | 0 | 0 | 0 | 0
|  | PGE_New_Li_Battery_4hr_Generic | [27 empty] | PGE_New_Li_Battery_4hr_Generic | PGE_New_Li_Battery_8hr_Generic | [18 empty] | PGE_New_Li_Battery_4hr_Generic | PGE_New_Li_Battery_8hr_Generic | PGE_New_EGS_Generic | SCE_New_Li_Battery_8hr_Generic | [33 empty] | PGE_New_Li_Battery_4hr_Generic | [27 empty] | PGE_New_Li_Battery_4hr_Generic | [27 empty] | PGE_New_Li_Battery_4hr_Generic | PGE_New_Li_Battery_8hr_Generic | PGE_New_EGS_Generic | SCE_New_Li_Battery_8hr_Generic | SDGE_Imperial_Solar_Generic |  |  |  | PGE_New_Li_Battery_4hr | PGE_New_Li_Battery_4hr | PGE_New_EGS | SCE_New_Li_Battery_8hr | SDGE_New_Li_Battery_8hr |  |  | Peaker3 | PGE_Fresno_EGS_Deep_150 | PGE_GBA_Li_Battery_4hr_13 | PGE_Kern_Wind_101 | SCE_Biomass_131 | SDGE_Imperial_Li_Battery_4hr_185 |  | PGE_GBA_Wind_MaxBuild |  | 0 | 0 | 0 | 0
|  | PGE_New_Li_Battery_4hr_Generic | [27 empty] | PGE_New_Li_Battery_4hr_Generic | PGE_New_Li_Battery_8hr_Generic | [18 empty] | PGE_New_Li_Battery_4hr_Generic | PGE_New_Li_Battery_8hr_Generic | PGE_New_EGS_Generic | SCE_New_Li_Battery_8hr_Generic | [5 empty] | CAISO Planned & RESOLVE-Selected Capacity (GW) | [18 empty] | CAISO Planned & RESOLVE-Selected Capacity (GW) | [8 empty] | PGE_New_Li_Battery_4hr_Generic | [27 empty] | PGE_New_Li_Battery_4hr_Generic | [27 empty] | PGE_New_Li_Battery_4hr_Generic | PGE_New_Li_Battery_8hr_Generic | PGE_New_EGS_Generic | SCE_New_Li_Battery_8hr_Generic | SDGE_Imperial_Solar_Generic |  |  |  | PGE_New_Li_Battery_4hr | PGE_New_Li_Battery_4hr | PGE_New_EGS | SCE_New_Li_Battery_8hr | SDGE_New_Li_Battery_8hr |  |  | Reciprocating_Engine | PGE_Fresno_EGS_Deep_158 | PGE_GBA_Li_Battery_4hr_14 | PGE_Kern_Wind_111 | SCE_Distributed_Solar_Asset | SDGE_Imperial_Li_Battery_4hr_186 |  | PGE_GBA_Solar_MaxBuild |  | 0 | 0 | 0 | 0
|  | PGE_New_Li_Battery_4hr_Generic | [27 empty] | PGE_New_Li_Battery_4hr_Generic | PGE_New_Li_Battery_8hr_Generic | [18 empty] | PGE_New_Li_Battery_4hr_Generic | PGE_New_Li_Battery_8hr_Generic | PGE_New_Geothermal_Generic | SCE_New_Li_Battery_8hr_Generic | [5 empty] | Resource Type | [18 empty] | Resource Type | 2020-01-01 | 2021-01-01 | 2022-01-01 | [5 empty] | PGE_New_Li_Battery_4hr_Generic | [27 empty] | PGE_New_Li_Battery_4hr_Generic | [27 empty] | PGE_New_Li_Battery_4hr_Generic | PGE_New_Li_Battery_8hr_Generic | PGE_New_Geothermal_Generic | SCE_New_Li_Battery_8hr_Generic | SDGE_Imperial_Solar_Generic |  |  |  | PGE_New_Li_Battery_4hr | PGE_New_Li_Battery_4hr | PGE_New_EGS | SCE_New_Li_Battery_8hr | SDGE_New_Li_Battery_8hr |  |  | Total | PGE_Fresno_EGS_Deep_64 | PGE_GBA_Li_Battery_4hr_15 | PGE_Kern_Wind_122 | SCE_Eastern_EGS_Deep_154 | SDGE_Imperial_Li_Battery_4hr_187 |  | PGE_GBA_Li_Battery_8hr_MaxBuild | 2020-01-01 | 0 | 0 | 0 | 0
|  | PGE_New_Li_Battery_4hr_Generic | [27 empty] | PGE_New_Li_Battery_4hr_Generic | PGE_New_Li_Battery_8hr_Generic | [18 empty] | PGE_New_Li_Battery_4hr_Generic | PGE_New_Li_Battery_8hr_Generic | PGE_New_Geothermal_Generic | SCE_EOP_Solar_Generic | [5 empty] | Coal | [18 empty] | Coal | 0 | 0 | 0 | [5 empty] | PGE_New_Li_Battery_4hr_Generic | [27 empty] | PGE_New_Li_Battery_4hr_Generic | [27 empty] | PGE_New_Li_Battery_4hr_Generic | PGE_New_Li_Battery_8hr_Generic | PGE_New_Geothermal_Generic | SCE_EOP_Solar_Generic | SDGE_Imperial_Wind_Generic |  |  |  | PGE_New_Li_Battery_4hr | PGE_New_Li_Battery_4hr | PGE_New_EGS | SCE_New_Li_Battery_8hr | SDGE_New_Li_Battery_8hr |  |  |  | PGE_Fresno_EGS_Deep_70 | PGE_GBA_Li_Battery_4hr_155 | PGE_Kern_Wind_98 | SCE_Eastern_EGS_Deep_156 | SDGE_Imperial_Li_Battery_4hr_189 |  | PGE_GBA_Li_Battery_4hr_MaxBuild | 0 | 0 | 0 | 0 | 0
|  | PGE_New_Li_Battery_4hr_Generic | [27 empty] | PGE_New_Li_Battery_4hr_Generic | PGE_New_Li_Battery_8hr_Generic | [18 empty] | PGE_New_Li_Battery_4hr_Generic | PGE_New_Li_Battery_8hr_Generic | PGE_New_Geothermal_Generic | SCE_EOP_Solar_Generic | [5 empty] | Natural Gas | [18 empty] | Natural Gas | 0 | 0 | 0 | [5 empty] | PGE_New_Li_Battery_4hr_Generic | [27 empty] | PGE_New_Li_Battery_4hr_Generic | [27 empty] | PGE_New_Li_Battery_4hr_Generic | PGE_New_Li_Battery_8hr_Generic | PGE_New_Geothermal_Generic | SCE_EOP_Solar_Generic | SDGE_Imperial_Wind_Generic |  |  |  | PGE_New_Li_Battery_4hr | PGE_New_Li_Battery_4hr | PGE_New_EGS | SCE_New_Li_Battery_8hr | SDGE_New_Li_Battery_8hr |  |  |  | PGE_Fresno_EGS_Deep_71 | PGE_GBA_Li_Battery_4hr_29 | PGE_Nevada_EGS_NF_1 | SCE_Eastern_EGS_Deep_170 | SDGE_Imperial_Li_Battery_4hr_190 |  | PGE_Fresno_Solar_MaxBuild | 0 | 0 | 0 | 0 | 0
|  | PGE_New_Li_Battery_4hr_Generic | [27 empty] | PGE_New_Li_Battery_4hr_Generic | PGE_New_Li_Battery_8hr_Generic | [18 empty] | PGE_New_Li_Battery_4hr_Generic | PGE_New_Li_Battery_8hr_Generic | PGE_New_Geothermal_Generic | SCE_EOP_Solar_Generic | [5 empty] | Natural Gas + CCS | [18 empty] | Natural Gas + CCS | 0 | 0 | 0 | [5 empty] | PGE_New_Li_Battery_4hr_Generic | [27 empty] | PGE_New_Li_Battery_4hr_Generic | [27 empty] | PGE_New_Li_Battery_4hr_Generic | PGE_New_Li_Battery_8hr_Generic | PGE_New_Geothermal_Generic | SCE_EOP_Solar_Generic | SDGE_Imperial_Wind_Generic |  |  |  | PGE_New_Li_Battery_4hr | PGE_New_Li_Battery_4hr | PGE_New_EGS | SCE_New_Li_Battery_8hr | SDGE_New_Li_Battery_8hr |  |  |  | PGE_Fresno_EGS_Deep_88 | PGE_GBA_Li_Battery_4hr_3 | PGE_Nevada_Geothermal_1 | SCE_Eastern_EGS_Deep_172 | SDGE_Imperial_Li_Battery_4hr_191 |  | PGE_Fresno_Li_Battery_8hr_MaxBuild | 0 | 0 | 0 | 0 | 0
|  | PGE_New_Li_Battery_8hr_Generic | [27 empty] | PGE_New_Li_Battery_8hr_Generic | PGE_New_Li_Battery_8hr_Generic | [18 empty] | PGE_New_Li_Battery_8hr_Generic | PGE_New_Li_Battery_8hr_Generic | PGE_New_Geothermal_Generic | SCE_EOP_Wind_Generic | [5 empty] | CHP | [18 empty] | CHP | 0 | 0 | 0 | [5 empty] | PGE_New_Li_Battery_8hr_Generic | [27 empty] | PGE_New_Li_Battery_8hr_Generic | [27 empty] | PGE_New_Li_Battery_8hr_Generic | PGE_New_Li_Battery_8hr_Generic | PGE_New_Geothermal_Generic | SCE_EOP_Wind_Generic | SDGE_Imperial_Wind_Generic |  |  |  | PGE_New_Li_Battery_4hr | PGE_New_Li_Battery_8hr | PGE_New_EGS | SCE_Eastern_Solar | SDGE_New_Li_Battery_8hr |  |  |  | PGE_Fresno_LDES_12hr_149 | PGE_GBA_Li_Battery_4hr_30 | PGE_New_Gas_CCGT_Asset | SCE_Eastern_EGS_Deep_174 | SDGE_Imperial_Li_Battery_4hr_192 |  | PGE_Fresno_Li_Battery_4hr_MaxBuild | 0 | 0 | 0 | 0 | 0
|  | PGE_New_Li_Battery_8hr_Generic | [27 empty] | PGE_New_Li_Battery_8hr_Generic | PGE_New_Li_Battery_8hr_Generic | [18 empty] | PGE_New_Li_Battery_8hr_Generic | PGE_New_Li_Battery_8hr_Generic | PGE_New_Geothermal_Generic | SCE_EOP_Wind_Generic | [5 empty] | Hydrogen | [18 empty] | Hydrogen | 0 | 0 | 0 | [5 empty] | PGE_New_Li_Battery_8hr_Generic | [27 empty] | PGE_New_Li_Battery_8hr_Generic | [27 empty] | PGE_New_Li_Battery_8hr_Generic | PGE_New_Li_Battery_8hr_Generic | PGE_New_Geothermal_Generic | SCE_EOP_Wind_Generic | SDGE_Imperial_Wind_Generic |  |  |  | PGE_New_Li_Battery_4hr | PGE_New_Li_Battery_8hr | PGE_New_EGS | SCE_Eastern_Solar | SDGE_New_Li_Battery_8hr |  |  | CAISO RESOLVE-Selected Capacity (GW) | PGE_Fresno_Li_Battery_4hr_105 | PGE_GBA_Li_Battery_4hr_31 | PGE_New_Gas_CT_Asset | SCE_Eastern_EGS_Deep_179 | SDGE_Imperial_Li_Battery_4hr_193 |  | PGE_Distributed_Solar_MaxBuild | 0 | 0 | 0 | 0 | 0
|  | PGE_New_Li_Battery_8hr_Generic | [27 empty] | PGE_New_Li_Battery_8hr_Generic | PGE_New_Li_Battery_8hr_Generic | [18 empty] | PGE_New_Li_Battery_8hr_Generic | PGE_New_Li_Battery_8hr_Generic | PGE_New_Geothermal_Generic | SCE_EOP_Wind_Generic | [5 empty] | Nuclear | [18 empty] | Nuclear | 0 | 0 | 0 | [5 empty] | PGE_New_Li_Battery_8hr_Generic | [27 empty] | PGE_New_Li_Battery_8hr_Generic | [27 empty] | PGE_New_Li_Battery_8hr_Generic | PGE_New_Li_Battery_8hr_Generic | PGE_New_Geothermal_Generic | SCE_EOP_Wind_Generic | SDGE_Imperial_Wind_Generic |  |  |  | PGE_New_Li_Battery_4hr | PGE_New_Li_Battery_8hr | PGE_New_EGS | SCE_Eastern_Solar | SDGE_Imperial_Solar |  |  | Resource Type | PGE_Fresno_Li_Battery_4hr_114 | PGE_GBA_Li_Battery_4hr_34 | PGE_New_Gas_RICE_Asset | SCE_Eastern_EGS_NF_156 | SDGE_Imperial_Li_Battery_4hr_194 | Total | Morro_Bay_Offshore_Wind_MaxBuild | 0 | 0 | 0 | 0 | 0
|  | PGE_New_Li_Battery_8hr_Generic | [27 empty] | PGE_New_Li_Battery_8hr_Generic | PGE_New_Li_Battery_8hr_Generic | [18 empty] | PGE_New_Li_Battery_8hr_Generic | PGE_New_Li_Battery_8hr_Generic | PGE_New_Geothermal_Generic | SCE_Idaho_New_EGS_Generic | [5 empty] | Nuclear (SMR) | [18 empty] | Nuclear (SMR) | 0 | 0 | 0 | [5 empty] | PGE_New_Li_Battery_8hr_Generic | [27 empty] | PGE_New_Li_Battery_8hr_Generic | [27 empty] | PGE_New_Li_Battery_8hr_Generic | PGE_New_Li_Battery_8hr_Generic | PGE_New_Geothermal_Generic | SCE_Idaho_New_EGS_Generic |  |  |  |  | PGE_New_Li_Battery_4hr | PGE_New_Li_Battery_8hr | PGE_New_EGS | SCE_Eastern_Solar | SDGE_Imperial_Solar |  |  | Coal | PGE_Fresno_Li_Battery_4hr_115 | PGE_GBA_Li_Battery_4hr_36 | PGE_NGBA_EGS_Deep_1 | SCE_Eastern_EGS_NF_174 | SDGE_Imperial_Li_Battery_4hr_195 |  | Humboldt_Bay_Offshore_Wind_MaxBuild | 0 | 0 | 0 | 0 | 0
|  | PGE_New_Li_Battery_8hr_Generic | [27 empty] | PGE_New_Li_Battery_8hr_Generic | PGE_New_Li_Battery_8hr_Generic | [18 empty] | PGE_New_Li_Battery_8hr_Generic | PGE_New_Li_Battery_8hr_Generic | PGE_New_Geothermal_Generic | SCE_Idaho_Wind_Generic | [5 empty] | Geothermal | [18 empty] | Geothermal | 0 | 0 | 0 | [5 empty] | PGE_New_Li_Battery_8hr_Generic | [27 empty] | PGE_New_Li_Battery_8hr_Generic | [27 empty] | PGE_New_Li_Battery_8hr_Generic | PGE_New_Li_Battery_8hr_Generic | PGE_New_Geothermal_Generic | SCE_Idaho_Wind_Generic |  |  |  |  | PGE_New_Li_Battery_4hr | PGE_New_Li_Battery_8hr | PGE_New_EGS | SCE_Eastern_Solar | SDGE_Imperial_Solar |  |  | Natural Gas | PGE_Fresno_Li_Battery_4hr_117 | PGE_GBA_Li_Battery_4hr_40 | PGE_NGBA_EGS_Deep_16 | SCE_Eastern_Geothermal_156 | SDGE_Imperial_Li_Battery_4hr_196 | Generic CPA Builds (MW) | Geothermal_MaxBuild | 0 |  | 0 | 0 | 0
|  | PGE_New_Li_Battery_8hr_Generic | [27 empty] | PGE_New_Li_Battery_8hr_Generic | PGE_New_Li_Battery_8hr_Generic | [18 empty] | PGE_New_Li_Battery_8hr_Generic | PGE_New_Li_Battery_8hr_Generic | PGE_LDES_12hr_Generic | SCE_New_Li_Battery_4hr_Generic | [5 empty] | Geothermal (Enhanced) | [18 empty] | Geothermal (Enhanced) | 0 | 0 | 0 | [5 empty] | PGE_New_Li_Battery_8hr_Generic | [27 empty] | PGE_New_Li_Battery_8hr_Generic | [27 empty] | PGE_New_Li_Battery_8hr_Generic | PGE_New_Li_Battery_8hr_Generic | PGE_LDES_12hr_Generic | SCE_New_Li_Battery_4hr_Generic |  |  |  |  | PGE_New_Li_Battery_4hr | PGE_New_Li_Battery_8hr | PGE_New_EGS | SCE_Eastern_Solar | SDGE_Imperial_Solar |  |  | Natural Gas + CCS | PGE_Fresno_Li_Battery_4hr_118 | PGE_GBA_Li_Battery_4hr_41 | PGE_NGBA_EGS_Deep_17 | SCE_Eastern_Geothermal_174 | SDGE_Imperial_Li_Battery_4hr_197 |  | Gas_MaxBuild |  |  | 0 | 0 | 0
|  | PGE_New_Li_Battery_8hr_Generic | [27 empty] | PGE_New_Li_Battery_8hr_Generic | PGE_New_Li_Battery_8hr_Generic | [18 empty] | PGE_New_Li_Battery_8hr_Generic | PGE_New_Li_Battery_8hr_Generic | PGE_LDES_12hr_Generic | SCE_New_Li_Battery_4hr_Generic | [5 empty] | Biomass | [18 empty] | Biomass | 0 | 0 | 0 | [5 empty] | PGE_New_Li_Battery_8hr_Generic | [27 empty] | PGE_New_Li_Battery_8hr_Generic | [27 empty] | PGE_New_Li_Battery_8hr_Generic | PGE_New_Li_Battery_8hr_Generic | PGE_LDES_12hr_Generic | SCE_New_Li_Battery_4hr_Generic |  |  |  |  | PGE_New_Li_Battery_4hr | PGE_New_Li_Battery_8hr | PGE_New_EGS | SCE_Eastern_Solar | SDGE_Imperial_Solar |  |  | CHP | PGE_Fresno_Li_Battery_4hr_119 | PGE_GBA_Li_Battery_4hr_42 | PGE_NGBA_EGS_Deep_18 | SCE_Eastern_LDES_12hr_156 | SDGE_Imperial_Li_Battery_4hr_198 | PGE_New_EGS_Generic | Del_Norte_Offshore_Wind_MaxBuild |  |  | 0 | 0 | 0
|  | PGE_New_Li_Battery_8hr_Generic | [27 empty] | PGE_New_Li_Battery_8hr_Generic | PGE_New_Li_Battery_8hr_Generic | [18 empty] | PGE_New_Li_Battery_8hr_Generic | PGE_New_Li_Battery_8hr_Generic | PGE_New_Li_Battery_4hr_Generic | SCE_New_Li_Battery_8hr_Generic | [5 empty] | Biogas | [18 empty] | Biogas | 0 | 0 | 0 | [5 empty] | PGE_New_Li_Battery_8hr_Generic | [27 empty] | PGE_New_Li_Battery_8hr_Generic | [27 empty] | PGE_New_Li_Battery_8hr_Generic | PGE_New_Li_Battery_8hr_Generic | PGE_New_Li_Battery_4hr_Generic | SCE_New_Li_Battery_8hr_Generic |  |  |  |  | PGE_New_Li_Battery_4hr | PGE_New_Li_Battery_8hr | PGE_New_EGS | SCE_Eastern_Wind | SDGE_Imperial_Solar |  |  | Hydrogen | PGE_Fresno_Li_Battery_4hr_120 | PGE_GBA_Li_Battery_4hr_44 | PGE_NGBA_EGS_Deep_19 | SCE_Eastern_LDES_12hr_172 | SDGE_Imperial_Li_Battery_8hr_143 | PGE_LDES_12hr_Generic | Cape_Mendocino_Offshore_Wind_MaxBuild |  |  | 0 | 0 | 0
|  | PGE_New_Li_Battery_8hr_Generic | [27 empty] | PGE_New_Li_Battery_8hr_Generic | PGE_New_Li_Battery_8hr_Generic | [18 empty] | PGE_New_Li_Battery_8hr_Generic | PGE_New_Li_Battery_8hr_Generic | PGE_New_Li_Battery_4hr_Generic | SCE_New_Li_Battery_8hr_Generic | [5 empty] | Hydro | [18 empty] | Hydro | 0 | 0 | 0 | [5 empty] | PGE_New_Li_Battery_8hr_Generic | [27 empty] | PGE_New_Li_Battery_8hr_Generic | [27 empty] | PGE_New_Li_Battery_8hr_Generic | PGE_New_Li_Battery_8hr_Generic | PGE_New_Li_Battery_4hr_Generic | SCE_New_Li_Battery_8hr_Generic |  |  |  |  | PGE_New_Li_Battery_4hr | PGE_New_Li_Battery_8hr | PGE_New_EGS | SCE_Eastern_Wind | SDGE_Imperial_Solar |  |  | Nuclear | PGE_Fresno_Li_Battery_4hr_123 | PGE_GBA_Li_Battery_4hr_5 | PGE_NGBA_EGS_Deep_2 | SCE_Eastern_Li_Battery_4hr_154 | SDGE_Imperial_Li_Battery_8hr_171 | PGE_New_Li_Battery_4hr_Generic |  |  | 2020-01-01 | 0 | 0 | 0
|  | PGE_New_Li_Battery_8hr_Generic | [27 empty] | PGE_New_Li_Battery_8hr_Generic | PGE_New_Li_Battery_8hr_Generic | [18 empty] | PGE_New_Li_Battery_8hr_Generic | PGE_New_Li_Battery_8hr_Generic | PGE_New_Li_Battery_4hr_Generic | SCE_Metro_Solar_Generic | [5 empty] | In-State Wind | [18 empty] | In-State Wind | 0 | 0 | 0 | [5 empty] | PGE_New_Li_Battery_8hr_Generic | [27 empty] | PGE_New_Li_Battery_8hr_Generic | [27 empty] | PGE_New_Li_Battery_8hr_Generic | PGE_New_Li_Battery_8hr_Generic | PGE_New_Li_Battery_4hr_Generic | SCE_Metro_Solar_Generic |  |  |  |  | PGE_New_Li_Battery_4hr | PGE_New_Li_Battery_8hr | PGE_New_EGS | SCE_New_EGS | SDGE_Imperial_Solar |  |  | Nuclear (SMR) | PGE_Fresno_Li_Battery_4hr_125 | PGE_GBA_Li_Battery_4hr_50 | PGE_NGBA_EGS_Deep_21 | SCE_Eastern_Li_Battery_4hr_156 | SDGE_Imperial_Li_Battery_8hr_173 | PGE_New_Li_Battery_8hr_Generic |  |  | 0 | 0 | 0 | 0
|  | PGE_New_Li_Battery_8hr_Generic | [27 empty] | PGE_New_Li_Battery_8hr_Generic | PGE_GBA_Solar_Generic | [18 empty] | PGE_New_Li_Battery_8hr_Generic | PGE_GBA_Solar_Generic | PGE_New_Li_Battery_4hr_Generic | SCE_Metro_Solar_Generic | [5 empty] | Out-of-State Wind | [18 empty] | Out-of-State Wind | 0 | 0 | 0 | [5 empty] | PGE_New_Li_Battery_8hr_Generic | [27 empty] | PGE_New_Li_Battery_8hr_Generic | [27 empty] | PGE_New_Li_Battery_8hr_Generic | PGE_GBA_Solar_Generic | PGE_New_Li_Battery_4hr_Generic | SCE_Metro_Solar_Generic |  |  |  |  | PGE_New_Li_Battery_4hr | PGE_New_Li_Battery_8hr | PGE_New_EGS | SCE_New_EGS | SDGE_Imperial_Solar |  |  | Geothermal | PGE_Fresno_Li_Battery_4hr_128 | PGE_GBA_Li_Battery_4hr_51 | PGE_NGBA_EGS_Deep_22 | SCE_Eastern_Li_Battery_4hr_170 | SDGE_Imperial_Li_Battery_8hr_183 | PGE_Fresno_Solar_Generic |  | 2020-01-01 | 0 | 0 | 0 | 0
|  | PGE_New_Li_Battery_8hr_Generic | [27 empty] | PGE_New_Li_Battery_8hr_Generic | PGE_GBA_Solar_Generic | [18 empty] | PGE_New_Li_Battery_8hr_Generic | PGE_GBA_Solar_Generic | PGE_New_Li_Battery_4hr_Generic | SCE_Nevada_New_EGS_Generic | [5 empty] | Offshore Wind | [18 empty] | Offshore Wind | 0 | 0 | 0 | [5 empty] | PGE_New_Li_Battery_8hr_Generic | [27 empty] | PGE_New_Li_Battery_8hr_Generic | [27 empty] | PGE_New_Li_Battery_8hr_Generic | PGE_GBA_Solar_Generic | PGE_New_Li_Battery_4hr_Generic | SCE_Nevada_New_EGS_Generic |  |  |  |  | PGE_New_Li_Battery_4hr | PGE_New_Li_Battery_8hr | PGE_New_EGS | SCE_New_EGS | SDGE_Imperial_Solar |  |  | Geothermal (Enhanced) | PGE_Fresno_Li_Battery_4hr_129 | PGE_GBA_Li_Battery_4hr_54 | PGE_NGBA_EGS_Deep_23 | SCE_Eastern_Li_Battery_4hr_172 | SDGE_Imperial_Li_Battery_8hr_185 | PGE_GBA_Solar_Generic |  | 0 | 0 | 0 | 0 | 0
|  | PGE_New_Li_Battery_8hr_Generic | [27 empty] | PGE_New_Li_Battery_8hr_Generic | PGE_GBA_Solar_Generic | [18 empty] | PGE_New_Li_Battery_8hr_Generic | PGE_GBA_Solar_Generic | PGE_New_Li_Battery_4hr_Generic | SCE_Nevada_New_EGS_Generic | [5 empty] | Solar | [18 empty] | Solar | 0 | 0 | 0 | [5 empty] | PGE_New_Li_Battery_8hr_Generic | [27 empty] | PGE_New_Li_Battery_8hr_Generic | [27 empty] | PGE_New_Li_Battery_8hr_Generic | PGE_GBA_Solar_Generic | PGE_New_Li_Battery_4hr_Generic | SCE_Nevada_New_EGS_Generic |  |  |  |  | PGE_New_Li_Battery_4hr | PGE_New_Li_Battery_8hr | PGE_New_EGS | SCE_LDES_12hr | SDGE_Imperial_Solar |  |  | Biomass | PGE_Fresno_Li_Battery_4hr_133 | PGE_GBA_Li_Battery_4hr_56 | PGE_NGBA_EGS_Deep_24 | SCE_Eastern_Li_Battery_4hr_174 | SDGE_Imperial_Li_Battery_8hr_186 | PGE_GBA_Wind_Generic |  | 0 | 0 | 0 | 0 | 0
|  | PGE_New_Li_Battery_8hr_Generic | [27 empty] | PGE_New_Li_Battery_8hr_Generic | PGE_GBA_Solar_Generic | [18 empty] | PGE_New_Li_Battery_8hr_Generic | PGE_GBA_Solar_Generic | PGE_New_Li_Battery_4hr_Generic | SCE_Nevada_New_EGS_Generic | [5 empty] | Customer Solar | [18 empty] | Customer Solar | 0 | 0 | 0 | [5 empty] | PGE_New_Li_Battery_8hr_Generic | [27 empty] | PGE_New_Li_Battery_8hr_Generic | [27 empty] | PGE_New_Li_Battery_8hr_Generic | PGE_GBA_Solar_Generic | PGE_New_Li_Battery_4hr_Generic | SCE_Nevada_New_EGS_Generic |  |  |  |  | PGE_New_Li_Battery_4hr | PGE_New_Li_Battery_8hr | PGE_New_EGS | SCE_New_Li_Battery_4hr | SDGE_Imperial_Solar |  |  | Biogas | PGE_Fresno_Li_Battery_4hr_134 | PGE_GBA_Li_Battery_4hr_59 | PGE_NGBA_EGS_Deep_25 | SCE_Eastern_Li_Battery_4hr_179 | SDGE_Imperial_Li_Battery_8hr_187 | PGE_Kern_Solar_Generic |  | 0 | 0 | 0 | 0 | 0
|  | PGE_New_Li_Battery_8hr_Generic | [27 empty] | PGE_New_Li_Battery_8hr_Generic | PGE_GBA_Solar_Generic | [18 empty] | PGE_New_Li_Battery_8hr_Generic | PGE_GBA_Solar_Generic | PGE_New_Li_Battery_4hr_Generic | SCE_New_Geothermal_Generic | [5 empty] | Li-ion Battery (4-hr) | [18 empty] | Li-ion Battery (4-hr) | 0 | 0 | 0 | [5 empty] | PGE_New_Li_Battery_8hr_Generic | [27 empty] | PGE_New_Li_Battery_8hr_Generic | [27 empty] | PGE_New_Li_Battery_8hr_Generic | PGE_GBA_Solar_Generic | PGE_New_Li_Battery_4hr_Generic | SCE_New_Geothermal_Generic |  |  |  |  | PGE_New_Li_Battery_4hr | PGE_New_Li_Battery_8hr | PGE_New_EGS | SCE_New_Li_Battery_4hr | SDGE_Imperial_Solar |  |  | Hydro | PGE_Fresno_Li_Battery_4hr_135 | PGE_GBA_Li_Battery_4hr_6 | PGE_NGBA_EGS_Deep_27 | SCE_Eastern_Li_Battery_4hr_182 | SDGE_Imperial_Li_Battery_8hr_189 | PGE_Kern_Wind_Generic |  | 0 | 0 | 0 | 0 | 0
|  | PGE_New_Li_Battery_8hr_Generic | [27 empty] | PGE_New_Li_Battery_8hr_Generic | PGE_GBA_Solar_Generic | [18 empty] | PGE_New_Li_Battery_8hr_Generic | PGE_GBA_Solar_Generic | PGE_New_Li_Battery_4hr_Generic | SCE_New_Geothermal_Generic | [5 empty] | Li-ion Battery (8-hr) | [18 empty] | Li-ion Battery (8-hr) | 0 | 0 | 0 | [5 empty] | PGE_New_Li_Battery_8hr_Generic | [27 empty] | PGE_New_Li_Battery_8hr_Generic | [27 empty] | PGE_New_Li_Battery_8hr_Generic | PGE_GBA_Solar_Generic | PGE_New_Li_Battery_4hr_Generic | SCE_New_Geothermal_Generic |  |  | Build & Capacity by Resource Type |  | PGE_New_Li_Battery_4hr | PGE_New_Li_Battery_8hr | PGE_New_EGS | SCE_New_Li_Battery_4hr | SDGE_Imperial_Solar |  |  | In-State Wind | PGE_Fresno_Li_Battery_4hr_136 | PGE_GBA_Li_Battery_4hr_65 | PGE_NGBA_EGS_Deep_28 | SCE_Eastern_Li_Battery_8hr_154 | SDGE_Imperial_Li_Battery_8hr_190 | PGE_Nevada_New_EGS_Generic |  | 0 | 0 | 0 | 0 | 0
|  | PGE_New_Li_Battery_8hr_Generic | [27 empty] | PGE_New_Li_Battery_8hr_Generic | PGE_GBA_Solar_Generic | [18 empty] | PGE_New_Li_Battery_8hr_Generic | PGE_GBA_Solar_Generic | PGE_New_Li_Battery_4hr_Generic | SCE_New_Geothermal_Generic | [5 empty] | Location Constrained Storage (12-hr) | [18 empty] | Location Constrained Storage (12-hr) | 0 | 0 | 0 | [5 empty] | PGE_New_Li_Battery_8hr_Generic | [27 empty] | PGE_New_Li_Battery_8hr_Generic | [27 empty] | PGE_New_Li_Battery_8hr_Generic | PGE_GBA_Solar_Generic | PGE_New_Li_Battery_4hr_Generic | SCE_New_Geothermal_Generic |  |  |  |  | PGE_New_Li_Battery_4hr | PGE_New_Li_Battery_8hr | PGE_New_EGS | SCE_New_Li_Battery_8hr | SDGE_Imperial_Solar |  |  | Out-of-State Wind | PGE_Fresno_Li_Battery_4hr_137 | PGE_GBA_Li_Battery_4hr_66 | PGE_NGBA_EGS_Deep_30 | SCE_Eastern_Li_Battery_8hr_156 | SDGE_Imperial_Li_Battery_8hr_191 | PGE_New_Geothermal_Generic |  |  | 0 | 0 | 0 | 0
|  | PGE_New_Li_Battery_8hr_Generic | [27 empty] | PGE_New_Li_Battery_8hr_Generic | PGE_GBA_Solar_Generic | [18 empty] | PGE_New_Li_Battery_8hr_Generic | PGE_GBA_Solar_Generic | PGE_New_Li_Battery_4hr_Generic | [6 empty] | Generic Storage (12-hr) | [18 empty] | Generic Storage (12-hr) | 0 | 0 | 0 | [5 empty] | PGE_New_Li_Battery_8hr_Generic | [27 empty] | PGE_New_Li_Battery_8hr_Generic | [27 empty] | PGE_New_Li_Battery_8hr_Generic | PGE_GBA_Solar_Generic | PGE_New_Li_Battery_4hr_Generic | [5 empty] | PGE_New_Li_Battery_4hr | PGE_New_Li_Battery_8hr | PGE_New_EGS | SCE_New_Li_Battery_8hr | SDGE_Imperial_Solar |  |  | Offshore Wind | PGE_Fresno_Li_Battery_4hr_138 | PGE_GBA_Li_Battery_4hr_80 | PGE_NGBA_EGS_Deep_33 | SCE_Eastern_Li_Battery_8hr_170 | SDGE_Imperial_Li_Battery_8hr_192 | PGE_NGBA_Solar_Generic |  | 0 | 0 | 0 | 0 | 0
|  | PGE_New_Li_Battery_8hr_Generic | [27 empty] | PGE_New_Li_Battery_8hr_Generic | PGE_GBA_Solar_Generic | [18 empty] | PGE_New_Li_Battery_8hr_Generic | PGE_GBA_Solar_Generic | PGE_New_Li_Battery_4hr_Generic | [6 empty] | Generic Storage (24-hr) | [18 empty] | Generic Storage (24-hr) | 0 | 0 | 0 | [5 empty] | PGE_New_Li_Battery_8hr_Generic | [27 empty] | PGE_New_Li_Battery_8hr_Generic | [27 empty] | PGE_New_Li_Battery_8hr_Generic | PGE_GBA_Solar_Generic | PGE_New_Li_Battery_4hr_Generic | [5 empty] | PGE_New_Li_Battery_4hr | PGE_New_Li_Battery_8hr | PGE_New_Geothermal | SCE_New_Li_Battery_8hr | SDGE_Imperial_Solar |  |  | Solar | PGE_Fresno_Li_Battery_4hr_139 | PGE_GBA_Li_Battery_4hr_82 | PGE_NGBA_EGS_Deep_37 | SCE_Eastern_Li_Battery_8hr_172 | SDGE_Imperial_Li_Battery_8hr_193 | PGE_NGBA_Wind_Generic |  | 0 | 0 | 0 | 0 | 0
|  | PGE_New_Li_Battery_8hr_Generic | [27 empty] | PGE_New_Li_Battery_8hr_Generic | PGE_GBA_Solar_Generic | [18 empty] | PGE_New_Li_Battery_8hr_Generic | PGE_GBA_Solar_Generic | PGE_New_Li_Battery_4hr_Generic | [6 empty] | Generic Storage (100-hr) | [18 empty] | Generic Storage (100-hr) | 0 | 0 | 0 | [5 empty] | PGE_New_Li_Battery_8hr_Generic | [27 empty] | PGE_New_Li_Battery_8hr_Generic | [27 empty] | PGE_New_Li_Battery_8hr_Generic | PGE_GBA_Solar_Generic | PGE_New_Li_Battery_4hr_Generic | [5 empty] | PGE_New_Li_Battery_4hr | PGE_New_Li_Battery_8hr | PGE_New_Geothermal | SCE_EOP_Solar | SDGE_Imperial_Wind |  |  | Customer Solar | PGE_Fresno_Li_Battery_4hr_140 | PGE_GBA_Li_Battery_4hr_84 | PGE_NGBA_EGS_Deep_39 | SCE_Eastern_Li_Battery_8hr_174 | SDGE_Imperial_Li_Battery_8hr_194 | PGE_Northeast_CA_New_EGS_Generic |  |  | 0 | 0 | 0 | 0
|  | PGE_New_Li_Battery_8hr_Generic | [27 empty] | PGE_New_Li_Battery_8hr_Generic | PGE_GBA_Solar_Generic | [18 empty] | PGE_New_Li_Battery_8hr_Generic | PGE_GBA_Solar_Generic | PGE_New_Li_Battery_4hr_Generic | SCE_New_Mexico_Wind_Generic | [5 empty] | Shed DR | [18 empty] | Shed DR | 0 | 0 | 0 | [5 empty] | PGE_New_Li_Battery_8hr_Generic | [27 empty] | PGE_New_Li_Battery_8hr_Generic | [27 empty] | PGE_New_Li_Battery_8hr_Generic | PGE_GBA_Solar_Generic | PGE_New_Li_Battery_4hr_Generic | SCE_New_Mexico_Wind_Generic |  |  |  |  | PGE_New_Li_Battery_4hr | PGE_New_Li_Battery_8hr | PGE_New_Geothermal | SCE_EOP_Solar | SDGE_Imperial_Wind |  |  | Li-ion Battery (4-hr) | PGE_Fresno_Li_Battery_4hr_142 | PGE_GBA_Li_Battery_4hr_85 | PGE_NGBA_EGS_Deep_47 | SCE_Eastern_Li_Battery_8hr_179 | SDGE_Imperial_Li_Battery_8hr_195 | PGE_Northeast_CA_Wind_Generic |  |  | 0 | 0 | 0 | 0
|  | PGE_New_Li_Battery_8hr_Generic | [27 empty] | PGE_New_Li_Battery_8hr_Generic | PGE_GBA_Solar_Generic | [18 empty] | PGE_New_Li_Battery_8hr_Generic | PGE_GBA_Solar_Generic | PGE_New_Li_Battery_4hr_Generic | SCE_New_Mexico_Wind_Generic | [5 empty] | Shift DR & VGI | [18 empty] | Shift DR & VGI | 0 | 0 | 0 | [5 empty] | PGE_New_Li_Battery_8hr_Generic | [27 empty] | PGE_New_Li_Battery_8hr_Generic | [27 empty] | PGE_New_Li_Battery_8hr_Generic | PGE_GBA_Solar_Generic | PGE_New_Li_Battery_4hr_Generic | SCE_New_Mexico_Wind_Generic |  |  |  |  | PGE_New_Li_Battery_4hr | PGE_New_Li_Battery_8hr | PGE_New_Geothermal | SCE_EOP_Solar | SDGE_Imperial_Wind |  |  | Li-ion Battery (8-hr) | PGE_Fresno_Li_Battery_4hr_145 | PGE_GBA_Li_Battery_4hr_87 | PGE_NGBA_EGS_Deep_52 | SCE_Eastern_Li_Battery_8hr_182 | SDGE_Imperial_Li_Battery_8hr_196 | PGE_Oregon_New_EGS_Generic |  |  | 0 | 0 | 0 | 0
|  | PGE_New_Li_Battery_8hr_Generic | [27 empty] | PGE_New_Li_Battery_8hr_Generic | PGE_GBA_Solar_Generic | [18 empty] | PGE_New_Li_Battery_8hr_Generic | PGE_GBA_Solar_Generic | PGE_New_Li_Battery_4hr_Generic | SCE_New_Mexico_Wind_Generic | [5 empty] | Gas Capacity Not Retained | [18 empty] | Gas Capacity Not Retained | 0 | 0 | 0 | [5 empty] | PGE_New_Li_Battery_8hr_Generic | [27 empty] | PGE_New_Li_Battery_8hr_Generic | [27 empty] | PGE_New_Li_Battery_8hr_Generic | PGE_GBA_Solar_Generic | PGE_New_Li_Battery_4hr_Generic | SCE_New_Mexico_Wind_Generic |  |  |  |  | PGE_New_Li_Battery_8hr | PGE_New_Li_Battery_8hr | PGE_New_Geothermal | SCE_EOP_Wind | SDGE_Imperial_Wind |  |  | Location Constrained Storage (12-hr) | PGE_Fresno_Li_Battery_4hr_148 | PGE_GBA_Li_Battery_8hr_11 | PGE_NGBA_EGS_Deep_55 | SCE_Eastern_Solar_154 | SDGE_Imperial_Li_Battery_8hr_197 | PGE_Wyoming_Wind_Generic |  |  | 0 | 0 | 0 | 0
|  | PGE_New_Li_Battery_8hr_Generic | [27 empty] | PGE_New_Li_Battery_8hr_Generic | PGE_GBA_Solar_Generic | [18 empty] | PGE_New_Li_Battery_8hr_Generic | PGE_GBA_Solar_Generic | PGE_New_Li_Battery_4hr_Generic | SCE_New_Mexico_Wind_Generic | [5 empty] | Long Duration Storage | [18 empty] | Long Duration Storage | 0 | 0 | 0 | [5 empty] | PGE_New_Li_Battery_8hr_Generic | [27 empty] | PGE_New_Li_Battery_8hr_Generic | [27 empty] | PGE_New_Li_Battery_8hr_Generic | PGE_GBA_Solar_Generic | PGE_New_Li_Battery_4hr_Generic | SCE_New_Mexico_Wind_Generic |  |  |  |  | PGE_New_Li_Battery_8hr | PGE_New_Li_Battery_8hr | PGE_New_Geothermal | SCE_EOP_Wind | SDGE_Imperial_Wind |  |  | Generic Storage (12-hr) | PGE_Fresno_Li_Battery_4hr_149 | PGE_GBA_Li_Battery_8hr_116 | PGE_NGBA_EGS_Deep_57 | SCE_Eastern_Solar_156 | SDGE_Imperial_Li_Battery_8hr_198 | SCE_New_Li_Battery_4hr_Generic |  |  | 0 | 0 | 0 | 0
|  | PGE_New_Li_Battery_8hr_Generic | [27 empty] | PGE_New_Li_Battery_8hr_Generic | PGE_GBA_Solar_Generic | [18 empty] | PGE_New_Li_Battery_8hr_Generic | PGE_GBA_Solar_Generic | PGE_New_Li_Battery_4hr_Generic | SCE_New_Mexico_Wind_Generic | [5 empty] | Total New Resources | [18 empty] | Total New Resources | 0 | 0 | 0 | [5 empty] | PGE_New_Li_Battery_8hr_Generic | [27 empty] | PGE_New_Li_Battery_8hr_Generic | [27 empty] | PGE_New_Li_Battery_8hr_Generic | PGE_GBA_Solar_Generic | PGE_New_Li_Battery_4hr_Generic | SCE_New_Mexico_Wind_Generic |  |  |  |  | PGE_New_Li_Battery_8hr | PGE_New_Li_Battery_8hr | PGE_New_Geothermal | SCE_EOP_Wind | SDGE_Imperial_Wind |  |  | Generic Storage (24-hr) | PGE_Fresno_Li_Battery_4hr_150 | PGE_GBA_Li_Battery_8hr_12 | PGE_NGBA_EGS_Deep_58 | SCE_Eastern_Solar_170 | SDGE_Imperial_Solar_143 | SCE_New_Li_Battery_8hr_Generic |  | 2020-01-01 | 0 | 0 | 0 | 0
|  | PGE_New_Li_Battery_8hr_Generic | [27 empty] | PGE_New_Li_Battery_8hr_Generic | PGE_GBA_Solar_Generic | [18 empty] | PGE_New_Li_Battery_8hr_Generic | PGE_GBA_Solar_Generic | PGE_New_Li_Battery_4hr_Generic | SCE_New_EGS_Generic | [5 empty] | Total Optimized Capacity (includes non-retained gas) | [18 empty] | Total Optimized Capacity (includes non-retained gas) | 0 | 0 | 0 | [5 empty] | PGE_New_Li_Battery_8hr_Generic | [27 empty] | PGE_New_Li_Battery_8hr_Generic | [27 empty] | PGE_New_Li_Battery_8hr_Generic | PGE_GBA_Solar_Generic | PGE_New_Li_Battery_4hr_Generic | SCE_New_EGS_Generic |  |  |  |  | PGE_New_Li_Battery_8hr | PGE_New_Li_Battery_8hr | PGE_New_Geothermal | SCE_Idaho_New_EGS | SDGE_New_Gas_CCGT |  |  | Generic Storage (100-hr) | PGE_Fresno_Li_Battery_4hr_152 | PGE_GBA_Li_Battery_8hr_127 | PGE_NGBA_EGS_Deep_59 | SCE_Eastern_Solar_172 | SDGE_Imperial_Solar_171 | SCE_Arizona_Solar_Generic |  | 0 | 0 | 0 | 0 | 0
|  | PGE_New_Li_Battery_8hr_Generic | [27 empty] | PGE_New_Li_Battery_8hr_Generic | PGE_GBA_Solar_Generic | [18 empty] | PGE_New_Li_Battery_8hr_Generic | PGE_GBA_Solar_Generic | PGE_New_Li_Battery_4hr_Generic | SCE_New_EGS_Generic | [33 empty] | PGE_New_Li_Battery_8hr_Generic | [27 empty] | PGE_New_Li_Battery_8hr_Generic | [27 empty] | PGE_New_Li_Battery_8hr_Generic | PGE_GBA_Solar_Generic | PGE_New_Li_Battery_4hr_Generic | SCE_New_EGS_Generic |  |  |  |  | PGE_New_Li_Battery_8hr | PGE_New_Li_Battery_8hr | PGE_New_Geothermal | SCE_Idaho_Wind | SDGE_New_Gas_CT |  |  | Shed DR | PGE_Fresno_Li_Battery_4hr_158 | PGE_GBA_Li_Battery_8hr_13 | PGE_NGBA_EGS_Deep_60 | SCE_Eastern_Solar_174 | SDGE_Imperial_Solar_173 | SCE_New_EGS_Generic |  | 0 | 0 | 0 | 0 | 0
|  | PGE_New_Li_Battery_8hr_Generic | [27 empty] | PGE_New_Li_Battery_8hr_Generic | PGE_GBA_Solar_Generic | [18 empty] | PGE_New_Li_Battery_8hr_Generic | PGE_GBA_Solar_Generic | PGE_New_Li_Battery_4hr_Generic | SCE_New_EGS_Generic | [5 empty] | CAISO Baseline (Existing & In-Development) Capacity (GW) | [18 empty] | CAISO Baseline (Existing & In-Development) Capacity (GW) | [8 empty] | PGE_New_Li_Battery_8hr_Generic | [27 empty] | PGE_New_Li_Battery_8hr_Generic | [27 empty] | PGE_New_Li_Battery_8hr_Generic | PGE_GBA_Solar_Generic | PGE_New_Li_Battery_4hr_Generic | SCE_New_EGS_Generic |  |  |  |  | PGE_New_Li_Battery_8hr | PGE_New_Li_Battery_8hr | PGE_LDES_12hr | SCE_New_Li_Battery_4hr | SDGE_New_Gas_RICE |  |  | Shift DR & VGI | PGE_Fresno_Li_Battery_4hr_162 | PGE_GBA_Li_Battery_8hr_14 | PGE_NGBA_EGS_Deep_61 | SCE_Eastern_Solar_179 | SDGE_Imperial_Solar_183 | SCE_New_Geothermal_Generic |  | 0 | 0 | 0 | 0 | 0
|  | PGE_New_Li_Battery_8hr_Generic | [27 empty] | PGE_New_Li_Battery_8hr_Generic | PGE_GBA_Solar_Generic | [18 empty] | PGE_New_Li_Battery_8hr_Generic | PGE_GBA_Solar_Generic | PGE_New_Li_Battery_4hr_Generic | SCE_New_EGS_Generic | [5 empty] | Resource Type | [18 empty] | Resource Type | 2020-01-01 | 2021-01-01 | 2022-01-01 | [5 empty] | PGE_New_Li_Battery_8hr_Generic | [27 empty] | PGE_New_Li_Battery_8hr_Generic | [27 empty] | PGE_New_Li_Battery_8hr_Generic | PGE_GBA_Solar_Generic | PGE_New_Li_Battery_4hr_Generic | SCE_New_EGS_Generic |  |  |  |  | PGE_New_Li_Battery_8hr | PGE_New_Li_Battery_8hr | PGE_LDES_12hr | SCE_New_Li_Battery_4hr |  |  |  | Gas Capacity Not Retained | PGE_Fresno_Li_Battery_4hr_163 | PGE_GBA_Li_Battery_8hr_15 | PGE_NGBA_EGS_Deep_62 | SCE_Eastern_Solar_182 | SDGE_Imperial_Solar_185 | SCE_LDES_12hr_Generic |  | 0 | 0 | 0 | 0 | 0
|  | PGE_New_Li_Battery_8hr_Generic | [27 empty] | PGE_New_Li_Battery_8hr_Generic | PGE_GBA_Solar_Generic | [18 empty] | PGE_New_Li_Battery_8hr_Generic | PGE_GBA_Solar_Generic | PGE_New_Li_Battery_4hr_Generic | SCE_New_EGS_Generic |  |  |  |  | Thermal | Coal | [17 empty] | Thermal | Coal | 0 | 0 | 0 | [5 empty] | PGE_New_Li_Battery_8hr_Generic | [27 empty] | PGE_New_Li_Battery_8hr_Generic | [27 empty] | PGE_New_Li_Battery_8hr_Generic | PGE_GBA_Solar_Generic | PGE_New_Li_Battery_4hr_Generic | SCE_New_EGS_Generic |  |  |  |  | PGE_New_Li_Battery_8hr | PGE_New_Li_Battery_8hr | PGE_New_Li_Battery_4hr | SCE_New_Li_Battery_8hr |  |  |  | Total New Resources | PGE_Fresno_Li_Battery_4hr_164 | PGE_GBA_Li_Battery_8hr_155 | PGE_NGBA_EGS_Deep_67 | SCE_Eastern_Wind_156 | SDGE_Imperial_Solar_186 | SCE_Eastern_Solar_Generic |  | 0 | 0 | 0 | 0 | 0
|  | PGE_New_Li_Battery_8hr_Generic | [27 empty] | PGE_New_Li_Battery_8hr_Generic | PGE_GBA_Solar_Generic | [18 empty] | PGE_New_Li_Battery_8hr_Generic | PGE_GBA_Solar_Generic | PGE_New_Li_Battery_4hr_Generic | SCE_New_Geothermal_Generic |  |  |  |  | Thermal | Natural Gas | [17 empty] | Thermal | Natural Gas | 0 | 0 | 0 | [5 empty] | PGE_New_Li_Battery_8hr_Generic | [27 empty] | PGE_New_Li_Battery_8hr_Generic | [27 empty] | PGE_New_Li_Battery_8hr_Generic | PGE_GBA_Solar_Generic | PGE_New_Li_Battery_4hr_Generic | SCE_New_Geothermal_Generic |  |  |  |  | PGE_New_Li_Battery_8hr | PGE_New_Li_Battery_8hr | PGE_New_Li_Battery_4hr | SCE_New_Li_Battery_8hr |  |  |  | Total Optimized Capacity (includes non-retained gas) | PGE_Fresno_Li_Battery_4hr_166 | PGE_GBA_Li_Battery_8hr_29 | PGE_NGBA_EGS_Deep_7 | SCE_Eastern_Wind_174 | SDGE_Imperial_Solar_187 | SCE_Eastern_Wind_Generic |  | 0 | 0 | 0 | 0 | 0
|  | PGE_New_Li_Battery_8hr_Generic | [27 empty] | PGE_New_Li_Battery_8hr_Generic | PGE_GBA_Solar_Generic | [18 empty] | PGE_New_Li_Battery_8hr_Generic | PGE_GBA_Solar_Generic | PGE_New_Li_Battery_4hr_Generic | SCE_New_Geothermal_Generic |  |  |  |  | Thermal | Natural Gas + CCS | [17 empty] | Thermal | Natural Gas + CCS | 0 | 0 | 0 | [5 empty] | PGE_New_Li_Battery_8hr_Generic | [27 empty] | PGE_New_Li_Battery_8hr_Generic | [27 empty] | PGE_New_Li_Battery_8hr_Generic | PGE_GBA_Solar_Generic | PGE_New_Li_Battery_4hr_Generic | SCE_New_Geothermal_Generic |  |  |  |  | PGE_New_Li_Battery_8hr | PGE_New_Li_Battery_8hr | PGE_New_Li_Battery_4hr | SCE_Metro_Solar |  |  |  |  | PGE_Fresno_Li_Battery_4hr_168 | PGE_GBA_Li_Battery_8hr_3 | PGE_NGBA_EGS_NF_1 | SCE_EOP_EGS_Deep_131 | SDGE_Imperial_Solar_189 | SCE_EOP_Solar_Generic |  | 0 | 0 | 0 | 0 | 0
|  | PGE_New_Li_Battery_8hr_Generic | [27 empty] | PGE_New_Li_Battery_8hr_Generic | PGE_GBA_Solar_Generic | [18 empty] | PGE_New_Li_Battery_8hr_Generic | PGE_GBA_Solar_Generic | PGE_New_Li_Battery_4hr_Generic | SCE_LDES_12hr_Generic |  |  |  |  | Thermal | CHP | [17 empty] | Thermal | CHP | 0 | 0 | 0 | [5 empty] | PGE_New_Li_Battery_8hr_Generic | [27 empty] | PGE_New_Li_Battery_8hr_Generic | [27 empty] | PGE_New_Li_Battery_8hr_Generic | PGE_GBA_Solar_Generic | PGE_New_Li_Battery_4hr_Generic | SCE_LDES_12hr_Generic |  |  |  |  | PGE_New_Li_Battery_8hr | PGE_GBA_Solar | PGE_New_Li_Battery_4hr | SCE_Metro_Solar |  |  |  | CAISO Planned (Contracted) Capacity (GW) | PGE_Fresno_Li_Battery_4hr_169 | PGE_GBA_Li_Battery_8hr_30 | PGE_NGBA_EGS_NF_19 | SCE_EOP_EGS_Deep_161 | SDGE_Imperial_Solar_190 | SCE_EOP_Wind_Generic |  | 0 | 0 | 0 | 0 | 0
|  | PGE_New_Li_Battery_8hr_Generic | [27 empty] | PGE_New_Li_Battery_8hr_Generic | PGE_GBA_Solar_Generic | [18 empty] | PGE_New_Li_Battery_8hr_Generic | PGE_GBA_Solar_Generic | PGE_New_Li_Battery_4hr_Generic | SCE_New_Li_Battery_4hr_Generic |  |  |  |  | Thermal | Hydrogen | [17 empty] | Thermal | Hydrogen | 0 | 0 | 0 | [5 empty] | PGE_New_Li_Battery_8hr_Generic | [27 empty] | PGE_New_Li_Battery_8hr_Generic | [27 empty] | PGE_New_Li_Battery_8hr_Generic | PGE_GBA_Solar_Generic | PGE_New_Li_Battery_4hr_Generic | SCE_New_Li_Battery_4hr_Generic |  |  |  |  | PGE_New_Li_Battery_8hr | PGE_GBA_Solar | PGE_New_Li_Battery_4hr | SCE_Nevada_New_EGS |  |  |  | Resource Type | PGE_Fresno_Li_Battery_4hr_64 | PGE_GBA_Li_Battery_8hr_31 | PGE_NGBA_EGS_NF_2 | SCE_EOP_EGS_Deep_177 | SDGE_Imperial_Solar_191 | SCE_Idaho_New_EGS_Generic |  | 0 | 0 | 0 | 0 | 0
|  | PGE_New_Li_Battery_8hr_Generic | [27 empty] | PGE_New_Li_Battery_8hr_Generic | PGE_GBA_Solar_Generic | [18 empty] | PGE_New_Li_Battery_8hr_Generic | PGE_GBA_Solar_Generic | PGE_New_Li_Battery_4hr_Generic | SCE_New_Li_Battery_4hr_Generic |  |  |  |  | Thermal | Nuclear | [17 empty] | Thermal | Nuclear | 0 | 0 | 0 | [5 empty] | PGE_New_Li_Battery_8hr_Generic | [27 empty] | PGE_New_Li_Battery_8hr_Generic | [27 empty] | PGE_New_Li_Battery_8hr_Generic | PGE_GBA_Solar_Generic | PGE_New_Li_Battery_4hr_Generic | SCE_New_Li_Battery_4hr_Generic |  |  |  |  | PGE_New_Li_Battery_8hr | PGE_GBA_Solar | PGE_New_Li_Battery_4hr | SCE_Nevada_New_EGS |  |  |  | Coal | PGE_Fresno_Li_Battery_4hr_69 | PGE_GBA_Li_Battery_8hr_34 | PGE_NGBA_EGS_NF_21 | SCE_EOP_LDES_12hr_161 | SDGE_Imperial_Solar_192 | SCE_Idaho_Wind_Generic |  | 0 | 0 | 0 | 0 | 0
|  | PGE_New_Li_Battery_8hr_Generic | [27 empty] | PGE_New_Li_Battery_8hr_Generic | PGE_GBA_Solar_Generic | [18 empty] | PGE_New_Li_Battery_8hr_Generic | PGE_GBA_Solar_Generic | PGE_New_Li_Battery_4hr_Generic | SCE_New_Li_Battery_4hr_Generic |  |  |  |  | Thermal | Nuclear (SMR) | [17 empty] | Thermal | Nuclear (SMR) | 0 | 0 | 0 | [5 empty] | PGE_New_Li_Battery_8hr_Generic | [27 empty] | PGE_New_Li_Battery_8hr_Generic | [27 empty] | PGE_New_Li_Battery_8hr_Generic | PGE_GBA_Solar_Generic | PGE_New_Li_Battery_4hr_Generic | SCE_New_Li_Battery_4hr_Generic |  |  |  |  | PGE_New_Li_Battery_8hr | PGE_GBA_Solar | PGE_New_Li_Battery_4hr | SCE_Nevada_New_EGS |  |  |  | Natural Gas | PGE_Fresno_Li_Battery_4hr_70 | PGE_GBA_Li_Battery_8hr_36 | PGE_NGBA_EGS_NF_27 | SCE_EOP_Li_Battery_4hr_131 | SDGE_Imperial_Solar_193 | SCE_Metro_Solar_Generic |  | 0 | 0 | 0 | 0 | 0
|  | PGE_New_Li_Battery_8hr_Generic | [27 empty] | PGE_New_Li_Battery_8hr_Generic | PGE_GBA_Solar_Generic | [18 empty] | PGE_New_Li_Battery_8hr_Generic | PGE_GBA_Solar_Generic | PGE_New_Li_Battery_4hr_Generic | SCE_New_Li_Battery_4hr_Generic | [5 empty] | Geothermal | [18 empty] | Geothermal | 0 | 0 | 0 | [5 empty] | PGE_New_Li_Battery_8hr_Generic | [27 empty] | PGE_New_Li_Battery_8hr_Generic | [27 empty] | PGE_New_Li_Battery_8hr_Generic | PGE_GBA_Solar_Generic | PGE_New_Li_Battery_4hr_Generic | SCE_New_Li_Battery_4hr_Generic |  |  |  |  | PGE_New_Li_Battery_8hr | PGE_GBA_Solar | PGE_New_Li_Battery_4hr | SCE_New_Geothermal |  |  |  | Natural Gas + CCS | PGE_Fresno_Li_Battery_4hr_71 | PGE_GBA_Li_Battery_8hr_40 | PGE_NGBA_EGS_NF_55 | SCE_EOP_Li_Battery_4hr_161 | SDGE_Imperial_Solar_194 | SCE_Nevada_New_EGS_Generic |  | 0 | 0 | 0 | 0 | 0
|  | PGE_New_Li_Battery_8hr_Generic | [27 empty] | PGE_New_Li_Battery_8hr_Generic | PGE_GBA_Solar_Generic | [18 empty] | PGE_New_Li_Battery_8hr_Generic | PGE_GBA_Solar_Generic | PGE_New_Li_Battery_8hr_Generic | SCE_New_Li_Battery_4hr_Generic | [5 empty] | Geothermal (Enhanced) | [18 empty] | Geothermal (Enhanced) | 0 | 0 | 0 | [5 empty] | PGE_New_Li_Battery_8hr_Generic | [27 empty] | PGE_New_Li_Battery_8hr_Generic | [27 empty] | PGE_New_Li_Battery_8hr_Generic | PGE_GBA_Solar_Generic | PGE_New_Li_Battery_8hr_Generic | SCE_New_Li_Battery_4hr_Generic |  |  |  |  | PGE_New_Li_Battery_8hr | PGE_GBA_Solar | PGE_New_Li_Battery_4hr | SCE_New_Geothermal |  |  |  | CHP | PGE_Fresno_Li_Battery_4hr_73 | PGE_GBA_Li_Battery_8hr_41 | PGE_NGBA_EGS_NF_57 | SCE_EOP_Li_Battery_4hr_177 | SDGE_Imperial_Solar_195 | SCE_New_Mexico_Wind_Generic |  | 0 | 0 | 0 | 0 | 0
|  | PGE_New_Li_Battery_8hr_Generic | [27 empty] | PGE_New_Li_Battery_8hr_Generic | PGE_GBA_Solar_Generic | [18 empty] | PGE_New_Li_Battery_8hr_Generic | PGE_GBA_Solar_Generic | PGE_New_Li_Battery_8hr_Generic | SCE_New_Li_Battery_8hr_Generic | [5 empty] | Biomass | [18 empty] | Biomass | 0 | 0 | 0 | [5 empty] | PGE_New_Li_Battery_8hr_Generic | [27 empty] | PGE_New_Li_Battery_8hr_Generic | [27 empty] | PGE_New_Li_Battery_8hr_Generic | PGE_GBA_Solar_Generic | PGE_New_Li_Battery_8hr_Generic | SCE_New_Li_Battery_8hr_Generic |  |  |  |  | PGE_New_Li_Battery_8hr | PGE_GBA_Solar | PGE_New_Li_Battery_4hr | SCE_New_Geothermal |  |  |  | Hydrogen | PGE_Fresno_Li_Battery_4hr_75 | PGE_GBA_Li_Battery_8hr_42 | PGE_NGBA_EGS_NF_62 | SCE_EOP_Li_Battery_8hr_131 | SDGE_Imperial_Solar_196 | SCE_NOL_Solar_Generic |  | 0 | 0 | 0 | 0 | 0
|  | PGE_New_Li_Battery_8hr_Generic | [27 empty] | PGE_New_Li_Battery_8hr_Generic | PGE_GBA_Solar_Generic | [18 empty] | PGE_New_Li_Battery_8hr_Generic | PGE_GBA_Solar_Generic | PGE_New_Li_Battery_8hr_Generic | SCE_New_Li_Battery_8hr_Generic | [5 empty] | Biogas | [18 empty] | Biogas | 0 | 0 | 0 | [5 empty] | PGE_New_Li_Battery_8hr_Generic | [27 empty] | PGE_New_Li_Battery_8hr_Generic | [27 empty] | PGE_New_Li_Battery_8hr_Generic | PGE_GBA_Solar_Generic | PGE_New_Li_Battery_8hr_Generic | SCE_New_Li_Battery_8hr_Generic |  |  |  | CAISO Locational Resource Build Detail | PGE_New_Li_Battery_8hr | PGE_GBA_Solar | PGE_New_Li_Battery_4hr | SCE_New_Gas_CCGT |  |  | CAISO Planned & RESOLVE-Selected Capacity (GW) | Nuclear | PGE_Fresno_Li_Battery_4hr_76 | PGE_GBA_Li_Battery_8hr_44 | PGE_NGBA_EGS_NF_7 | SCE_EOP_Li_Battery_8hr_161 | SDGE_Imperial_Solar_197 | SCE_NOL_Wind_Generic |  | 0 | 0 | 0 | 0 | 0
|  | PGE_New_Li_Battery_8hr_Generic | [27 empty] | PGE_New_Li_Battery_8hr_Generic | PGE_GBA_Solar_Generic | [18 empty] | PGE_New_Li_Battery_8hr_Generic | PGE_GBA_Solar_Generic | PGE_New_Li_Battery_8hr_Generic | SCE_New_Li_Battery_8hr_Generic | [5 empty] | Hydro | [18 empty] | Hydro | 0 | 0 | 0 | [5 empty] | PGE_New_Li_Battery_8hr_Generic | [27 empty] | PGE_New_Li_Battery_8hr_Generic | [27 empty] | PGE_New_Li_Battery_8hr_Generic | PGE_GBA_Solar_Generic | PGE_New_Li_Battery_8hr_Generic | SCE_New_Li_Battery_8hr_Generic |  |  |  |  | PGE_New_Li_Battery_8hr | PGE_GBA_Solar | PGE_New_Li_Battery_4hr | SCE_New_Gas_CT |  |  | Resource Type | Nuclear (SMR) | PGE_Fresno_Li_Battery_4hr_77 | PGE_GBA_Li_Battery_8hr_5 | PGE_NGBA_Geothermal_1 | SCE_EOP_Li_Battery_8hr_177 | SDGE_Imperial_Solar_198 | SCE_Northern_Solar_Generic |  | 0 | 0 | 0 | 0 | 0
|  | PGE_New_Li_Battery_8hr_Generic | [27 empty] | PGE_New_Li_Battery_8hr_Generic | PGE_GBA_Solar_Generic | [18 empty] | PGE_New_Li_Battery_8hr_Generic | PGE_GBA_Solar_Generic | PGE_New_Li_Battery_8hr_Generic | SCE_New_Li_Battery_8hr_Generic | [5 empty] | In-State Wind | [18 empty] | In-State Wind | 0 | 0 | 0 | [5 empty] | PGE_New_Li_Battery_8hr_Generic | [27 empty] | PGE_New_Li_Battery_8hr_Generic | [27 empty] | PGE_New_Li_Battery_8hr_Generic | PGE_GBA_Solar_Generic | PGE_New_Li_Battery_8hr_Generic | SCE_New_Li_Battery_8hr_Generic |  |  |  | Real and Generic Planned & Selected Capacity (GW) | PGE_New_Li_Battery_8hr | PGE_GBA_Solar | PGE_New_Li_Battery_4hr | SCE_New_Gas_RICE |  |  | Coal | Geothermal | PGE_Fresno_Li_Battery_4hr_88 | PGE_GBA_Li_Battery_8hr_50 | PGE_NGBA_Geothermal_19 | SCE_EOP_Solar_131 | SDGE_Imperial_Wind_183 | SCE_Northern_Wind_Generic |  | 0 | 0 | 0 | 0 | 0
|  | PGE_New_Li_Battery_8hr_Generic | [27 empty] | PGE_New_Li_Battery_8hr_Generic | PGE_GBA_Wind_Generic | [18 empty] | PGE_New_Li_Battery_8hr_Generic | PGE_GBA_Wind_Generic | PGE_New_Li_Battery_8hr_Generic | SCE_New_Li_Battery_8hr_Generic | [5 empty] | Out-of-State Wind | [18 empty] | Out-of-State Wind | 0 | 0 | 0 | [5 empty] | PGE_New_Li_Battery_8hr_Generic | [27 empty] | PGE_New_Li_Battery_8hr_Generic | [27 empty] | PGE_New_Li_Battery_8hr_Generic | PGE_GBA_Wind_Generic | PGE_New_Li_Battery_8hr_Generic | SCE_New_Li_Battery_8hr_Generic |  |  |  | Zone from Raw Results | PGE_New_Li_Battery_8hr | PGE_GBA_Solar | PGE_New_Li_Battery_4hr | SCE_New_Mexico_Wind |  |  | Natural Gas | Geothermal (Enhanced) | PGE_Fresno_Li_Battery_4hr_90 | PGE_GBA_Li_Battery_8hr_51 | PGE_NGBA_Geothermal_2 | SCE_EOP_Solar_161 | SDGE_Imperial_Wind_185 | SCE_Utah_New_EGS_Generic |  | 0 | 0 | 0 | 0 | 0
|  | PGE_Fresno_Solar_Generic | [27 empty] | PGE_Fresno_Solar_Generic | PGE_GBA_Wind_Generic | [18 empty] | PGE_Fresno_Solar_Generic | PGE_GBA_Wind_Generic | PGE_New_Li_Battery_8hr_Generic | SCE_NOL_Solar_Generic | [5 empty] | Offshore Wind | [18 empty] | Offshore Wind | 0 | 0 | 0 | [5 empty] | PGE_Fresno_Solar_Generic | [27 empty] | PGE_Fresno_Solar_Generic | [27 empty] | PGE_Fresno_Solar_Generic | PGE_GBA_Wind_Generic | PGE_New_Li_Battery_8hr_Generic | SCE_NOL_Solar_Generic |  |  |  | PGE | PGE_New_Li_Battery_8hr | PGE_GBA_Solar | PGE_New_Li_Battery_4hr | SCE_New_Mexico_Wind |  | Build Constraint Detail | Natural Gas + CCS | Biomass | PGE_Fresno_Li_Battery_4hr_94 | PGE_GBA_Li_Battery_8hr_54 | PGE_NGBA_Geothermal_21 | SCE_EOP_Solar_177 | SDGE_Imperial_Wind_188 | SCE_Wyoming_Wind_Generic |  | 0 | 0 | 0 | 0 | 0
|  | PGE_Fresno_Solar_Generic | [27 empty] | PGE_Fresno_Solar_Generic | PGE_GBA_Wind_Generic | [18 empty] | PGE_Fresno_Solar_Generic | PGE_GBA_Wind_Generic | PGE_New_Li_Battery_8hr_Generic | SCE_NOL_Solar_Generic | [5 empty] | Solar | [18 empty] | Solar | 0 | 0 | 0 | [5 empty] | PGE_Fresno_Solar_Generic | [27 empty] | PGE_Fresno_Solar_Generic | [27 empty] | PGE_Fresno_Solar_Generic | PGE_GBA_Wind_Generic | PGE_New_Li_Battery_8hr_Generic | SCE_NOL_Solar_Generic |  |  |  | PGE | PGE_New_Li_Battery_8hr | PGE_GBA_Solar | PGE_New_Li_Battery_4hr | SCE_New_Mexico_Wind |  |  | CHP | Biogas | PGE_Fresno_Li_Battery_8hr_105 | PGE_GBA_Li_Battery_8hr_56 | PGE_NGBA_Geothermal_27 | SCE_EOP_Wind_131 | SDGE_Imperial_Wind_192 | SDGE_New_EGS_Generic |  | 0 | 0 | 0 | 0 | 0
|  | PGE_Fresno_Solar_Generic | [27 empty] | PGE_Fresno_Solar_Generic | PGE_GBA_Wind_Generic | [18 empty] | PGE_Fresno_Solar_Generic | PGE_GBA_Wind_Generic | PGE_New_Li_Battery_8hr_Generic | SCE_NOL_Solar_Generic | [5 empty] | Customer Solar | [18 empty] | Customer Solar | 0 | 0 | 0 | [5 empty] | PGE_Fresno_Solar_Generic | [27 empty] | PGE_Fresno_Solar_Generic | [27 empty] | PGE_Fresno_Solar_Generic | PGE_GBA_Wind_Generic | PGE_New_Li_Battery_8hr_Generic | SCE_NOL_Solar_Generic |  |  |  | PGE | PGE_New_Li_Battery_8hr | PGE_GBA_Solar | PGE_New_Li_Battery_4hr | SCE_New_Mexico_Wind |  |  | Hydrogen | Hydro | PGE_Fresno_Li_Battery_8hr_114 | PGE_GBA_Li_Battery_8hr_59 | PGE_NGBA_Geothermal_55 | SCE_EOP_Wind_161 | SDGE_Imperial_Wind_194 | SDGE_New_Li_Battery_4hr_Generic |  | 0 | 0 | 0 | 0 | 0
|  | PGE_Fresno_Solar_Generic | [27 empty] | PGE_Fresno_Solar_Generic | PGE_GBA_Wind_Generic | [18 empty] | PGE_Fresno_Solar_Generic | PGE_GBA_Wind_Generic | PGE_New_Li_Battery_8hr_Generic | SCE_NOL_Solar_Generic | [5 empty] | Li-ion Battery (4-hr) | [18 empty] | Li-ion Battery (4-hr) | 0 | 0 | 0 | [5 empty] | PGE_Fresno_Solar_Generic | [27 empty] | PGE_Fresno_Solar_Generic | [27 empty] | PGE_Fresno_Solar_Generic | PGE_GBA_Wind_Generic | PGE_New_Li_Battery_8hr_Generic | SCE_NOL_Solar_Generic |  |  |  | PGE | PGE_New_Li_Battery_8hr | PGE_GBA_Solar | PGE_New_Li_Battery_4hr | SCE_New_Mexico_Wind |  |  | Nuclear | In-State Wind | PGE_Fresno_Li_Battery_8hr_115 | PGE_GBA_Li_Battery_8hr_6 | PGE_NGBA_Geothermal_57 | SCE_EOP_Wind_177 | SDGE_Imperial_Wind_196 | SDGE_New_Li_Battery_8hr_Generic |  | 0 | 0 | 0 | 0 | 0
|  | PGE_Fresno_Solar_Generic | [27 empty] | PGE_Fresno_Solar_Generic | PGE_New_EGS_Generic | [18 empty] | PGE_Fresno_Solar_Generic | PGE_New_EGS_Generic | PGE_New_Li_Battery_8hr_Generic | SCE_NOL_Solar_Generic | [5 empty] | Li-ion Battery (8-hr) | [18 empty] | Li-ion Battery (8-hr) | 0 | 0 | 0 | [5 empty] | PGE_Fresno_Solar_Generic | [27 empty] | PGE_Fresno_Solar_Generic | [27 empty] | PGE_Fresno_Solar_Generic | PGE_New_EGS_Generic | PGE_New_Li_Battery_8hr_Generic | SCE_NOL_Solar_Generic |  |  |  | PGE | PGE_New_Li_Battery_8hr | PGE_GBA_Solar | PGE_New_Li_Battery_4hr | SCE_New_EGS |  |  | Nuclear (SMR) | Out-of-State Wind | PGE_Fresno_Li_Battery_8hr_117 | PGE_GBA_Li_Battery_8hr_65 | PGE_NGBA_Geothermal_62 | SCE_Idaho_EGS_NF_161 | SDGE_New_Gas_CCGT_Asset | SDGE_Arizona_Solar_Generic |  | 0 | 0 | 0 | 0 | 0
|  | PGE_Fresno_Solar_Generic | [27 empty] | PGE_Fresno_Solar_Generic | PGE_New_EGS_Generic | [18 empty] | PGE_Fresno_Solar_Generic | PGE_New_EGS_Generic | PGE_New_Li_Battery_8hr_Generic | SCE_NOL_Wind_Generic | [5 empty] | Location Constrained Storage (12-hr) | [18 empty] | Location Constrained Storage (12-hr) | 0 | 0 | 0 | [5 empty] | PGE_Fresno_Solar_Generic | [27 empty] | PGE_Fresno_Solar_Generic | [27 empty] | PGE_Fresno_Solar_Generic | PGE_New_EGS_Generic | PGE_New_Li_Battery_8hr_Generic | SCE_NOL_Wind_Generic |  |  |  | PGE | PGE_New_Li_Battery_8hr | PGE_GBA_Solar | PGE_New_Li_Battery_4hr | SCE_New_EGS |  |  | Geothermal | Offshore Wind | PGE_Fresno_Li_Battery_8hr_118 | PGE_GBA_Li_Battery_8hr_66 | PGE_NGBA_Geothermal_7 | SCE_Idaho_Wind_161 | SDGE_New_Gas_CT_Asset | SDGE_Baja_California_Wind_Generic |  | 0 | 0 | 0 | 0 | 0
|  | PGE_Fresno_Solar_Generic | [27 empty] | PGE_Fresno_Solar_Generic | PGE_New_EGS_Generic | [18 empty] | PGE_Fresno_Solar_Generic | PGE_New_EGS_Generic | PGE_New_Li_Battery_8hr_Generic | SCE_NOL_Wind_Generic | [5 empty] | Generic Storage (12-hr) | [18 empty] | Generic Storage (12-hr) | 0 | 0 | 0 | [5 empty] | PGE_Fresno_Solar_Generic | [27 empty] | PGE_Fresno_Solar_Generic | [27 empty] | PGE_Fresno_Solar_Generic | PGE_New_EGS_Generic | PGE_New_Li_Battery_8hr_Generic | SCE_NOL_Wind_Generic |  |  |  | PGE | PGE_New_Li_Battery_8hr | PGE_GBA_Solar | PGE_New_Li_Battery_4hr | SCE_New_EGS |  |  | Geothermal (Enhanced) | Solar | PGE_Fresno_Li_Battery_8hr_119 | PGE_GBA_Li_Battery_8hr_80 | PGE_NGBA_LDES_12hr_1 | SCE_Metro_Li_Battery_4hr_132 | SDGE_New_Gas_RICE_Asset | SDGE_New_Geothermal_Generic |  | 0 | 0 | 0 | 0 | 0
|  | PGE_Fresno_Solar_Generic | [27 empty] | PGE_Fresno_Solar_Generic | PGE_LDES_12hr_Generic | [18 empty] | PGE_Fresno_Solar_Generic | PGE_LDES_12hr_Generic | PGE_New_Li_Battery_8hr_Generic | SCE_NOL_Wind_Generic | [5 empty] | Generic Storage (24-hr) | [18 empty] | Generic Storage (24-hr) | 0 | 0 | 0 | [5 empty] | PGE_Fresno_Solar_Generic | [27 empty] | PGE_Fresno_Solar_Generic | [27 empty] | PGE_Fresno_Solar_Generic | PGE_LDES_12hr_Generic | PGE_New_Li_Battery_8hr_Generic | SCE_NOL_Wind_Generic |  |  |  | PGE | PGE_New_Li_Battery_8hr | PGE_GBA_Solar | PGE_New_Li_Battery_4hr | SCE_New_EGS |  |  | Biomass | Customer Solar | PGE_Fresno_Li_Battery_8hr_120 | PGE_GBA_Li_Battery_8hr_82 | PGE_NGBA_LDES_12hr_25 | SCE_Metro_Li_Battery_4hr_97 |  | SDGE_LDES_12hr_Generic |  | 0 | 0 | 0 | 0 | 0
|  | PGE_Fresno_Solar_Generic | [27 empty] | PGE_Fresno_Solar_Generic | PGE_LDES_12hr_Generic | [18 empty] | PGE_Fresno_Solar_Generic | PGE_LDES_12hr_Generic | PGE_New_Li_Battery_8hr_Generic | SCE_NOL_Wind_Generic | [5 empty] | Generic Storage (100-hr) | [18 empty] | Generic Storage (100-hr) | 0 | 0 | 0 | [5 empty] | PGE_Fresno_Solar_Generic | [27 empty] | PGE_Fresno_Solar_Generic | [27 empty] | PGE_Fresno_Solar_Generic | PGE_LDES_12hr_Generic | PGE_New_Li_Battery_8hr_Generic | SCE_NOL_Wind_Generic |  |  | Thermal | PGE | PGE_New_Li_Battery_8hr | PGE_GBA_Solar | PGE_New_Li_Battery_4hr | SCE_New_EGS |  |  | Biogas | Li-ion Battery (4-hr) | PGE_Fresno_Li_Battery_8hr_123 | PGE_GBA_Li_Battery_8hr_84 | PGE_NGBA_Li_Battery_4hr_1 | SCE_Metro_Li_Battery_8hr_132 |  | SDGE_Imperial_Solar_Generic |  | 0 | 0 | 0 | 0 | 0
|  | PGE_Fresno_Solar_Generic | [27 empty] | PGE_Fresno_Solar_Generic | PGE_New_Li_Battery_4hr_Generic | [18 empty] | PGE_Fresno_Solar_Generic | PGE_New_Li_Battery_4hr_Generic | PGE_New_Li_Battery_8hr_Generic | SCE_LDES_12hr_Generic | [5 empty] | Shed DR | [18 empty] | Shed DR | 0 | 0 | 0 | [5 empty] | PGE_Fresno_Solar_Generic | [27 empty] | PGE_Fresno_Solar_Generic | [27 empty] | PGE_Fresno_Solar_Generic | PGE_New_Li_Battery_4hr_Generic | PGE_New_Li_Battery_8hr_Generic | SCE_LDES_12hr_Generic |  |  | Thermal | PGE | PGE_New_Li_Battery_8hr | PGE_GBA_Solar | PGE_New_Li_Battery_4hr | SCE_New_Geothermal |  |  | Hydro | Li-ion Battery (8-hr) | PGE_Fresno_Li_Battery_8hr_125 | PGE_GBA_Li_Battery_8hr_85 | PGE_NGBA_Li_Battery_4hr_16 | SCE_Metro_Li_Battery_8hr_97 |  | SDGE_Imperial_Wind_Generic |  | 0 | 0 | 0 | 0 | 0
|  | PGE_Fresno_Solar_Generic | [27 empty] | PGE_Fresno_Solar_Generic | PGE_New_Li_Battery_4hr_Generic | [18 empty] | PGE_Fresno_Solar_Generic | PGE_New_Li_Battery_4hr_Generic | PGE_New_Li_Battery_8hr_Generic | SCE_LDES_12hr_Generic | [5 empty] | Shift DR & VGI | [18 empty] | Shift DR & VGI | 0 | 0 | 0 | [5 empty] | PGE_Fresno_Solar_Generic | [27 empty] | PGE_Fresno_Solar_Generic | [27 empty] | PGE_Fresno_Solar_Generic | PGE_New_Li_Battery_4hr_Generic | PGE_New_Li_Battery_8hr_Generic | SCE_LDES_12hr_Generic |  |  | Thermal | PGE | PGE_New_Li_Battery_8hr | PGE_GBA_Solar | PGE_New_Li_Battery_4hr | SCE_New_Geothermal |  |  | In-State Wind | Location Constrained Storage (12-hr) | PGE_Fresno_Li_Battery_8hr_128 | PGE_GBA_Li_Battery_8hr_87 | PGE_NGBA_Li_Battery_4hr_17 | SCE_Metro_Solar_132 |  |  |  |  | 0 | 0 | 0 | 0
|  | PGE_Fresno_Solar_Generic | [27 empty] | PGE_Fresno_Solar_Generic | PGE_New_Li_Battery_4hr_Generic | [18 empty] | PGE_Fresno_Solar_Generic | PGE_New_Li_Battery_4hr_Generic | PGE_New_Li_Battery_8hr_Generic | SCE_LDES_12hr_Generic | [5 empty] | Long Duration Storage | [18 empty] | Long Duration Storage | 0 | 0 | 0 | [5 empty] | PGE_Fresno_Solar_Generic | [27 empty] | PGE_Fresno_Solar_Generic | [27 empty] | PGE_Fresno_Solar_Generic | PGE_New_Li_Battery_4hr_Generic | PGE_New_Li_Battery_8hr_Generic | SCE_LDES_12hr_Generic |  |  | Thermal | PGE | PGE_New_Li_Battery_8hr | PGE_GBA_Solar | PGE_New_Li_Battery_4hr | SCE_LDES_12hr |  |  | Out-of-State Wind | Generic Storage (12-hr) | PGE_Fresno_Li_Battery_8hr_129 | PGE_GBA_Solar_11 | PGE_NGBA_Li_Battery_4hr_18 | SCE_Metro_Solar_97 |  |  |  |  | 0 | 0 | 0 | 0
|  | PGE_Fresno_Solar_Generic | [27 empty] | PGE_Fresno_Solar_Generic | PGE_New_Li_Battery_4hr_Generic | [18 empty] | PGE_Fresno_Solar_Generic | PGE_New_Li_Battery_4hr_Generic | PGE_New_Li_Battery_8hr_Generic | SCE_New_Li_Battery_4hr_Generic | [5 empty] | Total Baseline Resources | [18 empty] | Total Baseline Resources | 0 | 0 | 0 | [5 empty] | PGE_Fresno_Solar_Generic | [27 empty] | PGE_Fresno_Solar_Generic | [27 empty] | PGE_Fresno_Solar_Generic | PGE_New_Li_Battery_4hr_Generic | PGE_New_Li_Battery_8hr_Generic | SCE_New_Li_Battery_4hr_Generic |  |  | Thermal | PGE | PGE_New_Li_Battery_8hr | PGE_GBA_Solar | PGE_New_Li_Battery_4hr | SCE_New_Li_Battery_4hr |  |  | Offshore Wind | Generic Storage (24-hr) | PGE_Fresno_Li_Battery_8hr_133 | PGE_GBA_Solar_116 | PGE_NGBA_Li_Battery_4hr_19 | SCE_Nevada_EGS_NF_131 |  |  |  | 2020-01-01 | 0 | 0 | 0 | 0
|  | PGE_Fresno_Solar_Generic | [27 empty] | PGE_Fresno_Solar_Generic | PGE_New_Li_Battery_4hr_Generic | [18 empty] | PGE_Fresno_Solar_Generic | PGE_New_Li_Battery_4hr_Generic | PGE_New_Li_Battery_8hr_Generic | SCE_New_Li_Battery_4hr_Generic | [33 empty] | PGE_Fresno_Solar_Generic | [27 empty] | PGE_Fresno_Solar_Generic | [27 empty] | PGE_Fresno_Solar_Generic | PGE_New_Li_Battery_4hr_Generic | PGE_New_Li_Battery_8hr_Generic | SCE_New_Li_Battery_4hr_Generic |  |  | Thermal | PGE | PGE_New_Li_Battery_8hr | PGE_GBA_Solar | PGE_New_Li_Battery_4hr | SCE_New_Li_Battery_4hr |  |  | Solar | Generic Storage (100-hr) | PGE_Fresno_Li_Battery_8hr_134 | PGE_GBA_Solar_12 | PGE_NGBA_Li_Battery_4hr_2 | SCE_Nevada_EGS_NF_175 |  |  |  | 0 | 0 | 0 | 0 | 0
|  | PGE_Fresno_Solar_Generic | [27 empty] | PGE_Fresno_Solar_Generic | PGE_New_Li_Battery_4hr_Generic | [18 empty] | PGE_Fresno_Solar_Generic | PGE_New_Li_Battery_4hr_Generic | PGE_New_Li_Battery_8hr_Generic | SCE_New_Li_Battery_4hr_Generic | [5 empty] | CAISO Total Installed Capacity (GW) | [18 empty] | CAISO Total Installed Capacity (GW) | [8 empty] | PGE_Fresno_Solar_Generic | [27 empty] | PGE_Fresno_Solar_Generic | [27 empty] | PGE_Fresno_Solar_Generic | PGE_New_Li_Battery_4hr_Generic | PGE_New_Li_Battery_8hr_Generic | SCE_New_Li_Battery_4hr_Generic |  |  | Thermal | PGE | PGE_New_Li_Battery_8hr | PGE_GBA_Solar | PGE_New_Li_Battery_4hr | SCE_New_Li_Battery_4hr |  |  | Customer Solar | Shed DR | PGE_Fresno_Li_Battery_8hr_135 | PGE_GBA_Solar_127 | PGE_NGBA_Li_Battery_4hr_20 | SCE_Nevada_EGS_NF_177 |  |  |  | 0 | 0 | 0 | 0 | 0
|  | PGE_Fresno_Solar_Generic | [27 empty] | PGE_Fresno_Solar_Generic | PGE_New_Li_Battery_4hr_Generic | [18 empty] | PGE_Fresno_Solar_Generic | PGE_New_Li_Battery_4hr_Generic | PGE_New_Li_Battery_8hr_Generic | SCE_New_Li_Battery_4hr_Generic | [5 empty] | Resource Type | [18 empty] | Resource Type | 2020-01-01 | 2021-01-01 | 2022-01-01 | [5 empty] | PGE_Fresno_Solar_Generic | [27 empty] | PGE_Fresno_Solar_Generic | [27 empty] | PGE_Fresno_Solar_Generic | PGE_New_Li_Battery_4hr_Generic | PGE_New_Li_Battery_8hr_Generic | SCE_New_Li_Battery_4hr_Generic |  |  |  | PGE | PGE_New_Li_Battery_8hr | PGE_GBA_Solar | PGE_New_Li_Battery_4hr | SCE_New_Li_Battery_4hr |  |  | Li-ion Battery (4-hr) | Shift DR & VGI | PGE_Fresno_Li_Battery_8hr_136 | PGE_GBA_Solar_13 | PGE_NGBA_Li_Battery_4hr_21 | SCE_Nevada_Geothermal_131 |  |  |  | 0 | 0 | 0 | 0 | 0
|  | PGE_Fresno_Solar_Generic | [27 empty] | PGE_Fresno_Solar_Generic | PGE_New_Li_Battery_4hr_Generic | [18 empty] | PGE_Fresno_Solar_Generic | PGE_New_Li_Battery_4hr_Generic | PGE_New_Li_Battery_8hr_Generic | SCE_New_Li_Battery_4hr_Generic | [5 empty] | Coal | [18 empty] | Coal | 0 | 0 | 0 | [5 empty] | PGE_Fresno_Solar_Generic | [27 empty] | PGE_Fresno_Solar_Generic | [27 empty] | PGE_Fresno_Solar_Generic | PGE_New_Li_Battery_4hr_Generic | PGE_New_Li_Battery_8hr_Generic | SCE_New_Li_Battery_4hr_Generic |  |  |  | PGE | PGE_New_Li_Battery_8hr | PGE_GBA_Solar | PGE_New_Li_Battery_8hr | SCE_New_Li_Battery_4hr |  |  | Li-ion Battery (8-hr) | Total Baseline Resources | PGE_Fresno_Li_Battery_8hr_137 | PGE_GBA_Solar_14 | PGE_NGBA_Li_Battery_4hr_22 | SCE_Nevada_Geothermal_175 |  |  |  | 0 | 0 | 0 | 0 | 0
|  | PGE_Fresno_Solar_Generic | [27 empty] | PGE_Fresno_Solar_Generic | PGE_New_Li_Battery_4hr_Generic | [18 empty] | PGE_Fresno_Solar_Generic | PGE_New_Li_Battery_4hr_Generic | PGE_New_Li_Battery_8hr_Generic | SCE_New_Li_Battery_4hr_Generic | [5 empty] | Natural Gas | [18 empty] | Natural Gas | 0 | 0 | 0 | [5 empty] | PGE_Fresno_Solar_Generic | [27 empty] | PGE_Fresno_Solar_Generic | [27 empty] | PGE_Fresno_Solar_Generic | PGE_New_Li_Battery_4hr_Generic | PGE_New_Li_Battery_8hr_Generic | SCE_New_Li_Battery_4hr_Generic |  |  |  | PGE | PGE_New_Li_Battery_8hr | PGE_GBA_Solar | PGE_New_Li_Battery_8hr | SCE_New_Li_Battery_8hr |  |  | Location Constrained Storage (12-hr) |  | PGE_Fresno_Li_Battery_8hr_138 | PGE_GBA_Solar_15 | PGE_NGBA_Li_Battery_4hr_23 | SCE_Nevada_Geothermal_177 |  |  |  | 0 | 0 | 0 | 0 | 0
|  | PGE_Fresno_Solar_Generic | [27 empty] | PGE_Fresno_Solar_Generic | PGE_New_Li_Battery_4hr_Generic | [18 empty] | PGE_Fresno_Solar_Generic | PGE_New_Li_Battery_4hr_Generic | PGE_New_Li_Battery_8hr_Generic | SCE_New_Li_Battery_4hr_Generic | [5 empty] | Natural Gas + CCS | [18 empty] | Natural Gas + CCS | 0 | 0 | 0 | [5 empty] | PGE_Fresno_Solar_Generic | [27 empty] | PGE_Fresno_Solar_Generic | [27 empty] | PGE_Fresno_Solar_Generic | PGE_New_Li_Battery_4hr_Generic | PGE_New_Li_Battery_8hr_Generic | SCE_New_Li_Battery_4hr_Generic |  |  |  | PGE | PGE_New_Li_Battery_8hr | PGE_GBA_Solar | PGE_New_Li_Battery_8hr | SCE_New_Li_Battery_8hr |  |  | Generic Storage (12-hr) |  | PGE_Fresno_Li_Battery_8hr_139 | PGE_GBA_Solar_155 | PGE_NGBA_Li_Battery_4hr_24 | SCE_New_Gas_CCGT_Asset |  |  |  | 0 | 0 | 0 | 0 | 0
|  | PGE_Fresno_Solar_Generic | [27 empty] | PGE_Fresno_Solar_Generic | PGE_New_Li_Battery_4hr_Generic | [18 empty] | PGE_Fresno_Solar_Generic | PGE_New_Li_Battery_4hr_Generic | PGE_New_Li_Battery_8hr_Generic | SCE_New_Li_Battery_4hr_Generic | [5 empty] | CHP | [18 empty] | CHP | 0 | 0 | 0 | [5 empty] | PGE_Fresno_Solar_Generic | [27 empty] | PGE_Fresno_Solar_Generic | [27 empty] | PGE_Fresno_Solar_Generic | PGE_New_Li_Battery_4hr_Generic | PGE_New_Li_Battery_8hr_Generic | SCE_New_Li_Battery_4hr_Generic |  |  |  | PGE | PGE_New_Li_Battery_8hr | PGE_GBA_Solar | PGE_New_Li_Battery_8hr | SCE_New_Li_Battery_8hr |  |  | Generic Storage (24-hr) |  | PGE_Fresno_Li_Battery_8hr_140 | PGE_GBA_Solar_29 | PGE_NGBA_Li_Battery_4hr_25 | SCE_New_Gas_CT_Asset |  | Total | 2020-01-01 | 0 | 0 | 0 | 0 | 0
|  | PGE_Fresno_Solar_Generic | [27 empty] | PGE_Fresno_Solar_Generic | PGE_New_Li_Battery_4hr_Generic | [18 empty] | PGE_Fresno_Solar_Generic | PGE_New_Li_Battery_4hr_Generic | PGE_New_Li_Battery_8hr_Generic | SCE_New_Li_Battery_4hr_Generic | [5 empty] | Hydrogen | [18 empty] | Hydrogen | 0 | 0 | 0 | [5 empty] | PGE_Fresno_Solar_Generic | [27 empty] | PGE_Fresno_Solar_Generic | [27 empty] | PGE_Fresno_Solar_Generic | PGE_New_Li_Battery_4hr_Generic | PGE_New_Li_Battery_8hr_Generic | SCE_New_Li_Battery_4hr_Generic |  |  |  | PGE | PGE_New_Li_Battery_8hr | PGE_GBA_Solar | PGE_New_Li_Battery_8hr | SCE_New_Li_Battery_8hr |  |  | Generic Storage (100-hr) |  | PGE_Fresno_Li_Battery_8hr_142 | PGE_GBA_Solar_3 | PGE_NGBA_Li_Battery_4hr_27 | SCE_New_Gas_RICE_Asset |  |  | 0 | 0 | 0 | 0 | 0 | 0
|  | PGE_Fresno_Solar_Generic | [27 empty] | PGE_Fresno_Solar_Generic | PGE_New_Li_Battery_4hr_Generic | [18 empty] | PGE_Fresno_Solar_Generic | PGE_New_Li_Battery_4hr_Generic | PGE_New_Li_Battery_8hr_Generic | SCE_New_Li_Battery_4hr_Generic | [5 empty] | Nuclear | [18 empty] | Nuclear | 0 | 0 | 0 | [5 empty] | PGE_Fresno_Solar_Generic | [27 empty] | PGE_Fresno_Solar_Generic | [27 empty] | PGE_Fresno_Solar_Generic | PGE_New_Li_Battery_4hr_Generic | PGE_New_Li_Battery_8hr_Generic | SCE_New_Li_Battery_4hr_Generic |  |  |  | PGE | PGE_New_Li_Battery_8hr | PGE_GBA_Wind | PGE_New_Li_Battery_8hr | SCE_New_Li_Battery_8hr |  |  | Shed DR | Resource Type | PGE_Fresno_Li_Battery_8hr_145 | PGE_GBA_Solar_30 | PGE_NGBA_Li_Battery_4hr_28 | SCE_New_Mexico_Wind_176_Tranche1 |  |  | 0 | 0 | 0 | 0 | 0 | 0
|  | PGE_Fresno_Solar_Generic | [27 empty] | PGE_Fresno_Solar_Generic | PGE_New_Li_Battery_4hr_Generic | [18 empty] | PGE_Fresno_Solar_Generic | PGE_New_Li_Battery_4hr_Generic | PGE_New_Li_Battery_8hr_Generic | SCE_New_Li_Battery_8hr_Generic | [5 empty] | Nuclear (SMR) | [18 empty] | Nuclear (SMR) | 0 | 0 | 0 | [5 empty] | PGE_Fresno_Solar_Generic | [27 empty] | PGE_Fresno_Solar_Generic | [27 empty] | PGE_Fresno_Solar_Generic | PGE_New_Li_Battery_4hr_Generic | PGE_New_Li_Battery_8hr_Generic | SCE_New_Li_Battery_8hr_Generic |  |  |  | PGE | PGE_Fresno_Solar | PGE_GBA_Wind | PGE_New_Li_Battery_8hr | SCE_NOL_Solar |  |  | Shift DR & VGI | Cape_Mendocino_Offshore_Wind | PGE_Fresno_Li_Battery_8hr_148 | PGE_GBA_Solar_31 | PGE_NGBA_Li_Battery_4hr_33 | SCE_New_Mexico_Wind_176_Tranche2 |  |  | 0 | 0 | 0 | 0 | 0 | 0
|  | PGE_Fresno_Solar_Generic | [27 empty] | PGE_Fresno_Solar_Generic | PGE_New_Li_Battery_4hr_Generic | [18 empty] | PGE_Fresno_Solar_Generic | PGE_New_Li_Battery_4hr_Generic | PGE_New_Li_Battery_8hr_Generic | SCE_New_Li_Battery_8hr_Generic | [5 empty] | Geothermal | [18 empty] | Geothermal | 0 | 0 | 0 | [5 empty] | PGE_Fresno_Solar_Generic | [27 empty] | PGE_Fresno_Solar_Generic | [27 empty] | PGE_Fresno_Solar_Generic | PGE_New_Li_Battery_4hr_Generic | PGE_New_Li_Battery_8hr_Generic | SCE_New_Li_Battery_8hr_Generic |  |  |  | PGE | PGE_Fresno_Solar | PGE_GBA_Wind | PGE_New_Li_Battery_8hr | SCE_NOL_Solar |  |  | Gas Capacity Not Retained | Del_Norte_Offshore_Wind | PGE_Fresno_Li_Battery_8hr_149 | PGE_GBA_Solar_34 | PGE_NGBA_Li_Battery_4hr_35 | SCE_New_Mexico_Wind_176_Tranche3 |  |  | 0 | 0 | 0 | 0 | 0 | 0
|  | PGE_Fresno_Solar_Generic | [27 empty] | PGE_Fresno_Solar_Generic | PGE_New_Li_Battery_4hr_Generic | [18 empty] | PGE_Fresno_Solar_Generic | PGE_New_Li_Battery_4hr_Generic | PGE_NGBA_Solar_Generic | SCE_New_Li_Battery_8hr_Generic | [5 empty] | Geothermal (Enhanced) | [18 empty] | Geothermal (Enhanced) | 0 | 0 | 0 | [5 empty] | PGE_Fresno_Solar_Generic | [27 empty] | PGE_Fresno_Solar_Generic | [27 empty] | PGE_Fresno_Solar_Generic | PGE_New_Li_Battery_4hr_Generic | PGE_NGBA_Solar_Generic | SCE_New_Li_Battery_8hr_Generic |  |  |  | PGE | PGE_Fresno_Solar | PGE_GBA_Wind | PGE_New_Li_Battery_8hr | SCE_NOL_Solar |  |  | Long Duration Storage | Humboldt_Bay_Offshore_Wind | PGE_Fresno_Li_Battery_8hr_150 | PGE_GBA_Solar_36 | PGE_NGBA_Li_Battery_4hr_37 | SCE_New_Mexico_Wind_176_Tranche4 |  | Maximum Build Allowance (MW) | 0 | 0 | 0 | 0 | 0 | 0
|  | PGE_Fresno_Solar_Generic | [27 empty] | PGE_Fresno_Solar_Generic | PGE_New_Li_Battery_4hr_Generic | [18 empty] | PGE_Fresno_Solar_Generic | PGE_New_Li_Battery_4hr_Generic | PGE_NGBA_Solar_Generic | SCE_New_Li_Battery_8hr_Generic | [5 empty] | Biomass | [18 empty] | Biomass | 0 | 0 | 0 | [5 empty] | PGE_Fresno_Solar_Generic | [27 empty] | PGE_Fresno_Solar_Generic | [27 empty] | PGE_Fresno_Solar_Generic | PGE_New_Li_Battery_4hr_Generic | PGE_NGBA_Solar_Generic | SCE_New_Li_Battery_8hr_Generic |  |  |  | PGE | PGE_Fresno_Solar | PGE_GBA_Wind | PGE_New_Li_Battery_8hr | SCE_NOL_Solar |  |  | Total New Resources | Morro_Bay_Offshore_Wind | PGE_Fresno_Li_Battery_8hr_152 | PGE_GBA_Solar_40 | PGE_NGBA_Li_Battery_4hr_39 | SCE_New_Mexico_Wind_97_Tranche5 |  |  | 0 | 0 | 0 | 0 | 0 | 0
|  | PGE_Fresno_Solar_Generic | [27 empty] | PGE_Fresno_Solar_Generic | PGE_New_Li_Battery_4hr_Generic | [18 empty] | PGE_Fresno_Solar_Generic | PGE_New_Li_Battery_4hr_Generic | PGE_NGBA_Solar_Generic | SCE_New_Li_Battery_8hr_Generic | [5 empty] | Biogas | [18 empty] | Biogas | 0 | 0 | 0 | [5 empty] | PGE_Fresno_Solar_Generic | [27 empty] | PGE_Fresno_Solar_Generic | [27 empty] | PGE_Fresno_Solar_Generic | PGE_New_Li_Battery_4hr_Generic | PGE_NGBA_Solar_Generic | SCE_New_Li_Battery_8hr_Generic |  |  |  | PGE | PGE_Fresno_Solar | PGE_New_EGS | PGE_New_Li_Battery_8hr | SCE_NOL_Solar |  |  | Total Optimized Capacity (includes non-retained gas) | PGE_Distributed_Solar | PGE_Fresno_Li_Battery_8hr_158 | PGE_GBA_Solar_41 | PGE_NGBA_Li_Battery_4hr_47 | SCE_NOL_EGS_Deep_141 |  |  | 0 | 0 | 0 | 0 | 0 | 0
|  | PGE_Fresno_Solar_Generic | [27 empty] | PGE_Fresno_Solar_Generic | PGE_New_Li_Battery_4hr_Generic | [18 empty] | PGE_Fresno_Solar_Generic | PGE_New_Li_Battery_4hr_Generic | PGE_NGBA_Solar_Generic | SCE_New_Li_Battery_8hr_Generic | [5 empty] | Hydro | [18 empty] | Hydro | 0 | 0 | 0 | [5 empty] | PGE_Fresno_Solar_Generic | [27 empty] | PGE_Fresno_Solar_Generic | [27 empty] | PGE_Fresno_Solar_Generic | PGE_New_Li_Battery_4hr_Generic | PGE_NGBA_Solar_Generic | SCE_New_Li_Battery_8hr_Generic |  |  |  | PGE | PGE_Fresno_Solar | PGE_New_EGS | PGE_New_Li_Battery_8hr | SCE_NOL_Wind |  |  |  | PGE_Fresno_Solar | PGE_Fresno_Li_Battery_8hr_162 | PGE_GBA_Solar_42 | PGE_NGBA_Li_Battery_4hr_52 | SCE_NOL_EGS_Deep_160 |  | Wind_MaxBuild | 0 | 0 | 0 | 0 | 0 | 0
System Build | [8 empty] | System Build |  | System Build |  |  | System Build |  |  |  |  | System Build |  |  |  |  | System Build |  |  |  | System Build | [9 empty] | System Build |  | System Build |  |  | System Build |  |  |  |  | System Build | [8 empty] | System Build |  | PGE_New_EGS_Generic | [6 empty] | System Build |  | System Build |  |  | System Build |  |  |  |  | System Build |  | PGE_New_EGS_Generic | PGE_New_Li_Battery_4hr_Generic | PGE_Nevada_New_EGS_Generic | SCE_New_EGS_Generic |  |  |  | System Build | [8 empty] | System Build |  | System Build |  |  | System Build |  |  |  |  | System Build |  |  |  |  | System Build |  |  |  | System Build | [8 empty] | System Build |  | System Build |  |  | System Build |  |  |  |  | System Build |  |  |  |  | System Build |  |  |  | System Build
PGE
SCE
SDGE
PGE
SCE
SDGE

## TxCriteria_bySub_2036
This tab summarizes system-level transmission criteria alignment by substations for the resources mapped to each substation in the 2036 portfolio. It shows each substation’s transmission constraint membership, the resources mapped, the number of constraint exceedances impacting the substation and the most binding constraint for HSN, SSN, and EODS scenarios, and the criteria alignment flags before and after identified upgrades. The information presented here relies on the calculations in the “Tx_Calculator_2036” tab.
[101 empty] | Substation | Adding IRP baseline resources online after 1/1/2024 so not included in Tx constraints baseline | [13 empty] | IRP Baseline | Transmission Constraint Impacting Resourcess | [13 empty] | Transmission Impacting | [12 empty] | Trans-mission | [12 empty] | Final
|  |  | Substation Tx Constraint Matrix | [97 empty] | Tx Matrix | And subtracting transmission constraint baseline resources not in IRP baseline | [13 empty] | Reconciliation | Mapped Portfolio Resources (In-Development and Generic) + Baseline Reconciliation Adjustment Resources | [13 empty] | Resources | Transmission Constraint Exceedances at each substation | [5 empty] | Most limit Constraint by MWs available after mapping | [5 empty] | Exceed-ances | Transmission Constraint Exceedances at each substation after triggering upgrades | [11 empty] | Exceed-ances | FCDS Criteria Alignment |  |  |  | EODS Criteria Alignment
|  |  | Antelope-Vincent Constraint | Vincent-Lugo Constraint | Pardee-Sylmar Constraint | Windhub Constraint | Moorpark-Pardee Constraint | North of Magunden Constraint | South of Magunden Constraint | Antelope-Neenach Constraint | Hinson - Del Amo Constraint | SCE Metro Area Default Constraint | Control to Inyokern area constraint | South of Kramer Area Constraint | Victor to Lugo Area Constraint | Lugo Transformer Area Constraint | Calcite to Lugo Area Constraint | Colorado River 500/230 kV Constraint | DCRT Constraint | Devers-Red Bluff Constraint | Eagle Mountain Constraint | Etiwanda-Rancho Vista Constraint | Red Bluff 500/230 kV Constraint | Serrano-Alberhill-Valley Constraint | GLW 230kV area constraint | Sloan Canyon - Eldorado 500 kV constraint | Lugo - Victorville area constraint | Capistrano-San Onofre 230 kV constraint | Chicarita 138 kV constraint | El Cajon 69 kV constraint | Internal San Diego Area constraint | Miguel 69 kV constraint | Encina - San Luis Rey 230 kV constraint | East of Miguel constraint | San Luis Rey-San Onofre 230 kV line constraint | Ocean Ranch 69 kV constraint | Otay Mesa 230 kV constraint | Silvergate - Bay Blvd 230 kV constraint | Silvergate-Old Town 230 kV constraint | Talega 230 kV constraint | Trabuco-Capistrano 138 kV constraint | Collinsville-Tesla 500 kV Line | Woodland- Davis 115kV line | Cortina-Eagle Rock 115 kV line | Bell-Placer 115kV Line | Carberry-Round Mountain 230kV Line | Rocklin-Pleaseant grove 115kV line | Bellota-Weber 230kV line | Rio Oso-Brighton 230kV line | Rio Oso-Lockeford 230kV line | Humboldt Offshore Wind constraint | Dumbarton-Newark 115 kV line | Eastshore-San Mateo 230 kV line | Lakeville-Ignacio 230 kV line | Sobrante-Moraga 230 kV line | Windmaster-Delta pumps 230 kV line | Contra Costa- Windmaster 230 kV line | Tesla-Tracy-Pump 230 kV line #2 | Contra Costa #1 115kV Line | Kasson Jct-Heinz 115 kV line | Newark-Newark Distribution 115 kV line | Tesla-Bellota 230 kV line | Eight Mile-Tesla 230 kV line | Grant - Eastshore #2 line 115 kV | Salado-Crow Creek Sw Sta 60 kV line | Tesla-Salado 115 kV line | Morganhill-Metcalf 115kV Line | Tesla-Tracy Pump 230 kV Line #1 | Birds Landing-Contra Costa 230kV Line | Cal Flat-Gates 230 kV line | Gates-Arco 230 kV Line | Smyrna-Atwell Jct 115kV Line | Kern 230/115kV TB #4 | Maricopa-Copus 70 kV line | Midway-Taft 115 kV line | Kern-Tevis-Stockdale-Lamont 115kV line | Midway 230/115kV TB #3 | Semitropic-Midway 115kV Line | Midway-Buena Vista Jct 230kV Line | Manning 500kV | Gates 500/230kV TB #12 | Gates 500/230kV TB #11 | Gates 230/70kV TB #5 | Tranquility-Helm 230kV Line | Dairyland-Chowchilla 115kV Line | Chowchilla-Le grand 115kV Line | NEW- Melones-Cottle 230kV line | Los Banos 500/230kV TB | Schindler 115/70kV TB #1 | Panoche- Mendota 115 kV line | Panoche-Oro Loma 115kV Line | Borden-Storey #1 230kV line | Merced 115/70kV TB#2 | Helm 230/70kV TB #1 | Oro Loma-El Nido 115kV Line | Diablo-Gates 500 kV line | Mustang-Henrietta 230 kV line | Gates-Panoche 230 kV #1 and #2 Lines | NEW-Metcalf-Mosslanding 500kV | Has Approved |  | Geothermal | Biomass | Wind | Wind | OOS Wind | OOS Wind | Offshore Wind | Offshore Wind | Distributed Solar | Solar | Solar | Battery_4hr | Battery_8hr | LDES | Has | Geothermal | Biomass | Wind | Wind | OOS Wind | OOS Wind | Offshore Wind | Offshore Wind | Distributed Solar | Solar | Solar | Battery_4hr | Battery_8hr | LDES | Has | Number of HSN Constraints Exceeded |  | Number of SSN Constraints Exceeded |  | Number of EODS constraints Exceeded |  | Limiting Tx Constraint Headroom (Cumulative All Resources) |  |  | Binding Constraint Name |  |  |  | Number of HSN exceedances after upgrades |  | Number of SSN exceedances after upgrades |  | Number of EODS exceedances after upgrades |  | Limiting Tx Constraint Headroom (Cumulative All Resources) After Upgrades |  |  | Binding Constraint Name |  |  |  | Criteria Alignment pre-upgrades | Criteria Alignment after upgrades | Tx upgrades improved compliance | Final Criteria Alignment | Criteria 2 Alignment pre-upgrades | Criteria 2 Alignment after upgrades | Tx upgrades improved compliance | Final Criteria Alignment
CAISO Study Area | Substation | Voltage | Antelope-Vincent Constraint | Vincent-Lugo Constraint | Pardee-Sylmar Constraint | Windhub Constraint | Moorpark-Pardee Constraint | North of Magunden Constraint | South of Magunden Constraint | Antelope-Neenach Constraint | Hinson - Del Amo Constraint | SCE Metro Area Default Constraint | Control to Inyokern area constraint | South of Kramer Area Constraint | Victor to Lugo Area Constraint | Lugo Transformer Area Constraint | Calcite to Lugo Area Constraint | Colorado River 500/230 kV Constraint | DCRT Constraint | Devers-Red Bluff Constraint | Eagle Mountain Constraint | Etiwanda-Rancho Vista Constraint | Red Bluff 500/230 kV Constraint | Serrano-Alberhill-Valley Constraint | GLW 230kV area constraint | Sloan Canyon - Eldorado 500 kV constraint | Lugo - Victorville area constraint | Capistrano-San Onofre 230 kV constraint | Chicarita 138 kV constraint | El Cajon 69 kV constraint | Internal San Diego Area constraint | Miguel 69 kV constraint | Encina - San Luis Rey 230 kV constraint | East of Miguel constraint | San Luis Rey-San Onofre 230 kV line constraint | Ocean Ranch 69 kV constraint | Otay Mesa 230 kV constraint | Silvergate - Bay Blvd 230 kV constraint | Silvergate-Old Town 230 kV constraint | Talega 230 kV constraint | Trabuco-Capistrano 138 kV constraint | Collinsville-Tesla 500 kV Line | Woodland- Davis 115kV line | Cortina-Eagle Rock 115 kV line | Bell-Placer 115kV Line | Carberry-Round Mountain 230kV Line | Rocklin-Pleaseant grove 115kV line | Bellota-Weber 230kV line | Rio Oso-Brighton 230kV line | Rio Oso-Lockeford 230kV line | Humboldt Offshore Wind constraint | Dumbarton-Newark 115 kV line | Eastshore-San Mateo 230 kV line | Lakeville-Ignacio 230 kV line | Sobrante-Moraga 230 kV line | Windmaster-Delta pumps 230 kV line | Contra Costa- Windmaster 230 kV line | Tesla-Tracy-Pump 230 kV line #2 | Contra Costa #1 115kV Line | Kasson Jct-Heinz 115 kV line | Newark-Newark Distribution 115 kV line | Tesla-Bellota 230 kV line | Eight Mile-Tesla 230 kV line | Grant - Eastshore #2 line 115 kV | Salado-Crow Creek Sw Sta 60 kV line | Tesla-Salado 115 kV line | Morganhill-Metcalf 115kV Line | Tesla-Tracy Pump 230 kV Line #1 | Birds Landing-Contra Costa 230kV Line | Cal Flat-Gates 230 kV line | Gates-Arco 230 kV Line | Smyrna-Atwell Jct 115kV Line | Kern 230/115kV TB #4 | Maricopa-Copus 70 kV line | Midway-Taft 115 kV line | Kern-Tevis-Stockdale-Lamont 115kV line | Midway 230/115kV TB #3 | Semitropic-Midway 115kV Line | Midway-Buena Vista Jct 230kV Line | Manning 500kV | Gates 500/230kV TB #12 | Gates 500/230kV TB #11 | Gates 230/70kV TB #5 | Tranquility-Helm 230kV Line | Dairyland-Chowchilla 115kV Line | Chowchilla-Le grand 115kV Line | NEW- Melones-Cottle 230kV line | Los Banos 500/230kV TB | Schindler 115/70kV TB #1 | Panoche- Mendota 115 kV line | Panoche-Oro Loma 115kV Line | Borden-Storey #1 230kV line | Merced 115/70kV TB#2 | Helm 230/70kV TB #1 | Oro Loma-El Nido 115kV Line | Diablo-Gates 500 kV line | Mustang-Henrietta 230 kV line | Gates-Panoche 230 kV #1 and #2 Lines | NEW-Metcalf-Mosslanding 500kV | Tx Upgrade |  | FCDS | FCDS | FCDS | EODS | FCDS | EODS | FCDS | EODS | EODS | FCDS | EODS | FCDS | FCDS | FCDS | Res | FCDS | FCDS | FCDS | EODS | FCDS | EODS | FCDS | EODS | EODS | FCDS | EODS | FCDS | FCDS | FCDS | Res | Actual | Default | Actual | Default | Actual | Default | HSN | SSN | EODS | HSN | SSN | EODS |  | Actual | Default | Actual | Default | Actual | Default | HSN | SSN | EODS | HSN | SSN | EODS |  | FCDS | FCDS | FCDS | FCDS | EODS | EODS | EODS | EODS
PG&E KERN | 7th Standard | 115 | 0 | 0 | 0 | 0 | 0 | 0 | 0 | 0 | 0 | 0 | 0 | 0 | 0 | 0 | 0 | 0 | 0 | 0 | 0 | 0 | 0 | 0 | 0 | 0 | 0 | 0 | 0 | 0 | 0 | 0 | 0 | 0 | 0 | 0 | 0 | 0 | 0 | 0 | 0 | 0 | 0 | 0 | 0 | 0 | 0 | 0 | 0 | 0 | 0 | 0 | 0 | 0 | 0 | 0 | 0 | 0 | 0 | 0 | 0 | 0 | 0 | 0 | 0 | 0 | 0 | 0 | 0 | 0 | 0 | 0 | 1 | 0 | 0 | 0 | 1 | 0 | 0 | 0 | 1 | 1 | 0 | 0 | 0 | 0 | 0 | 0 | 0 | 0 | 0 | 0 | 0 | 0 | 0 | 0 | 1 | 0 | 0 | 0 |  | 0 | 0 | 0 | 0 | 0 | 0 | 0 | 0 | 0 | 0 | 0 | 0 | 0 | 0 | 0 | 0 | 0 | 0 | 0 | 0 | 0 | 0 | 0 | 0 | 0 | 90 | 0 | 0 | 0 | 1 | 0 | 0 | 3 | 0 | 2 | 1 | 530.62 | -2360.472 | -1847.2316 | Gates 500/230kV TB #12 | Gates 500/230kV TB #11 | Mustang-Henrietta 230 kV line |  | 0 | 0 | 0 | 0 | 0 | 0 | 1547.55 | 1169.488 | 631.7684 | Midway 230/115kV TB #3 | Mustang-Henrietta 230 kV line | Mustang-Henrietta 230 kV line |  | 5 | 1 | YES | 2 | 5 | 1 | YES | 2
SCE Metro | Alamitos | 230 | 0 | 0 | 0 | 0 | 0 | 0 | 0 | 0 | 1 | 1 | 0 | 0 | 0 | 0 | 0 | 0 | 0 | 0 | 0 | 0 | 0 | 0 | 0 | 0 | 0 | 0 | 0 | 0 | 0 | 0 | 0 | 0 | 0 | 0 | 0 | 0 | 0 | 0 | 0 | 0 | 0 | 0 | 0 | 0 | 0 | 0 | 0 | 0 | 0 | 0 | 0 | 0 | 0 | 0 | 0 | 0 | 0 | 0 | 0 | 0 | 0 | 0 | 0 | 0 | 0 | 0 | 0 | 0 | 0 | 0 | 0 | 0 | 0 | 0 | 0 | 0 | 0 | 0 | 0 | 0 | 0 | 0 | 0 | 0 | 0 | 0 | 0 | 0 | 0 | 0 | 0 | 0 | 0 | 0 | 0 | 0 | 0 | 0 |  | 0 | 0 | 0 | 0 | 0 | 0 | 0 | 0 | 0 | 0 | 0 | -82 | 0 | 0 | 1 | 0 | 0 | 0 | 0 | 0 | 0 | 0 | 0 | 0 | 0 | 0 | 0 | 188 | 0 | 1 | 0 | 0 | 0 | 0 | 0 | 0 | 1896.8284 | 2297.444 | 3496.301 | Hinson - Del Amo Constraint | Hinson - Del Amo Constraint | Hinson - Del Amo Constraint |  | 0 | 0 | 0 | 0 | 0 | 0 | 1896.8284 | 2297.444 | 3496.301 | Hinson - Del Amo Constraint | Hinson - Del Amo Constraint | Hinson - Del Amo Constraint |  | 1 | 1 | NO | 1 | 1 | 1 | NO | 1
SCE Eastern | Alberhill | 115 | 0 | 0 | 0 | 0 | 0 | 0 | 0 | 0 | 0 | 0 | 0 | 0 | 0 | 0 | 0 | 0 | 0 | 0 | 0 | 1 | 0 | 1 | 0 | 0 | 0 | 0 | 0 | 0 | 0 | 0 | 0 | 0 | 0 | 0 | 0 | 0 | 0 | 0 | 0 | 0 | 0 | 0 | 0 | 0 | 0 | 0 | 0 | 0 | 0 | 0 | 0 | 0 | 0 | 0 | 0 | 0 | 0 | 0 | 0 | 0 | 0 | 0 | 0 | 0 | 0 | 0 | 0 | 0 | 0 | 0 | 0 | 0 | 0 | 0 | 0 | 0 | 0 | 0 | 0 | 0 | 0 | 0 | 0 | 0 | 0 | 0 | 0 | 0 | 0 | 0 | 0 | 0 | 0 | 0 | 0 | 0 | 0 | 1 |  | 0 | 0 | 0 | 0 | 0 | 0 | 0 | 0 | 0 | 0 | 0 | 0 | 0 | 0 | 0 | 0 | 0 | 0 | 0 | 0 | 0 | 0 | 0 | 0 | 300 | 0 | 0 | 0 | 0 | 1 | 0 | 2 | 0 | 0 | 0 | 0 | -1393.746 | 648.31 | 8204.916 | Serrano-Alberhill-Valley Constraint | Etiwanda-Rancho Vista Constraint | Serrano-Alberhill-Valley Constraint |  | 0 | 0 | 0 | 0 | 0 | 0 | 128.254 | 648.31 | 8661.07 | Serrano-Alberhill-Valley Constraint | Etiwanda-Rancho Vista Constraint | Etiwanda-Rancho Vista Constraint |  | 4 | 1 | YES | 2 | 1 | 1 | NO | 1
SCE Eastern | Alberhill | 500 | 0 | 0 | 0 | 0 | 0 | 0 | 0 | 0 | 0 | 0 | 0 | 0 | 0 | 0 | 0 | 0 | 0 | 0 | 0 | 1 | 0 | 1 | 0 | 0 | 0 | 0 | 0 | 0 | 0 | 0 | 0 | 0 | 0 | 0 | 0 | 0 | 0 | 0 | 0 | 0 | 0 | 0 | 0 | 0 | 0 | 0 | 0 | 0 | 0 | 0 | 0 | 0 | 0 | 0 | 0 | 0 | 0 | 0 | 0 | 0 | 0 | 0 | 0 | 0 | 0 | 0 | 0 | 0 | 0 | 0 | 0 | 0 | 0 | 0 | 0 | 0 | 0 | 0 | 0 | 0 | 0 | 0 | 0 | 0 | 0 | 0 | 0 | 0 | 0 | 0 | 0 | 0 | 0 | 0 | 0 | 0 | 0 | 1 |  | 0 | 0 | 0 | 0 | 0 | 0 | 0 | 0 | 0 | 0 | 0 | 0 | 0 | 0 | 0 | 0 | 0 | 0 | 0 | 0 | 0 | 0 | 0 | 0 | 435 | 0 | 0 | 0 | 500 | 1 | 0 | 2 | 0 | 0 | 0 | 0 | -1393.746 | 648.31 | 8204.916 | Serrano-Alberhill-Valley Constraint | Etiwanda-Rancho Vista Constraint | Serrano-Alberhill-Valley Constraint |  | 0 | 0 | 0 | 0 | 0 | 0 | 128.254 | 648.31 | 8661.07 | Serrano-Alberhill-Valley Constraint | Etiwanda-Rancho Vista Constraint | Etiwanda-Rancho Vista Constraint |  | 4 | 1 | YES | 2 | 1 | 1 | NO | 1
PG&E GBA | Alhambra | 115 | 0 | 0 | 0 | 0 | 0 | 0 | 0 | 0 | 0 | 0 | 0 | 0 | 0 | 0 | 0 | 0 | 0 | 0 | 0 | 0 | 0 | 0 | 0 | 0 | 0 | 0 | 0 | 0 | 0 | 0 | 0 | 0 | 0 | 0 | 0 | 0 | 0 | 0 | 0 | 1 | 0 | 0 | 0 | 0 | 0 | 0 | 0 | 0 | 0 | 0 | 0 | 0 | 1 | 0 | 0 | 1 | 0 | 0 | 0 | 0 | 0 | 0 | 0 | 0 | 0 | 0 | 0 | 0 | 0 | 0 | 0 | 0 | 0 | 0 | 0 | 0 | 0 | 0 | 0 | 0 | 0 | 0 | 0 | 0 | 0 | 0 | 0 | 0 | 0 | 0 | 0 | 0 | 0 | 0 | 0 | 0 | 0 | 1 |  | 0 | 0 | 0 | 0 | 0 | 0 | 0 | 0 | 0 | 0 | 0 | 0 | 0 | 0 | 0 | 0 | 0 | 0 | 0 | 0 | 0 | 0 | 0 | 0 | 0 | 0 | 0 | 0 | 0 | 0 | 1 | 0 | 1 | 0 | 0 | 0 | -660.34 | -215.8012 | 2295.5509 | Collinsville-Tesla 500 kV Line | Collinsville-Tesla 500 kV Line | Collinsville-Tesla 500 kV Line |  | 0 | 0 | 0 | 0 | 0 | 0 | 2422.8 | 2560.8 | 2295.5509 | Sobrante-Moraga 230 kV line | Sobrante-Moraga 230 kV line | Collinsville-Tesla 500 kV Line |  | 5 | 1 | YES | 2 | 1 | 1 | NO | 1
PG&E FRESNO | Alpaugh | 115 | 0 | 0 | 0 | 0 | 0 | 0 | 0 | 0 | 0 | 0 | 0 | 0 | 0 | 0 | 0 | 0 | 0 | 0 | 0 | 0 | 0 | 0 | 0 | 0 | 0 | 0 | 0 | 0 | 0 | 0 | 0 | 0 | 0 | 0 | 0 | 0 | 0 | 0 | 0 | 0 | 0 | 0 | 0 | 0 | 0 | 0 | 0 | 0 | 0 | 0 | 0 | 0 | 0 | 0 | 0 | 0 | 0 | 0 | 0 | 0 | 0 | 0 | 0 | 0 | 0 | 0 | 0 | 1 | 0 | 1 | 1 | 0 | 0 | 0 | 1 | 1 | 0 | 0 | 1 | 1 | 0 | 0 | 0 | 0 | 0 | 0 | 0 | 0 | 0 | 0 | 0 | 0 | 0 | 0 | 1 | 0 | 0 | 0 |  | 0 | 0 | 0 | 0 | 0 | 0 | 0 | 0 | 3 | 0 | 0 | 0 | 0 | 0 | 1 | 0 | 0 | 0 | 0 | 0 | 0 | 0 | 0 | 3 | 0 | 0 | 0 | 0 | 0 | 1 | 0 | 0 | 3 | 0 | 2 | 1 | 122.65 | -2360.472 | -1847.2316 | Cal Flat-Gates 230 kV line | Gates 500/230kV TB #11 | Mustang-Henrietta 230 kV line |  | 0 | 0 | 0 | 0 | 0 | 0 | 122.65 | 192.6 | 130.03 | Cal Flat-Gates 230 kV line | Smyrna-Atwell Jct 115kV Line | Smyrna-Atwell Jct 115kV Line |  | 5 | 1 | YES | 2 | 5 | 1 | YES | 2
SDGE | Alpine | 69 | 0 | 0 | 0 | 0 | 0 | 0 | 0 | 0 | 0 | 0 | 0 | 0 | 0 | 0 | 0 | 0 | 0 | 0 | 0 | 0 | 0 | 0 | 0 | 0 | 0 | 0 | 0 | 1 | 0 | 1 | 1 | 0 | 1 | 0 | 0 | 0 | 1 | 0 | 0 | 0 | 0 | 0 | 0 | 0 | 0 | 0 | 0 | 0 | 0 | 0 | 0 | 0 | 0 | 0 | 0 | 0 | 0 | 0 | 0 | 0 | 0 | 0 | 0 | 0 | 0 | 0 | 0 | 0 | 0 | 0 | 0 | 0 | 0 | 0 | 0 | 0 | 0 | 0 | 0 | 0 | 0 | 0 | 0 | 0 | 0 | 0 | 0 | 0 | 0 | 0 | 0 | 0 | 0 | 0 | 0 | 0 | 0 | 3 |  | 0 | 0 | 0 | 0 | 0 | 0 | 0 | 0 | 0 | 0 | 0 | 0 | 0 | 0 | 0 | 0 | 0 | 0 | 0 | 0 | 0 | 0 | 0 | 0 | 0 | 0 | 6 | 0 | 0 | 1 | 0 | 1 | 0 | 0 | 0 | 0 | -35.92 | 48.96 | 301.7864 | San Luis Rey-San Onofre 230 kV line constraint | San Luis Rey-San Onofre 230 kV line constraint | Miguel 69 kV constraint |  | 0 | 1 | 0 | 0 | 0 | 0 | -35.92 | 48.96 | 301.7864 | San Luis Rey-San Onofre 230 kV line constraint | San Luis Rey-San Onofre 230 kV line constraint | Miguel 69 kV constraint |  | 3 | 3 | NO | 3 | 1 | 1 | NO | 1
PG&E GBA | Altamont Midway (Sandhill) | 230 | 0 | 0 | 0 | 0 | 0 | 0 | 0 | 0 | 0 | 0 | 0 | 0 | 0 | 0 | 0 | 0 | 0 | 0 | 0 | 0 | 0 | 0 | 0 | 0 | 0 | 0 | 0 | 0 | 0 | 0 | 0 | 0 | 0 | 0 | 0 | 0 | 0 | 0 | 0 | 1 | 0 | 0 | 0 | 0 | 0 | 0 | 0 | 0 | 0 | 0 | 0 | 0 | 0 | 0 | 0 | 1 | 0 | 0 | 0 | 0 | 0 | 0 | 0 | 0 | 0 | 1 | 0 | 0 | 0 | 0 | 0 | 0 | 0 | 0 | 0 | 0 | 0 | 0 | 0 | 0 | 0 | 0 | 0 | 0 | 0 | 0 | 0 | 0 | 0 | 0 | 0 | 0 | 0 | 0 | 0 | 0 | 0 | 0 |  | 0 | 0 | 0 | 0 | 0 | 0 | 0 | 0 | 0 | 0 | 0 | 0 | 0 | 0 | 0 | 0 | 0 | 0 | 0 | 0 | 0 | 0 | 0 | 0 | 0 | 0 | 0 | 0 | 0 | 0 | 1 | 0 | 1 | 0 | 0 | 0 | -660.34 | -215.8012 | 2295.5509 | Collinsville-Tesla 500 kV Line | Collinsville-Tesla 500 kV Line | Collinsville-Tesla 500 kV Line |  | 0 | 0 | 0 | 0 | 0 | 0 | 3095.51 | 3413.6438 | 2295.5509 | Tesla-Tracy-Pump 230 kV line #2 | Tesla-Tracy-Pump 230 kV line #2 | Collinsville-Tesla 500 kV Line |  | 5 | 1 | YES | 2 | 1 | 1 | NO | 1
SCE Northern | Antelope | 66 | 1 | 0 | 0 | 0 | 0 | 0 | 0 | 0 | 0 | 0 | 0 | 0 | 0 | 0 | 0 | 0 | 0 | 0 | 0 | 0 | 0 | 0 | 0 | 0 | 0 | 0 | 0 | 0 | 0 | 0 | 0 | 0 | 0 | 0 | 0 | 0 | 0 | 0 | 0 | 0 | 0 | 0 | 0 | 0 | 0 | 0 | 0 | 0 | 0 | 0 | 0 | 0 | 0 | 0 | 0 | 0 | 0 | 0 | 0 | 0 | 0 | 0 | 0 | 0 | 0 | 0 | 0 | 0 | 0 | 0 | 0 | 0 | 0 | 0 | 0 | 0 | 0 | 0 | 0 | 0 | 0 | 0 | 0 | 0 | 0 | 0 | 0 | 0 | 0 | 0 | 0 | 0 | 0 | 0 | 0 | 0 | 0 | 0 |  | 0 | 0 | 0 | 0 | 0 | 0 | 0 | 0 | 7.5 | 0 | 0 | 0 | 0 | 0 | 1 | 0 | 0 | 0 | 0 | 0 | 0 | 0 | 0 | 13.5 | 0 | 0 | 0 | 0 | 0 | 1 | 0 | 0 | 0 | 0 | 0 | 0 | 1358.41 | 838.02 | 8031.355 | Antelope-Vincent Constraint | Antelope-Vincent Constraint | Antelope-Vincent Constraint |  | 0 | 0 | 0 | 0 | 0 | 0 | 1358.41 | 838.02 | 8031.355 | Antelope-Vincent Constraint | Antelope-Vincent Constraint | Antelope-Vincent Constraint |  | 1 | 1 | NO | 1 | 1 | 1 | NO | 1
SCE Northern | Antelope | 230 | 1 | 0 | 0 | 0 | 0 | 0 | 0 | 0 | 0 | 0 | 0 | 0 | 0 | 0 | 0 | 0 | 0 | 0 | 0 | 0 | 0 | 0 | 0 | 0 | 0 | 0 | 0 | 0 | 0 | 0 | 0 | 0 | 0 | 0 | 0 | 0 | 0 | 0 | 0 | 0 | 0 | 0 | 0 | 0 | 0 | 0 | 0 | 0 | 0 | 0 | 0 | 0 | 0 | 0 | 0 | 0 | 0 | 0 | 0 | 0 | 0 | 0 | 0 | 0 | 0 | 0 | 0 | 0 | 0 | 0 | 0 | 0 | 0 | 0 | 0 | 0 | 0 | 0 | 0 | 0 | 0 | 0 | 0 | 0 | 0 | 0 | 0 | 0 | 0 | 0 | 0 | 0 | 0 | 0 | 0 | 0 | 0 | 0 |  | 0 | 0 | 0 | 0 | 0 | 0 | 0 | 0 | 0 | 125 | 0 | 80 | 0 | 0 | 1 | 0 | 0 | 0 | 0 | 0 | 0 | 0 | 0 | 0 | 125 | 450 | 80 | 150 | 0 | 1 | 0 | 0 | 0 | 0 | 0 | 0 | 1358.41 | 838.02 | 8031.355 | Antelope-Vincent Constraint | Antelope-Vincent Constraint | Antelope-Vincent Constraint |  | 0 | 0 | 0 | 0 | 0 | 0 | 1358.41 | 838.02 | 8031.355 | Antelope-Vincent Constraint | Antelope-Vincent Constraint | Antelope-Vincent Constraint |  | 1 | 1 | NO | 1 | 1 | 1 | NO | 1
SCE Northern | Antelope | 500 | 1 | 1 | 0 | 0 | 0 | 0 | 0 | 0 | 0 | 0 | 0 | 0 | 0 | 0 | 0 | 0 | 0 | 0 | 0 | 0 | 0 | 0 | 0 | 0 | 0 | 0 | 0 | 0 | 0 | 0 | 0 | 0 | 0 | 0 | 0 | 0 | 0 | 0 | 0 | 0 | 0 | 0 | 0 | 0 | 0 | 0 | 0 | 0 | 0 | 0 | 0 | 0 | 0 | 0 | 0 | 0 | 0 | 0 | 0 | 0 | 0 | 0 | 0 | 0 | 0 | 0 | 0 | 0 | 0 | 0 | 0 | 0 | 0 | 0 | 0 | 0 | 0 | 0 | 0 | 0 | 0 | 0 | 0 | 0 | 0 | 0 | 0 | 0 | 0 | 0 | 0 | 0 | 0 | 0 | 0 | 0 | 0 | 0 |  | 0 | 0 | 0 | 0 | 0 | 0 | 0 | 0 | 0 | 0 | 0 | 0 | 0 | 0 | 0 | 0 | 0 | 0 | 0 | 0 | 0 | 0 | 0 | 0 | 0 | 1000 | 0 | 160 | 0 | 1 | 0 | 0 | 0 | 0 | 0 | 0 | 1358.41 | 838.02 | 8031.355 | Antelope-Vincent Constraint | Antelope-Vincent Constraint | Antelope-Vincent Constraint |  | 0 | 0 | 0 | 0 | 0 | 0 | 1358.41 | 838.02 | 8031.355 | Antelope-Vincent Constraint | Antelope-Vincent Constraint | Antelope-Vincent Constraint |  | 1 | 1 | NO | 1 | 1 | 1 | NO | 1
PG&E NGBA | Arcata | 60 | 0 | 0 | 0 | 0 | 0 | 0 | 0 | 0 | 0 | 0 | 0 | 0 | 0 | 0 | 0 | 0 | 0 | 0 | 0 | 0 | 0 | 0 | 0 | 0 | 0 | 0 | 0 | 0 | 0 | 0 | 0 | 0 | 0 | 0 | 0 | 0 | 0 | 0 | 0 | 1 | 0 | 0 | 0 | 0 | 0 | 0 | 0 | 0 | 0 | 0 | 0 | 0 | 0 | 0 | 0 | 0 | 0 | 0 | 0 | 0 | 0 | 0 | 0 | 0 | 0 | 0 | 0 | 0 | 0 | 0 | 0 | 0 | 0 | 0 | 0 | 0 | 0 | 0 | 0 | 0 | 0 | 0 | 0 | 0 | 0 | 0 | 0 | 0 | 0 | 0 | 0 | 0 | 0 | 0 | 0 | 0 | 0 | 0 |  | 0 | 0 | 0 | 0 | 0 | 0 | 0 | 0 | 3 | 0 | 0 | 0 | 0 | 0 | 1 | 0 | 0 | 0 | 0 | 0 | 0 | 0 | 0 | 7 | 0 | 0 | 2.5 | 0 | 0 | 1 | 1 | 0 | 1 | 0 | 0 | 0 | -660.34 | -215.8012 | 2295.5509 | Collinsville-Tesla 500 kV Line | Collinsville-Tesla 500 kV Line | Collinsville-Tesla 500 kV Line |  | 0 | 0 | 0 | 0 | 0 | 0 | 7984.66 | 8429.1988 | 2295.5509 | Collinsville-Tesla 500 kV Line | Collinsville-Tesla 500 kV Line | Collinsville-Tesla 500 kV Line |  | 5 | 1 | YES | 2 | 1 | 1 | NO | 1
PG&E KERN | Arco | 230 | 0 | 0 | 0 | 0 | 0 | 0 | 0 | 0 | 0 | 0 | 0 | 0 | 0 | 0 | 0 | 0 | 0 | 0 | 0 | 0 | 0 | 0 | 0 | 0 | 0 | 0 | 0 | 0 | 0 | 0 | 0 | 0 | 0 | 0 | 0 | 0 | 0 | 0 | 0 | 0 | 0 | 0 | 0 | 0 | 0 | 0 | 0 | 0 | 0 | 0 | 0 | 0 | 0 | 0 | 0 | 0 | 0 | 0 | 0 | 0 | 0 | 0 | 0 | 0 | 0 | 0 | 0 | 0 | 0 | 0 | 0 | 0 | 0 | 0 | 0 | 0 | 0 | 0 | 1 | 1 | 0 | 0 | 0 | 0 | 0 | 0 | 0 | 0 | 0 | 0 | 0 | 0 | 0 | 0 | 1 | 0 | 0 | 0 |  | 0 | 0 | 0 | 0 | 0 | 0 | 0 | 0 | 0 | 43.2 | 21.7 | 25 | 0 | 0 | 1 | 0 | 0 | 0 | 0 | 0 | 0 | 0 | 0 | 4.79 | 1883.2 | 21.7 | 25 | 0 | 150 | 1 | 0 | 0 | 3 | 0 | 2 | 1 | 530.62 | -2360.472 | -1847.2316 | Gates 500/230kV TB #12 | Gates 500/230kV TB #11 | Mustang-Henrietta 230 kV line |  | 0 | 0 | 0 | 0 | 0 | 0 | 4949.77 | 1169.488 | 631.7684 | Mustang-Henrietta 230 kV line | Mustang-Henrietta 230 kV line | Mustang-Henrietta 230 kV line |  | 5 | 1 | YES | 2 | 5 | 1 | YES | 2
PG&E KERN | Arco | 70 | 0 | 0 | 0 | 0 | 0 | 0 | 0 | 0 | 0 | 0 | 0 | 0 | 0 | 0 | 0 | 0 | 0 | 0 | 0 | 0 | 0 | 0 | 0 | 0 | 0 | 0 | 0 | 0 | 0 | 0 | 0 | 0 | 0 | 0 | 0 | 0 | 0 | 0 | 0 | 0 | 0 | 0 | 0 | 0 | 0 | 0 | 0 | 0 | 0 | 0 | 0 | 0 | 0 | 0 | 0 | 0 | 0 | 0 | 0 | 0 | 0 | 0 | 0 | 0 | 0 | 0 | 0 | 0 | 0 | 0 | 0 | 0 | 0 | 0 | 0 | 0 | 0 | 0 | 1 | 1 | 0 | 0 | 0 | 0 | 0 | 0 | 0 | 0 | 0 | 0 | 0 | 0 | 0 | 0 | 1 | 0 | 0 | 0 |  | 0 | 0 | 0 | 0 | 0 | 0 | 0 | 0 | 0 | 0 | 0 | 55 | 0 | 0 | 1 | 0 | 0 | 0 | 0 | 0 | 0 | 0 | 0 | 0 | 60 | 0 | 57 | 0 | 0 | 1 | 0 | 0 | 3 | 0 | 2 | 1 | 530.62 | -2360.472 | -1847.2316 | Gates 500/230kV TB #12 | Gates 500/230kV TB #11 | Mustang-Henrietta 230 kV line |  | 0 | 0 | 0 | 0 | 0 | 0 | 4949.77 | 1169.488 | 631.7684 | Mustang-Henrietta 230 kV line | Mustang-Henrietta 230 kV line | Mustang-Henrietta 230 kV line |  | 5 | 1 | YES | 2 | 5 | 1 | YES | 2
SCE Metro | ArcoGen | 230 | 0 | 0 | 0 | 0 | 0 | 0 | 0 | 0 | 0 | 1 | 0 | 0 | 0 | 0 | 0 | 0 | 0 | 0 | 0 | 0 | 0 | 0 | 0 | 0 | 0 | 0 | 0 | 0 | 0 | 0 | 0 | 0 | 0 | 0 | 0 | 0 | 0 | 0 | 0 | 0 | 0 | 0 | 0 | 0 | 0 | 0 | 0 | 0 | 0 | 0 | 0 | 0 | 0 | 0 | 0 | 0 | 0 | 0 | 0 | 0 | 0 | 0 | 0 | 0 | 0 | 0 | 0 | 0 | 0 | 0 | 0 | 0 | 0 | 0 | 0 | 0 | 0 | 0 | 0 | 0 | 0 | 0 | 0 | 0 | 0 | 0 | 0 | 0 | 0 | 0 | 0 | 0 | 0 | 0 | 0 | 0 | 0 | 0 |  | 0 | 0 | 0 | 0 | 0 | 0 | 0 | 0 | 0 | 0 | 0 | 0 | 0 | 0 | 0 | 0 | 0 | 0 | 0 | 0 | 0 | 0 | 0 | 0 | 0 | 0 | 0 | 920 | 0 | 1 | 0 | 0 | 0 | 0 | 0 | 0 | 3604.3788 | 8273.608 | 22319.9811 | SCE Metro Area Default Constraint | SCE Metro Area Default Constraint | SCE Metro Area Default Constraint |  | 0 | 0 | 0 | 0 | 0 | 0 | 3604.3788 | 8273.608 | 22319.9811 | SCE Metro Area Default Constraint | SCE Metro Area Default Constraint | SCE Metro Area Default Constraint |  | 1 | 1 | NO | 1 | 1 | 1 | NO | 1
SDGE | Artesian | 230 | 0 | 0 | 0 | 0 | 0 | 0 | 0 | 0 | 0 | 0 | 0 | 0 | 0 | 0 | 0 | 0 | 0 | 0 | 0 | 0 | 0 | 0 | 0 | 0 | 0 | 1 | 0 | 0 | 1 | 0 | 1 | 0 | 1 | 0 | 0 | 0 | 0 | 1 | 0 | 0 | 0 | 0 | 0 | 0 | 0 | 0 | 0 | 0 | 0 | 0 | 0 | 0 | 0 | 0 | 0 | 0 | 0 | 0 | 0 | 0 | 0 | 0 | 0 | 0 | 0 | 0 | 0 | 0 | 0 | 0 | 0 | 0 | 0 | 0 | 0 | 0 | 0 | 0 | 0 | 0 | 0 | 0 | 0 | 0 | 0 | 0 | 0 | 0 | 0 | 0 | 0 | 0 | 0 | 0 | 0 | 0 | 0 | 3 |  | 0 | 0 | 0 | 0 | 0 | 0 | 0 | 0 | 0 | 0 | 0 | 0 | 0 | 0 | 0 | 0 | 0 | 0 | 0 | 0 | 0 | 0 | 0 | 0 | 0 | 0 | 0 | 0 | 0 | 0 | 0 | 1 | 0 | 0 | 0 | 0 | -35.92 | 48.96 | 1265.36 | San Luis Rey-San Onofre 230 kV line constraint | San Luis Rey-San Onofre 230 kV line constraint | Talega 230 kV constraint |  | 0 | 1 | 0 | 0 | 0 | 0 | -35.92 | 48.96 | 1265.36 | San Luis Rey-San Onofre 230 kV line constraint | San Luis Rey-San Onofre 230 kV line constraint | Talega 230 kV constraint |  | 3 | 3 | NO | 3 | 1 | 1 | NO | 1
SDGE | Artesian | 69 | 0 | 0 | 0 | 0 | 0 | 0 | 0 | 0 | 0 | 0 | 0 | 0 | 0 | 0 | 0 | 0 | 0 | 0 | 0 | 0 | 0 | 0 | 0 | 0 | 0 | 1 | 0 | 0 | 0 | 0 | 1 | 0 | 1 | 0 | 0 | 0 | 0 | 1 | 0 | 0 | 0 | 0 | 0 | 0 | 0 | 0 | 0 | 0 | 0 | 0 | 0 | 0 | 0 | 0 | 0 | 0 | 0 | 0 | 0 | 0 | 0 | 0 | 0 | 0 | 0 | 0 | 0 | 0 | 0 | 0 | 0 | 0 | 0 | 0 | 0 | 0 | 0 | 0 | 0 | 0 | 0 | 0 | 0 | 0 | 0 | 0 | 0 | 0 | 0 | 0 | 0 | 0 | 0 | 0 | 0 | 0 | 0 | 2 |  | 0 | 0 | 0 | 0 | 0 | 0 | 0 | 0 | 0 | 0 | 0 | 0 | 0 | 0 | 0 | 0 | 0 | 0 | 0 | 0 | 0 | 0 | 0 | 0 | 0 | 0 | 0 | 0 | 0 | 0 | 0 | 1 | 0 | 0 | 0 | 0 | -35.92 | 48.96 | 1265.36 | San Luis Rey-San Onofre 230 kV line constraint | San Luis Rey-San Onofre 230 kV line constraint | Talega 230 kV constraint |  | 0 | 1 | 0 | 0 | 0 | 0 | -35.92 | 48.96 | 1265.36 | San Luis Rey-San Onofre 230 kV line constraint | San Luis Rey-San Onofre 230 kV line constraint | Talega 230 kV constraint |  | 3 | 3 | NO | 3 | 1 | 1 | NO | 1
PG&E FRESNO | Ashlan | 230 | 0 | 0 | 0 | 0 | 0 | 0 | 0 | 0 | 0 | 0 | 0 | 0 | 0 | 0 | 0 | 0 | 0 | 0 | 0 | 0 | 0 | 0 | 0 | 0 | 0 | 0 | 0 | 0 | 0 | 0 | 0 | 0 | 0 | 0 | 0 | 0 | 0 | 0 | 0 | 0 | 0 | 0 | 0 | 0 | 0 | 0 | 0 | 0 | 0 | 0 | 0 | 0 | 0 | 0 | 0 | 0 | 0 | 0 | 0 | 1 | 0 | 0 | 0 | 0 | 0 | 0 | 0 | 0 | 0 | 0 | 0 | 0 | 0 | 0 | 0 | 0 | 0 | 0 | 0 | 1 | 0 | 1 | 1 | 1 | 0 | 1 | 0 | 1 | 0 | 0 | 0 | 0 | 1 | 0 | 0 | 0 | 0 | 1 |  | 0 | 0 | 0 | 0 | 0 | 0 | 0 | 0 | 0 | 0 | 0 | 0 | 0 | 0 | 0 | 0 | 0 | 0 | 0 | 0 | 0 | 0 | 0 | 0 | 0 | 0 | 0 | 0 | 0 | 0 | 1 | 0 | 2 | 0 | 1 | 0 | -82.55 | -2360.472 | -1076.0882 | Chowchilla-Le grand 115kV Line | Gates 500/230kV TB #11 | Gates 500/230kV TB #11 |  | 0 | 0 | 0 | 0 | 0 | 0 | 485.45 | 373.45 | 126.1276 | Oro Loma-El Nido 115kV Line | Oro Loma-El Nido 115kV Line | Oro Loma-El Nido 115kV Line |  | 5 | 1 | YES | 2 | 5 | 1 | YES | 2
PG&E NGBA | Atlantic | 115 | 0 | 0 | 0 | 0 | 0 | 0 | 0 | 0 | 0 | 0 | 0 | 0 | 0 | 0 | 0 | 0 | 0 | 0 | 0 | 0 | 0 | 0 | 0 | 0 | 0 | 0 | 0 | 0 | 0 | 0 | 0 | 0 | 0 | 0 | 0 | 0 | 0 | 0 | 0 | 1 | 0 | 0 | 0 | 0 | 0 | 1 | 0 | 1 | 0 | 0 | 0 | 0 | 0 | 0 | 0 | 0 | 0 | 0 | 0 | 1 | 1 | 0 | 0 | 0 | 0 | 0 | 0 | 0 | 0 | 0 | 0 | 0 | 0 | 0 | 0 | 0 | 0 | 0 | 0 | 0 | 0 | 0 | 0 | 0 | 0 | 0 | 0 | 0 | 0 | 0 | 0 | 0 | 0 | 0 | 0 | 0 | 0 | 0 |  | 0 | 0 | 0 | 0 | 0 | 0 | 0 | 0 | 0 | 0 | 0 | 0 | 0 | 0 | 0 | 0 | 0 | 0 | 0 | 0 | 0 | 0 | 0 | 0 | 0 | 0 | 0 | 0 | 0 | 0 | 1 | 0 | 1 | 0 | 0 | 0 | -660.34 | -215.8012 | 186.9836 | Collinsville-Tesla 500 kV Line | Collinsville-Tesla 500 kV Line | Rio Oso-Lockeford 230kV line |  | 0 | 0 | 0 | 0 | 0 | 0 | 29.35 | 368.5 | 186.9836 | Bellota-Weber 230kV line | Bellota-Weber 230kV line | Rio Oso-Lockeford 230kV line |  | 5 | 1 | YES | 2 | 1 | 1 | NO | 1
PG&E NGBA | Atlantic | 230 | 0 | 0 | 0 | 0 | 0 | 0 | 0 | 0 | 0 | 0 | 0 | 0 | 0 | 0 | 0 | 0 | 0 | 0 | 0 | 0 | 0 | 0 | 0 | 0 | 0 | 0 | 0 | 0 | 0 | 0 | 0 | 0 | 0 | 0 | 0 | 0 | 0 | 0 | 0 | 1 | 0 | 0 | 1 | 0 | 0 | 1 | 1 | 1 | 0 | 0 | 0 | 0 | 0 | 0 | 0 | 0 | 0 | 0 | 0 | 1 | 1 | 0 | 0 | 0 | 0 | 0 | 0 | 0 | 0 | 0 | 0 | 0 | 0 | 0 | 0 | 0 | 0 | 0 | 0 | 0 | 0 | 0 | 0 | 0 | 0 | 0 | 0 | 0 | 0 | 0 | 0 | 0 | 0 | 0 | 0 | 0 | 0 | 0 |  | 0 | 0 | 0 | 0 | 0 | 0 | 0 | 0 | 0 | 0 | 0 | 0 | 0 | 0 | 0 | 0 | 0 | 0 | 0 | 0 | 0 | 0 | 0 | 0 | 0 | 0 | 0 | 0 | 0 | 0 | 1 | 0 | 1 | 0 | 0 | 0 | -660.34 | -215.8012 | 186.9836 | Collinsville-Tesla 500 kV Line | Collinsville-Tesla 500 kV Line | Rio Oso-Lockeford 230kV line |  | 0 | 0 | 0 | 0 | 0 | 0 | 29.35 | 337 | 186.9836 | Bellota-Weber 230kV line | Bell-Placer 115kV Line | Rio Oso-Lockeford 230kV line |  | 5 | 1 | YES | 2 | 1 | 1 | NO | 1
PG&E NGBA | Atlantic | 60 | 0 | 0 | 0 | 0 | 0 | 0 | 0 | 0 | 0 | 0 | 0 | 0 | 0 | 0 | 0 | 0 | 0 | 0 | 0 | 0 | 0 | 0 | 0 | 0 | 0 | 0 | 0 | 0 | 0 | 0 | 0 | 0 | 0 | 0 | 0 | 0 | 0 | 0 | 0 | 1 | 0 | 0 | 1 | 0 | 0 | 1 | 1 | 1 | 0 | 0 | 0 | 0 | 0 | 0 | 0 | 0 | 0 | 0 | 0 | 1 | 1 | 0 | 0 | 0 | 0 | 0 | 0 | 0 | 0 | 0 | 0 | 0 | 0 | 0 | 0 | 0 | 0 | 0 | 0 | 0 | 0 | 0 | 0 | 0 | 0 | 0 | 0 | 0 | 0 | 0 | 0 | 0 | 0 | 0 | 0 | 0 | 0 | 0 |  | 0 | 0 | 0 | 0 | 0 | 0 | 0 | 0 | 0 | 0 | 0 | 0 | 0 | 0 | 0 | 0 | 0 | 0 | 0 | 0 | 0 | 0 | 0 | 0 | 0 | 0 | 0 | 0 | 0 | 0 | 1 | 0 | 1 | 0 | 0 | 0 | -660.34 | -215.8012 | 186.9836 | Collinsville-Tesla 500 kV Line | Collinsville-Tesla 500 kV Line | Rio Oso-Lockeford 230kV line |  | 0 | 0 | 0 | 0 | 0 | 0 | 29.35 | 337 | 186.9836 | Bellota-Weber 230kV line | Bell-Placer 115kV Line | Rio Oso-Lockeford 230kV line |  | 5 | 1 | YES | 2 | 1 | 1 | NO | 1
PG&E FRESNO | Atwater | 115 | 0 | 0 | 0 | 0 | 0 | 0 | 0 | 0 | 0 | 0 | 0 | 0 | 0 | 0 | 0 | 0 | 0 | 0 | 0 | 0 | 0 | 0 | 0 | 0 | 0 | 0 | 0 | 0 | 0 | 0 | 0 | 0 | 0 | 0 | 0 | 0 | 0 | 0 | 0 | 0 | 0 | 0 | 0 | 0 | 0 | 1 | 0 | 0 | 0 | 0 | 0 | 0 | 0 | 0 | 0 | 0 | 0 | 0 | 0 | 1 | 0 | 0 | 0 | 0 | 0 | 0 | 0 | 0 | 0 | 0 | 0 | 0 | 0 | 0 | 0 | 0 | 0 | 0 | 0 | 1 | 0 | 1 | 1 | 1 | 0 | 1 | 0 | 1 | 0 | 0 | 0 | 0 | 1 | 0 | 0 | 0 | 0 | 1 |  | 0 | 0 | 0 | 0 | 0 | 0 | 0 | 0 | 0 | 0 | 0 | 0 | 0 | 0 | 0 | 0 | 0 | 0 | 0 | 0 | 0 | 0 | 0 | 2 | 0 | 0 | 0 | 0 | 0 | 1 | 1 | 0 | 2 | 0 | 1 | 0 | -82.55 | -2360.472 | -1076.0882 | Chowchilla-Le grand 115kV Line | Gates 500/230kV TB #11 | Gates 500/230kV TB #11 |  | 0 | 0 | 0 | 0 | 0 | 0 | 29.35 | 368.5 | 126.1276 | Bellota-Weber 230kV line | Bellota-Weber 230kV line | Oro Loma-El Nido 115kV Line |  | 5 | 1 | YES | 2 | 5 | 1 | YES | 2
PG&E GBA | Avena | 115 | 0 | 0 | 0 | 0 | 0 | 0 | 0 | 0 | 0 | 0 | 0 | 0 | 0 | 0 | 0 | 0 | 0 | 0 | 0 | 0 | 0 | 0 | 0 | 0 | 0 | 0 | 0 | 0 | 0 | 0 | 0 | 0 | 0 | 0 | 0 | 0 | 0 | 0 | 0 | 0 | 0 | 0 | 0 | 0 | 0 | 1 | 0 | 0 | 0 | 0 | 0 | 0 | 0 | 0 | 0 | 1 | 0 | 0 | 0 | 1 | 0 | 0 | 0 | 1 | 0 | 0 | 0 | 0 | 0 | 0 | 0 | 0 | 0 | 0 | 0 | 0 | 0 | 0 | 0 | 0 | 0 | 0 | 0 | 0 | 0 | 0 | 0 | 0 | 0 | 0 | 0 | 0 | 0 | 0 | 0 | 0 | 0 | 0 |  | 0 | 0 | 0 | 0 | 0 | 0 | 0 | 0 | 0 | 0 | 0 | 0 | 0 | 0 | 0 | 0 | 0 | 0 | 0 | 0 | 0 | 0 | 0 | 0 | 100 | 0 | 0 | 0 | 0 | 1 | 0 | 0 | 0 | 0 | 0 | 0 | 29.35 | 44.16 | 147.632 | Bellota-Weber 230kV line | Tesla-Salado 115 kV line | Tesla-Salado 115 kV line |  | 0 | 0 | 0 | 0 | 0 | 0 | 29.35 | 44.16 | 147.632 | Bellota-Weber 230kV line | Tesla-Salado 115 kV line | Tesla-Salado 115 kV line |  | 1 | 1 | NO | 1 | 1 | 1 | NO | 1
SDGE | Avocado | 69 | 0 | 0 | 0 | 0 | 0 | 0 | 0 | 0 | 0 | 0 | 0 | 0 | 0 | 0 | 0 | 0 | 0 | 0 | 0 | 0 | 0 | 0 | 0 | 0 | 0 | 1 | 0 | 0 | 1 | 0 | 0 | 0 | 1 | 1 | 0 | 0 | 0 | 1 | 0 | 0 | 0 | 0 | 0 | 0 | 0 | 0 | 0 | 0 | 0 | 0 | 0 | 0 | 0 | 0 | 0 | 0 | 0 | 0 | 0 | 0 | 0 | 0 | 0 | 0 | 0 | 0 | 0 | 0 | 0 | 0 | 0 | 0 | 0 | 0 | 0 | 0 | 0 | 0 | 0 | 0 | 0 | 0 | 0 | 0 | 0 | 0 | 0 | 0 | 0 | 0 | 0 | 0 | 0 | 0 | 0 | 0 | 0 | 2 |  | 0 | 0 | 0 | 0 | 0 | 0 | 0 | 0 | 0 | 0 | 0 | 0 | 0 | 0 | 0 | 0 | 0 | 0 | 0 | 0 | 0 | 0 | 0 | 0 | 0 | 0 | 0 | 0 | 0 | 0 | 0 | 1 | 0 | 0 | 0 | 0 | -35.92 | 48.96 | 284 | San Luis Rey-San Onofre 230 kV line constraint | San Luis Rey-San Onofre 230 kV line constraint | Ocean Ranch 69 kV constraint |  | 0 | 1 | 0 | 0 | 0 | 0 | -35.92 | 48.96 | 284 | San Luis Rey-San Onofre 230 kV line constraint | San Luis Rey-San Onofre 230 kV line constraint | Ocean Ranch 69 kV constraint |  | 3 | 3 | NO | 3 | 1 | 1 | NO | 1
PG&E NGBA | Bahia | 230 | 0 | 0 | 0 | 0 | 0 | 0 | 0 | 0 | 0 | 0 | 0 | 0 | 0 | 0 | 0 | 0 | 0 | 0 | 0 | 0 | 0 | 0 | 0 | 0 | 0 | 0 | 0 | 0 | 0 | 0 | 0 | 0 | 0 | 0 | 0 | 0 | 0 | 0 | 0 | 1 | 0 | 0 | 0 | 0 | 0 | 0 | 0 | 0 | 0 | 0 | 0 | 0 | 1 | 1 | 1 | 1 | 0 | 0 | 1 | 1 | 0 | 0 | 0 | 0 | 0 | 1 | 1 | 0 | 0 | 0 | 0 | 0 | 0 | 0 | 0 | 0 | 0 | 0 | 0 | 0 | 0 | 0 | 0 | 0 | 0 | 0 | 0 | 0 | 0 | 0 | 0 | 0 | 0 | 0 | 0 | 0 | 0 | 1 |  | 0 | 0 | 0 | 0 | 0 | 0 | 0 | 0 | 0 | 0 | 0 | 0 | 0 | 0 | 0 | 0 | 0 | 0 | 0 | 0 | 0 | 0 | 0 | 0 | 0 | 200 | 0 | 0 | 0 | 1 | 3 | 0 | 2 | 0 | 0 | 0 | -660.34 | -215.8012 | 361.1526 | Collinsville-Tesla 500 kV Line | Collinsville-Tesla 500 kV Line | Birds Landing-Contra Costa 230kV Line |  | 1 | 0 | 1 | 0 | 0 | 0 | -298.39 | -27.9962 | 361.1526 | Birds Landing-Contra Costa 230kV Line | Birds Landing-Contra Costa 230kV Line | Birds Landing-Contra Costa 230kV Line |  | 5 | 5 | NO | 5 | 1 | 1 | NO | 1
SCE Northern | Bailey | 230 | 0 | 0 | 1 | 0 | 0 | 0 | 1 | 1 | 0 | 0 | 0 | 0 | 0 | 0 | 0 | 0 | 0 | 0 | 0 | 0 | 0 | 0 | 0 | 0 | 1 | 0 | 0 | 0 | 0 | 0 | 0 | 0 | 0 | 0 | 0 | 0 | 0 | 0 | 0 | 0 | 0 | 0 | 0 | 0 | 0 | 0 | 0 | 0 | 0 | 0 | 0 | 0 | 0 | 0 | 0 | 0 | 0 | 0 | 0 | 0 | 0 | 0 | 0 | 0 | 0 | 0 | 0 | 0 | 0 | 0 | 0 | 0 | 0 | 0 | 0 | 0 | 0 | 0 | 0 | 0 | 0 | 0 | 0 | 0 | 0 | 0 | 0 | 0 | 0 | 0 | 0 | 0 | 0 | 0 | 0 | 0 | 0 | 0 |  | 0 | 0 | 0 | 0 | 0 | 0 | 0 | 0 | 0 | 0 | 0 | 0 | 0 | 0 | 0 | 0 | 0 | 0 | 0 | 0 | 0 | 0 | 0 | 0 | 0 | 0 | 0 | 0 | 0 | 0 | 1 | 0 | 1 | 0 | 0 | 0 | -3566.801 | -1411.508 | 0 | Lugo - Victorville area constraint | Lugo - Victorville area constraint | Antelope-Neenach Constraint |  | 0 | 0 | 0 | 0 | 0 | 0 | 0 | 0 | 0 | Antelope-Neenach Constraint | Antelope-Neenach Constraint | Antelope-Neenach Constraint |  | 5 | 1 | YES | 2 | 1 | 1 | NO | 1
SCE NOL | Baker | 115 | 0 | 0 | 0 | 0 | 0 | 0 | 0 | 0 | 0 | 0 | 0 | 1 | 1 | 1 | 0 | 0 | 0 | 0 | 0 | 0 | 0 | 0 | 0 | 0 | 0 | 0 | 0 | 0 | 0 | 0 | 0 | 0 | 0 | 0 | 0 | 0 | 0 | 0 | 0 | 0 | 0 | 0 | 0 | 0 | 0 | 0 | 0 | 0 | 0 | 0 | 0 | 0 | 0 | 0 | 0 | 0 | 0 | 0 | 0 | 0 | 0 | 0 | 0 | 0 | 0 | 0 | 0 | 0 | 0 | 0 | 0 | 0 | 0 | 0 | 0 | 0 | 0 | 0 | 0 | 0 | 0 | 0 | 0 | 0 | 0 | 0 | 0 | 0 | 0 | 0 | 0 | 0 | 0 | 0 | 0 | 0 | 0 | 3 |  | 0 | 0 | 0 | 0 | 0 | 0 | 0 | 0 | 0 | 0 | 0 | 0 | 0 | 0 | 0 | 0 | 0 | 0 | 0 | 0 | 0 | 0 | 0 | 0 | 0 | 0 | 0 | 0 | 0 | 0 | 0 | 2 | 0 | 2 | 0 | 0 | -280.6 | -110.25 | 1093.724 | South of Kramer Area Constraint | South of Kramer Area Constraint | South of Kramer Area Constraint |  | 0 | 3 | 0 | 0 | 0 | 0 | -80.6 | 89.75 | 1093.724 | South of Kramer Area Constraint | South of Kramer Area Constraint | South of Kramer Area Constraint |  | 4 | 3 | YES | 3 | 1 | 1 | NO | 1
PG&E KERN | Bakersfield | 230 | 0 | 0 | 0 | 0 | 0 | 0 | 0 | 0 | 0 | 0 | 0 | 0 | 0 | 0 | 0 | 0 | 0 | 0 | 0 | 0 | 0 | 0 | 0 | 0 | 0 | 0 | 0 | 0 | 0 | 0 | 0 | 0 | 0 | 0 | 0 | 0 | 0 | 0 | 0 | 0 | 0 | 0 | 0 | 0 | 0 | 0 | 0 | 0 | 0 | 0 | 0 | 0 | 0 | 0 | 0 | 0 | 0 | 0 | 0 | 0 | 0 | 0 | 0 | 0 | 0 | 0 | 0 | 0 | 0 | 0 | 0 | 0 | 0 | 0 | 0 | 0 | 0 | 0 | 1 | 0 | 0 | 0 | 0 | 0 | 0 | 0 | 0 | 0 | 0 | 0 | 0 | 0 | 0 | 0 | 1 | 0 | 0 | 0 |  | 0 | 0 | 0 | 0 | 0 | 0 | 0 | 0 | 0 | 0 | 0 | 0 | 0 | 0 | 0 | 0 | 0 | 0 | 0 | 0 | 0 | 0 | 0 | 0 | 0 | 0 | 0 | 0 | 0 | 0 | 0 | 0 | 2 | 0 | 1 | 1 | 530.62 | -2086.452 | -1847.2316 | Gates 500/230kV TB #12 | Gates 500/230kV TB #12 | Mustang-Henrietta 230 kV line |  | 0 | 0 | 0 | 0 | 0 | 0 | 4949.77 | 1169.488 | 631.7684 | Mustang-Henrietta 230 kV line | Mustang-Henrietta 230 kV line | Mustang-Henrietta 230 kV line |  | 5 | 1 | YES | 2 | 5 | 1 | YES | 2
PG&E FRESNO | Balch | 230 | 0 |  | 0 | 0 | 0 | 0 | 0 | 0 | 0 | 0 | 0 | 0 | 0 | 0 | 0 | 0 | 0 | 0 | 0 | 0 | 0 | 0 | 0 | 0 | 0 | 0 | 0 | 0 | 0 | 0 | 0 | 0 | 0 | 0 | 0 | 0 | 0 | 0 | 0 | 0 | 0 | 0 | 0 | 0 | 0 | 1 | 0 | 0 | 0 | 0 | 0 | 0 | 0 | 0 | 0 | 0 | 0 | 0 | 0 | 0 | 0 | 0 | 0 | 0 | 0 | 0 | 0 | 0 | 0 | 0 | 0 | 0 | 0 | 0 | 0 | 0 | 0 | 0 | 1 | 1 | 0 | 1 | 0 | 0 | 0 | 1 | 0 | 0 | 0 | 1 | 0 | 0 | 0 | 0 | 0 | 0 | 0 | 1 |  | 0 | 0 | 0 | 0 | 0 | 0 | 0 | 0 | 0 | 0 | 0 | 0 | 0 | 0 | 0 | 0 | 0 | 0 | 0 | 0 | 0 | 0 | 0 | 0 | 0 | 0 | 0 | 0 | 0 | 0 | 1 | 0 | 3 | 0 | 2 | 0 | -404.45 | -2360.472 | -1671.433 | Borden-Storey #1 230kV line | Gates 500/230kV TB #11 | Gates 500/230kV TB #12 |  | 0 | 0 | 0 | 0 | 0 | 0 | 29.35 | 368.5 | 1523.3998 | Bellota-Weber 230kV line | Bellota-Weber 230kV line | Bellota-Weber 230kV line |  | 5 | 1 | YES | 2 | 5 | 1 | YES | 2
SCE Eastern | Bannister | 230 | 0 | 0 | 0 | 0 | 0 | 0 | 0 | 0 | 0 | 0 | 0 | 0 | 0 | 0 | 0 | 0 | 0 | 0 | 1 | 1 | 0 | 1 | 0 | 0 | 0 | 0 | 0 | 0 | 0 | 0 | 0 | 0 | 0 | 0 | 0 | 0 | 0 | 0 | 0 | 0 | 0 | 0 | 0 | 0 | 0 | 0 | 0 | 0 | 0 | 0 | 0 | 0 | 0 | 0 | 0 | 0 | 0 | 0 | 0 | 0 | 0 | 0 | 0 | 0 | 0 | 0 | 0 | 0 | 0 | 0 | 0 | 0 | 0 | 0 | 0 | 0 | 0 | 0 | 0 | 0 | 0 | 0 | 0 | 0 | 0 | 0 | 0 | 0 | 0 | 0 | 0 | 0 | 0 | 0 | 0 | 0 | 0 | 1 |  | 0 | 0 | 0 | 0 | 0 | 0 | 0 | 0 | 0 | 0 | 0 | 0 | 0 | 0 | 0 | 0 | 0 | 0 | 0 | 0 | 0 | 0 | 0 | 0 | 0 | 0 | 0 | 0 | 0 | 0 | 1 | 2 | 1 | 0 | 0 | 0 | -1393.746 | -500 | 366.16 | Serrano-Alberhill-Valley Constraint | Eagle Mountain Constraint | Eagle Mountain Constraint |  | 0 | 0 | 0 | 0 | 0 | 0 | 71 | 100 | 366.16 | Eagle Mountain Constraint | Eagle Mountain Constraint | Eagle Mountain Constraint |  | 5 | 1 | YES | 2 | 1 | 1 | NO | 1
SCE Metro | Barre | 230 | 0 | 0 | 0 | 0 | 0 | 0 | 0 | 0 | 0 | 1 | 0 | 0 | 0 | 0 | 0 | 0 | 0 | 0 | 0 | 0 | 0 | 0 | 0 | 0 | 0 | 0 | 0 | 0 | 0 | 0 | 0 | 0 | 0 | 0 | 0 | 0 | 0 | 0 | 0 | 0 | 0 | 0 | 0 | 0 | 0 | 0 | 0 | 0 | 0 | 0 | 0 | 0 | 0 | 0 | 0 | 0 | 0 | 0 | 0 | 0 | 0 | 0 | 0 | 0 | 0 | 0 | 0 | 0 | 0 | 0 | 0 | 0 | 0 | 0 | 0 | 0 | 0 | 0 | 0 | 0 | 0 | 0 | 0 | 0 | 0 | 0 | 0 | 0 | 0 | 0 | 0 | 0 | 0 | 0 | 0 | 0 | 0 | 0 |  | 0 | 0 | 0 | 0 | 0 | 0 | 0 | 0 | 0 | 20 | 0 | 0 | 0 | 0 | 1 | 0 | 0 | 0 | 0 | 0 | 0 | 0 | 0 | 0 | 20 | 0 | 0 | 935 | 0 | 1 | 0 | 0 | 0 | 0 | 0 | 0 | 3604.3788 | 8273.608 | 22319.9811 | SCE Metro Area Default Constraint | SCE Metro Area Default Constraint | SCE Metro Area Default Constraint |  | 0 | 0 | 0 | 0 | 0 | 0 | 3604.3788 | 8273.608 | 22319.9811 | SCE Metro Area Default Constraint | SCE Metro Area Default Constraint | SCE Metro Area Default Constraint |  | 1 | 1 | NO | 1 | 1 | 1 | NO | 1
SDGE | Bay Boulevard | 69 | 0 | 0 | 0 | 0 | 0 | 0 | 0 | 0 | 0 | 0 | 0 | 0 | 0 | 0 | 0 | 0 | 0 | 0 | 0 | 0 | 0 | 0 | 0 | 0 | 0 | 0 | 0 | 0 | 0 | 0 | 1 | 0 | 1 | 0 | 0 | 1 | 1 | 0 | 0 | 0 | 0 | 0 | 0 | 0 | 0 | 0 | 0 | 0 | 0 | 0 | 0 | 0 | 0 | 0 | 0 | 0 | 0 | 0 | 0 | 0 | 0 | 0 | 0 | 0 | 0 | 0 | 0 | 0 | 0 | 0 | 0 | 0 | 0 | 0 | 0 | 0 | 0 | 0 | 0 | 0 | 0 | 0 | 0 | 0 | 0 | 0 | 0 | 0 | 0 | 0 | 0 | 0 | 0 | 0 | 0 | 0 | 0 | 4 |  | 0 | 0 | 0 | 0 | 0 | 0 | 0 | 0 | 0 | 0 | 0 | 0 | 0 | 0 | 0 | 0 | 0 | 0 | 0 | 0 | 0 | 0 | 0 | 0 | 0 | 0 | 0 | 0 | 0 | 0 | 0 | 1 | 0 | 0 | 0 | 0 | -35.92 | 48.96 | 1085.1064 | San Luis Rey-San Onofre 230 kV line constraint | San Luis Rey-San Onofre 230 kV line constraint | Silvergate-Old Town 230 kV constraint |  | 0 | 1 | 0 | 0 | 0 | 0 | -35.92 | 48.96 | 1085.1064 | San Luis Rey-San Onofre 230 kV line constraint | San Luis Rey-San Onofre 230 kV line constraint | Silvergate-Old Town 230 kV constraint |  | 3 | 3 | NO | 3 | 1 | 1 | NO | 1
SDGE | Bay Boulevard | 230 | 0 | 0 | 0 | 0 | 0 | 0 | 0 | 0 | 0 | 0 | 0 | 0 | 0 | 0 | 0 | 0 | 0 | 0 | 0 | 0 | 0 | 0 | 0 | 0 | 0 | 0 | 0 | 0 | 1 | 0 | 1 | 0 | 1 | 0 | 0 | 1 | 1 | 0 | 0 | 0 | 0 | 0 | 0 | 0 | 0 | 0 | 0 | 0 | 0 | 0 | 0 | 0 | 0 | 0 | 0 | 0 | 0 | 0 | 0 | 0 | 0 | 0 | 0 | 0 | 0 | 0 | 0 | 0 | 0 | 0 | 0 | 0 | 0 | 0 | 0 | 0 | 0 | 0 | 0 | 0 | 0 | 0 | 0 | 0 | 0 | 0 | 0 | 0 | 0 | 0 | 0 | 0 | 0 | 0 | 0 | 0 | 0 | 5 |  | 0 | 0 | 0 | 0 | 0 | 0 | 0 | 0 | 0 | 0 | 0 | 0 | 0 | 0 | 0 | 0 | 0 | 0 | 0 | 0 | 0 | 0 | 0 | 0 | 0 | 0 | 0 | 0 | 0 | 0 | 0 | 1 | 0 | 0 | 0 | 0 | -35.92 | 48.96 | 1085.1064 | San Luis Rey-San Onofre 230 kV line constraint | San Luis Rey-San Onofre 230 kV line constraint | Silvergate-Old Town 230 kV constraint |  | 0 | 1 | 0 | 0 | 0 | 0 | -35.92 | 48.96 | 1085.1064 | San Luis Rey-San Onofre 230 kV line constraint | San Luis Rey-San Onofre 230 kV line constraint | Silvergate-Old Town 230 kV constraint |  | 3 | 3 | NO | 3 | 1 | 1 | NO | 1
EOP | Beatty | 138 | 0 | 0 | 0 | 0 | 0 | 0 | 0 | 0 | 0 | 0 | 0 | 0 | 0 | 0 | 0 | 0 | 0 | 0 | 0 | 0 | 0 | 0 | 1 | 1 | 1 | 0 | 0 | 0 | 0 | 0 | 0 | 0 | 0 | 0 | 0 | 0 | 0 | 0 | 0 | 0 | 0 | 0 | 0 | 0 | 0 | 0 | 0 | 0 | 0 | 0 | 0 | 0 | 0 | 0 | 0 | 0 | 0 | 0 | 0 | 0 | 0 | 0 | 0 | 0 | 0 | 0 | 0 | 0 | 0 | 0 | 0 | 0 | 0 | 0 | 0 | 0 | 0 | 0 | 0 | 0 | 0 | 0 | 0 | 0 | 0 | 0 | 0 | 0 | 0 | 0 | 0 | 0 | 0 | 0 | 0 | 0 | 0 | 2 |  | 0 | 0 | 0 | 0 | 0 | 0 | 0 | 0 | 0 | 0 | 0 | 0 | 0 | 0 | 0 | 0 | 0 | 0 | 0 | 0 | 0 | 0 | 0 | 0 | 0 | 0 | 0 | 0 | 0 | 0 | 1 | 0 | 1 | 0 | 0 | 0 | -3566.801 | -1411.508 | 344.027 | Lugo - Victorville area constraint | Lugo - Victorville area constraint | Lugo - Victorville area constraint |  | 0 | 0 | 0 | 0 | 0 | 0 | 576.5 | 1808.75 | 3367.55 | Sloan Canyon - Eldorado 500 kV constraint | Sloan Canyon - Eldorado 500 kV constraint | GLW 230kV area constraint |  | 5 | 1 | YES | 2 | 1 | 1 | NO | 1
EOP | Beatty | 230 | 0 | 0 | 0 | 0 | 0 | 0 | 0 | 0 | 0 | 0 | 0 | 0 | 0 | 0 | 0 | 0 | 0 | 0 | 0 | 0 | 0 | 0 | 1 | 1 | 1 | 0 | 0 | 0 | 0 | 0 | 0 | 0 | 0 | 0 | 0 | 0 | 0 | 0 | 0 | 0 | 0 | 0 | 0 | 0 | 0 | 0 | 0 | 0 | 0 | 0 | 0 | 0 | 0 | 0 | 0 | 0 | 0 | 0 | 0 | 0 | 0 | 0 | 0 | 0 | 0 | 0 | 0 | 0 | 0 | 0 | 0 | 0 | 0 | 0 | 0 | 0 | 0 | 0 | 0 | 0 | 0 | 0 | 0 | 0 | 0 | 0 | 0 | 0 | 0 | 0 | 0 | 0 | 0 | 0 | 0 | 0 | 0 | 2 |  | 0 | 0 | 0 | 0 | 0 | 0 | 0 | 0 | 0 | 0 | 0 | 0 | 0 | 0 | 0 | 436 | 0 | 0 | 0 | 0 | 0 | 0 | 0 | 0 | 0 | 0 | 0 | 170 | 500 | 1 | 1 | 0 | 1 | 0 | 0 | 0 | -3566.801 | -1411.508 | 344.027 | Lugo - Victorville area constraint | Lugo - Victorville area constraint | Lugo - Victorville area constraint |  | 0 | 0 | 0 | 0 | 0 | 0 | 576.5 | 1808.75 | 3367.55 | Sloan Canyon - Eldorado 500 kV constraint | Sloan Canyon - Eldorado 500 kV constraint | GLW 230kV area constraint |  | 5 | 1 | YES | 2 | 1 | 1 | NO | 1
PG&E NGBA | Belden | 230 | 0 | 0 | 0 | 0 | 0 | 0 | 0 | 0 | 0 | 0 | 0 | 0 | 0 | 0 | 0 | 0 | 0 | 0 | 0 | 0 | 0 | 0 | 0 | 0 | 0 | 0 | 0 | 0 | 0 | 0 | 0 | 0 | 0 | 0 | 0 | 0 | 0 | 0 | 0 | 1 | 1 | 0 | 1 | 0 | 1 | 1 | 1 | 1 | 0 | 0 | 0 | 0 | 0 | 0 | 0 | 0 | 0 | 0 | 0 | 1 | 1 | 0 | 0 | 0 | 0 | 0 | 0 | 0 | 0 | 0 | 0 | 0 | 0 | 0 | 0 | 0 | 0 | 0 | 0 | 0 | 0 | 0 | 0 | 0 | 0 | 0 | 0 | 0 | 0 | 0 | 0 | 0 | 0 | 0 | 0 | 0 | 0 | 0 |  | 0 | 0 | 0 | 0 | 0 | 0 | 0 | 0 | 0 | 0 | 0 | 0 | 0 | 0 | 0 | 0 | 0 | 0 | 0 | 0 | 0 | 0 | 0 | 0 | 0 | 0 | 0 | 0 | 0 | 0 | 1 | 0 | 1 | 0 | 0 | 0 | -660.34 | -215.8012 | 62.84 | Collinsville-Tesla 500 kV Line | Collinsville-Tesla 500 kV Line | Woodland- Davis 115kV line |  | 0 | 0 | 0 | 0 | 0 | 0 | 29.35 | 50 | 62.84 | Bellota-Weber 230kV line | Rocklin-Pleaseant grove 115kV line | Woodland- Davis 115kV line |  | 5 | 1 | YES | 2 | 1 | 1 | NO | 1
PG&E NGBA | Bell | 115 | 0 | 0 | 0 | 0 | 0 | 0 | 0 | 0 | 0 | 0 | 0 | 0 | 0 | 0 | 0 | 0 | 0 | 0 | 0 | 0 | 0 | 0 | 0 | 0 | 0 | 0 | 0 | 0 | 0 | 0 | 0 | 0 | 0 | 0 | 0 | 0 | 0 | 0 | 0 | 1 | 0 | 0 | 0 | 0 | 0 | 1 | 0 | 1 | 0 | 0 | 0 | 0 | 0 | 0 | 0 | 0 | 0 | 0 | 0 | 1 | 1 | 0 | 0 | 0 | 0 | 0 | 0 | 0 | 0 | 0 | 0 | 0 | 0 | 0 | 0 | 0 | 0 | 0 | 0 | 0 | 0 | 0 | 0 | 0 | 0 | 0 | 0 | 0 | 0 | 0 | 0 | 0 | 0 | 0 | 0 | 0 | 0 | 0 |  | 0 | 0 | 0 | 0 | 0 | 0 | 0 | 0 | 0 | 0 | 0 | 0 | 0 | 0 | 0 | 0 | 0 | 0 | 0 | 0 | 0 | 0 | 0 | 0 | 0 | 0 | 0 | 0 | 0 | 0 | 1 | 0 | 1 | 0 | 0 | 0 | -660.34 | -215.8012 | 186.9836 | Collinsville-Tesla 500 kV Line | Collinsville-Tesla 500 kV Line | Rio Oso-Lockeford 230kV line |  | 0 | 0 | 0 | 0 | 0 | 0 | 29.35 | 368.5 | 186.9836 | Bellota-Weber 230kV line | Bellota-Weber 230kV line | Rio Oso-Lockeford 230kV line |  | 5 | 1 | YES | 2 | 1 | 1 | NO | 1
PG&E NGBA | Bellevue | 115 | 0 | 0 | 0 | 0 | 0 | 0 | 0 | 0 | 0 | 0 | 0 | 0 | 0 | 0 | 0 | 0 | 0 | 0 | 0 | 0 | 0 | 0 | 0 | 0 | 0 | 0 | 0 | 0 | 0 | 0 | 0 | 0 | 0 | 0 | 0 | 0 | 0 | 0 | 0 | 1 | 0 | 0 | 0 | 0 | 0 | 0 | 0 | 0 | 0 | 0 | 0 | 0 | 1 | 0 | 0 | 0 | 0 | 0 | 0 | 0 | 0 | 0 | 0 | 0 | 0 | 0 | 1 | 0 | 0 | 0 | 0 | 0 | 0 | 0 | 0 | 0 | 0 | 0 | 0 | 0 | 0 | 0 | 0 | 0 | 0 | 0 | 0 | 0 | 0 | 0 | 0 | 0 | 0 | 0 | 0 | 0 | 0 | 1 |  | 0 | 0 | 0 | 0 | 0 | 0 | 0 | 0 | 0 | 0 | 0 | 0 | 0 | 0 | 0 | 0 | 0 | 0 | 0 | 0 | 0 | 0 | 0 | 0 | 0 | 0 | 0 | 0 | 0 | 0 | 2 | 0 | 2 | 0 | 0 | 0 | -660.34 | -215.8012 | 361.1526 | Collinsville-Tesla 500 kV Line | Collinsville-Tesla 500 kV Line | Birds Landing-Contra Costa 230kV Line |  | 1 | 0 | 1 | 0 | 0 | 0 | -298.39 | -27.9962 | 361.1526 | Birds Landing-Contra Costa 230kV Line | Birds Landing-Contra Costa 230kV Line | Birds Landing-Contra Costa 230kV Line |  | 5 | 5 | NO | 5 | 1 | 1 | NO | 1
PG&E GBA | Bellota | 115 | 0 | 0 | 0 | 0 | 0 | 0 | 0 | 0 | 0 | 0 | 0 | 0 | 0 | 0 | 0 | 0 | 0 | 0 | 0 | 0 | 0 | 0 | 0 | 0 | 0 | 0 | 0 | 0 | 0 | 0 | 0 | 0 | 0 | 0 | 0 | 0 | 0 | 0 | 0 | 0 | 0 | 0 | 0 | 0 | 0 | 1 | 0 | 0 | 0 | 0 | 0 | 0 | 0 | 0 | 0 | 0 | 0 | 1 | 0 | 1 | 1 | 0 | 0 | 0 | 0 | 0 | 0 | 0 | 0 | 0 | 0 | 0 | 0 | 0 | 0 | 0 | 0 | 0 | 0 | 0 | 0 | 0 | 0 | 0 | 0 | 0 | 0 | 0 | 0 | 0 | 0 | 0 | 0 | 0 | 0 | 0 | 0 | 0 |  | 0 | 0 | 0 | 0 | 0 | 0 | 0 | 0 | 0 | 0 | 0 | 0 | 0 | 0 | 0 | 0 | 0 | 0 | 0 | 0 | 0 | 0 | 0 | 0 | 0 | 0 | 0 | 0 | 0 | 0 | 1 | 0 | 0 | 0 | 0 | 0 | -52.2 | 5.59 | 543.909 | Kasson Jct-Heinz 115 kV line | Kasson Jct-Heinz 115 kV line | Kasson Jct-Heinz 115 kV line |  | 1 | 0 | 0 | 0 | 0 | 0 | -52.2 | 5.59 | 543.909 | Kasson Jct-Heinz 115 kV line | Kasson Jct-Heinz 115 kV line | Kasson Jct-Heinz 115 kV line |  | 5 | 5 | NO | 5 | 1 | 1 | NO | 1
PG&E GBA | Bellota | 230 | 0 | 0 | 0 | 0 | 0 | 0 | 0 | 0 | 0 | 0 | 0 | 0 | 0 | 0 | 0 | 0 | 0 | 0 | 0 | 0 | 0 | 0 | 0 | 0 | 0 | 0 | 0 | 0 | 0 | 0 | 0 | 0 | 0 | 0 | 0 | 0 | 0 | 0 | 0 | 0 | 0 | 0 | 0 | 0 | 0 | 1 | 0 | 0 | 0 | 0 | 0 | 0 | 0 | 0 | 0 | 0 | 0 | 0 | 0 | 1 | 1 | 0 | 0 | 0 | 0 | 0 | 0 | 0 | 0 | 0 | 0 | 0 | 0 | 0 | 0 | 0 | 0 | 0 | 0 | 0 | 0 | 0 | 0 | 0 | 0 | 0 | 0 | 0 | 0 | 0 | 0 | 0 | 0 | 0 | 0 | 0 | 0 | 0 |  | 0 | 0 | 0 | 0 | 0 | 0 | 0 | 0 | 0 | 0 | 0 | 0 | 0 | 0 | 0 | 0 | 0 | 0 | 0 | 0 | 0 | 0 | 0 | 0 | 0 | 0 | 0 | 0 | 400 | 1 | 0 | 0 | 0 | 0 | 0 | 0 | 29.35 | 368.5 | 1523.3998 | Bellota-Weber 230kV line | Bellota-Weber 230kV line | Bellota-Weber 230kV line |  | 0 | 0 | 0 | 0 | 0 | 0 | 29.35 | 368.5 | 1523.3998 | Bellota-Weber 230kV line | Bellota-Weber 230kV line | Bellota-Weber 230kV line |  | 1 | 1 | NO | 1 | 1 | 1 | NO | 1
SCE Northern | Big Creek | 230 | 1 | 0 | 1 | 0 | 0 | 1 | 1 | 0 | 0 | 0 | 0 | 0 | 0 | 0 | 0 | 0 | 0 | 0 | 0 | 0 | 0 | 0 | 0 | 0 | 0 | 0 | 0 | 0 | 0 | 0 | 0 | 0 | 0 | 0 | 0 | 0 | 0 | 0 | 0 | 0 | 0 | 0 | 0 | 0 | 0 | 0 | 0 | 0 | 0 | 0 | 0 | 0 | 0 | 0 | 0 | 0 | 0 | 0 | 0 | 0 | 0 | 0 | 0 | 0 | 0 | 0 | 0 | 0 | 0 | 0 | 0 | 0 | 0 | 0 | 0 | 0 | 0 | 0 | 0 | 0 | 0 | 0 | 0 | 0 | 0 | 0 | 0 | 0 | 0 | 0 | 0 | 0 | 0 | 0 | 0 | 0 | 0 | 0 |  | 0 | 0 | 0 | 0 | 0 | 0 | 0 | 0 | 0 | 0 | 0 | 0 | 0 | 0 | 0 | 0 | 0 | 0 | 0 | 0 | 0 | 0 | 0 | 0 | 200 | 0 | 0 | 0 | 0 | 1 | 0 | 0 | 0 | 0 | 0 | 0 | 250 | 29.5 | 662.14 | North of Magunden Constraint | South of Magunden Constraint | North of Magunden Constraint |  | 0 | 0 | 0 | 0 | 0 | 0 | 250 | 29.5 | 662.14 | North of Magunden Constraint | South of Magunden Constraint | North of Magunden Constraint |  | 1 | 1 | NO | 1 | 1 | 1 | NO | 1
PG&E FRESNO | Biola | 70 | 0 | 0 | 0 | 0 | 0 | 0 | 0 | 0 | 0 | 0 | 0 | 0 | 0 | 0 | 0 | 0 | 0 | 0 | 0 | 0 | 0 | 0 | 0 | 0 | 0 | 0 | 0 | 0 | 0 | 0 | 0 | 0 | 0 | 0 | 0 | 0 | 0 | 0 | 0 | 0 | 0 | 0 | 0 | 0 | 0 | 0 | 0 | 0 | 0 | 0 | 0 | 0 | 0 | 0 | 0 | 0 | 0 | 0 | 0 | 0 | 0 | 0 | 0 | 0 | 0 | 0 | 0 | 0 | 0 | 0 | 0 | 0 | 0 | 0 | 0 | 0 | 0 | 0 | 0 | 1 | 0 | 1 | 1 | 1 | 0 | 1 | 0 | 1 | 0 | 0 | 0 | 0 | 1 | 0 | 0 | 0 | 0 | 1 |  | 0 | 0 | 0 | 0 | 0 | 0 | 0 | 0 | 0 | 0 | 0 | 0 | 0 | 0 | 0 | 0 | 0 | 0 | 0 | 0 | 0 | 0 | 0 | 0 | 0 | 0 | 0 | 0 | 0 | 0 | 1 | 0 | 2 | 0 | 1 | 0 | -82.55 | -2360.472 | -1076.0882 | Chowchilla-Le grand 115kV Line | Gates 500/230kV TB #11 | Gates 500/230kV TB #11 |  | 0 | 0 | 0 | 0 | 0 | 0 | 485.45 | 373.45 | 126.1276 | Oro Loma-El Nido 115kV Line | Oro Loma-El Nido 115kV Line | Oro Loma-El Nido 115kV Line |  | 5 | 1 | YES | 2 | 5 | 1 | YES | 2
PG&E GBA | Birds Landing | 230 | 0 | 0 | 0 | 0 | 0 | 0 | 0 | 0 | 0 | 0 | 0 | 0 | 0 | 0 | 0 | 0 | 0 | 0 | 0 | 0 | 0 | 0 | 0 | 0 | 0 | 0 | 0 | 0 | 0 | 0 | 0 | 0 | 0 | 0 | 0 | 0 | 0 | 0 | 0 | 1 | 0 | 0 | 0 | 0 | 0 | 0 | 0 | 0 | 0 | 0 | 0 | 0 | 0 | 1 | 1 | 1 | 0 | 0 | 1 | 1 | 0 | 0 | 0 | 0 | 0 | 1 | 1 | 0 | 0 | 0 | 0 | 0 | 0 | 0 | 0 | 0 | 0 | 0 | 0 | 0 | 0 | 0 | 0 | 0 | 0 | 0 | 0 | 0 | 0 | 0 | 0 | 0 | 0 | 0 | 0 | 0 | 0 | 0 |  | 0 | 0 | 229.98 | 0 | 0 | 0 | 0 | 0 | 0 | 0 | 0 | 0 | 0 | 0 | 1 | 0 | 0 | 229.98 | 0 | 0 | 0 | 0 | 0 | 0 | 0 | 100 | 0 | 0 | 0 | 1 | 3 | 0 | 2 | 0 | 0 | 0 | -660.34 | -215.8012 | 361.1526 | Collinsville-Tesla 500 kV Line | Collinsville-Tesla 500 kV Line | Birds Landing-Contra Costa 230kV Line |  | 1 | 0 | 1 | 0 | 0 | 0 | -298.39 | -27.9962 | 361.1526 | Birds Landing-Contra Costa 230kV Line | Birds Landing-Contra Costa 230kV Line | Birds Landing-Contra Costa 230kV Line |  | 5 | 5 | NO | 5 | 1 | 1 | NO | 1
SCE Northern | Bliss | 66 | 1 | 0 | 1 | 0 | 0 | 1 | 1 | 0 | 0 | 0 | 0 | 0 | 0 | 0 | 0 | 0 | 0 | 0 | 0 | 0 | 0 | 0 | 0 | 0 | 0 | 0 | 0 | 0 | 0 | 0 | 0 | 0 | 0 | 0 | 0 | 0 | 0 | 0 | 0 | 0 | 0 | 0 | 0 | 0 | 0 | 0 | 0 | 0 | 0 | 0 | 0 | 0 | 0 | 0 | 0 | 0 | 0 | 0 | 0 | 0 | 0 | 0 | 0 | 0 | 0 | 0 | 0 | 0 | 0 | 0 | 0 | 0 | 0 | 0 | 0 | 0 | 0 | 0 | 0 | 0 | 0 | 0 | 0 | 0 | 0 | 0 | 0 | 0 | 0 | 0 | 0 | 0 | 0 | 0 | 0 | 0 | 0 | 0 |  | 0 | 0 | 0 | 0 | 0 | 0 | 0 | 0 | 0 | 0 | 0 | 0 | 0 | 0 | 0 | 0 | 0 | 0 | 0 | 0 | 0 | 0 | 0 | 0 | 0 | 0 | 0 | 0 | 0 | 0 | 0 | 0 | 0 | 0 | 0 | 0 | 250 | 29.5 | 662.14 | North of Magunden Constraint | South of Magunden Constraint | North of Magunden Constraint |  | 0 | 0 | 0 | 0 | 0 | 0 | 250 | 29.5 | 662.14 | North of Magunden Constraint | South of Magunden Constraint | North of Magunden Constraint |  | 1 | 1 | NO | 1 | 1 | 1 | NO | 1
SCE Eastern | Blythe | 161 | 0 | 0 | 0 | 0 | 0 | 0 | 0 | 0 | 0 | 0 | 0 | 0 | 0 | 0 | 0 | 0 | 0 | 0 | 1 | 0 | 0 | 0 | 0 | 0 | 0 | 0 | 0 | 0 | 0 | 0 | 0 | 1 | 1 | 0 | 0 | 0 | 0 | 0 | 0 | 0 | 0 | 0 | 0 | 0 | 0 | 0 | 0 | 0 | 0 | 0 | 0 | 0 | 0 | 0 | 0 | 0 | 0 | 0 | 0 | 0 | 0 | 0 | 0 | 0 | 0 | 0 | 0 | 0 | 0 | 0 | 0 | 0 | 0 | 0 | 0 | 0 | 0 | 0 | 0 | 0 | 0 | 0 | 0 | 0 | 0 | 0 | 0 | 0 | 0 | 0 | 0 | 0 | 0 | 0 | 0 | 0 | 0 | 2 |  | 0 | 0 | 0 | 0 | 0 | 0 | 0 | 0 | 0 | 300 | 0 | 150 | 0 | 0 | 1 | 0 | 0 | 0 | 0 | 0 | 0 | 0 | 0 | 0 | 300 | 160 | 310 | 0 | 0 | 1 | 1 | 1 | 1 | 0 | 0 | 0 | -529 | -500 | 366.16 | Eagle Mountain Constraint | Eagle Mountain Constraint | Eagle Mountain Constraint |  | 0 | 1 | 0 | 0 | 0 | 0 | -35.92 | 48.96 | 366.16 | San Luis Rey-San Onofre 230 kV line constraint | San Luis Rey-San Onofre 230 kV line constraint | Eagle Mountain Constraint |  | 5 | 3 | YES | 3 | 1 | 1 | NO | 1
PG&E NGBA | Bogue | 115 | 0 | 0 | 0 | 0 | 0 | 0 | 0 | 0 | 0 | 0 | 0 | 0 | 0 | 0 | 0 | 0 | 0 | 0 | 0 | 0 | 0 | 0 | 0 | 0 | 0 | 0 | 0 | 0 | 0 | 0 | 0 | 0 | 0 | 0 | 0 | 0 | 0 | 0 | 0 | 1 | 0 | 0 | 0 | 0 | 1 | 1 | 1 | 1 | 0 | 0 | 0 | 0 | 0 | 0 | 0 | 0 | 0 | 0 | 0 | 1 | 1 | 0 | 0 | 0 | 0 | 0 | 0 | 0 | 0 | 0 | 0 | 0 | 0 | 0 | 0 | 0 | 0 | 0 | 0 | 0 | 0 | 0 | 0 | 0 | 0 | 0 | 0 | 0 | 0 | 0 | 0 | 0 | 0 | 0 | 0 | 0 | 0 | 0 |  | 0 | 0 | 0 | 0 | 0 | 0 | 0 | 0 | 0 | 0 | 0 | 0 | 0 | 0 | 0 | 0 | 0 | 0 | 0 | 0 | 0 | 0 | 0 | 0 | 0 | 0 | 0 | 0 | 0 | 0 | 1 | 0 | 1 | 0 | 0 | 0 | -660.34 | -215.8012 | 85.9836 | Collinsville-Tesla 500 kV Line | Collinsville-Tesla 500 kV Line | Rocklin-Pleaseant grove 115kV line |  | 0 | 0 | 0 | 0 | 0 | 0 | 29.35 | 50 | 85.9836 | Bellota-Weber 230kV line | Rocklin-Pleaseant grove 115kV line | Rocklin-Pleaseant grove 115kV line |  | 5 | 1 | YES | 2 | 1 | 1 | NO | 1
PG&E FRESNO | Borden | 230 | 0 | 0 | 0 | 0 | 0 | 0 | 0 | 0 | 0 | 0 | 0 | 0 | 0 | 0 | 0 | 0 | 0 | 0 | 0 | 0 | 0 | 0 | 0 | 0 | 0 | 0 | 0 | 0 | 0 | 0 | 0 | 0 | 0 | 0 | 0 | 0 | 0 | 0 | 0 | 0 | 0 | 0 | 0 | 0 | 0 | 1 | 0 | 0 | 0 | 0 | 0 | 0 | 0 | 0 | 0 | 0 | 0 | 0 | 0 | 0 | 0 | 0 | 0 | 0 | 0 | 0 | 0 | 0 | 0 | 0 | 0 | 0 | 0 | 0 | 0 | 0 | 0 | 0 | 1 | 1 | 0 | 1 | 1 | 1 | 1 | 1 | 0 | 1 | 1 | 1 | 0 | 0 | 1 | 0 | 1 | 0 | 0 | 2 |  | 0 | 0 | 0 | 0 | 0 | 0 | 0 | 0 | 0 | 0 | 0 | 0 | 0 | 0 | 0 | 0 | 0 | 0 | 0 | 0 | 0 | 0 | 0 | 0 | 0 | 0 | 0 | 0 | 0 | 0 | 2 | 0 | 5 | 0 | 2 | 1 | -404.45 | -2360.472 | -1847.2316 | Borden-Storey #1 230kV line | Gates 500/230kV TB #11 | Mustang-Henrietta 230 kV line |  | 0 | 0 | 0 | 0 | 0 | 0 | 29.35 | 368.5 | 126.1276 | Bellota-Weber 230kV line | Bellota-Weber 230kV line | Oro Loma-El Nido 115kV Line |  | 5 | 1 | YES | 2 | 5 | 1 | YES | 2
PG&E FRESNO | Borden | 70 | 0 | 0 | 0 | 0 | 0 | 0 | 0 | 0 | 0 | 0 | 0 | 0 | 0 | 0 | 0 | 0 | 0 | 0 | 0 | 0 | 0 | 0 | 0 | 0 | 0 | 0 | 0 | 0 | 0 | 0 | 0 | 0 | 0 | 0 | 0 | 0 | 0 | 0 | 0 | 0 | 0 | 0 | 0 | 0 | 0 | 1 | 0 | 0 | 0 | 0 | 0 | 0 | 0 | 0 | 0 | 0 | 0 | 0 | 0 | 0 | 0 | 0 | 0 | 0 | 0 | 0 | 0 | 0 | 0 | 0 | 0 | 0 | 0 | 0 | 0 | 0 | 0 | 0 | 1 | 0 | 0 | 1 | 1 | 1 | 1 | 1 | 0 | 1 | 1 | 1 | 0 | 0 | 1 | 0 | 1 | 0 | 0 | 2 |  | 0 | 0 | 0 | 0 | 0 | 0 | 0 | 0 | 0 | 0 | 0 | 0 | 0 | 0 | 0 | 0 | 0 | 0 | 0 | 0 | 0 | 0 | 0 | 0 | 0 | 0 | 0 | 0 | 0 | 0 | 2 | 0 | 4 | 0 | 1 | 1 | -404.45 | -2086.452 | -1847.2316 | Borden-Storey #1 230kV line | Gates 500/230kV TB #12 | Mustang-Henrietta 230 kV line |  | 0 | 0 | 0 | 0 | 0 | 0 | 29.35 | 368.5 | 126.1276 | Bellota-Weber 230kV line | Bellota-Weber 230kV line | Oro Loma-El Nido 115kV Line |  | 5 | 1 | YES | 2 | 5 | 1 | YES | 2
SDGE | Boulevard East | 138 | 0 | 0 | 0 | 0 | 0 | 0 | 0 | 0 | 0 | 0 | 0 | 0 | 0 | 0 | 0 | 0 | 0 | 0 | 0 | 0 | 0 | 0 | 0 | 0 | 0 | 0 | 0 | 0 | 0 | 0 | 1 | 0 | 1 | 0 | 0 | 1 | 1 | 0 | 0 | 0 | 0 | 0 | 0 | 0 | 0 | 0 | 0 | 0 | 0 | 0 | 0 | 0 | 0 | 0 | 0 | 0 | 0 | 0 | 0 | 0 | 0 | 0 | 0 | 0 | 0 | 0 | 0 | 0 | 0 | 0 | 0 | 0 | 0 | 0 | 0 | 0 | 0 | 0 | 0 | 0 | 0 | 0 | 0 | 0 | 0 | 0 | 0 | 0 | 0 | 0 | 0 | 0 | 0 | 0 | 0 | 0 | 0 | 4 |  | 0 | 0 | 0 | 0 | 0 | 0 | 0 | 0 | 0 | 0 | 0 | 0 | 0 | 0 | 0 | 0 | 0 | 180 | 0 | 0 | 0 | 0 | 0 | 0 | 0 | 82.6 | 0 | 0 | 0 | 1 | 0 | 1 | 0 | 0 | 0 | 0 | -35.92 | 48.96 | 1085.1064 | San Luis Rey-San Onofre 230 kV line constraint | San Luis Rey-San Onofre 230 kV line constraint | Silvergate-Old Town 230 kV constraint |  | 0 | 1 | 0 | 0 | 0 | 0 | -35.92 | 48.96 | 1085.1064 | San Luis Rey-San Onofre 230 kV line constraint | San Luis Rey-San Onofre 230 kV line constraint | Silvergate-Old Town 230 kV constraint |  | 3 | 3 | NO | 3 | 1 | 1 | NO | 1
SDGE | Boulevard East | 69 | 0 | 0 | 0 | 0 | 0 | 0 | 0 | 0 | 0 | 0 | 0 | 0 | 0 | 0 | 0 | 0 | 0 | 0 | 0 | 0 | 0 | 0 | 0 | 0 | 0 | 0 | 0 | 0 | 0 | 0 | 1 | 0 | 1 | 0 | 0 | 1 | 1 | 0 | 0 | 0 | 0 | 0 | 0 | 0 | 0 | 0 | 0 | 0 | 0 | 0 | 0 | 0 | 0 | 0 | 0 | 0 | 0 | 0 | 0 | 0 | 0 | 0 | 0 | 0 | 0 | 0 | 0 | 0 | 0 | 0 | 0 | 0 | 0 | 0 | 0 | 0 | 0 | 0 | 0 | 0 | 0 | 0 | 0 | 0 | 0 | 0 | 0 | 0 | 0 | 0 | 0 | 0 | 0 | 0 | 0 | 0 | 0 | 4 |  | 0 | 0 | 0 | 0 | 0 | 0 | 0 | 0 | 0 | 0 | 0 | 9.75 | 0 | 0 | 1 | 0 | 0 | 0 | 0 | 0 | 0 | 0 | 0 | 0 | 0 | 17.4 | 27.15 | 0 | 0 | 1 | 0 | 1 | 0 | 0 | 0 | 0 | -35.92 | 48.96 | 1085.1064 | San Luis Rey-San Onofre 230 kV line constraint | San Luis Rey-San Onofre 230 kV line constraint | Silvergate-Old Town 230 kV constraint |  | 0 | 1 | 0 | 0 | 0 | 0 | -35.92 | 48.96 | 1085.1064 | San Luis Rey-San Onofre 230 kV line constraint | San Luis Rey-San Onofre 230 kV line constraint | Silvergate-Old Town 230 kV constraint |  | 3 | 3 | NO | 3 | 1 | 1 | NO | 1
PG&E GBA | Brentwood | 230 | 0 | 0 | 0 | 0 | 0 | 0 | 0 | 0 | 0 | 0 | 0 | 0 | 0 | 0 | 0 | 0 | 0 | 0 | 0 | 0 | 0 | 0 | 0 | 0 | 0 | 0 | 0 | 0 | 0 | 0 | 0 | 0 | 0 | 0 | 0 | 0 | 0 | 0 | 0 | 1 | 0 | 0 | 0 | 0 | 0 | 0 | 0 | 0 | 0 | 0 | 0 | 0 | 0 | 1 | 1 | 1 | 0 | 0 | 1 | 1 | 0 | 0 | 0 | 0 | 0 | 1 | 0 | 0 | 0 | 0 | 0 | 0 | 0 | 0 | 0 | 0 | 0 | 0 | 0 | 0 | 0 | 0 | 0 | 0 | 0 | 0 | 0 | 0 | 0 | 0 | 0 | 0 | 0 | 0 | 0 | 0 | 0 | 0 |  | 0 | 0 | 0 | 0 | 0 | 0 | 0 | 0 | 0 | 0 | 0 | 0 | 0 | 0 | 0 | 0 | 0 | 0 | 0 | 0 | 0 | 0 | 0 | 2 | 0 | 89.5 | 0 | 0 | 0 | 1 | 2 | 0 | 1 | 0 | 0 | 0 | -660.34 | -215.8012 | 2295.5509 | Collinsville-Tesla 500 kV Line | Collinsville-Tesla 500 kV Line | Collinsville-Tesla 500 kV Line |  | 0 | 0 | 0 | 0 | 0 | 0 | 519.61 | 790.0038 | 2295.5509 | Contra Costa- Windmaster 230 kV line | Contra Costa- Windmaster 230 kV line | Collinsville-Tesla 500 kV Line |  | 5 | 1 | YES | 2 | 1 | 1 | NO | 1
PG&E NGBA | Bridgeville | 115 | 0 | 0 | 0 | 0 | 0 | 0 | 0 | 0 | 0 | 0 | 0 | 0 | 0 | 0 | 0 | 0 | 0 | 0 | 0 | 0 | 0 | 0 | 0 | 0 | 0 | 0 | 0 | 0 | 0 | 0 | 0 | 0 | 0 | 0 | 0 | 0 | 0 | 0 | 0 | 1 | 0 | 0 | 0 | 0 | 0 | 0 | 0 | 0 | 0 | 0 | 0 | 0 | 0 | 0 | 0 | 0 | 0 | 0 | 0 | 0 | 0 | 0 | 0 | 0 | 0 | 0 | 0 | 0 | 0 | 0 | 0 | 0 | 0 | 0 | 0 | 0 | 0 | 0 | 0 | 0 | 0 | 0 | 0 | 0 | 0 | 0 | 0 | 0 | 0 | 0 | 0 | 0 | 0 | 0 | 0 | 0 | 0 | 0 |  | 0 | 0 | 0 | 0 | 0 | 0 | 0 | 0 | 0 | 0 | 0 | 0 | 0 | 0 | 0 | 185.7 | 0 | 0 | 0 | 0 | 0 | 0 | 0 | 0 | 0 | 0 | 0 | 0 | 0 | 1 | 1 | 0 | 1 | 0 | 0 | 0 | -660.34 | -215.8012 | 2295.5509 | Collinsville-Tesla 500 kV Line | Collinsville-Tesla 500 kV Line | Collinsville-Tesla 500 kV Line |  | 0 | 0 | 0 | 0 | 0 | 0 | 7984.66 | 8429.1988 | 2295.5509 | Collinsville-Tesla 500 kV Line | Collinsville-Tesla 500 kV Line | Collinsville-Tesla 500 kV Line |  | 5 | 1 | YES | 2 | 1 | 1 | NO | 1
PG&E NGBA | Brighton | 115 | 0 | 0 | 0 | 0 | 0 | 0 | 0 | 0 | 0 | 0 | 0 | 0 | 0 | 0 | 0 | 0 | 0 | 0 | 0 | 0 | 0 | 0 | 0 | 0 | 0 | 0 | 0 | 0 | 0 | 0 | 0 | 0 | 0 | 0 | 0 | 0 | 0 | 0 | 0 | 1 | 0 | 0 | 0 | 0 | 0 | 1 | 0 | 1 | 0 | 0 | 0 | 0 | 0 | 0 | 0 | 0 | 0 | 0 | 0 | 1 | 1 | 0 | 0 | 0 | 0 | 0 | 0 | 0 | 0 | 0 | 0 | 0 | 0 | 0 | 0 | 0 | 0 | 0 | 0 | 0 | 0 | 0 | 0 | 0 | 0 | 1 | 0 | 0 | 0 | 0 | 0 | 0 | 0 | 0 | 0 | 0 | 0 | 1 |  | 0 | 0 | 0 | 0 | 0 | 0 | 0 | 0 | 0 | 0 | 0 | 0 | 0 | 0 | 0 | 0 | 0 | 0 | 0 | 0 | 0 | 0 | 0 | 0 | 0 | 0 | 0 | 0 | 0 | 0 | 1 | 0 | 1 | 0 | 0 | 0 | -660.34 | -215.8012 | 186.9836 | Collinsville-Tesla 500 kV Line | Collinsville-Tesla 500 kV Line | Rio Oso-Lockeford 230kV line |  | 0 | 0 | 0 | 0 | 0 | 0 | 29.35 | 368.5 | 186.9836 | Bellota-Weber 230kV line | Bellota-Weber 230kV line | Rio Oso-Lockeford 230kV line |  | 5 | 1 | YES | 2 | 1 | 1 | NO | 1
PG&E NGBA | Brighton | 230 | 0 | 0 | 0 | 0 | 0 | 0 | 0 | 0 | 0 | 0 | 0 | 0 | 0 | 0 | 0 | 0 | 0 | 0 | 0 | 0 | 0 | 0 | 0 | 0 | 0 | 0 | 0 | 0 | 0 | 0 | 0 | 0 | 0 | 0 | 0 | 0 | 0 | 0 | 0 | 1 | 0 | 0 | 0 | 0 | 0 | 1 | 0 | 1 | 0 | 0 | 0 | 0 | 0 | 0 | 0 | 0 | 0 | 0 | 0 | 1 | 1 | 0 | 0 | 0 | 0 | 0 | 0 | 0 | 0 | 0 | 0 | 0 | 0 | 0 | 0 | 0 | 0 | 0 | 0 | 0 | 0 | 0 | 0 | 0 | 0 | 1 | 0 | 0 | 0 | 0 | 0 | 0 | 0 | 0 | 0 | 0 | 0 | 1 |  | 0 | 0 | 0 | 0 | 0 | 0 | 0 | 0 | 0 | 0 | 0 | 0 | 0 | 0 | 0 | 0 | 0 | 0 | 0 | 0 | 0 | 0 | 0 | 0 | 0 | 0 | 0 | 0 | 0 | 0 | 1 | 0 | 1 | 0 | 0 | 0 | -660.34 | -215.8012 | 186.9836 | Collinsville-Tesla 500 kV Line | Collinsville-Tesla 500 kV Line | Rio Oso-Lockeford 230kV line |  | 0 | 0 | 0 | 0 | 0 | 0 | 29.35 | 368.5 | 186.9836 | Bellota-Weber 230kV line | Bellota-Weber 230kV line | Rio Oso-Lockeford 230kV line |  | 5 | 1 | YES | 2 | 1 | 1 | NO | 1
PG&E NGBA | Brunswick | 115 | 0 | 0 | 0 | 0 | 0 | 0 | 0 | 0 | 0 | 0 | 0 | 0 | 0 | 0 | 0 | 0 | 0 | 0 | 0 | 0 | 0 | 0 | 0 | 0 | 0 | 0 | 0 | 0 | 0 | 0 | 0 | 0 | 0 | 0 | 0 | 0 | 0 | 0 | 0 | 1 | 0 | 0 | 1 | 0 | 0 | 1 | 1 | 1 | 0 | 0 | 0 | 0 | 0 | 0 | 0 | 0 | 0 | 0 | 0 | 1 | 1 | 0 | 0 | 0 | 0 | 0 | 0 | 0 | 0 | 0 | 0 | 0 | 0 | 0 | 0 | 0 | 0 | 0 | 0 | 0 | 0 | 0 | 0 | 0 | 0 | 0 | 0 | 0 | 0 | 0 | 0 | 0 | 0 | 0 | 0 | 0 | 0 | 0 |  | 0 | 0 | 0 | 0 | 0 | 0 | 0 | 0 | 0 | 0 | 0 | 0 | 0 | 0 | 0 | 0 | 0 | 0 | 0 | 0 | 0 | 0 | 0 | 0 | 0 | 0 | 0 | 0 | 0 | 0 | 1 | 0 | 1 | 0 | 0 | 0 | -660.34 | -215.8012 | 186.9836 | Collinsville-Tesla 500 kV Line | Collinsville-Tesla 500 kV Line | Rio Oso-Lockeford 230kV line |  | 0 | 0 | 0 | 0 | 0 | 0 | 29.35 | 337 | 186.9836 | Bellota-Weber 230kV line | Bell-Placer 115kV Line | Rio Oso-Lockeford 230kV line |  | 5 | 1 | YES | 2 | 1 | 1 | NO | 1
PG&E NGBA | Bucks Creek | 230 | 0 | 0 | 0 | 0 | 0 | 0 | 0 | 0 | 0 | 0 | 0 | 0 | 0 | 0 | 0 | 0 | 0 | 0 | 0 | 0 | 0 | 0 | 0 | 0 | 0 | 0 | 0 | 0 | 0 | 0 | 0 | 0 | 0 | 0 | 0 | 0 | 0 | 0 | 0 | 1 | 1 | 0 | 1 | 0 | 1 | 1 | 1 | 1 | 0 | 0 | 0 | 0 | 0 | 0 | 0 | 0 | 0 | 0 | 1 | 1 | 1 | 0 | 0 | 0 | 0 | 0 | 0 | 0 | 0 | 0 | 0 | 0 | 0 | 0 | 0 | 0 | 0 | 0 | 0 | 0 | 0 | 0 | 0 | 0 | 0 | 0 | 0 | 0 | 0 | 0 | 0 | 0 | 0 | 0 | 0 | 0 | 0 | 0 |  | 0 | 0 | 0 | 0 | 0 | 0 | 0 | 0 | 0 | 0 | 0 | 0 | 0 | 0 | 0 | 0 | 0 | 0 | 0 | 0 | 0 | 0 | 0 | 0 | 0 | 0 | 0 | 0 | 0 | 0 | 1 | 0 | 1 | 0 | 0 | 0 | -660.34 | -215.8012 | 62.84 | Collinsville-Tesla 500 kV Line | Collinsville-Tesla 500 kV Line | Woodland- Davis 115kV line |  | 0 | 0 | 0 | 0 | 0 | 0 | 29.35 | 50 | 62.84 | Bellota-Weber 230kV line | Rocklin-Pleaseant grove 115kV line | Woodland- Davis 115kV line |  | 5 | 1 | YES | 2 | 1 | 1 | NO | 1
PG&E KERN | Buena Vista | 230 | 0 | 0 | 0 | 0 | 0 | 0 | 0 | 0 | 0 | 0 | 0 | 0 | 0 | 0 | 0 | 0 | 0 | 0 | 0 | 0 | 0 | 0 | 0 | 0 | 0 | 0 | 0 | 0 | 0 | 0 | 0 | 0 | 0 | 0 | 0 | 0 | 0 | 0 | 0 | 0 | 0 | 0 | 0 | 0 | 0 | 0 | 0 | 0 | 0 | 0 | 0 | 0 | 0 | 0 | 0 | 0 | 0 | 0 | 0 | 0 | 0 | 0 | 0 | 0 | 0 | 0 | 0 | 0 | 0 | 0 | 0 | 0 | 0 | 0 | 0 | 0 | 0 | 0 | 1 | 1 | 0 | 0 | 0 | 0 | 0 | 0 | 0 | 0 | 0 | 0 | 0 | 0 | 0 | 0 | 1 | 0 | 0 | 0 |  | 0 | 0 | 0 | 0 | 0 | 0 | 0 | 0 | 0 | 0 | 0 | 0 | 0 | 0 | 0 | 0 | 0 | 0 | 0 | 0 | 0 | 0 | 0 | 0 | 0 | 0 | 0 | 0 | 0 | 0 | 0 | 0 | 3 | 0 | 2 | 1 | 530.62 | -2360.472 | -1847.2316 | Gates 500/230kV TB #12 | Gates 500/230kV TB #11 | Mustang-Henrietta 230 kV line |  | 0 | 0 | 0 | 0 | 0 | 0 | 4949.77 | 1169.488 | 631.7684 | Mustang-Henrietta 230 kV line | Mustang-Henrietta 230 kV line | Mustang-Henrietta 230 kV line |  | 5 | 1 | YES | 2 | 5 | 1 | YES | 2
PG&E FRESNO | Bullard | 115 | 0 | 0 | 0 | 0 | 0 | 0 | 0 | 0 | 0 | 0 | 0 | 0 | 0 | 0 | 0 | 0 | 0 | 0 | 0 | 0 | 0 | 0 | 0 | 0 | 0 | 0 | 0 | 0 | 0 | 0 | 0 | 0 | 0 | 0 | 0 | 0 | 0 | 0 | 0 | 0 | 0 | 0 | 0 | 0 | 0 | 1 | 0 | 0 | 0 | 0 | 0 | 0 | 0 | 0 | 0 | 0 | 0 | 0 | 0 | 0 | 0 | 0 | 0 | 0 | 0 | 0 | 0 | 0 | 0 | 0 | 0 | 0 | 0 | 0 | 0 | 0 | 0 | 0 | 1 | 0 | 0 | 1 | 1 | 1 | 1 | 1 | 0 | 1 | 1 | 1 | 0 | 0 | 1 | 0 | 1 | 0 | 0 | 2 |  | 0 | 0 | 0 | 0 | 0 | 0 | 0 | 0 | 0 | 0 | 0 | 0 | 0 | 0 | 0 | 0 | 0 | 0 | 0 | 0 | 0 | 0 | 0 | 0 | 0 | 0 | 0 | 0 | 0 | 0 | 2 | 0 | 4 | 0 | 1 | 1 | -404.45 | -2086.452 | -1847.2316 | Borden-Storey #1 230kV line | Gates 500/230kV TB #12 | Mustang-Henrietta 230 kV line |  | 0 | 0 | 0 | 0 | 0 | 0 | 29.35 | 368.5 | 126.1276 | Bellota-Weber 230kV line | Bellota-Weber 230kV line | Oro Loma-El Nido 115kV Line |  | 5 | 1 | YES | 2 | 5 | 1 | YES | 2
PG&E GBA | Burlingame | 115 | 0 | 0 | 0 | 0 | 0 | 0 | 0 | 0 | 0 | 0 | 0 | 0 | 0 | 0 | 0 | 0 | 0 | 0 | 0 | 0 | 0 | 0 | 0 | 0 | 0 | 0 | 0 | 0 | 0 | 0 | 0 | 0 | 0 | 0 | 0 | 0 | 0 | 0 | 0 | 1 | 0 | 0 | 0 | 0 | 0 | 0 | 0 | 0 | 0 | 0 | 0 | 0 | 1 | 0 | 0 | 0 | 0 | 0 | 0 | 0 | 0 | 0 | 0 | 0 | 0 | 0 | 0 | 0 | 0 | 0 | 0 | 0 | 0 | 0 | 0 | 0 | 0 | 0 | 0 | 0 | 0 | 0 | 0 | 0 | 0 | 0 | 0 | 0 | 0 | 0 | 0 | 0 | 0 | 0 | 0 | 0 | 0 | 1 |  | 0 | 0 | 0 | 0 | 0 | 0 | 0 | 0 | 0 | 0 | 0 | 0 | 0 | 0 | 0 | 0 | 0 | 0 | 0 | 0 | 0 | 0 | 0 | 0 | 0 | 0 | 0 | 0 | 0 | 0 | 1 | 0 | 1 | 0 | 0 | 0 | -660.34 | -215.8012 | 2295.5509 | Collinsville-Tesla 500 kV Line | Collinsville-Tesla 500 kV Line | Collinsville-Tesla 500 kV Line |  | 0 | 0 | 0 | 0 | 0 | 0 | 2422.8 | 2560.8 | 2295.5509 | Sobrante-Moraga 230 kV line | Sobrante-Moraga 230 kV line | Collinsville-Tesla 500 kV Line |  | 5 | 1 | YES | 2 | 1 | 1 | NO | 1
PG&E NGBA | Burney Forest | 230 | 0 | 0 | 0 | 0 | 0 | 0 | 0 | 0 | 0 | 0 | 0 | 0 | 0 | 0 | 0 | 0 | 0 | 0 | 0 | 0 | 0 | 0 | 0 | 0 | 0 | 0 | 0 | 0 | 0 | 0 | 0 | 0 | 0 | 0 | 0 | 0 | 0 | 0 | 0 | 1 | 0 | 0 | 0 | 1 | 0 | 0 | 0 | 0 | 0 | 0 | 0 | 0 | 0 | 0 | 0 | 0 | 0 | 0 | 0 | 0 | 0 | 0 | 0 | 0 | 0 | 0 | 0 | 0 | 0 | 0 | 0 | 0 | 0 | 0 | 0 | 0 | 0 | 0 | 0 | 0 | 0 | 0 | 0 | 0 | 0 | 0 | 0 | 0 | 0 | 0 | 0 | 0 | 0 | 0 | 0 | 0 | 0 | 0 |  | 0 | 0 | 0 | 0 | 0 | 0 | 0 | 0 | 0 | 0 | 0 | 0 | 0 | 0 | 0 | 0 | 0 | 0 | 0 | 0 | 0 | 0 | 0 | 0 | 0 | 0 | 0 | 0 | 0 | 0 | 1 | 0 | 1 | 0 | 0 | 0 | -660.34 | -215.8012 | 15 | Collinsville-Tesla 500 kV Line | Collinsville-Tesla 500 kV Line | Carberry-Round Mountain 230kV Line |  | 0 | 0 | 0 | 0 | 0 | 0 | 15 | 15 | 15 | Carberry-Round Mountain 230kV Line | Carberry-Round Mountain 230kV Line | Carberry-Round Mountain 230kV Line |  | 5 | 1 | YES | 2 | 1 | 1 | NO | 1
PG&E NGBA | Butte | 115 | 0 | 0 | 0 | 0 | 0 | 0 | 0 | 0 | 0 | 0 | 0 | 0 | 0 | 0 | 0 | 0 | 0 | 0 | 0 | 0 | 0 | 0 | 0 | 0 | 0 | 0 | 0 | 0 | 0 | 0 | 0 | 0 | 0 | 0 | 0 | 0 | 0 | 0 | 0 | 1 | 0 | 0 | 0 | 0 | 0 | 0 | 0 | 0 | 0 | 0 | 0 | 0 | 0 | 0 | 0 | 0 | 0 | 0 | 0 | 0 | 0 | 0 | 0 | 0 | 0 | 0 | 0 | 0 | 0 | 0 | 0 | 0 | 0 | 0 | 0 | 0 | 0 | 0 | 0 | 0 | 0 | 0 | 0 | 0 | 0 | 0 | 0 | 0 | 0 | 0 | 0 | 0 | 0 | 0 | 0 | 0 | 0 | 0 |  | 0 | 0 | 0 | 0 | 0 | 0 | 0 | 0 | 0 | 0 | 0 | 0 | 0 | 0 | 0 | 0 | 0 | 0 | 0 | 0 | 0 | 0 | 0 | 0 | 0 | 0 | 0 | 0 | 0 | 0 | 1 | 0 | 1 | 0 | 0 | 0 | -660.34 | -215.8012 | 2295.5509 | Collinsville-Tesla 500 kV Line | Collinsville-Tesla 500 kV Line | Collinsville-Tesla 500 kV Line |  | 0 | 0 | 0 | 0 | 0 | 0 | 7984.66 | 8429.1988 | 2295.5509 | Collinsville-Tesla 500 kV Line | Collinsville-Tesla 500 kV Line | Collinsville-Tesla 500 kV Line |  | 5 | 1 | YES | 2 | 1 | 1 | NO | 1
PG&E KERN | Cabrillo | 115 | 0 | 0 | 0 | 0 | 0 | 0 | 0 | 0 | 0 | 0 | 0 | 0 | 0 | 0 | 0 | 0 | 0 | 0 | 0 | 0 | 0 | 0 | 0 | 0 | 0 | 0 | 0 | 0 | 0 | 0 | 0 | 0 | 0 | 0 | 0 | 0 | 0 | 0 | 0 | 0 | 0 | 0 | 0 | 0 | 0 | 0 | 0 | 0 | 0 | 0 | 0 | 0 | 0 | 0 | 0 | 0 | 0 | 0 | 0 | 0 | 0 | 0 | 0 | 0 | 0 | 0 | 0 | 1 | 1 | 0 | 0 | 0 | 0 | 0 | 0 | 0 | 0 | 0 | 0 | 1 | 0 | 0 | 0 | 0 | 0 | 1 | 0 | 0 | 0 | 0 | 0 | 0 | 0 | 0 | 0 | 1 | 0 | 1 |  | 0 | 0 | 0 | 0 | 0 | 0 | 0 | 0 | 0 | 0 | 0 | 0 | 0 | 0 | 0 | 0 | 0 | 0 | 0 | 0 | 0 | 0 | 0 | 0 | 0 | 0 | 0 | 0 | 0 | 0 | 0 | 0 | 1 | 0 | 1 | 0 | 122.65 | -2360.472 | -1076.0882 | Cal Flat-Gates 230 kV line | Gates 500/230kV TB #11 | Gates 500/230kV TB #11 |  | 0 | 0 | 0 | 0 | 0 | 0 | 122.65 | 392.11 | 666.9203 | Cal Flat-Gates 230 kV line | Cal Flat-Gates 230 kV line | Cal Flat-Gates 230 kV line |  | 5 | 1 | YES | 2 | 5 | 1 | YES | 2
PG&E FRESNO | Cal Flats | 230 | 0 | 0 | 0 | 0 | 0 | 0 | 0 | 0 | 0 | 0 | 0 | 0 | 0 | 0 | 0 | 0 | 0 | 0 | 0 | 0 | 0 | 0 | 0 | 0 | 0 | 0 | 0 | 0 | 0 | 0 | 0 | 0 | 0 | 0 | 0 | 0 | 0 | 0 | 0 | 0 | 0 | 0 | 0 | 0 | 0 | 0 | 0 | 0 | 0 | 0 | 0 | 0 | 0 | 0 | 0 | 0 | 0 | 0 | 0 | 0 | 0 | 0 | 0 | 0 | 0 | 0 | 0 | 1 | 0 | 0 | 0 | 0 | 0 | 0 | 0 | 0 | 0 | 0 | 1 | 1 | 1 | 0 | 0 | 0 | 0 | 0 | 0 | 0 | 0 | 0 | 0 | 0 | 0 | 0 | 1 | 1 | 0 | 0 |  | 0 | 0 | 0 | 0 | 0 | 0 | 0 | 0 | 0 | 0 | 0 | 0 | 0 | 0 | 0 | 0 | 0 | 0 | 0 | 0 | 0 | 0 | 0 | 0 | 0 | 0 | 0 | 0 | 0 | 0 | 0 | 0 | 3 | 0 | 2 | 1 | 122.65 | -2360.472 | -1847.2316 | Cal Flat-Gates 230 kV line | Gates 500/230kV TB #11 | Mustang-Henrietta 230 kV line |  | 0 | 0 | 0 | 0 | 0 | 0 | 122.65 | 300.67 | 268.524 | Cal Flat-Gates 230 kV line | Gates 230/70kV TB #5 | Gates 230/70kV TB #5 |  | 5 | 1 | YES | 2 | 5 | 1 | YES | 2
SCE NOL | Calcite | 230 | 0 | 0 | 0 | 0 | 0 | 0 | 0 | 0 | 0 | 0 | 0 | 0 | 0 | 1 | 1 | 0 | 0 | 0 | 0 | 0 | 0 | 0 | 0 | 0 | 0 | 0 | 0 | 0 | 0 | 0 | 0 | 0 | 0 | 0 | 0 | 0 | 0 | 0 | 0 | 0 | 0 | 0 | 0 | 0 | 0 | 0 | 0 | 0 | 0 | 0 | 0 | 0 | 0 | 0 | 0 | 0 | 0 | 0 | 0 | 0 | 0 | 0 | 0 | 0 | 0 | 0 | 0 | 0 | 0 | 0 | 0 | 0 | 0 | 0 | 0 | 0 | 0 | 0 | 0 | 0 | 0 | 0 | 0 | 0 | 0 | 0 | 0 | 0 | 0 | 0 | 0 | 0 | 0 | 0 | 0 | 0 | 0 | 1 |  | 0 | 0 | 0 | 0 | 0 | 0 | 0 | 0 | 0 | 0 | 0 | 0 | 0 | 0 | 0 | 0 | 0 | 0 | 0 | 0 | 0 | 0 | 0 | 0 | 165 | 0 | 0 | 0 | 0 | 1 | 0 | 0 | 0 | 0 | 0 | 0 | 92 | 159.25 | 424.95 | Lugo Transformer Area Constraint | Lugo Transformer Area Constraint | Calcite to Lugo Area Constraint |  | 0 | 0 | 0 | 0 | 0 | 0 | 92 | 159.25 | 424.95 | Lugo Transformer Area Constraint | Lugo Transformer Area Constraint | Calcite to Lugo Area Constraint |  | 1 | 1 | NO | 1 | 1 | 1 | NO | 1
PG&E KERN | Caliente | 230 | 0 | 0 | 0 | 0 | 0 | 0 | 0 | 0 | 0 | 0 | 0 | 0 | 0 | 0 | 0 | 0 | 0 | 0 | 0 | 0 | 0 | 0 | 0 | 0 | 0 | 0 | 0 | 0 | 0 | 0 | 0 | 0 | 0 | 0 | 0 | 0 | 0 | 0 | 0 | 0 | 0 | 0 | 0 | 0 | 0 | 0 | 0 | 0 | 0 | 0 | 0 | 0 | 0 | 0 | 0 | 0 | 0 | 0 | 0 | 0 | 0 | 0 | 0 | 0 | 0 | 0 | 0 | 1 | 0 | 0 | 0 | 0 | 0 | 0 | 0 | 0 | 0 | 0 | 1 | 1 | 0 | 0 | 0 | 0 | 0 | 0 | 0 | 0 | 0 | 0 | 0 | 0 | 0 | 0 | 1 | 1 | 0 | 0 |  | 0 | 0 | 0 | 0 | 0 | 0 | 0 | 0 | 0 | 0 | 0 | 0 | 0 | 0 | 0 | 0 | 0 | 0 | 0 | 0 | 0 | 0 | 0 | 0 | 0 | 0 | 0 | 0 | 150 | 1 | 0 | 0 | 3 | 0 | 2 | 1 | 122.65 | -2360.472 | -1847.2316 | Cal Flat-Gates 230 kV line | Gates 500/230kV TB #11 | Mustang-Henrietta 230 kV line |  | 0 | 0 | 0 | 0 | 0 | 0 | 122.65 | 392.11 | 631.7684 | Cal Flat-Gates 230 kV line | Cal Flat-Gates 230 kV line | Mustang-Henrietta 230 kV line |  | 5 | 1 | YES | 2 | 5 | 1 | YES | 2
PG&E FRESNO | California Ave | 115 | 0 | 0 | 0 | 0 | 0 | 0 | 0 | 0 | 0 | 0 | 0 | 0 | 0 | 0 | 0 | 0 | 0 | 0 | 0 | 0 | 0 | 0 | 0 | 0 | 0 | 0 | 0 | 0 | 0 | 0 | 0 | 0 | 0 | 0 | 0 | 0 | 0 | 0 | 0 | 0 | 0 | 0 | 0 | 0 | 0 | 0 | 0 | 0 | 0 | 0 | 0 | 0 | 0 | 0 | 0 | 0 | 0 | 0 | 0 | 0 | 0 | 0 | 0 | 0 | 0 | 0 | 0 | 0 | 1 | 0 | 0 | 0 | 0 | 0 | 0 | 0 | 0 | 0 | 0 | 1 | 0 | 1 | 0 | 1 | 0 | 1 | 0 | 0 | 0 | 0 | 0 | 0 | 0 | 0 | 0 | 0 | 0 | 1 |  | 0 | 0 | 0 | 0 | 0 | 0 | 0 | 0 | 0 | 0 | 0 | 0 | 0 | 0 | 0 | 0 | 0 | 0 | 0 | 0 | 0 | 0 | 0 | 0 | 0 | 0 | 0 | 0 | 0 | 0 | 1 | 0 | 2 | 0 | 1 | 0 | -82.55 | -2360.472 | -1076.0882 | Chowchilla-Le grand 115kV Line | Gates 500/230kV TB #11 | Gates 500/230kV TB #11 |  | 0 | 0 | 0 | 0 | 0 | 0 | 979.65 | 1168.45 | 768.5476 | Los Banos 500/230kV TB | Chowchilla-Le grand 115kV Line | Chowchilla-Le grand 115kV Line |  | 5 | 1 | YES | 2 | 5 | 1 | YES | 2
PG&E KERN | Callender | 115 | 0 | 0 | 0 | 0 | 0 | 0 | 0 | 0 | 0 | 0 | 0 | 0 | 0 | 0 | 0 | 0 | 0 | 0 | 0 | 0 | 0 | 0 | 0 | 0 | 0 | 0 | 0 | 0 | 0 | 0 | 0 | 0 | 0 | 0 | 0 | 0 | 0 | 0 | 0 | 0 | 0 | 0 | 0 | 0 | 0 | 0 | 0 | 0 | 0 | 0 | 0 | 0 | 0 | 0 | 0 | 0 | 0 | 0 | 0 | 0 | 0 | 0 | 0 | 0 | 0 | 0 | 0 | 1 | 1 | 0 | 0 | 0 | 0 | 0 | 0 | 0 | 0 | 0 | 1 | 1 | 0 | 0 | 0 | 0 | 0 | 0 | 0 | 0 | 0 | 0 | 0 | 0 | 0 | 0 | 1 | 1 | 0 | 0 |  | 0 | 0 | 0 | 0 | 0 | 0 | 0 | 0 | 0 | 0 | 0 | 0 | 0 | 0 | 0 | 0 | 0 | 0 | 0 | 0 | 0 | 0 | 0 | 0 | 0 | 0 | 0 | 0 | 0 | 0 | 0 | 0 | 3 | 0 | 2 | 1 | 122.65 | -2360.472 | -1847.2316 | Cal Flat-Gates 230 kV line | Gates 500/230kV TB #11 | Mustang-Henrietta 230 kV line |  | 0 | 0 | 0 | 0 | 0 | 0 | 122.65 | 392.11 | 631.7684 | Cal Flat-Gates 230 kV line | Cal Flat-Gates 230 kV line | Mustang-Henrietta 230 kV line |  | 5 | 1 | YES | 2 | 5 | 1 | YES | 2
PG&E NGBA | Calpella | 115 | 0 | 0 | 0 | 0 | 0 | 0 | 0 | 0 | 0 | 0 | 0 | 0 | 0 | 0 | 0 | 0 | 0 | 0 | 0 | 0 | 0 | 0 | 0 | 0 | 0 | 0 | 0 | 0 | 0 | 0 | 0 | 0 | 0 | 0 | 0 | 0 | 0 | 0 | 0 | 1 | 0 | 1 | 0 | 0 | 0 | 0 | 0 | 0 | 0 | 0 | 0 | 0 | 1 | 0 | 1 | 1 | 0 | 0 | 0 | 0 | 0 | 0 | 0 | 0 | 0 | 0 | 1 | 0 | 0 | 0 | 0 | 0 | 0 | 0 | 0 | 0 | 0 | 0 | 0 | 0 | 0 | 0 | 0 | 0 | 0 | 0 | 0 | 0 | 0 | 0 | 0 | 0 | 0 | 0 | 0 | 0 | 0 | 1 |  | 0 | 0 | 0 | 0 | 0 | 0 | 0 | 0 | 0 | 0 | 0 | 0 | 0 | 0 | 0 | 0 | 0 | 0 | 0 | 0 | 0 | 0 | 0 | 4 | 0 | 0 | 0 | 0 | 0 | 1 | 2 | 0 | 2 | 0 | 0 | 0 | -660.34 | -215.8012 | 361.1526 | Collinsville-Tesla 500 kV Line | Collinsville-Tesla 500 kV Line | Birds Landing-Contra Costa 230kV Line |  | 1 | 0 | 1 | 0 | 0 | 0 | -298.39 | -27.9962 | 361.1526 | Birds Landing-Contra Costa 230kV Line | Birds Landing-Contra Costa 230kV Line | Birds Landing-Contra Costa 230kV Line |  | 5 | 5 | NO | 5 | 1 | 1 | NO | 1
PG&E GBA | Camanche | 230 | 0 | 0 | 0 | 0 | 0 | 0 | 0 | 0 | 0 | 0 | 0 | 0 | 0 | 0 | 0 | 0 | 0 | 0 | 0 | 0 | 0 | 0 | 0 | 0 | 0 | 0 | 0 | 0 | 0 | 0 | 0 | 0 | 0 | 0 | 0 | 0 | 0 | 0 | 0 | 0 | 0 | 0 | 0 | 0 | 0 | 1 | 0 | 0 | 0 | 0 | 0 | 0 | 0 | 0 | 0 | 0 | 0 | 0 | 0 | 1 | 1 | 0 | 0 | 0 | 0 | 0 | 0 | 0 | 0 | 0 | 0 | 0 | 0 | 0 | 0 | 0 | 0 | 0 | 0 | 0 | 0 | 0 | 0 | 0 | 0 | 0 | 0 | 0 | 0 | 0 | 0 | 0 | 0 | 0 | 0 | 0 | 0 | 0 |  | 0 | 0 | 0 | 0 | 0 | 0 | 0 | 0 | 0 | 0 | 0 | 0 | 0 | 0 | 0 | 0 | 0 | 0 | 0 | 0 | 0 | 0 | 0 | 0 | 0 | 0 | 0 | 0 | 0 | 0 | 0 | 0 | 0 | 0 | 0 | 0 | 29.35 | 368.5 | 1523.3998 | Bellota-Weber 230kV line | Bellota-Weber 230kV line | Bellota-Weber 230kV line |  | 0 | 0 | 0 | 0 | 0 | 0 | 29.35 | 368.5 | 1523.3998 | Bellota-Weber 230kV line | Bellota-Weber 230kV line | Bellota-Weber 230kV line |  | 1 | 1 | NO | 1 | 1 | 1 | NO | 1
SDGE | Cameron | 69 | 0 | 0 | 0 | 0 | 0 | 0 | 0 | 0 | 0 | 0 | 0 | 0 | 0 | 0 | 0 | 0 | 0 | 0 | 0 | 0 | 0 | 0 | 0 | 0 | 0 | 0 | 0 | 1 | 0 | 1 | 1 | 0 | 1 | 0 | 0 | 0 | 1 | 0 | 0 | 0 | 0 | 0 | 0 | 0 | 0 | 0 | 0 | 0 | 0 | 0 | 0 | 0 | 0 | 0 | 0 | 0 | 0 | 0 | 0 | 0 | 0 | 0 | 0 | 0 | 0 | 0 | 0 | 0 | 0 | 0 | 0 | 0 | 0 | 0 | 0 | 0 | 0 | 0 | 0 | 0 | 0 | 0 | 0 | 0 | 0 | 0 | 0 | 0 | 0 | 0 | 0 | 0 | 0 | 0 | 0 | 0 | 0 | 3 |  | 0 | 0 | 0 | 0 | 0 | 0 | 0 | 0 | 0.84 | 0 | 0 | 0 | 0 | 0 | 1 | 0 | 0 | 0 | 0 | 0 | 0 | 0 | 0 | 0.84 | 0 | 0 | 0 | 0 | 0 | 1 | 0 | 1 | 0 | 0 | 0 | 0 | -35.92 | 48.96 | 301.7864 | San Luis Rey-San Onofre 230 kV line constraint | San Luis Rey-San Onofre 230 kV line constraint | Miguel 69 kV constraint |  | 0 | 1 | 0 | 0 | 0 | 0 | -35.92 | 48.96 | 301.7864 | San Luis Rey-San Onofre 230 kV line constraint | San Luis Rey-San Onofre 230 kV line constraint | Miguel 69 kV constraint |  | 3 | 3 | NO | 3 | 1 | 1 | NO | 1
SDGE | Cannon | 69 | 0 | 0 | 0 | 0 | 0 | 0 | 0 | 0 | 0 | 0 | 0 | 0 | 0 | 0 | 0 | 0 | 0 | 0 | 0 | 0 | 0 | 0 | 0 | 0 | 0 | 0 | 0 | 0 | 0 | 0 | 1 | 0 | 1 | 0 | 0 | 0 | 0 | 0 | 0 | 0 | 0 | 0 | 0 | 0 | 0 | 0 | 0 | 0 | 0 | 0 | 0 | 0 | 0 | 0 | 0 | 0 | 0 | 0 | 0 | 0 | 0 | 0 | 0 | 0 | 0 | 0 | 0 | 0 | 0 | 0 | 0 | 0 | 0 | 0 | 0 | 0 | 0 | 0 | 0 | 0 | 0 | 0 | 0 | 0 | 0 | 0 | 0 | 0 | 0 | 0 | 0 | 0 | 0 | 0 | 0 | 0 | 0 | 2 |  | 0 | 0 | 0 | 0 | 0 | 0 | 0 | 0 | 0 | 0 | 0 | 0 | 0 | 0 | 0 | 0 | 0 | 0 | 0 | 0 | 0 | 0 | 0 | 0 | 0 | 0 | 0 | 0 | 0 | 0 | 0 | 1 | 0 | 0 | 0 | 0 | -35.92 | 48.96 | 3490.5814 | San Luis Rey-San Onofre 230 kV line constraint | San Luis Rey-San Onofre 230 kV line constraint | San Luis Rey-San Onofre 230 kV line constraint |  | 0 | 1 | 0 | 0 | 0 | 0 | -35.92 | 48.96 | 3490.5814 | San Luis Rey-San Onofre 230 kV line constraint | San Luis Rey-San Onofre 230 kV line constraint | San Luis Rey-San Onofre 230 kV line constraint |  | 3 | 3 | NO | 3 | 1 | 1 | NO | 1
PG&E FRESNO | Cantua | 115 | 0 | 0 | 0 | 0 | 0 | 0 | 0 | 0 | 0 | 0 | 0 | 0 | 0 | 0 | 0 | 0 | 0 | 0 | 0 | 0 | 0 | 0 | 0 | 0 | 0 | 0 | 0 | 0 | 0 | 0 | 0 | 0 | 0 | 0 | 0 | 0 | 0 | 0 | 0 | 0 | 0 | 0 | 0 | 0 | 0 | 0 | 0 | 0 | 0 | 0 | 0 | 0 | 0 | 0 | 0 | 0 | 0 | 0 | 0 | 0 | 0 | 0 | 0 | 0 | 0 | 0 | 0 | 0 | 0 | 0 | 0 | 0 | 0 | 0 | 0 | 0 | 0 | 0 | 1 | 0 | 1 | 0 | 1 | 0 | 0 | 1 | 0 | 1 | 0 | 0 | 0 | 0 | 0 | 0 | 0 | 0 | 0 | 1 |  | 0 | 0 | 0 | 0 | 0 | 0 | 0 | 0 | 0 | 0 | 0 | 0 | 0 | 0 | 0 | 0 | 0 | 0 | 0 | 0 | 0 | 0 | 0 | 0 | 0 | 0 | 0 | 0 | 0 | 0 | 0 | 0 | 1 | 0 | 1 | 0 | 300.67 | -2086.452 | -1671.433 | Gates 230/70kV TB #5 | Gates 500/230kV TB #12 | Gates 500/230kV TB #12 |  | 0 | 0 | 0 | 0 | 0 | 0 | 300.67 | 300.67 | 268.524 | Gates 230/70kV TB #5 | Gates 230/70kV TB #5 | Gates 230/70kV TB #5 |  | 5 | 1 | YES | 2 | 5 | 1 | YES | 2
SDGE | Capistrano | 138 | 0 | 0 | 0 | 0 | 0 | 0 | 0 | 0 | 0 | 0 | 0 | 0 | 0 | 0 | 0 | 0 | 0 | 0 | 0 | 0 | 0 | 0 | 0 | 0 | 0 | 1 | 0 | 0 | 0 | 0 | 0 | 0 | 0 | 0 | 0 | 0 | 0 | 1 | 0 | 0 | 0 | 0 | 0 | 0 | 0 | 0 | 0 | 0 | 0 | 0 | 0 | 0 | 0 | 0 | 0 | 0 | 0 | 0 | 0 | 0 | 0 | 0 | 0 | 0 | 0 | 0 | 0 | 0 | 0 | 0 | 0 | 0 | 0 | 0 | 0 | 0 | 0 | 0 | 0 | 0 | 0 | 0 | 0 | 0 | 0 | 0 | 0 | 0 | 0 | 0 | 0 | 0 | 0 | 0 | 0 | 0 | 0 | 0 |  | 0 | 0 | 0 | 0 | 0 | 0 | 0 | 0 | 0 | 0 | 0 | 0 | 0 | 0 | 0 | 0 | 0 | 0 | 0 | 0 | 0 | 0 | 0 | 0 | 0 | 0 | 0 | 25 | 0 | 1 | 0 | 0 | 0 | 0 | 0 | 0 | 586.64 | 909.32 | 1265.36 | Capistrano-San Onofre 230 kV constraint | Talega 230 kV constraint | Talega 230 kV constraint |  | 0 | 0 | 0 | 0 | 0 | 0 | 586.64 | 909.32 | 1265.36 | Capistrano-San Onofre 230 kV constraint | Talega 230 kV constraint | Talega 230 kV constraint |  | 1 | 1 | NO | 1 | 1 | 1 | NO | 1
SDGE | Capistrano | 230 | 0 | 0 | 0 | 0 | 0 | 0 | 0 | 0 | 0 | 0 | 0 | 0 | 0 | 0 | 0 | 0 | 0 | 0 | 0 | 0 | 0 | 0 | 0 | 0 | 0 | 1 | 0 | 0 | 0 | 0 | 0 | 0 | 0 | 0 | 0 | 0 | 0 | 1 | 0 | 0 | 0 | 0 | 0 | 0 | 0 | 0 | 0 | 0 | 0 | 0 | 0 | 0 | 0 | 0 | 0 | 0 | 0 | 0 | 0 | 0 | 0 | 0 | 0 | 0 | 0 | 0 | 0 | 0 | 0 | 0 | 0 | 0 | 0 | 0 | 0 | 0 | 0 | 0 | 0 | 0 | 0 | 0 | 0 | 0 | 0 | 0 | 0 | 0 | 0 | 0 | 0 | 0 | 0 | 0 | 0 | 0 | 0 | 0 |  | 0 | 0 | 0 | 0 | 0 | 0 | 0 | 0 | 0 | 0 | 0 | 0 | 0 | 0 | 0 | 0 | 0 | 0 | 0 | 0 | 0 | 0 | 0 | 0 | 0 | 0 | 0 | 25 | 0 | 1 | 0 | 0 | 0 | 0 | 0 | 0 | 586.64 | 909.32 | 1265.36 | Capistrano-San Onofre 230 kV constraint | Talega 230 kV constraint | Talega 230 kV constraint |  | 0 | 0 | 0 | 0 | 0 | 0 | 586.64 | 909.32 | 1265.36 | Capistrano-San Onofre 230 kV constraint | Talega 230 kV constraint | Talega 230 kV constraint |  | 1 | 1 | NO | 1 | 1 | 1 | NO | 1
PG&E NGBA | Carberry | 230 | 0 | 0 | 0 | 0 | 0 | 0 | 0 | 0 | 0 | 0 | 0 | 0 | 0 | 0 | 0 | 0 | 0 | 0 | 0 | 0 | 0 | 0 | 0 | 0 | 0 | 0 | 0 | 0 | 0 | 0 | 0 | 0 | 0 | 0 | 0 | 0 | 0 | 0 | 0 | 1 | 0 | 0 | 0 | 1 | 0 | 0 | 0 | 0 | 0 | 0 | 0 | 0 | 0 | 0 | 0 | 0 | 0 | 0 | 0 | 0 | 0 | 0 | 0 | 0 | 0 | 0 | 0 | 0 | 0 | 0 | 0 | 0 | 0 | 0 | 0 | 0 | 0 | 0 | 0 | 0 | 0 | 0 | 0 | 0 | 0 | 0 | 0 | 0 | 0 | 0 | 0 | 0 | 0 | 0 | 0 | 0 | 0 | 0 |  | 0 | 0 | 0 | 0 | 0 | 0 | 0 | 0 | 0 | 0 | 0 | 0 | 0 | 0 | 0 | 0 | 0 | 0 | 0 | 0 | 0 | 0 | 0 | 0 | 0 | 0 | 0 | 0 | 0 | 0 | 1 | 0 | 1 | 0 | 0 | 0 | -660.34 | -215.8012 | 15 | Collinsville-Tesla 500 kV Line | Collinsville-Tesla 500 kV Line | Carberry-Round Mountain 230kV Line |  | 0 | 0 | 0 | 0 | 0 | 0 | 15 | 15 | 15 | Carberry-Round Mountain 230kV Line | Carberry-Round Mountain 230kV Line | Carberry-Round Mountain 230kV Line |  | 5 | 1 | YES | 2 | 1 | 1 | NO | 1
SCE Eastern | Cardiff | 66 | 0 | 0 | 0 | 0 | 0 | 0 | 0 | 0 | 0 | 0 | 0 | 0 | 0 | 0 | 0 | 0 | 0 | 0 | 0 | 1 | 0 | 1 | 0 | 0 | 0 | 0 | 0 | 0 | 0 | 0 | 0 | 0 | 0 | 0 | 0 | 0 | 0 | 0 | 0 | 0 | 0 | 0 | 0 | 0 | 0 | 0 | 0 | 0 | 0 | 0 | 0 | 0 | 0 | 0 | 0 | 0 | 0 | 0 | 0 | 0 | 0 | 0 | 0 | 0 | 0 | 0 | 0 | 0 | 0 | 0 | 0 | 0 | 0 | 0 | 0 | 0 | 0 | 0 | 0 | 0 | 0 | 0 | 0 | 0 | 0 | 0 | 0 | 0 | 0 | 0 | 0 | 0 | 0 | 0 | 0 | 0 | 0 | 1 |  | 0 | 0 | 0 | 0 | 0 | 0 | 0 | 0 | 0 | 0 | 0 | 0 | 0 | 0 | 0 | 0 | 0 | 0 | 0 | 0 | 0 | 0 | 0 | 0 | 0 | 0 | 0 | 0 | 0 | 0 | 0 | 2 | 0 | 0 | 0 | 0 | -1393.746 | 648.31 | 8204.916 | Serrano-Alberhill-Valley Constraint | Etiwanda-Rancho Vista Constraint | Serrano-Alberhill-Valley Constraint |  | 0 | 0 | 0 | 0 | 0 | 0 | 128.254 | 648.31 | 8661.07 | Serrano-Alberhill-Valley Constraint | Etiwanda-Rancho Vista Constraint | Etiwanda-Rancho Vista Constraint |  | 4 | 1 | YES | 2 | 1 | 1 | NO | 1
PG&E NGBA | Caribou | 60 | 0 | 0 | 0 | 0 | 0 | 0 | 0 | 0 | 0 | 0 | 0 | 0 | 0 | 0 | 0 | 0 | 0 | 0 | 0 | 0 | 0 | 0 | 0 | 0 | 0 | 0 | 0 | 0 | 0 | 0 | 0 | 0 | 0 | 0 | 0 | 0 | 0 | 0 | 0 | 1 | 0 | 0 | 1 | 0 | 0 | 1 | 0 | 1 | 0 | 0 | 0 | 0 | 0 | 0 | 0 | 0 | 0 | 0 | 0 | 1 | 1 | 0 | 0 | 0 | 0 | 0 | 0 | 0 | 0 | 0 | 0 | 0 | 0 | 0 | 0 | 0 | 0 | 0 | 0 | 0 | 0 | 0 | 0 | 0 | 0 | 0 | 0 | 0 | 0 | 0 | 0 | 0 | 0 | 0 | 0 | 0 | 0 | 0 |  | 0 | 0 | 0 | 0 | 0 | 0 | 0 | 0 | 0 | 0 | 0 | 0 | 0 | 0 | 0 | 0 | 0 | 0 | 0 | 0 | 0 | 0 | 0 | 0 | 0 | 0 | 0 | 0 | 0 | 0 | 1 | 0 | 1 | 0 | 0 | 0 | -660.34 | -215.8012 | 186.9836 | Collinsville-Tesla 500 kV Line | Collinsville-Tesla 500 kV Line | Rio Oso-Lockeford 230kV line |  | 0 | 0 | 0 | 0 | 0 | 0 | 29.35 | 337 | 186.9836 | Bellota-Weber 230kV line | Bell-Placer 115kV Line | Rio Oso-Lockeford 230kV line |  | 5 | 1 | YES | 2 | 1 | 1 | NO | 1
PG&E NGBA | Caribou | 115 | 0 | 0 | 0 | 0 | 0 | 0 | 0 | 0 | 0 | 0 | 0 | 0 | 0 | 0 | 0 | 0 | 0 | 0 | 0 | 0 | 0 | 0 | 0 | 0 | 0 | 0 | 0 | 0 | 0 | 0 | 0 | 0 | 0 | 0 | 0 | 0 | 0 | 0 | 0 | 1 | 0 | 0 | 0 | 0 | 0 | 0 | 0 | 0 | 0 | 0 | 0 | 0 | 0 | 0 | 0 | 0 | 0 | 0 | 0 | 1 | 0 | 0 | 0 | 0 | 0 | 0 | 0 | 0 | 0 | 0 | 0 | 0 | 0 | 0 | 0 | 0 | 0 | 0 | 0 | 0 | 0 | 0 | 0 | 0 | 0 | 0 | 0 | 0 | 0 | 0 | 0 | 0 | 0 | 0 | 0 | 0 | 0 | 0 |  | 0 | 0 | 0 | 0 | 0 | 0 | 0 | 0 | 0 | 0 | 0 | 0 | 0 | 0 | 0 | 0 | 0 | 0 | 0 | 0 | 0 | 0 | 0 | 0 | 0 | 0 | 0 | 0 | 0 | 0 | 1 | 0 | 1 | 0 | 0 | 0 | -660.34 | -215.8012 | 2295.5509 | Collinsville-Tesla 500 kV Line | Collinsville-Tesla 500 kV Line | Collinsville-Tesla 500 kV Line |  | 0 | 0 | 0 | 0 | 0 | 0 | 1636.31 | 1970.6438 | 2295.5509 | Tesla-Bellota 230 kV line | Tesla-Bellota 230 kV line | Collinsville-Tesla 500 kV Line |  | 5 | 1 | YES | 2 | 1 | 1 | NO | 1
PG&E NGBA | Caribou | 230 | 0 | 0 | 0 | 0 | 0 | 0 | 0 | 0 | 0 | 0 | 0 | 0 | 0 | 0 | 0 | 0 | 0 | 0 | 0 | 0 | 0 | 0 | 0 | 0 | 0 | 0 | 0 | 0 | 0 | 0 | 0 | 0 | 0 | 0 | 0 | 0 | 0 | 0 | 0 | 1 | 0 | 0 | 0 | 0 | 0 | 0 | 0 | 0 | 0 | 0 | 0 | 0 | 0 | 0 | 0 | 0 | 0 | 0 | 0 | 1 | 0 | 0 | 0 | 0 | 0 | 0 | 0 | 0 | 0 | 0 | 0 | 0 | 0 | 0 | 0 | 0 | 0 | 0 | 0 | 0 | 0 | 0 | 0 | 0 | 0 | 0 | 0 | 0 | 0 | 0 | 0 | 0 | 0 | 0 | 0 | 0 | 0 | 0 |  | 0 | 0 | 0 | 0 | 0 | 0 | 0 | 0 | 0 | 0 | 0 | 0 | 0 | 0 | 0 | 0 | 0 | 0 | 0 | 0 | 0 | 0 | 0 | 0 | 0 | 0 | 0 | 0 | 0 | 0 | 1 | 0 | 1 | 0 | 0 | 0 | -660.34 | -215.8012 | 2295.5509 | Collinsville-Tesla 500 kV Line | Collinsville-Tesla 500 kV Line | Collinsville-Tesla 500 kV Line |  | 0 | 0 | 0 | 0 | 0 | 0 | 1636.31 | 1970.6438 | 2295.5509 | Tesla-Bellota 230 kV line | Tesla-Bellota 230 kV line | Collinsville-Tesla 500 kV Line |  | 5 | 1 | YES | 2 | 1 | 1 | NO | 1
EOP | Carpenter Canyon (fka Gamebird) | 138 | 0 | 0 | 0 | 0 | 0 | 0 | 0 | 0 | 0 | 0 | 0 | 0 | 0 | 0 | 0 | 0 | 0 | 0 | 0 | 0 | 0 | 0 | 1 | 1 | 1 | 0 | 0 | 0 | 0 | 0 | 0 | 0 | 0 | 0 | 0 | 0 | 0 | 0 | 0 | 0 | 0 | 0 | 0 | 0 | 0 | 0 | 0 | 0 | 0 | 0 | 0 | 0 | 0 | 0 | 0 | 0 | 0 | 0 | 0 | 0 | 0 | 0 | 0 | 0 | 0 | 0 | 0 | 0 | 0 | 0 | 0 | 0 | 0 | 0 | 0 | 0 | 0 | 0 | 0 | 0 | 0 | 0 | 0 | 0 | 0 | 0 | 0 | 0 | 0 | 0 | 0 | 0 | 0 | 0 | 0 | 0 | 0 | 2 |  | 0 | 0 | 0 | 0 | 0 | 0 | 0 | 0 | 0 | 0 | 0 | 0 | 0 | 0 | 0 | 0 | 0 | 0 | 0 | 0 | 0 | 0 | 0 | 0 | 0 | 0 | 0 | 0 | 0 | 0 | 1 | 0 | 1 | 0 | 0 | 0 | -3566.801 | -1411.508 | 344.027 | Lugo - Victorville area constraint | Lugo - Victorville area constraint | Lugo - Victorville area constraint |  | 0 | 0 | 0 | 0 | 0 | 0 | 576.5 | 1808.75 | 3367.55 | Sloan Canyon - Eldorado 500 kV constraint | Sloan Canyon - Eldorado 500 kV constraint | GLW 230kV area constraint |  | 5 | 1 | YES | 2 | 1 | 1 | NO | 1
EOP | Carpenter Canyon (fka Gamebird) | 230 | 0 | 0 | 0 | 0 | 0 | 0 | 0 | 0 | 0 | 0 | 0 | 0 | 0 | 0 | 0 | 0 | 0 | 0 | 0 | 0 | 0 | 0 | 1 | 1 | 1 | 0 | 0 | 0 | 0 | 0 | 0 | 0 | 0 | 0 | 0 | 0 | 0 | 0 | 0 | 0 | 0 | 0 | 0 | 0 | 0 | 0 | 0 | 0 | 0 | 0 | 0 | 0 | 0 | 0 | 0 | 0 | 0 | 0 | 0 | 0 | 0 | 0 | 0 | 0 | 0 | 0 | 0 | 0 | 0 | 0 | 0 | 0 | 0 | 0 | 0 | 0 | 0 | 0 | 0 | 0 | 0 | 0 | 0 | 0 | 0 | 0 | 0 | 0 | 0 | 0 | 0 | 0 | 0 | 0 | 0 | 0 | 0 | 2 |  | 0 | 0 | 0 | 0 | 0 | 0 | 0 | 0 | 0 | 0 | 0 | 0 | 0 | 0 | 0 | 0 | 0 | 0 | 0 | 0 | 0 | 0 | 0 | 0 | 0 | 0 | 0 | 36.5 | 0 | 1 | 1 | 0 | 1 | 0 | 0 | 0 | -3566.801 | -1411.508 | 344.027 | Lugo - Victorville area constraint | Lugo - Victorville area constraint | Lugo - Victorville area constraint |  | 0 | 0 | 0 | 0 | 0 | 0 | 576.5 | 1808.75 | 3367.55 | Sloan Canyon - Eldorado 500 kV constraint | Sloan Canyon - Eldorado 500 kV constraint | GLW 230kV area constraint |  | 5 | 1 | YES | 2 | 1 | 1 | NO | 1
PG&E NGBA | Carquinez | 115 | 0 | 0 | 0 | 0 | 0 | 0 | 0 | 0 | 0 | 0 | 0 | 0 | 0 | 0 | 0 | 0 | 0 | 0 | 0 | 0 | 0 | 0 | 0 | 0 | 0 | 0 | 0 | 0 | 0 | 0 | 0 | 0 | 0 | 0 | 0 | 0 | 0 | 0 | 0 | 1 | 0 | 0 | 0 | 0 | 0 | 0 | 0 | 0 | 0 | 0 | 0 | 0 | 1 | 0 | 0 | 0 | 0 | 0 | 0 | 0 | 0 | 0 | 0 | 0 | 0 | 0 | 1 | 0 | 0 | 0 | 0 | 0 | 0 | 0 | 0 | 0 | 0 | 0 | 0 | 0 | 0 | 0 | 0 | 0 | 0 | 0 | 0 | 0 | 0 | 0 | 0 | 0 | 0 | 0 | 0 | 0 | 0 | 1 |  | 0 | 0 | 0 | 0 | 0 | 0 | 0 | 0 | 0 | 0 | 0 | 0 | 0 | 0 | 0 | 0 | 0 | 0 | 0 | 0 | 0 | 0 | 0 | 0 | 0 | 0 | 0 | 0 | 0 | 0 | 2 | 0 | 2 | 0 | 0 | 0 | -660.34 | -215.8012 | 361.1526 | Collinsville-Tesla 500 kV Line | Collinsville-Tesla 500 kV Line | Birds Landing-Contra Costa 230kV Line |  | 1 | 0 | 1 | 0 | 0 | 0 | -298.39 | -27.9962 | 361.1526 | Birds Landing-Contra Costa 230kV Line | Birds Landing-Contra Costa 230kV Line | Birds Landing-Contra Costa 230kV Line |  | 5 | 5 | NO | 5 | 1 | 1 | NO | 1
SDGE | Carrizo Gorge | 138 | 0 | 0 | 0 | 0 | 0 | 0 | 0 | 0 | 0 | 0 | 0 | 0 | 0 | 0 | 0 | 0 | 0 | 0 | 0 | 0 | 0 | 0 | 0 | 0 | 0 | 0 | 0 | 0 | 0 | 0 | 1 | 0 | 1 | 0 | 0 | 1 | 1 | 0 | 0 | 0 | 0 | 0 | 0 | 0 | 0 | 0 | 0 | 0 | 0 | 0 | 0 | 0 | 0 | 0 | 0 | 0 | 0 | 0 | 0 | 0 | 0 | 0 | 0 | 0 | 0 | 0 | 0 | 0 | 0 | 0 | 0 | 0 | 0 | 0 | 0 | 0 | 0 | 0 | 0 | 0 | 0 | 0 | 0 | 0 | 0 | 0 | 0 | 0 | 0 | 0 | 0 | 0 | 0 | 0 | 0 | 0 | 0 | 4 |  | 0 | 0 | 0 | 0 | 0 | 0 | 0 | 0 | 0 | 0 | 90 | 0 | 0 | 0 | 1 | 0 | 0 | 0 | 0 | 0 | 0 | 0 | 0 | 0 | 0 | 90 | 70 | 0 | 0 | 1 | 0 | 1 | 0 | 0 | 0 | 0 | -35.92 | 48.96 | 1085.1064 | San Luis Rey-San Onofre 230 kV line constraint | San Luis Rey-San Onofre 230 kV line constraint | Silvergate-Old Town 230 kV constraint |  | 0 | 1 | 0 | 0 | 0 | 0 | -35.92 | 48.96 | 1085.1064 | San Luis Rey-San Onofre 230 kV line constraint | San Luis Rey-San Onofre 230 kV line constraint | Silvergate-Old Town 230 kV constraint |  | 3 | 3 | NO | 3 | 1 | 1 | NO | 1
PG&E KERN | Carrizo Plains | 115 | 0 | 0 | 0 | 0 | 0 | 0 | 0 | 0 | 0 | 0 | 0 | 0 | 0 | 0 | 0 | 0 | 0 | 0 | 0 | 0 | 0 | 0 | 0 | 0 | 0 | 0 | 0 | 0 | 0 | 0 | 0 | 0 | 0 | 0 | 0 | 0 | 0 | 0 | 0 | 0 | 0 | 0 | 0 | 0 | 0 | 0 | 0 | 0 | 0 | 0 | 0 | 0 | 0 | 0 | 0 | 0 | 0 | 0 | 0 | 0 | 0 | 0 | 0 | 0 | 0 | 0 | 0 | 1 | 0 | 0 | 0 | 0 | 0 | 0 | 0 | 0 | 0 | 0 | 1 | 1 | 0 | 0 | 0 | 0 | 0 | 0 | 0 | 0 | 0 | 0 | 0 | 0 | 0 | 0 | 1 | 1 | 0 | 0 |  | 0 | 0 | 0 | 0 | 0 | 0 | 0 | 0 | 0 | 0 | 0 | 0 | 0 | 0 | 0 | 0 | 0 | 0 | 0 | 0 | 0 | 0 | 0 | 0 | 0 | 0 | 0 | 0 | 0 | 0 | 0 | 0 | 3 | 0 | 2 | 1 | 122.65 | -2360.472 | -1847.2316 | Cal Flat-Gates 230 kV line | Gates 500/230kV TB #11 | Mustang-Henrietta 230 kV line |  | 0 | 0 | 0 | 0 | 0 | 0 | 122.65 | 392.11 | 631.7684 | Cal Flat-Gates 230 kV line | Cal Flat-Gates 230 kV line | Mustang-Henrietta 230 kV line |  | 5 | 1 | YES | 2 | 5 | 1 | YES | 2
PG&E KERN | Casaloma | 230 | 0 | 0 | 0 | 0 | 0 | 0 | 0 | 0 | 0 | 0 | 0 | 0 | 0 | 0 | 0 | 0 | 0 | 0 | 0 | 0 | 0 | 0 | 0 | 0 | 0 | 0 | 0 | 0 | 0 | 0 | 0 | 0 | 0 | 0 | 0 | 0 | 0 | 0 | 0 | 0 | 0 | 0 | 0 | 0 | 0 | 0 | 0 | 0 | 0 | 0 | 0 | 0 | 0 | 0 | 0 | 0 | 0 | 0 | 0 | 0 | 0 | 0 | 0 | 0 | 0 | 0 | 0 | 1 | 1 | 0 | 0 | 0 | 0 | 0 | 0 | 0 | 0 | 0 | 0 | 1 | 0 | 0 | 0 | 0 | 0 | 0 | 0 | 0 | 0 | 0 | 0 | 0 | 0 | 0 | 0 | 0 | 0 | 0 |  | 0 | 0 | 0 | 0 | 0 | 0 | 0 | 0 | 0 | 0 | 0 | 0 | 0 | 0 | 0 | 0 | 0 | 0 | 0 | 0 | 0 | 0 | 0 | 0 | 0 | 0 | 0 | 0 | 0 | 0 | 0 | 0 | 1 | 0 | 1 | 0 | 122.65 | -2360.472 | -1076.0882 | Cal Flat-Gates 230 kV line | Gates 500/230kV TB #11 | Gates 500/230kV TB #11 |  | 0 | 0 | 0 | 0 | 0 | 0 | 122.65 | 392.11 | 666.9203 | Cal Flat-Gates 230 kV line | Cal Flat-Gates 230 kV line | Cal Flat-Gates 230 kV line |  | 5 | 1 | YES | 2 | 5 | 1 | YES | 2
PG&E GBA | Castro Valley | 230 | 0 | 0 | 0 | 0 | 0 | 0 | 0 | 0 | 0 | 0 | 0 | 0 | 0 | 0 | 0 | 0 | 0 | 0 | 0 | 0 | 0 | 0 | 0 | 0 | 0 | 0 | 0 | 0 | 0 | 0 | 0 | 0 | 0 | 0 | 0 | 0 | 0 | 0 | 0 | 1 | 0 | 0 | 0 | 0 | 0 | 0 | 0 | 0 | 0 | 0 | 0 | 0 | 0 | 0 | 0 | 1 | 0 | 0 | 0 | 1 | 0 | 0 | 0 | 0 | 0 | 0 | 1 | 0 | 0 | 0 | 0 | 0 | 0 | 0 | 0 | 0 | 0 | 0 | 0 | 0 | 0 | 0 | 0 | 0 | 0 | 0 | 0 | 0 | 0 | 0 | 0 | 0 | 0 | 0 | 0 | 0 | 0 | 0 |  | 0 | 0 | 0 | 0 | 0 | 0 | 0 | 0 | 0 | 0 | 0 | 0 | 0 | 0 | 0 | 0 | 0 | 0 | 0 | 0 | 0 | 0 | 0 | 0 | 0 | 0 | 0 | 0 | 0 | 0 | 2 | 0 | 2 | 0 | 0 | 0 | -660.34 | -215.8012 | 361.1526 | Collinsville-Tesla 500 kV Line | Collinsville-Tesla 500 kV Line | Birds Landing-Contra Costa 230kV Line |  | 1 | 0 | 1 | 0 | 0 | 0 | -298.39 | -27.9962 | 361.1526 | Birds Landing-Contra Costa 230kV Line | Birds Landing-Contra Costa 230kV Line | Birds Landing-Contra Costa 230kV Line |  | 5 | 5 | NO | 5 | 1 | 1 | NO | 1
PG&E GBA | Cayetano | 230 | 0 | 0 | 0 | 0 | 0 | 0 | 0 | 0 | 0 | 0 | 0 | 0 | 0 | 0 | 0 | 0 | 0 | 0 | 0 | 0 | 0 | 0 | 0 | 0 | 0 | 0 | 0 | 0 | 0 | 0 | 0 | 0 | 0 | 0 | 0 | 0 | 0 | 0 | 0 | 1 | 0 | 0 | 0 | 0 | 0 | 0 | 0 | 0 | 0 | 0 | 0 | 0 | 0 | 1 | 1 | 1 | 0 | 0 | 1 | 1 | 0 | 0 | 0 | 0 | 0 | 1 | 0 | 0 | 0 | 0 | 0 | 0 | 0 | 0 | 0 | 0 | 0 | 0 | 0 | 0 | 0 | 0 | 0 | 0 | 0 | 0 | 0 | 0 | 0 | 0 | 0 | 0 | 0 | 0 | 0 | 0 | 0 | 0 |  | 0 | 0 | 0 | 0 | 0 | 0 | 0 | 0 | 0 | 0 | 100 | 0 | 0 | 0 | 1 | 0 | 0 | 0 | 0 | 0 | 0 | 0 | 0 | 0 | 0 | 100 | 0 | 0 | 0 | 1 | 2 | 0 | 1 | 0 | 0 | 0 | -660.34 | -215.8012 | 2295.5509 | Collinsville-Tesla 500 kV Line | Collinsville-Tesla 500 kV Line | Collinsville-Tesla 500 kV Line |  | 0 | 0 | 0 | 0 | 0 | 0 | 519.61 | 790.0038 | 2295.5509 | Contra Costa- Windmaster 230 kV line | Contra Costa- Windmaster 230 kV line | Collinsville-Tesla 500 kV Line |  | 5 | 1 | YES | 2 | 1 | 1 | NO | 1
SCE Metro | Center | 230 | 0 | 0 | 0 | 0 | 0 | 0 | 0 | 0 | 0 | 1 | 0 | 0 | 0 | 0 | 0 | 0 | 0 | 0 | 0 | 0 | 0 | 0 | 0 | 0 | 0 | 0 | 0 | 0 | 0 | 0 | 0 | 0 | 0 | 0 | 0 | 0 | 0 | 0 | 0 | 0 | 0 | 0 | 0 | 0 | 0 | 0 | 0 | 0 | 0 | 0 | 0 | 0 | 0 | 0 | 0 | 0 | 0 | 0 | 0 | 0 | 0 | 0 | 0 | 0 | 0 | 0 | 0 | 0 | 0 | 0 | 0 | 0 | 0 | 0 | 0 | 0 | 0 | 0 | 0 | 0 | 0 | 0 | 0 | 0 | 0 | 0 | 0 | 0 | 0 | 0 | 0 | 0 | 0 | 0 | 0 | 0 | 0 | 0 |  | 0 | 0 | 0 | 0 | 0 | 0 | 0 | 0 | 0 | 0 | 0 | 90 | 0 | 0 | 1 | 0 | 0 | 0 | 0 | 0 | 0 | 0 | 0 | 0 | 0 | 0 | 90 | 1000 | 0 | 1 | 0 | 0 | 0 | 0 | 0 | 0 | 3604.3788 | 8273.608 | 22319.9811 | SCE Metro Area Default Constraint | SCE Metro Area Default Constraint | SCE Metro Area Default Constraint |  | 0 | 0 | 0 | 0 | 0 | 0 | 3604.3788 | 8273.608 | 22319.9811 | SCE Metro Area Default Constraint | SCE Metro Area Default Constraint | SCE Metro Area Default Constraint |  | 1 | 1 | NO | 1 | 1 | 1 | NO | 1
PG&E KERN | Charca | 115 | 0 | 0 | 0 | 0 | 0 | 0 | 0 | 0 | 0 | 0 | 0 | 0 | 0 | 0 | 0 | 0 | 0 | 0 | 0 | 0 | 0 | 0 | 0 | 0 | 0 | 0 | 0 | 0 | 0 | 0 | 0 | 0 | 0 | 0 | 0 | 0 | 0 | 0 | 0 | 0 | 0 | 0 | 0 | 0 | 0 | 0 | 0 | 0 | 0 | 0 | 0 | 0 | 0 | 0 | 0 | 0 | 0 | 0 | 0 | 0 | 0 | 0 | 0 | 0 | 0 | 0 | 0 | 1 | 1 | 0 | 0 | 0 | 0 | 0 | 0 | 1 | 0 | 0 | 0 | 1 | 0 | 0 | 0 | 0 | 0 | 0 | 0 | 0 | 0 | 0 | 0 | 0 | 0 | 0 | 0 | 0 | 0 | 0 |  | 0 | 0 | 0 | 0 | 0 | 0 | 0 | 0 | 0 | 0 | 0 | 0 | 0 | 0 | 0 | 0 | 0 | 0 | 0 | 0 | 0 | 0 | 0 | 4.62 | 0 | 0 | 0 | 0 | 0 | 1 | 0 | 0 | 1 | 0 | 1 | 0 | 122.65 | -2360.472 | -1076.0882 | Cal Flat-Gates 230 kV line | Gates 500/230kV TB #11 | Gates 500/230kV TB #11 |  | 0 | 0 | 0 | 0 | 0 | 0 | 122.65 | 201.6 | 233.6988 | Cal Flat-Gates 230 kV line | Semitropic-Midway 115kV Line | Semitropic-Midway 115kV Line |  | 5 | 1 | YES | 2 | 5 | 1 | YES | 2
EOP | Charleston | 138 | 0 | 0 | 0 | 0 | 0 | 0 | 0 | 0 | 0 | 0 | 0 | 0 | 0 | 0 | 0 | 0 | 0 | 0 | 0 | 0 | 0 | 0 | 1 | 1 | 1 | 0 | 0 | 0 | 0 | 0 | 0 | 0 | 0 | 0 | 0 | 0 | 0 | 0 | 0 | 0 | 0 | 0 | 0 | 0 | 0 | 0 | 0 | 0 | 0 | 0 | 0 | 0 | 0 | 0 | 0 | 0 | 0 | 0 | 0 | 0 | 0 | 0 | 0 | 0 | 0 | 0 | 0 | 0 | 0 | 0 | 0 | 0 | 0 | 0 | 0 | 0 | 0 | 0 | 0 | 0 | 0 | 0 | 0 | 0 | 0 | 0 | 0 | 0 | 0 | 0 | 0 | 0 | 0 | 0 | 0 | 0 | 0 | 2 |  | 0 | 0 | 0 | 0 | 0 | 0 | 0 | 0 | 0 | 0 | 0 | 0 | 0 | 0 | 0 | 0 | 0 | 0 | 0 | 0 | 0 | 0 | 0 | 0 | 0 | 0 | 0 | 0 | 0 | 0 | 1 | 0 | 1 | 0 | 0 | 0 | -3566.801 | -1411.508 | 344.027 | Lugo - Victorville area constraint | Lugo - Victorville area constraint | Lugo - Victorville area constraint |  | 0 | 0 | 0 | 0 | 0 | 0 | 576.5 | 1808.75 | 3367.55 | Sloan Canyon - Eldorado 500 kV constraint | Sloan Canyon - Eldorado 500 kV constraint | GLW 230kV area constraint |  | 5 | 1 | YES | 2 | 1 | 1 | NO | 1
SCE Metro | Chevmain | 230 | 0 | 0 | 0 | 0 | 0 | 0 | 0 | 0 | 0 | 1 | 0 | 0 | 0 | 0 | 0 | 0 | 0 | 0 | 0 | 0 | 0 | 0 | 0 | 0 | 0 | 0 | 0 | 0 | 0 | 0 | 0 | 0 | 0 | 0 | 0 | 0 | 0 | 0 | 0 | 0 | 0 | 0 | 0 | 0 | 0 | 0 | 0 | 0 | 0 | 0 | 0 | 0 | 0 | 0 | 0 | 0 | 0 | 0 | 0 | 0 | 0 | 0 | 0 | 0 | 0 | 0 | 0 | 0 | 0 | 0 | 0 | 0 | 0 | 0 | 0 | 0 | 0 | 0 | 0 | 0 | 0 | 0 | 0 | 0 | 0 | 0 | 0 | 0 | 0 | 0 | 0 | 0 | 0 | 0 | 0 | 0 | 0 | 0 |  | 0 | 0 | 0 | 0 | 0 | 0 | 0 | 0 | 0 | 0 | 0 | 0 | 0 | 0 | 0 | 0 | 0 | 0 | 0 | 0 | 0 | 0 | 0 | 0 | 0 | 0 | 0 | 1000 | 0 | 1 | 0 | 0 | 0 | 0 | 0 | 0 | 3604.3788 | 8273.608 | 22319.9811 | SCE Metro Area Default Constraint | SCE Metro Area Default Constraint | SCE Metro Area Default Constraint |  | 0 | 0 | 0 | 0 | 0 | 0 | 3604.3788 | 8273.608 | 22319.9811 | SCE Metro Area Default Constraint | SCE Metro Area Default Constraint | SCE Metro Area Default Constraint |  | 1 | 1 | NO | 1 | 1 | 1 | NO | 1
SDGE | Chicarita | 138 | 0 | 0 | 0 | 0 | 0 | 0 | 0 | 0 | 0 | 0 | 0 | 0 | 0 | 0 | 0 | 0 | 0 | 0 | 0 | 0 | 0 | 0 | 0 | 0 | 0 | 0 | 0 | 0 | 1 | 0 | 1 | 0 | 1 | 0 | 0 | 0 | 0 | 0 | 0 | 0 | 0 | 0 | 0 | 0 | 0 | 0 | 0 | 0 | 0 | 0 | 0 | 0 | 0 | 0 | 0 | 0 | 0 | 0 | 0 | 0 | 0 | 0 | 0 | 0 | 0 | 0 | 0 | 0 | 0 | 0 | 0 | 0 | 0 | 0 | 0 | 0 | 0 | 0 | 0 | 0 | 0 | 0 | 0 | 0 | 0 | 0 | 0 | 0 | 0 | 0 | 0 | 0 | 0 | 0 | 0 | 0 | 0 | 3 |  | 0 | 0 | 0 | 0 | 0 | 0 | 0 | 0 | 0 | 0 | 0 | 0 | 0 | 0 | 0 | 0 | 0 | 0 | 0 | 0 | 0 | 0 | 0 | 0 | 0 | 0 | 0 | 0 | 0 | 0 | 0 | 1 | 0 | 0 | 0 | 0 | -35.92 | 48.96 | 3490.5814 | San Luis Rey-San Onofre 230 kV line constraint | San Luis Rey-San Onofre 230 kV line constraint | San Luis Rey-San Onofre 230 kV line constraint |  | 0 | 1 | 0 | 0 | 0 | 0 | -35.92 | 48.96 | 3490.5814 | San Luis Rey-San Onofre 230 kV line constraint | San Luis Rey-San Onofre 230 kV line constraint | San Luis Rey-San Onofre 230 kV line constraint |  | 3 | 3 | NO | 3 | 1 | 1 | NO | 1
SCE Metro | Chino | 230 | 0 | 0 | 0 | 0 | 0 | 0 | 0 | 0 | 0 | 1 | 0 | 0 | 0 | 0 | 0 | 0 | 0 | 0 | 0 | 0 | 0 | 0 | 0 | 0 | 0 | 0 | 0 | 0 | 0 | 0 | 0 | 0 | 0 | 0 | 0 | 0 | 0 | 0 | 0 | 0 | 0 | 0 | 0 | 0 | 0 | 0 | 0 | 0 | 0 | 0 | 0 | 0 | 0 | 0 | 0 | 0 | 0 | 0 | 0 | 0 | 0 | 0 | 0 | 0 | 0 | 0 | 0 | 0 | 0 | 0 | 0 | 0 | 0 | 0 | 0 | 0 | 0 | 0 | 0 | 0 | 0 | 0 | 0 | 0 | 0 | 0 | 0 | 0 | 0 | 0 | 0 | 0 | 0 | 0 | 0 | 0 | 0 | 0 |  | 0 | 0 | 0 | 0 | 0 | 0 | 0 | 0 | 0 | 0 | 0 | 0 | 0 | 0 | 0 | 0 | 0 | 0 | 0 | 0 | 0 | 0 | 0 | 0 | 0 | 0 | 225 | 800 | 0 | 1 | 0 | 0 | 0 | 0 | 0 | 0 | 3604.3788 | 8273.608 | 22319.9811 | SCE Metro Area Default Constraint | SCE Metro Area Default Constraint | SCE Metro Area Default Constraint |  | 0 | 0 | 0 | 0 | 0 | 0 | 3604.3788 | 8273.608 | 22319.9811 | SCE Metro Area Default Constraint | SCE Metro Area Default Constraint | SCE Metro Area Default Constraint |  | 1 | 1 | NO | 1 | 1 | 1 | NO | 1
PG&E FRESNO | Chowchilla | 115 | 0 | 0 | 0 | 0 | 0 | 0 | 0 | 0 | 0 | 0 | 0 | 0 | 0 | 0 | 0 | 0 | 0 | 0 | 0 | 0 | 0 | 0 | 0 | 0 | 0 | 0 | 0 | 0 | 0 | 0 | 0 | 0 | 0 | 0 | 0 | 0 | 0 | 0 | 0 | 0 | 0 | 0 | 0 | 0 | 0 | 1 | 0 | 0 | 0 | 0 | 0 | 0 | 0 | 0 | 0 | 0 | 0 | 0 | 0 | 0 | 0 | 0 | 0 | 0 | 0 | 0 | 0 | 0 | 0 | 0 | 0 | 0 | 0 | 0 | 0 | 0 | 0 | 0 | 1 | 1 | 0 | 1 | 1 | 1 | 1 | 1 | 0 | 1 | 1 | 1 | 1 | 0 | 1 | 0 | 0 | 0 | 0 | 2 |  | 0 | 0 | 0 | 0 | 0 | 0 | 0 | 0 | 0 | 0 | 0 | 0 | 0 | 0 | 0 | 0 | 0 | 0 | 0 | 0 | 0 | 0 | 0 | 7.56 | 0 | 0 | 0 | 0 | 0 | 1 | 2 | 0 | 4 | 0 | 2 | 0 | -404.45 | -2360.472 | -1671.433 | Borden-Storey #1 230kV line | Gates 500/230kV TB #11 | Gates 500/230kV TB #12 |  | 0 | 0 | 0 | 0 | 0 | 0 | 29.35 | 122 | 126.1276 | Bellota-Weber 230kV line | Merced 115/70kV TB#2 | Oro Loma-El Nido 115kV Line |  | 5 | 1 | YES | 2 | 5 | 1 | YES | 2
PG&E GBA | Christie | 60 | 0 | 0 | 0 | 0 | 0 | 0 | 0 | 0 | 0 | 0 | 0 | 0 | 0 | 0 | 0 | 0 | 0 | 0 | 0 | 0 | 0 | 0 | 0 | 0 | 0 | 0 | 0 | 0 | 0 | 0 | 0 | 0 | 0 | 0 | 0 | 0 | 0 | 0 | 0 | 1 | 0 | 0 | 0 | 0 | 0 | 0 | 0 | 0 | 0 | 1 | 0 | 0 | 1 | 1 | 1 | 1 | 0 | 0 | 1 | 1 | 0 | 1 | 0 | 0 | 0 | 1 | 0 | 0 | 0 | 0 | 0 | 0 | 0 | 0 | 0 | 0 | 0 | 0 | 0 | 0 | 0 | 0 | 0 | 0 | 0 | 0 | 0 | 0 | 0 | 0 | 0 | 0 | 0 | 0 | 0 | 0 | 0 | 2 |  | 0 | 0 | 0 | 0 | 0 | 0 | 0 | 0 | 0 | 0 | 0 | 0 | 0 | 0 | 0 | 0 | 0 | 0 | 0 | 0 | 0 | 0 | 0 | 0 | 0 | 0 | 0 | 0 | 0 | 0 | 2 | 0 | 1 | 0 | 0 | 0 | -660.34 | -215.8012 | 1084 | Collinsville-Tesla 500 kV Line | Collinsville-Tesla 500 kV Line | Grant - Eastshore #2 line 115 kV |  | 0 | 0 | 0 | 0 | 0 | 0 | 519.61 | 790.0038 | 1084 | Contra Costa- Windmaster 230 kV line | Contra Costa- Windmaster 230 kV line | Grant - Eastshore #2 line 115 kV |  | 5 | 1 | YES | 2 | 1 | 1 | NO | 1
PG&E GBA | Christie | 115 | 0 | 0 | 0 | 0 | 0 | 0 | 0 | 0 | 0 | 0 | 0 | 0 | 0 | 0 | 0 | 0 | 0 | 0 | 0 | 0 | 0 | 0 | 0 | 0 | 0 | 0 | 0 | 0 | 0 | 0 | 0 | 0 | 0 | 0 | 0 | 0 | 0 | 0 | 0 | 1 | 0 | 0 | 0 | 0 | 0 | 0 | 0 | 0 | 0 | 0 | 0 | 0 | 1 | 0 | 0 | 1 | 0 | 0 | 0 | 0 | 0 | 0 | 0 | 0 | 0 | 0 | 0 | 0 | 0 | 0 | 0 | 0 | 0 | 0 | 0 | 0 | 0 | 0 | 0 | 0 | 0 | 0 | 0 | 0 | 0 | 0 | 0 | 0 | 0 | 0 | 0 | 0 | 0 | 0 | 0 | 0 | 0 | 1 |  | 0 | 0 | 0 | 0 | 0 | 0 | 0 | 0 | 0 | 0 | 0 | 0 | 0 | 0 | 0 | 0 | 0 | 0 | 0 | 0 | 0 | 0 | 0 | 0 | 0 | 0 | 0 | 0 | 0 | 0 | 1 | 0 | 1 | 0 | 0 | 0 | -660.34 | -215.8012 | 2295.5509 | Collinsville-Tesla 500 kV Line | Collinsville-Tesla 500 kV Line | Collinsville-Tesla 500 kV Line |  | 0 | 0 | 0 | 0 | 0 | 0 | 2422.8 | 2560.8 | 2295.5509 | Sobrante-Moraga 230 kV line | Sobrante-Moraga 230 kV line | Collinsville-Tesla 500 kV Line |  | 5 | 1 | YES | 2 | 1 | 1 | NO | 1
SCE Eastern | Cielo Azul | 500 | 0 | 0 | 0 | 0 | 0 | 0 | 0 | 0 | 0 | 0 | 0 | 0 | 0 | 0 | 0 | 0 | 1 | 1 | 0 | 0 | 0 | 1 | 0 | 0 | 1 | 0 | 0 | 0 | 0 | 0 | 0 | 0 | 0 | 0 | 0 | 0 | 0 | 0 | 0 | 0 | 0 | 0 | 0 | 0 | 0 | 0 | 0 | 0 | 0 | 0 | 0 | 0 | 0 | 0 | 0 | 0 | 0 | 0 | 0 | 0 | 0 | 0 | 0 | 0 | 0 | 0 | 0 | 0 | 0 | 0 | 0 | 0 | 0 | 0 | 0 | 0 | 0 | 0 | 0 | 0 | 0 | 0 | 0 | 0 | 0 | 0 | 0 | 0 | 0 | 0 | 0 | 0 | 0 | 0 | 0 | 0 | 0 | 2 |  | 0 | 0 | 0 | 0 | 0 | 0 | 0 | 0 | 0 | 0 | 0 | 900 | 0 | 0 | 1 | 0 | 0 | 0 | 0 | 0 | 0 | 0 | 0 | 0 | 0 | 2520 | 1371.516 | 562 | 0 | 1 | 1 | 4 | 1 | 2 | 0 | 1 | -3566.801 | -1411.508 | -314.404 | Lugo - Victorville area constraint | Lugo - Victorville area constraint | Devers-Red Bluff Constraint |  | 0 | 2 | 0 | 2 | 0 | 1 | -1231.146 | -737.708 | -314.404 | Devers-Red Bluff Constraint | Devers-Red Bluff Constraint | Devers-Red Bluff Constraint |  | 5 | 4 | YES | 4 | 4 | 4 | NO | 4
PG&E GBA | Clay | 60 | 0 | 0 | 0 | 0 | 0 | 0 | 0 | 0 | 0 | 0 | 0 | 0 | 0 | 0 | 0 | 0 | 0 | 0 | 0 | 0 | 0 | 0 | 0 | 0 | 0 | 0 | 0 | 0 | 0 | 0 | 0 | 0 | 0 | 0 | 0 | 0 | 0 | 0 | 0 | 0 | 0 | 0 | 0 | 0 | 0 | 1 | 0 | 0 | 0 | 0 | 0 | 0 | 0 | 0 | 0 | 0 | 0 | 0 | 0 | 1 | 1 | 0 | 0 | 0 | 0 | 0 | 0 | 0 | 0 | 0 | 0 | 0 | 0 | 0 | 0 | 0 | 0 | 0 | 0 | 0 | 0 | 0 | 0 | 0 | 0 | 0 | 0 | 0 | 0 | 0 | 0 | 0 | 0 | 0 | 0 | 0 | 0 | 0 |  | 0 | 0 | 0 | 0 | 0 | 0 | 0 | 0 | 0 | 0 | 0 | 0 | 0 | 0 | 0 | 0 | 0 | 0 | 0 | 0 | 0 | 0 | 0 | 0 | 0 | 0 | 0 | 0 | 0 | 0 | 0 | 0 | 0 | 0 | 0 | 0 | 29.35 | 368.5 | 1523.3998 | Bellota-Weber 230kV line | Bellota-Weber 230kV line | Bellota-Weber 230kV line |  | 0 | 0 | 0 | 0 | 0 | 0 | 29.35 | 368.5 | 1523.3998 | Bellota-Weber 230kV line | Bellota-Weber 230kV line | Bellota-Weber 230kV line |  | 1 | 1 | NO | 1 | 1 | 1 | NO | 1
PG&E GBA | Clayton | 115 | 0 | 0 | 0 | 0 | 0 | 0 | 0 | 0 | 0 | 0 | 0 | 0 | 0 | 0 | 0 | 0 | 0 | 0 | 0 | 0 | 0 | 0 | 0 | 0 | 0 | 0 | 0 | 0 | 0 | 0 | 0 | 0 | 0 | 0 | 0 | 0 | 0 | 0 | 0 | 1 | 0 | 0 | 0 | 0 | 0 | 0 | 0 | 0 | 0 | 0 | 0 | 0 | 0 | 0 | 0 | 0 | 0 | 0 | 0 | 0 | 0 | 0 | 0 | 0 | 0 | 0 | 0 | 0 | 0 | 0 | 0 | 0 | 0 | 0 | 0 | 0 | 0 | 0 | 0 | 0 | 0 | 0 | 0 | 0 | 0 | 0 | 0 | 0 | 0 | 0 | 0 | 0 | 0 | 0 | 0 | 0 | 0 | 0 |  | 0 | 0 | 0 | 0 | 0 | 0 | 0 | 0 | 0 | 0 | 0 | 0 | 0 | 0 | 0 | 0 | 0 | 0 | 0 | 0 | 0 | 0 | 0 | 0 | 0 | 0 | 0 | 0 | 0 | 0 | 1 | 0 | 1 | 0 | 0 | 0 | -660.34 | -215.8012 | 2295.5509 | Collinsville-Tesla 500 kV Line | Collinsville-Tesla 500 kV Line | Collinsville-Tesla 500 kV Line |  | 0 | 0 | 0 | 0 | 0 | 0 | 7984.66 | 8429.1988 | 2295.5509 | Collinsville-Tesla 500 kV Line | Collinsville-Tesla 500 kV Line | Collinsville-Tesla 500 kV Line |  | 5 | 1 | YES | 2 | 1 | 1 | NO | 1
PG&E NGBA | Cloverdale | 115 | 0 | 0 | 0 | 0 | 0 | 0 | 0 | 0 | 0 | 0 | 0 | 0 | 0 | 0 | 0 | 0 | 0 | 0 | 0 | 0 | 0 | 0 | 0 | 0 | 0 | 0 | 0 | 0 | 0 | 0 | 0 | 0 | 0 | 0 | 0 | 0 | 0 | 0 | 0 | 1 | 0 | 1 | 0 | 0 | 0 | 0 | 0 | 0 | 0 | 0 | 0 | 0 | 1 | 0 | 1 | 1 | 0 | 0 | 0 | 0 | 0 | 0 | 0 | 0 | 0 | 0 | 1 | 0 | 0 | 0 | 0 | 0 | 0 | 0 | 0 | 0 | 0 | 0 | 0 | 0 | 0 | 0 | 0 | 0 | 0 | 0 | 0 | 0 | 0 | 0 | 0 | 0 | 0 | 0 | 0 | 0 | 0 | 1 |  | 0 | 0 | 0 | 0 | 0 | 0 | 0 | 0 | 0 | 0 | 0 | 0 | 0 | 0 | 0 | 112.2 | 0 | 0 | 0 | 0 | 0 | 0 | 0 | 0 | 0 | 0 | 0 | 0 | 0 | 1 | 2 | 0 | 2 | 0 | 0 | 0 | -660.34 | -215.8012 | 361.1526 | Collinsville-Tesla 500 kV Line | Collinsville-Tesla 500 kV Line | Birds Landing-Contra Costa 230kV Line |  | 1 | 0 | 1 | 0 | 0 | 0 | -298.39 | -27.9962 | 361.1526 | Birds Landing-Contra Costa 230kV Line | Birds Landing-Contra Costa 230kV Line | Birds Landing-Contra Costa 230kV Line |  | 5 | 5 | NO | 5 | 1 | 1 | NO | 1
PG&E FRESNO | Clovis | 115 | 0 | 0 | 0 | 0 | 0 | 0 | 0 | 0 | 0 | 0 | 0 | 0 | 0 | 0 | 0 | 0 | 0 | 0 | 0 | 0 | 0 | 0 | 0 | 0 | 0 | 0 | 0 | 0 | 0 | 0 | 0 | 0 | 0 | 0 | 0 | 0 | 0 | 0 | 0 | 0 | 0 | 0 | 0 | 0 | 0 | 0 | 0 | 0 | 0 | 0 | 0 | 0 | 0 | 0 | 0 | 0 | 0 | 0 | 0 | 0 | 0 | 0 | 0 | 0 | 0 | 0 | 0 | 0 | 0 | 0 | 0 | 0 | 0 | 0 | 0 | 0 | 0 | 0 | 0 | 1 | 0 | 1 | 1 | 1 | 0 | 1 | 0 | 1 | 0 | 0 | 0 | 0 | 1 | 0 | 0 | 0 | 0 | 1 |  | 0 | 0 | 0 | 0 | 0 | 0 | 0 | 0 | 0 | 0 | 0 | 0 | 0 | 0 | 0 | 0 | 0 | 0 | 0 | 0 | 0 | 0 | 0 | 0 | 0 | 0 | 0 | 0 | 0 | 0 | 1 | 0 | 2 | 0 | 1 | 0 | -82.55 | -2360.472 | -1076.0882 | Chowchilla-Le grand 115kV Line | Gates 500/230kV TB #11 | Gates 500/230kV TB #11 |  | 0 | 0 | 0 | 0 | 0 | 0 | 485.45 | 373.45 | 126.1276 | Oro Loma-El Nido 115kV Line | Oro Loma-El Nido 115kV Line | Oro Loma-El Nido 115kV Line |  | 5 | 1 | YES | 2 | 5 | 1 | YES | 2
PG&E GBA | Coburn | 230 | 0 | 0 | 0 | 0 | 0 | 0 | 0 | 0 | 0 | 0 | 0 | 0 | 0 | 0 | 0 | 0 | 0 | 0 | 0 | 0 | 0 | 0 | 0 | 0 | 0 | 0 | 0 | 0 | 0 | 0 | 0 | 0 | 0 | 0 | 0 | 0 | 0 | 0 | 0 | 0 | 0 | 0 | 0 | 0 | 0 | 0 | 0 | 0 | 0 | 0 | 0 | 0 | 0 | 0 | 0 | 1 | 0 | 0 | 0 | 1 | 0 | 0 | 0 | 0 | 0 | 0 | 0 | 0 | 0 | 0 | 0 | 0 | 0 | 0 | 0 | 0 | 0 | 0 | 1 | 1 | 0 | 0 | 0 | 0 | 0 | 1 | 0 | 0 | 0 | 0 | 0 | 0 | 0 | 0 | 0 | 0 | 1 | 1 |  | 0 | 0 | 0 | 0 | 0 | 0 | 0 | 0 | 0 | 0 | 0 | 0 | 0 | 0 | 0 | 0 | 0 | 0 | 0 | 0 | 0 | 0 | 0 | 0 | 0 | 0 | 0 | 0 | 0 | 0 | 0 | 0 | 2 | 0 | 2 | 0 | 530.62 | -2360.472 | -1671.433 | Gates 500/230kV TB #12 | Gates 500/230kV TB #11 | Gates 500/230kV TB #12 |  | 0 | 0 | 0 | 0 | 0 | 0 | 958.5 | 1141.75 | 2698.8852 | NEW-Metcalf-Mosslanding 500kV | NEW-Metcalf-Mosslanding 500kV | Tesla-Bellota 230 kV line |  | 5 | 1 | YES | 2 | 5 | 1 | YES | 2
PG&E GBA | Coburn | 60 | 0 | 0 | 0 | 0 | 0 | 0 | 0 | 0 | 0 | 0 | 0 | 0 | 0 | 0 | 0 | 0 | 0 | 0 | 0 | 0 | 0 | 0 | 0 | 0 | 0 | 0 | 0 | 0 | 0 | 0 | 0 | 0 | 0 | 0 | 0 | 0 | 0 | 0 | 0 | 0 | 0 | 0 | 0 | 0 | 0 | 0 | 0 | 0 | 0 | 0 | 0 | 0 | 0 | 0 | 0 | 1 | 0 | 0 | 0 | 1 | 0 | 0 | 0 | 0 | 0 | 0 | 0 | 0 | 0 | 0 | 0 | 0 | 0 | 0 | 0 | 0 | 0 | 0 | 1 | 1 | 0 | 0 | 0 | 0 | 0 | 1 | 0 | 0 | 0 | 0 | 0 | 0 | 0 | 0 | 0 | 0 | 1 | 1 |  | 0 | 0 | 0 | 0 | 0 | 0 | 0 | 0 | 0 | 0 | 0 | 0 | 1.5 | 0 | 1 | 0 | 0 | 0 | 0 | 0 | 0 | 0 | 0 | 0 | 0 | 0 | 0 | 1.5 | 0 | 1 | 0 | 0 | 2 | 0 | 2 | 0 | 530.62 | -2360.472 | -1671.433 | Gates 500/230kV TB #12 | Gates 500/230kV TB #11 | Gates 500/230kV TB #12 |  | 0 | 0 | 0 | 0 | 0 | 0 | 958.5 | 1141.75 | 2698.8852 | NEW-Metcalf-Mosslanding 500kV | NEW-Metcalf-Mosslanding 500kV | Tesla-Bellota 230 kV line |  | 5 | 1 | YES | 2 | 5 | 1 | YES | 2
PG&E NGBA | Colgate | 230 | 0 | 0 | 0 | 0 | 0 | 0 | 0 | 0 | 0 | 0 | 0 | 0 | 0 | 0 | 0 | 0 | 0 | 0 | 0 | 0 | 0 | 0 | 0 | 0 | 0 | 0 | 0 | 0 | 0 | 0 | 0 | 0 | 0 | 0 | 0 | 0 | 0 | 0 | 0 | 1 | 0 | 0 | 0 | 0 | 1 | 1 | 1 | 1 | 0 | 0 | 0 | 0 | 0 | 0 | 0 | 0 | 0 | 0 | 0 | 1 | 1 | 0 | 0 | 0 | 0 | 0 | 0 | 0 | 0 | 0 | 0 | 0 | 0 | 0 | 0 | 0 | 0 | 0 | 0 | 0 | 0 | 0 | 0 | 0 | 0 | 0 | 0 | 0 | 0 | 0 | 0 | 0 | 0 | 0 | 0 | 0 | 0 | 0 |  | 0 | 0 | 0 | 0 | 0 | 0 | 0 | 0 | 0 | 0 | 0 | 0 | 0 | 0 | 0 | 0 | 0 | 0 | 0 | 0 | 0 | 0 | 0 | 0 | 0 | 0 | 0 | 0 | 0 | 0 | 1 | 0 | 1 | 0 | 0 | 0 | -660.34 | -215.8012 | 85.9836 | Collinsville-Tesla 500 kV Line | Collinsville-Tesla 500 kV Line | Rocklin-Pleaseant grove 115kV line |  | 0 | 0 | 0 | 0 | 0 | 0 | 29.35 | 50 | 85.9836 | Bellota-Weber 230kV line | Rocklin-Pleaseant grove 115kV line | Rocklin-Pleaseant grove 115kV line |  | 5 | 1 | YES | 2 | 1 | 1 | NO | 1
PG&E GBA | Collierville | 230 | 0 | 0 | 0 | 0 | 0 | 0 | 0 | 0 | 0 | 0 | 0 | 0 | 0 | 0 | 0 | 0 | 0 | 0 | 0 | 0 | 0 | 0 | 0 | 0 | 0 | 0 | 0 | 0 | 0 | 0 | 0 | 0 | 0 | 0 | 0 | 0 | 0 | 0 | 0 | 0 | 0 | 0 | 0 | 0 | 0 | 1 | 0 | 0 | 0 | 0 | 0 | 0 | 0 | 0 | 0 | 1 | 0 | 1 | 0 | 1 | 0 | 0 | 0 | 0 | 0 | 1 | 0 | 0 | 0 | 0 | 0 | 0 | 0 | 0 | 0 | 0 | 0 | 0 | 0 | 0 | 0 | 0 | 0 | 0 | 0 | 0 | 0 | 0 | 0 | 0 | 0 | 0 | 0 | 0 | 0 | 0 | 0 | 0 |  | 0 | 0 | 0 | 0 | 0 | 0 | 0 | 0 | 0 | 0 | 0 | 0 | 0 | 0 | 0 | 0 | 0 | 0 | 0 | 0 | 0 | 0 | 0 | 0 | 0 | 0 | 0 | 0 | 0 | 0 | 1 | 0 | 0 | 0 | 0 | 0 | -52.2 | 5.59 | 543.909 | Kasson Jct-Heinz 115 kV line | Kasson Jct-Heinz 115 kV line | Kasson Jct-Heinz 115 kV line |  | 1 | 0 | 0 | 0 | 0 | 0 | -52.2 | 5.59 | 543.909 | Kasson Jct-Heinz 115 kV line | Kasson Jct-Heinz 115 kV line | Kasson Jct-Heinz 115 kV line |  | 5 | 5 | NO | 5 | 1 | 1 | NO | 1
PG&E GBA | Collinsville | 230 | 0 | 0 | 0 | 0 | 0 | 0 | 0 | 0 | 0 | 0 | 0 | 0 | 0 | 0 | 0 | 0 | 0 | 0 | 0 | 0 | 0 | 0 | 0 | 0 | 0 | 0 | 0 | 0 | 0 | 0 | 0 | 0 | 0 | 0 | 0 | 0 | 0 | 0 | 0 | 1 | 0 | 0 | 0 | 0 | 0 | 0 | 0 | 0 | 0 | 0 | 0 | 0 | 0 | 0 | 0 | 0 | 0 | 0 | 0 | 0 | 0 | 0 | 0 | 0 | 0 | 0 | 0 | 0 | 0 | 0 | 0 | 0 | 0 | 0 | 0 | 0 | 0 | 0 | 0 | 0 | 0 | 0 | 0 | 0 | 0 | 0 | 0 | 0 | 0 | 0 | 0 | 0 | 0 | 0 | 0 | 0 | 0 | 0 |  | 0 | 0 | 0 | 0 | 0 | 0 | 0 | 0 | 0 | 0 | 0 | 0 | 0 | 0 | 0 | 0 | 0 | 0 | 0 | 0 | 0 | 0 | 0 | 0 | 0 | 0 | 0 | 0 | 0 | 0 | 1 | 0 | 1 | 0 | 0 | 0 | -660.34 | -215.8012 | 2295.5509 | Collinsville-Tesla 500 kV Line | Collinsville-Tesla 500 kV Line | Collinsville-Tesla 500 kV Line |  | 0 | 0 | 0 | 0 | 0 | 0 | 7984.66 | 8429.1988 | 2295.5509 | Collinsville-Tesla 500 kV Line | Collinsville-Tesla 500 kV Line | Collinsville-Tesla 500 kV Line |  | 5 | 1 | YES | 2 | 1 | 1 | NO | 1
PG&E GBA | Collinsville | 500 | 0 | 0 | 0 | 0 | 0 | 0 | 0 | 0 | 0 | 0 | 0 | 0 | 0 | 0 | 0 | 0 | 0 | 0 | 0 | 0 | 0 | 0 | 0 | 0 | 0 | 0 | 0 | 0 | 0 | 0 | 0 | 0 | 0 | 0 | 0 | 0 | 0 | 0 | 0 | 1 | 0 | 0 | 0 | 0 | 0 | 0 | 0 | 0 | 0 | 0 | 0 | 0 | 0 | 0 | 0 | 0 | 0 | 0 | 0 | 0 | 0 | 0 | 0 | 0 | 0 | 0 | 0 | 0 | 0 | 0 | 0 | 0 | 0 | 0 | 0 | 0 | 0 | 0 | 0 | 0 | 0 | 0 | 0 | 0 | 0 | 0 | 0 | 0 | 0 | 0 | 0 | 0 | 0 | 0 | 0 | 0 | 0 | 0 |  | 0 | 0 | 0 | 0 | 0 | 0 | 0 | 0 | 0 | 0 | 0 | 0 | 0 | 0 | 0 | 0 | 0 | 0 | 0 | 0 | 0 | 0 | 0 | 0 | 0 | 0 | 0 | 0 | 0 | 0 | 1 | 0 | 1 | 0 | 0 | 0 | -660.34 | -215.8012 | 2295.5509 | Collinsville-Tesla 500 kV Line | Collinsville-Tesla 500 kV Line | Collinsville-Tesla 500 kV Line |  | 0 | 0 | 0 | 0 | 0 | 0 | 7984.66 | 8429.1988 | 2295.5509 | Collinsville-Tesla 500 kV Line | Collinsville-Tesla 500 kV Line | Collinsville-Tesla 500 kV Line |  | 5 | 1 | YES | 2 | 1 | 1 | NO | 1
SCE Eastern | Colorado River | 230 | 0 | 0 | 0 | 0 | 0 | 0 | 0 | 0 | 0 | 0 | 0 | 0 | 0 | 0 | 0 | 1 | 0 | 1 | 0 | 0 | 0 | 1 | 0 | 0 | 0 | 0 | 0 | 0 | 0 | 0 | 0 | 0 | 0 | 0 | 0 | 0 | 0 | 0 | 0 | 0 | 0 | 0 | 0 | 0 | 0 | 0 | 0 | 0 | 0 | 0 | 0 | 0 | 0 | 0 | 0 | 0 | 0 | 0 | 0 | 0 | 0 | 0 | 0 | 0 | 0 | 0 | 0 | 0 | 0 | 0 | 0 | 0 | 0 | 0 | 0 | 0 | 0 | 0 | 0 | 0 | 0 | 0 | 0 | 0 | 0 | 0 | 0 | 0 | 0 | 0 | 0 | 0 | 0 | 0 | 0 | 0 | 0 | 2 |  | 0 | 0 | 0 | 0 | 0 | 0 | 0 | 0 | 0 | 0 | 0 | 0 | 0 | 0 | 0 | 0 | 0 | 0 | 0 | 0 | 0 | 0 | 0 | 0 | 400 | 500 | 30 | 0 | 0 | 1 | 0 | 4 | 0 | 2 | 0 | 1 | -1393.746 | -737.708 | -314.404 | Serrano-Alberhill-Valley Constraint | Devers-Red Bluff Constraint | Devers-Red Bluff Constraint |  | 0 | 2 | 0 | 2 | 0 | 1 | -1231.146 | -737.708 | -314.404 | Devers-Red Bluff Constraint | Devers-Red Bluff Constraint | Devers-Red Bluff Constraint |  | 4 | 4 | NO | 4 | 4 | 4 | NO | 4
SCE Eastern | Colorado River | 500 | 0 | 0 | 0 | 0 | 0 | 0 | 0 | 0 | 0 | 0 | 0 | 0 | 0 | 0 | 0 | 0 | 0 | 1 | 0 | 0 | 0 | 1 | 0 | 0 | 0 | 0 | 0 | 0 | 0 | 0 | 0 | 0 | 0 | 0 | 0 | 0 | 0 | 0 | 0 | 0 | 0 | 0 | 0 | 0 | 0 | 0 | 0 | 0 | 0 | 0 | 0 | 0 | 0 | 0 | 0 | 0 | 0 | 0 | 0 | 0 | 0 | 0 | 0 | 0 | 0 | 0 | 0 | 0 | 0 | 0 | 0 | 0 | 0 | 0 | 0 | 0 | 0 | 0 | 0 | 0 | 0 | 0 | 0 | 0 | 0 | 0 | 0 | 0 | 0 | 0 | 0 | 0 | 0 | 0 | 0 | 0 | 0 | 2 |  | 0 | 0 | 0 | 0 | 0 | 0 | 0 | 0 | 0 | 0 | 0 | 0 | 0 | 0 | 0 | 0 | 0 | 0 | 0 | 0 | 0 | 0 | 0 | 0 | 350 | 350 | 0 | 0 | 0 | 1 | 0 | 4 | 0 | 2 | 0 | 1 | -1393.746 | -737.708 | -314.404 | Serrano-Alberhill-Valley Constraint | Devers-Red Bluff Constraint | Devers-Red Bluff Constraint |  | 0 | 2 | 0 | 2 | 0 | 1 | -1231.146 | -737.708 | -314.404 | Devers-Red Bluff Constraint | Devers-Red Bluff Constraint | Devers-Red Bluff Constraint |  | 4 | 4 | NO | 4 | 4 | 4 | NO | 4
PG&E KERN | Columbus | 115 | 0 | 0 | 0 | 0 | 0 | 0 | 0 | 0 | 0 | 0 | 0 | 0 | 0 | 0 | 0 | 0 | 0 | 0 | 0 | 0 | 0 | 0 | 0 | 0 | 0 | 0 | 0 | 0 | 0 | 0 | 0 | 0 | 0 | 0 | 0 | 0 | 0 | 0 | 0 | 0 | 0 | 0 | 0 | 0 | 0 | 0 | 0 | 0 | 0 | 0 | 0 | 0 | 0 | 0 | 0 | 0 | 0 | 0 | 0 | 0 | 0 | 0 | 0 | 0 | 0 | 0 | 0 | 0 | 0 | 0 | 1 | 0 | 0 | 0 | 0 | 0 | 0 | 0 | 1 | 1 | 0 | 0 | 0 | 0 | 0 | 0 | 0 | 0 | 0 | 0 | 0 | 0 | 0 | 0 | 1 | 0 | 0 | 0 |  | 0 | 0 | 0 | 0 | 0 | 0 | 0 | 0 | 0 | 0 | 0 | 0 | 0 | 0 | 0 | 0 | 0 | 0 | 0 | 0 | 0 | 0 | 0 | 0 | 100 | 0 | 0 | 0 | 0 | 1 | 0 | 0 | 3 | 0 | 2 | 1 | 530.62 | -2360.472 | -1847.2316 | Gates 500/230kV TB #12 | Gates 500/230kV TB #11 | Mustang-Henrietta 230 kV line |  | 0 | 0 | 0 | 0 | 0 | 0 | 1792.55 | 1169.488 | 631.7684 | Kern 230/115kV TB #4 | Mustang-Henrietta 230 kV line | Mustang-Henrietta 230 kV line |  | 5 | 1 | YES | 2 | 5 | 1 | YES | 2
PG&E GBA | Contra Costa | 115 | 0 | 0 | 0 | 0 | 0 | 0 | 0 | 0 | 0 | 0 | 0 | 0 | 0 | 0 | 0 | 0 | 0 | 0 | 0 | 0 | 0 | 0 | 0 | 0 | 0 | 0 | 0 | 0 | 0 | 0 | 0 | 0 | 0 | 0 | 0 | 0 | 0 | 0 | 0 | 1 | 0 | 0 | 0 | 0 | 0 | 0 | 0 | 0 | 0 | 0 | 0 | 0 | 0 | 1 | 1 | 1 | 1 | 0 | 1 | 1 | 0 | 0 | 0 | 0 | 0 | 1 | 1 | 0 | 0 | 0 | 0 | 0 | 0 | 0 | 0 | 0 | 0 | 0 | 0 | 0 | 0 | 0 | 0 | 0 | 0 | 0 | 0 | 0 | 0 | 0 | 0 | 0 | 0 | 0 | 0 | 0 | 0 | 0 |  | 0 | 0 | 0 | 0 | 0 | 0 | 0 | 0 | 0 | 0 | 0 | 0 | 0 | 0 | 0 | 0 | 0 | 0 | 0 | 0 | 0 | 0 | 0 | 0 | 0 | 0 | 0 | 0 | 0 | 0 | 3 | 0 | 2 | 0 | 0 | 0 | -660.34 | -215.8012 | 77 | Collinsville-Tesla 500 kV Line | Collinsville-Tesla 500 kV Line | Contra Costa #1 115kV Line |  | 1 | 0 | 1 | 0 | 0 | 0 | -298.39 | -27.9962 | 77 | Birds Landing-Contra Costa 230kV Line | Birds Landing-Contra Costa 230kV Line | Contra Costa #1 115kV Line |  | 5 | 5 | NO | 5 | 1 | 1 | NO | 1
PG&E GBA | Contra Costa | 230 | 0 | 0 | 0 | 0 | 0 | 0 | 0 | 0 | 0 | 0 | 0 | 0 | 0 | 0 | 0 | 0 | 0 | 0 | 0 | 0 | 0 | 0 | 0 | 0 | 0 | 0 | 0 | 0 | 0 | 0 | 0 | 0 | 0 | 0 | 0 | 0 | 0 | 0 | 0 | 1 | 0 | 0 | 0 | 0 | 0 | 0 | 0 | 0 | 0 | 0 | 0 | 0 | 0 | 1 | 1 | 1 | 0 | 0 | 1 | 1 | 0 | 0 | 0 | 0 | 0 | 1 | 0 | 0 | 0 | 0 | 0 | 0 | 0 | 0 | 0 | 0 | 0 | 0 | 0 | 0 | 0 | 0 | 0 | 0 | 0 | 0 | 0 | 0 | 0 | 0 | 0 | 0 | 0 | 0 | 0 | 0 | 0 | 0 |  | 0 | 0 | 0 | 0 | 0 | 0 | 0 | 0 | 0 | 0 | 0 | 0 | 0 | 0 | 0 | 0 | 0 | 0 | 0 | 0 | 0 | 0 | 0 | 0 | 0 | 0 | 0 | 0 | 0 | 0 | 2 | 0 | 1 | 0 | 0 | 0 | -660.34 | -215.8012 | 2295.5509 | Collinsville-Tesla 500 kV Line | Collinsville-Tesla 500 kV Line | Collinsville-Tesla 500 kV Line |  | 0 | 0 | 0 | 0 | 0 | 0 | 519.61 | 790.0038 | 2295.5509 | Contra Costa- Windmaster 230 kV line | Contra Costa- Windmaster 230 kV line | Collinsville-Tesla 500 kV Line |  | 5 | 1 | YES | 2 | 1 | 1 | NO | 1
PG&E GBA | Contra Costa PP | 230 | 0 | 0 | 0 | 0 | 0 | 0 | 0 | 0 | 0 | 0 | 0 | 0 | 0 | 0 | 0 | 0 | 0 | 0 | 0 | 0 | 0 | 0 | 0 | 0 | 0 | 0 | 0 | 0 | 0 | 0 | 0 | 0 | 0 | 0 | 0 | 0 | 0 | 0 | 0 | 1 | 0 | 0 | 0 | 0 | 0 | 0 | 0 | 0 | 0 | 0 | 0 | 0 | 0 | 1 | 1 | 1 | 0 | 0 | 1 | 1 | 0 | 0 | 0 | 0 | 0 | 1 | 1 | 0 | 0 | 0 | 0 | 0 | 0 | 0 | 0 | 0 | 0 | 0 | 0 | 0 | 0 | 0 | 0 | 0 | 0 | 0 | 0 | 0 | 0 | 0 | 0 | 0 | 0 | 0 | 0 | 0 | 0 | 0 |  | 0 | 0 | 0 | 0 | 0 | 0 | 0 | 0 | 0 | 0 | 0 | 0 | 0 | 0 | 0 | 0 | 0 | 0 | 0 | 0 | 0 | 0 | 0 | 0 | 0 | 0 | 0 | 0 | 0 | 0 | 3 | 0 | 2 | 0 | 0 | 0 | -660.34 | -215.8012 | 361.1526 | Collinsville-Tesla 500 kV Line | Collinsville-Tesla 500 kV Line | Birds Landing-Contra Costa 230kV Line |  | 1 | 0 | 1 | 0 | 0 | 0 | -298.39 | -27.9962 | 361.1526 | Birds Landing-Contra Costa 230kV Line | Birds Landing-Contra Costa 230kV Line | Birds Landing-Contra Costa 230kV Line |  | 5 | 5 | NO | 5 | 1 | 1 | NO | 1
SCE NOL | Control | 115 | 0 | 0 | 0 | 0 | 0 | 0 | 0 | 0 | 0 | 0 | 1 | 1 | 1 | 1 | 0 | 0 | 0 | 0 | 0 | 0 | 0 | 0 | 0 | 0 | 0 | 0 | 0 | 0 | 0 | 0 | 0 | 0 | 0 | 0 | 0 | 0 | 0 | 0 | 0 | 0 | 0 | 0 | 0 | 0 | 0 | 0 | 0 | 0 | 0 | 0 | 0 | 0 | 0 | 0 | 0 | 0 | 0 | 0 | 0 | 0 | 0 | 0 | 0 | 0 | 0 | 0 | 0 | 0 | 0 | 0 | 0 | 0 | 0 | 0 | 0 | 0 | 0 | 0 | 0 | 0 | 0 | 0 | 0 | 0 | 0 | 0 | 0 | 0 | 0 | 0 | 0 | 0 | 0 | 0 | 0 | 0 | 0 | 3 |  | 0 | 0 | 0 | 0 | 0 | 0 | 0 | 0 | 0 | 0 | 0 | 0 | 0 | 0 | 0 | 177 | 0 | 0 | 0 | 0 | 0 | 0 | 0 | 0 | 0 | 0 | 0 | 0 | 0 | 1 | 1 | 2 | 1 | 2 | 0 | 1 | -280.6 | -177 | -57 | South of Kramer Area Constraint | Control to Inyokern area constraint | Control to Inyokern area constraint |  | 0 | 3 | 0 | 0 | 0 | 1 | -80.6 | 9 | -57 | South of Kramer Area Constraint | Control to Inyokern area constraint | Control to Inyokern area constraint |  | 5 | 3 | YES | 3 | 3 | 3 | NO | 3
SCE NOL | Control | 55 | 0 | 0 | 0 | 0 | 0 | 0 | 0 | 0 | 0 | 0 | 1 | 1 | 1 | 1 | 0 | 0 | 0 | 0 | 0 | 0 | 0 | 0 | 0 | 0 | 0 | 0 | 0 | 0 | 0 | 0 | 0 | 0 | 0 | 0 | 0 | 0 | 0 | 0 | 0 | 0 | 0 | 0 | 0 | 0 | 0 | 0 | 0 | 0 | 0 | 0 | 0 | 0 | 0 | 0 | 0 | 0 | 0 | 0 | 0 | 0 | 0 | 0 | 0 | 0 | 0 | 0 | 0 | 0 | 0 | 0 | 0 | 0 | 0 | 0 | 0 | 0 | 0 | 0 | 0 | 0 | 0 | 0 | 0 | 0 | 0 | 0 | 0 | 0 | 0 | 0 | 0 | 0 | 0 | 0 | 0 | 0 | 0 | 3 |  | 0 | 0 | 0 | 0 | 0 | 0 | 0 | 0 | 0 | 0 | 0 | 0 | 0 | 0 | 0 | 0 | 0 | 0 | 0 | 0 | 0 | 0 | 0 | 0 | 0 | 0 | 0 | 0 | 0 | 0 | 1 | 2 | 1 | 2 | 0 | 1 | -280.6 | -177 | -57 | South of Kramer Area Constraint | Control to Inyokern area constraint | Control to Inyokern area constraint |  | 0 | 3 | 0 | 0 | 0 | 1 | -80.6 | 9 | -57 | South of Kramer Area Constraint | Control to Inyokern area constraint | Control to Inyokern area constraint |  | 5 | 3 | YES | 3 | 3 | 3 | NO | 3
PG&E GBA | Cooley Landing | 115 | 0 | 0 | 0 | 0 | 0 | 0 | 0 | 0 | 0 | 0 | 0 | 0 | 0 | 0 | 0 | 0 | 0 | 0 | 0 | 0 | 0 | 0 | 0 | 0 | 0 | 0 | 0 | 0 | 0 | 0 | 0 | 0 | 0 | 0 | 0 | 0 | 0 | 0 | 0 | 1 | 0 | 0 | 0 | 0 | 0 | 0 | 0 | 0 | 0 | 0 | 0 | 0 | 1 | 0 | 0 | 1 | 0 | 0 | 0 | 0 | 0 | 0 | 0 | 0 | 0 | 0 | 0 | 0 | 0 | 0 | 0 | 0 | 0 | 0 | 0 | 0 | 0 | 0 | 0 | 0 | 0 | 0 | 0 | 0 | 0 | 0 | 0 | 0 | 0 | 0 | 0 | 0 | 0 | 0 | 0 | 0 | 0 | 1 |  | 0 | 0 | 0 | 0 | 0 | 0 | 0 | 0 | 0 | 0 | 0 | 0 | 0 | 0 | 0 | 0 | 0 | 0 | 0 | 0 | 0 | 0 | 0 | 0 | 0 | 100 | 0 | 0 | 0 | 1 | 1 | 0 | 1 | 0 | 0 | 0 | -660.34 | -215.8012 | 2295.5509 | Collinsville-Tesla 500 kV Line | Collinsville-Tesla 500 kV Line | Collinsville-Tesla 500 kV Line |  | 0 | 0 | 0 | 0 | 0 | 0 | 2422.8 | 2560.8 | 2295.5509 | Sobrante-Moraga 230 kV line | Sobrante-Moraga 230 kV line | Collinsville-Tesla 500 kV Line |  | 5 | 1 | YES | 2 | 1 | 1 | NO | 1
PG&E GBA | Cooley Landing | 60 | 0 | 0 | 0 | 0 | 0 | 0 | 0 | 0 | 0 | 0 | 0 | 0 | 0 | 0 | 0 | 0 | 0 | 0 | 0 | 0 | 0 | 0 | 0 | 0 | 0 | 0 | 0 | 0 | 0 | 0 | 0 | 0 | 0 | 0 | 0 | 0 | 0 | 0 | 0 | 0 | 0 | 0 | 0 | 0 | 0 | 0 | 0 | 0 | 0 | 0 | 0 | 0 | 0 | 0 | 0 | 1 | 0 | 0 | 0 | 0 | 0 | 0 | 0 | 0 | 0 | 1 | 0 | 0 | 0 | 0 | 0 | 0 | 0 | 0 | 0 | 0 | 0 | 0 | 0 | 0 | 0 | 0 | 0 | 0 | 0 | 0 | 0 | 0 | 0 | 0 | 0 | 0 | 0 | 0 | 0 | 0 | 0 | 0 |  | 0 | 0 | 0 | 0 | 0 | 0 | 0 | 0 | 0 | 0 | 0 | 0 | 0 | 0 | 0 | 0 | 0 | 0 | 0 | 0 | 0 | 0 | 0 | 0 | 0 | 0 | 0 | 0 | 0 | 0 | 0 | 0 | 0 | 0 | 0 | 0 | 3095.51 | 3413.6438 | 9132.1416 | Tesla-Tracy-Pump 230 kV line #2 | Tesla-Tracy-Pump 230 kV line #2 | Tesla-Tracy-Pump 230 kV line #2 |  | 0 | 0 | 0 | 0 | 0 | 0 | 3095.51 | 3413.6438 | 9132.1416 | Tesla-Tracy-Pump 230 kV line #2 | Tesla-Tracy-Pump 230 kV line #2 | Tesla-Tracy-Pump 230 kV line #2 |  | 1 | 1 | NO | 1 | 1 | 1 | NO | 1
SCE NOL | Coolwater | 230 | 0 | 0 | 0 | 0 | 0 | 0 | 0 | 0 | 0 | 0 | 0 | 1 | 1 | 1 | 0 | 0 | 0 | 0 | 0 | 0 | 0 | 0 | 0 | 0 | 0 | 0 | 0 | 0 | 0 | 0 | 0 | 0 | 0 | 0 | 0 | 0 | 0 | 0 | 0 | 0 | 0 | 0 | 0 | 0 | 0 | 0 | 0 | 0 | 0 | 0 | 0 | 0 | 0 | 0 | 0 | 0 | 0 | 0 | 0 | 0 | 0 | 0 | 0 | 0 | 0 | 0 | 0 | 0 | 0 | 0 | 0 | 0 | 0 | 0 | 0 | 0 | 0 | 0 | 0 | 0 | 0 | 0 | 0 | 0 | 0 | 0 | 0 | 0 | 0 | 0 | 0 | 0 | 0 | 0 | 0 | 0 | 0 | 3 |  | 0 | 0 | 0 | 0 | 0 | 0 | 0 | 0 | 0 | 0 | 0 | 0 | 0 | 0 | 0 | 0 | 0 | 0 | 0 | 0 | 0 | 0 | 0 | 0 | 0 | 0 | 0 | 0 | 0 | 0 | 0 | 2 | 0 | 2 | 0 | 0 | -280.6 | -110.25 | 1093.724 | South of Kramer Area Constraint | South of Kramer Area Constraint | South of Kramer Area Constraint |  | 0 | 3 | 0 | 0 | 0 | 0 | -80.6 | 89.75 | 1093.724 | South of Kramer Area Constraint | South of Kramer Area Constraint | South of Kramer Area Constraint |  | 4 | 3 | YES | 3 | 1 | 1 | NO | 1
SCE NOL | Coolwater | 115 | 0 | 0 | 0 | 0 | 0 | 0 | 0 | 0 | 0 | 0 | 0 | 1 | 1 | 1 | 0 | 0 | 0 | 0 | 0 | 0 | 0 | 0 | 0 | 0 | 0 | 0 | 0 | 0 | 0 | 0 | 0 | 0 | 0 | 0 | 0 | 0 | 0 | 0 | 0 | 0 | 0 | 0 | 0 | 0 | 0 | 0 | 0 | 0 | 0 | 0 | 0 | 0 | 0 | 0 | 0 | 0 | 0 | 0 | 0 | 0 | 0 | 0 | 0 | 0 | 0 | 0 | 0 | 0 | 0 | 0 | 0 | 0 | 0 | 0 | 0 | 0 | 0 | 0 | 0 | 0 | 0 | 0 | 0 | 0 | 0 | 0 | 0 | 0 | 0 | 0 | 0 | 0 | 0 | 0 | 0 | 0 | 0 | 3 |  | 0 | 0 | 0 | 0 | 0 | 0 | 0 | 0 | 0 | 0 | 0 | 0 | 0 | 0 | 0 | 0 | 0 | 0 | 0 | 0 | 0 | 0 | 0 | 0 | 0 | 0 | 113.5 | 0 | 0 | 1 | 0 | 2 | 0 | 2 | 0 | 0 | -280.6 | -110.25 | 1093.724 | South of Kramer Area Constraint | South of Kramer Area Constraint | South of Kramer Area Constraint |  | 0 | 3 | 0 | 0 | 0 | 0 | -80.6 | 89.75 | 1093.724 | South of Kramer Area Constraint | South of Kramer Area Constraint | South of Kramer Area Constraint |  | 4 | 3 | YES | 3 | 1 | 1 | NO | 1
PG&E KERN | Copus | 70 | 0 | 0 | 0 | 0 | 0 | 0 | 0 | 0 | 0 | 0 | 0 | 0 | 0 | 0 | 0 | 0 | 0 | 0 | 0 | 0 | 0 | 0 | 0 | 0 | 0 | 0 | 0 | 0 | 0 | 0 | 0 | 0 | 0 | 0 | 0 | 0 | 0 | 0 | 0 | 0 | 0 | 0 | 0 | 0 | 0 | 0 | 0 | 0 | 0 | 0 | 0 | 0 | 0 | 0 | 0 | 0 | 0 | 0 | 0 | 0 | 0 | 0 | 0 | 0 | 0 | 0 | 0 | 0 | 0 | 0 | 1 | 1 | 1 | 0 | 1 | 0 | 0 | 0 | 1 | 1 | 0 | 0 | 0 | 0 | 0 | 0 | 0 | 0 | 0 | 0 | 0 | 0 | 0 | 0 | 1 | 0 | 0 | 0 |  | 0 | 0 | 0 | 0 | 0 | 0 | 0 | 0 | 0 | 0 | 0 | 0 | 0 | 0 | 0 | 0 | 0 | 0 | 0 | 0 | 0 | 0 | 0 | 0 | 0 | 0 | 0 | 0 | 0 | 0 | 0 | 0 | 3 | 0 | 2 | 1 | 17.78 | -2360.472 | -1847.2316 | Midway-Taft 115 kV line | Gates 500/230kV TB #11 | Mustang-Henrietta 230 kV line |  | 0 | 0 | 0 | 0 | 0 | 0 | 17.78 | 17.78 | 56.104 | Midway-Taft 115 kV line | Midway-Taft 115 kV line | Maricopa-Copus 70 kV line |  | 5 | 1 | YES | 2 | 5 | 1 | YES | 2
PG&E FRESNO | Corcoran | 70 | 0 | 0 | 0 | 0 | 0 | 0 | 0 | 0 | 0 | 0 | 0 | 0 | 0 | 0 | 0 | 0 | 0 | 0 | 0 | 0 | 0 | 0 | 0 | 0 | 0 | 0 | 0 | 0 | 0 | 0 | 0 | 0 | 0 | 0 | 0 | 0 | 0 | 0 | 0 | 0 | 0 | 0 | 0 | 0 | 0 | 1 | 0 | 0 | 0 | 0 | 0 | 0 | 0 | 0 | 0 | 0 | 0 | 0 | 0 | 0 | 0 | 0 | 0 | 0 | 0 | 0 | 0 | 0 | 0 | 0 | 0 | 0 | 0 | 0 | 0 | 0 | 0 | 0 | 1 | 1 | 0 | 1 | 0 | 1 | 1 | 1 | 0 | 0 | 0 | 1 | 0 | 0 | 0 | 0 | 1 | 0 | 0 | 2 |  | 0 | 0 | 0 | 0 | 0 | 0 | 0 | 0 | 0 | 0 | 0 | 0 | 0 | 0 | 0 | 0 | 0 | 0 | 0 | 0 | 0 | 0 | 0 | 0 | 0 | 0 | 0 | 0 | 0 | 0 | 2 | 0 | 5 | 0 | 2 | 1 | -404.45 | -2360.472 | -1847.2316 | Borden-Storey #1 230kV line | Gates 500/230kV TB #11 | Mustang-Henrietta 230 kV line |  | 0 | 0 | 0 | 0 | 0 | 0 | 29.35 | 368.5 | 631.7684 | Bellota-Weber 230kV line | Bellota-Weber 230kV line | Mustang-Henrietta 230 kV line |  | 5 | 1 | YES | 2 | 5 | 1 | YES | 2
PG&E FRESNO | Corcoran | 115 | 0 | 0 | 0 | 0 | 0 | 0 | 0 | 0 | 0 | 0 | 0 | 0 | 0 | 0 | 0 | 0 | 0 | 0 | 0 | 0 | 0 | 0 | 0 | 0 | 0 | 0 | 0 | 0 | 0 | 0 | 0 | 0 | 0 | 0 | 0 | 0 | 0 | 0 | 0 | 0 | 0 | 0 | 0 | 0 | 0 | 1 | 0 | 0 | 0 | 0 | 0 | 0 | 0 | 0 | 0 | 0 | 0 | 0 | 0 | 0 | 0 | 0 | 0 | 0 | 0 | 0 | 0 | 0 | 0 | 0 | 0 | 0 | 0 | 0 | 0 | 0 | 0 | 0 | 1 | 0 | 0 | 1 | 0 | 1 | 1 | 1 | 0 | 0 | 0 | 1 | 0 | 0 | 0 | 0 | 1 | 0 | 0 | 2 |  | 0 | 0 | 0 | 0 | 0 | 0 | 0 | 0 | 0 | 0 | 0 | 0 | 0 | 0 | 0 | 0 | 0 | 0 | 0 | 0 | 0 | 0 | 0 | 0 | 0 | 0 | 0 | 0 | 0 | 0 | 2 | 0 | 4 | 0 | 1 | 1 | -404.45 | -2086.452 | -1847.2316 | Borden-Storey #1 230kV line | Gates 500/230kV TB #12 | Mustang-Henrietta 230 kV line |  | 0 | 0 | 0 | 0 | 0 | 0 | 29.35 | 368.5 | 631.7684 | Bellota-Weber 230kV line | Bellota-Weber 230kV line | Mustang-Henrietta 230 kV line |  | 5 | 1 | YES | 2 | 5 | 1 | YES | 2
PG&E NGBA | Corona | 115 | 0 | 0 | 0 | 0 | 0 | 0 | 0 | 0 | 0 | 0 | 0 | 0 | 0 | 0 | 0 | 0 | 0 | 0 | 0 | 0 | 0 | 0 | 0 | 0 | 0 | 0 | 0 | 0 | 0 | 0 | 0 | 0 | 0 | 0 | 0 | 0 | 0 | 0 | 0 | 1 | 0 | 0 | 0 | 0 | 0 | 0 | 0 | 0 | 0 | 0 | 0 | 0 | 1 | 0 | 0 | 0 | 0 | 0 | 0 | 0 | 0 | 0 | 0 | 0 | 0 | 0 | 1 | 0 | 0 | 0 | 0 | 0 | 0 | 0 | 0 | 0 | 0 | 0 | 0 | 0 | 0 | 0 | 0 | 0 | 0 | 0 | 0 | 0 | 0 | 0 | 0 | 0 | 0 | 0 | 0 | 0 | 0 | 1 |  | 0 | 0 | 0 | 0 | 0 | 0 | 0 | 0 | 0 | 0 | 0 | 0 | 0 | 0 | 0 | 0 | 0 | 0 | 0 | 0 | 0 | 0 | 0 | 0 | 0 | 0 | 0 | 0 | 0 | 0 | 2 | 0 | 2 | 0 | 0 | 0 | -660.34 | -215.8012 | 361.1526 | Collinsville-Tesla 500 kV Line | Collinsville-Tesla 500 kV Line | Birds Landing-Contra Costa 230kV Line |  | 1 | 0 | 1 | 0 | 0 | 0 | -298.39 | -27.9962 | 361.1526 | Birds Landing-Contra Costa 230kV Line | Birds Landing-Contra Costa 230kV Line | Birds Landing-Contra Costa 230kV Line |  | 5 | 5 | NO | 5 | 1 | 1 | NO | 1
PG&E NGBA | Cortina | 230 | 0 | 0 | 0 | 0 | 0 | 0 | 0 | 0 | 0 | 0 | 0 | 0 | 0 | 0 | 0 | 0 | 0 | 0 | 0 | 0 | 0 | 0 | 0 | 0 | 0 | 0 | 0 | 0 | 0 | 0 | 0 | 0 | 0 | 0 | 0 | 0 | 0 | 0 | 0 | 1 | 0 | 0 | 0 | 0 | 0 | 0 | 0 | 0 | 0 | 0 | 0 | 0 | 1 | 0 | 0 | 0 | 0 | 0 | 0 | 0 | 0 | 0 | 0 | 0 | 0 | 0 | 1 | 0 | 0 | 0 | 0 | 0 | 0 | 0 | 0 | 0 | 0 | 0 | 0 | 0 | 0 | 0 | 0 | 0 | 0 | 0 | 0 | 0 | 0 | 0 | 0 | 0 | 0 | 0 | 0 | 0 | 0 | 1 |  | 0 | 0 | 0 | 0 | 0 | 0 | 0 | 0 | 0 | 0 | 0 | 0 | 0 | 0 | 0 | 0 | 0 | 0 | 0 | 0 | 0 | 0 | 0 | 0 | 0 | 0 | 0 | 0 | 0 | 0 | 2 | 0 | 2 | 0 | 0 | 0 | -660.34 | -215.8012 | 361.1526 | Collinsville-Tesla 500 kV Line | Collinsville-Tesla 500 kV Line | Birds Landing-Contra Costa 230kV Line |  | 1 | 0 | 1 | 0 | 0 | 0 | -298.39 | -27.9962 | 361.1526 | Birds Landing-Contra Costa 230kV Line | Birds Landing-Contra Costa 230kV Line | Birds Landing-Contra Costa 230kV Line |  | 5 | 5 | NO | 5 | 1 | 1 | NO | 1
PG&E NGBA | Cortina | 115 | 0 | 0 | 0 | 0 | 0 | 0 | 0 | 0 | 0 | 0 | 0 | 0 | 0 | 0 | 0 | 0 | 0 | 0 | 0 | 0 | 0 | 0 | 0 | 0 | 0 | 0 | 0 | 0 | 0 | 0 | 0 | 0 | 0 | 0 | 0 | 0 | 0 | 0 | 0 | 1 | 0 | 0 | 0 | 0 | 0 | 0 | 0 | 0 | 0 | 0 | 0 | 0 | 0 | 0 | 0 | 1 | 0 | 0 | 0 | 0 | 0 | 0 | 0 | 0 | 0 | 0 | 1 | 0 | 0 | 0 | 0 | 0 | 0 | 0 | 0 | 0 | 0 | 0 | 0 | 0 | 0 | 0 | 0 | 0 | 0 | 0 | 0 | 0 | 0 | 0 | 0 | 0 | 0 | 0 | 0 | 0 | 0 | 0 |  | 0 | 0 | 0 | 0 | 0 | 0 | 0 | 0 | 0 | 0 | 0 | 0 | 0 | 0 | 0 | 0 | 0 | 0 | 0 | 0 | 0 | 0 | 0 | 0 | 0 | 0 | 0 | 0 | 0 | 0 | 2 | 0 | 2 | 0 | 0 | 0 | -660.34 | -215.8012 | 361.1526 | Collinsville-Tesla 500 kV Line | Collinsville-Tesla 500 kV Line | Birds Landing-Contra Costa 230kV Line |  | 1 | 0 | 1 | 0 | 0 | 0 | -298.39 | -27.9962 | 361.1526 | Birds Landing-Contra Costa 230kV Line | Birds Landing-Contra Costa 230kV Line | Birds Landing-Contra Costa 230kV Line |  | 5 | 5 | NO | 5 | 1 | 1 | NO | 1
PG&E GBA | Cottle | 230 | 0 | 0 | 0 | 0 | 0 | 0 | 0 | 0 | 0 | 0 | 0 | 0 | 0 | 0 | 0 | 0 | 0 | 0 | 0 | 0 | 0 | 0 | 0 | 0 | 0 | 0 | 0 | 0 | 0 | 0 | 0 | 0 | 0 | 0 | 0 | 0 | 0 | 0 | 0 | 0 | 0 | 0 | 0 | 0 | 0 | 1 | 0 | 0 | 0 | 0 | 0 | 0 | 0 | 0 | 0 | 0 | 0 | 0 | 0 | 1 | 1 | 0 | 0 | 0 | 0 | 0 | 0 | 0 | 0 | 0 | 0 | 0 | 0 | 0 | 0 | 0 | 0 | 0 | 1 | 1 | 0 | 1 | 1 | 0 | 1 | 0 | 0 | 1 | 1 | 1 | 0 | 0 | 1 | 0 | 0 | 0 | 0 | 1 |  | 0 | 0 | 0 | 0 | 0 | 0 | 0 | 0 | 0 | 0 | 0 | 0 | 0 | 0 | 0 | 0 | 0 | 0 | 0 | 0 | 0 | 0 | 0 | 0 | 0 | 0 | 0 | 0 | 0 | 0 | 1 | 0 | 3 | 0 | 2 | 0 | -404.45 | -2360.472 | -1671.433 | Borden-Storey #1 230kV line | Gates 500/230kV TB #11 | Gates 500/230kV TB #12 |  | 0 | 0 | 0 | 0 | 0 | 0 | 29.35 | 368.5 | 126.1276 | Bellota-Weber 230kV line | Bellota-Weber 230kV line | Oro Loma-El Nido 115kV Line |  | 5 | 1 | YES | 2 | 5 | 1 | YES | 2
PG&E NGBA | Cottonwood | 115 | 0 | 0 | 0 | 0 | 0 | 0 | 0 | 0 | 0 | 0 | 0 | 0 | 0 | 0 | 0 | 0 | 0 | 0 | 0 | 0 | 0 | 0 | 0 | 0 | 0 | 0 | 0 | 0 | 0 | 0 | 0 | 0 | 0 | 0 | 0 | 0 | 0 | 0 | 0 | 1 | 0 | 0 | 0 | 0 | 0 | 0 | 0 | 0 | 0 | 0 | 0 | 0 | 0 | 0 | 0 | 0 | 0 | 0 | 0 | 0 | 0 | 0 | 0 | 0 | 0 | 0 | 0 | 0 | 0 | 0 | 0 | 0 | 0 | 0 | 0 | 0 | 0 | 0 | 0 | 0 | 0 | 0 | 0 | 0 | 0 | 0 | 0 | 0 | 0 | 0 | 0 | 0 | 0 | 0 | 0 | 0 | 0 | 0 |  | 0 | 0 | 0 | 0 | 0 | 0 | 0 | 0 | 0 | 0 | 0 | 0 | 0 | 0 | 0 | 0 | 0 | 0 | 0 | 0 | 0 | 0 | 0 | 0 | 0 | 0 | 0 | 0 | 0 | 0 | 1 | 0 | 1 | 0 | 0 | 0 | -660.34 | -215.8012 | 2295.5509 | Collinsville-Tesla 500 kV Line | Collinsville-Tesla 500 kV Line | Collinsville-Tesla 500 kV Line |  | 0 | 0 | 0 | 0 | 0 | 0 | 7984.66 | 8429.1988 | 2295.5509 | Collinsville-Tesla 500 kV Line | Collinsville-Tesla 500 kV Line | Collinsville-Tesla 500 kV Line |  | 5 | 1 | YES | 2 | 1 | 1 | NO | 1
PG&E NGBA | Cottonwood | 230 | 0 | 0 | 0 | 0 | 0 | 0 | 0 | 0 | 0 | 0 | 0 | 0 | 0 | 0 | 0 | 0 | 0 | 0 | 0 | 0 | 0 | 0 | 0 | 0 | 0 | 0 | 0 | 0 | 0 | 0 | 0 | 0 | 0 | 0 | 0 | 0 | 0 | 0 | 0 | 1 | 0 | 0 | 0 | 0 | 0 | 0 | 0 | 0 | 0 | 0 | 0 | 0 | 0 | 0 | 0 | 0 | 0 | 0 | 0 | 0 | 0 | 0 | 0 | 0 | 0 | 0 | 0 | 0 | 0 | 0 | 0 | 0 | 0 | 0 | 0 | 0 | 0 | 0 | 0 | 0 | 0 | 0 | 0 | 0 | 0 | 0 | 0 | 0 | 0 | 0 | 0 | 0 | 0 | 0 | 0 | 0 | 0 | 0 |  | 0 | 0 | 0 | 0 | 0 | 0 | 0 | 0 | 0 | 0 | 0 | 0 | 0 | 0 | 0 | 0 | 0 | 0 | 0 | 0 | 0 | 0 | 0 | 0 | 0 | 0 | 0 | 0 | 0 | 0 | 1 | 0 | 1 | 0 | 0 | 0 | -660.34 | -215.8012 | 2295.5509 | Collinsville-Tesla 500 kV Line | Collinsville-Tesla 500 kV Line | Collinsville-Tesla 500 kV Line |  | 0 | 0 | 0 | 0 | 0 | 0 | 7984.66 | 8429.1988 | 2295.5509 | Collinsville-Tesla 500 kV Line | Collinsville-Tesla 500 kV Line | Collinsville-Tesla 500 kV Line |  | 5 | 1 | YES | 2 | 1 | 1 | NO | 1
PG&E NGBA | Cottonwood | 60 | 0 | 0 | 0 | 0 | 0 | 0 | 0 | 0 | 0 | 0 | 0 | 0 | 0 | 0 | 0 | 0 | 0 | 0 | 0 | 0 | 0 | 0 | 0 | 0 | 0 | 0 | 0 | 0 | 0 | 0 | 0 | 0 | 0 | 0 | 0 | 0 | 0 | 0 | 0 | 1 | 0 | 0 | 0 | 0 | 0 | 0 | 0 | 0 | 0 | 0 | 0 | 0 | 0 | 0 | 0 | 0 | 0 | 0 | 0 | 0 | 0 | 0 | 0 | 0 | 0 | 0 | 0 | 0 | 0 | 0 | 0 | 0 | 0 | 0 | 0 | 0 | 0 | 0 | 0 | 0 | 0 | 0 | 0 | 0 | 0 | 0 | 0 | 0 | 0 | 0 | 0 | 0 | 0 | 0 | 0 | 0 | 0 | 0 |  | 0 | 0 | 0 | 0 | 0 | 0 | 0 | 0 | 0 | 0 | 0 | 0 | 0 | 0 | 0 | 0 | 0 | 0 | 0 | 0 | 0 | 0 | 0 | 0 | 0 | 0 | 0 | 0 | 0 | 0 | 1 | 0 | 1 | 0 | 0 | 0 | -660.34 | -215.8012 | 2295.5509 | Collinsville-Tesla 500 kV Line | Collinsville-Tesla 500 kV Line | Collinsville-Tesla 500 kV Line |  | 0 | 0 | 0 | 0 | 0 | 0 | 7984.66 | 8429.1988 | 2295.5509 | Collinsville-Tesla 500 kV Line | Collinsville-Tesla 500 kV Line | Collinsville-Tesla 500 kV Line |  | 5 | 1 | YES | 2 | 1 | 1 | NO | 1
PG&E NGBA | Cove Road | 230 | 0 | 0 | 0 | 0 | 0 | 0 | 0 | 0 | 0 | 0 | 0 | 0 | 0 | 0 | 0 | 0 | 0 | 0 | 0 | 0 | 0 | 0 | 0 | 0 | 0 | 0 | 0 | 0 | 0 | 0 | 0 | 0 | 0 | 0 | 0 | 0 | 0 | 0 | 0 | 1 | 0 | 0 | 0 | 0 | 0 | 0 | 0 | 0 | 0 | 0 | 0 | 0 | 0 | 0 | 0 | 0 | 0 | 0 | 0 | 0 | 0 | 0 | 0 | 0 | 0 | 0 | 0 | 0 | 0 | 0 | 0 | 0 | 0 | 0 | 0 | 0 | 0 | 0 | 0 | 0 | 0 | 0 | 0 | 0 | 0 | 0 | 0 | 0 | 0 | 0 | 0 | 0 | 0 | 0 | 0 | 0 | 0 | 0 |  | 0 | 0 | 0 | 0 | 0 | 0 | 0 | 0 | 0 | 0 | 0 | 0 | 0 | 0 | 0 | 0 | 0 | 0 | 0 | 0 | 0 | 0 | 0 | 0 | 0 | 0 | 0 | 0 | 0 | 0 | 1 | 0 | 1 | 0 | 0 | 0 | -660.34 | -215.8012 | 2295.5509 | Collinsville-Tesla 500 kV Line | Collinsville-Tesla 500 kV Line | Collinsville-Tesla 500 kV Line |  | 0 | 0 | 0 | 0 | 0 | 0 | 7984.66 | 8429.1988 | 2295.5509 | Collinsville-Tesla 500 kV Line | Collinsville-Tesla 500 kV Line | Collinsville-Tesla 500 kV Line |  | 5 | 1 | YES | 2 | 1 | 1 | NO | 1
PG&E GBA | Coyote | 230 | 0 | 0 | 0 | 0 | 0 | 0 | 0 | 0 | 0 | 0 | 0 | 0 | 0 | 0 | 0 | 0 | 0 | 0 | 0 | 0 | 0 | 0 | 0 | 0 | 0 | 0 | 0 | 0 | 0 | 0 | 0 | 0 | 0 | 0 | 0 | 0 | 0 | 0 | 0 | 0 | 0 | 0 | 0 | 0 | 0 | 0 | 0 | 0 | 0 | 0 | 0 | 0 | 0 | 0 | 0 | 1 | 0 | 0 | 0 | 1 | 0 | 0 | 0 | 0 | 0 | 0 | 0 | 0 | 0 | 0 | 0 | 0 | 0 | 0 | 0 | 0 | 0 | 0 | 0 | 0 | 0 | 0 | 0 | 0 | 0 | 0 | 0 | 0 | 0 | 0 | 0 | 0 | 0 | 0 | 0 | 0 | 0 | 0 |  | 0 | 0 | 0 | 0 | 0 | 0 | 0 | 0 | 0 | 0 | 0 | 0 | 0 | 0 | 0 | 37 | 0 | 0 | 0 | 0 | 0 | 0 | 0 | 0 | 100 | 0 | 0 | 0 | 0 | 1 | 0 | 0 | 0 | 0 | 0 | 0 | 1636.31 | 1970.6438 | 2698.8852 | Tesla-Bellota 230 kV line | Tesla-Bellota 230 kV line | Tesla-Bellota 230 kV line |  | 0 | 0 | 0 | 0 | 0 | 0 | 1636.31 | 1970.6438 | 2698.8852 | Tesla-Bellota 230 kV line | Tesla-Bellota 230 kV line | Tesla-Bellota 230 kV line |  | 1 | 1 | NO | 1 | 1 | 1 | NO | 1
PG&E GBA | Crazy Horse Canyon | 115 | 0 | 0 | 0 | 0 | 0 | 0 | 0 | 0 | 0 | 0 | 0 | 0 | 0 | 0 | 0 | 0 | 0 | 0 | 0 | 0 | 0 | 0 | 0 | 0 | 0 | 0 | 0 | 0 | 0 | 0 | 0 | 0 | 0 | 0 | 0 | 0 | 0 | 0 | 0 | 0 | 0 | 0 | 0 | 0 | 0 | 0 | 0 | 0 | 0 | 0 | 0 | 0 | 0 | 0 | 0 | 0 | 0 | 0 | 0 | 0 | 0 | 0 | 0 | 0 | 1 | 0 | 0 | 0 | 0 | 0 | 0 | 0 | 0 | 0 | 0 | 0 | 0 | 0 | 0 | 0 | 0 | 0 | 0 | 0 | 0 | 0 | 0 | 0 | 0 | 0 | 0 | 0 | 0 | 0 | 0 | 0 | 1 | 0 |  | 0 | 0 | 0 | 0 | 0 | 0 | 0 | 0 | 0 | 0 | 0 | 0 | 0 | 0 | 0 | 0 | 0 | 0 | 0 | 0 | 0 | 0 | 0 | 0 | 0 | 0 | 0 | 0 | 0 | 0 | 0 | 0 | 0 | 0 | 0 | 0 | 155 | 161.5 | 72 | Morganhill-Metcalf 115kV Line | Morganhill-Metcalf 115kV Line | Morganhill-Metcalf 115kV Line |  | 0 | 0 | 0 | 0 | 0 | 0 | 155 | 161.5 | 72 | Morganhill-Metcalf 115kV Line | Morganhill-Metcalf 115kV Line | Morganhill-Metcalf 115kV Line |  | 1 | 1 | NO | 1 | 1 | 1 | NO | 1
SDGE | Creelman | 69 | 0 | 0 | 0 | 0 | 0 | 0 | 0 | 0 | 0 | 0 | 0 | 0 | 0 | 0 | 0 | 0 | 0 | 0 | 0 | 0 | 0 | 0 | 0 | 0 | 0 | 1 | 0 | 1 | 0 | 0 | 1 | 0 | 1 | 0 | 0 | 0 | 0 | 1 | 0 | 0 | 0 | 0 | 0 | 0 | 0 | 0 | 0 | 0 | 0 | 0 | 0 | 0 | 0 | 0 | 0 | 0 | 0 | 0 | 0 | 0 | 0 | 0 | 0 | 0 | 0 | 0 | 0 | 0 | 0 | 0 | 0 | 0 | 0 | 0 | 0 | 0 | 0 | 0 | 0 | 0 | 0 | 0 | 0 | 0 | 0 | 0 | 0 | 0 | 0 | 0 | 0 | 0 | 0 | 0 | 0 | 0 | 0 | 2 |  | 0 | 0 | 0 | 0 | 0 | 0 | 0 | 0 | 0 | 0 | 0 | 0 | 0 | 0 | 0 | 0 | 0 | 0 | 0 | 0 | 0 | 0 | 0 | 0 | 0 | 0 | 7.36 | 0 | 0 | 1 | 0 | 1 | 0 | 0 | 0 | 0 | -35.92 | 48.96 | 482.1964 | San Luis Rey-San Onofre 230 kV line constraint | San Luis Rey-San Onofre 230 kV line constraint | El Cajon 69 kV constraint |  | 0 | 1 | 0 | 0 | 0 | 0 | -35.92 | 48.96 | 482.1964 | San Luis Rey-San Onofre 230 kV line constraint | San Luis Rey-San Onofre 230 kV line constraint | El Cajon 69 kV constraint |  | 3 | 3 | NO | 3 | 1 | 1 | NO | 1
PG&E FRESNO | Crescent | 70 | 0 | 0 | 0 | 0 | 0 | 0 | 0 | 0 | 0 | 0 | 0 | 0 | 0 | 0 | 0 | 0 | 0 | 0 | 0 | 0 | 0 | 0 | 0 | 0 | 0 | 0 | 0 | 0 | 0 | 0 | 0 | 0 | 0 | 0 | 0 | 0 | 0 | 0 | 0 | 0 | 0 | 0 | 0 | 0 | 0 | 1 | 0 | 0 | 0 | 0 | 0 | 0 | 0 | 0 | 0 | 0 | 0 | 0 | 0 | 0 | 0 | 0 | 0 | 0 | 0 | 0 | 0 | 0 | 0 | 0 | 0 | 0 | 0 | 0 | 0 | 0 | 0 | 0 | 1 | 1 | 0 | 1 | 0 | 0 | 0 | 1 | 0 | 0 | 0 | 1 | 0 | 1 | 0 | 0 | 0 | 0 | 0 | 1 |  | 0 | 0 | 0 | 0 | 0 | 0 | 0 | 0 | 0 | 0 | 0 | 0 | 0 | 0 | 0 | 0 | 0 | 0 | 0 | 0 | 0 | 0 | 0 | 0 | 0 | 35 | 35 | 0 | 0 | 1 | 1 | 0 | 3 | 0 | 2 | 0 | -404.45 | -2360.472 | -1671.433 | Borden-Storey #1 230kV line | Gates 500/230kV TB #11 | Gates 500/230kV TB #12 |  | 0 | 0 | 0 | 0 | 0 | 0 | 3 | 20.5 | 135.35 | Helm 230/70kV TB #1 | Helm 230/70kV TB #1 | Helm 230/70kV TB #1 |  | 5 | 1 | YES | 2 | 5 | 1 | YES | 2
PG&E FRESNO | Cressey | 115 | 0 | 0 | 0 | 0 | 0 | 0 | 0 | 0 | 0 | 0 | 0 | 0 | 0 | 0 | 0 | 0 | 0 | 0 | 0 | 0 | 0 | 0 | 0 | 0 | 0 | 0 | 0 | 0 | 0 | 0 | 0 | 0 | 0 | 0 | 0 | 0 | 0 | 0 | 0 | 0 | 0 | 0 | 0 | 0 | 0 | 1 | 0 | 0 | 0 | 0 | 0 | 0 | 0 | 0 | 0 | 0 | 0 | 0 | 0 | 1 | 0 | 0 | 0 | 0 | 0 | 0 | 0 | 0 | 0 | 0 | 0 | 0 | 0 | 0 | 0 | 0 | 0 | 0 | 0 | 1 | 0 | 1 | 1 | 1 | 0 | 1 | 0 | 1 | 0 | 0 | 0 | 0 | 1 | 0 | 0 | 0 | 0 | 1 |  | 0 | 0 | 0 | 0 | 0 | 0 | 0 | 0 | 0 | 0 | 0 | 0 | 0 | 0 | 0 | 0 | 0 | 0 | 0 | 0 | 0 | 0 | 0 | 0 | 0 | 0 | 0 | 0 | 0 | 0 | 1 | 0 | 2 | 0 | 1 | 0 | -82.55 | -2360.472 | -1076.0882 | Chowchilla-Le grand 115kV Line | Gates 500/230kV TB #11 | Gates 500/230kV TB #11 |  | 0 | 0 | 0 | 0 | 0 | 0 | 29.35 | 368.5 | 126.1276 | Bellota-Weber 230kV line | Bellota-Weber 230kV line | Oro Loma-El Nido 115kV Line |  | 5 | 1 | YES | 2 | 5 | 1 | YES | 2
PG&E NGBA | Cresta | 230 | 0 | 0 | 0 | 0 | 0 | 0 | 0 | 0 | 0 | 0 | 0 | 0 | 0 | 0 | 0 | 0 | 0 | 0 | 0 | 0 | 0 | 0 | 0 | 0 | 0 | 0 | 0 | 0 | 0 | 0 | 0 | 0 | 0 | 0 | 0 | 0 | 0 | 0 | 0 | 1 | 1 | 0 | 1 | 0 | 1 | 1 | 1 | 1 | 0 | 0 | 0 | 0 | 0 | 0 | 0 | 0 | 0 | 0 | 0 | 1 | 1 | 0 | 0 | 0 | 0 | 0 | 0 | 0 | 0 | 0 | 0 | 0 | 0 | 0 | 0 | 0 | 0 | 0 | 0 | 0 | 0 | 0 | 0 | 0 | 0 | 0 | 0 | 0 | 0 | 0 | 0 | 0 | 0 | 0 | 0 | 0 | 0 | 0 |  | 0 | 0 | 0 | 0 | 0 | 0 | 0 | 0 | 0 | 0 | 0 | 0 | 0 | 0 | 0 | 0 | 0 | 0 | 0 | 0 | 0 | 0 | 0 | 0 | 0 | 0 | 0 | 0 | 0 | 0 | 1 | 0 | 1 | 0 | 0 | 0 | -660.34 | -215.8012 | 62.84 | Collinsville-Tesla 500 kV Line | Collinsville-Tesla 500 kV Line | Woodland- Davis 115kV line |  | 0 | 0 | 0 | 0 | 0 | 0 | 29.35 | 50 | 62.84 | Bellota-Weber 230kV line | Rocklin-Pleaseant grove 115kV line | Woodland- Davis 115kV line |  | 5 | 1 | YES | 2 | 1 | 1 | NO | 1
SDGE | Crestwood | 69 | 0 | 0 | 0 | 0 | 0 | 0 | 0 | 0 | 0 | 0 | 0 | 0 | 0 | 0 | 0 | 0 | 0 | 0 | 0 | 0 | 0 | 0 | 0 | 0 | 0 | 0 | 0 | 1 | 0 | 1 | 1 | 0 | 1 | 0 | 0 | 0 | 1 | 0 | 0 | 0 | 0 | 0 | 0 | 0 | 0 | 0 | 0 | 0 | 0 | 0 | 0 | 0 | 0 | 0 | 0 | 0 | 0 | 0 | 0 | 0 | 0 | 0 | 0 | 0 | 0 | 0 | 0 | 0 | 0 | 0 | 0 | 0 | 0 | 0 | 0 | 0 | 0 | 0 | 0 | 0 | 0 | 0 | 0 | 0 | 0 | 0 | 0 | 0 | 0 | 0 | 0 | 0 | 0 | 0 | 0 | 0 | 0 | 3 |  | 0 | 0 | 0 | 0 | 0 | 0 | 0 | 0 | 0 | 0 | 0 | 0 | 0 | 0 | 0 | 0 | 0 | 0 | 0 | 0 | 0 | 0 | 0 | 0 | 0 | 0 | 0 | 0 | 0 | 0 | 0 | 1 | 0 | 0 | 0 | 0 | -35.92 | 48.96 | 301.7864 | San Luis Rey-San Onofre 230 kV line constraint | San Luis Rey-San Onofre 230 kV line constraint | Miguel 69 kV constraint |  | 0 | 1 | 0 | 0 | 0 | 0 | -35.92 | 48.96 | 301.7864 | San Luis Rey-San Onofre 230 kV line constraint | San Luis Rey-San Onofre 230 kV line constraint | Miguel 69 kV constraint |  | 3 | 3 | NO | 3 | 1 | 1 | NO | 1
PG&E GBA | Crow Creek | 60 | 0 | 0 | 0 | 0 | 0 | 0 | 0 | 0 | 0 | 0 | 0 | 0 | 0 | 0 | 0 | 0 | 0 | 0 | 0 | 0 | 0 | 0 | 0 | 0 | 0 | 0 | 0 | 0 | 0 | 0 | 0 | 0 | 0 | 0 | 0 | 0 | 0 | 0 | 0 | 0 | 0 | 0 | 0 | 0 | 0 | 1 | 0 | 0 | 0 | 0 | 0 | 0 | 0 | 0 | 0 | 1 | 0 | 1 | 0 | 1 | 0 | 0 | 1 | 1 | 0 | 1 | 0 | 0 | 0 | 0 | 0 | 0 | 0 | 0 | 0 | 0 | 0 | 0 | 0 | 0 | 0 | 0 | 0 | 0 | 0 | 0 | 0 | 0 | 0 | 0 | 0 | 0 | 0 | 0 | 0 | 0 | 0 | 0 |  | 0 | 0 | 0 | 0 | 0 | 0 | 0 | 0 | 0 | 6 | 14 | 20 | 0 | 0 | 1 | 0 | 0 | 0 | 0 | 0 | 0 | 0 | 0 | 0 | 6 | 14 | 20 | 0 | 0 | 1 | 1 | 0 | 0 | 0 | 0 | 0 | -52.2 | 5.59 | 109.37 | Kasson Jct-Heinz 115 kV line | Kasson Jct-Heinz 115 kV line | Salado-Crow Creek Sw Sta 60 kV line |  | 1 | 0 | 0 | 0 | 0 | 0 | -52.2 | 5.59 | 109.37 | Kasson Jct-Heinz 115 kV line | Kasson Jct-Heinz 115 kV line | Salado-Crow Creek Sw Sta 60 kV line |  | 5 | 5 | NO | 5 | 1 | 1 | NO | 1
PG&E GBA | Crows Landing | 60 | 0 | 0 | 0 | 0 | 0 | 0 | 0 | 0 | 0 | 0 | 0 | 0 | 0 | 0 | 0 | 0 | 0 | 0 | 0 | 0 | 0 | 0 | 0 | 0 | 0 | 0 | 0 | 0 | 0 | 0 | 0 | 0 | 0 | 0 | 0 | 0 | 0 | 0 | 0 | 0 | 0 | 0 | 0 | 0 | 0 | 1 | 0 | 0 | 0 | 0 | 0 | 0 | 0 | 0 | 0 | 1 | 0 | 1 | 0 | 1 | 0 | 0 | 1 | 1 | 0 | 1 | 0 | 0 | 0 | 0 | 0 | 0 | 0 | 0 | 0 | 0 | 0 | 0 | 0 | 0 | 0 | 0 | 0 | 0 | 0 | 0 | 0 | 0 | 0 | 0 | 0 | 0 | 0 | 0 | 0 | 0 | 0 | 0 |  | 0 | 0 | 0 | 0 | 0 | 0 | 0 | 0 | 0 | 0 | 0 | 0 | 0 | 0 | 0 | 0 | 0 | 0 | 0 | 0 | 0 | 0 | 0 | 0 | 0 | 0 | 0 | 0 | 0 | 0 | 1 | 0 | 0 | 0 | 0 | 0 | -52.2 | 5.59 | 109.37 | Kasson Jct-Heinz 115 kV line | Kasson Jct-Heinz 115 kV line | Salado-Crow Creek Sw Sta 60 kV line |  | 1 | 0 | 0 | 0 | 0 | 0 | -52.2 | 5.59 | 109.37 | Kasson Jct-Heinz 115 kV line | Kasson Jct-Heinz 115 kV line | Salado-Crow Creek Sw Sta 60 kV line |  | 5 | 5 | NO | 5 | 1 | 1 | NO | 1
PG&E GBA | Curtis | 115 | 0 | 0 | 0 | 0 | 0 | 0 | 0 | 0 | 0 | 0 | 0 | 0 | 0 | 0 | 0 | 0 | 0 | 0 | 0 | 0 | 0 | 0 | 0 | 0 | 0 | 0 | 0 | 0 | 0 | 0 | 0 | 0 | 0 | 0 | 0 | 0 | 0 | 0 | 0 | 0 | 0 | 0 | 0 | 0 | 0 | 1 | 0 | 0 | 0 | 0 | 0 | 0 | 0 | 0 | 0 | 1 | 0 | 1 | 0 | 1 | 0 | 0 | 0 | 0 | 0 | 1 | 0 | 0 | 0 | 0 | 0 | 0 | 0 | 0 | 0 | 0 | 0 | 0 | 0 | 0 | 0 | 0 | 0 | 0 | 0 | 0 | 0 | 0 | 0 | 0 | 0 | 0 | 0 | 0 | 0 | 0 | 0 | 0 |  | 0 | 0 | 0 | 0 | 0 | 0 | 0 | 0 | 0 | 0 | 0 | 0 | 0 | 0 | 0 | 0 | 0 | 0 | 0 | 0 | 0 | 0 | 0 | 0 | 0 | 0 | 0 | 0 | 0 | 0 | 1 | 0 | 0 | 0 | 0 | 0 | -52.2 | 5.59 | 543.909 | Kasson Jct-Heinz 115 kV line | Kasson Jct-Heinz 115 kV line | Kasson Jct-Heinz 115 kV line |  | 1 | 0 | 0 | 0 | 0 | 0 | -52.2 | 5.59 | 543.909 | Kasson Jct-Heinz 115 kV line | Kasson Jct-Heinz 115 kV line | Kasson Jct-Heinz 115 kV line |  | 5 | 5 | NO | 5 | 1 | 1 | NO | 1
PG&E FRESNO | Dairyland | 115 | 0 | 0 | 0 | 0 | 0 | 0 | 0 | 0 | 0 | 0 | 0 | 0 | 0 | 0 | 0 | 0 | 0 | 0 | 0 | 0 | 0 | 0 | 0 | 0 | 0 | 0 | 0 | 0 | 0 | 0 | 0 | 0 | 0 | 0 | 0 | 0 | 0 | 0 | 0 | 0 | 0 | 0 | 0 | 0 | 0 | 1 | 0 | 0 | 0 | 0 | 0 | 0 | 0 | 0 | 0 | 0 | 0 | 0 | 0 | 0 | 0 | 0 | 0 | 0 | 0 | 0 | 0 | 0 | 0 | 0 | 0 | 0 | 0 | 0 | 0 | 0 | 0 | 0 | 0 | 1 | 0 | 1 | 1 | 1 | 0 | 1 | 0 | 1 | 0 | 0 | 0 | 0 | 1 | 0 | 0 | 0 | 0 | 1 |  | 0 | 0 | 0 | 0 | 0 | 0 | 0 | 0 | 0 | 0 | 0 | 0 | 0 | 0 | 0 | 0 | 0 | 0 | 0 | 0 | 0 | 0 | 0 | 0 | 0 | 0 | 0 | 0 | 0 | 0 | 1 | 0 | 2 | 0 | 1 | 0 | -82.55 | -2360.472 | -1076.0882 | Chowchilla-Le grand 115kV Line | Gates 500/230kV TB #11 | Gates 500/230kV TB #11 |  | 0 | 0 | 0 | 0 | 0 | 0 | 29.35 | 368.5 | 126.1276 | Bellota-Weber 230kV line | Bellota-Weber 230kV line | Oro Loma-El Nido 115kV Line |  | 5 | 1 | YES | 2 | 5 | 1 | YES | 2
PG&E NGBA | Davis | 115 | 0 | 0 | 0 | 0 | 0 | 0 | 0 | 0 | 0 | 0 | 0 | 0 | 0 | 0 | 0 | 0 | 0 | 0 | 0 | 0 | 0 | 0 | 0 | 0 | 0 | 0 | 0 | 0 | 0 | 0 | 0 | 0 | 0 | 0 | 0 | 0 | 0 | 0 | 0 | 1 | 0 | 0 | 0 | 0 | 0 | 0 | 0 | 0 | 0 | 0 | 0 | 0 | 0 | 1 | 1 | 1 | 0 | 0 | 0 | 0 | 0 | 0 | 0 | 0 | 0 | 0 | 1 | 0 | 0 | 0 | 0 | 0 | 0 | 0 | 0 | 0 | 0 | 0 | 0 | 0 | 0 | 0 | 0 | 0 | 0 | 0 | 0 | 0 | 0 | 0 | 0 | 0 | 0 | 0 | 0 | 0 | 0 | 0 |  | 0 | 0 | 0 | 0 | 0 | 0 | 0 | 0 | 0 | 0 | 0 | 0 | 0 | 0 | 0 | 0 | 0 | 0 | 0 | 0 | 0 | 0 | 0 | 0 | 0 | 100 | 0 | 0 | 0 | 1 | 3 | 0 | 2 | 0 | 0 | 0 | -660.34 | -215.8012 | 361.1526 | Collinsville-Tesla 500 kV Line | Collinsville-Tesla 500 kV Line | Birds Landing-Contra Costa 230kV Line |  | 1 | 0 | 1 | 0 | 0 | 0 | -298.39 | -27.9962 | 361.1526 | Birds Landing-Contra Costa 230kV Line | Birds Landing-Contra Costa 230kV Line | Birds Landing-Contra Costa 230kV Line |  | 5 | 5 | NO | 5 | 1 | 1 | NO | 1
SCE Metro | Del Amo | 500 | 0 | 0 | 0 | 0 | 0 | 0 | 0 | 0 | 0 | 1 | 0 | 0 | 0 | 0 | 0 | 0 | 0 | 0 | 0 | 0 | 0 | 0 | 0 | 0 | 0 | 0 | 0 | 0 | 0 | 0 | 0 | 0 | 0 | 0 | 0 | 0 | 0 | 0 | 0 | 0 | 0 | 0 | 0 | 0 | 0 | 0 | 0 | 0 | 0 | 0 | 0 | 0 | 0 | 0 | 0 | 0 | 0 | 0 | 0 | 0 | 0 | 0 | 0 | 0 | 0 | 0 | 0 | 0 | 0 | 0 | 0 | 0 | 0 | 0 | 0 | 0 | 0 | 0 | 0 | 0 | 0 | 0 | 0 | 0 | 0 | 0 | 0 | 0 | 0 | 0 | 0 | 0 | 0 | 0 | 0 | 0 | 0 | 0 |  | 0 | 0 | 0 | 0 | 0 | 0 | 0 | 0 | 0 | 0 | 0 | 0 | 0 | 0 | 0 | 0 | 0 | 0 | 0 | 0 | 0 | 0 | 0 | 0 | 0 | 0 | 0 | 912 | 0 | 1 | 0 | 0 | 0 | 0 | 0 | 0 | 3604.3788 | 8273.608 | 22319.9811 | SCE Metro Area Default Constraint | SCE Metro Area Default Constraint | SCE Metro Area Default Constraint |  | 0 | 0 | 0 | 0 | 0 | 0 | 3604.3788 | 8273.608 | 22319.9811 | SCE Metro Area Default Constraint | SCE Metro Area Default Constraint | SCE Metro Area Default Constraint |  | 1 | 1 | NO | 1 | 1 | 1 | NO | 1
SCE Metro | Del Amo | 230 | 0 | 0 | 0 | 0 | 0 | 0 | 0 | 0 | 0 | 1 | 0 | 0 | 0 | 0 | 0 | 0 | 0 | 0 | 0 | 0 | 0 | 0 | 0 | 0 | 0 | 0 | 0 | 0 | 0 | 0 | 0 | 0 | 0 | 0 | 0 | 0 | 0 | 0 | 0 | 0 | 0 | 0 | 0 | 0 | 0 | 0 | 0 | 0 | 0 | 0 | 0 | 0 | 0 | 0 | 0 | 0 | 0 | 0 | 0 | 0 | 0 | 0 | 0 | 0 | 0 | 0 | 0 | 0 | 0 | 0 | 0 | 0 | 0 | 0 | 0 | 0 | 0 | 0 | 0 | 0 | 0 | 0 | 0 | 0 | 0 | 0 | 0 | 0 | 0 | 0 | 0 | 0 | 0 | 0 | 0 | 0 | 0 | 0 |  | 0 | 0 | 0 | 0 | 0 | 0 | 0 | 0 | 0 | 0 | 0 | 0 | 0 | 0 | 0 | 0 | 0 | 0 | 0 | 0 | 0 | 0 | 0 | 0 | 0 | 0 | 0 | 800 | 0 | 1 | 0 | 0 | 0 | 0 | 0 | 0 | 3604.3788 | 8273.608 | 22319.9811 | SCE Metro Area Default Constraint | SCE Metro Area Default Constraint | SCE Metro Area Default Constraint |  | 0 | 0 | 0 | 0 | 0 | 0 | 3604.3788 | 8273.608 | 22319.9811 | SCE Metro Area Default Constraint | SCE Metro Area Default Constraint | SCE Metro Area Default Constraint |  | 1 | 1 | NO | 1 | 1 | 1 | NO | 1
SCE Eastern | Delaney | 500 | 0 | 0 | 0 | 0 | 0 | 0 | 0 | 0 | 0 | 0 | 0 | 0 | 0 | 0 | 0 | 0 | 1 | 1 | 0 | 0 | 0 | 1 | 0 | 0 | 1 | 0 | 0 | 0 | 0 | 0 | 0 | 0 | 0 | 0 | 0 | 0 | 0 | 0 | 0 | 0 | 0 | 0 | 0 | 0 | 0 | 0 | 0 | 0 | 0 | 0 | 0 | 0 | 0 | 0 | 0 | 0 | 0 | 0 | 0 | 0 | 0 | 0 | 0 | 0 | 0 | 0 | 0 | 0 | 0 | 0 | 0 | 0 | 0 | 0 | 0 | 0 | 0 | 0 | 0 | 0 | 0 | 0 | 0 | 0 | 0 | 0 | 0 | 0 | 0 | 0 | 0 | 0 | 0 | 0 | 0 | 0 | 0 | 2 |  | 0 | 0 | 0 | 0 | 0 | 0 | 0 | 0 | 0 | 0 | 0 | 0 | 0 | 0 | 0 | 0 | 0 | 0 | 0 | 0 | 0 | 0 | 0 | 0 | 0 | 1860 | 0 | 340 | 0 | 1 | 1 | 4 | 1 | 2 | 0 | 1 | -3566.801 | -1411.508 | -314.404 | Lugo - Victorville area constraint | Lugo - Victorville area constraint | Devers-Red Bluff Constraint |  | 0 | 2 | 0 | 2 | 0 | 1 | -1231.146 | -737.708 | -314.404 | Devers-Red Bluff Constraint | Devers-Red Bluff Constraint | Devers-Red Bluff Constraint |  | 5 | 4 | YES | 4 | 4 | 4 | NO | 4
PG&E NGBA | Delevan | 230 | 0 | 0 | 0 | 0 | 0 | 0 | 0 | 0 | 0 | 0 | 0 | 0 | 0 | 0 | 0 | 0 | 0 | 0 | 0 | 0 | 0 | 0 | 0 | 0 | 0 | 0 | 0 | 0 | 0 | 0 | 0 | 0 | 0 | 0 | 0 | 0 | 0 | 0 | 0 | 1 | 0 | 0 | 0 | 0 | 0 | 0 | 0 | 0 | 0 | 0 | 0 | 0 | 0 | 0 | 0 | 0 | 0 | 0 | 0 | 0 | 0 | 0 | 0 | 0 | 0 | 0 | 1 | 0 | 0 | 0 | 0 | 0 | 0 | 0 | 0 | 0 | 0 | 0 | 0 | 0 | 0 | 0 | 0 | 0 | 0 | 0 | 0 | 0 | 0 | 0 | 0 | 0 | 0 | 0 | 0 | 0 | 0 | 0 |  | 0 | 0 | 0 | 0 | 0 | 0 | 0 | 0 | 0 | 0 | 0 | 0 | 0 | 0 | 0 | 0 | 0 | 0 | 0 | 0 | 0 | 0 | 0 | 0 | 0 | 0 | 0 | 0 | 0 | 0 | 2 | 0 | 2 | 0 | 0 | 0 | -660.34 | -215.8012 | 361.1526 | Collinsville-Tesla 500 kV Line | Collinsville-Tesla 500 kV Line | Birds Landing-Contra Costa 230kV Line |  | 1 | 0 | 1 | 0 | 0 | 0 | -298.39 | -27.9962 | 361.1526 | Birds Landing-Contra Costa 230kV Line | Birds Landing-Contra Costa 230kV Line | Birds Landing-Contra Costa 230kV Line |  | 5 | 5 | NO | 5 | 1 | 1 | NO | 1
PG&E GBA | Delta PP | 230 | 0 | 0 | 0 | 0 | 0 | 0 | 0 | 0 | 0 | 0 | 0 | 0 | 0 | 0 | 0 | 0 | 0 | 0 | 0 | 0 | 0 | 0 | 0 | 0 | 0 | 0 | 0 | 0 | 0 | 0 | 0 | 0 | 0 | 0 | 0 | 0 | 0 | 0 | 0 | 1 | 0 | 0 | 0 | 0 | 0 | 0 | 0 | 0 | 0 | 0 | 0 | 0 | 0 | 1 | 0 | 1 | 0 | 0 | 0 | 0 | 0 | 0 | 0 | 0 | 0 | 1 | 0 | 0 | 0 | 0 | 0 | 0 | 0 | 0 | 0 | 0 | 0 | 0 | 0 | 0 | 0 | 0 | 0 | 0 | 0 | 0 | 0 | 0 | 0 | 0 | 0 | 0 | 0 | 0 | 0 | 0 | 0 | 0 |  | 0 | 0 | 0 | 0 | 0 | 0 | 0 | 0 | 0 | 0 | 0 | 0 | 0 | 0 | 0 | 0 | 0 | 0 | 0 | 0 | 0 | 0 | 0 | 0 | 0 | 0 | 0 | 0 | 0 | 0 | 2 | 0 | 1 | 0 | 0 | 0 | -660.34 | -215.8012 | 2295.5509 | Collinsville-Tesla 500 kV Line | Collinsville-Tesla 500 kV Line | Collinsville-Tesla 500 kV Line |  | 0 | 0 | 0 | 0 | 0 | 0 | 3095.51 | 3413.6438 | 2295.5509 | Tesla-Tracy-Pump 230 kV line #2 | Tesla-Tracy-Pump 230 kV line #2 | Collinsville-Tesla 500 kV Line |  | 5 | 1 | YES | 2 | 1 | 1 | NO | 1
EOP | Desert View | 230 | 0 | 0 | 0 | 0 | 0 | 0 | 0 | 0 | 0 | 0 | 0 | 0 | 0 | 0 | 0 | 0 | 0 | 0 | 0 | 0 | 0 | 0 | 1 | 1 | 1 | 0 | 0 | 0 | 0 | 0 | 0 | 0 | 0 | 0 | 0 | 0 | 0 | 0 | 0 | 0 | 0 | 0 | 0 | 0 | 0 | 0 | 0 | 0 | 0 | 0 | 0 | 0 | 0 | 0 | 0 | 0 | 0 | 0 | 0 | 0 | 0 | 0 | 0 | 0 | 0 | 0 | 0 | 0 | 0 | 0 | 0 | 0 | 0 | 0 | 0 | 0 | 0 | 0 | 0 | 0 | 0 | 0 | 0 | 0 | 0 | 0 | 0 | 0 | 0 | 0 | 0 | 0 | 0 | 0 | 0 | 0 | 0 | 2 |  | 0 | 0 | 0 | 0 | 0 | 0 | 0 | 0 | 0 | 0 | 0 | 0 | 0 | 0 | 0 | 0 | 0 | 0 | 0 | 0 | 0 | 0 | 0 | 0 | 0 | 0 | 0 | 0 | 0 | 0 | 1 | 0 | 1 | 0 | 0 | 0 | -3566.801 | -1411.508 | 344.027 | Lugo - Victorville area constraint | Lugo - Victorville area constraint | Lugo - Victorville area constraint |  | 0 | 0 | 0 | 0 | 0 | 0 | 576.5 | 1808.75 | 3367.55 | Sloan Canyon - Eldorado 500 kV constraint | Sloan Canyon - Eldorado 500 kV constraint | GLW 230kV area constraint |  | 5 | 1 | YES | 2 | 1 | 1 | NO | 1
SCE Eastern | Devers | 230 | 0 | 0 | 0 | 0 | 0 | 0 | 0 | 0 | 0 | 0 | 0 | 0 | 0 | 0 | 0 | 0 | 0 | 0 | 0 | 1 | 0 | 1 | 0 | 0 | 0 | 0 | 0 | 0 | 0 | 0 | 0 | 0 | 0 | 0 | 0 | 0 | 0 | 0 | 0 | 0 | 0 | 0 | 0 | 0 | 0 | 0 | 0 | 0 | 0 | 0 | 0 | 0 | 0 | 0 | 0 | 0 | 0 | 0 | 0 | 0 | 0 | 0 | 0 | 0 | 0 | 0 | 0 | 0 | 0 | 0 | 0 | 0 | 0 | 0 | 0 | 0 | 0 | 0 | 0 | 0 | 0 | 0 | 0 | 0 | 0 | 0 | 0 | 0 | 0 | 0 | 0 | 0 | 0 | 0 | 0 | 0 | 0 | 1 |  | 0 | 0 | 57 | 0 | 0 | 0 | 0 | 0 | 0 | 0 | 0 | 345 | 360 | 0 | 1 | 0 | 0 | 57 | 0 | 0 | 0 | 0 | 0 | 0 | 300 | 0 | 545 | 460 | 0 | 1 | 0 | 2 | 0 | 0 | 0 | 0 | -1393.746 | 648.31 | 8204.916 | Serrano-Alberhill-Valley Constraint | Etiwanda-Rancho Vista Constraint | Serrano-Alberhill-Valley Constraint |  | 0 | 0 | 0 | 0 | 0 | 0 | 128.254 | 648.31 | 8661.07 | Serrano-Alberhill-Valley Constraint | Etiwanda-Rancho Vista Constraint | Etiwanda-Rancho Vista Constraint |  | 4 | 1 | YES | 2 | 1 | 1 | NO | 1
SCE Eastern | Devers | 500 | 0 | 0 | 0 | 0 | 0 | 0 | 0 | 0 | 0 | 0 | 0 | 0 | 0 | 0 | 0 | 0 | 0 | 0 | 0 | 1 | 0 | 1 | 0 | 0 | 0 | 0 | 0 | 0 | 0 | 0 | 0 | 0 | 0 | 0 | 0 | 0 | 0 | 0 | 0 | 0 | 0 | 0 | 0 | 0 | 0 | 0 | 0 | 0 | 0 | 0 | 0 | 0 | 0 | 0 | 0 | 0 | 0 | 0 | 0 | 0 | 0 | 0 | 0 | 0 | 0 | 0 | 0 | 0 | 0 | 0 | 0 | 0 | 0 | 0 | 0 | 0 | 0 | 0 | 0 | 0 | 0 | 0 | 0 | 0 | 0 | 0 | 0 | 0 | 0 | 0 | 0 | 0 | 0 | 0 | 0 | 0 | 0 | 1 |  | 0 | 0 | 0 | 0 | 0 | 0 | 0 | 0 | 0 | 0 | 0 | 0 | 0 | 0 | 0 | 0 | 0 | 0 | 0 | 0 | 0 | 0 | 0 | 0 | 0 | 0 | 0 | 0 | 0 | 0 | 0 | 2 | 0 | 0 | 0 | 0 | -1393.746 | 648.31 | 8204.916 | Serrano-Alberhill-Valley Constraint | Etiwanda-Rancho Vista Constraint | Serrano-Alberhill-Valley Constraint |  | 0 | 0 | 0 | 0 | 0 | 0 | 128.254 | 648.31 | 8661.07 | Serrano-Alberhill-Valley Constraint | Etiwanda-Rancho Vista Constraint | Etiwanda-Rancho Vista Constraint |  | 4 | 1 | YES | 2 | 1 | 1 | NO | 1
PG&E KERN | Diablo Canyon | 230 | 0 | 0 | 0 | 0 | 0 | 0 | 0 | 0 | 0 | 0 | 0 | 0 | 0 | 0 | 0 | 0 | 0 | 0 | 0 | 0 | 0 | 0 | 0 | 0 | 0 | 0 | 0 | 0 | 0 | 0 | 0 | 0 | 0 | 0 | 0 | 0 | 0 | 0 | 0 | 0 | 0 | 0 | 0 | 0 | 0 | 0 | 0 | 0 | 0 | 0 | 0 | 0 | 0 | 0 | 0 | 0 | 0 | 0 | 0 | 0 | 0 | 0 | 0 | 0 | 0 | 0 | 0 | 1 | 1 | 0 | 0 | 0 | 0 | 0 | 0 | 0 | 0 | 0 | 0 | 1 | 0 | 0 | 0 | 0 | 0 | 1 | 0 | 0 | 0 | 0 | 0 | 0 | 0 | 0 | 0 | 1 | 0 | 1 |  | 0 | 0 | 0 | 0 | 0 | 0 | 0 | 0 | 0 | 0 | 0 | 0 | 0 | 0 | 0 | 0 | 0 | 0 | 0 | 0 | 0 | 0 | 0 | 0 | 0 | 0 | 0 | 0 | 0 | 0 | 0 | 0 | 1 | 0 | 1 | 0 | 122.65 | -2360.472 | -1076.0882 | Cal Flat-Gates 230 kV line | Gates 500/230kV TB #11 | Gates 500/230kV TB #11 |  | 0 | 0 | 0 | 0 | 0 | 0 | 122.65 | 392.11 | 666.9203 | Cal Flat-Gates 230 kV line | Cal Flat-Gates 230 kV line | Cal Flat-Gates 230 kV line |  | 5 | 1 | YES | 2 | 5 | 1 | YES | 2
PG&E KERN | Diablo Canyon | 500 | 0 | 0 | 0 | 0 | 0 | 0 | 0 | 0 | 0 | 0 | 0 | 0 | 0 | 0 | 0 | 0 | 0 | 0 | 0 | 0 | 0 | 0 | 0 | 0 | 0 | 0 | 0 | 0 | 0 | 0 | 0 | 0 | 0 | 0 | 0 | 0 | 0 | 0 | 0 | 0 | 0 | 0 | 0 | 0 | 0 | 0 | 0 | 0 | 0 | 0 | 0 | 0 | 0 | 0 | 0 | 0 | 0 | 0 | 0 | 0 | 0 | 0 | 0 | 0 | 0 | 0 | 0 | 0 | 0 | 0 | 0 | 0 | 0 | 0 | 0 | 0 | 0 | 0 | 0 | 0 | 0 | 0 | 0 | 0 | 0 | 0 | 0 | 0 | 0 | 0 | 0 | 0 | 0 | 1 | 1 | 0 | 0 | 0 |  | 0 | 0 | 0 | 0 | 0 | 0 | 0 | 0 | 0 | 0 | 0 | 0 | 0 | 0 | 0 | 0 | 0 | 0 | 0 | 0 | 0 | 0 | 0 | 0 | 0 | 0 | 0 | 0 | 0 | 0 | 0 | 0 | 1 | 0 | 0 | 1 | 2470.77 | -1309.512 | -1847.2316 | Mustang-Henrietta 230 kV line | Mustang-Henrietta 230 kV line | Mustang-Henrietta 230 kV line |  | 0 | 0 | 0 | 0 | 0 | 0 | 4949.77 | 1169.488 | 631.7684 | Mustang-Henrietta 230 kV line | Mustang-Henrietta 230 kV line | Mustang-Henrietta 230 kV line |  | 5 | 1 | YES | 2 | 4 | 1 | YES | 2
PG&E KERN | Divide | 115 | 0 | 0 | 0 | 0 | 0 | 0 | 0 | 0 | 0 | 0 | 0 | 0 | 0 | 0 | 0 | 0 | 0 | 0 | 0 | 0 | 0 | 0 | 0 | 0 | 0 | 0 | 0 | 0 | 0 | 0 | 0 | 0 | 0 | 0 | 0 | 0 | 0 | 0 | 0 | 0 | 0 | 0 | 0 | 0 | 0 | 0 | 0 | 0 | 0 | 0 | 0 | 0 | 0 | 0 | 0 | 0 | 0 | 0 | 0 | 0 | 0 | 0 | 0 | 0 | 0 | 0 | 0 | 1 | 1 | 0 | 0 | 0 | 0 | 0 | 0 | 0 | 0 | 0 | 0 | 1 | 0 | 0 | 0 | 0 | 0 | 1 | 0 | 0 | 0 | 0 | 0 | 0 | 0 | 0 | 0 | 1 | 0 | 1 |  | 0 | 0 | 0 | 0 | 0 | 0 | 0 | 0 | 0 | 0 | 0 | 0 | 0 | 0 | 0 | 0 | 0 | 0 | 0 | 0 | 0 | 0 | 0 | 0 | 0 | 0 | 0 | 0 | 0 | 0 | 0 | 0 | 1 | 0 | 1 | 0 | 122.65 | -2360.472 | -1076.0882 | Cal Flat-Gates 230 kV line | Gates 500/230kV TB #11 | Gates 500/230kV TB #11 |  | 0 | 0 | 0 | 0 | 0 | 0 | 122.65 | 392.11 | 666.9203 | Cal Flat-Gates 230 kV line | Cal Flat-Gates 230 kV line | Cal Flat-Gates 230 kV line |  | 5 | 1 | YES | 2 | 5 | 1 | YES | 2
PG&E GBA | Dixon Landing | 115 | 0 | 0 | 0 | 0 | 0 | 0 | 0 | 0 | 0 | 0 | 0 | 0 | 0 | 0 | 0 | 0 | 0 | 0 | 0 | 0 | 0 | 0 | 0 | 0 | 0 | 0 | 0 | 0 | 0 | 0 | 0 | 0 | 0 | 0 | 0 | 0 | 0 | 0 | 0 | 0 | 0 | 0 | 0 | 0 | 0 | 0 | 0 | 0 | 0 | 0 | 0 | 0 | 0 | 0 | 0 | 1 | 0 | 0 | 0 | 1 | 0 | 0 | 0 | 0 | 0 | 0 | 0 | 0 | 0 | 0 | 0 | 0 | 0 | 0 | 0 | 0 | 0 | 0 | 0 | 0 | 0 | 0 | 0 | 0 | 0 | 0 | 0 | 0 | 0 | 0 | 0 | 0 | 0 | 0 | 0 | 0 | 0 | 0 |  | 0 | 0 | 0 | 0 | 0 | 0 | 0 | 0 | 0 | 0 | 0 | 0 | 0 | 0 | 0 | 23 | 0 | 0 | 0 | 0 | 0 | 0 | 0 | 0 | 0 | 0 | 0 | 0 | 0 | 1 | 0 | 0 | 0 | 0 | 0 | 0 | 1636.31 | 1970.6438 | 2698.8852 | Tesla-Bellota 230 kV line | Tesla-Bellota 230 kV line | Tesla-Bellota 230 kV line |  | 0 | 0 | 0 | 0 | 0 | 0 | 1636.31 | 1970.6438 | 2698.8852 | Tesla-Bellota 230 kV line | Tesla-Bellota 230 kV line | Tesla-Bellota 230 kV line |  | 1 | 1 | NO | 1 | 1 | 1 | NO | 1
PG&E FRESNO | Dos Amigos | 230 | 0 | 0 | 0 | 0 | 0 | 0 | 0 | 0 | 0 | 0 | 0 | 0 | 0 | 0 | 0 | 0 | 0 | 0 | 0 | 0 | 0 | 0 | 0 | 0 | 0 | 0 | 0 | 0 | 0 | 0 | 0 | 0 | 0 | 0 | 0 | 0 | 0 | 0 | 0 | 0 | 0 | 0 | 0 | 0 | 0 | 0 | 0 | 0 | 0 | 0 | 0 | 0 | 0 | 0 | 0 | 0 | 0 | 0 | 0 | 0 | 0 | 0 | 0 | 0 | 0 | 0 | 0 | 0 | 0 | 0 | 0 | 0 | 0 | 0 | 0 | 0 | 0 | 0 | 1 | 0 | 0 | 0 | 0 | 0 | 0 | 1 | 0 | 0 | 0 | 0 | 0 | 0 | 0 | 0 | 0 | 0 | 0 | 1 |  | 0 | 0 | 0 | 0 | 0 | 0 | 0 | 0 | 0 | 0 | 0 | 0 | 0 | 0 | 0 | 10 | 0 | 0 | 0 | 0 | 0 | 0 | 0 | 3 | 0 | 0 | 0 | 758 | 0 | 1 | 0 | 0 | 1 | 0 | 1 | 0 | 530.62 | -2086.452 | -1671.433 | Gates 500/230kV TB #12 | Gates 500/230kV TB #12 | Gates 500/230kV TB #12 |  | 0 | 0 | 0 | 0 | 0 | 0 | 979.65 | 2637.9 | 5171.567 | Los Banos 500/230kV TB | Los Banos 500/230kV TB | Gates 500/230kV TB #12 |  | 5 | 1 | YES | 2 | 5 | 1 | YES | 2
PG&E NGBA | Drum | 115 | 0 | 0 | 0 | 0 | 0 | 0 | 0 | 0 | 0 | 0 | 0 | 0 | 0 | 0 | 0 | 0 | 0 | 0 | 0 | 0 | 0 | 0 | 0 | 0 | 0 | 0 | 0 | 0 | 0 | 0 | 0 | 0 | 0 | 0 | 0 | 0 | 0 | 0 | 0 | 1 | 1 | 0 | 1 | 0 | 0 | 1 | 1 | 1 | 0 | 0 | 0 | 0 | 0 | 0 | 0 | 0 | 0 | 0 | 0 | 1 | 1 | 0 | 0 | 0 | 0 | 0 | 0 | 0 | 0 | 0 | 0 | 0 | 0 | 0 | 0 | 0 | 0 | 0 | 0 | 0 | 0 | 0 | 0 | 0 | 0 | 0 | 0 | 0 | 0 | 0 | 0 | 0 | 0 | 0 | 0 | 0 | 0 | 0 |  | 0 | 0 | 0 | 0 | 0 | 0 | 0 | 0 | 0 | 0 | 0 | 0 | 0 | 0 | 0 | 0 | 0 | 0 | 0 | 0 | 0 | 0 | 0 | 0 | 0 | 0 | 0 | 0 | 0 | 0 | 1 | 0 | 1 | 0 | 0 | 0 | -660.34 | -215.8012 | 62.84 | Collinsville-Tesla 500 kV Line | Collinsville-Tesla 500 kV Line | Woodland- Davis 115kV line |  | 0 | 0 | 0 | 0 | 0 | 0 | 29.35 | 80.45 | 62.84 | Bellota-Weber 230kV line | Woodland- Davis 115kV line | Woodland- Davis 115kV line |  | 5 | 1 | YES | 2 | 1 | 1 | NO | 1
PG&E GBA | Dumbarton | 115 | 0 | 0 | 0 | 0 | 0 | 0 | 0 | 0 | 0 | 0 | 0 | 0 | 0 | 0 | 0 | 0 | 0 | 0 | 0 | 0 | 0 | 0 | 0 | 0 | 0 | 0 | 0 | 0 | 0 | 0 | 0 | 0 | 0 | 0 | 0 | 0 | 0 | 0 | 0 | 1 | 0 | 0 | 0 | 0 | 0 | 0 | 0 | 0 | 0 | 0 | 0 | 0 | 1 | 0 | 0 | 0 | 0 | 0 | 0 | 0 | 0 | 0 | 0 | 0 | 0 | 0 | 0 | 0 | 0 | 0 | 0 | 0 | 0 | 0 | 0 | 0 | 0 | 0 | 0 | 0 | 0 | 0 | 0 | 0 | 0 | 0 | 0 | 0 | 0 | 0 | 0 | 0 | 0 | 0 | 0 | 0 | 0 | 1 |  | 0 | 0 | 0 | 0 | 0 | 0 | 0 | 0 | 0 | 0 | 0 | 0 | 0 | 0 | 0 | 0 | 0 | 0 | 0 | 0 | 0 | 0 | 0 | 0 | 0 | 0 | 0 | 0 | 0 | 0 | 1 | 0 | 1 | 0 | 0 | 0 | -660.34 | -215.8012 | 2295.5509 | Collinsville-Tesla 500 kV Line | Collinsville-Tesla 500 kV Line | Collinsville-Tesla 500 kV Line |  | 0 | 0 | 0 | 0 | 0 | 0 | 2422.8 | 2560.8 | 2295.5509 | Sobrante-Moraga 230 kV line | Sobrante-Moraga 230 kV line | Collinsville-Tesla 500 kV Line |  | 5 | 1 | YES | 2 | 1 | 1 | NO | 1
SCE NOL | Dunn Siding | 115 | 0 | 0 | 0 | 0 | 0 | 0 | 0 | 0 | 0 | 0 | 0 | 1 | 1 | 1 | 0 | 0 | 0 | 0 | 0 | 0 | 0 | 0 | 0 | 0 | 0 | 0 | 0 | 0 | 0 | 0 | 0 | 0 | 0 | 0 | 0 | 0 | 0 | 0 | 0 | 0 | 0 | 0 | 0 | 0 | 0 | 0 | 0 | 0 | 0 | 0 | 0 | 0 | 0 | 0 | 0 | 0 | 0 | 0 | 0 | 0 | 0 | 0 | 0 | 0 | 0 | 0 | 0 | 0 | 0 | 0 | 0 | 0 | 0 | 0 | 0 | 0 | 0 | 0 | 0 | 0 | 0 | 0 | 0 | 0 | 0 | 0 | 0 | 0 | 0 | 0 | 0 | 0 | 0 | 0 | 0 | 0 | 0 | 3 |  | 0 | 0 | 0 | 0 | 0 | 0 | 0 | 0 | 0 | 0 | 0 | 0 | 0 | 0 | 0 | 0 | 0 | 0 | 0 | 0 | 0 | 0 | 0 | 0 | 0 | 0 | 0 | 0 | 0 | 0 | 0 | 2 | 0 | 2 | 0 | 0 | -280.6 | -110.25 | 1093.724 | South of Kramer Area Constraint | South of Kramer Area Constraint | South of Kramer Area Constraint |  | 0 | 3 | 0 | 0 | 0 | 0 | -80.6 | 89.75 | 1093.724 | South of Kramer Area Constraint | South of Kramer Area Constraint | South of Kramer Area Constraint |  | 4 | 3 | YES | 3 | 1 | 1 | NO | 1
SCE Eastern | Eagle Mountain | 230 | 0 | 0 | 0 | 0 | 0 | 0 | 0 | 0 | 0 | 0 | 0 | 0 | 0 | 0 | 0 | 0 | 0 | 0 | 1 | 1 | 0 | 1 | 0 | 0 | 0 | 0 | 0 | 0 | 0 | 0 | 0 | 0 | 0 | 0 | 0 | 0 | 0 | 0 | 0 | 0 | 0 | 0 | 0 | 0 | 0 | 0 | 0 | 0 | 0 | 0 | 0 | 0 | 0 | 0 | 0 | 0 | 0 | 0 | 0 | 0 | 0 | 0 | 0 | 0 | 0 | 0 | 0 | 0 | 0 | 0 | 0 | 0 | 0 | 0 | 0 | 0 | 0 | 0 | 0 | 0 | 0 | 0 | 0 | 0 | 0 | 0 | 0 | 0 | 0 | 0 | 0 | 0 | 0 | 0 | 0 | 0 | 0 | 1 |  | 0 | 0 | 0 | 0 | 0 | 0 | 0 | 0 | 0 | 0 | 0 | 0 | 0 | 0 | 0 | 0 | 0 | 0 | 0 | 0 | 0 | 0 | 0 | 0 | 0 | 0 | 0 | 0 | 0 | 0 | 1 | 2 | 1 | 0 | 0 | 0 | -1393.746 | -500 | 366.16 | Serrano-Alberhill-Valley Constraint | Eagle Mountain Constraint | Eagle Mountain Constraint |  | 0 | 0 | 0 | 0 | 0 | 0 | 71 | 100 | 366.16 | Eagle Mountain Constraint | Eagle Mountain Constraint | Eagle Mountain Constraint |  | 5 | 1 | YES | 2 | 1 | 1 | NO | 1
PG&E NGBA | Eagle Rock (PGE) | 60 | 0 | 0 | 0 | 0 | 0 | 0 | 0 | 0 | 0 | 0 | 0 | 0 | 0 | 0 | 0 | 0 | 0 | 0 | 0 | 0 | 0 | 0 | 0 | 0 | 0 | 0 | 0 | 0 | 0 | 0 | 0 | 0 | 0 | 0 | 0 | 0 | 0 | 0 | 0 | 1 | 0 | 0 | 0 | 0 | 0 | 0 | 0 | 0 | 0 | 0 | 0 | 0 | 1 | 0 | 0 | 0 | 0 | 0 | 0 | 0 | 0 | 0 | 0 | 0 | 0 | 0 | 1 | 0 | 0 | 0 | 0 | 0 | 0 | 0 | 0 | 0 | 0 | 0 | 0 | 0 | 0 | 0 | 0 | 0 | 0 | 0 | 0 | 0 | 0 | 0 | 0 | 0 | 0 | 0 | 0 | 0 | 0 | 1 |  | 0 | 0 | 0 | 0 | 0 | 0 | 0 | 0 | 0 | 0 | 0 | 0 | 0 | 0 | 0 | 0 | 0 | 0 | 0 | 0 | 0 | 0 | 0 | 0 | 0 | 0 | 0 | 0 | 0 | 0 | 2 | 0 | 2 | 0 | 0 | 0 | -660.34 | -215.8012 | 361.1526 | Collinsville-Tesla 500 kV Line | Collinsville-Tesla 500 kV Line | Birds Landing-Contra Costa 230kV Line |  | 1 | 0 | 1 | 0 | 0 | 0 | -298.39 | -27.9962 | 361.1526 | Birds Landing-Contra Costa 230kV Line | Birds Landing-Contra Costa 230kV Line | Birds Landing-Contra Costa 230kV Line |  | 5 | 5 | NO | 5 | 1 | 1 | NO | 1
PG&E NGBA | Eagle Rock (PGE) | 115 | 0 | 0 | 0 | 0 | 0 | 0 | 0 | 0 | 0 | 0 | 0 | 0 | 0 | 0 | 0 | 0 | 0 | 0 | 0 | 0 | 0 | 0 | 0 | 0 | 0 | 0 | 0 | 0 | 0 | 0 | 0 | 0 | 0 | 0 | 0 | 0 | 0 | 0 | 0 | 1 | 0 | 1 | 0 | 0 | 0 | 0 | 0 | 0 | 0 | 0 | 0 | 0 | 1 | 0 | 1 | 1 | 0 | 0 | 0 | 0 | 0 | 0 | 0 | 0 | 0 | 0 | 1 | 0 | 0 | 0 | 0 | 0 | 0 | 0 | 0 | 0 | 0 | 0 | 0 | 0 | 0 | 0 | 0 | 0 | 0 | 0 | 0 | 0 | 0 | 0 | 0 | 0 | 0 | 0 | 0 | 0 | 0 | 1 |  | -7 | 0 | 0 | 0 | 0 | 0 | 0 | 0 | 0 | 0 | 0 | 0 | 0 | 0 | 1 | 0 | 0 | 0 | 0 | 0 | 0 | 0 | 0 | 0 | 0 | 0 | 0 | 0 | 0 | 0 | 2 | 0 | 2 | 0 | 0 | 0 | -660.34 | -215.8012 | 361.1526 | Collinsville-Tesla 500 kV Line | Collinsville-Tesla 500 kV Line | Birds Landing-Contra Costa 230kV Line |  | 1 | 0 | 1 | 0 | 0 | 0 | -298.39 | -27.9962 | 361.1526 | Birds Landing-Contra Costa 230kV Line | Birds Landing-Contra Costa 230kV Line | Birds Landing-Contra Costa 230kV Line |  | 5 | 5 | NO | 5 | 1 | 1 | NO | 1
SCE Metro | Eagle Rock (SCE) | 230 | 0 | 0 | 0 | 0 | 0 | 0 | 0 | 0 | 0 | 1 | 0 | 0 | 0 | 0 | 0 | 0 | 0 | 0 | 0 | 0 | 0 | 0 | 0 | 0 | 0 | 0 | 0 | 0 | 0 | 0 | 0 | 0 | 0 | 0 | 0 | 0 | 0 | 0 | 0 | 0 | 0 | 0 | 0 | 0 | 0 | 0 | 0 | 0 | 0 | 0 | 0 | 0 | 0 | 0 | 0 | 0 | 0 | 0 | 0 | 0 | 0 | 0 | 0 | 0 | 0 | 0 | 0 | 0 | 0 | 0 | 0 | 0 | 0 | 0 | 0 | 0 | 0 | 0 | 0 | 0 | 0 | 0 | 0 | 0 | 0 | 0 | 0 | 0 | 0 | 0 | 0 | 0 | 0 | 0 | 0 | 0 | 0 | 0 |  | 0 | 0 | 0 | 0 | 0 | 0 | 0 | 0 | 0 | 0 | 0 | 0 | 0 | 0 | 0 | 0 | 0 | 0 | 0 | 0 | 0 | 0 | 0 | 0 | 0 | 0 | 0 | 590 | 0 | 1 | 0 | 0 | 0 | 0 | 0 | 0 | 3604.3788 | 8273.608 | 22319.9811 | SCE Metro Area Default Constraint | SCE Metro Area Default Constraint | SCE Metro Area Default Constraint |  | 0 | 0 | 0 | 0 | 0 | 0 | 3604.3788 | 8273.608 | 22319.9811 | SCE Metro Area Default Constraint | SCE Metro Area Default Constraint | SCE Metro Area Default Constraint |  | 1 | 1 | NO | 1 | 1 | 1 | NO | 1
PG&E NGBA | East Marysville | 115 | 0 | 0 | 0 | 0 | 0 | 0 | 0 | 0 | 0 | 0 | 0 | 0 | 0 | 0 | 0 | 0 | 0 | 0 | 0 | 0 | 0 | 0 | 0 | 0 | 0 | 0 | 0 | 0 | 0 | 0 | 0 | 0 | 0 | 0 | 0 | 0 | 0 | 0 | 0 | 1 | 0 | 0 | 0 | 0 | 0 | 1 | 0 | 1 | 0 | 0 | 0 | 0 | 0 | 0 | 0 | 0 | 0 | 0 | 0 | 1 | 0 | 0 | 0 | 0 | 0 | 0 | 0 | 0 | 0 | 0 | 0 | 0 | 0 | 0 | 0 | 0 | 0 | 0 | 0 | 0 | 0 | 0 | 0 | 0 | 0 | 0 | 0 | 0 | 0 | 0 | 0 | 0 | 0 | 0 | 0 | 0 | 0 | 0 |  | 0 | 0 | 0 | 0 | 0 | 0 | 0 | 0 | 0 | 0 | 0 | 0 | 0 | 0 | 0 | 0 | 0 | 0 | 0 | 0 | 0 | 0 | 0 | 0 | 0 | 0 | 0 | 0 | 0 | 0 | 1 | 0 | 1 | 0 | 0 | 0 | -660.34 | -215.8012 | 186.9836 | Collinsville-Tesla 500 kV Line | Collinsville-Tesla 500 kV Line | Rio Oso-Lockeford 230kV line |  | 0 | 0 | 0 | 0 | 0 | 0 | 29.35 | 368.5 | 186.9836 | Bellota-Weber 230kV line | Bellota-Weber 230kV line | Rio Oso-Lockeford 230kV line |  | 5 | 1 | YES | 2 | 1 | 1 | NO | 1
PG&E NGBA | East Nicolaus | 115 | 0 | 0 | 0 | 0 | 0 | 0 | 0 | 0 | 0 | 0 | 0 | 0 | 0 | 0 | 0 | 0 | 0 | 0 | 0 | 0 | 0 | 0 | 0 | 0 | 0 | 0 | 0 | 0 | 0 | 0 | 0 | 0 | 0 | 0 | 0 | 0 | 0 | 0 | 0 | 1 | 0 | 0 | 0 | 0 | 0 | 1 | 0 | 1 | 0 | 0 | 0 | 0 | 0 | 0 | 0 | 0 | 0 | 0 | 0 | 1 | 1 | 0 | 0 | 0 | 0 | 0 | 0 | 0 | 0 | 0 | 0 | 0 | 0 | 0 | 0 | 0 | 0 | 0 | 0 | 0 | 0 | 0 | 0 | 0 | 0 | 0 | 0 | 0 | 0 | 0 | 0 | 0 | 0 | 0 | 0 | 0 | 0 | 0 |  | 0 | 0 | 0 | 0 | 0 | 0 | 0 | 0 | 0 | 0 | 0 | 0 | 0 | 0 | 0 | 0 | 0 | 0 | 0 | 0 | 0 | 0 | 0 | 0 | 0 | 0 | 0 | 0 | 0 | 0 | 1 | 0 | 1 | 0 | 0 | 0 | -660.34 | -215.8012 | 186.9836 | Collinsville-Tesla 500 kV Line | Collinsville-Tesla 500 kV Line | Rio Oso-Lockeford 230kV line |  | 0 | 0 | 0 | 0 | 0 | 0 | 29.35 | 368.5 | 186.9836 | Bellota-Weber 230kV line | Bellota-Weber 230kV line | Rio Oso-Lockeford 230kV line |  | 5 | 1 | YES | 2 | 1 | 1 | NO | 1
PG&E NGBA | East Nicolaus | 60 | 0 | 0 | 0 | 0 | 0 | 0 | 0 | 0 | 0 | 0 | 0 | 0 | 0 | 0 | 0 | 0 | 0 | 0 | 0 | 0 | 0 | 0 | 0 | 0 | 0 | 0 | 0 | 0 | 0 | 0 | 0 | 0 | 0 | 0 | 0 | 0 | 0 | 0 | 0 | 1 | 0 | 0 | 0 | 0 | 0 | 1 | 0 | 1 | 0 | 0 | 0 | 0 | 0 | 0 | 0 | 0 | 0 | 0 | 0 | 1 | 1 | 0 | 0 | 0 | 0 | 0 | 0 | 0 | 0 | 0 | 0 | 0 | 0 | 0 | 0 | 0 | 0 | 0 | 0 | 0 | 0 | 0 | 0 | 0 | 0 | 0 | 0 | 0 | 0 | 0 | 0 | 0 | 0 | 0 | 0 | 0 | 0 | 0 |  | 0 | 0 | 0 | 0 | 0 | 0 | 0 | 0 | 0 | 0 | 0 | 0 | 0 | 0 | 0 | 0 | 0 | 0 | 0 | 0 | 0 | 0 | 0 | 0 | 0 | 0 | 0 | 0 | 0 | 0 | 1 | 0 | 1 | 0 | 0 | 0 | -660.34 | -215.8012 | 186.9836 | Collinsville-Tesla 500 kV Line | Collinsville-Tesla 500 kV Line | Rio Oso-Lockeford 230kV line |  | 0 | 0 | 0 | 0 | 0 | 0 | 29.35 | 368.5 | 186.9836 | Bellota-Weber 230kV line | Bellota-Weber 230kV line | Rio Oso-Lockeford 230kV line |  | 5 | 1 | YES | 2 | 1 | 1 | NO | 1
PG&E GBA | Eastshore | 115 | 0 | 0 | 0 | 0 | 0 | 0 | 0 | 0 | 0 | 0 | 0 | 0 | 0 | 0 | 0 | 0 | 0 | 0 | 0 | 0 | 0 | 0 | 0 | 0 | 0 | 0 | 0 | 0 | 0 | 0 | 0 | 0 | 0 | 0 | 0 | 0 | 0 | 0 | 0 | 1 | 0 | 0 | 0 | 0 | 0 | 0 | 0 | 0 | 0 | 0 | 0 | 0 | 1 | 0 | 0 | 0 | 0 | 0 | 0 | 0 | 0 | 0 | 0 | 0 | 0 | 0 | 0 | 0 | 0 | 0 | 0 | 0 | 0 | 0 | 0 | 0 | 0 | 0 | 0 | 0 | 0 | 0 | 0 | 0 | 0 | 0 | 0 | 0 | 0 | 0 | 0 | 0 | 0 | 0 | 0 | 0 | 0 | 1 |  | 0 | 0 | 0 | 0 | 0 | 0 | 0 | 0 | 0 | 0 | 0 | 0 | 0 | 0 | 0 | 0 | 0 | 0 | 0 | 0 | 0 | 0 | 0 | 0 | 0 | 0 | 0 | 0 | 0 | 0 | 1 | 0 | 1 | 0 | 0 | 0 | -660.34 | -215.8012 | 2295.5509 | Collinsville-Tesla 500 kV Line | Collinsville-Tesla 500 kV Line | Collinsville-Tesla 500 kV Line |  | 0 | 0 | 0 | 0 | 0 | 0 | 2422.8 | 2560.8 | 2295.5509 | Sobrante-Moraga 230 kV line | Sobrante-Moraga 230 kV line | Collinsville-Tesla 500 kV Line |  | 5 | 1 | YES | 2 | 1 | 1 | NO | 1
PG&E GBA | Eastshore | 230 | 0 | 0 | 0 | 0 | 0 | 0 | 0 | 0 | 0 | 0 | 0 | 0 | 0 | 0 | 0 | 0 | 0 | 0 | 0 | 0 | 0 | 0 | 0 | 0 | 0 | 0 | 0 | 0 | 0 | 0 | 0 | 0 | 0 | 0 | 0 | 0 | 0 | 0 | 0 | 1 | 0 | 0 | 0 | 0 | 0 | 0 | 0 | 0 | 0 | 1 | 1 | 0 | 1 | 0 | 0 | 1 | 0 | 0 | 0 | 0 | 0 | 1 | 0 | 0 | 0 | 1 | 0 | 0 | 0 | 0 | 0 | 0 | 0 | 0 | 0 | 0 | 0 | 0 | 0 | 0 | 0 | 0 | 0 | 0 | 0 | 0 | 0 | 0 | 0 | 0 | 0 | 0 | 0 | 0 | 0 | 0 | 0 | 3 |  | 0 | 0 | 0 | 0 | 0 | 0 | 0 | 0 | 0 | 0 | 0 | 0 | 0 | 0 | 0 | 0 | 0 | 0 | 0 | 0 | 0 | 0 | 0 | 0 | 0 | 0 | 0 | 0 | 0 | 0 | 1 | 0 | 1 | 0 | 0 | 0 | -660.34 | -215.8012 | 1084 | Collinsville-Tesla 500 kV Line | Collinsville-Tesla 500 kV Line | Grant - Eastshore #2 line 115 kV |  | 0 | 0 | 0 | 0 | 0 | 0 | 962.9 | 962.9 | 1084 | Grant - Eastshore #2 line 115 kV | Grant - Eastshore #2 line 115 kV | Grant - Eastshore #2 line 115 kV |  | 5 | 1 | YES | 2 | 1 | 1 | NO | 1
SDGE | ECO | 138 | 0 | 0 | 0 | 0 | 0 | 0 | 0 | 0 | 0 | 0 | 0 | 0 | 0 | 0 | 0 | 0 | 0 | 0 | 0 | 0 | 0 | 0 | 0 | 0 | 0 | 0 | 0 | 0 | 1 | 0 | 1 | 1 | 1 | 0 | 0 | 1 | 1 | 0 | 0 | 0 | 0 | 0 | 0 | 0 | 0 | 0 | 0 | 0 | 0 | 0 | 0 | 0 | 0 | 0 | 0 | 0 | 0 | 0 | 0 | 0 | 0 | 0 | 0 | 0 | 0 | 0 | 0 | 0 | 0 | 0 | 0 | 0 | 0 | 0 | 0 | 0 | 0 | 0 | 0 | 0 | 0 | 0 | 0 | 0 | 0 | 0 | 0 | 0 | 0 | 0 | 0 | 0 | 0 | 0 | 0 | 0 | 0 | 6 |  | 0 | 0 | 0 | 0 | 0 | 0 | 0 | 0 | 0 | 0 | 0 | 0 | 0 | 0 | 0 | 0 | 0 | 0 | 0 | 0 | 0 | 0 | 0 | 0 | 0 | 0 | 0 | 0 | 0 | 0 | 0 | 1 | 0 | 0 | 0 | 0 | -35.92 | 48.96 | 1085.1064 | San Luis Rey-San Onofre 230 kV line constraint | San Luis Rey-San Onofre 230 kV line constraint | Silvergate-Old Town 230 kV constraint |  | 0 | 1 | 0 | 0 | 0 | 0 | -35.92 | 48.96 | 1085.1064 | San Luis Rey-San Onofre 230 kV line constraint | San Luis Rey-San Onofre 230 kV line constraint | Silvergate-Old Town 230 kV constraint |  | 3 | 3 | NO | 3 | 1 | 1 | NO | 1
SDGE | ECO | 230 | 0 | 0 | 0 | 0 | 0 | 0 | 0 | 0 | 0 | 0 | 0 | 0 | 0 | 0 | 0 | 0 | 0 | 0 | 0 | 0 | 0 | 0 | 0 | 0 | 0 | 0 | 0 | 0 | 1 | 0 | 1 | 1 | 1 | 0 | 0 | 1 | 1 | 0 | 0 | 0 | 0 | 0 | 0 | 0 | 0 | 0 | 0 | 0 | 0 | 0 | 0 | 0 | 0 | 0 | 0 | 0 | 0 | 0 | 0 | 0 | 0 | 0 | 0 | 0 | 0 | 0 | 0 | 0 | 0 | 0 | 0 | 0 | 0 | 0 | 0 | 0 | 0 | 0 | 0 | 0 | 0 | 0 | 0 | 0 | 0 | 0 | 0 | 0 | 0 | 0 | 0 | 0 | 0 | 0 | 0 | 0 | 0 | 6 |  | 0 | 0 | 0 | 0 | 0 | 0 | 0 | 0 | 0 | 0 | 0 | 0 | 0 | 0 | 0 | 0 | 0 | 0 | 0 | 0 | 0 | 0 | 0 | 0 | 0 | 0 | 0 | 0 | 0 | 0 | 0 | 1 | 0 | 0 | 0 | 0 | -35.92 | 48.96 | 1085.1064 | San Luis Rey-San Onofre 230 kV line constraint | San Luis Rey-San Onofre 230 kV line constraint | Silvergate-Old Town 230 kV constraint |  | 0 | 1 | 0 | 0 | 0 | 0 | -35.92 | 48.96 | 1085.1064 | San Luis Rey-San Onofre 230 kV line constraint | San Luis Rey-San Onofre 230 kV line constraint | Silvergate-Old Town 230 kV constraint |  | 3 | 3 | NO | 3 | 1 | 1 | NO | 1
SDGE | ECO | 500 | 0 | 0 | 0 | 0 | 0 | 0 | 0 | 0 | 0 | 0 | 0 | 0 | 0 | 0 | 0 | 0 | 0 | 0 | 0 | 0 | 0 | 0 | 0 | 0 | 0 | 0 | 0 | 0 | 1 | 0 | 1 | 1 | 1 | 0 | 0 | 1 | 1 | 0 | 0 | 0 | 0 | 0 | 0 | 0 | 0 | 0 | 0 | 0 | 0 | 0 | 0 | 0 | 0 | 0 | 0 | 0 | 0 | 0 | 0 | 0 | 0 | 0 | 0 | 0 | 0 | 0 | 0 | 0 | 0 | 0 | 0 | 0 | 0 | 0 | 0 | 0 | 0 | 0 | 0 | 0 | 0 | 0 | 0 | 0 | 0 | 0 | 0 | 0 | 0 | 0 | 0 | 0 | 0 | 0 | 0 | 0 | 0 | 6 |  | 0 | 0 | 0 | 0 | 0 | 0 | 0 | 0 | 0 | 0 | 0 | 0 | 0 | 0 | 0 | 0 | 0 | 0 | 0 | 0 | 0 | 0 | 0 | 0 | 0 | 0 | 0 | 0 | 0 | 0 | 0 | 1 | 0 | 0 | 0 | 0 | -35.92 | 48.96 | 1085.1064 | San Luis Rey-San Onofre 230 kV line constraint | San Luis Rey-San Onofre 230 kV line constraint | Silvergate-Old Town 230 kV constraint |  | 0 | 1 | 0 | 0 | 0 | 0 | -35.92 | 48.96 | 1085.1064 | San Luis Rey-San Onofre 230 kV line constraint | San Luis Rey-San Onofre 230 kV line constraint | Silvergate-Old Town 230 kV constraint |  | 3 | 3 | NO | 3 | 1 | 1 | NO | 1
PG&E GBA | Edenvale | 115 | 0 | 0 | 0 | 0 | 0 | 0 | 0 | 0 | 0 | 0 | 0 | 0 | 0 | 0 | 0 | 0 | 0 | 0 | 0 | 0 | 0 | 0 | 0 | 0 | 0 | 0 | 0 | 0 | 0 | 0 | 0 | 0 | 0 | 0 | 0 | 0 | 0 | 0 | 0 | 0 | 0 | 0 | 0 | 0 | 0 | 0 | 0 | 0 | 0 | 0 | 0 | 0 | 0 | 0 | 0 | 0 | 0 | 0 | 0 | 1 | 0 | 0 | 0 | 0 | 0 | 0 | 0 | 0 | 0 | 0 | 0 | 0 | 0 | 0 | 0 | 0 | 0 | 0 | 0 | 0 | 0 | 0 | 0 | 0 | 0 | 0 | 0 | 0 | 0 | 0 | 0 | 0 | 0 | 0 | 0 | 0 | 1 | 0 |  | 0 | 0 | 0 | 0 | 0 | 0 | 0 | 0 | 0 | 0 | 0 | 0 | 0 | 0 | 0 | 0 | 0 | 0 | 0 | 0 | 0 | 0 | 0 | 0 | 0 | 0 | 0 | 0 | 0 | 0 | 0 | 0 | 0 | 0 | 0 | 0 | 958.5 | 1141.75 | 2698.8852 | NEW-Metcalf-Mosslanding 500kV | NEW-Metcalf-Mosslanding 500kV | Tesla-Bellota 230 kV line |  | 0 | 0 | 0 | 0 | 0 | 0 | 958.5 | 1141.75 | 2698.8852 | NEW-Metcalf-Mosslanding 500kV | NEW-Metcalf-Mosslanding 500kV | Tesla-Bellota 230 kV line |  | 1 | 1 | NO | 1 | 1 | 1 | NO | 1
PG&E GBA | Edes | 115 | 0 | 0 | 0 | 0 | 0 | 0 | 0 | 0 | 0 | 0 | 0 | 0 | 0 | 0 | 0 | 0 | 0 | 0 | 0 | 0 | 0 | 0 | 0 | 0 | 0 | 0 | 0 | 0 | 0 | 0 | 0 | 0 | 0 | 0 | 0 | 0 | 0 | 0 | 0 | 1 | 0 | 0 | 0 | 0 | 0 | 0 | 0 | 0 | 0 | 0 | 0 | 0 | 1 | 0 | 0 | 1 | 0 | 0 | 0 | 0 | 0 | 0 | 0 | 0 | 0 | 0 | 0 | 0 | 0 | 0 | 0 | 0 | 0 | 0 | 0 | 0 | 0 | 0 | 0 | 0 | 0 | 0 | 0 | 0 | 0 | 0 | 0 | 0 | 0 | 0 | 0 | 0 | 0 | 0 | 0 | 0 | 0 | 1 |  | 0 | 0 | 0 | 0 | 0 | 0 | 0 | 0 | 0 | 0 | 0 | 0 | 0 | 0 | 0 | 0 | 0 | 0 | 0 | 0 | 0 | 0 | 0 | 0 | 0 | 0 | 0 | 0 | 0 | 0 | 1 | 0 | 1 | 0 | 0 | 0 | -660.34 | -215.8012 | 2295.5509 | Collinsville-Tesla 500 kV Line | Collinsville-Tesla 500 kV Line | Collinsville-Tesla 500 kV Line |  | 0 | 0 | 0 | 0 | 0 | 0 | 2422.8 | 2560.8 | 2295.5509 | Sobrante-Moraga 230 kV line | Sobrante-Moraga 230 kV line | Collinsville-Tesla 500 kV Line |  | 5 | 1 | YES | 2 | 1 | 1 | NO | 1
PG&E GBA | Eight Mile | 230 | 0 | 0 | 0 | 0 | 0 | 0 | 0 | 0 | 0 | 0 | 0 | 0 | 0 | 0 | 0 | 0 | 0 | 0 | 0 | 0 | 0 | 0 | 0 | 0 | 0 | 0 | 0 | 0 | 0 | 0 | 0 | 0 | 0 | 0 | 0 | 0 | 0 | 0 | 0 | 1 | 0 | 0 | 0 | 0 | 0 | 1 | 0 | 1 | 0 | 0 | 0 | 0 | 0 | 0 | 0 | 0 | 0 | 0 | 0 | 1 | 1 | 0 | 0 | 0 | 0 | 0 | 0 | 0 | 0 | 0 | 0 | 0 | 0 | 0 | 0 | 0 | 0 | 0 | 0 | 0 | 0 | 0 | 0 | 0 | 0 | 0 | 0 | 0 | 0 | 0 | 0 | 0 | 0 | 0 | 0 | 0 | 0 | 0 |  | 0 | 0 | 0 | 0 | 0 | 0 | 0 | 0 | 0 | 0 | 0 | 0 | 0 | 0 | 0 | 0 | 0 | 0 | 0 | 0 | 0 | 0 | 0 | 0 | 0 | 1100 | 0 | 0 | 0 | 1 | 1 | 0 | 1 | 0 | 0 | 0 | -660.34 | -215.8012 | 186.9836 | Collinsville-Tesla 500 kV Line | Collinsville-Tesla 500 kV Line | Rio Oso-Lockeford 230kV line |  | 0 | 0 | 0 | 0 | 0 | 0 | 29.35 | 368.5 | 186.9836 | Bellota-Weber 230kV line | Bellota-Weber 230kV line | Rio Oso-Lockeford 230kV line |  | 5 | 1 | YES | 2 | 1 | 1 | NO | 1
SDGE | El Cajon | 69 | 0 | 0 | 0 | 0 | 0 | 0 | 0 | 0 | 0 | 0 | 0 | 0 | 0 | 0 | 0 | 0 | 0 | 0 | 0 | 0 | 0 | 0 | 0 | 0 | 0 | 0 | 0 | 1 | 1 | 0 | 1 | 0 | 1 | 0 | 0 | 0 | 0 | 0 | 0 | 0 | 0 | 0 | 0 | 0 | 0 | 0 | 0 | 0 | 0 | 0 | 0 | 0 | 0 | 0 | 0 | 0 | 0 | 0 | 0 | 0 | 0 | 0 | 0 | 0 | 0 | 0 | 0 | 0 | 0 | 0 | 0 | 0 | 0 | 0 | 0 | 0 | 0 | 0 | 0 | 0 | 0 | 0 | 0 | 0 | 0 | 0 | 0 | 0 | 0 | 0 | 0 | 0 | 0 | 0 | 0 | 0 | 0 | 3 |  | 0 | 0 | 0 | 0 | 0 | 0 | 0 | 0 | 0 | 0 | 0 | 50 | 0 | 0 | 1 | 0 | 0 | 0 | 0 | 0 | 0 | 0 | 0 | 0 | 0 | 0 | 50 | 0 | 0 | 1 | 0 | 1 | 0 | 0 | 0 | 0 | -35.92 | 48.96 | 482.1964 | San Luis Rey-San Onofre 230 kV line constraint | San Luis Rey-San Onofre 230 kV line constraint | El Cajon 69 kV constraint |  | 0 | 1 | 0 | 0 | 0 | 0 | -35.92 | 48.96 | 482.1964 | San Luis Rey-San Onofre 230 kV line constraint | San Luis Rey-San Onofre 230 kV line constraint | El Cajon 69 kV constraint |  | 3 | 3 | NO | 3 | 1 | 1 | NO | 1
SCE Eastern | El Casco | 230 | 0 | 0 | 0 | 0 | 0 | 0 | 0 | 0 | 0 | 0 | 0 | 0 | 0 | 0 | 0 | 0 | 0 | 0 | 0 | 1 | 0 | 1 | 0 | 0 | 0 | 0 | 0 | 0 | 0 | 0 | 0 | 0 | 0 | 0 | 0 | 0 | 0 | 0 | 0 | 0 | 0 | 0 | 0 | 0 | 0 | 0 | 0 | 0 | 0 | 0 | 0 | 0 | 0 | 0 | 0 | 0 | 0 | 0 | 0 | 0 | 0 | 0 | 0 | 0 | 0 | 0 | 0 | 0 | 0 | 0 | 0 | 0 | 0 | 0 | 0 | 0 | 0 | 0 | 0 | 0 | 0 | 0 | 0 | 0 | 0 | 0 | 0 | 0 | 0 | 0 | 0 | 0 | 0 | 0 | 0 | 0 | 0 | 1 |  | 0 | 0 | 0 | 0 | 0 | 0 | 0 | 0 | 0 | 0 | 0 | 165 | 0 | 0 | 1 | 0 | 0 | 0 | 0 | 0 | 0 | 0 | 0 | 0 | 0 | 0 | 165 | 0 | 0 | 1 | 0 | 2 | 0 | 0 | 0 | 0 | -1393.746 | 648.31 | 8204.916 | Serrano-Alberhill-Valley Constraint | Etiwanda-Rancho Vista Constraint | Serrano-Alberhill-Valley Constraint |  | 0 | 0 | 0 | 0 | 0 | 0 | 128.254 | 648.31 | 8661.07 | Serrano-Alberhill-Valley Constraint | Etiwanda-Rancho Vista Constraint | Etiwanda-Rancho Vista Constraint |  | 4 | 1 | YES | 2 | 1 | 1 | NO | 1
PG&E GBA | El Cerrito G | 115 | 0 | 0 | 0 | 0 | 0 | 0 | 0 | 0 | 0 | 0 | 0 | 0 | 0 | 0 | 0 | 0 | 0 | 0 | 0 | 0 | 0 | 0 | 0 | 0 | 0 | 0 | 0 | 0 | 0 | 0 | 0 | 0 | 0 | 0 | 0 | 0 | 0 | 0 | 0 | 1 | 0 | 0 | 0 | 0 | 0 | 0 | 0 | 0 | 0 | 0 | 0 | 0 | 1 | 0 | 0 | 1 | 0 | 0 | 0 | 0 | 0 | 0 | 0 | 0 | 0 | 0 | 0 | 0 | 0 | 0 | 0 | 0 | 0 | 0 | 0 | 0 | 0 | 0 | 0 | 0 | 0 | 0 | 0 | 0 | 0 | 0 | 0 | 0 | 0 | 0 | 0 | 0 | 0 | 0 | 0 | 0 | 0 | 1 |  | 0 | 0 | 0 | 0 | 0 | 0 | 0 | 0 | 0 | 0 | 0 | 0 | 0 | 0 | 0 | 0 | 0 | 0 | 0 | 0 | 0 | 0 | 0 | 0 | 0 | 0 | 0 | 0 | 0 | 0 | 1 | 0 | 1 | 0 | 0 | 0 | -660.34 | -215.8012 | 2295.5509 | Collinsville-Tesla 500 kV Line | Collinsville-Tesla 500 kV Line | Collinsville-Tesla 500 kV Line |  | 0 | 0 | 0 | 0 | 0 | 0 | 2422.8 | 2560.8 | 2295.5509 | Sobrante-Moraga 230 kV line | Sobrante-Moraga 230 kV line | Collinsville-Tesla 500 kV Line |  | 5 | 1 | YES | 2 | 1 | 1 | NO | 1
PG&E NGBA | El Dorado PH | 115 | 0 | 0 | 0 | 0 | 0 | 0 | 0 | 0 | 0 | 0 | 0 | 0 | 0 | 0 | 0 | 0 | 0 | 0 | 0 | 0 | 0 | 0 | 0 | 0 | 0 | 0 | 0 | 0 | 0 | 0 | 0 | 0 | 0 | 0 | 0 | 0 | 0 | 0 | 0 | 1 | 0 | 0 | 0 | 0 | 0 | 1 | 1 | 1 | 0 | 0 | 0 | 0 | 0 | 0 | 0 | 0 | 0 | 0 | 0 | 1 | 1 | 0 | 0 | 0 | 0 | 0 | 0 | 0 | 0 | 0 | 0 | 0 | 0 | 0 | 0 | 0 | 0 | 0 | 0 | 0 | 0 | 0 | 0 | 0 | 0 | 0 | 0 | 0 | 0 | 0 | 0 | 0 | 0 | 0 | 0 | 0 | 0 | 0 |  | 0 | 0 | 0 | 0 | 0 | 0 | 0 | 0 | 0 | 0 | 0 | 0 | 0 | 0 | 0 | 0 | 0 | 0 | 0 | 0 | 0 | 0 | 0 | 0 | 0 | 0 | 0 | 0 | 0 | 0 | 1 | 0 | 1 | 0 | 0 | 0 | -660.34 | -215.8012 | 186.9836 | Collinsville-Tesla 500 kV Line | Collinsville-Tesla 500 kV Line | Rio Oso-Lockeford 230kV line |  | 0 | 0 | 0 | 0 | 0 | 0 | 29.35 | 368.5 | 186.9836 | Bellota-Weber 230kV line | Bellota-Weber 230kV line | Rio Oso-Lockeford 230kV line |  | 5 | 1 | YES | 2 | 1 | 1 | NO | 1
PG&E FRESNO | El Nido (PGE) | 115 | 0 | 0 | 0 | 0 | 0 | 0 | 0 | 0 | 0 | 0 | 0 | 0 | 0 | 0 | 0 | 0 | 0 | 0 | 0 | 0 | 0 | 0 | 0 | 0 | 0 | 0 | 0 | 0 | 0 | 0 | 0 | 0 | 0 | 0 | 0 | 0 | 0 | 0 | 0 | 0 | 0 | 0 | 0 | 0 | 0 | 1 | 0 | 0 | 0 | 0 | 0 | 0 | 0 | 0 | 0 | 0 | 0 | 0 | 0 | 1 | 0 | 0 | 0 | 0 | 0 | 0 | 0 | 0 | 0 | 0 | 0 | 0 | 0 | 0 | 0 | 0 | 0 | 0 | 1 | 1 | 0 | 1 | 1 | 0 | 1 | 1 | 0 | 1 | 1 | 1 | 0 | 0 | 1 | 0 | 0 | 0 | 0 | 2 |  | 0 | 0 | 0 | 0 | 0 | 0 | 0 | 0 | 0 | 0 | 0 | 0 | 0 | 0 | 0 | 10 | 0 | 0 | 0 | 0 | 0 | 0 | 0 | 3 | 0 | 0 | 0 | 0 | 0 | 1 | 1 | 0 | 3 | 0 | 2 | 0 | -404.45 | -2360.472 | -1671.433 | Borden-Storey #1 230kV line | Gates 500/230kV TB #11 | Gates 500/230kV TB #12 |  | 0 | 0 | 0 | 0 | 0 | 0 | 29.35 | 368.5 | 126.1276 | Bellota-Weber 230kV line | Bellota-Weber 230kV line | Oro Loma-El Nido 115kV Line |  | 5 | 1 | YES | 2 | 5 | 1 | YES | 2
SCE Metro | El Nido (SCE) | 230 | 0 | 0 | 0 | 0 | 0 | 0 | 0 | 0 | 1 | 1 | 0 | 0 | 0 | 0 | 0 | 0 | 0 | 0 | 0 | 0 | 0 | 0 | 0 | 0 | 0 | 0 | 0 | 0 | 0 | 0 | 0 | 0 | 0 | 0 | 0 | 0 | 0 | 0 | 0 | 0 | 0 | 0 | 0 | 0 | 0 | 0 | 0 | 0 | 0 | 0 | 0 | 0 | 0 | 0 | 0 | 0 | 0 | 0 | 0 | 0 | 0 | 0 | 0 | 0 | 0 | 0 | 0 | 0 | 0 | 0 | 0 | 0 | 0 | 0 | 0 | 0 | 0 | 0 | 0 | 0 | 0 | 0 | 0 | 0 | 0 | 0 | 0 | 0 | 0 | 0 | 0 | 0 | 0 | 0 | 0 | 0 | 0 | 0 |  | 0 | 0 | 0 | 0 | 0 | 0 | 0 | 0 | 0 | 0 | 0 | 0 | 0 | 0 | 0 | 0 | 0 | 0 | 0 | 0 | 0 | 0 | 0 | 0 | 0 | 0 | 0 | 90 | 0 | 1 | 0 | 0 | 0 | 0 | 0 | 0 | 1896.8284 | 2297.444 | 3496.301 | Hinson - Del Amo Constraint | Hinson - Del Amo Constraint | Hinson - Del Amo Constraint |  | 0 | 0 | 0 | 0 | 0 | 0 | 1896.8284 | 2297.444 | 3496.301 | Hinson - Del Amo Constraint | Hinson - Del Amo Constraint | Hinson - Del Amo Constraint |  | 1 | 1 | NO | 1 | 1 | 1 | NO | 1
PG&E GBA | El Patio | 115 | 0 | 0 | 0 | 0 | 0 | 0 | 0 | 0 | 0 | 0 | 0 | 0 | 0 | 0 | 0 | 0 | 0 | 0 | 0 | 0 | 0 | 0 | 0 | 0 | 0 | 0 | 0 | 0 | 0 | 0 | 0 | 0 | 0 | 0 | 0 | 0 | 0 | 0 | 0 | 0 | 0 | 0 | 0 | 0 | 0 | 0 | 0 | 0 | 0 | 0 | 0 | 0 | 0 | 0 | 0 | 1 | 0 | 0 | 0 | 1 | 0 | 0 | 0 | 0 | 0 | 0 | 0 | 0 | 0 | 0 | 0 | 0 | 0 | 0 | 0 | 0 | 0 | 0 | 0 | 0 | 0 | 0 | 0 | 0 | 0 | 0 | 0 | 0 | 0 | 0 | 0 | 0 | 0 | 0 | 0 | 0 | 1 | 0 |  | 0 | 0 | 0 | 0 | 0 | 0 | 0 | 0 | 0 | 0 | 0 | 0 | 0 | 0 | 0 | 0 | 0 | 0 | 0 | 0 | 0 | 0 | 0 | 0 | 0 | 0 | 0 | 0 | 0 | 0 | 0 | 0 | 0 | 0 | 0 | 0 | 958.5 | 1141.75 | 2698.8852 | NEW-Metcalf-Mosslanding 500kV | NEW-Metcalf-Mosslanding 500kV | Tesla-Bellota 230 kV line |  | 0 | 0 | 0 | 0 | 0 | 0 | 958.5 | 1141.75 | 2698.8852 | NEW-Metcalf-Mosslanding 500kV | NEW-Metcalf-Mosslanding 500kV | Tesla-Bellota 230 kV line |  | 1 | 1 | NO | 1 | 1 | 1 | NO | 1
SCE Metro | El Segundo | 230 | 0 | 0 | 0 | 0 | 0 | 0 | 0 | 0 | 0 | 1 | 0 | 0 | 0 | 0 | 0 | 0 | 0 | 0 | 0 | 0 | 0 | 0 | 0 | 0 | 0 | 0 | 0 | 0 | 0 | 0 | 0 | 0 | 0 | 0 | 0 | 0 | 0 | 0 | 0 | 0 | 0 | 0 | 0 | 0 | 0 | 0 | 0 | 0 | 0 | 0 | 0 | 0 | 0 | 0 | 0 | 0 | 0 | 0 | 0 | 0 | 0 | 0 | 0 | 0 | 0 | 0 | 0 | 0 | 0 | 0 | 0 | 0 | 0 | 0 | 0 | 0 | 0 | 0 | 0 | 0 | 0 | 0 | 0 | 0 | 0 | 0 | 0 | 0 | 0 | 0 | 0 | 0 | 0 | 0 | 0 | 0 | 0 | 0 |  | 0 | 0 | 0 | 0 | 0 | 0 | 0 | 0 | 0 | 0 | 0 | 0 | 0 | 0 | 0 | 0 | 0 | 0 | 0 | 0 | 0 | 0 | 0 | 0 | 0 | 0 | 0 | 0 | 0 | 0 | 0 | 0 | 0 | 0 | 0 | 0 | 3604.3788 | 8273.608 | 22319.9811 | SCE Metro Area Default Constraint | SCE Metro Area Default Constraint | SCE Metro Area Default Constraint |  | 0 | 0 | 0 | 0 | 0 | 0 | 3604.3788 | 8273.608 | 22319.9811 | SCE Metro Area Default Constraint | SCE Metro Area Default Constraint | SCE Metro Area Default Constraint |  | 1 | 1 | NO | 1 | 1 | 1 | NO | 1
EOP | Eldorado | 230 | 0 | 0 | 0 | 0 | 0 | 0 | 0 | 0 | 0 | 0 | 0 | 0 | 0 | 0 | 0 | 0 | 0 | 0 | 0 | 0 | 0 | 0 | 0 | 1 | 1 | 0 | 0 | 0 | 0 | 0 | 0 | 0 | 0 | 0 | 0 | 0 | 0 | 0 | 0 | 0 | 0 | 0 | 0 | 0 | 0 | 0 | 0 | 0 | 0 | 0 | 0 | 0 | 0 | 0 | 0 | 0 | 0 | 0 | 0 | 0 | 0 | 0 | 0 | 0 | 0 | 0 | 0 | 0 | 0 | 0 | 0 | 0 | 0 | 0 | 0 | 0 | 0 | 0 | 0 | 0 | 0 | 0 | 0 | 0 | 0 | 0 | 0 | 0 | 0 | 0 | 0 | 0 | 0 | 0 | 0 | 0 | 0 | 1 |  | 0 | 0 | 0 | 0 | 0 | 0 | 0 | 0 | 0 | 0 | 0 | 279 | 0 | 0 | 1 | 472 | 0 | 0 | 0 | 0 | 0 | 0 | 0 | 0 | 0 | 0 | 279 | 0 | 500 | 1 | 1 | 0 | 1 | 0 | 0 | 0 | -3566.801 | -1411.508 | 344.027 | Lugo - Victorville area constraint | Lugo - Victorville area constraint | Lugo - Victorville area constraint |  | 0 | 0 | 0 | 0 | 0 | 0 | 576.5 | 1808.75 | 4302.626 | Sloan Canyon - Eldorado 500 kV constraint | Sloan Canyon - Eldorado 500 kV constraint | Sloan Canyon - Eldorado 500 kV constraint |  | 5 | 1 | YES | 2 | 1 | 1 | NO | 1
EOP | Eldorado | 500 | 0 | 0 | 0 | 0 | 0 | 0 | 0 | 0 | 0 | 0 | 0 | 0 | 0 | 0 | 0 | 0 | 0 | 0 | 0 | 0 | 0 | 0 | 0 | 0 | 1 | 0 | 0 | 0 | 0 | 0 | 0 | 0 | 0 | 0 | 0 | 0 | 0 | 0 | 0 | 0 | 0 | 0 | 0 | 0 | 0 | 0 | 0 | 0 | 0 | 0 | 0 | 0 | 0 | 0 | 0 | 0 | 0 | 0 | 0 | 0 | 0 | 0 | 0 | 0 | 0 | 0 | 0 | 0 | 0 | 0 | 0 | 0 | 0 | 0 | 0 | 0 | 0 | 0 | 0 | 0 | 0 | 0 | 0 | 0 | 0 | 0 | 0 | 0 | 0 | 0 | 0 | 0 | 0 | 0 | 0 | 0 | 0 | 0 |  | 0 | 0 | 0 | 0 | 0 | 0 | 0 | 0 | 0 | 0 | 0 | 0 | 0 | 0 | 0 | 741 | 0 | 0 | 0 | 1500 | 0 | 0 | 0 | 0 | 0 | 0 | 0 | 0 | 0 | 1 | 1 | 0 | 1 | 0 | 0 | 0 | -3566.801 | -1411.508 | 344.027 | Lugo - Victorville area constraint | Lugo - Victorville area constraint | Lugo - Victorville area constraint |  | 0 | 0 | 0 | 0 | 0 | 0 | 3233.199 | 5388.492 | 7144.027 | Lugo - Victorville area constraint | Lugo - Victorville area constraint | Lugo - Victorville area constraint |  | 5 | 1 | YES | 2 | 1 | 1 | NO | 1
SCE Northern | Elizabeth Lake | 66 | 0 | 0 | 1 | 0 | 0 | 0 | 0 | 0 | 0 | 0 | 0 | 0 | 0 | 0 | 0 | 0 | 0 | 0 | 0 | 0 | 0 | 0 | 0 | 0 | 1 | 0 | 0 | 0 | 0 | 0 | 0 | 0 | 0 | 0 | 0 | 0 | 0 | 0 | 0 | 0 | 0 | 0 | 0 | 0 | 0 | 0 | 0 | 0 | 0 | 0 | 0 | 0 | 0 | 0 | 0 | 0 | 0 | 0 | 0 | 0 | 0 | 0 | 0 | 0 | 0 | 0 | 0 | 0 | 0 | 0 | 0 | 0 | 0 | 0 | 0 | 0 | 0 | 0 | 0 | 0 | 0 | 0 | 0 | 0 | 0 | 0 | 0 | 0 | 0 | 0 | 0 | 0 | 0 | 0 | 0 | 0 | 0 | 0 |  | 0 | 0 | 0 | 0 | 0 | 0 | 0 | 0 | 0 | 0 | 0 | 0 | 0 | 0 | 0 | 0 | 0 | 0 | 0 | 0 | 0 | 0 | 0 | 0 | 0 | 0 | 0 | 0 | 0 | 0 | 1 | 0 | 1 | 0 | 0 | 0 | -3566.801 | -1411.508 | 344.027 | Lugo - Victorville area constraint | Lugo - Victorville area constraint | Lugo - Victorville area constraint |  | 0 | 0 | 0 | 0 | 0 | 0 | 1869 | 1450 | 6423.79 | Pardee-Sylmar Constraint | Pardee-Sylmar Constraint | Pardee-Sylmar Constraint |  | 5 | 1 | YES | 2 | 1 | 1 | NO | 1
PG&E KERN | Elk Hills | 230 | 0 | 0 | 0 | 0 | 0 | 0 | 0 | 0 | 0 | 0 | 0 | 0 | 0 | 0 | 0 | 0 | 0 | 0 | 0 | 0 | 0 | 0 | 0 | 0 | 0 | 0 | 0 | 0 | 0 | 0 | 0 | 0 | 0 | 0 | 0 | 0 | 0 | 0 | 0 | 0 | 0 | 0 | 0 | 0 | 0 | 0 | 0 | 0 | 0 | 0 | 0 | 0 | 0 | 0 | 0 | 0 | 0 | 0 | 0 | 0 | 0 | 0 | 0 | 0 | 0 | 0 | 0 | 1 | 1 | 0 | 1 | 0 | 0 | 0 | 1 | 0 | 0 | 0 | 1 | 0 | 0 | 0 | 0 | 0 | 0 | 0 | 0 | 0 | 0 | 0 | 0 | 0 | 0 | 0 | 1 | 0 | 0 | 0 |  | 0 | 0 | 0 | 0 | 0 | 0 | 0 | 0 | 0 | 0 | 0 | 0 | 0 | 0 | 0 | 0 | 0 | 0 | 0 | 0 | 0 | 0 | 0 | 0 | 0 | 0 | 0 | 0 | 0 | 0 | 0 | 0 | 2 | 0 | 1 | 1 | 122.65 | -2086.452 | -1847.2316 | Cal Flat-Gates 230 kV line | Gates 500/230kV TB #12 | Mustang-Henrietta 230 kV line |  | 0 | 0 | 0 | 0 | 0 | 0 | 122.65 | 392.11 | 631.7684 | Cal Flat-Gates 230 kV line | Cal Flat-Gates 230 kV line | Mustang-Henrietta 230 kV line |  | 5 | 1 | YES | 2 | 5 | 1 | YES | 2
SDGE | Elliot | 69 | 0 | 0 | 0 | 0 | 0 | 0 | 0 | 0 | 0 | 0 | 0 | 0 | 0 | 0 | 0 | 0 | 0 | 0 | 0 | 0 | 0 | 0 | 0 | 0 | 0 | 0 | 0 | 0 | 1 | 0 | 1 | 0 | 1 | 0 | 0 | 0 | 0 | 0 | 0 | 0 | 0 | 0 | 0 | 0 | 0 | 0 | 0 | 0 | 0 | 0 | 0 | 0 | 0 | 0 | 0 | 0 | 0 | 0 | 0 | 0 | 0 | 0 | 0 | 0 | 0 | 0 | 0 | 0 | 0 | 0 | 0 | 0 | 0 | 0 | 0 | 0 | 0 | 0 | 0 | 0 | 0 | 0 | 0 | 0 | 0 | 0 | 0 | 0 | 0 | 0 | 0 | 0 | 0 | 0 | 0 | 0 | 0 | 3 |  | 0 | 0 | 0 | 0 | 0 | 0 | 0 | 0 | 0 | 0 | 0 | 9.75 | 0 | 0 | 1 | 0 | 0 | 0 | 0 | 0 | 0 | 0 | 0 | 0 | 0 | 0 | 9.75 | 0 | 0 | 1 | 0 | 1 | 0 | 0 | 0 | 0 | -35.92 | 48.96 | 3490.5814 | San Luis Rey-San Onofre 230 kV line constraint | San Luis Rey-San Onofre 230 kV line constraint | San Luis Rey-San Onofre 230 kV line constraint |  | 0 | 1 | 0 | 0 | 0 | 0 | -35.92 | 48.96 | 3490.5814 | San Luis Rey-San Onofre 230 kV line constraint | San Luis Rey-San Onofre 230 kV line constraint | San Luis Rey-San Onofre 230 kV line constraint |  | 3 | 3 | NO | 3 | 1 | 1 | NO | 1
SCE Metro | Ellis | 230 | 0 | 0 | 0 | 0 | 0 | 0 | 0 | 0 | 0 | 1 | 0 | 0 | 0 | 0 | 0 | 0 | 0 | 0 | 0 | 0 | 0 | 0 | 0 | 0 | 0 | 0 | 0 | 0 | 0 | 0 | 0 | 0 | 0 | 0 | 0 | 0 | 0 | 0 | 0 | 0 | 0 | 0 | 0 | 0 | 0 | 0 | 0 | 0 | 0 | 0 | 0 | 0 | 0 | 0 | 0 | 0 | 0 | 0 | 0 | 0 | 0 | 0 | 0 | 0 | 0 | 0 | 0 | 0 | 0 | 0 | 0 | 0 | 0 | 0 | 0 | 0 | 0 | 0 | 0 | 0 | 0 | 0 | 0 | 0 | 0 | 0 | 0 | 0 | 0 | 0 | 0 | 0 | 0 | 0 | 0 | 0 | 0 | 0 |  | 0 | 0 | 0 | 0 | 0 | 0 | 0 | 0 | 0 | 0 | 0 | 0 | 0 | 0 | 0 | 0 | 0 | 0 | 0 | 0 | 0 | 0 | 0 | 0 | 0 | 0 | 0 | 0 | 0 | 0 | 0 | 0 | 0 | 0 | 0 | 0 | 3604.3788 | 8273.608 | 22319.9811 | SCE Metro Area Default Constraint | SCE Metro Area Default Constraint | SCE Metro Area Default Constraint |  | 0 | 0 | 0 | 0 | 0 | 0 | 3604.3788 | 8273.608 | 22319.9811 | SCE Metro Area Default Constraint | SCE Metro Area Default Constraint | SCE Metro Area Default Constraint |  | 1 | 1 | NO | 1 | 1 | 1 | NO | 1
SDGE | Encina | 138 | 0 | 0 | 0 | 0 | 0 | 0 | 0 | 0 | 0 | 0 | 0 | 0 | 0 | 0 | 0 | 0 | 0 | 0 | 0 | 0 | 0 | 0 | 0 | 0 | 0 | 0 | 0 | 0 | 0 | 0 | 1 | 0 | 1 | 0 | 0 | 0 | 0 | 0 | 0 | 0 | 0 | 0 | 0 | 0 | 0 | 0 | 0 | 0 | 0 | 0 | 0 | 0 | 0 | 0 | 0 | 0 | 0 | 0 | 0 | 0 | 0 | 0 | 0 | 0 | 0 | 0 | 0 | 0 | 0 | 0 | 0 | 0 | 0 | 0 | 0 | 0 | 0 | 0 | 0 | 0 | 0 | 0 | 0 | 0 | 0 | 0 | 0 | 0 | 0 | 0 | 0 | 0 | 0 | 0 | 0 | 0 | 0 | 2 |  | 0 | 0 | 0 | 0 | 0 | 0 | 0 | 0 | 0 | 0 | 0 | 0 | 0 | 0 | 0 | 0 | 0 | 0 | 0 | 0 | 0 | 0 | 0 | 0 | 0 | 0 | 0 | 0 | 0 | 0 | 0 | 1 | 0 | 0 | 0 | 0 | -35.92 | 48.96 | 3490.5814 | San Luis Rey-San Onofre 230 kV line constraint | San Luis Rey-San Onofre 230 kV line constraint | San Luis Rey-San Onofre 230 kV line constraint |  | 0 | 1 | 0 | 0 | 0 | 0 | -35.92 | 48.96 | 3490.5814 | San Luis Rey-San Onofre 230 kV line constraint | San Luis Rey-San Onofre 230 kV line constraint | San Luis Rey-San Onofre 230 kV line constraint |  | 3 | 3 | NO | 3 | 1 | 1 | NO | 1
SDGE | Encina | 230 | 0 | 0 | 0 | 0 | 0 | 0 | 0 | 0 | 0 | 0 | 0 | 0 | 0 | 0 | 0 | 0 | 0 | 0 | 0 | 0 | 0 | 0 | 0 | 0 | 0 | 0 | 0 | 0 | 0 | 0 | 1 | 0 | 1 | 0 | 0 | 0 | 0 | 0 | 0 | 0 | 0 | 0 | 0 | 0 | 0 | 0 | 0 | 0 | 0 | 0 | 0 | 0 | 0 | 0 | 0 | 0 | 0 | 0 | 0 | 0 | 0 | 0 | 0 | 0 | 0 | 0 | 0 | 0 | 0 | 0 | 0 | 0 | 0 | 0 | 0 | 0 | 0 | 0 | 0 | 0 | 0 | 0 | 0 | 0 | 0 | 0 | 0 | 0 | 0 | 0 | 0 | 0 | 0 | 0 | 0 | 0 | 0 | 2 |  | 0 | 0 | 0 | 0 | 0 | 0 | 0 | 0 | 0 | 0 | 0 | 0 | 0 | 0 | 0 | 0 | 0 | 0 | 0 | 0 | 0 | 0 | 0 | 0 | 0 | 0 | 0 | 0 | 0 | 0 | 0 | 1 | 0 | 0 | 0 | 0 | -35.92 | 48.96 | 3490.5814 | San Luis Rey-San Onofre 230 kV line constraint | San Luis Rey-San Onofre 230 kV line constraint | San Luis Rey-San Onofre 230 kV line constraint |  | 0 | 1 | 0 | 0 | 0 | 0 | -35.92 | 48.96 | 3490.5814 | San Luis Rey-San Onofre 230 kV line constraint | San Luis Rey-San Onofre 230 kV line constraint | San Luis Rey-San Onofre 230 kV line constraint |  | 3 | 3 | NO | 3 | 1 | 1 | NO | 1
SDGE | Escondido | 230 | 0 | 0 | 0 | 0 | 0 | 0 | 0 | 0 | 0 | 0 | 0 | 0 | 0 | 0 | 0 | 0 | 0 | 0 | 0 | 0 | 0 | 0 | 0 | 0 | 0 | 1 | 0 | 0 | 1 | 0 | 1 | 0 | 1 | 0 | 0 | 0 | 0 | 1 | 0 | 0 | 0 | 0 | 0 | 0 | 0 | 0 | 0 | 0 | 0 | 0 | 0 | 0 | 0 | 0 | 0 | 0 | 0 | 0 | 0 | 0 | 0 | 0 | 0 | 0 | 0 | 0 | 0 | 0 | 0 | 0 | 0 | 0 | 0 | 0 | 0 | 0 | 0 | 0 | 0 | 0 | 0 | 0 | 0 | 0 | 0 | 0 | 0 | 0 | 0 | 0 | 0 | 0 | 0 | 0 | 0 | 0 | 0 | 3 |  | 0 | 0 | 0 | 0 | 0 | 0 | 0 | 0 | 0 | 0 | 0 | 0 | 0 | 0 | 0 | 0 | 0 | 0 | 0 | 0 | 0 | 0 | 0 | 0 | 0 | 0 | 0 | 0 | 0 | 0 | 0 | 1 | 0 | 0 | 0 | 0 | -35.92 | 48.96 | 1265.36 | San Luis Rey-San Onofre 230 kV line constraint | San Luis Rey-San Onofre 230 kV line constraint | Talega 230 kV constraint |  | 0 | 1 | 0 | 0 | 0 | 0 | -35.92 | 48.96 | 1265.36 | San Luis Rey-San Onofre 230 kV line constraint | San Luis Rey-San Onofre 230 kV line constraint | Talega 230 kV constraint |  | 3 | 3 | NO | 3 | 1 | 1 | NO | 1
SDGE | Escondido | 69 | 0 | 0 | 0 | 0 | 0 | 0 | 0 | 0 | 0 | 0 | 0 | 0 | 0 | 0 | 0 | 0 | 0 | 0 | 0 | 0 | 0 | 0 | 0 | 0 | 0 | 1 | 0 | 0 | 0 | 0 | 1 | 0 | 1 | 0 | 0 | 0 | 0 | 1 | 0 | 0 | 0 | 0 | 0 | 0 | 0 | 0 | 0 | 0 | 0 | 0 | 0 | 0 | 0 | 0 | 0 | 0 | 0 | 0 | 0 | 0 | 0 | 0 | 0 | 0 | 0 | 0 | 0 | 0 | 0 | 0 | 0 | 0 | 0 | 0 | 0 | 0 | 0 | 0 | 0 | 0 | 0 | 0 | 0 | 0 | 0 | 0 | 0 | 0 | 0 | 0 | 0 | 0 | 0 | 0 | 0 | 0 | 0 | 2 |  | 0 | 0 | 0 | 0 | 0 | 0 | 0 | 0 | 0 | 0 | 0 | -13 | 0 | 0 | 1 | 0 | 0 | 0 | 0 | 0 | 0 | 0 | 0 | 0 | 0 | 0 | 0 | 0 | 0 | 0 | 0 | 1 | 0 | 0 | 0 | 0 | -35.92 | 48.96 | 1265.36 | San Luis Rey-San Onofre 230 kV line constraint | San Luis Rey-San Onofre 230 kV line constraint | Talega 230 kV constraint |  | 0 | 1 | 0 | 0 | 0 | 0 | -35.92 | 48.96 | 1265.36 | San Luis Rey-San Onofre 230 kV line constraint | San Luis Rey-San Onofre 230 kV line constraint | Talega 230 kV constraint |  | 3 | 3 | NO | 3 | 1 | 1 | NO | 1
PG&E KERN | Estrella | 230 | 0 | 0 | 0 | 0 | 0 | 0 | 0 | 0 | 0 | 0 | 0 | 0 | 0 | 0 | 0 | 0 | 0 | 0 | 0 | 0 | 0 | 0 | 0 | 0 | 0 | 0 | 0 | 0 | 0 | 0 | 0 | 0 | 0 | 0 | 0 | 0 | 0 | 0 | 0 | 0 | 0 | 0 | 0 | 0 | 0 | 0 | 0 | 0 | 0 | 0 | 0 | 0 | 0 | 0 | 0 | 0 | 0 | 0 | 0 | 0 | 0 | 0 | 0 | 0 | 0 | 0 | 0 | 1 | 1 | 0 | 0 | 0 | 0 | 0 | 0 | 0 | 0 | 0 | 0 | 1 | 0 | 0 | 0 | 0 | 0 | 1 | 0 | 0 | 0 | 0 | 0 | 0 | 0 | 0 | 0 | 1 | 0 | 1 |  | 0 | 0 | 0 | 0 | 0 | 0 | 0 | 0 | 0 | 0 | 0 | 0 | 0 | 0 | 0 | 0 | 0 | 0 | 0 | 0 | 0 | 0 | 0 | 0 | 0 | 0 | 0 | 0 | 0 | 0 | 0 | 0 | 1 | 0 | 1 | 0 | 122.65 | -2360.472 | -1076.0882 | Cal Flat-Gates 230 kV line | Gates 500/230kV TB #11 | Gates 500/230kV TB #11 |  | 0 | 0 | 0 | 0 | 0 | 0 | 122.65 | 392.11 | 666.9203 | Cal Flat-Gates 230 kV line | Cal Flat-Gates 230 kV line | Cal Flat-Gates 230 kV line |  | 5 | 1 | YES | 2 | 5 | 1 | YES | 2
SCE Eastern | Etiwanda | 230 | 0 | 0 | 0 | 0 | 0 | 0 | 0 | 0 | 0 | 0 | 0 | 0 | 0 | 0 | 0 | 0 | 0 | 0 | 0 | 1 | 0 | 0 | 0 | 0 | 0 | 0 | 0 | 0 | 0 | 0 | 0 | 0 | 0 | 0 | 0 | 0 | 0 | 0 | 0 | 0 | 0 | 0 | 0 | 0 | 0 | 0 | 0 | 0 | 0 | 0 | 0 | 0 | 0 | 0 | 0 | 0 | 0 | 0 | 0 | 0 | 0 | 0 | 0 | 0 | 0 | 0 | 0 | 0 | 0 | 0 | 0 | 0 | 0 | 0 | 0 | 0 | 0 | 0 | 0 | 0 | 0 | 0 | 0 | 0 | 0 | 0 | 0 | 0 | 0 | 0 | 0 | 0 | 0 | 0 | 0 | 0 | 0 | 0 |  | 0 | 0 | 0 | 0 | 0 | 0 | 0 | 0 | 0 | 0 | 0 | 100 | 0 | 0 | 1 | 0 | 0 | 0 | 0 | 0 | 0 | 0 | 0 | 0 | 500 | 0 | 170 | 0 | 0 | 1 | 0 | 0 | 0 | 0 | 0 | 0 | 184.34 | 648.31 | 8661.07 | Etiwanda-Rancho Vista Constraint | Etiwanda-Rancho Vista Constraint | Etiwanda-Rancho Vista Constraint |  | 0 | 0 | 0 | 0 | 0 | 0 | 184.34 | 648.31 | 8661.07 | Etiwanda-Rancho Vista Constraint | Etiwanda-Rancho Vista Constraint | Etiwanda-Rancho Vista Constraint |  | 1 | 1 | NO | 1 | 1 | 1 | NO | 1
PG&E GBA | Evergreen | 115 | 0 | 0 | 0 | 0 | 0 | 0 | 0 | 0 | 0 | 0 | 0 | 0 | 0 | 0 | 0 | 0 | 0 | 0 | 0 | 0 | 0 | 0 | 0 | 0 | 0 | 0 | 0 | 0 | 0 | 0 | 0 | 0 | 0 | 0 | 0 | 0 | 0 | 0 | 0 | 0 | 0 | 0 | 0 | 0 | 0 | 0 | 0 | 0 | 0 | 0 | 0 | 0 | 0 | 0 | 0 | 1 | 0 | 0 | 0 | 1 | 0 | 0 | 0 | 0 | 0 | 0 | 0 | 0 | 0 | 0 | 0 | 0 | 0 | 0 | 0 | 0 | 0 | 0 | 0 | 0 | 0 | 0 | 0 | 0 | 0 | 0 | 0 | 0 | 0 | 0 | 0 | 0 | 0 | 0 | 0 | 0 | 0 | 0 |  | 0 | 0 | 0 | 0 | 0 | 0 | 0 | 0 | 0 | 0 | 0 | 0 | 0 | 0 | 0 | 0 | 0 | 0 | 0 | 0 | 0 | 0 | 0 | 0 | 0 | 0 | 0 | 0 | 0 | 0 | 0 | 0 | 0 | 0 | 0 | 0 | 1636.31 | 1970.6438 | 2698.8852 | Tesla-Bellota 230 kV line | Tesla-Bellota 230 kV line | Tesla-Bellota 230 kV line |  | 0 | 0 | 0 | 0 | 0 | 0 | 1636.31 | 1970.6438 | 2698.8852 | Tesla-Bellota 230 kV line | Tesla-Bellota 230 kV line | Tesla-Bellota 230 kV line |  | 1 | 1 | NO | 1 | 1 | 1 | NO | 1
PG&E GBA | Evergreen | 60 | 0 | 0 | 0 | 0 | 0 | 0 | 0 | 0 | 0 | 0 | 0 | 0 | 0 | 0 | 0 | 0 | 0 | 0 | 0 | 0 | 0 | 0 | 0 | 0 | 0 | 0 | 0 | 0 | 0 | 0 | 0 | 0 | 0 | 0 | 0 | 0 | 0 | 0 | 0 | 0 | 0 | 0 | 0 | 0 | 0 | 0 | 0 | 0 | 0 | 0 | 0 | 0 | 0 | 0 | 0 | 0 | 0 | 0 | 0 | 1 | 0 | 0 | 0 | 0 | 0 | 0 | 0 | 0 | 0 | 0 | 0 | 0 | 0 | 0 | 0 | 0 | 0 | 0 | 0 | 0 | 0 | 0 | 0 | 0 | 0 | 0 | 0 | 0 | 0 | 0 | 0 | 0 | 0 | 0 | 0 | 0 | 1 | 0 |  | 0 | 0 | 0 | 0 | 0 | 0 | 0 | 0 | 0 | 0 | 0 | 0 | 0 | 0 | 0 | 0 | 0 | 0 | 0 | 0 | 0 | 0 | 0 | 0 | 0 | 0 | 0 | 0 | 0 | 0 | 0 | 0 | 0 | 0 | 0 | 0 | 958.5 | 1141.75 | 2698.8852 | NEW-Metcalf-Mosslanding 500kV | NEW-Metcalf-Mosslanding 500kV | Tesla-Bellota 230 kV line |  | 0 | 0 | 0 | 0 | 0 | 0 | 958.5 | 1141.75 | 2698.8852 | NEW-Metcalf-Mosslanding 500kV | NEW-Metcalf-Mosslanding 500kV | Tesla-Bellota 230 kV line |  | 1 | 1 | NO | 1 | 1 | 1 | NO | 1
PG&E FRESNO | Excelsior | 115 | 0 | 0 | 0 | 0 | 0 | 0 | 0 | 0 | 0 | 0 | 0 | 0 | 0 | 0 | 0 | 0 | 0 | 0 | 0 | 0 | 0 | 0 | 0 | 0 | 0 | 0 | 0 | 0 | 0 | 0 | 0 | 0 | 0 | 0 | 0 | 0 | 0 | 0 | 0 | 0 | 0 | 0 | 0 | 0 | 0 | 1 | 0 | 0 | 0 | 0 | 0 | 0 | 0 | 0 | 0 | 0 | 0 | 0 | 0 | 0 | 0 | 0 | 0 | 0 | 0 | 0 | 0 | 0 | 0 | 0 | 0 | 0 | 0 | 0 | 0 | 0 | 0 | 0 | 1 | 1 | 1 | 1 | 1 | 0 | 0 | 1 | 1 | 1 | 0 | 0 | 0 | 0 | 0 | 0 | 0 | 0 | 0 | 1 |  | 0 | 0 | 0 | 0 | 0 | 0 | 0 | 0 | 0 | 0 | 0 | 0 | 0 | 0 | 0 | 0 | 0 | 0 | 0 | 0 | 0 | 0 | 0 | 0 | 0 | 0 | 0 | 0 | 0 | 0 | 0 | 0 | 2 | 0 | 2 | 0 | 0 | -2360.472 | -1671.433 | Schindler 115/70kV TB #1 | Gates 500/230kV TB #11 | Gates 500/230kV TB #12 |  | 0 | 0 | 0 | 0 | 0 | 0 | 0 | 0 | 50 | Schindler 115/70kV TB #1 | Schindler 115/70kV TB #1 | Schindler 115/70kV TB #1 |  | 5 | 1 | YES | 2 | 5 | 1 | YES | 2
PG&E FRESNO | Exchequer | 115 | 0 | 0 | 0 | 0 | 0 | 0 | 0 | 0 | 0 | 0 | 0 | 0 | 0 | 0 | 0 | 0 | 0 | 0 | 0 | 0 | 0 | 0 | 0 | 0 | 0 | 0 | 0 | 0 | 0 | 0 | 0 | 0 | 0 | 0 | 0 | 0 | 0 | 0 | 0 | 0 | 0 | 0 | 0 | 0 | 0 | 1 | 0 | 0 | 0 | 0 | 0 | 0 | 0 | 0 | 0 | 0 | 0 | 0 | 0 | 1 | 0 | 0 | 0 | 0 | 0 | 0 | 0 | 0 | 0 | 0 | 0 | 0 | 0 | 0 | 0 | 0 | 0 | 0 | 1 | 0 | 0 | 1 | 1 | 1 | 1 | 1 | 0 | 1 | 1 | 1 | 1 | 0 | 1 | 0 | 0 | 0 | 0 | 2 |  | 0 | 0 | 0 | 0 | 0 | 0 | 0 | 0 | 0 | 0 | 0 | 0 | 0 | 0 | 0 | 0 | 0 | 0 | 0 | 0 | 0 | 0 | 0 | 0 | 0 | 0 | 0 | 0 | 0 | 0 | 2 | 0 | 3 | 0 | 1 | 0 | -404.45 | -2086.452 | -1671.433 | Borden-Storey #1 230kV line | Gates 500/230kV TB #12 | Gates 500/230kV TB #12 |  | 0 | 0 | 0 | 0 | 0 | 0 | 29.35 | 122 | 126.1276 | Bellota-Weber 230kV line | Merced 115/70kV TB#2 | Oro Loma-El Nido 115kV Line |  | 5 | 1 | YES | 2 | 5 | 1 | YES | 2
PG&E KERN | Fairway | 115 | 0 | 0 | 0 | 0 | 0 | 0 | 0 | 0 | 0 | 0 | 0 | 0 | 0 | 0 | 0 | 0 | 0 | 0 | 0 | 0 | 0 | 0 | 0 | 0 | 0 | 0 | 0 | 0 | 0 | 0 | 0 | 0 | 0 | 0 | 0 | 0 | 0 | 0 | 0 | 0 | 0 | 0 | 0 | 0 | 0 | 0 | 0 | 0 | 0 | 0 | 0 | 0 | 0 | 0 | 0 | 0 | 0 | 0 | 0 | 0 | 0 | 0 | 0 | 0 | 0 | 0 | 0 | 1 | 1 | 0 | 0 | 0 | 0 | 0 | 0 | 0 | 0 | 0 | 0 | 1 | 0 | 0 | 0 | 0 | 0 | 1 | 0 | 0 | 0 | 0 | 0 | 0 | 0 | 0 | 0 | 1 | 0 | 1 |  | 0 | 0 | 0 | 0 | 0 | 0 | 0 | 0 | 0 | 0 | 0 | 0 | 0 | 0 | 0 | 0 | 0 | 0 | 0 | 0 | 0 | 0 | 0 | 0 | 0 | 0 | 0 | 0 | 0 | 0 | 0 | 0 | 1 | 0 | 1 | 0 | 122.65 | -2360.472 | -1076.0882 | Cal Flat-Gates 230 kV line | Gates 500/230kV TB #11 | Gates 500/230kV TB #11 |  | 0 | 0 | 0 | 0 | 0 | 0 | 122.65 | 392.11 | 666.9203 | Cal Flat-Gates 230 kV line | Cal Flat-Gates 230 kV line | Cal Flat-Gates 230 kV line |  | 5 | 1 | YES | 2 | 5 | 1 | YES | 2
PG&E KERN | Famoso | 115 | 0 | 0 | 0 | 0 | 0 | 0 | 0 | 0 | 0 | 0 | 0 | 0 | 0 | 0 | 0 | 0 | 0 | 0 | 0 | 0 | 0 | 0 | 0 | 0 | 0 | 0 | 0 | 0 | 0 | 0 | 0 | 0 | 0 | 0 | 0 | 0 | 0 | 0 | 0 | 0 | 0 | 0 | 0 | 0 | 0 | 0 | 0 | 0 | 0 | 0 | 0 | 0 | 0 | 0 | 0 | 0 | 0 | 0 | 0 | 0 | 0 | 0 | 0 | 0 | 0 | 0 | 0 | 1 | 1 | 0 | 0 | 0 | 0 | 0 | 0 | 1 | 0 | 0 | 0 | 1 | 0 | 0 | 0 | 0 | 0 | 0 | 0 | 0 | 0 | 0 | 0 | 0 | 0 | 0 | 0 | 0 | 0 | 0 |  | 0 | 0 | 0 | 0 | 0 | 0 | 0 | 0 | 0 | 0 | 0 | 0 | 0 | 0 | 0 | 0 | 0 | 0 | 0 | 0 | 0 | 0 | 0 | 0 | 0 | 0 | 0 | 0 | 0 | 0 | 0 | 0 | 1 | 0 | 1 | 0 | 122.65 | -2360.472 | -1076.0882 | Cal Flat-Gates 230 kV line | Gates 500/230kV TB #11 | Gates 500/230kV TB #11 |  | 0 | 0 | 0 | 0 | 0 | 0 | 122.65 | 201.6 | 233.6988 | Cal Flat-Gates 230 kV line | Semitropic-Midway 115kV Line | Semitropic-Midway 115kV Line |  | 5 | 1 | YES | 2 | 5 | 1 | YES | 2
PG&E NGBA | Fern Road | 500 | 0 | 0 | 0 | 0 | 0 | 0 | 0 | 0 | 0 | 0 | 0 | 0 | 0 | 0 | 0 | 0 | 0 | 0 | 0 | 0 | 0 | 0 | 0 | 0 | 0 | 0 | 0 | 0 | 0 | 0 | 0 | 0 | 0 | 0 | 0 | 0 | 0 | 0 | 0 | 1 | 0 | 0 | 0 | 0 | 0 | 0 | 0 | 0 | 0 | 0 | 0 | 0 | 0 | 0 | 0 | 0 | 0 | 0 | 0 | 0 | 0 | 0 | 0 | 0 | 0 | 0 | 0 | 0 | 0 | 0 | 0 | 0 | 0 | 0 | 0 | 0 | 0 | 0 | 0 | 0 | 0 | 0 | 0 | 0 | 0 | 0 | 0 | 0 | 0 | 0 | 0 | 0 | 0 | 0 | 0 | 0 | 0 | 0 |  | 0 | 0 | 0 | 0 | 0 | 0 | 0 | 0 | 0 | 0 | 0 | 0 | 0 | 0 | 0 | 0 | 0 | 0 | 0 | 0 | 0 | 0 | 0 | 0 | 0 | 0 | 0 | 0 | 0 | 0 | 1 | 0 | 1 | 0 | 0 | 0 | -660.34 | -215.8012 | 2295.5509 | Collinsville-Tesla 500 kV Line | Collinsville-Tesla 500 kV Line | Collinsville-Tesla 500 kV Line |  | 0 | 0 | 0 | 0 | 0 | 0 | 7984.66 | 8429.1988 | 2295.5509 | Collinsville-Tesla 500 kV Line | Collinsville-Tesla 500 kV Line | Collinsville-Tesla 500 kV Line |  | 5 | 1 | YES | 2 | 1 | 1 | NO | 1
PG&E GBA | Fibreboard (SPI Sonora) | 115 | 0 | 0 | 0 | 0 | 0 | 0 | 0 | 0 | 0 | 0 | 0 | 0 | 0 | 0 | 0 | 0 | 0 | 0 | 0 | 0 | 0 | 0 | 0 | 0 | 0 | 0 | 0 | 0 | 0 | 0 | 0 | 0 | 0 | 0 | 0 | 0 | 0 | 0 | 0 | 0 | 0 | 0 | 0 | 0 | 0 | 1 | 0 | 0 | 0 | 0 | 0 | 0 | 0 | 0 | 0 | 1 | 0 | 1 | 0 | 1 | 0 | 0 | 0 | 0 | 0 | 1 | 0 | 0 | 0 | 0 | 0 | 0 | 0 | 0 | 0 | 0 | 0 | 0 | 0 | 0 | 0 | 0 | 0 | 0 | 0 | 0 | 0 | 0 | 0 | 0 | 0 | 0 | 0 | 0 | 0 | 0 | 0 | 0 |  | 0 | 0 | 0 | 0 | 0 | 0 | 0 | 0 | 0 | 0 | 0 | 0 | 0 | 0 | 0 | 0 | 0 | 0 | 0 | 0 | 0 | 0 | 0 | 0 | 0 | 0 | 0 | 0 | 0 | 0 | 1 | 0 | 0 | 0 | 0 | 0 | -52.2 | 5.59 | 543.909 | Kasson Jct-Heinz 115 kV line | Kasson Jct-Heinz 115 kV line | Kasson Jct-Heinz 115 kV line |  | 1 | 0 | 0 | 0 | 0 | 0 | -52.2 | 5.59 | 543.909 | Kasson Jct-Heinz 115 kV line | Kasson Jct-Heinz 115 kV line | Kasson Jct-Heinz 115 kV line |  | 5 | 5 | NO | 5 | 1 | 1 | NO | 1
PG&E FRESNO | Figarden | 230 | 0 | 0 | 0 | 0 | 0 | 0 | 0 | 0 | 0 | 0 | 0 | 0 | 0 | 0 | 0 | 0 | 0 | 0 | 0 | 0 | 0 | 0 | 0 | 0 | 0 | 0 | 0 | 0 | 0 | 0 | 0 | 0 | 0 | 0 | 0 | 0 | 0 | 0 | 0 | 0 | 0 | 0 | 0 | 0 | 0 | 0 | 0 | 0 | 0 | 0 | 0 | 0 | 0 | 0 | 0 | 0 | 0 | 0 | 0 | 1 | 0 | 0 | 0 | 0 | 0 | 0 | 0 | 0 | 0 | 0 | 0 | 0 | 0 | 0 | 0 | 0 | 0 | 0 | 0 | 1 | 0 | 1 | 1 | 1 | 0 | 1 | 0 | 1 | 0 | 0 | 0 | 0 | 1 | 0 | 0 | 0 | 0 | 1 |  | 0 | 0 | 0 | 0 | 0 | 0 | 0 | 0 | 0 | 0 | 0 | 0 | 0 | 0 | 0 | 0 | 0 | 0 | 0 | 0 | 0 | 0 | 0 | 0 | 0 | 0 | 0 | 0 | 0 | 0 | 1 | 0 | 2 | 0 | 1 | 0 | -82.55 | -2360.472 | -1076.0882 | Chowchilla-Le grand 115kV Line | Gates 500/230kV TB #11 | Gates 500/230kV TB #11 |  | 0 | 0 | 0 | 0 | 0 | 0 | 485.45 | 373.45 | 126.1276 | Oro Loma-El Nido 115kV Line | Oro Loma-El Nido 115kV Line | Oro Loma-El Nido 115kV Line |  | 5 | 1 | YES | 2 | 5 | 1 | YES | 2
PG&E FRESNO | Fink | 230 | 0 | 0 | 0 | 0 | 0 | 0 | 0 | 0 | 0 | 0 | 0 | 0 | 0 | 0 | 0 | 0 | 0 | 0 | 0 | 0 | 0 | 0 | 0 | 0 | 0 | 0 | 0 | 0 | 0 | 0 | 0 | 0 | 0 | 0 | 0 | 0 | 0 | 0 | 0 | 0 | 0 | 0 | 0 | 0 | 0 | 0 | 0 | 0 | 0 | 0 | 0 | 0 | 0 | 0 | 0 | 0 | 0 | 0 | 0 | 0 | 0 | 0 | 0 | 0 | 0 | 0 | 0 | 0 | 0 | 0 | 0 | 0 | 0 | 0 | 0 | 0 | 0 | 0 | 0 | 0 | 0 | 0 | 0 | 0 | 0 | 1 | 0 | 0 | 0 | 0 | 0 | 0 | 0 | 0 | 0 | 0 | 0 | 1 |  | 0 | 0 | 0 | 0 | 0 | 0 | 0 | 0 | 0 | 190 | 0 | 162 | 0 | 0 | 1 | 70 | 0 | 0 | 0 | 0 | 0 | 0 | 0 | 0 | 190 | 0 | 162 | 900 | 0 | 1 | 0 | 0 | 0 | 0 | 0 | 0 | 979.65 | 2637.9 | 8850.5636 | Los Banos 500/230kV TB | Los Banos 500/230kV TB | Los Banos 500/230kV TB |  | 0 | 0 | 0 | 0 | 0 | 0 | 979.65 | 2637.9 | 8850.5636 | Los Banos 500/230kV TB | Los Banos 500/230kV TB | Los Banos 500/230kV TB |  | 1 | 1 | NO | 1 | 1 | 1 | NO | 1
PG&E NGBA | Fitch Mountain | 60 | 0 | 0 | 0 | 0 | 0 | 0 | 0 | 0 | 0 | 0 | 0 | 0 | 0 | 0 | 0 | 0 | 0 | 0 | 0 | 0 | 0 | 0 | 0 | 0 | 0 | 0 | 0 | 0 | 0 | 0 | 0 | 0 | 0 | 0 | 0 | 0 | 0 | 0 | 0 | 1 | 0 | 0 | 0 | 0 | 0 | 0 | 0 | 0 | 0 | 0 | 0 | 0 | 1 | 0 | 0 | 0 | 0 | 0 | 0 | 0 | 0 | 0 | 0 | 0 | 0 | 0 | 1 | 0 | 0 | 0 | 0 | 0 | 0 | 0 | 0 | 0 | 0 | 0 | 0 | 0 | 0 | 0 | 0 | 0 | 0 | 0 | 0 | 0 | 0 | 0 | 0 | 0 | 0 | 0 | 0 | 0 | 0 | 1 |  | 0 | 0 | 0 | 0 | 0 | 0 | 0 | 0 | 0 | 0 | 0 | 0 | 0 | 0 | 0 | 0 | 0 | 0 | 0 | 0 | 0 | 0 | 0 | 0 | 0 | 0 | 0 | 0 | 0 | 0 | 2 | 0 | 2 | 0 | 0 | 0 | -660.34 | -215.8012 | 361.1526 | Collinsville-Tesla 500 kV Line | Collinsville-Tesla 500 kV Line | Birds Landing-Contra Costa 230kV Line |  | 1 | 0 | 1 | 0 | 0 | 0 | -298.39 | -27.9962 | 361.1526 | Birds Landing-Contra Costa 230kV Line | Birds Landing-Contra Costa 230kV Line | Birds Landing-Contra Costa 230kV Line |  | 5 | 5 | NO | 5 | 1 | 1 | NO | 1
PG&E GBA | FMC | 115 | 0 | 0 | 0 | 0 | 0 | 0 | 0 | 0 | 0 | 0 | 0 | 0 | 0 | 0 | 0 | 0 | 0 | 0 | 0 | 0 | 0 | 0 | 0 | 0 | 0 | 0 | 0 | 0 | 0 | 0 | 0 | 0 | 0 | 0 | 0 | 0 | 0 | 0 | 0 | 0 | 0 | 0 | 0 | 0 | 0 | 0 | 0 | 0 | 0 | 0 | 0 | 0 | 0 | 0 | 0 | 1 | 0 | 0 | 0 | 1 | 0 | 0 | 0 | 0 | 0 | 0 | 0 | 0 | 0 | 0 | 0 | 0 | 0 | 0 | 0 | 0 | 0 | 0 | 0 | 0 | 0 | 0 | 0 | 0 | 0 | 0 | 0 | 0 | 0 | 0 | 0 | 0 | 0 | 0 | 0 | 0 | 0 | 0 |  | 0 | 0 | 0 | 0 | 0 | 0 | 0 | 0 | 0 | 0 | 0 | 0 | 0 | 0 | 0 | 0 | 0 | 0 | 0 | 0 | 0 | 0 | 0 | 0 | 0 | 0 | 0 | 0 | 0 | 0 | 0 | 0 | 0 | 0 | 0 | 0 | 1636.31 | 1970.6438 | 2698.8852 | Tesla-Bellota 230 kV line | Tesla-Bellota 230 kV line | Tesla-Bellota 230 kV line |  | 0 | 0 | 0 | 0 | 0 | 0 | 1636.31 | 1970.6438 | 2698.8852 | Tesla-Bellota 230 kV line | Tesla-Bellota 230 kV line | Tesla-Bellota 230 kV line |  | 1 | 1 | NO | 1 | 1 | 1 | NO | 1
PG&E GBA | Fremont | 115 | 0 | 0 | 0 | 0 | 0 | 0 | 0 | 0 | 0 | 0 | 0 | 0 | 0 | 0 | 0 | 0 | 0 | 0 | 0 | 0 | 0 | 0 | 0 | 0 | 0 | 0 | 0 | 0 | 0 | 0 | 0 | 0 | 0 | 0 | 0 | 0 | 0 | 0 | 0 | 0 | 0 | 0 | 0 | 0 | 0 | 0 | 0 | 0 | 0 | 0 | 0 | 0 | 1 | 0 | 0 | 1 | 0 | 0 | 0 | 0 | 0 | 0 | 0 | 0 | 0 | 0 | 0 | 0 | 0 | 0 | 0 | 0 | 0 | 0 | 0 | 0 | 0 | 0 | 0 | 0 | 0 | 0 | 0 | 0 | 0 | 0 | 0 | 0 | 0 | 0 | 0 | 0 | 0 | 0 | 0 | 0 | 0 | 1 |  | 0 | 0 | 0 | 0 | 0 | 0 | 0 | 0 | 0 | 0 | 0 | 0 | 0 | 0 | 0 | 0 | 0 | 0 | 0 | 0 | 0 | 0 | 0 | 0 | 0 | 0 | 0 | 0 | 0 | 0 | 0 | 0 | 0 | 0 | 0 | 0 | 2422.8 | 2560.8 | 4488.68 | Sobrante-Moraga 230 kV line | Sobrante-Moraga 230 kV line | Sobrante-Moraga 230 kV line |  | 0 | 0 | 0 | 0 | 0 | 0 | 2422.8 | 2560.8 | 4488.68 | Sobrante-Moraga 230 kV line | Sobrante-Moraga 230 kV line | Sobrante-Moraga 230 kV line |  | 1 | 1 | NO | 1 | 1 | 1 | NO | 1
PG&E GBA | French Camp | 60 | 0 | 0 | 0 | 0 | 0 | 0 | 0 | 0 | 0 | 0 | 0 | 0 | 0 | 0 | 0 | 0 | 0 | 0 | 0 | 0 | 0 | 0 | 0 | 0 | 0 | 0 | 0 | 0 | 0 | 0 | 0 | 0 | 0 | 0 | 0 | 0 | 0 | 0 | 0 | 0 | 0 | 0 | 0 | 0 | 0 | 1 | 0 | 0 | 0 | 0 | 0 | 0 | 0 | 0 | 0 | 0 | 0 | 0 | 0 | 1 | 0 | 0 | 0 | 0 | 0 | 0 | 0 | 0 | 0 | 0 | 0 | 0 | 0 | 0 | 0 | 0 | 0 | 0 | 0 | 0 | 0 | 0 | 0 | 0 | 0 | 1 | 0 | 0 | 0 | 0 | 0 | 0 | 0 | 0 | 0 | 0 | 0 | 1 |  | 0 | 0 | 0 | 0 | 0 | 0 | 0 | 0 | 0 | 0 | 0 | 0 | 0 | 0 | 0 | 0 | 0 | 0 | 0 | 0 | 0 | 0 | 0 | 0 | 0 | 0 | 0 | 0 | 0 | 0 | 0 | 0 | 0 | 0 | 0 | 0 | 29.35 | 368.5 | 1523.3998 | Bellota-Weber 230kV line | Bellota-Weber 230kV line | Bellota-Weber 230kV line |  | 0 | 0 | 0 | 0 | 0 | 0 | 29.35 | 368.5 | 1523.3998 | Bellota-Weber 230kV line | Bellota-Weber 230kV line | Bellota-Weber 230kV line |  | 1 | 1 | NO | 1 | 1 | 1 | NO | 1
PG&E GBA | Frogtown | 115 | 0 | 0 | 0 | 0 | 0 | 0 | 0 | 0 | 0 | 0 | 0 | 0 | 0 | 0 | 0 | 0 | 0 | 0 | 0 | 0 | 0 | 0 | 0 | 0 | 0 | 0 | 0 | 0 | 0 | 0 | 0 | 0 | 0 | 0 | 0 | 0 | 0 | 0 | 0 | 0 | 0 | 0 | 0 | 0 | 0 | 1 | 0 | 0 | 0 | 0 | 0 | 0 | 0 | 0 | 0 | 1 | 0 | 0 | 0 | 1 | 0 | 0 | 0 | 0 | 0 | 0 | 0 | 0 | 0 | 0 | 0 | 0 | 0 | 0 | 0 | 0 | 0 | 0 | 0 | 0 | 0 | 0 | 0 | 0 | 0 | 0 | 0 | 0 | 0 | 0 | 0 | 0 | 0 | 0 | 0 | 0 | 0 | 0 |  | 0 | 0 | 0 | 0 | 0 | 0 | 0 | 0 | 0 | 0 | 0 | 0 | 0 | 0 | 0 | 0 | 0 | 0 | 0 | 0 | 0 | 0 | 0 | 0 | 0 | 0 | 0 | 0 | 0 | 0 | 0 | 0 | 0 | 0 | 0 | 0 | 29.35 | 368.5 | 1523.3998 | Bellota-Weber 230kV line | Bellota-Weber 230kV line | Bellota-Weber 230kV line |  | 0 | 0 | 0 | 0 | 0 | 0 | 29.35 | 368.5 | 1523.3998 | Bellota-Weber 230kV line | Bellota-Weber 230kV line | Bellota-Weber 230kV line |  | 1 | 1 | NO | 1 | 1 | 1 | NO | 1
PG&E NGBA | Fulton | 115 | 0 | 0 | 0 | 0 | 0 | 0 | 0 | 0 | 0 | 0 | 0 | 0 | 0 | 0 | 0 | 0 | 0 | 0 | 0 | 0 | 0 | 0 | 0 | 0 | 0 | 0 | 0 | 0 | 0 | 0 | 0 | 0 | 0 | 0 | 0 | 0 | 0 | 0 | 0 | 1 | 0 | 1 | 0 | 0 | 0 | 0 | 0 | 0 | 0 | 0 | 0 | 1 | 1 | 1 | 1 | 1 | 0 | 0 | 0 | 1 | 0 | 0 | 0 | 0 | 0 | 1 | 1 | 0 | 0 | 0 | 0 | 0 | 0 | 0 | 0 | 0 | 0 | 0 | 0 | 0 | 0 | 0 | 0 | 0 | 0 | 0 | 0 | 0 | 0 | 0 | 0 | 0 | 0 | 0 | 0 | 0 | 0 | 2 |  | 0 | 0 | 0 | 0 | 0 | 0 | 0 | 0 | 0 | 0 | 0 | 0 | 0 | 0 | 0 | 0 | 0 | 0 | 0 | 0 | 0 | 0 | 0 | 0 | 0 | 0 | 0 | 0 | 0 | 0 | 3 | 0 | 2 | 0 | 0 | 0 | -660.34 | -215.8012 | 361.1526 | Collinsville-Tesla 500 kV Line | Collinsville-Tesla 500 kV Line | Birds Landing-Contra Costa 230kV Line |  | 1 | 0 | 1 | 0 | 0 | 0 | -298.39 | -27.9962 | 361.1526 | Birds Landing-Contra Costa 230kV Line | Birds Landing-Contra Costa 230kV Line | Birds Landing-Contra Costa 230kV Line |  | 5 | 5 | NO | 5 | 1 | 1 | NO | 1
PG&E NGBA | Fulton | 230 | 0 | 0 | 0 | 0 | 0 | 0 | 0 | 0 | 0 | 0 | 0 | 0 | 0 | 0 | 0 | 0 | 0 | 0 | 0 | 0 | 0 | 0 | 0 | 0 | 0 | 0 | 0 | 0 | 0 | 0 | 0 | 0 | 0 | 0 | 0 | 0 | 0 | 0 | 0 | 1 | 0 | 1 | 0 | 0 | 0 | 0 | 0 | 0 | 0 | 0 | 0 | 0 | 1 | 1 | 1 | 1 | 0 | 0 | 1 | 1 | 0 | 0 | 0 | 0 | 0 | 1 | 1 | 0 | 0 | 0 | 0 | 0 | 0 | 0 | 0 | 0 | 0 | 0 | 0 | 0 | 0 | 0 | 0 | 0 | 0 | 0 | 0 | 0 | 0 | 0 | 0 | 0 | 0 | 0 | 0 | 0 | 0 | 1 |  | 18 | 0 | 0 | 0 | 0 | 0 | 0 | 0 | 0 | 0 | 0 | 38 | 0 | 0 | 1 | 18 | 0 | 0 | 0 | 0 | 0 | 0 | 0 | 0 | 0 | 0 | 38 | 0 | 0 | 1 | 3 | 0 | 2 | 0 | 0 | 0 | -660.34 | -215.8012 | 361.1526 | Collinsville-Tesla 500 kV Line | Collinsville-Tesla 500 kV Line | Birds Landing-Contra Costa 230kV Line |  | 1 | 0 | 1 | 0 | 0 | 0 | -298.39 | -27.9962 | 361.1526 | Birds Landing-Contra Costa 230kV Line | Birds Landing-Contra Costa 230kV Line | Birds Landing-Contra Costa 230kV Line |  | 5 | 5 | NO | 5 | 1 | 1 | NO | 1
PG&E NGBA | Fulton | 60 | 0 | 0 | 0 | 0 | 0 | 0 | 0 | 0 | 0 | 0 | 0 | 0 | 0 | 0 | 0 | 0 | 0 | 0 | 0 | 0 | 0 | 0 | 0 | 0 | 0 | 0 | 0 | 0 | 0 | 0 | 0 | 0 | 0 | 0 | 0 | 0 | 0 | 0 | 0 | 1 | 0 | 0 | 0 | 0 | 0 | 0 | 0 | 0 | 0 | 0 | 0 | 0 | 1 | 0 | 0 | 0 | 0 | 0 | 0 | 0 | 0 | 0 | 0 | 0 | 0 | 0 | 1 | 0 | 0 | 0 | 0 | 0 | 0 | 0 | 0 | 0 | 0 | 0 | 0 | 0 | 0 | 0 | 0 | 0 | 0 | 0 | 0 | 0 | 0 | 0 | 0 | 0 | 0 | 0 | 0 | 0 | 0 | 1 |  | 0 | 0 | 0 | 0 | 0 | 0 | 0 | 0 | 0 | 0 | 0 | 0 | 0 | 0 | 0 | 0 | 0 | 0 | 0 | 0 | 0 | 0 | 0 | 0 | 0 | 0 | 0 | 0 | 0 | 0 | 2 | 0 | 2 | 0 | 0 | 0 | -660.34 | -215.8012 | 361.1526 | Collinsville-Tesla 500 kV Line | Collinsville-Tesla 500 kV Line | Birds Landing-Contra Costa 230kV Line |  | 1 | 0 | 1 | 0 | 0 | 0 | -298.39 | -27.9962 | 361.1526 | Birds Landing-Contra Costa 230kV Line | Birds Landing-Contra Costa 230kV Line | Birds Landing-Contra Costa 230kV Line |  | 5 | 5 | NO | 5 | 1 | 1 | NO | 1
PG&E KERN | Ganso | 115 | 0 | 0 | 0 | 0 | 0 | 0 | 0 | 0 | 0 | 0 | 0 | 0 | 0 | 0 | 0 | 0 | 0 | 0 | 0 | 0 | 0 | 0 | 0 | 0 | 0 | 0 | 0 | 0 | 0 | 0 | 0 | 0 | 0 | 0 | 0 | 0 | 0 | 0 | 0 | 0 | 0 | 0 | 0 | 0 | 0 | 0 | 0 | 0 | 0 | 0 | 0 | 0 | 0 | 0 | 0 | 0 | 0 | 0 | 0 | 0 | 0 | 0 | 0 | 0 | 0 | 0 | 0 | 1 | 0 | 0 | 0 | 0 | 0 | 0 | 1 | 0 | 0 | 0 | 1 | 1 | 0 | 0 | 0 | 0 | 0 | 0 | 0 | 0 | 0 | 0 | 0 | 0 | 0 | 0 | 0 | 0 | 0 | 0 |  | 0 | 0 | 0 | 0 | 0 | 0 | 0 | 0 | 0 | 0 | 0 | 0 | 0 | 0 | 0 | 0 | 0 | 0 | 0 | 0 | 0 | 0 | 0 | 0 | 0 | 0 | 0 | 0 | 0 | 0 | 0 | 0 | 2 | 0 | 2 | 0 | 122.65 | -2360.472 | -1671.433 | Cal Flat-Gates 230 kV line | Gates 500/230kV TB #11 | Gates 500/230kV TB #12 |  | 0 | 0 | 0 | 0 | 0 | 0 | 122.65 | 392.11 | 666.9203 | Cal Flat-Gates 230 kV line | Cal Flat-Gates 230 kV line | Cal Flat-Gates 230 kV line |  | 5 | 1 | YES | 2 | 5 | 1 | YES | 2
PG&E FRESNO | Gates | 230 | 0 | 0 | 0 | 0 | 0 | 0 | 0 | 0 | 0 | 0 | 0 | 0 | 0 | 0 | 0 | 0 | 0 | 0 | 0 | 0 | 0 | 0 | 0 | 0 | 0 | 0 | 0 | 0 | 0 | 0 | 0 | 0 | 0 | 0 | 0 | 0 | 0 | 0 | 0 | 0 | 0 | 0 | 0 | 0 | 0 | 0 | 0 | 0 | 0 | 0 | 0 | 0 | 0 | 0 | 0 | 0 | 0 | 0 | 0 | 0 | 0 | 0 | 0 | 0 | 0 | 0 | 0 | 1 | 0 | 0 | 0 | 0 | 0 | 0 | 0 | 0 | 0 | 0 | 1 | 1 | 0 | 1 | 0 | 0 | 0 | 1 | 0 | 0 | 0 | 0 | 0 | 0 | 0 | 0 | 1 | 1 | 0 | 1 |  | 0 | 0 | 0 | 0 | 0 | 0 | 0 | 0 | 0 | 0 | 0 | 0 | 0 | 0 | 0 | 0 | 0 | 0 | 0 | 0 | 0 | 0 | 0 | 3 | 166 | 477.5 | 0 | 0 | 0 | 1 | 0 | 0 | 3 | 0 | 2 | 1 | 122.65 | -2360.472 | -1847.2316 | Cal Flat-Gates 230 kV line | Gates 500/230kV TB #11 | Mustang-Henrietta 230 kV line |  | 0 | 0 | 0 | 0 | 0 | 0 | 122.65 | 392.11 | 631.7684 | Cal Flat-Gates 230 kV line | Cal Flat-Gates 230 kV line | Mustang-Henrietta 230 kV line |  | 5 | 1 | YES | 2 | 5 | 1 | YES | 2
PG&E FRESNO | Gates | 500 | 0 | 0 | 0 | 0 | 0 | 0 | 0 | 0 | 0 | 0 | 0 | 0 | 0 | 0 | 0 | 0 | 0 | 0 | 0 | 0 | 0 | 0 | 0 | 0 | 0 | 0 | 0 | 0 | 0 | 0 | 0 | 0 | 0 | 0 | 0 | 0 | 0 | 0 | 0 | 0 | 0 | 0 | 0 | 0 | 0 | 0 | 0 | 0 | 0 | 0 | 0 | 0 | 0 | 0 | 0 | 0 | 0 | 0 | 0 | 0 | 0 | 0 | 0 | 0 | 0 | 0 | 0 | 0 | 0 | 0 | 0 | 0 | 0 | 0 | 0 | 0 | 0 | 0 | 1 | 1 | 0 | 1 | 0 | 0 | 0 | 1 | 0 | 0 | 0 | 0 | 0 | 0 | 0 | 0 | 1 | 1 | 0 | 1 |  | 0 | 0 | 0 | 0 | 0 | 0 | 0 | 0 | 0 | 0 | 0 | 0 | 0 | 0 | 0 | 0 | 0 | 0 | 0 | 0 | 0 | 0 | 0 | 0 | 0 | 0 | 190 | 35 | 0 | 1 | 0 | 0 | 3 | 0 | 2 | 1 | 530.62 | -2360.472 | -1847.2316 | Gates 500/230kV TB #12 | Gates 500/230kV TB #11 | Mustang-Henrietta 230 kV line |  | 0 | 0 | 0 | 0 | 0 | 0 | 979.65 | 1169.488 | 631.7684 | Los Banos 500/230kV TB | Mustang-Henrietta 230 kV line | Mustang-Henrietta 230 kV line |  | 5 | 1 | YES | 2 | 5 | 1 | YES | 2
PG&E NGBA | Geysers 12 | 230 | 0 | 0 | 0 | 0 | 0 | 0 | 0 | 0 | 0 | 0 | 0 | 0 | 0 | 0 | 0 | 0 | 0 | 0 | 0 | 0 | 0 | 0 | 0 | 0 | 0 | 0 | 0 | 0 | 0 | 0 | 0 | 0 | 0 | 0 | 0 | 0 | 0 | 0 | 0 | 1 | 0 | 1 | 0 | 0 | 0 | 0 | 0 | 0 | 0 | 0 | 0 | 0 | 1 | 1 | 1 | 1 | 0 | 0 | 1 | 1 | 0 | 0 | 0 | 0 | 0 | 1 | 1 | 0 | 0 | 0 | 0 | 0 | 0 | 0 | 0 | 0 | 0 | 0 | 0 | 0 | 0 | 0 | 0 | 0 | 0 | 0 | 0 | 0 | 0 | 0 | 0 | 0 | 0 | 0 | 0 | 0 | 0 | 1 |  | 0 | 0 | 0 | 0 | 0 | 0 | 0 | 0 | 0 | 0 | 0 | 0 | 0 | 0 | 0 | 0 | 0 | 0 | 0 | 0 | 0 | 0 | 0 | 0 | 0 | 0 | 0 | 0 | 0 | 0 | 3 | 0 | 2 | 0 | 0 | 0 | -660.34 | -215.8012 | 361.1526 | Collinsville-Tesla 500 kV Line | Collinsville-Tesla 500 kV Line | Birds Landing-Contra Costa 230kV Line |  | 1 | 0 | 1 | 0 | 0 | 0 | -298.39 | -27.9962 | 361.1526 | Birds Landing-Contra Costa 230kV Line | Birds Landing-Contra Costa 230kV Line | Birds Landing-Contra Costa 230kV Line |  | 5 | 5 | NO | 5 | 1 | 1 | NO | 1
PG&E NGBA | Geysers 17 | 230 | 0 | 0 | 0 | 0 | 0 | 0 | 0 | 0 | 0 | 0 | 0 | 0 | 0 | 0 | 0 | 0 | 0 | 0 | 0 | 0 | 0 | 0 | 0 | 0 | 0 | 0 | 0 | 0 | 0 | 0 | 0 | 0 | 0 | 0 | 0 | 0 | 0 | 0 | 0 | 1 | 0 | 1 | 0 | 0 | 0 | 0 | 0 | 0 | 0 | 0 | 0 | 0 | 1 | 1 | 1 | 1 | 0 | 0 | 1 | 1 | 0 | 0 | 0 | 0 | 0 | 1 | 1 | 0 | 0 | 0 | 0 | 0 | 0 | 0 | 0 | 0 | 0 | 0 | 0 | 0 | 0 | 0 | 0 | 0 | 0 | 0 | 0 | 0 | 0 | 0 | 0 | 0 | 0 | 0 | 0 | 0 | 0 | 1 |  | 0 | 0 | 0 | 0 | 0 | 0 | 0 | 0 | 0 | 0 | 0 | 0 | 0 | 0 | 0 | 0 | 0 | 0 | 0 | 0 | 0 | 0 | 0 | 0 | 0 | 0 | 0 | 0 | 0 | 0 | 3 | 0 | 2 | 0 | 0 | 0 | -660.34 | -215.8012 | 361.1526 | Collinsville-Tesla 500 kV Line | Collinsville-Tesla 500 kV Line | Birds Landing-Contra Costa 230kV Line |  | 1 | 0 | 1 | 0 | 0 | 0 | -298.39 | -27.9962 | 361.1526 | Birds Landing-Contra Costa 230kV Line | Birds Landing-Contra Costa 230kV Line | Birds Landing-Contra Costa 230kV Line |  | 5 | 5 | NO | 5 | 1 | 1 | NO | 1
PG&E NGBA | Geysers 3 | 115 | 0 | 0 | 0 | 0 | 0 | 0 | 0 | 0 | 0 | 0 | 0 | 0 | 0 | 0 | 0 | 0 | 0 | 0 | 0 | 0 | 0 | 0 | 0 | 0 | 0 | 0 | 0 | 0 | 0 | 0 | 0 | 0 | 0 | 0 | 0 | 0 | 0 | 0 | 0 | 1 | 0 | 1 | 0 | 0 | 0 | 0 | 0 | 0 | 0 | 0 | 0 | 0 | 1 | 0 | 1 | 1 | 0 | 0 | 0 | 0 | 0 | 0 | 0 | 0 | 0 | 0 | 1 | 0 | 0 | 0 | 0 | 0 | 0 | 0 | 0 | 0 | 0 | 0 | 0 | 0 | 0 | 0 | 0 | 0 | 0 | 0 | 0 | 0 | 0 | 0 | 0 | 0 | 0 | 0 | 0 | 0 | 0 | 1 |  | 0 | 0 | 0 | 0 | 0 | 0 | 0 | 0 | 0 | 0 | 0 | 0 | 0 | 0 | 0 | 0 | 0 | 0 | 0 | 0 | 0 | 0 | 0 | 0 | 0 | 0 | 0 | 0 | 0 | 0 | 2 | 0 | 2 | 0 | 0 | 0 | -660.34 | -215.8012 | 361.1526 | Collinsville-Tesla 500 kV Line | Collinsville-Tesla 500 kV Line | Birds Landing-Contra Costa 230kV Line |  | 1 | 0 | 1 | 0 | 0 | 0 | -298.39 | -27.9962 | 361.1526 | Birds Landing-Contra Costa 230kV Line | Birds Landing-Contra Costa 230kV Line | Birds Landing-Contra Costa 230kV Line |  | 5 | 5 | NO | 5 | 1 | 1 | NO | 1
PG&E NGBA | Glenn | 230 | 0 | 0 | 0 | 0 | 0 | 0 | 0 | 0 | 0 | 0 | 0 | 0 | 0 | 0 | 0 | 0 | 0 | 0 | 0 | 0 | 0 | 0 | 0 | 0 | 0 | 0 | 0 | 0 | 0 | 0 | 0 | 0 | 0 | 0 | 0 | 0 | 0 | 0 | 0 | 1 | 0 | 0 | 0 | 0 | 0 | 0 | 0 | 0 | 0 | 0 | 0 | 0 | 0 | 0 | 0 | 0 | 0 | 0 | 0 | 0 | 0 | 0 | 0 | 0 | 0 | 0 | 0 | 0 | 0 | 0 | 0 | 0 | 0 | 0 | 0 | 0 | 0 | 0 | 0 | 0 | 0 | 0 | 0 | 0 | 0 | 0 | 0 | 0 | 0 | 0 | 0 | 0 | 0 | 0 | 0 | 0 | 0 | 0 |  | 0 | 0 | 0 | 0 | 0 | 0 | 0 | 0 | 0 | 0 | 0 | 0 | 0 | 0 | 0 | 0 | 0 | 0 | 0 | 0 | 0 | 0 | 0 | 0 | 0 | 0 | 0 | 0 | 0 | 0 | 1 | 0 | 1 | 0 | 0 | 0 | -660.34 | -215.8012 | 2295.5509 | Collinsville-Tesla 500 kV Line | Collinsville-Tesla 500 kV Line | Collinsville-Tesla 500 kV Line |  | 0 | 0 | 0 | 0 | 0 | 0 | 7984.66 | 8429.1988 | 2295.5509 | Collinsville-Tesla 500 kV Line | Collinsville-Tesla 500 kV Line | Collinsville-Tesla 500 kV Line |  | 5 | 1 | YES | 2 | 1 | 1 | NO | 1
PG&E NGBA | Glenn | 60 | 0 | 0 | 0 | 0 | 0 | 0 | 0 | 0 | 0 | 0 | 0 | 0 | 0 | 0 | 0 | 0 | 0 | 0 | 0 | 0 | 0 | 0 | 0 | 0 | 0 | 0 | 0 | 0 | 0 | 0 | 0 | 0 | 0 | 0 | 0 | 0 | 0 | 0 | 0 | 1 | 0 | 0 | 0 | 0 | 0 | 0 | 0 | 0 | 0 | 0 | 0 | 0 | 0 | 0 | 0 | 0 | 0 | 0 | 0 | 0 | 0 | 0 | 0 | 0 | 0 | 0 | 0 | 0 | 0 | 0 | 0 | 0 | 0 | 0 | 0 | 0 | 0 | 0 | 0 | 0 | 0 | 0 | 0 | 0 | 0 | 0 | 0 | 0 | 0 | 0 | 0 | 0 | 0 | 0 | 0 | 0 | 0 | 0 |  | 0 | 0 | 0 | 0 | 0 | 0 | 0 | 0 | 0 | 0 | 0 | 0 | 0 | 0 | 0 | 0 | 0 | 0 | 0 | 0 | 0 | 0 | 0 | 0 | 0 | 0 | 0 | 0 | 0 | 0 | 1 | 0 | 1 | 0 | 0 | 0 | -660.34 | -215.8012 | 2295.5509 | Collinsville-Tesla 500 kV Line | Collinsville-Tesla 500 kV Line | Collinsville-Tesla 500 kV Line |  | 0 | 0 | 0 | 0 | 0 | 0 | 7984.66 | 8429.1988 | 2295.5509 | Collinsville-Tesla 500 kV Line | Collinsville-Tesla 500 kV Line | Collinsville-Tesla 500 kV Line |  | 5 | 1 | YES | 2 | 1 | 1 | NO | 1
PG&E NGBA | Gold Hill | 115 | 0 | 0 | 0 | 0 | 0 | 0 | 0 | 0 | 0 | 0 | 0 | 0 | 0 | 0 | 0 | 0 | 0 | 0 | 0 | 0 | 0 | 0 | 0 | 0 | 0 | 0 | 0 | 0 | 0 | 0 | 0 | 0 | 0 | 0 | 0 | 0 | 0 | 0 | 0 | 1 | 0 | 0 | 0 | 0 | 0 | 1 | 0 | 1 | 0 | 0 | 0 | 0 | 0 | 0 | 0 | 0 | 0 | 0 | 0 | 1 | 1 | 0 | 0 | 0 | 0 | 0 | 0 | 0 | 0 | 0 | 0 | 0 | 0 | 0 | 0 | 0 | 0 | 0 | 0 | 0 | 0 | 0 | 0 | 0 | 0 | 0 | 0 | 0 | 0 | 0 | 0 | 0 | 0 | 0 | 0 | 0 | 0 | 0 |  | 0 | 0 | 0 | 0 | 0 | 0 | 0 | 0 | 0 | 0 | 0 | 0 | 0 | 0 | 0 | 0 | 0 | 0 | 0 | 0 | 0 | 0 | 0 | 0 | 0 | 0 | 0 | 0 | 0 | 0 | 1 | 0 | 1 | 0 | 0 | 0 | -660.34 | -215.8012 | 186.9836 | Collinsville-Tesla 500 kV Line | Collinsville-Tesla 500 kV Line | Rio Oso-Lockeford 230kV line |  | 0 | 0 | 0 | 0 | 0 | 0 | 29.35 | 368.5 | 186.9836 | Bellota-Weber 230kV line | Bellota-Weber 230kV line | Rio Oso-Lockeford 230kV line |  | 5 | 1 | YES | 2 | 1 | 1 | NO | 1
PG&E NGBA | Gold Hill | 230 | 0 | 0 | 0 | 0 | 0 | 0 | 0 | 0 | 0 | 0 | 0 | 0 | 0 | 0 | 0 | 0 | 0 | 0 | 0 | 0 | 0 | 0 | 0 | 0 | 0 | 0 | 0 | 0 | 0 | 0 | 0 | 0 | 0 | 0 | 0 | 0 | 0 | 0 | 0 | 1 | 0 | 0 | 0 | 0 | 0 | 1 | 1 | 1 | 0 | 0 | 0 | 0 | 0 | 0 | 0 | 0 | 0 | 0 | 0 | 1 | 1 | 0 | 0 | 0 | 0 | 0 | 0 | 0 | 0 | 0 | 0 | 0 | 0 | 0 | 0 | 0 | 0 | 0 | 0 | 0 | 0 | 0 | 0 | 0 | 0 | 0 | 0 | 0 | 0 | 0 | 0 | 0 | 0 | 0 | 0 | 0 | 0 | 0 |  | 0 | 0 | 0 | 0 | 0 | 0 | 0 | 0 | 0 | 0 | 0 | 0 | 0 | 0 | 0 | 0 | 0 | 0 | 0 | 0 | 0 | 0 | 0 | 0 | 0 | 0 | 0 | 0 | 0 | 0 | 1 | 0 | 1 | 0 | 0 | 0 | -660.34 | -215.8012 | 186.9836 | Collinsville-Tesla 500 kV Line | Collinsville-Tesla 500 kV Line | Rio Oso-Lockeford 230kV line |  | 0 | 0 | 0 | 0 | 0 | 0 | 29.35 | 368.5 | 186.9836 | Bellota-Weber 230kV line | Bellota-Weber 230kV line | Rio Oso-Lockeford 230kV line |  | 5 | 1 | YES | 2 | 1 | 1 | NO | 1
SCE Northern | Goleta | 230 | 0 | 0 | 1 | 0 | 1 | 0 | 0 | 0 | 0 | 0 | 0 | 0 | 0 | 0 | 0 | 0 | 0 | 0 | 0 | 0 | 0 | 0 | 0 | 0 | 1 | 0 | 0 | 0 | 0 | 0 | 0 | 0 | 0 | 0 | 0 | 0 | 0 | 0 | 0 | 0 | 0 | 0 | 0 | 0 | 0 | 0 | 0 | 0 | 0 | 0 | 0 | 0 | 0 | 0 | 0 | 0 | 0 | 0 | 0 | 0 | 0 | 0 | 0 | 0 | 0 | 0 | 0 | 0 | 0 | 0 | 0 | 0 | 0 | 0 | 0 | 0 | 0 | 0 | 0 | 0 | 0 | 0 | 0 | 0 | 0 | 0 | 0 | 0 | 0 | 0 | 0 | 0 | 0 | 0 | 0 | 0 | 0 | 0 |  | 0 | 0 | 0 | 0 | 0 | 0 | 0 | 0 | 0 | 0 | 0 | 60 | 0 | 0 | 1 | 0 | 0 | 0 | 0 | 0 | 0 | 0 | 0 | 0 | 0 | 0 | 70 | 0 | 0 | 1 | 1 | 0 | 1 | 0 | 0 | 0 | -3566.801 | -1411.508 | 344.027 | Lugo - Victorville area constraint | Lugo - Victorville area constraint | Lugo - Victorville area constraint |  | 0 | 0 | 0 | 0 | 0 | 0 | 448 | 554 | 2967 | Moorpark-Pardee Constraint | Moorpark-Pardee Constraint | Moorpark-Pardee Constraint |  | 5 | 1 | YES | 2 | 1 | 1 | NO | 1
SCE Metro | Goodrich | 230 | 0 | 0 | 0 | 0 | 0 | 0 | 0 | 0 | 0 | 1 | 0 | 0 | 0 | 0 | 0 | 0 | 0 | 0 | 0 | 0 | 0 | 0 | 0 | 0 | 0 | 0 | 0 | 0 | 0 | 0 | 0 | 0 | 0 | 0 | 0 | 0 | 0 | 0 | 0 | 0 | 0 | 0 | 0 | 0 | 0 | 0 | 0 | 0 | 0 | 0 | 0 | 0 | 0 | 0 | 0 | 0 | 0 | 0 | 0 | 0 | 0 | 0 | 0 | 0 | 0 | 0 | 0 | 0 | 0 | 0 | 0 | 0 | 0 | 0 | 0 | 0 | 0 | 0 | 0 | 0 | 0 | 0 | 0 | 0 | 0 | 0 | 0 | 0 | 0 | 0 | 0 | 0 | 0 | 0 | 0 | 0 | 0 | 0 |  | 0 | 0 | 0 | 0 | 0 | 0 | 0 | 0 | 0 | 0 | 0 | 0 | 0 | 0 | 0 | 0 | 0 | 0 | 0 | 0 | 0 | 0 | 0 | 0 | 0 | 0 | 0 | 0 | 0 | 0 | 0 | 0 | 0 | 0 | 0 | 0 | 3604.3788 | 8273.608 | 22319.9811 | SCE Metro Area Default Constraint | SCE Metro Area Default Constraint | SCE Metro Area Default Constraint |  | 0 | 0 | 0 | 0 | 0 | 0 | 3604.3788 | 8273.608 | 22319.9811 | SCE Metro Area Default Constraint | SCE Metro Area Default Constraint | SCE Metro Area Default Constraint |  | 1 | 1 | NO | 1 | 1 | 1 | NO | 1
PG&E KERN | Goose Lake | 115 | 0 | 0 | 0 | 0 | 0 | 0 | 0 | 0 | 0 | 0 | 0 | 0 | 0 | 0 | 0 | 0 | 0 | 0 | 0 | 0 | 0 | 0 | 0 | 0 | 0 | 0 | 0 | 0 | 0 | 0 | 0 | 0 | 0 | 0 | 0 | 0 | 0 | 0 | 0 | 0 | 0 | 0 | 0 | 0 | 0 | 0 | 0 | 0 | 0 | 0 | 0 | 0 | 0 | 0 | 0 | 0 | 0 | 0 | 0 | 0 | 0 | 0 | 0 | 0 | 0 | 0 | 0 | 1 | 1 | 0 | 0 | 0 | 0 | 0 | 0 | 1 | 0 | 0 | 0 | 1 | 0 | 0 | 0 | 0 | 0 | 0 | 0 | 0 | 0 | 0 | 0 | 0 | 0 | 0 | 0 | 0 | 0 | 0 |  | 0 | 0 | 0 | 0 | 0 | 0 | 0 | 0 | 0 | 0 | 0 | 0 | 0 | 0 | 0 | 0 | 0 | 0 | 0 | 0 | 0 | 0 | 0 | 0 | 0 | 0 | 0 | 0 | 0 | 0 | 0 | 0 | 1 | 0 | 1 | 0 | 122.65 | -2360.472 | -1076.0882 | Cal Flat-Gates 230 kV line | Gates 500/230kV TB #11 | Gates 500/230kV TB #11 |  | 0 | 0 | 0 | 0 | 0 | 0 | 122.65 | 201.6 | 233.6988 | Cal Flat-Gates 230 kV line | Semitropic-Midway 115kV Line | Semitropic-Midway 115kV Line |  | 5 | 1 | YES | 2 | 5 | 1 | YES | 2
SCE Metro | Gould | 230 | 0 | 0 | 0 | 0 | 0 | 0 | 0 | 0 | 0 | 1 | 0 | 0 | 0 | 0 | 0 | 0 | 0 | 0 | 0 | 0 | 0 | 0 | 0 | 0 | 0 | 0 | 0 | 0 | 0 | 0 | 0 | 0 | 0 | 0 | 0 | 0 | 0 | 0 | 0 | 0 | 0 | 0 | 0 | 0 | 0 | 0 | 0 | 0 | 0 | 0 | 0 | 0 | 0 | 0 | 0 | 0 | 0 | 0 | 0 | 0 | 0 | 0 | 0 | 0 | 0 | 0 | 0 | 0 | 0 | 0 | 0 | 0 | 0 | 0 | 0 | 0 | 0 | 0 | 0 | 0 | 0 | 0 | 0 | 0 | 0 | 0 | 0 | 0 | 0 | 0 | 0 | 0 | 0 | 0 | 0 | 0 | 0 | 0 |  | 0 | 0 | 0 | 0 | 0 | 0 | 0 | 0 | 0 | 0 | 0 | 0 | 0 | 0 | 0 | 0 | 0 | 0 | 0 | 0 | 0 | 0 | 0 | 0 | 0 | 0 | 0 | 0 | 0 | 0 | 0 | 0 | 0 | 0 | 0 | 0 | 3604.3788 | 8273.608 | 22319.9811 | SCE Metro Area Default Constraint | SCE Metro Area Default Constraint | SCE Metro Area Default Constraint |  | 0 | 0 | 0 | 0 | 0 | 0 | 3604.3788 | 8273.608 | 22319.9811 | SCE Metro Area Default Constraint | SCE Metro Area Default Constraint | SCE Metro Area Default Constraint |  | 1 | 1 | NO | 1 | 1 | 1 | NO | 1
PG&E NGBA | Grand Island | 115 | 0 | 0 | 0 | 0 | 0 | 0 | 0 | 0 | 0 | 0 | 0 | 0 | 0 | 0 | 0 | 0 | 0 | 0 | 0 | 0 | 0 | 0 | 0 | 0 | 0 | 0 | 0 | 0 | 0 | 0 | 0 | 0 | 0 | 0 | 0 | 0 | 0 | 0 | 0 | 1 | 0 | 0 | 0 | 0 | 1 | 1 | 0 | 1 | 0 | 0 | 0 | 0 | 0 | 0 | 0 | 0 | 0 | 0 | 0 | 1 | 1 | 0 | 0 | 0 | 0 | 0 | 0 | 0 | 0 | 0 | 0 | 0 | 0 | 0 | 0 | 0 | 0 | 0 | 0 | 0 | 0 | 0 | 0 | 0 | 0 | 0 | 0 | 0 | 0 | 0 | 0 | 0 | 0 | 0 | 0 | 0 | 0 | 0 |  | 0 | 0 | 0 | 0 | 0 | 0 | 0 | 0 | 0 | 0 | 0 | 0 | 0 | 0 | 0 | 0 | 0 | 0 | 0 | 0 | 0 | 0 | 0 | 2.73 | 0 | 0 | 0 | 0 | 0 | 1 | 1 | 0 | 1 | 0 | 0 | 0 | -660.34 | -215.8012 | 85.9836 | Collinsville-Tesla 500 kV Line | Collinsville-Tesla 500 kV Line | Rocklin-Pleaseant grove 115kV line |  | 0 | 0 | 0 | 0 | 0 | 0 | 29.35 | 50 | 85.9836 | Bellota-Weber 230kV line | Rocklin-Pleaseant grove 115kV line | Rocklin-Pleaseant grove 115kV line |  | 5 | 1 | YES | 2 | 1 | 1 | NO | 1
SDGE | Granite | 69 | 0 | 0 | 0 | 0 | 0 | 0 | 0 | 0 | 0 | 0 | 0 | 0 | 0 | 0 | 0 | 0 | 0 | 0 | 0 | 0 | 0 | 0 | 0 | 0 | 0 | 0 | 0 | 1 | 0 | 0 | 1 | 0 | 1 | 0 | 0 | 0 | 0 | 0 | 0 | 0 | 0 | 0 | 0 | 0 | 0 | 0 | 0 | 0 | 0 | 0 | 0 | 0 | 0 | 0 | 0 | 0 | 0 | 0 | 0 | 0 | 0 | 0 | 0 | 0 | 0 | 0 | 0 | 0 | 0 | 0 | 0 | 0 | 0 | 0 | 0 | 0 | 0 | 0 | 0 | 0 | 0 | 0 | 0 | 0 | 0 | 0 | 0 | 0 | 0 | 0 | 0 | 0 | 0 | 0 | 0 | 0 | 0 | 2 |  | 0 | 0 | 0 | 0 | 0 | 0 | 0 | 0 | 0 | 0 | 0 | 0 | 0 | 0 | 0 | 0 | 0 | 0 | 0 | 0 | 0 | 0 | 0 | 0 | 0 | 0 | 2.25 | 0 | 0 | 1 | 0 | 1 | 0 | 0 | 0 | 0 | -35.92 | 48.96 | 482.1964 | San Luis Rey-San Onofre 230 kV line constraint | San Luis Rey-San Onofre 230 kV line constraint | El Cajon 69 kV constraint |  | 0 | 1 | 0 | 0 | 0 | 0 | -35.92 | 48.96 | 482.1964 | San Luis Rey-San Onofre 230 kV line constraint | San Luis Rey-San Onofre 230 kV line constraint | El Cajon 69 kV constraint |  | 3 | 3 | NO | 3 | 1 | 1 | NO | 1
PG&E GBA | Grant | 115 | 0 | 0 | 0 | 0 | 0 | 0 | 0 | 0 | 0 | 0 | 0 | 0 | 0 | 0 | 0 | 0 | 0 | 0 | 0 | 0 | 0 | 0 | 0 | 0 | 0 | 0 | 0 | 0 | 0 | 0 | 0 | 0 | 0 | 0 | 0 | 0 | 0 | 0 | 0 | 1 | 0 | 0 | 0 | 0 | 0 | 0 | 0 | 0 | 0 | 0 | 0 | 0 | 1 | 0 | 0 | 0 | 0 | 0 | 0 | 0 | 0 | 0 | 0 | 0 | 0 | 0 | 0 | 0 | 0 | 0 | 0 | 0 | 0 | 0 | 0 | 0 | 0 | 0 | 0 | 0 | 0 | 0 | 0 | 0 | 0 | 0 | 0 | 0 | 0 | 0 | 0 | 0 | 0 | 0 | 0 | 0 | 0 | 1 |  | 0 | 0 | 0 | 0 | 0 | 0 | 0 | 0 | 0 | 0 | 0 | 0 | 0 | 0 | 0 | 0 | 0 | 0 | 0 | 0 | 0 | 0 | 0 | 0 | 0 | 0 | 0 | 0 | 0 | 0 | 1 | 0 | 1 | 0 | 0 | 0 | -660.34 | -215.8012 | 2295.5509 | Collinsville-Tesla 500 kV Line | Collinsville-Tesla 500 kV Line | Collinsville-Tesla 500 kV Line |  | 0 | 0 | 0 | 0 | 0 | 0 | 2422.8 | 2560.8 | 2295.5509 | Sobrante-Moraga 230 kV line | Sobrante-Moraga 230 kV line | Collinsville-Tesla 500 kV Line |  | 5 | 1 | YES | 2 | 1 | 1 | NO | 1
PG&E GBA | Green Valley | 115 | 0 | 0 | 0 | 0 | 0 | 0 | 0 | 0 | 0 | 0 | 0 | 0 | 0 | 0 | 0 | 0 | 0 | 0 | 0 | 0 | 0 | 0 | 0 | 0 | 0 | 0 | 0 | 0 | 0 | 0 | 0 | 0 | 0 | 0 | 0 | 0 | 0 | 0 | 0 | 0 | 0 | 0 | 0 | 0 | 0 | 0 | 0 | 0 | 0 | 0 | 0 | 0 | 1 | 0 | 0 | 1 | 0 | 0 | 0 | 1 | 0 | 0 | 0 | 0 | 1 | 0 | 0 | 0 | 0 | 0 | 0 | 0 | 0 | 0 | 0 | 0 | 0 | 0 | 0 | 0 | 0 | 0 | 0 | 0 | 0 | 0 | 0 | 0 | 0 | 0 | 0 | 0 | 0 | 0 | 0 | 0 | 1 | 1 |  | 0 | 0 | 0 | 0 | 0 | 0 | 0 | 0 | 0 | 0 | 0 | 0 | 0 | 0 | 0 | 0 | 0 | 0 | 0 | 0 | 0 | 0 | 0 | 0 | 0 | 0 | 0 | 0 | 0 | 0 | 0 | 0 | 0 | 0 | 0 | 0 | 155 | 161.5 | 72 | Morganhill-Metcalf 115kV Line | Morganhill-Metcalf 115kV Line | Morganhill-Metcalf 115kV Line |  | 0 | 0 | 0 | 0 | 0 | 0 | 155 | 161.5 | 72 | Morganhill-Metcalf 115kV Line | Morganhill-Metcalf 115kV Line | Morganhill-Metcalf 115kV Line |  | 1 | 1 | NO | 1 | 1 | 1 | NO | 1
PG&E NGBA | Greenleaf 1 | 115 | 0 | 0 | 0 | 0 | 0 | 0 | 0 | 0 | 0 | 0 | 0 | 0 | 0 | 0 | 0 | 0 | 0 | 0 | 0 | 0 | 0 | 0 | 0 | 0 | 0 | 0 | 0 | 0 | 0 | 0 | 0 | 0 | 0 | 0 | 0 | 0 | 0 | 0 | 0 | 1 | 0 | 0 | 0 | 0 | 1 | 1 | 1 | 1 | 0 | 0 | 0 | 0 | 0 | 0 | 0 | 0 | 0 | 0 | 0 | 1 | 1 | 0 | 0 | 0 | 0 | 0 | 0 | 0 | 0 | 0 | 0 | 0 | 0 | 0 | 0 | 0 | 0 | 0 | 0 | 0 | 0 | 0 | 0 | 0 | 0 | 0 | 0 | 0 | 0 | 0 | 0 | 0 | 0 | 0 | 0 | 0 | 0 | 0 |  | 0 | 0 | 0 | 0 | 0 | 0 | 0 | 0 | 0 | 0 | 0 | 0 | 0 | 0 | 0 | 0 | 0 | 0 | 0 | 0 | 0 | 0 | 0 | 0 | 0 | 0 | 0 | 0 | 0 | 0 | 1 | 0 | 1 | 0 | 0 | 0 | -660.34 | -215.8012 | 85.9836 | Collinsville-Tesla 500 kV Line | Collinsville-Tesla 500 kV Line | Rocklin-Pleaseant grove 115kV line |  | 0 | 0 | 0 | 0 | 0 | 0 | 29.35 | 50 | 85.9836 | Bellota-Weber 230kV line | Rocklin-Pleaseant grove 115kV line | Rocklin-Pleaseant grove 115kV line |  | 5 | 1 | YES | 2 | 1 | 1 | NO | 1
PG&E FRESNO | Gregg | 230 | 0 | 0 | 0 | 0 | 0 | 0 | 0 | 0 | 0 | 0 | 0 | 0 | 0 | 0 | 0 | 0 | 0 | 0 | 0 | 0 | 0 | 0 | 0 | 0 | 0 | 0 | 0 | 0 | 0 | 0 | 0 | 0 | 0 | 0 | 0 | 0 | 0 | 0 | 0 | 0 | 0 | 0 | 0 | 0 | 0 | 1 | 0 | 0 | 0 | 0 | 0 | 0 | 0 | 0 | 0 | 0 | 0 | 0 | 0 | 0 | 0 | 0 | 0 | 0 | 0 | 0 | 0 | 0 | 0 | 0 | 0 | 0 | 0 | 0 | 0 | 0 | 0 | 0 | 1 | 1 | 0 | 1 | 1 | 1 | 0 | 1 | 0 | 1 | 1 | 1 | 0 | 0 | 0 | 0 | 0 | 0 | 0 | 1 |  | 0 | 0 | 0 | 0 | 0 | 0 | 0 | 0 | 0 | 0 | 0 | 0 | 0 | 0 | 0 | 0 | 0 | 0 | 0 | 0 | 0 | 0 | 0 | 0 | 0 | 0 | 0 | 0 | 0 | 0 | 2 | 0 | 4 | 0 | 2 | 0 | -404.45 | -2360.472 | -1671.433 | Borden-Storey #1 230kV line | Gates 500/230kV TB #11 | Gates 500/230kV TB #12 |  | 0 | 0 | 0 | 0 | 0 | 0 | 29.35 | 368.5 | 768.5476 | Bellota-Weber 230kV line | Bellota-Weber 230kV line | Chowchilla-Le grand 115kV Line |  | 5 | 1 | YES | 2 | 5 | 1 | YES | 2
PG&E FRESNO | Grimmway-Malaga | 115 | 0 | 0 | 0 | 0 | 0 | 0 | 0 | 0 | 0 | 0 | 0 | 0 | 0 | 0 | 0 | 0 | 0 | 0 | 0 | 0 | 0 | 0 | 0 | 0 | 0 | 0 | 0 | 0 | 0 | 0 | 0 | 0 | 0 | 0 | 0 | 0 | 0 | 0 | 0 | 0 | 0 | 0 | 0 | 0 | 0 | 1 | 0 | 0 | 0 | 0 | 0 | 0 | 0 | 0 | 0 | 0 | 0 | 0 | 0 | 0 | 0 | 0 | 0 | 0 | 0 | 0 | 0 | 0 | 0 | 0 | 0 | 0 | 0 | 0 | 0 | 0 | 0 | 0 | 1 | 1 | 0 | 1 | 0 | 0 | 0 | 1 | 0 | 0 | 0 | 1 | 0 | 0 | 0 | 0 | 0 | 0 | 0 | 1 |  | 0 | 0 | 0 | 0 | 0 | 0 | 0 | 0 | 0 | 0 | 0 | 0 | 0 | 0 | 0 | 0 | 0 | 0 | 0 | 0 | 0 | 0 | 0 | 0 | 0 | 0 | 0 | 0 | 0 | 0 | 1 | 0 | 3 | 0 | 2 | 0 | -404.45 | -2360.472 | -1671.433 | Borden-Storey #1 230kV line | Gates 500/230kV TB #11 | Gates 500/230kV TB #12 |  | 0 | 0 | 0 | 0 | 0 | 0 | 29.35 | 368.5 | 1523.3998 | Bellota-Weber 230kV line | Bellota-Weber 230kV line | Bellota-Weber 230kV line |  | 5 | 1 | YES | 2 | 5 | 1 | YES | 2
PG&E NGBA | Grizzly | 230 | 0 | 0 | 0 | 0 | 0 | 0 | 0 | 0 | 0 | 0 | 0 | 0 | 0 | 0 | 0 | 0 | 0 | 0 | 0 | 0 | 0 | 0 | 0 | 0 | 0 | 0 | 0 | 0 | 0 | 0 | 0 | 0 | 0 | 0 | 0 | 0 | 0 | 0 | 0 | 1 | 1 | 0 | 1 | 0 | 1 | 1 | 1 | 1 | 0 | 0 | 0 | 0 | 0 | 0 | 0 | 0 | 0 | 0 | 0 | 1 | 1 | 0 | 0 | 0 | 0 | 0 | 0 | 0 | 0 | 0 | 0 | 0 | 0 | 0 | 0 | 0 | 0 | 0 | 0 | 0 | 0 | 0 | 0 | 0 | 0 | 0 | 0 | 0 | 0 | 0 | 0 | 0 | 0 | 0 | 0 | 0 | 0 | 0 |  | 0 | 0 | 0 | 0 | 0 | 0 | 0 | 0 | 0 | 0 | 0 | 0 | 0 | 0 | 0 | 0 | 0 | 0 | 0 | 0 | 0 | 0 | 0 | 0 | 0 | 0 | 0 | 0 | 0 | 0 | 1 | 0 | 1 | 0 | 0 | 0 | -660.34 | -215.8012 | 62.84 | Collinsville-Tesla 500 kV Line | Collinsville-Tesla 500 kV Line | Woodland- Davis 115kV line |  | 0 | 0 | 0 | 0 | 0 | 0 | 29.35 | 50 | 62.84 | Bellota-Weber 230kV line | Rocklin-Pleaseant grove 115kV line | Woodland- Davis 115kV line |  | 5 | 1 | YES | 2 | 1 | 1 | NO | 1
PG&E FRESNO | Guernsey | 70 | 0 | 0 | 0 | 0 | 0 | 0 | 0 | 0 | 0 | 0 | 0 | 0 | 0 | 0 | 0 | 0 | 0 | 0 | 0 | 0 | 0 | 0 | 0 | 0 | 0 | 0 | 0 | 0 | 0 | 0 | 0 | 0 | 0 | 0 | 0 | 0 | 0 | 0 | 0 | 0 | 0 | 0 | 0 | 0 | 0 | 1 | 0 | 0 | 0 | 0 | 0 | 0 | 0 | 0 | 0 | 0 | 0 | 0 | 0 | 0 | 0 | 0 | 0 | 0 | 0 | 0 | 0 | 0 | 0 | 0 | 0 | 0 | 0 | 0 | 0 | 0 | 0 | 0 | 1 | 1 | 0 | 1 | 0 | 0 | 0 | 1 | 0 | 0 | 0 | 1 | 0 | 0 | 0 | 0 | 1 | 0 | 0 | 1 |  | 0 | 0 | 0 | 0 | 0 | 0 | 0 | 0 | 0 | 0 | 0 | 0 | 0 | 0 | 0 | 0 | 0 | 0 | 0 | 0 | 0 | 0 | 0 | 0 | 0 | 0 | 0 | 0 | 0 | 0 | 1 | 0 | 4 | 0 | 2 | 1 | -404.45 | -2360.472 | -1847.2316 | Borden-Storey #1 230kV line | Gates 500/230kV TB #11 | Mustang-Henrietta 230 kV line |  | 0 | 0 | 0 | 0 | 0 | 0 | 29.35 | 368.5 | 631.7684 | Bellota-Weber 230kV line | Bellota-Weber 230kV line | Mustang-Henrietta 230 kV line |  | 5 | 1 | YES | 2 | 5 | 1 | YES | 2
PG&E FRESNO | GWF Hanford | 115 | 0 | 0 | 0 | 0 | 0 | 0 | 0 | 0 | 0 | 0 | 0 | 0 | 0 | 0 | 0 | 0 | 0 | 0 | 0 | 0 | 0 | 0 | 0 | 0 | 0 | 0 | 0 | 0 | 0 | 0 | 0 | 0 | 0 | 0 | 0 | 0 | 0 | 0 | 0 | 0 | 0 | 0 | 0 | 0 | 0 | 1 | 0 | 0 | 0 | 0 | 0 | 0 | 0 | 0 | 0 | 0 | 0 | 0 | 0 | 0 | 0 | 0 | 0 | 0 | 0 | 0 | 0 | 0 | 0 | 0 | 0 | 0 | 0 | 0 | 0 | 0 | 0 | 0 | 1 | 1 | 0 | 1 | 0 | 1 | 0 | 1 | 0 | 0 | 0 | 1 | 0 | 0 | 0 | 0 | 0 | 0 | 0 | 1 |  | 0 | 0 | 0 | 0 | 0 | 0 | 0 | 0 | 0 | 0 | 0 | -51.4 | 0 | 0 | 1 | 0 | 0 | 0 | 0 | 0 | 0 | 0 | 0 | 0 | 0 | 0 | 80 | 0 | 0 | 1 | 2 | 0 | 4 | 0 | 2 | 0 | -404.45 | -2360.472 | -1671.433 | Borden-Storey #1 230kV line | Gates 500/230kV TB #11 | Gates 500/230kV TB #12 |  | 0 | 0 | 0 | 0 | 0 | 0 | 29.35 | 368.5 | 768.5476 | Bellota-Weber 230kV line | Bellota-Weber 230kV line | Chowchilla-Le grand 115kV Line |  | 5 | 1 | YES | 2 | 5 | 1 | YES | 2
PG&E FRESNO | Haas | 230 | 0 | 0 | 0 | 0 | 0 | 0 | 0 | 0 | 0 | 0 | 0 | 0 | 0 | 0 | 0 | 0 | 0 | 0 | 0 | 0 | 0 | 0 | 0 | 0 | 0 | 0 | 0 | 0 | 0 | 0 | 0 | 0 | 0 | 0 | 0 | 0 | 0 | 0 | 0 | 0 | 0 | 0 | 0 | 0 | 0 | 1 | 0 | 0 | 0 | 0 | 0 | 0 | 0 | 0 | 0 | 0 | 0 | 0 | 0 | 0 | 0 | 0 | 0 | 0 | 0 | 0 | 0 | 0 | 0 | 0 | 0 | 0 | 0 | 0 | 0 | 0 | 0 | 0 | 1 | 1 | 0 | 1 | 0 | 0 | 0 | 1 | 0 | 0 | 0 | 1 | 0 | 0 | 0 | 0 | 0 | 0 | 0 | 1 |  | 0 | 0 | 0 | 0 | 0 | 0 | 0 | 0 | 0 | 0 | 0 | 0 | 0 | 0 | 0 | 0 | 0 | 0 | 0 | 0 | 0 | 0 | 0 | 0 | 0 | 0 | 0 | 0 | 0 | 0 | 1 | 0 | 3 | 0 | 2 | 0 | -404.45 | -2360.472 | -1671.433 | Borden-Storey #1 230kV line | Gates 500/230kV TB #11 | Gates 500/230kV TB #12 |  | 0 | 0 | 0 | 0 | 0 | 0 | 29.35 | 368.5 | 1523.3998 | Bellota-Weber 230kV line | Bellota-Weber 230kV line | Bellota-Weber 230kV line |  | 5 | 1 | YES | 2 | 5 | 1 | YES | 2
PG&E FRESNO | Hammonds | 115 | 0 | 0 | 0 | 0 | 0 | 0 | 0 | 0 | 0 | 0 | 0 | 0 | 0 | 0 | 0 | 0 | 0 | 0 | 0 | 0 | 0 | 0 | 0 | 0 | 0 | 0 | 0 | 0 | 0 | 0 | 0 | 0 | 0 | 0 | 0 | 0 | 0 | 0 | 0 | 0 | 0 | 0 | 0 | 0 | 0 | 0 | 0 | 0 | 0 | 0 | 0 | 0 | 0 | 0 | 0 | 0 | 0 | 0 | 0 | 0 | 0 | 0 | 0 | 0 | 0 | 0 | 0 | 0 | 0 | 0 | 0 | 0 | 0 | 0 | 0 | 0 | 0 | 0 | 0 | 1 | 0 | 0 | 0 | 0 | 0 | 1 | 0 | 1 | 0 | 0 | 0 | 0 | 1 | 0 | 0 | 0 | 0 | 1 |  | 0 | 0 | 0 | 0 | 0 | 0 | 0 | 0 | 0 | 0 | 0 | 0 | 0 | 0 | 0 | 0 | 0 | 0 | 0 | 0 | 0 | 0 | 0 | 0 | 100 | 0 | 0 | 0 | 0 | 1 | 0 | 0 | 1 | 0 | 1 | 0 | 485.45 | -2360.472 | -1076.0882 | Oro Loma-El Nido 115kV Line | Gates 500/230kV TB #11 | Gates 500/230kV TB #11 |  | 0 | 0 | 0 | 0 | 0 | 0 | 485.45 | 373.45 | 126.1276 | Oro Loma-El Nido 115kV Line | Oro Loma-El Nido 115kV Line | Oro Loma-El Nido 115kV Line |  | 5 | 1 | YES | 2 | 5 | 1 | YES | 2
SCE Metro | HarborGen | 230 | 0 | 0 | 0 | 0 | 0 | 0 | 0 | 0 | 0 | 1 | 0 | 0 | 0 | 0 | 0 | 0 | 0 | 0 | 0 | 0 | 0 | 0 | 0 | 0 | 0 | 0 | 0 | 0 | 0 | 0 | 0 | 0 | 0 | 0 | 0 | 0 | 0 | 0 | 0 | 0 | 0 | 0 | 0 | 0 | 0 | 0 | 0 | 0 | 0 | 0 | 0 | 0 | 0 | 0 | 0 | 0 | 0 | 0 | 0 | 0 | 0 | 0 | 0 | 0 | 0 | 0 | 0 | 0 | 0 | 0 | 0 | 0 | 0 | 0 | 0 | 0 | 0 | 0 | 0 | 0 | 0 | 0 | 0 | 0 | 0 | 0 | 0 | 0 | 0 | 0 | 0 | 0 | 0 | 0 | 0 | 0 | 0 | 0 |  | 0 | 0 | 0 | 0 | 0 | 0 | 0 | 0 | 0 | 0 | 0 | 0 | 0 | 0 | 0 | 0 | 0 | 0 | 0 | 0 | 0 | 0 | 0 | 0 | 0 | 0 | 0 | 0 | 0 | 0 | 0 | 0 | 0 | 0 | 0 | 0 | 3604.3788 | 8273.608 | 22319.9811 | SCE Metro Area Default Constraint | SCE Metro Area Default Constraint | SCE Metro Area Default Constraint |  | 0 | 0 | 0 | 0 | 0 | 0 | 3604.3788 | 8273.608 | 22319.9811 | SCE Metro Area Default Constraint | SCE Metro Area Default Constraint | SCE Metro Area Default Constraint |  | 1 | 1 | NO | 1 | 1 | 1 | NO | 1
PG&E NGBA | Harris | 60 | 0 | 0 | 0 | 0 | 0 | 0 | 0 | 0 | 0 | 0 | 0 | 0 | 0 | 0 | 0 | 0 | 0 | 0 | 0 | 0 | 0 | 0 | 0 | 0 | 0 | 0 | 0 | 0 | 0 | 0 | 0 | 0 | 0 | 0 | 0 | 0 | 0 | 0 | 0 | 1 | 0 | 0 | 0 | 0 | 0 | 0 | 0 | 0 | 0 | 0 | 0 | 0 | 0 | 0 | 0 | 0 | 0 | 0 | 0 | 0 | 0 | 0 | 0 | 0 | 0 | 0 | 0 | 0 | 0 | 0 | 0 | 0 | 0 | 0 | 0 | 0 | 0 | 0 | 0 | 0 | 0 | 0 | 0 | 0 | 0 | 0 | 0 | 0 | 0 | 0 | 0 | 0 | 0 | 0 | 0 | 0 | 0 | 0 |  | 0 | 0 | 0 | 0 | 0 | 0 | 0 | 0 | 0 | 0 | 0 | 0 | 0 | 0 | 0 | 0 | 0 | 0 | 0 | 0 | 0 | 0 | 0 | 0 | 0 | 0 | 0 | 0 | 0 | 0 | 1 | 0 | 1 | 0 | 0 | 0 | -660.34 | -215.8012 | 2295.5509 | Collinsville-Tesla 500 kV Line | Collinsville-Tesla 500 kV Line | Collinsville-Tesla 500 kV Line |  | 0 | 0 | 0 | 0 | 0 | 0 | 7984.66 | 8429.1988 | 2295.5509 | Collinsville-Tesla 500 kV Line | Collinsville-Tesla 500 kV Line | Collinsville-Tesla 500 kV Line |  | 5 | 1 | YES | 2 | 1 | 1 | NO | 1
EOP | Harry Allen | 500 | 0 | 0 | 0 | 0 | 0 | 0 | 0 | 0 | 0 | 0 | 0 | 0 | 0 | 0 | 0 | 0 | 0 | 0 | 0 | 0 | 0 | 0 | 0 | 1 | 1 | 0 | 0 | 0 | 0 | 0 | 0 | 0 | 0 | 0 | 0 | 0 | 0 | 0 | 0 | 0 | 0 | 0 | 0 | 0 | 0 | 0 | 0 | 0 | 0 | 0 | 0 | 0 | 0 | 0 | 0 | 0 | 0 | 0 | 0 | 0 | 0 | 0 | 0 | 0 | 0 | 0 | 0 | 0 | 0 | 0 | 0 | 0 | 0 | 0 | 0 | 0 | 0 | 0 | 0 | 0 | 0 | 0 | 0 | 0 | 0 | 0 | 0 | 0 | 0 | 0 | 0 | 0 | 0 | 0 | 0 | 0 | 0 | 1 |  | 0 | 0 | 0 | 0 | 0 | 0 | 0 | 0 | 0 | 0 | 0 | 0 | 0 | 0 | 0 | 0 | 0 | 0 | 0 | 0 | 0 | 0 | 0 | 0 | 0 | 301.2 | 0 | 0 | 0 | 1 | 1 | 0 | 1 | 0 | 0 | 0 | -3566.801 | -1411.508 | 344.027 | Lugo - Victorville area constraint | Lugo - Victorville area constraint | Lugo - Victorville area constraint |  | 0 | 0 | 0 | 0 | 0 | 0 | 576.5 | 1808.75 | 4302.626 | Sloan Canyon - Eldorado 500 kV constraint | Sloan Canyon - Eldorado 500 kV constraint | Sloan Canyon - Eldorado 500 kV constraint |  | 5 | 1 | YES | 2 | 1 | 1 | NO | 1
PG&E NGBA | Hartley | 60 | 0 | 0 | 0 | 0 | 0 | 0 | 0 | 0 | 0 | 0 | 0 | 0 | 0 | 0 | 0 | 0 | 0 | 0 | 0 | 0 | 0 | 0 | 0 | 0 | 0 | 0 | 0 | 0 | 0 | 0 | 0 | 0 | 0 | 0 | 0 | 0 | 0 | 0 | 0 | 1 | 0 | 0 | 0 | 0 | 0 | 0 | 0 | 0 | 0 | 0 | 0 | 0 | 1 | 0 | 0 | 0 | 0 | 0 | 0 | 0 | 0 | 0 | 0 | 0 | 0 | 0 | 1 | 0 | 0 | 0 | 0 | 0 | 0 | 0 | 0 | 0 | 0 | 0 | 0 | 0 | 0 | 0 | 0 | 0 | 0 | 0 | 0 | 0 | 0 | 0 | 0 | 0 | 0 | 0 | 0 | 0 | 0 | 1 |  | 0 | 0 | 0 | 0 | 0 | 0 | 0 | 0 | 0 | 0 | 0 | 0 | 0 | 0 | 0 | 0 | 0 | 0 | 0 | 0 | 0 | 0 | 0 | 0 | 0 | 0 | 0 | 0 | 0 | 0 | 2 | 0 | 2 | 0 | 0 | 0 | -660.34 | -215.8012 | 361.1526 | Collinsville-Tesla 500 kV Line | Collinsville-Tesla 500 kV Line | Birds Landing-Contra Costa 230kV Line |  | 1 | 0 | 1 | 0 | 0 | 0 | -298.39 | -27.9962 | 361.1526 | Birds Landing-Contra Costa 230kV Line | Birds Landing-Contra Costa 230kV Line | Birds Landing-Contra Costa 230kV Line |  | 5 | 5 | NO | 5 | 1 | 1 | NO | 1
SCE NOL | Harvard | 115 | 0 | 0 | 0 | 0 | 0 | 0 | 0 | 0 | 0 | 0 | 0 | 1 | 1 | 1 | 0 | 0 | 0 | 0 | 0 | 0 | 0 | 0 | 0 | 0 | 0 | 0 | 0 | 0 | 0 | 0 | 0 | 0 | 0 | 0 | 0 | 0 | 0 | 0 | 0 | 0 | 0 | 0 | 0 | 0 | 0 | 0 | 0 | 0 | 0 | 0 | 0 | 0 | 0 | 0 | 0 | 0 | 0 | 0 | 0 | 0 | 0 | 0 | 0 | 0 | 0 | 0 | 0 | 0 | 0 | 0 | 0 | 0 | 0 | 0 | 0 | 0 | 0 | 0 | 0 | 0 | 0 | 0 | 0 | 0 | 0 | 0 | 0 | 0 | 0 | 0 | 0 | 0 | 0 | 0 | 0 | 0 | 0 | 3 |  | 0 | 0 | 0 | 0 | 0 | 0 | 0 | 0 | 0 | 0 | 0 | 0 | 0 | 0 | 0 | 0 | 0 | 0 | 0 | 0 | 0 | 0 | 0 | 0 | 0 | 0 | 0 | 0 | 0 | 0 | 0 | 2 | 0 | 2 | 0 | 0 | -280.6 | -110.25 | 1093.724 | South of Kramer Area Constraint | South of Kramer Area Constraint | South of Kramer Area Constraint |  | 0 | 3 | 0 | 0 | 0 | 0 | -80.6 | 89.75 | 1093.724 | South of Kramer Area Constraint | South of Kramer Area Constraint | South of Kramer Area Constraint |  | 4 | 3 | YES | 3 | 1 | 1 | NO | 1
SDGE | Hassayampa | 500 | 0 | 0 | 0 | 0 | 0 | 0 | 0 | 0 | 0 | 0 | 0 | 0 | 0 | 0 | 0 | 0 | 0 | 1 | 0 | 0 | 0 | 0 | 0 | 0 | 1 | 0 | 0 | 0 | 0 | 0 | 0 | 1 | 0 | 0 | 0 | 0 | 0 | 0 | 0 | 0 | 0 | 0 | 0 | 0 | 0 | 0 | 0 | 0 | 0 | 0 | 0 | 0 | 0 | 0 | 0 | 0 | 0 | 0 | 0 | 0 | 0 | 0 | 0 | 0 | 0 | 0 | 0 | 0 | 0 | 0 | 0 | 0 | 0 | 0 | 0 | 0 | 0 | 0 | 0 | 0 | 0 | 0 | 0 | 0 | 0 | 0 | 0 | 0 | 0 | 0 | 0 | 0 | 0 | 0 | 0 | 0 | 0 | 2 |  | 0 | 0 | 0 | 0 | 0 | 0 | 0 | 0 | 0 | 52.5 | 0 | 10 | 0 | 0 | 1 | 0 | 0 | 0 | 0 | 0 | 0 | 0 | 0 | 0 | 3687 | 2000 | 95 | 815 | 0 | 1 | 1 | 2 | 1 | 2 | 0 | 1 | -3566.801 | -1411.508 | -314.404 | Lugo - Victorville area constraint | Lugo - Victorville area constraint | Devers-Red Bluff Constraint |  | 0 | 2 | 0 | 2 | 0 | 1 | -1231.146 | -737.708 | -314.404 | Devers-Red Bluff Constraint | Devers-Red Bluff Constraint | Devers-Red Bluff Constraint |  | 5 | 4 | YES | 4 | 4 | 4 | NO | 4
PG&E FRESNO | Helm | 230 | 0 | 0 | 0 | 0 | 0 | 0 | 0 | 0 | 0 | 0 | 0 | 0 | 0 | 0 | 0 | 0 | 0 | 0 | 0 | 0 | 0 | 0 | 0 | 0 | 0 | 0 | 0 | 0 | 0 | 0 | 0 | 0 | 0 | 0 | 0 | 0 | 0 | 0 | 0 | 0 | 0 | 0 | 0 | 0 | 0 | 1 | 0 | 0 | 0 | 0 | 0 | 0 | 0 | 0 | 0 | 0 | 0 | 0 | 0 | 0 | 0 | 0 | 0 | 0 | 0 | 0 | 0 | 0 | 0 | 0 | 0 | 0 | 0 | 0 | 0 | 0 | 0 | 0 | 1 | 1 | 0 | 1 | 0 | 0 | 0 | 1 | 0 | 0 | 0 | 1 | 0 | 0 | 0 | 0 | 0 | 0 | 0 | 1 |  | 0 | 0 | 0 | 0 | 0 | 0 | 0 | 0 | 0 | 0 | 0 | 0 | 0 | 0 | 0 | 0 | 0 | 0 | 0 | 0 | 0 | 0 | 0 | 0 | 0 | 0 | 0 | 0 | 0 | 0 | 1 | 0 | 3 | 0 | 2 | 0 | -404.45 | -2360.472 | -1671.433 | Borden-Storey #1 230kV line | Gates 500/230kV TB #11 | Gates 500/230kV TB #12 |  | 0 | 0 | 0 | 0 | 0 | 0 | 29.35 | 368.5 | 1523.3998 | Bellota-Weber 230kV line | Bellota-Weber 230kV line | Bellota-Weber 230kV line |  | 5 | 1 | YES | 2 | 5 | 1 | YES | 2
PG&E FRESNO | Helm | 70 | 0 | 0 | 0 | 0 | 0 | 0 | 0 | 0 | 0 | 0 | 0 | 0 | 0 | 0 | 0 | 0 | 0 | 0 | 0 | 0 | 0 | 0 | 0 | 0 | 0 | 0 | 0 | 0 | 0 | 0 | 0 | 0 | 0 | 0 | 0 | 0 | 0 | 0 | 0 | 0 | 0 | 0 | 0 | 0 | 0 | 0 | 0 | 0 | 0 | 0 | 0 | 0 | 0 | 0 | 0 | 0 | 0 | 0 | 0 | 0 | 0 | 0 | 0 | 0 | 0 | 0 | 0 | 0 | 0 | 0 | 0 | 0 | 0 | 0 | 0 | 0 | 0 | 0 | 0 | 1 | 0 | 1 | 0 | 0 | 0 | 1 | 0 | 0 | 0 | 0 | 0 | 1 | 0 | 0 | 0 | 0 | 0 | 1 |  | 0 | 0 | 0 | 0 | 0 | 0 | 0 | 0 | 0 | 0 | 0 | 0 | 0 | 0 | 0 | 0 | 0 | 0 | 0 | 0 | 0 | 0 | 0 | 0 | 0 | 0 | 0 | 0 | 0 | 0 | 0 | 0 | 1 | 0 | 1 | 0 | 3 | -2360.472 | -1076.0882 | Helm 230/70kV TB #1 | Gates 500/230kV TB #11 | Gates 500/230kV TB #11 |  | 0 | 0 | 0 | 0 | 0 | 0 | 3 | 20.5 | 135.35 | Helm 230/70kV TB #1 | Helm 230/70kV TB #1 | Helm 230/70kV TB #1 |  | 5 | 1 | YES | 2 | 5 | 1 | YES | 2
PG&E FRESNO | Henrietta | 115 | 0 | 0 | 0 | 0 | 0 | 0 | 0 | 0 | 0 | 0 | 0 | 0 | 0 | 0 | 0 | 0 | 0 | 0 | 0 | 0 | 0 | 0 | 0 | 0 | 0 | 0 | 0 | 0 | 0 | 0 | 0 | 0 | 0 | 0 | 0 | 0 | 0 | 0 | 0 | 0 | 0 | 0 | 0 | 0 | 0 | 0 | 0 | 0 | 0 | 0 | 0 | 0 | 0 | 0 | 0 | 0 | 0 | 0 | 0 | 0 | 0 | 0 | 0 | 0 | 0 | 0 | 0 | 0 | 1 | 0 | 0 | 0 | 0 | 0 | 0 | 0 | 0 | 0 | 0 | 1 | 0 | 1 | 0 | 0 | 0 | 1 | 0 | 0 | 0 | 0 | 0 | 0 | 0 | 0 | 0 | 0 | 0 | 1 |  | 0 | 0 | 0 | 0 | 0 | 0 | 0 | 0 | 0 | 0 | 0 | 0 | 0 | 0 | 0 | 0 | 0 | 0 | 0 | 0 | 0 | 0 | 0 | 0 | 0 | 0 | 0 | 20 | 0 | 1 | 0 | 0 | 1 | 0 | 1 | 0 | 841.32 | -2360.472 | -1076.0882 | Gates 500/230kV TB #11 | Gates 500/230kV TB #11 | Gates 500/230kV TB #11 |  | 0 | 0 | 0 | 0 | 0 | 0 | 979.65 | 1249.37 | 1197.7988 | Los Banos 500/230kV TB | Gates-Arco 230 kV Line | Gates-Arco 230 kV Line |  | 5 | 1 | YES | 2 | 5 | 1 | YES | 2
PG&E FRESNO | Henrietta | 230 | 0 | 0 | 0 | 0 | 0 | 0 | 0 | 0 | 0 | 0 | 0 | 0 | 0 | 0 | 0 | 0 | 0 | 0 | 0 | 0 | 0 | 0 | 0 | 0 | 0 | 0 | 0 | 0 | 0 | 0 | 0 | 0 | 0 | 0 | 0 | 0 | 0 | 0 | 0 | 0 | 0 | 0 | 0 | 0 | 0 | 0 | 0 | 0 | 0 | 0 | 0 | 0 | 0 | 0 | 0 | 0 | 0 | 0 | 0 | 0 | 0 | 0 | 0 | 0 | 0 | 0 | 0 | 0 | 1 | 0 | 0 | 0 | 0 | 0 | 0 | 0 | 0 | 0 | 0 | 1 | 0 | 1 | 0 | 0 | 0 | 0 | 0 | 0 | 0 | 0 | 0 | 0 | 0 | 0 | 0 | 0 | 0 | 0 |  | 0 | 0 | 0 | 0 | 0 | 0 | 0 | 0 | 0 | 0 | 0 | 0 | 0 | 0 | 0 | 0 | 0 | 0 | 0 | 0 | 0 | 0 | 0 | 0 | 0 | 0 | 0 | 314 | 0 | 1 | 0 | 0 | 1 | 0 | 1 | 0 | 841.32 | -2360.472 | -1076.0882 | Gates 500/230kV TB #11 | Gates 500/230kV TB #11 | Gates 500/230kV TB #11 |  | 0 | 0 | 0 | 0 | 0 | 0 | 1194.55 | 1249.37 | 1197.7988 | Gates-Arco 230 kV Line | Gates-Arco 230 kV Line | Gates-Arco 230 kV Line |  | 5 | 1 | YES | 2 | 5 | 1 | YES | 2
PG&E FRESNO | Henrietta | 70 | 0 | 0 | 0 | 0 | 0 | 0 | 0 | 0 | 0 | 0 | 0 | 0 | 0 | 0 | 0 | 0 | 0 | 0 | 0 | 0 | 0 | 0 | 0 | 0 | 0 | 0 | 0 | 0 | 0 | 0 | 0 | 0 | 0 | 0 | 0 | 0 | 0 | 0 | 0 | 0 | 0 | 0 | 0 | 0 | 0 | 1 | 0 | 0 | 0 | 0 | 0 | 0 | 0 | 0 | 0 | 0 | 0 | 0 | 0 | 0 | 0 | 0 | 0 | 0 | 0 | 0 | 0 | 0 | 0 | 0 | 0 | 0 | 0 | 0 | 0 | 0 | 0 | 0 | 1 | 0 | 0 | 1 | 0 | 0 | 0 | 1 | 0 | 0 | 0 | 1 | 0 | 0 | 0 | 0 | 1 | 0 | 0 | 1 |  | 0 | 0 | 0 | 0 | 0 | 0 | 0 | 0 | 3 | 0 | 0 | -99.4 | 0 | 0 | 1 | 0 | 0 | 0 | 0 | 0 | 0 | 0 | 0 | 3 | 0 | 0 | 73.8 | 0 | 0 | 1 | 1 | 0 | 3 | 0 | 1 | 1 | -404.45 | -2086.452 | -1847.2316 | Borden-Storey #1 230kV line | Gates 500/230kV TB #12 | Mustang-Henrietta 230 kV line |  | 0 | 0 | 0 | 0 | 0 | 0 | 29.35 | 368.5 | 631.7684 | Bellota-Weber 230kV line | Bellota-Weber 230kV line | Mustang-Henrietta 230 kV line |  | 5 | 1 | YES | 2 | 5 | 1 | YES | 2
PG&E FRESNO | Herndon | 115 | 0 | 0 | 0 | 0 | 0 | 0 | 0 | 0 | 0 | 0 | 0 | 0 | 0 | 0 | 0 | 0 | 0 | 0 | 0 | 0 | 0 | 0 | 0 | 0 | 0 | 0 | 0 | 0 | 0 | 0 | 0 | 0 | 0 | 0 | 0 | 0 | 0 | 0 | 0 | 0 | 0 | 0 | 0 | 0 | 0 | 0 | 0 | 0 | 0 | 0 | 0 | 0 | 0 | 0 | 0 | 0 | 0 | 0 | 0 | 0 | 0 | 0 | 0 | 0 | 0 | 0 | 0 | 0 | 0 | 0 | 0 | 0 | 0 | 0 | 0 | 0 | 0 | 0 | 0 | 1 | 0 | 1 | 1 | 1 | 0 | 1 | 0 | 1 | 0 | 0 | 0 | 0 | 1 | 0 | 0 | 0 | 0 | 1 |  | 0 | 0 | 0 | 0 | 0 | 0 | 0 | 0 | 0 | 0 | 0 | 0 | 0 | 0 | 0 | 0 | 0 | 0 | 0 | 0 | 0 | 0 | 0 | 0 | 0 | 0 | 0 | 0 | 0 | 0 | 1 | 0 | 2 | 0 | 1 | 0 | -82.55 | -2360.472 | -1076.0882 | Chowchilla-Le grand 115kV Line | Gates 500/230kV TB #11 | Gates 500/230kV TB #11 |  | 0 | 0 | 0 | 0 | 0 | 0 | 485.45 | 373.45 | 126.1276 | Oro Loma-El Nido 115kV Line | Oro Loma-El Nido 115kV Line | Oro Loma-El Nido 115kV Line |  | 5 | 1 | YES | 2 | 5 | 1 | YES | 2
PG&E FRESNO | Herndon | 230 | 0 | 0 | 0 | 0 | 0 | 0 | 0 | 0 | 0 | 0 | 0 | 0 | 0 | 0 | 0 | 0 | 0 | 0 | 0 | 0 | 0 | 0 | 0 | 0 | 0 | 0 | 0 | 0 | 0 | 0 | 0 | 0 | 0 | 0 | 0 | 0 | 0 | 0 | 0 | 0 | 0 | 0 | 0 | 0 | 0 | 0 | 0 | 0 | 0 | 0 | 0 | 0 | 0 | 0 | 0 | 0 | 0 | 0 | 0 | 1 | 0 | 0 | 0 | 0 | 0 | 0 | 0 | 0 | 0 | 0 | 0 | 0 | 0 | 0 | 0 | 0 | 0 | 0 | 0 | 1 | 0 | 1 | 1 | 1 | 0 | 1 | 0 | 1 | 0 | 0 | 0 | 0 | 1 | 0 | 0 | 0 | 0 | 1 |  | 0 | 2 | 0 | 0 | 0 | 0 | 0 | 0 | 0 | 0 | 0 | 0 | 0 | 0 | 1 | 0 | 2 | 0 | 0 | 0 | 0 | 0 | 0 | 0 | 0 | 0 | 0 | 0 | 0 | 1 | 1 | 0 | 2 | 0 | 1 | 0 | -82.55 | -2360.472 | -1076.0882 | Chowchilla-Le grand 115kV Line | Gates 500/230kV TB #11 | Gates 500/230kV TB #11 |  | 0 | 0 | 0 | 0 | 0 | 0 | 485.45 | 373.45 | 126.1276 | Oro Loma-El Nido 115kV Line | Oro Loma-El Nido 115kV Line | Oro Loma-El Nido 115kV Line |  | 5 | 1 | YES | 2 | 5 | 1 | YES | 2
PG&E GBA | Hicks | 230 | 0 | 0 | 0 | 0 | 0 | 0 | 0 | 0 | 0 | 0 | 0 | 0 | 0 | 0 | 0 | 0 | 0 | 0 | 0 | 0 | 0 | 0 | 0 | 0 | 0 | 0 | 0 | 0 | 0 | 0 | 0 | 0 | 0 | 0 | 0 | 0 | 0 | 0 | 0 | 0 | 0 | 0 | 0 | 0 | 0 | 0 | 0 | 0 | 0 | 0 | 0 | 0 | 1 | 0 | 0 | 0 | 0 | 0 | 0 | 1 | 0 | 0 | 0 | 0 | 0 | 0 | 0 | 0 | 0 | 0 | 0 | 0 | 0 | 0 | 0 | 0 | 0 | 0 | 0 | 0 | 0 | 0 | 0 | 0 | 0 | 0 | 0 | 0 | 0 | 0 | 0 | 0 | 0 | 0 | 0 | 0 | 1 | 1 |  | 0 | 0 | 0 | 0 | 0 | 0 | 0 | 0 | 0 | 0 | 0 | 0 | 0 | 0 | 0 | 0 | 0 | 0 | 0 | 0 | 0 | 0 | 0 | 0 | 0 | 0 | 0 | 0 | 0 | 0 | 0 | 0 | 0 | 0 | 0 | 0 | 958.5 | 1141.75 | 2698.8852 | NEW-Metcalf-Mosslanding 500kV | NEW-Metcalf-Mosslanding 500kV | Tesla-Bellota 230 kV line |  | 0 | 0 | 0 | 0 | 0 | 0 | 958.5 | 1141.75 | 2698.8852 | NEW-Metcalf-Mosslanding 500kV | NEW-Metcalf-Mosslanding 500kV | Tesla-Bellota 230 kV line |  | 1 | 1 | NO | 1 | 1 | 1 | NO | 1
PG&E NGBA | Higgins | 115 | 0 | 0 | 0 | 0 | 0 | 0 | 0 | 0 | 0 | 0 | 0 | 0 | 0 | 0 | 0 | 0 | 0 | 0 | 0 | 0 | 0 | 0 | 0 | 0 | 0 | 0 | 0 | 0 | 0 | 0 | 0 | 0 | 0 | 0 | 0 | 0 | 0 | 0 | 0 | 1 | 0 | 0 | 1 | 0 | 0 | 1 | 1 | 1 | 0 | 0 | 0 | 0 | 0 | 0 | 0 | 0 | 0 | 0 | 0 | 1 | 1 | 0 | 0 | 0 | 0 | 0 | 0 | 0 | 0 | 0 | 0 | 0 | 0 | 0 | 0 | 0 | 0 | 0 | 0 | 0 | 0 | 0 | 0 | 0 | 0 | 0 | 0 | 0 | 0 | 0 | 0 | 0 | 0 | 0 | 0 | 0 | 0 | 0 |  | 0 | 0 | 0 | 0 | 0 | 0 | 0 | 0 | 0 | 0 | 0 | 0 | 0 | 0 | 0 | 0 | 0 | 0 | 0 | 0 | 0 | 0 | 0 | 0 | 0 | 0 | 0 | 0 | 0 | 0 | 1 | 0 | 1 | 0 | 0 | 0 | -660.34 | -215.8012 | 186.9836 | Collinsville-Tesla 500 kV Line | Collinsville-Tesla 500 kV Line | Rio Oso-Lockeford 230kV line |  | 0 | 0 | 0 | 0 | 0 | 0 | 29.35 | 337 | 186.9836 | Bellota-Weber 230kV line | Bell-Placer 115kV Line | Rio Oso-Lockeford 230kV line |  | 5 | 1 | YES | 2 | 1 | 1 | NO | 1
PG&E NGBA | Hilltop | 345 | 0 | 0 | 0 | 0 | 0 | 0 | 0 | 0 | 0 | 0 | 0 | 0 | 0 | 0 | 0 | 0 | 0 | 0 | 0 | 0 | 0 | 0 | 0 | 0 | 0 | 0 | 0 | 0 | 0 | 0 | 0 | 0 | 0 | 0 | 0 | 0 | 0 | 0 | 0 | 1 | 0 | 0 | 0 | 0 | 0 | 0 | 0 | 0 | 0 | 0 | 0 | 0 | 0 | 0 | 0 | 0 | 0 | 0 | 0 | 0 | 0 | 0 | 0 | 0 | 0 | 0 | 0 | 0 | 0 | 0 | 0 | 0 | 0 | 0 | 0 | 0 | 0 | 0 | 0 | 0 | 0 | 0 | 0 | 0 | 0 | 0 | 0 | 0 | 0 | 0 | 0 | 0 | 0 | 0 | 0 | 0 | 0 | 0 |  | 0 | 0 | 0 | 0 | 0 | 0 | 0 | 0 | 0 | 0 | 0 | 0 | 0 | 0 | 0 | 159 | 0 | 0 | 0 | 0 | 0 | 0 | 0 | 0 | 0 | 0 | 0 | 0 | 0 | 1 | 1 | 0 | 1 | 0 | 0 | 0 | -660.34 | -215.8012 | 2295.5509 | Collinsville-Tesla 500 kV Line | Collinsville-Tesla 500 kV Line | Collinsville-Tesla 500 kV Line |  | 0 | 0 | 0 | 0 | 0 | 0 | 7984.66 | 8429.1988 | 2295.5509 | Collinsville-Tesla 500 kV Line | Collinsville-Tesla 500 kV Line | Collinsville-Tesla 500 kV Line |  | 5 | 1 | YES | 2 | 1 | 1 | NO | 1
SCE Metro | Hinson | 230 | 0 | 0 | 0 | 0 | 0 | 0 | 0 | 0 | 1 | 1 | 0 | 0 | 0 | 0 | 0 | 0 | 0 | 0 | 0 | 0 | 0 | 0 | 0 | 0 | 0 | 0 | 0 | 0 | 0 | 0 | 0 | 0 | 0 | 0 | 0 | 0 | 0 | 0 | 0 | 0 | 0 | 0 | 0 | 0 | 0 | 0 | 0 | 0 | 0 | 0 | 0 | 0 | 0 | 0 | 0 | 0 | 0 | 0 | 0 | 0 | 0 | 0 | 0 | 0 | 0 | 0 | 0 | 0 | 0 | 0 | 0 | 0 | 0 | 0 | 0 | 0 | 0 | 0 | 0 | 0 | 0 | 0 | 0 | 0 | 0 | 0 | 0 | 0 | 0 | 0 | 0 | 0 | 0 | 0 | 0 | 0 | 0 | 0 |  | 0 | 0 | 0 | 0 | 0 | 0 | 0 | 0 | 2.4 | 0 | 0 | 200 | 0 | 0 | 1 | 0 | 0 | 0 | 0 | 0 | 0 | 0 | 0 | 3.08 | 0 | 0 | 525 | 0 | 0 | 1 | 0 | 0 | 0 | 0 | 0 | 0 | 1896.8284 | 2297.444 | 3496.301 | Hinson - Del Amo Constraint | Hinson - Del Amo Constraint | Hinson - Del Amo Constraint |  | 0 | 0 | 0 | 0 | 0 | 0 | 1896.8284 | 2297.444 | 3496.301 | Hinson - Del Amo Constraint | Hinson - Del Amo Constraint | Hinson - Del Amo Constraint |  | 1 | 1 | NO | 1 | 1 | 1 | NO | 1
PG&E GBA | Hollister | 115 | 0 | 0 | 0 | 0 | 0 | 0 | 0 | 0 | 0 | 0 | 0 | 0 | 0 | 0 | 0 | 0 | 0 | 0 | 0 | 0 | 0 | 0 | 0 | 0 | 0 | 0 | 0 | 0 | 0 | 0 | 0 | 0 | 0 | 0 | 0 | 0 | 0 | 0 | 0 | 0 | 0 | 0 | 0 | 0 | 0 | 0 | 0 | 0 | 0 | 0 | 0 | 0 | 0 | 0 | 0 | 1 | 0 | 0 | 0 | 1 | 0 | 0 | 0 | 0 | 1 | 0 | 0 | 0 | 0 | 0 | 0 | 0 | 0 | 0 | 0 | 0 | 0 | 0 | 0 | 0 | 0 | 0 | 0 | 0 | 0 | 0 | 0 | 0 | 0 | 0 | 0 | 0 | 0 | 0 | 0 | 0 | 1 | 0 |  | 0 | 0 | 0 | 0 | 0 | 0 | 0 | 0 | 0 | 0 | 0 | 0 | 0 | 0 | 0 | 164 | 0 | 0 | 0 | 0 | 0 | 0 | 0 | 0 | 0 | 0 | 0 | 0 | 0 | 1 | 0 | 0 | 0 | 0 | 0 | 0 | 155 | 161.5 | 72 | Morganhill-Metcalf 115kV Line | Morganhill-Metcalf 115kV Line | Morganhill-Metcalf 115kV Line |  | 0 | 0 | 0 | 0 | 0 | 0 | 155 | 161.5 | 72 | Morganhill-Metcalf 115kV Line | Morganhill-Metcalf 115kV Line | Morganhill-Metcalf 115kV Line |  | 1 | 1 | NO | 1 | 1 | 1 | NO | 1
PG&E NGBA | Homestake | 115 | 0 | 0 | 0 | 0 | 0 | 0 | 0 | 0 | 0 | 0 | 0 | 0 | 0 | 0 | 0 | 0 | 0 | 0 | 0 | 0 | 0 | 0 | 0 | 0 | 0 | 0 | 0 | 0 | 0 | 0 | 0 | 0 | 0 | 0 | 0 | 0 | 0 | 0 | 0 | 1 | 0 | 1 | 0 | 0 | 0 | 0 | 0 | 0 | 0 | 0 | 0 | 0 | 1 | 0 | 1 | 1 | 0 | 0 | 0 | 0 | 0 | 0 | 0 | 0 | 0 | 0 | 1 | 0 | 0 | 0 | 0 | 0 | 0 | 0 | 0 | 0 | 0 | 0 | 0 | 0 | 0 | 0 | 0 | 0 | 0 | 0 | 0 | 0 | 0 | 0 | 0 | 0 | 0 | 0 | 0 | 0 | 0 | 1 |  | 0 | 0 | 0 | 0 | 0 | 0 | 0 | 0 | 0 | 0 | 0 | 0 | 0 | 0 | 0 | 0 | 0 | 0 | 0 | 0 | 0 | 0 | 0 | 0 | 0 | 0 | 0 | 0 | 0 | 0 | 2 | 0 | 2 | 0 | 0 | 0 | -660.34 | -215.8012 | 361.1526 | Collinsville-Tesla 500 kV Line | Collinsville-Tesla 500 kV Line | Birds Landing-Contra Costa 230kV Line |  | 1 | 0 | 1 | 0 | 0 | 0 | -298.39 | -27.9962 | 361.1526 | Birds Landing-Contra Costa 230kV Line | Birds Landing-Contra Costa 230kV Line | Birds Landing-Contra Costa 230kV Line |  | 5 | 5 | NO | 5 | 1 | 1 | NO | 1
PG&E NGBA | Honcut | 115 | 0 | 0 | 0 | 0 | 0 | 0 | 0 | 0 | 0 | 0 | 0 | 0 | 0 | 0 | 0 | 0 | 0 | 0 | 0 | 0 | 0 | 0 | 0 | 0 | 0 | 0 | 0 | 0 | 0 | 0 | 0 | 0 | 0 | 0 | 0 | 0 | 0 | 0 | 0 | 1 | 0 | 0 | 0 | 0 | 1 | 1 | 1 | 1 | 0 | 0 | 0 | 0 | 0 | 0 | 0 | 0 | 0 | 0 | 0 | 1 | 1 | 0 | 0 | 0 | 0 | 0 | 0 | 0 | 0 | 0 | 0 | 0 | 0 | 0 | 0 | 0 | 0 | 0 | 0 | 0 | 0 | 0 | 0 | 0 | 0 | 0 | 0 | 0 | 0 | 0 | 0 | 0 | 0 | 0 | 0 | 0 | 0 | 0 |  | 0 | 0 | 0 | 0 | 0 | 0 | 0 | 0 | 0 | 0 | 0 | 0 | 0 | 0 | 0 | 0 | 0 | 0 | 0 | 0 | 0 | 0 | 0 | 0 | 0 | 0 | 0 | 0 | 0 | 0 | 1 | 0 | 1 | 0 | 0 | 0 | -660.34 | -215.8012 | 85.9836 | Collinsville-Tesla 500 kV Line | Collinsville-Tesla 500 kV Line | Rocklin-Pleaseant grove 115kV line |  | 0 | 0 | 0 | 0 | 0 | 0 | 29.35 | 50 | 85.9836 | Bellota-Weber 230kV line | Rocklin-Pleaseant grove 115kV line | Rocklin-Pleaseant grove 115kV line |  | 5 | 1 | YES | 2 | 1 | 1 | NO | 1
SDGE | Hoodoo Wash | 500 | 0 | 0 | 0 | 0 | 0 | 0 | 0 | 0 | 0 | 0 | 0 | 0 | 0 | 0 | 0 | 0 | 0 | 0 | 0 | 0 | 0 | 0 | 0 | 0 | 1 | 0 | 0 | 0 | 0 | 0 | 0 | 1 | 1 | 0 | 0 | 0 | 0 | 0 | 0 | 0 | 0 | 0 | 0 | 0 | 0 | 0 | 0 | 0 | 0 | 0 | 0 | 0 | 0 | 0 | 0 | 0 | 0 | 0 | 0 | 0 | 0 | 0 | 0 | 0 | 0 | 0 | 0 | 0 | 0 | 0 | 0 | 0 | 0 | 0 | 0 | 0 | 0 | 0 | 0 | 0 | 0 | 0 | 0 | 0 | 0 | 0 | 0 | 0 | 0 | 0 | 0 | 0 | 0 | 0 | 0 | 0 | 0 | 2 |  | 0 | 0 | 0 | 0 | 0 | 0 | 0 | 0 | 0 | 6 | 0 | 0 | 0 | 0 | 1 | 0 | 0 | 0 | 0 | 0 | 0 | 0 | 0 | 0 | 243.5 | 4993 | 297.5 | 365 | 0 | 1 | 1 | 1 | 1 | 0 | 0 | 0 | -3566.801 | -1411.508 | 344.027 | Lugo - Victorville area constraint | Lugo - Victorville area constraint | Lugo - Victorville area constraint |  | 0 | 1 | 0 | 0 | 0 | 0 | -35.92 | 48.96 | 2618.355 | San Luis Rey-San Onofre 230 kV line constraint | San Luis Rey-San Onofre 230 kV line constraint | East of Miguel constraint |  | 5 | 3 | YES | 3 | 1 | 1 | NO | 1
PG&E NGBA | Hopland | 115 | 0 | 0 | 0 | 0 | 0 | 0 | 0 | 0 | 0 | 0 | 0 | 0 | 0 | 0 | 0 | 0 | 0 | 0 | 0 | 0 | 0 | 0 | 0 | 0 | 0 | 0 | 0 | 0 | 0 | 0 | 0 | 0 | 0 | 0 | 0 | 0 | 0 | 0 | 0 | 1 | 0 | 0 | 0 | 0 | 0 | 0 | 0 | 0 | 0 | 0 | 0 | 0 | 1 | 0 | 0 | 0 | 0 | 0 | 0 | 0 | 0 | 0 | 0 | 0 | 0 | 0 | 1 | 0 | 0 | 0 | 0 | 0 | 0 | 0 | 0 | 0 | 0 | 0 | 0 | 0 | 0 | 0 | 0 | 0 | 0 | 0 | 0 | 0 | 0 | 0 | 0 | 0 | 0 | 0 | 0 | 0 | 0 | 1 |  | 0 | 0 | 0 | 0 | 0 | 0 | 0 | 0 | 0 | 0 | 0 | 0 | 0 | 0 | 0 | 0 | 0 | 0 | 0 | 0 | 0 | 0 | 0 | 0 | 0 | 0 | 0 | 0 | 0 | 0 | 2 | 0 | 2 | 0 | 0 | 0 | -660.34 | -215.8012 | 361.1526 | Collinsville-Tesla 500 kV Line | Collinsville-Tesla 500 kV Line | Birds Landing-Contra Costa 230kV Line |  | 1 | 0 | 1 | 0 | 0 | 0 | -298.39 | -27.9962 | 361.1526 | Birds Landing-Contra Costa 230kV Line | Birds Landing-Contra Costa 230kV Line | Birds Landing-Contra Costa 230kV Line |  | 5 | 5 | NO | 5 | 1 | 1 | NO | 1
PG&E NGBA | Hopland | 60 | 0 | 0 | 0 | 0 | 0 | 0 | 0 | 0 | 0 | 0 | 0 | 0 | 0 | 0 | 0 | 0 | 0 | 0 | 0 | 0 | 0 | 0 | 0 | 0 | 0 | 0 | 0 | 0 | 0 | 0 | 0 | 0 | 0 | 0 | 0 | 0 | 0 | 0 | 0 | 1 | 0 | 0 | 0 | 0 | 0 | 0 | 0 | 0 | 0 | 0 | 0 | 0 | 1 | 0 | 0 | 0 | 0 | 0 | 0 | 0 | 0 | 0 | 0 | 0 | 0 | 0 | 1 | 0 | 0 | 0 | 0 | 0 | 0 | 0 | 0 | 0 | 0 | 0 | 0 | 0 | 0 | 0 | 0 | 0 | 0 | 0 | 0 | 0 | 0 | 0 | 0 | 0 | 0 | 0 | 0 | 0 | 0 | 1 |  | 0 | 0 | 0 | 0 | 0 | 0 | 0 | 0 | 0 | 0 | 0 | 0 | 0 | 0 | 0 | 0 | 0 | 0 | 0 | 0 | 0 | 0 | 0 | 0 | 0 | 0 | 0 | 0 | 0 | 0 | 2 | 0 | 2 | 0 | 0 | 0 | -660.34 | -215.8012 | 361.1526 | Collinsville-Tesla 500 kV Line | Collinsville-Tesla 500 kV Line | Birds Landing-Contra Costa 230kV Line |  | 1 | 0 | 1 | 0 | 0 | 0 | -298.39 | -27.9962 | 361.1526 | Birds Landing-Contra Costa 230kV Line | Birds Landing-Contra Costa 230kV Line | Birds Landing-Contra Costa 230kV Line |  | 5 | 5 | NO | 5 | 1 | 1 | NO | 1
PG&E NGBA | Humboldt | 115 | 0 | 0 | 0 | 0 | 0 | 0 | 0 | 0 | 0 | 0 | 0 | 0 | 0 | 0 | 0 | 0 | 0 | 0 | 0 | 0 | 0 | 0 | 0 | 0 | 0 | 0 | 0 | 0 | 0 | 0 | 0 | 0 | 0 | 0 | 0 | 0 | 0 | 0 | 0 | 1 | 0 | 0 | 0 | 0 | 0 | 0 | 0 | 0 | 0 | 0 | 0 | 0 | 0 | 0 | 0 | 0 | 0 | 0 | 0 | 0 | 0 | 0 | 0 | 0 | 0 | 0 | 0 | 0 | 0 | 0 | 0 | 0 | 0 | 0 | 0 | 0 | 0 | 0 | 0 | 0 | 0 | 0 | 0 | 0 | 0 | 0 | 0 | 0 | 0 | 0 | 0 | 0 | 0 | 0 | 0 | 0 | 0 | 0 |  | 0 | 0 | 0 | 0 | 0 | 0 | 0 | 0 | 0 | 0 | 0 | 0 | 0 | 0 | 0 | 0 | 0 | 0 | 0 | 0 | 0 | 0 | 0 | 0 | 0 | 0 | 0 | 0 | 0 | 0 | 1 | 0 | 1 | 0 | 0 | 0 | -660.34 | -215.8012 | 2295.5509 | Collinsville-Tesla 500 kV Line | Collinsville-Tesla 500 kV Line | Collinsville-Tesla 500 kV Line |  | 0 | 0 | 0 | 0 | 0 | 0 | 7984.66 | 8429.1988 | 2295.5509 | Collinsville-Tesla 500 kV Line | Collinsville-Tesla 500 kV Line | Collinsville-Tesla 500 kV Line |  | 5 | 1 | YES | 2 | 1 | 1 | NO | 1
PG&E NGBA | Humboldt | 60 | 0 | 0 | 0 | 0 | 0 | 0 | 0 | 0 | 0 | 0 | 0 | 0 | 0 | 0 | 0 | 0 | 0 | 0 | 0 | 0 | 0 | 0 | 0 | 0 | 0 | 0 | 0 | 0 | 0 | 0 | 0 | 0 | 0 | 0 | 0 | 0 | 0 | 0 | 0 | 1 | 0 | 0 | 0 | 0 | 0 | 0 | 0 | 0 | 0 | 0 | 0 | 0 | 0 | 0 | 0 | 0 | 0 | 0 | 0 | 0 | 0 | 0 | 0 | 0 | 0 | 0 | 0 | 0 | 0 | 0 | 0 | 0 | 0 | 0 | 0 | 0 | 0 | 0 | 0 | 0 | 0 | 0 | 0 | 0 | 0 | 0 | 0 | 0 | 0 | 0 | 0 | 0 | 0 | 0 | 0 | 0 | 0 | 0 |  | 0 | 0 | 0 | 0 | 0 | 0 | 0 | 0 | 0 | 0 | 0 | 17.25 | 0 | 0 | 1 | 0 | 0 | 0 | 0 | 0 | 0 | 0 | 0 | 1.999 | 0 | 0 | 17.25 | 0 | 0 | 1 | 1 | 0 | 1 | 0 | 0 | 0 | -660.34 | -215.8012 | 2295.5509 | Collinsville-Tesla 500 kV Line | Collinsville-Tesla 500 kV Line | Collinsville-Tesla 500 kV Line |  | 0 | 0 | 0 | 0 | 0 | 0 | 7984.66 | 8429.1988 | 2295.5509 | Collinsville-Tesla 500 kV Line | Collinsville-Tesla 500 kV Line | Collinsville-Tesla 500 kV Line |  | 5 | 1 | YES | 2 | 1 | 1 | NO | 1
PG&E NGBA | Humboldt | 500 | 0 | 0 | 0 | 0 | 0 | 0 | 0 | 0 | 0 | 0 | 0 | 0 | 0 | 0 | 0 | 0 | 0 | 0 | 0 | 0 | 0 | 0 | 0 | 0 | 0 | 0 | 0 | 0 | 0 | 0 | 0 | 0 | 0 | 0 | 0 | 0 | 0 | 0 | 0 | 1 | 0 | 0 | 0 | 0 | 0 | 0 | 0 | 0 | 1 | 0 | 0 | 0 | 0 | 0 | 0 | 0 | 0 | 0 | 0 | 0 | 0 | 0 | 0 | 0 | 0 | 0 | 0 | 0 | 0 | 0 | 0 | 0 | 0 | 0 | 0 | 0 | 0 | 0 | 0 | 0 | 0 | 0 | 0 | 0 | 0 | 0 | 0 | 0 | 0 | 0 | 0 | 0 | 0 | 0 | 0 | 0 | 0 | 1 |  | 0 | 0 | 0 | 0 | 0 | 0 | 0 | 0 | 0 | 0 | 0 | 0 | 0 | 0 | 0 | 0 | 0 | 0 | 0 | 0 | 0 | 0 | 0 | 0 | 0 | 457.3 | 0 | 0 | 0 | 1 | 1 | 0 | 1 | 0 | 0 | 0 | -660.34 | -215.8012 | 1989.036 | Collinsville-Tesla 500 kV Line | Collinsville-Tesla 500 kV Line | Humboldt Offshore Wind constraint |  | 0 | 0 | 0 | 0 | 0 | 0 | 2300 | 2300 | 1989.036 | Humboldt Offshore Wind constraint | Humboldt Offshore Wind constraint | Humboldt Offshore Wind constraint |  | 5 | 1 | YES | 2 | 1 | 1 | NO | 1
SCE Metro | Huntington Beach | 230 | 0 | 0 | 0 | 0 | 0 | 0 | 0 | 0 | 0 | 1 | 0 | 0 | 0 | 0 | 0 | 0 | 0 | 0 | 0 | 0 | 0 | 0 | 0 | 0 | 0 | 0 | 0 | 0 | 0 | 0 | 0 | 0 | 0 | 0 | 0 | 0 | 0 | 0 | 0 | 0 | 0 | 0 | 0 | 0 | 0 | 0 | 0 | 0 | 0 | 0 | 0 | 0 | 0 | 0 | 0 | 0 | 0 | 0 | 0 | 0 | 0 | 0 | 0 | 0 | 0 | 0 | 0 | 0 | 0 | 0 | 0 | 0 | 0 | 0 | 0 | 0 | 0 | 0 | 0 | 0 | 0 | 0 | 0 | 0 | 0 | 0 | 0 | 0 | 0 | 0 | 0 | 0 | 0 | 0 | 0 | 0 | 0 | 0 |  | 0 | 0 | 0 | 0 | 0 | 0 | 0 | 0 | 0 | 0 | 0 | 0 | 0 | 0 | 0 | 0 | 0 | 0 | 0 | 0 | 0 | 0 | 0 | 0 | 0 | 0 | 0 | 0 | 0 | 0 | 0 | 0 | 0 | 0 | 0 | 0 | 3604.3788 | 8273.608 | 22319.9811 | SCE Metro Area Default Constraint | SCE Metro Area Default Constraint | SCE Metro Area Default Constraint |  | 0 | 0 | 0 | 0 | 0 | 0 | 3604.3788 | 8273.608 | 22319.9811 | SCE Metro Area Default Constraint | SCE Metro Area Default Constraint | SCE Metro Area Default Constraint |  | 1 | 1 | NO | 1 | 1 | 1 | NO | 1
PG&E NGBA | Ignacio | 115 | 0 | 0 | 0 | 0 | 0 | 0 | 0 | 0 | 0 | 0 | 0 | 0 | 0 | 0 | 0 | 0 | 0 | 0 | 0 | 0 | 0 | 0 | 0 | 0 | 0 | 0 | 0 | 0 | 0 | 0 | 0 | 0 | 0 | 0 | 0 | 0 | 0 | 0 | 0 | 1 | 0 | 0 | 0 | 0 | 0 | 0 | 0 | 0 | 0 | 0 | 0 | 0 | 1 | 1 | 1 | 1 | 0 | 0 | 0 | 1 | 0 | 0 | 0 | 0 | 0 | 1 | 0 | 0 | 0 | 0 | 0 | 0 | 0 | 0 | 0 | 0 | 0 | 0 | 0 | 0 | 0 | 0 | 0 | 0 | 0 | 0 | 0 | 0 | 0 | 0 | 0 | 0 | 0 | 0 | 0 | 0 | 0 | 1 |  | 0 | 0 | 0 | 0 | 0 | 0 | 0 | 0 | 0 | 0 | 0 | 0 | 0 | 0 | 0 | 0 | 0 | 0 | 0 | 0 | 0 | 0 | 0 | 0 | 0 | 0 | 0 | 0 | 0 | 0 | 2 | 0 | 1 | 0 | 0 | 0 | -660.34 | -215.8012 | 2295.5509 | Collinsville-Tesla 500 kV Line | Collinsville-Tesla 500 kV Line | Collinsville-Tesla 500 kV Line |  | 0 | 0 | 0 | 0 | 0 | 0 | 519.61 | 790.0038 | 2295.5509 | Contra Costa- Windmaster 230 kV line | Contra Costa- Windmaster 230 kV line | Collinsville-Tesla 500 kV Line |  | 5 | 1 | YES | 2 | 1 | 1 | NO | 1
PG&E NGBA | Ignacio | 230 | 0 | 0 | 0 | 0 | 0 | 0 | 0 | 0 | 0 | 0 | 0 | 0 | 0 | 0 | 0 | 0 | 0 | 0 | 0 | 0 | 0 | 0 | 0 | 0 | 0 | 0 | 0 | 0 | 0 | 0 | 0 | 0 | 0 | 0 | 0 | 0 | 0 | 0 | 0 | 1 | 0 | 0 | 0 | 0 | 0 | 0 | 0 | 0 | 0 | 0 | 0 | 0 | 1 | 0 | 0 | 0 | 0 | 0 | 0 | 0 | 0 | 0 | 0 | 0 | 0 | 0 | 1 | 0 | 0 | 0 | 0 | 0 | 0 | 0 | 0 | 0 | 0 | 0 | 0 | 0 | 0 | 0 | 0 | 0 | 0 | 0 | 0 | 0 | 0 | 0 | 0 | 0 | 0 | 0 | 0 | 0 | 0 | 1 |  | 0 | 0 | 0 | 0 | 0 | 0 | 0 | 0 | 0 | 0 | 0 | 0 | 0 | 0 | 0 | 0 | 0 | 0 | 0 | 0 | 0 | 0 | 0 | 0 | 0 | 0 | 0 | 0 | 0 | 0 | 2 | 0 | 2 | 0 | 0 | 0 | -660.34 | -215.8012 | 361.1526 | Collinsville-Tesla 500 kV Line | Collinsville-Tesla 500 kV Line | Birds Landing-Contra Costa 230kV Line |  | 1 | 0 | 1 | 0 | 0 | 0 | -298.39 | -27.9962 | 361.1526 | Birds Landing-Contra Costa 230kV Line | Birds Landing-Contra Costa 230kV Line | Birds Landing-Contra Costa 230kV Line |  | 5 | 5 | NO | 5 | 1 | 1 | NO | 1
PG&E NGBA | Ignacio | 60 | 0 | 0 | 0 | 0 | 0 | 0 | 0 | 0 | 0 | 0 | 0 | 0 | 0 | 0 | 0 | 0 | 0 | 0 | 0 | 0 | 0 | 0 | 0 | 0 | 0 | 0 | 0 | 0 | 0 | 0 | 0 | 0 | 0 | 0 | 0 | 0 | 0 | 0 | 0 | 1 | 0 | 0 | 0 | 0 | 0 | 0 | 0 | 0 | 0 | 0 | 0 | 0 | 1 | 0 | 0 | 0 | 0 | 0 | 0 | 0 | 0 | 0 | 0 | 0 | 0 | 0 | 1 | 0 | 0 | 0 | 0 | 0 | 0 | 0 | 0 | 0 | 0 | 0 | 0 | 0 | 0 | 0 | 0 | 0 | 0 | 0 | 0 | 0 | 0 | 0 | 0 | 0 | 0 | 0 | 0 | 0 | 0 | 1 |  | 0 | 0 | 0 | 0 | 0 | 0 | 0 | 0 | 0 | 0 | 0 | 0 | 0 | 0 | 0 | 0 | 0 | 0 | 0 | 0 | 0 | 0 | 0 | 0 | 0 | 0 | 0 | 0 | 0 | 0 | 2 | 0 | 2 | 0 | 0 | 0 | -660.34 | -215.8012 | 361.1526 | Collinsville-Tesla 500 kV Line | Collinsville-Tesla 500 kV Line | Birds Landing-Contra Costa 230kV Line |  | 1 | 0 | 1 | 0 | 0 | 0 | -298.39 | -27.9962 | 361.1526 | Birds Landing-Contra Costa 230kV Line | Birds Landing-Contra Costa 230kV Line | Birds Landing-Contra Costa 230kV Line |  | 5 | 5 | NO | 5 | 1 | 1 | NO | 1
SDGE | Imperial Beach | 69 | 0 | 0 | 0 | 0 | 0 | 0 | 0 | 0 | 0 | 0 | 0 | 0 | 0 | 0 | 0 | 0 | 0 | 0 | 0 | 0 | 0 | 0 | 0 | 0 | 0 | 0 | 0 | 0 | 0 | 0 | 1 | 0 | 1 | 0 | 0 | 1 | 1 | 0 | 0 | 0 | 0 | 0 | 0 | 0 | 0 | 0 | 0 | 0 | 0 | 0 | 0 | 0 | 0 | 0 | 0 | 0 | 0 | 0 | 0 | 0 | 0 | 0 | 0 | 0 | 0 | 0 | 0 | 0 | 0 | 0 | 0 | 0 | 0 | 0 | 0 | 0 | 0 | 0 | 0 | 0 | 0 | 0 | 0 | 0 | 0 | 0 | 0 | 0 | 0 | 0 | 0 | 0 | 0 | 0 | 0 | 0 | 0 | 4 |  | 0 | 0 | 0 | 0 | 0 | 0 | 0 | 0 | 0 | 0 | 0 | 3 | 0 | 0 | 1 | 0 | 0 | 0 | 0 | 0 | 0 | 0 | 0 | 0 | 0 | 0 | 3 | 0 | 0 | 1 | 0 | 1 | 0 | 0 | 0 | 0 | -35.92 | 48.96 | 1085.1064 | San Luis Rey-San Onofre 230 kV line constraint | San Luis Rey-San Onofre 230 kV line constraint | Silvergate-Old Town 230 kV constraint |  | 0 | 1 | 0 | 0 | 0 | 0 | -35.92 | 48.96 | 1085.1064 | San Luis Rey-San Onofre 230 kV line constraint | San Luis Rey-San Onofre 230 kV line constraint | Silvergate-Old Town 230 kV constraint |  | 3 | 3 | NO | 3 | 1 | 1 | NO | 1
SDGE | Imperial Valley | 230 | 0 | 0 | 0 | 0 | 0 | 0 | 0 | 0 | 0 | 0 | 0 | 0 | 0 | 0 | 0 | 0 | 0 | 0 | 0 | 0 | 0 | 0 | 0 | 0 | 0 | 0 | 0 | 0 | 1 | 0 | 1 | 1 | 1 | 0 | 0 | 1 | 1 | 0 | 0 | 0 | 0 | 0 | 0 | 0 | 0 | 0 | 0 | 0 | 0 | 0 | 0 | 0 | 0 | 0 | 0 | 0 | 0 | 0 | 0 | 0 | 0 | 0 | 0 | 0 | 0 | 0 | 0 | 0 | 0 | 0 | 0 | 0 | 0 | 0 | 0 | 0 | 0 | 0 | 0 | 0 | 0 | 0 | 0 | 0 | 0 | 0 | 0 | 0 | 0 | 0 | 0 | 0 | 0 | 0 | 0 | 0 | 0 | 6 |  | 0 | 0 | 0 | 0 | 0 | 0 | 0 | 0 | 0 | 0 | 0 | 0 | 0 | 0 | 0 | 1000 | 0 | 0 | 0 | 0 | 0 | 0 | 0 | 0 | 500 | 107 | 528 | 0 | 0 | 1 | 0 | 1 | 0 | 0 | 0 | 0 | -35.92 | 48.96 | 1085.1064 | San Luis Rey-San Onofre 230 kV line constraint | San Luis Rey-San Onofre 230 kV line constraint | Silvergate-Old Town 230 kV constraint |  | 0 | 1 | 0 | 0 | 0 | 0 | -35.92 | 48.96 | 1085.1064 | San Luis Rey-San Onofre 230 kV line constraint | San Luis Rey-San Onofre 230 kV line constraint | Silvergate-Old Town 230 kV constraint |  | 3 | 3 | NO | 3 | 1 | 1 | NO | 1
SDGE | Imperial Valley | 500 | 0 | 0 | 0 | 0 | 0 | 0 | 0 | 0 | 0 | 0 | 0 | 0 | 0 | 0 | 0 | 0 | 0 | 0 | 0 | 0 | 0 | 0 | 0 | 0 | 0 | 0 | 0 | 0 | 1 | 0 | 1 | 1 | 1 | 0 | 0 | 1 | 1 | 0 | 0 | 0 | 0 | 0 | 0 | 0 | 0 | 0 | 0 | 0 | 0 | 0 | 0 | 0 | 0 | 0 | 0 | 0 | 0 | 0 | 0 | 0 | 0 | 0 | 0 | 0 | 0 | 0 | 0 | 0 | 0 | 0 | 0 | 0 | 0 | 0 | 0 | 0 | 0 | 0 | 0 | 0 | 0 | 0 | 0 | 0 | 0 | 0 | 0 | 0 | 0 | 0 | 0 | 0 | 0 | 0 | 0 | 0 | 0 | 6 |  | 0 | 0 | 0 | 0 | 0 | 0 | 0 | 0 | 0 | 0 | 0 | 0 | 0 | 0 | 0 | 0 | 0 | 0 | 0 | 0 | 0 | 0 | 0 | 0 | 0 | 0 | 0 | 0 | 0 | 0 | 0 | 1 | 0 | 0 | 0 | 0 | -35.92 | 48.96 | 1085.1064 | San Luis Rey-San Onofre 230 kV line constraint | San Luis Rey-San Onofre 230 kV line constraint | Silvergate-Old Town 230 kV constraint |  | 0 | 1 | 0 | 0 | 0 | 0 | -35.92 | 48.96 | 1085.1064 | San Luis Rey-San Onofre 230 kV line constraint | San Luis Rey-San Onofre 230 kV line constraint | Silvergate-Old Town 230 kV constraint |  | 3 | 3 | NO | 3 | 1 | 1 | NO | 1
EOP | Innovation | 138 | 0 | 0 | 0 | 0 | 0 | 0 | 0 | 0 | 0 | 0 | 0 | 0 | 0 | 0 | 0 | 0 | 0 | 0 | 0 | 0 | 0 | 0 | 1 | 1 | 1 | 0 | 0 | 0 | 0 | 0 | 0 | 0 | 0 | 0 | 0 | 0 | 0 | 0 | 0 | 0 | 0 | 0 | 0 | 0 | 0 | 0 | 0 | 0 | 0 | 0 | 0 | 0 | 0 | 0 | 0 | 0 | 0 | 0 | 0 | 0 | 0 | 0 | 0 | 0 | 0 | 0 | 0 | 0 | 0 | 0 | 0 | 0 | 0 | 0 | 0 | 0 | 0 | 0 | 0 | 0 | 0 | 0 | 0 | 0 | 0 | 0 | 0 | 0 | 0 | 0 | 0 | 0 | 0 | 0 | 0 | 0 | 0 | 2 |  | 0 | 0 | 0 | 0 | 0 | 0 | 0 | 0 | 0 | 0 | 0 | 0 | 0 | 0 | 0 | 0 | 0 | 0 | 0 | 0 | 0 | 0 | 0 | 0 | 0 | 0 | 0 | 0 | 0 | 0 | 1 | 0 | 1 | 0 | 0 | 0 | -3566.801 | -1411.508 | 344.027 | Lugo - Victorville area constraint | Lugo - Victorville area constraint | Lugo - Victorville area constraint |  | 0 | 0 | 0 | 0 | 0 | 0 | 576.5 | 1808.75 | 3367.55 | Sloan Canyon - Eldorado 500 kV constraint | Sloan Canyon - Eldorado 500 kV constraint | GLW 230kV area constraint |  | 5 | 1 | YES | 2 | 1 | 1 | NO | 1
EOP | Innovation | 230 | 0 | 0 | 0 | 0 | 0 | 0 | 0 | 0 | 0 | 0 | 0 | 0 | 0 | 0 | 0 | 0 | 0 | 0 | 0 | 0 | 0 | 0 | 1 | 1 | 1 | 0 | 0 | 0 | 0 | 0 | 0 | 0 | 0 | 0 | 0 | 0 | 0 | 0 | 0 | 0 | 0 | 0 | 0 | 0 | 0 | 0 | 0 | 0 | 0 | 0 | 0 | 0 | 0 | 0 | 0 | 0 | 0 | 0 | 0 | 0 | 0 | 0 | 0 | 0 | 0 | 0 | 0 | 0 | 0 | 0 | 0 | 0 | 0 | 0 | 0 | 0 | 0 | 0 | 0 | 0 | 0 | 0 | 0 | 0 | 0 | 0 | 0 | 0 | 0 | 0 | 0 | 0 | 0 | 0 | 0 | 0 | 0 | 2 |  | 0 | 0 | 0 | 0 | 0 | 0 | 0 | 0 | 0 | 0 | 0 | 0 | 0 | 0 | 0 | 0 | 0 | 0 | 0 | 0 | 0 | 0 | 0 | 0 | 0 | 0 | 0 | 0 | 0 | 0 | 1 | 0 | 1 | 0 | 0 | 0 | -3566.801 | -1411.508 | 344.027 | Lugo - Victorville area constraint | Lugo - Victorville area constraint | Lugo - Victorville area constraint |  | 0 | 0 | 0 | 0 | 0 | 0 | 576.5 | 1808.75 | 3367.55 | Sloan Canyon - Eldorado 500 kV constraint | Sloan Canyon - Eldorado 500 kV constraint | GLW 230kV area constraint |  | 5 | 1 | YES | 2 | 1 | 1 | NO | 1
SCE NOL | Inyokern | 115 | 0 | 0 | 0 | 0 | 0 | 0 | 0 | 0 | 0 | 0 | 0 | 1 | 1 | 1 | 0 | 0 | 0 | 0 | 0 | 0 | 0 | 0 | 0 | 0 | 0 | 0 | 0 | 0 | 0 | 0 | 0 | 0 | 0 | 0 | 0 | 0 | 0 | 0 | 0 | 0 | 0 | 0 | 0 | 0 | 0 | 0 | 0 | 0 | 0 | 0 | 0 | 0 | 0 | 0 | 0 | 0 | 0 | 0 | 0 | 0 | 0 | 0 | 0 | 0 | 0 | 0 | 0 | 0 | 0 | 0 | 0 | 0 | 0 | 0 | 0 | 0 | 0 | 0 | 0 | 0 | 0 | 0 | 0 | 0 | 0 | 0 | 0 | 0 | 0 | 0 | 0 | 0 | 0 | 0 | 0 | 0 | 0 | 3 |  | 0 | 0 | 0 | 0 | 0 | 0 | 0 | 0 | 0 | 0 | 0 | 25 | 0 | 0 | 1 | 116 | 0 | 0 | 0 | 0 | 0 | 0 | 0 | 0 | 0 | 31.8 | 25 | 0 | 0 | 1 | 0 | 2 | 0 | 2 | 0 | 0 | -280.6 | -110.25 | 1093.724 | South of Kramer Area Constraint | South of Kramer Area Constraint | South of Kramer Area Constraint |  | 0 | 3 | 0 | 0 | 0 | 0 | -80.6 | 89.75 | 1093.724 | South of Kramer Area Constraint | South of Kramer Area Constraint | South of Kramer Area Constraint |  | 4 | 3 | YES | 3 | 1 | 1 | NO | 1
EOP | IS Tap | 138 | 0 | 0 | 0 | 0 | 0 | 0 | 0 | 0 | 0 | 0 | 0 | 0 | 0 | 0 | 0 | 0 | 0 | 0 | 0 | 0 | 0 | 0 | 1 | 1 | 1 | 0 | 0 | 0 | 0 | 0 | 0 | 0 | 0 | 0 | 0 | 0 | 0 | 0 | 0 | 0 | 0 | 0 | 0 | 0 | 0 | 0 | 0 | 0 | 0 | 0 | 0 | 0 | 0 | 0 | 0 | 0 | 0 | 0 | 0 | 0 | 0 | 0 | 0 | 0 | 0 | 0 | 0 | 0 | 0 | 0 | 0 | 0 | 0 | 0 | 0 | 0 | 0 | 0 | 0 | 0 | 0 | 0 | 0 | 0 | 0 | 0 | 0 | 0 | 0 | 0 | 0 | 0 | 0 | 0 | 0 | 0 | 0 | 2 |  | 0 | 0 | 0 | 0 | 0 | 0 | 0 | 0 | 0 | 0 | 0 | 0 | 0 | 0 | 0 | 0 | 0 | 0 | 0 | 0 | 0 | 0 | 0 | 0 | 0 | 0 | 0 | 0 | 0 | 0 | 1 | 0 | 1 | 0 | 0 | 0 | -3566.801 | -1411.508 | 344.027 | Lugo - Victorville area constraint | Lugo - Victorville area constraint | Lugo - Victorville area constraint |  | 0 | 0 | 0 | 0 | 0 | 0 | 576.5 | 1808.75 | 3367.55 | Sloan Canyon - Eldorado 500 kV constraint | Sloan Canyon - Eldorado 500 kV constraint | GLW 230kV area constraint |  | 5 | 1 | YES | 2 | 1 | 1 | NO | 1
EOP | Ivanpah | 115 | 0 | 0 | 0 | 0 | 0 | 0 | 0 | 0 | 0 | 0 | 0 | 0 | 0 | 0 | 0 | 0 | 0 | 0 | 0 | 0 | 0 | 0 | 0 | 1 | 1 | 0 | 0 | 0 | 0 | 0 | 0 | 0 | 0 | 0 | 0 | 0 | 0 | 0 | 0 | 0 | 0 | 0 | 0 | 0 | 0 | 0 | 0 | 0 | 0 | 0 | 0 | 0 | 0 | 0 | 0 | 0 | 0 | 0 | 0 | 0 | 0 | 0 | 0 | 0 | 0 | 0 | 0 | 0 | 0 | 0 | 0 | 0 | 0 | 0 | 0 | 0 | 0 | 0 | 0 | 0 | 0 | 0 | 0 | 0 | 0 | 0 | 0 | 0 | 0 | 0 | 0 | 0 | 0 | 0 | 0 | 0 | 0 | 1 |  | 0 | 0 | 0 | 0 | 0 | 0 | 0 | 0 | 0 | 0 | 0 | 0 | 0 | 0 | 0 | 0 | 0 | 0 | 0 | 0 | 0 | 0 | 0 | 0 | 0 | 0 | 0 | 0 | 0 | 0 | 1 | 0 | 1 | 0 | 0 | 0 | -3566.801 | -1411.508 | 344.027 | Lugo - Victorville area constraint | Lugo - Victorville area constraint | Lugo - Victorville area constraint |  | 0 | 0 | 0 | 0 | 0 | 0 | 576.5 | 1808.75 | 4302.626 | Sloan Canyon - Eldorado 500 kV constraint | Sloan Canyon - Eldorado 500 kV constraint | Sloan Canyon - Eldorado 500 kV constraint |  | 5 | 1 | YES | 2 | 1 | 1 | NO | 1
EOP | Ivanpah | 230 | 0 | 0 | 0 | 0 | 0 | 0 | 0 | 0 | 0 | 0 | 0 | 0 | 0 | 0 | 0 | 0 | 0 | 0 | 0 | 0 | 0 | 0 | 0 | 1 | 1 | 0 | 0 | 0 | 0 | 0 | 0 | 0 | 0 | 0 | 0 | 0 | 0 | 0 | 0 | 0 | 0 | 0 | 0 | 0 | 0 | 0 | 0 | 0 | 0 | 0 | 0 | 0 | 0 | 0 | 0 | 0 | 0 | 0 | 0 | 0 | 0 | 0 | 0 | 0 | 0 | 0 | 0 | 0 | 0 | 0 | 0 | 0 | 0 | 0 | 0 | 0 | 0 | 0 | 0 | 0 | 0 | 0 | 0 | 0 | 0 | 0 | 0 | 0 | 0 | 0 | 0 | 0 | 0 | 0 | 0 | 0 | 0 | 1 |  | 0 | 0 | 0 | 0 | 0 | 0 | 0 | 0 | 0 | 0 | 0 | 0 | 0 | 0 | 0 | 0 | 0 | 0 | 0 | 0 | 0 | 0 | 0 | 0 | 0 | 0 | 0 | 0 | 0 | 0 | 1 | 0 | 1 | 0 | 0 | 0 | -3566.801 | -1411.508 | 344.027 | Lugo - Victorville area constraint | Lugo - Victorville area constraint | Lugo - Victorville area constraint |  | 0 | 0 | 0 | 0 | 0 | 0 | 576.5 | 1808.75 | 4302.626 | Sloan Canyon - Eldorado 500 kV constraint | Sloan Canyon - Eldorado 500 kV constraint | Sloan Canyon - Eldorado 500 kV constraint |  | 5 | 1 | YES | 2 | 1 | 1 | NO | 1
EOP | Jackass (DOE) | 138 | 0 | 0 | 0 | 0 | 0 | 0 | 0 | 0 | 0 | 0 | 0 | 0 | 0 | 0 | 0 | 0 | 0 | 0 | 0 | 0 | 0 | 0 | 1 | 1 | 1 | 0 | 0 | 0 | 0 | 0 | 0 | 0 | 0 | 0 | 0 | 0 | 0 | 0 | 0 | 0 | 0 | 0 | 0 | 0 | 0 | 0 | 0 | 0 | 0 | 0 | 0 | 0 | 0 | 0 | 0 | 0 | 0 | 0 | 0 | 0 | 0 | 0 | 0 | 0 | 0 | 0 | 0 | 0 | 0 | 0 | 0 | 0 | 0 | 0 | 0 | 0 | 0 | 0 | 0 | 0 | 0 | 0 | 0 | 0 | 0 | 0 | 0 | 0 | 0 | 0 | 0 | 0 | 0 | 0 | 0 | 0 | 0 | 2 |  | 0 | 0 | 0 | 0 | 0 | 0 | 0 | 0 | 0 | 0 | 0 | 0 | 0 | 0 | 0 | 0 | 0 | 0 | 0 | 0 | 0 | 0 | 0 | 0 | 0 | 0 | 0 | 0 | 0 | 0 | 1 | 0 | 1 | 0 | 0 | 0 | -3566.801 | -1411.508 | 344.027 | Lugo - Victorville area constraint | Lugo - Victorville area constraint | Lugo - Victorville area constraint |  | 0 | 0 | 0 | 0 | 0 | 0 | 576.5 | 1808.75 | 3367.55 | Sloan Canyon - Eldorado 500 kV constraint | Sloan Canyon - Eldorado 500 kV constraint | GLW 230kV area constraint |  | 5 | 1 | YES | 2 | 1 | 1 | NO | 1
PG&E NGBA | James B Black | 230 | 0 | 0 | 0 | 0 | 0 | 0 | 0 | 0 | 0 | 0 | 0 | 0 | 0 | 0 | 0 | 0 | 0 | 0 | 0 | 0 | 0 | 0 | 0 | 0 | 0 | 0 | 0 | 0 | 0 | 0 | 0 | 0 | 0 | 0 | 0 | 0 | 0 | 0 | 0 | 1 | 0 | 0 | 0 | 0 | 0 | 0 | 0 | 0 | 0 | 0 | 0 | 0 | 0 | 0 | 0 | 0 | 0 | 0 | 0 | 0 | 0 | 0 | 0 | 0 | 0 | 0 | 0 | 0 | 0 | 0 | 0 | 0 | 0 | 0 | 0 | 0 | 0 | 0 | 0 | 0 | 0 | 0 | 0 | 0 | 0 | 0 | 0 | 0 | 0 | 0 | 0 | 0 | 0 | 0 | 0 | 0 | 0 | 0 |  | 0 | 0 | 0 | 0 | 0 | 0 | 0 | 0 | 0 | 0 | 0 | 0 | 0 | 0 | 0 | 131 | 0 | 0 | 0 | 0 | 0 | 0 | 0 | 0 | 0 | 0 | 0 | 0 | 0 | 1 | 1 | 0 | 1 | 0 | 0 | 0 | -660.34 | -215.8012 | 2295.5509 | Collinsville-Tesla 500 kV Line | Collinsville-Tesla 500 kV Line | Collinsville-Tesla 500 kV Line |  | 0 | 0 | 0 | 0 | 0 | 0 | 7984.66 | 8429.1988 | 2295.5509 | Collinsville-Tesla 500 kV Line | Collinsville-Tesla 500 kV Line | Collinsville-Tesla 500 kV Line |  | 5 | 1 | YES | 2 | 1 | 1 | NO | 1
PG&E GBA | Jefferson | 230 | 0 | 0 | 0 | 0 | 0 | 0 | 0 | 0 | 0 | 0 | 0 | 0 | 0 | 0 | 0 | 0 | 0 | 0 | 0 | 0 | 0 | 0 | 0 | 0 | 0 | 0 | 0 | 0 | 0 | 0 | 0 | 0 | 0 | 0 | 0 | 0 | 0 | 0 | 0 | 0 | 0 | 0 | 0 | 0 | 0 | 0 | 0 | 0 | 0 | 0 | 0 | 0 | 1 | 0 | 0 | 0 | 0 | 0 | 0 | 1 | 0 | 0 | 0 | 0 | 0 | 0 | 0 | 0 | 0 | 0 | 0 | 0 | 0 | 0 | 0 | 0 | 0 | 0 | 0 | 0 | 0 | 0 | 0 | 0 | 0 | 0 | 0 | 0 | 0 | 0 | 0 | 0 | 0 | 0 | 0 | 0 | 1 | 1 |  | 0 | 0 | 0 | 0 | 0 | 0 | 0 | 0 | 0 | 0 | 0 | 0 | 0 | 0 | 0 | 0 | 0 | 0 | 0 | 0 | 0 | 0 | 0 | 0 | 0 | 0 | 0 | 0 | 0 | 0 | 0 | 0 | 0 | 0 | 0 | 0 | 958.5 | 1141.75 | 2698.8852 | NEW-Metcalf-Mosslanding 500kV | NEW-Metcalf-Mosslanding 500kV | Tesla-Bellota 230 kV line |  | 0 | 0 | 0 | 0 | 0 | 0 | 958.5 | 1141.75 | 2698.8852 | NEW-Metcalf-Mosslanding 500kV | NEW-Metcalf-Mosslanding 500kV | Tesla-Bellota 230 kV line |  | 1 | 1 | NO | 1 | 1 | 1 | NO | 1
PG&E NGBA | Jessup | 115 | 0 | 0 | 0 | 0 | 0 | 0 | 0 | 0 | 0 | 0 | 0 | 0 | 0 | 0 | 0 | 0 | 0 | 0 | 0 | 0 | 0 | 0 | 0 | 0 | 0 | 0 | 0 | 0 | 0 | 0 | 0 | 0 | 0 | 0 | 0 | 0 | 0 | 0 | 0 | 1 | 0 | 0 | 0 | 0 | 0 | 0 | 0 | 0 | 0 | 0 | 0 | 0 | 0 | 0 | 0 | 0 | 0 | 0 | 0 | 0 | 0 | 0 | 0 | 0 | 0 | 0 | 0 | 0 | 0 | 0 | 0 | 0 | 0 | 0 | 0 | 0 | 0 | 0 | 0 | 0 | 0 | 0 | 0 | 0 | 0 | 0 | 0 | 0 | 0 | 0 | 0 | 0 | 0 | 0 | 0 | 0 | 0 | 0 |  | 0 | 0 | 0 | 0 | 0 | 0 | 0 | 0 | 0 | 0 | 0 | 0 | 0 | 0 | 0 | 100 | 0 | 0 | 0 | 0 | 0 | 0 | 0 | 0 | 0 | 0 | 0 | 0 | 0 | 1 | 1 | 0 | 1 | 0 | 0 | 0 | -660.34 | -215.8012 | 2295.5509 | Collinsville-Tesla 500 kV Line | Collinsville-Tesla 500 kV Line | Collinsville-Tesla 500 kV Line |  | 0 | 0 | 0 | 0 | 0 | 0 | 7984.66 | 8429.1988 | 2295.5509 | Collinsville-Tesla 500 kV Line | Collinsville-Tesla 500 kV Line | Collinsville-Tesla 500 kV Line |  | 5 | 1 | YES | 2 | 1 | 1 | NO | 1
SCE Metro | Johanna | 230 | 0 | 0 | 0 | 0 | 0 | 0 | 0 | 0 | 0 | 1 | 0 | 0 | 0 | 0 | 0 | 0 | 0 | 0 | 0 | 0 | 0 | 0 | 0 | 0 | 0 | 0 | 0 | 0 | 0 | 0 | 0 | 0 | 0 | 0 | 0 | 0 | 0 | 0 | 0 | 0 | 0 | 0 | 0 | 0 | 0 | 0 | 0 | 0 | 0 | 0 | 0 | 0 | 0 | 0 | 0 | 0 | 0 | 0 | 0 | 0 | 0 | 0 | 0 | 0 | 0 | 0 | 0 | 0 | 0 | 0 | 0 | 0 | 0 | 0 | 0 | 0 | 0 | 0 | 0 | 0 | 0 | 0 | 0 | 0 | 0 | 0 | 0 | 0 | 0 | 0 | 0 | 0 | 0 | 0 | 0 | 0 | 0 | 0 |  | 0 | 0 | 0 | 0 | 0 | 0 | 0 | 0 | 0 | 0 | 0 | 1.4 | 0 | 0 | 1 | 0 | 0 | 0 | 0 | 0 | 0 | 0 | 0 | 0 | 0 | 0 | 1.4 | 0 | 0 | 1 | 0 | 0 | 0 | 0 | 0 | 0 | 3604.3788 | 8273.608 | 22319.9811 | SCE Metro Area Default Constraint | SCE Metro Area Default Constraint | SCE Metro Area Default Constraint |  | 0 | 0 | 0 | 0 | 0 | 0 | 3604.3788 | 8273.608 | 22319.9811 | SCE Metro Area Default Constraint | SCE Metro Area Default Constraint | SCE Metro Area Default Constraint |  | 1 | 1 | NO | 1 | 1 | 1 | NO | 1
SCE Eastern | Julian Hinds | 230 | 0 | 0 | 0 | 0 | 0 | 0 | 0 | 0 | 0 | 0 | 0 | 0 | 0 | 0 | 0 | 0 | 0 | 0 | 1 | 1 | 0 | 1 | 0 | 0 | 0 | 0 | 0 | 0 | 0 | 0 | 0 | 0 | 0 | 0 | 0 | 0 | 0 | 0 | 0 | 0 | 0 | 0 | 0 | 0 | 0 | 0 | 0 | 0 | 0 | 0 | 0 | 0 | 0 | 0 | 0 | 0 | 0 | 0 | 0 | 0 | 0 | 0 | 0 | 0 | 0 | 0 | 0 | 0 | 0 | 0 | 0 | 0 | 0 | 0 | 0 | 0 | 0 | 0 | 0 | 0 | 0 | 0 | 0 | 0 | 0 | 0 | 0 | 0 | 0 | 0 | 0 | 0 | 0 | 0 | 0 | 0 | 0 | 1 |  | 0 | 0 | 0 | 0 | 0 | 0 | 0 | 0 | 0 | 0 | 0 | 0 | 0 | 0 | 0 | 0 | 0 | 0 | 0 | 0 | 0 | 0 | 0 | 0 | 0 | 0 | 0 | 0 | 0 | 0 | 1 | 2 | 1 | 0 | 0 | 0 | -1393.746 | -500 | 366.16 | Serrano-Alberhill-Valley Constraint | Eagle Mountain Constraint | Eagle Mountain Constraint |  | 0 | 0 | 0 | 0 | 0 | 0 | 71 | 100 | 366.16 | Eagle Mountain Constraint | Eagle Mountain Constraint | Eagle Mountain Constraint |  | 5 | 1 | YES | 2 | 1 | 1 | NO | 1
PG&E GBA | Kasson | 115 | 0 | 0 | 0 | 0 | 0 | 0 | 0 | 0 | 0 | 0 | 0 | 0 | 0 | 0 | 0 | 0 | 0 | 0 | 0 | 0 | 0 | 0 | 0 | 0 | 0 | 0 | 0 | 0 | 0 | 0 | 0 | 0 | 0 | 0 | 0 | 0 | 0 | 0 | 0 | 0 | 0 | 0 | 0 | 0 | 0 | 1 | 0 | 0 | 0 | 0 | 0 | 0 | 0 | 0 | 0 | 1 | 0 | 0 | 0 | 1 | 0 | 0 | 0 | 0 | 0 | 0 | 0 | 0 | 0 | 0 | 0 | 0 | 0 | 0 | 0 | 0 | 0 | 0 | 0 | 0 | 0 | 0 | 0 | 0 | 0 | 0 | 0 | 0 | 0 | 0 | 0 | 0 | 0 | 0 | 0 | 0 | 0 | 0 |  | 0 | 0 | 0 | 0 | 0 | 0 | 0 | 0 | 0 | 0 | 0 | 0 | 0 | 0 | 0 | 0 | 0 | 0 | 0 | 0 | 0 | 0 | 0 | 0 | 0 | 0 | 0 | 0 | 0 | 0 | 0 | 0 | 0 | 0 | 0 | 0 | 29.35 | 368.5 | 1523.3998 | Bellota-Weber 230kV line | Bellota-Weber 230kV line | Bellota-Weber 230kV line |  | 0 | 0 | 0 | 0 | 0 | 0 | 29.35 | 368.5 | 1523.3998 | Bellota-Weber 230kV line | Bellota-Weber 230kV line | Bellota-Weber 230kV line |  | 1 | 1 | NO | 1 | 1 | 1 | NO | 1
PG&E GBA | Kasson | 60 | 0 | 0 | 0 | 0 | 0 | 0 | 0 | 0 | 0 | 0 | 0 | 0 | 0 | 0 | 0 | 0 | 0 | 0 | 0 | 0 | 0 | 0 | 0 | 0 | 0 | 0 | 0 | 0 | 0 | 0 | 0 | 0 | 0 | 0 | 0 | 0 | 0 | 0 | 0 | 0 | 0 | 0 | 0 | 0 | 0 | 1 | 0 | 0 | 0 | 0 | 0 | 0 | 0 | 0 | 0 | 1 | 0 | 0 | 0 | 1 | 0 | 0 | 0 | 1 | 0 | 0 | 0 | 0 | 0 | 0 | 0 | 0 | 0 | 0 | 0 | 0 | 0 | 0 | 0 | 0 | 0 | 0 | 0 | 0 | 0 | 0 | 0 | 0 | 0 | 0 | 0 | 0 | 0 | 0 | 0 | 0 | 0 | 0 |  | 0 | 0 | 0 | 0 | 0 | 0 | 0 | 0 | 0 | 0 | 0 | 0 | 0 | 0 | 0 | 0 | 0 | 0 | 0 | 0 | 0 | 0 | 0 | 0 | 0 | 0 | 0 | 0 | 0 | 0 | 0 | 0 | 0 | 0 | 0 | 0 | 29.35 | 44.16 | 147.632 | Bellota-Weber 230kV line | Tesla-Salado 115 kV line | Tesla-Salado 115 kV line |  | 0 | 0 | 0 | 0 | 0 | 0 | 29.35 | 44.16 | 147.632 | Bellota-Weber 230kV line | Tesla-Salado 115 kV line | Tesla-Salado 115 kV line |  | 1 | 1 | NO | 1 | 1 | 1 | NO | 1
PG&E FRESNO | Kearney | 230 | 0 | 0 | 0 | 0 | 0 | 0 | 0 | 0 | 0 | 0 | 0 | 0 | 0 | 0 | 0 | 0 | 0 | 0 | 0 | 0 | 0 | 0 | 0 | 0 | 0 | 0 | 0 | 0 | 0 | 0 | 0 | 0 | 0 | 0 | 0 | 0 | 0 | 0 | 0 | 0 | 0 | 0 | 0 | 0 | 0 | 1 | 0 | 0 | 0 | 0 | 0 | 0 | 0 | 0 | 0 | 0 | 0 | 0 | 0 | 0 | 0 | 0 | 0 | 0 | 0 | 0 | 0 | 0 | 0 | 0 | 0 | 0 | 0 | 0 | 0 | 0 | 0 | 0 | 1 | 1 | 0 | 1 | 1 | 1 | 0 | 1 | 0 | 1 | 0 | 1 | 0 | 0 | 0 | 0 | 0 | 0 | 0 | 1 |  | 0 | 0 | 0 | 0 | 0 | 0 | 0 | 0 | 10 | 0 | 0 | 0 | 0 | 0 | 1 | 0 | 0 | 0 | 0 | 0 | 0 | 0 | 0 | 10 | 0 | 0 | 0 | 0 | 0 | 1 | 2 | 0 | 4 | 0 | 2 | 0 | -404.45 | -2360.472 | -1671.433 | Borden-Storey #1 230kV line | Gates 500/230kV TB #11 | Gates 500/230kV TB #12 |  | 0 | 0 | 0 | 0 | 0 | 0 | 29.35 | 368.5 | 768.5476 | Bellota-Weber 230kV line | Bellota-Weber 230kV line | Chowchilla-Le grand 115kV Line |  | 5 | 1 | YES | 2 | 5 | 1 | YES | 2
PG&E FRESNO | Kearney | 70 | 0 | 0 | 0 | 0 | 0 | 0 | 0 | 0 | 0 | 0 | 0 | 0 | 0 | 0 | 0 | 0 | 0 | 0 | 0 | 0 | 0 | 0 | 0 | 0 | 0 | 0 | 0 | 0 | 0 | 0 | 0 | 0 | 0 | 0 | 0 | 0 | 0 | 0 | 0 | 0 | 0 | 0 | 0 | 0 | 0 | 1 | 0 | 0 | 0 | 0 | 0 | 0 | 0 | 0 | 0 | 0 | 0 | 0 | 0 | 0 | 0 | 0 | 0 | 0 | 0 | 0 | 0 | 0 | 0 | 0 | 0 | 0 | 0 | 0 | 0 | 0 | 0 | 0 | 1 | 0 | 0 | 1 | 1 | 1 | 1 | 1 | 0 | 1 | 1 | 1 | 0 | 0 | 1 | 0 | 0 | 0 | 0 | 2 |  | 0 | 0.55 | 0 | 0 | 0 | 0 | 0 | 0 | 0 | 0 | 0 | 0 | 0 | 0 | 1 | 0 | 0.55 | 0 | 0 | 0 | 0 | 0 | 0 | 0 | 0 | 0 | 0 | 0 | 0 | 1 | 2 | 0 | 3 | 0 | 1 | 0 | -404.45 | -2086.452 | -1671.433 | Borden-Storey #1 230kV line | Gates 500/230kV TB #12 | Gates 500/230kV TB #12 |  | 0 | 0 | 0 | 0 | 0 | 0 | 29.35 | 368.5 | 126.1276 | Bellota-Weber 230kV line | Bellota-Weber 230kV line | Oro Loma-El Nido 115kV Line |  | 5 | 1 | YES | 2 | 5 | 1 | YES | 2
PG&E GBA | Kelso | 230 | 0 | 0 | 0 | 0 | 0 | 0 | 0 | 0 | 0 | 0 | 0 | 0 | 0 | 0 | 0 | 0 | 0 | 0 | 0 | 0 | 0 | 0 | 0 | 0 | 0 | 0 | 0 | 0 | 0 | 0 | 0 | 0 | 0 | 0 | 0 | 0 | 0 | 0 | 0 | 1 | 0 | 0 | 0 | 0 | 0 | 0 | 0 | 0 | 0 | 0 | 0 | 0 | 0 | 1 | 0 | 1 | 0 | 0 | 0 | 0 | 0 | 0 | 0 | 0 | 0 | 1 | 0 | 0 | 0 | 0 | 0 | 0 | 0 | 0 | 0 | 0 | 0 | 0 | 0 | 0 | 0 | 0 | 0 | 0 | 0 | 0 | 0 | 0 | 0 | 0 | 0 | 0 | 0 | 0 | 0 | 0 | 0 | 0 |  | 0 | 0 | 0 | 0 | 0 | 0 | 0 | 0 | 0 | 0 | 0 | 0 | 0 | 0 | 0 | 0 | 0 | 0 | 0 | 0 | 0 | 0 | 0 | 0 | 0 | 0 | 90.7 | 0 | 0 | 1 | 2 | 0 | 1 | 0 | 0 | 0 | -660.34 | -215.8012 | 2295.5509 | Collinsville-Tesla 500 kV Line | Collinsville-Tesla 500 kV Line | Collinsville-Tesla 500 kV Line |  | 0 | 0 | 0 | 0 | 0 | 0 | 3095.51 | 3413.6438 | 2295.5509 | Tesla-Tracy-Pump 230 kV line #2 | Tesla-Tracy-Pump 230 kV line #2 | Collinsville-Tesla 500 kV Line |  | 5 | 1 | YES | 2 | 1 | 1 | NO | 1
PG&E FRESNO | Kerchoff 1 | 115 | 0 | 0 | 0 | 0 | 0 | 0 | 0 | 0 | 0 | 0 | 0 | 0 | 0 | 0 | 0 | 0 | 0 | 0 | 0 | 0 | 0 | 0 | 0 | 0 | 0 | 0 | 0 | 0 | 0 | 0 | 0 | 0 | 0 | 0 | 0 | 0 | 0 | 0 | 0 | 0 | 0 | 0 | 0 | 0 | 0 | 1 | 0 | 0 | 0 | 0 | 0 | 0 | 0 | 0 | 0 | 0 | 0 | 0 | 0 | 0 | 0 | 0 | 0 | 0 | 0 | 0 | 0 | 0 | 0 | 0 | 0 | 0 | 0 | 0 | 0 | 0 | 0 | 0 | 1 | 0 | 0 | 1 | 1 | 0 | 0 | 1 | 0 | 1 | 0 | 1 | 1 | 0 | 1 | 0 | 0 | 0 | 0 | 1 |  | 0 | 0 | 0 | 0 | 0 | 0 | 0 | 0 | 0 | 0 | 0 | 0 | 0 | 0 | 0 | 0 | 0 | 0 | 0 | 0 | 0 | 0 | 0 | 0 | 0 | 0 | 0 | 0 | 0 | 0 | 1 | 0 | 2 | 0 | 1 | 0 | -404.45 | -2086.452 | -1671.433 | Borden-Storey #1 230kV line | Gates 500/230kV TB #12 | Gates 500/230kV TB #12 |  | 0 | 0 | 0 | 0 | 0 | 0 | 29.35 | 122 | 126.1276 | Bellota-Weber 230kV line | Merced 115/70kV TB#2 | Oro Loma-El Nido 115kV Line |  | 5 | 1 | YES | 2 | 5 | 1 | YES | 2
PG&E KERN | Kern Oil | 115 | 0 | 0 | 0 | 0 | 0 | 0 | 0 | 0 | 0 | 0 | 0 | 0 | 0 | 0 | 0 | 0 | 0 | 0 | 0 | 0 | 0 | 0 | 0 | 0 | 0 | 0 | 0 | 0 | 0 | 0 | 0 | 0 | 0 | 0 | 0 | 0 | 0 | 0 | 0 | 0 | 0 | 0 | 0 | 0 | 0 | 0 | 0 | 0 | 0 | 0 | 0 | 0 | 0 | 0 | 0 | 0 | 0 | 0 | 0 | 0 | 0 | 0 | 0 | 0 | 0 | 0 | 0 | 0 | 1 | 0 | 1 | 0 | 0 | 0 | 1 | 0 | 0 | 0 | 1 | 0 | 0 | 0 | 0 | 0 | 0 | 0 | 0 | 0 | 0 | 0 | 0 | 0 | 0 | 0 | 1 | 0 | 0 | 0 |  | 0 | 0 | 0 | 0 | 0 | 0 | 0 | 0 | 0 | 0 | 0 | 0 | 0 | 0 | 0 | 0 | 0 | 0 | 0 | 0 | 0 | 0 | 0 | 0 | 0 | 100 | 0 | 0 | 0 | 1 | 0 | 0 | 2 | 0 | 1 | 1 | 530.62 | -2086.452 | -1847.2316 | Gates 500/230kV TB #12 | Gates 500/230kV TB #12 | Mustang-Henrietta 230 kV line |  | 0 | 0 | 0 | 0 | 0 | 0 | 1194.55 | 1169.488 | 631.7684 | Gates-Arco 230 kV Line | Mustang-Henrietta 230 kV line | Mustang-Henrietta 230 kV line |  | 5 | 1 | YES | 2 | 5 | 1 | YES | 2
PG&E KERN | Kern PP | 115 | 0 | 0 | 0 | 0 | 0 | 0 | 0 | 0 | 0 | 0 | 0 | 0 | 0 | 0 | 0 | 0 | 0 | 0 | 0 | 0 | 0 | 0 | 0 | 0 | 0 | 0 | 0 | 0 | 0 | 0 | 0 | 0 | 0 | 0 | 0 | 0 | 0 | 0 | 0 | 0 | 0 | 0 | 0 | 0 | 0 | 0 | 0 | 0 | 0 | 0 | 0 | 0 | 0 | 0 | 0 | 0 | 0 | 0 | 0 | 0 | 0 | 0 | 0 | 0 | 0 | 0 | 0 | 0 | 1 | 0 | 1 | 0 | 0 | 0 | 0 | 0 | 0 | 0 | 1 | 1 | 0 | 0 | 0 | 0 | 0 | 0 | 0 | 0 | 0 | 0 | 0 | 0 | 0 | 0 | 1 | 0 | 0 | 0 |  | 0 | 0 | 0 | 0 | 0 | 0 | 0 | 0 | 0 | 0 | 0 | 0 | 0 | 0 | 0 | 0 | 0 | 0 | 0 | 0 | 0 | 0 | 0 | 0 | 0 | 50 | 0 | 0 | 0 | 1 | 0 | 0 | 3 | 0 | 2 | 1 | 530.62 | -2360.472 | -1847.2316 | Gates 500/230kV TB #12 | Gates 500/230kV TB #11 | Mustang-Henrietta 230 kV line |  | 0 | 0 | 0 | 0 | 0 | 0 | 1194.55 | 1169.488 | 631.7684 | Gates-Arco 230 kV Line | Mustang-Henrietta 230 kV line | Mustang-Henrietta 230 kV line |  | 5 | 1 | YES | 2 | 5 | 1 | YES | 2
PG&E KERN | Kern PP | 230 | 0 | 0 | 0 | 0 | 0 | 0 | 0 | 0 | 0 | 0 | 0 | 0 | 0 | 0 | 0 | 0 | 0 | 0 | 0 | 0 | 0 | 0 | 0 | 0 | 0 | 0 | 0 | 0 | 0 | 0 | 0 | 0 | 0 | 0 | 0 | 0 | 0 | 0 | 0 | 0 | 0 | 0 | 0 | 0 | 0 | 0 | 0 | 0 | 0 | 0 | 0 | 0 | 0 | 0 | 0 | 0 | 0 | 0 | 0 | 0 | 0 | 0 | 0 | 0 | 0 | 0 | 0 | 1 | 0 | 0 | 0 | 0 | 0 | 0 | 0 | 0 | 0 | 0 | 1 | 1 | 0 | 0 | 0 | 0 | 0 | 0 | 0 | 0 | 0 | 0 | 0 | 0 | 0 | 0 | 1 | 0 | 0 | 0 |  | 0 | 0 | 0 | 0 | 0 | 0 | 0 | 0 | 0 | 0 | 0 | 0 | 0 | 0 | 0 | 0 | 0 | 0 | 0 | 0 | 0 | 0 | 0 | 0 | 0 | 0 | 0 | 0 | 0 | 0 | 0 | 0 | 3 | 0 | 2 | 1 | 122.65 | -2360.472 | -1847.2316 | Cal Flat-Gates 230 kV line | Gates 500/230kV TB #11 | Mustang-Henrietta 230 kV line |  | 0 | 0 | 0 | 0 | 0 | 0 | 122.65 | 392.11 | 631.7684 | Cal Flat-Gates 230 kV line | Cal Flat-Gates 230 kV line | Mustang-Henrietta 230 kV line |  | 5 | 1 | YES | 2 | 5 | 1 | YES | 2
PG&E KERN | Kern PP | 70 | 0 | 0 | 0 | 0 | 0 | 0 | 0 | 0 | 0 | 0 | 0 | 0 | 0 | 0 | 0 | 0 | 0 | 0 | 0 | 0 | 0 | 0 | 0 | 0 | 0 | 0 | 0 | 0 | 0 | 0 | 0 | 0 | 0 | 0 | 0 | 0 | 0 | 0 | 0 | 0 | 0 | 0 | 0 | 0 | 0 | 0 | 0 | 0 | 0 | 0 | 0 | 0 | 0 | 0 | 0 | 0 | 0 | 0 | 0 | 0 | 0 | 0 | 0 | 0 | 0 | 0 | 0 | 1 | 1 | 0 | 0 | 0 | 0 | 0 | 0 | 0 | 0 | 0 | 0 | 1 | 0 | 0 | 0 | 0 | 0 | 0 | 0 | 0 | 0 | 0 | 0 | 0 | 0 | 0 | 0 | 0 | 0 | 0 |  | 0 | 0 | 0 | 0 | 0 | 0 | 0 | 0 | 0 | 0 | 0 | 0 | 0 | 0 | 0 | 0 | 0 | 0 | 0 | 0 | 0 | 0 | 0 | 0 | 0 | 0 | 0 | 0 | 0 | 0 | 0 | 0 | 1 | 0 | 1 | 0 | 122.65 | -2360.472 | -1076.0882 | Cal Flat-Gates 230 kV line | Gates 500/230kV TB #11 | Gates 500/230kV TB #11 |  | 0 | 0 | 0 | 0 | 0 | 0 | 122.65 | 392.11 | 666.9203 | Cal Flat-Gates 230 kV line | Cal Flat-Gates 230 kV line | Cal Flat-Gates 230 kV line |  | 5 | 1 | YES | 2 | 5 | 1 | YES | 2
PG&E KERN | Kernridge | 115 | 0 | 0 | 0 | 0 | 0 | 0 | 0 | 0 | 0 | 0 | 0 | 0 | 0 | 0 | 0 | 0 | 0 | 0 | 0 | 0 | 0 | 0 | 0 | 0 | 0 | 0 | 0 | 0 | 0 | 0 | 0 | 0 | 0 | 0 | 0 | 0 | 0 | 0 | 0 | 0 | 0 | 0 | 0 | 0 | 0 | 0 | 0 | 0 | 0 | 0 | 0 | 0 | 0 | 0 | 0 | 0 | 0 | 0 | 0 | 0 | 0 | 0 | 0 | 0 | 0 | 0 | 0 | 1 | 1 | 0 | 0 | 0 | 0 | 0 | 1 | 0 | 0 | 0 | 1 | 0 | 0 | 0 | 0 | 0 | 0 | 0 | 0 | 0 | 0 | 0 | 0 | 0 | 0 | 0 | 1 | 0 | 0 | 0 |  | 0 | 0 | 0 | 0 | 0 | 0 | 0 | 0 | 0 | 0 | 0 | 0 | 0 | 0 | 0 | 0 | 0 | 0 | 0 | 0 | 0 | 0 | 0 | 0 | 0 | 0 | 0 | 0 | 0 | 0 | 0 | 0 | 2 | 0 | 1 | 1 | 122.65 | -2086.452 | -1847.2316 | Cal Flat-Gates 230 kV line | Gates 500/230kV TB #12 | Mustang-Henrietta 230 kV line |  | 0 | 0 | 0 | 0 | 0 | 0 | 122.65 | 392.11 | 631.7684 | Cal Flat-Gates 230 kV line | Cal Flat-Gates 230 kV line | Mustang-Henrietta 230 kV line |  | 5 | 1 | YES | 2 | 5 | 1 | YES | 2
PG&E FRESNO | Kingsburg | 115 | 0 | 0 | 0 | 0 | 0 | 0 | 0 | 0 | 0 | 0 | 0 | 0 | 0 | 0 | 0 | 0 | 0 | 0 | 0 | 0 | 0 | 0 | 0 | 0 | 0 | 0 | 0 | 0 | 0 | 0 | 0 | 0 | 0 | 0 | 0 | 0 | 0 | 0 | 0 | 0 | 0 | 0 | 0 | 0 | 0 | 1 | 0 | 0 | 0 | 0 | 0 | 0 | 0 | 0 | 0 | 0 | 0 | 0 | 0 | 0 | 0 | 0 | 0 | 0 | 0 | 0 | 0 | 0 | 0 | 0 | 0 | 0 | 0 | 0 | 0 | 0 | 0 | 0 | 1 | 0 | 0 | 1 | 0 | 1 | 1 | 1 | 0 | 0 | 0 | 1 | 0 | 0 | 0 | 0 | 1 | 0 | 0 | 2 |  | 0 | 0 | 0 | 0 | 0 | 0 | 0 | 0 | 0 | 0 | 0 | 0 | 0 | 0 | 0 | 0 | 0 | 0 | 0 | 0 | 0 | 0 | 0 | 0 | 0 | 0 | 0 | 0 | 0 | 0 | 2 | 0 | 4 | 0 | 1 | 1 | -404.45 | -2086.452 | -1847.2316 | Borden-Storey #1 230kV line | Gates 500/230kV TB #12 | Mustang-Henrietta 230 kV line |  | 0 | 0 | 0 | 0 | 0 | 0 | 29.35 | 368.5 | 631.7684 | Bellota-Weber 230kV line | Bellota-Weber 230kV line | Mustang-Henrietta 230 kV line |  | 5 | 1 | YES | 2 | 5 | 1 | YES | 2
PG&E GBA | Kirker | 115 | 0 | 0 | 0 | 0 | 0 | 0 | 0 | 0 | 0 | 0 | 0 | 0 | 0 | 0 | 0 | 0 | 0 | 0 | 0 | 0 | 0 | 0 | 0 | 0 | 0 | 0 | 0 | 0 | 0 | 0 | 0 | 0 | 0 | 0 | 0 | 0 | 0 | 0 | 0 | 1 | 0 | 0 | 0 | 0 | 0 | 0 | 0 | 0 | 0 | 0 | 0 | 0 | 0 | 0 | 0 | 0 | 0 | 0 | 0 | 0 | 0 | 0 | 0 | 0 | 0 | 0 | 0 | 0 | 0 | 0 | 0 | 0 | 0 | 0 | 0 | 0 | 0 | 0 | 0 | 0 | 0 | 0 | 0 | 0 | 0 | 0 | 0 | 0 | 0 | 0 | 0 | 0 | 0 | 0 | 0 | 0 | 0 | 0 |  | 0 | 0 | 0 | 0 | 0 | 0 | 0 | 0 | 0 | 0 | 0 | 0 | 0 | 0 | 0 | 0 | 0 | 0 | 0 | 0 | 0 | 0 | 0 | 2.9 | 0 | 0 | 0 | 0 | 0 | 1 | 1 | 0 | 1 | 0 | 0 | 0 | -660.34 | -215.8012 | 2295.5509 | Collinsville-Tesla 500 kV Line | Collinsville-Tesla 500 kV Line | Collinsville-Tesla 500 kV Line |  | 0 | 0 | 0 | 0 | 0 | 0 | 7984.66 | 8429.1988 | 2295.5509 | Collinsville-Tesla 500 kV Line | Collinsville-Tesla 500 kV Line | Collinsville-Tesla 500 kV Line |  | 5 | 1 | YES | 2 | 1 | 1 | NO | 1
PG&E NGBA | Knights Landing | 115 | 0 | 0 | 0 | 0 | 0 | 0 | 0 | 0 | 0 | 0 | 0 | 0 | 0 | 0 | 0 | 0 | 0 | 0 | 0 | 0 | 0 | 0 | 0 | 0 | 0 | 0 | 0 | 0 | 0 | 0 | 0 | 0 | 0 | 0 | 0 | 0 | 0 | 0 | 0 | 1 | 1 | 0 | 1 | 0 | 1 | 1 | 0 | 1 | 0 | 0 | 0 | 0 | 0 | 0 | 0 | 0 | 0 | 0 | 0 | 1 | 1 | 0 | 0 | 0 | 0 | 0 | 0 | 0 | 0 | 0 | 0 | 0 | 0 | 0 | 0 | 0 | 0 | 0 | 0 | 0 | 0 | 0 | 0 | 0 | 0 | 0 | 0 | 0 | 0 | 0 | 0 | 0 | 0 | 0 | 0 | 0 | 0 | 0 |  | 0 | 0 | 0 | 0 | 0 | 0 | 0 | 0 | 0 | 0 | 0 | 0 | 0 | 0 | 0 | 0 | 0 | 0 | 0 | 0 | 0 | 0 | 0 | 0 | 0 | 0 | 0 | 0 | 0 | 0 | 1 | 0 | 1 | 0 | 0 | 0 | -660.34 | -215.8012 | 62.84 | Collinsville-Tesla 500 kV Line | Collinsville-Tesla 500 kV Line | Woodland- Davis 115kV line |  | 0 | 0 | 0 | 0 | 0 | 0 | 29.35 | 50 | 62.84 | Bellota-Weber 230kV line | Rocklin-Pleaseant grove 115kV line | Woodland- Davis 115kV line |  | 5 | 1 | YES | 2 | 1 | 1 | NO | 1
PG&E NGBA | Konocti | 60 | 0 | 0 | 0 | 0 | 0 | 0 | 0 | 0 | 0 | 0 | 0 | 0 | 0 | 0 | 0 | 0 | 0 | 0 | 0 | 0 | 0 | 0 | 0 | 0 | 0 | 0 | 0 | 0 | 0 | 0 | 0 | 0 | 0 | 0 | 0 | 0 | 0 | 0 | 0 | 1 | 0 | 1 | 0 | 0 | 0 | 0 | 0 | 0 | 0 | 0 | 0 | 0 | 1 | 0 | 1 | 1 | 0 | 0 | 0 | 0 | 0 | 0 | 0 | 0 | 0 | 0 | 1 | 0 | 0 | 0 | 0 | 0 | 0 | 0 | 0 | 0 | 0 | 0 | 0 | 0 | 0 | 0 | 0 | 0 | 0 | 0 | 0 | 0 | 0 | 0 | 0 | 0 | 0 | 0 | 0 | 0 | 0 | 1 |  | 0 | 0 | 0 | 0 | 0 | 0 | 0 | 0 | 0 | 0 | 0 | 0 | 0 | 0 | 0 | 0 | 0 | 0 | 0 | 0 | 0 | 0 | 0 | 0 | 0 | 0 | 0 | 0 | 0 | 0 | 2 | 0 | 2 | 0 | 0 | 0 | -660.34 | -215.8012 | 361.1526 | Collinsville-Tesla 500 kV Line | Collinsville-Tesla 500 kV Line | Birds Landing-Contra Costa 230kV Line |  | 1 | 0 | 1 | 0 | 0 | 0 | -298.39 | -27.9962 | 361.1526 | Birds Landing-Contra Costa 230kV Line | Birds Landing-Contra Costa 230kV Line | Birds Landing-Contra Costa 230kV Line |  | 5 | 5 | NO | 5 | 1 | 1 | NO | 1
SCE NOL | Kramer | 115 | 0 | 0 | 0 | 0 | 0 | 0 | 0 | 0 | 0 | 0 | 0 | 1 | 1 | 1 | 0 | 0 | 0 | 0 | 0 | 0 | 0 | 0 | 0 | 0 | 0 | 0 | 0 | 0 | 0 | 0 | 0 | 0 | 0 | 0 | 0 | 0 | 0 | 0 | 0 | 0 | 0 | 0 | 0 | 0 | 0 | 0 | 0 | 0 | 0 | 0 | 0 | 0 | 0 | 0 | 0 | 0 | 0 | 0 | 0 | 0 | 0 | 0 | 0 | 0 | 0 | 0 | 0 | 0 | 0 | 0 | 0 | 0 | 0 | 0 | 0 | 0 | 0 | 0 | 0 | 0 | 0 | 0 | 0 | 0 | 0 | 0 | 0 | 0 | 0 | 0 | 0 | 0 | 0 | 0 | 0 | 0 | 0 | 3 |  | 0 | 0 | 0 | 0 | 0 | 0 | 0 | 0 | 0 | 0 | 0 | 0 | 0 | 0 | 0 | 0 | 0 | 0 | 0 | 0 | 0 | 0 | 0 | 0 | 0 | 4 | 0 | 6 | 0 | 1 | 0 | 2 | 0 | 2 | 0 | 0 | -280.6 | -110.25 | 1093.724 | South of Kramer Area Constraint | South of Kramer Area Constraint | South of Kramer Area Constraint |  | 0 | 3 | 0 | 0 | 0 | 0 | -80.6 | 89.75 | 1093.724 | South of Kramer Area Constraint | South of Kramer Area Constraint | South of Kramer Area Constraint |  | 4 | 3 | YES | 3 | 1 | 1 | NO | 1
SCE NOL | Kramer | 230 | 0 | 0 | 0 | 0 | 0 | 0 | 0 | 0 | 0 | 0 | 0 | 1 | 1 | 1 | 0 | 0 | 0 | 0 | 0 | 0 | 0 | 0 | 0 | 0 | 0 | 0 | 0 | 0 | 0 | 0 | 0 | 0 | 0 | 0 | 0 | 0 | 0 | 0 | 0 | 0 | 0 | 0 | 0 | 0 | 0 | 0 | 0 | 0 | 0 | 0 | 0 | 0 | 0 | 0 | 0 | 0 | 0 | 0 | 0 | 0 | 0 | 0 | 0 | 0 | 0 | 0 | 0 | 0 | 0 | 0 | 0 | 0 | 0 | 0 | 0 | 0 | 0 | 0 | 0 | 0 | 0 | 0 | 0 | 0 | 0 | 0 | 0 | 0 | 0 | 0 | 0 | 0 | 0 | 0 | 0 | 0 | 0 | 3 |  | 0 | 0 | 0 | 0 | 0 | 0 | 0 | 0 | 0 | 0 | 0 | 65 | 0 | 0 | 1 | 0 | 0 | 0 | 0 | 0 | 0 | 0 | 0 | 0 | 70 | 200 | 290 | 0 | 0 | 1 | 0 | 2 | 0 | 2 | 0 | 0 | -280.6 | -110.25 | 1093.724 | South of Kramer Area Constraint | South of Kramer Area Constraint | South of Kramer Area Constraint |  | 0 | 3 | 0 | 0 | 0 | 0 | -80.6 | 89.75 | 1093.724 | South of Kramer Area Constraint | South of Kramer Area Constraint | South of Kramer Area Constraint |  | 4 | 3 | YES | 3 | 1 | 1 | NO | 1
SCE Metro | La Cienega | 230 | 0 | 0 | 0 | 0 | 0 | 0 | 0 | 0 | 1 | 1 | 0 | 0 | 0 | 0 | 0 | 0 | 0 | 0 | 0 | 0 | 0 | 0 | 0 | 0 | 0 | 0 | 0 | 0 | 0 | 0 | 0 | 0 | 0 | 0 | 0 | 0 | 0 | 0 | 0 | 0 | 0 | 0 | 0 | 0 | 0 | 0 | 0 | 0 | 0 | 0 | 0 | 0 | 0 | 0 | 0 | 0 | 0 | 0 | 0 | 0 | 0 | 0 | 0 | 0 | 0 | 0 | 0 | 0 | 0 | 0 | 0 | 0 | 0 | 0 | 0 | 0 | 0 | 0 | 0 | 0 | 0 | 0 | 0 | 0 | 0 | 0 | 0 | 0 | 0 | 0 | 0 | 0 | 0 | 0 | 0 | 0 | 0 | 0 |  | 0 | 0 | 0 | 0 | 0 | 0 | 0 | 0 | 0 | 0 | 0 | 0 | 0 | 0 | 0 | 0 | 0 | 0 | 0 | 0 | 0 | 0 | 0 | 0 | 0 | 0 | 0 | 0 | 0 | 0 | 0 | 0 | 0 | 0 | 0 | 0 | 1896.8284 | 2297.444 | 3496.301 | Hinson - Del Amo Constraint | Hinson - Del Amo Constraint | Hinson - Del Amo Constraint |  | 0 | 0 | 0 | 0 | 0 | 0 | 1896.8284 | 2297.444 | 3496.301 | Hinson - Del Amo Constraint | Hinson - Del Amo Constraint | Hinson - Del Amo Constraint |  | 1 | 1 | NO | 1 | 1 | 1 | NO | 1
SCE Metro | La Fresa | 230 | 0 | 0 | 0 | 0 | 0 | 0 | 0 | 0 | 1 | 1 | 0 | 0 | 0 | 0 | 0 | 0 | 0 | 0 | 0 | 0 | 0 | 0 | 0 | 0 | 0 | 0 | 0 | 0 | 0 | 0 | 0 | 0 | 0 | 0 | 0 | 0 | 0 | 0 | 0 | 0 | 0 | 0 | 0 | 0 | 0 | 0 | 0 | 0 | 0 | 0 | 0 | 0 | 0 | 0 | 0 | 0 | 0 | 0 | 0 | 0 | 0 | 0 | 0 | 0 | 0 | 0 | 0 | 0 | 0 | 0 | 0 | 0 | 0 | 0 | 0 | 0 | 0 | 0 | 0 | 0 | 0 | 0 | 0 | 0 | 0 | 0 | 0 | 0 | 0 | 0 | 0 | 0 | 0 | 0 | 0 | 0 | 0 | 0 |  | 0 | 0 | 0 | 0 | 0 | 0 | 0 | 0 | 0.64 | 0 | 0 | 0 | 0 | 0 | 1 | 0 | 0 | 0 | 0 | 0 | 0 | 0 | 0 | 0.64 | 0 | 0 | 0 | 0 | 0 | 1 | 0 | 0 | 0 | 0 | 0 | 0 | 1896.8284 | 2297.444 | 3496.301 | Hinson - Del Amo Constraint | Hinson - Del Amo Constraint | Hinson - Del Amo Constraint |  | 0 | 0 | 0 | 0 | 0 | 0 | 1896.8284 | 2297.444 | 3496.301 | Hinson - Del Amo Constraint | Hinson - Del Amo Constraint | Hinson - Del Amo Constraint |  | 1 | 1 | NO | 1 | 1 | 1 | NO | 1
SCE Metro | Laguna Bell | 230 | 0 | 0 | 0 | 0 | 0 | 0 | 0 | 0 | 0 | 1 | 0 | 0 | 0 | 0 | 0 | 0 | 0 | 0 | 0 | 0 | 0 | 0 | 0 | 0 | 0 | 0 | 0 | 0 | 0 | 0 | 0 | 0 | 0 | 0 | 0 | 0 | 0 | 0 | 0 | 0 | 0 | 0 | 0 | 0 | 0 | 0 | 0 | 0 | 0 | 0 | 0 | 0 | 0 | 0 | 0 | 0 | 0 | 0 | 0 | 0 | 0 | 0 | 0 | 0 | 0 | 0 | 0 | 0 | 0 | 0 | 0 | 0 | 0 | 0 | 0 | 0 | 0 | 0 | 0 | 0 | 0 | 0 | 0 | 0 | 0 | 0 | 0 | 0 | 0 | 0 | 0 | 0 | 0 | 0 | 0 | 0 | 0 | 0 |  | 0 | 0 | 0 | 0 | 0 | 0 | 0 | 0 | 1.35 | 0 | 0 | 100 | 0 | 0 | 1 | 0 | 0 | 0 | 0 | 0 | 0 | 0 | 0 | 2.03 | 0 | 0 | 350 | 0 | 0 | 1 | 0 | 0 | 0 | 0 | 0 | 0 | 3604.3788 | 8273.608 | 22319.9811 | SCE Metro Area Default Constraint | SCE Metro Area Default Constraint | SCE Metro Area Default Constraint |  | 0 | 0 | 0 | 0 | 0 | 0 | 3604.3788 | 8273.608 | 22319.9811 | SCE Metro Area Default Constraint | SCE Metro Area Default Constraint | SCE Metro Area Default Constraint |  | 1 | 1 | NO | 1 | 1 | 1 | NO | 1
PG&E KERN | Lakeview | 70 | 0 | 0 | 0 | 0 | 0 | 0 | 0 | 0 | 0 | 0 | 0 | 0 | 0 | 0 | 0 | 0 | 0 | 0 | 0 | 0 | 0 | 0 | 0 | 0 | 0 | 0 | 0 | 0 | 0 | 0 | 0 | 0 | 0 | 0 | 0 | 0 | 0 | 0 | 0 | 0 | 0 | 0 | 0 | 0 | 0 | 0 | 0 | 0 | 0 | 0 | 0 | 0 | 0 | 0 | 0 | 0 | 0 | 0 | 0 | 0 | 0 | 0 | 0 | 0 | 0 | 0 | 0 | 0 | 0 | 0 | 0 | 0 | 0 | 0 | 0 | 0 | 1 | 0 | 1 | 1 | 0 | 0 | 0 | 0 | 0 | 0 | 0 | 0 | 0 | 0 | 0 | 0 | 0 | 0 | 1 | 0 | 0 | 0 |  | 0 | 0 | 0 | 0 | 0 | 0 | 0 | 0 | 0 | 0 | 89 | 0 | 0 | 0 | 1 | 0 | 0 | 0 | 0 | 0 | 0 | 0 | 0 | 0 | 0 | 89 | 65.6 | 0 | 0 | 1 | 0 | 0 | 4 | 0 | 2 | 1 | 208.4 | -2360.472 | -1847.2316 | Midway-Buena Vista Jct 230kV Line | Gates 500/230kV TB #11 | Mustang-Henrietta 230 kV line |  | 0 | 0 | 1 | 0 | 0 | 0 | 208.4 | -104.8 | 5.29 | Midway-Buena Vista Jct 230kV Line | Midway-Buena Vista Jct 230kV Line | Midway-Buena Vista Jct 230kV Line |  | 5 | 5 | NO | 5 | 5 | 1 | YES | 2
PG&E NGBA | Lakeville | 230 | 0 | 0 | 0 | 0 | 0 | 0 | 0 | 0 | 0 | 0 | 0 | 0 | 0 | 0 | 0 | 0 | 0 | 0 | 0 | 0 | 0 | 0 | 0 | 0 | 0 | 0 | 0 | 0 | 0 | 0 | 0 | 0 | 0 | 0 | 0 | 0 | 0 | 0 | 0 | 1 | 0 | 0 | 0 | 0 | 0 | 0 | 0 | 0 | 0 | 0 | 0 | 1 | 1 | 1 | 1 | 1 | 0 | 0 | 1 | 1 | 0 | 0 | 0 | 0 | 0 | 1 | 1 | 0 | 0 | 0 | 0 | 0 | 0 | 0 | 0 | 0 | 0 | 0 | 0 | 0 | 0 | 0 | 0 | 0 | 0 | 0 | 0 | 0 | 0 | 0 | 0 | 0 | 0 | 0 | 0 | 0 | 0 | 2 |  | 0 | 0 | 0 | 0 | 0 | 0 | 0 | 0 | 0 | 0 | 0 | 0 | 0 | 0 | 0 | 0 | 0 | 0 | 0 | 0 | 0 | 0 | 0 | 0 | 0 | 0 | 0 | 0 | 0 | 0 | 3 | 0 | 2 | 0 | 0 | 0 | -660.34 | -215.8012 | 361.1526 | Collinsville-Tesla 500 kV Line | Collinsville-Tesla 500 kV Line | Birds Landing-Contra Costa 230kV Line |  | 1 | 0 | 1 | 0 | 0 | 0 | -298.39 | -27.9962 | 361.1526 | Birds Landing-Contra Costa 230kV Line | Birds Landing-Contra Costa 230kV Line | Birds Landing-Contra Costa 230kV Line |  | 5 | 5 | NO | 5 | 1 | 1 | NO | 1
PG&E NGBA | Lakeville | 60 | 0 | 0 | 0 | 0 | 0 | 0 | 0 | 0 | 0 | 0 | 0 | 0 | 0 | 0 | 0 | 0 | 0 | 0 | 0 | 0 | 0 | 0 | 0 | 0 | 0 | 0 | 0 | 0 | 0 | 0 | 0 | 0 | 0 | 0 | 0 | 0 | 0 | 0 | 0 | 1 | 0 | 0 | 0 | 0 | 0 | 0 | 0 | 0 | 0 | 0 | 0 | 1 | 1 | 1 | 1 | 1 | 0 | 0 | 0 | 1 | 0 | 0 | 0 | 0 | 0 | 1 | 1 | 0 | 0 | 0 | 0 | 0 | 0 | 0 | 0 | 0 | 0 | 0 | 0 | 0 | 0 | 0 | 0 | 0 | 0 | 0 | 0 | 0 | 0 | 0 | 0 | 0 | 0 | 0 | 0 | 0 | 0 | 2 |  | 0 | 0 | 0 | 0 | 0 | 0 | 0 | 0 | 0 | 0 | 0 | 0 | 0 | 0 | 0 | 0 | 0 | 0 | 0 | 0 | 0 | 0 | 0 | 0 | 0 | 0 | 0 | 0 | 0 | 0 | 3 | 0 | 2 | 0 | 0 | 0 | -660.34 | -215.8012 | 361.1526 | Collinsville-Tesla 500 kV Line | Collinsville-Tesla 500 kV Line | Birds Landing-Contra Costa 230kV Line |  | 1 | 0 | 1 | 0 | 0 | 0 | -298.39 | -27.9962 | 361.1526 | Birds Landing-Contra Costa 230kV Line | Birds Landing-Contra Costa 230kV Line | Birds Landing-Contra Costa 230kV Line |  | 5 | 5 | NO | 5 | 1 | 1 | NO | 1
PG&E NGBA | Lakeville | 115 | 0 | 0 | 0 | 0 | 0 | 0 | 0 | 0 | 0 | 0 | 0 | 0 | 0 | 0 | 0 | 0 | 0 | 0 | 0 | 0 | 0 | 0 | 0 | 0 | 0 | 0 | 0 | 0 | 0 | 0 | 0 | 0 | 0 | 0 | 0 | 0 | 0 | 0 | 0 | 1 | 0 | 0 | 0 | 0 | 0 | 0 | 0 | 0 | 0 | 0 | 0 | 1 | 1 | 1 | 1 | 1 | 0 | 0 | 0 | 1 | 0 | 0 | 0 | 0 | 0 | 1 | 1 | 0 | 0 | 0 | 0 | 0 | 0 | 0 | 0 | 0 | 0 | 0 | 0 | 0 | 0 | 0 | 0 | 0 | 0 | 0 | 0 | 0 | 0 | 0 | 0 | 0 | 0 | 0 | 0 | 0 | 0 | 2 |  | 0 | 0 | 0 | 0 | 0 | 0 | 0 | 0 | 0 | 0 | 0 | 0 | 0 | 0 | 0 | 20 | 0 | 0 | 0 | 0 | 0 | 0 | 0 | 0 | 0 | 0 | 50 | 0 | 0 | 1 | 3 | 0 | 2 | 0 | 0 | 0 | -660.34 | -215.8012 | 361.1526 | Collinsville-Tesla 500 kV Line | Collinsville-Tesla 500 kV Line | Birds Landing-Contra Costa 230kV Line |  | 1 | 0 | 1 | 0 | 0 | 0 | -298.39 | -27.9962 | 361.1526 | Birds Landing-Contra Costa 230kV Line | Birds Landing-Contra Costa 230kV Line | Birds Landing-Contra Costa 230kV Line |  | 5 | 5 | NO | 5 | 1 | 1 | NO | 1
PG&E GBA | Lakewood | 115 | 0 | 0 | 0 | 0 | 0 | 0 | 0 | 0 | 0 | 0 | 0 | 0 | 0 | 0 | 0 | 0 | 0 | 0 | 0 | 0 | 0 | 0 | 0 | 0 | 0 | 0 | 0 | 0 | 0 | 0 | 0 | 0 | 0 | 0 | 0 | 0 | 0 | 0 | 0 | 1 | 0 | 0 | 0 | 0 | 0 | 0 | 0 | 0 | 0 | 0 | 0 | 0 | 0 | 0 | 0 | 0 | 0 | 0 | 0 | 0 | 0 | 0 | 0 | 0 | 0 | 0 | 0 | 0 | 0 | 0 | 0 | 0 | 0 | 0 | 0 | 0 | 0 | 0 | 0 | 0 | 0 | 0 | 0 | 0 | 0 | 0 | 0 | 0 | 0 | 0 | 0 | 0 | 0 | 0 | 0 | 0 | 0 | 0 |  | 0 | 0 | 0 | 0 | 0 | 0 | 0 | 0 | 0 | 0 | 0 | 0 | 0 | 0 | 0 | 0 | 0 | 0 | 0 | 0 | 0 | 0 | 0 | 0 | 0 | 0 | 0 | 0 | 0 | 0 | 1 | 0 | 1 | 0 | 0 | 0 | -660.34 | -215.8012 | 2295.5509 | Collinsville-Tesla 500 kV Line | Collinsville-Tesla 500 kV Line | Collinsville-Tesla 500 kV Line |  | 0 | 0 | 0 | 0 | 0 | 0 | 7984.66 | 8429.1988 | 2295.5509 | Collinsville-Tesla 500 kV Line | Collinsville-Tesla 500 kV Line | Collinsville-Tesla 500 kV Line |  | 5 | 1 | YES | 2 | 1 | 1 | NO | 1
PG&E NGBA | Lambie | 230 | 0 | 0 | 0 | 0 | 0 | 0 | 0 | 0 | 0 | 0 | 0 | 0 | 0 | 0 | 0 | 0 | 0 | 0 | 0 | 0 | 0 | 0 | 0 | 0 | 0 | 0 | 0 | 0 | 0 | 0 | 0 | 0 | 0 | 0 | 0 | 0 | 0 | 0 | 0 | 1 | 0 | 0 | 0 | 0 | 0 | 0 | 0 | 0 | 0 | 0 | 0 | 0 | 0 | 1 | 1 | 1 | 0 | 0 | 1 | 1 | 0 | 0 | 0 | 0 | 0 | 1 | 1 | 0 | 0 | 0 | 0 | 0 | 0 | 0 | 0 | 0 | 0 | 0 | 0 | 0 | 0 | 0 | 0 | 0 | 0 | 0 | 0 | 0 | 0 | 0 | 0 | 0 | 0 | 0 | 0 | 0 | 0 | 0 |  | 0 | 0 | 0 | 0 | 0 | 0 | 0 | 0 | 0 | 0 | 0 | 0 | 0 | 0 | 0 | 0 | 0 | 0 | 0 | 0 | 0 | 0 | 0 | 0 | 0 | 0 | 0 | 0 | 0 | 0 | 3 | 0 | 2 | 0 | 0 | 0 | -660.34 | -215.8012 | 361.1526 | Collinsville-Tesla 500 kV Line | Collinsville-Tesla 500 kV Line | Birds Landing-Contra Costa 230kV Line |  | 1 | 0 | 1 | 0 | 0 | 0 | -298.39 | -27.9962 | 361.1526 | Birds Landing-Contra Costa 230kV Line | Birds Landing-Contra Costa 230kV Line | Birds Landing-Contra Costa 230kV Line |  | 5 | 5 | NO | 5 | 1 | 1 | NO | 1
PG&E GBA | Lammers | 115 | 0 | 0 | 0 | 0 | 0 | 0 | 0 | 0 | 0 | 0 | 0 | 0 | 0 | 0 | 0 | 0 | 0 | 0 | 0 | 0 | 0 | 0 | 0 | 0 | 0 | 0 | 0 | 0 | 0 | 0 | 0 | 0 | 0 | 0 | 0 | 0 | 0 | 0 | 0 | 0 | 0 | 0 | 0 | 0 | 0 | 1 | 0 | 0 | 0 | 0 | 0 | 0 | 0 | 0 | 0 | 1 | 0 | 1 | 0 | 1 | 0 | 0 | 0 | 0 | 0 | 1 | 0 | 0 | 0 | 0 | 0 | 0 | 0 | 0 | 0 | 0 | 0 | 0 | 0 | 0 | 0 | 0 | 0 | 0 | 0 | 0 | 0 | 0 | 0 | 0 | 0 | 0 | 0 | 0 | 0 | 0 | 0 | 0 |  | 0 | 0 | 0 | 0 | 0 | 0 | 0 | 0 | 0 | 0 | 0 | 0 | 0 | 0 | 0 | 0 | 0 | 0 | 0 | 0 | 0 | 0 | 0 | 0 | 0 | 0 | 0 | 0 | 0 | 0 | 1 | 0 | 0 | 0 | 0 | 0 | -52.2 | 5.59 | 543.909 | Kasson Jct-Heinz 115 kV line | Kasson Jct-Heinz 115 kV line | Kasson Jct-Heinz 115 kV line |  | 1 | 0 | 0 | 0 | 0 | 0 | -52.2 | 5.59 | 543.909 | Kasson Jct-Heinz 115 kV line | Kasson Jct-Heinz 115 kV line | Kasson Jct-Heinz 115 kV line |  | 5 | 5 | NO | 5 | 1 | 1 | NO | 1
PG&E KERN | Lamont | 115 | 0 | 0 | 0 | 0 | 0 | 0 | 0 | 0 | 0 | 0 | 0 | 0 | 0 | 0 | 0 | 0 | 0 | 0 | 0 | 0 | 0 | 0 | 0 | 0 | 0 | 0 | 0 | 0 | 0 | 0 | 0 | 0 | 0 | 0 | 0 | 0 | 0 | 0 | 0 | 0 | 0 | 0 | 0 | 0 | 0 | 0 | 0 | 0 | 0 | 0 | 0 | 0 | 0 | 0 | 0 | 0 | 0 | 0 | 0 | 0 | 0 | 0 | 0 | 0 | 0 | 0 | 0 | 0 | 0 | 0 | 1 | 0 | 0 | 1 | 0 | 0 | 0 | 0 | 1 | 1 | 0 | 0 | 0 | 0 | 0 | 0 | 0 | 0 | 0 | 0 | 0 | 0 | 0 | 0 | 1 | 0 | 0 | 0 |  | 0 | 0 | 0 | 0 | 0 | 0 | 0 | 0 | 0 | 0 | 0 | 0 | 0 | 0 | 0 | 0 | 0 | 0 | 0 | 0 | 0 | 0 | 0 | 0 | 100 | 31.2 | 0 | 0 | 0 | 1 | 0 | 0 | 3 | 0 | 2 | 1 | 169.8 | -2360.472 | -1847.2316 | Kern-Tevis-Stockdale-Lamont 115kV line | Gates 500/230kV TB #11 | Mustang-Henrietta 230 kV line |  | 0 | 0 | 0 | 0 | 0 | 0 | 169.8 | 113.8 | 5.352 | Kern-Tevis-Stockdale-Lamont 115kV line | Kern-Tevis-Stockdale-Lamont 115kV line | Kern-Tevis-Stockdale-Lamont 115kV line |  | 5 | 1 | YES | 2 | 5 | 1 | YES | 2
PG&E FRESNO | Las Aguilas | 230 | 0 | 0 | 0 | 0 | 0 | 0 | 0 | 0 | 0 | 0 | 0 | 0 | 0 | 0 | 0 | 0 | 0 | 0 | 0 | 0 | 0 | 0 | 0 | 0 | 0 | 0 | 0 | 0 | 0 | 0 | 0 | 0 | 0 | 0 | 0 | 0 | 0 | 0 | 0 | 0 | 0 | 0 | 0 | 0 | 0 | 0 | 0 | 0 | 0 | 0 | 0 | 0 | 0 | 0 | 0 | 0 | 0 | 0 | 0 | 0 | 0 | 0 | 0 | 0 | 0 | 0 | 0 | 0 | 0 | 0 | 0 | 0 | 0 | 0 | 0 | 0 | 0 | 0 | 1 | 1 | 0 | 1 | 0 | 0 | 0 | 1 | 0 | 0 | 0 | 0 | 0 | 0 | 0 | 0 | 0 | 0 | 1 | 1 |  | 0 | 0 | 0 | 0 | 0 | 0 | 0 | 0 | 0 | 0 | 0 | 0 | 0 | 0 | 0 | 0 | 0 | 0 | 0 | 0 | 0 | 0 | 0 | 0 | 0 | 0 | 0 | 0 | 0 | 0 | 0 | 0 | 2 | 0 | 2 | 0 | 530.62 | -2360.472 | -1671.433 | Gates 500/230kV TB #12 | Gates 500/230kV TB #11 | Gates 500/230kV TB #12 |  | 0 | 0 | 0 | 0 | 0 | 0 | 958.5 | 1141.75 | 2213.8866 | NEW-Metcalf-Mosslanding 500kV | NEW-Metcalf-Mosslanding 500kV | Tranquility-Helm 230kV Line |  | 5 | 1 | YES | 2 | 5 | 1 | YES | 2
EOP | Lathrop | 138 | 0 | 0 | 0 | 0 | 0 | 0 | 0 | 0 | 0 | 0 | 0 | 0 | 0 | 0 | 0 | 0 | 0 | 0 | 0 | 0 | 0 | 0 | 1 | 1 | 1 | 0 | 0 | 0 | 0 | 0 | 0 | 0 | 0 | 0 | 0 | 0 | 0 | 0 | 0 | 0 | 0 | 0 | 0 | 0 | 0 | 0 | 0 | 0 | 0 | 0 | 0 | 0 | 0 | 0 | 0 | 0 | 0 | 0 | 0 | 0 | 0 | 0 | 0 | 0 | 0 | 0 | 0 | 0 | 0 | 0 | 0 | 0 | 0 | 0 | 0 | 0 | 0 | 0 | 0 | 0 | 0 | 0 | 0 | 0 | 0 | 0 | 0 | 0 | 0 | 0 | 0 | 0 | 0 | 0 | 0 | 0 | 0 | 2 |  | 0 | 0 | 0 | 0 | 0 | 0 | 0 | 0 | 0 | 0 | 0 | 0 | 0 | 0 | 0 | 0 | 0 | 0 | 0 | 0 | 0 | 0 | 0 | 0 | 0 | 0 | 0 | 0 | 0 | 0 | 1 | 0 | 1 | 0 | 0 | 0 | -3566.801 | -1411.508 | 344.027 | Lugo - Victorville area constraint | Lugo - Victorville area constraint | Lugo - Victorville area constraint |  | 0 | 0 | 0 | 0 | 0 | 0 | 576.5 | 1808.75 | 3367.55 | Sloan Canyon - Eldorado 500 kV constraint | Sloan Canyon - Eldorado 500 kV constraint | GLW 230kV area constraint |  | 5 | 1 | YES | 2 | 1 | 1 | NO | 1
EOP | Lathrop | 230 | 0 | 0 | 0 | 0 | 0 | 0 | 0 | 0 | 0 | 0 | 0 | 0 | 0 | 0 | 0 | 0 | 0 | 0 | 0 | 0 | 0 | 0 | 1 | 1 | 1 | 0 | 0 | 0 | 0 | 0 | 0 | 0 | 0 | 0 | 0 | 0 | 0 | 0 | 0 | 0 | 0 | 0 | 0 | 0 | 0 | 0 | 0 | 0 | 0 | 0 | 0 | 0 | 0 | 0 | 0 | 0 | 0 | 0 | 0 | 0 | 0 | 0 | 0 | 0 | 0 | 0 | 0 | 0 | 0 | 0 | 0 | 0 | 0 | 0 | 0 | 0 | 0 | 0 | 0 | 0 | 0 | 0 | 0 | 0 | 0 | 0 | 0 | 0 | 0 | 0 | 0 | 0 | 0 | 0 | 0 | 0 | 0 | 2 |  | 0 | 0 | 0 | 0 | 0 | 0 | 0 | 0 | 0 | 0 | 0 | 0 | 0 | 0 | 0 | 0 | 0 | 150 | 0 | 0 | 0 | 0 | 0 | 0 | 0 | 560 | 0 | 190 | 0 | 1 | 1 | 0 | 1 | 0 | 0 | 0 | -3566.801 | -1411.508 | 344.027 | Lugo - Victorville area constraint | Lugo - Victorville area constraint | Lugo - Victorville area constraint |  | 0 | 0 | 0 | 0 | 0 | 0 | 576.5 | 1808.75 | 3367.55 | Sloan Canyon - Eldorado 500 kV constraint | Sloan Canyon - Eldorado 500 kV constraint | GLW 230kV area constraint |  | 5 | 1 | YES | 2 | 1 | 1 | NO | 1
PG&E FRESNO | Le Grand | 115 | 0 | 0 | 0 | 0 | 0 | 0 | 0 | 0 | 0 | 0 | 0 | 0 | 0 | 0 | 0 | 0 | 0 | 0 | 0 | 0 | 0 | 0 | 0 | 0 | 0 | 0 | 0 | 0 | 0 | 0 | 0 | 0 | 0 | 0 | 0 | 0 | 0 | 0 | 0 | 0 | 0 | 0 | 0 | 0 | 0 | 1 | 0 | 0 | 0 | 0 | 0 | 0 | 0 | 0 | 0 | 0 | 0 | 0 | 0 | 0 | 0 | 0 | 0 | 0 | 0 | 0 | 0 | 0 | 0 | 0 | 0 | 0 | 0 | 0 | 0 | 0 | 0 | 0 | 1 | 1 | 0 | 1 | 1 | 1 | 1 | 1 | 0 | 1 | 1 | 1 | 1 | 0 | 1 | 0 | 0 | 0 | 0 | 2 |  | 0 | 0 | 0 | 0 | 0 | 0 | 0 | 0 | 0 | 0 | 0 | 0 | 0 | 0 | 0 | 0 | 0 | 0 | 0 | 0 | 0 | 0 | 0 | 0 | 0 | 0 | 0 | 0 | 0 | 0 | 2 | 0 | 4 | 0 | 2 | 0 | -404.45 | -2360.472 | -1671.433 | Borden-Storey #1 230kV line | Gates 500/230kV TB #11 | Gates 500/230kV TB #12 |  | 0 | 0 | 0 | 0 | 0 | 0 | 29.35 | 122 | 126.1276 | Bellota-Weber 230kV line | Merced 115/70kV TB#2 | Oro Loma-El Nido 115kV Line |  | 5 | 1 | YES | 2 | 5 | 1 | YES | 2
PG&E FRESNO | Lemoore | 70 | 0 | 0 | 0 | 0 | 0 | 0 | 0 | 0 | 0 | 0 | 0 | 0 | 0 | 0 | 0 | 0 | 0 | 0 | 0 | 0 | 0 | 0 | 0 | 0 | 0 | 0 | 0 | 0 | 0 | 0 | 0 | 0 | 0 | 0 | 0 | 0 | 0 | 0 | 0 | 0 | 0 | 0 | 0 | 0 | 0 | 0 | 0 | 0 | 0 | 0 | 0 | 0 | 0 | 0 | 0 | 0 | 0 | 0 | 0 | 0 | 0 | 0 | 0 | 0 | 0 | 0 | 0 | 0 | 1 | 0 | 0 | 0 | 0 | 0 | 0 | 0 | 0 | 0 | 0 | 1 | 0 | 1 | 0 | 0 | 0 | 0 | 0 | 0 | 0 | 0 | 0 | 0 | 0 | 0 | 0 | 0 | 0 | 0 |  | 0 | 0 | 0 | 0 | 0 | 0 | 0 | 0 | 0 | 0 | 0 | 0 | 0 | 0 | 0 | 0 | 0 | 0 | 0 | 0 | 0 | 0 | 0 | 0 | 0 | 0 | 0 | 0 | 0 | 0 | 0 | 0 | 1 | 0 | 1 | 0 | 841.32 | -2360.472 | -1076.0882 | Gates 500/230kV TB #11 | Gates 500/230kV TB #11 | Gates 500/230kV TB #11 |  | 0 | 0 | 0 | 0 | 0 | 0 | 1194.55 | 1249.37 | 1197.7988 | Gates-Arco 230 kV Line | Gates-Arco 230 kV Line | Gates-Arco 230 kV Line |  | 5 | 1 | YES | 2 | 5 | 1 | YES | 2
PG&E KERN | Lerdo | 115 | 0 | 0 | 0 | 0 | 0 | 0 | 0 | 0 | 0 | 0 | 0 | 0 | 0 | 0 | 0 | 0 | 0 | 0 | 0 | 0 | 0 | 0 | 0 | 0 | 0 | 0 | 0 | 0 | 0 | 0 | 0 | 0 | 0 | 0 | 0 | 0 | 0 | 0 | 0 | 0 | 0 | 0 | 0 | 0 | 0 | 0 | 0 | 0 | 0 | 0 | 0 | 0 | 0 | 0 | 0 | 0 | 0 | 0 | 0 | 0 | 0 | 0 | 0 | 0 | 0 | 0 | 0 | 1 | 1 | 0 | 1 | 0 | 0 | 0 | 1 | 0 | 0 | 0 | 1 | 0 | 0 | 0 | 0 | 0 | 0 | 0 | 0 | 0 | 0 | 0 | 0 | 0 | 0 | 0 | 1 | 0 | 0 | 0 |  | 0 | 0 | 0 | 0 | 0 | 0 | 0 | 0 | 0 | 0 | 0 | 0 | 0 | 0 | 0 | 0 | 0 | 0 | 0 | 0 | 0 | 0 | 0 | 0 | 0 | 0 | 0 | 0 | 0 | 0 | 0 | 0 | 2 | 0 | 1 | 1 | 122.65 | -2086.452 | -1847.2316 | Cal Flat-Gates 230 kV line | Gates 500/230kV TB #12 | Mustang-Henrietta 230 kV line |  | 0 | 0 | 0 | 0 | 0 | 0 | 122.65 | 392.11 | 631.7684 | Cal Flat-Gates 230 kV line | Cal Flat-Gates 230 kV line | Mustang-Henrietta 230 kV line |  | 5 | 1 | YES | 2 | 5 | 1 | YES | 2
SCE Metro | Lewis | 230 | 0 | 0 | 0 | 0 | 0 | 0 | 0 | 0 | 0 | 1 | 0 | 0 | 0 | 0 | 0 | 0 | 0 | 0 | 0 | 0 | 0 | 0 | 0 | 0 | 0 | 0 | 0 | 0 | 0 | 0 | 0 | 0 | 0 | 0 | 0 | 0 | 0 | 0 | 0 | 0 | 0 | 0 | 0 | 0 | 0 | 0 | 0 | 0 | 0 | 0 | 0 | 0 | 0 | 0 | 0 | 0 | 0 | 0 | 0 | 0 | 0 | 0 | 0 | 0 | 0 | 0 | 0 | 0 | 0 | 0 | 0 | 0 | 0 | 0 | 0 | 0 | 0 | 0 | 0 | 0 | 0 | 0 | 0 | 0 | 0 | 0 | 0 | 0 | 0 | 0 | 0 | 0 | 0 | 0 | 0 | 0 | 0 | 0 |  | 0 | 0 | 0 | 0 | 0 | 0 | 0 | 0 | 0 | 0 | 0 | 0 | 0 | 0 | 0 | 0 | 0 | 0 | 0 | 0 | 0 | 0 | 0 | 0 | 0 | 0 | 0 | 0 | 0 | 0 | 0 | 0 | 0 | 0 | 0 | 0 | 3604.3788 | 8273.608 | 22319.9811 | SCE Metro Area Default Constraint | SCE Metro Area Default Constraint | SCE Metro Area Default Constraint |  | 0 | 0 | 0 | 0 | 0 | 0 | 3604.3788 | 8273.608 | 22319.9811 | SCE Metro Area Default Constraint | SCE Metro Area Default Constraint | SCE Metro Area Default Constraint |  | 1 | 1 | NO | 1 | 1 | 1 | NO | 1
SCE Metro | Lighthipe | 230 | 0 | 0 | 0 | 0 | 0 | 0 | 0 | 0 | 1 | 1 | 0 | 0 | 0 | 0 | 0 | 0 | 0 | 0 | 0 | 0 | 0 | 0 | 0 | 0 | 0 | 0 | 0 | 0 | 0 | 0 | 0 | 0 | 0 | 0 | 0 | 0 | 0 | 0 | 0 | 0 | 0 | 0 | 0 | 0 | 0 | 0 | 0 | 0 | 0 | 0 | 0 | 0 | 0 | 0 | 0 | 0 | 0 | 0 | 0 | 0 | 0 | 0 | 0 | 0 | 0 | 0 | 0 | 0 | 0 | 0 | 0 | 0 | 0 | 0 | 0 | 0 | 0 | 0 | 0 | 0 | 0 | 0 | 0 | 0 | 0 | 0 | 0 | 0 | 0 | 0 | 0 | 0 | 0 | 0 | 0 | 0 | 0 | 0 |  | 0 | 0 | 0 | 0 | 0 | 0 | 0 | 0 | 2.34 | 1.32 | 0 | 0 | 0 | 0 | 1 | 0 | 0 | 0 | 0 | 0 | 0 | 0 | 0 | 3.66 | 1.32 | 0 | 0 | 0 | 0 | 1 | 0 | 0 | 0 | 0 | 0 | 0 | 1896.8284 | 2297.444 | 3496.301 | Hinson - Del Amo Constraint | Hinson - Del Amo Constraint | Hinson - Del Amo Constraint |  | 0 | 0 | 0 | 0 | 0 | 0 | 1896.8284 | 2297.444 | 3496.301 | Hinson - Del Amo Constraint | Hinson - Del Amo Constraint | Hinson - Del Amo Constraint |  | 1 | 1 | NO | 1 | 1 | 1 | NO | 1
SDGE | Lilac | 69 | 0 | 0 | 0 | 0 | 0 | 0 | 0 | 0 | 0 | 0 | 0 | 0 | 0 | 0 | 0 | 0 | 0 | 0 | 0 | 0 | 0 | 0 | 0 | 0 | 0 | 1 | 0 | 0 | 0 | 0 | 1 | 0 | 1 | 1 | 0 | 0 | 0 | 1 | 0 | 0 | 0 | 0 | 0 | 0 | 0 | 0 | 0 | 0 | 0 | 0 | 0 | 0 | 0 | 0 | 0 | 0 | 0 | 0 | 0 | 0 | 0 | 0 | 0 | 0 | 0 | 0 | 0 | 0 | 0 | 0 | 0 | 0 | 0 | 0 | 0 | 0 | 0 | 0 | 0 | 0 | 0 | 0 | 0 | 0 | 0 | 0 | 0 | 0 | 0 | 0 | 0 | 0 | 0 | 0 | 0 | 0 | 0 | 2 |  | 0 | 0 | 0 | 0 | 0 | 0 | 0 | 0 | 0 | 0 | 0 | 0 | 0 | 0 | 0 | 0 | 0 | 0 | 0 | 0 | 0 | 0 | 0 | 0 | 0 | 0 | 0 | 0 | 0 | 0 | 0 | 1 | 0 | 0 | 0 | 0 | -35.92 | 48.96 | 284 | San Luis Rey-San Onofre 230 kV line constraint | San Luis Rey-San Onofre 230 kV line constraint | Ocean Ranch 69 kV constraint |  | 0 | 1 | 0 | 0 | 0 | 0 | -35.92 | 48.96 | 284 | San Luis Rey-San Onofre 230 kV line constraint | San Luis Rey-San Onofre 230 kV line constraint | Ocean Ranch 69 kV constraint |  | 3 | 3 | NO | 3 | 1 | 1 | NO | 1
PG&E NGBA | Lincoln | 115 | 0 | 0 | 0 | 0 | 0 | 0 | 0 | 0 | 0 | 0 | 0 | 0 | 0 | 0 | 0 | 0 | 0 | 0 | 0 | 0 | 0 | 0 | 0 | 0 | 0 | 0 | 0 | 0 | 0 | 0 | 0 | 0 | 0 | 0 | 0 | 0 | 0 | 0 | 0 | 1 | 1 | 0 | 1 | 0 | 1 | 1 | 1 | 1 | 0 | 0 | 0 | 0 | 0 | 0 | 0 | 0 | 0 | 0 | 0 | 1 | 1 | 0 | 0 | 0 | 0 | 0 | 0 | 0 | 0 | 0 | 0 | 0 | 0 | 0 | 0 | 0 | 0 | 0 | 0 | 0 | 0 | 0 | 0 | 0 | 0 | 0 | 0 | 0 | 0 | 0 | 0 | 0 | 0 | 0 | 0 | 0 | 0 | 0 |  | 0 | 0 | 0 | 0 | 0 | 0 | 0 | 0 | 0 | 0 | 0 | 0 | 0 | 0 | 0 | 0 | 0 | 0 | 0 | 0 | 0 | 0 | 0 | 0 | 0 | 0 | 0 | 0 | 0 | 0 | 1 | 0 | 1 | 0 | 0 | 0 | -660.34 | -215.8012 | 62.84 | Collinsville-Tesla 500 kV Line | Collinsville-Tesla 500 kV Line | Woodland- Davis 115kV line |  | 0 | 0 | 0 | 0 | 0 | 0 | 29.35 | 50 | 62.84 | Bellota-Weber 230kV line | Rocklin-Pleaseant grove 115kV line | Woodland- Davis 115kV line |  | 5 | 1 | YES | 2 | 1 | 1 | NO | 1
PG&E KERN | Live Oak | 115 | 0 | 0 | 0 | 0 | 0 | 0 | 0 | 0 | 0 | 0 | 0 | 0 | 0 | 0 | 0 | 0 | 0 | 0 | 0 | 0 | 0 | 0 | 0 | 0 | 0 | 0 | 0 | 0 | 0 | 0 | 0 | 0 | 0 | 0 | 0 | 0 | 0 | 0 | 0 | 0 | 0 | 0 | 0 | 0 | 0 | 0 | 0 | 0 | 0 | 0 | 0 | 0 | 0 | 0 | 0 | 0 | 0 | 0 | 0 | 0 | 0 | 0 | 0 | 0 | 0 | 0 | 0 | 0 | 1 | 0 | 1 | 0 | 0 | 0 | 0 | 0 | 0 | 0 | 1 | 0 | 0 | 0 | 0 | 0 | 0 | 0 | 0 | 0 | 0 | 0 | 0 | 0 | 0 | 0 | 1 | 0 | 0 | 0 |  | 0 | 0 | 0 | 0 | 0 | 0 | 0 | 0 | 0 | 0 | 0 | 0 | 0 | 0 | 0 | 0 | 0 | 0 | 0 | 0 | 0 | 0 | 0 | 0 | 100 | 0 | 0 | 0 | 0 | 1 | 0 | 0 | 2 | 0 | 1 | 1 | 530.62 | -2086.452 | -1847.2316 | Gates 500/230kV TB #12 | Gates 500/230kV TB #12 | Mustang-Henrietta 230 kV line |  | 0 | 0 | 0 | 0 | 0 | 0 | 1194.55 | 1169.488 | 631.7684 | Gates-Arco 230 kV Line | Mustang-Henrietta 230 kV line | Mustang-Henrietta 230 kV line |  | 5 | 1 | YES | 2 | 5 | 1 | YES | 2
PG&E GBA | Llagas | 115 | 0 | 0 | 0 | 0 | 0 | 0 | 0 | 0 | 0 | 0 | 0 | 0 | 0 | 0 | 0 | 0 | 0 | 0 | 0 | 0 | 0 | 0 | 0 | 0 | 0 | 0 | 0 | 0 | 0 | 0 | 0 | 0 | 0 | 0 | 0 | 0 | 0 | 0 | 0 | 0 | 0 | 0 | 0 | 0 | 0 | 0 | 0 | 0 | 0 | 0 | 0 | 0 | 1 | 0 | 0 | 1 | 0 | 0 | 0 | 1 | 0 | 0 | 0 | 0 | 1 | 0 | 0 | 0 | 0 | 0 | 0 | 0 | 0 | 0 | 0 | 0 | 0 | 0 | 0 | 0 | 0 | 0 | 0 | 0 | 0 | 0 | 0 | 0 | 0 | 0 | 0 | 0 | 0 | 0 | 0 | 0 | 0 | 1 |  | 0 | 0 | 0 | 0 | 0 | 0 | 0 | 0 | 0 | 0 | 0 | 0 | 0 | 0 | 0 | 0 | 0 | 0 | 0 | 0 | 0 | 0 | 0 | 0 | 0 | 0 | 0 | 0 | 0 | 0 | 0 | 0 | 0 | 0 | 0 | 0 | 155 | 161.5 | 72 | Morganhill-Metcalf 115kV Line | Morganhill-Metcalf 115kV Line | Morganhill-Metcalf 115kV Line |  | 0 | 0 | 0 | 0 | 0 | 0 | 155 | 161.5 | 72 | Morganhill-Metcalf 115kV Line | Morganhill-Metcalf 115kV Line | Morganhill-Metcalf 115kV Line |  | 1 | 1 | NO | 1 | 1 | 1 | NO | 1
PG&E GBA | Lockeford | 115 | 0 | 0 | 0 | 0 | 0 | 0 | 0 | 0 | 0 | 0 | 0 | 0 | 0 | 0 | 0 | 0 | 0 | 0 | 0 | 0 | 0 | 0 | 0 | 0 | 0 | 0 | 0 | 0 | 0 | 0 | 0 | 0 | 0 | 0 | 0 | 0 | 0 | 0 | 0 | 0 | 0 | 0 | 0 | 0 | 0 | 1 | 0 | 0 | 0 | 0 | 0 | 0 | 0 | 0 | 0 | 0 | 0 | 0 | 0 | 1 | 1 | 0 | 0 | 0 | 0 | 0 | 0 | 0 | 0 | 0 | 0 | 0 | 0 | 0 | 0 | 0 | 0 | 0 | 0 | 0 | 0 | 0 | 0 | 0 | 0 | 0 | 0 | 0 | 0 | 0 | 0 | 0 | 0 | 0 | 0 | 0 | 0 | 0 |  | 0 | 0 | 0 | 0 | 0 | 0 | 0 | 0 | 0 | 0 | 0 | 0 | 0 | 0 | 0 | 0 | 0 | 0 | 0 | 0 | 0 | 0 | 0 | 0 | 0 | 0 | 0 | 0 | 0 | 0 | 0 | 0 | 0 | 0 | 0 | 0 | 29.35 | 368.5 | 1523.3998 | Bellota-Weber 230kV line | Bellota-Weber 230kV line | Bellota-Weber 230kV line |  | 0 | 0 | 0 | 0 | 0 | 0 | 29.35 | 368.5 | 1523.3998 | Bellota-Weber 230kV line | Bellota-Weber 230kV line | Bellota-Weber 230kV line |  | 1 | 1 | NO | 1 | 1 | 1 | NO | 1
PG&E GBA | Lockeford | 230 | 0 | 0 | 0 | 0 | 0 | 0 | 0 | 0 | 0 | 0 | 0 | 0 | 0 | 0 | 0 | 0 | 0 | 0 | 0 | 0 | 0 | 0 | 0 | 0 | 0 | 0 | 0 | 0 | 0 | 0 | 0 | 0 | 0 | 0 | 0 | 0 | 0 | 0 | 0 | 1 | 0 | 0 | 0 | 0 | 0 | 1 | 0 | 0 | 0 | 0 | 0 | 0 | 0 | 0 | 0 | 0 | 0 | 0 | 0 | 1 | 1 | 0 | 0 | 0 | 0 | 0 | 0 | 0 | 0 | 0 | 0 | 0 | 0 | 0 | 0 | 0 | 0 | 0 | 0 | 0 | 0 | 0 | 0 | 0 | 0 | 1 | 0 | 0 | 0 | 0 | 0 | 0 | 0 | 0 | 0 | 0 | 0 | 1 |  | 0 | 0 | 0 | 0 | 0 | 0 | 0 | 0 | 0 | 0 | 0 | 0 | 0 | 0 | 0 | 0 | 0 | 0 | 0 | 0 | 0 | 0 | 0 | 0 | 0 | 200 | 0 | 0 | 0 | 1 | 1 | 0 | 1 | 0 | 0 | 0 | -660.34 | -215.8012 | 1523.3998 | Collinsville-Tesla 500 kV Line | Collinsville-Tesla 500 kV Line | Bellota-Weber 230kV line |  | 0 | 0 | 0 | 0 | 0 | 0 | 29.35 | 368.5 | 1523.3998 | Bellota-Weber 230kV line | Bellota-Weber 230kV line | Bellota-Weber 230kV line |  | 5 | 1 | YES | 2 | 1 | 1 | NO | 1
PG&E GBA | Lockeford | 60 | 0 | 0 | 0 | 0 | 0 | 0 | 0 | 0 | 0 | 0 | 0 | 0 | 0 | 0 | 0 | 0 | 0 | 0 | 0 | 0 | 0 | 0 | 0 | 0 | 0 | 0 | 0 | 0 | 0 | 0 | 0 | 0 | 0 | 0 | 0 | 0 | 0 | 0 | 0 | 1 | 0 | 0 | 0 | 0 | 0 | 1 | 0 | 0 | 0 | 0 | 0 | 0 | 0 | 0 | 0 | 0 | 0 | 0 | 0 | 1 | 1 | 0 | 0 | 0 | 0 | 0 | 0 | 0 | 0 | 0 | 0 | 0 | 0 | 0 | 0 | 0 | 0 | 0 | 0 | 0 | 0 | 0 | 0 | 0 | 0 | 1 | 0 | 0 | 0 | 0 | 0 | 0 | 0 | 0 | 0 | 0 | 0 | 1 |  | 0 | 0 | 0 | 0 | 0 | 0 | 0 | 0 | 0 | 0 | 0 | 0 | 0 | 0 | 0 | 0 | 0 | 0 | 0 | 0 | 0 | 0 | 0 | 0 | 0 | 0 | 0 | 0 | 0 | 0 | 1 | 0 | 1 | 0 | 0 | 0 | -660.34 | -215.8012 | 1523.3998 | Collinsville-Tesla 500 kV Line | Collinsville-Tesla 500 kV Line | Bellota-Weber 230kV line |  | 0 | 0 | 0 | 0 | 0 | 0 | 29.35 | 368.5 | 1523.3998 | Bellota-Weber 230kV line | Bellota-Weber 230kV line | Bellota-Weber 230kV line |  | 5 | 1 | YES | 2 | 1 | 1 | NO | 1
PG&E GBA | Lodi | 230 | 0 | 0 | 0 | 0 | 0 | 0 | 0 | 0 | 0 | 0 | 0 | 0 | 0 | 0 | 0 | 0 | 0 | 0 | 0 | 0 | 0 | 0 | 0 | 0 | 0 | 0 | 0 | 0 | 0 | 0 | 0 | 0 | 0 | 0 | 0 | 0 | 0 | 0 | 0 | 1 | 0 | 0 | 0 | 0 | 0 | 1 | 0 | 1 | 0 | 0 | 0 | 0 | 0 | 0 | 0 | 0 | 0 | 0 | 0 | 1 | 1 | 0 | 0 | 0 | 0 | 0 | 0 | 0 | 0 | 0 | 0 | 0 | 0 | 0 | 0 | 0 | 0 | 0 | 0 | 0 | 0 | 0 | 0 | 0 | 0 | 0 | 0 | 0 | 0 | 0 | 0 | 0 | 0 | 0 | 0 | 0 | 0 | 0 |  | 0 | 0 | 0 | 0 | 0 | 0 | 0 | 0 | 0 | 0 | 0 | 0 | 0 | 0 | 0 | 0 | 0 | 0 | 0 | 0 | 0 | 0 | 0 | 0 | 0 | 0 | 0 | 0 | 0 | 0 | 1 | 0 | 1 | 0 | 0 | 0 | -660.34 | -215.8012 | 186.9836 | Collinsville-Tesla 500 kV Line | Collinsville-Tesla 500 kV Line | Rio Oso-Lockeford 230kV line |  | 0 | 0 | 0 | 0 | 0 | 0 | 29.35 | 368.5 | 186.9836 | Bellota-Weber 230kV line | Bellota-Weber 230kV line | Rio Oso-Lockeford 230kV line |  | 5 | 1 | YES | 2 | 1 | 1 | NO | 1
PG&E NGBA | Logan Creek | 230 | 0 | 0 | 0 | 0 | 0 | 0 | 0 | 0 | 0 | 0 | 0 | 0 | 0 | 0 | 0 | 0 | 0 | 0 | 0 | 0 | 0 | 0 | 0 | 0 | 0 | 0 | 0 | 0 | 0 | 0 | 0 | 0 | 0 | 0 | 0 | 0 | 0 | 0 | 0 | 1 | 0 | 0 | 0 | 0 | 0 | 0 | 0 | 0 | 0 | 0 | 0 | 0 | 0 | 0 | 0 | 0 | 0 | 0 | 0 | 0 | 0 | 0 | 0 | 0 | 0 | 0 | 1 | 0 | 0 | 0 | 0 | 0 | 0 | 0 | 0 | 0 | 0 | 0 | 0 | 0 | 0 | 0 | 0 | 0 | 0 | 0 | 0 | 0 | 0 | 0 | 0 | 0 | 0 | 0 | 0 | 0 | 0 | 0 |  | 0 | 0 | 0 | 0 | 0 | 0 | 0 | 0 | 0 | 0 | 0 | 0 | 0 | 0 | 0 | 0 | 0 | 0 | 0 | 0 | 0 | 0 | 0 | 0 | 0 | 0 | 0 | 0 | 0 | 0 | 2 | 0 | 2 | 0 | 0 | 0 | -660.34 | -215.8012 | 361.1526 | Collinsville-Tesla 500 kV Line | Collinsville-Tesla 500 kV Line | Birds Landing-Contra Costa 230kV Line |  | 1 | 0 | 1 | 0 | 0 | 0 | -298.39 | -27.9962 | 361.1526 | Birds Landing-Contra Costa 230kV Line | Birds Landing-Contra Costa 230kV Line | Birds Landing-Contra Costa 230kV Line |  | 5 | 5 | NO | 5 | 1 | 1 | NO | 1
PG&E GBA | Lone Tree | 230 | 0 | 0 | 0 | 0 | 0 | 0 | 0 | 0 | 0 | 0 | 0 | 0 | 0 | 0 | 0 | 0 | 0 | 0 | 0 | 0 | 0 | 0 | 0 | 0 | 0 | 0 | 0 | 0 | 0 | 0 | 0 | 0 | 0 | 0 | 0 | 0 | 0 | 0 | 0 | 1 | 0 | 0 | 0 | 0 | 0 | 0 | 0 | 0 | 0 | 0 | 0 | 0 | 0 | 0 | 0 | 1 | 0 | 0 | 0 | 0 | 0 | 0 | 0 | 0 | 0 | 0 | 1 | 0 | 0 | 0 | 0 | 0 | 0 | 0 | 0 | 0 | 0 | 0 | 0 | 0 | 0 | 0 | 0 | 0 | 0 | 0 | 0 | 0 | 0 | 0 | 0 | 0 | 0 | 0 | 0 | 0 | 0 | 0 |  | 0 | 0 | 0 | 0 | 0 | 0 | 0 | 0 | 0 | 0 | 0 | 0 | 0 | 0 | 0 | 0 | 0 | 0 | 0 | 0 | 0 | 0 | 0 | 0 | 0 | 0 | 0 | 0 | 0 | 0 | 2 | 0 | 2 | 0 | 0 | 0 | -660.34 | -215.8012 | 361.1526 | Collinsville-Tesla 500 kV Line | Collinsville-Tesla 500 kV Line | Birds Landing-Contra Costa 230kV Line |  | 1 | 0 | 1 | 0 | 0 | 0 | -298.39 | -27.9962 | 361.1526 | Birds Landing-Contra Costa 230kV Line | Birds Landing-Contra Costa 230kV Line | Birds Landing-Contra Costa 230kV Line |  | 5 | 5 | NO | 5 | 1 | 1 | NO | 1
PG&E FRESNO | Los Banos | 230 | 0 | 0 | 0 | 0 | 0 | 0 | 0 | 0 | 0 | 0 | 0 | 0 | 0 | 0 | 0 | 0 | 0 | 0 | 0 | 0 | 0 | 0 | 0 | 0 | 0 | 0 | 0 | 0 | 0 | 0 | 0 | 0 | 0 | 0 | 0 | 0 | 0 | 0 | 0 | 0 | 0 | 0 | 0 | 0 | 0 | 0 | 0 | 0 | 0 | 0 | 0 | 0 | 0 | 0 | 0 | 0 | 0 | 0 | 0 | 0 | 0 | 0 | 0 | 0 | 0 | 0 | 0 | 0 | 0 | 0 | 0 | 0 | 0 | 0 | 0 | 0 | 0 | 0 | 1 | 1 | 0 | 0 | 0 | 0 | 0 | 1 | 0 | 0 | 0 | 0 | 0 | 0 | 0 | 0 | 0 | 0 | 0 | 1 |  | 0 | 0 | 0 | 0 | 0 | 0 | 0 | 0 | 0 | 0 | 0 | 0 | 0 | 0 | 0 | 10 | 0 | 0 | 69.3 | 0 | 0 | 0 | 0 | 5.9 | 100 | 0 | 0 | 300 | 0 | 1 | 0 | 0 | 2 | 0 | 2 | 0 | 530.62 | -2360.472 | -1671.433 | Gates 500/230kV TB #12 | Gates 500/230kV TB #11 | Gates 500/230kV TB #12 |  | 0 | 0 | 0 | 0 | 0 | 0 | 979.65 | 2637.9 | 5171.567 | Los Banos 500/230kV TB | Los Banos 500/230kV TB | Gates 500/230kV TB #12 |  | 5 | 1 | YES | 2 | 5 | 1 | YES | 2
PG&E FRESNO | Los Banos | 500 | 0 | 0 | 0 | 0 | 0 | 0 | 0 | 0 | 0 | 0 | 0 | 0 | 0 | 0 | 0 | 0 | 0 | 0 | 0 | 0 | 0 | 0 | 0 | 0 | 0 | 0 | 0 | 0 | 0 | 0 | 0 | 0 | 0 | 0 | 0 | 0 | 0 | 0 | 0 | 0 | 0 | 0 | 0 | 0 | 0 | 0 | 0 | 0 | 0 | 0 | 0 | 0 | 0 | 0 | 0 | 0 | 0 | 0 | 0 | 0 | 0 | 0 | 0 | 0 | 0 | 0 | 0 | 0 | 0 | 0 | 0 | 0 | 0 | 0 | 0 | 0 | 0 | 0 | 0 | 0 | 0 | 0 | 0 | 0 | 0 | 0 | 0 | 0 | 0 | 0 | 0 | 0 | 0 | 0 | 0 | 0 | 1 | 0 |  | 0 | 0 | 0 | 0 | 0 | 0 | 0 | 0 | 0 | 0 | 0 | 0 | 0 | 0 | 0 | 0 | 0 | 0 | 0 | 0 | 0 | 0 | 0 | 0 | 100 | 0 | 0 | 477 | 0 | 1 | 0 | 0 | 0 | 0 | 0 | 0 | 958.5 | 1141.75 | 6268.5 | NEW-Metcalf-Mosslanding 500kV | NEW-Metcalf-Mosslanding 500kV | NEW-Metcalf-Mosslanding 500kV |  | 0 | 0 | 0 | 0 | 0 | 0 | 958.5 | 1141.75 | 6268.5 | NEW-Metcalf-Mosslanding 500kV | NEW-Metcalf-Mosslanding 500kV | NEW-Metcalf-Mosslanding 500kV |  | 1 | 1 | NO | 1 | 1 | 1 | NO | 1
SDGE | Los Coches | 138 | 0 | 0 | 0 | 0 | 0 | 0 | 0 | 0 | 0 | 0 | 0 | 0 | 0 | 0 | 0 | 0 | 0 | 0 | 0 | 0 | 0 | 0 | 0 | 0 | 0 | 0 | 1 | 1 | 0 | 0 | 1 | 0 | 1 | 0 | 0 | 0 | 0 | 0 | 0 | 0 | 0 | 0 | 0 | 0 | 0 | 0 | 0 | 0 | 0 | 0 | 0 | 0 | 0 | 0 | 0 | 0 | 0 | 0 | 0 | 0 | 0 | 0 | 0 | 0 | 0 | 0 | 0 | 0 | 0 | 0 | 0 | 0 | 0 | 0 | 0 | 0 | 0 | 0 | 0 | 0 | 0 | 0 | 0 | 0 | 0 | 0 | 0 | 0 | 0 | 0 | 0 | 0 | 0 | 0 | 0 | 0 | 0 | 2 |  | 0 | 0 | 0 | 0 | 0 | 0 | 0 | 0 | 0 | 0 | 0 | 0 | 0 | 0 | 0 | 0 | 0 | 0 | 0 | 0 | 0 | 0 | 0 | 0 | 0 | 0 | 0 | 0 | 0 | 0 | 0 | 1 | 0 | 0 | 0 | 0 | -35.92 | 48.96 | 234 | San Luis Rey-San Onofre 230 kV line constraint | San Luis Rey-San Onofre 230 kV line constraint | Chicarita 138 kV constraint |  | 0 | 1 | 0 | 0 | 0 | 0 | -35.92 | 48.96 | 234 | San Luis Rey-San Onofre 230 kV line constraint | San Luis Rey-San Onofre 230 kV line constraint | Chicarita 138 kV constraint |  | 3 | 3 | NO | 3 | 1 | 1 | NO | 1
SDGE | Los Coches | 69 | 0 | 0 | 0 | 0 | 0 | 0 | 0 | 0 | 0 | 0 | 0 | 0 | 0 | 0 | 0 | 0 | 0 | 0 | 0 | 0 | 0 | 0 | 0 | 0 | 0 | 0 | 0 | 1 | 0 | 0 | 1 | 0 | 1 | 0 | 0 | 0 | 0 | 0 | 0 | 0 | 0 | 0 | 0 | 0 | 0 | 0 | 0 | 0 | 0 | 0 | 0 | 0 | 0 | 0 | 0 | 0 | 0 | 0 | 0 | 0 | 0 | 0 | 0 | 0 | 0 | 0 | 0 | 0 | 0 | 0 | 0 | 0 | 0 | 0 | 0 | 0 | 0 | 0 | 0 | 0 | 0 | 0 | 0 | 0 | 0 | 0 | 0 | 0 | 0 | 0 | 0 | 0 | 0 | 0 | 0 | 0 | 0 | 2 |  | 0 | 0 | 0 | 0 | 0 | 0 | 0 | 0 | 0 | 0 | 0 | 1.5 | 0 | 0 | 1 | 0 | 0 | 0 | 0 | 0 | 0 | 0 | 0 | 0 | 0 | 0 | 1.5 | 0 | 0 | 1 | 0 | 1 | 0 | 0 | 0 | 0 | -35.92 | 48.96 | 482.1964 | San Luis Rey-San Onofre 230 kV line constraint | San Luis Rey-San Onofre 230 kV line constraint | El Cajon 69 kV constraint |  | 0 | 1 | 0 | 0 | 0 | 0 | -35.92 | 48.96 | 482.1964 | San Luis Rey-San Onofre 230 kV line constraint | San Luis Rey-San Onofre 230 kV line constraint | El Cajon 69 kV constraint |  | 3 | 3 | NO | 3 | 1 | 1 | NO | 1
PG&E GBA | Los Esteros | 115 | 0 | 0 | 0 | 0 | 0 | 0 | 0 | 0 | 0 | 0 | 0 | 0 | 0 | 0 | 0 | 0 | 0 | 0 | 0 | 0 | 0 | 0 | 0 | 0 | 0 | 0 | 0 | 0 | 0 | 0 | 0 | 0 | 0 | 0 | 0 | 0 | 0 | 0 | 0 | 0 | 0 | 0 | 0 | 0 | 0 | 0 | 0 | 0 | 0 | 0 | 0 | 0 | 0 | 0 | 0 | 1 | 0 | 0 | 0 | 1 | 0 | 0 | 0 | 0 | 0 | 1 | 0 | 0 | 0 | 0 | 0 | 0 | 0 | 0 | 0 | 0 | 0 | 0 | 0 | 0 | 0 | 0 | 0 | 0 | 0 | 0 | 0 | 0 | 0 | 0 | 0 | 0 | 0 | 0 | 0 | 0 | 0 | 0 |  | 0 | 0 | 0 | 0 | 0 | 0 | 0 | 0 | 0 | 0 | 0 | 0 | 0 | 0 | 0 | 0 | 0 | 0 | 0 | 0 | 0 | 0 | 0 | 0 | 0 | 0 | 0 | 0 | 0 | 0 | 0 | 0 | 0 | 0 | 0 | 0 | 1636.31 | 1970.6438 | 2698.8852 | Tesla-Bellota 230 kV line | Tesla-Bellota 230 kV line | Tesla-Bellota 230 kV line |  | 0 | 0 | 0 | 0 | 0 | 0 | 1636.31 | 1970.6438 | 2698.8852 | Tesla-Bellota 230 kV line | Tesla-Bellota 230 kV line | Tesla-Bellota 230 kV line |  | 1 | 1 | NO | 1 | 1 | 1 | NO | 1
PG&E GBA | Los Esteros | 230 | 0 | 0 | 0 | 0 | 0 | 0 | 0 | 0 | 0 | 0 | 0 | 0 | 0 | 0 | 0 | 0 | 0 | 0 | 0 | 0 | 0 | 0 | 0 | 0 | 0 | 0 | 0 | 0 | 0 | 0 | 0 | 0 | 0 | 0 | 0 | 0 | 0 | 0 | 0 | 0 | 0 | 0 | 0 | 0 | 0 | 0 | 0 | 0 | 0 | 0 | 0 | 0 | 0 | 0 | 0 | 1 | 0 | 0 | 0 | 1 | 0 | 0 | 0 | 0 | 0 | 1 | 0 | 0 | 0 | 0 | 0 | 0 | 0 | 0 | 0 | 0 | 0 | 0 | 0 | 0 | 0 | 0 | 0 | 0 | 0 | 0 | 0 | 0 | 0 | 0 | 0 | 0 | 0 | 0 | 0 | 0 | 0 | 0 |  | 0 | 0 | 0 | 0 | 0 | 0 | 0 | 0 | 0 | 0 | 0 | 0 | 0 | 0 | 0 | 0 | 0 | 0 | 0 | 0 | 0 | 0 | 0 | 0 | 0 | 0 | 0 | 0 | 0 | 0 | 0 | 0 | 0 | 0 | 0 | 0 | 1636.31 | 1970.6438 | 2698.8852 | Tesla-Bellota 230 kV line | Tesla-Bellota 230 kV line | Tesla-Bellota 230 kV line |  | 0 | 0 | 0 | 0 | 0 | 0 | 1636.31 | 1970.6438 | 2698.8852 | Tesla-Bellota 230 kV line | Tesla-Bellota 230 kV line | Tesla-Bellota 230 kV line |  | 1 | 1 | NO | 1 | 1 | 1 | NO | 1
PG&E GBA | Los Positas | 230 | 0 | 0 | 0 | 0 | 0 | 0 | 0 | 0 | 0 | 0 | 0 | 0 | 0 | 0 | 0 | 0 | 0 | 0 | 0 | 0 | 0 | 0 | 0 | 0 | 0 | 0 | 0 | 0 | 0 | 0 | 0 | 0 | 0 | 0 | 0 | 0 | 0 | 0 | 0 | 1 | 0 | 0 | 0 | 0 | 0 | 0 | 0 | 0 | 0 | 0 | 0 | 0 | 0 | 0 | 0 | 1 | 0 | 0 | 0 | 1 | 0 | 0 | 0 | 0 | 0 | 0 | 1 | 0 | 0 | 0 | 0 | 0 | 0 | 0 | 0 | 0 | 0 | 0 | 0 | 0 | 0 | 0 | 0 | 0 | 0 | 0 | 0 | 0 | 0 | 0 | 0 | 0 | 0 | 0 | 0 | 0 | 0 | 0 |  | 0 | 0 | 0 | 0 | 0 | 0 | 0 | 0 | 0 | 0 | 0 | 0 | 0 | 0 | 0 | 0 | 0 | 0 | 0 | 0 | 0 | 0 | 0 | 0 | 0 | 0 | 0 | 0 | 0 | 0 | 2 | 0 | 2 | 0 | 0 | 0 | -660.34 | -215.8012 | 361.1526 | Collinsville-Tesla 500 kV Line | Collinsville-Tesla 500 kV Line | Birds Landing-Contra Costa 230kV Line |  | 1 | 0 | 1 | 0 | 0 | 0 | -298.39 | -27.9962 | 361.1526 | Birds Landing-Contra Costa 230kV Line | Birds Landing-Contra Costa 230kV Line | Birds Landing-Contra Costa 230kV Line |  | 5 | 5 | NO | 5 | 1 | 1 | NO | 1
PG&E GBA | Los Positas | 60 | 0 | 0 | 0 | 0 | 0 | 0 | 0 | 0 | 0 | 0 | 0 | 0 | 0 | 0 | 0 | 0 | 0 | 0 | 0 | 0 | 0 | 0 | 0 | 0 | 0 | 0 | 0 | 0 | 0 | 0 | 0 | 0 | 0 | 0 | 0 | 0 | 0 | 0 | 0 | 1 | 0 | 0 | 0 | 0 | 0 | 0 | 0 | 0 | 0 | 0 | 0 | 0 | 0 | 0 | 0 | 1 | 0 | 0 | 0 | 0 | 0 | 0 | 0 | 0 | 0 | 0 | 1 | 0 | 0 | 0 | 0 | 0 | 0 | 0 | 0 | 0 | 0 | 0 | 0 | 0 | 0 | 0 | 0 | 0 | 0 | 0 | 0 | 0 | 0 | 0 | 0 | 0 | 0 | 0 | 0 | 0 | 0 | 0 |  | 0 | 0 | 0 | 0 | 0 | 0 | 0 | 0 | 0 | 0 | 0 | 0 | 0 | 0 | 0 | 0 | 0 | 0 | 0 | 0 | 0 | 0 | 0 | 0 | 0 | 0 | 0 | 0 | 0 | 0 | 2 | 0 | 2 | 0 | 0 | 0 | -660.34 | -215.8012 | 361.1526 | Collinsville-Tesla 500 kV Line | Collinsville-Tesla 500 kV Line | Birds Landing-Contra Costa 230kV Line |  | 1 | 0 | 1 | 0 | 0 | 0 | -298.39 | -27.9962 | 361.1526 | Birds Landing-Contra Costa 230kV Line | Birds Landing-Contra Costa 230kV Line | Birds Landing-Contra Costa 230kV Line |  | 5 | 5 | NO | 5 | 1 | 1 | NO | 1
SDGE | Loveland | 69 | 0 | 0 | 0 | 0 | 0 | 0 | 0 | 0 | 0 | 0 | 0 | 0 | 0 | 0 | 0 | 0 | 0 | 0 | 0 | 0 | 0 | 0 | 0 | 0 | 0 | 0 | 0 | 1 | 0 | 1 | 1 | 0 | 1 | 0 | 0 | 0 | 1 | 0 | 0 | 0 | 0 | 0 | 0 | 0 | 0 | 0 | 0 | 0 | 0 | 0 | 0 | 0 | 0 | 0 | 0 | 0 | 0 | 0 | 0 | 0 | 0 | 0 | 0 | 0 | 0 | 0 | 0 | 0 | 0 | 0 | 0 | 0 | 0 | 0 | 0 | 0 | 0 | 0 | 0 | 0 | 0 | 0 | 0 | 0 | 0 | 0 | 0 | 0 | 0 | 0 | 0 | 0 | 0 | 0 | 0 | 0 | 0 | 3 |  | 0 | 0 | 0 | 0 | 0 | 0 | 0 | 0 | 0 | 0 | 0 | 0 | 0 | 0 | 0 | 0 | 0 | 0 | 0 | 0 | 0 | 0 | 0 | 0 | 0 | 0 | 0 | 0 | 0 | 0 | 0 | 1 | 0 | 0 | 0 | 0 | -35.92 | 48.96 | 301.7864 | San Luis Rey-San Onofre 230 kV line constraint | San Luis Rey-San Onofre 230 kV line constraint | Miguel 69 kV constraint |  | 0 | 1 | 0 | 0 | 0 | 0 | -35.92 | 48.96 | 301.7864 | San Luis Rey-San Onofre 230 kV line constraint | San Luis Rey-San Onofre 230 kV line constraint | Miguel 69 kV constraint |  | 3 | 3 | NO | 3 | 1 | 1 | NO | 1
SCE NOL | Lugo | 230 | 0 | 0 | 0 | 0 | 0 | 0 | 0 | 0 | 0 | 0 | 0 | 0 | 0 | 1 | 0 | 0 | 0 | 0 | 0 | 0 | 0 | 0 | 0 | 0 | 0 | 0 | 0 | 0 | 0 | 0 | 0 | 0 | 0 | 0 | 0 | 0 | 0 | 0 | 0 | 0 | 0 | 0 | 0 | 0 | 0 | 0 | 0 | 0 | 0 | 0 | 0 | 0 | 0 | 0 | 0 | 0 | 0 | 0 | 0 | 0 | 0 | 0 | 0 | 0 | 0 | 0 | 0 | 0 | 0 | 0 | 0 | 0 | 0 | 0 | 0 | 0 | 0 | 0 | 0 | 0 | 0 | 0 | 0 | 0 | 0 | 0 | 0 | 0 | 0 | 0 | 0 | 0 | 0 | 0 | 0 | 0 | 0 | 1 |  | 0 | 0 | 0 | 0 | 0 | 0 | 0 | 0 | 0 | 0 | 0 | 0 | 0 | 0 | 0 | 0 | 0 | 0 | 0 | 0 | 0 | 0 | 0 | 0 | 165 | 0 | 0 | 0 | 362 | 1 | 0 | 0 | 0 | 0 | 0 | 0 | 92 | 159.25 | 2387.344 | Lugo Transformer Area Constraint | Lugo Transformer Area Constraint | Lugo Transformer Area Constraint |  | 0 | 0 | 0 | 0 | 0 | 0 | 92 | 159.25 | 2387.344 | Lugo Transformer Area Constraint | Lugo Transformer Area Constraint | Lugo Transformer Area Constraint |  | 1 | 1 | NO | 1 | 1 | 1 | NO | 1
SCE Metro | Lugo | 500 | 0 | 0 | 0 | 0 | 0 | 0 | 0 | 0 | 0 | 1 | 0 | 0 | 0 | 0 | 0 | 0 | 0 | 0 | 0 | 0 | 0 | 0 | 0 | 0 | 0 | 0 | 0 | 0 | 0 | 0 | 0 | 0 | 0 | 0 | 0 | 0 | 0 | 0 | 0 | 0 | 0 | 0 | 0 | 0 | 0 | 0 | 0 | 0 | 0 | 0 | 0 | 0 | 0 | 0 | 0 | 0 | 0 | 0 | 0 | 0 | 0 | 0 | 0 | 0 | 0 | 0 | 0 | 0 | 0 | 0 | 0 | 0 | 0 | 0 | 0 | 0 | 0 | 0 | 0 | 0 | 0 | 0 | 0 | 0 | 0 | 0 | 0 | 0 | 0 | 0 | 0 | 0 | 0 | 0 | 0 | 0 | 0 | 0 |  | 320 | 0 | 0 | 0 | 0 | 0 | 0 | 0 | 0 | 0 | 0 | 0 | 0 | 0 | 1 | 523 | 0 | 0 | 0 | 0 | 0 | 0 | 0 | 0 | 0 | 0 | 0 | 0 | 0 | 1 | 0 | 0 | 0 | 0 | 0 | 0 | 3604.3788 | 8273.608 | 22319.9811 | SCE Metro Area Default Constraint | SCE Metro Area Default Constraint | SCE Metro Area Default Constraint |  | 0 | 0 | 0 | 0 | 0 | 0 | 3604.3788 | 8273.608 | 22319.9811 | SCE Metro Area Default Constraint | SCE Metro Area Default Constraint | SCE Metro Area Default Constraint |  | 1 | 1 | NO | 1 | 1 | 1 | NO | 1
PG&E FRESNO | Madera | 70 | 0 | 0 | 0 | 0 | 0 | 0 | 0 | 0 | 0 | 0 | 0 | 0 | 0 | 0 | 0 | 0 | 0 | 0 | 0 | 0 | 0 | 0 | 0 | 0 | 0 | 0 | 0 | 0 | 0 | 0 | 0 | 0 | 0 | 0 | 0 | 0 | 0 | 0 | 0 | 0 | 0 | 0 | 0 | 0 | 0 | 1 | 0 | 0 | 0 | 0 | 0 | 0 | 0 | 0 | 0 | 0 | 0 | 0 | 0 | 1 | 0 | 0 | 0 | 0 | 0 | 0 | 0 | 0 | 0 | 0 | 0 | 0 | 0 | 0 | 0 | 0 | 0 | 0 | 0 | 1 | 0 | 1 | 1 | 1 | 0 | 1 | 0 | 1 | 0 | 0 | 0 | 0 | 1 | 0 | 0 | 0 | 0 | 1 |  | 0 | 0 | 0 | 0 | 0 | 0 | 0 | 0 | 0 | 0 | 0 | 0 | 0 | 0 | 0 | 0 | 0 | 0 | 0 | 0 | 0 | 0 | 0 | 0 | 0 | 0 | 0 | 0 | 0 | 0 | 1 | 0 | 2 | 0 | 1 | 0 | -82.55 | -2360.472 | -1076.0882 | Chowchilla-Le grand 115kV Line | Gates 500/230kV TB #11 | Gates 500/230kV TB #11 |  | 0 | 0 | 0 | 0 | 0 | 0 | 29.35 | 368.5 | 126.1276 | Bellota-Weber 230kV line | Bellota-Weber 230kV line | Oro Loma-El Nido 115kV Line |  | 5 | 1 | YES | 2 | 5 | 1 | YES | 2
PG&E NGBA | Madison | 115 | 0 | 0 | 0 | 0 | 0 | 0 | 0 | 0 | 0 | 0 | 0 | 0 | 0 | 0 | 0 | 0 | 0 | 0 | 0 | 0 | 0 | 0 | 0 | 0 | 0 | 0 | 0 | 0 | 0 | 0 | 0 | 0 | 0 | 0 | 0 | 0 | 0 | 0 | 0 | 1 | 0 | 0 | 0 | 0 | 0 | 0 | 0 | 0 | 0 | 0 | 0 | 0 | 0 | 1 | 1 | 1 | 0 | 0 | 0 | 0 | 0 | 0 | 0 | 0 | 0 | 0 | 1 | 0 | 0 | 0 | 0 | 0 | 0 | 0 | 0 | 0 | 0 | 0 | 0 | 0 | 0 | 0 | 0 | 0 | 0 | 0 | 0 | 0 | 0 | 0 | 0 | 0 | 0 | 0 | 0 | 0 | 0 | 0 |  | 0 | 0 | 0 | 0 | 0 | 0 | 0 | 0 | 0 | 0 | 0 | 0 | 0 | 0 | 0 | 0 | 0 | 0 | 0 | 0 | 0 | 0 | 0 | 0 | 0 | 13 | 10.2 | 0 | 0 | 1 | 3 | 0 | 2 | 0 | 0 | 0 | -660.34 | -215.8012 | 361.1526 | Collinsville-Tesla 500 kV Line | Collinsville-Tesla 500 kV Line | Birds Landing-Contra Costa 230kV Line |  | 1 | 0 | 1 | 0 | 0 | 0 | -298.39 | -27.9962 | 361.1526 | Birds Landing-Contra Costa 230kV Line | Birds Landing-Contra Costa 230kV Line | Birds Landing-Contra Costa 230kV Line |  | 5 | 5 | NO | 5 | 1 | 1 | NO | 1
PG&E KERN | Magunden | 115 | 0 | 0 | 0 | 0 | 0 | 0 | 0 | 0 | 0 | 0 | 0 | 0 | 0 | 0 | 0 | 0 | 0 | 0 | 0 | 0 | 0 | 0 | 0 | 0 | 0 | 0 | 0 | 0 | 0 | 0 | 0 | 0 | 0 | 0 | 0 | 0 | 0 | 0 | 0 | 0 | 0 | 0 | 0 | 0 | 0 | 0 | 0 | 0 | 0 | 0 | 0 | 0 | 0 | 0 | 0 | 0 | 0 | 0 | 0 | 0 | 0 | 0 | 0 | 0 | 0 | 0 | 0 | 0 | 0 | 0 | 1 | 0 | 0 | 0 | 0 | 0 | 0 | 0 | 1 | 1 | 0 | 0 | 0 | 0 | 0 | 0 | 0 | 0 | 0 | 0 | 0 | 0 | 0 | 0 | 1 | 0 | 0 | 0 |  | 0 | 0 | 0 | 0 | 0 | 0 | 0 | 0 | 0 | 0 | 0 | 0 | 0 | 0 | 0 | 0 | 0 | 0 | 0 | 0 | 0 | 0 | 0 | 0 | 100 | 0 | 0 | 0 | 0 | 1 | 0 | 0 | 3 | 0 | 2 | 1 | 530.62 | -2360.472 | -1847.2316 | Gates 500/230kV TB #12 | Gates 500/230kV TB #11 | Mustang-Henrietta 230 kV line |  | 0 | 0 | 0 | 0 | 0 | 0 | 1792.55 | 1169.488 | 631.7684 | Kern 230/115kV TB #4 | Mustang-Henrietta 230 kV line | Mustang-Henrietta 230 kV line |  | 5 | 1 | YES | 2 | 5 | 1 | YES | 2
SCE Northern | Magunden | 230 | 1 | 0 | 1 | 0 | 0 | 0 | 1 | 0 | 0 | 0 | 0 | 0 | 0 | 0 | 0 | 0 | 0 | 0 | 0 | 0 | 0 | 0 | 0 | 0 | 0 | 0 | 0 | 0 | 0 | 0 | 0 | 0 | 0 | 0 | 0 | 0 | 0 | 0 | 0 | 0 | 0 | 0 | 0 | 0 | 0 | 0 | 0 | 0 | 0 | 0 | 0 | 0 | 0 | 0 | 0 | 0 | 0 | 0 | 0 | 0 | 0 | 0 | 0 | 0 | 0 | 0 | 0 | 0 | 0 | 0 | 0 | 0 | 0 | 0 | 0 | 0 | 0 | 0 | 0 | 0 | 0 | 0 | 0 | 0 | 0 | 0 | 0 | 0 | 0 | 0 | 0 | 0 | 0 | 0 | 0 | 0 | 0 | 0 |  | 0 | 0 | 0 | 0 | 0 | 0 | 0 | 0 | 0 | 0 | 0 | 0 | 0 | 0 | 0 | 0 | 0 | 0 | 0 | 0 | 0 | 0 | 0 | 0 | 100 | 0 | 0 | 0 | 0 | 1 | 0 | 0 | 0 | 0 | 0 | 0 | 258 | 29.5 | 2003.79 | South of Magunden Constraint | South of Magunden Constraint | South of Magunden Constraint |  | 0 | 0 | 0 | 0 | 0 | 0 | 258 | 29.5 | 2003.79 | South of Magunden Constraint | South of Magunden Constraint | South of Magunden Constraint |  | 1 | 1 | NO | 1 | 1 | 1 | NO | 1
PG&E FRESNO | Malaga | 115 | 0 | 0 | 0 | 0 | 0 | 0 | 0 | 0 | 0 | 0 | 0 | 0 | 0 | 0 | 0 | 0 | 0 | 0 | 0 | 0 | 0 | 0 | 0 | 0 | 0 | 0 | 0 | 0 | 0 | 0 | 0 | 0 | 0 | 0 | 0 | 0 | 0 | 0 | 0 | 0 | 0 | 0 | 0 | 0 | 0 | 1 | 0 | 0 | 0 | 0 | 0 | 0 | 0 | 0 | 0 | 0 | 0 | 0 | 0 | 0 | 0 | 0 | 0 | 0 | 0 | 0 | 0 | 0 | 0 | 0 | 0 | 0 | 0 | 0 | 0 | 0 | 0 | 0 | 1 | 0 | 0 | 1 | 0 | 1 | 1 | 1 | 0 | 0 | 0 | 1 | 0 | 0 | 0 | 0 | 1 | 0 | 0 | 2 |  | 0 | 0 | 0 | 0 | 0 | 0 | 0 | 0 | 0 | 0 | 0 | 0 | 0 | 0 | 0 | 0 | 0 | 0 | 0 | 0 | 0 | 0 | 0 | 0 | 0 | 0 | 0 | 0 | 0 | 0 | 2 | 0 | 4 | 0 | 1 | 1 | -404.45 | -2086.452 | -1847.2316 | Borden-Storey #1 230kV line | Gates 500/230kV TB #12 | Mustang-Henrietta 230 kV line |  | 0 | 0 | 0 | 0 | 0 | 0 | 29.35 | 368.5 | 631.7684 | Bellota-Weber 230kV line | Bellota-Weber 230kV line | Mustang-Henrietta 230 kV line |  | 5 | 1 | YES | 2 | 5 | 1 | YES | 2
PG&E NGBA | Malin | 500 | 0 | 0 | 0 | 0 | 0 | 0 | 0 | 0 | 0 | 0 | 0 | 0 | 0 | 0 | 0 | 0 | 0 | 0 | 0 | 0 | 0 | 0 | 0 | 0 | 0 | 0 | 0 | 0 | 0 | 0 | 0 | 0 | 0 | 0 | 0 | 0 | 0 | 0 | 0 | 1 | 0 | 0 | 0 | 0 | 0 | 0 | 0 | 0 | 0 | 0 | 0 | 0 | 0 | 0 | 0 | 0 | 0 | 0 | 0 | 0 | 0 | 0 | 0 | 0 | 0 | 0 | 0 | 0 | 0 | 0 | 0 | 0 | 0 | 0 | 0 | 0 | 0 | 0 | 0 | 0 | 0 | 0 | 0 | 0 | 0 | 0 | 0 | 0 | 0 | 0 | 0 | 0 | 0 | 0 | 0 | 0 | 0 | 0 |  | 0 | 0 | 0 | 0 | 0 | 0 | 0 | 0 | 0 | 0 | 0 | 0 | 0 | 0 | 0 | 2133.8 | 0 | 0 | 0 | 0 | 0 | 0 | 0 | 0 | 0 | 0 | 0 | 0 | 0 | 1 | 1 | 0 | 1 | 0 | 0 | 0 | -660.34 | -215.8012 | 2295.5509 | Collinsville-Tesla 500 kV Line | Collinsville-Tesla 500 kV Line | Collinsville-Tesla 500 kV Line |  | 0 | 0 | 0 | 0 | 0 | 0 | 7984.66 | 8429.1988 | 2295.5509 | Collinsville-Tesla 500 kV Line | Collinsville-Tesla 500 kV Line | Collinsville-Tesla 500 kV Line |  | 5 | 1 | YES | 2 | 1 | 1 | NO | 1
SCE Northern | Mandalay | 230 | 0 | 0 | 1 | 0 | 1 | 0 | 0 | 0 | 0 | 0 | 0 | 0 | 0 | 0 | 0 | 0 | 0 | 0 | 0 | 0 | 0 | 0 | 0 | 0 | 1 | 0 | 0 | 0 | 0 | 0 | 0 | 0 | 0 | 0 | 0 | 0 | 0 | 0 | 0 | 0 | 0 | 0 | 0 | 0 | 0 | 0 | 0 | 0 | 0 | 0 | 0 | 0 | 0 | 0 | 0 | 0 | 0 | 0 | 0 | 0 | 0 | 0 | 0 | 0 | 0 | 0 | 0 | 0 | 0 | 0 | 0 | 0 | 0 | 0 | 0 | 0 | 0 | 0 | 0 | 0 | 0 | 0 | 0 | 0 | 0 | 0 | 0 | 0 | 0 | 0 | 0 | 0 | 0 | 0 | 0 | 0 | 0 | 0 |  | 0 | 0 | 0 | 0 | 0 | 0 | 0 | 0 | 0 | 0 | 0 | 0 | 0 | 0 | 0 | 0 | 0 | 0 | 0 | 0 | 0 | 0 | 0 | 0 | 0 | 0 | 0 | 0 | 0 | 0 | 1 | 0 | 1 | 0 | 0 | 0 | -3566.801 | -1411.508 | 344.027 | Lugo - Victorville area constraint | Lugo - Victorville area constraint | Lugo - Victorville area constraint |  | 0 | 0 | 0 | 0 | 0 | 0 | 448 | 554 | 2967 | Moorpark-Pardee Constraint | Moorpark-Pardee Constraint | Moorpark-Pardee Constraint |  | 5 | 1 | YES | 2 | 1 | 1 | NO | 1
PG&E FRESNO | Manning | 230 | 0 | 0 | 0 | 0 | 0 | 0 | 0 | 0 | 0 | 0 | 0 | 0 | 0 | 0 | 0 | 0 | 0 | 0 | 0 | 0 | 0 | 0 | 0 | 0 | 0 | 0 | 0 | 0 | 0 | 0 | 0 | 0 | 0 | 0 | 0 | 0 | 0 | 0 | 0 | 0 | 0 | 0 | 0 | 0 | 0 | 0 | 0 | 0 | 0 | 0 | 0 | 0 | 0 | 0 | 0 | 0 | 0 | 0 | 0 | 0 | 0 | 0 | 0 | 0 | 0 | 0 | 0 | 0 | 0 | 0 | 0 | 0 | 0 | 0 | 0 | 0 | 0 | 0 | 0 | 1 | 0 | 1 | 0 | 0 | 0 | 0 | 0 | 0 | 0 | 0 | 0 | 0 | 0 | 0 | 0 | 0 | 0 | 0 |  | 0 | 0 | 0 | 0 | 0 | 0 | 0 | 0 | 0 | 0 | 0 | 0 | 0 | 0 | 0 | 0 | 0 | 0 | 0 | 0 | 0 | 0 | 0 | 0 | 100 | 0 | 0 | 0 | 0 | 1 | 0 | 0 | 1 | 0 | 1 | 0 | 841.32 | -2360.472 | -1076.0882 | Gates 500/230kV TB #11 | Gates 500/230kV TB #11 | Gates 500/230kV TB #11 |  | 0 | 0 | 0 | 0 | 0 | 0 | 1488.65 | 1690.55 | 2213.8866 | Tranquility-Helm 230kV Line | Tranquility-Helm 230kV Line | Tranquility-Helm 230kV Line |  | 5 | 1 | YES | 2 | 5 | 1 | YES | 2
PG&E FRESNO | Manning | 500 | 0 | 0 | 0 | 0 | 0 | 0 | 0 | 0 | 0 | 0 | 0 | 0 | 0 | 0 | 0 | 0 | 0 | 0 | 0 | 0 | 0 | 0 | 0 | 0 | 0 | 0 | 0 | 0 | 0 | 0 | 0 | 0 | 0 | 0 | 0 | 0 | 0 | 0 | 0 | 0 | 0 | 0 | 0 | 0 | 0 | 0 | 0 | 0 | 0 | 0 | 0 | 0 | 0 | 0 | 0 | 0 | 0 | 0 | 0 | 0 | 0 | 0 | 0 | 0 | 0 | 0 | 0 | 0 | 0 | 0 | 0 | 0 | 0 | 0 | 0 | 0 | 0 | 1 | 0 | 0 | 0 | 0 | 0 | 0 | 0 | 0 | 0 | 0 | 0 | 0 | 0 | 0 | 0 | 0 | 0 | 0 | 0 | 0 |  | 0 | 0 | 0 | 0 | 0 | 0 | 0 | 0 | 0 | 0 | 0 | 0 | 0 | 0 | 0 | 0 | 0 | 0 | 0 | 0 | 0 | 0 | 0 | 0 | 0 | 278.6 | 0 | 800 | 0 | 1 | 0 | 0 | 0 | 0 | 0 | 0 | 1480 | 1880 | 2859.906 | Manning 500kV | Manning 500kV | Manning 500kV |  | 0 | 0 | 0 | 0 | 0 | 0 | 1480 | 1880 | 2859.906 | Manning 500kV | Manning 500kV | Manning 500kV |  | 1 | 1 | NO | 1 | 1 | 1 | NO | 1
PG&E GBA | Manteca | 115 | 0 | 0 | 0 | 0 | 0 | 0 | 0 | 0 | 0 | 0 | 0 | 0 | 0 | 0 | 0 | 0 | 0 | 0 | 0 | 0 | 0 | 0 | 0 | 0 | 0 | 0 | 0 | 0 | 0 | 0 | 0 | 0 | 0 | 0 | 0 | 0 | 0 | 0 | 0 | 0 | 0 | 0 | 0 | 0 | 0 | 1 | 0 | 0 | 0 | 0 | 0 | 0 | 0 | 0 | 0 | 1 | 0 | 1 | 0 | 1 | 0 | 0 | 0 | 0 | 0 | 1 | 0 | 1 | 0 | 0 | 0 | 0 | 0 | 0 | 0 | 0 | 0 | 0 | 1 | 1 | 0 | 0 | 0 | 0 | 0 | 0 | 0 | 0 | 0 | 0 | 0 | 0 | 0 | 0 | 1 | 1 | 0 | 0 |  | 0 | 0 | 0 | 0 | 0 | 0 | 0 | 0 | 0 | 0 | 0 | 0 | 0 | 0 | 0 | 0 | 0 | 0 | 0 | 0 | 0 | 0 | 0 | 0 | 0 | 0 | 0 | 0 | 0 | 0 | 1 | 0 | 3 | 0 | 2 | 1 | -52.2 | -2360.472 | -1847.2316 | Kasson Jct-Heinz 115 kV line | Gates 500/230kV TB #11 | Mustang-Henrietta 230 kV line |  | 1 | 0 | 0 | 0 | 0 | 0 | -52.2 | 5.59 | 543.909 | Kasson Jct-Heinz 115 kV line | Kasson Jct-Heinz 115 kV line | Kasson Jct-Heinz 115 kV line |  | 5 | 5 | NO | 5 | 5 | 1 | YES | 2
SDGE | Margarita | 138 | 0 | 0 | 0 | 0 | 0 | 0 | 0 | 0 | 0 | 0 | 0 | 0 | 0 | 0 | 0 | 0 | 0 | 0 | 0 | 0 | 0 | 0 | 0 | 0 | 0 | 1 | 0 | 0 | 0 | 0 | 0 | 0 | 0 | 0 | 0 | 0 | 0 | 1 | 1 | 0 | 0 | 0 | 0 | 0 | 0 | 0 | 0 | 0 | 0 | 0 | 0 | 0 | 0 | 0 | 0 | 0 | 0 | 0 | 0 | 0 | 0 | 0 | 0 | 0 | 0 | 0 | 0 | 0 | 0 | 0 | 0 | 0 | 0 | 0 | 0 | 0 | 0 | 0 | 0 | 0 | 0 | 0 | 0 | 0 | 0 | 0 | 0 | 0 | 0 | 0 | 0 | 0 | 0 | 0 | 0 | 0 | 0 | 0 |  | 0 | 0 | 0 | 0 | 0 | 0 | 0 | 0 | 0 | 0 | 0 | 0 | 0 | 0 | 0 | 0 | 0 | 0 | 0 | 0 | 0 | 0 | 0 | 0 | 0 | 0 | 0 | 0 | 0 | 0 | 0 | 0 | 0 | 0 | 0 | 0 | 501 | 501 | 501 | Trabuco-Capistrano 138 kV constraint | Trabuco-Capistrano 138 kV constraint | Trabuco-Capistrano 138 kV constraint |  | 0 | 0 | 0 | 0 | 0 | 0 | 501 | 501 | 501 | Trabuco-Capistrano 138 kV constraint | Trabuco-Capistrano 138 kV constraint | Trabuco-Capistrano 138 kV constraint |  | 1 | 1 | NO | 1 | 1 | 1 | NO | 1
PG&E GBA | Martin | 230 | 0 | 0 | 0 | 0 | 0 | 0 | 0 | 0 | 0 | 0 | 0 | 0 | 0 | 0 | 0 | 0 | 0 | 0 | 0 | 0 | 0 | 0 | 0 | 0 | 0 | 0 | 0 | 0 | 0 | 0 | 0 | 0 | 0 | 0 | 0 | 0 | 0 | 0 | 0 | 1 | 0 | 0 | 0 | 0 | 0 | 0 | 0 | 0 | 0 | 0 | 0 | 0 | 1 | 0 | 0 | 0 | 0 | 0 | 0 | 0 | 0 | 0 | 0 | 0 | 0 | 0 | 0 | 0 | 0 | 0 | 0 | 0 | 0 | 0 | 0 | 0 | 0 | 0 | 0 | 0 | 0 | 0 | 0 | 0 | 0 | 0 | 0 | 0 | 0 | 0 | 0 | 0 | 0 | 0 | 0 | 0 | 0 | 1 |  | 0 | 0 | 0 | 0 | 0 | 0 | 0 | 0 | 0 | 0 | 0 | 0 | 0 | 0 | 0 | 0 | 0 | 0 | 0 | 0 | 0 | 0 | 0 | 0 | 0 | 0 | 0 | 0 | 0 | 0 | 1 | 0 | 1 | 0 | 0 | 0 | -660.34 | -215.8012 | 2295.5509 | Collinsville-Tesla 500 kV Line | Collinsville-Tesla 500 kV Line | Collinsville-Tesla 500 kV Line |  | 0 | 0 | 0 | 0 | 0 | 0 | 2422.8 | 2560.8 | 2295.5509 | Sobrante-Moraga 230 kV line | Sobrante-Moraga 230 kV line | Collinsville-Tesla 500 kV Line |  | 5 | 1 | YES | 2 | 1 | 1 | NO | 1
PG&E GBA | Martin | 115 | 0 | 0 | 0 | 0 | 0 | 0 | 0 | 0 | 0 | 0 | 0 | 0 | 0 | 0 | 0 | 0 | 0 | 0 | 0 | 0 | 0 | 0 | 0 | 0 | 0 | 0 | 0 | 0 | 0 | 0 | 0 | 0 | 0 | 0 | 0 | 0 | 0 | 0 | 0 | 0 | 0 | 0 | 0 | 0 | 0 | 0 | 0 | 0 | 0 | 0 | 0 | 0 | 1 | 0 | 0 | 1 | 0 | 0 | 0 | 0 | 0 | 0 | 0 | 0 | 0 | 1 | 0 | 0 | 0 | 0 | 0 | 0 | 0 | 0 | 0 | 0 | 0 | 0 | 0 | 0 | 0 | 0 | 0 | 0 | 0 | 0 | 0 | 0 | 0 | 0 | 0 | 0 | 0 | 0 | 0 | 0 | 0 | 1 |  | 0 | 0 | 0 | 0 | 0 | 0 | 0 | 0 | 0 | 0 | 0 | 0 | 0 | 0 | 0 | 0 | 0 | 0 | 0 | 0 | 0 | 0 | 0 | 0 | 0 | 0 | 188 | 0 | 0 | 1 | 0 | 0 | 0 | 0 | 0 | 0 | 2422.8 | 2560.8 | 4488.68 | Sobrante-Moraga 230 kV line | Sobrante-Moraga 230 kV line | Sobrante-Moraga 230 kV line |  | 0 | 0 | 0 | 0 | 0 | 0 | 2422.8 | 2560.8 | 4488.68 | Sobrante-Moraga 230 kV line | Sobrante-Moraga 230 kV line | Sobrante-Moraga 230 kV line |  | 1 | 1 | NO | 1 | 1 | 1 | NO | 1
PG&E GBA | Martinez | 115 | 0 | 0 | 0 | 0 | 0 | 0 | 0 | 0 | 0 | 0 | 0 | 0 | 0 | 0 | 0 | 0 | 0 | 0 | 0 | 0 | 0 | 0 | 0 | 0 | 0 | 0 | 0 | 0 | 0 | 0 | 0 | 0 | 0 | 0 | 0 | 0 | 0 | 0 | 0 | 1 | 0 | 0 | 0 | 0 | 0 | 0 | 0 | 0 | 0 | 1 | 0 | 0 | 1 | 1 | 1 | 1 | 0 | 0 | 1 | 1 | 0 | 0 | 0 | 0 | 0 | 1 | 0 | 0 | 0 | 0 | 0 | 0 | 0 | 0 | 0 | 0 | 0 | 0 | 0 | 0 | 0 | 0 | 0 | 0 | 0 | 0 | 0 | 0 | 0 | 0 | 0 | 0 | 0 | 0 | 0 | 0 | 0 | 2 |  | 0 | 0 | 0 | 0 | 0 | 0 | 0 | 0 | 0 | 0 | 0 | 0 | 0 | 0 | 0 | 0 | 0 | 0 | 0 | 0 | 0 | 0 | 0 | 0 | 0 | 0 | 0 | 0 | 0 | 0 | 2 | 0 | 1 | 0 | 0 | 0 | -660.34 | -215.8012 | 2295.5509 | Collinsville-Tesla 500 kV Line | Collinsville-Tesla 500 kV Line | Collinsville-Tesla 500 kV Line |  | 0 | 0 | 0 | 0 | 0 | 0 | 519.61 | 790.0038 | 2295.5509 | Contra Costa- Windmaster 230 kV line | Contra Costa- Windmaster 230 kV line | Collinsville-Tesla 500 kV Line |  | 5 | 1 | YES | 2 | 1 | 1 | NO | 1
PG&E FRESNO | Mc Mullin | 230 | 0 | 0 | 0 | 0 | 0 | 0 | 0 | 0 | 0 | 0 | 0 | 0 | 0 | 0 | 0 | 0 | 0 | 0 | 0 | 0 | 0 | 0 | 0 | 0 | 0 | 0 | 0 | 0 | 0 | 0 | 0 | 0 | 0 | 0 | 0 | 0 | 0 | 0 | 0 | 0 | 0 | 0 | 0 | 0 | 0 | 1 | 0 | 0 | 0 | 0 | 0 | 0 | 0 | 0 | 0 | 0 | 0 | 0 | 0 | 0 | 0 | 0 | 0 | 0 | 0 | 0 | 0 | 0 | 0 | 0 | 0 | 0 | 0 | 0 | 0 | 0 | 0 | 0 | 1 | 1 | 0 | 1 | 0 | 0 | 0 | 1 | 0 | 0 | 0 | 1 | 0 | 0 | 0 | 0 | 0 | 0 | 0 | 1 |  | 0 | 0 | 0 | 0 | 0 | 0 | 0 | 0 | 0 | 0 | 0 | 0 | 0 | 0 | 0 | 0 | 0 | 0 | 0 | 0 | 0 | 0 | 0 | 0 | 0 | 0 | 0 | 0 | 0 | 0 | 1 | 0 | 3 | 0 | 2 | 0 | -404.45 | -2360.472 | -1671.433 | Borden-Storey #1 230kV line | Gates 500/230kV TB #11 | Gates 500/230kV TB #12 |  | 0 | 0 | 0 | 0 | 0 | 0 | 29.35 | 368.5 | 1523.3998 | Bellota-Weber 230kV line | Bellota-Weber 230kV line | Bellota-Weber 230kV line |  | 5 | 1 | YES | 2 | 5 | 1 | YES | 2
PG&E FRESNO | McCall | 115 | 0 | 0 | 0 | 0 | 0 | 0 | 0 | 0 | 0 | 0 | 0 | 0 | 0 | 0 | 0 | 0 | 0 | 0 | 0 | 0 | 0 | 0 | 0 | 0 | 0 | 0 | 0 | 0 | 0 | 0 | 0 | 0 | 0 | 0 | 0 | 0 | 0 | 0 | 0 | 0 | 0 | 0 | 0 | 0 | 0 | 1 | 0 | 0 | 0 | 0 | 0 | 0 | 0 | 0 | 0 | 0 | 0 | 0 | 0 | 0 | 0 | 0 | 0 | 0 | 0 | 0 | 0 | 0 | 0 | 0 | 0 | 0 | 0 | 0 | 0 | 0 | 0 | 0 | 1 | 0 | 0 | 1 | 0 | 1 | 0 | 1 | 0 | 0 | 0 | 1 | 0 | 0 | 0 | 0 | 0 | 0 | 0 | 1 |  | 0 | 0 | 0 | 0 | 0 | 0 | 0 | 0 | 0 | 0 | 0 | 0 | 0 | 0 | 0 | 0 | 0 | 0 | 0 | 0 | 0 | 0 | 0 | 0 | 0 | 0 | 0 | 0 | 0 | 0 | 2 | 0 | 3 | 0 | 1 | 0 | -404.45 | -2086.452 | -1671.433 | Borden-Storey #1 230kV line | Gates 500/230kV TB #12 | Gates 500/230kV TB #12 |  | 0 | 0 | 0 | 0 | 0 | 0 | 29.35 | 368.5 | 768.5476 | Bellota-Weber 230kV line | Bellota-Weber 230kV line | Chowchilla-Le grand 115kV Line |  | 5 | 1 | YES | 2 | 5 | 1 | YES | 2
PG&E FRESNO | McCall | 230 | 0 | 0 | 0 | 0 | 0 | 0 | 0 | 0 | 0 | 0 | 0 | 0 | 0 | 0 | 0 | 0 | 0 | 0 | 0 | 0 | 0 | 0 | 0 | 0 | 0 | 0 | 0 | 0 | 0 | 0 | 0 | 0 | 0 | 0 | 0 | 0 | 0 | 0 | 0 | 0 | 0 | 0 | 0 | 0 | 0 | 1 | 0 | 0 | 0 | 0 | 0 | 0 | 0 | 0 | 0 | 0 | 0 | 0 | 0 | 0 | 0 | 0 | 0 | 0 | 0 | 0 | 0 | 0 | 0 | 0 | 0 | 0 | 0 | 0 | 0 | 0 | 0 | 0 | 1 | 1 | 0 | 1 | 0 | 0 | 0 | 1 | 0 | 0 | 0 | 1 | 0 | 0 | 0 | 0 | 0 | 0 | 0 | 1 |  | 0 | 0 | 0 | 0 | 0 | 0 | 0 | 0 | 0 | 0 | 0 | 0 | 0 | 0 | 0 | 0 | 0 | 0 | 0 | 0 | 0 | 0 | 0 | 0 | 0 | 0 | 0 | 0 | 0 | 0 | 1 | 0 | 3 | 0 | 2 | 0 | -404.45 | -2360.472 | -1671.433 | Borden-Storey #1 230kV line | Gates 500/230kV TB #11 | Gates 500/230kV TB #12 |  | 0 | 0 | 0 | 0 | 0 | 0 | 29.35 | 368.5 | 1523.3998 | Bellota-Weber 230kV line | Bellota-Weber 230kV line | Bellota-Weber 230kV line |  | 5 | 1 | YES | 2 | 5 | 1 | YES | 2
PG&E GBA | Meadow Lane | 115 | 0 | 0 | 0 | 0 | 0 | 0 | 0 | 0 | 0 | 0 | 0 | 0 | 0 | 0 | 0 | 0 | 0 | 0 | 0 | 0 | 0 | 0 | 0 | 0 | 0 | 0 | 0 | 0 | 0 | 0 | 0 | 0 | 0 | 0 | 0 | 0 | 0 | 0 | 0 | 1 | 0 | 0 | 0 | 0 | 0 | 0 | 0 | 0 | 0 | 0 | 0 | 0 | 0 | 0 | 0 | 0 | 0 | 0 | 0 | 0 | 0 | 0 | 0 | 0 | 0 | 0 | 0 | 0 | 0 | 0 | 0 | 0 | 0 | 0 | 0 | 0 | 0 | 0 | 0 | 0 | 0 | 0 | 0 | 0 | 0 | 0 | 0 | 0 | 0 | 0 | 0 | 0 | 0 | 0 | 0 | 0 | 0 | 0 |  | 0 | 0 | 0 | 0 | 0 | 0 | 0 | 0 | 0 | 0 | 0 | 0 | 0 | 0 | 0 | 0 | 0 | 0 | 0 | 0 | 0 | 0 | 0 | 0 | 0 | 0 | 0 | 0 | 0 | 0 | 1 | 0 | 1 | 0 | 0 | 0 | -660.34 | -215.8012 | 2295.5509 | Collinsville-Tesla 500 kV Line | Collinsville-Tesla 500 kV Line | Collinsville-Tesla 500 kV Line |  | 0 | 0 | 0 | 0 | 0 | 0 | 7984.66 | 8429.1988 | 2295.5509 | Collinsville-Tesla 500 kV Line | Collinsville-Tesla 500 kV Line | Collinsville-Tesla 500 kV Line |  | 5 | 1 | YES | 2 | 1 | 1 | NO | 1
PG&E GBA | Melones | 115 | 0 | 0 | 0 | 0 | 0 | 0 | 0 | 0 | 0 | 0 | 0 | 0 | 0 | 0 | 0 | 0 | 0 | 0 | 0 | 0 | 0 | 0 | 0 | 0 | 0 | 0 | 0 | 0 | 0 | 0 | 0 | 0 | 0 | 0 | 0 | 0 | 0 | 0 | 0 | 0 | 0 | 0 | 0 | 0 | 0 | 1 | 0 | 0 | 0 | 0 | 0 | 0 | 0 | 0 | 0 | 1 | 0 | 1 | 0 | 1 | 0 | 0 | 0 | 0 | 0 | 1 | 0 | 0 | 0 | 0 | 0 | 0 | 0 | 0 | 0 | 0 | 0 | 0 | 0 | 0 | 0 | 0 | 0 | 0 | 0 | 0 | 0 | 0 | 0 | 0 | 0 | 0 | 0 | 0 | 0 | 0 | 0 | 0 |  | 0 | 0 | 0 | 0 | 0 | 0 | 0 | 0 | 0 | 0 | 0 | 0 | 0 | 0 | 0 | 0 | 0 | 0 | 0 | 0 | 0 | 0 | 0 | 0 | 0 | 0 | 0 | 0 | 0 | 0 | 1 | 0 | 0 | 0 | 0 | 0 | -52.2 | 5.59 | 543.909 | Kasson Jct-Heinz 115 kV line | Kasson Jct-Heinz 115 kV line | Kasson Jct-Heinz 115 kV line |  | 1 | 0 | 0 | 0 | 0 | 0 | -52.2 | 5.59 | 543.909 | Kasson Jct-Heinz 115 kV line | Kasson Jct-Heinz 115 kV line | Kasson Jct-Heinz 115 kV line |  | 5 | 5 | NO | 5 | 1 | 1 | NO | 1
PG&E GBA | Melones | 230 | 0 | 0 | 0 | 0 | 0 | 0 | 0 | 0 | 0 | 0 | 0 | 0 | 0 | 0 | 0 | 0 | 0 | 0 | 0 | 0 | 0 | 0 | 0 | 0 | 0 | 0 | 0 | 0 | 0 | 0 | 0 | 0 | 0 | 0 | 0 | 0 | 0 | 0 | 0 | 0 | 0 | 0 | 0 | 0 | 0 | 1 | 0 | 0 | 0 | 0 | 0 | 0 | 0 | 0 | 0 | 1 | 0 | 1 | 0 | 1 | 0 | 0 | 0 | 0 | 0 | 1 | 0 | 0 | 0 | 0 | 0 | 0 | 0 | 0 | 0 | 0 | 0 | 0 | 0 | 0 | 0 | 0 | 0 | 0 | 0 | 0 | 0 | 0 | 0 | 0 | 0 | 0 | 0 | 0 | 0 | 0 | 0 | 0 |  | 0 | 0 | 0 | 0 | 0 | 0 | 0 | 0 | 0 | 0 | 0 | 0 | 0 | 0 | 0 | 0 | 0 | 0 | 0 | 0 | 0 | 0 | 0 | 0 | 0 | 0 | 0 | 0 | 0 | 0 | 1 | 0 | 0 | 0 | 0 | 0 | -52.2 | 5.59 | 543.909 | Kasson Jct-Heinz 115 kV line | Kasson Jct-Heinz 115 kV line | Kasson Jct-Heinz 115 kV line |  | 1 | 0 | 0 | 0 | 0 | 0 | -52.2 | 5.59 | 543.909 | Kasson Jct-Heinz 115 kV line | Kasson Jct-Heinz 115 kV line | Kasson Jct-Heinz 115 kV line |  | 5 | 5 | NO | 5 | 1 | 1 | NO | 1
SDGE | Melrose | 69 | 0 | 0 | 0 | 0 | 0 | 0 | 0 | 0 | 0 | 0 | 0 | 0 | 0 | 0 | 0 | 0 | 0 | 0 | 0 | 0 | 0 | 0 | 0 | 0 | 0 | 1 | 0 | 0 | 0 | 0 | 0 | 0 | 1 | 1 | 0 | 0 | 0 | 1 | 0 | 0 | 0 | 0 | 0 | 0 | 0 | 0 | 0 | 0 | 0 | 0 | 0 | 0 | 0 | 0 | 0 | 0 | 0 | 0 | 0 | 0 | 0 | 0 | 0 | 0 | 0 | 0 | 0 | 0 | 0 | 0 | 0 | 0 | 0 | 0 | 0 | 0 | 0 | 0 | 0 | 0 | 0 | 0 | 0 | 0 | 0 | 0 | 0 | 0 | 0 | 0 | 0 | 0 | 0 | 0 | 0 | 0 | 0 | 1 |  | 0 | 0 | 0 | 0 | 0 | 0 | 0 | 0 | 0 | 0 | 0 | 20 | 0 | 0 | 1 | 0 | 0 | 0 | 0 | 0 | 0 | 0 | 0 | 0 | 0 | 0 | 20 | 0 | 0 | 1 | 0 | 1 | 0 | 0 | 0 | 0 | -35.92 | 48.96 | 284 | San Luis Rey-San Onofre 230 kV line constraint | San Luis Rey-San Onofre 230 kV line constraint | Ocean Ranch 69 kV constraint |  | 0 | 1 | 0 | 0 | 0 | 0 | -35.92 | 48.96 | 284 | San Luis Rey-San Onofre 230 kV line constraint | San Luis Rey-San Onofre 230 kV line constraint | Ocean Ranch 69 kV constraint |  | 3 | 3 | NO | 3 | 1 | 1 | NO | 1
PG&E NGBA | Mendocino | 115 | 0 | 0 | 0 | 0 | 0 | 0 | 0 | 0 | 0 | 0 | 0 | 0 | 0 | 0 | 0 | 0 | 0 | 0 | 0 | 0 | 0 | 0 | 0 | 0 | 0 | 0 | 0 | 0 | 0 | 0 | 0 | 0 | 0 | 0 | 0 | 0 | 0 | 0 | 0 | 1 | 0 | 0 | 0 | 0 | 0 | 0 | 0 | 0 | 0 | 0 | 0 | 0 | 1 | 0 | 0 | 0 | 0 | 0 | 0 | 0 | 0 | 0 | 0 | 0 | 0 | 0 | 1 | 0 | 0 | 0 | 0 | 0 | 0 | 0 | 0 | 0 | 0 | 0 | 0 | 0 | 0 | 0 | 0 | 0 | 0 | 0 | 0 | 0 | 0 | 0 | 0 | 0 | 0 | 0 | 0 | 0 | 0 | 1 |  | 0 | 0 | 0 | 0 | 0 | 0 | 0 | 0 | 0 | 0 | 0 | 0 | 0 | 0 | 0 | 0 | 0 | 0 | 0 | 0 | 0 | 0 | 0 | 5 | 0 | 0 | 0 | 0 | 0 | 1 | 2 | 0 | 2 | 0 | 0 | 0 | -660.34 | -215.8012 | 361.1526 | Collinsville-Tesla 500 kV Line | Collinsville-Tesla 500 kV Line | Birds Landing-Contra Costa 230kV Line |  | 1 | 0 | 1 | 0 | 0 | 0 | -298.39 | -27.9962 | 361.1526 | Birds Landing-Contra Costa 230kV Line | Birds Landing-Contra Costa 230kV Line | Birds Landing-Contra Costa 230kV Line |  | 5 | 5 | NO | 5 | 1 | 1 | NO | 1
PG&E NGBA | Mendocino | 60 | 0 | 0 | 0 | 0 | 0 | 0 | 0 | 0 | 0 | 0 | 0 | 0 | 0 | 0 | 0 | 0 | 0 | 0 | 0 | 0 | 0 | 0 | 0 | 0 | 0 | 0 | 0 | 0 | 0 | 0 | 0 | 0 | 0 | 0 | 0 | 0 | 0 | 0 | 0 | 1 | 0 | 1 | 0 | 0 | 0 | 0 | 0 | 0 | 0 | 0 | 0 | 0 | 1 | 0 | 1 | 1 | 0 | 0 | 0 | 0 | 0 | 0 | 0 | 0 | 0 | 0 | 1 | 0 | 0 | 0 | 0 | 0 | 0 | 0 | 0 | 0 | 0 | 0 | 0 | 0 | 0 | 0 | 0 | 0 | 0 | 0 | 0 | 0 | 0 | 0 | 0 | 0 | 0 | 0 | 0 | 0 | 0 | 1 |  | 0 | 0 | 0 | 0 | 0 | 0 | 0 | 0 | 0 | 0 | 0 | 0 | 0 | 0 | 0 | 0 | 0 | 0 | 0 | 0 | 0 | 0 | 0 | 0 | 0 | 0 | 0 | 0 | 0 | 0 | 2 | 0 | 2 | 0 | 0 | 0 | -660.34 | -215.8012 | 361.1526 | Collinsville-Tesla 500 kV Line | Collinsville-Tesla 500 kV Line | Birds Landing-Contra Costa 230kV Line |  | 1 | 0 | 1 | 0 | 0 | 0 | -298.39 | -27.9962 | 361.1526 | Birds Landing-Contra Costa 230kV Line | Birds Landing-Contra Costa 230kV Line | Birds Landing-Contra Costa 230kV Line |  | 5 | 5 | NO | 5 | 1 | 1 | NO | 1
PG&E FRESNO | Mendota | 115 | 0 | 0 | 0 | 0 | 0 | 0 | 0 | 0 | 0 | 0 | 0 | 0 | 0 | 0 | 0 | 0 | 0 | 0 | 0 | 0 | 0 | 0 | 0 | 0 | 0 | 0 | 0 | 0 | 0 | 0 | 0 | 0 | 0 | 0 | 0 | 0 | 0 | 0 | 0 | 0 | 0 | 0 | 0 | 0 | 0 | 1 | 0 | 0 | 0 | 0 | 0 | 0 | 0 | 0 | 0 | 0 | 0 | 0 | 0 | 0 | 0 | 0 | 0 | 0 | 0 | 0 | 0 | 0 | 0 | 0 | 0 | 0 | 0 | 0 | 0 | 0 | 0 | 0 | 1 | 1 | 1 | 1 | 1 | 1 | 1 | 1 | 0 | 1 | 0 | 1 | 1 | 0 | 1 | 0 | 0 | 0 | 0 | 2 |  | 0 | 0 | 0 | 0 | 0 | 0 | 0 | 0 | 0 | 0 | 0 | 0 | 0 | 0 | 0 | 0 | 0 | 0 | 0 | 0 | 0 | 0 | 0 | 0 | 0 | 0 | 0 | 0 | 0 | 0 | 2 | 0 | 4 | 0 | 2 | 0 | -404.45 | -2360.472 | -1671.433 | Borden-Storey #1 230kV line | Gates 500/230kV TB #11 | Gates 500/230kV TB #12 |  | 0 | 0 | 0 | 0 | 0 | 0 | 29.35 | 122 | 126.1276 | Bellota-Weber 230kV line | Merced 115/70kV TB#2 | Oro Loma-El Nido 115kV Line |  | 5 | 1 | YES | 2 | 5 | 1 | YES | 2
PG&E GBA | Menlo | 60 | 0 | 0 | 0 | 0 | 0 | 0 | 0 | 0 | 0 | 0 | 0 | 0 | 0 | 0 | 0 | 0 | 0 | 0 | 0 | 0 | 0 | 0 | 0 | 0 | 0 | 0 | 0 | 0 | 0 | 0 | 0 | 0 | 0 | 0 | 0 | 0 | 0 | 0 | 0 | 1 | 0 | 0 | 0 | 0 | 0 | 0 | 0 | 0 | 0 | 0 | 0 | 0 | 1 | 0 | 0 | 1 | 0 | 0 | 0 | 0 | 0 | 0 | 0 | 0 | 0 | 0 | 0 | 0 | 0 | 0 | 0 | 0 | 0 | 0 | 0 | 0 | 0 | 0 | 0 | 0 | 0 | 0 | 0 | 0 | 0 | 0 | 0 | 0 | 0 | 0 | 0 | 0 | 0 | 0 | 0 | 0 | 0 | 1 |  | 0 | 0 | 0 | 0 | 0 | 0 | 0 | 0 | 0 | 0 | 0 | 0 | 0 | 0 | 0 | 0 | 0 | 0 | 0 | 0 | 0 | 0 | 0 | 0 | 0 | 0 | 0 | 0 | 0 | 0 | 1 | 0 | 1 | 0 | 0 | 0 | -660.34 | -215.8012 | 2295.5509 | Collinsville-Tesla 500 kV Line | Collinsville-Tesla 500 kV Line | Collinsville-Tesla 500 kV Line |  | 0 | 0 | 0 | 0 | 0 | 0 | 2422.8 | 2560.8 | 2295.5509 | Sobrante-Moraga 230 kV line | Sobrante-Moraga 230 kV line | Collinsville-Tesla 500 kV Line |  | 5 | 1 | YES | 2 | 1 | 1 | NO | 1
PG&E FRESNO | Merced | 115 | 0 | 0 | 0 | 0 | 0 | 0 | 0 | 0 | 0 | 0 | 0 | 0 | 0 | 0 | 0 | 0 | 0 | 0 | 0 | 0 | 0 | 0 | 0 | 0 | 0 | 0 | 0 | 0 | 0 | 0 | 0 | 0 | 0 | 0 | 0 | 0 | 0 | 0 | 0 | 0 | 0 | 0 | 0 | 0 | 0 | 1 | 0 | 0 | 0 | 0 | 0 | 0 | 0 | 0 | 0 | 0 | 0 | 0 | 0 | 1 | 0 | 0 | 0 | 0 | 0 | 0 | 0 | 0 | 0 | 0 | 0 | 0 | 0 | 0 | 0 | 0 | 0 | 0 | 1 | 1 | 0 | 1 | 1 | 1 | 1 | 1 | 0 | 1 | 1 | 1 | 0 | 0 | 1 | 0 | 0 | 0 | 0 | 2 |  | 0 | 0 | 0 | 0 | 0 | 0 | 0 | 0 | 0 | 0 | 0 | 0 | 0 | 0 | 0 | 0 | 0 | 0 | 0 | 0 | 0 | 0 | 0 | 0 | 0 | 0 | 0 | 0 | 0 | 0 | 2 | 0 | 4 | 0 | 2 | 0 | -404.45 | -2360.472 | -1671.433 | Borden-Storey #1 230kV line | Gates 500/230kV TB #11 | Gates 500/230kV TB #12 |  | 0 | 0 | 0 | 0 | 0 | 0 | 29.35 | 368.5 | 126.1276 | Bellota-Weber 230kV line | Bellota-Weber 230kV line | Oro Loma-El Nido 115kV Line |  | 5 | 1 | YES | 2 | 5 | 1 | YES | 2
EOP | Mercury | 138 | 0 | 0 | 0 | 0 | 0 | 0 | 0 | 0 | 0 | 0 | 0 | 0 | 0 | 0 | 0 | 0 | 0 | 0 | 0 | 0 | 0 | 0 | 1 | 1 | 1 | 0 | 0 | 0 | 0 | 0 | 0 | 0 | 0 | 0 | 0 | 0 | 0 | 0 | 0 | 0 | 0 | 0 | 0 | 0 | 0 | 0 | 0 | 0 | 0 | 0 | 0 | 0 | 0 | 0 | 0 | 0 | 0 | 0 | 0 | 0 | 0 | 0 | 0 | 0 | 0 | 0 | 0 | 0 | 0 | 0 | 0 | 0 | 0 | 0 | 0 | 0 | 0 | 0 | 0 | 0 | 0 | 0 | 0 | 0 | 0 | 0 | 0 | 0 | 0 | 0 | 0 | 0 | 0 | 0 | 0 | 0 | 0 | 2 |  | 0 | 0 | 0 | 0 | 0 | 0 | 0 | 0 | 0 | 0 | 0 | 0 | 0 | 0 | 0 | 0 | 0 | 0 | 0 | 0 | 0 | 0 | 0 | 0 | 0 | 0 | 0 | 0 | 0 | 0 | 1 | 0 | 1 | 0 | 0 | 0 | -3566.801 | -1411.508 | 344.027 | Lugo - Victorville area constraint | Lugo - Victorville area constraint | Lugo - Victorville area constraint |  | 0 | 0 | 0 | 0 | 0 | 0 | 576.5 | 1808.75 | 3367.55 | Sloan Canyon - Eldorado 500 kV constraint | Sloan Canyon - Eldorado 500 kV constraint | GLW 230kV area constraint |  | 5 | 1 | YES | 2 | 1 | 1 | NO | 1
PG&E FRESNO | Mercy Springs | 70 | 0 | 0 | 0 | 0 | 0 | 0 | 0 | 0 | 0 | 0 | 0 | 0 | 0 | 0 | 0 | 0 | 0 | 0 | 0 | 0 | 0 | 0 | 0 | 0 | 0 | 0 | 0 | 0 | 0 | 0 | 0 | 0 | 0 | 0 | 0 | 0 | 0 | 0 | 0 | 0 | 0 | 0 | 0 | 0 | 0 | 0 | 0 | 0 | 0 | 0 | 0 | 0 | 0 | 0 | 0 | 0 | 0 | 0 | 0 | 0 | 0 | 0 | 0 | 0 | 0 | 0 | 0 | 0 | 0 | 0 | 0 | 0 | 0 | 0 | 0 | 0 | 0 | 0 | 1 | 1 | 0 | 0 | 0 | 0 | 0 | 1 | 0 | 0 | 0 | 0 | 0 | 0 | 0 | 0 | 0 | 0 | 0 | 1 |  | 0 | 0 | 0 | 0 | 0 | 0 | 0 | 0 | 0 | 0 | 0 | 0 | 0 | 0 | 0 | 0 | 0 | 0 | 0 | 0 | 0 | 0 | 0 | 0 | 0 | 75 | 78 | 0 | 0 | 1 | 0 | 0 | 2 | 0 | 2 | 0 | 530.62 | -2360.472 | -1671.433 | Gates 500/230kV TB #12 | Gates 500/230kV TB #11 | Gates 500/230kV TB #12 |  | 0 | 0 | 0 | 0 | 0 | 0 | 979.65 | 2637.9 | 5171.567 | Los Banos 500/230kV TB | Los Banos 500/230kV TB | Gates 500/230kV TB #12 |  | 5 | 1 | YES | 2 | 5 | 1 | YES | 2
PG&E NGBA | Meridian | 60 | 0 | 0 | 0 | 0 | 0 | 0 | 0 | 0 | 0 | 0 | 0 | 0 | 0 | 0 | 0 | 0 | 0 | 0 | 0 | 0 | 0 | 0 | 0 | 0 | 0 | 0 | 0 | 0 | 0 | 0 | 0 | 0 | 0 | 0 | 0 | 0 | 0 | 0 | 0 | 1 | 0 | 0 | 0 | 0 | 0 | 0 | 0 | 0 | 0 | 0 | 0 | 0 | 1 | 0 | 0 | 0 | 0 | 0 | 0 | 0 | 0 | 0 | 0 | 0 | 0 | 0 | 1 | 0 | 0 | 0 | 0 | 0 | 0 | 0 | 0 | 0 | 0 | 0 | 0 | 0 | 0 | 0 | 0 | 0 | 0 | 0 | 0 | 0 | 0 | 0 | 0 | 0 | 0 | 0 | 0 | 0 | 0 | 1 |  | 0 | 0 | 0 | 0 | 0 | 0 | 0 | 0 | 0 | 0 | 0 | 0 | 0 | 0 | 0 | 0 | 0 | 0 | 0 | 0 | 0 | 0 | 0 | 0 | 0 | 0 | 0 | 0 | 0 | 0 | 2 | 0 | 2 | 0 | 0 | 0 | -660.34 | -215.8012 | 361.1526 | Collinsville-Tesla 500 kV Line | Collinsville-Tesla 500 kV Line | Birds Landing-Contra Costa 230kV Line |  | 1 | 0 | 1 | 0 | 0 | 0 | -298.39 | -27.9962 | 361.1526 | Birds Landing-Contra Costa 230kV Line | Birds Landing-Contra Costa 230kV Line | Birds Landing-Contra Costa 230kV Line |  | 5 | 5 | NO | 5 | 1 | 1 | NO | 1
PG&E KERN | Mesa (PGE) | 115 | 0 | 0 | 0 | 0 | 0 | 0 | 0 | 0 | 0 | 0 | 0 | 0 | 0 | 0 | 0 | 0 | 0 | 0 | 0 | 0 | 0 | 0 | 0 | 0 | 0 | 0 | 0 | 0 | 0 | 0 | 0 | 0 | 0 | 0 | 0 | 0 | 0 | 0 | 0 | 0 | 0 | 0 | 0 | 0 | 0 | 0 | 0 | 0 | 0 | 0 | 0 | 0 | 0 | 0 | 0 | 0 | 0 | 0 | 0 | 0 | 0 | 0 | 0 | 0 | 0 | 0 | 0 | 1 | 1 | 0 | 0 | 0 | 0 | 0 | 0 | 0 | 0 | 0 | 0 | 1 | 0 | 0 | 0 | 0 | 0 | 1 | 0 | 0 | 0 | 0 | 0 | 0 | 0 | 0 | 0 | 1 | 0 | 1 |  | 0 | 0 | 0 | 0 | 0 | 0 | 0 | 0 | 0 | 0 | 0 | 0 | 0 | 0 | 0 | 0 | 0 | 0 | 0 | 0 | 0 | 0 | 0 | 0 | 0 | 0 | 0 | 0 | 0 | 0 | 0 | 0 | 1 | 0 | 1 | 0 | 122.65 | -2360.472 | -1076.0882 | Cal Flat-Gates 230 kV line | Gates 500/230kV TB #11 | Gates 500/230kV TB #11 |  | 0 | 0 | 0 | 0 | 0 | 0 | 122.65 | 392.11 | 666.9203 | Cal Flat-Gates 230 kV line | Cal Flat-Gates 230 kV line | Cal Flat-Gates 230 kV line |  | 5 | 1 | YES | 2 | 5 | 1 | YES | 2
PG&E KERN | Mesa (PGE) | 230 | 0 | 0 | 0 | 0 | 0 | 0 | 0 | 0 | 0 | 0 | 0 | 0 | 0 | 0 | 0 | 0 | 0 | 0 | 0 | 0 | 0 | 0 | 0 | 0 | 0 | 0 | 0 | 0 | 0 | 0 | 0 | 0 | 0 | 0 | 0 | 0 | 0 | 0 | 0 | 0 | 0 | 0 | 0 | 0 | 0 | 0 | 0 | 0 | 0 | 0 | 0 | 0 | 0 | 0 | 0 | 0 | 0 | 0 | 0 | 0 | 0 | 0 | 0 | 0 | 0 | 0 | 0 | 1 | 0 | 0 | 0 | 0 | 0 | 0 | 0 | 0 | 0 | 0 | 1 | 1 | 0 | 0 | 0 | 0 | 0 | 0 | 0 | 0 | 0 | 0 | 0 | 0 | 0 | 0 | 1 | 1 | 0 | 0 |  | 0 | 0 | 0 | 0 | 0 | 0 | 0 | 0 | 0 | 0 | 0 | 0 | 0 | 0 | 0 | 0 | 0 | 0 | 0 | 0 | 0 | 0 | 0 | 0 | 0 | 0 | 0 | 0 | 100 | 1 | 0 | 0 | 3 | 0 | 2 | 1 | 122.65 | -2360.472 | -1847.2316 | Cal Flat-Gates 230 kV line | Gates 500/230kV TB #11 | Mustang-Henrietta 230 kV line |  | 0 | 0 | 0 | 0 | 0 | 0 | 122.65 | 392.11 | 631.7684 | Cal Flat-Gates 230 kV line | Cal Flat-Gates 230 kV line | Mustang-Henrietta 230 kV line |  | 5 | 1 | YES | 2 | 5 | 1 | YES | 2
SCE Metro | Mesa (SCE) | 230 | 0 | 0 | 0 | 0 | 0 | 0 | 0 | 0 | 0 | 1 | 0 | 0 | 0 | 0 | 0 | 0 | 0 | 0 | 0 | 0 | 0 | 0 | 0 | 0 | 0 | 0 | 0 | 0 | 0 | 0 | 0 | 0 | 0 | 0 | 0 | 0 | 0 | 0 | 0 | 0 | 0 | 0 | 0 | 0 | 0 | 0 | 0 | 0 | 0 | 0 | 0 | 0 | 0 | 0 | 0 | 0 | 0 | 0 | 0 | 0 | 0 | 0 | 0 | 0 | 0 | 0 | 0 | 0 | 0 | 0 | 0 | 0 | 0 | 0 | 0 | 0 | 0 | 0 | 0 | 0 | 0 | 0 | 0 | 0 | 0 | 0 | 0 | 0 | 0 | 0 | 0 | 0 | 0 | 0 | 0 | 0 | 0 | 0 |  | 0 | 0 | 0 | 0 | 0 | 0 | 0 | 0 | 0 | 1.92 | 0 | 106.2 | 0 | 0 | 1 | 0 | 0 | 0 | 0 | 0 | 0 | 0 | 0 | 1.92 | 1.92 | 0 | 106.2 | 0 | 0 | 1 | 0 | 0 | 0 | 0 | 0 | 0 | 3604.3788 | 8273.608 | 22319.9811 | SCE Metro Area Default Constraint | SCE Metro Area Default Constraint | SCE Metro Area Default Constraint |  | 0 | 0 | 0 | 0 | 0 | 0 | 3604.3788 | 8273.608 | 22319.9811 | SCE Metro Area Default Constraint | SCE Metro Area Default Constraint | SCE Metro Area Default Constraint |  | 1 | 1 | NO | 1 | 1 | 1 | NO | 1
SCE Metro | Mesa (SCE) | 500 | 0 | 0 | 0 | 0 | 0 | 0 | 0 | 0 | 0 | 1 | 0 | 0 | 0 | 0 | 0 | 0 | 0 | 0 | 0 | 0 | 0 | 0 | 0 | 0 | 0 | 0 | 0 | 0 | 0 | 0 | 0 | 0 | 0 | 0 | 0 | 0 | 0 | 0 | 0 | 0 | 0 | 0 | 0 | 0 | 0 | 0 | 0 | 0 | 0 | 0 | 0 | 0 | 0 | 0 | 0 | 0 | 0 | 0 | 0 | 0 | 0 | 0 | 0 | 0 | 0 | 0 | 0 | 0 | 0 | 0 | 0 | 0 | 0 | 0 | 0 | 0 | 0 | 0 | 0 | 0 | 0 | 0 | 0 | 0 | 0 | 0 | 0 | 0 | 0 | 0 | 0 | 0 | 0 | 0 | 0 | 0 | 0 | 0 |  | 0 | 0 | 0 | 0 | 0 | 0 | 0 | 0 | 0 | 0 | 0 | 0 | 0 | 0 | 0 | 0 | 0 | 0 | 0 | 0 | 0 | 0 | 0 | 0 | 0 | 0 | 0 | 0 | 0 | 0 | 0 | 0 | 0 | 0 | 0 | 0 | 3604.3788 | 8273.608 | 22319.9811 | SCE Metro Area Default Constraint | SCE Metro Area Default Constraint | SCE Metro Area Default Constraint |  | 0 | 0 | 0 | 0 | 0 | 0 | 3604.3788 | 8273.608 | 22319.9811 | SCE Metro Area Default Constraint | SCE Metro Area Default Constraint | SCE Metro Area Default Constraint |  | 1 | 1 | NO | 1 | 1 | 1 | NO | 1
SDGE | Mesa Heights | 69 | 0 | 0 | 0 | 0 | 0 | 0 | 0 | 0 | 0 | 0 | 0 | 0 | 0 | 0 | 0 | 0 | 0 | 0 | 0 | 0 | 0 | 0 | 0 | 0 | 0 | 0 | 0 | 0 | 0 | 0 | 0 | 0 | 1 | 0 | 0 | 0 | 0 | 0 | 0 | 0 | 0 | 0 | 0 | 0 | 0 | 0 | 0 | 0 | 0 | 0 | 0 | 0 | 0 | 0 | 0 | 0 | 0 | 0 | 0 | 0 | 0 | 0 | 0 | 0 | 0 | 0 | 0 | 0 | 0 | 0 | 0 | 0 | 0 | 0 | 0 | 0 | 0 | 0 | 0 | 0 | 0 | 0 | 0 | 0 | 0 | 0 | 0 | 0 | 0 | 0 | 0 | 0 | 0 | 0 | 0 | 0 | 0 | 1 |  | 0 | 0 | 0 | 0 | 0 | 0 | 0 | 0 | 0 | 0 | 0 | 9 | 0 | 0 | 1 | 0 | 0 | 0 | 0 | 0 | 0 | 0 | 0 | 0 | 0 | 0 | 9 | 0 | 0 | 1 | 0 | 1 | 0 | 0 | 0 | 0 | -35.92 | 48.96 | 3490.5814 | San Luis Rey-San Onofre 230 kV line constraint | San Luis Rey-San Onofre 230 kV line constraint | San Luis Rey-San Onofre 230 kV line constraint |  | 0 | 1 | 0 | 0 | 0 | 0 | -35.92 | 48.96 | 3490.5814 | San Luis Rey-San Onofre 230 kV line constraint | San Luis Rey-San Onofre 230 kV line constraint | San Luis Rey-San Onofre 230 kV line constraint |  | 3 | 3 | NO | 3 | 1 | 1 | NO | 1
PG&E GBA | Metcalf | 115 | 0 | 0 | 0 | 0 | 0 | 0 | 0 | 0 | 0 | 0 | 0 | 0 | 0 | 0 | 0 | 0 | 0 | 0 | 0 | 0 | 0 | 0 | 0 | 0 | 0 | 0 | 0 | 0 | 0 | 0 | 0 | 0 | 0 | 0 | 0 | 0 | 0 | 0 | 0 | 0 | 0 | 0 | 0 | 0 | 0 | 0 | 0 | 0 | 0 | 0 | 0 | 0 | 0 | 0 | 0 | 1 | 0 | 0 | 0 | 1 | 0 | 0 | 0 | 0 | 0 | 0 | 0 | 0 | 0 | 0 | 0 | 0 | 0 | 0 | 0 | 0 | 0 | 0 | 0 | 0 | 0 | 0 | 0 | 0 | 0 | 0 | 0 | 0 | 0 | 0 | 0 | 0 | 0 | 0 | 0 | 0 | 0 | 0 |  | 0 | 0 | 0 | 0 | 0 | 0 | 0 | 0 | 0 | 0 | 0 | 0 | 0 | 0 | 0 | 0 | 0 | 0 | 0 | 0 | 0 | 0 | 0 | 0 | 0 | 0 | 0 | 0 | 0 | 0 | 0 | 0 | 0 | 0 | 0 | 0 | 1636.31 | 1970.6438 | 2698.8852 | Tesla-Bellota 230 kV line | Tesla-Bellota 230 kV line | Tesla-Bellota 230 kV line |  | 0 | 0 | 0 | 0 | 0 | 0 | 1636.31 | 1970.6438 | 2698.8852 | Tesla-Bellota 230 kV line | Tesla-Bellota 230 kV line | Tesla-Bellota 230 kV line |  | 1 | 1 | NO | 1 | 1 | 1 | NO | 1
PG&E GBA | Metcalf | 230 | 0 | 0 | 0 | 0 | 0 | 0 | 0 | 0 | 0 | 0 | 0 | 0 | 0 | 0 | 0 | 0 | 0 | 0 | 0 | 0 | 0 | 0 | 0 | 0 | 0 | 0 | 0 | 0 | 0 | 0 | 0 | 0 | 0 | 0 | 0 | 0 | 0 | 0 | 0 | 0 | 0 | 0 | 0 | 0 | 0 | 0 | 0 | 0 | 0 | 0 | 0 | 0 | 0 | 0 | 0 | 1 | 0 | 0 | 0 | 1 | 0 | 0 | 0 | 0 | 0 | 0 | 0 | 0 | 0 | 0 | 0 | 0 | 0 | 0 | 0 | 0 | 0 | 0 | 0 | 0 | 0 | 0 | 0 | 0 | 0 | 0 | 0 | 0 | 0 | 0 | 0 | 0 | 0 | 0 | 0 | 0 | 0 | 0 |  | 0 | 0 | 0 | 0 | 0 | 0 | 0 | 0 | 0 | 0 | 0 | 0 | 0 | 0 | 0 | 0 | 0 | 0 | 0 | 0 | 0 | 0 | 0 | 0 | 0 | 0 | 0 | 0 | 0 | 0 | 0 | 0 | 0 | 0 | 0 | 0 | 1636.31 | 1970.6438 | 2698.8852 | Tesla-Bellota 230 kV line | Tesla-Bellota 230 kV line | Tesla-Bellota 230 kV line |  | 0 | 0 | 0 | 0 | 0 | 0 | 1636.31 | 1970.6438 | 2698.8852 | Tesla-Bellota 230 kV line | Tesla-Bellota 230 kV line | Tesla-Bellota 230 kV line |  | 1 | 1 | NO | 1 | 1 | 1 | NO | 1
PG&E GBA | Metcalf | 500 | 0 | 0 | 0 | 0 | 0 | 0 | 0 | 0 | 0 | 0 | 0 | 0 | 0 | 0 | 0 | 0 | 0 | 0 | 0 | 0 | 0 | 0 | 0 | 0 | 0 | 0 | 0 | 0 | 0 | 0 | 0 | 0 | 0 | 0 | 0 | 0 | 0 | 0 | 0 | 0 | 0 | 0 | 0 | 0 | 0 | 0 | 0 | 0 | 0 | 0 | 0 | 0 | 0 | 0 | 0 | 0 | 0 | 0 | 0 | 0 | 0 | 0 | 0 | 0 | 0 | 0 | 0 | 0 | 0 | 0 | 0 | 0 | 0 | 0 | 0 | 0 | 0 | 0 | 0 | 0 | 0 | 0 | 0 | 0 | 0 | 0 | 0 | 0 | 0 | 0 | 0 | 0 | 0 | 0 | 0 | 0 | 1 | 0 |  | 0 | 0 | 0 | 0 | 0 | 0 | 0 | 0 | 0 | 0 | 0 | 0 | 0 | 0 | 0 | 0 | 0 | 0 | 0 | 0 | 0 | 0 | 0 | 0 | 0 | 0 | 0 | 0 | 0 | 0 | 0 | 0 | 0 | 0 | 0 | 0 | 958.5 | 1141.75 | 6268.5 | NEW-Metcalf-Mosslanding 500kV | NEW-Metcalf-Mosslanding 500kV | NEW-Metcalf-Mosslanding 500kV |  | 0 | 0 | 0 | 0 | 0 | 0 | 958.5 | 1141.75 | 6268.5 | NEW-Metcalf-Mosslanding 500kV | NEW-Metcalf-Mosslanding 500kV | NEW-Metcalf-Mosslanding 500kV |  | 1 | 1 | NO | 1 | 1 | 1 | NO | 1
PG&E KERN | Midway | 115 | 0 | 0 | 0 | 0 | 0 | 0 | 0 | 0 | 0 | 0 | 0 | 0 | 0 | 0 | 0 | 0 | 0 | 0 | 0 | 0 | 0 | 0 | 0 | 0 | 0 | 0 | 0 | 0 | 0 | 0 | 0 | 0 | 0 | 0 | 0 | 0 | 0 | 0 | 0 | 0 | 0 | 0 | 0 | 0 | 0 | 0 | 0 | 0 | 0 | 0 | 0 | 0 | 0 | 0 | 0 | 0 | 0 | 0 | 0 | 0 | 0 | 0 | 0 | 0 | 0 | 0 | 0 | 1 | 1 | 0 | 0 | 0 | 0 | 0 | 1 | 0 | 0 | 0 | 1 | 1 | 0 | 0 | 0 | 0 | 0 | 0 | 0 | 0 | 0 | 0 | 0 | 0 | 0 | 0 | 1 | 0 | 0 | 0 |  | 0 | 0 | 0 | 0 | 0 | 0 | 0 | 0 | 0 | 0 | 0 | 0 | 0 | 0 | 0 | 0 | 0 | 0 | 0 | 0 | 0 | 0 | 0 | 0 | 0 | 0 | 0 | 0 | 0 | 0 | 0 | 0 | 3 | 0 | 2 | 1 | 122.65 | -2360.472 | -1847.2316 | Cal Flat-Gates 230 kV line | Gates 500/230kV TB #11 | Mustang-Henrietta 230 kV line |  | 0 | 0 | 0 | 0 | 0 | 0 | 122.65 | 392.11 | 631.7684 | Cal Flat-Gates 230 kV line | Cal Flat-Gates 230 kV line | Mustang-Henrietta 230 kV line |  | 5 | 1 | YES | 2 | 5 | 1 | YES | 2
PG&E KERN | Midway | 230 | 0 | 0 | 0 | 0 | 0 | 0 | 0 | 0 | 0 | 0 | 0 | 0 | 0 | 0 | 0 | 0 | 0 | 0 | 0 | 0 | 0 | 0 | 0 | 0 | 0 | 0 | 0 | 0 | 0 | 0 | 0 | 0 | 0 | 0 | 0 | 0 | 0 | 0 | 0 | 0 | 0 | 0 | 0 | 0 | 0 | 0 | 0 | 0 | 0 | 0 | 0 | 0 | 0 | 0 | 0 | 0 | 0 | 0 | 0 | 0 | 0 | 0 | 0 | 0 | 0 | 0 | 0 | 1 | 1 | 0 | 0 | 0 | 0 | 0 | 0 | 0 | 0 | 0 | 1 | 1 | 0 | 0 | 0 | 0 | 0 | 0 | 0 | 0 | 0 | 0 | 0 | 0 | 0 | 0 | 1 | 0 | 0 | 0 |  | 0 | 0 | 0 | 0 | 0 | 0 | 0 | 0 | 0 | 0 | 0 | 0 | 0 | 0 | 0 | 0 | 0 | 0 | 0 | 0 | 0 | 0 | 0 | 0 | 0 | 0 | 0 | 0 | 0 | 0 | 0 | 0 | 3 | 0 | 2 | 1 | 122.65 | -2360.472 | -1847.2316 | Cal Flat-Gates 230 kV line | Gates 500/230kV TB #11 | Mustang-Henrietta 230 kV line |  | 0 | 0 | 0 | 0 | 0 | 0 | 122.65 | 392.11 | 631.7684 | Cal Flat-Gates 230 kV line | Cal Flat-Gates 230 kV line | Mustang-Henrietta 230 kV line |  | 5 | 1 | YES | 2 | 5 | 1 | YES | 2
PG&E KERN | Midway | 500 | 0 | 0 | 0 | 0 | 0 | 0 | 0 | 0 | 0 | 0 | 0 | 0 | 0 | 0 | 0 | 0 | 0 | 0 | 0 | 0 | 0 | 0 | 0 | 0 | 0 | 0 | 0 | 0 | 0 | 0 | 0 | 0 | 0 | 0 | 0 | 0 | 0 | 0 | 0 | 0 | 0 | 0 | 0 | 0 | 0 | 0 | 0 | 0 | 0 | 0 | 0 | 0 | 0 | 0 | 0 | 0 | 0 | 0 | 0 | 0 | 0 | 0 | 0 | 0 | 0 | 0 | 0 | 0 | 0 | 0 | 0 | 0 | 0 | 0 | 0 | 0 | 0 | 0 | 0 | 0 | 0 | 0 | 0 | 0 | 0 | 0 | 0 | 0 | 0 | 0 | 0 | 0 | 0 | 0 | 1 | 0 | 0 | 0 |  | 0 | 0 | 0 | 0 | 0 | 0 | 0 | 0 | 0 | 0 | 0 | 0 | 0 | 0 | 0 | 0 | 0 | 0 | 0 | 0 | 0 | 0 | 0 | 0 | 400 | 160 | 0 | 0 | 0 | 1 | 0 | 0 | 1 | 0 | 0 | 1 | 2470.77 | -1309.512 | -1847.2316 | Mustang-Henrietta 230 kV line | Mustang-Henrietta 230 kV line | Mustang-Henrietta 230 kV line |  | 0 | 0 | 0 | 0 | 0 | 0 | 4949.77 | 1169.488 | 631.7684 | Mustang-Henrietta 230 kV line | Mustang-Henrietta 230 kV line | Mustang-Henrietta 230 kV line |  | 5 | 1 | YES | 2 | 4 | 1 | YES | 2
SDGE | Miguel | 230 | 0 | 0 | 0 | 0 | 0 | 0 | 0 | 0 | 0 | 0 | 0 | 0 | 0 | 0 | 0 | 0 | 0 | 0 | 0 | 0 | 0 | 0 | 0 | 0 | 0 | 0 | 0 | 0 | 1 | 0 | 1 | 0 | 1 | 0 | 0 | 1 | 1 | 0 | 0 | 0 | 0 | 0 | 0 | 0 | 0 | 0 | 0 | 0 | 0 | 0 | 0 | 0 | 0 | 0 | 0 | 0 | 0 | 0 | 0 | 0 | 0 | 0 | 0 | 0 | 0 | 0 | 0 | 0 | 0 | 0 | 0 | 0 | 0 | 0 | 0 | 0 | 0 | 0 | 0 | 0 | 0 | 0 | 0 | 0 | 0 | 0 | 0 | 0 | 0 | 0 | 0 | 0 | 0 | 0 | 0 | 0 | 0 | 5 |  | 0 | 0 | 0 | 0 | 0 | 0 | 0 | 0 | 0 | 0 | 0 | 0 | 0 | 0 | 0 | 0 | 0 | 0 | 0 | 0 | 0 | 0 | 0 | 0 | 0 | 0 | 0 | 0 | 0 | 0 | 0 | 1 | 0 | 0 | 0 | 0 | -35.92 | 48.96 | 1085.1064 | San Luis Rey-San Onofre 230 kV line constraint | San Luis Rey-San Onofre 230 kV line constraint | Silvergate-Old Town 230 kV constraint |  | 0 | 1 | 0 | 0 | 0 | 0 | -35.92 | 48.96 | 1085.1064 | San Luis Rey-San Onofre 230 kV line constraint | San Luis Rey-San Onofre 230 kV line constraint | Silvergate-Old Town 230 kV constraint |  | 3 | 3 | NO | 3 | 1 | 1 | NO | 1
SDGE | Miguel | 500 | 0 | 0 | 0 | 0 | 0 | 0 | 0 | 0 | 0 | 0 | 0 | 0 | 0 | 0 | 0 | 0 | 0 | 0 | 0 | 0 | 0 | 0 | 0 | 0 | 0 | 0 | 0 | 0 | 1 | 0 | 1 | 0 | 1 | 0 | 0 | 1 | 1 | 0 | 0 | 0 | 0 | 0 | 0 | 0 | 0 | 0 | 0 | 0 | 0 | 0 | 0 | 0 | 0 | 0 | 0 | 0 | 0 | 0 | 0 | 0 | 0 | 0 | 0 | 0 | 0 | 0 | 0 | 0 | 0 | 0 | 0 | 0 | 0 | 0 | 0 | 0 | 0 | 0 | 0 | 0 | 0 | 0 | 0 | 0 | 0 | 0 | 0 | 0 | 0 | 0 | 0 | 0 | 0 | 0 | 0 | 0 | 0 | 5 |  | 0 | 0 | 0 | 0 | 0 | 0 | 0 | 0 | 0 | 0 | 0 | 0 | 0 | 0 | 0 | 0 | 0 | 0 | 0 | 0 | 0 | 0 | 0 | 0 | 0 | 0 | 0 | 0 | 0 | 0 | 0 | 1 | 0 | 0 | 0 | 0 | -35.92 | 48.96 | 1085.1064 | San Luis Rey-San Onofre 230 kV line constraint | San Luis Rey-San Onofre 230 kV line constraint | Silvergate-Old Town 230 kV constraint |  | 0 | 1 | 0 | 0 | 0 | 0 | -35.92 | 48.96 | 1085.1064 | San Luis Rey-San Onofre 230 kV line constraint | San Luis Rey-San Onofre 230 kV line constraint | Silvergate-Old Town 230 kV constraint |  | 3 | 3 | NO | 3 | 1 | 1 | NO | 1
SDGE | Miguel | 69 | 0 | 0 | 0 | 0 | 0 | 0 | 0 | 0 | 0 | 0 | 0 | 0 | 0 | 0 | 0 | 0 | 0 | 0 | 0 | 0 | 0 | 0 | 0 | 0 | 0 | 0 | 0 | 1 | 0 | 1 | 1 | 0 | 1 | 0 | 0 | 1 | 1 | 0 | 0 | 0 | 0 | 0 | 0 | 0 | 0 | 0 | 0 | 0 | 0 | 0 | 0 | 0 | 0 | 0 | 0 | 0 | 0 | 0 | 0 | 0 | 0 | 0 | 0 | 0 | 0 | 0 | 0 | 0 | 0 | 0 | 0 | 0 | 0 | 0 | 0 | 0 | 0 | 0 | 0 | 0 | 0 | 0 | 0 | 0 | 0 | 0 | 0 | 0 | 0 | 0 | 0 | 0 | 0 | 0 | 0 | 0 | 0 | 4 |  | 0 | 0 | 0 | 0 | 0 | 0 | 0 | 0 | 0 | 0 | 0 | 9.75 | 0 | 0 | 1 | 0 | 0 | 0 | 0 | 0 | 0 | 0 | 0 | 0 | 0 | 0 | 9.75 | 0 | 0 | 1 | 0 | 1 | 0 | 0 | 0 | 0 | -35.92 | 48.96 | 301.7864 | San Luis Rey-San Onofre 230 kV line constraint | San Luis Rey-San Onofre 230 kV line constraint | Miguel 69 kV constraint |  | 0 | 1 | 0 | 0 | 0 | 0 | -35.92 | 48.96 | 301.7864 | San Luis Rey-San Onofre 230 kV line constraint | San Luis Rey-San Onofre 230 kV line constraint | Miguel 69 kV constraint |  | 3 | 3 | NO | 3 | 1 | 1 | NO | 1
PG&E GBA | Millbrae | 115 | 0 | 0 | 0 | 0 | 0 | 0 | 0 | 0 | 0 | 0 | 0 | 0 | 0 | 0 | 0 | 0 | 0 | 0 | 0 | 0 | 0 | 0 | 0 | 0 | 0 | 0 | 0 | 0 | 0 | 0 | 0 | 0 | 0 | 0 | 0 | 0 | 0 | 0 | 0 | 0 | 0 | 0 | 0 | 0 | 0 | 0 | 0 | 0 | 0 | 0 | 0 | 0 | 1 | 0 | 0 | 1 | 0 | 0 | 0 | 0 | 0 | 0 | 0 | 0 | 0 | 1 | 0 | 0 | 0 | 0 | 0 | 0 | 0 | 0 | 0 | 0 | 0 | 0 | 0 | 0 | 0 | 0 | 0 | 0 | 0 | 0 | 0 | 0 | 0 | 0 | 0 | 0 | 0 | 0 | 0 | 0 | 0 | 1 |  | 0 | 0 | 0 | 0 | 0 | 0 | 0 | 0 | 0 | 0 | 0 | 0 | 0 | 0 | 0 | 0 | 0 | 0 | 0 | 0 | 0 | 0 | 0 | 0 | 0 | 0 | 0 | 0 | 0 | 0 | 0 | 0 | 0 | 0 | 0 | 0 | 2422.8 | 2560.8 | 4488.68 | Sobrante-Moraga 230 kV line | Sobrante-Moraga 230 kV line | Sobrante-Moraga 230 kV line |  | 0 | 0 | 0 | 0 | 0 | 0 | 2422.8 | 2560.8 | 4488.68 | Sobrante-Moraga 230 kV line | Sobrante-Moraga 230 kV line | Sobrante-Moraga 230 kV line |  | 1 | 1 | NO | 1 | 1 | 1 | NO | 1
PG&E GBA | Miller | 115 | 0 | 0 | 0 | 0 | 0 | 0 | 0 | 0 | 0 | 0 | 0 | 0 | 0 | 0 | 0 | 0 | 0 | 0 | 0 | 0 | 0 | 0 | 0 | 0 | 0 | 0 | 0 | 0 | 0 | 0 | 0 | 0 | 0 | 0 | 0 | 0 | 0 | 0 | 0 | 0 | 0 | 0 | 0 | 0 | 0 | 1 | 0 | 0 | 0 | 0 | 0 | 0 | 0 | 0 | 0 | 1 | 0 | 1 | 0 | 1 | 0 | 0 | 0 | 0 | 0 | 1 | 0 | 0 | 0 | 0 | 0 | 0 | 0 | 0 | 0 | 0 | 0 | 0 | 0 | 0 | 0 | 0 | 0 | 0 | 0 | 0 | 0 | 0 | 0 | 0 | 0 | 0 | 0 | 0 | 0 | 0 | 0 | 0 |  | 0 | 0 | 0 | 0 | 0 | 0 | 0 | 0 | 0 | 0 | 0 | 0 | 0 | 0 | 0 | 100 | 0 | 0 | 0 | 0 | 0 | 0 | 0 | 0 | 0 | 0 | 0 | 0 | 0 | 1 | 1 | 0 | 0 | 0 | 0 | 0 | -52.2 | 5.59 | 543.909 | Kasson Jct-Heinz 115 kV line | Kasson Jct-Heinz 115 kV line | Kasson Jct-Heinz 115 kV line |  | 1 | 0 | 0 | 0 | 0 | 0 | -52.2 | 5.59 | 543.909 | Kasson Jct-Heinz 115 kV line | Kasson Jct-Heinz 115 kV line | Kasson Jct-Heinz 115 kV line |  | 5 | 5 | NO | 5 | 1 | 1 | NO | 1
SCE Metro | Mira Loma | 230 | 0 | 0 | 0 | 0 | 0 | 0 | 0 | 0 | 0 | 1 | 0 | 0 | 0 | 0 | 0 | 0 | 0 | 0 | 0 | 0 | 0 | 0 | 0 | 0 | 0 | 0 | 0 | 0 | 0 | 0 | 0 | 0 | 0 | 0 | 0 | 0 | 0 | 0 | 0 | 0 | 0 | 0 | 0 | 0 | 0 | 0 | 0 | 0 | 0 | 0 | 0 | 0 | 0 | 0 | 0 | 0 | 0 | 0 | 0 | 0 | 0 | 0 | 0 | 0 | 0 | 0 | 0 | 0 | 0 | 0 | 0 | 0 | 0 | 0 | 0 | 0 | 0 | 0 | 0 | 0 | 0 | 0 | 0 | 0 | 0 | 0 | 0 | 0 | 0 | 0 | 0 | 0 | 0 | 0 | 0 | 0 | 0 | 0 |  | 0 | 0 | 0 | 0 | 0 | 0 | 0 | 0 | 0 | 0 | 0 | 0 | 0 | 0 | 0 | 0 | 0 | 0 | 0 | 0 | 0 | 0 | 0 | 0 | 0 | 0 | 42 | 0 | 0 | 1 | 0 | 0 | 0 | 0 | 0 | 0 | 3604.3788 | 8273.608 | 22319.9811 | SCE Metro Area Default Constraint | SCE Metro Area Default Constraint | SCE Metro Area Default Constraint |  | 0 | 0 | 0 | 0 | 0 | 0 | 3604.3788 | 8273.608 | 22319.9811 | SCE Metro Area Default Constraint | SCE Metro Area Default Constraint | SCE Metro Area Default Constraint |  | 1 | 1 | NO | 1 | 1 | 1 | NO | 1
SCE Metro | Mira Loma | 500 | 0 | 0 | 0 | 0 | 0 | 0 | 0 | 0 | 0 | 1 | 0 | 0 | 0 | 0 | 0 | 0 | 0 | 0 | 0 | 0 | 0 | 0 | 0 | 0 | 0 | 0 | 0 | 0 | 0 | 0 | 0 | 0 | 0 | 0 | 0 | 0 | 0 | 0 | 0 | 0 | 0 | 0 | 0 | 0 | 0 | 0 | 0 | 0 | 0 | 0 | 0 | 0 | 0 | 0 | 0 | 0 | 0 | 0 | 0 | 0 | 0 | 0 | 0 | 0 | 0 | 0 | 0 | 0 | 0 | 0 | 0 | 0 | 0 | 0 | 0 | 0 | 0 | 0 | 0 | 0 | 0 | 0 | 0 | 0 | 0 | 0 | 0 | 0 | 0 | 0 | 0 | 0 | 0 | 0 | 0 | 0 | 0 | 0 |  | 0 | 0 | 0 | 0 | 0 | 0 | 0 | 0 | 0 | 0 | 0 | 0 | 0 | 0 | 0 | 0 | 0 | 0 | 0 | 0 | 0 | 0 | 0 | 0 | 0 | 0 | 0 | 0 | 0 | 0 | 0 | 0 | 0 | 0 | 0 | 0 | 3604.3788 | 8273.608 | 22319.9811 | SCE Metro Area Default Constraint | SCE Metro Area Default Constraint | SCE Metro Area Default Constraint |  | 0 | 0 | 0 | 0 | 0 | 0 | 3604.3788 | 8273.608 | 22319.9811 | SCE Metro Area Default Constraint | SCE Metro Area Default Constraint | SCE Metro Area Default Constraint |  | 1 | 1 | NO | 1 | 1 | 1 | NO | 1
SCE Eastern | Mirage | 115 | 0 | 0 | 0 | 0 | 0 | 0 | 0 | 0 | 0 | 0 | 0 | 0 | 0 | 0 | 0 | 0 | 0 | 0 | 1 | 1 | 0 | 1 | 0 | 0 | 0 | 0 | 0 | 0 | 0 | 0 | 0 | 0 | 0 | 0 | 0 | 0 | 0 | 0 | 0 | 0 | 0 | 0 | 0 | 0 | 0 | 0 | 0 | 0 | 0 | 0 | 0 | 0 | 0 | 0 | 0 | 0 | 0 | 0 | 0 | 0 | 0 | 0 | 0 | 0 | 0 | 0 | 0 | 0 | 0 | 0 | 0 | 0 | 0 | 0 | 0 | 0 | 0 | 0 | 0 | 0 | 0 | 0 | 0 | 0 | 0 | 0 | 0 | 0 | 0 | 0 | 0 | 0 | 0 | 0 | 0 | 0 | 0 | 1 |  | 0 | 0 | 0 | 0 | 0 | 0 | 0 | 0 | 0 | 0 | 0 | 0 | 0 | 0 | 0 | 0 | 0 | 0 | 0 | 0 | 0 | 0 | 0 | 0 | 0 | 0 | 0 | 0 | 0 | 0 | 1 | 2 | 1 | 0 | 0 | 0 | -1393.746 | -500 | 366.16 | Serrano-Alberhill-Valley Constraint | Eagle Mountain Constraint | Eagle Mountain Constraint |  | 0 | 0 | 0 | 0 | 0 | 0 | 71 | 100 | 366.16 | Eagle Mountain Constraint | Eagle Mountain Constraint | Eagle Mountain Constraint |  | 5 | 1 | YES | 2 | 1 | 1 | NO | 1
SCE Eastern | Mirage | 230 | 0 | 0 | 0 | 0 | 0 | 0 | 0 | 0 | 0 | 0 | 0 | 0 | 0 | 0 | 0 | 0 | 0 | 0 | 1 | 1 | 0 | 1 | 0 | 0 | 0 | 0 | 0 | 0 | 0 | 0 | 0 | 0 | 0 | 0 | 0 | 0 | 0 | 0 | 0 | 0 | 0 | 0 | 0 | 0 | 0 | 0 | 0 | 0 | 0 | 0 | 0 | 0 | 0 | 0 | 0 | 0 | 0 | 0 | 0 | 0 | 0 | 0 | 0 | 0 | 0 | 0 | 0 | 0 | 0 | 0 | 0 | 0 | 0 | 0 | 0 | 0 | 0 | 0 | 0 | 0 | 0 | 0 | 0 | 0 | 0 | 0 | 0 | 0 | 0 | 0 | 0 | 0 | 0 | 0 | 0 | 0 | 0 | 1 |  | 0 | 0 | 0 | 0 | 0 | 0 | 0 | 0 | 0 | 0 | 132 | 150 | 0 | 0 | 1 | 30 | 0 | 0 | 0 | 0 | 0 | 0 | 0 | 0 | 0 | 132 | 150 | 0 | 0 | 1 | 1 | 2 | 1 | 0 | 0 | 0 | -1393.746 | -500 | 366.16 | Serrano-Alberhill-Valley Constraint | Eagle Mountain Constraint | Eagle Mountain Constraint |  | 0 | 0 | 0 | 0 | 0 | 0 | 71 | 100 | 366.16 | Eagle Mountain Constraint | Eagle Mountain Constraint | Eagle Mountain Constraint |  | 5 | 1 | YES | 2 | 1 | 1 | NO | 1
SDGE | Mission | 138 | 0 | 0 | 0 | 0 | 0 | 0 | 0 | 0 | 0 | 0 | 0 | 0 | 0 | 0 | 0 | 0 | 0 | 0 | 0 | 0 | 0 | 0 | 0 | 0 | 0 | 0 | 0 | 0 | 0 | 0 | 1 | 0 | 1 | 0 | 0 | 0 | 0 | 0 | 0 | 0 | 0 | 0 | 0 | 0 | 0 | 0 | 0 | 0 | 0 | 0 | 0 | 0 | 0 | 0 | 0 | 0 | 0 | 0 | 0 | 0 | 0 | 0 | 0 | 0 | 0 | 0 | 0 | 0 | 0 | 0 | 0 | 0 | 0 | 0 | 0 | 0 | 0 | 0 | 0 | 0 | 0 | 0 | 0 | 0 | 0 | 0 | 0 | 0 | 0 | 0 | 0 | 0 | 0 | 0 | 0 | 0 | 0 | 2 |  | 0 | 0 | 0 | 0 | 0 | 0 | 0 | 0 | 0 | 0 | 0 | 0 | 0 | 0 | 0 | 0 | 0 | 0 | 0 | 0 | 0 | 0 | 0 | 0 | 0 | 0 | 0 | 0 | 0 | 0 | 0 | 1 | 0 | 0 | 0 | 0 | -35.92 | 48.96 | 3490.5814 | San Luis Rey-San Onofre 230 kV line constraint | San Luis Rey-San Onofre 230 kV line constraint | San Luis Rey-San Onofre 230 kV line constraint |  | 0 | 1 | 0 | 0 | 0 | 0 | -35.92 | 48.96 | 3490.5814 | San Luis Rey-San Onofre 230 kV line constraint | San Luis Rey-San Onofre 230 kV line constraint | San Luis Rey-San Onofre 230 kV line constraint |  | 3 | 3 | NO | 3 | 1 | 1 | NO | 1
SDGE | Mission | 230 | 0 | 0 | 0 | 0 | 0 | 0 | 0 | 0 | 0 | 0 | 0 | 0 | 0 | 0 | 0 | 0 | 0 | 0 | 0 | 0 | 0 | 0 | 0 | 0 | 0 | 0 | 0 | 0 | 1 | 0 | 1 | 0 | 1 | 0 | 0 | 0 | 0 | 0 | 0 | 0 | 0 | 0 | 0 | 0 | 0 | 0 | 0 | 0 | 0 | 0 | 0 | 0 | 0 | 0 | 0 | 0 | 0 | 0 | 0 | 0 | 0 | 0 | 0 | 0 | 0 | 0 | 0 | 0 | 0 | 0 | 0 | 0 | 0 | 0 | 0 | 0 | 0 | 0 | 0 | 0 | 0 | 0 | 0 | 0 | 0 | 0 | 0 | 0 | 0 | 0 | 0 | 0 | 0 | 0 | 0 | 0 | 0 | 3 |  | 0 | 0 | 0 | 0 | 0 | 0 | 0 | 0 | 0 | 0 | 0 | 0 | 0 | 0 | 0 | 0 | 0 | 0 | 0 | 0 | 0 | 0 | 0 | 0 | 0 | 0 | 0 | 0 | 0 | 0 | 0 | 1 | 0 | 0 | 0 | 0 | -35.92 | 48.96 | 3490.5814 | San Luis Rey-San Onofre 230 kV line constraint | San Luis Rey-San Onofre 230 kV line constraint | San Luis Rey-San Onofre 230 kV line constraint |  | 0 | 1 | 0 | 0 | 0 | 0 | -35.92 | 48.96 | 3490.5814 | San Luis Rey-San Onofre 230 kV line constraint | San Luis Rey-San Onofre 230 kV line constraint | San Luis Rey-San Onofre 230 kV line constraint |  | 3 | 3 | NO | 3 | 1 | 1 | NO | 1
SDGE | Mission | 69 | 0 | 0 | 0 | 0 | 0 | 0 | 0 | 0 | 0 | 0 | 0 | 0 | 0 | 0 | 0 | 0 | 0 | 0 | 0 | 0 | 0 | 0 | 0 | 0 | 0 | 0 | 0 | 0 | 0 | 0 | 1 | 0 | 1 | 0 | 0 | 0 | 0 | 0 | 0 | 0 | 0 | 0 | 0 | 0 | 0 | 0 | 0 | 0 | 0 | 0 | 0 | 0 | 0 | 0 | 0 | 0 | 0 | 0 | 0 | 0 | 0 | 0 | 0 | 0 | 0 | 0 | 0 | 0 | 0 | 0 | 0 | 0 | 0 | 0 | 0 | 0 | 0 | 0 | 0 | 0 | 0 | 0 | 0 | 0 | 0 | 0 | 0 | 0 | 0 | 0 | 0 | 0 | 0 | 0 | 0 | 0 | 0 | 2 |  | 0 | 0 | 0 | 0 | 0 | 0 | 0 | 0 | 0 | 0 | 0 | 0 | 0 | 0 | 0 | 0 | 0 | 0 | 0 | 0 | 0 | 0 | 0 | 0 | 0 | 0 | 0 | 0 | 0 | 0 | 0 | 1 | 0 | 0 | 0 | 0 | -35.92 | 48.96 | 3490.5814 | San Luis Rey-San Onofre 230 kV line constraint | San Luis Rey-San Onofre 230 kV line constraint | San Luis Rey-San Onofre 230 kV line constraint |  | 0 | 1 | 0 | 0 | 0 | 0 | -35.92 | 48.96 | 3490.5814 | San Luis Rey-San Onofre 230 kV line constraint | San Luis Rey-San Onofre 230 kV line constraint | San Luis Rey-San Onofre 230 kV line constraint |  | 3 | 3 | NO | 3 | 1 | 1 | NO | 1
PG&E GBA | Mi-Wuk | 115 | 0 | 0 | 0 | 0 | 0 | 0 | 0 | 0 | 0 | 0 | 0 | 0 | 0 | 0 | 0 | 0 | 0 | 0 | 0 | 0 | 0 | 0 | 0 | 0 | 0 | 0 | 0 | 0 | 0 | 0 | 0 | 0 | 0 | 0 | 0 | 0 | 0 | 0 | 0 | 0 | 0 | 0 | 0 | 0 | 0 | 1 | 0 | 0 | 0 | 0 | 0 | 0 | 0 | 0 | 0 | 1 | 0 | 1 | 0 | 1 | 0 | 0 | 0 | 0 | 0 | 1 | 0 | 0 | 0 | 0 | 0 | 0 | 0 | 0 | 0 | 0 | 0 | 0 | 0 | 0 | 0 | 0 | 0 | 0 | 0 | 0 | 0 | 0 | 0 | 0 | 0 | 0 | 0 | 0 | 0 | 0 | 0 | 0 |  | 0 | 0 | 0 | 0 | 0 | 0 | 0 | 0 | 0 | 0 | 0 | 0 | 0 | 0 | 0 | 0 | 0 | 0 | 0 | 0 | 0 | 0 | 0 | 0 | 0 | 0 | 0 | 0 | 0 | 0 | 1 | 0 | 0 | 0 | 0 | 0 | -52.2 | 5.59 | 543.909 | Kasson Jct-Heinz 115 kV line | Kasson Jct-Heinz 115 kV line | Kasson Jct-Heinz 115 kV line |  | 1 | 0 | 0 | 0 | 0 | 0 | -52.2 | 5.59 | 543.909 | Kasson Jct-Heinz 115 kV line | Kasson Jct-Heinz 115 kV line | Kasson Jct-Heinz 115 kV line |  | 5 | 5 | NO | 5 | 1 | 1 | NO | 1
EOP | Mohave | 500 | 0 | 0 | 0 | 0 | 0 | 0 | 0 | 0 | 0 | 0 | 0 | 0 | 0 | 0 | 0 | 0 | 0 | 0 | 0 | 0 | 0 | 0 | 0 | 0 | 1 | 0 | 0 | 0 | 0 | 0 | 0 | 0 | 0 | 0 | 0 | 0 | 0 | 0 | 0 | 0 | 0 | 0 | 0 | 0 | 0 | 0 | 0 | 0 | 0 | 0 | 0 | 0 | 0 | 0 | 0 | 0 | 0 | 0 | 0 | 0 | 0 | 0 | 0 | 0 | 0 | 0 | 0 | 0 | 0 | 0 | 0 | 0 | 0 | 0 | 0 | 0 | 0 | 0 | 0 | 0 | 0 | 0 | 0 | 0 | 0 | 0 | 0 | 0 | 0 | 0 | 0 | 0 | 0 | 0 | 0 | 0 | 0 | 0 |  | 0 | 0 | 0 | 0 | 0 | 0 | 0 | 0 | 0 | 0 | 0 | 0 | 0 | 0 | 0 | 0 | 0 | 100 | 0 | 0 | 0 | 0 | 0 | 0 | 0 | 0 | 0 | 0 | 0 | 1 | 1 | 0 | 1 | 0 | 0 | 0 | -3566.801 | -1411.508 | 344.027 | Lugo - Victorville area constraint | Lugo - Victorville area constraint | Lugo - Victorville area constraint |  | 0 | 0 | 0 | 0 | 0 | 0 | 3233.199 | 5388.492 | 7144.027 | Lugo - Victorville area constraint | Lugo - Victorville area constraint | Lugo - Victorville area constraint |  | 5 | 1 | YES | 2 | 1 | 1 | NO | 1
PG&E NGBA | Monroe | 115 | 0 | 0 | 0 | 0 | 0 | 0 | 0 | 0 | 0 | 0 | 0 | 0 | 0 | 0 | 0 | 0 | 0 | 0 | 0 | 0 | 0 | 0 | 0 | 0 | 0 | 0 | 0 | 0 | 0 | 0 | 0 | 0 | 0 | 0 | 0 | 0 | 0 | 0 | 0 | 1 | 0 | 0 | 0 | 0 | 0 | 0 | 0 | 0 | 0 | 0 | 0 | 0 | 1 | 0 | 0 | 0 | 0 | 0 | 0 | 0 | 0 | 0 | 0 | 0 | 0 | 0 | 1 | 0 | 0 | 0 | 0 | 0 | 0 | 0 | 0 | 0 | 0 | 0 | 0 | 0 | 0 | 0 | 0 | 0 | 0 | 0 | 0 | 0 | 0 | 0 | 0 | 0 | 0 | 0 | 0 | 0 | 0 | 1 |  | 0 | 0 | 0 | 0 | 0 | 0 | 0 | 0 | 0 | 0 | 0 | 0 | 0 | 0 | 0 | 0 | 0 | 0 | 0 | 0 | 0 | 0 | 0 | 0 | 0 | 0 | 0 | 0 | 0 | 0 | 2 | 0 | 2 | 0 | 0 | 0 | -660.34 | -215.8012 | 361.1526 | Collinsville-Tesla 500 kV Line | Collinsville-Tesla 500 kV Line | Birds Landing-Contra Costa 230kV Line |  | 1 | 0 | 1 | 0 | 0 | 0 | -298.39 | -27.9962 | 361.1526 | Birds Landing-Contra Costa 230kV Line | Birds Landing-Contra Costa 230kV Line | Birds Landing-Contra Costa 230kV Line |  | 5 | 5 | NO | 5 | 1 | 1 | NO | 1
SDGE | Monserate | 69 | 0 | 0 | 0 | 0 | 0 | 0 | 0 | 0 | 0 | 0 | 0 | 0 | 0 | 0 | 0 | 0 | 0 | 0 | 0 | 0 | 0 | 0 | 0 | 0 | 0 | 1 | 0 | 0 | 0 | 0 | 0 | 0 | 1 | 1 | 0 | 0 | 0 | 1 | 0 | 0 | 0 | 0 | 0 | 0 | 0 | 0 | 0 | 0 | 0 | 0 | 0 | 0 | 0 | 0 | 0 | 0 | 0 | 0 | 0 | 0 | 0 | 0 | 0 | 0 | 0 | 0 | 0 | 0 | 0 | 0 | 0 | 0 | 0 | 0 | 0 | 0 | 0 | 0 | 0 | 0 | 0 | 0 | 0 | 0 | 0 | 0 | 0 | 0 | 0 | 0 | 0 | 0 | 0 | 0 | 0 | 0 | 0 | 1 |  | 0 | 0 | 0 | 0 | 0 | 0 | 0 | 0 | 0 | 0 | 0 | 0 | 0 | 0 | 0 | 0 | 0 | 0 | 0 | 0 | 0 | 0 | 0 | 0 | 0 | 0 | 0 | 0 | 0 | 0 | 0 | 1 | 0 | 0 | 0 | 0 | -35.92 | 48.96 | 284 | San Luis Rey-San Onofre 230 kV line constraint | San Luis Rey-San Onofre 230 kV line constraint | Ocean Ranch 69 kV constraint |  | 0 | 1 | 0 | 0 | 0 | 0 | -35.92 | 48.96 | 284 | San Luis Rey-San Onofre 230 kV line constraint | San Luis Rey-San Onofre 230 kV line constraint | Ocean Ranch 69 kV constraint |  | 3 | 3 | NO | 3 | 1 | 1 | NO | 1
PG&E GBA | Monta Vista | 115 | 0 | 0 | 0 | 0 | 0 | 0 | 0 | 0 | 0 | 0 | 0 | 0 | 0 | 0 | 0 | 0 | 0 | 0 | 0 | 0 | 0 | 0 | 0 | 0 | 0 | 0 | 0 | 0 | 0 | 0 | 0 | 0 | 0 | 0 | 0 | 0 | 0 | 0 | 0 | 0 | 0 | 0 | 0 | 0 | 0 | 0 | 0 | 0 | 0 | 0 | 0 | 0 | 1 | 0 | 0 | 0 | 0 | 0 | 0 | 1 | 0 | 0 | 0 | 0 | 0 | 0 | 0 | 0 | 0 | 0 | 0 | 0 | 0 | 0 | 0 | 0 | 0 | 0 | 0 | 0 | 0 | 0 | 0 | 0 | 0 | 0 | 0 | 0 | 0 | 0 | 0 | 0 | 0 | 0 | 0 | 0 | 1 | 1 |  | 0 | 0 | 0 | 0 | 0 | 0 | 0 | 0 | 0 | 0 | 0 | 0 | 0 | 0 | 0 | 0 | 0 | 0 | 0 | 0 | 0 | 0 | 0 | 0 | 0 | 0 | 0 | 0 | 0 | 0 | 0 | 0 | 0 | 0 | 0 | 0 | 958.5 | 1141.75 | 2698.8852 | NEW-Metcalf-Mosslanding 500kV | NEW-Metcalf-Mosslanding 500kV | Tesla-Bellota 230 kV line |  | 0 | 0 | 0 | 0 | 0 | 0 | 958.5 | 1141.75 | 2698.8852 | NEW-Metcalf-Mosslanding 500kV | NEW-Metcalf-Mosslanding 500kV | Tesla-Bellota 230 kV line |  | 1 | 1 | NO | 1 | 1 | 1 | NO | 1
PG&E GBA | Monta Vista | 230 | 0 | 0 | 0 | 0 | 0 | 0 | 0 | 0 | 0 | 0 | 0 | 0 | 0 | 0 | 0 | 0 | 0 | 0 | 0 | 0 | 0 | 0 | 0 | 0 | 0 | 0 | 0 | 0 | 0 | 0 | 0 | 0 | 0 | 0 | 0 | 0 | 0 | 0 | 0 | 0 | 0 | 0 | 0 | 0 | 0 | 0 | 0 | 0 | 0 | 0 | 0 | 0 | 1 | 0 | 0 | 0 | 0 | 0 | 0 | 1 | 0 | 0 | 0 | 0 | 0 | 0 | 0 | 0 | 0 | 0 | 0 | 0 | 0 | 0 | 0 | 0 | 0 | 0 | 0 | 0 | 0 | 0 | 0 | 0 | 0 | 0 | 0 | 0 | 0 | 0 | 0 | 0 | 0 | 0 | 0 | 0 | 0 | 1 |  | 0 | 0 | 0 | 0 | 0 | 0 | 0 | 0 | 0 | 0 | 0 | 0 | 0 | 0 | 0 | 0 | 0 | 0 | 0 | 0 | 0 | 0 | 0 | 0 | 0 | 0 | 0 | 0 | 0 | 0 | 0 | 0 | 0 | 0 | 0 | 0 | 1636.31 | 1970.6438 | 2698.8852 | Tesla-Bellota 230 kV line | Tesla-Bellota 230 kV line | Tesla-Bellota 230 kV line |  | 0 | 0 | 0 | 0 | 0 | 0 | 1636.31 | 1970.6438 | 2698.8852 | Tesla-Bellota 230 kV line | Tesla-Bellota 230 kV line | Tesla-Bellota 230 kV line |  | 1 | 1 | NO | 1 | 1 | 1 | NO | 1
PG&E GBA | Monta Vista | 60 | 0 | 0 | 0 | 0 | 0 | 0 | 0 | 0 | 0 | 0 | 0 | 0 | 0 | 0 | 0 | 0 | 0 | 0 | 0 | 0 | 0 | 0 | 0 | 0 | 0 | 0 | 0 | 0 | 0 | 0 | 0 | 0 | 0 | 0 | 0 | 0 | 0 | 0 | 0 | 0 | 0 | 0 | 0 | 0 | 0 | 0 | 0 | 0 | 0 | 0 | 0 | 0 | 1 | 0 | 0 | 0 | 0 | 0 | 0 | 1 | 0 | 0 | 0 | 0 | 0 | 0 | 0 | 0 | 0 | 0 | 0 | 0 | 0 | 0 | 0 | 0 | 0 | 0 | 0 | 0 | 0 | 0 | 0 | 0 | 0 | 0 | 0 | 0 | 0 | 0 | 0 | 0 | 0 | 0 | 0 | 0 | 1 | 1 |  | 0 | 0 | 0 | 0 | 0 | 0 | 0 | 0 | 0 | 0 | 0 | 0 | 0 | 0 | 0 | 0 | 0 | 0 | 0 | 0 | 0 | 0 | 0 | 0 | 0 | 0 | 0 | 0 | 0 | 0 | 0 | 0 | 0 | 0 | 0 | 0 | 958.5 | 1141.75 | 2698.8852 | NEW-Metcalf-Mosslanding 500kV | NEW-Metcalf-Mosslanding 500kV | Tesla-Bellota 230 kV line |  | 0 | 0 | 0 | 0 | 0 | 0 | 958.5 | 1141.75 | 2698.8852 | NEW-Metcalf-Mosslanding 500kV | NEW-Metcalf-Mosslanding 500kV | Tesla-Bellota 230 kV line |  | 1 | 1 | NO | 1 | 1 | 1 | NO | 1
PG&E NGBA | Monticello | 115 | 0 | 0 | 0 | 0 | 0 | 0 | 0 | 0 | 0 | 0 | 0 | 0 | 0 | 0 | 0 | 0 | 0 | 0 | 0 | 0 | 0 | 0 | 0 | 0 | 0 | 0 | 0 | 0 | 0 | 0 | 0 | 0 | 0 | 0 | 0 | 0 | 0 | 0 | 0 | 1 | 0 | 1 | 0 | 0 | 0 | 0 | 0 | 0 | 0 | 0 | 0 | 1 | 1 | 1 | 1 | 1 | 0 | 0 | 0 | 0 | 0 | 0 | 0 | 0 | 0 | 1 | 1 | 0 | 0 | 0 | 0 | 0 | 0 | 0 | 0 | 0 | 0 | 0 | 0 | 0 | 0 | 0 | 0 | 0 | 0 | 0 | 0 | 0 | 0 | 0 | 0 | 0 | 0 | 0 | 0 | 0 | 0 | 2 |  | 0 | 0 | 0 | 0 | 0 | 0 | 0 | 0 | 0 | 0 | 0 | 0 | 0 | 0 | 0 | 0 | 0 | 0 | 0 | 0 | 0 | 0 | 0 | 0 | 0 | 0 | 0 | 0 | 0 | 0 | 3 | 0 | 2 | 0 | 0 | 0 | -660.34 | -215.8012 | 361.1526 | Collinsville-Tesla 500 kV Line | Collinsville-Tesla 500 kV Line | Birds Landing-Contra Costa 230kV Line |  | 1 | 0 | 1 | 0 | 0 | 0 | -298.39 | -27.9962 | 361.1526 | Birds Landing-Contra Costa 230kV Line | Birds Landing-Contra Costa 230kV Line | Birds Landing-Contra Costa 230kV Line |  | 5 | 5 | NO | 5 | 1 | 1 | NO | 1
SCE Northern | Moorpark | 230 | 0 | 0 | 1 | 0 | 1 | 0 | 0 | 0 | 0 | 0 | 0 | 0 | 0 | 0 | 0 | 0 | 0 | 0 | 0 | 0 | 0 | 0 | 0 | 0 | 1 | 0 | 0 | 0 | 0 | 0 | 0 | 0 | 0 | 0 | 0 | 0 | 0 | 0 | 0 | 0 | 0 | 0 | 0 | 0 | 0 | 0 | 0 | 0 | 0 | 0 | 0 | 0 | 0 | 0 | 0 | 0 | 0 | 0 | 0 | 0 | 0 | 0 | 0 | 0 | 0 | 0 | 0 | 0 | 0 | 0 | 0 | 0 | 0 | 0 | 0 | 0 | 0 | 0 | 0 | 0 | 0 | 0 | 0 | 0 | 0 | 0 | 0 | 0 | 0 | 0 | 0 | 0 | 0 | 0 | 0 | 0 | 0 | 0 |  | 0 | 0 | 0 | 0 | 0 | 0 | 0 | 0 | 0 | 0 | 0 | 0 | 0 | 0 | 0 | 0 | 0 | 0 | 0 | 0 | 0 | 0 | 0 | 0 | 0 | 0 | 350 | 0 | 0 | 1 | 1 | 0 | 1 | 0 | 0 | 0 | -3566.801 | -1411.508 | 344.027 | Lugo - Victorville area constraint | Lugo - Victorville area constraint | Lugo - Victorville area constraint |  | 0 | 0 | 0 | 0 | 0 | 0 | 448 | 554 | 2967 | Moorpark-Pardee Constraint | Moorpark-Pardee Constraint | Moorpark-Pardee Constraint |  | 5 | 1 | YES | 2 | 1 | 1 | NO | 1
SCE Northern | Moorpark | 66 | 0 | 0 | 1 | 0 | 1 | 0 | 0 | 0 | 0 | 0 | 0 | 0 | 0 | 0 | 0 | 0 | 0 | 0 | 0 | 0 | 0 | 0 | 0 | 0 | 1 | 0 | 0 | 0 | 0 | 0 | 0 | 0 | 0 | 0 | 0 | 0 | 0 | 0 | 0 | 0 | 0 | 0 | 0 | 0 | 0 | 0 | 0 | 0 | 0 | 0 | 0 | 0 | 0 | 0 | 0 | 0 | 0 | 0 | 0 | 0 | 0 | 0 | 0 | 0 | 0 | 0 | 0 | 0 | 0 | 0 | 0 | 0 | 0 | 0 | 0 | 0 | 0 | 0 | 0 | 0 | 0 | 0 | 0 | 0 | 0 | 0 | 0 | 0 | 0 | 0 | 0 | 0 | 0 | 0 | 0 | 0 | 0 | 0 |  | 0 | 0 | 0 | 0 | 0 | 0 | 0 | 0 | 0 | 0 | 0 | 0 | 0 | 0 | 0 | 0 | 0 | 0 | 0 | 0 | 0 | 0 | 0 | 0 | 0 | 0 | 0 | 0 | 0 | 0 | 1 | 0 | 1 | 0 | 0 | 0 | -3566.801 | -1411.508 | 344.027 | Lugo - Victorville area constraint | Lugo - Victorville area constraint | Lugo - Victorville area constraint |  | 0 | 0 | 0 | 0 | 0 | 0 | 448 | 554 | 2967 | Moorpark-Pardee Constraint | Moorpark-Pardee Constraint | Moorpark-Pardee Constraint |  | 5 | 1 | YES | 2 | 1 | 1 | NO | 1
PG&E GBA | Moraga | 115 | 0 | 0 | 0 | 0 | 0 | 0 | 0 | 0 | 0 | 0 | 0 | 0 | 0 | 0 | 0 | 0 | 0 | 0 | 0 | 0 | 0 | 0 | 0 | 0 | 0 | 0 | 0 | 0 | 0 | 0 | 0 | 0 | 0 | 0 | 0 | 0 | 0 | 0 | 0 | 1 | 0 | 0 | 0 | 0 | 0 | 0 | 0 | 0 | 0 | 0 | 0 | 0 | 1 | 0 | 0 | 1 | 0 | 0 | 0 | 0 | 0 | 0 | 0 | 0 | 0 | 0 | 0 | 0 | 0 | 0 | 0 | 0 | 0 | 0 | 0 | 0 | 0 | 0 | 0 | 0 | 0 | 0 | 0 | 0 | 0 | 0 | 0 | 0 | 0 | 0 | 0 | 0 | 0 | 0 | 0 | 0 | 0 | 1 |  | 0 | 0 | 0 | 0 | 0 | 0 | 0 | 0 | 0 | 0 | 0 | 0 | 0 | 0 | 0 | 0 | 0 | 0 | 0 | 0 | 0 | 0 | 0 | 0 | 0 | 0 | 0 | 0 | 0 | 0 | 1 | 0 | 1 | 0 | 0 | 0 | -660.34 | -215.8012 | 2295.5509 | Collinsville-Tesla 500 kV Line | Collinsville-Tesla 500 kV Line | Collinsville-Tesla 500 kV Line |  | 0 | 0 | 0 | 0 | 0 | 0 | 2422.8 | 2560.8 | 2295.5509 | Sobrante-Moraga 230 kV line | Sobrante-Moraga 230 kV line | Collinsville-Tesla 500 kV Line |  | 5 | 1 | YES | 2 | 1 | 1 | NO | 1
PG&E GBA | Moraga | 230 | 0 | 0 | 0 | 0 | 0 | 0 | 0 | 0 | 0 | 0 | 0 | 0 | 0 | 0 | 0 | 0 | 0 | 0 | 0 | 0 | 0 | 0 | 0 | 0 | 0 | 0 | 0 | 0 | 0 | 0 | 0 | 0 | 0 | 0 | 0 | 0 | 0 | 0 | 0 | 1 | 0 | 0 | 0 | 0 | 0 | 0 | 0 | 0 | 0 | 0 | 0 | 0 | 1 | 1 | 1 | 1 | 0 | 0 | 0 | 1 | 0 | 1 | 0 | 0 | 0 | 1 | 0 | 0 | 0 | 0 | 0 | 0 | 0 | 0 | 0 | 0 | 0 | 0 | 0 | 0 | 0 | 0 | 0 | 0 | 0 | 0 | 0 | 0 | 0 | 0 | 0 | 0 | 0 | 0 | 0 | 0 | 0 | 1 |  | 0 | 0 | 0 | 0 | 0 | 0 | 0 | 0 | 0 | 0 | 0 | 0 | 0 | 0 | 0 | 0 | 0 | 0 | 0 | 0 | 0 | 0 | 0 | 0 | 0 | 0 | 0 | 0 | 0 | 0 | 2 | 0 | 1 | 0 | 0 | 0 | -660.34 | -215.8012 | 1084 | Collinsville-Tesla 500 kV Line | Collinsville-Tesla 500 kV Line | Grant - Eastshore #2 line 115 kV |  | 0 | 0 | 0 | 0 | 0 | 0 | 519.61 | 790.0038 | 1084 | Contra Costa- Windmaster 230 kV line | Contra Costa- Windmaster 230 kV line | Grant - Eastshore #2 line 115 kV |  | 5 | 1 | YES | 2 | 1 | 1 | NO | 1
PG&E GBA | Morgan Hill | 115 | 0 | 0 | 0 | 0 | 0 | 0 | 0 | 0 | 0 | 0 | 0 | 0 | 0 | 0 | 0 | 0 | 0 | 0 | 0 | 0 | 0 | 0 | 0 | 0 | 0 | 0 | 0 | 0 | 0 | 0 | 0 | 0 | 0 | 0 | 0 | 0 | 0 | 0 | 0 | 0 | 0 | 0 | 0 | 0 | 0 | 0 | 0 | 0 | 0 | 0 | 0 | 0 | 1 | 0 | 0 | 1 | 0 | 0 | 0 | 1 | 0 | 0 | 0 | 0 | 1 | 0 | 0 | 0 | 0 | 0 | 0 | 0 | 0 | 0 | 0 | 0 | 0 | 0 | 0 | 0 | 0 | 0 | 0 | 0 | 0 | 0 | 0 | 0 | 0 | 0 | 0 | 0 | 0 | 0 | 0 | 0 | 0 | 1 |  | 0 | 0 | 0 | 0 | 0 | 0 | 0 | 0 | 0 | 0 | 0 | 0 | 0 | 0 | 0 | 0 | 0 | 0 | 0 | 0 | 0 | 0 | 0 | 0 | 0 | 0 | 0 | 0 | 0 | 0 | 0 | 0 | 0 | 0 | 0 | 0 | 155 | 161.5 | 72 | Morganhill-Metcalf 115kV Line | Morganhill-Metcalf 115kV Line | Morganhill-Metcalf 115kV Line |  | 0 | 0 | 0 | 0 | 0 | 0 | 155 | 161.5 | 72 | Morganhill-Metcalf 115kV Line | Morganhill-Metcalf 115kV Line | Morganhill-Metcalf 115kV Line |  | 1 | 1 | NO | 1 | 1 | 1 | NO | 1
PG&E KERN | Morro Bay | 115 | 0 | 0 | 0 | 0 | 0 | 0 | 0 | 0 | 0 | 0 | 0 | 0 | 0 | 0 | 0 | 0 | 0 | 0 | 0 | 0 | 0 | 0 | 0 | 0 | 0 | 0 | 0 | 0 | 0 | 0 | 0 | 0 | 0 | 0 | 0 | 0 | 0 | 0 | 0 | 0 | 0 | 0 | 0 | 0 | 0 | 0 | 0 | 0 | 0 | 0 | 0 | 0 | 0 | 0 | 0 | 0 | 0 | 0 | 0 | 0 | 0 | 0 | 0 | 0 | 0 | 0 | 0 | 1 | 1 | 0 | 0 | 0 | 0 | 0 | 0 | 0 | 0 | 0 | 0 | 1 | 0 | 0 | 0 | 0 | 0 | 1 | 0 | 0 | 0 | 0 | 0 | 0 | 0 | 0 | 0 | 1 | 0 | 1 |  | 0 | 0 | 0 | 0 | 0 | 0 | 0 | 0 | 0 | 0 | 0 | 0 | 0 | 0 | 0 | 0 | 0 | 0 | 0 | 0 | 0 | 0 | 0 | 0 | 0 | 0 | 0 | 0 | 0 | 0 | 0 | 0 | 1 | 0 | 1 | 0 | 122.65 | -2360.472 | -1076.0882 | Cal Flat-Gates 230 kV line | Gates 500/230kV TB #11 | Gates 500/230kV TB #11 |  | 0 | 0 | 0 | 0 | 0 | 0 | 122.65 | 392.11 | 666.9203 | Cal Flat-Gates 230 kV line | Cal Flat-Gates 230 kV line | Cal Flat-Gates 230 kV line |  | 5 | 1 | YES | 2 | 5 | 1 | YES | 2
PG&E KERN | Morro Bay | 230 | 0 | 0 | 0 | 0 | 0 | 0 | 0 | 0 | 0 | 0 | 0 | 0 | 0 | 0 | 0 | 0 | 0 | 0 | 0 | 0 | 0 | 0 | 0 | 0 | 0 | 0 | 0 | 0 | 0 | 0 | 0 | 0 | 0 | 0 | 0 | 0 | 0 | 0 | 0 | 0 | 0 | 0 | 0 | 0 | 0 | 0 | 0 | 0 | 0 | 0 | 0 | 0 | 0 | 0 | 0 | 0 | 0 | 0 | 0 | 0 | 0 | 0 | 0 | 0 | 0 | 0 | 0 | 1 | 0 | 0 | 0 | 0 | 0 | 0 | 0 | 0 | 0 | 0 | 1 | 1 | 0 | 0 | 0 | 0 | 0 | 0 | 0 | 0 | 0 | 0 | 0 | 0 | 0 | 0 | 1 | 1 | 0 | 0 |  | 0 | 0 | 0 | 0 | 0 | 0 | 0 | 0 | 0 | 0 | 0 | 0 | 0 | 0 | 0 | 0 | 0 | 0 | 0 | 0 | 0 | 0 | 0 | 0 | 0 | 0 | 0 | 0 | 500 | 1 | 0 | 0 | 3 | 0 | 2 | 1 | 122.65 | -2360.472 | -1847.2316 | Cal Flat-Gates 230 kV line | Gates 500/230kV TB #11 | Mustang-Henrietta 230 kV line |  | 0 | 0 | 0 | 0 | 0 | 0 | 122.65 | 392.11 | 631.7684 | Cal Flat-Gates 230 kV line | Cal Flat-Gates 230 kV line | Mustang-Henrietta 230 kV line |  | 5 | 1 | YES | 2 | 5 | 1 | YES | 2
PG&E KERN | Morro Bay | 500 | 0 | 0 | 0 | 0 | 0 | 0 | 0 | 0 | 0 | 0 | 0 | 0 | 0 | 0 | 0 | 0 | 0 | 0 | 0 | 0 | 0 | 0 | 0 | 0 | 0 | 0 | 0 | 0 | 0 | 0 | 0 | 0 | 0 | 0 | 0 | 0 | 0 | 0 | 0 | 0 | 0 | 0 | 0 | 0 | 0 | 0 | 0 | 0 | 0 | 0 | 0 | 0 | 0 | 0 | 0 | 0 | 0 | 0 | 0 | 0 | 0 | 0 | 0 | 0 | 0 | 0 | 0 | 0 | 0 | 0 | 0 | 0 | 0 | 0 | 0 | 0 | 0 | 0 | 0 | 0 | 0 | 0 | 0 | 0 | 0 | 0 | 0 | 0 | 0 | 0 | 0 | 0 | 0 | 1 | 1 | 0 | 0 | 0 |  | 0 | 0 | 0 | 0 | 0 | 0 | 0 | 0 | 0 | 0 | 0 | 0 | 0 | 0 | 0 | 0 | 0 | 0 | 0 | 0 | 0 | 0 | 0 | 0 | 600 | 1110 | 0 | 0 | 0 | 1 | 0 | 0 | 1 | 0 | 0 | 1 | 2470.77 | -1309.512 | -1847.2316 | Mustang-Henrietta 230 kV line | Mustang-Henrietta 230 kV line | Mustang-Henrietta 230 kV line |  | 0 | 0 | 0 | 0 | 0 | 0 | 4949.77 | 1169.488 | 631.7684 | Mustang-Henrietta 230 kV line | Mustang-Henrietta 230 kV line | Mustang-Henrietta 230 kV line |  | 5 | 1 | YES | 2 | 4 | 1 | YES | 2
PG&E GBA | Moss Landing | 115 | 0 | 0 | 0 | 0 | 0 | 0 | 0 | 0 | 0 | 0 | 0 | 0 | 0 | 0 | 0 | 0 | 0 | 0 | 0 | 0 | 0 | 0 | 0 | 0 | 0 | 0 | 0 | 0 | 0 | 0 | 0 | 0 | 0 | 0 | 0 | 0 | 0 | 0 | 0 | 0 | 0 | 0 | 0 | 0 | 0 | 0 | 0 | 0 | 0 | 0 | 0 | 0 | 0 | 0 | 0 | 1 | 0 | 0 | 0 | 1 | 0 | 0 | 0 | 0 | 1 | 0 | 0 | 0 | 0 | 0 | 0 | 0 | 0 | 0 | 0 | 0 | 0 | 0 | 0 | 0 | 0 | 0 | 0 | 0 | 0 | 0 | 0 | 0 | 0 | 0 | 0 | 0 | 0 | 0 | 0 | 0 | 1 | 0 |  | 0 | 0 | 0 | 0 | 0 | 0 | 0 | 0 | 0 | 0 | 0 | 0 | 0 | 0 | 0 | 50 | 0 | 0 | 0 | 0 | 0 | 0 | 0 | 0 | 0 | 0 | 0 | 0 | 0 | 1 | 0 | 0 | 0 | 0 | 0 | 0 | 155 | 161.5 | 72 | Morganhill-Metcalf 115kV Line | Morganhill-Metcalf 115kV Line | Morganhill-Metcalf 115kV Line |  | 0 | 0 | 0 | 0 | 0 | 0 | 155 | 161.5 | 72 | Morganhill-Metcalf 115kV Line | Morganhill-Metcalf 115kV Line | Morganhill-Metcalf 115kV Line |  | 1 | 1 | NO | 1 | 1 | 1 | NO | 1
PG&E GBA | Moss Landing | 230 | 0 | 0 | 0 | 0 | 0 | 0 | 0 | 0 | 0 | 0 | 0 | 0 | 0 | 0 | 0 | 0 | 0 | 0 | 0 | 0 | 0 | 0 | 0 | 0 | 0 | 0 | 0 | 0 | 0 | 0 | 0 | 0 | 0 | 0 | 0 | 0 | 0 | 0 | 0 | 0 | 0 | 0 | 0 | 0 | 0 | 0 | 0 | 0 | 0 | 0 | 0 | 0 | 0 | 0 | 0 | 1 | 0 | 0 | 0 | 1 | 0 | 0 | 0 | 0 | 1 | 0 | 0 | 0 | 0 | 0 | 0 | 0 | 0 | 0 | 0 | 0 | 0 | 0 | 0 | 0 | 0 | 0 | 0 | 0 | 0 | 0 | 0 | 0 | 0 | 0 | 0 | 0 | 0 | 0 | 0 | 0 | 1 | 0 |  | 0 | 0 | 0 | 0 | 0 | 0 | 0 | 0 | 0 | 0 | 0 | 0 | 0 | 0 | 0 | 0 | 0 | 0 | 0 | 0 | 0 | 0 | 0 | 0 | 0 | 0 | 0 | 0 | 0 | 0 | 0 | 0 | 0 | 0 | 0 | 0 | 155 | 161.5 | 72 | Morganhill-Metcalf 115kV Line | Morganhill-Metcalf 115kV Line | Morganhill-Metcalf 115kV Line |  | 0 | 0 | 0 | 0 | 0 | 0 | 155 | 161.5 | 72 | Morganhill-Metcalf 115kV Line | Morganhill-Metcalf 115kV Line | Morganhill-Metcalf 115kV Line |  | 1 | 1 | NO | 1 | 1 | 1 | NO | 1
PG&E GBA | Moss Landing | 500 | 0 | 0 | 0 | 0 | 0 | 0 | 0 | 0 | 0 | 0 | 0 | 0 | 0 | 0 | 0 | 0 | 0 | 0 | 0 | 0 | 0 | 0 | 0 | 0 | 0 | 0 | 0 | 0 | 0 | 0 | 0 | 0 | 0 | 0 | 0 | 0 | 0 | 0 | 0 | 1 | 0 | 0 | 0 | 0 | 0 | 0 | 0 | 0 | 0 | 0 | 0 | 0 | 0 | 0 | 0 | 1 | 0 | 0 | 0 | 1 | 0 | 0 | 0 | 0 | 0 | 0 | 0 | 0 | 0 | 0 | 0 | 0 | 0 | 0 | 0 | 0 | 0 | 0 | 0 | 0 | 0 | 0 | 0 | 0 | 0 | 0 | 0 | 0 | 0 | 0 | 0 | 0 | 0 | 0 | 0 | 0 | 1 | 0 |  | 0 | 0 | 0 | 0 | 0 | 0 | 0 | 0 | 0 | 0 | 0 | 0 | 0 | 0 | 0 | 0 | 0 | 0 | 0 | 0 | 0 | 0 | 0 | 0 | 0 | 0 | 0 | 0 | 0 | 0 | 1 | 0 | 1 | 0 | 0 | 0 | -660.34 | -215.8012 | 2295.5509 | Collinsville-Tesla 500 kV Line | Collinsville-Tesla 500 kV Line | Collinsville-Tesla 500 kV Line |  | 0 | 0 | 0 | 0 | 0 | 0 | 958.5 | 1141.75 | 2295.5509 | NEW-Metcalf-Mosslanding 500kV | NEW-Metcalf-Mosslanding 500kV | Collinsville-Tesla 500 kV Line |  | 5 | 1 | YES | 2 | 1 | 1 | NO | 1
EOP | Mountain Pass | 115 | 0 | 0 | 0 | 0 | 0 | 0 | 0 | 0 | 0 | 0 | 0 | 0 | 0 | 0 | 0 | 0 | 0 | 0 | 0 | 0 | 0 | 0 | 0 | 1 | 1 | 0 | 0 | 0 | 0 | 0 | 0 | 0 | 0 | 0 | 0 | 0 | 0 | 0 | 0 | 0 | 0 | 0 | 0 | 0 | 0 | 0 | 0 | 0 | 0 | 0 | 0 | 0 | 0 | 0 | 0 | 0 | 0 | 0 | 0 | 0 | 0 | 0 | 0 | 0 | 0 | 0 | 0 | 0 | 0 | 0 | 0 | 0 | 0 | 0 | 0 | 0 | 0 | 0 | 0 | 0 | 0 | 0 | 0 | 0 | 0 | 0 | 0 | 0 | 0 | 0 | 0 | 0 | 0 | 0 | 0 | 0 | 0 | 1 |  | 0 | 0 | 0 | 0 | 0 | 0 | 0 | 0 | 0 | 0 | 0 | 0 | 0 | 0 | 0 | 0 | 0 | 0 | 0 | 0 | 0 | 0 | 0 | 0 | 0 | 0 | 0 | 0 | 0 | 0 | 1 | 0 | 1 | 0 | 0 | 0 | -3566.801 | -1411.508 | 344.027 | Lugo - Victorville area constraint | Lugo - Victorville area constraint | Lugo - Victorville area constraint |  | 0 | 0 | 0 | 0 | 0 | 0 | 576.5 | 1808.75 | 4302.626 | Sloan Canyon - Eldorado 500 kV constraint | Sloan Canyon - Eldorado 500 kV constraint | Sloan Canyon - Eldorado 500 kV constraint |  | 5 | 1 | YES | 2 | 1 | 1 | NO | 1
PG&E GBA | Mountain View | 115 | 0 | 0 | 0 | 0 | 0 | 0 | 0 | 0 | 0 | 0 | 0 | 0 | 0 | 0 | 0 | 0 | 0 | 0 | 0 | 0 | 0 | 0 | 0 | 0 | 0 | 0 | 0 | 0 | 0 | 0 | 0 | 0 | 0 | 0 | 0 | 0 | 0 | 0 | 0 | 0 | 0 | 0 | 0 | 0 | 0 | 0 | 0 | 0 | 0 | 0 | 0 | 0 | 1 | 0 | 0 | 1 | 0 | 0 | 0 | 0 | 0 | 0 | 0 | 0 | 0 | 0 | 0 | 0 | 0 | 0 | 0 | 0 | 0 | 0 | 0 | 0 | 0 | 0 | 0 | 0 | 0 | 0 | 0 | 0 | 0 | 0 | 0 | 0 | 0 | 0 | 0 | 0 | 0 | 0 | 0 | 0 | 1 | 1 |  | 0 | 0 | 0 | 0 | 0 | 0 | 0 | 0 | 0 | 0 | 0 | 0 | 0 | 0 | 0 | 0 | 0 | 0 | 0 | 0 | 0 | 0 | 0 | 0 | 0 | 0 | 0 | 0 | 0 | 0 | 0 | 0 | 0 | 0 | 0 | 0 | 958.5 | 1141.75 | 4488.68 | NEW-Metcalf-Mosslanding 500kV | NEW-Metcalf-Mosslanding 500kV | Sobrante-Moraga 230 kV line |  | 0 | 0 | 0 | 0 | 0 | 0 | 958.5 | 1141.75 | 4488.68 | NEW-Metcalf-Mosslanding 500kV | NEW-Metcalf-Mosslanding 500kV | Sobrante-Moraga 230 kV line |  | 1 | 1 | NO | 1 | 1 | 1 | NO | 1
PG&E GBA | Mt Eden | 115 | 0 | 0 | 0 | 0 | 0 | 0 | 0 | 0 | 0 | 0 | 0 | 0 | 0 | 0 | 0 | 0 | 0 | 0 | 0 | 0 | 0 | 0 | 0 | 0 | 0 | 0 | 0 | 0 | 0 | 0 | 0 | 0 | 0 | 0 | 0 | 0 | 0 | 0 | 0 | 1 | 0 | 0 | 0 | 0 | 0 | 0 | 0 | 0 | 0 | 0 | 0 | 0 | 1 | 0 | 0 | 0 | 0 | 0 | 0 | 0 | 0 | 0 | 0 | 0 | 0 | 0 | 0 | 0 | 0 | 0 | 0 | 0 | 0 | 0 | 0 | 0 | 0 | 0 | 0 | 0 | 0 | 0 | 0 | 0 | 0 | 0 | 0 | 0 | 0 | 0 | 0 | 0 | 0 | 0 | 0 | 0 | 0 | 1 |  | 0 | 0 | 0 | 0 | 0 | 0 | 0 | 0 | 0 | 0 | 0 | 0 | 0 | 0 | 0 | 0 | 0 | 0 | 0 | 0 | 0 | 0 | 0 | 0 | 0 | 0 | 0 | 0 | 0 | 0 | 1 | 0 | 1 | 0 | 0 | 0 | -660.34 | -215.8012 | 2295.5509 | Collinsville-Tesla 500 kV Line | Collinsville-Tesla 500 kV Line | Collinsville-Tesla 500 kV Line |  | 0 | 0 | 0 | 0 | 0 | 0 | 2422.8 | 2560.8 | 2295.5509 | Sobrante-Moraga 230 kV line | Sobrante-Moraga 230 kV line | Collinsville-Tesla 500 kV Line |  | 5 | 1 | YES | 2 | 1 | 1 | NO | 1
PG&E KERN | Mt Poso | 115 | 0 | 0 | 0 | 0 | 0 | 0 | 0 | 0 | 0 | 0 | 0 | 0 | 0 | 0 | 0 | 0 | 0 | 0 | 0 | 0 | 0 | 0 | 0 | 0 | 0 | 0 | 0 | 0 | 0 | 0 | 0 | 0 | 0 | 0 | 0 | 0 | 0 | 0 | 0 | 0 | 0 | 0 | 0 | 0 | 0 | 0 | 0 | 0 | 0 | 0 | 0 | 0 | 0 | 0 | 0 | 0 | 0 | 0 | 0 | 0 | 0 | 0 | 0 | 0 | 0 | 0 | 0 | 1 | 1 | 0 | 0 | 0 | 0 | 0 | 0 | 1 | 0 | 0 | 0 | 1 | 0 | 0 | 0 | 0 | 0 | 0 | 0 | 0 | 0 | 0 | 0 | 0 | 0 | 0 | 0 | 0 | 0 | 0 |  | 0 | 0 | 0 | 0 | 0 | 0 | 0 | 0 | 0 | 0 | 0 | 0 | 0 | 0 | 0 | 0 | 0 | 0 | 0 | 0 | 0 | 0 | 0 | 0 | 0 | 0 | 0 | 0 | 0 | 0 | 0 | 0 | 1 | 0 | 1 | 0 | 122.65 | -2360.472 | -1076.0882 | Cal Flat-Gates 230 kV line | Gates 500/230kV TB #11 | Gates 500/230kV TB #11 |  | 0 | 0 | 0 | 0 | 0 | 0 | 122.65 | 201.6 | 233.6988 | Cal Flat-Gates 230 kV line | Semitropic-Midway 115kV Line | Semitropic-Midway 115kV Line |  | 5 | 1 | YES | 2 | 5 | 1 | YES | 2
SDGE | Murray | 69 | 0 | 0 | 0 | 0 | 0 | 0 | 0 | 0 | 0 | 0 | 0 | 0 | 0 | 0 | 0 | 0 | 0 | 0 | 0 | 0 | 0 | 0 | 0 | 0 | 0 | 0 | 0 | 0 | 0 | 0 | 1 | 0 | 1 | 0 | 0 | 0 | 0 | 0 | 0 | 0 | 0 | 0 | 0 | 0 | 0 | 0 | 0 | 0 | 0 | 0 | 0 | 0 | 0 | 0 | 0 | 0 | 0 | 0 | 0 | 0 | 0 | 0 | 0 | 0 | 0 | 0 | 0 | 0 | 0 | 0 | 0 | 0 | 0 | 0 | 0 | 0 | 0 | 0 | 0 | 0 | 0 | 0 | 0 | 0 | 0 | 0 | 0 | 0 | 0 | 0 | 0 | 0 | 0 | 0 | 0 | 0 | 0 | 2 |  | 0 | 0 | 0 | 0 | 0 | 0 | 0 | 0 | 0 | 0 | 0 | 0 | 0 | 0 | 0 | 0 | 0 | 0 | 0 | 0 | 0 | 0 | 0 | 0 | 0 | 0 | 0 | 0 | 0 | 0 | 0 | 1 | 0 | 0 | 0 | 0 | -35.92 | 48.96 | 3490.5814 | San Luis Rey-San Onofre 230 kV line constraint | San Luis Rey-San Onofre 230 kV line constraint | San Luis Rey-San Onofre 230 kV line constraint |  | 0 | 1 | 0 | 0 | 0 | 0 | -35.92 | 48.96 | 3490.5814 | San Luis Rey-San Onofre 230 kV line constraint | San Luis Rey-San Onofre 230 kV line constraint | San Luis Rey-San Onofre 230 kV line constraint |  | 3 | 3 | NO | 3 | 1 | 1 | NO | 1
PG&E FRESNO | Mustang | 230 | 0 | 0 | 0 | 0 | 0 | 0 | 0 | 0 | 0 | 0 | 0 | 0 | 0 | 0 | 0 | 0 | 0 | 0 | 0 | 0 | 0 | 0 | 0 | 0 | 0 | 0 | 0 | 0 | 0 | 0 | 0 | 0 | 0 | 0 | 0 | 0 | 0 | 0 | 0 | 0 | 0 | 0 | 0 | 0 | 0 | 0 | 0 | 0 | 0 | 0 | 0 | 0 | 0 | 0 | 0 | 0 | 0 | 0 | 0 | 0 | 0 | 0 | 0 | 0 | 0 | 0 | 0 | 0 | 0 | 0 | 0 | 0 | 0 | 0 | 0 | 0 | 0 | 0 | 1 | 1 | 0 | 1 | 0 | 0 | 0 | 1 | 0 | 0 | 0 | 1 | 0 | 0 | 0 | 0 | 1 | 1 | 0 | 1 |  | 0 | 0 | 0 | 0 | 0 | 0 | 0 | 0 | 0 | 0 | 0 | 0 | 0 | 0 | 0 | 0 | 0 | 0 | 0 | 0 | 0 | 0 | 0 | 0 | 0 | 0 | 0 | 0 | 0 | 0 | 1 | 0 | 4 | 0 | 2 | 1 | -404.45 | -2360.472 | -1847.2316 | Borden-Storey #1 230kV line | Gates 500/230kV TB #11 | Mustang-Henrietta 230 kV line |  | 0 | 0 | 0 | 0 | 0 | 0 | 842.55 | 969.91 | 631.7684 | Borden-Storey #1 230kV line | Borden-Storey #1 230kV line | Mustang-Henrietta 230 kV line |  | 5 | 1 | YES | 2 | 5 | 1 | YES | 2
SCE Northern | Neenach | 66 | 1 | 0 | 1 | 0 | 0 | 0 | 0 | 1 | 0 | 0 | 0 | 0 | 0 | 0 | 0 | 0 | 0 | 0 | 0 | 0 | 0 | 0 | 0 | 0 | 0 | 0 | 0 | 0 | 0 | 0 | 0 | 0 | 0 | 0 | 0 | 0 | 0 | 0 | 0 | 0 | 0 | 0 | 0 | 0 | 0 | 0 | 0 | 0 | 0 | 0 | 0 | 0 | 0 | 0 | 0 | 0 | 0 | 0 | 0 | 0 | 0 | 0 | 0 | 0 | 0 | 0 | 0 | 0 | 0 | 0 | 0 | 0 | 0 | 0 | 0 | 0 | 0 | 0 | 0 | 0 | 0 | 0 | 0 | 0 | 0 | 0 | 0 | 0 | 0 | 0 | 0 | 0 | 0 | 0 | 0 | 0 | 0 | 0 |  | 0 | 0 | 0 | 0 | 0 | 0 | 0 | 0 | 0 | 0 | 0 | 0 | 0 | 0 | 0 | 0 | 0 | 0 | 0 | 0 | 0 | 0 | 0 | 0 | 0 | 0 | 0 | 0 | 0 | 0 | 0 | 0 | 0 | 0 | 0 | 0 | 0 | 0 | 0 | Antelope-Neenach Constraint | Antelope-Neenach Constraint | Antelope-Neenach Constraint |  | 0 | 0 | 0 | 0 | 0 | 0 | 0 | 0 | 0 | Antelope-Neenach Constraint | Antelope-Neenach Constraint | Antelope-Neenach Constraint |  | 1 | 1 | NO | 1 | 1 | 1 | NO | 1
PG&E KERN | New Sub - Gates - Midway (Proposed) | 230 | 0 | 0 | 0 | 0 | 0 | 0 | 0 | 0 | 0 | 0 | 0 | 0 | 0 | 0 | 0 | 0 | 0 | 0 | 0 | 0 | 0 | 0 | 0 | 0 | 0 | 0 | 0 | 0 | 0 | 0 | 0 | 0 | 0 | 0 | 0 | 0 | 0 | 0 | 0 | 0 | 0 | 0 | 0 | 0 | 0 | 0 | 0 | 0 | 0 | 0 | 0 | 0 | 0 | 0 | 0 | 0 | 0 | 0 | 0 | 0 | 0 | 0 | 0 | 0 | 0 | 0 | 0 | 0 | 0 | 0 | 0 | 0 | 0 | 0 | 0 | 0 | 0 | 0 | 1 | 1 | 0 | 0 | 0 | 0 | 0 | 0 | 0 | 0 | 0 | 0 | 0 | 0 | 0 | 0 | 1 | 0 | 0 | 0 |  | 0 | 0 | 0 | 0 | 0 | 0 | 0 | 0 | 0 | 0 | 0 | 0 | 0 | 0 | 0 | 0 | 0 | 0 | 0 | 0 | 0 | 0 | 0 | 0 | 1900 | 440 | 238.5 | 0 | 0 | 1 | 0 | 0 | 3 | 0 | 2 | 1 | 530.62 | -2360.472 | -1847.2316 | Gates 500/230kV TB #12 | Gates 500/230kV TB #11 | Mustang-Henrietta 230 kV line |  | 0 | 0 | 0 | 0 | 0 | 0 | 4949.77 | 1169.488 | 631.7684 | Mustang-Henrietta 230 kV line | Mustang-Henrietta 230 kV line | Mustang-Henrietta 230 kV line |  | 5 | 1 | YES | 2 | 5 | 1 | YES | 2
PG&E KERN | New Sub - Gates - Templeton (Proposed) | 230 | 0 | 0 | 0 | 0 | 0 | 0 | 0 | 0 | 0 | 0 | 0 | 0 | 0 | 0 | 0 | 0 | 0 | 0 | 0 | 0 | 0 | 0 | 0 | 0 | 0 | 0 | 0 | 0 | 0 | 0 | 0 | 0 | 0 | 0 | 0 | 0 | 0 | 0 | 0 | 0 | 0 | 0 | 0 | 0 | 0 | 0 | 0 | 0 | 0 | 0 | 0 | 0 | 0 | 0 | 0 | 0 | 0 | 0 | 0 | 0 | 0 | 0 | 0 | 0 | 0 | 0 | 0 | 1 | 0 | 0 | 0 | 0 | 0 | 0 | 0 | 0 | 0 | 0 | 1 | 1 | 0 | 0 | 0 | 0 | 0 | 1 | 0 | 0 | 0 | 0 | 0 | 0 | 0 | 0 | 1 | 1 | 0 | 1 |  | 0 | 0 | 0 | 0 | 0 | 0 | 0 | 0 | 0 | 0 | 0 | 0 | 0 | 0 | 0 | 0 | 0 | 0 | 0 | 0 | 0 | 0 | 0 | 0 | 0 | 600 | 0 | 0 | 0 | 1 | 0 | 0 | 3 | 0 | 2 | 1 | 122.65 | -2360.472 | -1847.2316 | Cal Flat-Gates 230 kV line | Gates 500/230kV TB #11 | Mustang-Henrietta 230 kV line |  | 0 | 0 | 0 | 0 | 0 | 0 | 122.65 | 392.11 | 631.7684 | Cal Flat-Gates 230 kV line | Cal Flat-Gates 230 kV line | Mustang-Henrietta 230 kV line |  | 5 | 1 | YES | 2 | 5 | 1 | YES | 2
SCE NOL | New Sub - Kramer - Lugo (Proposed) | 230 | 0 | 0 | 0 | 0 | 0 | 0 | 0 | 0 | 0 | 0 | 0 | 1 | 1 | 1 | 0 | 0 | 0 | 0 | 0 | 0 | 0 | 0 | 0 | 0 | 0 | 0 | 0 | 0 | 0 | 0 | 0 | 0 | 0 | 0 | 0 | 0 | 0 | 0 | 0 | 0 | 0 | 0 | 0 | 0 | 0 | 0 | 0 | 0 | 0 | 0 | 0 | 0 | 0 | 0 | 0 | 0 | 0 | 0 | 0 | 0 | 0 | 0 | 0 | 0 | 0 | 0 | 0 | 0 | 0 | 0 | 0 | 0 | 0 | 0 | 0 | 0 | 0 | 0 | 0 | 0 | 0 | 0 | 0 | 0 | 0 | 0 | 0 | 0 | 0 | 0 | 0 | 0 | 0 | 0 | 0 | 0 | 0 | 3 |  | 0 | 0 | 0 | 0 | 0 | 0 | 0 | 0 | 0 | 0 | 0 | 0 | 0 | 0 | 0 | 0 | 0 | 0 | 0 | 0 | 0 | 0 | 0 | 0 | 0 | 0 | 0 | 0 | 0 | 0 | 0 | 2 | 0 | 2 | 0 | 0 | -280.6 | -110.25 | 1093.724 | South of Kramer Area Constraint | South of Kramer Area Constraint | South of Kramer Area Constraint |  | 0 | 3 | 0 | 0 | 0 | 0 | -80.6 | 89.75 | 1093.724 | South of Kramer Area Constraint | South of Kramer Area Constraint | South of Kramer Area Constraint |  | 4 | 3 | YES | 3 | 1 | 1 | NO | 1
PG&E FRESNO | New Sub - Los Banos - Midway (Proposed) | 500 | 0 | 0 | 0 | 0 | 0 | 0 | 0 | 0 | 0 | 0 | 0 | 0 | 0 | 0 | 0 | 0 | 0 | 0 | 0 | 0 | 0 | 0 | 0 | 0 | 0 | 0 | 0 | 0 | 0 | 0 | 0 | 0 | 0 | 0 | 0 | 0 | 0 | 0 | 0 | 0 | 0 | 0 | 0 | 0 | 0 | 0 | 0 | 0 | 0 | 0 | 0 | 0 | 0 | 0 | 0 | 0 | 0 | 0 | 0 | 0 | 0 | 0 | 0 | 0 | 0 | 0 | 0 | 0 | 0 | 0 | 0 | 0 | 0 | 0 | 0 | 0 | 0 | 0 | 0 | 0 | 0 | 0 | 0 | 0 | 0 | 0 | 0 | 0 | 0 | 0 | 0 | 0 | 0 | 0 | 1 | 0 | 0 | 0 |  | 0 | 0 | 0 | 0 | 0 | 0 | 0 | 0 | 0 | 0 | 0 | 0 | 0 | 0 | 0 | 0 | 0 | 0 | 0 | 0 | 0 | 0 | 0 | 0 | 0 | 0 | 0 | 0 | 0 | 0 | 0 | 0 | 1 | 0 | 0 | 1 | 2470.77 | -1309.512 | -1847.2316 | Mustang-Henrietta 230 kV line | Mustang-Henrietta 230 kV line | Mustang-Henrietta 230 kV line |  | 0 | 0 | 0 | 0 | 0 | 0 | 4949.77 | 1169.488 | 631.7684 | Mustang-Henrietta 230 kV line | Mustang-Henrietta 230 kV line | Mustang-Henrietta 230 kV line |  | 5 | 1 | YES | 2 | 4 | 1 | YES | 2
SCE NOL | New Sub - Lugo - Pisgah (Proposed) | 230 | 0 | 0 | 0 | 0 | 0 | 0 | 0 | 0 | 0 | 0 | 0 | 0 | 0 | 1 | 1 | 0 | 0 | 0 | 0 | 0 | 0 | 0 | 0 | 0 | 0 | 0 | 0 | 0 | 0 | 0 | 0 | 0 | 0 | 0 | 0 | 0 | 0 | 0 | 0 | 0 | 0 | 0 | 0 | 0 | 0 | 0 | 0 | 0 | 0 | 0 | 0 | 0 | 0 | 0 | 0 | 0 | 0 | 0 | 0 | 0 | 0 | 0 | 0 | 0 | 0 | 0 | 0 | 0 | 0 | 0 | 0 | 0 | 0 | 0 | 0 | 0 | 0 | 0 | 0 | 0 | 0 | 0 | 0 | 0 | 0 | 0 | 0 | 0 | 0 | 0 | 0 | 0 | 0 | 0 | 0 | 0 | 0 | 1 |  | 0 | 0 | 0 | 0 | 0 | 0 | 0 | 0 | 0 | 0 | 0 | 0 | 0 | 0 | 0 | 0 | 0 | 0 | 0 | 0 | 0 | 0 | 0 | 0 | 0 | 0 | 0 | 0 | 0 | 0 | 0 | 0 | 0 | 0 | 0 | 0 | 92 | 159.25 | 424.95 | Lugo Transformer Area Constraint | Lugo Transformer Area Constraint | Calcite to Lugo Area Constraint |  | 0 | 0 | 0 | 0 | 0 | 0 | 92 | 159.25 | 424.95 | Lugo Transformer Area Constraint | Lugo Transformer Area Constraint | Calcite to Lugo Area Constraint |  | 1 | 1 | NO | 1 | 1 | 1 | NO | 1
PG&E KERN | New Sub - Midway - Wheeler Ridge (Proposed) | 230 | 0 | 0 | 0 | 0 | 0 | 0 | 0 | 0 | 0 | 0 | 0 | 0 | 0 | 0 | 0 | 0 | 0 | 0 | 0 | 0 | 0 | 0 | 0 | 0 | 0 | 0 | 0 | 0 | 0 | 0 | 0 | 0 | 0 | 0 | 0 | 0 | 0 | 0 | 0 | 0 | 0 | 0 | 0 | 0 | 0 | 0 | 0 | 0 | 0 | 0 | 0 | 0 | 0 | 0 | 0 | 0 | 0 | 0 | 0 | 0 | 0 | 0 | 0 | 0 | 0 | 0 | 0 | 0 | 0 | 0 | 0 | 0 | 0 | 0 | 0 | 0 | 0 | 0 | 1 | 1 | 0 | 0 | 0 | 0 | 0 | 0 | 0 | 0 | 0 | 0 | 0 | 0 | 0 | 0 | 1 | 0 | 0 | 0 |  | 0 | 0 | 0 | 0 | 0 | 0 | 0 | 0 | 0 | 150 | 0 | 150 | 0 | 0 | 1 | 0 | 0 | 0 | 0 | 0 | 0 | 0 | 0 | 0 | 2050 | 0 | 150 | 0 | 0 | 1 | 0 | 0 | 3 | 0 | 2 | 1 | 530.62 | -2360.472 | -1847.2316 | Gates 500/230kV TB #12 | Gates 500/230kV TB #11 | Mustang-Henrietta 230 kV line |  | 0 | 0 | 0 | 0 | 0 | 0 | 4949.77 | 1169.488 | 631.7684 | Mustang-Henrietta 230 kV line | Mustang-Henrietta 230 kV line | Mustang-Henrietta 230 kV line |  | 5 | 1 | YES | 2 | 5 | 1 | YES | 2
PG&E NGBA | New Sub - Near existing Leavitt (PSREC) | 345 | 0 | 0 | 0 | 0 | 0 | 0 | 0 | 0 | 0 | 0 | 0 | 0 | 0 | 0 | 0 | 0 | 0 | 0 | 0 | 0 | 0 | 0 | 0 | 0 | 0 | 0 | 0 | 0 | 0 | 0 | 0 | 0 | 0 | 0 | 0 | 0 | 0 | 0 | 0 | 1 | 0 | 0 | 0 | 0 | 0 | 0 | 0 | 0 | 0 | 0 | 0 | 0 | 0 | 0 | 0 | 0 | 0 | 0 | 0 | 0 | 0 | 0 | 0 | 0 | 0 | 0 | 0 | 0 | 0 | 0 | 0 | 0 | 0 | 0 | 0 | 0 | 0 | 0 | 0 | 0 | 0 | 0 | 0 | 0 | 0 | 0 | 0 | 0 | 0 | 0 | 0 | 0 | 0 | 0 | 0 | 0 | 0 | 0 |  | 0 | 0 | 0 | 0 | 0 | 0 | 0 | 0 | 0 | 0 | 0 | 0 | 0 | 0 | 0 | 19 | 0 | 102 | 0 | 0 | 0 | 0 | 0 | 0 | 0 | 0 | 0 | 0 | 0 | 1 | 1 | 0 | 1 | 0 | 0 | 0 | -660.34 | -215.8012 | 2295.5509 | Collinsville-Tesla 500 kV Line | Collinsville-Tesla 500 kV Line | Collinsville-Tesla 500 kV Line |  | 0 | 0 | 0 | 0 | 0 | 0 | 7984.66 | 8429.1988 | 2295.5509 | Collinsville-Tesla 500 kV Line | Collinsville-Tesla 500 kV Line | Collinsville-Tesla 500 kV Line |  | 5 | 1 | YES | 2 | 1 | 1 | NO | 1
PG&E NGBA | New Sub - Near existing Madeline (NVE) | 345 | 0 | 0 | 0 | 0 | 0 | 0 | 0 | 0 | 0 | 0 | 0 | 0 | 0 | 0 | 0 | 0 | 0 | 0 | 0 | 0 | 0 | 0 | 0 | 0 | 0 | 0 | 0 | 0 | 0 | 0 | 0 | 0 | 0 | 0 | 0 | 0 | 0 | 0 | 0 | 1 | 0 | 0 | 0 | 0 | 0 | 0 | 0 | 0 | 0 | 0 | 0 | 0 | 0 | 0 | 0 | 0 | 0 | 0 | 0 | 0 | 0 | 0 | 0 | 0 | 0 | 0 | 0 | 0 | 0 | 0 | 0 | 0 | 0 | 0 | 0 | 0 | 0 | 0 | 0 | 0 | 0 | 0 | 0 | 0 | 0 | 0 | 0 | 0 | 0 | 0 | 0 | 0 | 0 | 0 | 0 | 0 | 0 | 0 |  | 0 | 0 | 0 | 0 | 0 | 0 | 0 | 0 | 0 | 0 | 0 | 0 | 0 | 0 | 0 | 0 | 0 | 80 | 220 | 0 | 0 | 0 | 0 | 0 | 0 | 0 | 0 | 0 | 0 | 1 | 1 | 0 | 1 | 0 | 0 | 0 | -660.34 | -215.8012 | 2295.5509 | Collinsville-Tesla 500 kV Line | Collinsville-Tesla 500 kV Line | Collinsville-Tesla 500 kV Line |  | 0 | 0 | 0 | 0 | 0 | 0 | 7984.66 | 8429.1988 | 2295.5509 | Collinsville-Tesla 500 kV Line | Collinsville-Tesla 500 kV Line | Collinsville-Tesla 500 kV Line |  | 5 | 1 | YES | 2 | 1 | 1 | NO | 1
SDGE | New Sub - North Gila - IV (Proposed) | 500 | 0 | 0 | 0 | 0 | 0 | 0 | 0 | 0 | 0 | 0 | 0 | 0 | 0 | 0 | 0 | 0 | 0 | 0 | 0 | 0 | 0 | 0 | 0 | 0 | 0 | 0 | 0 | 0 | 0 | 0 | 1 | 1 | 1 | 0 | 0 | 0 | 1 | 0 | 0 | 0 | 0 | 0 | 0 | 0 | 0 | 0 | 0 | 0 | 0 | 0 | 0 | 0 | 0 | 0 | 0 | 0 | 0 | 0 | 0 | 0 | 0 | 0 | 0 | 0 | 0 | 0 | 0 | 0 | 0 | 0 | 0 | 0 | 0 | 0 | 0 | 0 | 0 | 0 | 0 | 0 | 0 | 0 | 0 | 0 | 0 | 0 | 0 | 0 | 0 | 0 | 0 | 0 | 0 | 0 | 0 | 0 | 0 | 4 |  | 0 | 0 | 0 | 0 | 0 | 0 | 0 | 0 | 0 | 0 | 0 | 0 | 0 | 0 | 0 | 0 | 0 | 0 | 0 | 0 | 0 | 0 | 0 | 0 | 500 | 0 | 0 | 0 | 0 | 1 | 0 | 1 | 0 | 0 | 0 | 0 | -35.92 | 48.96 | 1085.1064 | San Luis Rey-San Onofre 230 kV line constraint | San Luis Rey-San Onofre 230 kV line constraint | Silvergate-Old Town 230 kV constraint |  | 0 | 1 | 0 | 0 | 0 | 0 | -35.92 | 48.96 | 1085.1064 | San Luis Rey-San Onofre 230 kV line constraint | San Luis Rey-San Onofre 230 kV line constraint | Silvergate-Old Town 230 kV constraint |  | 3 | 3 | NO | 3 | 1 | 1 | NO | 1
PG&E NGBA | New Sub - Pit 1 - Cottonwood (Proposed) | 230 | 0 | 0 | 0 | 0 | 0 | 0 | 0 | 0 | 0 | 0 | 0 | 0 | 0 | 0 | 0 | 0 | 0 | 0 | 0 | 0 | 0 | 0 | 0 | 0 | 0 | 0 | 0 | 0 | 0 | 0 | 0 | 0 | 0 | 0 | 0 | 0 | 0 | 0 | 0 | 1 | 0 | 0 | 0 | 1 | 0 | 0 | 0 | 0 | 0 | 0 | 0 | 0 | 0 | 0 | 0 | 0 | 0 | 0 | 0 | 0 | 0 | 0 | 0 | 0 | 0 | 0 | 0 | 0 | 0 | 0 | 0 | 0 | 0 | 0 | 0 | 0 | 0 | 0 | 0 | 0 | 0 | 0 | 0 | 0 | 0 | 0 | 0 | 0 | 0 | 0 | 0 | 0 | 0 | 0 | 0 | 0 | 0 | 0 |  | 0 | 0 | 0 | 0 | 0 | 0 | 0 | 0 | 0 | 0 | 0 | 0 | 0 | 0 | 0 | 0 | 0 | 0 | 0 | 0 | 0 | 0 | 0 | 0 | 0 | 0 | 0 | 0 | 0 | 0 | 1 | 0 | 1 | 0 | 0 | 0 | -660.34 | -215.8012 | 15 | Collinsville-Tesla 500 kV Line | Collinsville-Tesla 500 kV Line | Carberry-Round Mountain 230kV Line |  | 0 | 0 | 0 | 0 | 0 | 0 | 15 | 15 | 15 | Carberry-Round Mountain 230kV Line | Carberry-Round Mountain 230kV Line | Carberry-Round Mountain 230kV Line |  | 5 | 1 | YES | 2 | 1 | 1 | NO | 1
PG&E GBA | New Sub - Rancho Seco - Bellota (Proposed) | 230 | 0 | 0 | 0 | 0 | 0 | 0 | 0 | 0 | 0 | 0 | 0 | 0 | 0 | 0 | 0 | 0 | 0 | 0 | 0 | 0 | 0 | 0 | 0 | 0 | 0 | 0 | 0 | 0 | 0 | 0 | 0 | 0 | 0 | 0 | 0 | 0 | 0 | 0 | 0 | 0 | 0 | 0 | 0 | 0 | 0 | 1 | 0 | 0 | 0 | 0 | 0 | 0 | 0 | 0 | 0 | 0 | 0 | 0 | 0 | 1 | 1 | 0 | 0 | 0 | 0 | 0 | 0 | 0 | 0 | 0 | 0 | 0 | 0 | 0 | 0 | 0 | 0 | 0 | 0 | 0 | 0 | 0 | 0 | 0 | 0 | 0 | 0 | 0 | 0 | 0 | 0 | 0 | 0 | 0 | 0 | 0 | 0 | 0 |  | 0 | 0 | 0 | 0 | 0 | 0 | 0 | 0 | 0 | 0 | 0 | 0 | 0 | 0 | 0 | 0 | 0 | 0 | 0 | 0 | 0 | 0 | 0 | 0 | 0 | 0 | 0 | 0 | 0 | 0 | 0 | 0 | 0 | 0 | 0 | 0 | 29.35 | 368.5 | 1523.3998 | Bellota-Weber 230kV line | Bellota-Weber 230kV line | Bellota-Weber 230kV line |  | 0 | 0 | 0 | 0 | 0 | 0 | 29.35 | 368.5 | 1523.3998 | Bellota-Weber 230kV line | Bellota-Weber 230kV line | Bellota-Weber 230kV line |  | 1 | 1 | NO | 1 | 1 | 1 | NO | 1
SDGE | New Sub - Suncrest - Ocotillo (Proposed) | 500 | 0 | 0 | 0 | 0 | 0 | 0 | 0 | 0 | 0 | 0 | 0 | 0 | 0 | 0 | 0 | 0 | 0 | 0 | 0 | 0 | 0 | 0 | 0 | 0 | 0 | 0 | 0 | 0 | 0 | 0 | 1 | 1 | 1 | 0 | 0 | 1 | 0 | 0 | 0 | 0 | 0 | 0 | 0 | 0 | 0 | 0 | 0 | 0 | 0 | 0 | 0 | 0 | 0 | 0 | 0 | 0 | 0 | 0 | 0 | 0 | 0 | 0 | 0 | 0 | 0 | 0 | 0 | 0 | 0 | 0 | 0 | 0 | 0 | 0 | 0 | 0 | 0 | 0 | 0 | 0 | 0 | 0 | 0 | 0 | 0 | 0 | 0 | 0 | 0 | 0 | 0 | 0 | 0 | 0 | 0 | 0 | 0 | 4 |  | 0 | 0 | 0 | 0 | 0 | 0 | 0 | 0 | 0 | 0 | 0 | 0 | 0 | 0 | 0 | 0 | 0 | 0 | 0 | 0 | 0 | 0 | 0 | 0 | 0 | 0 | 0 | 0 | 0 | 0 | 0 | 1 | 0 | 0 | 0 | 0 | -35.92 | 48.96 | 2618.355 | San Luis Rey-San Onofre 230 kV line constraint | San Luis Rey-San Onofre 230 kV line constraint | East of Miguel constraint |  | 0 | 1 | 0 | 0 | 0 | 0 | -35.92 | 48.96 | 2618.355 | San Luis Rey-San Onofre 230 kV line constraint | San Luis Rey-San Onofre 230 kV line constraint | East of Miguel constraint |  | 3 | 3 | NO | 3 | 1 | 1 | NO | 1
PG&E FRESNO | New Sub - Westley - Quinto (Proposed) | 230 | 0 | 0 | 0 | 0 | 0 | 0 | 0 | 0 | 0 | 0 | 0 | 0 | 0 | 0 | 0 | 0 | 0 | 0 | 0 | 0 | 0 | 0 | 0 | 0 | 0 | 0 | 0 | 0 | 0 | 0 | 0 | 0 | 0 | 0 | 0 | 0 | 0 | 0 | 0 | 0 | 0 | 0 | 0 | 0 | 0 | 0 | 0 | 0 | 0 | 0 | 0 | 0 | 0 | 0 | 0 | 0 | 0 | 0 | 0 | 0 | 0 | 0 | 0 | 0 | 0 | 0 | 0 | 0 | 0 | 0 | 0 | 0 | 0 | 0 | 0 | 0 | 0 | 0 | 0 | 0 | 0 | 0 | 0 | 0 | 0 | 1 | 0 | 0 | 0 | 0 | 0 | 0 | 0 | 0 | 0 | 0 | 0 | 1 |  | 0 | 0 | 0 | 0 | 0 | 0 | 0 | 0 | 0 | 0 | 0 | 0 | 0 | 0 | 0 | 80 | 0 | 0 | 0 | 0 | 0 | 0 | 0 | 0 | 0 | 0 | 0 | 900 | 0 | 1 | 0 | 0 | 0 | 0 | 0 | 0 | 979.65 | 2637.9 | 8850.5636 | Los Banos 500/230kV TB | Los Banos 500/230kV TB | Los Banos 500/230kV TB |  | 0 | 0 | 0 | 0 | 0 | 0 | 979.65 | 2637.9 | 8850.5636 | Los Banos 500/230kV TB | Los Banos 500/230kV TB | Los Banos 500/230kV TB |  | 1 | 1 | NO | 1 | 1 | 1 | NO | 1
PG&E GBA | Newark | 115 | 0 | 0 | 0 | 0 | 0 | 0 | 0 | 0 | 0 | 0 | 0 | 0 | 0 | 0 | 0 | 0 | 0 | 0 | 0 | 0 | 0 | 0 | 0 | 0 | 0 | 0 | 0 | 0 | 0 | 0 | 0 | 0 | 0 | 0 | 0 | 0 | 0 | 0 | 0 | 0 | 0 | 0 | 0 | 0 | 0 | 0 | 0 | 0 | 0 | 0 | 0 | 0 | 0 | 0 | 0 | 1 | 0 | 0 | 0 | 1 | 0 | 0 | 0 | 0 | 0 | 1 | 0 | 0 | 0 | 0 | 0 | 0 | 0 | 0 | 0 | 0 | 0 | 0 | 0 | 0 | 0 | 0 | 0 | 0 | 0 | 0 | 0 | 0 | 0 | 0 | 0 | 0 | 0 | 0 | 0 | 0 | 0 | 0 |  | 0 | 0 | 0 | 0 | 0 | 0 | 0 | 0 | 0 | 0 | 0 | 0 | 0 | 0 | 0 | 0 | 0 | 0 | 0 | 0 | 0 | 0 | 0 | 0 | 0 | 0 | 0 | 0 | 0 | 0 | 0 | 0 | 0 | 0 | 0 | 0 | 1636.31 | 1970.6438 | 2698.8852 | Tesla-Bellota 230 kV line | Tesla-Bellota 230 kV line | Tesla-Bellota 230 kV line |  | 0 | 0 | 0 | 0 | 0 | 0 | 1636.31 | 1970.6438 | 2698.8852 | Tesla-Bellota 230 kV line | Tesla-Bellota 230 kV line | Tesla-Bellota 230 kV line |  | 1 | 1 | NO | 1 | 1 | 1 | NO | 1
PG&E GBA | Newark | 230 | 0 | 0 | 0 | 0 | 0 | 0 | 0 | 0 | 0 | 0 | 0 | 0 | 0 | 0 | 0 | 0 | 0 | 0 | 0 | 0 | 0 | 0 | 0 | 0 | 0 | 0 | 0 | 0 | 0 | 0 | 0 | 0 | 0 | 0 | 0 | 0 | 0 | 0 | 0 | 0 | 0 | 0 | 0 | 0 | 0 | 0 | 0 | 0 | 0 | 0 | 0 | 0 | 0 | 0 | 0 | 1 | 0 | 0 | 1 | 1 | 0 | 0 | 0 | 0 | 0 | 1 | 0 | 0 | 0 | 0 | 0 | 0 | 0 | 0 | 0 | 0 | 0 | 0 | 0 | 0 | 0 | 0 | 0 | 0 | 0 | 0 | 0 | 0 | 0 | 0 | 0 | 0 | 0 | 0 | 0 | 0 | 0 | 0 |  | 0 | 0 | 0 | 0 | 0 | 0 | 0 | 0 | 0 | 0 | 0 | 0 | 0 | 0 | 0 | 0 | 0 | 0 | 0 | 0 | 0 | 0 | 0 | 0 | 0 | 0 | 0 | 0 | 0 | 0 | 0 | 0 | 0 | 0 | 0 | 0 | 1636.31 | 1970.6438 | 2698.8852 | Tesla-Bellota 230 kV line | Tesla-Bellota 230 kV line | Tesla-Bellota 230 kV line |  | 0 | 0 | 0 | 0 | 0 | 0 | 1636.31 | 1970.6438 | 2698.8852 | Tesla-Bellota 230 kV line | Tesla-Bellota 230 kV line | Tesla-Bellota 230 kV line |  | 1 | 1 | NO | 1 | 1 | 1 | NO | 1
PG&E GBA | Newark | 60 | 0 | 0 | 0 | 0 | 0 | 0 | 0 | 0 | 0 | 0 | 0 | 0 | 0 | 0 | 0 | 0 | 0 | 0 | 0 | 0 | 0 | 0 | 0 | 0 | 0 | 0 | 0 | 0 | 0 | 0 | 0 | 0 | 0 | 0 | 0 | 0 | 0 | 0 | 0 | 1 | 0 | 0 | 0 | 0 | 0 | 0 | 0 | 0 | 0 | 0 | 0 | 0 | 0 | 0 | 0 | 1 | 0 | 0 | 0 | 0 | 0 | 0 | 0 | 0 | 0 | 0 | 1 | 0 | 0 | 0 | 0 | 0 | 0 | 0 | 0 | 0 | 0 | 0 | 0 | 0 | 0 | 0 | 0 | 0 | 0 | 0 | 0 | 0 | 0 | 0 | 0 | 0 | 0 | 0 | 0 | 0 | 0 | 0 |  | 0 | 0 | 0 | 0 | 0 | 0 | 0 | 0 | 0 | 0 | 0 | 0 | 0 | 0 | 0 | 0 | 0 | 0 | 0 | 0 | 0 | 0 | 0 | 0 | 0 | 0 | 0 | 0 | 0 | 0 | 2 | 0 | 2 | 0 | 0 | 0 | -660.34 | -215.8012 | 361.1526 | Collinsville-Tesla 500 kV Line | Collinsville-Tesla 500 kV Line | Birds Landing-Contra Costa 230kV Line |  | 1 | 0 | 1 | 0 | 0 | 0 | -298.39 | -27.9962 | 361.1526 | Birds Landing-Contra Costa 230kV Line | Birds Landing-Contra Costa 230kV Line | Birds Landing-Contra Costa 230kV Line |  | 5 | 5 | NO | 5 | 1 | 1 | NO | 1
PG&E FRESNO | Newhall | 115 | 0 | 0 | 0 | 0 | 0 | 0 | 0 | 0 | 0 | 0 | 0 | 0 | 0 | 0 | 0 | 0 | 0 | 0 | 0 | 0 | 0 | 0 | 0 | 0 | 0 | 0 | 0 | 0 | 0 | 0 | 0 | 0 | 0 | 0 | 0 | 0 | 0 | 0 | 0 | 0 | 0 | 0 | 0 | 0 | 0 | 1 | 0 | 0 | 0 | 0 | 0 | 0 | 0 | 0 | 0 | 0 | 0 | 0 | 0 | 0 | 0 | 0 | 0 | 0 | 0 | 0 | 0 | 0 | 0 | 0 | 0 | 0 | 0 | 0 | 0 | 0 | 0 | 0 | 0 | 1 | 0 | 1 | 1 | 1 | 0 | 1 | 0 | 1 | 0 | 0 | 0 | 0 | 1 | 0 | 0 | 0 | 0 | 1 |  | 0 | 0 | 0 | 0 | 0 | 0 | 0 | 0 | 0 | 0 | 0 | 0 | 0 | 0 | 0 | 0 | 0 | 0 | 0 | 0 | 0 | 0 | 0 | 0 | 0 | 0 | 0 | 0 | 0 | 0 | 1 | 0 | 2 | 0 | 1 | 0 | -82.55 | -2360.472 | -1076.0882 | Chowchilla-Le grand 115kV Line | Gates 500/230kV TB #11 | Gates 500/230kV TB #11 |  | 0 | 0 | 0 | 0 | 0 | 0 | 29.35 | 368.5 | 126.1276 | Bellota-Weber 230kV line | Bellota-Weber 230kV line | Oro Loma-El Nido 115kV Line |  | 5 | 1 | YES | 2 | 5 | 1 | YES | 2
PG&E KERN | Norco | 115 | 0 | 0 | 0 | 0 | 0 | 0 | 0 | 0 | 0 | 0 | 0 | 0 | 0 | 0 | 0 | 0 | 0 | 0 | 0 | 0 | 0 | 0 | 0 | 0 | 0 | 0 | 0 | 0 | 0 | 0 | 0 | 0 | 0 | 0 | 0 | 0 | 0 | 0 | 0 | 0 | 0 | 0 | 0 | 0 | 0 | 0 | 0 | 0 | 0 | 0 | 0 | 0 | 0 | 0 | 0 | 0 | 0 | 0 | 0 | 0 | 0 | 0 | 0 | 0 | 0 | 0 | 0 | 1 | 0 | 0 | 0 | 0 | 0 | 0 | 1 | 0 | 0 | 0 | 1 | 0 | 0 | 0 | 0 | 0 | 0 | 0 | 0 | 0 | 0 | 0 | 0 | 0 | 0 | 0 | 1 | 0 | 0 | 0 |  | 0 | 0 | 0 | 0 | 0 | 0 | 0 | 0 | 0 | 0 | 0 | 0 | 0 | 0 | 0 | 0 | 0 | 0 | 0 | 0 | 0 | 0 | 0 | 0 | 0 | 0 | 0 | 0 | 0 | 0 | 0 | 0 | 2 | 0 | 1 | 1 | 122.65 | -2086.452 | -1847.2316 | Cal Flat-Gates 230 kV line | Gates 500/230kV TB #12 | Mustang-Henrietta 230 kV line |  | 0 | 0 | 0 | 0 | 0 | 0 | 122.65 | 392.11 | 631.7684 | Cal Flat-Gates 230 kV line | Cal Flat-Gates 230 kV line | Mustang-Henrietta 230 kV line |  | 5 | 1 | YES | 2 | 5 | 1 | YES | 2
PG&E GBA | Nortech | 115 | 0 | 0 | 0 | 0 | 0 | 0 | 0 | 0 | 0 | 0 | 0 | 0 | 0 | 0 | 0 | 0 | 0 | 0 | 0 | 0 | 0 | 0 | 0 | 0 | 0 | 0 | 0 | 0 | 0 | 0 | 0 | 0 | 0 | 0 | 0 | 0 | 0 | 0 | 0 | 0 | 0 | 0 | 0 | 0 | 0 | 0 | 0 | 0 | 0 | 0 | 0 | 0 | 1 | 0 | 0 | 1 | 0 | 0 | 0 | 1 | 0 | 0 | 0 | 0 | 0 | 0 | 0 | 0 | 0 | 0 | 0 | 0 | 0 | 0 | 0 | 0 | 0 | 0 | 0 | 0 | 0 | 0 | 0 | 0 | 0 | 0 | 0 | 0 | 0 | 0 | 0 | 0 | 0 | 0 | 0 | 0 | 0 | 1 |  | 0 | 0 | 0 | 0 | 0 | 0 | 0 | 0 | 0 | 0 | 0 | 0 | 0 | 0 | 0 | 0 | 0 | 0 | 0 | 0 | 0 | 0 | 0 | 0 | 0 | 0 | 0 | 0 | 0 | 0 | 0 | 0 | 0 | 0 | 0 | 0 | 1636.31 | 1970.6438 | 2698.8852 | Tesla-Bellota 230 kV line | Tesla-Bellota 230 kV line | Tesla-Bellota 230 kV line |  | 0 | 0 | 0 | 0 | 0 | 0 | 1636.31 | 1970.6438 | 2698.8852 | Tesla-Bellota 230 kV line | Tesla-Bellota 230 kV line | Tesla-Bellota 230 kV line |  | 1 | 1 | NO | 1 | 1 | 1 | NO | 1
SDGE | North City Metering | 138 | 0 | 0 | 0 | 0 | 0 | 0 | 0 | 0 | 0 | 0 | 0 | 0 | 0 | 0 | 0 | 0 | 0 | 0 | 0 | 0 | 0 | 0 | 0 | 0 | 0 | 0 | 0 | 0 | 1 | 0 | 1 | 0 | 1 | 0 | 0 | 0 | 0 | 0 | 0 | 0 | 0 | 0 | 0 | 0 | 0 | 0 | 0 | 0 | 0 | 0 | 0 | 0 | 0 | 0 | 0 | 0 | 0 | 0 | 0 | 0 | 0 | 0 | 0 | 0 | 0 | 0 | 0 | 0 | 0 | 0 | 0 | 0 | 0 | 0 | 0 | 0 | 0 | 0 | 0 | 0 | 0 | 0 | 0 | 0 | 0 | 0 | 0 | 0 | 0 | 0 | 0 | 0 | 0 | 0 | 0 | 0 | 0 | 3 |  | 0 | 0 | 0 | 0 | 0 | 0 | 0 | 0 | 0 | 0 | 0 | 0 | 0 | 0 | 0 | 0 | 0 | 0 | 0 | 0 | 0 | 0 | 0 | 0 | 0 | 0 | 0 | 0 | 0 | 0 | 0 | 1 | 0 | 0 | 0 | 0 | -35.92 | 48.96 | 3490.5814 | San Luis Rey-San Onofre 230 kV line constraint | San Luis Rey-San Onofre 230 kV line constraint | San Luis Rey-San Onofre 230 kV line constraint |  | 0 | 1 | 0 | 0 | 0 | 0 | -35.92 | 48.96 | 3490.5814 | San Luis Rey-San Onofre 230 kV line constraint | San Luis Rey-San Onofre 230 kV line constraint | San Luis Rey-San Onofre 230 kV line constraint |  | 3 | 3 | NO | 3 | 1 | 1 | NO | 1
PG&E GBA | North Dublin | 230 | 0 | 0 | 0 | 0 | 0 | 0 | 0 | 0 | 0 | 0 | 0 | 0 | 0 | 0 | 0 | 0 | 0 | 0 | 0 | 0 | 0 | 0 | 0 | 0 | 0 | 0 | 0 | 0 | 0 | 0 | 0 | 0 | 0 | 0 | 0 | 0 | 0 | 0 | 0 | 1 | 0 | 0 | 0 | 0 | 0 | 0 | 0 | 0 | 0 | 0 | 0 | 0 | 0 | 0 | 0 | 1 | 0 | 0 | 0 | 1 | 0 | 0 | 0 | 0 | 0 | 0 | 1 | 0 | 0 | 0 | 0 | 0 | 0 | 0 | 0 | 0 | 0 | 0 | 0 | 0 | 0 | 0 | 0 | 0 | 0 | 0 | 0 | 0 | 0 | 0 | 0 | 0 | 0 | 0 | 0 | 0 | 0 | 0 |  | 0 | 0 | 0 | 0 | 0 | 0 | 0 | 0 | 0 | 0 | 0 | 0 | 0 | 0 | 0 | 0 | 0 | 0 | 0 | 0 | 0 | 0 | 0 | 0 | 0 | 0 | 0 | 0 | 0 | 0 | 2 | 0 | 2 | 0 | 0 | 0 | -660.34 | -215.8012 | 361.1526 | Collinsville-Tesla 500 kV Line | Collinsville-Tesla 500 kV Line | Birds Landing-Contra Costa 230kV Line |  | 1 | 0 | 1 | 0 | 0 | 0 | -298.39 | -27.9962 | 361.1526 | Birds Landing-Contra Costa 230kV Line | Birds Landing-Contra Costa 230kV Line | Birds Landing-Contra Costa 230kV Line |  | 5 | 5 | NO | 5 | 1 | 1 | NO | 1
SDGE | North Gila | 500 | 0 | 0 | 0 | 0 | 0 | 0 | 0 | 0 | 0 | 0 | 0 | 0 | 0 | 0 | 0 | 0 | 0 | 0 | 0 | 0 | 0 | 0 | 0 | 0 | 0 | 0 | 0 | 0 | 0 | 0 | 1 | 1 | 1 | 0 | 0 | 0 | 0 | 0 | 0 | 0 | 0 | 0 | 0 | 0 | 0 | 0 | 0 | 0 | 0 | 0 | 0 | 0 | 0 | 0 | 0 | 0 | 0 | 0 | 0 | 0 | 0 | 0 | 0 | 0 | 0 | 0 | 0 | 0 | 0 | 0 | 0 | 0 | 0 | 0 | 0 | 0 | 0 | 0 | 0 | 0 | 0 | 0 | 0 | 0 | 0 | 0 | 0 | 0 | 0 | 0 | 0 | 0 | 0 | 0 | 0 | 0 | 0 | 3 |  | 0 | 0 | 0 | 0 | 0 | 0 | 0 | 0 | 0 | 0 | 0 | 0 | 0 | 0 | 0 | 0 | 0 | 0 | 0 | 0 | 0 | 0 | 0 | 0 | 500 | 0 | 0 | 94.35 | 0 | 1 | 0 | 1 | 0 | 0 | 0 | 0 | -35.92 | 48.96 | 2618.355 | San Luis Rey-San Onofre 230 kV line constraint | San Luis Rey-San Onofre 230 kV line constraint | East of Miguel constraint |  | 0 | 1 | 0 | 0 | 0 | 0 | -35.92 | 48.96 | 2618.355 | San Luis Rey-San Onofre 230 kV line constraint | San Luis Rey-San Onofre 230 kV line constraint | East of Miguel constraint |  | 3 | 3 | NO | 3 | 1 | 1 | NO | 1
SCE Metro | North of SONGS | 230 | 0 | 0 | 0 | 0 | 0 | 0 | 0 | 0 | 0 | 1 | 0 | 0 | 0 | 0 | 0 | 0 | 0 | 0 | 0 | 0 | 0 | 0 | 0 | 0 | 0 | 0 | 0 | 0 | 0 | 0 | 0 | 0 | 0 | 0 | 0 | 0 | 0 | 0 | 0 | 0 | 0 | 0 | 0 | 0 | 0 | 0 | 0 | 0 | 0 | 0 | 0 | 0 | 0 | 0 | 0 | 0 | 0 | 0 | 0 | 0 | 0 | 0 | 0 | 0 | 0 | 0 | 0 | 0 | 0 | 0 | 0 | 0 | 0 | 0 | 0 | 0 | 0 | 0 | 0 | 0 | 0 | 0 | 0 | 0 | 0 | 0 | 0 | 0 | 0 | 0 | 0 | 0 | 0 | 0 | 0 | 0 | 0 | 0 |  | 0 | 0 | 0 | 0 | 0 | 0 | 0 | 0 | 0 | 0 | 0 | 0 | 0 | 0 | 0 | 0 | 0 | 0 | 0 | 0 | 0 | 0 | 0 | 0 | 0 | 0 | 0 | 0 | 0 | 0 | 0 | 0 | 0 | 0 | 0 | 0 | 3604.3788 | 8273.608 | 22319.9811 | SCE Metro Area Default Constraint | SCE Metro Area Default Constraint | SCE Metro Area Default Constraint |  | 0 | 0 | 0 | 0 | 0 | 0 | 3604.3788 | 8273.608 | 22319.9811 | SCE Metro Area Default Constraint | SCE Metro Area Default Constraint | SCE Metro Area Default Constraint |  | 1 | 1 | NO | 1 | 1 | 1 | NO | 1
SCE Metro | North of SONGS | 500 | 0 | 0 | 0 | 0 | 0 | 0 | 0 | 0 | 0 | 1 | 0 | 0 | 0 | 0 | 0 | 0 | 0 | 0 | 0 | 0 | 0 | 0 | 0 | 0 | 0 | 0 | 0 | 0 | 0 | 0 | 0 | 0 | 0 | 0 | 0 | 0 | 0 | 0 | 0 | 0 | 0 | 0 | 0 | 0 | 0 | 0 | 0 | 0 | 0 | 0 | 0 | 0 | 0 | 0 | 0 | 0 | 0 | 0 | 0 | 0 | 0 | 0 | 0 | 0 | 0 | 0 | 0 | 0 | 0 | 0 | 0 | 0 | 0 | 0 | 0 | 0 | 0 | 0 | 0 | 0 | 0 | 0 | 0 | 0 | 0 | 0 | 0 | 0 | 0 | 0 | 0 | 0 | 0 | 0 | 0 | 0 | 0 | 0 |  | 0 | 0 | 0 | 0 | 0 | 0 | 0 | 0 | 0 | 0 | 0 | 0 | 0 | 0 | 0 | 0 | 0 | 0 | 0 | 0 | 0 | 0 | 0 | 0 | 0 | 0 | 0 | 0 | 0 | 0 | 0 | 0 | 0 | 0 | 0 | 0 | 3604.3788 | 8273.608 | 22319.9811 | SCE Metro Area Default Constraint | SCE Metro Area Default Constraint | SCE Metro Area Default Constraint |  | 0 | 0 | 0 | 0 | 0 | 0 | 3604.3788 | 8273.608 | 22319.9811 | SCE Metro Area Default Constraint | SCE Metro Area Default Constraint | SCE Metro Area Default Constraint |  | 1 | 1 | NO | 1 | 1 | 1 | NO | 1
PG&E NGBA | Notre Dame | 115 | 0 | 0 | 0 | 0 | 0 | 0 | 0 | 0 | 0 | 0 | 0 | 0 | 0 | 0 | 0 | 0 | 0 | 0 | 0 | 0 | 0 | 0 | 0 | 0 | 0 | 0 | 0 | 0 | 0 | 0 | 0 | 0 | 0 | 0 | 0 | 0 | 0 | 0 | 0 | 1 | 0 | 0 | 0 | 0 | 0 | 0 | 0 | 0 | 0 | 0 | 0 | 0 | 0 | 0 | 0 | 0 | 0 | 0 | 0 | 0 | 0 | 0 | 0 | 0 | 0 | 0 | 0 | 0 | 0 | 0 | 0 | 0 | 0 | 0 | 0 | 0 | 0 | 0 | 0 | 0 | 0 | 0 | 0 | 0 | 0 | 0 | 0 | 0 | 0 | 0 | 0 | 0 | 0 | 0 | 0 | 0 | 0 | 0 |  | 0 | 0 | 0 | 0 | 0 | 0 | 0 | 0 | 0 | 0 | 0 | 0 | 0 | 0 | 0 | 0 | 0 | 0 | 0 | 0 | 0 | 0 | 0 | 0 | 0 | 0 | 0 | 0 | 0 | 0 | 1 | 0 | 1 | 0 | 0 | 0 | -660.34 | -215.8012 | 2295.5509 | Collinsville-Tesla 500 kV Line | Collinsville-Tesla 500 kV Line | Collinsville-Tesla 500 kV Line |  | 0 | 0 | 0 | 0 | 0 | 0 | 7984.66 | 8429.1988 | 2295.5509 | Collinsville-Tesla 500 kV Line | Collinsville-Tesla 500 kV Line | Collinsville-Tesla 500 kV Line |  | 5 | 1 | YES | 2 | 1 | 1 | NO | 1
PG&E GBA | Oakland C | 115 | 0 | 0 | 0 | 0 | 0 | 0 | 0 | 0 | 0 | 0 | 0 | 0 | 0 | 0 | 0 | 0 | 0 | 0 | 0 | 0 | 0 | 0 | 0 | 0 | 0 | 0 | 0 | 0 | 0 | 0 | 0 | 0 | 0 | 0 | 0 | 0 | 0 | 0 | 0 | 1 | 0 | 0 | 0 | 0 | 0 | 0 | 0 | 0 | 0 | 1 | 0 | 0 | 1 | 1 | 1 | 1 | 0 | 0 | 1 | 1 | 0 | 1 | 0 | 0 | 0 | 1 | 0 | 0 | 0 | 0 | 0 | 0 | 0 | 0 | 0 | 0 | 0 | 0 | 0 | 0 | 0 | 0 | 0 | 0 | 0 | 0 | 0 | 0 | 0 | 0 | 0 | 0 | 0 | 0 | 0 | 0 | 0 | 2 |  | 0 | 0 | 0 | 0 | 0 | 0 | 0 | 0 | 0 | 0 | 0 | 0 | 0 | 0 | 0 | 0 | 0 | 0 | 0 | 0 | 0 | 0 | 0 | 0 | 0 | 200 | 0 | 0 | 0 | 1 | 2 | 0 | 1 | 0 | 0 | 0 | -660.34 | -215.8012 | 1084 | Collinsville-Tesla 500 kV Line | Collinsville-Tesla 500 kV Line | Grant - Eastshore #2 line 115 kV |  | 0 | 0 | 0 | 0 | 0 | 0 | 519.61 | 790.0038 | 1084 | Contra Costa- Windmaster 230 kV line | Contra Costa- Windmaster 230 kV line | Grant - Eastshore #2 line 115 kV |  | 5 | 1 | YES | 2 | 1 | 1 | NO | 1
PG&E GBA | Oakland J | 115 | 0 | 0 | 0 | 0 | 0 | 0 | 0 | 0 | 0 | 0 | 0 | 0 | 0 | 0 | 0 | 0 | 0 | 0 | 0 | 0 | 0 | 0 | 0 | 0 | 0 | 0 | 0 | 0 | 0 | 0 | 0 | 0 | 0 | 0 | 0 | 0 | 0 | 0 | 0 | 1 | 0 | 0 | 0 | 0 | 0 | 0 | 0 | 0 | 0 | 0 | 0 | 0 | 1 | 0 | 0 | 1 | 0 | 0 | 0 | 0 | 0 | 0 | 0 | 0 | 0 | 0 | 0 | 0 | 0 | 0 | 0 | 0 | 0 | 0 | 0 | 0 | 0 | 0 | 0 | 0 | 0 | 0 | 0 | 0 | 0 | 0 | 0 | 0 | 0 | 0 | 0 | 0 | 0 | 0 | 0 | 0 | 0 | 1 |  | 0 | 0 | 0 | 0 | 0 | 0 | 0 | 0 | 0 | 0 | 0 | 0 | 0 | 0 | 0 | 0 | 0 | 0 | 0 | 0 | 0 | 0 | 0 | 0 | 0 | 0 | 0 | 0 | 0 | 0 | 1 | 0 | 1 | 0 | 0 | 0 | -660.34 | -215.8012 | 2295.5509 | Collinsville-Tesla 500 kV Line | Collinsville-Tesla 500 kV Line | Collinsville-Tesla 500 kV Line |  | 0 | 0 | 0 | 0 | 0 | 0 | 2422.8 | 2560.8 | 2295.5509 | Sobrante-Moraga 230 kV line | Sobrante-Moraga 230 kV line | Collinsville-Tesla 500 kV Line |  | 5 | 1 | YES | 2 | 1 | 1 | NO | 1
PG&E GBA | Oakland L | 115 | 0 | 0 | 0 | 0 | 0 | 0 | 0 | 0 | 0 | 0 | 0 | 0 | 0 | 0 | 0 | 0 | 0 | 0 | 0 | 0 | 0 | 0 | 0 | 0 | 0 | 0 | 0 | 0 | 0 | 0 | 0 | 0 | 0 | 0 | 0 | 0 | 0 | 0 | 0 | 1 | 0 | 0 | 0 | 0 | 0 | 0 | 0 | 0 | 0 | 0 | 0 | 0 | 1 | 0 | 0 | 1 | 0 | 0 | 0 | 0 | 0 | 0 | 0 | 0 | 0 | 0 | 0 | 0 | 0 | 0 | 0 | 0 | 0 | 0 | 0 | 0 | 0 | 0 | 0 | 0 | 0 | 0 | 0 | 0 | 0 | 0 | 0 | 0 | 0 | 0 | 0 | 0 | 0 | 0 | 0 | 0 | 0 | 1 |  | 0 | 0 | 0 | 0 | 0 | 0 | 0 | 0 | 0 | 0 | 0 | 0 | 0 | 0 | 0 | 0 | 0 | 0 | 0 | 0 | 0 | 0 | 0 | 0 | 0 | 0 | 0 | 0 | 0 | 0 | 1 | 0 | 1 | 0 | 0 | 0 | -660.34 | -215.8012 | 2295.5509 | Collinsville-Tesla 500 kV Line | Collinsville-Tesla 500 kV Line | Collinsville-Tesla 500 kV Line |  | 0 | 0 | 0 | 0 | 0 | 0 | 2422.8 | 2560.8 | 2295.5509 | Sobrante-Moraga 230 kV line | Sobrante-Moraga 230 kV line | Collinsville-Tesla 500 kV Line |  | 5 | 1 | YES | 2 | 1 | 1 | NO | 1
PG&E GBA | Oakland X | 115 | 0 | 0 | 0 | 0 | 0 | 0 | 0 | 0 | 0 | 0 | 0 | 0 | 0 | 0 | 0 | 0 | 0 | 0 | 0 | 0 | 0 | 0 | 0 | 0 | 0 | 0 | 0 | 0 | 0 | 0 | 0 | 0 | 0 | 0 | 0 | 0 | 0 | 0 | 0 | 1 | 0 | 0 | 0 | 0 | 0 | 0 | 0 | 0 | 0 | 0 | 0 | 0 | 1 | 0 | 0 | 1 | 0 | 0 | 0 | 0 | 0 | 0 | 0 | 0 | 0 | 0 | 0 | 0 | 0 | 0 | 0 | 0 | 0 | 0 | 0 | 0 | 0 | 0 | 0 | 0 | 0 | 0 | 0 | 0 | 0 | 0 | 0 | 0 | 0 | 0 | 0 | 0 | 0 | 0 | 0 | 0 | 0 | 1 |  | 0 | 0 | 0 | 0 | 0 | 0 | 0 | 0 | 0 | 0 | 0 | 0 | 0 | 0 | 0 | 0 | 0 | 0 | 0 | 0 | 0 | 0 | 0 | 0 | 0 | 100 | 0 | 0 | 0 | 1 | 1 | 0 | 1 | 0 | 0 | 0 | -660.34 | -215.8012 | 2295.5509 | Collinsville-Tesla 500 kV Line | Collinsville-Tesla 500 kV Line | Collinsville-Tesla 500 kV Line |  | 0 | 0 | 0 | 0 | 0 | 0 | 2422.8 | 2560.8 | 2295.5509 | Sobrante-Moraga 230 kV line | Sobrante-Moraga 230 kV line | Collinsville-Tesla 500 kV Line |  | 5 | 1 | YES | 2 | 1 | 1 | NO | 1
SDGE | Ocean Ranch | 69 | 0 | 0 | 0 | 0 | 0 | 0 | 0 | 0 | 0 | 0 | 0 | 0 | 0 | 0 | 0 | 0 | 0 | 0 | 0 | 0 | 0 | 0 | 0 | 0 | 0 | 1 | 0 | 0 | 0 | 0 | 0 | 0 | 1 | 1 | 0 | 0 | 0 | 1 | 0 | 0 | 0 | 0 | 0 | 0 | 0 | 0 | 0 | 0 | 0 | 0 | 0 | 0 | 0 | 0 | 0 | 0 | 0 | 0 | 0 | 0 | 0 | 0 | 0 | 0 | 0 | 0 | 0 | 0 | 0 | 0 | 0 | 0 | 0 | 0 | 0 | 0 | 0 | 0 | 0 | 0 | 0 | 0 | 0 | 0 | 0 | 0 | 0 | 0 | 0 | 0 | 0 | 0 | 0 | 0 | 0 | 0 | 0 | 1 |  | 0 | 0 | 0 | 0 | 0 | 0 | 0 | 0 | 0 | 0 | 0 | 0 | 0 | 0 | 0 | 0 | 0 | 0 | 0 | 0 | 0 | 0 | 0 | 0 | 0 | 0 | 0 | 0 | 0 | 0 | 0 | 1 | 0 | 0 | 0 | 0 | -35.92 | 48.96 | 284 | San Luis Rey-San Onofre 230 kV line constraint | San Luis Rey-San Onofre 230 kV line constraint | Ocean Ranch 69 kV constraint |  | 0 | 1 | 0 | 0 | 0 | 0 | -35.92 | 48.96 | 284 | San Luis Rey-San Onofre 230 kV line constraint | San Luis Rey-San Onofre 230 kV line constraint | Ocean Ranch 69 kV constraint |  | 3 | 3 | NO | 3 | 1 | 1 | NO | 1
PG&E KERN | Oceano | 115 | 0 | 0 | 0 | 0 | 0 | 0 | 0 | 0 | 0 | 0 | 0 | 0 | 0 | 0 | 0 | 0 | 0 | 0 | 0 | 0 | 0 | 0 | 0 | 0 | 0 | 0 | 0 | 0 | 0 | 0 | 0 | 0 | 0 | 0 | 0 | 0 | 0 | 0 | 0 | 0 | 0 | 0 | 0 | 0 | 0 | 0 | 0 | 0 | 0 | 0 | 0 | 0 | 0 | 0 | 0 | 0 | 0 | 0 | 0 | 0 | 0 | 0 | 0 | 0 | 0 | 0 | 0 | 1 | 1 | 0 | 0 | 0 | 0 | 0 | 0 | 0 | 0 | 0 | 0 | 1 | 0 | 0 | 0 | 0 | 0 | 1 | 0 | 0 | 0 | 0 | 0 | 0 | 0 | 0 | 0 | 1 | 0 | 1 |  | 0 | 0 | 0 | 0 | 0 | 0 | 0 | 0 | 0 | 0 | 0 | 0 | 0 | 0 | 0 | 0 | 0 | 0 | 0 | 0 | 0 | 0 | 0 | 0 | 0 | 0 | 0 | 0 | 0 | 0 | 0 | 0 | 1 | 0 | 1 | 0 | 122.65 | -2360.472 | -1076.0882 | Cal Flat-Gates 230 kV line | Gates 500/230kV TB #11 | Gates 500/230kV TB #11 |  | 0 | 0 | 0 | 0 | 0 | 0 | 122.65 | 392.11 | 666.9203 | Cal Flat-Gates 230 kV line | Cal Flat-Gates 230 kV line | Cal Flat-Gates 230 kV line |  | 5 | 1 | YES | 2 | 5 | 1 | YES | 2
SDGE | Ocotillo Express | 500 | 0 | 0 | 0 | 0 | 0 | 0 | 0 | 0 | 0 | 0 | 0 | 0 | 0 | 0 | 0 | 0 | 0 | 0 | 0 | 0 | 0 | 0 | 0 | 0 | 0 | 0 | 0 | 0 | 0 | 0 | 1 | 1 | 1 | 0 | 0 | 1 | 0 | 0 | 0 | 0 | 0 | 0 | 0 | 0 | 0 | 0 | 0 | 0 | 0 | 0 | 0 | 0 | 0 | 0 | 0 | 0 | 0 | 0 | 0 | 0 | 0 | 0 | 0 | 0 | 0 | 0 | 0 | 0 | 0 | 0 | 0 | 0 | 0 | 0 | 0 | 0 | 0 | 0 | 0 | 0 | 0 | 0 | 0 | 0 | 0 | 0 | 0 | 0 | 0 | 0 | 0 | 0 | 0 | 0 | 0 | 0 | 0 | 4 |  | 0 | 0 | 0 | 0 | 0 | 0 | 0 | 0 | 0 | 0 | 0 | 0 | 0 | 0 | 0 | 0 | 0 | 0 | 0 | 0 | 0 | 0 | 0 | 0 | 0 | 0 | 0 | 0 | 0 | 0 | 0 | 1 | 0 | 0 | 0 | 0 | -35.92 | 48.96 | 2618.355 | San Luis Rey-San Onofre 230 kV line constraint | San Luis Rey-San Onofre 230 kV line constraint | East of Miguel constraint |  | 0 | 1 | 0 | 0 | 0 | 0 | -35.92 | 48.96 | 2618.355 | San Luis Rey-San Onofre 230 kV line constraint | San Luis Rey-San Onofre 230 kV line constraint | East of Miguel constraint |  | 3 | 3 | NO | 3 | 1 | 1 | NO | 1
PG&E KERN | Old River | 70 | 0 | 0 | 0 | 0 | 0 | 0 | 0 | 0 | 0 | 0 | 0 | 0 | 0 | 0 | 0 | 0 | 0 | 0 | 0 | 0 | 0 | 0 | 0 | 0 | 0 | 0 | 0 | 0 | 0 | 0 | 0 | 0 | 0 | 0 | 0 | 0 | 0 | 0 | 0 | 0 | 0 | 0 | 0 | 0 | 0 | 0 | 0 | 0 | 0 | 0 | 0 | 0 | 0 | 0 | 0 | 0 | 0 | 0 | 0 | 0 | 0 | 0 | 0 | 0 | 0 | 0 | 0 | 1 | 0 | 0 | 1 | 1 | 1 | 0 | 1 | 0 | 0 | 0 | 1 | 0 | 0 | 0 | 0 | 0 | 0 | 0 | 0 | 0 | 0 | 0 | 0 | 0 | 0 | 0 | 1 | 0 | 0 | 0 |  | 0 | 0 | 0 | 0 | 0 | 0 | 0 | 0 | 0 | 0 | 0 | 0 | 0 | 0 | 0 | 0 | 0 | 0 | 0 | 0 | 0 | 0 | 0 | 2.4 | 0 | 0 | 0 | 0 | 0 | 1 | 0 | 0 | 2 | 0 | 1 | 1 | 17.78 | -2086.452 | -1847.2316 | Midway-Taft 115 kV line | Gates 500/230kV TB #12 | Mustang-Henrietta 230 kV line |  | 0 | 0 | 0 | 0 | 0 | 0 | 17.78 | 17.78 | 56.104 | Midway-Taft 115 kV line | Midway-Taft 115 kV line | Maricopa-Copus 70 kV line |  | 5 | 1 | YES | 2 | 5 | 1 | YES | 2
SDGE | Old Town | 230 | 0 | 0 | 0 | 0 | 0 | 0 | 0 | 0 | 0 | 0 | 0 | 0 | 0 | 0 | 0 | 0 | 0 | 0 | 0 | 0 | 0 | 0 | 0 | 0 | 0 | 0 | 0 | 0 | 0 | 0 | 1 | 0 | 1 | 0 | 0 | 0 | 0 | 0 | 0 | 0 | 0 | 0 | 0 | 0 | 0 | 0 | 0 | 0 | 0 | 0 | 0 | 0 | 0 | 0 | 0 | 0 | 0 | 0 | 0 | 0 | 0 | 0 | 0 | 0 | 0 | 0 | 0 | 0 | 0 | 0 | 0 | 0 | 0 | 0 | 0 | 0 | 0 | 0 | 0 | 0 | 0 | 0 | 0 | 0 | 0 | 0 | 0 | 0 | 0 | 0 | 0 | 0 | 0 | 0 | 0 | 0 | 0 | 2 |  | 0 | 0 | 0 | 0 | 0 | 0 | 0 | 0 | 0 | 0 | 0 | 0 | 0 | 0 | 0 | 0 | 0 | 0 | 0 | 0 | 0 | 0 | 0 | 0 | 0 | 0 | 0 | 0 | 0 | 0 | 0 | 1 | 0 | 0 | 0 | 0 | -35.92 | 48.96 | 3490.5814 | San Luis Rey-San Onofre 230 kV line constraint | San Luis Rey-San Onofre 230 kV line constraint | San Luis Rey-San Onofre 230 kV line constraint |  | 0 | 1 | 0 | 0 | 0 | 0 | -35.92 | 48.96 | 3490.5814 | San Luis Rey-San Onofre 230 kV line constraint | San Luis Rey-San Onofre 230 kV line constraint | San Luis Rey-San Onofre 230 kV line constraint |  | 3 | 3 | NO | 3 | 1 | 1 | NO | 1
SCE Metro | Olinda | 230 | 0 | 0 | 0 | 0 | 0 | 0 | 0 | 0 | 0 | 1 | 0 | 0 | 0 | 0 | 0 | 0 | 0 | 0 | 0 | 0 | 0 | 0 | 0 | 0 | 0 | 0 | 0 | 0 | 0 | 0 | 0 | 0 | 0 | 0 | 0 | 0 | 0 | 0 | 0 | 0 | 0 | 0 | 0 | 0 | 0 | 0 | 0 | 0 | 0 | 0 | 0 | 0 | 0 | 0 | 0 | 0 | 0 | 0 | 0 | 0 | 0 | 0 | 0 | 0 | 0 | 0 | 0 | 0 | 0 | 0 | 0 | 0 | 0 | 0 | 0 | 0 | 0 | 0 | 0 | 0 | 0 | 0 | 0 | 0 | 0 | 0 | 0 | 0 | 0 | 0 | 0 | 0 | 0 | 0 | 0 | 0 | 0 | 0 |  | 0 | 0 | 0 | 0 | 0 | 0 | 0 | 0 | 0 | 0 | 0 | 0 | 0 | 0 | 0 | 0 | 0 | 0 | 0 | 0 | 0 | 0 | 0 | 0 | 0 | 0 | 0 | 0 | 0 | 0 | 0 | 0 | 0 | 0 | 0 | 0 | 3604.3788 | 8273.608 | 22319.9811 | SCE Metro Area Default Constraint | SCE Metro Area Default Constraint | SCE Metro Area Default Constraint |  | 0 | 0 | 0 | 0 | 0 | 0 | 3604.3788 | 8273.608 | 22319.9811 | SCE Metro Area Default Constraint | SCE Metro Area Default Constraint | SCE Metro Area Default Constraint |  | 1 | 1 | NO | 1 | 1 | 1 | NO | 1
PG&E FRESNO | Olive | 115 | 0 | 0 | 0 | 0 | 0 | 0 | 0 | 0 | 0 | 0 | 0 | 0 | 0 | 0 | 0 | 0 | 0 | 0 | 0 | 0 | 0 | 0 | 0 | 0 | 0 | 0 | 0 | 0 | 0 | 0 | 0 | 0 | 0 | 0 | 0 | 0 | 0 | 0 | 0 | 0 | 0 | 0 | 0 | 0 | 0 | 0 | 0 | 0 | 0 | 0 | 0 | 0 | 0 | 0 | 0 | 0 | 0 | 0 | 0 | 0 | 0 | 0 | 0 | 0 | 0 | 0 | 0 | 1 | 0 | 1 | 1 | 0 | 0 | 0 | 1 | 1 | 0 | 0 | 1 | 1 | 0 | 0 | 0 | 0 | 0 | 0 | 0 | 0 | 0 | 0 | 0 | 0 | 0 | 0 | 1 | 0 | 0 | 0 |  | 0 | 0 | 0 | 0 | 0 | 0 | 0 | 0 | 0 | 40 | 0 | 0 | 0 | 0 | 1 | 0 | 0 | 0 | 0 | 0 | 0 | 0 | 0 | 0 | 40 | 0 | 20 | 0 | 0 | 1 | 0 | 0 | 3 | 0 | 2 | 1 | 122.65 | -2360.472 | -1847.2316 | Cal Flat-Gates 230 kV line | Gates 500/230kV TB #11 | Mustang-Henrietta 230 kV line |  | 0 | 0 | 0 | 0 | 0 | 0 | 122.65 | 192.6 | 130.03 | Cal Flat-Gates 230 kV line | Smyrna-Atwell Jct 115kV Line | Smyrna-Atwell Jct 115kV Line |  | 5 | 1 | YES | 2 | 5 | 1 | YES | 2
PG&E NGBA | Olivehurst | 115 | 0 | 0 | 0 | 0 | 0 | 0 | 0 | 0 | 0 | 0 | 0 | 0 | 0 | 0 | 0 | 0 | 0 | 0 | 0 | 0 | 0 | 0 | 0 | 0 | 0 | 0 | 0 | 0 | 0 | 0 | 0 | 0 | 0 | 0 | 0 | 0 | 0 | 0 | 0 | 1 | 0 | 0 | 0 | 0 | 1 | 1 | 1 | 1 | 0 | 0 | 0 | 0 | 0 | 0 | 0 | 0 | 0 | 0 | 0 | 1 | 1 | 0 | 0 | 0 | 0 | 0 | 0 | 0 | 0 | 0 | 0 | 0 | 0 | 0 | 0 | 0 | 0 | 0 | 0 | 0 | 0 | 0 | 0 | 0 | 0 | 0 | 0 | 0 | 0 | 0 | 0 | 0 | 0 | 0 | 0 | 0 | 0 | 0 |  | 0 | 0 | 0 | 0 | 0 | 0 | 0 | 0 | 0 | 0 | 0 | 0 | 0 | 0 | 0 | 0 | 0 | 0 | 0 | 0 | 0 | 0 | 0 | 0 | 0 | 0 | 0 | 0 | 0 | 0 | 1 | 0 | 1 | 0 | 0 | 0 | -660.34 | -215.8012 | 85.9836 | Collinsville-Tesla 500 kV Line | Collinsville-Tesla 500 kV Line | Rocklin-Pleaseant grove 115kV line |  | 0 | 0 | 0 | 0 | 0 | 0 | 29.35 | 50 | 85.9836 | Bellota-Weber 230kV line | Rocklin-Pleaseant grove 115kV line | Rocklin-Pleaseant grove 115kV line |  | 5 | 1 | YES | 2 | 1 | 1 | NO | 1
PG&E NGBA | Oregon Trail | 60 | 0 | 0 | 0 | 0 | 0 | 0 | 0 | 0 | 0 | 0 | 0 | 0 | 0 | 0 | 0 | 0 | 0 | 0 | 0 | 0 | 0 | 0 | 0 | 0 | 0 | 0 | 0 | 0 | 0 | 0 | 0 | 0 | 0 | 0 | 0 | 0 | 0 | 0 | 0 | 1 | 0 | 0 | 0 | 0 | 0 | 0 | 0 | 0 | 0 | 0 | 0 | 0 | 0 | 0 | 0 | 0 | 0 | 0 | 0 | 0 | 0 | 0 | 0 | 0 | 0 | 0 | 0 | 0 | 0 | 0 | 0 | 0 | 0 | 0 | 0 | 0 | 0 | 0 | 0 | 0 | 0 | 0 | 0 | 0 | 0 | 0 | 0 | 0 | 0 | 0 | 0 | 0 | 0 | 0 | 0 | 0 | 0 | 0 |  | 0 | 0 | 0 | 0 | 0 | 0 | 0 | 0 | 0 | 0 | 0 | 0 | 0 | 0 | 0 | 0 | 0 | 0 | 0 | 0 | 0 | 0 | 0 | 0 | 0 | 0 | 0 | 0 | 0 | 0 | 1 | 0 | 1 | 0 | 0 | 0 | -660.34 | -215.8012 | 2295.5509 | Collinsville-Tesla 500 kV Line | Collinsville-Tesla 500 kV Line | Collinsville-Tesla 500 kV Line |  | 0 | 0 | 0 | 0 | 0 | 0 | 7984.66 | 8429.1988 | 2295.5509 | Collinsville-Tesla 500 kV Line | Collinsville-Tesla 500 kV Line | Collinsville-Tesla 500 kV Line |  | 5 | 1 | YES | 2 | 1 | 1 | NO | 1
SCE Northern | Ormond Beach | 230 | 0 | 0 | 1 | 0 | 1 | 0 | 0 | 0 | 0 | 0 | 0 | 0 | 0 | 0 | 0 | 0 | 0 | 0 | 0 | 0 | 0 | 0 | 0 | 0 | 1 | 0 | 0 | 0 | 0 | 0 | 0 | 0 | 0 | 0 | 0 | 0 | 0 | 0 | 0 | 0 | 0 | 0 | 0 | 0 | 0 | 0 | 0 | 0 | 0 | 0 | 0 | 0 | 0 | 0 | 0 | 0 | 0 | 0 | 0 | 0 | 0 | 0 | 0 | 0 | 0 | 0 | 0 | 0 | 0 | 0 | 0 | 0 | 0 | 0 | 0 | 0 | 0 | 0 | 0 | 0 | 0 | 0 | 0 | 0 | 0 | 0 | 0 | 0 | 0 | 0 | 0 | 0 | 0 | 0 | 0 | 0 | 0 | 0 |  | 0 | 0 | 0 | 0 | 0 | 0 | 0 | 0 | 0 | 0 | 0 | 0 | 0 | 0 | 0 | 0 | 0 | 0 | 0 | 0 | 0 | 0 | 0 | 0 | 0 | 0 | 0 | 0 | 0 | 0 | 1 | 0 | 1 | 0 | 0 | 0 | -3566.801 | -1411.508 | 344.027 | Lugo - Victorville area constraint | Lugo - Victorville area constraint | Lugo - Victorville area constraint |  | 0 | 0 | 0 | 0 | 0 | 0 | 448 | 554 | 2967 | Moorpark-Pardee Constraint | Moorpark-Pardee Constraint | Moorpark-Pardee Constraint |  | 5 | 1 | YES | 2 | 1 | 1 | NO | 1
PG&E FRESNO | Oro Loma | 115 | 0 | 0 | 0 | 0 | 0 | 0 | 0 | 0 | 0 | 0 | 0 | 0 | 0 | 0 | 0 | 0 | 0 | 0 | 0 | 0 | 0 | 0 | 0 | 0 | 0 | 0 | 0 | 0 | 0 | 0 | 0 | 0 | 0 | 0 | 0 | 0 | 0 | 0 | 0 | 0 | 0 | 0 | 0 | 0 | 0 | 0 | 0 | 0 | 0 | 0 | 0 | 0 | 0 | 0 | 0 | 0 | 0 | 0 | 0 | 0 | 0 | 0 | 0 | 0 | 0 | 0 | 0 | 0 | 0 | 0 | 0 | 0 | 0 | 0 | 0 | 0 | 0 | 0 | 0 | 1 | 0 | 1 | 0 | 0 | 0 | 1 | 0 | 1 | 0 | 0 | 0 | 0 | 1 | 0 | 0 | 0 | 0 | 1 |  | 0 | 0 | 0 | 0 | 0 | 0 | 0 | 0 | 0 | 0 | 0 | 0 | 0 | 0 | 0 | 0 | 0 | 0 | 0 | 0 | 0 | 0 | 0 | 0 | 100 | 0 | 0 | 0 | 0 | 1 | 0 | 0 | 1 | 0 | 1 | 0 | 485.45 | -2360.472 | -1076.0882 | Oro Loma-El Nido 115kV Line | Gates 500/230kV TB #11 | Gates 500/230kV TB #11 |  | 0 | 0 | 0 | 0 | 0 | 0 | 485.45 | 373.45 | 126.1276 | Oro Loma-El Nido 115kV Line | Oro Loma-El Nido 115kV Line | Oro Loma-El Nido 115kV Line |  | 5 | 1 | YES | 2 | 5 | 1 | YES | 2
PG&E FRESNO | Oro Loma | 70 | 0 | 0 | 0 | 0 | 0 | 0 | 0 | 0 | 0 | 0 | 0 | 0 | 0 | 0 | 0 | 0 | 0 | 0 | 0 | 0 | 0 | 0 | 0 | 0 | 0 | 0 | 0 | 0 | 0 | 0 | 0 | 0 | 0 | 0 | 0 | 0 | 0 | 0 | 0 | 0 | 0 | 0 | 0 | 0 | 0 | 0 | 0 | 0 | 0 | 0 | 0 | 0 | 0 | 0 | 0 | 0 | 0 | 0 | 0 | 0 | 0 | 0 | 0 | 0 | 0 | 0 | 0 | 0 | 0 | 0 | 0 | 0 | 0 | 0 | 0 | 0 | 0 | 0 | 0 | 1 | 0 | 0 | 0 | 0 | 0 | 1 | 0 | 1 | 0 | 0 | 0 | 0 | 1 | 0 | 0 | 0 | 0 | 1 |  | 0 | 0 | 0 | 0 | 0 | 0 | 0 | 0 | 0 | 0 | 0 | 0 | 0 | 0 | 0 | 0 | 0 | 0 | 0 | 0 | 0 | 0 | 0 | 5 | 0 | 0 | 0 | 0 | 0 | 1 | 0 | 0 | 1 | 0 | 1 | 0 | 485.45 | -2360.472 | -1076.0882 | Oro Loma-El Nido 115kV Line | Gates 500/230kV TB #11 | Gates 500/230kV TB #11 |  | 0 | 0 | 0 | 0 | 0 | 0 | 485.45 | 373.45 | 126.1276 | Oro Loma-El Nido 115kV Line | Oro Loma-El Nido 115kV Line | Oro Loma-El Nido 115kV Line |  | 5 | 1 | YES | 2 | 5 | 1 | YES | 2
PG&E FRESNO | Orosi | 70 | 0 | 0 | 0 | 0 | 0 | 0 | 0 | 0 | 0 | 0 | 0 | 0 | 0 | 0 | 0 | 0 | 0 | 0 | 0 | 0 | 0 | 0 | 0 | 0 | 0 | 0 | 0 | 0 | 0 | 0 | 0 | 0 | 0 | 0 | 0 | 0 | 0 | 0 | 0 | 0 | 0 | 0 | 0 | 0 | 0 | 0 | 0 | 0 | 0 | 0 | 0 | 0 | 0 | 0 | 0 | 0 | 0 | 0 | 0 | 0 | 0 | 0 | 0 | 0 | 0 | 0 | 0 | 0 | 1 | 0 | 0 | 0 | 0 | 0 | 0 | 0 | 0 | 0 | 0 | 1 | 0 | 1 | 0 | 1 | 0 | 1 | 0 | 0 | 0 | 0 | 0 | 0 | 0 | 0 | 0 | 0 | 0 | 1 |  | 0 | 0 | 0 | 0 | 0 | 0 | 0 | 0 | 0 | 0 | 0 | 0 | 0 | 0 | 0 | 0 | 0 | 0 | 0 | 0 | 0 | 0 | 0 | 0 | 0 | 0 | 0 | 0 | 0 | 0 | 1 | 0 | 2 | 0 | 1 | 0 | -82.55 | -2360.472 | -1076.0882 | Chowchilla-Le grand 115kV Line | Gates 500/230kV TB #11 | Gates 500/230kV TB #11 |  | 0 | 0 | 0 | 0 | 0 | 0 | 979.65 | 1168.45 | 768.5476 | Los Banos 500/230kV TB | Chowchilla-Le grand 115kV Line | Chowchilla-Le grand 115kV Line |  | 5 | 1 | YES | 2 | 5 | 1 | YES | 2
SDGE | Otay | 69 | 0 | 0 | 0 | 0 | 0 | 0 | 0 | 0 | 0 | 0 | 0 | 0 | 0 | 0 | 0 | 0 | 0 | 0 | 0 | 0 | 0 | 0 | 0 | 0 | 0 | 0 | 0 | 0 | 0 | 1 | 1 | 0 | 1 | 0 | 0 | 1 | 1 | 0 | 0 | 0 | 0 | 0 | 0 | 0 | 0 | 0 | 0 | 0 | 0 | 0 | 0 | 0 | 0 | 0 | 0 | 0 | 0 | 0 | 0 | 0 | 0 | 0 | 0 | 0 | 0 | 0 | 0 | 0 | 0 | 0 | 0 | 0 | 0 | 0 | 0 | 0 | 0 | 0 | 0 | 0 | 0 | 0 | 0 | 0 | 0 | 0 | 0 | 0 | 0 | 0 | 0 | 0 | 0 | 0 | 0 | 0 | 0 | 4 |  | 0 | 0 | 0 | 0 | 0 | 0 | 0 | 0 | 0 | 0 | 0 | 6 | 0 | 0 | 1 | 0 | 0 | 0 | 0 | 0 | 0 | 0 | 0 | 0 | 0 | 0 | 55.7 | 0 | 0 | 1 | 0 | 1 | 0 | 0 | 0 | 0 | -35.92 | 48.96 | 301.7864 | San Luis Rey-San Onofre 230 kV line constraint | San Luis Rey-San Onofre 230 kV line constraint | Miguel 69 kV constraint |  | 0 | 1 | 0 | 0 | 0 | 0 | -35.92 | 48.96 | 301.7864 | San Luis Rey-San Onofre 230 kV line constraint | San Luis Rey-San Onofre 230 kV line constraint | Miguel 69 kV constraint |  | 3 | 3 | NO | 3 | 1 | 1 | NO | 1
SDGE | Otay Mesa | 230 | 0 | 0 | 0 | 0 | 0 | 0 | 0 | 0 | 0 | 0 | 0 | 0 | 0 | 0 | 0 | 0 | 0 | 0 | 0 | 0 | 0 | 0 | 0 | 0 | 0 | 0 | 0 | 0 | 1 | 0 | 1 | 0 | 1 | 0 | 1 | 1 | 1 | 0 | 0 | 0 | 0 | 0 | 0 | 0 | 0 | 0 | 0 | 0 | 0 | 0 | 0 | 0 | 0 | 0 | 0 | 0 | 0 | 0 | 0 | 0 | 0 | 0 | 0 | 0 | 0 | 0 | 0 | 0 | 0 | 0 | 0 | 0 | 0 | 0 | 0 | 0 | 0 | 0 | 0 | 0 | 0 | 0 | 0 | 0 | 0 | 0 | 0 | 0 | 0 | 0 | 0 | 0 | 0 | 0 | 0 | 0 | 0 | 5 |  | 0 | 0 | 0 | 0 | 0 | 0 | 0 | 0 | 0 | 0 | 0 | -65 | 0 | 0 | 1 | 0 | 0 | 0 | 0 | 0 | 0 | 0 | 0 | 0 | 0 | 0 | 0 | 0 | 0 | 0 | 0 | 1 | 0 | 0 | 0 | 0 | -35.92 | 48.96 | 1085.1064 | San Luis Rey-San Onofre 230 kV line constraint | San Luis Rey-San Onofre 230 kV line constraint | Silvergate-Old Town 230 kV constraint |  | 0 | 1 | 0 | 0 | 0 | 0 | -35.92 | 48.96 | 1085.1064 | San Luis Rey-San Onofre 230 kV line constraint | San Luis Rey-San Onofre 230 kV line constraint | Silvergate-Old Town 230 kV constraint |  | 3 | 3 | NO | 3 | 1 | 1 | NO | 1
PG&E FRESNO | Padre Flats SW STA | 230 | 0 | 0 | 0 | 0 | 0 | 0 | 0 | 0 | 0 | 0 | 0 | 0 | 0 | 0 | 0 | 0 | 0 | 0 | 0 | 0 | 0 | 0 | 0 | 0 | 0 | 0 | 0 | 0 | 0 | 0 | 0 | 0 | 0 | 0 | 0 | 0 | 0 | 0 | 0 | 0 | 0 | 0 | 0 | 0 | 0 | 0 | 0 | 0 | 0 | 0 | 0 | 0 | 0 | 0 | 0 | 0 | 0 | 0 | 0 | 0 | 0 | 0 | 0 | 0 | 0 | 0 | 0 | 0 | 0 | 0 | 0 | 0 | 0 | 0 | 0 | 0 | 0 | 0 | 0 | 1 | 0 | 0 | 0 | 0 | 0 | 1 | 0 | 0 | 0 | 0 | 0 | 0 | 0 | 0 | 0 | 0 | 0 | 1 |  | 0 | 0 | 0 | 0 | 0 | 0 | 0 | 0 | 0 | 0 | 0 | 0 | 0 | 0 | 0 | 20 | 0 | 0 | 0 | 0 | 0 | 0 | 0 | 0 | 400 | 0 | 0 | 0 | 0 | 1 | 0 | 0 | 1 | 0 | 1 | 0 | 841.32 | -2360.472 | -1076.0882 | Gates 500/230kV TB #11 | Gates 500/230kV TB #11 | Gates 500/230kV TB #11 |  | 0 | 0 | 0 | 0 | 0 | 0 | 979.65 | 2637.9 | 5266.9118 | Los Banos 500/230kV TB | Los Banos 500/230kV TB | Gates 500/230kV TB #11 |  | 5 | 1 | YES | 2 | 5 | 1 | YES | 2
EOP | Pahrump | 138 | 0 | 0 | 0 | 0 | 0 | 0 | 0 | 0 | 0 | 0 | 0 | 0 | 0 | 0 | 0 | 0 | 0 | 0 | 0 | 0 | 0 | 0 | 1 | 1 | 1 | 0 | 0 | 0 | 0 | 0 | 0 | 0 | 0 | 0 | 0 | 0 | 0 | 0 | 0 | 0 | 0 | 0 | 0 | 0 | 0 | 0 | 0 | 0 | 0 | 0 | 0 | 0 | 0 | 0 | 0 | 0 | 0 | 0 | 0 | 0 | 0 | 0 | 0 | 0 | 0 | 0 | 0 | 0 | 0 | 0 | 0 | 0 | 0 | 0 | 0 | 0 | 0 | 0 | 0 | 0 | 0 | 0 | 0 | 0 | 0 | 0 | 0 | 0 | 0 | 0 | 0 | 0 | 0 | 0 | 0 | 0 | 0 | 2 |  | 0 | 0 | 0 | 0 | 0 | 0 | 0 | 0 | 0 | 0 | 0 | 0 | 0 | 0 | 0 | 0 | 0 | 0 | 0 | 0 | 0 | 0 | 0 | 0 | 0 | 0 | 0 | 0 | 0 | 0 | 1 | 0 | 1 | 0 | 0 | 0 | -3566.801 | -1411.508 | 344.027 | Lugo - Victorville area constraint | Lugo - Victorville area constraint | Lugo - Victorville area constraint |  | 0 | 0 | 0 | 0 | 0 | 0 | 576.5 | 1808.75 | 3367.55 | Sloan Canyon - Eldorado 500 kV constraint | Sloan Canyon - Eldorado 500 kV constraint | GLW 230kV area constraint |  | 5 | 1 | YES | 2 | 1 | 1 | NO | 1
EOP | Pahrump | 230 | 0 | 0 | 0 | 0 | 0 | 0 | 0 | 0 | 0 | 0 | 0 | 0 | 0 | 0 | 0 | 0 | 0 | 0 | 0 | 0 | 0 | 0 | 1 | 1 | 1 | 0 | 0 | 0 | 0 | 0 | 0 | 0 | 0 | 0 | 0 | 0 | 0 | 0 | 0 | 0 | 0 | 0 | 0 | 0 | 0 | 0 | 0 | 0 | 0 | 0 | 0 | 0 | 0 | 0 | 0 | 0 | 0 | 0 | 0 | 0 | 0 | 0 | 0 | 0 | 0 | 0 | 0 | 0 | 0 | 0 | 0 | 0 | 0 | 0 | 0 | 0 | 0 | 0 | 0 | 0 | 0 | 0 | 0 | 0 | 0 | 0 | 0 | 0 | 0 | 0 | 0 | 0 | 0 | 0 | 0 | 0 | 0 | 2 |  | 0 | 0 | 0 | 0 | 0 | 0 | 0 | 0 | 0 | 0 | 0 | 0 | 0 | 0 | 0 | 0 | 0 | 0 | 0 | 0 | 0 | 0 | 0 | 0 | 0 | 0 | 0 | 0 | 0 | 0 | 1 | 0 | 1 | 0 | 0 | 0 | -3566.801 | -1411.508 | 344.027 | Lugo - Victorville area constraint | Lugo - Victorville area constraint | Lugo - Victorville area constraint |  | 0 | 0 | 0 | 0 | 0 | 0 | 576.5 | 1808.75 | 3367.55 | Sloan Canyon - Eldorado 500 kV constraint | Sloan Canyon - Eldorado 500 kV constraint | GLW 230kV area constraint |  | 5 | 1 | YES | 2 | 1 | 1 | NO | 1
SDGE | Pala | 69 | 0 | 0 | 0 | 0 | 0 | 0 | 0 | 0 | 0 | 0 | 0 | 0 | 0 | 0 | 0 | 0 | 0 | 0 | 0 | 0 | 0 | 0 | 0 | 0 | 0 | 1 | 0 | 0 | 1 | 0 | 1 | 0 | 1 | 1 | 0 | 0 | 0 | 1 | 0 | 0 | 0 | 0 | 0 | 0 | 0 | 0 | 0 | 0 | 0 | 0 | 0 | 0 | 0 | 0 | 0 | 0 | 0 | 0 | 0 | 0 | 0 | 0 | 0 | 0 | 0 | 0 | 0 | 0 | 0 | 0 | 0 | 0 | 0 | 0 | 0 | 0 | 0 | 0 | 0 | 0 | 0 | 0 | 0 | 0 | 0 | 0 | 0 | 0 | 0 | 0 | 0 | 0 | 0 | 0 | 0 | 0 | 0 | 3 |  | 0 | 0 | 0 | 0 | 0 | 0 | 0 | 0 | 0 | 0 | 0 | 10 | 0 | 0 | 1 | 0 | 0 | 0 | 0 | 0 | 0 | 0 | 0 | 0 | 0 | 0 | 10 | 0 | 0 | 1 | 0 | 1 | 0 | 0 | 0 | 0 | -35.92 | 48.96 | 284 | San Luis Rey-San Onofre 230 kV line constraint | San Luis Rey-San Onofre 230 kV line constraint | Ocean Ranch 69 kV constraint |  | 0 | 1 | 0 | 0 | 0 | 0 | -35.92 | 48.96 | 284 | San Luis Rey-San Onofre 230 kV line constraint | San Luis Rey-San Onofre 230 kV line constraint | Ocean Ranch 69 kV constraint |  | 3 | 3 | NO | 3 | 1 | 1 | NO | 1
PG&E NGBA | Palermo | 115 | 0 | 0 | 0 | 0 | 0 | 0 | 0 | 0 | 0 | 0 | 0 | 0 | 0 | 0 | 0 | 0 | 0 | 0 | 0 | 0 | 0 | 0 | 0 | 0 | 0 | 0 | 0 | 0 | 0 | 0 | 0 | 0 | 0 | 0 | 0 | 0 | 0 | 0 | 0 | 1 | 0 | 0 | 0 | 0 | 1 | 1 | 1 | 1 | 0 | 0 | 0 | 0 | 0 | 0 | 0 | 0 | 0 | 0 | 0 | 1 | 1 | 0 | 0 | 0 | 0 | 0 | 0 | 0 | 0 | 0 | 0 | 0 | 0 | 0 | 0 | 0 | 0 | 0 | 0 | 0 | 0 | 0 | 0 | 0 | 0 | 0 | 0 | 0 | 0 | 0 | 0 | 0 | 0 | 0 | 0 | 0 | 0 | 0 |  | 0 | 0 | 0 | 0 | 0 | 0 | 0 | 0 | 0 | 0 | 0 | 0 | 0 | 0 | 0 | 0 | 0 | 0 | 0 | 0 | 0 | 0 | 0 | 0 | 0 | 0 | 0 | 0 | 0 | 0 | 1 | 0 | 1 | 0 | 0 | 0 | -660.34 | -215.8012 | 85.9836 | Collinsville-Tesla 500 kV Line | Collinsville-Tesla 500 kV Line | Rocklin-Pleaseant grove 115kV line |  | 0 | 0 | 0 | 0 | 0 | 0 | 29.35 | 50 | 85.9836 | Bellota-Weber 230kV line | Rocklin-Pleaseant grove 115kV line | Rocklin-Pleaseant grove 115kV line |  | 5 | 1 | YES | 2 | 1 | 1 | NO | 1
PG&E NGBA | Palermo | 230 | 0 | 0 | 0 | 0 | 0 | 0 | 0 | 0 | 0 | 0 | 0 | 0 | 0 | 0 | 0 | 0 | 0 | 0 | 0 | 0 | 0 | 0 | 0 | 0 | 0 | 0 | 0 | 0 | 0 | 0 | 0 | 0 | 0 | 0 | 0 | 0 | 0 | 0 | 0 | 1 | 0 | 0 | 0 | 0 | 0 | 1 | 1 | 1 | 0 | 0 | 0 | 0 | 0 | 0 | 0 | 0 | 0 | 0 | 0 | 1 | 1 | 0 | 0 | 0 | 0 | 0 | 0 | 0 | 0 | 0 | 0 | 0 | 0 | 0 | 0 | 0 | 0 | 0 | 0 | 0 | 0 | 0 | 0 | 0 | 0 | 0 | 0 | 0 | 0 | 0 | 0 | 0 | 0 | 0 | 0 | 0 | 0 | 0 |  | 0 | 0 | 0 | 0 | 0 | 0 | 0 | 0 | 0 | 0 | 0 | 0 | 0 | 0 | 0 | 20 | 0 | 0 | 0 | 0 | 0 | 0 | 0 | 0 | 0 | 0 | 0 | 0 | 0 | 1 | 1 | 0 | 1 | 0 | 0 | 0 | -660.34 | -215.8012 | 186.9836 | Collinsville-Tesla 500 kV Line | Collinsville-Tesla 500 kV Line | Rio Oso-Lockeford 230kV line |  | 0 | 0 | 0 | 0 | 0 | 0 | 29.35 | 368.5 | 186.9836 | Bellota-Weber 230kV line | Bellota-Weber 230kV line | Rio Oso-Lockeford 230kV line |  | 5 | 1 | YES | 2 | 1 | 1 | NO | 1
SCE Eastern | Palo Verde | 500 | 0 | 0 | 0 | 0 | 0 | 0 | 0 | 0 | 0 | 0 | 0 | 0 | 0 | 0 | 0 | 0 | 0 | 1 | 0 | 0 | 0 | 1 | 0 | 0 | 1 | 0 | 0 | 0 | 0 | 0 | 0 | 0 | 0 | 0 | 0 | 0 | 0 | 0 | 0 | 0 | 0 | 0 | 0 | 0 | 0 | 0 | 0 | 0 | 0 | 0 | 0 | 0 | 0 | 0 | 0 | 0 | 0 | 0 | 0 | 0 | 0 | 0 | 0 | 0 | 0 | 0 | 0 | 0 | 0 | 0 | 0 | 0 | 0 | 0 | 0 | 0 | 0 | 0 | 0 | 0 | 0 | 0 | 0 | 0 | 0 | 0 | 0 | 0 | 0 | 0 | 0 | 0 | 0 | 0 | 0 | 0 | 0 | 2 |  | 0 | 0 | 0 | 0 | 1585 | 0 | 0 | 0 | 0 | 0 | 0 | 0 | 0 | 0 | 1 | 0 | 0 | 0 | 0 | 4121 | 0 | 0 | 0 | 0 | 0 | 0 | 0 | 0 | 0 | 1 | 1 | 4 | 1 | 2 | 0 | 1 | -3566.801 | -1411.508 | -314.404 | Lugo - Victorville area constraint | Lugo - Victorville area constraint | Devers-Red Bluff Constraint |  | 0 | 2 | 0 | 2 | 0 | 1 | -1231.146 | -737.708 | -314.404 | Devers-Red Bluff Constraint | Devers-Red Bluff Constraint | Devers-Red Bluff Constraint |  | 5 | 4 | YES | 4 | 4 | 4 | NO | 4
SDGE | Palomar Energy | 230 | 0 | 0 | 0 | 0 | 0 | 0 | 0 | 0 | 0 | 0 | 0 | 0 | 0 | 0 | 0 | 0 | 0 | 0 | 0 | 0 | 0 | 0 | 0 | 0 | 0 | 1 | 0 | 0 | 1 | 0 | 1 | 0 | 1 | 0 | 0 | 0 | 0 | 1 | 0 | 0 | 0 | 0 | 0 | 0 | 0 | 0 | 0 | 0 | 0 | 0 | 0 | 0 | 0 | 0 | 0 | 0 | 0 | 0 | 0 | 0 | 0 | 0 | 0 | 0 | 0 | 0 | 0 | 0 | 0 | 0 | 0 | 0 | 0 | 0 | 0 | 0 | 0 | 0 | 0 | 0 | 0 | 0 | 0 | 0 | 0 | 0 | 0 | 0 | 0 | 0 | 0 | 0 | 0 | 0 | 0 | 0 | 0 | 3 |  | 0 | 0 | 0 | 0 | 0 | 0 | 0 | 0 | 0 | 0 | 0 | 0 | 0 | 0 | 0 | 0 | 0 | 0 | 0 | 0 | 0 | 0 | 0 | 0 | 0 | 0 | 0 | 0 | 0 | 0 | 0 | 1 | 0 | 0 | 0 | 0 | -35.92 | 48.96 | 1265.36 | San Luis Rey-San Onofre 230 kV line constraint | San Luis Rey-San Onofre 230 kV line constraint | Talega 230 kV constraint |  | 0 | 1 | 0 | 0 | 0 | 0 | -35.92 | 48.96 | 1265.36 | San Luis Rey-San Onofre 230 kV line constraint | San Luis Rey-San Onofre 230 kV line constraint | Talega 230 kV constraint |  | 3 | 3 | NO | 3 | 1 | 1 | NO | 1
PG&E KERN | Panama | 70 | 0 | 0 | 0 | 0 | 0 | 0 | 0 | 0 | 0 | 0 | 0 | 0 | 0 | 0 | 0 | 0 | 0 | 0 | 0 | 0 | 0 | 0 | 0 | 0 | 0 | 0 | 0 | 0 | 0 | 0 | 0 | 0 | 0 | 0 | 0 | 0 | 0 | 0 | 0 | 0 | 0 | 0 | 0 | 0 | 0 | 0 | 0 | 0 | 0 | 0 | 0 | 0 | 0 | 0 | 0 | 0 | 0 | 0 | 0 | 0 | 0 | 0 | 0 | 0 | 0 | 0 | 0 | 1 | 1 | 0 | 0 | 0 | 0 | 0 | 0 | 0 | 0 | 0 | 0 | 1 | 0 | 0 | 0 | 0 | 0 | 0 | 0 | 0 | 0 | 0 | 0 | 0 | 0 | 0 | 0 | 0 | 0 | 0 |  | 0 | 0 | 0 | 0 | 0 | 0 | 0 | 0 | 0 | 0 | 0 | 0 | 0 | 0 | 0 | 0 | 0 | 0 | 0 | 0 | 0 | 0 | 0 | 0 | 0 | 0 | 0 | 0 | 0 | 0 | 0 | 0 | 1 | 0 | 1 | 0 | 122.65 | -2360.472 | -1076.0882 | Cal Flat-Gates 230 kV line | Gates 500/230kV TB #11 | Gates 500/230kV TB #11 |  | 0 | 0 | 0 | 0 | 0 | 0 | 122.65 | 392.11 | 666.9203 | Cal Flat-Gates 230 kV line | Cal Flat-Gates 230 kV line | Cal Flat-Gates 230 kV line |  | 5 | 1 | YES | 2 | 5 | 1 | YES | 2
PG&E FRESNO | Panoche | 115 | 0 | 0 | 0 | 0 | 0 | 0 | 0 | 0 | 0 | 0 | 0 | 0 | 0 | 0 | 0 | 0 | 0 | 0 | 0 | 0 | 0 | 0 | 0 | 0 | 0 | 0 | 0 | 0 | 0 | 0 | 0 | 0 | 0 | 0 | 0 | 0 | 0 | 0 | 0 | 0 | 0 | 0 | 0 | 0 | 0 | 1 | 0 | 0 | 0 | 0 | 0 | 0 | 0 | 0 | 0 | 0 | 0 | 0 | 0 | 0 | 0 | 0 | 0 | 0 | 0 | 0 | 0 | 0 | 0 | 0 | 0 | 0 | 0 | 0 | 0 | 0 | 0 | 0 | 1 | 1 | 1 | 1 | 1 | 0 | 0 | 1 | 0 | 1 | 0 | 0 | 0 | 0 | 0 | 0 | 0 | 0 | 0 | 1 |  | 0 | 0 | 0 | 0 | 0 | 0 | 0 | 0 | 0 | 0 | 0 | 0 | 0 | 0 | 0 | 0 | 0 | 0 | 0 | 0 | 0 | 0 | 0 | 4.4 | 0 | 0 | 0 | 0 | 0 | 1 | 0 | 0 | 2 | 0 | 2 | 0 | 29.35 | -2360.472 | -1671.433 | Bellota-Weber 230kV line | Gates 500/230kV TB #11 | Gates 500/230kV TB #12 |  | 0 | 0 | 0 | 0 | 0 | 0 | 29.35 | 300.67 | 268.524 | Bellota-Weber 230kV line | Gates 230/70kV TB #5 | Gates 230/70kV TB #5 |  | 5 | 1 | YES | 2 | 5 | 1 | YES | 2
PG&E FRESNO | Panoche | 230 | 0 | 0 | 0 | 0 | 0 | 0 | 0 | 0 | 0 | 0 | 0 | 0 | 0 | 0 | 0 | 0 | 0 | 0 | 0 | 0 | 0 | 0 | 0 | 0 | 0 | 0 | 0 | 0 | 0 | 0 | 0 | 0 | 0 | 0 | 0 | 0 | 0 | 0 | 0 | 0 | 0 | 0 | 0 | 0 | 0 | 0 | 0 | 0 | 0 | 0 | 0 | 0 | 0 | 0 | 0 | 0 | 0 | 0 | 0 | 0 | 0 | 0 | 0 | 0 | 0 | 0 | 0 | 0 | 0 | 0 | 0 | 0 | 0 | 0 | 0 | 0 | 0 | 0 | 1 | 1 | 0 | 1 | 0 | 0 | 0 | 1 | 0 | 0 | 0 | 0 | 0 | 0 | 0 | 0 | 0 | 0 | 0 | 1 |  | 0 | 0 | 0 | 0 | 0 | 0 | 0 | 0 | 0 | 0 | 0 | 0 | 0 | 0 | 0 | 0 | 0 | 0 | 0 | 0 | 0 | 0 | 0 | 0 | 0 | 0 | 0 | 0 | 0 | 0 | 0 | 0 | 2 | 0 | 2 | 0 | 530.62 | -2360.472 | -1671.433 | Gates 500/230kV TB #12 | Gates 500/230kV TB #11 | Gates 500/230kV TB #12 |  | 0 | 0 | 0 | 0 | 0 | 0 | 979.65 | 1690.55 | 2213.8866 | Los Banos 500/230kV TB | Tranquility-Helm 230kV Line | Tranquility-Helm 230kV Line |  | 5 | 1 | YES | 2 | 5 | 1 | YES | 2
SCE Northern | Pardee | 230 | 0 | 0 | 1 | 0 | 0 | 0 | 0 | 0 | 0 | 0 | 0 | 0 | 0 | 0 | 0 | 0 | 0 | 0 | 0 | 0 | 0 | 0 | 0 | 0 | 1 | 0 | 0 | 0 | 0 | 0 | 0 | 0 | 0 | 0 | 0 | 0 | 0 | 0 | 0 | 0 | 0 | 0 | 0 | 0 | 0 | 0 | 0 | 0 | 0 | 0 | 0 | 0 | 0 | 0 | 0 | 0 | 0 | 0 | 0 | 0 | 0 | 0 | 0 | 0 | 0 | 0 | 0 | 0 | 0 | 0 | 0 | 0 | 0 | 0 | 0 | 0 | 0 | 0 | 0 | 0 | 0 | 0 | 0 | 0 | 0 | 0 | 0 | 0 | 0 | 0 | 0 | 0 | 0 | 0 | 0 | 0 | 0 | 0 |  | 0 | 0 | 0 | 0 | 0 | 0 | 0 | 0 | 0 | 0 | 0 | 80 | 0 | 0 | 1 | 0 | 0 | 0 | 0 | 0 | 0 | 0 | 0 | 0 | 700 | 0 | 95 | 0 | 250 | 1 | 1 | 0 | 1 | 0 | 0 | 0 | -3566.801 | -1411.508 | 344.027 | Lugo - Victorville area constraint | Lugo - Victorville area constraint | Lugo - Victorville area constraint |  | 0 | 0 | 0 | 0 | 0 | 0 | 1869 | 1450 | 6423.79 | Pardee-Sylmar Constraint | Pardee-Sylmar Constraint | Pardee-Sylmar Constraint |  | 5 | 1 | YES | 2 | 1 | 1 | NO | 1
PG&E NGBA | Parkway | 230 | 0 | 0 | 0 | 0 | 0 | 0 | 0 | 0 | 0 | 0 | 0 | 0 | 0 | 0 | 0 | 0 | 0 | 0 | 0 | 0 | 0 | 0 | 0 | 0 | 0 | 0 | 0 | 0 | 0 | 0 | 0 | 0 | 0 | 0 | 0 | 0 | 0 | 0 | 0 | 1 | 0 | 0 | 0 | 0 | 0 | 0 | 0 | 0 | 0 | 0 | 0 | 0 | 0 | 0 | 0 | 1 | 0 | 0 | 0 | 0 | 0 | 0 | 0 | 0 | 0 | 0 | 1 | 0 | 0 | 0 | 0 | 0 | 0 | 0 | 0 | 0 | 0 | 0 | 0 | 0 | 0 | 0 | 0 | 0 | 0 | 0 | 0 | 0 | 0 | 0 | 0 | 0 | 0 | 0 | 0 | 0 | 0 | 0 |  | 0 | 0 | 0 | 0 | 0 | 0 | 0 | 0 | 0 | 0 | 0 | 0 | 0 | 0 | 0 | 0 | 0 | 0 | 0 | 0 | 0 | 0 | 0 | 0 | 0 | 0 | 0 | 0 | 0 | 0 | 2 | 0 | 2 | 0 | 0 | 0 | -660.34 | -215.8012 | 361.1526 | Collinsville-Tesla 500 kV Line | Collinsville-Tesla 500 kV Line | Birds Landing-Contra Costa 230kV Line |  | 1 | 0 | 1 | 0 | 0 | 0 | -298.39 | -27.9962 | 361.1526 | Birds Landing-Contra Costa 230kV Line | Birds Landing-Contra Costa 230kV Line | Birds Landing-Contra Costa 230kV Line |  | 5 | 5 | NO | 5 | 1 | 1 | NO | 1
SCE Northern | Pastoria | 230 | 0 | 0 | 1 | 0 | 0 | 0 | 1 | 0 | 0 | 0 | 0 | 0 | 0 | 0 | 0 | 0 | 0 | 0 | 0 | 0 | 0 | 0 | 0 | 0 | 1 | 0 | 0 | 0 | 0 | 0 | 0 | 0 | 0 | 0 | 0 | 0 | 0 | 0 | 0 | 0 | 0 | 0 | 0 | 0 | 0 | 0 | 0 | 0 | 0 | 0 | 0 | 0 | 0 | 0 | 0 | 0 | 0 | 0 | 0 | 0 | 0 | 0 | 0 | 0 | 0 | 0 | 0 | 0 | 0 | 0 | 0 | 0 | 0 | 0 | 0 | 0 | 0 | 0 | 0 | 0 | 0 | 0 | 0 | 0 | 0 | 0 | 0 | 0 | 0 | 0 | 0 | 0 | 0 | 0 | 0 | 0 | 0 | 0 |  | 0 | 0 | 0 | 0 | 0 | 0 | 0 | 0 | 0 | 0 | 0 | 0 | 0 | 0 | 0 | 0 | 0 | 0 | 0 | 0 | 0 | 0 | 0 | 0 | 0 | 105 | 80 | 0 | 0 | 1 | 1 | 0 | 1 | 0 | 0 | 0 | -3566.801 | -1411.508 | 344.027 | Lugo - Victorville area constraint | Lugo - Victorville area constraint | Lugo - Victorville area constraint |  | 0 | 0 | 0 | 0 | 0 | 0 | 258 | 29.5 | 2003.79 | South of Magunden Constraint | South of Magunden Constraint | South of Magunden Constraint |  | 5 | 1 | YES | 2 | 1 | 1 | NO | 1
SCE Metro | Pauda | 230 | 0 | 0 | 0 | 0 | 0 | 0 | 0 | 0 | 0 | 1 | 0 | 0 | 0 | 0 | 0 | 0 | 0 | 0 | 0 | 0 | 0 | 0 | 0 | 0 | 0 | 0 | 0 | 0 | 0 | 0 | 0 | 0 | 0 | 0 | 0 | 0 | 0 | 0 | 0 | 0 | 0 | 0 | 0 | 0 | 0 | 0 | 0 | 0 | 0 | 0 | 0 | 0 | 0 | 0 | 0 | 0 | 0 | 0 | 0 | 0 | 0 | 0 | 0 | 0 | 0 | 0 | 0 | 0 | 0 | 0 | 0 | 0 | 0 | 0 | 0 | 0 | 0 | 0 | 0 | 0 | 0 | 0 | 0 | 0 | 0 | 0 | 0 | 0 | 0 | 0 | 0 | 0 | 0 | 0 | 0 | 0 | 0 | 0 |  | 0 | 0 | 0 | 0 | 0 | 0 | 0 | 0 | 0 | 0 | 0 | 120 | 0 | 0 | 1 | 0 | 0 | 0 | 0 | 0 | 0 | 0 | 0 | 0 | 0 | 0 | 120 | 0 | 0 | 1 | 0 | 0 | 0 | 0 | 0 | 0 | 3604.3788 | 8273.608 | 22319.9811 | SCE Metro Area Default Constraint | SCE Metro Area Default Constraint | SCE Metro Area Default Constraint |  | 0 | 0 | 0 | 0 | 0 | 0 | 3604.3788 | 8273.608 | 22319.9811 | SCE Metro Area Default Constraint | SCE Metro Area Default Constraint | SCE Metro Area Default Constraint |  | 1 | 1 | NO | 1 | 1 | 1 | NO | 1
PG&E GBA | Paul Sweet | 115 | 0 | 0 | 0 | 0 | 0 | 0 | 0 | 0 | 0 | 0 | 0 | 0 | 0 | 0 | 0 | 0 | 0 | 0 | 0 | 0 | 0 | 0 | 0 | 0 | 0 | 0 | 0 | 0 | 0 | 0 | 0 | 0 | 0 | 0 | 0 | 0 | 0 | 0 | 0 | 0 | 0 | 0 | 0 | 0 | 0 | 0 | 0 | 0 | 0 | 0 | 0 | 0 | 0 | 0 | 0 | 0 | 0 | 0 | 0 | 0 | 0 | 0 | 0 | 0 | 1 | 0 | 0 | 0 | 0 | 0 | 0 | 0 | 0 | 0 | 0 | 0 | 0 | 0 | 0 | 0 | 0 | 0 | 0 | 0 | 0 | 0 | 0 | 0 | 0 | 0 | 0 | 0 | 0 | 0 | 0 | 0 | 0 | 0 |  | 0 | 0 | 0 | 0 | 0 | 0 | 0 | 0 | 0 | 0 | 0 | 0 | 0 | 0 | 0 | 0 | 0 | 0 | 0 | 0 | 0 | 0 | 0 | 0 | 0 | 0 | 0 | 13 | 0 | 1 | 0 | 0 | 0 | 0 | 0 | 0 | 155 | 161.5 | 72 | Morganhill-Metcalf 115kV Line | Morganhill-Metcalf 115kV Line | Morganhill-Metcalf 115kV Line |  | 0 | 0 | 0 | 0 | 0 | 0 | 155 | 161.5 | 72 | Morganhill-Metcalf 115kV Line | Morganhill-Metcalf 115kV Line | Morganhill-Metcalf 115kV Line |  | 1 | 1 | NO | 1 | 1 | 1 | NO | 1
PG&E NGBA | Peabody | 230 | 0 | 0 | 0 | 0 | 0 | 0 | 0 | 0 | 0 | 0 | 0 | 0 | 0 | 0 | 0 | 0 | 0 | 0 | 0 | 0 | 0 | 0 | 0 | 0 | 0 | 0 | 0 | 0 | 0 | 0 | 0 | 0 | 0 | 0 | 0 | 0 | 0 | 0 | 0 | 1 | 0 | 0 | 0 | 0 | 0 | 0 | 0 | 0 | 0 | 0 | 0 | 0 | 0 | 1 | 1 | 1 | 0 | 0 | 0 | 0 | 0 | 0 | 0 | 0 | 0 | 1 | 1 | 0 | 0 | 0 | 0 | 0 | 0 | 0 | 0 | 0 | 0 | 0 | 0 | 0 | 0 | 0 | 0 | 0 | 0 | 0 | 0 | 0 | 0 | 0 | 0 | 0 | 0 | 0 | 0 | 0 | 0 | 0 |  | 0 | 0 | 0 | 0 | 0 | 0 | 0 | 0 | 0 | 0 | 0 | 0 | 0 | 0 | 0 | 0 | 0 | 0 | 0 | 0 | 0 | 0 | 0 | 0 | 0 | 0 | 0 | 0 | 0 | 0 | 3 | 0 | 2 | 0 | 0 | 0 | -660.34 | -215.8012 | 361.1526 | Collinsville-Tesla 500 kV Line | Collinsville-Tesla 500 kV Line | Birds Landing-Contra Costa 230kV Line |  | 1 | 0 | 1 | 0 | 0 | 0 | -298.39 | -27.9962 | 361.1526 | Birds Landing-Contra Costa 230kV Line | Birds Landing-Contra Costa 230kV Line | Birds Landing-Contra Costa 230kV Line |  | 5 | 5 | NO | 5 | 1 | 1 | NO | 1
PG&E NGBA | Pease | 115 | 0 | 0 | 0 | 0 | 0 | 0 | 0 | 0 | 0 | 0 | 0 | 0 | 0 | 0 | 0 | 0 | 0 | 0 | 0 | 0 | 0 | 0 | 0 | 0 | 0 | 0 | 0 | 0 | 0 | 0 | 0 | 0 | 0 | 0 | 0 | 0 | 0 | 0 | 0 | 1 | 0 | 0 | 0 | 0 | 1 | 1 | 1 | 1 | 0 | 0 | 0 | 0 | 0 | 0 | 0 | 0 | 0 | 0 | 0 | 1 | 1 | 0 | 0 | 0 | 0 | 0 | 0 | 0 | 0 | 0 | 0 | 0 | 0 | 0 | 0 | 0 | 0 | 0 | 0 | 0 | 0 | 0 | 0 | 0 | 0 | 0 | 0 | 0 | 0 | 0 | 0 | 0 | 0 | 0 | 0 | 0 | 0 | 0 |  | 0 | 0 | 0 | 0 | 0 | 0 | 0 | 0 | 0 | 0 | 0 | 0 | 0 | 0 | 0 | 0 | 0 | 0 | 0 | 0 | 0 | 0 | 0 | 0 | 0 | 0 | 0 | 0 | 0 | 0 | 1 | 0 | 1 | 0 | 0 | 0 | -660.34 | -215.8012 | 85.9836 | Collinsville-Tesla 500 kV Line | Collinsville-Tesla 500 kV Line | Rocklin-Pleaseant grove 115kV line |  | 0 | 0 | 0 | 0 | 0 | 0 | 29.35 | 50 | 85.9836 | Bellota-Weber 230kV line | Rocklin-Pleaseant grove 115kV line | Rocklin-Pleaseant grove 115kV line |  | 5 | 1 | YES | 2 | 1 | 1 | NO | 1
PG&E NGBA | Pease | 60 | 0 | 0 | 0 | 0 | 0 | 0 | 0 | 0 | 0 | 0 | 0 | 0 | 0 | 0 | 0 | 0 | 0 | 0 | 0 | 0 | 0 | 0 | 0 | 0 | 0 | 0 | 0 | 0 | 0 | 0 | 0 | 0 | 0 | 0 | 0 | 0 | 0 | 0 | 0 | 1 | 0 | 0 | 0 | 0 | 1 | 1 | 1 | 1 | 0 | 0 | 0 | 0 | 0 | 0 | 0 | 0 | 0 | 0 | 0 | 1 | 1 | 0 | 0 | 0 | 0 | 0 | 0 | 0 | 0 | 0 | 0 | 0 | 0 | 0 | 0 | 0 | 0 | 0 | 0 | 0 | 0 | 0 | 0 | 0 | 0 | 0 | 0 | 0 | 0 | 0 | 0 | 0 | 0 | 0 | 0 | 0 | 0 | 0 |  | 0 | 0 | 0 | 0 | 0 | 0 | 0 | 0 | 0 | 0 | 0 | 0 | 0 | 0 | 0 | 0 | 0 | 0 | 0 | 0 | 0 | 0 | 0 | 0 | 0 | 0 | 0 | 0 | 0 | 0 | 1 | 0 | 1 | 0 | 0 | 0 | -660.34 | -215.8012 | 85.9836 | Collinsville-Tesla 500 kV Line | Collinsville-Tesla 500 kV Line | Rocklin-Pleaseant grove 115kV line |  | 0 | 0 | 0 | 0 | 0 | 0 | 29.35 | 50 | 85.9836 | Bellota-Weber 230kV line | Rocklin-Pleaseant grove 115kV line | Rocklin-Pleaseant grove 115kV line |  | 5 | 1 | YES | 2 | 1 | 1 | NO | 1
SDGE | Penasquitos | 138 | 0 | 0 | 0 | 0 | 0 | 0 | 0 | 0 | 0 | 0 | 0 | 0 | 0 | 0 | 0 | 0 | 0 | 0 | 0 | 0 | 0 | 0 | 0 | 0 | 0 | 0 | 0 | 0 | 0 | 0 | 1 | 0 | 1 | 0 | 0 | 0 | 0 | 0 | 0 | 0 | 0 | 0 | 0 | 0 | 0 | 0 | 0 | 0 | 0 | 0 | 0 | 0 | 0 | 0 | 0 | 0 | 0 | 0 | 0 | 0 | 0 | 0 | 0 | 0 | 0 | 0 | 0 | 0 | 0 | 0 | 0 | 0 | 0 | 0 | 0 | 0 | 0 | 0 | 0 | 0 | 0 | 0 | 0 | 0 | 0 | 0 | 0 | 0 | 0 | 0 | 0 | 0 | 0 | 0 | 0 | 0 | 0 | 2 |  | 0 | 0 | 0 | 0 | 0 | 0 | 0 | 0 | 0 | 0 | 0 | 0 | 0 | 0 | 0 | 0 | 0 | 0 | 0 | 0 | 0 | 0 | 0 | 0 | 0 | 0 | 0 | 0 | 0 | 0 | 0 | 1 | 0 | 0 | 0 | 0 | -35.92 | 48.96 | 3490.5814 | San Luis Rey-San Onofre 230 kV line constraint | San Luis Rey-San Onofre 230 kV line constraint | San Luis Rey-San Onofre 230 kV line constraint |  | 0 | 1 | 0 | 0 | 0 | 0 | -35.92 | 48.96 | 3490.5814 | San Luis Rey-San Onofre 230 kV line constraint | San Luis Rey-San Onofre 230 kV line constraint | San Luis Rey-San Onofre 230 kV line constraint |  | 3 | 3 | NO | 3 | 1 | 1 | NO | 1
SDGE | Penasquitos | 230 | 0 | 0 | 0 | 0 | 0 | 0 | 0 | 0 | 0 | 0 | 0 | 0 | 0 | 0 | 0 | 0 | 0 | 0 | 0 | 0 | 0 | 0 | 0 | 0 | 0 | 0 | 0 | 0 | 0 | 0 | 1 | 0 | 1 | 0 | 0 | 0 | 0 | 0 | 0 | 0 | 0 | 0 | 0 | 0 | 0 | 0 | 0 | 0 | 0 | 0 | 0 | 0 | 0 | 0 | 0 | 0 | 0 | 0 | 0 | 0 | 0 | 0 | 0 | 0 | 0 | 0 | 0 | 0 | 0 | 0 | 0 | 0 | 0 | 0 | 0 | 0 | 0 | 0 | 0 | 0 | 0 | 0 | 0 | 0 | 0 | 0 | 0 | 0 | 0 | 0 | 0 | 0 | 0 | 0 | 0 | 0 | 0 | 2 |  | 0 | 0 | 0 | 0 | 0 | 0 | 0 | 0 | 0 | 0 | 0 | 0 | 0 | 0 | 0 | 0 | 0 | 0 | 0 | 0 | 0 | 0 | 0 | 0 | 0 | 0 | 0 | 0 | 0 | 0 | 0 | 1 | 0 | 0 | 0 | 0 | -35.92 | 48.96 | 3490.5814 | San Luis Rey-San Onofre 230 kV line constraint | San Luis Rey-San Onofre 230 kV line constraint | San Luis Rey-San Onofre 230 kV line constraint |  | 0 | 1 | 0 | 0 | 0 | 0 | -35.92 | 48.96 | 3490.5814 | San Luis Rey-San Onofre 230 kV line constraint | San Luis Rey-San Onofre 230 kV line constraint | San Luis Rey-San Onofre 230 kV line constraint |  | 3 | 3 | NO | 3 | 1 | 1 | NO | 1
SDGE | Penasquitos | 69 | 0 | 0 | 0 | 0 | 0 | 0 | 0 | 0 | 0 | 0 | 0 | 0 | 0 | 0 | 0 | 0 | 0 | 0 | 0 | 0 | 0 | 0 | 0 | 0 | 0 | 0 | 0 | 0 | 0 | 0 | 1 | 0 | 1 | 0 | 0 | 0 | 0 | 0 | 0 | 0 | 0 | 0 | 0 | 0 | 0 | 0 | 0 | 0 | 0 | 0 | 0 | 0 | 0 | 0 | 0 | 0 | 0 | 0 | 0 | 0 | 0 | 0 | 0 | 0 | 0 | 0 | 0 | 0 | 0 | 0 | 0 | 0 | 0 | 0 | 0 | 0 | 0 | 0 | 0 | 0 | 0 | 0 | 0 | 0 | 0 | 0 | 0 | 0 | 0 | 0 | 0 | 0 | 0 | 0 | 0 | 0 | 0 | 2 |  | 0 | 0 | 0 | 0 | 0 | 0 | 0 | 0 | 0 | 0 | 0 | 0 | 0 | 0 | 0 | 0 | 0 | 0 | 0 | 0 | 0 | 0 | 0 | 0 | 0 | 0 | 0 | 0 | 0 | 0 | 0 | 1 | 0 | 0 | 0 | 0 | -35.92 | 48.96 | 3490.5814 | San Luis Rey-San Onofre 230 kV line constraint | San Luis Rey-San Onofre 230 kV line constraint | San Luis Rey-San Onofre 230 kV line constraint |  | 0 | 1 | 0 | 0 | 0 | 0 | -35.92 | 48.96 | 3490.5814 | San Luis Rey-San Onofre 230 kV line constraint | San Luis Rey-San Onofre 230 kV line constraint | San Luis Rey-San Onofre 230 kV line constraint |  | 3 | 3 | NO | 3 | 1 | 1 | NO | 1
SDGE | Pendleton | 69 | 0 | 0 | 0 | 0 | 0 | 0 | 0 | 0 | 0 | 0 | 0 | 0 | 0 | 0 | 0 | 0 | 0 | 0 | 0 | 0 | 0 | 0 | 0 | 0 | 0 | 1 | 0 | 0 | 0 | 0 | 0 | 0 | 1 | 1 | 0 | 0 | 0 | 1 | 0 | 0 | 0 | 0 | 0 | 0 | 0 | 0 | 0 | 0 | 0 | 0 | 0 | 0 | 0 | 0 | 0 | 0 | 0 | 0 | 0 | 0 | 0 | 0 | 0 | 0 | 0 | 0 | 0 | 0 | 0 | 0 | 0 | 0 | 0 | 0 | 0 | 0 | 0 | 0 | 0 | 0 | 0 | 0 | 0 | 0 | 0 | 0 | 0 | 0 | 0 | 0 | 0 | 0 | 0 | 0 | 0 | 0 | 0 | 1 |  | 0 | 0 | 0 | 0 | 0 | 0 | 0 | 0 | 0 | 0 | 0 | 0 | 0 | 0 | 0 | 0 | 0 | 0 | 0 | 0 | 0 | 0 | 0 | 0 | 0 | 0 | 0 | 50 | 0 | 1 | 0 | 1 | 0 | 0 | 0 | 0 | -35.92 | 48.96 | 284 | San Luis Rey-San Onofre 230 kV line constraint | San Luis Rey-San Onofre 230 kV line constraint | Ocean Ranch 69 kV constraint |  | 0 | 1 | 0 | 0 | 0 | 0 | -35.92 | 48.96 | 284 | San Luis Rey-San Onofre 230 kV line constraint | San Luis Rey-San Onofre 230 kV line constraint | Ocean Ranch 69 kV constraint |  | 3 | 3 | NO | 3 | 1 | 1 | NO | 1
PG&E NGBA | Penngrove | 115 | 0 | 0 | 0 | 0 | 0 | 0 | 0 | 0 | 0 | 0 | 0 | 0 | 0 | 0 | 0 | 0 | 0 | 0 | 0 | 0 | 0 | 0 | 0 | 0 | 0 | 0 | 0 | 0 | 0 | 0 | 0 | 0 | 0 | 0 | 0 | 0 | 0 | 0 | 0 | 1 | 0 | 0 | 0 | 0 | 0 | 0 | 0 | 0 | 0 | 0 | 0 | 0 | 1 | 0 | 0 | 0 | 0 | 0 | 0 | 0 | 0 | 0 | 0 | 0 | 0 | 0 | 1 | 0 | 0 | 0 | 0 | 0 | 0 | 0 | 0 | 0 | 0 | 0 | 0 | 0 | 0 | 0 | 0 | 0 | 0 | 0 | 0 | 0 | 0 | 0 | 0 | 0 | 0 | 0 | 0 | 0 | 0 | 1 |  | 0 | 0 | 0 | 0 | 0 | 0 | 0 | 0 | 0 | 0 | 0 | 0 | 0 | 0 | 0 | 0 | 0 | 0 | 0 | 0 | 0 | 0 | 0 | 0 | 0 | 0 | 0 | 0 | 0 | 0 | 2 | 0 | 2 | 0 | 0 | 0 | -660.34 | -215.8012 | 361.1526 | Collinsville-Tesla 500 kV Line | Collinsville-Tesla 500 kV Line | Birds Landing-Contra Costa 230kV Line |  | 1 | 0 | 1 | 0 | 0 | 0 | -298.39 | -27.9962 | 361.1526 | Birds Landing-Contra Costa 230kV Line | Birds Landing-Contra Costa 230kV Line | Birds Landing-Contra Costa 230kV Line |  | 5 | 5 | NO | 5 | 1 | 1 | NO | 1
PG&E GBA | Peoria | 115 | 0 | 0 | 0 | 0 | 0 | 0 | 0 | 0 | 0 | 0 | 0 | 0 | 0 | 0 | 0 | 0 | 0 | 0 | 0 | 0 | 0 | 0 | 0 | 0 | 0 | 0 | 0 | 0 | 0 | 0 | 0 | 0 | 0 | 0 | 0 | 0 | 0 | 0 | 0 | 0 | 0 | 0 | 0 | 0 | 0 | 1 | 0 | 0 | 0 | 0 | 0 | 0 | 0 | 0 | 0 | 1 | 0 | 1 | 0 | 1 | 0 | 0 | 0 | 0 | 0 | 1 | 0 | 0 | 0 | 0 | 0 | 0 | 0 | 0 | 0 | 0 | 0 | 0 | 0 | 0 | 0 | 0 | 0 | 0 | 0 | 0 | 0 | 0 | 0 | 0 | 0 | 0 | 0 | 0 | 0 | 0 | 0 | 0 |  | 0 | 0 | 0 | 0 | 0 | 0 | 0 | 0 | 0 | 0 | 0 | 10 | 0 | 0 | 1 | 0 | 0 | 0 | 0 | 0 | 0 | 0 | 0 | 0 | 0 | 0 | 10 | 0 | 0 | 1 | 1 | 0 | 0 | 0 | 0 | 0 | -52.2 | 5.59 | 543.909 | Kasson Jct-Heinz 115 kV line | Kasson Jct-Heinz 115 kV line | Kasson Jct-Heinz 115 kV line |  | 1 | 0 | 0 | 0 | 0 | 0 | -52.2 | 5.59 | 543.909 | Kasson Jct-Heinz 115 kV line | Kasson Jct-Heinz 115 kV line | Kasson Jct-Heinz 115 kV line |  | 5 | 5 | NO | 5 | 1 | 1 | NO | 1
PG&E GBA | Piercy | 115 | 0 | 0 | 0 | 0 | 0 | 0 | 0 | 0 | 0 | 0 | 0 | 0 | 0 | 0 | 0 | 0 | 0 | 0 | 0 | 0 | 0 | 0 | 0 | 0 | 0 | 0 | 0 | 0 | 0 | 0 | 0 | 0 | 0 | 0 | 0 | 0 | 0 | 0 | 0 | 0 | 0 | 0 | 0 | 0 | 0 | 0 | 0 | 0 | 0 | 0 | 0 | 0 | 0 | 0 | 0 | 1 | 0 | 0 | 0 | 1 | 0 | 0 | 0 | 0 | 0 | 0 | 0 | 0 | 0 | 0 | 0 | 0 | 0 | 0 | 0 | 0 | 0 | 0 | 0 | 0 | 0 | 0 | 0 | 0 | 0 | 0 | 0 | 0 | 0 | 0 | 0 | 0 | 0 | 0 | 0 | 0 | 0 | 0 |  | 0 | 0 | 0 | 0 | 0 | 0 | 0 | 0 | 0 | 0 | 0 | 0 | 0 | 0 | 0 | 0 | 0 | 0 | 0 | 0 | 0 | 0 | 0 | 0 | 0 | 0 | 0 | 0 | 0 | 0 | 0 | 0 | 0 | 0 | 0 | 0 | 1636.31 | 1970.6438 | 2698.8852 | Tesla-Bellota 230 kV line | Tesla-Bellota 230 kV line | Tesla-Bellota 230 kV line |  | 0 | 0 | 0 | 0 | 0 | 0 | 1636.31 | 1970.6438 | 2698.8852 | Tesla-Bellota 230 kV line | Tesla-Bellota 230 kV line | Tesla-Bellota 230 kV line |  | 1 | 1 | NO | 1 | 1 | 1 | NO | 1
PG&E FRESNO | Pine Flat | 230 | 0 | 0 | 0 | 0 | 0 | 0 | 0 | 0 | 0 | 0 | 0 | 0 | 0 | 0 | 0 | 0 | 0 | 0 | 0 | 0 | 0 | 0 | 0 | 0 | 0 | 0 | 0 | 0 | 0 | 0 | 0 | 0 | 0 | 0 | 0 | 0 | 0 | 0 | 0 | 0 | 0 | 0 | 0 | 0 | 0 | 1 | 0 | 0 | 0 | 0 | 0 | 0 | 0 | 0 | 0 | 0 | 0 | 0 | 0 | 0 | 0 | 0 | 0 | 0 | 0 | 0 | 0 | 0 | 0 | 0 | 0 | 0 | 0 | 0 | 0 | 0 | 0 | 0 | 1 | 1 | 0 | 1 | 0 | 0 | 0 | 1 | 0 | 0 | 0 | 1 | 0 | 0 | 0 | 0 | 0 | 0 | 0 | 1 |  | 0 | 0 | 0 | 0 | 0 | 0 | 0 | 0 | 0 | 0 | 0 | 0 | 0 | 0 | 0 | 0 | 0 | 0 | 0 | 0 | 0 | 0 | 0 | 0 | 0 | 0 | 0 | 0 | 0 | 0 | 1 | 0 | 3 | 0 | 2 | 0 | -404.45 | -2360.472 | -1671.433 | Borden-Storey #1 230kV line | Gates 500/230kV TB #11 | Gates 500/230kV TB #12 |  | 0 | 0 | 0 | 0 | 0 | 0 | 29.35 | 368.5 | 1523.3998 | Bellota-Weber 230kV line | Bellota-Weber 230kV line | Bellota-Weber 230kV line |  | 5 | 1 | YES | 2 | 5 | 1 | YES | 2
SCE NOL | Pisgah | 230 | 0 | 0 | 0 | 0 | 0 | 0 | 0 | 0 | 0 | 0 | 0 | 0 | 0 | 1 | 1 | 0 | 0 | 0 | 0 | 0 | 0 | 0 | 0 | 0 | 0 | 0 | 0 | 0 | 0 | 0 | 0 | 0 | 0 | 0 | 0 | 0 | 0 | 0 | 0 | 0 | 0 | 0 | 0 | 0 | 0 | 0 | 0 | 0 | 0 | 0 | 0 | 0 | 0 | 0 | 0 | 0 | 0 | 0 | 0 | 0 | 0 | 0 | 0 | 0 | 0 | 0 | 0 | 0 | 0 | 0 | 0 | 0 | 0 | 0 | 0 | 0 | 0 | 0 | 0 | 0 | 0 | 0 | 0 | 0 | 0 | 0 | 0 | 0 | 0 | 0 | 0 | 0 | 0 | 0 | 0 | 0 | 0 | 1 |  | 0 | 0 | 0 | 0 | 0 | 0 | 0 | 0 | 0 | 0 | 0 | 0 | 0 | 0 | 0 | 0 | 0 | 0 | 0 | 0 | 0 | 0 | 0 | 0 | 0 | 0 | 0 | 0 | 0 | 0 | 0 | 0 | 0 | 0 | 0 | 0 | 92 | 159.25 | 424.95 | Lugo Transformer Area Constraint | Lugo Transformer Area Constraint | Calcite to Lugo Area Constraint |  | 0 | 0 | 0 | 0 | 0 | 0 | 92 | 159.25 | 424.95 | Lugo Transformer Area Constraint | Lugo Transformer Area Constraint | Calcite to Lugo Area Constraint |  | 1 | 1 | NO | 1 | 1 | 1 | NO | 1
PG&E NGBA | Pit 1 | 230 | 0 | 0 | 0 | 0 | 0 | 0 | 0 | 0 | 0 | 0 | 0 | 0 | 0 | 0 | 0 | 0 | 0 | 0 | 0 | 0 | 0 | 0 | 0 | 0 | 0 | 0 | 0 | 0 | 0 | 0 | 0 | 0 | 0 | 0 | 0 | 0 | 0 | 0 | 0 | 1 | 0 | 0 | 0 | 1 | 0 | 0 | 0 | 0 | 0 | 0 | 0 | 0 | 0 | 0 | 0 | 0 | 0 | 0 | 0 | 0 | 0 | 0 | 0 | 0 | 0 | 0 | 0 | 0 | 0 | 0 | 0 | 0 | 0 | 0 | 0 | 0 | 0 | 0 | 0 | 0 | 0 | 0 | 0 | 0 | 0 | 0 | 0 | 0 | 0 | 0 | 0 | 0 | 0 | 0 | 0 | 0 | 0 |  |  | 0 | 0 | 0 | 0 | 0 | 0 | 0 | 0 | 0 | 0 | 0 | 0 | 0 | 0 | 0 | 0 | 0 | 0 | 0 | 0 | 0 | 0 | 0 | 0 | 0 | 0 | 0 | 0 | 0 | 0 | 1 | 0 | 1 | 0 | 0 | 0 | -660.34 | -215.8012 | 15 | Collinsville-Tesla 500 kV Line | Collinsville-Tesla 500 kV Line | Carberry-Round Mountain 230kV Line |  | 0 | 0 | 0 | 0 | 0 | 0 | 15 | 15 | 15 | Carberry-Round Mountain 230kV Line | Carberry-Round Mountain 230kV Line | Carberry-Round Mountain 230kV Line |  | 5 | 1 | YES | 2 | 1 | 1 | NO | 1
PG&E NGBA | Pit 1 | 60 | 0 | 0 | 0 | 0 | 0 | 0 | 0 | 0 | 0 | 0 | 0 | 0 | 0 | 0 | 0 | 0 | 0 | 0 | 0 | 0 | 0 | 0 | 0 | 0 | 0 | 0 | 0 | 0 | 0 | 0 | 0 | 0 | 0 | 0 | 0 | 0 | 0 | 0 | 0 | 1 | 0 | 0 | 0 | 1 | 0 | 0 | 0 | 0 | 0 | 0 | 0 | 0 | 0 | 0 | 0 | 0 | 0 | 0 | 0 | 0 | 0 | 0 | 0 | 0 | 0 | 0 | 0 | 0 | 0 | 0 | 0 | 0 | 0 | 0 | 0 | 0 | 0 | 0 | 0 | 0 | 0 | 0 | 0 | 0 | 0 | 0 | 0 | 0 | 0 | 0 | 0 | 0 | 0 | 0 | 0 | 0 | 0 |  |  | 0 | 0 | 0 | 0 | 0 | 0 | 0 | 0 | 0 | 0 | 0 | 0 | 0 | 0 | 0 | 0 | 0 | 0 | 0 | 0 | 0 | 0 | 0 | 0 | 0 | 0 | 0 | 0 | 0 | 0 | 1 | 0 | 1 | 0 | 0 | 0 | -660.34 | -215.8012 | 15 | Collinsville-Tesla 500 kV Line | Collinsville-Tesla 500 kV Line | Carberry-Round Mountain 230kV Line |  | 0 | 0 | 0 | 0 | 0 | 0 | 15 | 15 | 15 | Carberry-Round Mountain 230kV Line | Carberry-Round Mountain 230kV Line | Carberry-Round Mountain 230kV Line |  | 5 | 1 | YES | 2 | 1 | 1 | NO | 1
PG&E NGBA | Pit 3 | 230 | 0 | 0 | 0 | 0 | 0 | 0 | 0 | 0 | 0 | 0 | 0 | 0 | 0 | 0 | 0 | 0 | 0 | 0 | 0 | 0 | 0 | 0 | 0 | 0 | 0 | 0 | 0 | 0 | 0 | 0 | 0 | 0 | 0 | 0 | 0 | 0 | 0 | 0 | 0 | 1 | 0 | 0 | 0 | 1 | 0 | 0 | 0 | 0 | 0 | 0 | 0 | 0 | 0 | 0 | 0 | 0 | 0 | 0 | 0 | 0 | 0 | 0 | 0 | 0 | 0 | 0 | 0 | 0 | 0 | 0 | 0 | 0 | 0 | 0 | 0 | 0 | 0 | 0 | 0 | 0 | 0 | 0 | 0 | 0 | 0 | 0 | 0 | 0 | 0 | 0 | 0 | 0 | 0 | 0 | 0 | 0 | 0 |  |  | 0 | 0 | 0 | 0 | 0 | 0 | 0 | 0 | 0 | 0 | 0 | 0 | 0 | 0 | 0 | 0 | 0 | 0 | 0 | 0 | 0 | 0 | 0 | 0 | 0 | 0 | 0 | 0 | 0 | 0 | 1 | 0 | 1 | 0 | 0 | 0 | -660.34 | -215.8012 | 15 | Collinsville-Tesla 500 kV Line | Collinsville-Tesla 500 kV Line | Carberry-Round Mountain 230kV Line |  | 0 | 0 | 0 | 0 | 0 | 0 | 15 | 15 | 15 | Carberry-Round Mountain 230kV Line | Carberry-Round Mountain 230kV Line | Carberry-Round Mountain 230kV Line |  | 5 | 1 | YES | 2 | 1 | 1 | NO | 1
PG&E NGBA | Pit 4 | 230 | 0 | 0 | 0 | 0 | 0 | 0 | 0 | 0 | 0 | 0 | 0 | 0 | 0 | 0 | 0 | 0 | 0 | 0 | 0 | 0 | 0 | 0 | 0 | 0 | 0 | 0 | 0 | 0 | 0 | 0 | 0 | 0 | 0 | 0 | 0 | 0 | 0 | 0 | 0 | 1 | 0 | 0 | 0 | 0 | 0 | 0 | 0 | 0 | 0 | 0 | 0 | 0 | 0 | 0 | 0 | 0 | 0 | 0 | 0 | 0 | 0 | 0 | 0 | 0 | 0 | 0 | 0 | 0 | 0 | 0 | 0 | 0 | 0 | 0 | 0 | 0 | 0 | 0 | 0 | 0 | 0 | 0 | 0 | 0 | 0 | 0 | 0 | 0 | 0 | 0 | 0 | 0 | 0 | 0 | 0 | 0 | 0 |  |  | 0 | 0 | 0 | 0 | 0 | 0 | 0 | 0 | 0 | 0 | 0 | 0 | 0 | 0 | 0 | 0 | 0 | 0 | 0 | 0 | 0 | 0 | 0 | 0 | 0 | 0 | 0 | 0 | 0 | 0 | 1 | 0 | 1 | 0 | 0 | 0 | -660.34 | -215.8012 | 2295.5509 | Collinsville-Tesla 500 kV Line | Collinsville-Tesla 500 kV Line | Collinsville-Tesla 500 kV Line |  | 0 | 0 | 0 | 0 | 0 | 0 | 7984.66 | 8429.1988 | 2295.5509 | Collinsville-Tesla 500 kV Line | Collinsville-Tesla 500 kV Line | Collinsville-Tesla 500 kV Line |  | 5 | 1 | YES | 2 | 1 | 1 | NO | 1
PG&E GBA | Pittsburg | 115 | 0 | 0 | 0 | 0 | 0 | 0 | 0 | 0 | 0 | 0 | 0 | 0 | 0 | 0 | 0 | 0 | 0 | 0 | 0 | 0 | 0 | 0 | 0 | 0 | 0 | 0 | 0 | 0 | 0 | 0 | 0 | 0 | 0 | 0 | 0 | 0 | 0 | 0 | 0 | 1 | 0 | 0 | 0 | 0 | 0 | 0 | 0 | 0 | 0 | 1 | 0 | 0 | 1 | 1 | 0 | 1 | 0 | 0 | 1 | 1 | 0 | 0 | 0 | 0 | 0 | 1 | 0 | 0 | 0 | 0 | 0 | 0 | 0 | 0 | 0 | 0 | 0 | 0 | 0 | 0 | 0 | 0 | 0 | 0 | 0 | 0 | 0 | 0 | 0 | 0 | 0 | 0 | 0 | 0 | 0 | 0 | 0 |  |  | 0 | 0 | 0 | 0 | 0 | 0 | 0 | 0 | 0 | 0 | 0 | 0 | 0 | 0 | 0 | 0 | 0 | 0 | 0 | 0 | 0 | 0 | 0 | 0 | 0 | 0 | 0 | 0 | 0 | 0 | 2 | 0 | 1 | 0 | 0 | 0 | -660.34 | -215.8012 | 2295.5509 | Collinsville-Tesla 500 kV Line | Collinsville-Tesla 500 kV Line | Collinsville-Tesla 500 kV Line |  | 0 | 0 | 0 | 0 | 0 | 0 | 1290 | 1290 | 2295.5509 | Dumbarton-Newark 115 kV line | Dumbarton-Newark 115 kV line | Collinsville-Tesla 500 kV Line |  | 5 | 1 | YES | 2 | 1 | 1 | NO | 1
PG&E GBA | Pittsburg | 230 | 0 | 0 | 0 | 0 | 0 | 0 | 0 | 0 | 0 | 0 | 0 | 0 | 0 | 0 | 0 | 0 | 0 | 0 | 0 | 0 | 0 | 0 | 0 | 0 | 0 | 0 | 0 | 0 | 0 | 0 | 0 | 0 | 0 | 0 | 0 | 0 | 0 | 0 | 0 | 1 | 0 | 0 | 0 | 0 | 0 | 0 | 0 | 0 | 0 | 1 | 0 | 0 | 1 | 1 | 1 | 1 | 0 | 0 | 1 | 1 | 0 | 0 | 0 | 0 | 0 | 1 | 0 | 0 | 0 | 0 | 0 | 0 | 0 | 0 | 0 | 0 | 0 | 0 | 0 | 0 | 0 | 0 | 0 | 0 | 0 | 0 | 0 | 0 | 0 | 0 | 0 | 0 | 0 | 0 | 0 | 0 | 0 |  |  | 0 | 0 | 0 | 0 | 0 | 0 | 0 | 0 | 0 | 0 | 0 | 0 | 0 | 0 | 0 | 0 | 0 | 0 | 0 | 0 | 0 | 0 | 0 | 0 | 0 | 0 | 0 | 0 | 0 | 0 | 2 | 0 | 1 | 0 | 0 | 0 | -660.34 | -215.8012 | 2295.5509 | Collinsville-Tesla 500 kV Line | Collinsville-Tesla 500 kV Line | Collinsville-Tesla 500 kV Line |  | 0 | 0 | 0 | 0 | 0 | 0 | 519.61 | 790.0038 | 2295.5509 | Contra Costa- Windmaster 230 kV line | Contra Costa- Windmaster 230 kV line | Collinsville-Tesla 500 kV Line |  | 5 | 1 | YES | 2 | 1 | 1 | NO | 1
PG&E NGBA | Pleasant Grove | 115 | 0 | 0 | 0 | 0 | 0 | 0 | 0 | 0 | 0 | 0 | 0 | 0 | 0 | 0 | 0 | 0 | 0 | 0 | 0 | 0 | 0 | 0 | 0 | 0 | 0 | 0 | 0 | 0 | 0 | 0 | 0 | 0 | 0 | 0 | 0 | 0 | 0 | 0 | 0 | 1 | 0 | 0 | 1 | 0 | 1 | 1 | 1 | 1 | 0 | 0 | 0 | 0 | 0 | 0 | 0 | 0 | 0 | 0 | 0 | 1 | 1 | 0 | 0 | 0 | 0 | 0 | 0 | 0 | 0 | 0 | 0 | 0 | 0 | 0 | 0 | 0 | 0 | 0 | 0 | 0 | 0 | 0 | 0 | 0 | 0 | 0 | 0 | 0 | 0 | 0 | 0 | 0 | 0 | 0 | 0 | 0 | 0 |  |  | 0 | 0 | 0 | 0 | 0 | 0 | 0 | 0 | 0 | 0 | 0 | 0 | 0 | 0 | 0 | 0 | 0 | 0 | 0 | 0 | 0 | 0 | 0 | 0 | 0 | 0 | 0 | 0 | 0 | 0 | 1 | 0 | 1 | 0 | 0 | 0 | -660.34 | -215.8012 | 85.9836 | Collinsville-Tesla 500 kV Line | Collinsville-Tesla 500 kV Line | Rocklin-Pleaseant grove 115kV line |  | 0 | 0 | 0 | 0 | 0 | 0 | 29.35 | 50 | 85.9836 | Bellota-Weber 230kV line | Rocklin-Pleaseant grove 115kV line | Rocklin-Pleaseant grove 115kV line |  | 5 | 1 | YES | 2 | 1 | 1 | NO | 1
PG&E NGBA | POE | 230 | 0 | 0 | 0 | 0 | 0 | 0 | 0 | 0 | 0 | 0 | 0 | 0 | 0 | 0 | 0 | 0 | 0 | 0 | 0 | 0 | 0 | 0 | 0 | 0 | 0 | 0 | 0 | 0 | 0 | 0 | 0 | 0 | 0 | 0 | 0 | 0 | 0 | 0 | 0 | 1 | 1 | 0 | 1 | 0 | 1 | 1 | 1 | 1 | 0 | 0 | 0 | 0 | 0 | 0 | 0 | 0 | 0 | 0 | 0 | 1 | 1 | 0 | 0 | 0 | 0 | 0 | 0 | 0 | 0 | 0 | 0 | 0 | 0 | 0 | 0 | 0 | 0 | 0 | 0 | 0 | 0 | 0 | 0 | 0 | 0 | 0 | 0 | 0 | 0 | 0 | 0 | 0 | 0 | 0 | 0 | 0 | 0 |  |  | 0 | 0 | 0 | 0 | 0 | 0 | 0 | 0 | 0 | 0 | 0 | 0 | 0 | 0 | 0 | 0 | 0 | 0 | 0 | 0 | 0 | 0 | 0 | 0 | 0 | 0 | 0 | 0 | 0 | 0 | 1 | 0 | 1 | 0 | 0 | 0 | -660.34 | -215.8012 | 62.84 | Collinsville-Tesla 500 kV Line | Collinsville-Tesla 500 kV Line | Woodland- Davis 115kV line |  | 0 | 0 | 0 | 0 | 0 | 0 | 29.35 | 50 | 62.84 | Bellota-Weber 230kV line | Rocklin-Pleaseant grove 115kV line | Woodland- Davis 115kV line |  | 5 | 1 | YES | 2 | 1 | 1 | NO | 1
SDGE | Point Loma | 69 | 0 | 0 | 0 | 0 | 0 | 0 | 0 | 0 | 0 | 0 | 0 | 0 | 0 | 0 | 0 | 0 | 0 | 0 | 0 | 0 | 0 | 0 | 0 | 0 | 0 | 0 | 0 | 0 | 1 | 0 | 1 | 0 | 1 | 0 | 0 | 0 | 0 | 0 | 0 | 0 | 0 | 0 | 0 | 0 | 0 | 0 | 0 | 0 | 0 | 0 | 0 | 0 | 0 | 0 | 0 | 0 | 0 | 0 | 0 | 0 | 0 | 0 | 0 | 0 | 0 | 0 | 0 | 0 | 0 | 0 | 0 | 0 | 0 | 0 | 0 | 0 | 0 | 0 | 0 | 0 | 0 | 0 | 0 | 0 | 0 | 0 | 0 | 0 | 0 | 0 | 0 | 0 | 0 | 0 | 0 | 0 | 0 |  |  | 0 | 0 | 0 | 0 | 0 | 0 | 0 | 0 | 0 | 0 | 0 | 0 | 0 | 0 | 0 | 0 | 0 | 0 | 0 | 0 | 0 | 0 | 0 | 0 | 0 | 0 | 0 | 0 | 0 | 0 | 0 | 1 | 0 | 0 | 0 | 0 | -35.92 | 48.96 | 3490.5814 | San Luis Rey-San Onofre 230 kV line constraint | San Luis Rey-San Onofre 230 kV line constraint | San Luis Rey-San Onofre 230 kV line constraint |  | 0 | 1 | 0 | 0 | 0 | 0 | -35.92 | 48.96 | 3490.5814 | San Luis Rey-San Onofre 230 kV line constraint | San Luis Rey-San Onofre 230 kV line constraint | San Luis Rey-San Onofre 230 kV line constraint |  | 3 | 3 | NO | 3 | 1 | 1 | NO | 1
SDGE | Pomerado | 69 | 0 | 0 | 0 | 0 | 0 | 0 | 0 | 0 | 0 | 0 | 0 | 0 | 0 | 0 | 0 | 0 | 0 | 0 | 0 | 0 | 0 | 0 | 0 | 0 | 0 | 1 | 0 | 0 | 1 | 0 | 1 | 0 | 1 | 0 | 0 | 0 | 0 | 1 | 0 | 0 | 0 | 0 | 0 | 0 | 0 | 0 | 0 | 0 | 0 | 0 | 0 | 0 | 0 | 0 | 0 | 0 | 0 | 0 | 0 | 0 | 0 | 0 | 0 | 0 | 0 | 0 | 0 | 0 | 0 | 0 | 0 | 0 | 0 | 0 | 0 | 0 | 0 | 0 | 0 | 0 | 0 | 0 | 0 | 0 | 0 | 0 | 0 | 0 | 0 | 0 | 0 | 0 | 0 | 0 | 0 | 0 | 0 |  |  | 0 | 0 | 0 | 0 | 0 | 0 | 0 | 0 | 0 | 0 | 0 | 0 | 0 | 0 | 0 | 0 | 0 | 0 | 0 | 0 | 0 | 0 | 0 | 0 | 0 | 0 | 100 | 0 | 0 | 1 | 0 | 1 | 0 | 0 | 0 | 0 | -35.92 | 48.96 | 1265.36 | San Luis Rey-San Onofre 230 kV line constraint | San Luis Rey-San Onofre 230 kV line constraint | Talega 230 kV constraint |  | 0 | 1 | 0 | 0 | 0 | 0 | -35.92 | 48.96 | 1265.36 | San Luis Rey-San Onofre 230 kV line constraint | San Luis Rey-San Onofre 230 kV line constraint | Talega 230 kV constraint |  | 3 | 3 | NO | 3 | 1 | 1 | NO | 1
PG&E KERN | Poso Mountain | 115 | 0 | 0 | 0 | 0 | 0 | 0 | 0 | 0 | 0 | 0 | 0 | 0 | 0 | 0 | 0 | 0 | 0 | 0 | 0 | 0 | 0 | 0 | 0 | 0 | 0 | 0 | 0 | 0 | 0 | 0 | 0 | 0 | 0 | 0 | 0 | 0 | 0 | 0 | 0 | 0 | 0 | 0 | 0 | 0 | 0 | 0 | 0 | 0 | 0 | 0 | 0 | 0 | 0 | 0 | 0 | 0 | 0 | 0 | 0 | 0 | 0 | 0 | 0 | 0 | 0 | 0 | 0 | 0 | 1 | 0 | 1 | 0 | 0 | 0 | 1 | 0 | 0 | 0 | 1 | 0 | 0 | 0 | 0 | 0 | 0 | 0 | 0 | 0 | 0 | 0 | 0 | 0 | 0 | 0 | 1 | 0 | 0 |  |  | 0 | 0 | 0 | 0 | 0 | 0 | 0 | 0 | 0 | 0 | 0 | 0 | 0 | 0 | 0 | 0 | 0 | 0 | 0 | 0 | 0 | 0 | 0 | 0 | 100 | 100 | 0 | 0 | 0 | 1 | 0 | 0 | 2 | 0 | 1 | 1 | 530.62 | -2086.452 | -1847.2316 | Gates 500/230kV TB #12 | Gates 500/230kV TB #12 | Mustang-Henrietta 230 kV line |  | 0 | 0 | 0 | 0 | 0 | 0 | 1194.55 | 1169.488 | 631.7684 | Gates-Arco 230 kV Line | Mustang-Henrietta 230 kV line | Mustang-Henrietta 230 kV line |  | 5 | 1 | YES | 2 | 5 | 1 | YES | 2
EOP | Primm | 230 | 0 | 0 | 0 | 0 | 0 | 0 | 0 | 0 | 0 | 0 | 0 | 0 | 0 | 0 | 0 | 0 | 0 | 0 | 0 | 0 | 0 | 0 | 0 | 1 | 1 | 0 | 0 | 0 | 0 | 0 | 0 | 0 | 0 | 0 | 0 | 0 | 0 | 0 | 0 | 0 | 0 | 0 | 0 | 0 | 0 | 0 | 0 | 0 | 0 | 0 | 0 | 0 | 0 | 0 | 0 | 0 | 0 | 0 | 0 | 0 | 0 | 0 | 0 | 0 | 0 | 0 | 0 | 0 | 0 | 0 | 0 | 0 | 0 | 0 | 0 | 0 | 0 | 0 | 0 | 0 | 0 | 0 | 0 | 0 | 0 | 0 | 0 | 0 | 0 | 0 | 0 | 0 | 0 | 0 | 0 | 0 | 0 |  |  | 0 | 0 | 0 | 0 | 0 | 0 | 0 | 0 | 0 | 0 | 0 | 0 | 0 | 0 | 0 | 0 | 0 | 0 | 0 | 0 | 0 | 0 | 0 | 0 | 0 | 0 | 200 | 0 | 0 | 1 | 1 | 0 | 1 | 0 | 0 | 0 | -3566.801 | -1411.508 | 344.027 | Lugo - Victorville area constraint | Lugo - Victorville area constraint | Lugo - Victorville area constraint |  | 0 | 0 | 0 | 0 | 0 | 0 | 576.5 | 1808.75 | 4302.626 | Sloan Canyon - Eldorado 500 kV constraint | Sloan Canyon - Eldorado 500 kV constraint | Sloan Canyon - Eldorado 500 kV constraint |  | 5 | 1 | YES | 2 | 1 | 1 | NO | 1
PG&E NGBA | Putah Creek | 115 | 0 | 0 | 0 | 0 | 0 | 0 | 0 | 0 | 0 | 0 | 0 | 0 | 0 | 0 | 0 | 0 | 0 | 0 | 0 | 0 | 0 | 0 | 0 | 0 | 0 | 0 | 0 | 0 | 0 | 0 | 0 | 0 | 0 | 0 | 0 | 0 | 0 | 0 | 0 | 1 | 0 | 0 | 0 | 0 | 0 | 0 | 0 | 0 | 0 | 0 | 0 | 0 | 0 | 1 | 1 | 1 | 0 | 0 | 0 | 0 | 0 | 0 | 0 | 0 | 0 | 0 | 1 | 0 | 0 | 0 | 0 | 0 | 0 | 0 | 0 | 0 | 0 | 0 | 0 | 0 | 0 | 0 | 0 | 0 | 0 | 0 | 0 | 0 | 0 | 0 | 0 | 0 | 0 | 0 | 0 | 0 | 0 |  |  | 0 | 0 | 0 | 0 | 0 | 0 | 0 | 0 | 0 | 0 | 0 | 0 | 0 | 0 | 0 | 0 | 0 | 0 | 0 | 0 | 0 | 0 | 0 | 0 | 0 | 0 | 0 | 0 | 0 | 0 | 3 | 0 | 2 | 0 | 0 | 0 | -660.34 | -215.8012 | 361.1526 | Collinsville-Tesla 500 kV Line | Collinsville-Tesla 500 kV Line | Birds Landing-Contra Costa 230kV Line |  | 1 | 0 | 1 | 0 | 0 | 0 | -298.39 | -27.9962 | 361.1526 | Birds Landing-Contra Costa 230kV Line | Birds Landing-Contra Costa 230kV Line | Birds Landing-Contra Costa 230kV Line |  | 5 | 5 | NO | 5 | 1 | 1 | NO | 1
SDGE | Q1806 | 138 | 0 | 0 | 0 | 0 | 0 | 0 | 0 | 0 | 0 | 0 | 0 | 0 | 0 | 0 | 0 | 0 | 0 | 0 | 0 | 0 | 0 | 0 | 0 | 0 | 0 | 0 | 0 | 0 | 0 | 0 | 0 | 0 | 0 | 0 | 0 | 0 | 0 | 1 | 1 | 0 | 0 | 0 | 0 | 0 | 0 | 0 | 0 | 0 | 0 | 0 | 0 | 0 | 0 | 0 | 0 | 0 | 0 | 0 | 0 | 0 | 0 | 0 | 0 | 0 | 0 | 0 | 0 | 0 | 0 | 0 | 0 | 0 | 0 | 0 | 0 | 0 | 0 | 0 | 0 | 0 | 0 | 0 | 0 | 0 | 0 | 0 | 0 | 0 | 0 | 0 | 0 | 0 | 0 | 0 | 0 | 0 | 0 |  |  | 0 | 0 | 0 | 0 | 0 | 0 | 0 | 0 | 0 | 0 | 0 | 0 | 0 | 0 | 0 | 0 | 0 | 0 | 0 | 0 | 0 | 0 | 0 | 0 | 0 | 0 | 0 | 0 | 0 | 0 | 0 | 0 | 0 | 0 | 0 | 0 | 501 | 501 | 501 | Trabuco-Capistrano 138 kV constraint | Trabuco-Capistrano 138 kV constraint | Trabuco-Capistrano 138 kV constraint |  | 0 | 0 | 0 | 0 | 0 | 0 | 501 | 501 | 501 | Trabuco-Capistrano 138 kV constraint | Trabuco-Capistrano 138 kV constraint | Trabuco-Capistrano 138 kV constraint |  | 1 | 1 | NO | 1 | 1 | 1 | NO | 1
PG&E FRESNO | Quinto | 230 | 0 | 0 | 0 | 0 | 0 | 0 | 0 | 0 | 0 | 0 | 0 | 0 | 0 | 0 | 0 | 0 | 0 | 0 | 0 | 0 | 0 | 0 | 0 | 0 | 0 | 0 | 0 | 0 | 0 | 0 | 0 | 0 | 0 | 0 | 0 | 0 | 0 | 0 | 0 | 0 | 0 | 0 | 0 | 0 | 0 | 0 | 0 | 0 | 0 | 0 | 0 | 0 | 0 | 0 | 0 | 0 | 0 | 0 | 0 | 0 | 0 | 0 | 0 | 0 | 0 | 0 | 0 | 0 | 0 | 0 | 0 | 0 | 0 | 0 | 0 | 0 | 0 | 0 | 0 | 1 | 0 | 0 | 0 | 0 | 0 | 1 | 0 | 0 | 0 | 0 | 0 | 0 | 0 | 0 | 0 | 0 | 0 |  |  | 0 | 0 | 0 | 0 | 0 | 0 | 0 | 0 | 0 | 0 | 0 | 0 | 0 | 0 | 0 | 20 | 0 | 0 | 0 | 0 | 0 | 0 | 0 | 0 | 0 | 0 | 0 | 0 | 0 | 1 | 0 | 0 | 1 | 0 | 1 | 0 | 841.32 | -2360.472 | -1076.0882 | Gates 500/230kV TB #11 | Gates 500/230kV TB #11 | Gates 500/230kV TB #11 |  | 0 | 0 | 0 | 0 | 0 | 0 | 979.65 | 2637.9 | 5266.9118 | Los Banos 500/230kV TB | Los Banos 500/230kV TB | Gates 500/230kV TB #11 |  | 5 | 1 | YES | 2 | 5 | 1 | YES | 2
PG&E GBA | Race Track | 115 | 0 | 0 | 0 | 0 | 0 | 0 | 0 | 0 | 0 | 0 | 0 | 0 | 0 | 0 | 0 | 0 | 0 | 0 | 0 | 0 | 0 | 0 | 0 | 0 | 0 | 0 | 0 | 0 | 0 | 0 | 0 | 0 | 0 | 0 | 0 | 0 | 0 | 0 | 0 | 0 | 0 | 0 | 0 | 0 | 0 | 1 | 0 | 0 | 0 | 0 | 0 | 0 | 0 | 0 | 0 | 1 | 0 | 1 | 0 | 1 | 0 | 0 | 0 | 0 | 0 | 1 | 0 | 0 | 0 | 0 | 0 | 0 | 0 | 0 | 0 | 0 | 0 | 0 | 0 | 0 | 0 | 0 | 0 | 0 | 0 | 0 | 0 | 0 | 0 | 0 | 0 | 0 | 0 | 0 | 0 | 0 | 0 |  |  | 0 | 0 | 0 | 0 | 0 | 0 | 0 | 0 | 0 | 0 | 0 | 0 | 0 | 0 | 0 | 0 | 0 | 0 | 0 | 0 | 0 | 0 | 0 | 0 | 0 | 0 | 0 | 0 | 0 | 0 | 1 | 0 | 0 | 0 | 0 | 0 | -52.2 | 5.59 | 543.909 | Kasson Jct-Heinz 115 kV line | Kasson Jct-Heinz 115 kV line | Kasson Jct-Heinz 115 kV line |  | 1 | 0 | 0 | 0 | 0 | 0 | -52.2 | 5.59 | 543.909 | Kasson Jct-Heinz 115 kV line | Kasson Jct-Heinz 115 kV line | Kasson Jct-Heinz 115 kV line |  | 5 | 5 | NO | 5 | 1 | 1 | NO | 1
SDGE | Rancho Mission Viejo | 138 | 0 | 0 | 0 | 0 | 0 | 0 | 0 | 0 | 0 | 0 | 0 | 0 | 0 | 0 | 0 | 0 | 0 | 0 | 0 | 0 | 0 | 0 | 0 | 0 | 0 | 1 | 0 | 0 | 0 | 0 | 0 | 0 | 0 | 0 | 0 | 0 | 0 | 1 | 1 | 0 | 0 | 0 | 0 | 0 | 0 | 0 | 0 | 0 | 0 | 0 | 0 | 0 | 0 | 0 | 0 | 0 | 0 | 0 | 0 | 0 | 0 | 0 | 0 | 0 | 0 | 0 | 0 | 0 | 0 | 0 | 0 | 0 | 0 | 0 | 0 | 0 | 0 | 0 | 0 | 0 | 0 | 0 | 0 | 0 | 0 | 0 | 0 | 0 | 0 | 0 | 0 | 0 | 0 | 0 | 0 | 0 | 0 |  |  | 0 | 0 | 0 | 0 | 0 | 0 | 0 | 0 | 0 | 0 | 0 | 0 | 0 | 0 | 0 | 0 | 0 | 0 | 0 | 0 | 0 | 0 | 0 | 0 | 0 | 0 | 0 | 0 | 0 | 0 | 0 | 0 | 0 | 0 | 0 | 0 | 501 | 501 | 501 | Trabuco-Capistrano 138 kV constraint | Trabuco-Capistrano 138 kV constraint | Trabuco-Capistrano 138 kV constraint |  | 0 | 0 | 0 | 0 | 0 | 0 | 501 | 501 | 501 | Trabuco-Capistrano 138 kV constraint | Trabuco-Capistrano 138 kV constraint | Trabuco-Capistrano 138 kV constraint |  | 1 | 1 | NO | 1 | 1 | 1 | NO | 1
PG&E GBA | Rancho Seco | 230 | 0 | 0 | 0 | 0 | 0 | 0 | 0 | 0 | 0 | 0 | 0 | 0 | 0 | 0 | 0 | 0 | 0 | 0 | 0 | 0 | 0 | 0 | 0 | 0 | 0 | 0 | 0 | 0 | 0 | 0 | 0 | 0 | 0 | 0 | 0 | 0 | 0 | 0 | 0 | 0 | 0 | 0 | 0 | 0 | 0 | 1 | 0 | 0 | 0 | 0 | 0 | 0 | 0 | 0 | 0 | 0 | 0 | 0 | 0 | 1 | 1 | 0 | 0 | 0 | 0 | 0 | 0 | 0 | 0 | 0 | 0 | 0 | 0 | 0 | 0 | 0 | 0 | 0 | 0 | 0 | 0 | 0 | 0 | 0 | 0 | 0 | 0 | 0 | 0 | 0 | 0 | 0 | 0 | 0 | 0 | 0 | 0 |  |  | 0 | 0 | 0 | 0 | 0 | 0 | 0 | 0 | 0 | 0 | 0 | 0 | 0 | 0 | 0 | 0 | 0 | 0 | 0 | 0 | 0 | 0 | 0 | 0 | 0 | 0 | 0 | 0 | 0 | 0 | 0 | 0 | 0 | 0 | 0 | 0 | 29.35 | 368.5 | 1523.3998 | Bellota-Weber 230kV line | Bellota-Weber 230kV line | Bellota-Weber 230kV line |  | 0 | 0 | 0 | 0 | 0 | 0 | 29.35 | 368.5 | 1523.3998 | Bellota-Weber 230kV line | Bellota-Weber 230kV line | Bellota-Weber 230kV line |  | 1 | 1 | NO | 1 | 1 | 1 | NO | 1
SCE Metro | Rancho Vista | 230 | 0 | 0 | 0 | 0 | 0 | 0 | 0 | 0 | 0 | 1 | 0 | 0 | 0 | 0 | 0 | 0 | 0 | 0 | 0 | 0 | 0 | 0 | 0 | 0 | 0 | 0 | 0 | 0 | 0 | 0 | 0 | 0 | 0 | 0 | 0 | 0 | 0 | 0 | 0 | 0 | 0 | 0 | 0 | 0 | 0 | 0 | 0 | 0 | 0 | 0 | 0 | 0 | 0 | 0 | 0 | 0 | 0 | 0 | 0 | 0 | 0 | 0 | 0 | 0 | 0 | 0 | 0 | 0 | 0 | 0 | 0 | 0 | 0 | 0 | 0 | 0 | 0 | 0 | 0 | 0 | 0 | 0 | 0 | 0 | 0 | 0 | 0 | 0 | 0 | 0 | 0 | 0 | 0 | 0 | 0 | 0 | 0 |  |  | 0 | 0 | 0 | 0 | 0 | 0 | 0 | 0 | 0 | 0 | 0 | 0 | 0 | 0 | 0 | 0 | 0 | 0 | 0 | 0 | 0 | 0 | 0 | 0 | 0 | 0 | 0 | 0 | 0 | 0 | 0 | 0 | 0 | 0 | 0 | 0 | 3604.3788 | 8273.608 | 22319.9811 | SCE Metro Area Default Constraint | SCE Metro Area Default Constraint | SCE Metro Area Default Constraint |  | 0 | 0 | 0 | 0 | 0 | 0 | 3604.3788 | 8273.608 | 22319.9811 | SCE Metro Area Default Constraint | SCE Metro Area Default Constraint | SCE Metro Area Default Constraint |  | 1 | 1 | NO | 1 | 1 | 1 | NO | 1
SCE Metro | Rancho Vista | 500 | 0 | 0 | 0 | 0 | 0 | 0 | 0 | 0 | 0 | 1 | 0 | 0 | 0 | 0 | 0 | 0 | 0 | 0 | 0 | 0 | 0 | 0 | 0 | 0 | 0 | 0 | 0 | 0 | 0 | 0 | 0 | 0 | 0 | 0 | 0 | 0 | 0 | 0 | 0 | 0 | 0 | 0 | 0 | 0 | 0 | 0 | 0 | 0 | 0 | 0 | 0 | 0 | 0 | 0 | 0 | 0 | 0 | 0 | 0 | 0 | 0 | 0 | 0 | 0 | 0 | 0 | 0 | 0 | 0 | 0 | 0 | 0 | 0 | 0 | 0 | 0 | 0 | 0 | 0 | 0 | 0 | 0 | 0 | 0 | 0 | 0 | 0 | 0 | 0 | 0 | 0 | 0 | 0 | 0 | 0 | 0 | 0 |  |  | 0 | 0 | 0 | 0 | 0 | 0 | 0 | 0 | 0 | 0 | 0 | 0 | 0 | 0 | 0 | 0 | 0 | 0 | 0 | 0 | 0 | 0 | 0 | 0 | 0 | 0 | 0 | 0 | 0 | 0 | 0 | 0 | 0 | 0 | 0 | 0 | 3604.3788 | 8273.608 | 22319.9811 | SCE Metro Area Default Constraint | SCE Metro Area Default Constraint | SCE Metro Area Default Constraint |  | 0 | 0 | 0 | 0 | 0 | 0 | 3604.3788 | 8273.608 | 22319.9811 | SCE Metro Area Default Constraint | SCE Metro Area Default Constraint | SCE Metro Area Default Constraint |  | 1 | 1 | NO | 1 | 1 | 1 | NO | 1
SCE NOL | Ransburg | 115 | 0 | 0 | 0 | 0 | 0 | 0 | 0 | 0 | 0 | 0 | 0 | 1 | 1 | 1 | 0 | 0 | 0 | 0 | 0 | 0 | 0 | 0 | 0 | 0 | 0 | 0 | 0 | 0 | 0 | 0 | 0 | 0 | 0 | 0 | 0 | 0 | 0 | 0 | 0 | 0 | 0 | 0 | 0 | 0 | 0 | 0 | 0 | 0 | 0 | 0 | 0 | 0 | 0 | 0 | 0 | 0 | 0 | 0 | 0 | 0 | 0 | 0 | 0 | 0 | 0 | 0 | 0 | 0 | 0 | 0 | 0 | 0 | 0 | 0 | 0 | 0 | 0 | 0 | 0 | 0 | 0 | 0 | 0 | 0 | 0 | 0 | 0 | 0 | 0 | 0 | 0 | 0 | 0 | 0 | 0 | 0 | 0 |  |  | 0 | 0 | 0 | 0 | 0 | 0 | 0 | 0 | 0 | 0 | 0 | 0 | 0 | 0 | 0 | 0 | 0 | 0 | 0 | 0 | 0 | 0 | 0 | 0 | 0 | 0 | 0 | 0 | 0 | 0 | 0 | 2 | 0 | 2 | 0 | 0 | -280.6 | -110.25 | 1093.724 | South of Kramer Area Constraint | South of Kramer Area Constraint | South of Kramer Area Constraint |  | 0 | 3 | 0 | 0 | 0 | 0 | -80.6 | 89.75 | 1093.724 | South of Kramer Area Constraint | South of Kramer Area Constraint | South of Kramer Area Constraint |  | 4 | 3 | YES | 3 | 1 | 1 | NO | 1
PG&E GBA | Ravenswood | 115 | 0 | 0 | 0 | 0 | 0 | 0 | 0 | 0 | 0 | 0 | 0 | 0 | 0 | 0 | 0 | 0 | 0 | 0 | 0 | 0 | 0 | 0 | 0 | 0 | 0 | 0 | 0 | 0 | 0 | 0 | 0 | 0 | 0 | 0 | 0 | 0 | 0 | 0 | 0 | 1 | 0 | 0 | 0 | 0 | 0 | 0 | 0 | 0 | 0 | 0 | 0 | 0 | 1 | 0 | 0 | 1 | 0 | 0 | 0 | 0 | 0 | 0 | 0 | 0 | 0 | 0 | 0 | 0 | 0 | 0 | 0 | 0 | 0 | 0 | 0 | 0 | 0 | 0 | 0 | 0 | 0 | 0 | 0 | 0 | 0 | 0 | 0 | 0 | 0 | 0 | 0 | 0 | 0 | 0 | 0 | 0 | 0 |  |  | 0 | 0 | 0 | 0 | 0 | 0 | 0 | 0 | 0 | 0 | 0 | 0 | 0 | 0 | 0 | 0 | 0 | 0 | 0 | 0 | 0 | 0 | 0 | 0 | 0 | 0 | 0 | 0 | 0 | 0 | 1 | 0 | 1 | 0 | 0 | 0 | -660.34 | -215.8012 | 2295.5509 | Collinsville-Tesla 500 kV Line | Collinsville-Tesla 500 kV Line | Collinsville-Tesla 500 kV Line |  | 0 | 0 | 0 | 0 | 0 | 0 | 2422.8 | 2560.8 | 2295.5509 | Sobrante-Moraga 230 kV line | Sobrante-Moraga 230 kV line | Collinsville-Tesla 500 kV Line |  | 5 | 1 | YES | 2 | 1 | 1 | NO | 1
PG&E GBA | Ravenswood | 230 | 0 | 0 | 0 | 0 | 0 | 0 | 0 | 0 | 0 | 0 | 0 | 0 | 0 | 0 | 0 | 0 | 0 | 0 | 0 | 0 | 0 | 0 | 0 | 0 | 0 | 0 | 0 | 0 | 0 | 0 | 0 | 0 | 0 | 0 | 0 | 0 | 0 | 0 | 0 | 1 | 0 | 0 | 0 | 0 | 0 | 0 | 0 | 0 | 0 | 0 | 0 | 0 | 1 | 0 | 0 | 1 | 0 | 0 | 0 | 0 | 0 | 0 | 0 | 0 | 0 | 0 | 0 | 0 | 0 | 0 | 0 | 0 | 0 | 0 | 0 | 0 | 0 | 0 | 0 | 0 | 0 | 0 | 0 | 0 | 0 | 0 | 0 | 0 | 0 | 0 | 0 | 0 | 0 | 0 | 0 | 0 | 0 |  |  | 0 | 0 | 0 | 0 | 0 | 0 | 0 | 0 | 0 | 0 | 0 | 0 | 0 | 0 | 0 | 0 | 0 | 0 | 0 | 0 | 0 | 0 | 0 | 0 | 0 | 100 | 0 | 0 | 0 | 1 | 1 | 0 | 1 | 0 | 0 | 0 | -660.34 | -215.8012 | 2295.5509 | Collinsville-Tesla 500 kV Line | Collinsville-Tesla 500 kV Line | Collinsville-Tesla 500 kV Line |  | 0 | 0 | 0 | 0 | 0 | 0 | 2422.8 | 2560.8 | 2295.5509 | Sobrante-Moraga 230 kV line | Sobrante-Moraga 230 kV line | Collinsville-Tesla 500 kV Line |  | 5 | 1 | YES | 2 | 1 | 1 | NO | 1
SCE Northern | Rector | 230 | 1 | 0 | 1 | 0 | 0 | 1 | 1 | 0 | 0 | 0 | 0 | 0 | 0 | 0 | 0 | 0 | 0 | 0 | 0 | 0 | 0 | 0 | 0 | 0 | 0 | 0 | 0 | 0 | 0 | 0 | 0 | 0 | 0 | 0 | 0 | 0 | 0 | 0 | 0 | 0 | 0 | 0 | 0 | 0 | 0 | 0 | 0 | 0 | 0 | 0 | 0 | 0 | 0 | 0 | 0 | 0 | 0 | 0 | 0 | 0 | 0 | 0 | 0 | 0 | 0 | 0 | 0 | 0 | 0 | 0 | 0 | 0 | 0 | 0 | 0 | 0 | 0 | 0 | 0 | 0 | 0 | 0 | 0 | 0 | 0 | 0 | 0 | 0 | 0 | 0 | 0 | 0 | 0 | 0 | 0 | 0 | 0 |  |  | 0 | 0 | 0 | 0 | 0 | 0 | 0 | 0 | 3 | 0 | 0 | 0 | 0 | 0 | 1 | 0 | 0 | 0 | 0 | 0 | 0 | 0 | 0 | 15 | 0 | 0 | 0 | 0 | 0 | 1 | 0 | 0 | 0 | 0 | 0 | 0 | 250 | 29.5 | 662.14 | North of Magunden Constraint | South of Magunden Constraint | North of Magunden Constraint |  | 0 | 0 | 0 | 0 | 0 | 0 | 250 | 29.5 | 662.14 | North of Magunden Constraint | South of Magunden Constraint | North of Magunden Constraint |  | 1 | 1 | NO | 1 | 1 | 1 | NO | 1
SCE Eastern | Red Bluff | 230 | 0 | 0 | 0 | 0 | 0 | 0 | 0 | 0 | 0 | 0 | 0 | 0 | 0 | 0 | 0 | 0 | 0 | 1 | 0 | 1 | 1 | 1 | 0 | 0 | 0 | 0 | 0 | 0 | 0 | 0 | 0 | 0 | 0 | 0 | 0 | 0 | 0 | 0 | 0 | 0 | 0 | 0 | 0 | 0 | 0 | 0 | 0 | 0 | 0 | 0 | 0 | 0 | 0 | 0 | 0 | 0 | 0 | 0 | 0 | 0 | 0 | 0 | 0 | 0 | 0 | 0 | 0 | 0 | 0 | 0 | 0 | 0 | 0 | 0 | 0 | 0 | 0 | 0 | 0 | 0 | 0 | 0 | 0 | 0 | 0 | 0 | 0 | 0 | 0 | 0 | 0 | 0 | 0 | 0 | 0 | 0 | 0 |  |  | 0 | 0 | 0 | 0 | 0 | 0 | 0 | 0 | 0 | 0 | 463 | 416 | 0 | 0 | 1 | 0 | 0 | 0 | 0 | 0 | 0 | 0 | 0 | 0 | 0 | 663 | 416 | 0 | 0 | 1 | 0 | 4 | 0 | 2 | 0 | 1 | -1393.746 | -737.708 | -314.404 | Serrano-Alberhill-Valley Constraint | Devers-Red Bluff Constraint | Devers-Red Bluff Constraint |  | 0 | 2 | 0 | 2 | 0 | 1 | -1231.146 | -737.708 | -314.404 | Devers-Red Bluff Constraint | Devers-Red Bluff Constraint | Devers-Red Bluff Constraint |  | 4 | 4 | NO | 4 | 4 | 4 | NO | 4
SCE Eastern | Red Bluff | 500 | 0 | 0 | 0 | 0 | 0 | 0 | 0 | 0 | 0 | 0 | 0 | 0 | 0 | 0 | 0 | 0 | 0 | 1 | 0 | 1 | 0 | 1 | 0 | 0 | 0 | 0 | 0 | 0 | 0 | 0 | 0 | 0 | 0 | 0 | 0 | 0 | 0 | 0 | 0 | 0 | 0 | 0 | 0 | 0 | 0 | 0 | 0 | 0 | 0 | 0 | 0 | 0 | 0 | 0 | 0 | 0 | 0 | 0 | 0 | 0 | 0 | 0 | 0 | 0 | 0 | 0 | 0 | 0 | 0 | 0 | 0 | 0 | 0 | 0 | 0 | 0 | 0 | 0 | 0 | 0 | 0 | 0 | 0 | 0 | 0 | 0 | 0 | 0 | 0 | 0 | 0 | 0 | 0 | 0 | 0 | 0 | 0 |  |  | 0 | 0 | 0 | 0 | 0 | 0 | 0 | 0 | 0 | 0 | 0 | 0 | 0 | 0 | 0 | 0 | 0 | 0 | 0 | 0 | 0 | 0 | 0 | 0 | 175 | 400 | 100 | 0 | 800 | 1 | 0 | 4 | 0 | 2 | 0 | 1 | -1393.746 | -737.708 | -314.404 | Serrano-Alberhill-Valley Constraint | Devers-Red Bluff Constraint | Devers-Red Bluff Constraint |  | 0 | 2 | 0 | 2 | 0 | 1 | -1231.146 | -737.708 | -314.404 | Devers-Red Bluff Constraint | Devers-Red Bluff Constraint | Devers-Red Bluff Constraint |  | 4 | 4 | NO | 4 | 4 | 4 | NO | 4
PG&E NGBA | Redbud | 115 | 0 | 0 | 0 | 0 | 0 | 0 | 0 | 0 | 0 | 0 | 0 | 0 | 0 | 0 | 0 | 0 | 0 | 0 | 0 | 0 | 0 | 0 | 0 | 0 | 0 | 0 | 0 | 0 | 0 | 0 | 0 | 0 | 0 | 0 | 0 | 0 | 0 | 0 | 0 | 1 | 0 | 0 | 0 | 0 | 0 | 0 | 0 | 0 | 0 | 0 | 0 | 0 | 1 | 0 | 0 | 0 | 0 | 0 | 0 | 0 | 0 | 0 | 0 | 0 | 0 | 0 | 1 | 0 | 0 | 0 | 0 | 0 | 0 | 0 | 0 | 0 | 0 | 0 | 0 | 0 | 0 | 0 | 0 | 0 | 0 | 0 | 0 | 0 | 0 | 0 | 0 | 0 | 0 | 0 | 0 | 0 | 0 |  |  | 0 | 0 | 0 | 0 | 0 | 0 | 0 | 0 | 0 | 0 | 0 | 0 | 0 | 0 | 0 | 241 | 0 | 0 | 0 | 0 | 0 | 0 | 0 | 0 | 0 | 0 | 0 | 0 | 0 | 1 | 2 | 0 | 2 | 0 | 0 | 0 | -660.34 | -215.8012 | 361.1526 | Collinsville-Tesla 500 kV Line | Collinsville-Tesla 500 kV Line | Birds Landing-Contra Costa 230kV Line |  | 1 | 0 | 1 | 0 | 0 | 0 | -298.39 | -27.9962 | 361.1526 | Birds Landing-Contra Costa 230kV Line | Birds Landing-Contra Costa 230kV Line | Birds Landing-Contra Costa 230kV Line |  | 5 | 5 | NO | 5 | 1 | 1 | NO | 1
SCE Metro | Redondo | 230 | 0 | 0 | 0 | 0 | 0 | 0 | 0 | 0 | 0 | 1 | 0 | 0 | 0 | 0 | 0 | 0 | 0 | 0 | 0 | 0 | 0 | 0 | 0 | 0 | 0 | 0 | 0 | 0 | 0 | 0 | 0 | 0 | 0 | 0 | 0 | 0 | 0 | 0 | 0 | 0 | 0 | 0 | 0 | 0 | 0 | 0 | 0 | 0 | 0 | 0 | 0 | 0 | 0 | 0 | 0 | 0 | 0 | 0 | 0 | 0 | 0 | 0 | 0 | 0 | 0 | 0 | 0 | 0 | 0 | 0 | 0 | 0 | 0 | 0 | 0 | 0 | 0 | 0 | 0 | 0 | 0 | 0 | 0 | 0 | 0 | 0 | 0 | 0 | 0 | 0 | 0 | 0 | 0 | 0 | 0 | 0 | 0 |  |  | 0 | 0 | 0 | 0 | 0 | 0 | 0 | 0 | 0 | 0 | 0 | 0 | 0 | 0 | 0 | 0 | 0 | 0 | 0 | 0 | 0 | 0 | 0 | 0 | 0 | 0 | 0 | 0 | 0 | 0 | 0 | 0 | 0 | 0 | 0 | 0 | 3604.3788 | 8273.608 | 22319.9811 | SCE Metro Area Default Constraint | SCE Metro Area Default Constraint | SCE Metro Area Default Constraint |  | 0 | 0 | 0 | 0 | 0 | 0 | 3604.3788 | 8273.608 | 22319.9811 | SCE Metro Area Default Constraint | SCE Metro Area Default Constraint | SCE Metro Area Default Constraint |  | 1 | 1 | NO | 1 | 1 | 1 | NO | 1
PG&E FRESNO | Reedley | 115 | 0 | 0 | 0 | 0 | 0 | 0 | 0 | 0 | 0 | 0 | 0 | 0 | 0 | 0 | 0 | 0 | 0 | 0 | 0 | 0 | 0 | 0 | 0 | 0 | 0 | 0 | 0 | 0 | 0 | 0 | 0 | 0 | 0 | 0 | 0 | 0 | 0 | 0 | 0 | 0 | 0 | 0 | 0 | 0 | 0 | 1 | 0 | 0 | 0 | 0 | 0 | 0 | 0 | 0 | 0 | 0 | 0 | 0 | 0 | 0 | 0 | 0 | 0 | 0 | 0 | 0 | 0 | 0 | 0 | 0 | 0 | 0 | 0 | 0 | 0 | 0 | 0 | 0 | 1 | 0 | 0 | 1 | 0 | 0 | 1 | 1 | 0 | 0 | 0 | 1 | 0 | 0 | 0 | 0 | 1 | 0 | 0 |  |  | 0 | 0 | 0 | 0 | 0 | 0 | 0 | 0 | 0 | 0 | 0 | 0 | 0 | 0 | 0 | 0 | 0 | 0 | 0 | 0 | 0 | 0 | 0 | 0 | 0 | 0 | 0 | 0 | 0 | 0 | 1 | 0 | 3 | 0 | 1 | 1 | -404.45 | -2086.452 | -1847.2316 | Borden-Storey #1 230kV line | Gates 500/230kV TB #12 | Mustang-Henrietta 230 kV line |  | 0 | 0 | 0 | 0 | 0 | 0 | 29.35 | 368.5 | 631.7684 | Bellota-Weber 230kV line | Bellota-Weber 230kV line | Mustang-Henrietta 230 kV line |  | 5 | 1 | YES | 2 | 5 | 1 | YES | 2
PG&E KERN | Renfro | 115 | 0 | 0 | 0 | 0 | 0 | 0 | 0 | 0 | 0 | 0 | 0 | 0 | 0 | 0 | 0 | 0 | 0 | 0 | 0 | 0 | 0 | 0 | 0 | 0 | 0 | 0 | 0 | 0 | 0 | 0 | 0 | 0 | 0 | 0 | 0 | 0 | 0 | 0 | 0 | 0 | 0 | 0 | 0 | 0 | 0 | 0 | 0 | 0 | 0 | 0 | 0 | 0 | 0 | 0 | 0 | 0 | 0 | 0 | 0 | 0 | 0 | 0 | 0 | 0 | 0 | 0 | 0 | 1 | 0 | 0 | 0 | 0 | 0 | 0 | 1 | 0 | 0 | 0 | 1 | 1 | 0 | 0 | 0 | 0 | 0 | 0 | 0 | 0 | 0 | 0 | 0 | 0 | 0 | 0 | 0 | 0 | 0 |  |  | 0 | 0 | 0 | 0 | 0 | 0 | 0 | 0 | 0 | 0 | 0 | 0 | 0 | 0 | 0 | 0 | 0 | 0 | 0 | 0 | 0 | 0 | 0 | 0 | 0 | 0 | 0 | 0 | 0 | 0 | 0 | 0 | 2 | 0 | 2 | 0 | 122.65 | -2360.472 | -1671.433 | Cal Flat-Gates 230 kV line | Gates 500/230kV TB #11 | Gates 500/230kV TB #12 |  | 0 | 0 | 0 | 0 | 0 | 0 | 122.65 | 392.11 | 666.9203 | Cal Flat-Gates 230 kV line | Cal Flat-Gates 230 kV line | Cal Flat-Gates 230 kV line |  | 5 | 1 | YES | 2 | 5 | 1 | YES | 2
PG&E GBA | Richmond R | 115 | 0 | 0 | 0 | 0 | 0 | 0 | 0 | 0 | 0 | 0 | 0 | 0 | 0 | 0 | 0 | 0 | 0 | 0 | 0 | 0 | 0 | 0 | 0 | 0 | 0 | 0 | 0 | 0 | 0 | 0 | 0 | 0 | 0 | 0 | 0 | 0 | 0 | 0 | 0 | 1 | 0 | 0 | 0 | 0 | 0 | 0 | 0 | 0 | 0 | 1 | 0 | 0 | 1 | 1 | 1 | 1 | 0 | 0 | 1 | 1 | 0 | 1 | 0 | 0 | 0 | 1 | 0 | 0 | 0 | 0 | 0 | 0 | 0 | 0 | 0 | 0 | 0 | 0 | 0 | 0 | 0 | 0 | 0 | 0 | 0 | 0 | 0 | 0 | 0 | 0 | 0 | 0 | 0 | 0 | 0 | 0 | 0 |  |  | 0 | 0 | 0 | 0 | 0 | 0 | 0 | 0 | 0 | 0 | 0 | 0 | 0 | 0 | 0 | 0 | 0 | 0 | 0 | 0 | 0 | 0 | 0 | 0 | 0 | 0 | 0 | 0 | 0 | 0 | 2 | 0 | 1 | 0 | 0 | 0 | -660.34 | -215.8012 | 1084 | Collinsville-Tesla 500 kV Line | Collinsville-Tesla 500 kV Line | Grant - Eastshore #2 line 115 kV |  | 0 | 0 | 0 | 0 | 0 | 0 | 519.61 | 790.0038 | 1084 | Contra Costa- Windmaster 230 kV line | Contra Costa- Windmaster 230 kV line | Grant - Eastshore #2 line 115 kV |  | 5 | 1 | YES | 2 | 1 | 1 | NO | 1
PG&E NGBA | Rincon | 115 | 0 | 0 | 0 | 0 | 0 | 0 | 0 | 0 | 0 | 0 | 0 | 0 | 0 | 0 | 0 | 0 | 0 | 0 | 0 | 0 | 0 | 0 | 0 | 0 | 0 | 0 | 0 | 0 | 0 | 0 | 0 | 0 | 0 | 0 | 0 | 0 | 0 | 0 | 0 | 1 | 0 | 1 | 0 | 0 | 0 | 0 | 0 | 0 | 0 | 0 | 0 | 1 | 1 | 1 | 1 | 1 | 0 | 0 | 0 | 0 | 0 | 0 | 0 | 0 | 0 | 1 | 1 | 0 | 0 | 0 | 0 | 0 | 0 | 0 | 0 | 0 | 0 | 0 | 0 | 0 | 0 | 0 | 0 | 0 | 0 | 0 | 0 | 0 | 0 | 0 | 0 | 0 | 0 | 0 | 0 | 0 | 0 |  |  | 0 | 0 | 0 | 0 | 0 | 0 | 0 | 0 | 0 | 0 | 0 | 0 | 0 | 0 | 0 | 50 | 0 | 0 | 0 | 0 | 0 | 0 | 0 | 0 | 0 | 0 | 0 | 0 | 0 | 1 | 3 | 0 | 2 | 0 | 0 | 0 | -660.34 | -215.8012 | 361.1526 | Collinsville-Tesla 500 kV Line | Collinsville-Tesla 500 kV Line | Birds Landing-Contra Costa 230kV Line |  | 1 | 0 | 1 | 0 | 0 | 0 | -298.39 | -27.9962 | 361.1526 | Birds Landing-Contra Costa 230kV Line | Birds Landing-Contra Costa 230kV Line | Birds Landing-Contra Costa 230kV Line |  | 5 | 5 | NO | 5 | 1 | 1 | NO | 1
PG&E KERN | Rio Bravo | 115 | 0 | 0 | 0 | 0 | 0 | 0 | 0 | 0 | 0 | 0 | 0 | 0 | 0 | 0 | 0 | 0 | 0 | 0 | 0 | 0 | 0 | 0 | 0 | 0 | 0 | 0 | 0 | 0 | 0 | 0 | 0 | 0 | 0 | 0 | 0 | 0 | 0 | 0 | 0 | 0 | 0 | 0 | 0 | 0 | 0 | 0 | 0 | 0 | 0 | 0 | 0 | 0 | 0 | 0 | 0 | 0 | 0 | 0 | 0 | 0 | 0 | 0 | 0 | 0 | 0 | 0 | 0 | 1 | 0 | 0 | 0 | 0 | 0 | 0 | 1 | 0 | 0 | 0 | 1 | 1 | 0 | 0 | 0 | 0 | 0 | 0 | 0 | 0 | 0 | 0 | 0 | 0 | 0 | 0 | 0 | 0 | 0 |  |  | 0 | 0 | 0 | 0 | 0 | 0 | 0 | 0 | 0 | 0 | 0 | 0 | 0 | 0 | 0 | 0 | 0 | 0 | 0 | 0 | 0 | 0 | 0 | 0 | 0 | 0 | 0 | 0 | 0 | 0 | 0 | 0 | 2 | 0 | 2 | 0 | 122.65 | -2360.472 | -1671.433 | Cal Flat-Gates 230 kV line | Gates 500/230kV TB #11 | Gates 500/230kV TB #12 |  | 0 | 0 | 0 | 0 | 0 | 0 | 122.65 | 392.11 | 666.9203 | Cal Flat-Gates 230 kV line | Cal Flat-Gates 230 kV line | Cal Flat-Gates 230 kV line |  | 5 | 1 | YES | 2 | 5 | 1 | YES | 2
SCE Metro | Rio Hondo | 230 | 0 | 0 | 0 | 0 | 0 | 0 | 0 | 0 | 0 | 1 | 0 | 0 | 0 | 0 | 0 | 0 | 0 | 0 | 0 | 0 | 0 | 0 | 0 | 0 | 0 | 0 | 0 | 0 | 0 | 0 | 0 | 0 | 0 | 0 | 0 | 0 | 0 | 0 | 0 | 0 | 0 | 0 | 0 | 0 | 0 | 0 | 0 | 0 | 0 | 0 | 0 | 0 | 0 | 0 | 0 | 0 | 0 | 0 | 0 | 0 | 0 | 0 | 0 | 0 | 0 | 0 | 0 | 0 | 0 | 0 | 0 | 0 | 0 | 0 | 0 | 0 | 0 | 0 | 0 | 0 | 0 | 0 | 0 | 0 | 0 | 0 | 0 | 0 | 0 | 0 | 0 | 0 | 0 | 0 | 0 | 0 | 0 |  |  | 0 | 0 | 0 | 0 | 0 | 0 | 0 | 0 | 0 | 0 | 0 | 0 | 0 | 0 | 0 | 0 | 0 | 0 | 0 | 0 | 0 | 0 | 0 | 0 | 0 | 0 | 265 | 10 | 0 | 1 | 0 | 0 | 0 | 0 | 0 | 0 | 3604.3788 | 8273.608 | 22319.9811 | SCE Metro Area Default Constraint | SCE Metro Area Default Constraint | SCE Metro Area Default Constraint |  | 0 | 0 | 0 | 0 | 0 | 0 | 3604.3788 | 8273.608 | 22319.9811 | SCE Metro Area Default Constraint | SCE Metro Area Default Constraint | SCE Metro Area Default Constraint |  | 1 | 1 | NO | 1 | 1 | 1 | NO | 1
PG&E NGBA | Rio Oso | 115 | 0 | 0 | 0 | 0 | 0 | 0 | 0 | 0 | 0 | 0 | 0 | 0 | 0 | 0 | 0 | 0 | 0 | 0 | 0 | 0 | 0 | 0 | 0 | 0 | 0 | 0 | 0 | 0 | 0 | 0 | 0 | 0 | 0 | 0 | 0 | 0 | 0 | 0 | 0 | 1 | 1 | 0 | 1 | 0 | 1 | 1 | 1 | 1 | 0 | 0 | 0 | 0 | 0 | 0 | 0 | 0 | 0 | 0 | 0 | 1 | 1 | 0 | 0 | 0 | 0 | 0 | 0 | 0 | 0 | 0 | 0 | 0 | 0 | 0 | 0 | 0 | 0 | 0 | 0 | 0 | 0 | 0 | 0 | 0 | 0 | 0 | 0 | 0 | 0 | 0 | 0 | 0 | 0 | 0 | 0 | 0 | 0 |  |  | 0 | 0 | 0 | 0 | 0 | 0 | 0 | 0 | 0 | 0 | 0 | 0 | 0 | 0 | 0 | 0 | 0 | 0 | 0 | 0 | 0 | 0 | 0 | 0 | 0 | 0 | 0 | 0 | 0 | 0 | 1 | 0 | 1 | 0 | 0 | 0 | -660.34 | -215.8012 | 62.84 | Collinsville-Tesla 500 kV Line | Collinsville-Tesla 500 kV Line | Woodland- Davis 115kV line |  | 0 | 0 | 0 | 0 | 0 | 0 | 29.35 | 50 | 62.84 | Bellota-Weber 230kV line | Rocklin-Pleaseant grove 115kV line | Woodland- Davis 115kV line |  | 5 | 1 | YES | 2 | 1 | 1 | NO | 1
PG&E NGBA | Rio Oso | 230 | 0 | 0 | 0 | 0 | 0 | 0 | 0 | 0 | 0 | 0 | 0 | 0 | 0 | 0 | 0 | 0 | 0 | 0 | 0 | 0 | 0 | 0 | 0 | 0 | 0 | 0 | 0 | 0 | 0 | 0 | 0 | 0 | 0 | 0 | 0 | 0 | 0 | 0 | 0 | 1 | 1 | 0 | 1 | 0 | 1 | 1 | 1 | 1 | 0 | 0 | 0 | 0 | 0 | 0 | 0 | 0 | 0 | 0 | 0 | 1 | 1 | 0 | 0 | 0 | 0 | 0 | 0 | 0 | 0 | 0 | 0 | 0 | 0 | 0 | 0 | 0 | 0 | 0 | 0 | 0 | 0 | 0 | 0 | 0 | 0 | 0 | 0 | 0 | 0 | 0 | 0 | 0 | 0 | 0 | 0 | 0 | 0 |  |  | 0 | 0 | 0 | 0 | 0 | 0 | 0 | 0 | 0 | 0 | 0 | 0 | 0 | 0 | 0 | 0 | 0 | 0 | 0 | 0 | 0 | 0 | 0 | 0 | 0 | 0 | 0 | 0 | 0 | 0 | 1 | 0 | 1 | 0 | 0 | 0 | -660.34 | -215.8012 | 62.84 | Collinsville-Tesla 500 kV Line | Collinsville-Tesla 500 kV Line | Woodland- Davis 115kV line |  | 0 | 0 | 0 | 0 | 0 | 0 | 29.35 | 50 | 62.84 | Bellota-Weber 230kV line | Rocklin-Pleaseant grove 115kV line | Woodland- Davis 115kV line |  | 5 | 1 | YES | 2 | 1 | 1 | NO | 1
PG&E GBA | Ripon | 115 | 0 | 0 | 0 | 0 | 0 | 0 | 0 | 0 | 0 | 0 | 0 | 0 | 0 | 0 | 0 | 0 | 0 | 0 | 0 | 0 | 0 | 0 | 0 | 0 | 0 | 0 | 0 | 0 | 0 | 0 | 0 | 0 | 0 | 0 | 0 | 0 | 0 | 0 | 0 | 0 | 0 | 0 | 0 | 0 | 0 | 1 | 0 | 0 | 0 | 0 | 0 | 0 | 0 | 0 | 0 | 1 | 0 | 1 | 0 | 1 | 0 | 0 | 0 | 1 | 0 | 1 | 0 | 0 | 0 | 0 | 0 | 0 | 0 | 0 | 0 | 0 | 0 | 0 | 0 | 0 | 0 | 0 | 0 | 0 | 0 | 0 | 0 | 0 | 0 | 0 | 0 | 0 | 0 | 0 | 0 | 0 | 0 |  |  | 0 | 0 | 0 | 0 | 0 | 0 | 0 | 0 | 0 | 0 | 0 | 0 | 0 | 0 | 0 | 0 | 0 | 0 | 0 | 0 | 0 | 0 | 0 | 2.6 | 0 | 0 | 99 | 0 | 0 | 1 | 1 | 0 | 0 | 0 | 0 | 0 | -52.2 | 5.59 | 147.632 | Kasson Jct-Heinz 115 kV line | Kasson Jct-Heinz 115 kV line | Tesla-Salado 115 kV line |  | 1 | 0 | 0 | 0 | 0 | 0 | -52.2 | 5.59 | 147.632 | Kasson Jct-Heinz 115 kV line | Kasson Jct-Heinz 115 kV line | Tesla-Salado 115 kV line |  | 5 | 5 | NO | 5 | 1 | 1 | NO | 1
PG&E GBA | Riverbank | 115 | 0 | 0 | 0 | 0 | 0 | 0 | 0 | 0 | 0 | 0 | 0 | 0 | 0 | 0 | 0 | 0 | 0 | 0 | 0 | 0 | 0 | 0 | 0 | 0 | 0 | 0 | 0 | 0 | 0 | 0 | 0 | 0 | 0 | 0 | 0 | 0 | 0 | 0 | 0 | 0 | 0 | 0 | 0 | 0 | 0 | 1 | 0 | 0 | 0 | 0 | 0 | 0 | 0 | 0 | 0 | 1 | 0 | 1 | 0 | 1 | 0 | 0 | 0 | 0 | 0 | 1 | 0 | 0 | 0 | 0 | 0 | 0 | 0 | 0 | 0 | 0 | 0 | 0 | 0 | 0 | 0 | 0 | 0 | 0 | 0 | 0 | 0 | 0 | 0 | 0 | 0 | 0 | 0 | 0 | 0 | 0 | 0 |  |  | 0 | 0 | 0 | 0 | 0 | 0 | 0 | 0 | 0 | 0 | 0 | 0 | 0 | 0 | 0 | 0 | 0 | 0 | 0 | 0 | 0 | 0 | 0 | 0 | 0 | 0 | 0 | 0 | 0 | 0 | 1 | 0 | 0 | 0 | 0 | 0 | -52.2 | 5.59 | 543.909 | Kasson Jct-Heinz 115 kV line | Kasson Jct-Heinz 115 kV line | Kasson Jct-Heinz 115 kV line |  | 1 | 0 | 0 | 0 | 0 | 0 | -52.2 | 5.59 | 543.909 | Kasson Jct-Heinz 115 kV line | Kasson Jct-Heinz 115 kV line | Kasson Jct-Heinz 115 kV line |  | 5 | 5 | NO | 5 | 1 | 1 | NO | 1
SCE NOL | Roadway | 115 | 0 | 0 | 0 | 0 | 0 | 0 | 0 | 0 | 0 | 0 | 0 | 0 | 1 | 1 | 0 | 0 | 0 | 0 | 0 | 0 | 0 | 0 | 0 | 0 | 0 | 0 | 0 | 0 | 0 | 0 | 0 | 0 | 0 | 0 | 0 | 0 | 0 | 0 | 0 | 0 | 0 | 0 | 0 | 0 | 0 | 0 | 0 | 0 | 0 | 0 | 0 | 0 | 0 | 0 | 0 | 0 | 0 | 0 | 0 | 0 | 0 | 0 | 0 | 0 | 0 | 0 | 0 | 0 | 0 | 0 | 0 | 0 | 0 | 0 | 0 | 0 | 0 | 0 | 0 | 0 | 0 | 0 | 0 | 0 | 0 | 0 | 0 | 0 | 0 | 0 | 0 | 0 | 0 | 0 | 0 | 0 | 0 |  |  | 0 | 0 | 0 | 0 | 0 | 0 | 0 | 0 | 2 | 150 | 0 | 75 | 0 | 0 | 1 | 0 | 0 | 0 | 0 | 0 | 0 | 0 | 0 | 2 | 150 | 0 | 75 | 0 | 0 | 1 | 0 | 0 | 0 | 0 | 0 | 0 | 92 | 159.25 | 1730.444 | Lugo Transformer Area Constraint | Lugo Transformer Area Constraint | Victor to Lugo Area Constraint |  | 0 | 0 | 0 | 0 | 0 | 0 | 92 | 159.25 | 1730.444 | Lugo Transformer Area Constraint | Lugo Transformer Area Constraint | Victor to Lugo Area Constraint |  | 1 | 1 | NO | 1 | 1 | 1 | NO | 1
PG&E NGBA | Rock Creek 1 | 230 | 0 | 0 | 0 | 0 | 0 | 0 | 0 | 0 | 0 | 0 | 0 | 0 | 0 | 0 | 0 | 0 | 0 | 0 | 0 | 0 | 0 | 0 | 0 | 0 | 0 | 0 | 0 | 0 | 0 | 0 | 0 | 0 | 0 | 0 | 0 | 0 | 0 | 0 | 0 | 1 | 0 | 0 | 0 | 0 | 0 | 1 | 0 | 1 | 0 | 0 | 0 | 0 | 0 | 0 | 0 | 0 | 0 | 0 | 0 | 1 | 1 | 0 | 0 | 0 | 0 | 0 | 0 | 0 | 0 | 0 | 0 | 0 | 0 | 0 | 0 | 0 | 0 | 0 | 0 | 0 | 0 | 0 | 0 | 0 | 0 | 0 | 0 | 0 | 0 | 0 | 0 | 0 | 0 | 0 | 0 | 0 | 0 |  |  | 0 | 0 | 0 | 0 | 0 | 0 | 0 | 0 | 0 | 0 | 0 | 0 | 0 | 0 | 0 | 0 | 0 | 0 | 0 | 0 | 0 | 0 | 0 | 0 | 0 | 0 | 0 | 0 | 0 | 0 | 1 | 0 | 1 | 0 | 0 | 0 | -660.34 | -215.8012 | 186.9836 | Collinsville-Tesla 500 kV Line | Collinsville-Tesla 500 kV Line | Rio Oso-Lockeford 230kV line |  | 0 | 0 | 0 | 0 | 0 | 0 | 29.35 | 368.5 | 186.9836 | Bellota-Weber 230kV line | Bellota-Weber 230kV line | Rio Oso-Lockeford 230kV line |  | 5 | 1 | YES | 2 | 1 | 1 | NO | 1
SCE Northern | Rosamond | 66 | 1 | 0 | 1 | 0 | 0 | 0 | 0 | 0 | 0 | 0 | 0 | 0 | 0 | 0 | 0 | 0 | 0 | 0 | 0 | 0 | 0 | 0 | 0 | 0 | 0 | 0 | 0 | 0 | 0 | 0 | 0 | 0 | 0 | 0 | 0 | 0 | 0 | 0 | 0 | 0 | 0 | 0 | 0 | 0 | 0 | 0 | 0 | 0 | 0 | 0 | 0 | 0 | 0 | 0 | 0 | 0 | 0 | 0 | 0 | 0 | 0 | 0 | 0 | 0 | 0 | 0 | 0 | 0 | 0 | 0 | 0 | 0 | 0 | 0 | 0 | 0 | 0 | 0 | 0 | 0 | 0 | 0 | 0 | 0 | 0 | 0 | 0 | 0 | 0 | 0 | 0 | 0 | 0 | 0 | 0 | 0 | 0 |  |  | 0 | 0 | 0 | 0 | 0 | 0 | 0 | 0 | 0 | 0 | 0 | 0 | 0 | 0 | 0 | 0 | 0 | 0 | 0 | 0 | 0 | 0 | 0 | 0 | 0 | 0 | 0 | 0 | 0 | 0 | 0 | 0 | 0 | 0 | 0 | 0 | 1358.41 | 838.02 | 6423.79 | Antelope-Vincent Constraint | Antelope-Vincent Constraint | Pardee-Sylmar Constraint |  | 0 | 0 | 0 | 0 | 0 | 0 | 1358.41 | 838.02 | 6423.79 | Antelope-Vincent Constraint | Antelope-Vincent Constraint | Pardee-Sylmar Constraint |  | 1 | 1 | NO | 1 | 1 | 1 | NO | 1
PG&E GBA | Rossmoor | 230 | 0 | 0 | 0 | 0 | 0 | 0 | 0 | 0 | 0 | 0 | 0 | 0 | 0 | 0 | 0 | 0 | 0 | 0 | 0 | 0 | 0 | 0 | 0 | 0 | 0 | 0 | 0 | 0 | 0 | 0 | 0 | 0 | 0 | 0 | 0 | 0 | 0 | 0 | 0 | 1 | 0 | 0 | 0 | 0 | 0 | 0 | 0 | 0 | 0 | 0 | 0 | 0 | 0 | 0 | 0 | 1 | 0 | 0 | 0 | 0 | 0 | 0 | 0 | 0 | 0 | 0 | 1 | 0 | 0 | 0 | 0 | 0 | 0 | 0 | 0 | 0 | 0 | 0 | 0 | 0 | 0 | 0 | 0 | 0 | 0 | 0 | 0 | 0 | 0 | 0 | 0 | 0 | 0 | 0 | 0 | 0 | 0 |  |  | 0 | 0 | 0 | 0 | 0 | 0 | 0 | 0 | 0 | 0 | 0 | 0 | 0 | 0 | 0 | 0 | 0 | 0 | 0 | 0 | 0 | 0 | 0 | 0 | 0 | 0 | 0 | 0 | 0 | 0 | 2 | 0 | 2 | 0 | 0 | 0 | -660.34 | -215.8012 | 361.1526 | Collinsville-Tesla 500 kV Line | Collinsville-Tesla 500 kV Line | Birds Landing-Contra Costa 230kV Line |  | 1 | 0 | 1 | 0 | 0 | 0 | -298.39 | -27.9962 | 361.1526 | Birds Landing-Contra Costa 230kV Line | Birds Landing-Contra Costa 230kV Line | Birds Landing-Contra Costa 230kV Line |  | 5 | 5 | NO | 5 | 1 | 1 | NO | 1
PG&E NGBA | Round Mountain | 230 | 0 | 0 | 0 | 0 | 0 | 0 | 0 | 0 | 0 | 0 | 0 | 0 | 0 | 0 | 0 | 0 | 0 | 0 | 0 | 0 | 0 | 0 | 0 | 0 | 0 | 0 | 0 | 0 | 0 | 0 | 0 | 0 | 0 | 0 | 0 | 0 | 0 | 0 | 0 | 1 | 0 | 0 | 0 | 0 | 0 | 0 | 0 | 0 | 0 | 0 | 0 | 0 | 0 | 0 | 0 | 0 | 0 | 0 | 0 | 0 | 0 | 0 | 0 | 0 | 0 | 0 | 0 | 0 | 0 | 0 | 0 | 0 | 0 | 0 | 0 | 0 | 0 | 0 | 0 | 0 | 0 | 0 | 0 | 0 | 0 | 0 | 0 | 0 | 0 | 0 | 0 | 0 | 0 | 0 | 0 | 0 | 0 |  |  | 0 | 0 | 0 | 0 | 0 | 0 | 0 | 0 | 0 | 0 | 0 | 0 | 0 | 0 | 0 | 0 | 0 | 0 | 0 | 0 | 0 | 0 | 0 | 0 | 0 | 0 | 0 | 0 | 0 | 0 | 1 | 0 | 1 | 0 | 0 | 0 | -660.34 | -215.8012 | 2295.5509 | Collinsville-Tesla 500 kV Line | Collinsville-Tesla 500 kV Line | Collinsville-Tesla 500 kV Line |  | 0 | 0 | 0 | 0 | 0 | 0 | 7984.66 | 8429.1988 | 2295.5509 | Collinsville-Tesla 500 kV Line | Collinsville-Tesla 500 kV Line | Collinsville-Tesla 500 kV Line |  | 5 | 1 | YES | 2 | 1 | 1 | NO | 1
PG&E NGBA | Round Mountain | 500 | 0 | 0 | 0 | 0 | 0 | 0 | 0 | 0 | 0 | 0 | 0 | 0 | 0 | 0 | 0 | 0 | 0 | 0 | 0 | 0 | 0 | 0 | 0 | 0 | 0 | 0 | 0 | 0 | 0 | 0 | 0 | 0 | 0 | 0 | 0 | 0 | 0 | 0 | 0 | 1 | 0 | 0 | 0 | 0 | 0 | 0 | 0 | 0 | 0 | 0 | 0 | 0 | 0 | 0 | 0 | 0 | 0 | 0 | 0 | 0 | 0 | 0 | 0 | 0 | 0 | 0 | 0 | 0 | 0 | 0 | 0 | 0 | 0 | 0 | 0 | 0 | 0 | 0 | 0 | 0 | 0 | 0 | 0 | 0 | 0 | 0 | 0 | 0 | 0 | 0 | 0 | 0 | 0 | 0 | 0 | 0 | 0 |  |  | 0 | 0 | 0 | 0 | 0 | 0 | 0 | 0 | 0 | 0 | 0 | 0 | 0 | 0 | 0 | 0 | 0 | 0 | 0 | 0 | 0 | 0 | 0 | 0 | 0 | 0 | 0 | 0 | 0 | 0 | 1 | 0 | 1 | 0 | 0 | 0 | -660.34 | -215.8012 | 2295.5509 | Collinsville-Tesla 500 kV Line | Collinsville-Tesla 500 kV Line | Collinsville-Tesla 500 kV Line |  | 0 | 0 | 0 | 0 | 0 | 0 | 7984.66 | 8429.1988 | 2295.5509 | Collinsville-Tesla 500 kV Line | Collinsville-Tesla 500 kV Line | Collinsville-Tesla 500 kV Line |  | 5 | 1 | YES | 2 | 1 | 1 | NO | 1
PG&E GBA | Salado | 115 | 0 | 0 | 0 | 0 | 0 | 0 | 0 | 0 | 0 | 0 | 0 | 0 | 0 | 0 | 0 | 0 | 0 | 0 | 0 | 0 | 0 | 0 | 0 | 0 | 0 | 0 | 0 | 0 | 0 | 0 | 0 | 0 | 0 | 0 | 0 | 0 | 0 | 0 | 0 | 0 | 0 | 0 | 0 | 0 | 0 | 0 | 0 | 0 | 0 | 0 | 0 | 0 | 0 | 0 | 0 | 1 | 0 | 0 | 0 | 1 | 0 | 0 | 0 | 1 | 0 | 0 | 0 | 0 | 0 | 0 | 0 | 0 | 0 | 0 | 0 | 0 | 0 | 0 | 0 | 0 | 0 | 0 | 0 | 0 | 0 | 0 | 0 | 0 | 0 | 0 | 0 | 0 | 0 | 0 | 0 | 0 | 0 |  |  | 0 | 0 | 0 | 0 | 0 | 0 | 0 | 0 | 0 | 0 | 0 | 0 | 0 | 0 | 0 | 0 | 0 | 0 | 0 | 0 | 0 | 0 | 0 | 0 | 0 | 0 | 0 | 0 | 0 | 0 | 0 | 0 | 0 | 0 | 0 | 0 | 44.02 | 44.16 | 147.632 | Tesla-Salado 115 kV line | Tesla-Salado 115 kV line | Tesla-Salado 115 kV line |  | 0 | 0 | 0 | 0 | 0 | 0 | 44.02 | 44.16 | 147.632 | Tesla-Salado 115 kV line | Tesla-Salado 115 kV line | Tesla-Salado 115 kV line |  | 1 | 1 | NO | 1 | 1 | 1 | NO | 1
PG&E GBA | Salado | 60 | 0 | 0 | 0 | 0 | 0 | 0 | 0 | 0 | 0 | 0 | 0 | 0 | 0 | 0 | 0 | 0 | 0 | 0 | 0 | 0 | 0 | 0 | 0 | 0 | 0 | 0 | 0 | 0 | 0 | 0 | 0 | 0 | 0 | 0 | 0 | 0 | 0 | 0 | 0 | 0 | 0 | 0 | 0 | 0 | 0 | 0 | 0 | 0 | 0 | 0 | 0 | 0 | 0 | 0 | 0 | 1 | 0 | 0 | 0 | 1 | 0 | 0 | 0 | 1 | 0 | 0 | 0 | 0 | 0 | 0 | 0 | 0 | 0 | 0 | 0 | 0 | 0 | 0 | 0 | 0 | 0 | 0 | 0 | 0 | 0 | 0 | 0 | 0 | 0 | 0 | 0 | 0 | 0 | 0 | 0 | 0 | 0 |  |  | 0 | 0 | 0 | 0 | 0 | 0 | 0 | 0 | 0 | 0 | 0 | 0 | 0 | 0 | 0 | 0 | 0 | 0 | 0 | 0 | 0 | 0 | 0 | 0 | 0 | 0 | 0 | 0 | 0 | 0 | 0 | 0 | 0 | 0 | 0 | 0 | 44.02 | 44.16 | 147.632 | Tesla-Salado 115 kV line | Tesla-Salado 115 kV line | Tesla-Salado 115 kV line |  | 0 | 0 | 0 | 0 | 0 | 0 | 44.02 | 44.16 | 147.632 | Tesla-Salado 115 kV line | Tesla-Salado 115 kV line | Tesla-Salado 115 kV line |  | 1 | 1 | NO | 1 | 1 | 1 | NO | 1
PG&E GBA | Salinas | 115 | 0 | 0 | 0 | 0 | 0 | 0 | 0 | 0 | 0 | 0 | 0 | 0 | 0 | 0 | 0 | 0 | 0 | 0 | 0 | 0 | 0 | 0 | 0 | 0 | 0 | 0 | 0 | 0 | 0 | 0 | 0 | 0 | 0 | 0 | 0 | 0 | 0 | 0 | 0 | 0 | 0 | 0 | 0 | 0 | 0 | 0 | 0 | 0 | 0 | 0 | 0 | 0 | 0 | 0 | 0 | 0 | 0 | 0 | 0 | 0 | 0 | 0 | 0 | 0 | 1 | 0 | 0 | 0 | 0 | 0 | 0 | 0 | 0 | 0 | 0 | 0 | 0 | 0 | 0 | 0 | 0 | 0 | 0 | 0 | 0 | 0 | 0 | 0 | 0 | 0 | 0 | 0 | 0 | 0 | 0 | 0 | 1 |  |  | 0 | 0 | 0 | 0 | 0 | 0 | 0 | 0 | 0 | 0 | 0 | 0 | 0 | 0 | 0 | 0 | 0 | 0 | 0 | 0 | 0 | 0 | 0 | 0 | 0 | 0 | 0 | 0 | 0 | 0 | 0 | 0 | 0 | 0 | 0 | 0 | 155 | 161.5 | 72 | Morganhill-Metcalf 115kV Line | Morganhill-Metcalf 115kV Line | Morganhill-Metcalf 115kV Line |  | 0 | 0 | 0 | 0 | 0 | 0 | 155 | 161.5 | 72 | Morganhill-Metcalf 115kV Line | Morganhill-Metcalf 115kV Line | Morganhill-Metcalf 115kV Line |  | 1 | 1 | NO | 1 | 1 | 1 | NO | 1
SDGE | Salt Creek | 69 | 0 | 0 | 0 | 0 | 0 | 0 | 0 | 0 | 0 | 0 | 0 | 0 | 0 | 0 | 0 | 0 | 0 | 0 | 0 | 0 | 0 | 0 | 0 | 0 | 0 | 0 | 0 | 1 | 1 | 1 | 1 | 0 | 1 | 0 | 0 | 1 | 1 | 0 | 0 | 0 | 0 | 0 | 0 | 0 | 0 | 0 | 0 | 0 | 0 | 0 | 0 | 0 | 0 | 0 | 0 | 0 | 0 | 0 | 0 | 0 | 0 | 0 | 0 | 0 | 0 | 0 | 0 | 0 | 0 | 0 | 0 | 0 | 0 | 0 | 0 | 0 | 0 | 0 | 0 | 0 | 0 | 0 | 0 | 0 | 0 | 0 | 0 | 0 | 0 | 0 | 0 | 0 | 0 | 0 | 0 | 0 | 0 |  |  | 0 | 0 | 0 | 0 | 0 | 0 | 0 | 0 | 0 | 0 | 0 | 0 | 0 | 0 | 0 | 0 | 0 | 0 | 0 | 0 | 0 | 0 | 0 | 0 | 0 | 0 | 0 | 0 | 0 | 0 | 0 | 1 | 0 | 0 | 0 | 0 | -35.92 | 48.96 | 301.7864 | San Luis Rey-San Onofre 230 kV line constraint | San Luis Rey-San Onofre 230 kV line constraint | Miguel 69 kV constraint |  | 0 | 1 | 0 | 0 | 0 | 0 | -35.92 | 48.96 | 301.7864 | San Luis Rey-San Onofre 230 kV line constraint | San Luis Rey-San Onofre 230 kV line constraint | Miguel 69 kV constraint |  | 3 | 3 | NO | 3 | 1 | 1 | NO | 1
SCE Eastern | San Bernardino | 230 | 0 | 0 | 0 | 0 | 0 | 0 | 0 | 0 | 0 | 0 | 0 | 0 | 0 | 0 | 0 | 0 | 0 | 0 | 0 | 1 | 0 | 1 | 0 | 0 | 0 | 0 | 0 | 0 | 0 | 0 | 0 | 0 | 0 | 0 | 0 | 0 | 0 | 0 | 0 | 0 | 0 | 0 | 0 | 0 | 0 | 0 | 0 | 0 | 0 | 0 | 0 | 0 | 0 | 0 | 0 | 0 | 0 | 0 | 0 | 0 | 0 | 0 | 0 | 0 | 0 | 0 | 0 | 0 | 0 | 0 | 0 | 0 | 0 | 0 | 0 | 0 | 0 | 0 | 0 | 0 | 0 | 0 | 0 | 0 | 0 | 0 | 0 | 0 | 0 | 0 | 0 | 0 | 0 | 0 | 0 | 0 | 0 |  |  | 0 | 0 | 0 | 0 | 0 | 0 | 0 | 0 | 0 | 0 | 0 | 0 | 0 | 0 | 0 | 0 | 0 | 0 | 0 | 0 | 0 | 0 | 0 | 0 | 0 | 0 | 0 | 0 | 0 | 0 | 0 | 2 | 0 | 0 | 0 | 0 | -1393.746 | 648.31 | 8204.916 | Serrano-Alberhill-Valley Constraint | Etiwanda-Rancho Vista Constraint | Serrano-Alberhill-Valley Constraint |  | 0 | 0 | 0 | 0 | 0 | 0 | 128.254 | 648.31 | 8661.07 | Serrano-Alberhill-Valley Constraint | Etiwanda-Rancho Vista Constraint | Etiwanda-Rancho Vista Constraint |  | 4 | 1 | YES | 2 | 1 | 1 | NO | 1
PG&E GBA | SAN FRAN A (POTRERO PP) | 115 | 0 | 0 | 0 | 0 | 0 | 0 | 0 | 0 | 0 | 0 | 0 | 0 | 0 | 0 | 0 | 0 | 0 | 0 | 0 | 0 | 0 | 0 | 0 | 0 | 0 | 0 | 0 | 0 | 0 | 0 | 0 | 0 | 0 | 0 | 0 | 0 | 0 | 0 | 0 | 1 | 0 | 0 | 0 | 0 | 0 | 0 | 0 | 0 | 0 | 0 | 0 | 0 | 1 | 0 | 0 | 0 | 0 | 0 | 0 | 0 | 0 | 0 | 0 | 0 | 0 | 0 | 0 | 0 | 0 | 0 | 0 | 0 | 0 | 0 | 0 | 0 | 0 | 0 | 0 | 0 | 0 | 0 | 0 | 0 | 0 | 0 | 0 | 0 | 0 | 0 | 0 | 0 | 0 | 0 | 0 | 0 | 0 |  |  | 0 | 0 | 0 | 0 | 0 | 0 | 0 | 0 | 0 | 0 | 0 | 0 | 0 | 0 | 0 | 0 | 0 | 0 | 0 | 0 | 0 | 0 | 0 | 0 | 0 | 0 | 0 | 0 | 0 | 0 | 1 | 0 | 1 | 0 | 0 | 0 | -660.34 | -215.8012 | 2295.5509 | Collinsville-Tesla 500 kV Line | Collinsville-Tesla 500 kV Line | Collinsville-Tesla 500 kV Line |  | 0 | 0 | 0 | 0 | 0 | 0 | 2422.8 | 2560.8 | 2295.5509 | Sobrante-Moraga 230 kV line | Sobrante-Moraga 230 kV line | Collinsville-Tesla 500 kV Line |  | 5 | 1 | YES | 2 | 1 | 1 | NO | 1
PG&E GBA | SAN FRAN A (POTRERO PP) | 230 | 0 | 0 | 0 | 0 | 0 | 0 | 0 | 0 | 0 | 0 | 0 | 0 | 0 | 0 | 0 | 0 | 0 | 0 | 0 | 0 | 0 | 0 | 0 | 0 | 0 | 0 | 0 | 0 | 0 | 0 | 0 | 0 | 0 | 0 | 0 | 0 | 0 | 0 | 0 | 1 | 0 | 0 | 0 | 0 | 0 | 0 | 0 | 0 | 0 | 0 | 0 | 0 | 1 | 0 | 0 | 0 | 0 | 0 | 0 | 0 | 0 | 0 | 0 | 0 | 0 | 0 | 0 | 0 | 0 | 0 | 0 | 0 | 0 | 0 | 0 | 0 | 0 | 0 | 0 | 0 | 0 | 0 | 0 | 0 | 0 | 0 | 0 | 0 | 0 | 0 | 0 | 0 | 0 | 0 | 0 | 0 | 0 |  |  | 0 | 0 | 0 | 0 | 0 | 0 | 0 | 0 | 0 | 0 | 0 | 0 | 0 | 0 | 0 | 0 | 0 | 0 | 0 | 0 | 0 | 0 | 0 | 0 | 0 | 0 | 0 | 0 | 0 | 0 | 1 | 0 | 1 | 0 | 0 | 0 | -660.34 | -215.8012 | 2295.5509 | Collinsville-Tesla 500 kV Line | Collinsville-Tesla 500 kV Line | Collinsville-Tesla 500 kV Line |  | 0 | 0 | 0 | 0 | 0 | 0 | 2422.8 | 2560.8 | 2295.5509 | Sobrante-Moraga 230 kV line | Sobrante-Moraga 230 kV line | Collinsville-Tesla 500 kV Line |  | 5 | 1 | YES | 2 | 1 | 1 | NO | 1
PG&E GBA | San Jose A | 115 | 0 | 0 | 0 | 0 | 0 | 0 | 0 | 0 | 0 | 0 | 0 | 0 | 0 | 0 | 0 | 0 | 0 | 0 | 0 | 0 | 0 | 0 | 0 | 0 | 0 | 0 | 0 | 0 | 0 | 0 | 0 | 0 | 0 | 0 | 0 | 0 | 0 | 0 | 0 | 0 | 0 | 0 | 0 | 0 | 0 | 0 | 0 | 0 | 0 | 0 | 0 | 0 | 0 | 0 | 0 | 1 | 0 | 0 | 0 | 1 | 0 | 0 | 0 | 0 | 0 | 0 | 0 | 0 | 0 | 0 | 0 | 0 | 0 | 0 | 0 | 0 | 0 | 0 | 0 | 0 | 0 | 0 | 0 | 0 | 0 | 0 | 0 | 0 | 0 | 0 | 0 | 0 | 0 | 0 | 0 | 0 | 1 |  |  | 0 | 0 | 0 | 0 | 0 | 0 | 0 | 0 | 0 | 0 | 0 | 0 | 0 | 0 | 0 | 0 | 0 | 0 | 0 | 0 | 0 | 0 | 0 | 0 | 0 | 0 | 0 | 0 | 0 | 0 | 0 | 0 | 0 | 0 | 0 | 0 | 958.5 | 1141.75 | 2698.8852 | NEW-Metcalf-Mosslanding 500kV | NEW-Metcalf-Mosslanding 500kV | Tesla-Bellota 230 kV line |  | 0 | 0 | 0 | 0 | 0 | 0 | 958.5 | 1141.75 | 2698.8852 | NEW-Metcalf-Mosslanding 500kV | NEW-Metcalf-Mosslanding 500kV | Tesla-Bellota 230 kV line |  | 1 | 1 | NO | 1 | 1 | 1 | NO | 1
PG&E GBA | San Jose B | 115 | 0 | 0 | 0 | 0 | 0 | 0 | 0 | 0 | 0 | 0 | 0 | 0 | 0 | 0 | 0 | 0 | 0 | 0 | 0 | 0 | 0 | 0 | 0 | 0 | 0 | 0 | 0 | 0 | 0 | 0 | 0 | 0 | 0 | 0 | 0 | 0 | 0 | 0 | 0 | 0 | 0 | 0 | 0 | 0 | 0 | 0 | 0 | 0 | 0 | 0 | 0 | 0 | 0 | 0 | 0 | 1 | 0 | 0 | 0 | 1 | 0 | 0 | 0 | 0 | 0 | 0 | 0 | 0 | 0 | 0 | 0 | 0 | 0 | 0 | 0 | 0 | 0 | 0 | 0 | 0 | 0 | 0 | 0 | 0 | 0 | 0 | 0 | 0 | 0 | 0 | 0 | 0 | 0 | 0 | 0 | 0 | 0 |  |  | 0 | 0 | 0 | 0 | 0 | 0 | 0 | 0 | 0 | 0 | 0 | 0 | 0 | 0 | 0 | 0 | 0 | 0 | 0 | 0 | 0 | 0 | 0 | 0 | 0 | 0 | 0 | 0 | 0 | 0 | 0 | 0 | 0 | 0 | 0 | 0 | 1636.31 | 1970.6438 | 2698.8852 | Tesla-Bellota 230 kV line | Tesla-Bellota 230 kV line | Tesla-Bellota 230 kV line |  | 0 | 0 | 0 | 0 | 0 | 0 | 1636.31 | 1970.6438 | 2698.8852 | Tesla-Bellota 230 kV line | Tesla-Bellota 230 kV line | Tesla-Bellota 230 kV line |  | 1 | 1 | NO | 1 | 1 | 1 | NO | 1
PG&E GBA | San Leandro U | 115 | 0 | 0 | 0 | 0 | 0 | 0 | 0 | 0 | 0 | 0 | 0 | 0 | 0 | 0 | 0 | 0 | 0 | 0 | 0 | 0 | 0 | 0 | 0 | 0 | 0 | 0 | 0 | 0 | 0 | 0 | 0 | 0 | 0 | 0 | 0 | 0 | 0 | 0 | 0 | 1 | 0 | 0 | 0 | 0 | 0 | 0 | 0 | 0 | 0 | 0 | 0 | 0 | 1 | 0 | 0 | 1 | 0 | 0 | 0 | 0 | 0 | 0 | 0 | 0 | 0 | 0 | 0 | 0 | 0 | 0 | 0 | 0 | 0 | 0 | 0 | 0 | 0 | 0 | 0 | 0 | 0 | 0 | 0 | 0 | 0 | 0 | 0 | 0 | 0 | 0 | 0 | 0 | 0 | 0 | 0 | 0 | 0 |  |  | 0 | 0 | 0 | 0 | 0 | 0 | 0 | 0 | 0 | 0 | 0 | 0 | 0 | 0 | 0 | 0 | 0 | 0 | 0 | 0 | 0 | 0 | 0 | 0 | 0 | 0 | 0 | 0 | 0 | 0 | 1 | 0 | 1 | 0 | 0 | 0 | -660.34 | -215.8012 | 2295.5509 | Collinsville-Tesla 500 kV Line | Collinsville-Tesla 500 kV Line | Collinsville-Tesla 500 kV Line |  | 0 | 0 | 0 | 0 | 0 | 0 | 2422.8 | 2560.8 | 2295.5509 | Sobrante-Moraga 230 kV line | Sobrante-Moraga 230 kV line | Collinsville-Tesla 500 kV Line |  | 5 | 1 | YES | 2 | 1 | 1 | NO | 1
PG&E KERN | San Luis Obispo | 115 | 0 | 0 | 0 | 0 | 0 | 0 | 0 | 0 | 0 | 0 | 0 | 0 | 0 | 0 | 0 | 0 | 0 | 0 | 0 | 0 | 0 | 0 | 0 | 0 | 0 | 0 | 0 | 0 | 0 | 0 | 0 | 0 | 0 | 0 | 0 | 0 | 0 | 0 | 0 | 0 | 0 | 0 | 0 | 0 | 0 | 0 | 0 | 0 | 0 | 0 | 0 | 0 | 0 | 0 | 0 | 0 | 0 | 0 | 0 | 0 | 0 | 0 | 0 | 0 | 0 | 0 | 0 | 1 | 1 | 0 | 0 | 0 | 0 | 0 | 0 | 0 | 0 | 0 | 0 | 1 | 0 | 0 | 0 | 0 | 0 | 1 | 0 | 0 | 0 | 0 | 0 | 0 | 0 | 0 | 0 | 1 | 0 |  |  | 0 | 0 | 0 | 0 | 0 | 0 | 0 | 0 | 0 | 0 | 0 | 0 | 0 | 0 | 0 | 0 | 0 | 0 | 0 | 0 | 0 | 0 | 0 | 0 | 0 | 0 | 0 | 0 | 0 | 0 | 0 | 0 | 1 | 0 | 1 | 0 | 122.65 | -2360.472 | -1076.0882 | Cal Flat-Gates 230 kV line | Gates 500/230kV TB #11 | Gates 500/230kV TB #11 |  | 0 | 0 | 0 | 0 | 0 | 0 | 122.65 | 392.11 | 666.9203 | Cal Flat-Gates 230 kV line | Cal Flat-Gates 230 kV line | Cal Flat-Gates 230 kV line |  | 5 | 1 | YES | 2 | 5 | 1 | YES | 2
PG&E KERN | San Luis Obispo | 70 | 0 | 0 | 0 | 0 | 0 | 0 | 0 | 0 | 0 | 0 | 0 | 0 | 0 | 0 | 0 | 0 | 0 | 0 | 0 | 0 | 0 | 0 | 0 | 0 | 0 | 0 | 0 | 0 | 0 | 0 | 0 | 0 | 0 | 0 | 0 | 0 | 0 | 0 | 0 | 0 | 0 | 0 | 0 | 0 | 0 | 0 | 0 | 0 | 0 | 0 | 0 | 0 | 0 | 0 | 0 | 0 | 0 | 0 | 0 | 0 | 0 | 0 | 0 | 0 | 0 | 0 | 0 | 1 | 1 | 0 | 0 | 0 | 0 | 0 | 0 | 0 | 0 | 0 | 0 | 1 | 0 | 0 | 0 | 0 | 0 | 1 | 0 | 0 | 0 | 0 | 0 | 0 | 0 | 0 | 0 | 1 | 0 |  |  | 0 | 0 | 0 | 0 | 0 | 0 | 0 | 0 | 0 | 0 | 0 | 0 | 0 | 0 | 0 | 0 | 0 | 0 | 0 | 0 | 0 | 0 | 0 | 0 | 0 | 0 | 0 | 0 | 0 | 0 | 0 | 0 | 1 | 0 | 1 | 0 | 122.65 | -2360.472 | -1076.0882 | Cal Flat-Gates 230 kV line | Gates 500/230kV TB #11 | Gates 500/230kV TB #11 |  | 0 | 0 | 0 | 0 | 0 | 0 | 122.65 | 392.11 | 666.9203 | Cal Flat-Gates 230 kV line | Cal Flat-Gates 230 kV line | Cal Flat-Gates 230 kV line |  | 5 | 1 | YES | 2 | 5 | 1 | YES | 2
SDGE | San Luis Rey | 230 | 0 | 0 | 0 | 0 | 0 | 0 | 0 | 0 | 0 | 0 | 0 | 0 | 0 | 0 | 0 | 0 | 0 | 0 | 0 | 0 | 0 | 0 | 0 | 0 | 0 | 0 | 0 | 0 | 0 | 0 | 0 | 0 | 1 | 0 | 0 | 0 | 0 | 0 | 0 | 0 | 0 | 0 | 0 | 0 | 0 | 0 | 0 | 0 | 0 | 0 | 0 | 0 | 0 | 0 | 0 | 0 | 0 | 0 | 0 | 0 | 0 | 0 | 0 | 0 | 0 | 0 | 0 | 0 | 0 | 0 | 0 | 0 | 0 | 0 | 0 | 0 | 0 | 0 | 0 | 0 | 0 | 0 | 0 | 0 | 0 | 0 | 0 | 0 | 0 | 0 | 0 | 0 | 0 | 0 | 0 | 0 | 0 |  |  | 0 | 0 | 0 | 0 | 0 | 0 | 0 | 0 | 0 | 0 | 0 | 0 | 0 | 0 | 0 | 0 | 0 | 0 | 0 | 0 | 0 | 0 | 0 | 0 | 0 | 0 | 0 | 0 | 0 | 0 | 0 | 1 | 0 | 0 | 0 | 0 | -35.92 | 48.96 | 3490.5814 | San Luis Rey-San Onofre 230 kV line constraint | San Luis Rey-San Onofre 230 kV line constraint | San Luis Rey-San Onofre 230 kV line constraint |  | 0 | 1 | 0 | 0 | 0 | 0 | -35.92 | 48.96 | 3490.5814 | San Luis Rey-San Onofre 230 kV line constraint | San Luis Rey-San Onofre 230 kV line constraint | San Luis Rey-San Onofre 230 kV line constraint |  | 3 | 3 | NO | 3 | 1 | 1 | NO | 1
SDGE | San Luis Rey | 69 | 0 | 0 | 0 | 0 | 0 | 0 | 0 | 0 | 0 | 0 | 0 | 0 | 0 | 0 | 0 | 0 | 0 | 0 | 0 | 0 | 0 | 0 | 0 | 0 | 0 | 1 | 0 | 0 | 0 | 0 | 0 | 0 | 1 | 0 | 0 | 0 | 0 | 1 | 0 | 0 | 0 | 0 | 0 | 0 | 0 | 0 | 0 | 0 | 0 | 0 | 0 | 0 | 0 | 0 | 0 | 0 | 0 | 0 | 0 | 0 | 0 | 0 | 0 | 0 | 0 | 0 | 0 | 0 | 0 | 0 | 0 | 0 | 0 | 0 | 0 | 0 | 0 | 0 | 0 | 0 | 0 | 0 | 0 | 0 | 0 | 0 | 0 | 0 | 0 | 0 | 0 | 0 | 0 | 0 | 0 | 0 | 0 |  |  | 0 | 0 | 0 | 0 | 0 | 0 | 0 | 0 | 0 | 0 | 0 | 0 | 0 | 0 | 0 | 0 | 0 | 0 | 0 | 0 | 0 | 0 | 0 | 0 | 0 | 0 | 0 | 0 | 0 | 0 | 0 | 1 | 0 | 0 | 0 | 0 | -35.92 | 48.96 | 1265.36 | San Luis Rey-San Onofre 230 kV line constraint | San Luis Rey-San Onofre 230 kV line constraint | Talega 230 kV constraint |  | 0 | 1 | 0 | 0 | 0 | 0 | -35.92 | 48.96 | 1265.36 | San Luis Rey-San Onofre 230 kV line constraint | San Luis Rey-San Onofre 230 kV line constraint | Talega 230 kV constraint |  | 3 | 3 | NO | 3 | 1 | 1 | NO | 1
SDGE | San Marcos | 69 | 0 | 0 | 0 | 0 | 0 | 0 | 0 | 0 | 0 | 0 | 0 | 0 | 0 | 0 | 0 | 0 | 0 | 0 | 0 | 0 | 0 | 0 | 0 | 0 | 0 | 1 | 0 | 0 | 0 | 0 | 1 | 0 | 1 | 1 | 0 | 0 | 0 | 1 | 0 | 0 | 0 | 0 | 0 | 0 | 0 | 0 | 0 | 0 | 0 | 0 | 0 | 0 | 0 | 0 | 0 | 0 | 0 | 0 | 0 | 0 | 0 | 0 | 0 | 0 | 0 | 0 | 0 | 0 | 0 | 0 | 0 | 0 | 0 | 0 | 0 | 0 | 0 | 0 | 0 | 0 | 0 | 0 | 0 | 0 | 0 | 0 | 0 | 0 | 0 | 0 | 0 | 0 | 0 | 0 | 0 | 0 | 0 |  |  | 0 | 0 | 0 | 0 | 0 | 0 | 0 | 0 | 0 | 0 | 0 | 0 | 0 | 0 | 0 | 0 | 0 | 0 | 0 | 0 | 0 | 0 | 0 | 0 | 0 | 0 | 0 | 0 | 0 | 0 | 0 | 1 | 0 | 0 | 0 | 0 | -35.92 | 48.96 | 284 | San Luis Rey-San Onofre 230 kV line constraint | San Luis Rey-San Onofre 230 kV line constraint | Ocean Ranch 69 kV constraint |  | 0 | 1 | 0 | 0 | 0 | 0 | -35.92 | 48.96 | 284 | San Luis Rey-San Onofre 230 kV line constraint | San Luis Rey-San Onofre 230 kV line constraint | Ocean Ranch 69 kV constraint |  | 3 | 3 | NO | 3 | 1 | 1 | NO | 1
SCE Metro | San Onofre | 230 | 0 | 0 | 0 | 0 | 0 | 0 | 0 | 0 | 0 | 1 | 0 | 0 | 0 | 0 | 0 | 0 | 0 | 0 | 0 | 0 | 0 | 0 | 0 | 0 | 0 | 0 | 0 | 0 | 0 | 0 | 0 | 0 | 0 | 0 | 0 | 0 | 0 | 0 | 0 | 0 | 0 | 0 | 0 | 0 | 0 | 0 | 0 | 0 | 0 | 0 | 0 | 0 | 0 | 0 | 0 | 0 | 0 | 0 | 0 | 0 | 0 | 0 | 0 | 0 | 0 | 0 | 0 | 0 | 0 | 0 | 0 | 0 | 0 | 0 | 0 | 0 | 0 | 0 | 0 | 0 | 0 | 0 | 0 | 0 | 0 | 0 | 0 | 0 | 0 | 0 | 0 | 0 | 0 | 0 | 0 | 0 | 0 |  |  | 0 | 0 | 0 | 0 | 0 | 0 | 0 | 0 | 0 | 0 | 0 | 0 | 0 | 0 | 0 | 0 | 0 | 0 | 0 | 0 | 0 | 0 | 0 | 0 | 0 | 0 | 0 | 0 | 0 | 0 | 0 | 0 | 0 | 0 | 0 | 0 | 3604.3788 | 8273.608 | 22319.9811 | SCE Metro Area Default Constraint | SCE Metro Area Default Constraint | SCE Metro Area Default Constraint |  | 0 | 0 | 0 | 0 | 0 | 0 | 3604.3788 | 8273.608 | 22319.9811 | SCE Metro Area Default Constraint | SCE Metro Area Default Constraint | SCE Metro Area Default Constraint |  | 1 | 1 | NO | 1 | 1 | 1 | NO | 1
PG&E GBA | San Pablo | 115 | 0 | 0 | 0 | 0 | 0 | 0 | 0 | 0 | 0 | 0 | 0 | 0 | 0 | 0 | 0 | 0 | 0 | 0 | 0 | 0 | 0 | 0 | 0 | 0 | 0 | 0 | 0 | 0 | 0 | 0 | 0 | 0 | 0 | 0 | 0 | 0 | 0 | 0 | 0 | 1 | 0 | 0 | 0 | 0 | 0 | 0 | 0 | 0 | 0 | 1 | 0 | 0 | 1 | 1 | 1 | 1 | 0 | 0 | 1 | 1 | 0 | 1 | 0 | 0 | 0 | 1 | 0 | 0 | 0 | 0 | 0 | 0 | 0 | 0 | 0 | 0 | 0 | 0 | 0 | 0 | 0 | 0 | 0 | 0 | 0 | 0 | 0 | 0 | 0 | 0 | 0 | 0 | 0 | 0 | 0 | 0 | 0 |  |  | 0 | 0 | 0 | 0 | 0 | 0 | 0 | 0 | 0 | 0 | 0 | 0 | 0 | 0 | 0 | 0 | 0 | 0 | 0 | 0 | 0 | 0 | 0 | 0 | 0 | 0 | 0 | 0 | 0 | 0 | 2 | 0 | 1 | 0 | 0 | 0 | -660.34 | -215.8012 | 1084 | Collinsville-Tesla 500 kV Line | Collinsville-Tesla 500 kV Line | Grant - Eastshore #2 line 115 kV |  | 0 | 0 | 0 | 0 | 0 | 0 | 519.61 | 790.0038 | 1084 | Contra Costa- Windmaster 230 kV line | Contra Costa- Windmaster 230 kV line | Grant - Eastshore #2 line 115 kV |  | 5 | 1 | YES | 2 | 1 | 1 | NO | 1
PG&E GBA | San Ramon | 230 | 0 | 0 | 0 | 0 | 0 | 0 | 0 | 0 | 0 | 0 | 0 | 0 | 0 | 0 | 0 | 0 | 0 | 0 | 0 | 0 | 0 | 0 | 0 | 0 | 0 | 0 | 0 | 0 | 0 | 0 | 0 | 0 | 0 | 0 | 0 | 0 | 0 | 0 | 0 | 1 | 0 | 0 | 0 | 0 | 0 | 0 | 0 | 0 | 0 | 0 | 0 | 0 | 0 | 0 | 0 | 1 | 0 | 0 | 0 | 0 | 0 | 0 | 0 | 0 | 0 | 0 | 0 | 0 | 0 | 0 | 0 | 0 | 0 | 0 | 0 | 0 | 0 | 0 | 0 | 0 | 0 | 0 | 0 | 0 | 0 | 0 | 0 | 0 | 0 | 0 | 0 | 0 | 0 | 0 | 0 | 0 | 0 |  |  | 0 | 0 | 0 | 0 | 0 | 0 | 0 | 0 | 0 | 0 | 0 | 0 | 0 | 0 | 0 | 0 | 0 | 0 | 0 | 0 | 0 | 0 | 0 | 0 | 0 | 0 | 0 | 0 | 0 | 0 | 1 | 0 | 1 | 0 | 0 | 0 | -660.34 | -215.8012 | 2295.5509 | Collinsville-Tesla 500 kV Line | Collinsville-Tesla 500 kV Line | Collinsville-Tesla 500 kV Line |  | 0 | 0 | 0 | 0 | 0 | 0 | 3095.51 | 3413.6438 | 2295.5509 | Tesla-Tracy-Pump 230 kV line #2 | Tesla-Tracy-Pump 230 kV line #2 | Collinsville-Tesla 500 kV Line |  | 5 | 1 | YES | 2 | 1 | 1 | NO | 1
SDGE | San Ysidro | 69 | 0 | 0 | 0 | 0 | 0 | 0 | 0 | 0 | 0 | 0 | 0 | 0 | 0 | 0 | 0 | 0 | 0 | 0 | 0 | 0 | 0 | 0 | 0 | 0 | 0 | 0 | 0 | 0 | 0 | 1 | 1 | 0 | 1 | 0 | 0 | 1 | 1 | 0 | 0 | 0 | 0 | 0 | 0 | 0 | 0 | 0 | 0 | 0 | 0 | 0 | 0 | 0 | 0 | 0 | 0 | 0 | 0 | 0 | 0 | 0 | 0 | 0 | 0 | 0 | 0 | 0 | 0 | 0 | 0 | 0 | 0 | 0 | 0 | 0 | 0 | 0 | 0 | 0 | 0 | 0 | 0 | 0 | 0 | 0 | 0 | 0 | 0 | 0 | 0 | 0 | 0 | 0 | 0 | 0 | 0 | 0 | 0 |  |  | 0 | 0 | 0 | 0 | 0 | 0 | 0 | 0 | 0 | 0 | 0 | 0 | 0 | 0 | 0 | 0 | 0 | 0 | 0 | 0 | 0 | 0 | 0 | 0 | 0 | 0 | 0 | 0 | 0 | 0 | 0 | 1 | 0 | 0 | 0 | 0 | -35.92 | 48.96 | 301.7864 | San Luis Rey-San Onofre 230 kV line constraint | San Luis Rey-San Onofre 230 kV line constraint | Miguel 69 kV constraint |  | 0 | 1 | 0 | 0 | 0 | 0 | -35.92 | 48.96 | 301.7864 | San Luis Rey-San Onofre 230 kV line constraint | San Luis Rey-San Onofre 230 kV line constraint | Miguel 69 kV constraint |  | 3 | 3 | NO | 3 | 1 | 1 | NO | 1
SCE NOL | Sandlot | 230 | 0 | 0 | 0 | 0 | 0 | 0 | 0 | 0 | 0 | 0 | 0 | 1 | 1 | 1 | 0 | 0 | 0 | 0 | 0 | 0 | 0 | 0 | 0 | 0 | 0 | 0 | 0 | 0 | 0 | 0 | 0 | 0 | 0 | 0 | 0 | 0 | 0 | 0 | 0 | 0 | 0 | 0 | 0 | 0 | 0 | 0 | 0 | 0 | 0 | 0 | 0 | 0 | 0 | 0 | 0 | 0 | 0 | 0 | 0 | 0 | 0 | 0 | 0 | 0 | 0 | 0 | 0 | 0 | 0 | 0 | 0 | 0 | 0 | 0 | 0 | 0 | 0 | 0 | 0 | 0 | 0 | 0 | 0 | 0 | 0 | 0 | 0 | 0 | 0 | 0 | 0 | 0 | 0 | 0 | 0 | 0 | 0 |  |  | 0 | 0 | 0 | 0 | 0 | 0 | 0 | 0 | 0 | 0 | 0 | 0 | 0 | 0 | 0 | 0 | 0 | 0 | 0 | 0 | 0 | 0 | 0 | 0 | 0 | 0 | 0 | 0 | 0 | 0 | 0 | 2 | 0 | 2 | 0 | 0 | -280.6 | -110.25 | 1093.724 | South of Kramer Area Constraint | South of Kramer Area Constraint | South of Kramer Area Constraint |  | 0 | 3 | 0 | 0 | 0 | 0 | -80.6 | 89.75 | 1093.724 | South of Kramer Area Constraint | South of Kramer Area Constraint | South of Kramer Area Constraint |  | 4 | 3 | YES | 3 | 1 | 1 | NO | 1
EOP | Sandy | 138 | 0 | 0 | 0 | 0 | 0 | 0 | 0 | 0 | 0 | 0 | 0 | 0 | 0 | 0 | 0 | 0 | 0 | 0 | 0 | 0 | 0 | 0 | 1 | 1 | 1 | 0 | 0 | 0 | 0 | 0 | 0 | 0 | 0 | 0 | 0 | 0 | 0 | 0 | 0 | 0 | 0 | 0 | 0 | 0 | 0 | 0 | 0 | 0 | 0 | 0 | 0 | 0 | 0 | 0 | 0 | 0 | 0 | 0 | 0 | 0 | 0 | 0 | 0 | 0 | 0 | 0 | 0 | 0 | 0 | 0 | 0 | 0 | 0 | 0 | 0 | 0 | 0 | 0 | 0 | 0 | 0 | 0 | 0 | 0 | 0 | 0 | 0 | 0 | 0 | 0 | 0 | 0 | 0 | 0 | 0 | 0 | 0 |  |  | 0 | 0 | 0 | 0 | 0 | 0 | 0 | 0 | 0 | 0 | 0 | 0 | 0 | 0 | 0 | 0 | 0 | 0 | 0 | 0 | 0 | 0 | 0 | 0 | 0 | 0 | 0 | 0 | 0 | 0 | 1 | 0 | 1 | 0 | 0 | 0 | -3566.801 | -1411.508 | 344.027 | Lugo - Victorville area constraint | Lugo - Victorville area constraint | Lugo - Victorville area constraint |  | 0 | 0 | 0 | 0 | 0 | 0 | 576.5 | 1808.75 | 3367.55 | Sloan Canyon - Eldorado 500 kV constraint | Sloan Canyon - Eldorado 500 kV constraint | GLW 230kV area constraint |  | 5 | 1 | YES | 2 | 1 | 1 | NO | 1
PG&E FRESNO | Sanger | 115 | 0 | 0 | 0 | 0 | 0 | 0 | 0 | 0 | 0 | 0 | 0 | 0 | 0 | 0 | 0 | 0 | 0 | 0 | 0 | 0 | 0 | 0 | 0 | 0 | 0 | 0 | 0 | 0 | 0 | 0 | 0 | 0 | 0 | 0 | 0 | 0 | 0 | 0 | 0 | 0 | 0 | 0 | 0 | 0 | 0 | 1 | 0 | 0 | 0 | 0 | 0 | 0 | 0 | 0 | 0 | 0 | 0 | 0 | 0 | 0 | 0 | 0 | 0 | 0 | 0 | 0 | 0 | 0 | 0 | 0 | 0 | 0 | 0 | 0 | 0 | 0 | 0 | 0 | 1 | 1 | 0 | 1 | 0 | 1 | 1 | 1 | 0 | 0 | 0 | 1 | 0 | 0 | 0 | 0 | 1 | 0 | 0 |  |  | 0 | 0 | 0 | 0 | 0 | 0 | 0 | 0 | 0 | 0 | 0 | 0 | 0 | 0 | 0 | 0 | 0 | 0 | 0 | 0 | 0 | 0 | 0 | 0 | 0 | 0 | 0 | 0 | 0 | 0 | 2 | 0 | 5 | 0 | 2 | 1 | -404.45 | -2360.472 | -1847.2316 | Borden-Storey #1 230kV line | Gates 500/230kV TB #11 | Mustang-Henrietta 230 kV line |  | 0 | 0 | 0 | 0 | 0 | 0 | 29.35 | 368.5 | 631.7684 | Bellota-Weber 230kV line | Bellota-Weber 230kV line | Mustang-Henrietta 230 kV line |  | 5 | 1 | YES | 2 | 5 | 1 | YES | 2
SCE Northern | Santa Clara | 230 | 0 | 0 | 1 | 0 | 1 | 0 | 0 | 0 | 0 | 0 | 0 | 0 | 0 | 0 | 0 | 0 | 0 | 0 | 0 | 0 | 0 | 0 | 0 | 0 | 1 | 0 | 0 | 0 | 0 | 0 | 0 | 0 | 0 | 0 | 0 | 0 | 0 | 0 | 0 | 0 | 0 | 0 | 0 | 0 | 0 | 0 | 0 | 0 | 0 | 0 | 0 | 0 | 0 | 0 | 0 | 0 | 0 | 0 | 0 | 0 | 0 | 0 | 0 | 0 | 0 | 0 | 0 | 0 | 0 | 0 | 0 | 0 | 0 | 0 | 0 | 0 | 0 | 0 | 0 | 0 | 0 | 0 | 0 | 0 | 0 | 0 | 0 | 0 | 0 | 0 | 0 | 0 | 0 | 0 | 0 | 0 | 0 |  |  | 0 | 0 | 0 | 0 | 0 | 0 | 0 | 0 | 0 | 0 | 0 | 0 | 0 | 0 | 0 | 0 | 0 | 0 | 0 | 0 | 0 | 0 | 0 | 0 | 0 | 0 | 0 | 0 | 0 | 0 | 1 | 0 | 1 | 0 | 0 | 0 | -3566.801 | -1411.508 | 344.027 | Lugo - Victorville area constraint | Lugo - Victorville area constraint | Lugo - Victorville area constraint |  | 0 | 0 | 0 | 0 | 0 | 0 | 448 | 554 | 2967 | Moorpark-Pardee Constraint | Moorpark-Pardee Constraint | Moorpark-Pardee Constraint |  | 5 | 1 | YES | 2 | 1 | 1 | NO | 1
PG&E NGBA | Santa Rosa A | 115 | 0 | 0 | 0 | 0 | 0 | 0 | 0 | 0 | 0 | 0 | 0 | 0 | 0 | 0 | 0 | 0 | 0 | 0 | 0 | 0 | 0 | 0 | 0 | 0 | 0 | 0 | 0 | 0 | 0 | 0 | 0 | 0 | 0 | 0 | 0 | 0 | 0 | 0 | 0 | 1 | 0 | 0 | 0 | 0 | 0 | 0 | 0 | 0 | 0 | 0 | 0 | 0 | 1 | 0 | 0 | 0 | 0 | 0 | 0 | 0 | 0 | 0 | 0 | 0 | 0 | 0 | 1 | 0 | 0 | 0 | 0 | 0 | 0 | 0 | 0 | 0 | 0 | 0 | 0 | 0 | 0 | 0 | 0 | 0 | 0 | 0 | 0 | 0 | 0 | 0 | 0 | 0 | 0 | 0 | 0 | 0 | 0 |  |  | 0 | 0 | 0 | 0 | 0 | 0 | 0 | 0 | 0 | 0 | 0 | 0 | 0 | 0 | 0 | 0 | 0 | 0 | 0 | 0 | 0 | 0 | 0 | 0 | 0 | 0 | 0 | 0 | 0 | 0 | 2 | 0 | 2 | 0 | 0 | 0 | -660.34 | -215.8012 | 361.1526 | Collinsville-Tesla 500 kV Line | Collinsville-Tesla 500 kV Line | Birds Landing-Contra Costa 230kV Line |  | 1 | 0 | 1 | 0 | 0 | 0 | -298.39 | -27.9962 | 361.1526 | Birds Landing-Contra Costa 230kV Line | Birds Landing-Contra Costa 230kV Line | Birds Landing-Contra Costa 230kV Line |  | 5 | 5 | NO | 5 | 1 | 1 | NO | 1
PG&E GBA | Santa Teresa | 115 | 0 | 0 | 0 | 0 | 0 | 0 | 0 | 0 | 0 | 0 | 0 | 0 | 0 | 0 | 0 | 0 | 0 | 0 | 0 | 0 | 0 | 0 | 0 | 0 | 0 | 0 | 0 | 0 | 0 | 0 | 0 | 0 | 0 | 0 | 0 | 0 | 0 | 0 | 0 | 0 | 0 | 0 | 0 | 0 | 0 | 0 | 0 | 0 | 0 | 0 | 0 | 0 | 0 | 0 | 0 | 1 | 0 | 0 | 0 | 1 | 0 | 0 | 0 | 0 | 0 | 0 | 0 | 0 | 0 | 0 | 0 | 0 | 0 | 0 | 0 | 0 | 0 | 0 | 0 | 0 | 0 | 0 | 0 | 0 | 0 | 0 | 0 | 0 | 0 | 0 | 0 | 0 | 0 | 0 | 0 | 0 | 1 |  |  | 0 | 0 | 0 | 0 | 0 | 0 | 0 | 0 | 0 | 0 | 0 | 0 | 0 | 0 | 0 | 0 | 0 | 0 | 0 | 0 | 0 | 0 | 0 | 0 | 0 | 0 | 0 | 0 | 0 | 0 | 0 | 0 | 0 | 0 | 0 | 0 | 958.5 | 1141.75 | 2698.8852 | NEW-Metcalf-Mosslanding 500kV | NEW-Metcalf-Mosslanding 500kV | Tesla-Bellota 230 kV line |  | 0 | 0 | 0 | 0 | 0 | 0 | 958.5 | 1141.75 | 2698.8852 | NEW-Metcalf-Mosslanding 500kV | NEW-Metcalf-Mosslanding 500kV | Tesla-Bellota 230 kV line |  | 1 | 1 | NO | 1 | 1 | 1 | NO | 1
SDGE | Santee | 138 | 0 | 0 | 0 | 0 | 0 | 0 | 0 | 0 | 0 | 0 | 0 | 0 | 0 | 0 | 0 | 0 | 0 | 0 | 0 | 0 | 0 | 0 | 0 | 0 | 0 | 0 | 1 | 0 | 1 | 0 | 1 | 0 | 1 | 0 | 0 | 0 | 0 | 0 | 0 | 0 | 0 | 0 | 0 | 0 | 0 | 0 | 0 | 0 | 0 | 0 | 0 | 0 | 0 | 0 | 0 | 0 | 0 | 0 | 0 | 0 | 0 | 0 | 0 | 0 | 0 | 0 | 0 | 0 | 0 | 0 | 0 | 0 | 0 | 0 | 0 | 0 | 0 | 0 | 0 | 0 | 0 | 0 | 0 | 0 | 0 | 0 | 0 | 0 | 0 | 0 | 0 | 0 | 0 | 0 | 0 | 0 | 0 |  |  | 0 | 0 | 0 | 0 | 0 | 0 | 0 | 0 | 0 | 0 | 0 | 0 | 0 | 0 | 0 | 0 | 0 | 0 | 0 | 0 | 0 | 0 | 0 | 0 | 0 | 0 | 10 | 0 | 0 | 1 | 0 | 1 | 0 | 0 | 0 | 0 | -35.92 | 48.96 | 234 | San Luis Rey-San Onofre 230 kV line constraint | San Luis Rey-San Onofre 230 kV line constraint | Chicarita 138 kV constraint |  | 0 | 1 | 0 | 0 | 0 | 0 | -35.92 | 48.96 | 234 | San Luis Rey-San Onofre 230 kV line constraint | San Luis Rey-San Onofre 230 kV line constraint | Chicarita 138 kV constraint |  | 3 | 3 | NO | 3 | 1 | 1 | NO | 1
SCE Metro | Santiago | 230 | 0 | 0 | 0 | 0 | 0 | 0 | 0 | 0 | 0 | 1 | 0 | 0 | 0 | 0 | 0 | 0 | 0 | 0 | 0 | 0 | 0 | 0 | 0 | 0 | 0 | 0 | 0 | 0 | 0 | 0 | 0 | 0 | 0 | 0 | 0 | 0 | 0 | 0 | 0 | 0 | 0 | 0 | 0 | 0 | 0 | 0 | 0 | 0 | 0 | 0 | 0 | 0 | 0 | 0 | 0 | 0 | 0 | 0 | 0 | 0 | 0 | 0 | 0 | 0 | 0 | 0 | 0 | 0 | 0 | 0 | 0 | 0 | 0 | 0 | 0 | 0 | 0 | 0 | 0 | 0 | 0 | 0 | 0 | 0 | 0 | 0 | 0 | 0 | 0 | 0 | 0 | 0 | 0 | 0 | 0 | 0 | 0 |  |  | 0 | 0 | 0 | 0 | 0 | 0 | 0 | 0 | 0 | 0 | 0 | 0 | 0 | 0 | 0 | 0 | 0 | 0 | 0 | 0 | 0 | 0 | 0 | 0 | 0 | 0 | 0 | 0 | 0 | 0 | 0 | 0 | 0 | 0 | 0 | 0 | 3604.3788 | 8273.608 | 22319.9811 | SCE Metro Area Default Constraint | SCE Metro Area Default Constraint | SCE Metro Area Default Constraint |  | 0 | 0 | 0 | 0 | 0 | 0 | 3604.3788 | 8273.608 | 22319.9811 | SCE Metro Area Default Constraint | SCE Metro Area Default Constraint | SCE Metro Area Default Constraint |  | 1 | 1 | NO | 1 | 1 | 1 | NO | 1
PG&E GBA | Saratoga | 230 | 0 | 0 | 0 | 0 | 0 | 0 | 0 | 0 | 0 | 0 | 0 | 0 | 0 | 0 | 0 | 0 | 0 | 0 | 0 | 0 | 0 | 0 | 0 | 0 | 0 | 0 | 0 | 0 | 0 | 0 | 0 | 0 | 0 | 0 | 0 | 0 | 0 | 0 | 0 | 0 | 0 | 0 | 0 | 0 | 0 | 0 | 0 | 0 | 0 | 0 | 0 | 0 | 1 | 0 | 0 | 1 | 0 | 0 | 0 | 1 | 0 | 0 | 0 | 0 | 0 | 0 | 0 | 0 | 0 | 0 | 0 | 0 | 0 | 0 | 0 | 0 | 0 | 0 | 0 | 0 | 0 | 0 | 0 | 0 | 0 | 0 | 0 | 0 | 0 | 0 | 0 | 0 | 0 | 0 | 0 | 0 | 0 |  |  | 0 | 0 | 0 | 0 | 0 | 0 | 0 | 0 | 0 | 0 | 0 | 0 | 0 | 0 | 0 | 0 | 0 | 0 | 0 | 0 | 0 | 0 | 0 | 0 | 0 | 0 | 0 | 0 | 0 | 0 | 0 | 0 | 0 | 0 | 0 | 0 | 1636.31 | 1970.6438 | 2698.8852 | Tesla-Bellota 230 kV line | Tesla-Bellota 230 kV line | Tesla-Bellota 230 kV line |  | 0 | 0 | 0 | 0 | 0 | 0 | 1636.31 | 1970.6438 | 2698.8852 | Tesla-Bellota 230 kV line | Tesla-Bellota 230 kV line | Tesla-Bellota 230 kV line |  | 1 | 1 | NO | 1 | 1 | 1 | NO | 1
SCE Northern | Saugus | 230 | 0 | 0 | 0 | 0 | 0 | 0 | 0 | 0 | 0 | 0 | 0 | 0 | 0 | 0 | 0 | 0 | 0 | 0 | 0 | 0 | 0 | 0 | 0 | 0 | 1 | 0 | 0 | 0 | 0 | 0 | 0 | 0 | 0 | 0 | 0 | 0 | 0 | 0 | 0 | 0 | 0 | 0 | 0 | 0 | 0 | 0 | 0 | 0 | 0 | 0 | 0 | 0 | 0 | 0 | 0 | 0 | 0 | 0 | 0 | 0 | 0 | 0 | 0 | 0 | 0 | 0 | 0 | 0 | 0 | 0 | 0 | 0 | 0 | 0 | 0 | 0 | 0 | 0 | 0 | 0 | 0 | 0 | 0 | 0 | 0 | 0 | 0 | 0 | 0 | 0 | 0 | 0 | 0 | 0 | 0 | 0 | 0 |  |  | 0 | 0 | 0 | 0 | 0 | 0 | 0 | 0 | 0 | 0 | 0 | 0 | 0 | 0 | 0 | 0 | 0 | 0 | 0 | 0 | 0 | 0 | 0 | 0 | 0 | 0 | 0 | 0 | 0 | 0 | 1 | 0 | 1 | 0 | 0 | 0 | -3566.801 | -1411.508 | 344.027 | Lugo - Victorville area constraint | Lugo - Victorville area constraint | Lugo - Victorville area constraint |  | 0 | 0 | 0 | 0 | 0 | 0 | 3233.199 | 5388.492 | 7144.027 | Lugo - Victorville area constraint | Lugo - Victorville area constraint | Lugo - Victorville area constraint |  | 5 | 1 | YES | 2 | 1 | 1 | NO | 1
PG&E FRESNO | Schindler | 115 | 0 | 0 | 0 | 0 | 0 | 0 | 0 | 0 | 0 | 0 | 0 | 0 | 0 | 0 | 0 | 0 | 0 | 0 | 0 | 0 | 0 | 0 | 0 | 0 | 0 | 0 | 0 | 0 | 0 | 0 | 0 | 0 | 0 | 0 | 0 | 0 | 0 | 0 | 0 | 0 | 0 | 0 | 0 | 0 | 0 | 0 | 0 | 0 | 0 | 0 | 0 | 0 | 0 | 0 | 0 | 0 | 0 | 0 | 0 | 0 | 0 | 0 | 0 | 0 | 0 | 0 | 0 | 0 | 0 | 0 | 0 | 0 | 0 | 0 | 0 | 0 | 0 | 0 | 0 | 1 | 0 | 0 | 0 | 0 | 0 | 0 | 0 | 1 | 0 | 0 | 0 | 0 | 0 | 0 | 0 | 0 | 0 |  |  | 0 | 0 | 0 | 0 | 0 | 0 | 0 | 0 | 0 | 0 | 0 | 0 | 0 | 0 | 0 | 0 | 0 | 0 | 0 | 0 | 0 | 0 | 0 | 0 | 100 | 0 | 0 | 0 | 0 | 1 | 0 | 0 | 1 | 0 | 1 | 0 | 841.32 | -2360.472 | -1076.0882 | Gates 500/230kV TB #11 | Gates 500/230kV TB #11 | Gates 500/230kV TB #11 |  | 0 | 0 | 0 | 0 | 0 | 0 | 1927.45 | 1759.45 | 943.7516 | Panoche- Mendota 115 kV line | Panoche- Mendota 115 kV line | Panoche- Mendota 115 kV line |  | 5 | 1 | YES | 2 | 5 | 1 | YES | 2
PG&E FRESNO | Schindler | 70 | 0 | 0 | 0 | 0 | 0 | 0 | 0 | 0 | 0 | 0 | 0 | 0 | 0 | 0 | 0 | 0 | 0 | 0 | 0 | 0 | 0 | 0 | 0 | 0 | 0 | 0 | 0 | 0 | 0 | 0 | 0 | 0 | 0 | 0 | 0 | 0 | 0 | 0 | 0 | 0 | 0 | 0 | 0 | 0 | 0 | 0 | 0 | 0 | 0 | 0 | 0 | 0 | 0 | 0 | 0 | 0 | 0 | 0 | 0 | 0 | 0 | 0 | 0 | 0 | 0 | 0 | 0 | 0 | 0 | 0 | 0 | 0 | 0 | 0 | 0 | 0 | 0 | 0 | 1 | 0 | 1 | 1 | 1 | 0 | 0 | 1 | 0 | 1 | 0 | 0 | 0 | 0 | 0 | 0 | 0 | 0 | 0 |  |  | 0 | 0 | 0 | 0 | 0 | 0 | 0 | 0 | 0 | 0 | 0 | 0 | 0 | 0 | 0 | 0 | 0 | 0 | 0 | 0 | 0 | 0 | 0 | 0 | 0 | 0 | 0 | 0 | 0 | 0 | 0 | 0 | 1 | 0 | 1 | 0 | 300.67 | -2086.452 | -1671.433 | Gates 230/70kV TB #5 | Gates 500/230kV TB #12 | Gates 500/230kV TB #12 |  | 0 | 0 | 0 | 0 | 0 | 0 | 300.67 | 300.67 | 268.524 | Gates 230/70kV TB #5 | Gates 230/70kV TB #5 | Gates 230/70kV TB #5 |  | 5 | 1 | YES | 2 | 5 | 1 | YES | 2
PG&E GBA | Schulte | 115 | 0 | 0 | 0 | 0 | 0 | 0 | 0 | 0 | 0 | 0 | 0 | 0 | 0 | 0 | 0 | 0 | 0 | 0 | 0 | 0 | 0 | 0 | 0 | 0 | 0 | 0 | 0 | 0 | 0 | 0 | 0 | 0 | 0 | 0 | 0 | 0 | 0 | 0 | 0 | 0 | 0 | 0 | 0 | 0 | 0 | 1 | 0 | 0 | 0 | 0 | 0 | 0 | 0 | 0 | 0 | 0 | 0 | 1 | 0 | 1 | 0 | 0 | 0 | 0 | 0 | 1 | 0 | 0 | 0 | 0 | 0 | 0 | 0 | 0 | 0 | 0 | 0 | 0 | 0 | 0 | 0 | 0 | 0 | 0 | 0 | 0 | 0 | 0 | 0 | 0 | 0 | 0 | 0 | 0 | 0 | 0 | 0 |  |  | 0 | 0 | 0 | 0 | 0 | 0 | 0 | 0 | 0 | 0 | 0 | 0 | 0 | 0 | 0 | 0 | 0 | 0 | 0 | 0 | 0 | 0 | 0 | 0 | 100 | 0 | 13.3 | 0 | 0 | 1 | 1 | 0 | 0 | 0 | 0 | 0 | -52.2 | 5.59 | 543.909 | Kasson Jct-Heinz 115 kV line | Kasson Jct-Heinz 115 kV line | Kasson Jct-Heinz 115 kV line |  | 1 | 0 | 0 | 0 | 0 | 0 | -52.2 | 5.59 | 543.909 | Kasson Jct-Heinz 115 kV line | Kasson Jct-Heinz 115 kV line | Kasson Jct-Heinz 115 kV line |  | 5 | 5 | NO | 5 | 1 | 1 | NO | 1
SDGE | Scripps | 69 | 0 | 0 | 0 | 0 | 0 | 0 | 0 | 0 | 0 | 0 | 0 | 0 | 0 | 0 | 0 | 0 | 0 | 0 | 0 | 0 | 0 | 0 | 0 | 0 | 0 | 1 | 0 | 0 | 0 | 0 | 1 | 0 | 1 | 0 | 0 | 0 | 0 | 0 | 0 | 0 | 0 | 0 | 0 | 0 | 0 | 0 | 0 | 0 | 0 | 0 | 0 | 0 | 0 | 0 | 0 | 0 | 0 | 0 | 0 | 0 | 0 | 0 | 0 | 0 | 0 | 0 | 0 | 0 | 0 | 0 | 0 | 0 | 0 | 0 | 0 | 0 | 0 | 0 | 0 | 0 | 0 | 0 | 0 | 0 | 0 | 0 | 0 | 0 | 0 | 0 | 0 | 0 | 0 | 0 | 0 | 0 | 0 |  |  | 0 | 0 | 0 | 0 | 0 | 0 | 0 | 0 | 0 | 0 | 0 | 0 | 0 | 0 | 0 | 0 | 0 | 0 | 0 | 0 | 0 | 0 | 0 | 0 | 0 | 0 | 0 | 0 | 0 | 0 | 0 | 1 | 0 | 0 | 0 | 0 | -35.92 | 48.96 | 2061.36 | San Luis Rey-San Onofre 230 kV line constraint | San Luis Rey-San Onofre 230 kV line constraint | Capistrano-San Onofre 230 kV constraint |  | 0 | 1 | 0 | 0 | 0 | 0 | -35.92 | 48.96 | 2061.36 | San Luis Rey-San Onofre 230 kV line constraint | San Luis Rey-San Onofre 230 kV line constraint | Capistrano-San Onofre 230 kV constraint |  | 3 | 3 | NO | 3 | 1 | 1 | NO | 1
PG&E KERN | Semitropic | 115 | 0 | 0 | 0 | 0 | 0 | 0 | 0 | 0 | 0 | 0 | 0 | 0 | 0 | 0 | 0 | 0 | 0 | 0 | 0 | 0 | 0 | 0 | 0 | 0 | 0 | 0 | 0 | 0 | 0 | 0 | 0 | 0 | 0 | 0 | 0 | 0 | 0 | 0 | 0 | 0 | 0 | 0 | 0 | 0 | 0 | 0 | 0 | 0 | 0 | 0 | 0 | 0 | 0 | 0 | 0 | 0 | 0 | 0 | 0 | 0 | 0 | 0 | 0 | 0 | 0 | 0 | 0 | 1 | 1 | 0 | 0 | 0 | 0 | 0 | 0 | 1 | 0 | 0 | 0 | 1 | 0 | 0 | 0 | 0 | 0 | 0 | 0 | 0 | 0 | 0 | 0 | 0 | 0 | 0 | 0 | 0 | 0 |  |  | 0 | 0 | 0 | 0 | 0 | 0 | 0 | 0 | 0 | 0 | 0 | 0 | 0 | 0 | 0 | 0 | 0 | 0 | 0 | 0 | 0 | 0 | 0 | 4.66 | 0 | 0 | 0 | 0 | 0 | 1 | 0 | 0 | 1 | 0 | 1 | 0 | 122.65 | -2360.472 | -1076.0882 | Cal Flat-Gates 230 kV line | Gates 500/230kV TB #11 | Gates 500/230kV TB #11 |  | 0 | 0 | 0 | 0 | 0 | 0 | 122.65 | 201.6 | 233.6988 | Cal Flat-Gates 230 kV line | Semitropic-Midway 115kV Line | Semitropic-Midway 115kV Line |  | 5 | 1 | YES | 2 | 5 | 1 | YES | 2
SCE Metro | Serrano | 230 | 0 | 0 | 0 | 0 | 0 | 0 | 0 | 0 | 0 | 1 | 0 | 0 | 0 | 0 | 0 | 0 | 0 | 0 | 0 | 0 | 0 | 0 | 0 | 0 | 0 | 0 | 0 | 0 | 0 | 0 | 0 | 0 | 0 | 0 | 0 | 0 | 0 | 0 | 0 | 0 | 0 | 0 | 0 | 0 | 0 | 0 | 0 | 0 | 0 | 0 | 0 | 0 | 0 | 0 | 0 | 0 | 0 | 0 | 0 | 0 | 0 | 0 | 0 | 0 | 0 | 0 | 0 | 0 | 0 | 0 | 0 | 0 | 0 | 0 | 0 | 0 | 0 | 0 | 0 | 0 | 0 | 0 | 0 | 0 | 0 | 0 | 0 | 0 | 0 | 0 | 0 | 0 | 0 | 0 | 0 | 0 | 0 |  |  | 0 | 0 | 0 | 0 | 0 | 0 | 0 | 0 | 0 | 0 | 0 | 0 | 0 | 0 | 0 | 0 | 0 | 0 | 0 | 0 | 0 | 0 | 0 | 0 | 0 | 0 | 0 | 0 | 0 | 0 | 0 | 0 | 0 | 0 | 0 | 0 | 3604.3788 | 8273.608 | 22319.9811 | SCE Metro Area Default Constraint | SCE Metro Area Default Constraint | SCE Metro Area Default Constraint |  | 0 | 0 | 0 | 0 | 0 | 0 | 3604.3788 | 8273.608 | 22319.9811 | SCE Metro Area Default Constraint | SCE Metro Area Default Constraint | SCE Metro Area Default Constraint |  | 1 | 1 | NO | 1 | 1 | 1 | NO | 1
SCE Metro | Serrano | 500 | 0 | 0 | 0 | 0 | 0 | 0 | 0 | 0 | 0 | 1 | 0 | 0 | 0 | 0 | 0 | 0 | 0 | 0 | 0 | 0 | 0 | 0 | 0 | 0 | 0 | 0 | 0 | 0 | 0 | 0 | 0 | 0 | 0 | 0 | 0 | 0 | 0 | 0 | 0 | 0 | 0 | 0 | 0 | 0 | 0 | 0 | 0 | 0 | 0 | 0 | 0 | 0 | 0 | 0 | 0 | 0 | 0 | 0 | 0 | 0 | 0 | 0 | 0 | 0 | 0 | 0 | 0 | 0 | 0 | 0 | 0 | 0 | 0 | 0 | 0 | 0 | 0 | 0 | 0 | 0 | 0 | 0 | 0 | 0 | 0 | 0 | 0 | 0 | 0 | 0 | 0 | 0 | 0 | 0 | 0 | 0 | 0 |  |  | 0 | 0 | 0 | 0 | 0 | 0 | 0 | 0 | 0 | 0 | 0 | 0 | 0 | 0 | 0 | 0 | 0 | 0 | 0 | 0 | 0 | 0 | 0 | 0 | 0 | 0 | 0 | 0 | 0 | 0 | 0 | 0 | 0 | 0 | 0 | 0 | 3604.3788 | 8273.608 | 22319.9811 | SCE Metro Area Default Constraint | SCE Metro Area Default Constraint | SCE Metro Area Default Constraint |  | 0 | 0 | 0 | 0 | 0 | 0 | 3604.3788 | 8273.608 | 22319.9811 | SCE Metro Area Default Constraint | SCE Metro Area Default Constraint | SCE Metro Area Default Constraint |  | 1 | 1 | NO | 1 | 1 | 1 | NO | 1
SDGE | Shadowridge | 138 | 0 | 0 | 0 | 0 | 0 | 0 | 0 | 0 | 0 | 0 | 0 | 0 | 0 | 0 | 0 | 0 | 0 | 0 | 0 | 0 | 0 | 0 | 0 | 0 | 0 | 0 | 0 | 0 | 1 | 0 | 1 | 0 | 1 | 0 | 0 | 0 | 0 | 0 | 0 | 0 | 0 | 0 | 0 | 0 | 0 | 0 | 0 | 0 | 0 | 0 | 0 | 0 | 0 | 0 | 0 | 0 | 0 | 0 | 0 | 0 | 0 | 0 | 0 | 0 | 0 | 0 | 0 | 0 | 0 | 0 | 0 | 0 | 0 | 0 | 0 | 0 | 0 | 0 | 0 | 0 | 0 | 0 | 0 | 0 | 0 | 0 | 0 | 0 | 0 | 0 | 0 | 0 | 0 | 0 | 0 | 0 | 0 |  |  | 0 | 0 | 0 | 0 | 0 | 0 | 0 | 0 | 0 | 0 | 0 | 0 | 0 | 0 | 0 | 0 | 0 | 0 | 0 | 0 | 0 | 0 | 0 | 0 | 0 | 0 | 0 | 0 | 0 | 0 | 0 | 1 | 0 | 0 | 0 | 0 | -35.92 | 48.96 | 3490.5814 | San Luis Rey-San Onofre 230 kV line constraint | San Luis Rey-San Onofre 230 kV line constraint | San Luis Rey-San Onofre 230 kV line constraint |  | 0 | 1 | 0 | 0 | 0 | 0 | -35.92 | 48.96 | 3490.5814 | San Luis Rey-San Onofre 230 kV line constraint | San Luis Rey-San Onofre 230 kV line constraint | San Luis Rey-San Onofre 230 kV line constraint |  | 3 | 3 | NO | 3 | 1 | 1 | NO | 1
PG&E KERN | Shafter | 115 | 0 | 0 | 0 | 0 | 0 | 0 | 0 | 0 | 0 | 0 | 0 | 0 | 0 | 0 | 0 | 0 | 0 | 0 | 0 | 0 | 0 | 0 | 0 | 0 | 0 | 0 | 0 | 0 | 0 | 0 | 0 | 0 | 0 | 0 | 0 | 0 | 0 | 0 | 0 | 0 | 0 | 0 | 0 | 0 | 0 | 0 | 0 | 0 | 0 | 0 | 0 | 0 | 0 | 0 | 0 | 0 | 0 | 0 | 0 | 0 | 0 | 0 | 0 | 0 | 0 | 0 | 0 | 1 | 0 | 0 | 0 | 0 | 0 | 0 | 1 | 0 | 0 | 0 | 1 | 1 | 0 | 0 | 0 | 0 | 0 | 0 | 0 | 0 | 0 | 0 | 0 | 0 | 0 | 0 | 1 | 0 | 0 |  |  | 0 | 0 | 0 | 0 | 0 | 0 | 0 | 0 | 0 | 0 | 0 | 0 | 0 | 0 | 0 | 0 | 0 | 0 | 0 | 0 | 0 | 0 | 0 | 2.25 | 0 | 100 | 0 | 0 | 0 | 1 | 0 | 0 | 3 | 0 | 2 | 1 | 122.65 | -2360.472 | -1847.2316 | Cal Flat-Gates 230 kV line | Gates 500/230kV TB #11 | Mustang-Henrietta 230 kV line |  | 0 | 0 | 0 | 0 | 0 | 0 | 122.65 | 392.11 | 631.7684 | Cal Flat-Gates 230 kV line | Cal Flat-Gates 230 kV line | Mustang-Henrietta 230 kV line |  | 5 | 1 | YES | 2 | 5 | 1 | YES | 2
PG&E NGBA | Silverado | 115 | 0 | 0 | 0 | 0 | 0 | 0 | 0 | 0 | 0 | 0 | 0 | 0 | 0 | 0 | 0 | 0 | 0 | 0 | 0 | 0 | 0 | 0 | 0 | 0 | 0 | 0 | 0 | 0 | 0 | 0 | 0 | 0 | 0 | 0 | 0 | 0 | 0 | 0 | 0 | 1 | 0 | 1 | 0 | 0 | 0 | 0 | 0 | 0 | 0 | 0 | 0 | 1 | 1 | 1 | 1 | 1 | 0 | 0 | 0 | 0 | 0 | 0 | 0 | 0 | 0 | 1 | 1 | 0 | 0 | 0 | 0 | 0 | 0 | 0 | 0 | 0 | 0 | 0 | 0 | 0 | 0 | 0 | 0 | 0 | 0 | 0 | 0 | 0 | 0 | 0 | 0 | 0 | 0 | 0 | 0 | 0 | 0 |  |  | 0 | 0 | 0 | 0 | 0 | 0 | 0 | 0 | 0 | 0 | 0 | 0 | 0 | 0 | 0 | 0 | 0 | 0 | 0 | 0 | 0 | 0 | 0 | 0 | 0 | 0 | 0 | 0 | 0 | 0 | 3 | 0 | 2 | 0 | 0 | 0 | -660.34 | -215.8012 | 361.1526 | Collinsville-Tesla 500 kV Line | Collinsville-Tesla 500 kV Line | Birds Landing-Contra Costa 230kV Line |  | 1 | 0 | 1 | 0 | 0 | 0 | -298.39 | -27.9962 | 361.1526 | Birds Landing-Contra Costa 230kV Line | Birds Landing-Contra Costa 230kV Line | Birds Landing-Contra Costa 230kV Line |  | 5 | 5 | NO | 5 | 1 | 1 | NO | 1
SDGE | Silvergate | 230 | 0 | 0 | 0 | 0 | 0 | 0 | 0 | 0 | 0 | 0 | 0 | 0 | 0 | 0 | 0 | 0 | 0 | 0 | 0 | 0 | 0 | 0 | 0 | 0 | 0 | 0 | 0 | 0 | 1 | 0 | 1 | 0 | 1 | 0 | 0 | 0 | 1 | 0 | 0 | 0 | 0 | 0 | 0 | 0 | 0 | 0 | 0 | 0 | 0 | 0 | 0 | 0 | 0 | 0 | 0 | 0 | 0 | 0 | 0 | 0 | 0 | 0 | 0 | 0 | 0 | 0 | 0 | 0 | 0 | 0 | 0 | 0 | 0 | 0 | 0 | 0 | 0 | 0 | 0 | 0 | 0 | 0 | 0 | 0 | 0 | 0 | 0 | 0 | 0 | 0 | 0 | 0 | 0 | 0 | 0 | 0 | 0 |  |  | 0 | 0 | 0 | 0 | 0 | 0 | 0 | 0 | 0 | 0 | 0 | 200 | 0 | 0 | 1 | 0 | 0 | 0 | 0 | 0 | 0 | 0 | 0 | 0 | 0 | 100 | 200 | 0 | 0 | 1 | 0 | 1 | 0 | 0 | 0 | 0 | -35.92 | 48.96 | 1085.1064 | San Luis Rey-San Onofre 230 kV line constraint | San Luis Rey-San Onofre 230 kV line constraint | Silvergate-Old Town 230 kV constraint |  | 0 | 1 | 0 | 0 | 0 | 0 | -35.92 | 48.96 | 1085.1064 | San Luis Rey-San Onofre 230 kV line constraint | San Luis Rey-San Onofre 230 kV line constraint | Silvergate-Old Town 230 kV constraint |  | 3 | 3 | NO | 3 | 1 | 1 | NO | 1
SDGE | Silvergate | 69 | 0 | 0 | 0 | 0 | 0 | 0 | 0 | 0 | 0 | 0 | 0 | 0 | 0 | 0 | 0 | 0 | 0 | 0 | 0 | 0 | 0 | 0 | 0 | 0 | 0 | 0 | 0 | 0 | 0 | 0 | 1 | 0 | 1 | 0 | 0 | 0 | 1 | 0 | 0 | 0 | 0 | 0 | 0 | 0 | 0 | 0 | 0 | 0 | 0 | 0 | 0 | 0 | 0 | 0 | 0 | 0 | 0 | 0 | 0 | 0 | 0 | 0 | 0 | 0 | 0 | 0 | 0 | 0 | 0 | 0 | 0 | 0 | 0 | 0 | 0 | 0 | 0 | 0 | 0 | 0 | 0 | 0 | 0 | 0 | 0 | 0 | 0 | 0 | 0 | 0 | 0 | 0 | 0 | 0 | 0 | 0 | 0 |  |  | 0 | 0 | 0 | 0 | 0 | 0 | 0 | 0 | 0 | 0 | 0 | 0 | 0 | 0 | 0 | 0 | 0 | 0 | 0 | 0 | 0 | 0 | 0 | 0 | 0 | 0 | 0 | 0 | 0 | 0 | 0 | 1 | 0 | 0 | 0 | 0 | -35.92 | 48.96 | 1085.1064 | San Luis Rey-San Onofre 230 kV line constraint | San Luis Rey-San Onofre 230 kV line constraint | Silvergate-Old Town 230 kV constraint |  | 0 | 1 | 0 | 0 | 0 | 0 | -35.92 | 48.96 | 1085.1064 | San Luis Rey-San Onofre 230 kV line constraint | San Luis Rey-San Onofre 230 kV line constraint | Silvergate-Old Town 230 kV constraint |  | 3 | 3 | NO | 3 | 1 | 1 | NO | 1
PG&E KERN | Sisquoc | 115 | 0 | 0 | 0 | 0 | 0 | 0 | 0 | 0 | 0 | 0 | 0 | 0 | 0 | 0 | 0 | 0 | 0 | 0 | 0 | 0 | 0 | 0 | 0 | 0 | 0 | 0 | 0 | 0 | 0 | 0 | 0 | 0 | 0 | 0 | 0 | 0 | 0 | 0 | 0 | 0 | 0 | 0 | 0 | 0 | 0 | 0 | 0 | 0 | 0 | 0 | 0 | 0 | 0 | 0 | 0 | 0 | 0 | 0 | 0 | 0 | 0 | 0 | 0 | 0 | 0 | 0 | 0 | 1 | 1 | 0 | 0 | 0 | 0 | 0 | 0 | 0 | 0 | 0 | 0 | 1 | 0 | 0 | 0 | 0 | 0 | 1 | 0 | 0 | 0 | 0 | 0 | 0 | 0 | 0 | 0 | 1 | 0 |  |  | 0 | 0 | 0 | 0 | 0 | 0 | 0 | 0 | 0 | 0 | 0 | 0 | 0 | 0 | 0 | 0 | 0 | 0 | 0 | 0 | 0 | 0 | 0 | 0 | 0 | 0 | 0 | 0 | 0 | 0 | 0 | 0 | 1 | 0 | 1 | 0 | 122.65 | -2360.472 | -1076.0882 | Cal Flat-Gates 230 kV line | Gates 500/230kV TB #11 | Gates 500/230kV TB #11 |  | 0 | 0 | 0 | 0 | 0 | 0 | 122.65 | 392.11 | 666.9203 | Cal Flat-Gates 230 kV line | Cal Flat-Gates 230 kV line | Cal Flat-Gates 230 kV line |  | 5 | 1 | YES | 2 | 5 | 1 | YES | 2
EOP | Sloan Canyon | 230 | 0 | 0 | 0 | 0 | 0 | 0 | 0 | 0 | 0 | 0 | 0 | 0 | 0 | 0 | 0 | 0 | 0 | 0 | 0 | 0 | 0 | 0 | 0 | 1 | 1 | 0 | 0 | 0 | 0 | 0 | 0 | 0 | 0 | 0 | 0 | 0 | 0 | 0 | 0 | 0 | 0 | 0 | 0 | 0 | 0 | 0 | 0 | 0 | 0 | 0 | 0 | 0 | 0 | 0 | 0 | 0 | 0 | 0 | 0 | 0 | 0 | 0 | 0 | 0 | 0 | 0 | 0 | 0 | 0 | 0 | 0 | 0 | 0 | 0 | 0 | 0 | 0 | 0 | 0 | 0 | 0 | 0 | 0 | 0 | 0 | 0 | 0 | 0 | 0 | 0 | 0 | 0 | 0 | 0 | 0 | 0 | 0 |  |  | 0 | 0 | 0 | 0 | 0 | 0 | 0 | 0 | 0 | 0 | 0 | 0 | 0 | 0 | 0 | 0 | 0 | 0 | 0 | 0 | 0 | 0 | 0 | 0 | 0 | 0 | 0 | 0 | 0 | 0 | 1 | 0 | 1 | 0 | 0 | 0 | -3566.801 | -1411.508 | 344.027 | Lugo - Victorville area constraint | Lugo - Victorville area constraint | Lugo - Victorville area constraint |  | 0 | 0 | 0 | 0 | 0 | 0 | 576.5 | 1808.75 | 4302.626 | Sloan Canyon - Eldorado 500 kV constraint | Sloan Canyon - Eldorado 500 kV constraint | Sloan Canyon - Eldorado 500 kV constraint |  | 5 | 1 | YES | 2 | 1 | 1 | NO | 1
EOP | Sloan Canyon | 500 | 0 | 0 | 0 | 0 | 0 | 0 | 0 | 0 | 0 | 0 | 0 | 0 | 0 | 0 | 0 | 0 | 0 | 0 | 0 | 0 | 0 | 0 | 0 | 1 | 1 | 0 | 0 | 0 | 0 | 0 | 0 | 0 | 0 | 0 | 0 | 0 | 0 | 0 | 0 | 0 | 0 | 0 | 0 | 0 | 0 | 0 | 0 | 0 | 0 | 0 | 0 | 0 | 0 | 0 | 0 | 0 | 0 | 0 | 0 | 0 | 0 | 0 | 0 | 0 | 0 | 0 | 0 | 0 | 0 | 0 | 0 | 0 | 0 | 0 | 0 | 0 | 0 | 0 | 0 | 0 | 0 | 0 | 0 | 0 | 0 | 0 | 0 | 0 | 0 | 0 | 0 | 0 | 0 | 0 | 0 | 0 | 0 |  |  | 0 | 0 | 0 | 0 | 0 | 0 | 0 | 0 | 0 | 0 | 0 | 0 | 0 | 0 | 0 | 0 | 0 | 0 | 0 | 0 | 0 | 0 | 0 | 0 | 0 | 0 | 0 | 0 | 0 | 0 | 1 | 0 | 1 | 0 | 0 | 0 | -3566.801 | -1411.508 | 344.027 | Lugo - Victorville area constraint | Lugo - Victorville area constraint | Lugo - Victorville area constraint |  | 0 | 0 | 0 | 0 | 0 | 0 | 576.5 | 1808.75 | 4302.626 | Sloan Canyon - Eldorado 500 kV constraint | Sloan Canyon - Eldorado 500 kV constraint | Sloan Canyon - Eldorado 500 kV constraint |  | 5 | 1 | YES | 2 | 1 | 1 | NO | 1
PG&E KERN | Smyrna | 115 | 0 | 0 | 0 | 0 | 0 | 0 | 0 | 0 | 0 | 0 | 0 | 0 | 0 | 0 | 0 | 0 | 0 | 0 | 0 | 0 | 0 | 0 | 0 | 0 | 0 | 0 | 0 | 0 | 0 | 0 | 0 | 0 | 0 | 0 | 0 | 0 | 0 | 0 | 0 | 0 | 0 | 0 | 0 | 0 | 0 | 0 | 0 | 0 | 0 | 0 | 0 | 0 | 0 | 0 | 0 | 0 | 0 | 0 | 0 | 0 | 0 | 0 | 0 | 0 | 0 | 0 | 0 | 1 | 0 | 1 | 1 | 0 | 0 | 0 | 1 | 1 | 0 | 0 | 1 | 0 | 0 | 0 | 0 | 0 | 0 | 0 | 0 | 0 | 0 | 0 | 0 | 0 | 0 | 0 | 1 | 0 | 0 |  |  | 0 | 0 | 0 | 0 | 0 | 0 | 0 | 0 | 0 | 0 | 0 | 0 | 0 | 0 | 0 | 0 | 0 | 0 | 0 | 0 | 0 | 0 | 0 | 0 | 0 | 0 | 0 | 0 | 0 | 0 | 0 | 0 | 2 | 0 | 1 | 1 | 122.65 | -2086.452 | -1847.2316 | Cal Flat-Gates 230 kV line | Gates 500/230kV TB #12 | Mustang-Henrietta 230 kV line |  | 0 | 0 | 0 | 0 | 0 | 0 | 122.65 | 192.6 | 130.03 | Cal Flat-Gates 230 kV line | Smyrna-Atwell Jct 115kV Line | Smyrna-Atwell Jct 115kV Line |  | 5 | 1 | YES | 2 | 5 | 1 | YES | 2
PG&E GBA | Sobrante | 115 | 0 | 0 | 0 | 0 | 0 | 0 | 0 | 0 | 0 | 0 | 0 | 0 | 0 | 0 | 0 | 0 | 0 | 0 | 0 | 0 | 0 | 0 | 0 | 0 | 0 | 0 | 0 | 0 | 0 | 0 | 0 | 0 | 0 | 0 | 0 | 0 | 0 | 0 | 0 | 1 | 0 | 0 | 0 | 0 | 0 | 0 | 0 | 0 | 0 | 1 | 0 | 0 | 1 | 1 | 1 | 1 | 0 | 0 | 1 | 1 | 0 | 1 | 0 | 0 | 0 | 1 | 0 | 0 | 0 | 0 | 0 | 0 | 0 | 0 | 0 | 0 | 0 | 0 | 0 | 0 | 0 | 0 | 0 | 0 | 0 | 0 | 0 | 0 | 0 | 0 | 0 | 0 | 0 | 0 | 0 | 0 | 0 |  |  | 0 | 0 | 0 | 0 | 0 | 0 | 0 | 0 | 0 | 0 | 0 | 0 | 0 | 0 | 0 | 0 | 0 | 0 | 0 | 0 | 0 | 0 | 0 | 0 | 0 | 0 | 0 | 0 | 0 | 0 | 2 | 0 | 1 | 0 | 0 | 0 | -660.34 | -215.8012 | 1084 | Collinsville-Tesla 500 kV Line | Collinsville-Tesla 500 kV Line | Grant - Eastshore #2 line 115 kV |  | 0 | 0 | 0 | 0 | 0 | 0 | 519.61 | 790.0038 | 1084 | Contra Costa- Windmaster 230 kV line | Contra Costa- Windmaster 230 kV line | Grant - Eastshore #2 line 115 kV |  | 5 | 1 | YES | 2 | 1 | 1 | NO | 1
PG&E GBA | Sobrante | 230 | 0 | 0 | 0 | 0 | 0 | 0 | 0 | 0 | 0 | 0 | 0 | 0 | 0 | 0 | 0 | 0 | 0 | 0 | 0 | 0 | 0 | 0 | 0 | 0 | 0 | 0 | 0 | 0 | 0 | 0 | 0 | 0 | 0 | 0 | 0 | 0 | 0 | 0 | 0 | 1 | 0 | 0 | 0 | 0 | 0 | 0 | 0 | 0 | 0 | 1 | 0 | 0 | 1 | 1 | 1 | 1 | 0 | 0 | 1 | 1 | 0 | 0 | 0 | 0 | 0 | 1 | 0 | 0 | 0 | 0 | 0 | 0 | 0 | 0 | 0 | 0 | 0 | 0 | 0 | 0 | 0 | 0 | 0 | 0 | 0 | 0 | 0 | 0 | 0 | 0 | 0 | 0 | 0 | 0 | 0 | 0 | 0 |  |  | 0 | 0 | 0 | 0 | 0 | 0 | 0 | 0 | 0 | 0 | 0 | 0 | 0 | 0 | 0 | 0 | 0 | 0 | 0 | 0 | 0 | 0 | 0 | 0 | 0 | 0 | 0 | 0 | 0 | 0 | 2 | 0 | 1 | 0 | 0 | 0 | -660.34 | -215.8012 | 2295.5509 | Collinsville-Tesla 500 kV Line | Collinsville-Tesla 500 kV Line | Collinsville-Tesla 500 kV Line |  | 0 | 0 | 0 | 0 | 0 | 0 | 519.61 | 790.0038 | 2295.5509 | Contra Costa- Windmaster 230 kV line | Contra Costa- Windmaster 230 kV line | Collinsville-Tesla 500 kV Line |  | 5 | 1 | YES | 2 | 1 | 1 | NO | 1
PG&E KERN | Solar | 230 | 0 | 0 | 0 | 0 | 0 | 0 | 0 | 0 | 0 | 0 | 0 | 0 | 0 | 0 | 0 | 0 | 0 | 0 | 0 | 0 | 0 | 0 | 0 | 0 | 0 | 0 | 0 | 0 | 0 | 0 | 0 | 0 | 0 | 0 | 0 | 0 | 0 | 0 | 0 | 0 | 0 | 0 | 0 | 0 | 0 | 0 | 0 | 0 | 0 | 0 | 0 | 0 | 0 | 0 | 0 | 0 | 0 | 0 | 0 | 0 | 0 | 0 | 0 | 0 | 0 | 0 | 0 | 1 | 0 | 0 | 0 | 0 | 0 | 0 | 0 | 0 | 0 | 0 | 1 | 1 | 0 | 0 | 0 | 0 | 0 | 0 | 0 | 0 | 0 | 0 | 0 | 0 | 0 | 0 | 1 | 1 | 0 |  |  | 0 | 0 | 0 | 0 | 0 | 0 | 0 | 0 | 0 | 0 | 0 | 0 | 0 | 0 | 0 | 0 | 0 | 0 | 0 | 0 | 0 | 0 | 0 | 0 | 0 | 0 | 0 | 0 | 0 | 0 | 0 | 0 | 3 | 0 | 2 | 1 | 122.65 | -2360.472 | -1847.2316 | Cal Flat-Gates 230 kV line | Gates 500/230kV TB #11 | Mustang-Henrietta 230 kV line |  | 0 | 0 | 0 | 0 | 0 | 0 | 122.65 | 392.11 | 631.7684 | Cal Flat-Gates 230 kV line | Cal Flat-Gates 230 kV line | Mustang-Henrietta 230 kV line |  | 5 | 1 | YES | 2 | 5 | 1 | YES | 2
PG&E GBA | Soledad | 115 | 0 | 0 | 0 | 0 | 0 | 0 | 0 | 0 | 0 | 0 | 0 | 0 | 0 | 0 | 0 | 0 | 0 | 0 | 0 | 0 | 0 | 0 | 0 | 0 | 0 | 0 | 0 | 0 | 0 | 0 | 0 | 0 | 0 | 0 | 0 | 0 | 0 | 0 | 0 | 0 | 0 | 0 | 0 | 0 | 0 | 0 | 0 | 0 | 0 | 0 | 0 | 0 | 0 | 0 | 0 | 0 | 0 | 0 | 0 | 0 | 0 | 0 | 0 | 0 | 1 | 0 | 0 | 0 | 0 | 0 | 0 | 0 | 0 | 0 | 0 | 0 | 0 | 0 | 0 | 0 | 0 | 0 | 0 | 0 | 0 | 0 | 0 | 0 | 0 | 0 | 0 | 0 | 0 | 0 | 0 | 0 | 1 |  |  | 0 | 0 | 0 | 0 | 0 | 0 | 0 | 0 | 0 | 0 | 0 | 0 | 0 | 0 | 0 | 0 | 0 | 0 | 0 | 0 | 0 | 0 | 0 | 0 | 0 | 0 | 0 | 0 | 0 | 0 | 0 | 0 | 0 | 0 | 0 | 0 | 155 | 161.5 | 72 | Morganhill-Metcalf 115kV Line | Morganhill-Metcalf 115kV Line | Morganhill-Metcalf 115kV Line |  | 0 | 0 | 0 | 0 | 0 | 0 | 155 | 161.5 | 72 | Morganhill-Metcalf 115kV Line | Morganhill-Metcalf 115kV Line | Morganhill-Metcalf 115kV Line |  | 1 | 1 | NO | 1 | 1 | 1 | NO | 1
PG&E GBA | Soledad | 60 | 0 | 0 | 0 | 0 | 0 | 0 | 0 | 0 | 0 | 0 | 0 | 0 | 0 | 0 | 0 | 0 | 0 | 0 | 0 | 0 | 0 | 0 | 0 | 0 | 0 | 0 | 0 | 0 | 0 | 0 | 0 | 0 | 0 | 0 | 0 | 0 | 0 | 0 | 0 | 0 | 0 | 0 | 0 | 0 | 0 | 0 | 0 | 0 | 0 | 0 | 0 | 0 | 0 | 0 | 0 | 1 | 0 | 0 | 0 | 1 | 0 | 0 | 0 | 0 | 1 | 0 | 0 | 0 | 0 | 0 | 0 | 0 | 0 | 0 | 0 | 0 | 0 | 0 | 0 | 0 | 0 | 0 | 0 | 0 | 0 | 0 | 0 | 0 | 0 | 0 | 0 | 0 | 0 | 0 | 0 | 0 | 1 |  |  | 0 | 0 | 0 | 0 | 0 | 0 | 0 | 0 | 0 | 0 | 0 | 0 | 0 | 0 | 0 | 0 | 0 | 0 | 0 | 0 | 0 | 0 | 0 | 0 | 0 | 0 | 0 | 0 | 0 | 0 | 0 | 0 | 0 | 0 | 0 | 0 | 155 | 161.5 | 72 | Morganhill-Metcalf 115kV Line | Morganhill-Metcalf 115kV Line | Morganhill-Metcalf 115kV Line |  | 0 | 0 | 0 | 0 | 0 | 0 | 155 | 161.5 | 72 | Morganhill-Metcalf 115kV Line | Morganhill-Metcalf 115kV Line | Morganhill-Metcalf 115kV Line |  | 1 | 1 | NO | 1 | 1 | 1 | NO | 1
SDGE | Spring Valley | 69 | 0 | 0 | 0 | 0 | 0 | 0 | 0 | 0 | 0 | 0 | 0 | 0 | 0 | 0 | 0 | 0 | 0 | 0 | 0 | 0 | 0 | 0 | 0 | 0 | 0 | 0 | 0 | 1 | 0 | 0 | 1 | 0 | 1 | 0 | 0 | 0 | 1 | 0 | 0 | 0 | 0 | 0 | 0 | 0 | 0 | 0 | 0 | 0 | 0 | 0 | 0 | 0 | 0 | 0 | 0 | 0 | 0 | 0 | 0 | 0 | 0 | 0 | 0 | 0 | 0 | 0 | 0 | 0 | 0 | 0 | 0 | 0 | 0 | 0 | 0 | 0 | 0 | 0 | 0 | 0 | 0 | 0 | 0 | 0 | 0 | 0 | 0 | 0 | 0 | 0 | 0 | 0 | 0 | 0 | 0 | 0 | 0 |  |  | 0 | 0 | 0 | 0 | 0 | 0 | 0 | 0 | 0 | 0 | 0 | 0 | 0 | 0 | 0 | 0 | 0 | 0 | 0 | 0 | 0 | 0 | 0 | 0 | 0 | 0 | 0 | 0 | 0 | 0 | 0 | 1 | 0 | 0 | 0 | 0 | -35.92 | 48.96 | 482.1964 | San Luis Rey-San Onofre 230 kV line constraint | San Luis Rey-San Onofre 230 kV line constraint | El Cajon 69 kV constraint |  | 0 | 1 | 0 | 0 | 0 | 0 | -35.92 | 48.96 | 482.1964 | San Luis Rey-San Onofre 230 kV line constraint | San Luis Rey-San Onofre 230 kV line constraint | El Cajon 69 kV constraint |  | 3 | 3 | NO | 3 | 1 | 1 | NO | 1
SCE Northern | Springville | 230 | 1 | 0 | 1 | 0 | 0 | 1 | 1 | 0 | 0 | 0 | 0 | 0 | 0 | 0 | 0 | 0 | 0 | 0 | 0 | 0 | 0 | 0 | 0 | 0 | 0 | 0 | 0 | 0 | 0 | 0 | 0 | 0 | 0 | 0 | 0 | 0 | 0 | 0 | 0 | 0 | 0 | 0 | 0 | 0 | 0 | 0 | 0 | 0 | 0 | 0 | 0 | 0 | 0 | 0 | 0 | 0 | 0 | 0 | 0 | 0 | 0 | 0 | 0 | 0 | 0 | 0 | 0 | 0 | 0 | 0 | 0 | 0 | 0 | 0 | 0 | 0 | 0 | 0 | 0 | 0 | 0 | 0 | 0 | 0 | 0 | 0 | 0 | 0 | 0 | 0 | 0 | 0 | 0 | 0 | 0 | 0 | 0 |  |  | 0 | 0 | 0 | 0 | 0 | 0 | 0 | 0 | 0 | 0 | 0 | 0 | 0 | 0 | 0 | 0 | 0 | 0 | 0 | 0 | 0 | 0 | 0 | 3 | 0 | 0 | 225 | 0 | 0 | 1 | 0 | 0 | 0 | 0 | 0 | 0 | 250 | 29.5 | 662.14 | North of Magunden Constraint | South of Magunden Constraint | North of Magunden Constraint |  | 0 | 0 | 0 | 0 | 0 | 0 | 250 | 29.5 | 662.14 | North of Magunden Constraint | South of Magunden Constraint | North of Magunden Constraint |  | 1 | 1 | NO | 1 | 1 | 1 | NO | 1
PG&E GBA | Stagg | 230 | 0 | 0 | 0 | 0 | 0 | 0 | 0 | 0 | 0 | 0 | 0 | 0 | 0 | 0 | 0 | 0 | 0 | 0 | 0 | 0 | 0 | 0 | 0 | 0 | 0 | 0 | 0 | 0 | 0 | 0 | 0 | 0 | 0 | 0 | 0 | 0 | 0 | 0 | 0 | 1 | 0 | 0 | 0 | 0 | 0 | 1 | 0 | 0 | 0 | 0 | 0 | 0 | 0 | 0 | 0 | 0 | 0 | 0 | 0 | 1 | 1 | 0 | 0 | 0 | 0 | 1 | 0 | 0 | 0 | 0 | 0 | 0 | 0 | 0 | 0 | 0 | 0 | 0 | 0 | 0 | 0 | 0 | 0 | 0 | 0 | 0 | 0 | 0 | 0 | 0 | 0 | 0 | 0 | 0 | 0 | 0 | 0 |  |  | 0 | 0 | 0 | 0 | 0 | 0 | 0 | 0 | 0 | 0 | 0 | 0 | 0 | 0 | 0 | 0 | 0 | 0 | 0 | 0 | 0 | 0 | 0 | 0 | 0 | 0 | 0 | 0 | 0 | 0 | 1 | 0 | 1 | 0 | 0 | 0 | -660.34 | -215.8012 | 1523.3998 | Collinsville-Tesla 500 kV Line | Collinsville-Tesla 500 kV Line | Bellota-Weber 230kV line |  | 0 | 0 | 0 | 0 | 0 | 0 | 29.35 | 368.5 | 1523.3998 | Bellota-Weber 230kV line | Bellota-Weber 230kV line | Bellota-Weber 230kV line |  | 5 | 1 | YES | 2 | 1 | 1 | NO | 1
PG&E GBA | Standard Oil | 115 | 0 | 0 | 0 | 0 | 0 | 0 | 0 | 0 | 0 | 0 | 0 | 0 | 0 | 0 | 0 | 0 | 0 | 0 | 0 | 0 | 0 | 0 | 0 | 0 | 0 | 0 | 0 | 0 | 0 | 0 | 0 | 0 | 0 | 0 | 0 | 0 | 0 | 0 | 0 | 1 | 0 | 0 | 0 | 0 | 0 | 0 | 0 | 0 | 0 | 1 | 0 | 0 | 1 | 1 | 1 | 1 | 0 | 0 | 1 | 1 | 0 | 1 | 0 | 0 | 0 | 1 | 0 | 0 | 0 | 0 | 0 | 0 | 0 | 0 | 0 | 0 | 0 | 0 | 0 | 0 | 0 | 0 | 0 | 0 | 0 | 0 | 0 | 0 | 0 | 0 | 0 | 0 | 0 | 0 | 0 | 0 | 0 |  |  | 0 | 0 | 0 | 0 | 0 | 0 | 0 | 0 | 0 | 0 | 0 | 0 | 0 | 0 | 0 | 0 | 0 | 0 | 0 | 0 | 0 | 0 | 0 | 0 | 0 | 0 | 0 | 0 | 0 | 0 | 2 | 0 | 1 | 0 | 0 | 0 | -660.34 | -215.8012 | 1084 | Collinsville-Tesla 500 kV Line | Collinsville-Tesla 500 kV Line | Grant - Eastshore #2 line 115 kV |  | 0 | 0 | 0 | 0 | 0 | 0 | 519.61 | 790.0038 | 1084 | Contra Costa- Windmaster 230 kV line | Contra Costa- Windmaster 230 kV line | Grant - Eastshore #2 line 115 kV |  | 5 | 1 | YES | 2 | 1 | 1 | NO | 1
PG&E GBA | Stanislaus | 115 | 0 | 0 | 0 | 0 | 0 | 0 | 0 | 0 | 0 | 0 | 0 | 0 | 0 | 0 | 0 | 0 | 0 | 0 | 0 | 0 | 0 | 0 | 0 | 0 | 0 | 0 | 0 | 0 | 0 | 0 | 0 | 0 | 0 | 0 | 0 | 0 | 0 | 0 | 0 | 0 | 0 | 0 | 0 | 0 | 0 | 1 | 0 | 0 | 0 | 0 | 0 | 0 | 0 | 0 | 0 | 1 | 0 | 1 | 0 | 1 | 0 | 0 | 0 | 0 | 0 | 1 | 0 | 0 | 0 | 0 | 0 | 0 | 0 | 0 | 0 | 0 | 0 | 0 | 0 | 0 | 0 | 0 | 0 | 0 | 0 | 0 | 0 | 0 | 0 | 0 | 0 | 0 | 0 | 0 | 0 | 0 | 0 |  |  | 0 | 0 | 0 | 0 | 0 | 0 | 0 | 0 | 0 | 0 | 0 | 0 | 0 | 0 | 0 | 0 | 0 | 0 | 0 | 0 | 0 | 0 | 0 | 0 | 0 | 0 | 0 | 0 | 0 | 0 | 1 | 0 | 0 | 0 | 0 | 0 | -52.2 | 5.59 | 543.909 | Kasson Jct-Heinz 115 kV line | Kasson Jct-Heinz 115 kV line | Kasson Jct-Heinz 115 kV line |  | 1 | 0 | 0 | 0 | 0 | 0 | -52.2 | 5.59 | 543.909 | Kasson Jct-Heinz 115 kV line | Kasson Jct-Heinz 115 kV line | Kasson Jct-Heinz 115 kV line |  | 5 | 5 | NO | 5 | 1 | 1 | NO | 1
PG&E KERN | Stockdale | 115 | 0 | 0 | 0 | 0 | 0 | 0 | 0 | 0 | 0 | 0 | 0 | 0 | 0 | 0 | 0 | 0 | 0 | 0 | 0 | 0 | 0 | 0 | 0 | 0 | 0 | 0 | 0 | 0 | 0 | 0 | 0 | 0 | 0 | 0 | 0 | 0 | 0 | 0 | 0 | 0 | 0 | 0 | 0 | 0 | 0 | 0 | 0 | 0 | 0 | 0 | 0 | 0 | 0 | 0 | 0 | 0 | 0 | 0 | 0 | 0 | 0 | 0 | 0 | 0 | 0 | 0 | 0 | 1 | 1 | 0 | 0 | 0 | 0 | 1 | 0 | 0 | 0 | 0 | 0 | 1 | 0 | 0 | 0 | 0 | 0 | 0 | 0 | 0 | 0 | 0 | 0 | 0 | 0 | 0 | 0 | 0 | 0 |  |  | 0 | 0 | 0 | 0 | 0 | 0 | 0 | 0 | 0 | 0 | 0 | 0 | 0 | 0 | 0 | 0 | 0 | 0 | 0 | 0 | 0 | 0 | 0 | 0 | 0 | 0 | 0 | 0 | 0 | 0 | 0 | 0 | 1 | 0 | 1 | 0 | 122.65 | -2360.472 | -1076.0882 | Cal Flat-Gates 230 kV line | Gates 500/230kV TB #11 | Gates 500/230kV TB #11 |  | 0 | 0 | 0 | 0 | 0 | 0 | 122.65 | 113.8 | 5.352 | Cal Flat-Gates 230 kV line | Kern-Tevis-Stockdale-Lamont 115kV line | Kern-Tevis-Stockdale-Lamont 115kV line |  | 5 | 1 | YES | 2 | 5 | 1 | YES | 2
PG&E KERN | Stockdale | 230 | 0 | 0 | 0 | 0 | 0 | 0 | 0 | 0 | 0 | 0 | 0 | 0 | 0 | 0 | 0 | 0 | 0 | 0 | 0 | 0 | 0 | 0 | 0 | 0 | 0 | 0 | 0 | 0 | 0 | 0 | 0 | 0 | 0 | 0 | 0 | 0 | 0 | 0 | 0 | 0 | 0 | 0 | 0 | 0 | 0 | 0 | 0 | 0 | 0 | 0 | 0 | 0 | 0 | 0 | 0 | 0 | 0 | 0 | 0 | 0 | 0 | 0 | 0 | 0 | 0 | 0 | 0 | 1 | 1 | 0 | 0 | 0 | 0 | 0 | 0 | 0 | 0 | 0 | 0 | 1 | 0 | 0 | 0 | 0 | 0 | 0 | 0 | 0 | 0 | 0 | 0 | 0 | 0 | 0 | 0 | 0 | 0 |  |  | 0 | 0 | 0 | 0 | 0 | 0 | 0 | 0 | 0 | 0 | 0 | 0 | 0 | 0 | 0 | 0 | 0 | 0 | 0 | 0 | 0 | 0 | 0 | 0 | 0 | 0 | 0 | 0 | 0 | 0 | 0 | 0 | 1 | 0 | 1 | 0 | 122.65 | -2360.472 | -1076.0882 | Cal Flat-Gates 230 kV line | Gates 500/230kV TB #11 | Gates 500/230kV TB #11 |  | 0 | 0 | 0 | 0 | 0 | 0 | 122.65 | 392.11 | 666.9203 | Cal Flat-Gates 230 kV line | Cal Flat-Gates 230 kV line | Cal Flat-Gates 230 kV line |  | 5 | 1 | YES | 2 | 5 | 1 | YES | 2
PG&E GBA | Stockton A | 115 | 0 | 0 | 0 | 0 | 0 | 0 | 0 | 0 | 0 | 0 | 0 | 0 | 0 | 0 | 0 | 0 | 0 | 0 | 0 | 0 | 0 | 0 | 0 | 0 | 0 | 0 | 0 | 0 | 0 | 0 | 0 | 0 | 0 | 0 | 0 | 0 | 0 | 0 | 0 | 0 | 0 | 0 | 0 | 0 | 0 | 1 | 0 | 0 | 0 | 0 | 0 | 0 | 0 | 0 | 0 | 0 | 0 | 0 | 0 | 1 | 1 | 0 | 0 | 0 | 0 | 0 | 0 | 0 | 0 | 0 | 0 | 0 | 0 | 0 | 0 | 0 | 0 | 0 | 0 | 0 | 0 | 0 | 0 | 0 | 0 | 1 | 0 | 0 | 0 | 0 | 0 | 0 | 0 | 0 | 0 | 0 | 0 |  |  | 0 | 0 | 0 | 0 | 0 | 0 | 0 | 0 | 0 | 0 | 0 | 0 | 0 | 0 | 0 | 0 | 0 | 0 | 0 | 0 | 0 | 0 | 0 | 0 | 0 | 0 | 0 | 0 | 0 | 0 | 0 | 0 | 0 | 0 | 0 | 0 | 29.35 | 368.5 | 1523.3998 | Bellota-Weber 230kV line | Bellota-Weber 230kV line | Bellota-Weber 230kV line |  | 0 | 0 | 0 | 0 | 0 | 0 | 29.35 | 368.5 | 1523.3998 | Bellota-Weber 230kV line | Bellota-Weber 230kV line | Bellota-Weber 230kV line |  | 1 | 1 | NO | 1 | 1 | 1 | NO | 1
PG&E GBA | Stone | 115 | 0 | 0 | 0 | 0 | 0 | 0 | 0 | 0 | 0 | 0 | 0 | 0 | 0 | 0 | 0 | 0 | 0 | 0 | 0 | 0 | 0 | 0 | 0 | 0 | 0 | 0 | 0 | 0 | 0 | 0 | 0 | 0 | 0 | 0 | 0 | 0 | 0 | 0 | 0 | 0 | 0 | 0 | 0 | 0 | 0 | 0 | 0 | 0 | 0 | 0 | 0 | 0 | 0 | 0 | 0 | 0 | 0 | 0 | 0 | 1 | 0 | 0 | 0 | 0 | 0 | 0 | 0 | 0 | 0 | 0 | 0 | 0 | 0 | 0 | 0 | 0 | 0 | 0 | 0 | 0 | 0 | 0 | 0 | 0 | 0 | 0 | 0 | 0 | 0 | 0 | 0 | 0 | 0 | 0 | 0 | 0 | 1 |  |  | 0 | 0 | 0 | 0 | 0 | 0 | 0 | 0 | 0 | 0 | 0 | 0 | 0 | 0 | 0 | 0 | 0 | 0 | 0 | 0 | 0 | 0 | 0 | 0 | 0 | 0 | 0 | 0 | 0 | 0 | 0 | 0 | 0 | 0 | 0 | 0 | 958.5 | 1141.75 | 2698.8852 | NEW-Metcalf-Mosslanding 500kV | NEW-Metcalf-Mosslanding 500kV | Tesla-Bellota 230 kV line |  | 0 | 0 | 0 | 0 | 0 | 0 | 958.5 | 1141.75 | 2698.8852 | NEW-Metcalf-Mosslanding 500kV | NEW-Metcalf-Mosslanding 500kV | Tesla-Bellota 230 kV line |  | 1 | 1 | NO | 1 | 1 | 1 | NO | 1
PG&E FRESNO | Storey | 230 | 0 | 0 | 0 | 0 | 0 | 0 | 0 | 0 | 0 | 0 | 0 | 0 | 0 | 0 | 0 | 0 | 0 | 0 | 0 | 0 | 0 | 0 | 0 | 0 | 0 | 0 | 0 | 0 | 0 | 0 | 0 | 0 | 0 | 0 | 0 | 0 | 0 | 0 | 0 | 0 | 0 | 0 | 0 | 0 | 0 | 1 | 0 | 0 | 0 | 0 | 0 | 0 | 0 | 0 | 0 | 0 | 0 | 0 | 0 | 0 | 0 | 0 | 0 | 0 | 0 | 0 | 0 | 0 | 0 | 0 | 0 | 0 | 0 | 0 | 0 | 0 | 0 | 0 | 1 | 1 | 0 | 1 | 1 | 1 | 1 | 1 | 0 | 1 | 1 | 1 | 0 | 0 | 1 | 0 | 1 | 0 | 0 |  |  | 0 | 0 | 0 | 0 | 0 | 0 | 0 | 0 | 0 | 0 | 0 | 0 | 0 | 0 | 0 | 0 | 0 | 0 | 0 | 0 | 0 | 0 | 0 | 0 | 0 | 0 | 0 | 0 | 0 | 0 | 2 | 0 | 5 | 0 | 2 | 1 | -404.45 | -2360.472 | -1847.2316 | Borden-Storey #1 230kV line | Gates 500/230kV TB #11 | Mustang-Henrietta 230 kV line |  | 0 | 0 | 0 | 0 | 0 | 0 | 29.35 | 368.5 | 126.1276 | Bellota-Weber 230kV line | Bellota-Weber 230kV line | Oro Loma-El Nido 115kV Line |  | 5 | 1 | YES | 2 | 5 | 1 | YES | 2
PG&E NGBA | Summit | 115 | 0 | 0 | 0 | 0 | 0 | 0 | 0 | 0 | 0 | 0 | 0 | 0 | 0 | 0 | 0 | 0 | 0 | 0 | 0 | 0 | 0 | 0 | 0 | 0 | 0 | 0 | 0 | 0 | 0 | 0 | 0 | 0 | 0 | 0 | 0 | 0 | 0 | 0 | 0 | 1 | 1 | 0 | 1 | 0 | 0 | 1 | 1 | 1 | 0 | 0 | 0 | 0 | 0 | 0 | 0 | 0 | 0 | 0 | 0 | 1 | 1 | 0 | 0 | 0 | 0 | 0 | 0 | 0 | 0 | 0 | 0 | 0 | 0 | 0 | 0 | 0 | 0 | 0 | 0 | 0 | 0 | 0 | 0 | 0 | 0 | 0 | 0 | 0 | 0 | 0 | 0 | 0 | 0 | 0 | 0 | 0 | 0 |  |  | 0 | 0 | 0 | 0 | 0 | 0 | 0 | 0 | 0 | 0 | 0 | 0 | 0 | 0 | 0 | 10 | 0 | 0 | 0 | 0 | 0 | 0 | 0 | 0 | 0 | 0 | 0 | 0 | 0 | 1 | 1 | 0 | 1 | 0 | 0 | 0 | -660.34 | -215.8012 | 62.84 | Collinsville-Tesla 500 kV Line | Collinsville-Tesla 500 kV Line | Woodland- Davis 115kV line |  | 0 | 0 | 0 | 0 | 0 | 0 | 29.35 | 80.45 | 62.84 | Bellota-Weber 230kV line | Woodland- Davis 115kV line | Woodland- Davis 115kV line |  | 5 | 1 | YES | 2 | 1 | 1 | NO | 1
SDGE | Suncrest | 230 | 0 | 0 | 0 | 0 | 0 | 0 | 0 | 0 | 0 | 0 | 0 | 0 | 0 | 0 | 0 | 0 | 0 | 0 | 0 | 0 | 0 | 0 | 0 | 0 | 0 | 0 | 0 | 0 | 0 | 0 | 1 | 0 | 1 | 0 | 0 | 1 | 0 | 0 | 0 | 0 | 0 | 0 | 0 | 0 | 0 | 0 | 0 | 0 | 0 | 0 | 0 | 0 | 0 | 0 | 0 | 0 | 0 | 0 | 0 | 0 | 0 | 0 | 0 | 0 | 0 | 0 | 0 | 0 | 0 | 0 | 0 | 0 | 0 | 0 | 0 | 0 | 0 | 0 | 0 | 0 | 0 | 0 | 0 | 0 | 0 | 0 | 0 | 0 | 0 | 0 | 0 | 0 | 0 | 0 | 0 | 0 | 0 |  |  | 0 | 0 | 0 | 0 | 0 | 0 | 0 | 0 | 0 | 0 | 0 | 0 | 0 | 0 | 0 | 0 | 0 | 0 | 0 | 0 | 0 | 0 | 0 | 0 | 0 | 0 | 0 | 0 | 0 | 0 | 0 | 1 | 0 | 0 | 0 | 0 | -35.92 | 48.96 | 3490.5814 | San Luis Rey-San Onofre 230 kV line constraint | San Luis Rey-San Onofre 230 kV line constraint | San Luis Rey-San Onofre 230 kV line constraint |  | 0 | 1 | 0 | 0 | 0 | 0 | -35.92 | 48.96 | 3490.5814 | San Luis Rey-San Onofre 230 kV line constraint | San Luis Rey-San Onofre 230 kV line constraint | San Luis Rey-San Onofre 230 kV line constraint |  | 3 | 3 | NO | 3 | 1 | 1 | NO | 1
SDGE | Suncrest | 500 | 0 | 0 | 0 | 0 | 0 | 0 | 0 | 0 | 0 | 0 | 0 | 0 | 0 | 0 | 0 | 0 | 0 | 0 | 0 | 0 | 0 | 0 | 0 | 0 | 0 | 0 | 0 | 0 | 0 | 0 | 1 | 0 | 1 | 0 | 0 | 1 | 0 | 0 | 0 | 0 | 0 | 0 | 0 | 0 | 0 | 0 | 0 | 0 | 0 | 0 | 0 | 0 | 0 | 0 | 0 | 0 | 0 | 0 | 0 | 0 | 0 | 0 | 0 | 0 | 0 | 0 | 0 | 0 | 0 | 0 | 0 | 0 | 0 | 0 | 0 | 0 | 0 | 0 | 0 | 0 | 0 | 0 | 0 | 0 | 0 | 0 | 0 | 0 | 0 | 0 | 0 | 0 | 0 | 0 | 0 | 0 | 0 |  |  | 0 | 0 | 0 | 0 | 0 | 0 | 0 | 0 | 0 | 0 | 0 | 0 | 0 | 0 | 0 | 0 | 0 | 0 | 0 | 0 | 0 | 0 | 0 | 0 | 0 | 0 | 0 | 0 | 0 | 0 | 0 | 1 | 0 | 0 | 0 | 0 | -35.92 | 48.96 | 3490.5814 | San Luis Rey-San Onofre 230 kV line constraint | San Luis Rey-San Onofre 230 kV line constraint | San Luis Rey-San Onofre 230 kV line constraint |  | 0 | 1 | 0 | 0 | 0 | 0 | -35.92 | 48.96 | 3490.5814 | San Luis Rey-San Onofre 230 kV line constraint | San Luis Rey-San Onofre 230 kV line constraint | San Luis Rey-San Onofre 230 kV line constraint |  | 3 | 3 | NO | 3 | 1 | 1 | NO | 1
PG&E KERN | Sunrise | 230 | 0 | 0 | 0 | 0 | 0 | 0 | 0 | 0 | 0 | 0 | 0 | 0 | 0 | 0 | 0 | 0 | 0 | 0 | 0 | 0 | 0 | 0 | 0 | 0 | 0 | 0 | 0 | 0 | 0 | 0 | 0 | 0 | 0 | 0 | 0 | 0 | 0 | 0 | 0 | 0 | 0 | 0 | 0 | 0 | 0 | 0 | 0 | 0 | 0 | 0 | 0 | 0 | 0 | 0 | 0 | 0 | 0 | 0 | 0 | 0 | 0 | 0 | 0 | 0 | 0 | 0 | 0 | 1 | 1 | 0 | 0 | 0 | 0 | 0 | 1 | 0 | 0 | 0 | 1 | 0 | 0 | 0 | 0 | 0 | 0 | 0 | 0 | 0 | 0 | 0 | 0 | 0 | 0 | 0 | 1 | 0 | 0 |  |  | 0 | 0 | 0 | 0 | 0 | 0 | 0 | 0 | 0 | 0 | 0 | 0 | 0 | 0 | 0 | 0 | 0 | 0 | 0 | 0 | 0 | 0 | 0 | 0 | 0 | 0 | 0 | 0 | 0 | 0 | 0 | 0 | 2 | 0 | 1 | 1 | 122.65 | -2086.452 | -1847.2316 | Cal Flat-Gates 230 kV line | Gates 500/230kV TB #12 | Mustang-Henrietta 230 kV line |  | 0 | 0 | 0 | 0 | 0 | 0 | 122.65 | 392.11 | 631.7684 | Cal Flat-Gates 230 kV line | Cal Flat-Gates 230 kV line | Mustang-Henrietta 230 kV line |  | 5 | 1 | YES | 2 | 5 | 1 | YES | 2
PG&E KERN | Sunset | 230 | 0 | 0 | 0 | 0 | 0 | 0 | 0 | 0 | 0 | 0 | 0 | 0 | 0 | 0 | 0 | 0 | 0 | 0 | 0 | 0 | 0 | 0 | 0 | 0 | 0 | 0 | 0 | 0 | 0 | 0 | 0 | 0 | 0 | 0 | 0 | 0 | 0 | 0 | 0 | 0 | 0 | 0 | 0 | 0 | 0 | 0 | 0 | 0 | 0 | 0 | 0 | 0 | 0 | 0 | 0 | 0 | 0 | 0 | 0 | 0 | 0 | 0 | 0 | 0 | 0 | 0 | 0 | 1 | 1 | 0 | 1 | 0 | 0 | 0 | 1 | 0 | 0 | 0 | 1 | 0 | 0 | 0 | 0 | 0 | 0 | 0 | 0 | 0 | 0 | 0 | 0 | 0 | 0 | 0 | 1 | 0 | 0 |  |  | 0 | 0 | 0 | 0 | 0 | 0 | 0 | 0 | 0 | 0 | 0 | 0 | 0 | 0 | 0 | 0 | 0 | 0 | 0 | 0 | 0 | 0 | 0 | 0 | 0 | 0 | 0 | 0 | 0 | 0 | 0 | 0 | 2 | 0 | 1 | 1 | 122.65 | -2086.452 | -1847.2316 | Cal Flat-Gates 230 kV line | Gates 500/230kV TB #12 | Mustang-Henrietta 230 kV line |  | 0 | 0 | 0 | 0 | 0 | 0 | 122.65 | 392.11 | 631.7684 | Cal Flat-Gates 230 kV line | Cal Flat-Gates 230 kV line | Mustang-Henrietta 230 kV line |  | 5 | 1 | YES | 2 | 5 | 1 | YES | 2
PG&E GBA | Swift | 115 | 0 | 0 | 0 | 0 | 0 | 0 | 0 | 0 | 0 | 0 | 0 | 0 | 0 | 0 | 0 | 0 | 0 | 0 | 0 | 0 | 0 | 0 | 0 | 0 | 0 | 0 | 0 | 0 | 0 | 0 | 0 | 0 | 0 | 0 | 0 | 0 | 0 | 0 | 0 | 0 | 0 | 0 | 0 | 0 | 0 | 0 | 0 | 0 | 0 | 0 | 0 | 0 | 0 | 0 | 0 | 1 | 0 | 0 | 0 | 1 | 0 | 0 | 0 | 0 | 0 | 0 | 0 | 0 | 0 | 0 | 0 | 0 | 0 | 0 | 0 | 0 | 0 | 0 | 0 | 0 | 0 | 0 | 0 | 0 | 0 | 0 | 0 | 0 | 0 | 0 | 0 | 0 | 0 | 0 | 0 | 0 | 0 |  |  | 0 | 0 | 0 | 0 | 0 | 0 | 0 | 0 | 0 | 0 | 0 | 0 | 0 | 0 | 0 | 34 | 0 | 0 | 0 | 0 | 0 | 0 | 0 | 0 | 0 | 0 | 0 | 0 | 0 | 1 | 0 | 0 | 0 | 0 | 0 | 0 | 1636.31 | 1970.6438 | 2698.8852 | Tesla-Bellota 230 kV line | Tesla-Bellota 230 kV line | Tesla-Bellota 230 kV line |  | 0 | 0 | 0 | 0 | 0 | 0 | 1636.31 | 1970.6438 | 2698.8852 | Tesla-Bellota 230 kV line | Tesla-Bellota 230 kV line | Tesla-Bellota 230 kV line |  | 1 | 1 | NO | 1 | 1 | 1 | NO | 1
SDGE | Sycamore Canyon | 138 | 0 | 0 | 0 | 0 | 0 | 0 | 0 | 0 | 0 | 0 | 0 | 0 | 0 | 0 | 0 | 0 | 0 | 0 | 0 | 0 | 0 | 0 | 0 | 0 | 0 | 0 | 1 | 0 | 1 | 0 | 1 | 0 | 1 | 0 | 0 | 0 | 0 | 0 | 0 | 0 | 0 | 0 | 0 | 0 | 0 | 0 | 0 | 0 | 0 | 0 | 0 | 0 | 0 | 0 | 0 | 0 | 0 | 0 | 0 | 0 | 0 | 0 | 0 | 0 | 0 | 0 | 0 | 0 | 0 | 0 | 0 | 0 | 0 | 0 | 0 | 0 | 0 | 0 | 0 | 0 | 0 | 0 | 0 | 0 | 0 | 0 | 0 | 0 | 0 | 0 | 0 | 0 | 0 | 0 | 0 | 0 | 0 |  |  | 0 | 0 | 0 | 0 | 0 | 0 | 0 | 0 | 0 | 0 | 0 | 0 | 0 | 0 | 0 | 0 | 0 | 0 | 0 | 0 | 0 | 0 | 0 | 0 | 0 | 0 | 0 | 0 | 0 | 0 | 0 | 1 | 0 | 0 | 0 | 0 | -35.92 | 48.96 | 234 | San Luis Rey-San Onofre 230 kV line constraint | San Luis Rey-San Onofre 230 kV line constraint | Chicarita 138 kV constraint |  | 0 | 1 | 0 | 0 | 0 | 0 | -35.92 | 48.96 | 234 | San Luis Rey-San Onofre 230 kV line constraint | San Luis Rey-San Onofre 230 kV line constraint | Chicarita 138 kV constraint |  | 3 | 3 | NO | 3 | 1 | 1 | NO | 1
SDGE | Sycamore Canyon | 230 | 0 | 0 | 0 | 0 | 0 | 0 | 0 | 0 | 0 | 0 | 0 | 0 | 0 | 0 | 0 | 0 | 0 | 0 | 0 | 0 | 0 | 0 | 0 | 0 | 0 | 1 | 0 | 0 | 1 | 0 | 1 | 0 | 1 | 0 | 0 | 0 | 0 | 0 | 0 | 0 | 0 | 0 | 0 | 0 | 0 | 0 | 0 | 0 | 0 | 0 | 0 | 0 | 0 | 0 | 0 | 0 | 0 | 0 | 0 | 0 | 0 | 0 | 0 | 0 | 0 | 0 | 0 | 0 | 0 | 0 | 0 | 0 | 0 | 0 | 0 | 0 | 0 | 0 | 0 | 0 | 0 | 0 | 0 | 0 | 0 | 0 | 0 | 0 | 0 | 0 | 0 | 0 | 0 | 0 | 0 | 0 | 0 |  |  | 0 | 0 | 0 | 0 | 0 | 0 | 0 | 0 | 0 | 0 | 0 | 0 | 0 | 0 | 0 | 0 | 0 | 0 | 0 | 0 | 0 | 0 | 0 | 0 | 0 | 0 | 0 | 0 | 500 | 1 | 0 | 1 | 0 | 0 | 0 | 0 | -35.92 | 48.96 | 2061.36 | San Luis Rey-San Onofre 230 kV line constraint | San Luis Rey-San Onofre 230 kV line constraint | Capistrano-San Onofre 230 kV constraint |  | 0 | 1 | 0 | 0 | 0 | 0 | -35.92 | 48.96 | 2061.36 | San Luis Rey-San Onofre 230 kV line constraint | San Luis Rey-San Onofre 230 kV line constraint | Capistrano-San Onofre 230 kV constraint |  | 3 | 3 | NO | 3 | 1 | 1 | NO | 1
SDGE | Sycamore Canyon | 69 | 0 | 0 | 0 | 0 | 0 | 0 | 0 | 0 | 0 | 0 | 0 | 0 | 0 | 0 | 0 | 0 | 0 | 0 | 0 | 0 | 0 | 0 | 0 | 0 | 0 | 1 | 0 | 0 | 0 | 0 | 1 | 0 | 1 | 0 | 0 | 0 | 0 | 0 | 0 | 0 | 0 | 0 | 0 | 0 | 0 | 0 | 0 | 0 | 0 | 0 | 0 | 0 | 0 | 0 | 0 | 0 | 0 | 0 | 0 | 0 | 0 | 0 | 0 | 0 | 0 | 0 | 0 | 0 | 0 | 0 | 0 | 0 | 0 | 0 | 0 | 0 | 0 | 0 | 0 | 0 | 0 | 0 | 0 | 0 | 0 | 0 | 0 | 0 | 0 | 0 | 0 | 0 | 0 | 0 | 0 | 0 | 0 |  |  | 0 | 0 | 0 | 0 | 0 | 0 | 0 | 0 | 0 | 0 | 0 | 0 | 0 | 0 | 0 | 0 | 0 | 0 | 0 | 0 | 0 | 0 | 0 | 0 | 0 | 0 | 0 | 0 | 0 | 0 | 0 | 1 | 0 | 0 | 0 | 0 | -35.92 | 48.96 | 2061.36 | San Luis Rey-San Onofre 230 kV line constraint | San Luis Rey-San Onofre 230 kV line constraint | Capistrano-San Onofre 230 kV constraint |  | 0 | 1 | 0 | 0 | 0 | 0 | -35.92 | 48.96 | 2061.36 | San Luis Rey-San Onofre 230 kV line constraint | San Luis Rey-San Onofre 230 kV line constraint | Capistrano-San Onofre 230 kV constraint |  | 3 | 3 | NO | 3 | 1 | 1 | NO | 1
SCE Northern | Sylmar | 230 | 0 | 0 | 0 | 0 | 0 | 0 | 0 | 0 | 0 | 0 | 0 | 0 | 0 | 0 | 0 | 0 | 0 | 0 | 0 | 0 | 0 | 0 | 0 | 0 | 1 | 0 | 0 | 0 | 0 | 0 | 0 | 0 | 0 | 0 | 0 | 0 | 0 | 0 | 0 | 0 | 0 | 0 | 0 | 0 | 0 | 0 | 0 | 0 | 0 | 0 | 0 | 0 | 0 | 0 | 0 | 0 | 0 | 0 | 0 | 0 | 0 | 0 | 0 | 0 | 0 | 0 | 0 | 0 | 0 | 0 | 0 | 0 | 0 | 0 | 0 | 0 | 0 | 0 | 0 | 0 | 0 | 0 | 0 | 0 | 0 | 0 | 0 | 0 | 0 | 0 | 0 | 0 | 0 | 0 | 0 | 0 | 0 |  |  | 0 | 0 | 0 | 0 | 0 | 0 | 0 | 0 | 0 | 0 | 0 | 0 | 0 | 0 | 0 | 0 | 0 | 0 | 0 | 0 | 0 | 0 | 0 | 0 | 200 | 0 | 0 | 0 | 250 | 1 | 1 | 0 | 1 | 0 | 0 | 0 | -3566.801 | -1411.508 | 344.027 | Lugo - Victorville area constraint | Lugo - Victorville area constraint | Lugo - Victorville area constraint |  | 0 | 0 | 0 | 0 | 0 | 0 | 3233.199 | 5388.492 | 7144.027 | Lugo - Victorville area constraint | Lugo - Victorville area constraint | Lugo - Victorville area constraint |  | 5 | 1 | YES | 2 | 1 | 1 | NO | 1
PG&E NGBA | Table Mountain | 115 | 0 | 0 | 0 | 0 | 0 | 0 | 0 | 0 | 0 | 0 | 0 | 0 | 0 | 0 | 0 | 0 | 0 | 0 | 0 | 0 | 0 | 0 | 0 | 0 | 0 | 0 | 0 | 0 | 0 | 0 | 0 | 0 | 0 | 0 | 0 | 0 | 0 | 0 | 0 | 1 | 0 | 0 | 0 | 0 | 0 | 0 | 0 | 0 | 0 | 0 | 0 | 0 | 0 | 0 | 0 | 0 | 0 | 0 | 0 | 0 | 0 | 0 | 0 | 0 | 0 | 0 | 0 | 0 | 0 | 0 | 0 | 0 | 0 | 0 | 0 | 0 | 0 | 0 | 0 | 0 | 0 | 0 | 0 | 0 | 0 | 0 | 0 | 0 | 0 | 0 | 0 | 0 | 0 | 0 | 0 | 0 | 0 |  |  | 0 | 0 | 0 | 0 | 0 | 0 | 0 | 0 | 0 | 0 | 0 | 0 | 0 | 0 | 0 | 0 | 0 | 0 | 0 | 0 | 0 | 0 | 0 | 0 | 0 | 0 | 0 | 0 | 0 | 0 | 1 | 0 | 1 | 0 | 0 | 0 | -660.34 | -215.8012 | 2295.5509 | Collinsville-Tesla 500 kV Line | Collinsville-Tesla 500 kV Line | Collinsville-Tesla 500 kV Line |  | 0 | 0 | 0 | 0 | 0 | 0 | 7984.66 | 8429.1988 | 2295.5509 | Collinsville-Tesla 500 kV Line | Collinsville-Tesla 500 kV Line | Collinsville-Tesla 500 kV Line |  | 5 | 1 | YES | 2 | 1 | 1 | NO | 1
PG&E NGBA | Table Mountain | 230 | 0 | 0 | 0 | 0 | 0 | 0 | 0 | 0 | 0 | 0 | 0 | 0 | 0 | 0 | 0 | 0 | 0 | 0 | 0 | 0 | 0 | 0 | 0 | 0 | 0 | 0 | 0 | 0 | 0 | 0 | 0 | 0 | 0 | 0 | 0 | 0 | 0 | 0 | 0 | 1 | 0 | 0 | 0 | 0 | 0 | 1 | 0 | 0 | 0 | 0 | 0 | 0 | 0 | 0 | 0 | 0 | 0 | 0 | 0 | 1 | 0 | 0 | 0 | 0 | 0 | 0 | 0 | 0 | 0 | 0 | 0 | 0 | 0 | 0 | 0 | 0 | 0 | 0 | 0 | 0 | 0 | 0 | 0 | 0 | 0 | 0 | 0 | 0 | 0 | 0 | 0 | 0 | 0 | 0 | 0 | 0 | 0 |  |  | 0 | 0 | 0 | 0 | 0 | 0 | 0 | 0 | 0 | 0 | 0 | 0 | 0 | 0 | 0 | 0 | 0 | 0 | 0 | 0 | 0 | 0 | 0 | 0 | 0 | 200 | 0 | 0 | 0 | 1 | 1 | 0 | 1 | 0 | 0 | 0 | -660.34 | -215.8012 | 1523.3998 | Collinsville-Tesla 500 kV Line | Collinsville-Tesla 500 kV Line | Bellota-Weber 230kV line |  | 0 | 0 | 0 | 0 | 0 | 0 | 29.35 | 368.5 | 1523.3998 | Bellota-Weber 230kV line | Bellota-Weber 230kV line | Bellota-Weber 230kV line |  | 5 | 1 | YES | 2 | 1 | 1 | NO | 1
PG&E NGBA | Table Mountain | 500 | 0 | 0 | 0 | 0 | 0 | 0 | 0 | 0 | 0 | 0 | 0 | 0 | 0 | 0 | 0 | 0 | 0 | 0 | 0 | 0 | 0 | 0 | 0 | 0 | 0 | 0 | 0 | 0 | 0 | 0 | 0 | 0 | 0 | 0 | 0 | 0 | 0 | 0 | 0 | 1 | 0 | 0 | 0 | 0 | 0 | 0 | 0 | 0 | 0 | 0 | 0 | 0 | 0 | 0 | 0 | 0 | 0 | 0 | 0 | 0 | 0 | 0 | 0 | 0 | 0 | 0 | 0 | 0 | 0 | 0 | 0 | 0 | 0 | 0 | 0 | 0 | 0 | 0 | 0 | 0 | 0 | 0 | 0 | 0 | 0 | 0 | 0 | 0 | 0 | 0 | 0 | 0 | 0 | 0 | 0 | 0 | 0 |  |  | 0 | 0 | 0 | 0 | 0 | 0 | 0 | 0 | 0 | 0 | 0 | 0 | 0 | 0 | 0 | 0 | 0 | 0 | 0 | 0 | 0 | 0 | 0 | 0 | 0 | 0 | 0 | 0 | 0 | 0 | 1 | 0 | 1 | 0 | 0 | 0 | -660.34 | -215.8012 | 2295.5509 | Collinsville-Tesla 500 kV Line | Collinsville-Tesla 500 kV Line | Collinsville-Tesla 500 kV Line |  | 0 | 0 | 0 | 0 | 0 | 0 | 7984.66 | 8429.1988 | 2295.5509 | Collinsville-Tesla 500 kV Line | Collinsville-Tesla 500 kV Line | Collinsville-Tesla 500 kV Line |  | 5 | 1 | YES | 2 | 1 | 1 | NO | 1
PG&E NGBA | Table Mountain | 60 | 0 | 0 | 0 | 0 | 0 | 0 | 0 | 0 | 0 | 0 | 0 | 0 | 0 | 0 | 0 | 0 | 0 | 0 | 0 | 0 | 0 | 0 | 0 | 0 | 0 | 0 | 0 | 0 | 0 | 0 | 0 | 0 | 0 | 0 | 0 | 0 | 0 | 0 | 0 | 1 | 0 | 0 | 0 | 0 | 0 | 1 | 0 | 0 | 0 | 0 | 0 | 0 | 0 | 0 | 0 | 0 | 0 | 0 | 0 | 1 | 0 | 0 | 0 | 0 | 0 | 0 | 0 | 0 | 0 | 0 | 0 | 0 | 0 | 0 | 0 | 0 | 0 | 0 | 0 | 0 | 0 | 0 | 0 | 0 | 0 | 0 | 0 | 0 | 0 | 0 | 0 | 0 | 0 | 0 | 0 | 0 | 0 |  |  | 0 | 0 | 0 | 0 | 0 | 0 | 0 | 0 | 0 | 0 | 0 | 0 | 0 | 0 | 0 | 0 | 0 | 0 | 0 | 0 | 0 | 0 | 0 | 0 | 0 | 0 | 0 | 0 | 0 | 0 | 1 | 0 | 1 | 0 | 0 | 0 | -660.34 | -215.8012 | 1523.3998 | Collinsville-Tesla 500 kV Line | Collinsville-Tesla 500 kV Line | Bellota-Weber 230kV line |  | 0 | 0 | 0 | 0 | 0 | 0 | 29.35 | 368.5 | 1523.3998 | Bellota-Weber 230kV line | Bellota-Weber 230kV line | Bellota-Weber 230kV line |  | 5 | 1 | YES | 2 | 1 | 1 | NO | 1
PG&E KERN | Taft | 115 | 0 | 0 | 0 | 0 | 0 | 0 | 0 | 0 | 0 | 0 | 0 | 0 | 0 | 0 | 0 | 0 | 0 | 0 | 0 | 0 | 0 | 0 | 0 | 0 | 0 | 0 | 0 | 0 | 0 | 0 | 0 | 0 | 0 | 0 | 0 | 0 | 0 | 0 | 0 | 0 | 0 | 0 | 0 | 0 | 0 | 0 | 0 | 0 | 0 | 0 | 0 | 0 | 0 | 0 | 0 | 0 | 0 | 0 | 0 | 0 | 0 | 0 | 0 | 0 | 0 | 0 | 0 | 1 | 1 | 0 | 1 | 0 | 0 | 0 | 1 | 0 | 0 | 0 | 1 | 0 | 0 | 0 | 0 | 0 | 0 | 0 | 0 | 0 | 0 | 0 | 0 | 0 | 0 | 0 | 1 | 0 | 0 |  |  | 0 | 0 | 0 | 0 | 0 | 0 | 0 | 0 | 0 | 3 | 0 | 0 | 3 | 0 | 1 | 0 | 0 | 0 | 0 | 0 | 0 | 0 | 0 | 0 | 3 | 0 | 0 | 3 | 0 | 1 | 0 | 0 | 2 | 0 | 1 | 1 | 122.65 | -2086.452 | -1847.2316 | Cal Flat-Gates 230 kV line | Gates 500/230kV TB #12 | Mustang-Henrietta 230 kV line |  | 0 | 0 | 0 | 0 | 0 | 0 | 122.65 | 392.11 | 631.7684 | Cal Flat-Gates 230 kV line | Cal Flat-Gates 230 kV line | Mustang-Henrietta 230 kV line |  | 5 | 1 | YES | 2 | 5 | 1 | YES | 2
SDGE | Talega | 138 | 0 | 0 | 0 | 0 | 0 | 0 | 0 | 0 | 0 | 0 | 0 | 0 | 0 | 0 | 0 | 0 | 0 | 0 | 0 | 0 | 0 | 0 | 0 | 0 | 0 | 1 | 0 | 0 | 0 | 0 | 0 | 0 | 0 | 0 | 0 | 0 | 0 | 1 | 1 | 0 | 0 | 0 | 0 | 0 | 0 | 0 | 0 | 0 | 0 | 0 | 0 | 0 | 0 | 0 | 0 | 0 | 0 | 0 | 0 | 0 | 0 | 0 | 0 | 0 | 0 | 0 | 0 | 0 | 0 | 0 | 0 | 0 | 0 | 0 | 0 | 0 | 0 | 0 | 0 | 0 | 0 | 0 | 0 | 0 | 0 | 0 | 0 | 0 | 0 | 0 | 0 | 0 | 0 | 0 | 0 | 0 | 0 |  |  | 0 | 0 | 0 | 0 | 0 | 0 | 0 | 0 | 0 | 0 | 0 | 0 | 0 | 0 | 0 | 0 | 0 | 0 | 0 | 0 | 0 | 0 | 0 | 0 | 0 | 0 | 0 | 0 | 0 | 0 | 0 | 0 | 0 | 0 | 0 | 0 | 501 | 501 | 501 | Trabuco-Capistrano 138 kV constraint | Trabuco-Capistrano 138 kV constraint | Trabuco-Capistrano 138 kV constraint |  | 0 | 0 | 0 | 0 | 0 | 0 | 501 | 501 | 501 | Trabuco-Capistrano 138 kV constraint | Trabuco-Capistrano 138 kV constraint | Trabuco-Capistrano 138 kV constraint |  | 1 | 1 | NO | 1 | 1 | 1 | NO | 1
SDGE | Talega | 230 | 0 | 0 | 0 | 0 | 0 | 0 | 0 | 0 | 0 | 0 | 0 | 0 | 0 | 0 | 0 | 0 | 0 | 0 | 0 | 0 | 0 | 0 | 0 | 0 | 0 | 1 | 0 | 0 | 0 | 0 | 0 | 0 | 0 | 0 | 0 | 0 | 0 | 1 | 0 | 0 | 0 | 0 | 0 | 0 | 0 | 0 | 0 | 0 | 0 | 0 | 0 | 0 | 0 | 0 | 0 | 0 | 0 | 0 | 0 | 0 | 0 | 0 | 0 | 0 | 0 | 0 | 0 | 0 | 0 | 0 | 0 | 0 | 0 | 0 | 0 | 0 | 0 | 0 | 0 | 0 | 0 | 0 | 0 | 0 | 0 | 0 | 0 | 0 | 0 | 0 | 0 | 0 | 0 | 0 | 0 | 0 | 0 |  |  | 0 | 0 | 0 | 0 | 0 | 0 | 0 | 0 | 0 | 0 | 0 | 0 | 0 | 0 | 0 | 0 | 0 | 0 | 0 | 0 | 0 | 0 | 0 | 0 | 0 | 0 | 0 | 0 | 0 | 0 | 0 | 0 | 0 | 0 | 0 | 0 | 586.64 | 909.32 | 1265.36 | Capistrano-San Onofre 230 kV constraint | Talega 230 kV constraint | Talega 230 kV constraint |  | 0 | 0 | 0 | 0 | 0 | 0 | 586.64 | 909.32 | 1265.36 | Capistrano-San Onofre 230 kV constraint | Talega 230 kV constraint | Talega 230 kV constraint |  | 1 | 1 | NO | 1 | 1 | 1 | NO | 1
PG&E GBA | Tassajara | 230 | 0 | 0 | 0 | 0 | 0 | 0 | 0 | 0 | 0 | 0 | 0 | 0 | 0 | 0 | 0 | 0 | 0 | 0 | 0 | 0 | 0 | 0 | 0 | 0 | 0 | 0 | 0 | 0 | 0 | 0 | 0 | 0 | 0 | 0 | 0 | 0 | 0 | 0 | 0 | 1 | 0 | 0 | 0 | 0 | 0 | 0 | 0 | 0 | 0 | 0 | 0 | 0 | 0 | 0 | 0 | 0 | 0 | 0 | 0 | 0 | 0 | 0 | 0 | 0 | 0 | 0 | 0 | 0 | 0 | 0 | 0 | 0 | 0 | 0 | 0 | 0 | 0 | 0 | 0 | 0 | 0 | 0 | 0 | 0 | 0 | 0 | 0 | 0 | 0 | 0 | 0 | 0 | 0 | 0 | 0 | 0 | 0 |  |  | 0 | 0 | 0 | 0 | 0 | 0 | 0 | 0 | 0 | 0 | 0 | 0 | 0 | 0 | 0 | 0 | 0 | 0 | 0 | 0 | 0 | 0 | 0 | 0 | 0 | 0 | 0 | 0 | 0 | 0 | 1 | 0 | 1 | 0 | 0 | 0 | -660.34 | -215.8012 | 2295.5509 | Collinsville-Tesla 500 kV Line | Collinsville-Tesla 500 kV Line | Collinsville-Tesla 500 kV Line |  | 0 | 0 | 0 | 0 | 0 | 0 | 7984.66 | 8429.1988 | 2295.5509 | Collinsville-Tesla 500 kV Line | Collinsville-Tesla 500 kV Line | Collinsville-Tesla 500 kV Line |  | 5 | 1 | YES | 2 | 1 | 1 | NO | 1
PG&E KERN | Tejon | 70 | 0 | 0 | 0 | 0 | 0 | 0 | 0 | 0 | 0 | 0 | 0 | 0 | 0 | 0 | 0 | 0 | 0 | 0 | 0 | 0 | 0 | 0 | 0 | 0 | 0 | 0 | 0 | 0 | 0 | 0 | 0 | 0 | 0 | 0 | 0 | 0 | 0 | 0 | 0 | 0 | 0 | 0 | 0 | 0 | 0 | 0 | 0 | 0 | 0 | 0 | 0 | 0 | 0 | 0 | 0 | 0 | 0 | 0 | 0 | 0 | 0 | 0 | 0 | 0 | 0 | 0 | 0 | 1 | 1 | 0 | 0 | 0 | 0 | 0 | 0 | 0 | 0 | 0 | 0 | 1 | 0 | 0 | 0 | 0 | 0 | 0 | 0 | 0 | 0 | 0 | 0 | 0 | 0 | 0 | 0 | 0 | 0 |  |  | 0 | 0 | 0 | 0 | 0 | 0 | 0 | 0 | 0 | 0 | 0 | 0 | 0 | 0 | 0 | 0 | 0 | 0 | 0 | 0 | 0 | 0 | 0 | 0 | 0 | 0 | 0 | 0 | 0 | 0 | 0 | 0 | 1 | 0 | 1 | 0 | 122.65 | -2360.472 | -1076.0882 | Cal Flat-Gates 230 kV line | Gates 500/230kV TB #11 | Gates 500/230kV TB #11 |  | 0 | 0 | 0 | 0 | 0 | 0 | 122.65 | 392.11 | 666.9203 | Cal Flat-Gates 230 kV line | Cal Flat-Gates 230 kV line | Cal Flat-Gates 230 kV line |  | 5 | 1 | YES | 2 | 5 | 1 | YES | 2
SDGE | Telegraph Canyon | 138 | 0 | 0 | 0 | 0 | 0 | 0 | 0 | 0 | 0 | 0 | 0 | 0 | 0 | 0 | 0 | 0 | 0 | 0 | 0 | 0 | 0 | 0 | 0 | 0 | 0 | 0 | 0 | 0 | 0 | 0 | 1 | 0 | 1 | 0 | 0 | 1 | 1 | 0 | 0 | 0 | 0 | 0 | 0 | 0 | 0 | 0 | 0 | 0 | 0 | 0 | 0 | 0 | 0 | 0 | 0 | 0 | 0 | 0 | 0 | 0 | 0 | 0 | 0 | 0 | 0 | 0 | 0 | 0 | 0 | 0 | 0 | 0 | 0 | 0 | 0 | 0 | 0 | 0 | 0 | 0 | 0 | 0 | 0 | 0 | 0 | 0 | 0 | 0 | 0 | 0 | 0 | 0 | 0 | 0 | 0 | 0 | 0 |  |  | 0 | 0 | 0 | 0 | 0 | 0 | 0 | 0 | 0 | 0 | 0 | 0 | 0 | 0 | 0 | 0 | 0 | 0 | 0 | 0 | 0 | 0 | 0 | 0 | 0 | 0 | 0 | 0 | 0 | 0 | 0 | 1 | 0 | 0 | 0 | 0 | -35.92 | 48.96 | 1085.1064 | San Luis Rey-San Onofre 230 kV line constraint | San Luis Rey-San Onofre 230 kV line constraint | Silvergate-Old Town 230 kV constraint |  | 0 | 1 | 0 | 0 | 0 | 0 | -35.92 | 48.96 | 1085.1064 | San Luis Rey-San Onofre 230 kV line constraint | San Luis Rey-San Onofre 230 kV line constraint | Silvergate-Old Town 230 kV constraint |  | 3 | 3 | NO | 3 | 1 | 1 | NO | 1
PG&E KERN | Temblor | 115 | 0 | 0 | 0 | 0 | 0 | 0 | 0 | 0 | 0 | 0 | 0 | 0 | 0 | 0 | 0 | 0 | 0 | 0 | 0 | 0 | 0 | 0 | 0 | 0 | 0 | 0 | 0 | 0 | 0 | 0 | 0 | 0 | 0 | 0 | 0 | 0 | 0 | 0 | 0 | 0 | 0 | 0 | 0 | 0 | 0 | 0 | 0 | 0 | 0 | 0 | 0 | 0 | 0 | 0 | 0 | 0 | 0 | 0 | 0 | 0 | 0 | 0 | 0 | 0 | 0 | 0 | 0 | 1 | 1 | 0 | 0 | 0 | 0 | 0 | 1 | 0 | 0 | 0 | 1 | 0 | 0 | 0 | 0 | 0 | 0 | 0 | 0 | 0 | 0 | 0 | 0 | 0 | 0 | 0 | 1 | 0 | 0 |  |  | 0 | 0 | 0 | 0 | 0 | 0 | 0 | 0 | 0 | 0 | 0 | 0 | 0 | 0 | 0 | 0 | 0 | 0 | 0 | 0 | 0 | 0 | 0 | 0 | 0 | 0 | 0 | 0 | 0 | 0 | 0 | 0 | 2 | 0 | 1 | 1 | 122.65 | -2086.452 | -1847.2316 | Cal Flat-Gates 230 kV line | Gates 500/230kV TB #12 | Mustang-Henrietta 230 kV line |  | 0 | 0 | 0 | 0 | 0 | 0 | 122.65 | 392.11 | 631.7684 | Cal Flat-Gates 230 kV line | Cal Flat-Gates 230 kV line | Mustang-Henrietta 230 kV line |  | 5 | 1 | YES | 2 | 5 | 1 | YES | 2
PG&E KERN | Templeton | 230 | 0 | 0 | 0 | 0 | 0 | 0 | 0 | 0 | 0 | 0 | 0 | 0 | 0 | 0 | 0 | 0 | 0 | 0 | 0 | 0 | 0 | 0 | 0 | 0 | 0 | 0 | 0 | 0 | 0 | 0 | 0 | 0 | 0 | 0 | 0 | 0 | 0 | 0 | 0 | 0 | 0 | 0 | 0 | 0 | 0 | 0 | 0 | 0 | 0 | 0 | 0 | 0 | 0 | 0 | 0 | 0 | 0 | 0 | 0 | 0 | 0 | 0 | 0 | 0 | 0 | 0 | 0 | 1 | 0 | 0 | 0 | 0 | 0 | 0 | 0 | 0 | 0 | 0 | 1 | 1 | 0 | 0 | 0 | 0 | 0 | 0 | 0 | 0 | 0 | 0 | 0 | 0 | 0 | 0 | 1 | 1 | 0 |  |  | 0 | 0 | 0 | 0 | 0 | 0 | 0 | 0 | 0 | 0 | 0 | 0 | 0 | 0 | 0 | 0 | 0 | 0 | 0 | 0 | 0 | 0 | 0 | 0 | 0 | 0 | 0 | 0 | 0 | 0 | 0 | 0 | 3 | 0 | 2 | 1 | 122.65 | -2360.472 | -1847.2316 | Cal Flat-Gates 230 kV line | Gates 500/230kV TB #11 | Mustang-Henrietta 230 kV line |  | 0 | 0 | 0 | 0 | 0 | 0 | 122.65 | 392.11 | 631.7684 | Cal Flat-Gates 230 kV line | Cal Flat-Gates 230 kV line | Mustang-Henrietta 230 kV line |  | 5 | 1 | YES | 2 | 5 | 1 | YES | 2
PG&E KERN | Templeton | 70 | 0 | 0 | 0 | 0 | 0 | 0 | 0 | 0 | 0 | 0 | 0 | 0 | 0 | 0 | 0 | 0 | 0 | 0 | 0 | 0 | 0 | 0 | 0 | 0 | 0 | 0 | 0 | 0 | 0 | 0 | 0 | 0 | 0 | 0 | 0 | 0 | 0 | 0 | 0 | 0 | 0 | 0 | 0 | 0 | 0 | 0 | 0 | 0 | 0 | 0 | 0 | 0 | 0 | 0 | 0 | 0 | 0 | 0 | 0 | 0 | 0 | 0 | 0 | 0 | 0 | 0 | 0 | 1 | 1 | 0 | 0 | 0 | 0 | 0 | 0 | 0 | 0 | 0 | 0 | 1 | 0 | 0 | 0 | 0 | 0 | 1 | 0 | 0 | 0 | 0 | 0 | 0 | 0 | 0 | 0 | 1 | 0 |  |  | 0 | 0 | 0 | 0 | 0 | 0 | 0 | 0 | 0 | 0 | 0 | 0 | 0 | 0 | 0 | 0 | 0 | 0 | 0 | 0 | 0 | 0 | 0 | 0 | 0 | 0 | 0 | 0 | 0 | 0 | 0 | 0 | 1 | 0 | 1 | 0 | 122.65 | -2360.472 | -1076.0882 | Cal Flat-Gates 230 kV line | Gates 500/230kV TB #11 | Gates 500/230kV TB #11 |  | 0 | 0 | 0 | 0 | 0 | 0 | 122.65 | 392.11 | 666.9203 | Cal Flat-Gates 230 kV line | Cal Flat-Gates 230 kV line | Cal Flat-Gates 230 kV line |  | 5 | 1 | YES | 2 | 5 | 1 | YES | 2
PG&E GBA | Tesla | 115 | 0 | 0 | 0 | 0 | 0 | 0 | 0 | 0 | 0 | 0 | 0 | 0 | 0 | 0 | 0 | 0 | 0 | 0 | 0 | 0 | 0 | 0 | 0 | 0 | 0 | 0 | 0 | 0 | 0 | 0 | 0 | 0 | 0 | 0 | 0 | 0 | 0 | 0 | 0 | 0 | 0 | 0 | 0 | 0 | 0 | 0 | 0 | 0 | 0 | 0 | 0 | 0 | 0 | 0 | 0 | 1 | 0 | 0 | 0 | 1 | 0 | 0 | 0 | 0 | 0 | 1 | 0 | 0 | 0 | 0 | 0 | 0 | 0 | 0 | 0 | 0 | 0 | 0 | 0 | 0 | 0 | 0 | 0 | 0 | 0 | 0 | 0 | 0 | 0 | 0 | 0 | 0 | 0 | 0 | 0 | 0 | 0 |  |  | 0 | 0 | 0 | 0 | 0 | 0 | 0 | 0 | 0 | 0 | 0 | 0 | 0 | 0 | 0 | 0 | 0 | 0 | 0 | 0 | 0 | 0 | 0 | 0 | 0 | 0 | 0 | 0 | 0 | 0 | 0 | 0 | 0 | 0 | 0 | 0 | 1636.31 | 1970.6438 | 2698.8852 | Tesla-Bellota 230 kV line | Tesla-Bellota 230 kV line | Tesla-Bellota 230 kV line |  | 0 | 0 | 0 | 0 | 0 | 0 | 1636.31 | 1970.6438 | 2698.8852 | Tesla-Bellota 230 kV line | Tesla-Bellota 230 kV line | Tesla-Bellota 230 kV line |  | 1 | 1 | NO | 1 | 1 | 1 | NO | 1
PG&E GBA | Tesla | 230 | 0 | 0 | 0 | 0 | 0 | 0 | 0 | 0 | 0 | 0 | 0 | 0 | 0 | 0 | 0 | 0 | 0 | 0 | 0 | 0 | 0 | 0 | 0 | 0 | 0 | 0 | 0 | 0 | 0 | 0 | 0 | 0 | 0 | 0 | 0 | 0 | 0 | 0 | 0 | 1 | 0 | 0 | 0 | 0 | 0 | 0 | 0 | 0 | 0 | 0 | 0 | 0 | 0 | 1 | 0 | 1 | 0 | 0 | 1 | 1 | 0 | 0 | 0 | 0 | 0 | 1 | 0 | 0 | 0 | 0 | 0 | 0 | 0 | 0 | 0 | 0 | 0 | 0 | 0 | 0 | 0 | 0 | 0 | 0 | 0 | 0 | 0 | 0 | 0 | 0 | 0 | 0 | 0 | 0 | 0 | 0 | 0 |  |  | 0 | 0 | 0 | 0 | 0 | 0 | 0 | 0 | 0 | 0 | 0 | 0 | 0 | 0 | 0 | 0 | 0 | 0 | 0 | 0 | 0 | 0 | 0 | 0 | 0 | 0 | 125 | 0 | 0 | 1 | 2 | 0 | 1 | 0 | 0 | 0 | -660.34 | -215.8012 | 2295.5509 | Collinsville-Tesla 500 kV Line | Collinsville-Tesla 500 kV Line | Collinsville-Tesla 500 kV Line |  | 0 | 0 | 0 | 0 | 0 | 0 | 1636.31 | 1970.6438 | 2295.5509 | Tesla-Bellota 230 kV line | Tesla-Bellota 230 kV line | Collinsville-Tesla 500 kV Line |  | 5 | 1 | YES | 2 | 1 | 1 | NO | 1
PG&E GBA | Tesla | 500 | 0 | 0 | 0 | 0 | 0 | 0 | 0 | 0 | 0 | 0 | 0 | 0 | 0 | 0 | 0 | 0 | 0 | 0 | 0 | 0 | 0 | 0 | 0 | 0 | 0 | 0 | 0 | 0 | 0 | 0 | 0 | 0 | 0 | 0 | 0 | 0 | 0 | 0 | 0 | 0 | 0 | 0 | 0 | 0 | 0 | 0 | 0 | 0 | 0 | 0 | 0 | 0 | 0 | 0 | 0 | 1 | 0 | 0 | 1 | 1 | 0 | 0 | 0 | 0 | 0 | 1 | 0 | 0 | 0 | 0 | 0 | 0 | 0 | 0 | 0 | 0 | 0 | 0 | 0 | 0 | 0 | 0 | 0 | 0 | 0 | 0 | 0 | 0 | 0 | 0 | 0 | 0 | 0 | 0 | 0 | 0 | 0 |  |  | 0 | 0 | 0 | 0 | 0 | 0 | 0 | 0 | 0 | 0 | 0 | 0 | 0 | 0 | 0 | 0 | 0 | 0 | 0 | 0 | 0 | 0 | 0 | 0 | 0 | 0 | 0 | 0 | 0 | 0 | 0 | 0 | 0 | 0 | 0 | 0 | 1636.31 | 1970.6438 | 2698.8852 | Tesla-Bellota 230 kV line | Tesla-Bellota 230 kV line | Tesla-Bellota 230 kV line |  | 0 | 0 | 0 | 0 | 0 | 0 | 1636.31 | 1970.6438 | 2698.8852 | Tesla-Bellota 230 kV line | Tesla-Bellota 230 kV line | Tesla-Bellota 230 kV line |  | 1 | 1 | NO | 1 | 1 | 1 | NO | 1
PG&E KERN | Tevis | 115 | 0 | 0 | 0 | 0 | 0 | 0 | 0 | 0 | 0 | 0 | 0 | 0 | 0 | 0 | 0 | 0 | 0 | 0 | 0 | 0 | 0 | 0 | 0 | 0 | 0 | 0 | 0 | 0 | 0 | 0 | 0 | 0 | 0 | 0 | 0 | 0 | 0 | 0 | 0 | 0 | 0 | 0 | 0 | 0 | 0 | 0 | 0 | 0 | 0 | 0 | 0 | 0 | 0 | 0 | 0 | 0 | 0 | 0 | 0 | 0 | 0 | 0 | 0 | 0 | 0 | 0 | 0 | 0 | 0 | 0 | 1 | 0 | 0 | 0 | 0 | 0 | 0 | 0 | 1 | 1 | 0 | 0 | 0 | 0 | 0 | 0 | 0 | 0 | 0 | 0 | 0 | 0 | 0 | 0 | 1 | 0 | 0 |  |  | 0 | 0 | 0 | 0 | 0 | 0 | 0 | 0 | 0 | 0 | 0 | 0 | 0 | 0 | 0 | 0 | 0 | 0 | 0 | 0 | 0 | 0 | 0 | 0 | 100 | 0 | 0 | 0 | 0 | 1 | 0 | 0 | 3 | 0 | 2 | 1 | 530.62 | -2360.472 | -1847.2316 | Gates 500/230kV TB #12 | Gates 500/230kV TB #11 | Mustang-Henrietta 230 kV line |  | 0 | 0 | 0 | 0 | 0 | 0 | 1792.55 | 1169.488 | 631.7684 | Kern 230/115kV TB #4 | Mustang-Henrietta 230 kV line | Mustang-Henrietta 230 kV line |  | 5 | 1 | YES | 2 | 5 | 1 | YES | 2
EOP | Thousandaire | 138 | 0 | 0 | 0 | 0 | 0 | 0 | 0 | 0 | 0 | 0 | 0 | 0 | 0 | 0 | 0 | 0 | 0 | 0 | 0 | 0 | 0 | 0 | 1 | 1 | 1 | 0 | 0 | 0 | 0 | 0 | 0 | 0 | 0 | 0 | 0 | 0 | 0 | 0 | 0 | 0 | 0 | 0 | 0 | 0 | 0 | 0 | 0 | 0 | 0 | 0 | 0 | 0 | 0 | 0 | 0 | 0 | 0 | 0 | 0 | 0 | 0 | 0 | 0 | 0 | 0 | 0 | 0 | 0 | 0 | 0 | 0 | 0 | 0 | 0 | 0 | 0 | 0 | 0 | 0 | 0 | 0 | 0 | 0 | 0 | 0 | 0 | 0 | 0 | 0 | 0 | 0 | 0 | 0 | 0 | 0 | 0 | 0 |  |  | 0 | 0 | 0 | 0 | 0 | 0 | 0 | 0 | 0 | 0 | 0 | 0 | 0 | 0 | 0 | 0 | 0 | 0 | 0 | 0 | 0 | 0 | 0 | 0 | 0 | 0 | 0 | 0 | 0 | 0 | 1 | 0 | 1 | 0 | 0 | 0 | -3566.801 | -1411.508 | 344.027 | Lugo - Victorville area constraint | Lugo - Victorville area constraint | Lugo - Victorville area constraint |  | 0 | 0 | 0 | 0 | 0 | 0 | 576.5 | 1808.75 | 3367.55 | Sloan Canyon - Eldorado 500 kV constraint | Sloan Canyon - Eldorado 500 kV constraint | GLW 230kV area constraint |  | 5 | 1 | YES | 2 | 1 | 1 | NO | 1
PG&E KERN | Topaz | 230 | 0 | 0 | 0 | 0 | 0 | 0 | 0 | 0 | 0 | 0 | 0 | 0 | 0 | 0 | 0 | 0 | 0 | 0 | 0 | 0 | 0 | 0 | 0 | 0 | 0 | 0 | 0 | 0 | 0 | 0 | 0 | 0 | 0 | 0 | 0 | 0 | 0 | 0 | 0 | 0 | 0 | 0 | 0 | 0 | 0 | 0 | 0 | 0 | 0 | 0 | 0 | 0 | 0 | 0 | 0 | 0 | 0 | 0 | 0 | 0 | 0 | 0 | 0 | 0 | 0 | 0 | 0 | 1 | 0 | 0 | 0 | 0 | 0 | 0 | 0 | 0 | 0 | 0 | 1 | 1 | 0 | 0 | 0 | 0 | 0 | 0 | 0 | 0 | 0 | 0 | 0 | 0 | 0 | 0 | 1 | 1 | 0 |  |  | 0 | 0 | 0 | 0 | 0 | 0 | 0 | 0 | 0 | 0 | 0 | 0 | 0 | 0 | 0 | 0 | 0 | 0 | 0 | 0 | 0 | 0 | 0 | 0 | 0 | 0 | 0 | 0 | 0 | 0 | 0 | 0 | 3 | 0 | 2 | 1 | 122.65 | -2360.472 | -1847.2316 | Cal Flat-Gates 230 kV line | Gates 500/230kV TB #11 | Mustang-Henrietta 230 kV line |  | 0 | 0 | 0 | 0 | 0 | 0 | 122.65 | 392.11 | 631.7684 | Cal Flat-Gates 230 kV line | Cal Flat-Gates 230 kV line | Mustang-Henrietta 230 kV line |  | 5 | 1 | YES | 2 | 5 | 1 | YES | 2
SCE NOL | Tortilla | 115 | 0 | 0 | 0 | 0 | 0 | 0 | 0 | 0 | 0 | 0 | 0 | 1 | 1 | 1 | 0 | 0 | 0 | 0 | 0 | 0 | 0 | 0 | 0 | 0 | 0 | 0 | 0 | 0 | 0 | 0 | 0 | 0 | 0 | 0 | 0 | 0 | 0 | 0 | 0 | 0 | 0 | 0 | 0 | 0 | 0 | 0 | 0 | 0 | 0 | 0 | 0 | 0 | 0 | 0 | 0 | 0 | 0 | 0 | 0 | 0 | 0 | 0 | 0 | 0 | 0 | 0 | 0 | 0 | 0 | 0 | 0 | 0 | 0 | 0 | 0 | 0 | 0 | 0 | 0 | 0 | 0 | 0 | 0 | 0 | 0 | 0 | 0 | 0 | 0 | 0 | 0 | 0 | 0 | 0 | 0 | 0 | 0 |  |  | 0 | 0 | 0 | 0 | 0 | 0 | 0 | 0 | 0 | 0 | 0 | 0 | 0 | 0 | 0 | 0 | 0 | 0 | 0 | 0 | 0 | 0 | 0 | 3 | 0 | 0 | 0 | 0 | 0 | 1 | 0 | 2 | 0 | 2 | 0 | 0 | -280.6 | -110.25 | 1093.724 | South of Kramer Area Constraint | South of Kramer Area Constraint | South of Kramer Area Constraint |  | 0 | 3 | 0 | 0 | 0 | 0 | -80.6 | 89.75 | 1093.724 | South of Kramer Area Constraint | South of Kramer Area Constraint | South of Kramer Area Constraint |  | 4 | 3 | YES | 3 | 1 | 1 | NO | 1
SDGE | Trabuco | 138 | 0 | 0 | 0 | 0 | 0 | 0 | 0 | 0 | 0 | 0 | 0 | 0 | 0 | 0 | 0 | 0 | 0 | 0 | 0 | 0 | 0 | 0 | 0 | 0 | 0 | 1 | 0 | 0 | 0 | 0 | 0 | 0 | 0 | 0 | 0 | 0 | 0 | 1 | 1 | 0 | 0 | 0 | 0 | 0 | 0 | 0 | 0 | 0 | 0 | 0 | 0 | 0 | 0 | 0 | 0 | 0 | 0 | 0 | 0 | 0 | 0 | 0 | 0 | 0 | 0 | 0 | 0 | 0 | 0 | 0 | 0 | 0 | 0 | 0 | 0 | 0 | 0 | 0 | 0 | 0 | 0 | 0 | 0 | 0 | 0 | 0 | 0 | 0 | 0 | 0 | 0 | 0 | 0 | 0 | 0 | 0 | 0 |  |  | 0 | 0 | 0 | 0 | 0 | 0 | 0 | 0 | 0 | 0 | 0 | 0 | 0 | 0 | 0 | 0 | 0 | 0 | 0 | 0 | 0 | 0 | 0 | 0 | 0 | 0 | 0 | 0 | 0 | 0 | 0 | 0 | 0 | 0 | 0 | 0 | 501 | 501 | 501 | Trabuco-Capistrano 138 kV constraint | Trabuco-Capistrano 138 kV constraint | Trabuco-Capistrano 138 kV constraint |  | 0 | 0 | 0 | 0 | 0 | 0 | 501 | 501 | 501 | Trabuco-Capistrano 138 kV constraint | Trabuco-Capistrano 138 kV constraint | Trabuco-Capistrano 138 kV constraint |  | 1 | 1 | NO | 1 | 1 | 1 | NO | 1
PG&E GBA | Tracy | 115 | 0 | 0 | 0 | 0 | 0 | 0 | 0 | 0 | 0 | 0 | 0 | 0 | 0 | 0 | 0 | 0 | 0 | 0 | 0 | 0 | 0 | 0 | 0 | 0 | 0 | 0 | 0 | 0 | 0 | 0 | 0 | 0 | 0 | 0 | 0 | 0 | 0 | 0 | 0 | 0 | 0 | 0 | 0 | 0 | 0 | 1 | 0 | 0 | 0 | 0 | 0 | 0 | 0 | 0 | 0 | 1 | 0 | 0 | 0 | 1 | 0 | 0 | 0 | 0 | 0 | 0 | 0 | 0 | 0 | 0 | 0 | 0 | 0 | 0 | 0 | 0 | 0 | 0 | 0 | 0 | 0 | 0 | 0 | 0 | 0 | 0 | 0 | 0 | 0 | 0 | 0 | 0 | 0 | 0 | 0 | 0 | 0 |  |  | 0 | 0 | 0 | 0 | 0 | 0 | 0 | 0 | 0 | 0 | 0 | 0 | 0 | 0 | 0 | 0 | 0 | 0 | 0 | 0 | 0 | 0 | 0 | 0 | 0 | 0 | 0 | 0 | 0 | 0 | 0 | 0 | 0 | 0 | 0 | 0 | 29.35 | 368.5 | 1523.3998 | Bellota-Weber 230kV line | Bellota-Weber 230kV line | Bellota-Weber 230kV line |  | 0 | 0 | 0 | 0 | 0 | 0 | 29.35 | 368.5 | 1523.3998 | Bellota-Weber 230kV line | Bellota-Weber 230kV line | Bellota-Weber 230kV line |  | 1 | 1 | NO | 1 | 1 | 1 | NO | 1
PG&E FRESNO | Tranquility | 230 | 0 | 0 | 0 | 0 | 0 | 0 | 0 | 0 | 0 | 0 | 0 | 0 | 0 | 0 | 0 | 0 | 0 | 0 | 0 | 0 | 0 | 0 | 0 | 0 | 0 | 0 | 0 | 0 | 0 | 0 | 0 | 0 | 0 | 0 | 0 | 0 | 0 | 0 | 0 | 0 | 0 | 0 | 0 | 0 | 0 | 1 | 0 | 0 | 0 | 0 | 0 | 0 | 0 | 0 | 0 | 0 | 0 | 0 | 0 | 0 | 0 | 0 | 0 | 0 | 0 | 0 | 0 | 0 | 0 | 0 | 0 | 0 | 0 | 0 | 0 | 0 | 0 | 0 | 1 | 1 | 0 | 1 | 0 | 0 | 0 | 1 | 0 | 0 | 0 | 1 | 0 | 0 | 0 | 0 | 0 | 0 | 0 |  |  | 0 | 0 | 0 | 0 | 0 | 0 | 0 | 0 | 0 | 0 | 400 | 200 | 0 | 0 | 1 | 0 | 0 | 0 | 0 | 0 | 0 | 0 | 0 | 0 | 434 | 1000 | 552 | 0 | 0 | 1 | 1 | 0 | 3 | 0 | 2 | 0 | -404.45 | -2360.472 | -1671.433 | Borden-Storey #1 230kV line | Gates 500/230kV TB #11 | Gates 500/230kV TB #12 |  | 0 | 0 | 0 | 0 | 0 | 0 | 29.35 | 368.5 | 1523.3998 | Bellota-Weber 230kV line | Bellota-Weber 230kV line | Bellota-Weber 230kV line |  | 5 | 1 | YES | 2 | 5 | 1 | YES | 2
PG&E GBA | Trimble | 115 | 0 | 0 | 0 | 0 | 0 | 0 | 0 | 0 | 0 | 0 | 0 | 0 | 0 | 0 | 0 | 0 | 0 | 0 | 0 | 0 | 0 | 0 | 0 | 0 | 0 | 0 | 0 | 0 | 0 | 0 | 0 | 0 | 0 | 0 | 0 | 0 | 0 | 0 | 0 | 0 | 0 | 0 | 0 | 0 | 0 | 0 | 0 | 0 | 0 | 0 | 0 | 0 | 0 | 0 | 0 | 1 | 0 | 0 | 0 | 1 | 0 | 0 | 0 | 0 | 0 | 0 | 0 | 0 | 0 | 0 | 0 | 0 | 0 | 0 | 0 | 0 | 0 | 0 | 0 | 0 | 0 | 0 | 0 | 0 | 0 | 0 | 0 | 0 | 0 | 0 | 0 | 0 | 0 | 0 | 0 | 0 | 1 |  |  | 0 | 0 | 0 | 0 | 0 | 0 | 0 | 0 | 0 | 0 | 0 | 0 | 0 | 0 | 0 | 0 | 0 | 0 | 0 | 0 | 0 | 0 | 0 | 0 | 0 | 0 | 0 | 0 | 0 | 0 | 0 | 0 | 0 | 0 | 0 | 0 | 958.5 | 1141.75 | 2698.8852 | NEW-Metcalf-Mosslanding 500kV | NEW-Metcalf-Mosslanding 500kV | Tesla-Bellota 230 kV line |  | 0 | 0 | 0 | 0 | 0 | 0 | 958.5 | 1141.75 | 2698.8852 | NEW-Metcalf-Mosslanding 500kV | NEW-Metcalf-Mosslanding 500kV | Tesla-Bellota 230 kV line |  | 1 | 1 | NO | 1 | 1 | 1 | NO | 1
EOP | Trout Canyon | 230 | 0 | 0 | 0 | 0 | 0 | 0 | 0 | 0 | 0 | 0 | 0 | 0 | 0 | 0 | 0 | 0 | 0 | 0 | 0 | 0 | 0 | 0 | 1 | 1 | 1 | 0 | 0 | 0 | 0 | 0 | 0 | 0 | 0 | 0 | 0 | 0 | 0 | 0 | 0 | 0 | 0 | 0 | 0 | 0 | 0 | 0 | 0 | 0 | 0 | 0 | 0 | 0 | 0 | 0 | 0 | 0 | 0 | 0 | 0 | 0 | 0 | 0 | 0 | 0 | 0 | 0 | 0 | 0 | 0 | 0 | 0 | 0 | 0 | 0 | 0 | 0 | 0 | 0 | 0 | 0 | 0 | 0 | 0 | 0 | 0 | 0 | 0 | 0 | 0 | 0 | 0 | 0 | 0 | 0 | 0 | 0 | 0 |  |  | 0 | 0 | 0 | 0 | 0 | 0 | 0 | 0 | 0 | 60 | 0 | 25 | 0 | 0 | 1 | 0 | 0 | 0 | 0 | 0 | 0 | 0 | 0 | 0 | 125 | 650 | 510 | 0 | 0 | 1 | 1 | 0 | 1 | 0 | 0 | 0 | -3566.801 | -1411.508 | 344.027 | Lugo - Victorville area constraint | Lugo - Victorville area constraint | Lugo - Victorville area constraint |  | 0 | 0 | 0 | 0 | 0 | 0 | 576.5 | 1808.75 | 3367.55 | Sloan Canyon - Eldorado 500 kV constraint | Sloan Canyon - Eldorado 500 kV constraint | GLW 230kV area constraint |  | 5 | 1 | YES | 2 | 1 | 1 | NO | 1
EOP | Trout Canyon | 500 | 0 | 0 | 0 | 0 | 0 | 0 | 0 | 0 | 0 | 0 | 0 | 0 | 0 | 0 | 0 | 0 | 0 | 0 | 0 | 0 | 0 | 0 | 1 | 1 | 1 | 0 | 0 | 0 | 0 | 0 | 0 | 0 | 0 | 0 | 0 | 0 | 0 | 0 | 0 | 0 | 0 | 0 | 0 | 0 | 0 | 0 | 0 | 0 | 0 | 0 | 0 | 0 | 0 | 0 | 0 | 0 | 0 | 0 | 0 | 0 | 0 | 0 | 0 | 0 | 0 | 0 | 0 | 0 | 0 | 0 | 0 | 0 | 0 | 0 | 0 | 0 | 0 | 0 | 0 | 0 | 0 | 0 | 0 | 0 | 0 | 0 | 0 | 0 | 0 | 0 | 0 | 0 | 0 | 0 | 0 | 0 | 0 |  |  | 0 | 0 | 0 | 0 | 0 | 0 | 0 | 0 | 0 | 0 | 0 | 0 | 0 | 0 | 0 | 0 | 0 | 0 | 0 | 0 | 0 | 0 | 0 | 0 | 0 | 300 | 0 | 80 | 0 | 1 | 1 | 0 | 1 | 0 | 0 | 0 | -3566.801 | -1411.508 | 344.027 | Lugo - Victorville area constraint | Lugo - Victorville area constraint | Lugo - Victorville area constraint |  | 0 | 0 | 0 | 0 | 0 | 0 | 576.5 | 1808.75 | 3367.55 | Sloan Canyon - Eldorado 500 kV constraint | Sloan Canyon - Eldorado 500 kV constraint | GLW 230kV area constraint |  | 5 | 1 | YES | 2 | 1 | 1 | NO | 1
PG&E NGBA | Tulucay | 230 | 0 | 0 | 0 | 0 | 0 | 0 | 0 | 0 | 0 | 0 | 0 | 0 | 0 | 0 | 0 | 0 | 0 | 0 | 0 | 0 | 0 | 0 | 0 | 0 | 0 | 0 | 0 | 0 | 0 | 0 | 0 | 0 | 0 | 0 | 0 | 0 | 0 | 0 | 0 | 1 | 0 | 0 | 0 | 0 | 0 | 0 | 0 | 0 | 0 | 0 | 0 | 0 | 1 | 0 | 0 | 0 | 0 | 0 | 0 | 0 | 0 | 0 | 0 | 0 | 0 | 0 | 1 | 0 | 0 | 0 | 0 | 0 | 0 | 0 | 0 | 0 | 0 | 0 | 0 | 0 | 0 | 0 | 0 | 0 | 0 | 0 | 0 | 0 | 0 | 0 | 0 | 0 | 0 | 0 | 0 | 0 | 0 |  |  | 0 | 0 | 0 | 0 | 0 | 0 | 0 | 0 | 0 | 0 | 0 | 0 | 0 | 0 | 0 | 0 | 0 | 0 | 0 | 0 | 0 | 0 | 0 | 0 | 0 | 0 | 0 | 0 | 0 | 0 | 2 | 0 | 2 | 0 | 0 | 0 | -660.34 | -215.8012 | 361.1526 | Collinsville-Tesla 500 kV Line | Collinsville-Tesla 500 kV Line | Birds Landing-Contra Costa 230kV Line |  | 1 | 0 | 1 | 0 | 0 | 0 | -298.39 | -27.9962 | 361.1526 | Birds Landing-Contra Costa 230kV Line | Birds Landing-Contra Costa 230kV Line | Birds Landing-Contra Costa 230kV Line |  | 5 | 5 | NO | 5 | 1 | 1 | NO | 1
PG&E NGBA | Tulucay | 60 | 0 | 0 | 0 | 0 | 0 | 0 | 0 | 0 | 0 | 0 | 0 | 0 | 0 | 0 | 0 | 0 | 0 | 0 | 0 | 0 | 0 | 0 | 0 | 0 | 0 | 0 | 0 | 0 | 0 | 0 | 0 | 0 | 0 | 0 | 0 | 0 | 0 | 0 | 0 | 1 | 0 | 0 | 0 | 0 | 0 | 0 | 0 | 0 | 0 | 0 | 0 | 1 | 1 | 1 | 1 | 1 | 0 | 0 | 0 | 0 | 0 | 0 | 0 | 0 | 0 | 1 | 1 | 0 | 0 | 0 | 0 | 0 | 0 | 0 | 0 | 0 | 0 | 0 | 0 | 0 | 0 | 0 | 0 | 0 | 0 | 0 | 0 | 0 | 0 | 0 | 0 | 0 | 0 | 0 | 0 | 0 | 0 |  |  | 0 | 0 | 0 | 0 | 0 | 0 | 0 | 0 | 0 | 0 | 0 | 0 | 0 | 0 | 0 | 0 | 0 | 0 | 0 | 0 | 0 | 0 | 0 | 0 | 0 | 0 | 0 | 0 | 0 | 0 | 3 | 0 | 2 | 0 | 0 | 0 | -660.34 | -215.8012 | 361.1526 | Collinsville-Tesla 500 kV Line | Collinsville-Tesla 500 kV Line | Birds Landing-Contra Costa 230kV Line |  | 1 | 0 | 1 | 0 | 0 | 0 | -298.39 | -27.9962 | 361.1526 | Birds Landing-Contra Costa 230kV Line | Birds Landing-Contra Costa 230kV Line | Birds Landing-Contra Costa 230kV Line |  | 5 | 5 | NO | 5 | 1 | 1 | NO | 1
PG&E KERN | Tupman | 115 | 0 | 0 | 0 | 0 | 0 | 0 | 0 | 0 | 0 | 0 | 0 | 0 | 0 | 0 | 0 | 0 | 0 | 0 | 0 | 0 | 0 | 0 | 0 | 0 | 0 | 0 | 0 | 0 | 0 | 0 | 0 | 0 | 0 | 0 | 0 | 0 | 0 | 0 | 0 | 0 | 0 | 0 | 0 | 0 | 0 | 0 | 0 | 0 | 0 | 0 | 0 | 0 | 0 | 0 | 0 | 0 | 0 | 0 | 0 | 0 | 0 | 0 | 0 | 0 | 0 | 0 | 0 | 1 | 0 | 0 | 0 | 0 | 0 | 0 | 1 | 0 | 0 | 0 | 1 | 0 | 0 | 0 | 0 | 0 | 0 | 0 | 0 | 0 | 0 | 0 | 0 | 0 | 0 | 0 | 1 | 0 | 0 |  |  | 0 | 0 | 0 | 0 | 0 | 0 | 0 | 0 | 0 | 0 | 0 | 0 | 0 | 0 | 0 | 0 | 0 | 0 | 0 | 0 | 0 | 0 | 0 | 0 | 0 | 0 | 0 | 0 | 0 | 0 | 0 | 0 | 2 | 0 | 1 | 1 | 122.65 | -2086.452 | -1847.2316 | Cal Flat-Gates 230 kV line | Gates 500/230kV TB #12 | Mustang-Henrietta 230 kV line |  | 0 | 0 | 0 | 0 | 0 | 0 | 122.65 | 392.11 | 631.7684 | Cal Flat-Gates 230 kV line | Cal Flat-Gates 230 kV line | Mustang-Henrietta 230 kV line |  | 5 | 1 | YES | 2 | 5 | 1 | YES | 2
PG&E NGBA | Ukiah | 115 | 0 | 0 | 0 | 0 | 0 | 0 | 0 | 0 | 0 | 0 | 0 | 0 | 0 | 0 | 0 | 0 | 0 | 0 | 0 | 0 | 0 | 0 | 0 | 0 | 0 | 0 | 0 | 0 | 0 | 0 | 0 | 0 | 0 | 0 | 0 | 0 | 0 | 0 | 0 | 1 | 0 | 1 | 0 | 0 | 0 | 0 | 0 | 0 | 0 | 0 | 0 | 0 | 1 | 0 | 1 | 1 | 0 | 0 | 0 | 0 | 0 | 0 | 0 | 0 | 0 | 0 | 1 | 0 | 0 | 0 | 0 | 0 | 0 | 0 | 0 | 0 | 0 | 0 | 0 | 0 | 0 | 0 | 0 | 0 | 0 | 0 | 0 | 0 | 0 | 0 | 0 | 0 | 0 | 0 | 0 | 0 | 0 |  |  | 0 | 0 | 0 | 0 | 0 | 0 | 0 | 0 | 0 | 0 | 0 | 0 | 0 | 0 | 0 | 0 | 0 | 0 | 0 | 0 | 0 | 0 | 0 | 0 | 0 | 0 | 0 | 0 | 0 | 0 | 2 | 0 | 2 | 0 | 0 | 0 | -660.34 | -215.8012 | 361.1526 | Collinsville-Tesla 500 kV Line | Collinsville-Tesla 500 kV Line | Birds Landing-Contra Costa 230kV Line |  | 1 | 0 | 1 | 0 | 0 | 0 | -298.39 | -27.9962 | 361.1526 | Birds Landing-Contra Costa 230kV Line | Birds Landing-Contra Costa 230kV Line | Birds Landing-Contra Costa 230kV Line |  | 5 | 5 | NO | 5 | 1 | 1 | NO | 1
PG&E KERN | Union (Estrella) | 70 | 0 | 0 | 0 | 0 | 0 | 0 | 0 | 0 | 0 | 0 | 0 | 0 | 0 | 0 | 0 | 0 | 0 | 0 | 0 | 0 | 0 | 0 | 0 | 0 | 0 | 0 | 0 | 0 | 0 | 0 | 0 | 0 | 0 | 0 | 0 | 0 | 0 | 0 | 0 | 0 | 0 | 0 | 0 | 0 | 0 | 0 | 0 | 0 | 0 | 0 | 0 | 0 | 0 | 0 | 0 | 0 | 0 | 0 | 0 | 0 | 0 | 0 | 0 | 0 | 0 | 0 | 0 | 1 | 1 | 0 | 0 | 0 | 0 | 0 | 0 | 0 | 0 | 0 | 0 | 1 | 0 | 0 | 0 | 0 | 0 | 1 | 0 | 0 | 0 | 0 | 0 | 0 | 0 | 0 | 0 | 1 | 0 |  |  | 0 | 0 | 0 | 0 | 0 | 0 | 0 | 0 | 0 | 0 | 0 | 0 | 0 | 0 | 0 | 0 | 0 | 0 | 0 | 0 | 0 | 0 | 0 | 0 | 0 | 0 | 0 | 0 | 0 | 0 | 0 | 0 | 1 | 0 | 1 | 0 | 122.65 | -2360.472 | -1076.0882 | Cal Flat-Gates 230 kV line | Gates 500/230kV TB #11 | Gates 500/230kV TB #11 |  | 0 | 0 | 0 | 0 | 0 | 0 | 122.65 | 392.11 | 666.9203 | Cal Flat-Gates 230 kV line | Cal Flat-Gates 230 kV line | Cal Flat-Gates 230 kV line |  | 5 | 1 | YES | 2 | 5 | 1 | YES | 2
PG&E NGBA | Vaca Dixon | 115 | 0 | 0 | 0 | 0 | 0 | 0 | 0 | 0 | 0 | 0 | 0 | 0 | 0 | 0 | 0 | 0 | 0 | 0 | 0 | 0 | 0 | 0 | 0 | 0 | 0 | 0 | 0 | 0 | 0 | 0 | 0 | 0 | 0 | 0 | 0 | 0 | 0 | 0 | 0 | 1 | 0 | 0 | 0 | 0 | 0 | 0 | 0 | 0 | 0 | 0 | 0 | 0 | 0 | 1 | 1 | 1 | 0 | 0 | 0 | 0 | 0 | 0 | 0 | 0 | 0 | 0 | 1 | 0 | 0 | 0 | 0 | 0 | 0 | 0 | 0 | 0 | 0 | 0 | 0 | 0 | 0 | 0 | 0 | 0 | 0 | 0 | 0 | 0 | 0 | 0 | 0 | 0 | 0 | 0 | 0 | 0 | 0 |  |  | 0 | 0 | 0 | 0 | 0 | 0 | 0 | 0 | 0 | 0 | 0 | 0 | 0 | 0 | 0 | 0 | 0 | 0 | 0 | 0 | 0 | 0 | 0 | 0 | 0 | 0 | 0 | 0 | 0 | 0 | 3 | 0 | 2 | 0 | 0 | 0 | -660.34 | -215.8012 | 361.1526 | Collinsville-Tesla 500 kV Line | Collinsville-Tesla 500 kV Line | Birds Landing-Contra Costa 230kV Line |  | 1 | 0 | 1 | 0 | 0 | 0 | -298.39 | -27.9962 | 361.1526 | Birds Landing-Contra Costa 230kV Line | Birds Landing-Contra Costa 230kV Line | Birds Landing-Contra Costa 230kV Line |  | 5 | 5 | NO | 5 | 1 | 1 | NO | 1
PG&E NGBA | Vaca Dixon | 230 | 0 | 0 | 0 | 0 | 0 | 0 | 0 | 0 | 0 | 0 | 0 | 0 | 0 | 0 | 0 | 0 | 0 | 0 | 0 | 0 | 0 | 0 | 0 | 0 | 0 | 0 | 0 | 0 | 0 | 0 | 0 | 0 | 0 | 0 | 0 | 0 | 0 | 0 | 0 | 1 | 0 | 0 | 0 | 0 | 0 | 0 | 0 | 0 | 0 | 0 | 0 | 0 | 0 | 1 | 1 | 0 | 0 | 0 | 0 | 0 | 0 | 0 | 0 | 0 | 0 | 0 | 1 | 0 | 0 | 0 | 0 | 0 | 0 | 0 | 0 | 0 | 0 | 0 | 0 | 0 | 0 | 0 | 0 | 0 | 0 | 0 | 0 | 0 | 0 | 0 | 0 | 0 | 0 | 0 | 0 | 0 | 0 |  |  | 0 | 0 | 0 | 0 | 0 | 0 | 0 | 0 | 0 | 0 | 0 | 0 | 0 | 0 | 0 | 0 | 0 | 0 | 0 | 0 | 0 | 0 | 0 | 0 | 0 | 200 | 300 | 0 | 0 | 1 | 3 | 0 | 2 | 0 | 0 | 0 | -660.34 | -215.8012 | 361.1526 | Collinsville-Tesla 500 kV Line | Collinsville-Tesla 500 kV Line | Birds Landing-Contra Costa 230kV Line |  | 1 | 0 | 1 | 0 | 0 | 0 | -298.39 | -27.9962 | 361.1526 | Birds Landing-Contra Costa 230kV Line | Birds Landing-Contra Costa 230kV Line | Birds Landing-Contra Costa 230kV Line |  | 5 | 5 | NO | 5 | 1 | 1 | NO | 1
PG&E NGBA | Vaca Dixon | 500 | 0 | 0 | 0 | 0 | 0 | 0 | 0 | 0 | 0 | 0 | 0 | 0 | 0 | 0 | 0 | 0 | 0 | 0 | 0 | 0 | 0 | 0 | 0 | 0 | 0 | 0 | 0 | 0 | 0 | 0 | 0 | 0 | 0 | 0 | 0 | 0 | 0 | 0 | 0 | 1 | 0 | 0 | 0 | 0 | 0 | 0 | 0 | 0 | 0 | 0 | 0 | 0 | 0 | 0 | 1 | 0 | 0 | 0 | 0 | 0 | 0 | 0 | 0 | 0 | 0 | 0 | 1 | 0 | 0 | 0 | 0 | 0 | 0 | 0 | 0 | 0 | 0 | 0 | 0 | 0 | 0 | 0 | 0 | 0 | 0 | 0 | 0 | 0 | 0 | 0 | 0 | 0 | 0 | 0 | 0 | 0 | 0 |  |  | 0 | 0 | 0 | 0 | 0 | 0 | 0 | 0 | 0 | 0 | 0 | 0 | 0 | 0 | 0 | 0 | 0 | 0 | 0 | 0 | 0 | 0 | 0 | 0 | 0 | 300 | 0 | 0 | 0 | 1 | 2 | 0 | 2 | 0 | 0 | 0 | -660.34 | -215.8012 | 361.1526 | Collinsville-Tesla 500 kV Line | Collinsville-Tesla 500 kV Line | Birds Landing-Contra Costa 230kV Line |  | 1 | 0 | 1 | 0 | 0 | 0 | -298.39 | -27.9962 | 361.1526 | Birds Landing-Contra Costa 230kV Line | Birds Landing-Contra Costa 230kV Line | Birds Landing-Contra Costa 230kV Line |  | 5 | 5 | NO | 5 | 1 | 1 | NO | 1
PG&E NGBA | Vaca Dixon | 60 | 0 | 0 | 0 | 0 | 0 | 0 | 0 | 0 | 0 | 0 | 0 | 0 | 0 | 0 | 0 | 0 | 0 | 0 | 0 | 0 | 0 | 0 | 0 | 0 | 0 | 0 | 0 | 0 | 0 | 0 | 0 | 0 | 0 | 0 | 0 | 0 | 0 | 0 | 0 | 1 | 0 | 0 | 0 | 0 | 0 | 0 | 0 | 0 | 0 | 0 | 0 | 0 | 0 | 1 | 1 | 1 | 0 | 0 | 0 | 0 | 0 | 0 | 0 | 0 | 0 | 0 | 1 | 0 | 0 | 0 | 0 | 0 | 0 | 0 | 0 | 0 | 0 | 0 | 0 | 0 | 0 | 0 | 0 | 0 | 0 | 0 | 0 | 0 | 0 | 0 | 0 | 0 | 0 | 0 | 0 | 0 | 0 |  |  | 0 | 0 | 0 | 0 | 0 | 0 | 0 | 0 | 0 | 0 | 0 | 0 | 0 | 0 | 0 | 0 | 0 | 0 | 0 | 0 | 0 | 0 | 0 | 0 | 0 | 0 | 0 | 0 | 0 | 0 | 3 | 0 | 2 | 0 | 0 | 0 | -660.34 | -215.8012 | 361.1526 | Collinsville-Tesla 500 kV Line | Collinsville-Tesla 500 kV Line | Birds Landing-Contra Costa 230kV Line |  | 1 | 0 | 1 | 0 | 0 | 0 | -298.39 | -27.9962 | 361.1526 | Birds Landing-Contra Costa 230kV Line | Birds Landing-Contra Costa 230kV Line | Birds Landing-Contra Costa 230kV Line |  | 5 | 5 | NO | 5 | 1 | 1 | NO | 1
SCE Eastern | Valley (SCE) | 500 | 0 | 0 | 0 | 0 | 0 | 0 | 0 | 0 | 0 | 0 | 0 | 0 | 0 | 0 | 0 | 0 | 0 | 0 | 0 | 1 | 0 | 1 | 0 | 0 | 0 | 0 | 0 | 0 | 0 | 0 | 0 | 0 | 0 | 0 | 0 | 0 | 0 | 0 | 0 | 0 | 0 | 0 | 0 | 0 | 0 | 0 | 0 | 0 | 0 | 0 | 0 | 0 | 0 | 0 | 0 | 0 | 0 | 0 | 0 | 0 | 0 | 0 | 0 | 0 | 0 | 0 | 0 | 0 | 0 | 0 | 0 | 0 | 0 | 0 | 0 | 0 | 0 | 0 | 0 | 0 | 0 | 0 | 0 | 0 | 0 | 0 | 0 | 0 | 0 | 0 | 0 | 0 | 0 | 0 | 0 | 0 | 0 |  |  | 0 | 0 | 0 | 0 | 0 | 0 | 0 | 0 | 0 | 0 | 0 | 640 | 0 | 0 | 1 | 0 | 0 | 0 | 0 | 0 | 0 | 0 | 0 | 0 | 500 | 0 | 950 | 0 | 0 | 1 | 0 | 2 | 0 | 0 | 0 | 0 | -1393.746 | 648.31 | 8204.916 | Serrano-Alberhill-Valley Constraint | Etiwanda-Rancho Vista Constraint | Serrano-Alberhill-Valley Constraint |  | 0 | 0 | 0 | 0 | 0 | 0 | 128.254 | 648.31 | 8661.07 | Serrano-Alberhill-Valley Constraint | Etiwanda-Rancho Vista Constraint | Etiwanda-Rancho Vista Constraint |  | 4 | 1 | YES | 2 | 1 | 1 | NO | 1
EOP | Valley (VEA) | 138 | 0 | 0 | 0 | 0 | 0 | 0 | 0 | 0 | 0 | 0 | 0 | 0 | 0 | 0 | 0 | 0 | 0 | 0 | 0 | 0 | 0 | 0 | 1 | 1 | 1 | 0 | 0 | 0 | 0 | 0 | 0 | 0 | 0 | 0 | 0 | 0 | 0 | 0 | 0 | 0 | 0 | 0 | 0 | 0 | 0 | 0 | 0 | 0 | 0 | 0 | 0 | 0 | 0 | 0 | 0 | 0 | 0 | 0 | 0 | 0 | 0 | 0 | 0 | 0 | 0 | 0 | 0 | 0 | 0 | 0 | 0 | 0 | 0 | 0 | 0 | 0 | 0 | 0 | 0 | 0 | 0 | 0 | 0 | 0 | 0 | 0 | 0 | 0 | 0 | 0 | 0 | 0 | 0 | 0 | 0 | 0 | 0 |  |  | 0 | 0 | 0 | 0 | 0 | 0 | 0 | 0 | 0 | 0 | 0 | 0 | 0 | 0 | 0 | 0 | 0 | 0 | 0 | 0 | 0 | 0 | 0 | 0 | 0 | 0 | 0 | 0 | 0 | 0 | 1 | 0 | 1 | 0 | 0 | 0 | -3566.801 | -1411.508 | 344.027 | Lugo - Victorville area constraint | Lugo - Victorville area constraint | Lugo - Victorville area constraint |  | 0 | 0 | 0 | 0 | 0 | 0 | 576.5 | 1808.75 | 3367.55 | Sloan Canyon - Eldorado 500 kV constraint | Sloan Canyon - Eldorado 500 kV constraint | GLW 230kV area constraint |  | 5 | 1 | YES | 2 | 1 | 1 | NO | 1
SDGE | Valley Center | 69 | 0 | 0 | 0 | 0 | 0 | 0 | 0 | 0 | 0 | 0 | 0 | 0 | 0 | 0 | 0 | 0 | 0 | 0 | 0 | 0 | 0 | 0 | 0 | 0 | 0 | 1 | 0 | 0 | 0 | 0 | 1 | 0 | 1 | 0 | 0 | 0 | 0 | 1 | 0 | 0 | 0 | 0 | 0 | 0 | 0 | 0 | 0 | 0 | 0 | 0 | 0 | 0 | 0 | 0 | 0 | 0 | 0 | 0 | 0 | 0 | 0 | 0 | 0 | 0 | 0 | 0 | 0 | 0 | 0 | 0 | 0 | 0 | 0 | 0 | 0 | 0 | 0 | 0 | 0 | 0 | 0 | 0 | 0 | 0 | 0 | 0 | 0 | 0 | 0 | 0 | 0 | 0 | 0 | 0 | 0 | 0 | 0 |  |  | 0 | 0 | 0 | 0 | 0 | 0 | 0 | 0 | 0 | 0 | 0 | 0 | 0 | 0 | 0 | 0 | 0 | 0 | 0 | 0 | 0 | 0 | 0 | 0 | 0 | 0 | 0 | 0 | 0 | 0 | 0 | 1 | 0 | 0 | 0 | 0 | -35.92 | 48.96 | 1265.36 | San Luis Rey-San Onofre 230 kV line constraint | San Luis Rey-San Onofre 230 kV line constraint | Talega 230 kV constraint |  | 0 | 1 | 0 | 0 | 0 | 0 | -35.92 | 48.96 | 1265.36 | San Luis Rey-San Onofre 230 kV line constraint | San Luis Rey-San Onofre 230 kV line constraint | Talega 230 kV constraint |  | 3 | 3 | NO | 3 | 1 | 1 | NO | 1
PG&E GBA | Valley Home | 115 | 0 | 0 | 0 | 0 | 0 | 0 | 0 | 0 | 0 | 0 | 0 | 0 | 0 | 0 | 0 | 0 | 0 | 0 | 0 | 0 | 0 | 0 | 0 | 0 | 0 | 0 | 0 | 0 | 0 | 0 | 0 | 0 | 0 | 0 | 0 | 0 | 0 | 0 | 0 | 0 | 0 | 0 | 0 | 0 | 0 | 1 | 0 | 0 | 0 | 0 | 0 | 0 | 0 | 0 | 0 | 1 | 0 | 0 | 0 | 1 | 0 | 0 | 0 | 1 | 0 | 0 | 0 | 0 | 0 | 0 | 0 | 0 | 0 | 0 | 0 | 0 | 0 | 0 | 0 | 0 | 0 | 0 | 0 | 0 | 0 | 0 | 0 | 0 | 0 | 0 | 0 | 0 | 0 | 0 | 0 | 0 | 0 |  |  | 0 | 0 | 0 | 0 | 0 | 0 | 0 | 0 | 0 | 0 | 0 | 0 | 0 | 0 | 0 | 0 | 0 | 0 | 0 | 0 | 0 | 0 | 0 | 0 | 0 | 100 | 0 | 0 | 0 | 1 | 0 | 0 | 0 | 0 | 0 | 0 | 29.35 | 44.16 | 147.632 | Bellota-Weber 230kV line | Tesla-Salado 115 kV line | Tesla-Salado 115 kV line |  | 0 | 0 | 0 | 0 | 0 | 0 | 29.35 | 44.16 | 147.632 | Bellota-Weber 230kV line | Tesla-Salado 115 kV line | Tesla-Salado 115 kV line |  | 1 | 1 | NO | 1 | 1 | 1 | NO | 1
PG&E GBA | Valley Springs | 230 | 0 | 0 | 0 | 0 | 0 | 0 | 0 | 0 | 0 | 0 | 0 | 0 | 0 | 0 | 0 | 0 | 0 | 0 | 0 | 0 | 0 | 0 | 0 | 0 | 0 | 0 | 0 | 0 | 0 | 0 | 0 | 0 | 0 | 0 | 0 | 0 | 0 | 0 | 0 | 0 | 0 | 0 | 0 | 0 | 0 | 1 | 0 | 0 | 0 | 0 | 0 | 0 | 0 | 0 | 0 | 0 | 0 | 0 | 0 | 1 | 1 | 0 | 0 | 0 | 0 | 0 | 0 | 0 | 0 | 0 | 0 | 0 | 0 | 0 | 0 | 0 | 0 | 0 | 0 | 0 | 0 | 0 | 0 | 0 | 0 | 1 | 0 | 0 | 0 | 0 | 0 | 0 | 0 | 0 | 0 | 0 | 0 |  |  | 0 | 0 | 0 | 0 | 0 | 0 | 0 | 0 | 0 | 0 | 0 | 0 | 0 | 0 | 0 | 0 | 0 | 0 | 0 | 0 | 0 | 0 | 0 | 0 | 0 | 0 | 0 | 0 | 0 | 0 | 0 | 0 | 0 | 0 | 0 | 0 | 29.35 | 368.5 | 1523.3998 | Bellota-Weber 230kV line | Bellota-Weber 230kV line | Bellota-Weber 230kV line |  | 0 | 0 | 0 | 0 | 0 | 0 | 29.35 | 368.5 | 1523.3998 | Bellota-Weber 230kV line | Bellota-Weber 230kV line | Bellota-Weber 230kV line |  | 1 | 1 | NO | 1 | 1 | 1 | NO | 1
PG&E GBA | Valley Springs | 60 | 0 | 0 | 0 | 0 | 0 | 0 | 0 | 0 | 0 | 0 | 0 | 0 | 0 | 0 | 0 | 0 | 0 | 0 | 0 | 0 | 0 | 0 | 0 | 0 | 0 | 0 | 0 | 0 | 0 | 0 | 0 | 0 | 0 | 0 | 0 | 0 | 0 | 0 | 0 | 0 | 0 | 0 | 0 | 0 | 0 | 1 | 0 | 0 | 0 | 0 | 0 | 0 | 0 | 0 | 0 | 0 | 0 | 0 | 0 | 1 | 1 | 0 | 0 | 0 | 0 | 0 | 0 | 0 | 0 | 0 | 0 | 0 | 0 | 0 | 0 | 0 | 0 | 0 | 0 | 0 | 0 | 0 | 0 | 0 | 0 | 0 | 0 | 0 | 0 | 0 | 0 | 0 | 0 | 0 | 0 | 0 | 0 |  |  | 0 | 0 | 0 | 0 | 0 | 0 | 0 | 0 | 0 | 0 | 0 | 0 | 0 | 0 | 0 | 0 | 0 | 0 | 0 | 0 | 0 | 0 | 0 | 0 | 0 | 0 | 0 | 0 | 0 | 0 | 0 | 0 | 0 | 0 | 0 | 0 | 29.35 | 368.5 | 1523.3998 | Bellota-Weber 230kV line | Bellota-Weber 230kV line | Bellota-Weber 230kV line |  | 0 | 0 | 0 | 0 | 0 | 0 | 29.35 | 368.5 | 1523.3998 | Bellota-Weber 230kV line | Bellota-Weber 230kV line | Bellota-Weber 230kV line |  | 1 | 1 | NO | 1 | 1 | 1 | NO | 1
EOP | Valley Switch | 138 | 0 | 0 | 0 | 0 | 0 | 0 | 0 | 0 | 0 | 0 | 0 | 0 | 0 | 0 | 0 | 0 | 0 | 0 | 0 | 0 | 0 | 0 | 1 | 1 | 1 | 0 | 0 | 0 | 0 | 0 | 0 | 0 | 0 | 0 | 0 | 0 | 0 | 0 | 0 | 0 | 0 | 0 | 0 | 0 | 0 | 0 | 0 | 0 | 0 | 0 | 0 | 0 | 0 | 0 | 0 | 0 | 0 | 0 | 0 | 0 | 0 | 0 | 0 | 0 | 0 | 0 | 0 | 0 | 0 | 0 | 0 | 0 | 0 | 0 | 0 | 0 | 0 | 0 | 0 | 0 | 0 | 0 | 0 | 0 | 0 | 0 | 0 | 0 | 0 | 0 | 0 | 0 | 0 | 0 | 0 | 0 | 0 |  |  | 0 | 0 | 0 | 0 | 0 | 0 | 0 | 0 | 0 | 0 | 0 | 0 | 0 | 0 | 0 | 0 | 0 | 0 | 0 | 0 | 0 | 0 | 0 | 0 | 0 | 0 | 0 | 0 | 0 | 0 | 1 | 0 | 1 | 0 | 0 | 0 | -3566.801 | -1411.508 | 344.027 | Lugo - Victorville area constraint | Lugo - Victorville area constraint | Lugo - Victorville area constraint |  | 0 | 0 | 0 | 0 | 0 | 0 | 576.5 | 1808.75 | 3367.55 | Sloan Canyon - Eldorado 500 kV constraint | Sloan Canyon - Eldorado 500 kV constraint | GLW 230kV area constraint |  | 5 | 1 | YES | 2 | 1 | 1 | NO | 1
EOP | Valley Switch | 230 | 0 | 0 | 0 | 0 | 0 | 0 | 0 | 0 | 0 | 0 | 0 | 0 | 0 | 0 | 0 | 0 | 0 | 0 | 0 | 0 | 0 | 0 | 1 | 1 | 1 | 0 | 0 | 0 | 0 | 0 | 0 | 0 | 0 | 0 | 0 | 0 | 0 | 0 | 0 | 0 | 0 | 0 | 0 | 0 | 0 | 0 | 0 | 0 | 0 | 0 | 0 | 0 | 0 | 0 | 0 | 0 | 0 | 0 | 0 | 0 | 0 | 0 | 0 | 0 | 0 | 0 | 0 | 0 | 0 | 0 | 0 | 0 | 0 | 0 | 0 | 0 | 0 | 0 | 0 | 0 | 0 | 0 | 0 | 0 | 0 | 0 | 0 | 0 | 0 | 0 | 0 | 0 | 0 | 0 | 0 | 0 | 0 |  |  | 0 | 0 | 0 | 0 | 0 | 0 | 0 | 0 | 0 | 0 | 0 | 0 | 0 | 0 | 0 | 0 | 0 | 0 | 0 | 0 | 0 | 0 | 0 | 0 | 0 | 0 | 0 | 0 | 0 | 0 | 1 | 0 | 1 | 0 | 0 | 0 | -3566.801 | -1411.508 | 344.027 | Lugo - Victorville area constraint | Lugo - Victorville area constraint | Lugo - Victorville area constraint |  | 0 | 0 | 0 | 0 | 0 | 0 | 576.5 | 1808.75 | 3367.55 | Sloan Canyon - Eldorado 500 kV constraint | Sloan Canyon - Eldorado 500 kV constraint | GLW 230kV area constraint |  | 5 | 1 | YES | 2 | 1 | 1 | NO | 1
PG&E GBA | Vasco | 230 | 0 | 0 | 0 | 0 | 0 | 0 | 0 | 0 | 0 | 0 | 0 | 0 | 0 | 0 | 0 | 0 | 0 | 0 | 0 | 0 | 0 | 0 | 0 | 0 | 0 | 0 | 0 | 0 | 0 | 0 | 0 | 0 | 0 | 0 | 0 | 0 | 0 | 0 | 0 | 1 | 0 | 0 | 0 | 0 | 0 | 0 | 0 | 0 | 0 | 0 | 0 | 0 | 0 | 0 | 0 | 1 | 0 | 0 | 0 | 1 | 0 | 0 | 0 | 0 | 0 | 0 | 1 | 0 | 0 | 0 | 0 | 0 | 0 | 0 | 0 | 0 | 0 | 0 | 0 | 0 | 0 | 0 | 0 | 0 | 0 | 0 | 0 | 0 | 0 | 0 | 0 | 0 | 0 | 0 | 0 | 0 | 0 |  |  | 0 | 0 | 0 | 0 | 0 | 0 | 0 | 0 | 0 | 0 | 0 | 0 | 0 | 0 | 0 | 0 | 0 | 0 | 0 | 0 | 0 | 0 | 0 | 0 | 0 | 0 | 0 | 0 | 0 | 0 | 2 | 0 | 2 | 0 | 0 | 0 | -660.34 | -215.8012 | 361.1526 | Collinsville-Tesla 500 kV Line | Collinsville-Tesla 500 kV Line | Birds Landing-Contra Costa 230kV Line |  | 1 | 0 | 1 | 0 | 0 | 0 | -298.39 | -27.9962 | 361.1526 | Birds Landing-Contra Costa 230kV Line | Birds Landing-Contra Costa 230kV Line | Birds Landing-Contra Costa 230kV Line |  | 5 | 5 | NO | 5 | 1 | 1 | NO | 1
PG&E GBA | Vasona | 230 | 0 | 0 | 0 | 0 | 0 | 0 | 0 | 0 | 0 | 0 | 0 | 0 | 0 | 0 | 0 | 0 | 0 | 0 | 0 | 0 | 0 | 0 | 0 | 0 | 0 | 0 | 0 | 0 | 0 | 0 | 0 | 0 | 0 | 0 | 0 | 0 | 0 | 0 | 0 | 0 | 0 | 0 | 0 | 0 | 0 | 0 | 0 | 0 | 0 | 0 | 0 | 0 | 1 | 0 | 0 | 0 | 0 | 0 | 0 | 1 | 0 | 0 | 0 | 0 | 0 | 0 | 0 | 0 | 0 | 0 | 0 | 0 | 0 | 0 | 0 | 0 | 0 | 0 | 0 | 0 | 0 | 0 | 0 | 0 | 0 | 0 | 0 | 0 | 0 | 0 | 0 | 0 | 0 | 0 | 0 | 0 | 1 |  |  | 0 | 0 | 0 | 0 | 0 | 0 | 0 | 0 | 0 | 0 | 0 | 0 | 0 | 0 | 0 | 0 | 0 | 0 | 0 | 0 | 0 | 0 | 0 | 0 | 0 | 0 | 0 | 0 | 0 | 0 | 0 | 0 | 0 | 0 | 0 | 0 | 958.5 | 1141.75 | 2698.8852 | NEW-Metcalf-Mosslanding 500kV | NEW-Metcalf-Mosslanding 500kV | Tesla-Bellota 230 kV line |  | 0 | 0 | 0 | 0 | 0 | 0 | 958.5 | 1141.75 | 2698.8852 | NEW-Metcalf-Mosslanding 500kV | NEW-Metcalf-Mosslanding 500kV | Tesla-Bellota 230 kV line |  | 1 | 1 | NO | 1 | 1 | 1 | NO | 1
SCE Northern | Vestal | 230 | 1 | 0 | 1 | 0 | 0 | 1 | 1 | 0 | 0 | 0 | 0 | 0 | 0 | 0 | 0 | 0 | 0 | 0 | 0 | 0 | 0 | 0 | 0 | 0 | 0 | 0 | 0 | 0 | 0 | 0 | 0 | 0 | 0 | 0 | 0 | 0 | 0 | 0 | 0 | 0 | 0 | 0 | 0 | 0 | 0 | 0 | 0 | 0 | 0 | 0 | 0 | 0 | 0 | 0 | 0 | 0 | 0 | 0 | 0 | 0 | 0 | 0 | 0 | 0 | 0 | 0 | 0 | 0 | 0 | 0 | 0 | 0 | 0 | 0 | 0 | 0 | 0 | 0 | 0 | 0 | 0 | 0 | 0 | 0 | 0 | 0 | 0 | 0 | 0 | 0 | 0 | 0 | 0 | 0 | 0 | 0 | 0 |  |  | 0 | 0 | 0 | 0 | 0 | 0 | 0 | 0 | 0 | 300 | 0 | 180 | 0 | 0 | 1 | 0 | 0 | 0 | 0 | 0 | 0 | 0 | 0 | 0 | 500 | 50 | 230 | 0 | 0 | 1 | 0 | 0 | 0 | 0 | 0 | 0 | 250 | 29.5 | 662.14 | North of Magunden Constraint | South of Magunden Constraint | North of Magunden Constraint |  | 0 | 0 | 0 | 0 | 0 | 0 | 250 | 29.5 | 662.14 | North of Magunden Constraint | South of Magunden Constraint | North of Magunden Constraint |  | 1 | 1 | NO | 1 | 1 | 1 | NO | 1
SCE Northern | Vestal | 66 | 1 | 0 | 1 | 0 | 0 | 1 | 1 | 0 | 0 | 0 | 0 | 0 | 0 | 0 | 0 | 0 | 0 | 0 | 0 | 0 | 0 | 0 | 0 | 0 | 0 | 0 | 0 | 0 | 0 | 0 | 0 | 0 | 0 | 0 | 0 | 0 | 0 | 0 | 0 | 0 | 0 | 0 | 0 | 0 | 0 | 0 | 0 | 0 | 0 | 0 | 0 | 0 | 0 | 0 | 0 | 0 | 0 | 0 | 0 | 0 | 0 | 0 | 0 | 0 | 0 | 0 | 0 | 0 | 0 | 0 | 0 | 0 | 0 | 0 | 0 | 0 | 0 | 0 | 0 | 0 | 0 | 0 | 0 | 0 | 0 | 0 | 0 | 0 | 0 | 0 | 0 | 0 | 0 | 0 | 0 | 0 | 0 |  |  | 0 | 0 | 0 | 0 | 0 | 0 | 0 | 0 | 0 | 0 | 0 | 80 | 0 | 0 | 1 | 0 | 0 | 0 | 0 | 0 | 0 | 0 | 0 | 0 | 0 | 0 | 80 | 0 | 0 | 1 | 0 | 0 | 0 | 0 | 0 | 0 | 250 | 29.5 | 662.14 | North of Magunden Constraint | South of Magunden Constraint | North of Magunden Constraint |  | 0 | 0 | 0 | 0 | 0 | 0 | 250 | 29.5 | 662.14 | North of Magunden Constraint | South of Magunden Constraint | North of Magunden Constraint |  | 1 | 1 | NO | 1 | 1 | 1 | NO | 1
SCE NOL | Victor | 115 | 0 | 0 | 0 | 0 | 0 | 0 | 0 | 0 | 0 | 0 | 0 | 0 | 1 | 1 | 0 | 0 | 0 | 0 | 0 | 0 | 0 | 0 | 0 | 0 | 0 | 0 | 0 | 0 | 0 | 0 | 0 | 0 | 0 | 0 | 0 | 0 | 0 | 0 | 0 | 0 | 0 | 0 | 0 | 0 | 0 | 0 | 0 | 0 | 0 | 0 | 0 | 0 | 0 | 0 | 0 | 0 | 0 | 0 | 0 | 0 | 0 | 0 | 0 | 0 | 0 | 0 | 0 | 0 | 0 | 0 | 0 | 0 | 0 | 0 | 0 | 0 | 0 | 0 | 0 | 0 | 0 | 0 | 0 | 0 | 0 | 0 | 0 | 0 | 0 | 0 | 0 | 0 | 0 | 0 | 0 | 0 | 0 |  |  | 0 | 0 | 0 | 0 | 0 | 0 | 0 | 0 | 0 | 0 | 0 | 0 | 0 | 0 | 0 | 0 | 0 | 0 | 0 | 0 | 0 | 0 | 0 | 7 | 0 | 0 | 0 | 0 | 0 | 1 | 0 | 0 | 0 | 0 | 0 | 0 | 92 | 159.25 | 1730.444 | Lugo Transformer Area Constraint | Lugo Transformer Area Constraint | Victor to Lugo Area Constraint |  | 0 | 0 | 0 | 0 | 0 | 0 | 92 | 159.25 | 1730.444 | Lugo Transformer Area Constraint | Lugo Transformer Area Constraint | Victor to Lugo Area Constraint |  | 1 | 1 | NO | 1 | 1 | 1 | NO | 1
SCE NOL | Victor | 230 | 0 | 0 | 0 | 0 | 0 | 0 | 0 | 0 | 0 | 0 | 0 | 0 | 1 | 1 | 0 | 0 | 0 | 0 | 0 | 0 | 0 | 0 | 0 | 0 | 0 | 0 | 0 | 0 | 0 | 0 | 0 | 0 | 0 | 0 | 0 | 0 | 0 | 0 | 0 | 0 | 0 | 0 | 0 | 0 | 0 | 0 | 0 | 0 | 0 | 0 | 0 | 0 | 0 | 0 | 0 | 0 | 0 | 0 | 0 | 0 | 0 | 0 | 0 | 0 | 0 | 0 | 0 | 0 | 0 | 0 | 0 | 0 | 0 | 0 | 0 | 0 | 0 | 0 | 0 | 0 | 0 | 0 | 0 | 0 | 0 | 0 | 0 | 0 | 0 | 0 | 0 | 0 | 0 | 0 | 0 | 0 | 0 |  |  | 0 | 0 | 0 | 0 | 0 | 0 | 0 | 0 | 5 | 0 | 0 | 0 | 0 | 0 | 1 | 0 | 0 | 0 | 0 | 0 | 0 | 0 | 0 | 5 | 0 | 0 | 0 | 0 | 0 | 1 | 0 | 0 | 0 | 0 | 0 | 0 | 92 | 159.25 | 1730.444 | Lugo Transformer Area Constraint | Lugo Transformer Area Constraint | Victor to Lugo Area Constraint |  | 0 | 0 | 0 | 0 | 0 | 0 | 92 | 159.25 | 1730.444 | Lugo Transformer Area Constraint | Lugo Transformer Area Constraint | Victor to Lugo Area Constraint |  | 1 | 1 | NO | 1 | 1 | 1 | NO | 1
SCE Metro | Viejo | 230 | 0 | 0 | 0 | 0 | 0 | 0 | 0 | 0 | 0 | 1 | 0 | 0 | 0 | 0 | 0 | 0 | 0 | 0 | 0 | 0 | 0 | 0 | 0 | 0 | 0 | 0 | 0 | 0 | 0 | 0 | 0 | 0 | 0 | 0 | 0 | 0 | 0 | 0 | 0 | 0 | 0 | 0 | 0 | 0 | 0 | 0 | 0 | 0 | 0 | 0 | 0 | 0 | 0 | 0 | 0 | 0 | 0 | 0 | 0 | 0 | 0 | 0 | 0 | 0 | 0 | 0 | 0 | 0 | 0 | 0 | 0 | 0 | 0 | 0 | 0 | 0 | 0 | 0 | 0 | 0 | 0 | 0 | 0 | 0 | 0 | 0 | 0 | 0 | 0 | 0 | 0 | 0 | 0 | 0 | 0 | 0 | 0 |  |  | 0 | 0 | 0 | 0 | 0 | 0 | 0 | 0 | 0 | 0 | 0 | 0 | 0 | 0 | 0 | 0 | 0 | 0 | 0 | 0 | 0 | 0 | 0 | 0 | 0 | 0 | 0 | 0 | 0 | 0 | 0 | 0 | 0 | 0 | 0 | 0 | 3604.3788 | 8273.608 | 22319.9811 | SCE Metro Area Default Constraint | SCE Metro Area Default Constraint | SCE Metro Area Default Constraint |  | 0 | 0 | 0 | 0 | 0 | 0 | 3604.3788 | 8273.608 | 22319.9811 | SCE Metro Area Default Constraint | SCE Metro Area Default Constraint | SCE Metro Area Default Constraint |  | 1 | 1 | NO | 1 | 1 | 1 | NO | 1
PG&E GBA | Vierra | 115 | 0 | 0 | 0 | 0 | 0 | 0 | 0 | 0 | 0 | 0 | 0 | 0 | 0 | 0 | 0 | 0 | 0 | 0 | 0 | 0 | 0 | 0 | 0 | 0 | 0 | 0 | 0 | 0 | 0 | 0 | 0 | 0 | 0 | 0 | 0 | 0 | 0 | 0 | 0 | 0 | 0 | 0 | 0 | 0 | 0 | 1 | 0 | 0 | 0 | 0 | 0 | 0 | 0 | 0 | 0 | 1 | 0 | 1 | 0 | 1 | 0 | 0 | 0 | 0 | 0 | 1 | 0 | 0 | 0 | 0 | 0 | 0 | 0 | 0 | 0 | 0 | 0 | 0 | 0 | 0 | 0 | 0 | 0 | 0 | 0 | 0 | 0 | 0 | 0 | 0 | 0 | 0 | 0 | 0 | 0 | 0 | 0 |  |  | 0 | 0 | 0 | 0 | 0 | 0 | 0 | 0 | 0 | 0 | 0 | 0 | 0 | 0 | 0 | 0 | 0 | 0 | 0 | 0 | 0 | 0 | 0 | 2.975 | 0 | 0 | 92 | 0 | 0 | 1 | 1 | 0 | 0 | 0 | 0 | 0 | -52.2 | 5.59 | 543.909 | Kasson Jct-Heinz 115 kV line | Kasson Jct-Heinz 115 kV line | Kasson Jct-Heinz 115 kV line |  | 1 | 0 | 0 | 0 | 0 | 0 | -52.2 | 5.59 | 543.909 | Kasson Jct-Heinz 115 kV line | Kasson Jct-Heinz 115 kV line | Kasson Jct-Heinz 115 kV line |  | 5 | 5 | NO | 5 | 1 | 1 | NO | 1
SCE Metro | Villa Park | 230 | 0 | 0 | 0 | 0 | 0 | 0 | 0 | 0 | 0 | 1 | 0 | 0 | 0 | 0 | 0 | 0 | 0 | 0 | 0 | 0 | 0 | 0 | 0 | 0 | 0 | 0 | 0 | 0 | 0 | 0 | 0 | 0 | 0 | 0 | 0 | 0 | 0 | 0 | 0 | 0 | 0 | 0 | 0 | 0 | 0 | 0 | 0 | 0 | 0 | 0 | 0 | 0 | 0 | 0 | 0 | 0 | 0 | 0 | 0 | 0 | 0 | 0 | 0 | 0 | 0 | 0 | 0 | 0 | 0 | 0 | 0 | 0 | 0 | 0 | 0 | 0 | 0 | 0 | 0 | 0 | 0 | 0 | 0 | 0 | 0 | 0 | 0 | 0 | 0 | 0 | 0 | 0 | 0 | 0 | 0 | 0 | 0 |  |  | 0 | 0 | 0 | 0 | 0 | 0 | 0 | 0 | 0 | 0 | 0 | 0 | 0 | 0 | 0 | 0 | 0 | 0 | 0 | 0 | 0 | 0 | 0 | 0 | 0 | 0 | 0 | 0 | 0 | 0 | 0 | 0 | 0 | 0 | 0 | 0 | 3604.3788 | 8273.608 | 22319.9811 | SCE Metro Area Default Constraint | SCE Metro Area Default Constraint | SCE Metro Area Default Constraint |  | 0 | 0 | 0 | 0 | 0 | 0 | 3604.3788 | 8273.608 | 22319.9811 | SCE Metro Area Default Constraint | SCE Metro Area Default Constraint | SCE Metro Area Default Constraint |  | 1 | 1 | NO | 1 | 1 | 1 | NO | 1
SCE Northern | Vincent | 230 | 0 | 1 | 0 | 0 | 0 | 0 | 0 | 0 | 0 | 0 | 0 | 0 | 0 | 0 | 0 | 0 | 0 | 0 | 0 | 0 | 0 | 0 | 0 | 0 | 0 | 0 | 0 | 0 | 0 | 0 | 0 | 0 | 0 | 0 | 0 | 0 | 0 | 0 | 0 | 0 | 0 | 0 | 0 | 0 | 0 | 0 | 0 | 0 | 0 | 0 | 0 | 0 | 0 | 0 | 0 | 0 | 0 | 0 | 0 | 0 | 0 | 0 | 0 | 0 | 0 | 0 | 0 | 0 | 0 | 0 | 0 | 0 | 0 | 0 | 0 | 0 | 0 | 0 | 0 | 0 | 0 | 0 | 0 | 0 | 0 | 0 | 0 | 0 | 0 | 0 | 0 | 0 | 0 | 0 | 0 | 0 | 0 |  |  | 0 | 0 | 0 | 0 | 0 | 0 | 0 | 0 | 0 | 0 | 0 | 340 | 0 | 0 | 1 | 0 | 0 | 0 | 0 | 0 | 0 | 0 | 0 | 0 | 0 | 0 | 399 | 0 | 0 | 1 | 0 | 0 | 0 | 0 | 0 | 0 | 2428.78 | 2345.14 | 8362.84 | Vincent-Lugo Constraint | Vincent-Lugo Constraint | Vincent-Lugo Constraint |  | 0 | 0 | 0 | 0 | 0 | 0 | 2428.78 | 2345.14 | 8362.84 | Vincent-Lugo Constraint | Vincent-Lugo Constraint | Vincent-Lugo Constraint |  | 1 | 1 | NO | 1 | 1 | 1 | NO | 1
SCE Northern | Vincent | 500 | 0 | 1 | 0 | 0 | 0 | 0 | 0 | 0 | 0 | 0 | 0 | 0 | 0 | 0 | 0 | 0 | 0 | 0 | 0 | 0 | 0 | 0 | 0 | 0 | 0 | 0 | 0 | 0 | 0 | 0 | 0 | 0 | 0 | 0 | 0 | 0 | 0 | 0 | 0 | 0 | 0 | 0 | 0 | 0 | 0 | 0 | 0 | 0 | 0 | 0 | 0 | 0 | 0 | 0 | 0 | 0 | 0 | 0 | 0 | 0 | 0 | 0 | 0 | 0 | 0 | 0 | 0 | 0 | 0 | 0 | 0 | 0 | 0 | 0 | 0 | 0 | 0 | 0 | 0 | 0 | 0 | 0 | 0 | 0 | 0 | 0 | 0 | 0 | 0 | 0 | 0 | 0 | 0 | 0 | 0 | 0 | 0 |  |  | 0 | 0 | 0 | 0 | 0 | 0 | 0 | 0 | 0 | 0 | 0 | 0 | 0 | 0 | 0 | 0 | 0 | 0 | 0 | 0 | 0 | 0 | 0 | 0 | 0 | 0 | 0 | 0 | 0 | 0 | 0 | 0 | 0 | 0 | 0 | 0 | 2428.78 | 2345.14 | 8362.84 | Vincent-Lugo Constraint | Vincent-Lugo Constraint | Vincent-Lugo Constraint |  | 0 | 0 | 0 | 0 | 0 | 0 | 2428.78 | 2345.14 | 8362.84 | Vincent-Lugo Constraint | Vincent-Lugo Constraint | Vincent-Lugo Constraint |  | 1 | 1 | NO | 1 | 1 | 1 | NO | 1
PG&E GBA | Vineyard | 230 | 0 | 0 | 0 | 0 | 0 | 0 | 0 | 0 | 0 | 0 | 0 | 0 | 0 | 0 | 0 | 0 | 0 | 0 | 0 | 0 | 0 | 0 | 0 | 0 | 0 | 0 | 0 | 0 | 0 | 0 | 0 | 0 | 0 | 0 | 0 | 0 | 0 | 0 | 0 | 1 | 0 | 0 | 0 | 0 | 0 | 0 | 0 | 0 | 0 | 0 | 0 | 0 | 0 | 0 | 0 | 1 | 0 | 0 | 0 | 1 | 0 | 0 | 0 | 0 | 0 | 0 | 1 | 0 | 0 | 0 | 0 | 0 | 0 | 0 | 0 | 0 | 0 | 0 | 0 | 0 | 0 | 0 | 0 | 0 | 0 | 0 | 0 | 0 | 0 | 0 | 0 | 0 | 0 | 0 | 0 | 0 | 0 |  |  | 0 | 0 | 0 | 0 | 0 | 0 | 0 | 0 | 0 | 0 | 0 | 0 | 0 | 0 | 0 | 0 | 0 | 0 | 0 | 0 | 0 | 0 | 0 | 0 | 0 | 0 | 0 | 0 | 0 | 0 | 2 | 0 | 2 | 0 | 0 | 0 | -660.34 | -215.8012 | 361.1526 | Collinsville-Tesla 500 kV Line | Collinsville-Tesla 500 kV Line | Birds Landing-Contra Costa 230kV Line |  | 1 | 0 | 1 | 0 | 0 | 0 | -298.39 | -27.9962 | 361.1526 | Birds Landing-Contra Costa 230kV Line | Birds Landing-Contra Costa 230kV Line | Birds Landing-Contra Costa 230kV Line |  | 5 | 5 | NO | 5 | 1 | 1 | NO | 1
SDGE | Vineyard | 69 | 0 | 0 | 0 | 0 | 0 | 0 | 0 | 0 | 0 | 0 | 0 | 0 | 0 | 0 | 0 | 0 | 0 | 0 | 0 | 0 | 0 | 0 | 0 | 0 | 0 | 0 | 0 | 0 | 0 | 0 | 1 | 0 | 1 | 0 | 0 | 0 | 1 | 0 | 0 | 0 | 0 | 0 | 0 | 0 | 0 | 0 | 0 | 0 | 0 | 0 | 0 | 0 | 0 | 0 | 0 | 0 | 0 | 0 | 0 | 0 | 0 | 0 | 0 | 0 | 0 | 0 | 0 | 0 | 0 | 0 | 0 | 0 | 0 | 0 | 0 | 0 | 0 | 0 | 0 | 0 | 0 | 0 | 0 | 0 | 0 | 0 | 0 | 0 | 0 | 0 | 0 | 0 | 0 | 0 | 0 | 0 | 0 |  |  | 0 | 0 | 0 | 0 | 0 | 0 | 0 | 0 | 0 | 0 | 0 | 0 | 0 | 0 | 0 | 0 | 0 | 0 | 0 | 0 | 0 | 0 | 0 | 0 | 0 | 0 | 0 | 0 | 0 | 0 | 0 | 1 | 0 | 0 | 0 | 0 | -35.92 | 48.96 | 1085.1064 | San Luis Rey-San Onofre 230 kV line constraint | San Luis Rey-San Onofre 230 kV line constraint | Silvergate-Old Town 230 kV constraint |  | 0 | 1 | 0 | 0 | 0 | 0 | -35.92 | 48.96 | 1085.1064 | San Luis Rey-San Onofre 230 kV line constraint | San Luis Rey-San Onofre 230 kV line constraint | Silvergate-Old Town 230 kV constraint |  | 3 | 3 | NO | 3 | 1 | 1 | NO | 1
SCE Eastern | Vista (SCE) | 230 | 0 | 0 | 0 | 0 | 0 | 0 | 0 | 0 | 0 | 0 | 0 | 0 | 0 | 0 | 0 | 0 | 0 | 0 | 0 | 1 | 0 | 1 | 0 | 0 | 0 | 0 | 0 | 0 | 0 | 0 | 0 | 0 | 0 | 0 | 0 | 0 | 0 | 0 | 0 | 0 | 0 | 0 | 0 | 0 | 0 | 0 | 0 | 0 | 0 | 0 | 0 | 0 | 0 | 0 | 0 | 0 | 0 | 0 | 0 | 0 | 0 | 0 | 0 | 0 | 0 | 0 | 0 | 0 | 0 | 0 | 0 | 0 | 0 | 0 | 0 | 0 | 0 | 0 | 0 | 0 | 0 | 0 | 0 | 0 | 0 | 0 | 0 | 0 | 0 | 0 | 0 | 0 | 0 | 0 | 0 | 0 | 0 |  |  | 0 | 0 | 0 | 0 | 0 | 0 | 0 | 0 | 0 | 0 | 0 | 0 | 0 | 0 | 0 | 0 | 0 | 0 | 0 | 0 | 0 | 0 | 0 | 0 | 300 | 0 | 0 | 0 | 0 | 1 | 0 | 2 | 0 | 0 | 0 | 0 | -1393.746 | 648.31 | 8204.916 | Serrano-Alberhill-Valley Constraint | Etiwanda-Rancho Vista Constraint | Serrano-Alberhill-Valley Constraint |  | 0 | 0 | 0 | 0 | 0 | 0 | 128.254 | 648.31 | 8661.07 | Serrano-Alberhill-Valley Constraint | Etiwanda-Rancho Vista Constraint | Etiwanda-Rancho Vista Constraint |  | 4 | 1 | YES | 2 | 1 | 1 | NO | 1
EOP | Vista (VEA) | 138 | 0 | 0 | 0 | 0 | 0 | 0 | 0 | 0 | 0 | 0 | 0 | 0 | 0 | 0 | 0 | 0 | 0 | 0 | 0 | 0 | 0 | 0 | 1 | 1 | 1 | 0 | 0 | 0 | 0 | 0 | 0 | 0 | 0 | 0 | 0 | 0 | 0 | 0 | 0 | 0 | 0 | 0 | 0 | 0 | 0 | 0 | 0 | 0 | 0 | 0 | 0 | 0 | 0 | 0 | 0 | 0 | 0 | 0 | 0 | 0 | 0 | 0 | 0 | 0 | 0 | 0 | 0 | 0 | 0 | 0 | 0 | 0 | 0 | 0 | 0 | 0 | 0 | 0 | 0 | 0 | 0 | 0 | 0 | 0 | 0 | 0 | 0 | 0 | 0 | 0 | 0 | 0 | 0 | 0 | 0 | 0 | 0 |  |  | 0 | 0 | 0 | 0 | 0 | 0 | 0 | 0 | 0 | 0 | 0 | 0 | 0 | 0 | 0 | 0 | 0 | 0 | 0 | 0 | 0 | 0 | 0 | 0 | 0 | 0 | 0 | 0 | 0 | 0 | 1 | 0 | 1 | 0 | 0 | 0 | -3566.801 | -1411.508 | 344.027 | Lugo - Victorville area constraint | Lugo - Victorville area constraint | Lugo - Victorville area constraint |  | 0 | 0 | 0 | 0 | 0 | 0 | 576.5 | 1808.75 | 3367.55 | Sloan Canyon - Eldorado 500 kV constraint | Sloan Canyon - Eldorado 500 kV constraint | GLW 230kV area constraint |  | 5 | 1 | YES | 2 | 1 | 1 | NO | 1
EOP | Vista (VEA) | 230 | 0 | 0 | 0 | 0 | 0 | 0 | 0 | 0 | 0 | 0 | 0 | 0 | 0 | 0 | 0 | 0 | 0 | 0 | 0 | 0 | 0 | 0 | 1 | 1 | 1 | 0 | 0 | 0 | 0 | 0 | 0 | 0 | 0 | 0 | 0 | 0 | 0 | 0 | 0 | 0 | 0 | 0 | 0 | 0 | 0 | 0 | 0 | 0 | 0 | 0 | 0 | 0 | 0 | 0 | 0 | 0 | 0 | 0 | 0 | 0 | 0 | 0 | 0 | 0 | 0 | 0 | 0 | 0 | 0 | 0 | 0 | 0 | 0 | 0 | 0 | 0 | 0 | 0 | 0 | 0 | 0 | 0 | 0 | 0 | 0 | 0 | 0 | 0 | 0 | 0 | 0 | 0 | 0 | 0 | 0 | 0 | 0 |  |  | 0 | 0 | 0 | 0 | 0 | 0 | 0 | 0 | 0 | 0 | 0 | 0 | 0 | 0 | 0 | 0 | 0 | 0 | 0 | 0 | 0 | 0 | 0 | 0 | 0 | 0 | 0 | 0 | 0 | 0 | 1 | 0 | 1 | 0 | 0 | 0 | -3566.801 | -1411.508 | 344.027 | Lugo - Victorville area constraint | Lugo - Victorville area constraint | Lugo - Victorville area constraint |  | 0 | 0 | 0 | 0 | 0 | 0 | 576.5 | 1808.75 | 3367.55 | Sloan Canyon - Eldorado 500 kV constraint | Sloan Canyon - Eldorado 500 kV constraint | GLW 230kV area constraint |  | 5 | 1 | YES | 2 | 1 | 1 | NO | 1
PG&E FRESNO | Wahtoke | 115 | 0 | 0 | 0 | 0 | 0 | 0 | 0 | 0 | 0 | 0 | 0 | 0 | 0 | 0 | 0 | 0 | 0 | 0 | 0 | 0 | 0 | 0 | 0 | 0 | 0 | 0 | 0 | 0 | 0 | 0 | 0 | 0 | 0 | 0 | 0 | 0 | 0 | 0 | 0 | 0 | 0 | 0 | 0 | 0 | 0 | 0 | 0 | 0 | 0 | 0 | 0 | 0 | 0 | 0 | 0 | 0 | 0 | 0 | 0 | 0 | 0 | 0 | 0 | 0 | 0 | 0 | 0 | 0 | 1 | 0 | 0 | 0 | 0 | 0 | 0 | 0 | 0 | 0 | 0 | 1 | 0 | 1 | 0 | 1 | 0 | 1 | 0 | 0 | 0 | 0 | 0 | 0 | 0 | 0 | 0 | 0 | 0 |  |  | 0 | 0 | 0 | 0 | 0 | 0 | 0 | 0 | 0 | 0 | 0 | 0 | 0 | 0 | 0 | 0 | 0 | 0 | 0 | 0 | 0 | 0 | 0 | 0 | 0 | 0 | 0 | 0 | 0 | 0 | 1 | 0 | 2 | 0 | 1 | 0 | -82.55 | -2360.472 | -1076.0882 | Chowchilla-Le grand 115kV Line | Gates 500/230kV TB #11 | Gates 500/230kV TB #11 |  | 0 | 0 | 0 | 0 | 0 | 0 | 979.65 | 1168.45 | 768.5476 | Los Banos 500/230kV TB | Chowchilla-Le grand 115kV Line | Chowchilla-Le grand 115kV Line |  | 5 | 1 | YES | 2 | 5 | 1 | YES | 2
SCE Northern | Wakefield | 66 | 0 | 0 | 1 | 0 | 1 | 0 | 0 | 0 | 0 | 0 | 0 | 0 | 0 | 0 | 0 | 0 | 0 | 0 | 0 | 0 | 0 | 0 | 0 | 0 | 1 | 0 | 0 | 0 | 0 | 0 | 0 | 0 | 0 | 0 | 0 | 0 | 0 | 0 | 0 | 0 | 0 | 0 | 0 | 0 | 0 | 0 | 0 | 0 | 0 | 0 | 0 | 0 | 0 | 0 | 0 | 0 | 0 | 0 | 0 | 0 | 0 | 0 | 0 | 0 | 0 | 0 | 0 | 0 | 0 | 0 | 0 | 0 | 0 | 0 | 0 | 0 | 0 | 0 | 0 | 0 | 0 | 0 | 0 | 0 | 0 | 0 | 0 | 0 | 0 | 0 | 0 | 0 | 0 | 0 | 0 | 0 | 0 |  |  | 0 | 0 | 0 | 0 | 0 | 0 | 0 | 0 | 0 | 0 | 0 | 30 | 0 | 0 | 1 | 0 | 0 | 0 | 0 | 0 | 0 | 0 | 0 | 0 | 200 | 0 | 60 | 0 | 0 | 1 | 1 | 0 | 1 | 0 | 0 | 0 | -3566.801 | -1411.508 | 344.027 | Lugo - Victorville area constraint | Lugo - Victorville area constraint | Lugo - Victorville area constraint |  | 0 | 0 | 0 | 0 | 0 | 0 | 448 | 554 | 2967 | Moorpark-Pardee Constraint | Moorpark-Pardee Constraint | Moorpark-Pardee Constraint |  | 5 | 1 | YES | 2 | 1 | 1 | NO | 1
SCE Metro | Walnut | 230 | 0 | 0 | 0 | 0 | 0 | 0 | 0 | 0 | 0 | 1 | 0 | 0 | 0 | 0 | 0 | 0 | 0 | 0 | 0 | 0 | 0 | 0 | 0 | 0 | 0 | 0 | 0 | 0 | 0 | 0 | 0 | 0 | 0 | 0 | 0 | 0 | 0 | 0 | 0 | 0 | 0 | 0 | 0 | 0 | 0 | 0 | 0 | 0 | 0 | 0 | 0 | 0 | 0 | 0 | 0 | 0 | 0 | 0 | 0 | 0 | 0 | 0 | 0 | 0 | 0 | 0 | 0 | 0 | 0 | 0 | 0 | 0 | 0 | 0 | 0 | 0 | 0 | 0 | 0 | 0 | 0 | 0 | 0 | 0 | 0 | 0 | 0 | 0 | 0 | 0 | 0 | 0 | 0 | 0 | 0 | 0 | 0 |  |  | 0 | 0 | 0 | 0 | 0 | 0 | 0 | 0 | 0 | 0 | 0 | 0 | 0 | 0 | 0 | 0 | 0 | 0 | 0 | 0 | 0 | 0 | 0 | 0 | 0 | 0 | 400 | 0 | 0 | 1 | 0 | 0 | 0 | 0 | 0 | 0 | 3604.3788 | 8273.608 | 22319.9811 | SCE Metro Area Default Constraint | SCE Metro Area Default Constraint | SCE Metro Area Default Constraint |  | 0 | 0 | 0 | 0 | 0 | 0 | 3604.3788 | 8273.608 | 22319.9811 | SCE Metro Area Default Constraint | SCE Metro Area Default Constraint | SCE Metro Area Default Constraint |  | 1 | 1 | NO | 1 | 1 | 1 | NO | 1
SCE Northern | Warne | 230 | 0 | 0 | 1 | 0 | 0 | 0 | 1 | 0 | 0 | 0 | 0 | 0 | 0 | 0 | 0 | 0 | 0 | 0 | 0 | 0 | 0 | 0 | 0 | 0 | 1 | 0 | 0 | 0 | 0 | 0 | 0 | 0 | 0 | 0 | 0 | 0 | 0 | 0 | 0 | 0 | 0 | 0 | 0 | 0 | 0 | 0 | 0 | 0 | 0 | 0 | 0 | 0 | 0 | 0 | 0 | 0 | 0 | 0 | 0 | 0 | 0 | 0 | 0 | 0 | 0 | 0 | 0 | 0 | 0 | 0 | 0 | 0 | 0 | 0 | 0 | 0 | 0 | 0 | 0 | 0 | 0 | 0 | 0 | 0 | 0 | 0 | 0 | 0 | 0 | 0 | 0 | 0 | 0 | 0 | 0 | 0 | 0 |  |  | 0 | 0 | 0 | 0 | 0 | 0 | 0 | 0 | 0 | 0 | 0 | 0 | 0 | 0 | 0 | 0 | 0 | 0 | 0 | 0 | 0 | 0 | 0 | 0 | 0 | 0 | 0 | 0 | 0 | 0 | 1 | 0 | 1 | 0 | 0 | 0 | -3566.801 | -1411.508 | 344.027 | Lugo - Victorville area constraint | Lugo - Victorville area constraint | Lugo - Victorville area constraint |  | 0 | 0 | 0 | 0 | 0 | 0 | 258 | 29.5 | 2003.79 | South of Magunden Constraint | South of Magunden Constraint | South of Magunden Constraint |  | 5 | 1 | YES | 2 | 1 | 1 | NO | 1
PG&E GBA | Warnerville | 230 | 0 | 0 | 0 | 0 | 0 | 0 | 0 | 0 | 0 | 0 | 0 | 0 | 0 | 0 | 0 | 0 | 0 | 0 | 0 | 0 | 0 | 0 | 0 | 0 | 0 | 0 | 0 | 0 | 0 | 0 | 0 | 0 | 0 | 0 | 0 | 0 | 0 | 0 | 0 | 0 | 0 | 0 | 0 | 0 | 0 | 1 | 0 | 0 | 0 | 0 | 0 | 0 | 0 | 0 | 0 | 0 | 0 | 0 | 0 | 1 | 1 | 0 | 0 | 0 | 0 | 0 | 0 | 0 | 0 | 0 | 0 | 0 | 0 | 0 | 0 | 0 | 0 | 0 | 1 | 1 | 0 | 1 | 1 | 0 | 1 | 0 | 0 | 1 | 1 | 1 | 0 | 0 | 1 | 0 | 0 | 0 | 0 |  |  | 0 | 0 | 0 | 0 | 0 | 0 | 0 | 0 | 0 | 0 | 0 | 0 | 0 | 0 | 0 | 0 | 0 | 0 | 0 | 0 | 0 | 0 | 0 | 0 | 0 | 0 | 0 | 0 | 0 | 0 | 1 | 0 | 3 | 0 | 2 | 0 | -404.45 | -2360.472 | -1671.433 | Borden-Storey #1 230kV line | Gates 500/230kV TB #11 | Gates 500/230kV TB #12 |  | 0 | 0 | 0 | 0 | 0 | 0 | 29.35 | 368.5 | 126.1276 | Bellota-Weber 230kV line | Bellota-Weber 230kV line | Oro Loma-El Nido 115kV Line |  | 5 | 1 | YES | 2 | 5 | 1 | YES | 2
PG&E FRESNO | Waukena | 115 | 0 | 0 | 0 | 0 | 0 | 0 | 0 | 0 | 0 | 0 | 0 | 0 | 0 | 0 | 0 | 0 | 0 | 0 | 0 | 0 | 0 | 0 | 0 | 0 | 0 | 0 | 0 | 0 | 0 | 0 | 0 | 0 | 0 | 0 | 0 | 0 | 0 | 0 | 0 | 0 | 0 | 0 | 0 | 0 | 0 | 0 | 0 | 0 | 0 | 0 | 0 | 0 | 0 | 0 | 0 | 0 | 0 | 0 | 0 | 0 | 0 | 0 | 0 | 0 | 0 | 0 | 0 | 0 | 1 | 0 | 0 | 0 | 0 | 0 | 0 | 0 | 0 | 0 | 0 | 1 | 0 | 1 | 0 | 1 | 0 | 1 | 0 | 0 | 0 | 0 | 0 | 0 | 0 | 0 | 0 | 0 | 0 |  |  | 0 | 0 | 0 | 0 | 0 | 0 | 0 | 0 | 0 | 0 | 0 | 0 | 0 | 0 | 0 | 0 | 0 | 0 | 0 | 0 | 0 | 0 | 0 | 0 | 0 | 0 | 0 | 0 | 0 | 0 | 1 | 0 | 2 | 0 | 1 | 0 | -82.55 | -2360.472 | -1076.0882 | Chowchilla-Le grand 115kV Line | Gates 500/230kV TB #11 | Gates 500/230kV TB #11 |  | 0 | 0 | 0 | 0 | 0 | 0 | 979.65 | 1168.45 | 768.5476 | Los Banos 500/230kV TB | Chowchilla-Le grand 115kV Line | Chowchilla-Le grand 115kV Line |  | 5 | 1 | YES | 2 | 5 | 1 | YES | 2
PG&E GBA | Weber | 230 | 0 | 0 | 0 | 0 | 0 | 0 | 0 | 0 | 0 | 0 | 0 | 0 | 0 | 0 | 0 | 0 | 0 | 0 | 0 | 0 | 0 | 0 | 0 | 0 | 0 | 0 | 0 | 0 | 0 | 0 | 0 | 0 | 0 | 0 | 0 | 0 | 0 | 0 | 0 | 0 | 0 | 0 | 0 | 0 | 0 | 1 | 0 | 0 | 0 | 0 | 0 | 0 | 0 | 0 | 0 | 0 | 0 | 0 | 0 | 1 | 1 | 0 | 0 | 0 | 0 | 0 | 0 | 0 | 0 | 0 | 0 | 0 | 0 | 0 | 0 | 0 | 0 | 0 | 0 | 0 | 0 | 0 | 0 | 0 | 0 | 0 | 0 | 0 | 0 | 0 | 0 | 0 | 0 | 0 | 0 | 0 | 0 |  |  | 0 | 0 | 0 | 0 | 0 | 0 | 0 | 0 | 0 | 0 | 0 | 0 | 0 | 0 | 0 | 0 | 0 | 0 | 0 | 0 | 0 | 0 | 0 | 0 | 0 | 0 | 0 | 0 | 0 | 0 | 0 | 0 | 0 | 0 | 0 | 0 | 29.35 | 368.5 | 1523.3998 | Bellota-Weber 230kV line | Bellota-Weber 230kV line | Bellota-Weber 230kV line |  | 0 | 0 | 0 | 0 | 0 | 0 | 29.35 | 368.5 | 1523.3998 | Bellota-Weber 230kV line | Bellota-Weber 230kV line | Bellota-Weber 230kV line |  | 1 | 1 | NO | 1 | 1 | 1 | NO | 1
PG&E GBA | Weber | 60 | 0 | 0 | 0 | 0 | 0 | 0 | 0 | 0 | 0 | 0 | 0 | 0 | 0 | 0 | 0 | 0 | 0 | 0 | 0 | 0 | 0 | 0 | 0 | 0 | 0 | 0 | 0 | 0 | 0 | 0 | 0 | 0 | 0 | 0 | 0 | 0 | 0 | 0 | 0 | 0 | 0 | 0 | 0 | 0 | 0 | 1 | 0 | 0 | 0 | 0 | 0 | 0 | 0 | 0 | 0 | 0 | 0 | 0 | 0 | 1 | 1 | 0 | 0 | 0 | 0 | 0 | 0 | 0 | 0 | 0 | 0 | 0 | 0 | 0 | 0 | 0 | 0 | 0 | 0 | 0 | 0 | 0 | 0 | 0 | 0 | 0 | 0 | 0 | 0 | 0 | 0 | 0 | 0 | 0 | 0 | 0 | 0 |  |  | 0 | 0 | 0 | 0 | 0 | 0 | 0 | 0 | 0 | 0 | 0 | 0 | 0 | 0 | 0 | 0 | 0 | 0 | 0 | 0 | 0 | 0 | 0 | 0 | 0 | 0 | 20 | 0 | 0 | 1 | 0 | 0 | 0 | 0 | 0 | 0 | 29.35 | 368.5 | 1523.3998 | Bellota-Weber 230kV line | Bellota-Weber 230kV line | Bellota-Weber 230kV line |  | 0 | 0 | 0 | 0 | 0 | 0 | 29.35 | 368.5 | 1523.3998 | Bellota-Weber 230kV line | Bellota-Weber 230kV line | Bellota-Weber 230kV line |  | 1 | 1 | NO | 1 | 1 | 1 | NO | 1
PG&E FRESNO | West Fresno | 115 | 0 | 0 | 0 | 0 | 0 | 0 | 0 | 0 | 0 | 0 | 0 | 0 | 0 | 0 | 0 | 0 | 0 | 0 | 0 | 0 | 0 | 0 | 0 | 0 | 0 | 0 | 0 | 0 | 0 | 0 | 0 | 0 | 0 | 0 | 0 | 0 | 0 | 0 | 0 | 0 | 0 | 0 | 0 | 0 | 0 | 1 | 0 | 0 | 0 | 0 | 0 | 0 | 0 | 0 | 0 | 0 | 0 | 0 | 0 | 0 | 0 | 0 | 0 | 0 | 0 | 0 | 0 | 0 | 0 | 0 | 0 | 0 | 0 | 0 | 0 | 0 | 0 | 0 | 1 | 1 | 0 | 1 | 0 | 0 | 0 | 1 | 0 | 0 | 0 | 1 | 0 | 0 | 0 | 0 | 0 | 0 | 0 |  |  | 0 | 0 | 0 | 0 | 0 | 0 | 0 | 0 | 0 | 0 | 0 | 0 | 0 | 0 | 0 | 0 | 0 | 0 | 0 | 0 | 0 | 0 | 0 | 0 | 0 | 0 | 0 | 0 | 0 | 0 | 1 | 0 | 3 | 0 | 2 | 0 | -404.45 | -2360.472 | -1671.433 | Borden-Storey #1 230kV line | Gates 500/230kV TB #11 | Gates 500/230kV TB #12 |  | 0 | 0 | 0 | 0 | 0 | 0 | 29.35 | 368.5 | 1523.3998 | Bellota-Weber 230kV line | Bellota-Weber 230kV line | Bellota-Weber 230kV line |  | 5 | 1 | YES | 2 | 5 | 1 | YES | 2
PG&E FRESNO | Westley | 230 | 0 | 0 | 0 | 0 | 0 | 0 | 0 | 0 | 0 | 0 | 0 | 0 | 0 | 0 | 0 | 0 | 0 | 0 | 0 | 0 | 0 | 0 | 0 | 0 | 0 | 0 | 0 | 0 | 0 | 0 | 0 | 0 | 0 | 0 | 0 | 0 | 0 | 0 | 0 | 0 | 0 | 0 | 0 | 0 | 0 | 0 | 0 | 0 | 0 | 0 | 0 | 0 | 0 | 0 | 0 | 0 | 0 | 0 | 0 | 0 | 0 | 0 | 0 | 0 | 0 | 0 | 0 | 0 | 0 | 0 | 0 | 0 | 0 | 0 | 0 | 0 | 0 | 0 | 0 | 0 | 0 | 0 | 0 | 0 | 0 | 1 | 0 | 0 | 0 | 0 | 0 | 0 | 0 | 0 | 0 | 0 | 0 |  |  | 0 | 0 | 0 | 0 | 0 | 0 | 0 | 0 | 0 | 0 | 0 | 0 | 0 | 0 | 0 | 0 | 0 | 0 | 0 | 0 | 0 | 0 | 0 | 0 | 0 | 0 | 0 | 900 | 0 | 1 | 0 | 0 | 0 | 0 | 0 | 0 | 979.65 | 2637.9 | 8850.5636 | Los Banos 500/230kV TB | Los Banos 500/230kV TB | Los Banos 500/230kV TB |  | 0 | 0 | 0 | 0 | 0 | 0 | 979.65 | 2637.9 | 8850.5636 | Los Banos 500/230kV TB | Los Banos 500/230kV TB | Los Banos 500/230kV TB |  | 1 | 1 | NO | 1 | 1 | 1 | NO | 1
PG&E KERN | Westpark | 115 | 0 | 0 | 0 | 0 | 0 | 0 | 0 | 0 | 0 | 0 | 0 | 0 | 0 | 0 | 0 | 0 | 0 | 0 | 0 | 0 | 0 | 0 | 0 | 0 | 0 | 0 | 0 | 0 | 0 | 0 | 0 | 0 | 0 | 0 | 0 | 0 | 0 | 0 | 0 | 0 | 0 | 0 | 0 | 0 | 0 | 0 | 0 | 0 | 0 | 0 | 0 | 0 | 0 | 0 | 0 | 0 | 0 | 0 | 0 | 0 | 0 | 0 | 0 | 0 | 0 | 0 | 0 | 1 | 1 | 0 | 0 | 0 | 0 | 0 | 0 | 0 | 0 | 0 | 0 | 1 | 0 | 0 | 0 | 0 | 0 | 0 | 0 | 0 | 0 | 0 | 0 | 0 | 0 | 0 | 0 | 0 | 0 |  |  | 0 | 0 | 0 | 0 | 0 | 0 | 0 | 0 | 0 | 0 | 0 | 0 | 0 | 0 | 0 | 0 | 0 | 0 | 0 | 0 | 0 | 0 | 0 | 0 | 0 | 0 | 0 | 0 | 0 | 0 | 0 | 0 | 1 | 0 | 1 | 0 | 122.65 | -2360.472 | -1076.0882 | Cal Flat-Gates 230 kV line | Gates 500/230kV TB #11 | Gates 500/230kV TB #11 |  | 0 | 0 | 0 | 0 | 0 | 0 | 122.65 | 392.11 | 666.9203 | Cal Flat-Gates 230 kV line | Cal Flat-Gates 230 kV line | Cal Flat-Gates 230 kV line |  | 5 | 1 | YES | 2 | 5 | 1 | YES | 2
PG&E KERN | Wheeler Ridge | 230 | 0 | 0 | 0 | 0 | 0 | 0 | 0 | 0 | 0 | 0 | 0 | 0 | 0 | 0 | 0 | 0 | 0 | 0 | 0 | 0 | 0 | 0 | 0 | 0 | 0 | 0 | 0 | 0 | 0 | 0 | 0 | 0 | 0 | 0 | 0 | 0 | 0 | 0 | 0 | 0 | 0 | 0 | 0 | 0 | 0 | 0 | 0 | 0 | 0 | 0 | 0 | 0 | 0 | 0 | 0 | 0 | 0 | 0 | 0 | 0 | 0 | 0 | 0 | 0 | 0 | 0 | 0 | 0 | 0 | 0 | 0 | 0 | 0 | 0 | 0 | 0 | 1 | 0 | 1 | 1 | 0 | 0 | 0 | 0 | 0 | 0 | 0 | 0 | 0 | 0 | 0 | 0 | 0 | 0 | 1 | 0 | 0 |  |  | 0 | 0 | 0 | 0 | 0 | 0 | 0 | 0 | 0 | 100 | 0 | 0 | 0 | 0 | 1 | 0 | 0 | 0 | 0 | 0 | 0 | 0 | 0 | 0 | 600 | 0 | 0 | 0 | 0 | 1 | 0 | 0 | 4 | 0 | 2 | 1 | 208.4 | -2360.472 | -1847.2316 | Midway-Buena Vista Jct 230kV Line | Gates 500/230kV TB #11 | Mustang-Henrietta 230 kV line |  | 0 | 0 | 1 | 0 | 0 | 0 | 208.4 | -104.8 | 5.29 | Midway-Buena Vista Jct 230kV Line | Midway-Buena Vista Jct 230kV Line | Midway-Buena Vista Jct 230kV Line |  | 5 | 5 | NO | 5 | 5 | 1 | YES | 2
PG&E KERN | Wheeler Ridge | 115 | 0 | 0 | 0 | 0 | 0 | 0 | 0 | 0 | 0 | 0 | 0 | 0 | 0 | 0 | 0 | 0 | 0 | 0 | 0 | 0 | 0 | 0 | 0 | 0 | 0 | 0 | 0 | 0 | 0 | 0 | 0 | 0 | 0 | 0 | 0 | 0 | 0 | 0 | 0 | 0 | 0 | 0 | 0 | 0 | 0 | 0 | 0 | 0 | 0 | 0 | 0 | 0 | 0 | 0 | 0 | 0 | 0 | 0 | 0 | 0 | 0 | 0 | 0 | 0 | 0 | 0 | 0 | 1 | 1 | 0 | 0 | 0 | 0 | 0 | 0 | 0 | 0 | 0 | 0 | 1 | 0 | 0 | 0 | 0 | 0 | 0 | 0 | 0 | 0 | 0 | 0 | 0 | 0 | 0 | 0 | 0 | 0 |  |  | 0 | 0 | 0 | 0 | 0 | 0 | 0 | 0 | 0 | 0 | 0 | 0 | 0 | 0 | 0 | 0 | 0 | 0 | 0 | 0 | 0 | 0 | 0 | 0 | 0 | 0 | 0 | 0 | 0 | 0 | 0 | 0 | 1 | 0 | 1 | 0 | 122.65 | -2360.472 | -1076.0882 | Cal Flat-Gates 230 kV line | Gates 500/230kV TB #11 | Gates 500/230kV TB #11 |  | 0 | 0 | 0 | 0 | 0 | 0 | 122.65 | 392.11 | 666.9203 | Cal Flat-Gates 230 kV line | Cal Flat-Gates 230 kV line | Cal Flat-Gates 230 kV line |  | 5 | 1 | YES | 2 | 5 | 1 | YES | 2
PG&E KERN | Wheeler Ridge | 70 | 0 | 0 | 0 | 0 | 0 | 0 | 0 | 0 | 0 | 0 | 0 | 0 | 0 | 0 | 0 | 0 | 0 | 0 | 0 | 0 | 0 | 0 | 0 | 0 | 0 | 0 | 0 | 0 | 0 | 0 | 0 | 0 | 0 | 0 | 0 | 0 | 0 | 0 | 0 | 0 | 0 | 0 | 0 | 0 | 0 | 0 | 0 | 0 | 0 | 0 | 0 | 0 | 0 | 0 | 0 | 0 | 0 | 0 | 0 | 0 | 0 | 0 | 0 | 0 | 0 | 0 | 0 | 0 | 0 | 0 | 0 | 0 | 0 | 0 | 0 | 0 | 1 | 0 | 1 | 1 | 0 | 0 | 0 | 0 | 0 | 0 | 0 | 0 | 0 | 0 | 0 | 0 | 0 | 0 | 1 | 0 | 0 |  |  | 0 | 0 | 0 | 0 | 0 | 0 | 0 | 0 | 0 | 100 | 0 | 0 | 0 | 0 | 1 | 0 | 0 | 0 | 0 | 0 | 0 | 0 | 0 | 0 | 100 | 0 | 92 | 0 | 0 | 1 | 0 | 0 | 4 | 0 | 2 | 1 | 208.4 | -2360.472 | -1847.2316 | Midway-Buena Vista Jct 230kV Line | Gates 500/230kV TB #11 | Mustang-Henrietta 230 kV line |  | 0 | 0 | 1 | 0 | 0 | 0 | 208.4 | -104.8 | 5.29 | Midway-Buena Vista Jct 230kV Line | Midway-Buena Vista Jct 230kV Line | Midway-Buena Vista Jct 230kV Line |  | 5 | 5 | NO | 5 | 5 | 1 | YES | 2
SCE Northern | Whirlwind | 230 | 1 | 1 | 0 | 0 | 0 | 0 | 0 | 0 | 0 | 0 | 0 | 0 | 0 | 0 | 0 | 0 | 0 | 0 | 0 | 0 | 0 | 0 | 0 | 0 | 0 | 0 | 0 | 0 | 0 | 0 | 0 | 0 | 0 | 0 | 0 | 0 | 0 | 0 | 0 | 0 | 0 | 0 | 0 | 0 | 0 | 0 | 0 | 0 | 0 | 0 | 0 | 0 | 0 | 0 | 0 | 0 | 0 | 0 | 0 | 0 | 0 | 0 | 0 | 0 | 0 | 0 | 0 | 0 | 0 | 0 | 0 | 0 | 0 | 0 | 0 | 0 | 0 | 0 | 0 | 0 | 0 | 0 | 0 | 0 | 0 | 0 | 0 | 0 | 0 | 0 | 0 | 0 | 0 | 0 | 0 | 0 | 0 |  |  | 0 | 0 | 0 | 0 | 0 | 0 | 0 | 0 | 0 | 174 | 0 | 235 | 0 | 200 | 1 | 0 | 0 | 0 | 0 | 0 | 0 | 0 | 0 | 0 | 1574 | 188 | 785 | 523 | 500 | 1 | 0 | 0 | 0 | 0 | 0 | 0 | 1358.41 | 838.02 | 8031.355 | Antelope-Vincent Constraint | Antelope-Vincent Constraint | Antelope-Vincent Constraint |  | 0 | 0 | 0 | 0 | 0 | 0 | 1358.41 | 838.02 | 8031.355 | Antelope-Vincent Constraint | Antelope-Vincent Constraint | Antelope-Vincent Constraint |  | 1 | 1 | NO | 1 | 1 | 1 | NO | 1
SCE Northern | Whirlwind | 500 | 1 | 1 | 0 | 0 | 0 | 0 | 0 | 0 | 0 | 0 | 0 | 0 | 0 | 0 | 0 | 0 | 0 | 0 | 0 | 0 | 0 | 0 | 0 | 0 | 0 | 0 | 0 | 0 | 0 | 0 | 0 | 0 | 0 | 0 | 0 | 0 | 0 | 0 | 0 | 0 | 0 | 0 | 0 | 0 | 0 | 0 | 0 | 0 | 0 | 0 | 0 | 0 | 0 | 0 | 0 | 0 | 0 | 0 | 0 | 0 | 0 | 0 | 0 | 0 | 0 | 0 | 0 | 0 | 0 | 0 | 0 | 0 | 0 | 0 | 0 | 0 | 0 | 0 | 0 | 0 | 0 | 0 | 0 | 0 | 0 | 0 | 0 | 0 | 0 | 0 | 0 | 0 | 0 | 0 | 0 | 0 | 0 |  |  | 0 | 0 | 0 | 0 | 0 | 0 | 0 | 0 | 0 | 0 | 0 | 0 | 0 | 0 | 0 | 0 | 0 | 0 | 0 | 0 | 0 | 0 | 0 | 0 | 1247 | 0 | 0 | 0 | 0 | 1 | 0 | 0 | 0 | 0 | 0 | 0 | 1358.41 | 838.02 | 8031.355 | Antelope-Vincent Constraint | Antelope-Vincent Constraint | Antelope-Vincent Constraint |  | 0 | 0 | 0 | 0 | 0 | 0 | 1358.41 | 838.02 | 8031.355 | Antelope-Vincent Constraint | Antelope-Vincent Constraint | Antelope-Vincent Constraint |  | 1 | 1 | NO | 1 | 1 | 1 | NO | 1
PG&E GBA | Whisman | 115 | 0 | 0 | 0 | 0 | 0 | 0 | 0 | 0 | 0 | 0 | 0 | 0 | 0 | 0 | 0 | 0 | 0 | 0 | 0 | 0 | 0 | 0 | 0 | 0 | 0 | 0 | 0 | 0 | 0 | 0 | 0 | 0 | 0 | 0 | 0 | 0 | 0 | 0 | 0 | 0 | 0 | 0 | 0 | 0 | 0 | 0 | 0 | 0 | 0 | 0 | 0 | 0 | 1 | 0 | 0 | 1 | 0 | 0 | 0 | 0 | 0 | 0 | 0 | 0 | 0 | 0 | 0 | 0 | 0 | 0 | 0 | 0 | 0 | 0 | 0 | 0 | 0 | 0 | 0 | 0 | 0 | 0 | 0 | 0 | 0 | 0 | 0 | 0 | 0 | 0 | 0 | 0 | 0 | 0 | 0 | 0 | 1 |  |  | 0 | 0 | 0 | 0 | 0 | 0 | 0 | 0 | 0 | 0 | 0 | 0 | 0 | 0 | 0 | 0 | 0 | 0 | 0 | 0 | 0 | 0 | 0 | 0 | 0 | 0 | 0 | 0 | 0 | 0 | 0 | 0 | 0 | 0 | 0 | 0 | 958.5 | 1141.75 | 4488.68 | NEW-Metcalf-Mosslanding 500kV | NEW-Metcalf-Mosslanding 500kV | Sobrante-Moraga 230 kV line |  | 0 | 0 | 0 | 0 | 0 | 0 | 958.5 | 1141.75 | 4488.68 | NEW-Metcalf-Mosslanding 500kV | NEW-Metcalf-Mosslanding 500kV | Sobrante-Moraga 230 kV line |  | 1 | 1 | NO | 1 | 1 | 1 | NO | 1
SCE Eastern | Wildlife | 230 | 0 | 0 | 0 | 0 | 0 | 0 | 0 | 0 | 0 | 0 | 0 | 0 | 0 | 0 | 0 | 0 | 0 | 0 | 0 | 1 | 0 | 1 | 0 | 0 | 0 | 0 | 0 | 0 | 0 | 0 | 0 | 0 | 0 | 0 | 0 | 0 | 0 | 0 | 0 | 0 | 0 | 0 | 0 | 0 | 0 | 0 | 0 | 0 | 0 | 0 | 0 | 0 | 0 | 0 | 0 | 0 | 0 | 0 | 0 | 0 | 0 | 0 | 0 | 0 | 0 | 0 | 0 | 0 | 0 | 0 | 0 | 0 | 0 | 0 | 0 | 0 | 0 | 0 | 0 | 0 | 0 | 0 | 0 | 0 | 0 | 0 | 0 | 0 | 0 | 0 | 0 | 0 | 0 | 0 | 0 | 0 | 0 |  |  | 0 | 0 | 0 | 0 | 0 | 0 | 0 | 0 | 0 | 0 | 0 | 0 | 0 | 0 | 0 | 0 | 0 | 0 | 0 | 0 | 0 | 0 | 0 | 0 | 0 | 0 | 0 | 0 | 0 | 0 | 0 | 2 | 0 | 0 | 0 | 0 | -1393.746 | 648.31 | 8204.916 | Serrano-Alberhill-Valley Constraint | Etiwanda-Rancho Vista Constraint | Serrano-Alberhill-Valley Constraint |  | 0 | 0 | 0 | 0 | 0 | 0 | 128.254 | 648.31 | 8661.07 | Serrano-Alberhill-Valley Constraint | Etiwanda-Rancho Vista Constraint | Etiwanda-Rancho Vista Constraint |  | 4 | 1 | YES | 2 | 1 | 1 | NO | 1
PG&E FRESNO | Wilson | 115 | 0 | 0 | 0 | 0 | 0 | 0 | 0 | 0 | 0 | 0 | 0 | 0 | 0 | 0 | 0 | 0 | 0 | 0 | 0 | 0 | 0 | 0 | 0 | 0 | 0 | 0 | 0 | 0 | 0 | 0 | 0 | 0 | 0 | 0 | 0 | 0 | 0 | 0 | 0 | 0 | 0 | 0 | 0 | 0 | 0 | 1 | 0 | 0 | 0 | 0 | 0 | 0 | 0 | 0 | 0 | 0 | 0 | 0 | 0 | 1 | 0 | 0 | 0 | 0 | 0 | 0 | 0 | 0 | 0 | 0 | 0 | 0 | 0 | 0 | 0 | 0 | 0 | 0 | 1 | 1 | 0 | 1 | 1 | 0 | 1 | 1 | 0 | 1 | 1 | 1 | 0 | 0 | 1 | 0 | 0 | 0 | 0 |  |  | 0 | 0 | 0 | 0 | 0 | 0 | 0 | 0 | 0 | 0 | 0 | 0 | 0 | 0 | 0 | 0 | 0 | 0 | 0 | 0 | 0 | 0 | 0 | 0 | 0 | 0 | 0 | 0 | 0 | 0 | 1 | 0 | 3 | 0 | 2 | 0 | -404.45 | -2360.472 | -1671.433 | Borden-Storey #1 230kV line | Gates 500/230kV TB #11 | Gates 500/230kV TB #12 |  | 0 | 0 | 0 | 0 | 0 | 0 | 29.35 | 368.5 | 126.1276 | Bellota-Weber 230kV line | Bellota-Weber 230kV line | Oro Loma-El Nido 115kV Line |  | 5 | 1 | YES | 2 | 5 | 1 | YES | 2
PG&E FRESNO | Wilson | 230 | 0 | 0 | 0 | 0 | 0 | 0 | 0 | 0 | 0 | 0 | 0 | 0 | 0 | 0 | 0 | 0 | 0 | 0 | 0 | 0 | 0 | 0 | 0 | 0 | 0 | 0 | 0 | 0 | 0 | 0 | 0 | 0 | 0 | 0 | 0 | 0 | 0 | 0 | 0 | 0 | 0 | 0 | 0 | 0 | 0 | 1 | 0 | 0 | 0 | 0 | 0 | 0 | 0 | 0 | 0 | 0 | 0 | 0 | 0 | 1 | 0 | 0 | 0 | 0 | 0 | 0 | 0 | 0 | 0 | 0 | 0 | 0 | 0 | 0 | 0 | 0 | 0 | 0 | 1 | 1 | 0 | 1 | 1 | 1 | 1 | 1 | 0 | 1 | 1 | 1 | 0 | 0 | 1 | 0 | 1 | 0 | 0 |  |  | 0 | 0 | 0 | 0 | 0 | 0 | 0 | 0 | 0 | 0 | 0 | 0 | 0 | 0 | 0 | 0 | 0 | 0 | 0 | 0 | 0 | 0 | 0 | 0 | 0 | 0 | 0 | 0 | 0 | 0 | 2 | 0 | 5 | 0 | 2 | 1 | -404.45 | -2360.472 | -1847.2316 | Borden-Storey #1 230kV line | Gates 500/230kV TB #11 | Mustang-Henrietta 230 kV line |  | 0 | 0 | 0 | 0 | 0 | 0 | 29.35 | 368.5 | 126.1276 | Bellota-Weber 230kV line | Bellota-Weber 230kV line | Oro Loma-El Nido 115kV Line |  | 5 | 1 | YES | 2 | 5 | 1 | YES | 2
SCE Northern | Windhub | 230 | 1 | 1 | 0 | 1 | 0 | 0 | 0 | 0 | 0 | 0 | 0 | 0 | 0 | 0 | 0 | 0 | 0 | 0 | 0 | 0 | 0 | 0 | 0 | 0 | 0 | 0 | 0 | 0 | 0 | 0 | 0 | 0 | 0 | 0 | 0 | 0 | 0 | 0 | 0 | 0 | 0 | 0 | 0 | 0 | 0 | 0 | 0 | 0 | 0 | 0 | 0 | 0 | 0 | 0 | 0 | 0 | 0 | 0 | 0 | 0 | 0 | 0 | 0 | 0 | 0 | 0 | 0 | 0 | 0 | 0 | 0 | 0 | 0 | 0 | 0 | 0 | 0 | 0 | 0 | 0 | 0 | 0 | 0 | 0 | 0 | 0 | 0 | 0 | 0 | 0 | 0 | 0 | 0 | 0 | 0 | 0 | 0 |  |  | 0 | 0 | 0 | 0 | 0 | 0 | 0 | 0 | 0 | 68 | 0 | 547 | 0 | 0 | 1 | 0 | 0 | 0 | 0 | 0 | 0 | 0 | 0 | 0 | 68 | 1020 | 1047 | 0 | 0 | 1 | 0 | 0 | 0 | 0 | 0 | 0 | 829.27 | 838.02 | 3200.73 | Windhub Constraint | Antelope-Vincent Constraint | Windhub Constraint |  | 0 | 0 | 0 | 0 | 0 | 0 | 829.27 | 838.02 | 3200.73 | Windhub Constraint | Antelope-Vincent Constraint | Windhub Constraint |  | 1 | 1 | NO | 1 | 1 | 1 | NO | 1
SCE Northern | Windhub | 500 | 1 | 1 | 0 | 1 | 0 | 0 | 0 | 0 | 0 | 0 | 0 | 0 | 0 | 0 | 0 | 0 | 0 | 0 | 0 | 0 | 0 | 0 | 0 | 0 | 0 | 0 | 0 | 0 | 0 | 0 | 0 | 0 | 0 | 0 | 0 | 0 | 0 | 0 | 0 | 0 | 0 | 0 | 0 | 0 | 0 | 0 | 0 | 0 | 0 | 0 | 0 | 0 | 0 | 0 | 0 | 0 | 0 | 0 | 0 | 0 | 0 | 0 | 0 | 0 | 0 | 0 | 0 | 0 | 0 | 0 | 0 | 0 | 0 | 0 | 0 | 0 | 0 | 0 | 0 | 0 | 0 | 0 | 0 | 0 | 0 | 0 | 0 | 0 | 0 | 0 | 0 | 0 | 0 | 0 | 0 | 0 | 0 |  |  | 0 | 0 | 0 | 0 | 0 | 0 | 0 | 0 | 0 | 0 | 0 | 0 | 0 | 0 | 0 | 0 | 0 | 0 | 0 | 0 | 0 | 0 | 0 | 0 | 153 | 0 | 15 | 0 | 480 | 1 | 0 | 0 | 0 | 0 | 0 | 0 | 829.27 | 838.02 | 3200.73 | Windhub Constraint | Antelope-Vincent Constraint | Windhub Constraint |  | 0 | 0 | 0 | 0 | 0 | 0 | 829.27 | 838.02 | 3200.73 | Windhub Constraint | Antelope-Vincent Constraint | Windhub Constraint |  | 1 | 1 | NO | 1 | 1 | 1 | NO | 1
PG&E GBA | Windmaster | 230 | 0 | 0 | 0 | 0 | 0 | 0 | 0 | 0 | 0 | 0 | 0 | 0 | 0 | 0 | 0 | 0 | 0 | 0 | 0 | 0 | 0 | 0 | 0 | 0 | 0 | 0 | 0 | 0 | 0 | 0 | 0 | 0 | 0 | 0 | 0 | 0 | 0 | 0 | 0 | 1 | 0 | 0 | 0 | 0 | 0 | 0 | 0 | 0 | 0 | 0 | 0 | 0 | 0 | 1 | 0 | 1 | 0 | 0 | 0 | 0 | 0 | 0 | 0 | 0 | 0 | 1 | 0 | 0 | 0 | 0 | 0 | 0 | 0 | 0 | 0 | 0 | 0 | 0 | 0 | 0 | 0 | 0 | 0 | 0 | 0 | 0 | 0 | 0 | 0 | 0 | 0 | 0 | 0 | 0 | 0 | 0 | 0 |  |  | 0 | 0 | 0 | 0 | 0 | 0 | 0 | 0 | 0 | 0 | 0 | 0 | 0 | 0 | 0 | 0 | 0 | 0 | 0 | 0 | 0 | 0 | 0 | 0 | 0 | 0 | 0 | 0 | 0 | 0 | 2 | 0 | 1 | 0 | 0 | 0 | -660.34 | -215.8012 | 2295.5509 | Collinsville-Tesla 500 kV Line | Collinsville-Tesla 500 kV Line | Collinsville-Tesla 500 kV Line |  | 0 | 0 | 0 | 0 | 0 | 0 | 3095.51 | 3413.6438 | 2295.5509 | Tesla-Tracy-Pump 230 kV line #2 | Tesla-Tracy-Pump 230 kV line #2 | Collinsville-Tesla 500 kV Line |  | 5 | 1 | YES | 2 | 1 | 1 | NO | 1
PG&E NGBA | Windsor | 60 | 0 | 0 | 0 | 0 | 0 | 0 | 0 | 0 | 0 | 0 | 0 | 0 | 0 | 0 | 0 | 0 | 0 | 0 | 0 | 0 | 0 | 0 | 0 | 0 | 0 | 0 | 0 | 0 | 0 | 0 | 0 | 0 | 0 | 0 | 0 | 0 | 0 | 0 | 0 | 1 | 0 | 0 | 0 | 0 | 0 | 0 | 0 | 0 | 0 | 0 | 0 | 0 | 1 | 0 | 0 | 0 | 0 | 0 | 0 | 0 | 0 | 0 | 0 | 0 | 0 | 0 | 1 | 0 | 0 | 0 | 0 | 0 | 0 | 0 | 0 | 0 | 0 | 0 | 0 | 0 | 0 | 0 | 0 | 0 | 0 | 0 | 0 | 0 | 0 | 0 | 0 | 0 | 0 | 0 | 0 | 0 | 0 |  |  | 0 | 0 | 0 | 0 | 0 | 0 | 0 | 0 | 0 | 0 | 0 | 0 | 0 | 0 | 0 | 0 | 0 | 0 | 0 | 0 | 0 | 0 | 0 | 0 | 0 | 0 | 0 | 0 | 0 | 0 | 2 | 0 | 2 | 0 | 0 | 0 | -660.34 | -215.8012 | 361.1526 | Collinsville-Tesla 500 kV Line | Collinsville-Tesla 500 kV Line | Birds Landing-Contra Costa 230kV Line |  | 1 | 0 | 1 | 0 | 0 | 0 | -298.39 | -27.9962 | 361.1526 | Birds Landing-Contra Costa 230kV Line | Birds Landing-Contra Costa 230kV Line | Birds Landing-Contra Costa 230kV Line |  | 5 | 5 | NO | 5 | 1 | 1 | NO | 1
PG&E NGBA | Woodland | 115 | 0 | 0 | 0 | 0 | 0 | 0 | 0 | 0 | 0 | 0 | 0 | 0 | 0 | 0 | 0 | 0 | 0 | 0 | 0 | 0 | 0 | 0 | 0 | 0 | 0 | 0 | 0 | 0 | 0 | 0 | 0 | 0 | 0 | 0 | 0 | 0 | 0 | 0 | 0 | 1 | 1 | 0 | 1 | 0 | 1 | 1 | 0 | 1 | 0 | 0 | 0 | 0 | 0 | 0 | 0 | 0 | 0 | 0 | 0 | 1 | 1 | 0 | 0 | 0 | 0 | 0 | 0 | 0 | 0 | 0 | 0 | 0 | 0 | 0 | 0 | 0 | 0 | 0 | 0 | 0 | 0 | 0 | 0 | 0 | 0 | 0 | 0 | 0 | 0 | 0 | 0 | 0 | 0 | 0 | 0 | 0 | 0 |  |  | 0 | 0 | 0 | 0 | 0 | 0 | 0 | 0 | 0 | 0 | 0 | 0 | 0 | 0 | 0 | 0 | 0 | 0 | 0 | 0 | 0 | 0 | 0 | 0 | 0 | 12 | 0 | 0 | 0 | 1 | 1 | 0 | 1 | 0 | 0 | 0 | -660.34 | -215.8012 | 62.84 | Collinsville-Tesla 500 kV Line | Collinsville-Tesla 500 kV Line | Woodland- Davis 115kV line |  | 0 | 0 | 0 | 0 | 0 | 0 | 29.35 | 50 | 62.84 | Bellota-Weber 230kV line | Rocklin-Pleaseant grove 115kV line | Woodland- Davis 115kV line |  | 5 | 1 | YES | 2 | 1 | 1 | NO | 1
PG&E FRESNO | Woodward | 115 | 0 | 0 | 0 | 0 | 0 | 0 | 0 | 0 | 0 | 0 | 0 | 0 | 0 | 0 | 0 | 0 | 0 | 0 | 0 | 0 | 0 | 0 | 0 | 0 | 0 | 0 | 0 | 0 | 0 | 0 | 0 | 0 | 0 | 0 | 0 | 0 | 0 | 0 | 0 | 0 | 0 | 0 | 0 | 0 | 0 | 0 | 0 | 0 | 0 | 0 | 0 | 0 | 0 | 0 | 0 | 0 | 0 | 0 | 0 | 0 | 0 | 0 | 0 | 0 | 0 | 0 | 0 | 0 | 0 | 0 | 0 | 0 | 0 | 0 | 0 | 0 | 0 | 0 | 0 | 1 | 0 | 1 | 1 | 1 | 0 | 1 | 0 | 1 | 0 | 0 | 0 | 0 | 1 | 0 | 0 | 0 | 0 |  |  | 0 | 0 | 0 | 0 | 0 | 0 | 0 | 0 | 0 | 0 | 0 | 0 | 0 | 0 | 0 | 0 | 0 | 0 | 0 | 0 | 0 | 0 | 0 | 0 | 0 | 0 | 0 | 0 | 0 | 0 | 1 | 0 | 2 | 0 | 1 | 0 | -82.55 | -2360.472 | -1076.0882 | Chowchilla-Le grand 115kV Line | Gates 500/230kV TB #11 | Gates 500/230kV TB #11 |  | 0 | 0 | 0 | 0 | 0 | 0 | 485.45 | 373.45 | 126.1276 | Oro Loma-El Nido 115kV Line | Oro Loma-El Nido 115kV Line | Oro Loma-El Nido 115kV Line |  | 5 | 1 | YES | 2 | 5 | 1 | YES | 2
PG&E NGBA | Wyandotte | 115 | 0 | 0 | 0 | 0 | 0 | 0 | 0 | 0 | 0 | 0 | 0 | 0 | 0 | 0 | 0 | 0 | 0 | 0 | 0 | 0 | 0 | 0 | 0 | 0 | 0 | 0 | 0 | 0 | 0 | 0 | 0 | 0 | 0 | 0 | 0 | 0 | 0 | 0 | 0 | 1 | 0 | 0 | 0 | 0 | 1 | 1 | 1 | 1 | 0 | 0 | 0 | 0 | 0 | 0 | 0 | 0 | 0 | 0 | 0 | 1 | 1 | 0 | 0 | 0 | 0 | 0 | 0 | 0 | 0 | 0 | 0 | 0 | 0 | 0 | 0 | 0 | 0 | 0 | 0 | 0 | 0 | 0 | 0 | 0 | 0 | 0 | 0 | 0 | 0 | 0 | 0 | 0 | 0 | 0 | 0 | 0 | 0 |  |  | 0 | 0 | 0 | 0 | 0 | 0 | 0 | 0 | 0 | 0 | 0 | 0 | 0 | 0 | 0 | 0 | 0 | 0 | 0 | 0 | 0 | 0 | 0 | 0 | 0 | 0 | 0 | 0 | 0 | 0 | 1 | 0 | 1 | 0 | 0 | 0 | -660.34 | -215.8012 | 85.9836 | Collinsville-Tesla 500 kV Line | Collinsville-Tesla 500 kV Line | Rocklin-Pleaseant grove 115kV line |  | 0 | 0 | 0 | 0 | 0 | 0 | 29.35 | 50 | 85.9836 | Bellota-Weber 230kV line | Rocklin-Pleaseant grove 115kV line | Rocklin-Pleaseant grove 115kV line |  | 5 | 1 | YES | 2 | 1 | 1 | NO | 1
0 | 0 | 0
0 | 0 | 0
0 | 0 | 0
[112 empty] | 1309.7 | 5824.8 | 364.5 | 200 | 77 | 7322.7 | 2.55 | 898.98 | 289.3 | 5621 | 0 | 0 | 0 | 160.454 | 24866.94 | 26156.8 | 14685.426 | 16530.35 | 5462
[128 empty] | 8860.626 | 16165.85

## Tx_Calculator_2036
|  | CAISO Study Area | SCE Northern Area | [7 empty] | SCE Metro Area |  | SCE North of Lugo Area |  |  |  |  | SCE Eastern Area | [6 empty] | East of Pisgah Area |  |  | SDG&E Study Area | [13 empty] | PG&E North of Greater Bay Area | [9 empty] | PG&E Greater Bay Area | [17 empty] | PG&E Kern Area | [9 empty] | PG&E Fresno Area
White Paper Constraint Info |  | White Paper Name | Antelope-Vincent Constraint | Vincent-Lugo Constraint | Pardee-Sylmar Constraint | Windhub Constraint | Moorpark-Pardee Constraint | North of Magunden Constraint | South of Magunden Constraint | Antelope-Neenach Constraint | Hinson - Del Amo Constraint | SCE Metro Area Default Constraint | Control to Inyokern area constraint | South of Kramer Area Constraint | Victor to Lugo Area Constraint | Lugo Transformer Area Constraint | Calcite to Lugo Area Constraint | Colorado River 500/230 kV Constraint | DCRT Constraint | Devers-Red Bluff Constraint | Eagle Mountain Constraint | Etiwanda-Rancho Vista Constraint | Red Bluff 500/230 kV Constraint | Serrano-Alberhill-Valley Constraint | GLW 230kV area constraint | Sloan Canyon - Eldorado 500 kV constraint | Lugo - Victorville area constraint | Capistrano-San Onofre 230 kV constraint | Chicarita 138 kV constraint | El Cajon 69 kV constraint | Internal San Diego Area constraint | Miguel 69 kV constraint | Encina - San Luis Rey 230 kV constraint | East of Miguel constraint | San Luis Rey-San Onofre 230 kV line constraint | Ocean Ranch 69 kV constraint | Otay Mesa 230 kV constraint | Silvergate - Bay Blvd 230 kV constraint | Silvergate-Old Town 230 kV constraint | Talega 230 kV constraint | Trabuco-Capistrano 138 kV constraint | Collinsville-Tesla 500 kV Line | Woodland- Davis 115kV line | Cortina-Eagle Rock 115 kV line | Bell-Placer 115kV Line | Carberry-Round Mountain 230kV Line | Rocklin-Pleaseant grove 115kV line | Bellota-Weber 230kV line | Rio Oso-Brighton 230kV line | Rio Oso-Lockeford 230kV line | Humboldt Offshore Wind constraint | Dumbarton-Newark 115 kV line | Eastshore-San Mateo 230 kV line | Lakeville-Ignacio 230 kV line | Sobrante-Moraga 230 kV line | Windmaster-Delta pumps 230 kV line | Contra Costa- Windmaster 230 kV line | Tesla-Tracy-Pump 230 kV line #2 | Contra Costa #1 115kV Line | Kasson Jct-Heinz 115 kV line | Newark-Newark Distribution 115 kV line | Tesla-Bellota 230 kV line | Eight Mile-Tesla 230 kV line | Grant - Eastshore #2 line 115 kV | Salado-Crow Creek Sw Sta 60 kV line | Tesla-Salado 115 kV line | Morganhill-Metcalf 115kV Line | Tesla-Tracy Pump 230 kV Line #1 | Birds Landing-Contra Costa 230kV Line | Cal Flat-Gates 230 kV line | Gates-Arco 230 kV Line | Smyrna-Atwell Jct 115kV Line | Kern 230/115kV TB #4 | Maricopa-Copus 70 kV line | Midway-Taft 115 kV line | Kern-Tevis-Stockdale-Lamont 115kV line | Midway 230/115kV TB #3 | Semitropic-Midway 115kV Line | Midway-Buena Vista Jct 230kV Line | Manning 500kV | Gates 500/230kV TB #12 | Gates 500/230kV TB #11 | Gates 230/70kV TB #5 | Tranquility-Helm 230kV Line | Dairyland-Chowchilla 115kV Line | Chowchilla-Le grand 115kV Line | NEW- Melones-Cottle 230kV line | Los Banos 500/230kV TB | Schindler 115/70kV TB #1 | Panoche- Mendota 115 kV line | Panoche-Oro Loma 115kV Line | Borden-Storey #1 230kV line | Merced 115/70kV TB#2 | Helm 230/70kV TB #1 | Oro Loma-El Nido 115kV Line | Diablo-Gates 500 kV line | Mustang-Henrietta 230 kV line | Gates-Panoche 230 kV #1 and #2 Lines | NEW-Metcalf-Mosslanding 500kV
|  | CAISO Study Area | SCE Northern Area | SCE Northern Area | SCE Northern Area | SCE Northern Area | SCE Northern Area | SCE Northern Area | SCE Northern Area | SCE Northern Area | SCE Metro Area | SCE Metro Area | SCE North of Lugo Area | SCE North of Lugo Area | SCE North of Lugo Area | SCE North of Lugo Area | SCE North of Lugo Area | SCE Eastern Area | SCE Eastern Area | SCE Eastern Area | SCE Eastern Area | SCE Eastern Area | SCE Eastern Area | SCE Eastern Area | East of Pisgah Area | East of Pisgah Area | East of Pisgah Area | SDG&E Study Area | SDG&E Study Area | SDG&E Study Area | SDG&E Study Area | SDG&E Study Area | SDG&E Study Area | SDG&E Study Area | SDG&E Study Area | SDG&E Study Area | SDG&E Study Area | SDG&E Study Area | SDG&E Study Area | SDG&E Study Area | SDG&E Study Area | PG&E North of Greater Bay Area | PG&E North of Greater Bay Area | PG&E North of Greater Bay Area | PG&E North of Greater Bay Area | PG&E North of Greater Bay Area | PG&E North of Greater Bay Area | PG&E North of Greater Bay Area | PG&E North of Greater Bay Area | PG&E North of Greater Bay Area | PG&E North of Greater Bay Area | PG&E Greater Bay Area | PG&E Greater Bay Area | PG&E Greater Bay Area | PG&E Greater Bay Area | PG&E Greater Bay Area | PG&E Greater Bay Area | PG&E Greater Bay Area | PG&E Greater Bay Area | PG&E Greater Bay Area | PG&E Greater Bay Area | PG&E Greater Bay Area | PG&E Greater Bay Area | PG&E Greater Bay Area | PG&E Greater Bay Area | PG&E Greater Bay Area | PG&E Greater Bay Area | PG&E Greater Bay Area | PG&E Greater Bay Area | PG&E Kern Area | PG&E Kern Area | PG&E Kern Area | PG&E Kern Area | PG&E Kern Area | PG&E Kern Area | PG&E Kern Area | PG&E Kern Area | PG&E Kern Area | PG&E Kern Area | PG&E Fresno Area | PG&E Fresno Area | PG&E Fresno Area | PG&E Fresno Area | PG&E Fresno Area | PG&E Fresno Area | PG&E Fresno Area | PG&E Fresno Area | PG&E Fresno Area | PG&E Fresno Area | PG&E Fresno Area | PG&E Fresno Area | PG&E Fresno Area | PG&E Fresno Area | PG&E Fresno Area | PG&E Fresno Area | PG&E Fresno Area | PG&E Fresno Area | PG&E Fresno Area | PG&E Fresno Area
|  | PTO area | SCE | SCE | SCE | SCE | SCE | SCE | SCE | SCE | SCE | SCE | SCE | SCE | SCE | SCE | SCE | SCE | SCE | SCE | SCE | SCE | SCE | SCE | VEA | VEA | SCE | SDGE | SDGE | SDGE | SDGE | SDGE | SDGE | SDGE | SDGE | SDGE | SDGE | SDGE | SDGE | SDGE | SDGE | PGE | PGE | PGE | PGE | PGE | PGE | PGE | PGE | PGE | PGE | PGE | PGE | PGE | PGE | PGE | PGE | PGE | PGE | PGE | PGE | PGE | PGE | PGE | PGE | PGE | PGE | PGE | PGE | PGE | PGE | PGE | PGE | PGE | PGE | PGE | PGE | PGE | PGE | PGE | PGE | PGE | PGE | PGE | PGE | PGE | PGE | PGE | PGE | PGE | PGE | PGE | PGE | PGE | PGE | PGE | PGE | PGE | PGE
|  | Wind/Solar Designation Area | Solar | Solar | Solar | Solar | Solar | Solar | Solar | Solar | Solar | Solar | Solar | Solar | Solar | Solar | Solar | Solar | Solar | Solar | Solar | Solar | Solar | Solar | Solar | Solar | Solar | Solar | Solar | Solar | Solar | Solar | Solar | Solar | Solar | Solar | Solar | Solar | Solar | Solar | Solar | Wind | Wind | Wind | Wind | Wind | Wind | Wind | Wind | Wind | Wind | Wind | Wind | Wind | Wind | Wind | Wind | Wind | Wind | Wind | Wind | Wind | Wind | Wind | Wind | Wind | Wind | Wind | Wind | Solar | Solar | Solar | Solar | Solar | Solar | Solar | Solar | Solar | Solar | Solar | Solar | Solar | Solar | Solar | Solar | Solar | Solar | Solar | Solar | Solar | Solar | Solar | Solar | Solar | Solar | Solar | Solar | Solar | Solar
White Paper Constraint Initial Capacity |  | FCDS | 6149.12 | 6733.24 | 3530 | 2400 | 954 | 876 | 977 | 0 | 2700 | 13500 | 0 | 256 | 1034 | 1328 | 297 | 1160 | 2300 | 6133 | 0 | 4824 | 1450 | 6651 | 3372 | 4032 | 10105 | 1324 | 224 | 406 | 602 | 231 | 1832.4 | 1035 | 1677.4 | 204 | 1175 | 2169.2 | 682.4 | 1028 | 501 | 3379 | 90.45 | 971 | 347 | 15 | 50 | 1661 | 423 | 1042 | 0 | 1290 | 2146 | 2257 | 3140 | 546 | 1233 | 4574 | 32 | 298 | 8054 | 3154 | 926 | 962.9 | 102.97 | 178.92 | 382 | 9287 | 656 | 927 | 1562 | 231 | 1912 | 94.45 | 17.78 | 184.8 | 1592 | 240 | 471 | 2280 | 5406 | 5336.9 | 300.67 | 2921 | 1110.5 | 0 | 687 | 6411 | 0 | 1985 | 1782 | 412 | 122 | 38 | 528 | 5161 | 5581 | 4562 | 1666
|  | FCDS Limit Type | Actual | Actual | Actual | Actual | Actual | Actual | Actual | Actual | Actual | Default | Actual | Default | Default | Default | Actual | Actual | Actual | Default | Actual | Actual | Actual | Default | Actual | Actual | Actual | Actual | Actual | Actual | Actual | Actual | Actual | Actual | Actual | Actual | Actual | Actual | Actual | Actual | Actual | Actual | Actual | Actual | Actual | Actual | Actual | Actual | Actual | Actual | Actual | Actual | Actual | Actual | Actual | Actual | Actual | Actual | Actual | Actual | Actual | Actual | Actual | Actual | Actual | Actual | Actual | Actual | Actual | Actual | Actual | Actual | Actual | Actual | Actual | Actual | Actual | Actual | Actual | Default | Actual | Actual | Actual | Actual | Actual | Actual | Actual | Actual | Actual | Actual | Actual | Actual | Actual | Actual | Actual | Actual | Actual | Actual | Default
|  | EODS | 8920.36 | 8496.34 | 6426 | 2614.3 | 2641 | 1527 | 2138 | 0 | 2700 | 13500 | 120 | 1190 | 1878 | 2427 | 552 | 2202 | 2300 | 7328 | 392 | 7313 | 1603 | 10182 | 3642 | 4302 | 12605 | 1324 | 224 | 406 | 602 | 231 | 5579 | 1377 | 5624 | 204 | 1175 | 2169.2 | 2369 | 1028 | 501 | 7706 | 81 | 1422 | 379 | 15 | 96 | 2539 | 463 | 975 | 0 | 3728 | 4811 | 768 | 5136 | 3673 | 3667 | 10136 | 77 | 495 | 7290 | 4254 | 3909 | 1220 | 102.97 | 180 | 273 | 9538 | 1176 | 1005 | 1226 | 144 | 1928 | 58 | 270 | 109 | 1377 | 255 | 471 | 2280 | 3581 | 5027 | 272 | 2777 | 1066 | 158 | 945 | 7216 | 50 | 1216 | 1903 | 780 | 156 | 128 | 308 | 5581 | 5617 | 4589 | 6083
|  | EODS Limit Type | Default | Default | Default | Default | Default | Default | Actual | Actual | Default | Default | Default | Default | Default | Default | Default | Actual | Default | Default | Default | Default | Actual | Default | Actual | Actual | Default | Default | Default | Default | Actual | Default | Actual | Actual | Actual | Default | Default | Actual | Default | Default | Default | Default | Default | Default | Default | Default | Default | Default | Default | Default | Actual | Default | Default | Default | Default | Default | Default | Default | Default | Default | Default | Default | Default | Default | Default | Default | Default | Default | Default | Actual | Actual | Actual | Default | Actual | Default | Actual | Actual | Actual | Default | Default | Actual | Actual | Actual | Actual | Actual | Actual | Actual | Actual | Actual | Actual | Default | Actual | Actual | Actual | Actual | Actual | Default | Default | Actual
White Paper Transmission Upgrade Info |  | FCDS AMOUNT | 1500 | 2000 | 1800 | 2500 | 900 | 500 | 2000 | 2000 | 800 | N/A | 186 | 200 | N/A | N/A | 1046 | 1370 | 3000 | 532 | 600 | 3350 | 1200 | 1522 | N/A | N/A | 6800 | 920 | 700 | 547 | 9999 | 431 | 2047.6 | 9999 | 2208.6 | 692 | 2189 | 548 | 1686.8 | 2201 | 556 | 8645 | 109 | 50 | 480 | 26 | 707 | 460 | 574 | 485 | 2300 | N/A | N/A | N/A | N/A | 6034 | 5601 | 3521 | 131 | 1255 | 831 | 300 | 163 | 290 | 74 | 70 | 712 | 4344 | 1766 | 1418 | 16891 | 687 | 179 | 206 | 9 | 367 | 784 | 637 | 234 | N/A | 14825 | 10038 | 47 | 2274 | 1211 | 1211 | N/A | N/A | 3160 | 2019 | 588 | 1247 | 358 | 60 | 3192 | 4125 | 2479 | 8379 | N/A
|  | Est. Cost (millions): | 13.2 | 85.9 | 660 | 612 | 600 | 1253 | 4358 | 100 | 28 | - | 329 | N/A | N/A | N/A | 239 | 67 | 463 | N/A | 1182 | 89 | 69 | N/A | N/A | N/A | 2165 | 58.1 | 100 | 14.7 | N/A | 671.05 | N/A | N/A | N/A | 28.3 | 79.91 | N/A | N/A | 210.6 | 103.37 | 2851.85 | 9.33 | 50 | 185 | 180 | 125 | 400 | 0 | 0 | N/A | N/A | 0 | 0 | 0 | 417.33 | 0 | 0 | 185 | 1700 | 0 | 0 | 0 | 125 | 400 | 0 | 380 | 25 | 700 | 1008.03 | 940 | 220 | 30 | 620 | 0 | 120 | 150 | 760 | 100 | N/A | 35 | 0 | 110 | 1500 | 250 | 550 | N/A | N/A | 370 | 0 | 0 | 50 | 125 | 135 | 330 | 830 | 0 | 214 | 200
|  | Est. In Service Date: | 2028 | 2030 | 2035 | 2035 | 2035 | 2035 | 2035 | 2028 | 2028 | 0 | 2035 | 2033 | 0 | 0 | 2035 | 2030 | 2032 | 2034 | 2036 | 2029 | 2030 | 2034 | 0 | 0 | 2036 | 2031 | 2030 | 2030 | 2032 | 2030 | 2034 | 2034 | 2034 | 2030 | 2031 | 2034 | 2034 | 2031 | 2030 | 2038 | 2031 | 2031 | 2036 | 2033 | 2033 | 2036 | 2036 | 2036 | 2034 | 2028 | 2028 | 2028 | 2028 | 2033 | 2033 | 2033 | 2036 | 2044 | 2044 | 2044 | 2044 | 2033 | 2038 | 2038 | 2038 | 2031 | 2038 | 2034 | 2038 | 2034 | 2031 | 2037 | 2037 | 2033 | 2034 | 2038 | 2032 | 0 | 2030 | 2030 | 2034 | 2041 | 2036 | 2041 | 2028 | 2028 | 2036 | 2036 | 2033 | 2033 | 2038 | 2033 | 2036 | 2034 | 2034 | 2033 | 0
|  | EODS AMOUNT | N/A | N/A | N/A | N/A | N/A | N/A | 2000 | 15 | N/A | N/A | N/A | N/A | N/A | N/A | N/A | 1299 | N/A | 532 | N/A | N/A | 1200 | 1522 | N/A | N/A | 6800 | N/A | N/A | N/A | 9999 | N/A | 2048 | 9999 | 2209 | N/A | N/A | 2724.8 | N/A | N/A | N/A | N/A | N/A | N/A | N/A | 25 | N/A | N/A | N/A | N/A | 2300 | N/A | N/A | N/A | N/A | N/A | N/A | N/A | N/A | N/A | N/A | N/A | N/A | N/A | N/A | N/A | N/A | N/A | N/A | 230 | 962 | 632 | N/A | 67.7 | N/A | 106.58 | 1477 | 475 | N/A | N/A | 6843 | 6343 | 390 | 607 | 122 | 546 | N/A | N/A | 87 | 302 | N/A | 2047 | 291 | 226 | 65 | 4125 | 2479 | N/A | N/A
|  | Est. Cost (millions): | N/A | N/A | N/A | N/A | N/A | N/A | 66 | 45 | N/A | N/A | N/A | N/A | N/A | N/A | N/A | 67 | N/A | N/A | N/A | N/A | 69 | N/A | N/A | N/A | 2165 | N/A | N/A | N/A | N/A | N/A | N/A | N/A | N/A | N/A | N/A | N/A | N/A | N/A | N/A | N/A | N/A | N/A | N/A | 180 | N/A | N/A | N/A | N/A | N/A | N/A | N/A | N/A | N/A | N/A | N/A | N/A | N/A | N/A | N/A | N/A | N/A | N/A | N/A | N/A | N/A | N/A | N/A | 1008.03 | 940 | 220 | N/A | 620 | 0 | 120 | 150 | 760 | 100 | N/A | 35 | 0 | 110 | 1500 | 250 | 550 | N/A | N/A | 370 | 0 | N/A | N/A | 125 | 135 | 330 | 830 | 0 | N/A | N/A
|  | Est. In Service Date: | 0 | 0 | 0 | 0 | 0 | 0 | 2035 | 2029 | 0 | 0 | 0 | 2033 | 0 | 0 | 0 | 2029 | 0 | 2034 | 0 | 0 | 0 | 2034 | 0 | 0 | 2036 | 0 | 0 | 0 | 2032 | 0 | 2034 | 2034 | 2034 | 0 | 0 | 2034 | 0 | 0 | 0 | 0 | 0 | 0 | 0 | 2033 | 0 | 0 | 0 | 0 | 2034 | 0 | 0 | 0 | 0 | 0 | 0 | 0 | 0 | 0 | 0 | 0 | 0 | 0 | 0 | 0 | 0 | 0 | 0 | 2034 | 2038 | 2034 | 0 | 2037 | 2037 | 2033 | 2034 | 2038 | 2032 | 0 | 2030 | 2030 | 2034 | 2041 | 2036 | 2041 | 2028 | 2028 | 2036 | 2036 | 0 | 2033 | 2038 | 2033 | 2036 | 2034 | 2034 | 0 | 0
|  | Upgrades are same | None | None | None | None | None | None | No | No | None | None | None | Yes | None | None | None | Yes | None | Yes | None | None | Yes | Yes | Yes | Yes | Yes | None | None | None | Yes | None | Yes | Yes | YES | None | None | Yes | None | None | None | None | None | None | None | Yes | None | None | None | None | Yes | None | None | None | None | None | None | None | None | None | None | None | None | None | None | None | None | None | None | Yes | Yes | Yes | None | Yes | Yes | Yes | Yes | Yes | Yes | None | Yes | Yes | Yes | Yes | Yes | Yes | Yes | Yes | Yes | Yes | None | Yes | Yes | Yes | Yes | Yes | Yes | None | No
|  | Upgrade approved | No | No | No | No | No | No | No | No | No | No | No | Yes | Yes | Yes | No | No | No | Yes | No | No | No | Yes | Yes | Yes | No | No | No | No | Yes | No | Yes | Yes | Yes | No | No | Yes | Yes | No | No | No | No | No | No | No | No | No | No | No | Yes | Yes | Yes | Yes | Yes | No | No | No | No | No | No | No | No | No | No | No | No | No | No | No | No | No | No | No | No | No | No | No | No | No | No | No | No | No | No | No | Yes | Yes | No | No | No | No | No | No | No | No | No | No | No
Tx Calculations for Mapped Portfolio Resources
FCDS | Mapped MWs
|  | Geothermal | 0 | 0 | 0 | 0 | 0 | 0 | 0 | 0 | 0 | 523 | 177 | 293 | 293 | 293 | 0 | 0 | 0 | 6 | 30 | 30 | 0 | 30 | 436 | 908 | 1649 | 0 | 0 | 0 | 1000 | 0 | 1000 | 1000 | 1000 | 0 | 0 | 1000 | 1000 | 0 | 0 | 3199.7 | 10 | 180.2 | 10 | 0 | 0 | 140 | 30 | 30 | 0 | 0 | 0 | 70 | 441.2 | 88 | 200.2 | 608.2 | 0 | 100 | 18 | 486 | 30 | 0 | 0 | 0 | 214 | 188 | 441.2 | 0 | 0 | 0 | 0 | 0 | 0 | 0 | 0 | 0 | 0 | 0 | 30 | 60 | 0 | 10 | 10 | 0 | 10 | 220 | 0 | 10 | 10 | 10 | 0 | 0 | 10 | 0 | 0 | 0 | 214
|  | Biomass | 0 | 0 | 0 | 0 | 0 | 0 | 0 | 0 | 0 | 0 | 0 | 0 | 0 | 0 | 0 | 0 | 0 | 0 | 0 | 0 | 0 | 0 | 0 | 0 | 0 | 0 | 0 | 0 | 0 | 0 | 0 | 0 | 0 | 0 | 0 | 0 | 0 | 0 | 0 | 0 | 0 | 0 | 0 | 0 | 0 | 0.55 | 0 | 0 | 0 | 0 | 0 | 0 | 0 | 0 | 0 | 0 | 0 | 0 | 0 | 2 | 0 | 0 | 0 | 0 | 0 | 0 | 0 | 0 | 0 | 0 | 0 | 0 | 0 | 0 | 0 | 0 | 0 | 0 | 0.55 | 2 | 0 | 2.55 | 2.55 | 2.55 | 0.55 | 2.55 | 0 | 2.55 | 0.55 | 0.55 | 0 | 0 | 2.55 | 0 | 0 | 0 | 0
|  | Wind | 0 | 0 | 0 | 0 | 0 | 0 | 0 | 0 | 0 | 0 | 0 | 0 | 0 | 0 | 0 | 0 | 0 | 0 | 0 | 57 | 0 | 57 | 150 | 150 | 250 | 0 | 0 | 0 | 0 | 0 | 180 | 0 | 180 | 0 | 0 | 180 | 180 | 0 | 0 | 411.98 | 0 | 0 | 0 | 0 | 0 | 0 | 0 | 0 | 0 | 0 | 0 | 0 | 0 | 229.98 | 229.98 | 229.98 | 0 | 0 | 229.98 | 229.98 | 0 | 0 | 0 | 0 | 0 | 229.98 | 229.98 | 0 | 0 | 0 | 0 | 0 | 0 | 0 | 0 | 0 | 0 | 0 | 0 | 0 | 0 | 0 | 0 | 0 | 0 | 0 | 0 | 0 | 0 | 0 | 0 | 0 | 0 | 0 | 0 | 0 | 0
|  | OOS Wind | 0 | 0 | 0 | 0 | 0 | 0 | 0 | 0 | 0 | 0 | 0 | 0 | 0 | 0 | 0 | 0 | 0 | 4121 | 0 | 0 | 0 | 4121 | 0 | 0 | 5621 | 0 | 0 | 0 | 0 | 0 | 0 | 0 | 0 | 0 | 0 | 0 | 0 | 0 | 0 | 0 | 0 | 0 | 0 | 0 | 0 | 0 | 0 | 0 | 0 | 0 | 0 | 0 | 0 | 0 | 0 | 0 | 0 | 0 | 0 | 0 | 0 | 0 | 0 | 0 | 0 | 0 | 0 | 0 | 0 | 0 | 0 | 0 | 0 | 0 | 0 | 0 | 0 | 0 | 0 | 0 | 0 | 0 | 0 | 0 | 0 | 0 | 0 | 0 | 0 | 0 | 0 | 0 | 0 | 0 | 0 | 0 | 0
|  | Offshore Wind | 0 | 0 | 0 | 0 | 0 | 0 | 0 | 0 | 0 | 0 | 0 | 0 | 0 | 0 | 0 | 0 | 0 | 0 | 0 | 0 | 0 | 0 | 0 | 0 | 0 | 0 | 0 | 0 | 0 | 0 | 0 | 0 | 0 | 0 | 0 | 0 | 0 | 0 | 0 | 0 | 0 | 0 | 0 | 0 | 0 | 0 | 0 | 0 | 0 | 0 | 0 | 0 | 0 | 0 | 0 | 0 | 0 | 0 | 0 | 0 | 0 | 0 | 0 | 0 | 0 | 0 | 0 | 0 | 0 | 0 | 0 | 0 | 0 | 0 | 0 | 0 | 0 | 0 | 0 | 0 | 0 | 0 | 0 | 0 | 0 | 0 | 0 | 0 | 0 | 0 | 0 | 0 | 0 | 0 | 0 | 0 | 0
|  | Solar | 3967 | 3042 | 1700 | 221 | 200 | 700 | 800 | 0 | 1.32 | 23.24 | 0 | 70 | 220 | 550 | 165 | 400 | 0 | 4612 | 300 | 2510 | 0 | 2760 | 125 | 125 | 5155.5 | 0 | 0 | 0 | 500 | 0 | 1500 | 5730.5 | 2043.5 | 0 | 0 | 500 | 1000 | 0 | 0 | 0 | 0 | 0 | 0 | 0 | 0 | 640 | 0 | 0 | 0 | 0 | 0 | 0 | 0 | 0 | 0 | 206 | 0 | 106 | 0 | 306 | 0 | 0 | 6 | 106 | 0 | 106 | 0 | 209 | 203 | 40 | 643 | 0 | 0 | 100 | 143 | 40 | 700 | 0 | 7936.2 | 8533.2 | 0 | 800 | 0 | 0 | 0 | 1490 | 0 | 300 | 0 | 434 | 0 | 0 | 200 | 600 | 8402.2 | 166 | 100
|  | Battery_4hr | 2462 | 2246 | 1190 | 1062 | 480 | 535 | 615 | 0 | 525 | 2124.6 | 0 | 428.5 | 503.5 | 503.5 | 0 | 30 | 1371.516 | 2012.516 | 460 | 2496 | 416 | 3727.516 | 510 | 989 | 3408.016 | 137.36 | 10 | 76.86 | 907.75 | 71.45 | 1090.46 | 1230.5 | 1726.96 | 30 | 0 | 693.6 | 899.6 | 137.36 | 0 | 633.65 | 0 | 38 | 0 | 0 | 0 | 995.1 | 0 | 0 | 0 | 0 | 0 | 50 | 276 | 613.9 | 398.2 | 722.9 | 0 | 234.3 | 163 | 467.3 | 20 | 0 | 20 | 119 | 0 | 726 | 398.2 | 20 | 0 | 20 | 20 | 0 | 0 | 0 | 20 | 20 | 157.6 | 0 | 1656.9 | 1583.1 | 0 | 930.8 | 0 | 80 | 0 | 1170.8 | 0 | 0 | 0 | 740.8 | 0 | 35 | 0 | 0 | 911.9 | 190 | 0
|  | Battery_8hr | 833 | 683 | 0 | 0 | 0 | 0 | 0 | 0 | 278 | 7245 | 0 | 6 | 6 | 6 | 0 | 0 | 902 | 1717 | 0 | 460 | 0 | 1362 | 476.5 | 476.5 | 2558.5 | 100 | 0 | 0 | 0 | 0 | 94.35 | 1274.35 | 509.35 | 50 | 0 | 0 | 0 | 100 | 0 | 0 | 0 | 0 | 0 | 0 | 0 | 0 | 0 | 0 | 0 | 0 | 0 | 0 | 0 | 0 | 0 | 1.5 | 0 | 0 | 0 | 1.5 | 0 | 0 | 0 | 0 | 13 | 0 | 0 | 3 | 337 | 0 | 3 | 0 | 0 | 0 | 3 | 0 | 0 | 800 | 1097.5 | 670.5 | 0 | 369 | 0 | 0 | 0 | 3814.5 | 0 | 0 | 0 | 0 | 0 | 0 | 0 | 0 | 38 | 35 | 478.5
|  | LDES | 980 | 980 | 250 | 480 | 0 | 0 | 0 | 0 | 0 | 0 | 0 | 0 | 0 | 362 | 0 | 0 | 0 | 800 | 0 | 1300 | 0 | 1300 | 500 | 1000 | 1500 | 500 | 0 | 0 | 500 | 0 | 500 | 0 | 500 | 0 | 0 | 0 | 0 | 0 | 0 | 0 | 0 | 0 | 0 | 0 | 0 | 400 | 0 | 0 | 0 | 0 | 0 | 0 | 0 | 0 | 0 | 0 | 0 | 0 | 0 | 400 | 400 | 0 | 0 | 0 | 0 | 0 | 0 | 750 | 0 | 0 | 0 | 0 | 0 | 0 | 0 | 0 | 0 | 0 | 900 | 900 | 0 | 0 | 0 | 0 | 0 | 0 | 0 | 0 | 0 | 0 | 0 | 0 | 0 | 0 | 900 | 750 | 0
EODS | Mapped MWs
|  | Wind | 0 | 0 | 0 | 0 | 0 | 0 | 0 | 0 | 0 | 0 | 0 | 0 | 0 | 0 | 0 | 0 | 0 | 0 | 0 | 0 | 0 | 0 | 0 | 0 | 0 | 0 | 0 | 0 | 0 | 0 | 0 | 0 | 0 | 0 | 0 | 0 | 0 | 0 | 0 | 220 | 0 | 0 | 0 | 0 | 0 | 0 | 0 | 0 | 0 | 0 | 0 | 0 | 0 | 0 | 0 | 0 | 0 | 0 | 0 | 0 | 0 | 0 | 0 | 0 | 0 | 0 | 0 | 0 | 0 | 0 | 0 | 0 | 0 | 0 | 0 | 0 | 0 | 0 | 69.3 | 69.3 | 0 | 0 | 0 | 0 | 0 | 69.3 | 0 | 0 | 0 | 0 | 0 | 0 | 0 | 0 | 0 | 0 | 0
|  | OOS Wind | 0 | 0 | 0 | 0 | 0 | 0 | 0 | 0 | 0 | 0 | 0 | 0 | 0 | 0 | 0 | 0 | 0 | 0 | 0 | 0 | 0 | 0 | 0 | 0 | 0 | 0 | 0 | 0 | 0 | 0 | 0 | 0 | 0 | 0 | 0 | 0 | 0 | 0 | 0 | 0 | 0 | 0 | 0 | 0 | 0 | 0 | 0 | 0 | 0 | 0 | 0 | 0 | 0 | 0 | 0 | 0 | 0 | 0 | 0 | 0 | 0 | 0 | 0 | 0 | 0 | 0 | 0 | 0 | 0 | 0 | 0 | 0 | 0 | 0 | 0 | 0 | 0 | 0 | 0 | 0 | 0 | 0 | 0 | 0 | 0 | 0 | 0 | 0 | 0 | 0 | 0 | 0 | 0 | 0 | 0 | 0 | 0
|  | Offshore Wind | 0 | 0 | 0 | 0 | 0 | 0 | 0 | 0 | 0 | 0 | 0 | 0 | 0 | 0 | 0 | 0 | 0 | 0 | 0 | 0 | 0 | 0 | 0 | 0 | 0 | 0 | 0 | 0 | 0 | 0 | 0 | 0 | 0 | 0 | 0 | 0 | 0 | 0 | 0 | 0 | 0 | 0 | 0 | 0 | 0 | 0 | 0 | 0 | 0 | 0 | 0 | 0 | 0 | 0 | 0 | 0 | 0 | 0 | 0 | 0 | 0 | 0 | 0 | 0 | 0 | 0 | 0 | 0 | 0 | 0 | 0 | 0 | 0 | 0 | 0 | 0 | 0 | 0 | 0 | 0 | 0 | 0 | 0 | 0 | 0 | 0 | 0 | 0 | 0 | 0 | 0 | 0 | 0 | 0 | 0 | 0 | 0
|  | Distributed Solar | 31.5 | 0 | 18 | 0 | 0 | 18 | 18 | 0 | 7.38 | 11.33 | 0 | 3 | 17 | 17 | 0 | 0 | 0 | 0 | 0 | 0 | 0 | 0 | 0 | 0 | 0 | 0 | 0 | 0.84 | 0 | 0.84 | 0.84 | 0 | 0.84 | 0 | 0 | 0 | 0.84 | 0 | 0 | 25.629 | 0 | 4 | 0 | 0 | 2.73 | 38.265 | 0 | 2.73 | 0 | 0 | 0 | 0 | 9 | 2 | 6 | 11.575 | 0 | 5.575 | 2 | 15.305 | 2.73 | 0 | 0 | 2.6 | 0 | 7.575 | 9 | 19.93 | 9.28 | 3 | 5.4 | 2.4 | 2.4 | 0 | 7.65 | 12.28 | 0 | 0 | 52.3 | 60.18 | 4.4 | 32.96 | 26.96 | 19.56 | 10.56 | 46.86 | 0 | 31.96 | 10.56 | 23.56 | 7.56 | 0 | 17.56 | 0 | 18.44 | 3 | 0
|  | Solar | 2708 | 2208 | 155 | 1020 | 0 | 1100 | 155 | 0 | 0 | 0 | 0 | 235.8 | 235.8 | 235.8 | 0 | 500 | 4380 | 8293 | 292 | 1195 | 663 | 6425 | 1510 | 1811.2 | 13289.2 | 0 | 0 | 0 | 207 | 0 | 397 | 7260 | 5550 | 0 | 0 | 297 | 397 | 0 | 0 | 3571.8 | 12 | 0 | 12 | 0 | 12 | 2661 | 0 | 1112 | 457.3 | 200 | 0 | 0 | 700 | 1002.5 | 1302.5 | 1216.5 | 0 | 14 | 689.5 | 2315.5 | 1312 | 200 | 14 | 114 | 0 | 703.5 | 913 | 1177.5 | 250 | 0 | 371.2 | 0 | 0 | 31.2 | 390 | 0 | 89 | 278.6 | 3209.4 | 3009.4 | 0 | 1512.5 | 0 | 0 | 0 | 2387.5 | 0 | 0 | 0 | 1035 | 0 | 35 | 0 | 1110 | 3369.4 | 1077.5 | 0
| HSN Output | HSN
|  | Geothermal | 0 | 0 | 0 | 0 | 0 | 0 | 0 | 0 | 0 | 523 | 177 | 293 | 293 | 293 | 0 | 0 | 0 | 6 | 30 | 30 | 0 | 30 | 436 | 908 | 1649 | 0 | 0 | 0 | 1000 | 0 | 1000 | 1000 | 1000 | 0 | 0 | 1000 | 1000 | 0 | 0 | 3199.7 | 10 | 180.2 | 10 | 0 | 0 | 140 | 30 | 30 | 0 | 0 | 0 | 70 | 441.2 | 88 | 200.2 | 608.2 | 0 | 100 | 18 | 486 | 30 | 0 | 0 | 0 | 214 | 188 | 441.2 | 0 | 0 | 0 | 0 | 0 | 0 | 0 | 0 | 0 | 0 | 0 | 30 | 60 | 0 | 10 | 10 | 0 | 10 | 220 | 0 | 10 | 10 | 10 | 0 | 0 | 10 | 0 | 0 | 0 | 214
|  | Biomass | 0 | 0 | 0 | 0 | 0 | 0 | 0 | 0 | 0 | 0 | 0 | 0 | 0 | 0 | 0 | 0 | 0 | 0 | 0 | 0 | 0 | 0 | 0 | 0 | 0 | 0 | 0 | 0 | 0 | 0 | 0 | 0 | 0 | 0 | 0 | 0 | 0 | 0 | 0 | 0 | 0 | 0 | 0 | 0 | 0 | 0.55 | 0 | 0 | 0 | 0 | 0 | 0 | 0 | 0 | 0 | 0 | 0 | 0 | 0 | 2 | 0 | 0 | 0 | 0 | 0 | 0 | 0 | 0 | 0 | 0 | 0 | 0 | 0 | 0 | 0 | 0 | 0 | 0 | 0.55 | 2 | 0 | 2.55 | 2.55 | 2.55 | 0.55 | 2.55 | 0 | 2.55 | 0.55 | 0.55 | 0 | 0 | 2.55 | 0 | 0 | 0 | 0
|  | Wind | 0 | 0 | 0 | 0 | 0 | 0 | 0 | 0 | 0 | 0 | 0 | 0 | 0 | 0 | 0 | 0 | 0 | 0 | 0 | 27.36 | 0 | 27.36 | 72 | 72 | 120 | 0 | 0 | 0 | 0 | 0 | 63 | 0 | 63 | 0 | 0 | 63 | 63 | 0 | 0 | 205.99 | 0 | 0 | 0 | 0 | 0 | 0 | 0 | 0 | 0 | 0 | 0 | 0 | 0 | 114.99 | 114.99 | 114.99 | 0 | 0 | 114.99 | 114.99 | 0 | 0 | 0 | 0 | 0 | 114.99 | 114.99 | 0 | 0 | 0 | 0 | 0 | 0 | 0 | 0 | 0 | 0 | 0 | 0 | 0 | 0 | 0 | 0 | 0 | 0 | 0 | 0 | 0 | 0 | 0 | 0 | 0 | 0 | 0 | 0 | 0 | 0
|  | OOS Wind | 0 | 0 | 0 | 0 | 0 | 0 | 0 | 0 | 0 | 0 | 0 | 0 | 0 | 0 | 0 | 0 | 0 | 2761.07 | 0 | 0 | 0 | 2761.07 | 0 | 0 | 3766.07 | 0 | 0 | 0 | 0 | 0 | 0 | 0 | 0 | 0 | 0 | 0 | 0 | 0 | 0 | 0 | 0 | 0 | 0 | 0 | 0 | 0 | 0 | 0 | 0 | 0 | 0 | 0 | 0 | 0 | 0 | 0 | 0 | 0 | 0 | 0 | 0 | 0 | 0 | 0 | 0 | 0 | 0 | 0 | 0 | 0 | 0 | 0 | 0 | 0 | 0 | 0 | 0 | 0 | 0 | 0 | 0 | 0 | 0 | 0 | 0 | 0 | 0 | 0 | 0 | 0 | 0 | 0 | 0 | 0 | 0 | 0 | 0
|  | Offshore Wind | 0 | 0 | 0 | 0 | 0 | 0 | 0 | 0 | 0 | 0 | 0 | 0 | 0 | 0 | 0 | 0 | 0 | 0 | 0 | 0 | 0 | 0 | 0 | 0 | 0 | 0 | 0 | 0 | 0 | 0 | 0 | 0 | 0 | 0 | 0 | 0 | 0 | 0 | 0 | 0 | 0 | 0 | 0 | 0 | 0 | 0 | 0 | 0 | 0 | 0 | 0 | 0 | 0 | 0 | 0 | 0 | 0 | 0 | 0 | 0 | 0 | 0 | 0 | 0 | 0 | 0 | 0 | 0 | 0 | 0 | 0 | 0 | 0 | 0 | 0 | 0 | 0 | 0 | 0 | 0 | 0 | 0 | 0 | 0 | 0 | 0 | 0 | 0 | 0 | 0 | 0 | 0 | 0 | 0 | 0 | 0 | 0
|  | Solar | 515.71 | 395.46 | 221 | 28.73 | 26 | 91 | 104 | 0 | 0.1716 | 3.0212 | 0 | 9.1 | 28.6 | 71.5 | 21.45 | 52 | 0 | 599.56 | 39 | 326.3 | 0 | 358.8 | 10 | 10 | 670.215 | 0 | 0 | 0 | 30 | 0 | 90 | 343.83 | 122.61 | 0 | 0 | 30 | 60 | 0 | 0 | 0 | 0 | 0 | 0 | 0 | 0 | 96 | 0 | 0 | 0 | 0 | 0 | 0 | 0 | 0 | 0 | 30.9 | 0 | 15.9 | 0 | 45.9 | 0 | 0 | 0.9 | 15.9 | 0 | 15.9 | 0 | 31.35 | 30.45 | 6 | 96.45 | 0 | 0 | 15 | 21.45 | 6 | 105 | 0 | 1190.43 | 1279.98 | 0 | 120 | 0 | 0 | 0 | 223.5 | 0 | 45 | 0 | 65.1 | 0 | 0 | 30 | 90 | 1260.33 | 24.9 | 15
|  | Battery_4hr | 2462 | 2246 | 1190 | 1062 | 480 | 535 | 615 | 0 | 525 | 2124.6 | 0 | 428.5 | 503.5 | 503.5 | 0 | 30 | 1371.516 | 2012.516 | 460 | 2496 | 416 | 3727.516 | 510 | 989 | 3408.016 | 137.36 | 10 | 76.86 | 907.75 | 71.45 | 1090.46 | 1230.5 | 1726.96 | 30 | 0 | 693.6 | 899.6 | 137.36 | 0 | 633.65 | 0 | 38 | 0 | 0 | 0 | 995.1 | 0 | 0 | 0 | 0 | 0 | 50 | 276 | 613.9 | 398.2 | 722.9 | 0 | 234.3 | 163 | 467.3 | 20 | 0 | 20 | 119 | 0 | 726 | 398.2 | 20 | 0 | 20 | 20 | 0 | 0 | 0 | 20 | 20 | 157.6 | 0 | 1656.9 | 1583.1 | 0 | 930.8 | 0 | 80 | 0 | 1170.8 | 0 | 0 | 0 | 740.8 | 0 | 35 | 0 | 0 | 911.9 | 190 | 0
|  | Battery_8hr | 833 | 683 | 0 | 0 | 0 | 0 | 0 | 0 | 278 | 7245 | 0 | 6 | 6 | 6 | 0 | 0 | 902 | 1717 | 0 | 460 | 0 | 1362 | 476.5 | 476.5 | 2558.5 | 100 | 0 | 0 | 0 | 0 | 94.35 | 1274.35 | 509.35 | 50 | 0 | 0 | 0 | 100 | 0 | 0 | 0 | 0 | 0 | 0 | 0 | 0 | 0 | 0 | 0 | 0 | 0 | 0 | 0 | 0 | 0 | 1.5 | 0 | 0 | 0 | 1.5 | 0 | 0 | 0 | 0 | 13 | 0 | 0 | 3 | 337 | 0 | 3 | 0 | 0 | 0 | 3 | 0 | 0 | 800 | 1097.5 | 670.5 | 0 | 369 | 0 | 0 | 0 | 3814.5 | 0 | 0 | 0 | 0 | 0 | 0 | 0 | 0 | 38 | 35 | 478.5
|  | LDES | 980 | 980 | 250 | 480 | 0 | 0 | 0 | 0 | 0 | 0 | 0 | 0 | 0 | 362 | 0 | 0 | 0 | 800 | 0 | 1300 | 0 | 1300 | 500 | 1000 | 1500 | 500 | 0 | 0 | 500 | 0 | 500 | 0 | 500 | 0 | 0 | 0 | 0 | 0 | 0 | 0 | 0 | 0 | 0 | 0 | 0 | 400 | 0 | 0 | 0 | 0 | 0 | 0 | 0 | 0 | 0 | 0 | 0 | 0 | 0 | 400 | 400 | 0 | 0 | 0 | 0 | 0 | 0 | 750 | 0 | 0 | 0 | 0 | 0 | 0 | 0 | 0 | 0 | 0 | 900 | 900 | 0 | 0 | 0 | 0 | 0 | 0 | 0 | 0 | 0 | 0 | 0 | 0 | 0 | 0 | 900 | 750 | 0
|  | Total | 4790.71 | 4304.46 | 1661 | 1570.73 | 506 | 626 | 719 | 0 | 803.1716 | 9895.6212 | 177 | 736.6 | 831.1 | 1236 | 21.45 | 82 | 2273.516 | 7896.146 | 529 | 4639.66 | 416 | 9566.746 | 2004.5 | 3455.5 | 13671.801 | 737.36 | 10 | 76.86 | 2437.75 | 71.45 | 2837.81 | 3848.68 | 3921.92 | 80 | 0 | 1786.6 | 2022.6 | 237.36 | 0 | 4039.34 | 10 | 218.2 | 10 | 0 | 0 | 1631.65 | 30 | 30 | 0 | 0 | 0 | 120 | 717.2 | 816.89 | 713.39 | 1478.49 | 0 | 350.2 | 295.99 | 1517.69 | 450 | 0 | 20.9 | 134.9 | 227 | 1044.89 | 954.39 | 804.35 | 367.45 | 26 | 119.45 | 0 | 0 | 15 | 44.45 | 26 | 262.6 | 800 | 4875.38 | 4495.58 | 0 | 1432.35 | 12.55 | 82.55 | 10.55 | 5431.35 | 0 | 57.55 | 10.55 | 816.45 | 0 | 35 | 42.55 | 90 | 3110.23 | 999.9 | 707.5
| SSN Output | SSN
|  | Geothermal | 0 | 0 | 0 | 0 | 0 | 0 | 0 | 0 | 0 | 523 | 177 | 293 | 293 | 293 | 0 | 0 | 0 | 6 | 30 | 30 | 0 | 30 | 436 | 908 | 1649 | 0 | 0 | 0 | 1000 | 0 | 1000 | 1000 | 1000 | 0 | 0 | 1000 | 1000 | 0 | 0 | 3199.7 | 10 | 180.2 | 10 | 0 | 0 | 140 | 30 | 30 | 0 | 0 | 0 | 70 | 441.2 | 88 | 200.2 | 608.2 | 0 | 100 | 18 | 486 | 30 | 0 | 0 | 0 | 214 | 188 | 441.2 | 0 | 0 | 0 | 0 | 0 | 0 | 0 | 0 | 0 | 0 | 0 | 30 | 60 | 0 | 10 | 10 | 0 | 10 | 220 | 0 | 10 | 10 | 10 | 0 | 0 | 10 | 0 | 0 | 0 | 214
|  | Biomass | 0 | 0 | 0 | 0 | 0 | 0 | 0 | 0 | 0 | 0 | 0 | 0 | 0 | 0 | 0 | 0 | 0 | 0 | 0 | 0 | 0 | 0 | 0 | 0 | 0 | 0 | 0 | 0 | 0 | 0 | 0 | 0 | 0 | 0 | 0 | 0 | 0 | 0 | 0 | 0 | 0 | 0 | 0 | 0 | 0 | 0.55 | 0 | 0 | 0 | 0 | 0 | 0 | 0 | 0 | 0 | 0 | 0 | 0 | 0 | 2 | 0 | 0 | 0 | 0 | 0 | 0 | 0 | 0 | 0 | 0 | 0 | 0 | 0 | 0 | 0 | 0 | 0 | 0 | 0.55 | 2 | 0 | 2.55 | 2.55 | 2.55 | 0.55 | 2.55 | 0 | 2.55 | 0.55 | 0.55 | 0 | 0 | 2.55 | 0 | 0 | 0 | 0
|  | Wind | 0 | 0 | 0 | 0 | 0 | 0 | 0 | 0 | 0 | 0 | 0 | 0 | 0 | 0 | 0 | 0 | 0 | 0 | 0 | 9.69 | 0 | 9.69 | 25.5 |  | 42.5 | 0 | 0 | 0 | 0 | 0 | 18 | 0 | 18 | 0 | 0 | 18 | 18 | 0 | 0 | 78.2762 | 0 | 0 | 0 | 0 | 0 | 0 | 0 | 0 | 0 | 0 | 0 | 0 | 0 | 43.6962 | 43.6962 | 43.6962 | 0 | 0 | 43.6962 | 43.6962 | 0 | 0 | 0 | 0 | 0 | 43.6962 | 43.6962 | 0 | 0 | 0 | 0 | 0 | 0 | 0 | 0 | 0 | 0 | 0 | 0 | 0 | 0 | 0 | 0 | 0 | 0 | 0 | 0 | 0 | 0 | 0 | 0 | 0 | 0 | 0 | 0 | 0 | 0
|  | OOS Wind | 0 | 0 | 0 | 0 | 0 | 0 | 0 | 0 | 0 | 0 | 0 | 0 | 0 | 0 | 0 | 0 | 0 | 1442.35 | 0 | 0 | 0 | 1442.35 | 0 | 0 | 1967.35 | 0 | 0 | 0 | 0 | 0 | 0 | 0 | 0 | 0 | 0 | 0 | 0 | 0 | 0 | 0 | 0 | 0 | 0 | 0 | 0 | 0 | 0 | 0 | 0 | 0 | 0 | 0 | 0 | 0 | 0 | 0 | 0 | 0 | 0 | 0 | 0 | 0 | 0 | 0 | 0 | 0 | 0 | 0 | 0 | 0 | 0 | 0 | 0 | 0 | 0 | 0 | 0 | 0 | 0 | 0 | 0 | 0 | 0 | 0 | 0 | 0 | 0 | 0 | 0 | 0 | 0 | 0 | 0 | 0 | 0 | 0 | 0
|  | Offshore Wind | 0 | 0 | 0 | 0 | 0 | 0 | 0 | 0 | 0 | 0 | 0 | 0 | 0 | 0 | 0 | 0 | 0 | 0 | 0 | 0 | 0 | 0 | 0 | 0 | 0 | 0 | 0 | 0 | 0 | 0 | 0 | 0 | 0 | 0 | 0 | 0 | 0 | 0 | 0 | 0 | 0 | 0 | 0 | 0 | 0 | 0 | 0 | 0 | 0 | 0 | 0 | 0 | 0 | 0 | 0 | 0 | 0 | 0 | 0 | 0 | 0 | 0 | 0 | 0 | 0 | 0 | 0 | 0 | 0 | 0 | 0 | 0 | 0 | 0 | 0 | 0 | 0 | 0 | 0 | 0 | 0 | 0 | 0 | 0 | 0 | 0 | 0 | 0 | 0 | 0 | 0 | 0 | 0 | 0 | 0 | 0 | 0
|  | Solar | 3173.6 | 2433.6 | 1360 | 176.8 | 160 | 560 | 640 | 0 | 1.056 | 18.592 | 0 | 56 | 176 | 440 | 132 | 320 | 0 | 3689.6 | 240 | 2008 | 0 | 2208 | 82.5 | 82.5 | 4124.4 | 0 | 0 | 0 | 355 | 0 | 1065 | 4068.655 | 1450.885 | 0 | 0 | 355 | 710 | 0 | 0 | 0 | 0 | 0 | 0 | 0 | 0 | 454.4 | 0 | 0 | 0 | 0 | 0 | 0 | 0 | 0 | 0 | 146.26 | 0 | 75.26 | 0 | 217.26 | 0 | 0 | 4.26 | 75.26 | 0 | 75.26 | 0 | 148.39 | 144.13 | 28.4 | 456.53 | 0 | 0 | 71 | 101.53 | 28.4 | 497 | 0 | 5634.702 | 6058.572 | 0 | 568 | 0 | 0 | 0 | 1057.9 | 0 | 213 | 0 | 308.14 | 0 | 0 | 142 | 426 | 5965.562 | 117.86 | 71
|  | Battery_4hr | 1231 | 1123 | 595 | 531 | 240 | 267.5 | 307.5 | 0 | 262.5 | 1062.3 | 0 | 214.25 | 251.75 | 251.75 | 0 | 15 | 685.758 | 1006.258 | 230 | 1248 | 208 | 1863.758 | 255 | 494.5 | 1704.008 | 68.68 | 5 | 38.43 | 453.875 | 35.725 | 545.23 | 615.25 | 863.48 | 15 | 0 | 346.8 | 449.8 | 68.68 | 0 | 316.825 | 0 | 19 | 0 | 0 | 0 | 497.55 | 0 | 0 | 0 | 0 | 0 | 25 | 138 | 306.95 | 199.1 | 361.45 | 0 | 117.15 | 81.5 | 233.65 | 10 | 0 | 10 | 59.5 | 0 | 363 | 199.1 | 10 | 0 | 10 | 10 | 0 | 0 | 0 | 10 | 10 | 78.8 | 0 | 828.45 | 791.55 | 0 | 465.4 | 0 | 40 | 0 | 585.4 | 0 | 0 | 0 | 370.4 | 0 | 17.5 | 0 | 0 | 455.95 | 95 | 0
|  | Battery_8hr | 416.5 | 341.5 | 0 | 0 | 0 | 0 | 0 | 0 | 139 | 3622.5 | 0 | 3 | 3 | 3 | 0 | 0 | 451 | 858.5 | 0 | 230 | 0 | 681 | 238.25 | 238.25 | 1279.25 | 50 | 0 | 0 | 0 | 0 | 47.175 | 637.175 | 254.675 | 25 | 0 | 0 | 0 | 50 | 0 | 0 | 0 | 0 | 0 | 0 | 0 | 0 | 0 | 0 | 0 | 0 | 0 | 0 | 0 | 0 | 0 | 0.75 | 0 | 0 | 0 | 0.75 | 0 | 0 | 0 | 0 | 6.5 | 0 | 0 | 1.5 | 168.5 | 0 | 1.5 | 0 | 0 | 0 | 1.5 | 0 | 0 | 400 | 548.75 | 335.25 | 0 | 184.5 | 0 | 0 | 0 | 1907.25 | 0 | 0 | 0 | 0 | 0 | 0 | 0 | 0 | 19 | 17.5 | 239.25
|  | LDES | 490 | 490 | 125 | 240 | 0 | 0 | 0 | 0 | 0 | 0 | 0 | 0 | 0 | 181 | 0 | 0 | 0 | 400 | 0 | 650 | 0 | 650 | 250 | 500 | 750 | 250 | 0 | 0 | 250 | 0 | 250 | 0 | 250 | 0 | 0 | 0 | 0 | 0 | 0 | 0 | 0 | 0 | 0 | 0 | 0 | 200 | 0 | 0 | 0 | 0 | 0 | 0 | 0 | 0 | 0 | 0 | 0 | 0 | 0 | 200 | 200 | 0 | 0 | 0 | 0 | 0 | 0 | 375 | 0 | 0 | 0 | 0 | 0 | 0 | 0 | 0 | 0 | 0 | 450 | 450 | 0 | 0 | 0 | 0 | 0 | 0 | 0 | 0 | 0 | 0 | 0 | 0 | 0 | 0 | 450 | 375 | 0
|  | Total | 5311.1 | 4388.1 | 2080 | 947.8 | 400 | 827.5 | 947.5 | 0 | 402.556 | 5226.392 | 177 | 566.25 | 723.75 | 1168.75 | 132 | 335 | 1136.758 | 7402.708 | 500 | 4175.69 | 208 | 6884.798 | 1287.25 | 2223.25 | 11516.508 | 368.68 | 5 | 38.43 | 2058.875 | 35.725 | 2925.405 | 6321.08 | 3837.04 | 40 | 0 | 1719.8 | 2177.8 | 118.68 | 0 | 3594.8012 | 10 | 199.2 | 10 | 0 | 0 | 1292.5 | 30 | 30 | 0 | 0 | 0 | 95 | 579.2 | 438.6462 | 442.9962 | 1160.3562 | 0 | 292.41 | 143.1962 | 1183.3562 | 240 | 0 | 14.26 | 134.76 | 220.5 | 669.9562 | 683.9962 | 534.89 | 312.63 | 38.4 | 468.03 | 0 | 0 | 71 | 113.03 | 38.4 | 575.8 | 400 | 7492.452 | 7697.372 | 0 | 1230.45 | 12.55 | 42.55 | 10.55 | 3773.1 | 0 | 225.55 | 10.55 | 689.09 | 0 | 17.5 | 154.55 | 426 | 6890.512 | 605.36 | 524.25
| EODS Output | EODS
|  | Geothermal | 0 | 0 | 0 | 0 | 0 | 0 | 0 | 0 | 0 | 523 | 177 | 293 | 293 | 293 | 0 | 0 | 0 | 6 | 30 | 30 | 0 | 30 | 436 | 908 | 1649 | 0 | 0 | 0 | 1000 | 0 | 1000 | 1000 | 1000 | 0 | 0 | 1000 | 1000 | 0 | 0 | 3199.7 | 10 | 180.2 | 10 | 0 | 0 | 140 | 30 | 30 | 0 | 0 | 0 | 70 | 441.2 | 88 | 200.2 | 608.2 | 0 | 100 | 18 | 486 | 30 | 0 | 0 | 0 | 214 | 188 | 441.2 | 0 | 0 | 0 | 0 | 0 | 0 | 0 | 0 | 0 | 0 | 0 | 30 | 60 | 0 | 10 | 10 | 0 | 10 | 220 | 0 | 10 | 10 | 10 | 0 | 0 | 10 | 0 | 0 | 0 | 214
|  | Biomass | 0 | 0 | 0 | 0 | 0 | 0 | 0 | 0 | 0 | 0 | 0 | 0 | 0 | 0 | 0 | 0 | 0 | 0 | 0 | 0 | 0 | 0 | 0 | 0 | 0 | 0 | 0 | 0 | 0 | 0 | 0 | 0 | 0 | 0 | 0 | 0 | 0 | 0 | 0 | 0 | 0 | 0 | 0 | 0 | 0 | 0 | 0 | 0 | 0 | 0 | 0 | 0 | 0 | 0 | 0 | 0 | 0 | 0 | 0 | 0 | 0 | 0 | 0 | 0 | 0 | 0 | 0 | 0 | 0 | 0 | 0 | 0 | 0 | 0 | 0 | 0 | 0 | 0 | 0 | 0 | 0 | 0 | 0 | 0 | 0 | 0 | 0 | 0 | 0 | 0 | 0 | 0 | 0 | 0 | 0 | 0 | 0
|  | Wind | 0 | 0 | 0 | 0 | 0 | 0 | 0 | 0 | 0 | 0 | 0 | 0 | 0 | 0 | 0 | 0 | 0 | 0 | 0 | 25.08 | 0 | 25.08 | 66 | 66 | 110 | 0 | 0 | 0 | 0 | 0 | 79.2 | 0 | 79.2 | 0 | 0 | 79.2 | 79.2 | 0 | 0 | 398.1474 | 0 | 0 | 0 | 0 | 0 | 0 | 0 | 0 | 0 | 0 | 0 | 0 | 0 | 144.8874 | 144.8874 | 144.8874 | 0 | 0 | 144.8874 | 144.8874 | 0 | 0 | 0 | 0 | 0 | 144.8874 | 144.8874 | 0 | 0 | 0 | 0 | 0 | 0 | 0 | 0 | 0 | 0 | 0 | 30.492 | 30.492 | 0 | 0 | 0 | 0 | 0 | 30.492 | 0 | 0 | 0 | 0 | 0 | 0 | 0 | 0 | 0 | 0 | 0
|  | OOS Wind | 0 | 0 | 0 | 0 | 0 | 0 | 0 | 0 | 0 | 0 | 0 | 0 | 0 | 0 | 0 | 0 | 0 | 2761.07 | 0 | 0 | 0 | 2761.07 | 0 | 0 | 3766.07 | 0 | 0 | 0 | 0 | 0 | 0 | 0 | 0 | 0 | 0 | 0 | 0 | 0 | 0 | 0 | 0 | 0 | 0 | 0 | 0 | 0 | 0 | 0 | 0 | 0 | 0 | 0 | 0 | 0 | 0 | 0 | 0 | 0 | 0 | 0 | 0 | 0 | 0 | 0 | 0 | 0 | 0 | 0 | 0 | 0 | 0 | 0 | 0 | 0 | 0 | 0 | 0 | 0 | 0 | 0 | 0 | 0 | 0 | 0 | 0 | 0 | 0 | 0 | 0 | 0 | 0 | 0 | 0 | 0 | 0 | 0 | 0
|  | Offshore Wind | 0 | 0 | 0 | 0 | 0 | 0 | 0 | 0 | 0 | 0 | 0 | 0 | 0 | 0 | 0 | 0 | 0 | 0 | 0 | 0 | 0 | 0 | 0 | 0 | 0 | 0 | 0 | 0 | 0 | 0 | 0 | 0 | 0 | 0 | 0 | 0 | 0 | 0 | 0 | 0 | 0 | 0 | 0 | 0 | 0 | 0 | 0 | 0 | 0 | 0 | 0 | 0 | 0 | 0 | 0 | 0 | 0 | 0 | 0 | 0 | 0 | 0 | 0 | 0 | 0 | 0 | 0 | 0 | 0 | 0 | 0 | 0 | 0 | 0 | 0 | 0 | 0 | 0 | 0 | 0 | 0 | 0 | 0 | 0 | 0 | 0 | 0 | 0 | 0 | 0 | 0 | 0 | 0 | 0 | 0 | 0 | 0
|  | Distributed Solar | 24.255 | 0 | 13.86 | 0 | 0 | 13.86 | 13.86 | 0 | 5.6826 | 8.7241 | 0 | 2.31 | 13.09 | 13.09 | 0 | 0 | 0 | 0 | 0 | 0 | 0 | 0 | 0 | 0 | 0 | 0 | 0 | 0.6636 | 0 | 0.6636 | 0.6636 | 0 | 0.6636 | 0 | 0 | 0 | 0.6636 | 0 | 0 | 17.4277 | 0 | 2.72 | 0 | 0 | 1.8564 | 26.0202 | 0 | 1.8564 | 0 | 0 | 0 | 0 | 6.12 | 1.36 | 4.08 | 7.871 | 0 | 3.791 | 1.36 | 10.4074 | 1.8564 | 0 | 0 | 1.768 | 0 | 5.151 | 6.12 | 15.7447 | 7.3312 | 2.37 | 4.266 | 1.896 | 1.896 | 0 | 6.0435 | 9.7012 | 0 | 0 | 41.317 | 47.5422 | 3.476 | 26.0384 | 21.2984 | 15.4524 | 8.3424 | 37.0194 | 0 | 25.2484 | 8.3424 | 18.6124 | 5.9724 | 0 | 13.8724 | 0 | 14.5676 | 2.37 | 0
|  | Solar | 5139.75 | 4042.5 | 1428.35 | 955.57 | 154 | 1386 | 735.35 | 0 | 1.0164 | 17.8948 | 0 | 235.466 | 350.966 | 605.066 | 127.05 | 693 | 3372.6 | 9936.85 | 455.84 | 2852.85 | 510.51 | 7072.45 | 1258.95 | 1490.874 | 14202.419 | 0 | 0 | 0 | 558.53 | 0 | 1498.63 | 10262.495 | 5998.865 | 0 | 0 | 629.63 | 1103.63 | 0 | 0 | 2428.824 | 8.16 | 0 | 8.16 | 0 | 8.16 | 2244.68 | 0 | 756.16 | 310.964 | 136 | 0 | 0 | 476 | 681.7 | 885.7 | 967.3 | 0 | 81.6 | 468.86 | 1782.62 | 892.16 | 136 | 13.6 | 149.6 | 0 | 550.46 | 620.84 | 1095.335 | 357.87 | 31.6 | 801.218 | 0 | 0 | 103.648 | 421.07 | 31.6 | 623.31 | 220.094 | 8805.024 | 9118.654 | 0 | 1826.875 | 0 | 0 | 0 | 3063.225 | 0 | 237 | 0 | 1160.51 | 0 | 27.65 | 158 | 1350.9 | 9299.564 | 982.365 | 79
|  | Battery_4hr | -2462 | -2246 | -1190 | -1062 | -480 | -535 | -615 | 0 | -525 | -2124.6 | 0 | -428.5 | -503.5 | -503.5 | 0 | -30 | -1371.516 | -2012.516 | -460 | -2496 | -416 | -3727.516 | -510 | -989 | -3408.016 | -137.36 | -10 | -76.86 | -907.75 | -71.45 | -1090.46 | -1230.5 | -1726.96 | -30 | 0 | -693.6 | -899.6 | -137.36 | 0 | -633.65 | 0 | -38 | 0 | 0 | 0 | -995.1 | 0 | 0 | 0 | 0 | 0 | -50 | -276 | -613.9 | -398.2 | -722.9 | 0 | -234.3 | -163 | -467.3 | -20 | 0 | -20 | -119 | 0 | -726 | -398.2 | -20 | 0 | -20 | -20 | 0 | 0 | 0 | -20 | -20 | -157.6 | 0 | -1656.9 | -1583.1 | 0 | -930.8 | 0 | -80 | 0 | -1170.8 | 0 | 0 | 0 | -740.8 | 0 | -35 | 0 | 0 | -911.9 | -190 | 0
|  | Battery_8hr | -833 | -683 | 0 | 0 | 0 | 0 | 0 | 0 | -278 | -7245 | 0 | -6 | -6 | -6 | 0 | 0 | -902 | -1717 | 0 | -460 | 0 | -1362 | -476.5 | -476.5 | -2558.5 | -100 | 0 | 0 | 0 | 0 | -94.35 | -1274.35 | -509.35 | -50 | 0 | 0 | 0 | -100 | 0 | 0 | 0 | 0 | 0 | 0 | 0 | 0 | 0 | 0 | 0 | 0 | 0 | 0 | 0 | 0 | 0 | -1.5 | 0 | 0 | 0 | -1.5 | 0 | 0 | 0 | 0 | -13 | 0 | 0 | -3 | -337 | 0 | -3 | 0 | 0 | 0 | -3 | 0 | 0 | -800 | -1097.5 | -670.5 | 0 | -369 | 0 | 0 | 0 | -3814.5 | 0 | 0 | 0 | 0 | 0 | 0 | 0 | 0 | -38 | -35 | -478.5
|  | LDES | -980 | -980 | -250 | -480 | 0 | 0 | 0 | 0 | 0 | 0 | 0 | 0 | 0 | -362 | 0 | 0 | 0 | -800 | 0 | -1300 | 0 | -1300 | -500 | -1000 | -1500 | -500 | 0 | 0 | -500 | 0 | -500 | 0 | -500 | 0 | 0 | 0 | 0 | 0 | 0 | 0 | 0 | 0 | 0 | 0 | 0 | -400 | 0 | 0 | 0 | 0 | 0 | 0 | 0 | 0 | 0 | 0 | 0 | 0 | 0 | -400 | -400 | 0 | 0 | 0 | 0 | 0 | 0 | -750 | 0 | 0 | 0 | 0 | 0 | 0 | 0 | 0 | 0 | 0 | -900 | -900 | 0 | 0 | 0 | 0 | 0 | 0 | 0 | 0 | 0 | 0 | 0 | 0 | 0 | 0 | -900 | -750 | 0
|  | Total | 889.005 | 133.5 | 2.21 | -586.43 | -326 | 864.86 | 134.21 | 0 | -796.301 | -8819.9811 | 177 | 96.276 | 147.556 | 39.656 | 127.05 | 663 | 1099.084 | 8174.404 | 25.84 | -1348.07 | 94.51 | 3499.084 | 274.45 | -0.626 | 12260.973 | -737.36 | -10 | -76.1964 | 150.78 | -70.7864 | 893.6836 | 8757.645 | 4342.4186 | -80 | 0 | 1015.23 | 1283.8936 | -237.36 | 0 | 5410.4491 | 18.16 | 144.92 | 18.16 | 0 | 10.0164 | 1015.6002 | 30 | 788.0164 | 310.964 | 136 | 0 | 20 | 647.32 | 302.0474 | 836.6674 | 1003.8584 | 0 | -48.909 | 470.1074 | 1555.1148 | 504.0164 | 136 | -6.4 | 32.368 | 201 | 162.4984 | 814.8474 | 338.0797 | 28.2012 | 13.97 | 782.484 | 1.896 | 1.896 | 103.648 | 404.1135 | 21.3012 | 465.71 | -579.906 | 5252.433 | 6103.0882 | 3.476 | 563.1134 | 31.2984 | -64.5476 | 18.3424 | -1634.5636 | 0 | 272.2484 | 18.3424 | 448.3224 | 5.9724 | -7.35 | 181.8724 | 1350.9 | 7464.2316 | 9.735 | -185.5
| Incorporates Approved Upgrades | [20 empty] | 1
| Remaining Tx Headroom | HSN | 1358.41 | 2428.78 | 1869 | 829.27 | 448 | 250 | 258 | 0 | 1896.8284 | 3604.3788 | -177 | -280.6 | 202.9 | 92 | 275.55 | 1078 | 26.484 | -1231.146 | -529 | 184.34 | 1034 | -1393.746 | 1367.5 | 576.5 | -3566.801 | 586.64 | 214 | 329.14 | 8163.25 | 159.55 | 1042.19 | 7185.32 | -35.92 | 124 | 1175 | 930.6 | 346.6 | 790.64 | 501 | -660.34 | 80.45 | 752.8 | 337 | 15 | 50 | 29.35 | 393 | 1012 | 2300 | 1290 | 2146 | 2137 | 2422.8 | -270.89 | 519.61 | 3095.51 | 32 | -52.2 | 7758.01 | 1636.31 | 476 | 962.9 | 82.07 | 44.02 | 155 | 8242.11 | -298.39 | 122.65 | 1194.55 | 205 | 1792.55 | 94.45 | 17.78 | 169.8 | 1547.55 | 214 | 208.4 | 1480 | 530.62 | 841.32 | 300.67 | 1488.65 | 1097.95 | -82.55 | 676.45 | 979.65 | 0 | 1927.45 | 1771.45 | -404.45 | 122 | 3 | 485.45 | 5071 | 2470.77 | 3562.1 | 958.5
|  | SSN | 838.02 | 2345.14 | 1450 | 1452.2 | 554 | 48.5 | 29.5 | 0 | 2297.444 | 8273.608 | -177 | -110.25 | 310.25 | 159.25 | 165 | 825 | 1163.242 | -737.708 | -500 | 648.31 | 1242 | 1288.202 | 2084.75 | 1808.75 | -1411.508 | 955.32 | 219 | 367.57 | 8542.125 | 195.275 | 954.595 | 4712.92 | 48.96 | 164 | 1175 | 997.4 | 191.4 | 909.32 | 501 | -215.8012 | 80.45 | 771.8 | 337 | 15 | 50 | 368.5 | 393 | 1012 | 2300 | 1290 | 2146 | 2162 | 2560.8 | 107.3538 | 790.0038 | 3413.6438 | 32 | 5.59 | 7910.8038 | 1970.6438 | 686 | 962.9 | 88.71 | 44.16 | 161.5 | 8617.0438 | -27.9962 | 392.11 | 1249.37 | 192.6 | 1443.97 | 94.45 | 17.78 | 113.8 | 1478.97 | 201.6 | -104.8 | 1880 | -2086.452 | -2360.472 | 300.67 | 1690.55 | 1097.95 | -42.55 | 676.45 | 2637.9 | 0 | 1759.45 | 1771.45 | -277.09 | 122 | 20.5 | 373.45 | 4735 | -1309.512 | 3956.64 | 1141.75
|  | EODS | 8031.355 | 8362.84 | 6423.79 | 3200.73 | 2967 | 662.14 | 2003.79 | 0 | 3496.301 | 22319.9811 | -57 | 1093.724 | 1730.444 | 2387.344 | 424.95 | 1539 | 1200.916 | -314.404 | 366.16 | 8661.07 | 1508.49 | 8204.916 | 3367.55 | 4302.626 | 344.027 | 2061.36 | 234 | 482.1964 | 10450.22 | 301.7864 | 6733.3164 | 2618.355 | 3490.5814 | 284 | 1175 | 3878.77 | 1085.1064 | 1265.36 | 501 | 2295.5509 | 62.84 | 1277.08 | 360.84 | 15 | 85.9836 | 1523.3998 | 433 | 186.9836 | 1989.036 | 3592 | 4811 | 748 | 4488.68 | 3370.9526 | 2830.3326 | 9132.1416 | 77 | 543.909 | 6819.8926 | 2698.8852 | 3404.9836 | 1084 | 109.37 | 147.632 | 72 | 9375.5016 | 361.1526 | 666.9203 | 1197.7988 | 130.03 | 1145.516 | 56.104 | 268.104 | 5.352 | 972.8865 | 233.6988 | 5.29 | 2859.906 | -1671.433 | -1076.0882 | 268.524 | 2213.8866 | 1034.7016 | 222.5476 | 926.6576 | 8850.5636 | 50 | 943.7516 | 1884.6576 | 331.6776 | 150.0276 | 135.35 | 126.1276 | 4230.1 | -1847.2316 | 4579.265 | 6268.5
|  | Trigger FCDS Upgrade Flag | [10 empty] | YES | yes | [6 empty] | YES |  |  | yes |  |  | YES | [14 empty] | YES | [13 empty] | YES | [24 empty] | YES | YES |  |  |  | YES | [5 empty] | YES
|  | Trigger EODS Upgrade Flag | [10 empty] | YES | [67 empty] | YES | YES | [14 empty] | YES
Final Tx Exceedances
Incorporates Upgrades Amounts if Flagged
| Remaining Tx Headroom | HSN | 1358.41 | 2428.78 | 1869 | 829.27 | 448 | 250 | 258 | 0 | 1896.8284 | 3604.3788 | 9 | -80.6 | 202.9 | 92 | 275.55 | 1078 | 26.484 | -1231.146 | 71 | 184.34 | 1034 | 128.254 | 1367.5 | 576.5 | 3233.199 | 586.64 | 214 | 329.14 | 8163.25 | 159.55 | 1042.19 | 7185.32 | -35.92 | 124 | 1175 | 930.6 | 346.6 | 790.64 | 501 | 7984.66 | 80.45 | 752.8 | 337 | 15 | 50 | 29.35 | 393 | 1012 | 2300 | 1290 | 2146 | 2137 | 2422.8 | 5763.11 | 519.61 | 3095.51 | 32 | -52.2 | 7758.01 | 1636.31 | 476 | 962.9 | 82.07 | 44.02 | 155 | 8242.11 | -298.39 | 122.65 | 1194.55 | 205 | 1792.55 | 94.45 | 17.78 | 169.8 | 1547.55 | 214 | 208.4 | 1480 | 15355.62 | 10879.32 | 300.67 | 1488.65 | 1097.95 | 1128.45 | 676.45 | 979.65 | 0 | 1927.45 | 1771.45 | 842.55 | 122 | 3 | 485.45 | 5071 | 4949.77 | 3562.1 | 958.5
|  | SSN | 838.02 | 2345.14 | 1450 | 1452.2 | 554 | 48.5 | 29.5 | 0 | 2297.444 | 8273.608 | 9 | 89.75 | 310.25 | 159.25 | 165 | 825 | 1163.242 | -737.708 | 100 | 648.31 | 1242 | 2810.202 | 2084.75 | 1808.75 | 5388.492 | 955.32 | 219 | 367.57 | 8542.125 | 195.275 | 954.595 | 4712.92 | 48.96 | 164 | 1175 | 997.4 | 191.4 | 909.32 | 501 | 8429.1988 | 80.45 | 771.8 | 337 | 15 | 50 | 368.5 | 393 | 1012 | 2300 | 1290 | 2146 | 2162 | 2560.8 | 6141.3538 | 790.0038 | 3413.6438 | 32 | 5.59 | 7910.8038 | 1970.6438 | 686 | 962.9 | 88.71 | 44.16 | 161.5 | 8617.0438 | -27.9962 | 392.11 | 1249.37 | 192.6 | 1443.97 | 94.45 | 17.78 | 113.8 | 1478.97 | 201.6 | -104.8 | 1880 | 12738.548 | 7677.528 | 300.67 | 1690.55 | 1097.95 | 1168.45 | 676.45 | 2637.9 | 0 | 1759.45 | 1771.45 | 969.91 | 122 | 20.5 | 373.45 | 4735 | 1169.488 | 3956.64 | 1141.75
|  | EODS | 8031.355 | 8362.84 | 6423.79 | 3200.73 | 2967 | 662.14 | 2003.79 | 0 | 3496.301 | 22319.9811 | -57 | 1093.724 | 1730.444 | 2387.344 | 424.95 | 1539 | 1200.916 | -314.404 | 366.16 | 8661.07 | 1508.49 | 9726.916 | 3367.55 | 4302.626 | 7144.027 | 2061.36 | 234 | 482.1964 | 10450.22 | 301.7864 | 6733.3164 | 2618.355 | 3490.5814 | 284 | 1175 | 3878.77 | 1085.1064 | 1265.36 | 501 | 2295.5509 | 62.84 | 1277.08 | 360.84 | 15 | 85.9836 | 1523.3998 | 433 | 186.9836 | 1989.036 | 3592 | 4811 | 748 | 4488.68 | 3370.9526 | 2830.3326 | 9132.1416 | 77 | 543.909 | 6819.8926 | 2698.8852 | 3404.9836 | 1084 | 109.37 | 147.632 | 72 | 9375.5016 | 361.1526 | 666.9203 | 1197.7988 | 130.03 | 1145.516 | 56.104 | 268.104 | 5.352 | 972.8865 | 233.6988 | 5.29 | 2859.906 | 5171.567 | 5266.9118 | 268.524 | 2213.8866 | 1034.7016 | 768.5476 | 926.6576 | 8850.5636 | 50 | 943.7516 | 1884.6576 | 2378.6776 | 150.0276 | 135.35 | 126.1276 | 4230.1 | 631.7684 | 4579.265 | 6268.5
|  | Exceedance Discussion: | [11 empty] | Provide some explanation | [5 empty] | Provide some explanation |  |  |  | Provide some explanation |  |  | Provide some explanation | [14 empty] | Provide some explanation | [13 empty] | Provide some explanation | [12 empty] | Provide some explanation | [9 empty] | Related to in-dev batteries and not generic mapping |  | Selected by RESOLVE. Covers multiple CAISO zones and a large number of substations. If mapping were done around this constraint then the substations that resources would be mapped to would have substantial issues with the the non-transmission capacity related criteria. | Selected by RESOLVE. Covers multiple CAISO zones and a large number of substations. If mapping were done around this constraint then the substations that resources would be mapped to would have substantial issues with the the non-transmission capacity related criteria. |  |  |  | Selected in the 25-26 TPP and partially related to PSH mapping in this constraint | [5 empty] | Triggering this upgrade makes room for remapped SDGE solar at Tranquility. This upgrade was selected in the 25-26 TPP and selected by RESOLVE. |  |  |  |  | Driven partially by EODS resources in development

## 2036_Exceedance_Summary
Summary of in-CAISO transmission exceedances for the 2036 mapping results based on 2024 White Paper constraints and upgrade information. Does not include out-of-CAISO upgrades or potential in-CAISO upgrades beyond existing or approved CAISO transmission including potential transmission needed to interconnect resources to the identified interconnection point. Staff will update Column R and Column S in later iterations of this dashboard.
** Includes amounts from IRP baseline resources not in the White Paper baseline based on COD
| Recommended Base Case (2036) Tx Constraint Exceedances |  | Constraint's White Paper |  | FCDS Resources Mapped (In-Dev & Generic)** |  |  |  | EODS Resources Mapped** |  | Calculated Largest On-peak Exceedance | Calculated Off-peak Exceedance | FCDS Upgrade Info |  | EODS Upgrade Info (If Different) |  | CPUC staff estimated likelihood of being triggered | CPUC staff discussion notes
| CAISO Zone | Constraint Name | On-Peak Capability (MW) | Off-Peak Capability (MW) | Onshore & Offshore Wind (MW) | Solar (MW) | Storage (MW) | Biomass & Geothermal (MW) | Onshore Wind (MW) | Solar (MW) |  |  | Capability Increase (MW) | Estimated Cost (millions) | Capability Increase (MW) | Estimated Cost (millions)
| SCE North of Lugo Area | Control to Inyokern area constraint | 0 | 120 | 0 | 0 | 0 | 177 | 0 | 0 | -177 | -57 | 186 | 329 | N/A | N/A | Low | This exceedance is caused by the increased amount of geothermal in the sensitivity portfolio relative to the base case necessitating the mapping of geothermal at Control, which is one of the few substations with significant hydrothermal potential in SCE. It was possible to remap geothermal away from Control in the base case. As noted in the 25-26 TPP mapping, the identified upgrade in the White Paper is not cost-effective and CPUC will ask CAISO to study alternative solutions.
| SCE North of Lugo Area | South of Kramer Area Constraint | 256 | 1190 | 0 | 70 | 434.5 | 293 | 0 | 238.8 | -280.6 | None | 200 | N/A | N/A | N/A | Medium | This exceedance is of the already approved upgrade from the 22-23 TPP (Kramer - Victor 115 kV lines to 220 kV). In the working group in the 25-26 cycle, CAISO staff noted that this exceedance may trigger a smaller reconductoring of the Kramer – Victor 220 kV line with an estimated $50 million cost.
| SCE Eastern Area | Devers-Red Bluff Constraint | 6133 | 7328 | 4121 | 4612 | 4529.516 | 6 | 0 | 8293 | -1231.146 | -314.404 | 532 | N/A | N/A | N/A | High | This exceedance is of an upgrade that was approved in the 22-23 TPP. CPUC staff have mapped this exceedance to give CAISO an opportunity to study the cost-effectiveness of further upgrades on this constraint.
| SCE Eastern Area | Eagle Mountain Constraint | 0 | 392 | 0 | 300 | 460 | 30 | 0 | 292 | -529 | None | 600 | 1182 | N/A | N/A | High | This constraint was exceeded by the mapped 2035 portfolio in the 25-26 TPP. Study by CAISO through the 25-26 TPP has revealed that 145 MW of imports modeled at Blythe are driving this constraint and that the appropriate upgrade to accommodate those imports may be different from the identified white paper upgrade.
| SCE Eastern Area | Serrano-Alberhill-Valley Constraint | 6651 | 10182 | 4178 | 2760 | 6389.516 | 30 | 0 | 6425 | -1393.746 | None | 1522 | N/A | N/A | N/A | High | This exceedance is of an upgrade that was approved in the 22-23 TPP. CPUC staff have mapped this exceedance to give CAISO an opportunity to study the cost-effectiveness of further upgrades on this constraint.
| East of Pisgah Area | Lugo - Victorville area constraint | 10105 | 12605 | 5871 | 5155.5 | 7466.516 | 1649 | 0 | 13289.2 | -3566.801 | None | 6800 | 2165 | N/A | N/A | High | This constraint was exceeded by the mapped 2035 portfolio in the 25-26 TPP and CPUC have mapped several GW more resources behind this constraint in the 26-27 TPP. CPUC staff determined that mapping to this constraint was a "least regrets" decision necessary to accommodate the large amounts of OOS wind and solar in the portfolio as well as significant commercial interest.
| SDG&E Study Area | San Luis Rey-San Onofre 230 kV line constraint | 1677.4 | 5624 | 180 | 2043.5 | 2736.31 | 1000 | 0 | 5550.84 | -35.92 | None | 2208.6 | N/A | N/A | N/A | Medium | This exceedance is a consequence of high amounts of solar that were mapped to SDG&E Arizona substations where they were optimally selected by RESOLVE. These same selections were remapped to avoid likely costly but unstudied upgrades in SDG&E Arizona. The selections have been restored in the sensitivity portfolio to understand the transmission implications of a likely necessary build out of large amounts of solar in Arizona in a limited wind future.
| PG&E North of Greater Bay Area | Collinsville-Tesla 500 kV Line | 3379 | 7706 | 411.98 | 0 | 633.65 | 3199.7 | 220 | 3597.429 | -660.34 | None | 8645 | 2851.85 | N/A | N/A | High | This constraint was exceeded by the mapped 2035 portfolio in the 25-26 TPP. The full TPP analysis is necessary to confirm if the White Paper upgrade is the optimal solution or if a potentially different solution is applicable.
| PG&E Greater Bay Area | Windmaster-Delta pumps 230 kV line | 546 | 3673 | 229.98 | 0 | 613.9 | 88 | 0 | 1004.5 | -270.89 | None | 6034 | 417.33 | N/A | N/A | Low | In the working group, CAISO noted that there was a low likelihood of the constraint being triggered based on the resource mixes behind the constraint and the size of the exceedance. However, the final determination will be made based on the results of the 26-27 TPP Policy Assessment.
| PG&E Greater Bay Area | Kasson Jct-Heinz 115 kV line | 298 | 495 | 0 | 106 | 234.3 | 100 | 0 | 19.575 | -52.2 | None | 1255 | 1700 | N/A | N/A | Low | This small exceedance is driven by the placement of 100 MW of geothermal behind this constraint. The sensitivity portfolio has high amounts of geothermal and CPUC staff were forced to map resources to nearly every busbar with hydrothermal (conventional) geothermal potential in PG&E.
| PG&E Greater Bay Area | Birds Landing-Contra Costa 230kV Line | 656 | 1176 | 229.98 | 0 | 398.2 | 441.2 | 0 | 922 | -298.39 | None | 1766 | 700 | N/A | N/A | High | Similar exceedances were estimated in past mapping efforts for previous TPP portfolio; and based on the study amounts and resource mixes behind the constraint, CAISO staff, in the working group expect the identified white paper upgrade would likely be triggered. However, as always, the full TPP analysis is necessary to confirm if any upgrades would be needed and the scope of such upgrades.
| PG&E Kern Area | Midway-Buena Vista Jct 230kV Line | 471 | 471 | 0 | 700 | 157.6 | 0 | 0 | 89 | -104.8 | None | 234 | 100 | N/A | N/A | Low | This small exceedance is driven by the placement of 700 MW of solar behind this constraint. The sensitivity portfolio has high amounts of solar and CPUC staff want to better understand the transmission implications of mapping more solar in PG&E Kern based on stakeholder interest.
| PG&E Fresno Area | Gates 500/230kV TB #12 | 5406 | 3581 | 0 | 7936.2 | 3654.4 | 30.55 | 69.3 | 3261.7 | -2086.452 | -1671.433 | 14825 | 35 | N/A | N/A | High | Exceedances on two Gates constraints were estimated in the prior TPP, although not until 2040. Based on the study amounts and resource mixes behind the constraint in this TPP, CAISO staff in the working group expect the identified white paper upgrade would likely be triggered. However, as always, the full TPP analysis is necessary to confirm if any upgrades would be needed and the scope of such upgrades.
| PG&E Fresno Area | Gates 500/230kV TB #11 | 5336.9 | 5027 | 0 | 8533.2 | 3153.6 | 62 | 69.3 | 3069.58 | -2360.472 | -1076.0882 | 10038 | 0 | N/A | N/A | High | Exceedances on two Gates constraints were estimated in the prior TPP, although not until 2040. Based on the study amounts and resource mixes behind the constraint in this TPP, CAISO staff in the working group expect the identified white paper upgrade would likely be triggered. However, as always, the full TPP analysis is necessary to confirm if any upgrades would be needed and the scope of such upgrades.
| PG&E Fresno Area | Chowchilla-Le grand 115kV Line | 0 | 158 | 0 | 0 | 80 | 2.55 | 0 | 19.56 | -82.55 | None | 1211 | 550 | N/A | N/A | High | CAISO staff note that this constraint is likely to be triggered this TPP cycle.
| PG&E Fresno Area | Borden-Storey #1 230kV line | 412 | 780 | 0 | 434 | 740.8 | 10.55 | 0 | 1058.56 | -404.45 | None | 1247 | 50 | N/A | N/A | Medium | In the working group, CAISO noted that there was a medium likelihood of the constraint being triggered based on the resource mixes behind the constraint and the size of the exceedance. However, the final determination will be made based on the results of the 26-27 TPP Policy Assessment.
| PG&E Fresno Area | Mustang-Henrietta 230 kV line | 5581 | 5617 | 0 | 8402.2 | 1849.9 | 0 | 0 | 3387.84 | -1309.512 | -1847.2316 | 2479 | 0 | N/A | N/A | High | This constraint was exceeded by the mapped 2040 portfolio in the 25-26 TPP based on the CPUC's finding that the White Paper upgrade was an effective solution to this exceedance. Large additional amounts of solar in the 2036 portfolio have been mapped behind this constraint and CAISO staff expect an upgrade to be triggered in the 26-27 TPP. However, the final determination will be made based on the results of the 26-27 TPP Policy Assessment.

## 2041_Exceedance_Summary
Summary of in-CAISO transmission exceedances for the 2036 mapping results based on 2024 White Paper constraints and upgrade information. Does not include out-of-CAISO upgrades or potential in-CAISO upgrades beyond existing or approved CAISO transmission including potential transmission needed to interconnect resources to the identified interconnection point.
** Includes amounts from IRP baseline resources not in the White Paper baseline based on COD
| Base Case (2041) Tx Constraint Exceedances |  | Constraint's White Paper |  | FCDS Resources Mapped (In-Dev & Generic)** |  |  |  | EODS Resources Mapped** |  | Calculated Largest On-peak Exceedance | Calculated Off-peak Exceedance | FCDS Upgrade Info |  | EODS Upgrade Info (If Different) |  | CPUC staff estimated likelihood of being triggered | CPUC staff discussion notes
| CAISO Zone | Constraint Name | On-Peak Capability (MW) | Off-Peak Capability (MW) | Onshore & Offshore Wind (MW) | Solar (MW) | Storage (MW) | Biomass & Geothermal (MW) | Onshore Wind (MW) | Solar (MW) |  |  | Capability Increase (MW) | Estimated Cost (millions) | Capability Increase (MW) | Estimated Cost (millions)
| SCE Northern Area | Antelope-Vincent Constraint | 6149.12 | 8920.36 | 0 | 4900 | 6081 | 0 | 0 | 2739.5 | -811.38 | None | 1500 | 13.2 | N/A | N/A | High | This exceedance is driven by several GW of solar and was mapped for its cost-effectiveness by CPUC staff.
| SCE North of Lugo Area | Control to Inyokern area constraint | 0 | 120 | 0 | 0 | 0 | 177 | 0 | 0 | -177 | -57 | 186 | 329 | N/A | N/A | Low | This exceedance is caused by the increased amount of geothermal in the sensitivity portfolio relative to the base case necessitating the mapping of geothermal at Control, which is one of the few substations with significant hydrothermal potential in SCE. It was possible to remap geothermal away from Control in the base case. As noted in the 25-26 TPP mapping, the identified upgrade in the White Paper is not cost-effective and CPUC will ask CAISO to study alternative solutions.
| SCE North of Lugo Area | South of Kramer Area Constraint | 256 | 1190 | 0 | 70 | 434.5 | 293 | 0 | 238.8 | -280.6 | None | 200 | N/A | N/A | N/A | Medium | This exceedance is of the already approved upgrade from the 22-23 TPP (Kramer - Victor 115 kV lines to 220 kV). In the working group in the 25-26 cycle, CAISO staff noted that this exceedance may trigger a smaller reconductoring of the Kramer – Victor 220 kV line with an estimated $50 million cost.
| SCE North of Lugo Area | Lugo Transformer Area Constraint | 1328 | 2427 | 0 | 921 | 871.5 | 293 | 0 | 552.8 | -137.55 | None | N/A | N/A | N/A | N/A | Low | This modest exceedance was mapped to give CAISO a chance to study upgrades for this constraint.
| SCE North of Lugo Area | Calcite to Lugo Area Constraint | 297 | 552 | 0 | 382 | 0 | 0 | 0 | 300 | -8.6 | None | 1046 | 239 | N/A | N/A | Low | This small exceedance would likely not trigger an upgrade were it observed in the Base Case portfolio and has been mapped in the sensitivity to give CAISO a chance to further study cost-effective ways to meet the high solar levels that would be necessitated by a "limited wind" future.
| SCE Eastern Area | Devers-Red Bluff Constraint | 6133 | 7328 | 4121 | 4262 | 4529.516 | 0 | 0 | 8443 | -1179.646 | -154.404 | 532 | N/A | N/A | N/A | High | This exceedance is of an upgrade that was approved in the 22-23 TPP. CPUC staff have mapped this exceedance to give CAISO an opportunity to study the cost-effectiveness of further upgrades on this constraint.
| SCE Eastern Area | Eagle Mountain Constraint | 0 | 392 | 0 | 300 | 460 | 1347 | 0 | 292 | -1846 | -950.84 | 600 | 1182 | N/A | N/A | High | This constraint was exceeded by the mapped 2035 portfolio in the 25-26 TPP. Study by CAISO through the 25-26 TPP has revealed that 145 MW of imports modeled at Blythe are driving this constraint and that the appropriate upgrade to accommodate those imports may be different from the identified white paper upgrade.
| SCE Eastern Area | Etiwanda-Rancho Vista Constraint | 4824 | 7313 | 57 | 5194 | 4256 | 1347 | 0 | 2895 | -2815.89 | None | 3350 | 89 | N/A | N/A | High | This large exceedance has been mapped in the sensitivity to give CAISO a chance to further study the transmission implications of a "limited wind" future where large imports of solar and geothermal are needed to meet state emissions targets.
| SCE Eastern Area | Serrano-Alberhill-Valley Constraint | 6651 | 10182 | 4178 | 5094 | 6389.516 | 1347 | 0 | 7775 | -3014.166 | None | 1522 | N/A | N/A | N/A | High | This exceedance is of an upgrade that was approved in the 22-23 TPP. CPUC staff have mapped this exceedance to give CAISO an opportunity to study the cost-effectiveness of further upgrades on this constraint.
| East of Pisgah Area | Sloan Canyon - Eldorado 500 kV constraint | 4032 | 4302 | 1250 | 125 | 2465.5 | 908 | 0 | 1811.2 | -160.5 | None | N/A | N/A | N/A | N/A | Low | CPUC staff note that this is a small exceedance of the already approved set of upgrades to the GLW-VEA system and may not require additional transmission solutions; however, as always, the full TPP analysis is necessary to confirm if any upgrades would be needed and the scope of such upgrades.
| East of Pisgah Area | Lugo - Victorville area constraint | 10105 | 12605 | 6971 | 5458.5 | 7466.516 | 1649 | 0 | 14289.2 | -4343.191 | -1396.283 | 6800 | 2165 | N/A | N/A | High | This constraint was exceeded by the mapped 2035 portfolio in the 25-26 TPP and CPUC have mapped several GW more resources behind this constraint in the 26-27 TPP. CPUC staff determined that mapping to this constraint was a "least regrets" decision necessary to accommodate the large amounts of OOS wind and solar in the portfolio as well as significant commercial interest.
| SDG&E Study Area | San Luis Rey-San Onofre 230 kV line constraint | 1677.4 | 5624 | 180 | 3096.5 | 2736.31 | 1000 | 0 | 7150.84 | -698.67 | None | 2208.6 | N/A | N/A | N/A | Medium | This exceedance is a consequence of high amounts of solar that were mapped to SDG&E Arizona substations where they were optimally selected by RESOLVE. These same selections were remapped to avoid likely costly but unstudied upgrades in SDG&E Arizona. The selections have been restored in the sensitivity portfolio to understand the transmission implications of a likely necessary build out of large amounts of solar in Arizona in a limited wind future.
| SDG&E Study Area | Silvergate-Old Town 230 kV constraint | 682.4 | 2369 | 180 | 1500 | 899.6 | 1000 | 0 | 997.84 | -163.6 | None | 1686.8 | N/A | N/A | N/A | High | This exceedance is driven by the placement of over 10 GW of RESOLVE-selected solar in SDG&E. Large imports of solar from Arizona into SDG&E would be necessary to meet emissions targets in a "limited wind" future, yet the upgrades that would be needed to cost-effectively supply that generation have not been rigorously studied. With CAISO's approval, CPUC staff have restored large amounts of Arizona solar to SDG&E to allow for more informed transmission planning in future TPP cycles.
| PG&E North of Greater Bay Area | Collinsville-Tesla 500 kV Line | 3379 | 7706 | 1759.98 | 689 | 633.65 | 3199.7 | 220 | 3597.429 | -1437.69 | None | 8645 | 2851.85 | N/A | N/A | High | This constraint was exceeded by the mapped 2035 portfolio in the 25-26 TPP. The full TPP analysis is necessary to confirm if the White Paper upgrade is the optimal solution or if a potentially different solution is applicable.
| PG&E North of Greater Bay Area | Woodland- Davis 115kV line | 90.45 | 81 | 220 | 0 | 0 | 10 | 0 | 12 | -29.55 | -75.76 | 109 | 9.33 | N/A | N/A | Low | #N/A
| PG&E North of Greater Bay Area | Bellota-Weber 230kV line | 1661 | 2539 | 220 | 1399 | 1395.1 | 140.55 | 0 | 2699.265 | -212.19 | None | 460 | 400 | N/A | N/A | Medium | The 25-26 sensitivity mapping also exceeded this constraint with CPUC staff noting that this was a cost-effective upgrade.
| PG&E Greater Bay Area | Windmaster-Delta pumps 230 kV line | 546 | 3673 | 299.98 | 0 | 613.9 | 88 | 0 | 1004.5 | -305.89 | None | 6034 | 417.33 | N/A | N/A | Low | In the working group, CAISO noted that there was a low likelihood of the constraint being triggered based on the resource mixes behind the constraint and the size of the exceedance. However, the final determination will be made based on the results of the 26-27 TPP Policy Assessment.
| PG&E Greater Bay Area | Kasson Jct-Heinz 115 kV line | 298 | 495 | 0 | 106 | 234.3 | 100 | 0 | 19.575 | -52.2 | None | 1255 | 1700 | N/A | N/A | Low | This small exceedance is driven by the placement of 100 MW of geothermal behind this constraint. The sensitivity portfolio has high amounts of geothermal and CPUC staff were forced to map resources to nearly every busbar with hydrothermal (conventional) geothermal potential in PG&E.
| PG&E Greater Bay Area | Tesla-Salado 115 kV line | 178.92 | 180 | 0 | 175 | 119 | 0 | 0 | 116.6 | -4.83 | None | 70 | 0 | N/A | N/A | Low | #N/A
| PG&E Greater Bay Area | Morganhill-Metcalf 115kV Line | 382 | 273 | 150 | 0 | 13 | 214 | 0 | 0 | None | -22.5 | 712 | 380 | N/A | N/A | Low | #N/A
| PG&E Greater Bay Area | Birds Landing-Contra Costa 230kV Line | 656 | 1176 | 299.98 | 0 | 398.2 | 441.2 | 0 | 922 | -333.39 | None | 1766 | 700 | N/A | N/A | High | Similar exceedances were estimated in past mapping efforts for previous TPP portfolio; and based on the study amounts and resource mixes behind the constraint, CAISO staff, in the working group expect the identified white paper upgrade would likely be triggered. However, as always, the full TPP analysis is necessary to confirm if any upgrades would be needed and the scope of such upgrades.
| PG&E Kern Area | Midway-Buena Vista Jct 230kV Line | 471 | 471 | 0 | 700 | 157.6 | 0 | 0 | 89 | -104.8 | None | 234 | 100 | N/A | N/A | Low | This small exceedance is driven by the placement of 700 MW of solar behind this constraint. The sensitivity portfolio has high amounts of solar and CPUC staff want to better understand the transmission implications of mapping more solar in PG&E Kern based on stakeholder interest.
| PG&E Fresno Area | Gates 500/230kV TB #12 | 5406 | 3581 | 100 | 10661.2 | 3654.4 | 30.55 | 69.3 | 3261.7 | -4040.202 | -3868.183 | 14825 | 35 | N/A | N/A | High | Exceedances on two Gates constraints were estimated in the prior TPP, although not until 2040. Based on the study amounts and resource mixes behind the constraint in this TPP, CAISO staff in the working group expect the identified white paper upgrade would likely be triggered. However, as always, the full TPP analysis is necessary to confirm if any upgrades would be needed and the scope of such upgrades.
| PG&E Fresno Area | Gates 500/230kV TB #11 | 5336.9 | 5027 | 100 | 12099.2 | 3153.6 | 62 | 69.3 | 3069.58 | -4911.332 | -3937.2282 | 10038 | 0 | N/A | N/A | High | Exceedances on two Gates constraints were estimated in the prior TPP, although not until 2040. Based on the study amounts and resource mixes behind the constraint in this TPP, CAISO staff in the working group expect the identified white paper upgrade would likely be triggered. However, as always, the full TPP analysis is necessary to confirm if any upgrades would be needed and the scope of such upgrades.
| PG&E Fresno Area | Chowchilla-Le grand 115kV Line | 0 | 158 | 0 | 0 | 80 | 2.55 | 0 | 19.56 | -82.55 | None | 1211 | 550 | N/A | N/A | High | CAISO staff note that this constraint is likely to be triggered this TPP cycle.
| PG&E Fresno Area | Borden-Storey #1 230kV line | 412 | 780 | 0 | 1183 | 740.8 | 10.55 | 0 | 1058.56 | -808.88 | -260.0324 | 1247 | 50 | N/A | N/A | Medium | In the working group, CAISO noted that there was a medium likelihood of the constraint being triggered based on the resource mixes behind the constraint and the size of the exceedance. However, the final determination will be made based on the results of the 26-27 TPP Policy Assessment.
| PG&E Fresno Area | Mustang-Henrietta 230 kV line | 5581 | 5617 | 0 | 8402.2 | 1849.9 | 0 | 0 | 3387.84 | -1309.512 | -1847.2316 | 2479 | 0 | N/A | N/A | High | This constraint was exceeded by the mapped 2040 portfolio in the 25-26 TPP based on the CPUC's finding that the White Paper upgrade was an effective solution to this exceedance. Large additional amounts of solar in the 2036 portfolio have been mapped behind this constraint and CAISO staff expect an upgrade to be triggered in the 26-27 TPP. However, the final determination will be made based on the results of the 26-27 TPP Policy Assessment.

## TxCriteria_bySub_2041
This tab summarizes system-level transmission criteria alignment by substations for the resources mapped to each substation in the 2041 portfolio. It shows each substation’s transmission constraint membership, the resources mapped, the number of constraint exceedances impacting the substation and the most binding constraint for HSN, SSN, and EODS scenarios, and the criteria alignment flags before and after identified upgrades. The information presented here relies on the calculations in the “Tx_Calculator_2041” tab.
[101 empty] | Substation | Adding IRP baseline resources online after 1/1/2024 so not included in Tx constraints baseline | [13 empty] | IRP Baseline | Transmission Constaint Impacting Resourcess | [13 empty] | Transmission Impacting | [12 empty] | Trans-mission | [12 empty] | Final
|  |  | Substation Tx Constraint Matrix | [97 empty] | Tx Matrix | And subtracting transmission constraint baseline resources not in IRP baseline | [13 empty] | Reconciliation | Mapped Portfolio Resources (In-Development and Generic) + Baseline Reconciliation Adjustment Resources | [13 empty] | Resources | Transmission Constraint Exceedances at each substation | [5 empty] | Most limit Constraint by MWs available after mapping | [5 empty] | Exceed-ances | Transmission Constraint Exceedances at each substation after triggering upgrades | [11 empty] | Exceed-ances | FCDS Criteria Alignment |  |  |  | EODS Criteria Alignment
|  |  | Antelope-Vincent Constraint | Vincent-Lugo Constraint | Pardee-Sylmar Constraint | Windhub Constraint | Moorpark-Pardee Constraint | North of Magunden Constraint | South of Magunden Constraint | Antelope-Neenach Constraint | Hinson - Del Amo Constraint | SCE Metro Area Default Constraint | Control to Inyokern area constraint | South of Kramer Area Constraint | Victor to Lugo Area Constraint | Lugo Transformer Area Constraint | Calcite to Lugo Area Constraint | Colorado River 500/230 kV Constraint | DCRT Constraint | Devers-Red Bluff Constraint | Eagle Mountain Constraint | Etiwanda-Rancho Vista Constraint | Red Bluff 500/230 kV Constraint | Serrano-Alberhill-Valley Constraint | GLW 230kV area constraint | Sloan Canyon - Eldorado 500 kV constraint | Lugo - Victorville area constraint | Capistrano-San Onofre 230 kV constraint | Chicarita 138 kV constraint | El Cajon 69 kV constraint | Internal San Diego Area constraint | Miguel 69 kV constraint | Encina - San Luis Rey 230 kV constraint | East of Miguel constraint | San Luis Rey-San Onofre 230 kV line constraint | Ocean Ranch 69 kV constraint | Otay Mesa 230 kV constraint | Silvergate - Bay Blvd 230 kV constraint | Silvergate-Old Town 230 kV constraint | Talega 230 kV constraint | Trabuco-Capistrano 138 kV constraint | Collinsville-Tesla 500 kV Line | Woodland- Davis 115kV line | Cortina-Eagle Rock 115 kV line | Bell-Placer 115kV Line | Carberry-Round Mountain 230kV Line | Rocklin-Pleaseant grove 115kV line | Bellota-Weber 230kV line | Rio Oso-Brighton 230kV line | Rio Oso-Lockeford 230kV line | Humboldt Offshore Wind constraint | Dumbarton-Newark 115 kV line | Eastshore-San Mateo 230 kV line | Lakeville-Ignacio 230 kV line | Sobrante-Moraga 230 kV line | Windmaster-Delta pumps 230 kV line | Contra Costa- Windmaster 230 kV line | Tesla-Tracy-Pump 230 kV line #2 | Contra Costa #1 115kV Line | Kasson Jct-Heinz 115 kV line | Newark-Newark Distribution 115 kV line | Tesla-Bellota 230 kV line | Eight Mile-Tesla 230 kV line | Grant - Eastshore #2 line 115 kV | Salado-Crow Creek Sw Sta 60 kV line | Tesla-Salado 115 kV line | Morganhill-Metcalf 115kV Line | Tesla-Tracy Pump 230 kV Line #1 | Birds Landing-Contra Costa 230kV Line | Cal Flat-Gates 230 kV line | Gates-Arco 230 kV Line | Smyrna-Atwell Jct 115kV Line | Kern 230/115kV TB #4 | Maricopa-Copus 70 kV line | Midway-Taft 115 kV line | Kern-Tevis-Stockdale-Lamont 115kV line | Midway 230/115kV TB #3 | Semitropic-Midway 115kV Line | Midway-Buena Vista Jct 230kV Line | Manning 500kV | Gates 500/230kV TB #12 | Gates 500/230kV TB #11 | Gates 230/70kV TB #5 | Tranquility-Helm 230kV Line | Dairyland-Chowchilla 115kV Line | Chowchilla-Le grand 115kV Line | NEW- Melones-Cottle 230kV line | Los Banos 500/230kV TB | Schindler 115/70kV TB #1 | Panoche- Mendota 115 kV line | Panoche-Oro Loma 115kV Line | Borden-Storey #1 230kV line | Merced 115/70kV TB#2 | Helm 230/70kV TB #1 | Oro Loma-El Nido 115kV Line | Diablo-Gates 500 kV line | Mustang-Henrietta 230 kV line | Gates-Panoche 230 kV #1 and #2 Lines | NEW-Metcalf-Mosslanding 500kV | Has Approved |  | Geothermal | Biomass | Wind | Wind | OOS Wind | OOS Wind | Offshore Wind | Offshore Wind | Distributed Solar | Solar | Solar | Battery_4hr | Battery_8hr | LDES | Has | Geothermal | Biomass | Wind | Wind | OOS Wind | OOS Wind | Offshore Wind | Offshore Wind | Distributed Solar | Solar | Solar | Battery_4hr | Battery_8hr | LDES | Has | Number of HSN Constraints Exceeded |  | Number of SSN Constraints Exceeded |  | Number of EODS constraints Exceeded |  | Limiting Tx Constraint Headroom (Cumulative All Resources) |  |  | Binding Constraint Name |  |  |  | Number of HSN exceedances after upgrades |  | Number of SSN exceedances after upgrades |  | Number of EODS exceedances after upgrades |  | Limiting Tx Constraint Headroom (Cumulative All Resources) After Upgrades |  |  | Binding Constraint Name |  |  |  | Criteria Alignment pre-upgrades | Criteria Alignment after upgrades | Tx upgrades improved compliance | Final Criteria Alignment | Criteria 2 Alignment pre-upgrades | Criteria 2 Alignment after upgrades | Tx upgrades improved compliance | Final Criteria Alignment
CAISO Study Area | Substation | Voltage | Antelope-Vincent Constraint | Vincent-Lugo Constraint | Pardee-Sylmar Constraint | Windhub Constraint | Moorpark-Pardee Constraint | North of Magunden Constraint | South of Magunden Constraint | Antelope-Neenach Constraint | Hinson - Del Amo Constraint | SCE Metro Area Default Constraint | Control to Inyokern area constraint | South of Kramer Area Constraint | Victor to Lugo Area Constraint | Lugo Transformer Area Constraint | Calcite to Lugo Area Constraint | Colorado River 500/230 kV Constraint | DCRT Constraint | Devers-Red Bluff Constraint | Eagle Mountain Constraint | Etiwanda-Rancho Vista Constraint | Red Bluff 500/230 kV Constraint | Serrano-Alberhill-Valley Constraint | GLW 230kV area constraint | Sloan Canyon - Eldorado 500 kV constraint | Lugo - Victorville area constraint | Capistrano-San Onofre 230 kV constraint | Chicarita 138 kV constraint | El Cajon 69 kV constraint | Internal San Diego Area constraint | Miguel 69 kV constraint | Encina - San Luis Rey 230 kV constraint | East of Miguel constraint | San Luis Rey-San Onofre 230 kV line constraint | Ocean Ranch 69 kV constraint | Otay Mesa 230 kV constraint | Silvergate - Bay Blvd 230 kV constraint | Silvergate-Old Town 230 kV constraint | Talega 230 kV constraint | Trabuco-Capistrano 138 kV constraint | Collinsville-Tesla 500 kV Line | Woodland- Davis 115kV line | Cortina-Eagle Rock 115 kV line | Bell-Placer 115kV Line | Carberry-Round Mountain 230kV Line | Rocklin-Pleaseant grove 115kV line | Bellota-Weber 230kV line | Rio Oso-Brighton 230kV line | Rio Oso-Lockeford 230kV line | Humboldt Offshore Wind constraint | Dumbarton-Newark 115 kV line | Eastshore-San Mateo 230 kV line | Lakeville-Ignacio 230 kV line | Sobrante-Moraga 230 kV line | Windmaster-Delta pumps 230 kV line | Contra Costa- Windmaster 230 kV line | Tesla-Tracy-Pump 230 kV line #2 | Contra Costa #1 115kV Line | Kasson Jct-Heinz 115 kV line | Newark-Newark Distribution 115 kV line | Tesla-Bellota 230 kV line | Eight Mile-Tesla 230 kV line | Grant - Eastshore #2 line 115 kV | Salado-Crow Creek Sw Sta 60 kV line | Tesla-Salado 115 kV line | Morganhill-Metcalf 115kV Line | Tesla-Tracy Pump 230 kV Line #1 | Birds Landing-Contra Costa 230kV Line | Cal Flat-Gates 230 kV line | Gates-Arco 230 kV Line | Smyrna-Atwell Jct 115kV Line | Kern 230/115kV TB #4 | Maricopa-Copus 70 kV line | Midway-Taft 115 kV line | Kern-Tevis-Stockdale-Lamont 115kV line | Midway 230/115kV TB #3 | Semitropic-Midway 115kV Line | Midway-Buena Vista Jct 230kV Line | Manning 500kV | Gates 500/230kV TB #12 | Gates 500/230kV TB #11 | Gates 230/70kV TB #5 | Tranquility-Helm 230kV Line | Dairyland-Chowchilla 115kV Line | Chowchilla-Le grand 115kV Line | NEW- Melones-Cottle 230kV line | Los Banos 500/230kV TB | Schindler 115/70kV TB #1 | Panoche- Mendota 115 kV line | Panoche-Oro Loma 115kV Line | Borden-Storey #1 230kV line | Merced 115/70kV TB#2 | Helm 230/70kV TB #1 | Oro Loma-El Nido 115kV Line | Diablo-Gates 500 kV line | Mustang-Henrietta 230 kV line | Gates-Panoche 230 kV #1 and #2 Lines | NEW-Metcalf-Mosslanding 500kV | Tx Upgrade |  | FCDS | FCDS | FCDS | EODS | FCDS | EODS | FCDS | EODS | EODS | FCDS | EODS | FCDS | FCDS | FCDS | Res | FCDS | FCDS | FCDS | EODS | FCDS | EODS | FCDS | EODS | EODS | FCDS | EODS | FCDS | FCDS | FCDS | Res | Actual | Default | Actual | Default | Actual | Default | HSN | SSN | EODS | HSN | SSN | EODS |  | Actual | Default | Actual | Default | Actual | Default | HSN | SSN | EODS | HSN | SSN | EODS |  | FCDS | FCDS | FCDS | FCDS | EODS | EODS | EODS | EODS
PG&E KERN | 7th Standard | 115 | 0 | 0 | 0 | 0 | 0 | 0 | 0 | 0 | 0 | 0 | 0 | 0 | 0 | 0 | 0 | 0 | 0 | 0 | 0 | 0 | 0 | 0 | 0 | 0 | 0 | 0 | 0 | 0 | 0 | 0 | 0 | 0 | 0 | 0 | 0 | 0 | 0 | 0 | 0 | 0 | 0 | 0 | 0 | 0 | 0 | 0 | 0 | 0 | 0 | 0 | 0 | 0 | 0 | 0 | 0 | 0 | 0 | 0 | 0 | 0 | 0 | 0 | 0 | 0 | 0 | 0 | 0 | 0 | 0 | 0 | 1 | 0 | 0 | 0 | 1 | 0 | 0 | 0 | 1 | 1 | 0 | 0 | 0 | 0 | 0 | 0 | 0 | 0 | 0 | 0 | 0 | 0 | 0 | 0 | 1 | 0 | 0 | 0 |  | 0 | 0 | 0 | 0 | 0 | 0 | 0 | 0 | 0 | 0 | 0 | 0 | 0 | 0 | 0 | 0 | 0 | 0 | 0 | 0 | 0 | 0 | 0 | 0 | 0 | 90 | 0 | 0 | 0 | 1 | 0 | 0 | 3 | 0 | 2 | 1 | 71.87 | -4911.332 | -3937.2282 | Gates 500/230kV TB #12 | Gates 500/230kV TB #11 | Gates 500/230kV TB #11 |  | 0 | 0 | 0 | 0 | 0 | 0 | 1547.55 | 1169.488 | 631.7684 | Midway 230/115kV TB #3 | Mustang-Henrietta 230 kV line | Mustang-Henrietta 230 kV line |  | 5 | 1 | YES | 2 | 5 | 1 | YES | 2
SCE Metro | Alamitos | 230 | 0 | 0 | 0 | 0 | 0 | 0 | 0 | 0 | 1 | 1 | 0 | 0 | 0 | 0 | 0 | 0 | 0 | 0 | 0 | 0 | 0 | 0 | 0 | 0 | 0 | 0 | 0 | 0 | 0 | 0 | 0 | 0 | 0 | 0 | 0 | 0 | 0 | 0 | 0 | 0 | 0 | 0 | 0 | 0 | 0 | 0 | 0 | 0 | 0 | 0 | 0 | 0 | 0 | 0 | 0 | 0 | 0 | 0 | 0 | 0 | 0 | 0 | 0 | 0 | 0 | 0 | 0 | 0 | 0 | 0 | 0 | 0 | 0 | 0 | 0 | 0 | 0 | 0 | 0 | 0 | 0 | 0 | 0 | 0 | 0 | 0 | 0 | 0 | 0 | 0 | 0 | 0 | 0 | 0 | 0 | 0 | 0 | 0 |  | 0 | 0 | 0 | 0 | 0 | 0 | 0 | 0 | 0 | 0 | 0 | -82 | 0 | 0 | 1 | 0 | 0 | 0 | 0 | 0 | 0 | 0 | 0 | 0 | 382 | 0 | 0 | 188 | 0 | 1 | 0 | 0 | 0 | 0 | 0 | 0 | 1847.1684 | 1991.844 | 3202.161 | Hinson - Del Amo Constraint | Hinson - Del Amo Constraint | Hinson - Del Amo Constraint |  | 0 | 0 | 0 | 0 | 0 | 0 | 1847.1684 | 1991.844 | 3202.161 | Hinson - Del Amo Constraint | Hinson - Del Amo Constraint | Hinson - Del Amo Constraint |  | 1 | 1 | NO | 1 | 1 | 1 | NO | 1
SCE Eastern | Alberhill | 115 | 0 | 0 | 0 | 0 | 0 | 0 | 0 | 0 | 0 | 0 | 0 | 0 | 0 | 0 | 0 | 0 | 0 | 0 | 0 | 1 | 0 | 1 | 0 | 0 | 0 | 0 | 0 | 0 | 0 | 0 | 0 | 0 | 0 | 0 | 0 | 0 | 0 | 0 | 0 | 0 | 0 | 0 | 0 | 0 | 0 | 0 | 0 | 0 | 0 | 0 | 0 | 0 | 0 | 0 | 0 | 0 | 0 | 0 | 0 | 0 | 0 | 0 | 0 | 0 | 0 | 0 | 0 | 0 | 0 | 0 | 0 | 0 | 0 | 0 | 0 | 0 | 0 | 0 | 0 | 0 | 0 | 0 | 0 | 0 | 0 | 0 | 0 | 0 | 0 | 0 | 0 | 0 | 0 | 0 | 0 | 0 | 0 | 1 |  | 0 | 0 | 0 | 0 | 0 | 0 | 0 | 0 | 0 | 0 | 0 | 0 | 0 | 0 | 0 | 0 | 0 | 0 | 0 | 0 | 0 | 0 | 0 | 0 | 2984 | 1000 | 0 | 0 | 0 | 1 | 1 | 2 | 1 | 2 | 0 | 0 | -3014.166 | -2815.89 | 3968.39 | Serrano-Alberhill-Valley Constraint | Etiwanda-Rancho Vista Constraint | Etiwanda-Rancho Vista Constraint |  | 1 | 3 | 1 | 3 | 0 | 0 | -1492.166 | -2815.89 | 3968.39 | Serrano-Alberhill-Valley Constraint | Etiwanda-Rancho Vista Constraint | Etiwanda-Rancho Vista Constraint |  | 5 | 5 | NO | 5 | 1 | 1 | NO | 1
SCE Eastern | Alberhill | 500 | 0 | 0 | 0 | 0 | 0 | 0 | 0 | 0 | 0 | 0 | 0 | 0 | 0 | 0 | 0 | 0 | 0 | 0 | 0 | 1 | 0 | 1 | 0 | 0 | 0 | 0 | 0 | 0 | 0 | 0 | 0 | 0 | 0 | 0 | 0 | 0 | 0 | 0 | 0 | 0 | 0 | 0 | 0 | 0 | 0 | 0 | 0 | 0 | 0 | 0 | 0 | 0 | 0 | 0 | 0 | 0 | 0 | 0 | 0 | 0 | 0 | 0 | 0 | 0 | 0 | 0 | 0 | 0 | 0 | 0 | 0 | 0 | 0 | 0 | 0 | 0 | 0 | 0 | 0 | 0 | 0 | 0 | 0 | 0 | 0 | 0 | 0 | 0 | 0 | 0 | 0 | 0 | 0 | 0 | 0 | 0 | 0 | 1 |  | 0 | 0 | 0 | 0 | 0 | 0 | 0 | 0 | 0 | 0 | 0 | 0 | 0 | 0 | 0 | 0 | 0 | 0 | 0 | 0 | 0 | 0 | 0 | 0 | 435 | 0 | 0 | 0 | 500 | 1 | 1 | 2 | 1 | 2 | 0 | 0 | -3014.166 | -2815.89 | 3968.39 | Serrano-Alberhill-Valley Constraint | Etiwanda-Rancho Vista Constraint | Etiwanda-Rancho Vista Constraint |  | 1 | 3 | 1 | 3 | 0 | 0 | -1492.166 | -2815.89 | 3968.39 | Serrano-Alberhill-Valley Constraint | Etiwanda-Rancho Vista Constraint | Etiwanda-Rancho Vista Constraint |  | 5 | 5 | NO | 5 | 1 | 1 | NO | 1
PG&E GBA | Alhambra | 115 | 0 | 0 | 0 | 0 | 0 | 0 | 0 | 0 | 0 | 0 | 0 | 0 | 0 | 0 | 0 | 0 | 0 | 0 | 0 | 0 | 0 | 0 | 0 | 0 | 0 | 0 | 0 | 0 | 0 | 0 | 0 | 0 | 0 | 0 | 0 | 0 | 0 | 0 | 0 | 1 | 0 | 0 | 0 | 0 | 0 | 0 | 0 | 0 | 0 | 0 | 0 | 0 | 1 | 0 | 0 | 1 | 0 | 0 | 0 | 0 | 0 | 0 | 0 | 0 | 0 | 0 | 0 | 0 | 0 | 0 | 0 | 0 | 0 | 0 | 0 | 0 | 0 | 0 | 0 | 0 | 0 | 0 | 0 | 0 | 0 | 0 | 0 | 0 | 0 | 0 | 0 | 0 | 0 | 0 | 0 | 0 | 0 | 1 |  | 0 | 0 | 0 | 0 | 0 | 0 | 0 | 0 | 0 | 0 | 0 | 0 | 0 | 0 | 0 | 0 | 0 | 0 | 0 | 0 | 0 | 0 | 0 | 0 | 0 | 0 | 0 | 0 | 0 | 0 | 1 | 0 | 1 | 0 | 0 | 0 | -1437.69 | -961.1112 | 977.7909 | Collinsville-Tesla 500 kV Line | Collinsville-Tesla 500 kV Line | Collinsville-Tesla 500 kV Line |  | 0 | 0 | 0 | 0 | 0 | 0 | 2381.7 | 2366.26 | 977.7909 | Sobrante-Moraga 230 kV line | Sobrante-Moraga 230 kV line | Collinsville-Tesla 500 kV Line |  | 5 | 1 | YES | 2 | 1 | 1 | NO | 1
PG&E FRESNO | Alpaugh | 115 | 0 | 0 | 0 | 0 | 0 | 0 | 0 | 0 | 0 | 0 | 0 | 0 | 0 | 0 | 0 | 0 | 0 | 0 | 0 | 0 | 0 | 0 | 0 | 0 | 0 | 0 | 0 | 0 | 0 | 0 | 0 | 0 | 0 | 0 | 0 | 0 | 0 | 0 | 0 | 0 | 0 | 0 | 0 | 0 | 0 | 0 | 0 | 0 | 0 | 0 | 0 | 0 | 0 | 0 | 0 | 0 | 0 | 0 | 0 | 0 | 0 | 0 | 0 | 0 | 0 | 0 | 0 | 1 | 0 | 1 | 1 | 0 | 0 | 0 | 1 | 1 | 0 | 0 | 1 | 1 | 0 | 0 | 0 | 0 | 0 | 0 | 0 | 0 | 0 | 0 | 0 | 0 | 0 | 0 | 1 | 0 | 0 | 0 |  | 0 | 0 | 0 | 0 | 0 | 0 | 0 | 0 | 3 | 0 | 0 | 0 | 0 | 0 | 1 | 0 | 0 | 0 | 0 | 0 | 0 | 0 | 0 | 3 | 0 | 0 | 0 | 0 | 0 | 1 | 0 | 0 | 3 | 0 | 2 | 1 | 71.87 | -4911.332 | -3937.2282 | Gates 500/230kV TB #12 | Gates 500/230kV TB #11 | Gates 500/230kV TB #11 |  | 0 | 0 | 0 | 0 | 0 | 0 | 120.85 | 192.6 | 130.03 | Cal Flat-Gates 230 kV line | Smyrna-Atwell Jct 115kV Line | Smyrna-Atwell Jct 115kV Line |  | 5 | 1 | YES | 2 | 5 | 1 | YES | 2
SDGE | Alpine | 69 | 0 | 0 | 0 | 0 | 0 | 0 | 0 | 0 | 0 | 0 | 0 | 0 | 0 | 0 | 0 | 0 | 0 | 0 | 0 | 0 | 0 | 0 | 0 | 0 | 0 | 0 | 0 | 1 | 0 | 1 | 1 | 0 | 1 | 0 | 0 | 0 | 1 | 0 | 0 | 0 | 0 | 0 | 0 | 0 | 0 | 0 | 0 | 0 | 0 | 0 | 0 | 0 | 0 | 0 | 0 | 0 | 0 | 0 | 0 | 0 | 0 | 0 | 0 | 0 | 0 | 0 | 0 | 0 | 0 | 0 | 0 | 0 | 0 | 0 | 0 | 0 | 0 | 0 | 0 | 0 | 0 | 0 | 0 | 0 | 0 | 0 | 0 | 0 | 0 | 0 | 0 | 0 | 0 | 0 | 0 | 0 | 0 | 3 |  | 0 | 0 | 0 | 0 | 0 | 0 | 0 | 0 | 0 | 0 | 0 | 0 | 0 | 0 | 0 | 0 | 0 | 0 | 0 | 0 | 0 | 0 | 0 | 0 | 0 | 0 | 6 | 0 | 0 | 1 | 0 | 1 | 0 | 2 | 0 | 0 | -99.1 | -698.67 | 216.1064 | San Luis Rey-San Onofre 230 kV line constraint | San Luis Rey-San Onofre 230 kV line constraint | Silvergate-Old Town 230 kV constraint |  | 0 | 1 | 0 | 2 | 0 | 0 | -99.1 | -698.67 | 216.1064 | San Luis Rey-San Onofre 230 kV line constraint | San Luis Rey-San Onofre 230 kV line constraint | Silvergate-Old Town 230 kV constraint |  | 4 | 4 | NO | 4 | 1 | 1 | NO | 1
PG&E GBA | Altamont Midway (Sandhill) | 230 | 0 | 0 | 0 | 0 | 0 | 0 | 0 | 0 | 0 | 0 | 0 | 0 | 0 | 0 | 0 | 0 | 0 | 0 | 0 | 0 | 0 | 0 | 0 | 0 | 0 | 0 | 0 | 0 | 0 | 0 | 0 | 0 | 0 | 0 | 0 | 0 | 0 | 0 | 0 | 1 | 0 | 0 | 0 | 0 | 0 | 0 | 0 | 0 | 0 | 0 | 0 | 0 | 0 | 0 | 0 | 1 | 0 | 0 | 0 | 0 | 0 | 0 | 0 | 0 | 0 | 1 | 0 | 0 | 0 | 0 | 0 | 0 | 0 | 0 | 0 | 0 | 0 | 0 | 0 | 0 | 0 | 0 | 0 | 0 | 0 | 0 | 0 | 0 | 0 | 0 | 0 | 0 | 0 | 0 | 0 | 0 | 0 | 0 |  | 0 | 0 | 0 | 0 | 0 | 0 | 0 | 0 | 0 | 0 | 0 | 0 | 0 | 0 | 0 | 0 | 0 | 0 | 0 | 0 | 0 | 0 | 0 | 0 | 0 | 0 | 0 | 0 | 0 | 0 | 1 | 0 | 1 | 0 | 0 | 0 | -1437.69 | -961.1112 | 977.7909 | Collinsville-Tesla 500 kV Line | Collinsville-Tesla 500 kV Line | Collinsville-Tesla 500 kV Line |  | 0 | 0 | 0 | 0 | 0 | 0 | 2836.56 | 2405.6138 | 977.7909 | Tesla-Tracy-Pump 230 kV line #2 | Tesla-Tracy-Pump 230 kV line #2 | Collinsville-Tesla 500 kV Line |  | 5 | 1 | YES | 2 | 1 | 1 | NO | 1
SCE Northern | Antelope | 66 | 1 | 0 | 0 | 0 | 0 | 0 | 0 | 0 | 0 | 0 | 0 | 0 | 0 | 0 | 0 | 0 | 0 | 0 | 0 | 0 | 0 | 0 | 0 | 0 | 0 | 0 | 0 | 0 | 0 | 0 | 0 | 0 | 0 | 0 | 0 | 0 | 0 | 0 | 0 | 0 | 0 | 0 | 0 | 0 | 0 | 0 | 0 | 0 | 0 | 0 | 0 | 0 | 0 | 0 | 0 | 0 | 0 | 0 | 0 | 0 | 0 | 0 | 0 | 0 | 0 | 0 | 0 | 0 | 0 | 0 | 0 | 0 | 0 | 0 | 0 | 0 | 0 | 0 | 0 | 0 | 0 | 0 | 0 | 0 | 0 | 0 | 0 | 0 | 0 | 0 | 0 | 0 | 0 | 0 | 0 | 0 | 0 | 0 |  | 0 | 0 | 0 | 0 | 0 | 0 | 0 | 0 | 7.5 | 0 | 0 | 0 | 0 | 0 | 1 | 0 | 0 | 0 | 0 | 0 | 0 | 0 | 0 | 13.5 | 0 | 0 | 0 | 0 | 0 | 1 | 1 | 0 | 1 | 0 | 0 | 0 | -568.88 | -811.38 | 9118.945 | Antelope-Vincent Constraint | Antelope-Vincent Constraint | Antelope-Vincent Constraint |  | 1 | 0 | 1 | 0 | 0 | 0 | -568.88 | -811.38 | 9118.945 | Antelope-Vincent Constraint | Antelope-Vincent Constraint | Antelope-Vincent Constraint |  | 5 | 5 | NO | 5 | 1 | 1 | NO | 1
SCE Northern | Antelope | 230 | 1 | 0 | 0 | 0 | 0 | 0 | 0 | 0 | 0 | 0 | 0 | 0 | 0 | 0 | 0 | 0 | 0 | 0 | 0 | 0 | 0 | 0 | 0 | 0 | 0 | 0 | 0 | 0 | 0 | 0 | 0 | 0 | 0 | 0 | 0 | 0 | 0 | 0 | 0 | 0 | 0 | 0 | 0 | 0 | 0 | 0 | 0 | 0 | 0 | 0 | 0 | 0 | 0 | 0 | 0 | 0 | 0 | 0 | 0 | 0 | 0 | 0 | 0 | 0 | 0 | 0 | 0 | 0 | 0 | 0 | 0 | 0 | 0 | 0 | 0 | 0 | 0 | 0 | 0 | 0 | 0 | 0 | 0 | 0 | 0 | 0 | 0 | 0 | 0 | 0 | 0 | 0 | 0 | 0 | 0 | 0 | 0 | 0 |  | 0 | 0 | 0 | 0 | 0 | 0 | 0 | 0 | 0 | 125 | 0 | 80 | 0 | 0 | 1 | 0 | 0 | 0 | 0 | 0 | 0 | 0 | 0 | 0 | 1058 | 450 | 80 | 150 | 900 | 1 | 1 | 0 | 1 | 0 | 0 | 0 | -568.88 | -811.38 | 9118.945 | Antelope-Vincent Constraint | Antelope-Vincent Constraint | Antelope-Vincent Constraint |  | 1 | 0 | 1 | 0 | 0 | 0 | -568.88 | -811.38 | 9118.945 | Antelope-Vincent Constraint | Antelope-Vincent Constraint | Antelope-Vincent Constraint |  | 5 | 5 | NO | 5 | 1 | 1 | NO | 1
SCE Northern | Antelope | 500 | 1 | 1 | 0 | 0 | 0 | 0 | 0 | 0 | 0 | 0 | 0 | 0 | 0 | 0 | 0 | 0 | 0 | 0 | 0 | 0 | 0 | 0 | 0 | 0 | 0 | 0 | 0 | 0 | 0 | 0 | 0 | 0 | 0 | 0 | 0 | 0 | 0 | 0 | 0 | 0 | 0 | 0 | 0 | 0 | 0 | 0 | 0 | 0 | 0 | 0 | 0 | 0 | 0 | 0 | 0 | 0 | 0 | 0 | 0 | 0 | 0 | 0 | 0 | 0 | 0 | 0 | 0 | 0 | 0 | 0 | 0 | 0 | 0 | 0 | 0 | 0 | 0 | 0 | 0 | 0 | 0 | 0 | 0 | 0 | 0 | 0 | 0 | 0 | 0 | 0 | 0 | 0 | 0 | 0 | 0 | 0 | 0 | 0 |  | 0 | 0 | 0 | 0 | 0 | 0 | 0 | 0 | 0 | 0 | 0 | 0 | 0 | 0 | 0 | 0 | 0 | 0 | 0 | 0 | 0 | 0 | 0 | 0 | 0 | 1000 | 0 | 160 | 0 | 1 | 1 | 0 | 1 | 0 | 0 | 0 | -568.88 | -811.38 | 7690.34 | Antelope-Vincent Constraint | Antelope-Vincent Constraint | Vincent-Lugo Constraint |  | 1 | 0 | 1 | 0 | 0 | 0 | -568.88 | -811.38 | 7690.34 | Antelope-Vincent Constraint | Antelope-Vincent Constraint | Vincent-Lugo Constraint |  | 5 | 5 | NO | 5 | 1 | 1 | NO | 1
PG&E NGBA | Arcata | 60 | 0 | 0 | 0 | 0 | 0 | 0 | 0 | 0 | 0 | 0 | 0 | 0 | 0 | 0 | 0 | 0 | 0 | 0 | 0 | 0 | 0 | 0 | 0 | 0 | 0 | 0 | 0 | 0 | 0 | 0 | 0 | 0 | 0 | 0 | 0 | 0 | 0 | 0 | 0 | 1 | 0 | 0 | 0 | 0 | 0 | 0 | 0 | 0 | 0 | 0 | 0 | 0 | 0 | 0 | 0 | 0 | 0 | 0 | 0 | 0 | 0 | 0 | 0 | 0 | 0 | 0 | 0 | 0 | 0 | 0 | 0 | 0 | 0 | 0 | 0 | 0 | 0 | 0 | 0 | 0 | 0 | 0 | 0 | 0 | 0 | 0 | 0 | 0 | 0 | 0 | 0 | 0 | 0 | 0 | 0 | 0 | 0 | 0 |  | 0 | 0 | 0 | 0 | 0 | 0 | 0 | 0 | 3 | 0 | 0 | 0 | 0 | 0 | 1 | 0 | 0 | 0 | 0 | 0 | 0 | 0 | 0 | 7 | 0 | 0 | 2.5 | 0 | 0 | 1 | 1 | 0 | 1 | 0 | 0 | 0 | -1437.69 | -961.1112 | 977.7909 | Collinsville-Tesla 500 kV Line | Collinsville-Tesla 500 kV Line | Collinsville-Tesla 500 kV Line |  | 0 | 0 | 0 | 0 | 0 | 0 | 7207.31 | 7683.8888 | 977.7909 | Collinsville-Tesla 500 kV Line | Collinsville-Tesla 500 kV Line | Collinsville-Tesla 500 kV Line |  | 5 | 1 | YES | 2 | 1 | 1 | NO | 1
PG&E KERN | Arco | 230 | 0 | 0 | 0 | 0 | 0 | 0 | 0 | 0 | 0 | 0 | 0 | 0 | 0 | 0 | 0 | 0 | 0 | 0 | 0 | 0 | 0 | 0 | 0 | 0 | 0 | 0 | 0 | 0 | 0 | 0 | 0 | 0 | 0 | 0 | 0 | 0 | 0 | 0 | 0 | 0 | 0 | 0 | 0 | 0 | 0 | 0 | 0 | 0 | 0 | 0 | 0 | 0 | 0 | 0 | 0 | 0 | 0 | 0 | 0 | 0 | 0 | 0 | 0 | 0 | 0 | 0 | 0 | 0 | 0 | 0 | 0 | 0 | 0 | 0 | 0 | 0 | 0 | 0 | 1 | 1 | 0 | 0 | 0 | 0 | 0 | 0 | 0 | 0 | 0 | 0 | 0 | 0 | 0 | 0 | 1 | 0 | 0 | 0 |  | 0 | 0 | 0 | 0 | 0 | 0 | 0 | 0 | 0 | 43.2 | 21.7 | 25 | 0 | 0 | 1 | 0 | 0 | 0 | 0 | 0 | 0 | 0 | 0 | 4.79 | 1883.2 | 21.7 | 25 | 0 | 150 | 1 | 0 | 0 | 3 | 0 | 2 | 1 | 71.87 | -4911.332 | -3937.2282 | Gates 500/230kV TB #12 | Gates 500/230kV TB #11 | Gates 500/230kV TB #11 |  | 0 | 0 | 0 | 0 | 0 | 0 | 4949.77 | 1169.488 | 631.7684 | Mustang-Henrietta 230 kV line | Mustang-Henrietta 230 kV line | Mustang-Henrietta 230 kV line |  | 5 | 1 | YES | 2 | 5 | 1 | YES | 2
PG&E KERN | Arco | 70 | 0 | 0 | 0 | 0 | 0 | 0 | 0 | 0 | 0 | 0 | 0 | 0 | 0 | 0 | 0 | 0 | 0 | 0 | 0 | 0 | 0 | 0 | 0 | 0 | 0 | 0 | 0 | 0 | 0 | 0 | 0 | 0 | 0 | 0 | 0 | 0 | 0 | 0 | 0 | 0 | 0 | 0 | 0 | 0 | 0 | 0 | 0 | 0 | 0 | 0 | 0 | 0 | 0 | 0 | 0 | 0 | 0 | 0 | 0 | 0 | 0 | 0 | 0 | 0 | 0 | 0 | 0 | 0 | 0 | 0 | 0 | 0 | 0 | 0 | 0 | 0 | 0 | 0 | 1 | 1 | 0 | 0 | 0 | 0 | 0 | 0 | 0 | 0 | 0 | 0 | 0 | 0 | 0 | 0 | 1 | 0 | 0 | 0 |  | 0 | 0 | 0 | 0 | 0 | 0 | 0 | 0 | 0 | 0 | 0 | 55 | 0 | 0 | 1 | 0 | 0 | 0 | 0 | 0 | 0 | 0 | 0 | 0 | 60 | 0 | 57 | 0 | 0 | 1 | 0 | 0 | 3 | 0 | 2 | 1 | 71.87 | -4911.332 | -3937.2282 | Gates 500/230kV TB #12 | Gates 500/230kV TB #11 | Gates 500/230kV TB #11 |  | 0 | 0 | 0 | 0 | 0 | 0 | 4949.77 | 1169.488 | 631.7684 | Mustang-Henrietta 230 kV line | Mustang-Henrietta 230 kV line | Mustang-Henrietta 230 kV line |  | 5 | 1 | YES | 2 | 5 | 1 | YES | 2
SCE Metro | ArcoGen | 230 | 0 | 0 | 0 | 0 | 0 | 0 | 0 | 0 | 0 | 1 | 0 | 0 | 0 | 0 | 0 | 0 | 0 | 0 | 0 | 0 | 0 | 0 | 0 | 0 | 0 | 0 | 0 | 0 | 0 | 0 | 0 | 0 | 0 | 0 | 0 | 0 | 0 | 0 | 0 | 0 | 0 | 0 | 0 | 0 | 0 | 0 | 0 | 0 | 0 | 0 | 0 | 0 | 0 | 0 | 0 | 0 | 0 | 0 | 0 | 0 | 0 | 0 | 0 | 0 | 0 | 0 | 0 | 0 | 0 | 0 | 0 | 0 | 0 | 0 | 0 | 0 | 0 | 0 | 0 | 0 | 0 | 0 | 0 | 0 | 0 | 0 | 0 | 0 | 0 | 0 | 0 | 0 | 0 | 0 | 0 | 0 | 0 | 0 |  | 0 | 0 | 0 | 0 | 0 | 0 | 0 | 0 | 0 | 0 | 0 | 0 | 0 | 0 | 0 | 0 | 0 | 0 | 0 | 0 | 0 | 0 | 0 | 0 | 0 | 0 | 0 | 920 | 0 | 1 | 0 | 0 | 0 | 0 | 0 | 0 | 3554.7188 | 7968.008 | 22025.8411 | SCE Metro Area Default Constraint | SCE Metro Area Default Constraint | SCE Metro Area Default Constraint |  | 0 | 0 | 0 | 0 | 0 | 0 | 3554.7188 | 7968.008 | 22025.8411 | SCE Metro Area Default Constraint | SCE Metro Area Default Constraint | SCE Metro Area Default Constraint |  | 1 | 1 | NO | 1 | 1 | 1 | NO | 1
SDGE | Artesian | 230 | 0 | 0 | 0 | 0 | 0 | 0 | 0 | 0 | 0 | 0 | 0 | 0 | 0 | 0 | 0 | 0 | 0 | 0 | 0 | 0 | 0 | 0 | 0 | 0 | 0 | 1 | 0 | 0 | 1 | 0 | 1 | 0 | 1 | 0 | 0 | 0 | 0 | 1 | 0 | 0 | 0 | 0 | 0 | 0 | 0 | 0 | 0 | 0 | 0 | 0 | 0 | 0 | 0 | 0 | 0 | 0 | 0 | 0 | 0 | 0 | 0 | 0 | 0 | 0 | 0 | 0 | 0 | 0 | 0 | 0 | 0 | 0 | 0 | 0 | 0 | 0 | 0 | 0 | 0 | 0 | 0 | 0 | 0 | 0 | 0 | 0 | 0 | 0 | 0 | 0 | 0 | 0 | 0 | 0 | 0 | 0 | 0 | 3 |  | 0 | 0 | 0 | 0 | 0 | 0 | 0 | 0 | 0 | 0 | 0 | 0 | 0 | 0 | 0 | 0 | 0 | 0 | 0 | 0 | 0 | 0 | 0 | 0 | 0 | 0 | 0 | 0 | 0 | 0 | 0 | 1 | 0 | 1 | 0 | 0 | -99.1 | -698.67 | 1191.1 | San Luis Rey-San Onofre 230 kV line constraint | San Luis Rey-San Onofre 230 kV line constraint | Talega 230 kV constraint |  | 0 | 1 | 0 | 1 | 0 | 0 | -99.1 | -698.67 | 1191.1 | San Luis Rey-San Onofre 230 kV line constraint | San Luis Rey-San Onofre 230 kV line constraint | Talega 230 kV constraint |  | 4 | 4 | NO | 4 | 1 | 1 | NO | 1
SDGE | Artesian | 69 | 0 | 0 | 0 | 0 | 0 | 0 | 0 | 0 | 0 | 0 | 0 | 0 | 0 | 0 | 0 | 0 | 0 | 0 | 0 | 0 | 0 | 0 | 0 | 0 | 0 | 1 | 0 | 0 | 0 | 0 | 1 | 0 | 1 | 0 | 0 | 0 | 0 | 1 | 0 | 0 | 0 | 0 | 0 | 0 | 0 | 0 | 0 | 0 | 0 | 0 | 0 | 0 | 0 | 0 | 0 | 0 | 0 | 0 | 0 | 0 | 0 | 0 | 0 | 0 | 0 | 0 | 0 | 0 | 0 | 0 | 0 | 0 | 0 | 0 | 0 | 0 | 0 | 0 | 0 | 0 | 0 | 0 | 0 | 0 | 0 | 0 | 0 | 0 | 0 | 0 | 0 | 0 | 0 | 0 | 0 | 0 | 0 | 2 |  | 0 | 0 | 0 | 0 | 0 | 0 | 0 | 0 | 0 | 0 | 0 | 0 | 0 | 0 | 0 | 0 | 0 | 0 | 0 | 0 | 0 | 0 | 0 | 0 | 0 | 0 | 0 | 0 | 0 | 0 | 0 | 1 | 0 | 1 | 0 | 0 | -99.1 | -698.67 | 1191.1 | San Luis Rey-San Onofre 230 kV line constraint | San Luis Rey-San Onofre 230 kV line constraint | Talega 230 kV constraint |  | 0 | 1 | 0 | 1 | 0 | 0 | -99.1 | -698.67 | 1191.1 | San Luis Rey-San Onofre 230 kV line constraint | San Luis Rey-San Onofre 230 kV line constraint | Talega 230 kV constraint |  | 4 | 4 | NO | 4 | 1 | 1 | NO | 1
PG&E FRESNO | Ashlan | 230 | 0 | 0 | 0 | 0 | 0 | 0 | 0 | 0 | 0 | 0 | 0 | 0 | 0 | 0 | 0 | 0 | 0 | 0 | 0 | 0 | 0 | 0 | 0 | 0 | 0 | 0 | 0 | 0 | 0 | 0 | 0 | 0 | 0 | 0 | 0 | 0 | 0 | 0 | 0 | 0 | 0 | 0 | 0 | 0 | 0 | 0 | 0 | 0 | 0 | 0 | 0 | 0 | 0 | 0 | 0 | 0 | 0 | 0 | 0 | 1 | 0 | 0 | 0 | 0 | 0 | 0 | 0 | 0 | 0 | 0 | 0 | 0 | 0 | 0 | 0 | 0 | 0 | 0 | 0 | 1 | 0 | 1 | 1 | 1 | 0 | 1 | 0 | 1 | 0 | 0 | 0 | 0 | 1 | 0 | 0 | 0 | 0 | 1 |  | 0 | 0 | 0 | 0 | 0 | 0 | 0 | 0 | 0 | 0 | 0 | 0 | 0 | 0 | 0 | 0 | 0 | 0 | 0 | 0 | 0 | 0 | 0 | 0 | 0 | 0 | 0 | 0 | 0 | 0 | 1 | 0 | 2 | 0 | 1 | 0 | -82.55 | -4911.332 | -3937.2282 | Chowchilla-Le grand 115kV Line | Gates 500/230kV TB #11 | Gates 500/230kV TB #11 |  | 0 | 0 | 0 | 0 | 0 | 0 | 384.55 | 38.76 | 126.1276 | Los Banos 500/230kV TB | Los Banos 500/230kV TB | Oro Loma-El Nido 115kV Line |  | 5 | 1 | YES | 2 | 5 | 1 | YES | 2
PG&E NGBA | Atlantic | 115 | 0 | 0 | 0 | 0 | 0 | 0 | 0 | 0 | 0 | 0 | 0 | 0 | 0 | 0 | 0 | 0 | 0 | 0 | 0 | 0 | 0 | 0 | 0 | 0 | 0 | 0 | 0 | 0 | 0 | 0 | 0 | 0 | 0 | 0 | 0 | 0 | 0 | 0 | 0 | 1 | 0 | 0 | 0 | 0 | 0 | 1 | 0 | 1 | 0 | 0 | 0 | 0 | 0 | 0 | 0 | 0 | 0 | 0 | 0 | 1 | 1 | 0 | 0 | 0 | 0 | 0 | 0 | 0 | 0 | 0 | 0 | 0 | 0 | 0 | 0 | 0 | 0 | 0 | 0 | 0 | 0 | 0 | 0 | 0 | 0 | 0 | 0 | 0 | 0 | 0 | 0 | 0 | 0 | 0 | 0 | 0 | 0 | 0 |  | 0 | 0 | 0 | 0 | 0 | 0 | 0 | 0 | 0 | 0 | 0 | 0 | 0 | 0 | 0 | 0 | 0 | 0 | 0 | 0 | 0 | 0 | 0 | 0 | 0 | 0 | 0 | 0 | 0 | 0 | 2 | 0 | 2 | 0 | 0 | 0 | -1437.69 | -961.1112 | 48.3836 | Collinsville-Tesla 500 kV Line | Collinsville-Tesla 500 kV Line | Rio Oso-Lockeford 230kV line |  | 0 | 0 | 0 | 0 | 0 | 0 | 265.5 | 247.81 | 48.3836 | Bellota-Weber 230kV line | Bellota-Weber 230kV line | Rio Oso-Lockeford 230kV line |  | 5 | 1 | YES | 2 | 1 | 1 | NO | 1
PG&E NGBA | Atlantic | 230 | 0 | 0 | 0 | 0 | 0 | 0 | 0 | 0 | 0 | 0 | 0 | 0 | 0 | 0 | 0 | 0 | 0 | 0 | 0 | 0 | 0 | 0 | 0 | 0 | 0 | 0 | 0 | 0 | 0 | 0 | 0 | 0 | 0 | 0 | 0 | 0 | 0 | 0 | 0 | 1 | 0 | 0 | 1 | 0 | 0 | 1 | 1 | 1 | 0 | 0 | 0 | 0 | 0 | 0 | 0 | 0 | 0 | 0 | 0 | 1 | 1 | 0 | 0 | 0 | 0 | 0 | 0 | 0 | 0 | 0 | 0 | 0 | 0 | 0 | 0 | 0 | 0 | 0 | 0 | 0 | 0 | 0 | 0 | 0 | 0 | 0 | 0 | 0 | 0 | 0 | 0 | 0 | 0 | 0 | 0 | 0 | 0 | 0 |  | 0 | 0 | 0 | 0 | 0 | 0 | 0 | 0 | 0 | 0 | 0 | 0 | 0 | 0 | 0 | 0 | 0 | 0 | 0 | 0 | 0 | 0 | 0 | 0 | 0 | 0 | 0 | 0 | 0 | 0 | 2 | 0 | 2 | 0 | 0 | 0 | -1437.69 | -961.1112 | 48.3836 | Collinsville-Tesla 500 kV Line | Collinsville-Tesla 500 kV Line | Rio Oso-Lockeford 230kV line |  | 0 | 0 | 0 | 0 | 0 | 0 | 227 | 247.81 | 48.3836 | Bell-Placer 115kV Line | Bellota-Weber 230kV line | Rio Oso-Lockeford 230kV line |  | 5 | 1 | YES | 2 | 1 | 1 | NO | 1
PG&E NGBA | Atlantic | 60 | 0 | 0 | 0 | 0 | 0 | 0 | 0 | 0 | 0 | 0 | 0 | 0 | 0 | 0 | 0 | 0 | 0 | 0 | 0 | 0 | 0 | 0 | 0 | 0 | 0 | 0 | 0 | 0 | 0 | 0 | 0 | 0 | 0 | 0 | 0 | 0 | 0 | 0 | 0 | 1 | 0 | 0 | 1 | 0 | 0 | 1 | 1 | 1 | 0 | 0 | 0 | 0 | 0 | 0 | 0 | 0 | 0 | 0 | 0 | 1 | 1 | 0 | 0 | 0 | 0 | 0 | 0 | 0 | 0 | 0 | 0 | 0 | 0 | 0 | 0 | 0 | 0 | 0 | 0 | 0 | 0 | 0 | 0 | 0 | 0 | 0 | 0 | 0 | 0 | 0 | 0 | 0 | 0 | 0 | 0 | 0 | 0 | 0 |  | 0 | 0 | 0 | 0 | 0 | 0 | 0 | 0 | 0 | 0 | 0 | 0 | 0 | 0 | 0 | 0 | 0 | 0 | 0 | 0 | 0 | 0 | 0 | 0 | 0 | 0 | 0 | 0 | 0 | 0 | 2 | 0 | 2 | 0 | 0 | 0 | -1437.69 | -961.1112 | 48.3836 | Collinsville-Tesla 500 kV Line | Collinsville-Tesla 500 kV Line | Rio Oso-Lockeford 230kV line |  | 0 | 0 | 0 | 0 | 0 | 0 | 227 | 247.81 | 48.3836 | Bell-Placer 115kV Line | Bellota-Weber 230kV line | Rio Oso-Lockeford 230kV line |  | 5 | 1 | YES | 2 | 1 | 1 | NO | 1
PG&E FRESNO | Atwater | 115 | 0 | 0 | 0 | 0 | 0 | 0 | 0 | 0 | 0 | 0 | 0 | 0 | 0 | 0 | 0 | 0 | 0 | 0 | 0 | 0 | 0 | 0 | 0 | 0 | 0 | 0 | 0 | 0 | 0 | 0 | 0 | 0 | 0 | 0 | 0 | 0 | 0 | 0 | 0 | 0 | 0 | 0 | 0 | 0 | 0 | 1 | 0 | 0 | 0 | 0 | 0 | 0 | 0 | 0 | 0 | 0 | 0 | 0 | 0 | 1 | 0 | 0 | 0 | 0 | 0 | 0 | 0 | 0 | 0 | 0 | 0 | 0 | 0 | 0 | 0 | 0 | 0 | 0 | 0 | 1 | 0 | 1 | 1 | 1 | 0 | 1 | 0 | 1 | 0 | 0 | 0 | 0 | 1 | 0 | 0 | 0 | 0 | 1 |  | 0 | 0 | 0 | 0 | 0 | 0 | 0 | 0 | 0 | 0 | 0 | 0 | 0 | 0 | 0 | 0 | 0 | 0 | 0 | 0 | 0 | 0 | 0 | 2 | 0 | 0 | 0 | 0 | 0 | 1 | 2 | 0 | 3 | 0 | 1 | 0 | -194.5 | -4911.332 | -3937.2282 | Bellota-Weber 230kV line | Gates 500/230kV TB #11 | Gates 500/230kV TB #11 |  | 0 | 0 | 0 | 0 | 0 | 0 | 265.5 | 38.76 | 126.1276 | Bellota-Weber 230kV line | Los Banos 500/230kV TB | Oro Loma-El Nido 115kV Line |  | 5 | 1 | YES | 2 | 5 | 1 | YES | 2
PG&E GBA | Avena | 115 | 0 | 0 | 0 | 0 | 0 | 0 | 0 | 0 | 0 | 0 | 0 | 0 | 0 | 0 | 0 | 0 | 0 | 0 | 0 | 0 | 0 | 0 | 0 | 0 | 0 | 0 | 0 | 0 | 0 | 0 | 0 | 0 | 0 | 0 | 0 | 0 | 0 | 0 | 0 | 0 | 0 | 0 | 0 | 0 | 0 | 1 | 0 | 0 | 0 | 0 | 0 | 0 | 0 | 0 | 0 | 1 | 0 | 0 | 0 | 1 | 0 | 0 | 0 | 1 | 0 | 0 | 0 | 0 | 0 | 0 | 0 | 0 | 0 | 0 | 0 | 0 | 0 | 0 | 0 | 0 | 0 | 0 | 0 | 0 | 0 | 0 | 0 | 0 | 0 | 0 | 0 | 0 | 0 | 0 | 0 | 0 | 0 | 0 |  | 0 | 0 | 0 | 0 | 0 | 0 | 0 | 0 | 0 | 0 | 0 | 0 | 0 | 0 | 0 | 0 | 0 | 0 | 0 | 0 | 0 | 0 | 0 | 0 | 100 | 0 | 0 | 0 | 0 | 1 | 1 | 0 | 2 | 0 | 0 | 0 | -194.5 | -212.19 | 100.712 | Bellota-Weber 230kV line | Bellota-Weber 230kV line | Tesla-Salado 115 kV line |  | 0 | 0 | 1 | 0 | 0 | 0 | 33.67 | -4.83 | 100.712 | Tesla-Salado 115 kV line | Tesla-Salado 115 kV line | Tesla-Salado 115 kV line |  | 5 | 5 | NO | 5 | 1 | 1 | NO | 1
SDGE | Avocado | 69 | 0 | 0 | 0 | 0 | 0 | 0 | 0 | 0 | 0 | 0 | 0 | 0 | 0 | 0 | 0 | 0 | 0 | 0 | 0 | 0 | 0 | 0 | 0 | 0 | 0 | 1 | 0 | 0 | 1 | 0 | 0 | 0 | 1 | 1 | 0 | 0 | 0 | 1 | 0 | 0 | 0 | 0 | 0 | 0 | 0 | 0 | 0 | 0 | 0 | 0 | 0 | 0 | 0 | 0 | 0 | 0 | 0 | 0 | 0 | 0 | 0 | 0 | 0 | 0 | 0 | 0 | 0 | 0 | 0 | 0 | 0 | 0 | 0 | 0 | 0 | 0 | 0 | 0 | 0 | 0 | 0 | 0 | 0 | 0 | 0 | 0 | 0 | 0 | 0 | 0 | 0 | 0 | 0 | 0 | 0 | 0 | 0 | 2 |  | 0 | 0 | 0 | 0 | 0 | 0 | 0 | 0 | 0 | 0 | 0 | 0 | 0 | 0 | 0 | 0 | 0 | 0 | 0 | 0 | 0 | 0 | 0 | 0 | 0 | 0 | 0 | 0 | 0 | 0 | 0 | 1 | 0 | 1 | 0 | 0 | -99.1 | -698.67 | 284 | San Luis Rey-San Onofre 230 kV line constraint | San Luis Rey-San Onofre 230 kV line constraint | Ocean Ranch 69 kV constraint |  | 0 | 1 | 0 | 1 | 0 | 0 | -99.1 | -698.67 | 284 | San Luis Rey-San Onofre 230 kV line constraint | San Luis Rey-San Onofre 230 kV line constraint | Ocean Ranch 69 kV constraint |  | 4 | 4 | NO | 4 | 1 | 1 | NO | 1
PG&E NGBA | Bahia | 230 | 0 | 0 | 0 | 0 | 0 | 0 | 0 | 0 | 0 | 0 | 0 | 0 | 0 | 0 | 0 | 0 | 0 | 0 | 0 | 0 | 0 | 0 | 0 | 0 | 0 | 0 | 0 | 0 | 0 | 0 | 0 | 0 | 0 | 0 | 0 | 0 | 0 | 0 | 0 | 1 | 0 | 0 | 0 | 0 | 0 | 0 | 0 | 0 | 0 | 0 | 0 | 0 | 1 | 1 | 1 | 1 | 0 | 0 | 1 | 1 | 0 | 0 | 0 | 0 | 0 | 1 | 1 | 0 | 0 | 0 | 0 | 0 | 0 | 0 | 0 | 0 | 0 | 0 | 0 | 0 | 0 | 0 | 0 | 0 | 0 | 0 | 0 | 0 | 0 | 0 | 0 | 0 | 0 | 0 | 0 | 0 | 0 | 1 |  | 0 | 0 | 0 | 0 | 0 | 0 | 0 | 0 | 0 | 0 | 0 | 0 | 0 | 0 | 0 | 0 | 0 | 0 | 0 | 0 | 0 | 0 | 0 | 0 | 0 | 200 | 0 | 0 | 0 | 1 | 3 | 0 | 2 | 0 | 0 | 0 | -1437.69 | -961.1112 | 317.0526 | Collinsville-Tesla 500 kV Line | Collinsville-Tesla 500 kV Line | Birds Landing-Contra Costa 230kV Line |  | 0 | 0 | 0 | 0 | 0 | 0 | 484.61 | 776.7038 | 317.0526 | Contra Costa- Windmaster 230 kV line | Contra Costa- Windmaster 230 kV line | Birds Landing-Contra Costa 230kV Line |  | 5 | 1 | YES | 2 | 1 | 1 | NO | 1
SCE Northern | Bailey | 230 | 0 | 0 | 1 | 0 | 0 | 0 | 1 | 1 | 0 | 0 | 0 | 0 | 0 | 0 | 0 | 0 | 0 | 0 | 0 | 0 | 0 | 0 | 0 | 0 | 1 | 0 | 0 | 0 | 0 | 0 | 0 | 0 | 0 | 0 | 0 | 0 | 0 | 0 | 0 | 0 | 0 | 0 | 0 | 0 | 0 | 0 | 0 | 0 | 0 | 0 | 0 | 0 | 0 | 0 | 0 | 0 | 0 | 0 | 0 | 0 | 0 | 0 | 0 | 0 | 0 | 0 | 0 | 0 | 0 | 0 | 0 | 0 | 0 | 0 | 0 | 0 | 0 | 0 | 0 | 0 | 0 | 0 | 0 | 0 | 0 | 0 | 0 | 0 | 0 | 0 | 0 | 0 | 0 | 0 | 0 | 0 | 0 | 0 |  | 0 | 0 | 0 | 0 | 0 | 0 | 0 | 0 | 0 | 0 | 0 | 0 | 0 | 0 | 0 | 0 | 0 | 0 | 0 | 0 | 0 | 0 | 0 | 0 | 0 | 0 | 0 | 0 | 0 | 0 | 1 | 0 | 1 | 0 | 0 | 1 | -4343.191 | -2038.908 | -1396.283 | Lugo - Victorville area constraint | Lugo - Victorville area constraint | Lugo - Victorville area constraint |  | 0 | 0 | 0 | 0 | 0 | 0 | 0 | 0 | 0 | Antelope-Neenach Constraint | Antelope-Neenach Constraint | Antelope-Neenach Constraint |  | 5 | 1 | YES | 2 | 4 | 1 | YES | 2
SCE NOL | Baker | 115 | 0 | 0 | 0 | 0 | 0 | 0 | 0 | 0 | 0 | 0 | 0 | 1 | 1 | 1 | 0 | 0 | 0 | 0 | 0 | 0 | 0 | 0 | 0 | 0 | 0 | 0 | 0 | 0 | 0 | 0 | 0 | 0 | 0 | 0 | 0 | 0 | 0 | 0 | 0 | 0 | 0 | 0 | 0 | 0 | 0 | 0 | 0 | 0 | 0 | 0 | 0 | 0 | 0 | 0 | 0 | 0 | 0 | 0 | 0 | 0 | 0 | 0 | 0 | 0 | 0 | 0 | 0 | 0 | 0 | 0 | 0 | 0 | 0 | 0 | 0 | 0 | 0 | 0 | 0 | 0 | 0 | 0 | 0 | 0 | 0 | 0 | 0 | 0 | 0 | 0 | 0 | 0 | 0 | 0 | 0 | 0 | 0 | 3 |  | 0 | 0 | 0 | 0 | 0 | 0 | 0 | 0 | 0 | 0 | 0 | 0 | 0 | 0 | 0 | 0 | 0 | 0 | 0 | 0 | 0 | 0 | 0 | 0 | 0 | 0 | 0 | 0 | 0 | 0 | 0 | 2 | 0 | 4 | 0 | 0 | -280.6 | -137.55 | 1093.724 | South of Kramer Area Constraint | Lugo Transformer Area Constraint | South of Kramer Area Constraint |  | 0 | 2 | 0 | 4 | 0 | 0 | -280.6 | -137.55 | 1093.724 | South of Kramer Area Constraint | Lugo Transformer Area Constraint | South of Kramer Area Constraint |  | 4 | 4 | NO | 4 | 1 | 1 | NO | 1
PG&E KERN | Bakersfield | 230 | 0 | 0 | 0 | 0 | 0 | 0 | 0 | 0 | 0 | 0 | 0 | 0 | 0 | 0 | 0 | 0 | 0 | 0 | 0 | 0 | 0 | 0 | 0 | 0 | 0 | 0 | 0 | 0 | 0 | 0 | 0 | 0 | 0 | 0 | 0 | 0 | 0 | 0 | 0 | 0 | 0 | 0 | 0 | 0 | 0 | 0 | 0 | 0 | 0 | 0 | 0 | 0 | 0 | 0 | 0 | 0 | 0 | 0 | 0 | 0 | 0 | 0 | 0 | 0 | 0 | 0 | 0 | 0 | 0 | 0 | 0 | 0 | 0 | 0 | 0 | 0 | 0 | 0 | 1 | 0 | 0 | 0 | 0 | 0 | 0 | 0 | 0 | 0 | 0 | 0 | 0 | 0 | 0 | 0 | 1 | 0 | 0 | 0 |  | 0 | 0 | 0 | 0 | 0 | 0 | 0 | 0 | 0 | 0 | 0 | 0 | 0 | 0 | 0 | 0 | 0 | 0 | 0 | 0 | 0 | 0 | 0 | 0 | 0 | 0 | 0 | 0 | 0 | 0 | 0 | 0 | 2 | 0 | 1 | 1 | 71.87 | -4040.202 | -3868.183 | Gates 500/230kV TB #12 | Gates 500/230kV TB #12 | Gates 500/230kV TB #12 |  | 0 | 0 | 0 | 0 | 0 | 0 | 4949.77 | 1169.488 | 631.7684 | Mustang-Henrietta 230 kV line | Mustang-Henrietta 230 kV line | Mustang-Henrietta 230 kV line |  | 5 | 1 | YES | 2 | 5 | 1 | YES | 2
PG&E FRESNO | Balch | 230 | 0 |  | 0 | 0 | 0 | 0 | 0 | 0 | 0 | 0 | 0 | 0 | 0 | 0 | 0 | 0 | 0 | 0 | 0 | 0 | 0 | 0 | 0 | 0 | 0 | 0 | 0 | 0 | 0 | 0 | 0 | 0 | 0 | 0 | 0 | 0 | 0 | 0 | 0 | 0 | 0 | 0 | 0 | 0 | 0 | 1 | 0 | 0 | 0 | 0 | 0 | 0 | 0 | 0 | 0 | 0 | 0 | 0 | 0 | 0 | 0 | 0 | 0 | 0 | 0 | 0 | 0 | 0 | 0 | 0 | 0 | 0 | 0 | 0 | 0 | 0 | 0 | 0 | 1 | 1 | 0 | 1 | 0 | 0 | 0 | 1 | 0 | 0 | 0 | 1 | 0 | 0 | 0 | 0 | 0 | 0 | 0 | 1 |  | 0 | 0 | 0 | 0 | 0 | 0 | 0 | 0 | 0 | 0 | 0 | 0 | 0 | 0 | 0 | 0 | 0 | 0 | 0 | 0 | 0 | 0 | 0 | 0 | 0 | 0 | 0 | 0 | 0 | 0 | 2 | 0 | 4 | 0 | 3 | 0 | -516.8 | -4911.332 | -3937.2282 | Borden-Storey #1 230kV line | Gates 500/230kV TB #11 | Gates 500/230kV TB #11 |  | 0 | 0 | 0 | 0 | 0 | 0 | 265.5 | 38.76 | 685.2366 | Bellota-Weber 230kV line | Los Banos 500/230kV TB | Tranquility-Helm 230kV Line |  | 5 | 1 | YES | 2 | 5 | 1 | YES | 2
SCE Eastern | Bannister | 230 | 0 | 0 | 0 | 0 | 0 | 0 | 0 | 0 | 0 | 0 | 0 | 0 | 0 | 0 | 0 | 0 | 0 | 0 | 1 | 1 | 0 | 1 | 0 | 0 | 0 | 0 | 0 | 0 | 0 | 0 | 0 | 0 | 0 | 0 | 0 | 0 | 0 | 0 | 0 | 0 | 0 | 0 | 0 | 0 | 0 | 0 | 0 | 0 | 0 | 0 | 0 | 0 | 0 | 0 | 0 | 0 | 0 | 0 | 0 | 0 | 0 | 0 | 0 | 0 | 0 | 0 | 0 | 0 | 0 | 0 | 0 | 0 | 0 | 0 | 0 | 0 | 0 | 0 | 0 | 0 | 0 | 0 | 0 | 0 | 0 | 0 | 0 | 0 | 0 | 0 | 0 | 0 | 0 | 0 | 0 | 0 | 0 | 1 |  | 0 | 0 | 0 | 0 | 0 | 0 | 0 | 0 | 0 | 0 | 0 | 0 | 0 | 0 | 0 | 0 | 0 | 0 | 0 | 0 | 0 | 0 | 0 | 0 | 0 | 0 | 0 | 0 | 0 | 0 | 2 | 2 | 2 | 2 | 0 | 1 | -3014.166 | -2815.89 | -950.84 | Serrano-Alberhill-Valley Constraint | Etiwanda-Rancho Vista Constraint | Eagle Mountain Constraint |  | 1 | 4 | 1 | 4 | 0 | 1 | -1492.166 | -2815.89 | -950.84 | Serrano-Alberhill-Valley Constraint | Etiwanda-Rancho Vista Constraint | Eagle Mountain Constraint |  | 5 | 5 | NO | 5 | 4 | 4 | NO | 4
SCE Metro | Barre | 230 | 0 | 0 | 0 | 0 | 0 | 0 | 0 | 0 | 0 | 1 | 0 | 0 | 0 | 0 | 0 | 0 | 0 | 0 | 0 | 0 | 0 | 0 | 0 | 0 | 0 | 0 | 0 | 0 | 0 | 0 | 0 | 0 | 0 | 0 | 0 | 0 | 0 | 0 | 0 | 0 | 0 | 0 | 0 | 0 | 0 | 0 | 0 | 0 | 0 | 0 | 0 | 0 | 0 | 0 | 0 | 0 | 0 | 0 | 0 | 0 | 0 | 0 | 0 | 0 | 0 | 0 | 0 | 0 | 0 | 0 | 0 | 0 | 0 | 0 | 0 | 0 | 0 | 0 | 0 | 0 | 0 | 0 | 0 | 0 | 0 | 0 | 0 | 0 | 0 | 0 | 0 | 0 | 0 | 0 | 0 | 0 | 0 | 0 |  | 0 | 0 | 0 | 0 | 0 | 0 | 0 | 0 | 0 | 20 | 0 | 0 | 0 | 0 | 1 | 0 | 0 | 0 | 0 | 0 | 0 | 0 | 0 | 0 | 20 | 0 | 0 | 935 | 0 | 1 | 0 | 0 | 0 | 0 | 0 | 0 | 3554.7188 | 7968.008 | 22025.8411 | SCE Metro Area Default Constraint | SCE Metro Area Default Constraint | SCE Metro Area Default Constraint |  | 0 | 0 | 0 | 0 | 0 | 0 | 3554.7188 | 7968.008 | 22025.8411 | SCE Metro Area Default Constraint | SCE Metro Area Default Constraint | SCE Metro Area Default Constraint |  | 1 | 1 | NO | 1 | 1 | 1 | NO | 1
SDGE | Bay Boulevard | 69 | 0 | 0 | 0 | 0 | 0 | 0 | 0 | 0 | 0 | 0 | 0 | 0 | 0 | 0 | 0 | 0 | 0 | 0 | 0 | 0 | 0 | 0 | 0 | 0 | 0 | 0 | 0 | 0 | 0 | 0 | 1 | 0 | 1 | 0 | 0 | 1 | 1 | 0 | 0 | 0 | 0 | 0 | 0 | 0 | 0 | 0 | 0 | 0 | 0 | 0 | 0 | 0 | 0 | 0 | 0 | 0 | 0 | 0 | 0 | 0 | 0 | 0 | 0 | 0 | 0 | 0 | 0 | 0 | 0 | 0 | 0 | 0 | 0 | 0 | 0 | 0 | 0 | 0 | 0 | 0 | 0 | 0 | 0 | 0 | 0 | 0 | 0 | 0 | 0 | 0 | 0 | 0 | 0 | 0 | 0 | 0 | 0 | 4 |  | 0 | 0 | 0 | 0 | 0 | 0 | 0 | 0 | 0 | 0 | 0 | 0 | 0 | 0 | 0 | 0 | 0 | 0 | 0 | 0 | 0 | 0 | 0 | 0 | 0 | 0 | 0 | 0 | 0 | 0 | 0 | 1 | 0 | 2 | 0 | 0 | -99.1 | -698.67 | 216.1064 | San Luis Rey-San Onofre 230 kV line constraint | San Luis Rey-San Onofre 230 kV line constraint | Silvergate-Old Town 230 kV constraint |  | 0 | 1 | 0 | 2 | 0 | 0 | -99.1 | -698.67 | 216.1064 | San Luis Rey-San Onofre 230 kV line constraint | San Luis Rey-San Onofre 230 kV line constraint | Silvergate-Old Town 230 kV constraint |  | 4 | 4 | NO | 4 | 1 | 1 | NO | 1
SDGE | Bay Boulevard | 230 | 0 | 0 | 0 | 0 | 0 | 0 | 0 | 0 | 0 | 0 | 0 | 0 | 0 | 0 | 0 | 0 | 0 | 0 | 0 | 0 | 0 | 0 | 0 | 0 | 0 | 0 | 0 | 0 | 1 | 0 | 1 | 0 | 1 | 0 | 0 | 1 | 1 | 0 | 0 | 0 | 0 | 0 | 0 | 0 | 0 | 0 | 0 | 0 | 0 | 0 | 0 | 0 | 0 | 0 | 0 | 0 | 0 | 0 | 0 | 0 | 0 | 0 | 0 | 0 | 0 | 0 | 0 | 0 | 0 | 0 | 0 | 0 | 0 | 0 | 0 | 0 | 0 | 0 | 0 | 0 | 0 | 0 | 0 | 0 | 0 | 0 | 0 | 0 | 0 | 0 | 0 | 0 | 0 | 0 | 0 | 0 | 0 | 5 |  | 0 | 0 | 0 | 0 | 0 | 0 | 0 | 0 | 0 | 0 | 0 | 0 | 0 | 0 | 0 | 0 | 0 | 0 | 0 | 0 | 0 | 0 | 0 | 0 | 0 | 0 | 0 | 0 | 0 | 0 | 0 | 1 | 0 | 2 | 0 | 0 | -99.1 | -698.67 | 216.1064 | San Luis Rey-San Onofre 230 kV line constraint | San Luis Rey-San Onofre 230 kV line constraint | Silvergate-Old Town 230 kV constraint |  | 0 | 1 | 0 | 2 | 0 | 0 | -99.1 | -698.67 | 216.1064 | San Luis Rey-San Onofre 230 kV line constraint | San Luis Rey-San Onofre 230 kV line constraint | Silvergate-Old Town 230 kV constraint |  | 4 | 4 | NO | 4 | 1 | 1 | NO | 1
EOP | Beatty | 138 | 0 | 0 | 0 | 0 | 0 | 0 | 0 | 0 | 0 | 0 | 0 | 0 | 0 | 0 | 0 | 0 | 0 | 0 | 0 | 0 | 0 | 0 | 1 | 1 | 1 | 0 | 0 | 0 | 0 | 0 | 0 | 0 | 0 | 0 | 0 | 0 | 0 | 0 | 0 | 0 | 0 | 0 | 0 | 0 | 0 | 0 | 0 | 0 | 0 | 0 | 0 | 0 | 0 | 0 | 0 | 0 | 0 | 0 | 0 | 0 | 0 | 0 | 0 | 0 | 0 | 0 | 0 | 0 | 0 | 0 | 0 | 0 | 0 | 0 | 0 | 0 | 0 | 0 | 0 | 0 | 0 | 0 | 0 | 0 | 0 | 0 | 0 | 0 | 0 | 0 | 0 | 0 | 0 | 0 | 0 | 0 | 0 | 2 |  | 0 | 0 | 0 | 0 | 0 | 0 | 0 | 0 | 0 | 0 | 0 | 0 | 0 | 0 | 0 | 0 | 0 | 0 | 0 | 0 | 0 | 0 | 0 | 0 | 0 | 0 | 0 | 0 | 0 | 0 | 1 | 1 | 1 | 0 | 0 | 1 | -4343.191 | -2038.908 | -1396.283 | Lugo - Victorville area constraint | Lugo - Victorville area constraint | Lugo - Victorville area constraint |  | 0 | 1 | 0 | 0 | 0 | 0 | -160.5 | 1398.25 | 3367.55 | Sloan Canyon - Eldorado 500 kV constraint | Sloan Canyon - Eldorado 500 kV constraint | GLW 230kV area constraint |  | 5 | 3 | YES | 3 | 4 | 1 | YES | 2
EOP | Beatty | 230 | 0 | 0 | 0 | 0 | 0 | 0 | 0 | 0 | 0 | 0 | 0 | 0 | 0 | 0 | 0 | 0 | 0 | 0 | 0 | 0 | 0 | 0 | 1 | 1 | 1 | 0 | 0 | 0 | 0 | 0 | 0 | 0 | 0 | 0 | 0 | 0 | 0 | 0 | 0 | 0 | 0 | 0 | 0 | 0 | 0 | 0 | 0 | 0 | 0 | 0 | 0 | 0 | 0 | 0 | 0 | 0 | 0 | 0 | 0 | 0 | 0 | 0 | 0 | 0 | 0 | 0 | 0 | 0 | 0 | 0 | 0 | 0 | 0 | 0 | 0 | 0 | 0 | 0 | 0 | 0 | 0 | 0 | 0 | 0 | 0 | 0 | 0 | 0 | 0 | 0 | 0 | 0 | 0 | 0 | 0 | 0 | 0 | 2 |  | 0 | 0 | 0 | 0 | 0 | 0 | 0 | 0 | 0 | 0 | 0 | 0 | 0 | 0 | 0 | 436 | 0 | 0 | 0 | 0 | 0 | 0 | 0 | 0 | 0 | 0 | 0 | 170 | 500 | 1 | 1 | 1 | 1 | 0 | 0 | 1 | -4343.191 | -2038.908 | -1396.283 | Lugo - Victorville area constraint | Lugo - Victorville area constraint | Lugo - Victorville area constraint |  | 0 | 1 | 0 | 0 | 0 | 0 | -160.5 | 1398.25 | 3367.55 | Sloan Canyon - Eldorado 500 kV constraint | Sloan Canyon - Eldorado 500 kV constraint | GLW 230kV area constraint |  | 5 | 3 | YES | 3 | 4 | 1 | YES | 2
PG&E NGBA | Belden | 230 | 0 | 0 | 0 | 0 | 0 | 0 | 0 | 0 | 0 | 0 | 0 | 0 | 0 | 0 | 0 | 0 | 0 | 0 | 0 | 0 | 0 | 0 | 0 | 0 | 0 | 0 | 0 | 0 | 0 | 0 | 0 | 0 | 0 | 0 | 0 | 0 | 0 | 0 | 0 | 1 | 1 | 0 | 1 | 0 | 1 | 1 | 1 | 1 | 0 | 0 | 0 | 0 | 0 | 0 | 0 | 0 | 0 | 0 | 0 | 1 | 1 | 0 | 0 | 0 | 0 | 0 | 0 | 0 | 0 | 0 | 0 | 0 | 0 | 0 | 0 | 0 | 0 | 0 | 0 | 0 | 0 | 0 | 0 | 0 | 0 | 0 | 0 | 0 | 0 | 0 | 0 | 0 | 0 | 0 | 0 | 0 | 0 | 0 |  | 0 | 0 | 0 | 0 | 0 | 0 | 0 | 0 | 0 | 0 | 0 | 0 | 0 | 0 | 0 | 0 | 0 | 0 | 0 | 0 | 0 | 0 | 0 | 0 | 0 | 0 | 0 | 0 | 0 | 0 | 3 | 0 | 2 | 0 | 0 | 1 | -1437.69 | -961.1112 | -75.76 | Collinsville-Tesla 500 kV Line | Collinsville-Tesla 500 kV Line | Woodland- Davis 115kV line |  | 1 | 0 | 0 | 0 | 0 | 1 | -29.55 | 38.65 | -75.76 | Woodland- Davis 115kV line | Woodland- Davis 115kV line | Woodland- Davis 115kV line |  | 5 | 5 | NO | 5 | 3 | 3 | NO | 3
PG&E NGBA | Bell | 115 | 0 | 0 | 0 | 0 | 0 | 0 | 0 | 0 | 0 | 0 | 0 | 0 | 0 | 0 | 0 | 0 | 0 | 0 | 0 | 0 | 0 | 0 | 0 | 0 | 0 | 0 | 0 | 0 | 0 | 0 | 0 | 0 | 0 | 0 | 0 | 0 | 0 | 0 | 0 | 1 | 0 | 0 | 0 | 0 | 0 | 1 | 0 | 1 | 0 | 0 | 0 | 0 | 0 | 0 | 0 | 0 | 0 | 0 | 0 | 1 | 1 | 0 | 0 | 0 | 0 | 0 | 0 | 0 | 0 | 0 | 0 | 0 | 0 | 0 | 0 | 0 | 0 | 0 | 0 | 0 | 0 | 0 | 0 | 0 | 0 | 0 | 0 | 0 | 0 | 0 | 0 | 0 | 0 | 0 | 0 | 0 | 0 | 0 |  | 0 | 0 | 0 | 0 | 0 | 0 | 0 | 0 | 0 | 0 | 0 | 0 | 0 | 0 | 0 | 0 | 0 | 0 | 0 | 0 | 0 | 0 | 0 | 0 | 0 | 0 | 0 | 0 | 0 | 0 | 2 | 0 | 2 | 0 | 0 | 0 | -1437.69 | -961.1112 | 48.3836 | Collinsville-Tesla 500 kV Line | Collinsville-Tesla 500 kV Line | Rio Oso-Lockeford 230kV line |  | 0 | 0 | 0 | 0 | 0 | 0 | 265.5 | 247.81 | 48.3836 | Bellota-Weber 230kV line | Bellota-Weber 230kV line | Rio Oso-Lockeford 230kV line |  | 5 | 1 | YES | 2 | 1 | 1 | NO | 1
PG&E NGBA | Bellevue | 115 | 0 | 0 | 0 | 0 | 0 | 0 | 0 | 0 | 0 | 0 | 0 | 0 | 0 | 0 | 0 | 0 | 0 | 0 | 0 | 0 | 0 | 0 | 0 | 0 | 0 | 0 | 0 | 0 | 0 | 0 | 0 | 0 | 0 | 0 | 0 | 0 | 0 | 0 | 0 | 1 | 0 | 0 | 0 | 0 | 0 | 0 | 0 | 0 | 0 | 0 | 0 | 0 | 1 | 0 | 0 | 0 | 0 | 0 | 0 | 0 | 0 | 0 | 0 | 0 | 0 | 0 | 1 | 0 | 0 | 0 | 0 | 0 | 0 | 0 | 0 | 0 | 0 | 0 | 0 | 0 | 0 | 0 | 0 | 0 | 0 | 0 | 0 | 0 | 0 | 0 | 0 | 0 | 0 | 0 | 0 | 0 | 0 | 1 |  | 0 | 0 | 0 | 0 | 0 | 0 | 0 | 0 | 0 | 0 | 0 | 0 | 0 | 0 | 0 | 0 | 0 | 0 | 0 | 0 | 0 | 0 | 0 | 0 | 0 | 0 | 0 | 0 | 0 | 0 | 2 | 0 | 2 | 0 | 0 | 0 | -1437.69 | -961.1112 | 317.0526 | Collinsville-Tesla 500 kV Line | Collinsville-Tesla 500 kV Line | Birds Landing-Contra Costa 230kV Line |  | 0 | 0 | 0 | 0 | 0 | 0 | 1432.61 | 1724.7038 | 317.0526 | Birds Landing-Contra Costa 230kV Line | Birds Landing-Contra Costa 230kV Line | Birds Landing-Contra Costa 230kV Line |  | 5 | 1 | YES | 2 | 1 | 1 | NO | 1
PG&E GBA | Bellota | 115 | 0 | 0 | 0 | 0 | 0 | 0 | 0 | 0 | 0 | 0 | 0 | 0 | 0 | 0 | 0 | 0 | 0 | 0 | 0 | 0 | 0 | 0 | 0 | 0 | 0 | 0 | 0 | 0 | 0 | 0 | 0 | 0 | 0 | 0 | 0 | 0 | 0 | 0 | 0 | 0 | 0 | 0 | 0 | 0 | 0 | 1 | 0 | 0 | 0 | 0 | 0 | 0 | 0 | 0 | 0 | 0 | 0 | 1 | 0 | 1 | 1 | 0 | 0 | 0 | 0 | 0 | 0 | 0 | 0 | 0 | 0 | 0 | 0 | 0 | 0 | 0 | 0 | 0 | 0 | 0 | 0 | 0 | 0 | 0 | 0 | 0 | 0 | 0 | 0 | 0 | 0 | 0 | 0 | 0 | 0 | 0 | 0 | 0 |  | 0 | 0 | 0 | 0 | 0 | 0 | 0 | 0 | 0 | 0 | 0 | 0 | 0 | 0 | 0 | 0 | 0 | 0 | 0 | 0 | 0 | 0 | 0 | 0 | 0 | 0 | 0 | 0 | 0 | 0 | 2 | 0 | 1 | 0 | 0 | 0 | -194.5 | -212.19 | 543.909 | Bellota-Weber 230kV line | Bellota-Weber 230kV line | Kasson Jct-Heinz 115 kV line |  | 1 | 0 | 0 | 0 | 0 | 0 | -52.2 | 5.59 | 543.909 | Kasson Jct-Heinz 115 kV line | Kasson Jct-Heinz 115 kV line | Kasson Jct-Heinz 115 kV line |  | 5 | 5 | NO | 5 | 1 | 1 | NO | 1
PG&E GBA | Bellota | 230 | 0 | 0 | 0 | 0 | 0 | 0 | 0 | 0 | 0 | 0 | 0 | 0 | 0 | 0 | 0 | 0 | 0 | 0 | 0 | 0 | 0 | 0 | 0 | 0 | 0 | 0 | 0 | 0 | 0 | 0 | 0 | 0 | 0 | 0 | 0 | 0 | 0 | 0 | 0 | 0 | 0 | 0 | 0 | 0 | 0 | 1 | 0 | 0 | 0 | 0 | 0 | 0 | 0 | 0 | 0 | 0 | 0 | 0 | 0 | 1 | 1 | 0 | 0 | 0 | 0 | 0 | 0 | 0 | 0 | 0 | 0 | 0 | 0 | 0 | 0 | 0 | 0 | 0 | 0 | 0 | 0 | 0 | 0 | 0 | 0 | 0 | 0 | 0 | 0 | 0 | 0 | 0 | 0 | 0 | 0 | 0 | 0 | 0 |  | 0 | 0 | 0 | 0 | 0 | 0 | 0 | 0 | 0 | 0 | 0 | 0 | 0 | 0 | 0 | 0 | 0 | 0 | 0 | 0 | 0 | 0 | 0 | 0 | 10 | 0 | 0 | 0 | 400 | 1 | 1 | 0 | 1 | 0 | 0 | 0 | -194.5 | -212.19 | 868.6798 | Bellota-Weber 230kV line | Bellota-Weber 230kV line | Bellota-Weber 230kV line |  | 0 | 0 | 0 | 0 | 0 | 0 | 265.5 | 247.81 | 868.6798 | Bellota-Weber 230kV line | Bellota-Weber 230kV line | Bellota-Weber 230kV line |  | 5 | 1 | YES | 2 | 1 | 1 | NO | 1
SCE Northern | Big Creek | 230 | 1 | 0 | 1 | 0 | 0 | 1 | 1 | 0 | 0 | 0 | 0 | 0 | 0 | 0 | 0 | 0 | 0 | 0 | 0 | 0 | 0 | 0 | 0 | 0 | 0 | 0 | 0 | 0 | 0 | 0 | 0 | 0 | 0 | 0 | 0 | 0 | 0 | 0 | 0 | 0 | 0 | 0 | 0 | 0 | 0 | 0 | 0 | 0 | 0 | 0 | 0 | 0 | 0 | 0 | 0 | 0 | 0 | 0 | 0 | 0 | 0 | 0 | 0 | 0 | 0 | 0 | 0 | 0 | 0 | 0 | 0 | 0 | 0 | 0 | 0 | 0 | 0 | 0 | 0 | 0 | 0 | 0 | 0 | 0 | 0 | 0 | 0 | 0 | 0 | 0 | 0 | 0 | 0 | 0 | 0 | 0 | 0 | 0 |  | 0 | 0 | 0 | 0 | 0 | 0 | 0 | 0 | 0 | 0 | 0 | 0 | 0 | 0 | 0 | 0 | 0 | 0 | 0 | 0 | 0 | 0 | 0 | 0 | 200 | 0 | 0 | 0 | 0 | 1 | 1 | 0 | 1 | 0 | 0 | 0 | -568.88 | -811.38 | 1470.64 | Antelope-Vincent Constraint | Antelope-Vincent Constraint | North of Magunden Constraint |  | 1 | 0 | 1 | 0 | 0 | 0 | -568.88 | -811.38 | 1470.64 | Antelope-Vincent Constraint | Antelope-Vincent Constraint | North of Magunden Constraint |  | 5 | 5 | NO | 5 | 1 | 1 | NO | 1
PG&E FRESNO | Biola | 70 | 0 | 0 | 0 | 0 | 0 | 0 | 0 | 0 | 0 | 0 | 0 | 0 | 0 | 0 | 0 | 0 | 0 | 0 | 0 | 0 | 0 | 0 | 0 | 0 | 0 | 0 | 0 | 0 | 0 | 0 | 0 | 0 | 0 | 0 | 0 | 0 | 0 | 0 | 0 | 0 | 0 | 0 | 0 | 0 | 0 | 0 | 0 | 0 | 0 | 0 | 0 | 0 | 0 | 0 | 0 | 0 | 0 | 0 | 0 | 0 | 0 | 0 | 0 | 0 | 0 | 0 | 0 | 0 | 0 | 0 | 0 | 0 | 0 | 0 | 0 | 0 | 0 | 0 | 0 | 1 | 0 | 1 | 1 | 1 | 0 | 1 | 0 | 1 | 0 | 0 | 0 | 0 | 1 | 0 | 0 | 0 | 0 | 1 |  | 0 | 0 | 0 | 0 | 0 | 0 | 0 | 0 | 0 | 0 | 0 | 0 | 0 | 0 | 0 | 0 | 0 | 0 | 0 | 0 | 0 | 0 | 0 | 0 | 0 | 0 | 0 | 0 | 0 | 0 | 1 | 0 | 2 | 0 | 1 | 0 | -82.55 | -4911.332 | -3937.2282 | Chowchilla-Le grand 115kV Line | Gates 500/230kV TB #11 | Gates 500/230kV TB #11 |  | 0 | 0 | 0 | 0 | 0 | 0 | 384.55 | 38.76 | 126.1276 | Los Banos 500/230kV TB | Los Banos 500/230kV TB | Oro Loma-El Nido 115kV Line |  | 5 | 1 | YES | 2 | 5 | 1 | YES | 2
PG&E GBA | Birds Landing | 230 | 0 | 0 | 0 | 0 | 0 | 0 | 0 | 0 | 0 | 0 | 0 | 0 | 0 | 0 | 0 | 0 | 0 | 0 | 0 | 0 | 0 | 0 | 0 | 0 | 0 | 0 | 0 | 0 | 0 | 0 | 0 | 0 | 0 | 0 | 0 | 0 | 0 | 0 | 0 | 1 | 0 | 0 | 0 | 0 | 0 | 0 | 0 | 0 | 0 | 0 | 0 | 0 | 0 | 1 | 1 | 1 | 0 | 0 | 1 | 1 | 0 | 0 | 0 | 0 | 0 | 1 | 1 | 0 | 0 | 0 | 0 | 0 | 0 | 0 | 0 | 0 | 0 | 0 | 0 | 0 | 0 | 0 | 0 | 0 | 0 | 0 | 0 | 0 | 0 | 0 | 0 | 0 | 0 | 0 | 0 | 0 | 0 | 0 |  | 0 | 0 | 229.98 | 0 | 0 | 0 | 0 | 0 | 0 | 0 | 0 | 0 | 0 | 0 | 1 | 0 | 0 | 229.98 | 0 | 0 | 0 | 0 | 0 | 0 | 0 | 100 | 0 | 0 | 0 | 1 | 3 | 0 | 2 | 0 | 0 | 0 | -1437.69 | -961.1112 | 317.0526 | Collinsville-Tesla 500 kV Line | Collinsville-Tesla 500 kV Line | Birds Landing-Contra Costa 230kV Line |  | 0 | 0 | 0 | 0 | 0 | 0 | 484.61 | 776.7038 | 317.0526 | Contra Costa- Windmaster 230 kV line | Contra Costa- Windmaster 230 kV line | Birds Landing-Contra Costa 230kV Line |  | 5 | 1 | YES | 2 | 1 | 1 | NO | 1
SCE Northern | Bliss | 66 | 1 | 0 | 1 | 0 | 0 | 1 | 1 | 0 | 0 | 0 | 0 | 0 | 0 | 0 | 0 | 0 | 0 | 0 | 0 | 0 | 0 | 0 | 0 | 0 | 0 | 0 | 0 | 0 | 0 | 0 | 0 | 0 | 0 | 0 | 0 | 0 | 0 | 0 | 0 | 0 | 0 | 0 | 0 | 0 | 0 | 0 | 0 | 0 | 0 | 0 | 0 | 0 | 0 | 0 | 0 | 0 | 0 | 0 | 0 | 0 | 0 | 0 | 0 | 0 | 0 | 0 | 0 | 0 | 0 | 0 | 0 | 0 | 0 | 0 | 0 | 0 | 0 | 0 | 0 | 0 | 0 | 0 | 0 | 0 | 0 | 0 | 0 | 0 | 0 | 0 | 0 | 0 | 0 | 0 | 0 | 0 | 0 | 0 |  | 0 | 0 | 0 | 0 | 0 | 0 | 0 | 0 | 0 | 0 | 0 | 0 | 0 | 0 | 0 | 0 | 0 | 0 | 0 | 0 | 0 | 0 | 0 | 0 | 0 | 0 | 0 | 0 | 0 | 0 | 1 | 0 | 1 | 0 | 0 | 0 | -568.88 | -811.38 | 1470.64 | Antelope-Vincent Constraint | Antelope-Vincent Constraint | North of Magunden Constraint |  | 1 | 0 | 1 | 0 | 0 | 0 | -568.88 | -811.38 | 1470.64 | Antelope-Vincent Constraint | Antelope-Vincent Constraint | North of Magunden Constraint |  | 5 | 5 | NO | 5 | 1 | 1 | NO | 1
SCE Eastern | Blythe | 161 | 0 | 0 | 0 | 0 | 0 | 0 | 0 | 0 | 0 | 0 | 0 | 0 | 0 | 0 | 0 | 0 | 0 | 0 | 1 | 0 | 0 | 0 | 0 | 0 | 0 | 0 | 0 | 0 | 0 | 0 | 0 | 1 | 1 | 0 | 0 | 0 | 0 | 0 | 0 | 0 | 0 | 0 | 0 | 0 | 0 | 0 | 0 | 0 | 0 | 0 | 0 | 0 | 0 | 0 | 0 | 0 | 0 | 0 | 0 | 0 | 0 | 0 | 0 | 0 | 0 | 0 | 0 | 0 | 0 | 0 | 0 | 0 | 0 | 0 | 0 | 0 | 0 | 0 | 0 | 0 | 0 | 0 | 0 | 0 | 0 | 0 | 0 | 0 | 0 | 0 | 0 | 0 | 0 | 0 | 0 | 0 | 0 | 2 |  | 0 | 0 | 0 | 0 | 0 | 0 | 0 | 0 | 0 | 300 | 0 | 150 | 0 | 0 | 1 | 0 | 0 | 0 | 0 | 0 | 0 | 0 | 0 | 0 | 300 | 160 | 310 | 0 | 0 | 1 | 1 | 1 | 1 | 1 | 0 | 1 | -1846 | -1817 | -950.84 | Eagle Mountain Constraint | Eagle Mountain Constraint | Eagle Mountain Constraint |  | 0 | 2 | 0 | 2 | 0 | 1 | -1246 | -1217 | -950.84 | Eagle Mountain Constraint | Eagle Mountain Constraint | Eagle Mountain Constraint |  | 5 | 4 | YES | 4 | 4 | 4 | NO | 4
PG&E NGBA | Bogue | 115 | 0 | 0 | 0 | 0 | 0 | 0 | 0 | 0 | 0 | 0 | 0 | 0 | 0 | 0 | 0 | 0 | 0 | 0 | 0 | 0 | 0 | 0 | 0 | 0 | 0 | 0 | 0 | 0 | 0 | 0 | 0 | 0 | 0 | 0 | 0 | 0 | 0 | 0 | 0 | 1 | 0 | 0 | 0 | 0 | 1 | 1 | 1 | 1 | 0 | 0 | 0 | 0 | 0 | 0 | 0 | 0 | 0 | 0 | 0 | 1 | 1 | 0 | 0 | 0 | 0 | 0 | 0 | 0 | 0 | 0 | 0 | 0 | 0 | 0 | 0 | 0 | 0 | 0 | 0 | 0 | 0 | 0 | 0 | 0 | 0 | 0 | 0 | 0 | 0 | 0 | 0 | 0 | 0 | 0 | 0 | 0 | 0 | 0 |  | 0 | 0 | 0 | 0 | 0 | 0 | 0 | 0 | 0 | 0 | 0 | 0 | 0 | 0 | 0 | 0 | 0 | 0 | 0 | 0 | 0 | 0 | 0 | 0 | 0 | 0 | 0 | 0 | 0 | 0 | 2 | 0 | 2 | 0 | 0 | 0 | -1437.69 | -961.1112 | 48.3836 | Collinsville-Tesla 500 kV Line | Collinsville-Tesla 500 kV Line | Rio Oso-Lockeford 230kV line |  | 0 | 0 | 0 | 0 | 0 | 0 | 50 | 50 | 48.3836 | Rocklin-Pleaseant grove 115kV line | Rocklin-Pleaseant grove 115kV line | Rio Oso-Lockeford 230kV line |  | 5 | 1 | YES | 2 | 1 | 1 | NO | 1
PG&E FRESNO | Borden | 230 | 0 | 0 | 0 | 0 | 0 | 0 | 0 | 0 | 0 | 0 | 0 | 0 | 0 | 0 | 0 | 0 | 0 | 0 | 0 | 0 | 0 | 0 | 0 | 0 | 0 | 0 | 0 | 0 | 0 | 0 | 0 | 0 | 0 | 0 | 0 | 0 | 0 | 0 | 0 | 0 | 0 | 0 | 0 | 0 | 0 | 1 | 0 | 0 | 0 | 0 | 0 | 0 | 0 | 0 | 0 | 0 | 0 | 0 | 0 | 0 | 0 | 0 | 0 | 0 | 0 | 0 | 0 | 0 | 0 | 0 | 0 | 0 | 0 | 0 | 0 | 0 | 0 | 0 | 1 | 1 | 0 | 1 | 1 | 1 | 1 | 1 | 0 | 1 | 1 | 1 | 0 | 0 | 1 | 0 | 1 | 0 | 0 | 2 |  | 0 | 0 | 0 | 0 | 0 | 0 | 0 | 0 | 0 | 0 | 0 | 0 | 0 | 0 | 0 | 0 | 0 | 0 | 0 | 0 | 0 | 0 | 0 | 0 | 0 | 0 | 0 | 0 | 0 | 0 | 3 | 0 | 6 | 0 | 3 | 1 | -516.8 | -4911.332 | -3937.2282 | Borden-Storey #1 230kV line | Gates 500/230kV TB #11 | Gates 500/230kV TB #11 |  | 0 | 0 | 0 | 0 | 0 | 0 | 265.5 | 38.76 | 126.1276 | Bellota-Weber 230kV line | Los Banos 500/230kV TB | Oro Loma-El Nido 115kV Line |  | 5 | 1 | YES | 2 | 5 | 1 | YES | 2
PG&E FRESNO | Borden | 70 | 0 | 0 | 0 | 0 | 0 | 0 | 0 | 0 | 0 | 0 | 0 | 0 | 0 | 0 | 0 | 0 | 0 | 0 | 0 | 0 | 0 | 0 | 0 | 0 | 0 | 0 | 0 | 0 | 0 | 0 | 0 | 0 | 0 | 0 | 0 | 0 | 0 | 0 | 0 | 0 | 0 | 0 | 0 | 0 | 0 | 1 | 0 | 0 | 0 | 0 | 0 | 0 | 0 | 0 | 0 | 0 | 0 | 0 | 0 | 0 | 0 | 0 | 0 | 0 | 0 | 0 | 0 | 0 | 0 | 0 | 0 | 0 | 0 | 0 | 0 | 0 | 0 | 0 | 1 | 0 | 0 | 1 | 1 | 1 | 1 | 1 | 0 | 1 | 1 | 1 | 0 | 0 | 1 | 0 | 1 | 0 | 0 | 2 |  | 0 | 0 | 0 | 0 | 0 | 0 | 0 | 0 | 0 | 0 | 0 | 0 | 0 | 0 | 0 | 0 | 0 | 0 | 0 | 0 | 0 | 0 | 0 | 0 | 0 | 0 | 0 | 0 | 0 | 0 | 3 | 0 | 5 | 0 | 2 | 1 | -516.8 | -4040.202 | -3868.183 | Borden-Storey #1 230kV line | Gates 500/230kV TB #12 | Gates 500/230kV TB #12 |  | 0 | 0 | 0 | 0 | 0 | 0 | 265.5 | 38.76 | 126.1276 | Bellota-Weber 230kV line | Los Banos 500/230kV TB | Oro Loma-El Nido 115kV Line |  | 5 | 1 | YES | 2 | 5 | 1 | YES | 2
SDGE | Boulevard East | 138 | 0 | 0 | 0 | 0 | 0 | 0 | 0 | 0 | 0 | 0 | 0 | 0 | 0 | 0 | 0 | 0 | 0 | 0 | 0 | 0 | 0 | 0 | 0 | 0 | 0 | 0 | 0 | 0 | 0 | 0 | 1 | 0 | 1 | 0 | 0 | 1 | 1 | 0 | 0 | 0 | 0 | 0 | 0 | 0 | 0 | 0 | 0 | 0 | 0 | 0 | 0 | 0 | 0 | 0 | 0 | 0 | 0 | 0 | 0 | 0 | 0 | 0 | 0 | 0 | 0 | 0 | 0 | 0 | 0 | 0 | 0 | 0 | 0 | 0 | 0 | 0 | 0 | 0 | 0 | 0 | 0 | 0 | 0 | 0 | 0 | 0 | 0 | 0 | 0 | 0 | 0 | 0 | 0 | 0 | 0 | 0 | 0 | 4 |  | 0 | 0 | 0 | 0 | 0 | 0 | 0 | 0 | 0 | 0 | 0 | 0 | 0 | 0 | 0 | 0 | 0 | 180 | 0 | 0 | 0 | 0 | 0 | 0 | 0 | 82.6 | 0 | 0 | 0 | 1 | 0 | 1 | 0 | 2 | 0 | 0 | -99.1 | -698.67 | 216.1064 | San Luis Rey-San Onofre 230 kV line constraint | San Luis Rey-San Onofre 230 kV line constraint | Silvergate-Old Town 230 kV constraint |  | 0 | 1 | 0 | 2 | 0 | 0 | -99.1 | -698.67 | 216.1064 | San Luis Rey-San Onofre 230 kV line constraint | San Luis Rey-San Onofre 230 kV line constraint | Silvergate-Old Town 230 kV constraint |  | 4 | 4 | NO | 4 | 1 | 1 | NO | 1
SDGE | Boulevard East | 69 | 0 | 0 | 0 | 0 | 0 | 0 | 0 | 0 | 0 | 0 | 0 | 0 | 0 | 0 | 0 | 0 | 0 | 0 | 0 | 0 | 0 | 0 | 0 | 0 | 0 | 0 | 0 | 0 | 0 | 0 | 1 | 0 | 1 | 0 | 0 | 1 | 1 | 0 | 0 | 0 | 0 | 0 | 0 | 0 | 0 | 0 | 0 | 0 | 0 | 0 | 0 | 0 | 0 | 0 | 0 | 0 | 0 | 0 | 0 | 0 | 0 | 0 | 0 | 0 | 0 | 0 | 0 | 0 | 0 | 0 | 0 | 0 | 0 | 0 | 0 | 0 | 0 | 0 | 0 | 0 | 0 | 0 | 0 | 0 | 0 | 0 | 0 | 0 | 0 | 0 | 0 | 0 | 0 | 0 | 0 | 0 | 0 | 4 |  | 0 | 0 | 0 | 0 | 0 | 0 | 0 | 0 | 0 | 0 | 0 | 9.75 | 0 | 0 | 1 | 0 | 0 | 0 | 0 | 0 | 0 | 0 | 0 | 0 | 0 | 17.4 | 27.15 | 0 | 0 | 1 | 0 | 1 | 0 | 2 | 0 | 0 | -99.1 | -698.67 | 216.1064 | San Luis Rey-San Onofre 230 kV line constraint | San Luis Rey-San Onofre 230 kV line constraint | Silvergate-Old Town 230 kV constraint |  | 0 | 1 | 0 | 2 | 0 | 0 | -99.1 | -698.67 | 216.1064 | San Luis Rey-San Onofre 230 kV line constraint | San Luis Rey-San Onofre 230 kV line constraint | Silvergate-Old Town 230 kV constraint |  | 4 | 4 | NO | 4 | 1 | 1 | NO | 1
PG&E GBA | Brentwood | 230 | 0 | 0 | 0 | 0 | 0 | 0 | 0 | 0 | 0 | 0 | 0 | 0 | 0 | 0 | 0 | 0 | 0 | 0 | 0 | 0 | 0 | 0 | 0 | 0 | 0 | 0 | 0 | 0 | 0 | 0 | 0 | 0 | 0 | 0 | 0 | 0 | 0 | 0 | 0 | 1 | 0 | 0 | 0 | 0 | 0 | 0 | 0 | 0 | 0 | 0 | 0 | 0 | 0 | 1 | 1 | 1 | 0 | 0 | 1 | 1 | 0 | 0 | 0 | 0 | 0 | 1 | 0 | 0 | 0 | 0 | 0 | 0 | 0 | 0 | 0 | 0 | 0 | 0 | 0 | 0 | 0 | 0 | 0 | 0 | 0 | 0 | 0 | 0 | 0 | 0 | 0 | 0 | 0 | 0 | 0 | 0 | 0 | 0 |  | 0 | 0 | 0 | 0 | 0 | 0 | 0 | 0 | 0 | 0 | 0 | 0 | 0 | 0 | 0 | 0 | 0 | 0 | 0 | 0 | 0 | 0 | 0 | 2 | 0 | 89.5 | 0 | 0 | 0 | 1 | 2 | 0 | 1 | 0 | 0 | 0 | -1437.69 | -961.1112 | 977.7909 | Collinsville-Tesla 500 kV Line | Collinsville-Tesla 500 kV Line | Collinsville-Tesla 500 kV Line |  | 0 | 0 | 0 | 0 | 0 | 0 | 484.61 | 776.7038 | 977.7909 | Contra Costa- Windmaster 230 kV line | Contra Costa- Windmaster 230 kV line | Collinsville-Tesla 500 kV Line |  | 5 | 1 | YES | 2 | 1 | 1 | NO | 1
PG&E NGBA | Bridgeville | 115 | 0 | 0 | 0 | 0 | 0 | 0 | 0 | 0 | 0 | 0 | 0 | 0 | 0 | 0 | 0 | 0 | 0 | 0 | 0 | 0 | 0 | 0 | 0 | 0 | 0 | 0 | 0 | 0 | 0 | 0 | 0 | 0 | 0 | 0 | 0 | 0 | 0 | 0 | 0 | 1 | 0 | 0 | 0 | 0 | 0 | 0 | 0 | 0 | 0 | 0 | 0 | 0 | 0 | 0 | 0 | 0 | 0 | 0 | 0 | 0 | 0 | 0 | 0 | 0 | 0 | 0 | 0 | 0 | 0 | 0 | 0 | 0 | 0 | 0 | 0 | 0 | 0 | 0 | 0 | 0 | 0 | 0 | 0 | 0 | 0 | 0 | 0 | 0 | 0 | 0 | 0 | 0 | 0 | 0 | 0 | 0 | 0 | 0 |  | 0 | 0 | 0 | 0 | 0 | 0 | 0 | 0 | 0 | 0 | 0 | 0 | 0 | 0 | 0 | 185.7 | 0 | 212 | 0 | 0 | 0 | 0 | 0 | 0 | 0 | 0 | 0 | 0 | 0 | 1 | 1 | 0 | 1 | 0 | 0 | 0 | -1437.69 | -961.1112 | 977.7909 | Collinsville-Tesla 500 kV Line | Collinsville-Tesla 500 kV Line | Collinsville-Tesla 500 kV Line |  | 0 | 0 | 0 | 0 | 0 | 0 | 7207.31 | 7683.8888 | 977.7909 | Collinsville-Tesla 500 kV Line | Collinsville-Tesla 500 kV Line | Collinsville-Tesla 500 kV Line |  | 5 | 1 | YES | 2 | 1 | 1 | NO | 1
PG&E NGBA | Brighton | 115 | 0 | 0 | 0 | 0 | 0 | 0 | 0 | 0 | 0 | 0 | 0 | 0 | 0 | 0 | 0 | 0 | 0 | 0 | 0 | 0 | 0 | 0 | 0 | 0 | 0 | 0 | 0 | 0 | 0 | 0 | 0 | 0 | 0 | 0 | 0 | 0 | 0 | 0 | 0 | 1 | 0 | 0 | 0 | 0 | 0 | 1 | 0 | 1 | 0 | 0 | 0 | 0 | 0 | 0 | 0 | 0 | 0 | 0 | 0 | 1 | 1 | 0 | 0 | 0 | 0 | 0 | 0 | 0 | 0 | 0 | 0 | 0 | 0 | 0 | 0 | 0 | 0 | 0 | 0 | 0 | 0 | 0 | 0 | 0 | 0 | 1 | 0 | 0 | 0 | 0 | 0 | 0 | 0 | 0 | 0 | 0 | 0 | 1 |  | 0 | 0 | 0 | 0 | 0 | 0 | 0 | 0 | 0 | 0 | 0 | 0 | 0 | 0 | 0 | 0 | 0 | 0 | 0 | 0 | 0 | 0 | 0 | 0 | 0 | 0 | 0 | 0 | 0 | 0 | 2 | 0 | 2 | 0 | 0 | 0 | -1437.69 | -961.1112 | 48.3836 | Collinsville-Tesla 500 kV Line | Collinsville-Tesla 500 kV Line | Rio Oso-Lockeford 230kV line |  | 0 | 0 | 0 | 0 | 0 | 0 | 265.5 | 38.76 | 48.3836 | Bellota-Weber 230kV line | Los Banos 500/230kV TB | Rio Oso-Lockeford 230kV line |  | 5 | 1 | YES | 2 | 1 | 1 | NO | 1
PG&E NGBA | Brighton | 230 | 0 | 0 | 0 | 0 | 0 | 0 | 0 | 0 | 0 | 0 | 0 | 0 | 0 | 0 | 0 | 0 | 0 | 0 | 0 | 0 | 0 | 0 | 0 | 0 | 0 | 0 | 0 | 0 | 0 | 0 | 0 | 0 | 0 | 0 | 0 | 0 | 0 | 0 | 0 | 1 | 0 | 0 | 0 | 0 | 0 | 1 | 0 | 1 | 0 | 0 | 0 | 0 | 0 | 0 | 0 | 0 | 0 | 0 | 0 | 1 | 1 | 0 | 0 | 0 | 0 | 0 | 0 | 0 | 0 | 0 | 0 | 0 | 0 | 0 | 0 | 0 | 0 | 0 | 0 | 0 | 0 | 0 | 0 | 0 | 0 | 1 | 0 | 0 | 0 | 0 | 0 | 0 | 0 | 0 | 0 | 0 | 0 | 1 |  | 0 | 0 | 0 | 0 | 0 | 0 | 0 | 0 | 0 | 0 | 0 | 0 | 0 | 0 | 0 | 0 | 0 | 0 | 0 | 0 | 0 | 0 | 0 | 0 | 0 | 0 | 0 | 0 | 0 | 0 | 2 | 0 | 2 | 0 | 0 | 0 | -1437.69 | -961.1112 | 48.3836 | Collinsville-Tesla 500 kV Line | Collinsville-Tesla 500 kV Line | Rio Oso-Lockeford 230kV line |  | 0 | 0 | 0 | 0 | 0 | 0 | 265.5 | 38.76 | 48.3836 | Bellota-Weber 230kV line | Los Banos 500/230kV TB | Rio Oso-Lockeford 230kV line |  | 5 | 1 | YES | 2 | 1 | 1 | NO | 1
PG&E NGBA | Brunswick | 115 | 0 | 0 | 0 | 0 | 0 | 0 | 0 | 0 | 0 | 0 | 0 | 0 | 0 | 0 | 0 | 0 | 0 | 0 | 0 | 0 | 0 | 0 | 0 | 0 | 0 | 0 | 0 | 0 | 0 | 0 | 0 | 0 | 0 | 0 | 0 | 0 | 0 | 0 | 0 | 1 | 0 | 0 | 1 | 0 | 0 | 1 | 1 | 1 | 0 | 0 | 0 | 0 | 0 | 0 | 0 | 0 | 0 | 0 | 0 | 1 | 1 | 0 | 0 | 0 | 0 | 0 | 0 | 0 | 0 | 0 | 0 | 0 | 0 | 0 | 0 | 0 | 0 | 0 | 0 | 0 | 0 | 0 | 0 | 0 | 0 | 0 | 0 | 0 | 0 | 0 | 0 | 0 | 0 | 0 | 0 | 0 | 0 | 0 |  | 0 | 0 | 0 | 0 | 0 | 0 | 0 | 0 | 0 | 0 | 0 | 0 | 0 | 0 | 0 | 0 | 0 | 0 | 0 | 0 | 0 | 0 | 0 | 0 | 0 | 0 | 0 | 0 | 0 | 0 | 2 | 0 | 2 | 0 | 0 | 0 | -1437.69 | -961.1112 | 48.3836 | Collinsville-Tesla 500 kV Line | Collinsville-Tesla 500 kV Line | Rio Oso-Lockeford 230kV line |  | 0 | 0 | 0 | 0 | 0 | 0 | 227 | 247.81 | 48.3836 | Bell-Placer 115kV Line | Bellota-Weber 230kV line | Rio Oso-Lockeford 230kV line |  | 5 | 1 | YES | 2 | 1 | 1 | NO | 1
PG&E NGBA | Bucks Creek | 230 | 0 | 0 | 0 | 0 | 0 | 0 | 0 | 0 | 0 | 0 | 0 | 0 | 0 | 0 | 0 | 0 | 0 | 0 | 0 | 0 | 0 | 0 | 0 | 0 | 0 | 0 | 0 | 0 | 0 | 0 | 0 | 0 | 0 | 0 | 0 | 0 | 0 | 0 | 0 | 1 | 1 | 0 | 1 | 0 | 1 | 1 | 1 | 1 | 0 | 0 | 0 | 0 | 0 | 0 | 0 | 0 | 0 | 0 | 1 | 1 | 1 | 0 | 0 | 0 | 0 | 0 | 0 | 0 | 0 | 0 | 0 | 0 | 0 | 0 | 0 | 0 | 0 | 0 | 0 | 0 | 0 | 0 | 0 | 0 | 0 | 0 | 0 | 0 | 0 | 0 | 0 | 0 | 0 | 0 | 0 | 0 | 0 | 0 |  | 0 | 0 | 0 | 0 | 0 | 0 | 0 | 0 | 0 | 0 | 0 | 0 | 0 | 0 | 0 | 0 | 0 | 0 | 0 | 0 | 0 | 0 | 0 | 0 | 0 | 0 | 0 | 0 | 0 | 0 | 3 | 0 | 2 | 0 | 0 | 1 | -1437.69 | -961.1112 | -75.76 | Collinsville-Tesla 500 kV Line | Collinsville-Tesla 500 kV Line | Woodland- Davis 115kV line |  | 1 | 0 | 0 | 0 | 0 | 1 | -29.55 | 38.65 | -75.76 | Woodland- Davis 115kV line | Woodland- Davis 115kV line | Woodland- Davis 115kV line |  | 5 | 5 | NO | 5 | 3 | 3 | NO | 3
PG&E KERN | Buena Vista | 230 | 0 | 0 | 0 | 0 | 0 | 0 | 0 | 0 | 0 | 0 | 0 | 0 | 0 | 0 | 0 | 0 | 0 | 0 | 0 | 0 | 0 | 0 | 0 | 0 | 0 | 0 | 0 | 0 | 0 | 0 | 0 | 0 | 0 | 0 | 0 | 0 | 0 | 0 | 0 | 0 | 0 | 0 | 0 | 0 | 0 | 0 | 0 | 0 | 0 | 0 | 0 | 0 | 0 | 0 | 0 | 0 | 0 | 0 | 0 | 0 | 0 | 0 | 0 | 0 | 0 | 0 | 0 | 0 | 0 | 0 | 0 | 0 | 0 | 0 | 0 | 0 | 0 | 0 | 1 | 1 | 0 | 0 | 0 | 0 | 0 | 0 | 0 | 0 | 0 | 0 | 0 | 0 | 0 | 0 | 1 | 0 | 0 | 0 |  | 0 | 0 | 0 | 0 | 0 | 0 | 0 | 0 | 0 | 0 | 0 | 0 | 0 | 0 | 0 | 0 | 0 | 0 | 0 | 0 | 0 | 0 | 0 | 0 | 0 | 0 | 0 | 0 | 0 | 0 | 0 | 0 | 3 | 0 | 2 | 1 | 71.87 | -4911.332 | -3937.2282 | Gates 500/230kV TB #12 | Gates 500/230kV TB #11 | Gates 500/230kV TB #11 |  | 0 | 0 | 0 | 0 | 0 | 0 | 4949.77 | 1169.488 | 631.7684 | Mustang-Henrietta 230 kV line | Mustang-Henrietta 230 kV line | Mustang-Henrietta 230 kV line |  | 5 | 1 | YES | 2 | 5 | 1 | YES | 2
PG&E FRESNO | Bullard | 115 | 0 | 0 | 0 | 0 | 0 | 0 | 0 | 0 | 0 | 0 | 0 | 0 | 0 | 0 | 0 | 0 | 0 | 0 | 0 | 0 | 0 | 0 | 0 | 0 | 0 | 0 | 0 | 0 | 0 | 0 | 0 | 0 | 0 | 0 | 0 | 0 | 0 | 0 | 0 | 0 | 0 | 0 | 0 | 0 | 0 | 1 | 0 | 0 | 0 | 0 | 0 | 0 | 0 | 0 | 0 | 0 | 0 | 0 | 0 | 0 | 0 | 0 | 0 | 0 | 0 | 0 | 0 | 0 | 0 | 0 | 0 | 0 | 0 | 0 | 0 | 0 | 0 | 0 | 1 | 0 | 0 | 1 | 1 | 1 | 1 | 1 | 0 | 1 | 1 | 1 | 0 | 0 | 1 | 0 | 1 | 0 | 0 | 2 |  | 0 | 0 | 0 | 0 | 0 | 0 | 0 | 0 | 0 | 0 | 0 | 0 | 0 | 0 | 0 | 0 | 0 | 0 | 0 | 0 | 0 | 0 | 0 | 0 | 0 | 0 | 0 | 0 | 0 | 0 | 3 | 0 | 5 | 0 | 2 | 1 | -516.8 | -4040.202 | -3868.183 | Borden-Storey #1 230kV line | Gates 500/230kV TB #12 | Gates 500/230kV TB #12 |  | 0 | 0 | 0 | 0 | 0 | 0 | 265.5 | 38.76 | 126.1276 | Bellota-Weber 230kV line | Los Banos 500/230kV TB | Oro Loma-El Nido 115kV Line |  | 5 | 1 | YES | 2 | 5 | 1 | YES | 2
PG&E GBA | Burlingame | 115 | 0 | 0 | 0 | 0 | 0 | 0 | 0 | 0 | 0 | 0 | 0 | 0 | 0 | 0 | 0 | 0 | 0 | 0 | 0 | 0 | 0 | 0 | 0 | 0 | 0 | 0 | 0 | 0 | 0 | 0 | 0 | 0 | 0 | 0 | 0 | 0 | 0 | 0 | 0 | 1 | 0 | 0 | 0 | 0 | 0 | 0 | 0 | 0 | 0 | 0 | 0 | 0 | 1 | 0 | 0 | 0 | 0 | 0 | 0 | 0 | 0 | 0 | 0 | 0 | 0 | 0 | 0 | 0 | 0 | 0 | 0 | 0 | 0 | 0 | 0 | 0 | 0 | 0 | 0 | 0 | 0 | 0 | 0 | 0 | 0 | 0 | 0 | 0 | 0 | 0 | 0 | 0 | 0 | 0 | 0 | 0 | 0 | 1 |  | 0 | 0 | 0 | 0 | 0 | 0 | 0 | 0 | 0 | 0 | 0 | 0 | 0 | 0 | 0 | 0 | 0 | 0 | 0 | 0 | 0 | 0 | 0 | 0 | 88 | 0 | 0 | 0 | 0 | 1 | 1 | 0 | 1 | 0 | 0 | 0 | -1437.69 | -961.1112 | 977.7909 | Collinsville-Tesla 500 kV Line | Collinsville-Tesla 500 kV Line | Collinsville-Tesla 500 kV Line |  | 0 | 0 | 0 | 0 | 0 | 0 | 2381.7 | 2366.26 | 977.7909 | Sobrante-Moraga 230 kV line | Sobrante-Moraga 230 kV line | Collinsville-Tesla 500 kV Line |  | 5 | 1 | YES | 2 | 1 | 1 | NO | 1
PG&E NGBA | Burney Forest | 230 | 0 | 0 | 0 | 0 | 0 | 0 | 0 | 0 | 0 | 0 | 0 | 0 | 0 | 0 | 0 | 0 | 0 | 0 | 0 | 0 | 0 | 0 | 0 | 0 | 0 | 0 | 0 | 0 | 0 | 0 | 0 | 0 | 0 | 0 | 0 | 0 | 0 | 0 | 0 | 1 | 0 | 0 | 0 | 1 | 0 | 0 | 0 | 0 | 0 | 0 | 0 | 0 | 0 | 0 | 0 | 0 | 0 | 0 | 0 | 0 | 0 | 0 | 0 | 0 | 0 | 0 | 0 | 0 | 0 | 0 | 0 | 0 | 0 | 0 | 0 | 0 | 0 | 0 | 0 | 0 | 0 | 0 | 0 | 0 | 0 | 0 | 0 | 0 | 0 | 0 | 0 | 0 | 0 | 0 | 0 | 0 | 0 | 0 |  | 0 | 0 | 0 | 0 | 0 | 0 | 0 | 0 | 0 | 0 | 0 | 0 | 0 | 0 | 0 | 0 | 0 | 0 | 0 | 0 | 0 | 0 | 0 | 0 | 0 | 0 | 0 | 0 | 0 | 0 | 1 | 0 | 1 | 0 | 0 | 0 | -1437.69 | -961.1112 | 15 | Collinsville-Tesla 500 kV Line | Collinsville-Tesla 500 kV Line | Carberry-Round Mountain 230kV Line |  | 0 | 0 | 0 | 0 | 0 | 0 | 15 | 15 | 15 | Carberry-Round Mountain 230kV Line | Carberry-Round Mountain 230kV Line | Carberry-Round Mountain 230kV Line |  | 5 | 1 | YES | 2 | 1 | 1 | NO | 1
PG&E NGBA | Butte | 115 | 0 | 0 | 0 | 0 | 0 | 0 | 0 | 0 | 0 | 0 | 0 | 0 | 0 | 0 | 0 | 0 | 0 | 0 | 0 | 0 | 0 | 0 | 0 | 0 | 0 | 0 | 0 | 0 | 0 | 0 | 0 | 0 | 0 | 0 | 0 | 0 | 0 | 0 | 0 | 1 | 0 | 0 | 0 | 0 | 0 | 0 | 0 | 0 | 0 | 0 | 0 | 0 | 0 | 0 | 0 | 0 | 0 | 0 | 0 | 0 | 0 | 0 | 0 | 0 | 0 | 0 | 0 | 0 | 0 | 0 | 0 | 0 | 0 | 0 | 0 | 0 | 0 | 0 | 0 | 0 | 0 | 0 | 0 | 0 | 0 | 0 | 0 | 0 | 0 | 0 | 0 | 0 | 0 | 0 | 0 | 0 | 0 | 0 |  | 0 | 0 | 0 | 0 | 0 | 0 | 0 | 0 | 0 | 0 | 0 | 0 | 0 | 0 | 0 | 0 | 0 | 0 | 0 | 0 | 0 | 0 | 0 | 0 | 0 | 0 | 0 | 0 | 0 | 0 | 1 | 0 | 1 | 0 | 0 | 0 | -1437.69 | -961.1112 | 977.7909 | Collinsville-Tesla 500 kV Line | Collinsville-Tesla 500 kV Line | Collinsville-Tesla 500 kV Line |  | 0 | 0 | 0 | 0 | 0 | 0 | 7207.31 | 7683.8888 | 977.7909 | Collinsville-Tesla 500 kV Line | Collinsville-Tesla 500 kV Line | Collinsville-Tesla 500 kV Line |  | 5 | 1 | YES | 2 | 1 | 1 | NO | 1
PG&E KERN | Cabrillo | 115 | 0 | 0 | 0 | 0 | 0 | 0 | 0 | 0 | 0 | 0 | 0 | 0 | 0 | 0 | 0 | 0 | 0 | 0 | 0 | 0 | 0 | 0 | 0 | 0 | 0 | 0 | 0 | 0 | 0 | 0 | 0 | 0 | 0 | 0 | 0 | 0 | 0 | 0 | 0 | 0 | 0 | 0 | 0 | 0 | 0 | 0 | 0 | 0 | 0 | 0 | 0 | 0 | 0 | 0 | 0 | 0 | 0 | 0 | 0 | 0 | 0 | 0 | 0 | 0 | 0 | 0 | 0 | 1 | 1 | 0 | 0 | 0 | 0 | 0 | 0 | 0 | 0 | 0 | 0 | 1 | 0 | 0 | 0 | 0 | 0 | 1 | 0 | 0 | 0 | 0 | 0 | 0 | 0 | 0 | 0 | 1 | 0 | 1 |  | 0 | 0 | 0 | 0 | 0 | 0 | 0 | 0 | 0 | 0 | 0 | 0 | 0 | 0 | 0 | 0 | 0 | 0 | 0 | 0 | 0 | 0 | 0 | 0 | 0 | 0 | 0 | 0 | 0 | 0 | 0 | 0 | 1 | 0 | 1 | 0 | 120.85 | -4911.332 | -3937.2282 | Cal Flat-Gates 230 kV line | Gates 500/230kV TB #11 | Gates 500/230kV TB #11 |  | 0 | 0 | 0 | 0 | 0 | 0 | 120.85 | 38.76 | 251.3788 | Cal Flat-Gates 230 kV line | Los Banos 500/230kV TB | Gates-Arco 230 kV Line |  | 5 | 1 | YES | 2 | 5 | 1 | YES | 2
PG&E FRESNO | Cal Flats | 230 | 0 | 0 | 0 | 0 | 0 | 0 | 0 | 0 | 0 | 0 | 0 | 0 | 0 | 0 | 0 | 0 | 0 | 0 | 0 | 0 | 0 | 0 | 0 | 0 | 0 | 0 | 0 | 0 | 0 | 0 | 0 | 0 | 0 | 0 | 0 | 0 | 0 | 0 | 0 | 0 | 0 | 0 | 0 | 0 | 0 | 0 | 0 | 0 | 0 | 0 | 0 | 0 | 0 | 0 | 0 | 0 | 0 | 0 | 0 | 0 | 0 | 0 | 0 | 0 | 0 | 0 | 0 | 1 | 0 | 0 | 0 | 0 | 0 | 0 | 0 | 0 | 0 | 0 | 1 | 1 | 1 | 0 | 0 | 0 | 0 | 0 | 0 | 0 | 0 | 0 | 0 | 0 | 0 | 0 | 1 | 1 | 0 | 0 |  | 0 | 0 | 0 | 0 | 0 | 0 | 0 | 0 | 0 | 0 | 0 | 0 | 0 | 0 | 0 | 0 | 0 | 0 | 0 | 0 | 0 | 0 | 0 | 0 | 0 | 0 | 0 | 0 | 0 | 0 | 0 | 0 | 3 | 0 | 2 | 1 | 71.87 | -4911.332 | -3937.2282 | Gates 500/230kV TB #12 | Gates 500/230kV TB #11 | Gates 500/230kV TB #11 |  | 0 | 0 | 0 | 0 | 0 | 0 | 120.85 | 229.67 | 189.524 | Cal Flat-Gates 230 kV line | Gates 230/70kV TB #5 | Gates 230/70kV TB #5 |  | 5 | 1 | YES | 2 | 5 | 1 | YES | 2
SCE NOL | Calcite | 230 | 0 | 0 | 0 | 0 | 0 | 0 | 0 | 0 | 0 | 0 | 0 | 0 | 0 | 1 | 1 | 0 | 0 | 0 | 0 | 0 | 0 | 0 | 0 | 0 | 0 | 0 | 0 | 0 | 0 | 0 | 0 | 0 | 0 | 0 | 0 | 0 | 0 | 0 | 0 | 0 | 0 | 0 | 0 | 0 | 0 | 0 | 0 | 0 | 0 | 0 | 0 | 0 | 0 | 0 | 0 | 0 | 0 | 0 | 0 | 0 | 0 | 0 | 0 | 0 | 0 | 0 | 0 | 0 | 0 | 0 | 0 | 0 | 0 | 0 | 0 | 0 | 0 | 0 | 0 | 0 | 0 | 0 | 0 | 0 | 0 | 0 | 0 | 0 | 0 | 0 | 0 | 0 | 0 | 0 | 0 | 0 | 0 | 1 |  | 0 | 0 | 0 | 0 | 0 | 0 | 0 | 0 | 0 | 0 | 0 | 0 | 0 | 0 | 0 | 0 | 0 | 0 | 0 | 0 | 0 | 0 | 0 | 0 | 165 | 300 | 0 | 0 | 0 | 1 | 0 | 0 | 1 | 2 | 0 | 0 | 43.77 | -137.55 | 26.86 | Lugo Transformer Area Constraint | Lugo Transformer Area Constraint | Calcite to Lugo Area Constraint |  | 0 | 0 | 1 | 2 | 0 | 0 | 43.77 | -137.55 | 26.86 | Lugo Transformer Area Constraint | Lugo Transformer Area Constraint | Calcite to Lugo Area Constraint |  | 5 | 5 | NO | 5 | 1 | 1 | NO | 1
PG&E KERN | Caliente | 230 | 0 | 0 | 0 | 0 | 0 | 0 | 0 | 0 | 0 | 0 | 0 | 0 | 0 | 0 | 0 | 0 | 0 | 0 | 0 | 0 | 0 | 0 | 0 | 0 | 0 | 0 | 0 | 0 | 0 | 0 | 0 | 0 | 0 | 0 | 0 | 0 | 0 | 0 | 0 | 0 | 0 | 0 | 0 | 0 | 0 | 0 | 0 | 0 | 0 | 0 | 0 | 0 | 0 | 0 | 0 | 0 | 0 | 0 | 0 | 0 | 0 | 0 | 0 | 0 | 0 | 0 | 0 | 1 | 0 | 0 | 0 | 0 | 0 | 0 | 0 | 0 | 0 | 0 | 1 | 1 | 0 | 0 | 0 | 0 | 0 | 0 | 0 | 0 | 0 | 0 | 0 | 0 | 0 | 0 | 1 | 1 | 0 | 0 |  | 0 | 0 | 0 | 0 | 0 | 0 | 0 | 0 | 0 | 0 | 0 | 0 | 0 | 0 | 0 | 0 | 0 | 0 | 0 | 0 | 0 | 0 | 0 | 0 | 0 | 0 | 0 | 0 | 150 | 1 | 0 | 0 | 3 | 0 | 2 | 1 | 71.87 | -4911.332 | -3937.2282 | Gates 500/230kV TB #12 | Gates 500/230kV TB #11 | Gates 500/230kV TB #11 |  | 0 | 0 | 0 | 0 | 0 | 0 | 120.85 | 383.59 | 631.7684 | Cal Flat-Gates 230 kV line | Cal Flat-Gates 230 kV line | Mustang-Henrietta 230 kV line |  | 5 | 1 | YES | 2 | 5 | 1 | YES | 2
PG&E FRESNO | California Ave | 115 | 0 | 0 | 0 | 0 | 0 | 0 | 0 | 0 | 0 | 0 | 0 | 0 | 0 | 0 | 0 | 0 | 0 | 0 | 0 | 0 | 0 | 0 | 0 | 0 | 0 | 0 | 0 | 0 | 0 | 0 | 0 | 0 | 0 | 0 | 0 | 0 | 0 | 0 | 0 | 0 | 0 | 0 | 0 | 0 | 0 | 0 | 0 | 0 | 0 | 0 | 0 | 0 | 0 | 0 | 0 | 0 | 0 | 0 | 0 | 0 | 0 | 0 | 0 | 0 | 0 | 0 | 0 | 0 | 1 | 0 | 0 | 0 | 0 | 0 | 0 | 0 | 0 | 0 | 0 | 1 | 0 | 1 | 0 | 1 | 0 | 1 | 0 | 0 | 0 | 0 | 0 | 0 | 0 | 0 | 0 | 0 | 0 | 1 |  | 0 | 0 | 0 | 0 | 0 | 0 | 0 | 0 | 0 | 0 | 0 | 0 | 0 | 0 | 0 | 0 | 0 | 0 | 0 | 0 | 0 | 0 | 0 | 0 | 0 | 0 | 0 | 0 | 0 | 0 | 1 | 0 | 2 | 0 | 1 | 0 | -82.55 | -4911.332 | -3937.2282 | Chowchilla-Le grand 115kV Line | Gates 500/230kV TB #11 | Gates 500/230kV TB #11 |  | 0 | 0 | 0 | 0 | 0 | 0 | 384.55 | 38.76 | 251.3788 | Los Banos 500/230kV TB | Los Banos 500/230kV TB | Gates-Arco 230 kV Line |  | 5 | 1 | YES | 2 | 5 | 1 | YES | 2
PG&E KERN | Callender | 115 | 0 | 0 | 0 | 0 | 0 | 0 | 0 | 0 | 0 | 0 | 0 | 0 | 0 | 0 | 0 | 0 | 0 | 0 | 0 | 0 | 0 | 0 | 0 | 0 | 0 | 0 | 0 | 0 | 0 | 0 | 0 | 0 | 0 | 0 | 0 | 0 | 0 | 0 | 0 | 0 | 0 | 0 | 0 | 0 | 0 | 0 | 0 | 0 | 0 | 0 | 0 | 0 | 0 | 0 | 0 | 0 | 0 | 0 | 0 | 0 | 0 | 0 | 0 | 0 | 0 | 0 | 0 | 1 | 1 | 0 | 0 | 0 | 0 | 0 | 0 | 0 | 0 | 0 | 1 | 1 | 0 | 0 | 0 | 0 | 0 | 0 | 0 | 0 | 0 | 0 | 0 | 0 | 0 | 0 | 1 | 1 | 0 | 0 |  | 0 | 0 | 0 | 0 | 0 | 0 | 0 | 0 | 0 | 0 | 0 | 0 | 0 | 0 | 0 | 0 | 0 | 0 | 0 | 0 | 0 | 0 | 0 | 0 | 0 | 0 | 0 | 0 | 0 | 0 | 0 | 0 | 3 | 0 | 2 | 1 | 71.87 | -4911.332 | -3937.2282 | Gates 500/230kV TB #12 | Gates 500/230kV TB #11 | Gates 500/230kV TB #11 |  | 0 | 0 | 0 | 0 | 0 | 0 | 120.85 | 383.59 | 251.3788 | Cal Flat-Gates 230 kV line | Cal Flat-Gates 230 kV line | Gates-Arco 230 kV Line |  | 5 | 1 | YES | 2 | 5 | 1 | YES | 2
PG&E NGBA | Calpella | 115 | 0 | 0 | 0 | 0 | 0 | 0 | 0 | 0 | 0 | 0 | 0 | 0 | 0 | 0 | 0 | 0 | 0 | 0 | 0 | 0 | 0 | 0 | 0 | 0 | 0 | 0 | 0 | 0 | 0 | 0 | 0 | 0 | 0 | 0 | 0 | 0 | 0 | 0 | 0 | 1 | 0 | 1 | 0 | 0 | 0 | 0 | 0 | 0 | 0 | 0 | 0 | 0 | 1 | 0 | 1 | 1 | 0 | 0 | 0 | 0 | 0 | 0 | 0 | 0 | 0 | 0 | 1 | 0 | 0 | 0 | 0 | 0 | 0 | 0 | 0 | 0 | 0 | 0 | 0 | 0 | 0 | 0 | 0 | 0 | 0 | 0 | 0 | 0 | 0 | 0 | 0 | 0 | 0 | 0 | 0 | 0 | 0 | 1 |  | 0 | 0 | 0 | 0 | 0 | 0 | 0 | 0 | 0 | 0 | 0 | 0 | 0 | 0 | 0 | 0 | 0 | 0 | 0 | 0 | 0 | 0 | 0 | 4 | 0 | 0 | 0 | 0 | 0 | 1 | 2 | 0 | 2 | 0 | 0 | 0 | -1437.69 | -961.1112 | 317.0526 | Collinsville-Tesla 500 kV Line | Collinsville-Tesla 500 kV Line | Birds Landing-Contra Costa 230kV Line |  | 0 | 0 | 0 | 0 | 0 | 0 | 484.61 | 771.8 | 317.0526 | Contra Costa- Windmaster 230 kV line | Cortina-Eagle Rock 115 kV line | Birds Landing-Contra Costa 230kV Line |  | 5 | 1 | YES | 2 | 1 | 1 | NO | 1
PG&E GBA | Camanche | 230 | 0 | 0 | 0 | 0 | 0 | 0 | 0 | 0 | 0 | 0 | 0 | 0 | 0 | 0 | 0 | 0 | 0 | 0 | 0 | 0 | 0 | 0 | 0 | 0 | 0 | 0 | 0 | 0 | 0 | 0 | 0 | 0 | 0 | 0 | 0 | 0 | 0 | 0 | 0 | 0 | 0 | 0 | 0 | 0 | 0 | 1 | 0 | 0 | 0 | 0 | 0 | 0 | 0 | 0 | 0 | 0 | 0 | 0 | 0 | 1 | 1 | 0 | 0 | 0 | 0 | 0 | 0 | 0 | 0 | 0 | 0 | 0 | 0 | 0 | 0 | 0 | 0 | 0 | 0 | 0 | 0 | 0 | 0 | 0 | 0 | 0 | 0 | 0 | 0 | 0 | 0 | 0 | 0 | 0 | 0 | 0 | 0 | 0 |  | 0 | 0 | 0 | 0 | 0 | 0 | 0 | 0 | 0 | 0 | 0 | 0 | 0 | 0 | 0 | 0 | 0 | 0 | 0 | 0 | 0 | 0 | 0 | 0 | 0 | 0 | 0 | 0 | 0 | 0 | 1 | 0 | 1 | 0 | 0 | 0 | -194.5 | -212.19 | 868.6798 | Bellota-Weber 230kV line | Bellota-Weber 230kV line | Bellota-Weber 230kV line |  | 0 | 0 | 0 | 0 | 0 | 0 | 265.5 | 247.81 | 868.6798 | Bellota-Weber 230kV line | Bellota-Weber 230kV line | Bellota-Weber 230kV line |  | 5 | 1 | YES | 2 | 1 | 1 | NO | 1
SDGE | Cameron | 69 | 0 | 0 | 0 | 0 | 0 | 0 | 0 | 0 | 0 | 0 | 0 | 0 | 0 | 0 | 0 | 0 | 0 | 0 | 0 | 0 | 0 | 0 | 0 | 0 | 0 | 0 | 0 | 1 | 0 | 1 | 1 | 0 | 1 | 0 | 0 | 0 | 1 | 0 | 0 | 0 | 0 | 0 | 0 | 0 | 0 | 0 | 0 | 0 | 0 | 0 | 0 | 0 | 0 | 0 | 0 | 0 | 0 | 0 | 0 | 0 | 0 | 0 | 0 | 0 | 0 | 0 | 0 | 0 | 0 | 0 | 0 | 0 | 0 | 0 | 0 | 0 | 0 | 0 | 0 | 0 | 0 | 0 | 0 | 0 | 0 | 0 | 0 | 0 | 0 | 0 | 0 | 0 | 0 | 0 | 0 | 0 | 0 | 3 |  | 0 | 0 | 0 | 0 | 0 | 0 | 0 | 0 | 0.84 | 0 | 0 | 0 | 0 | 0 | 1 | 0 | 0 | 0 | 0 | 0 | 0 | 0 | 0 | 0.84 | 0 | 0 | 0 | 0 | 0 | 1 | 0 | 1 | 0 | 2 | 0 | 0 | -99.1 | -698.67 | 216.1064 | San Luis Rey-San Onofre 230 kV line constraint | San Luis Rey-San Onofre 230 kV line constraint | Silvergate-Old Town 230 kV constraint |  | 0 | 1 | 0 | 2 | 0 | 0 | -99.1 | -698.67 | 216.1064 | San Luis Rey-San Onofre 230 kV line constraint | San Luis Rey-San Onofre 230 kV line constraint | Silvergate-Old Town 230 kV constraint |  | 4 | 4 | NO | 4 | 1 | 1 | NO | 1
SDGE | Cannon | 69 | 0 | 0 | 0 | 0 | 0 | 0 | 0 | 0 | 0 | 0 | 0 | 0 | 0 | 0 | 0 | 0 | 0 | 0 | 0 | 0 | 0 | 0 | 0 | 0 | 0 | 0 | 0 | 0 | 0 | 0 | 1 | 0 | 1 | 0 | 0 | 0 | 0 | 0 | 0 | 0 | 0 | 0 | 0 | 0 | 0 | 0 | 0 | 0 | 0 | 0 | 0 | 0 | 0 | 0 | 0 | 0 | 0 | 0 | 0 | 0 | 0 | 0 | 0 | 0 | 0 | 0 | 0 | 0 | 0 | 0 | 0 | 0 | 0 | 0 | 0 | 0 | 0 | 0 | 0 | 0 | 0 | 0 | 0 | 0 | 0 | 0 | 0 | 0 | 0 | 0 | 0 | 0 | 0 | 0 | 0 | 0 | 0 | 2 |  | 0 | 0 | 0 | 0 | 0 | 0 | 0 | 0 | 0 | 0 | 0 | 0 | 0 | 0 | 0 | 0 | 0 | 0 | 0 | 0 | 0 | 0 | 0 | 0 | 0 | 0 | 0 | 0 | 0 | 0 | 0 | 1 | 0 | 1 | 0 | 0 | -99.1 | -698.67 | 1394.7114 | San Luis Rey-San Onofre 230 kV line constraint | San Luis Rey-San Onofre 230 kV line constraint | San Luis Rey-San Onofre 230 kV line constraint |  | 0 | 1 | 0 | 1 | 0 | 0 | -99.1 | -698.67 | 1394.7114 | San Luis Rey-San Onofre 230 kV line constraint | San Luis Rey-San Onofre 230 kV line constraint | San Luis Rey-San Onofre 230 kV line constraint |  | 4 | 4 | NO | 4 | 1 | 1 | NO | 1
PG&E FRESNO | Cantua | 115 | 0 | 0 | 0 | 0 | 0 | 0 | 0 | 0 | 0 | 0 | 0 | 0 | 0 | 0 | 0 | 0 | 0 | 0 | 0 | 0 | 0 | 0 | 0 | 0 | 0 | 0 | 0 | 0 | 0 | 0 | 0 | 0 | 0 | 0 | 0 | 0 | 0 | 0 | 0 | 0 | 0 | 0 | 0 | 0 | 0 | 0 | 0 | 0 | 0 | 0 | 0 | 0 | 0 | 0 | 0 | 0 | 0 | 0 | 0 | 0 | 0 | 0 | 0 | 0 | 0 | 0 | 0 | 0 | 0 | 0 | 0 | 0 | 0 | 0 | 0 | 0 | 0 | 0 | 1 | 0 | 1 | 0 | 1 | 0 | 0 | 1 | 0 | 1 | 0 | 0 | 0 | 0 | 0 | 0 | 0 | 0 | 0 | 1 |  | 0 | 0 | 0 | 0 | 0 | 0 | 0 | 0 | 0 | 0 | 0 | 0 | 0 | 0 | 0 | 0 | 0 | 0 | 0 | 0 | 0 | 0 | 0 | 0 | 100 | 0 | 0 | 0 | 0 | 1 | 0 | 0 | 1 | 0 | 1 | 0 | 71.87 | -4040.202 | -3868.183 | Gates 500/230kV TB #12 | Gates 500/230kV TB #12 | Gates 500/230kV TB #12 |  | 0 | 0 | 0 | 0 | 0 | 0 | 285.67 | 38.76 | 189.524 | Gates 230/70kV TB #5 | Los Banos 500/230kV TB | Gates 230/70kV TB #5 |  | 5 | 1 | YES | 2 | 5 | 1 | YES | 2
SDGE | Capistrano | 138 | 0 | 0 | 0 | 0 | 0 | 0 | 0 | 0 | 0 | 0 | 0 | 0 | 0 | 0 | 0 | 0 | 0 | 0 | 0 | 0 | 0 | 0 | 0 | 0 | 0 | 1 | 0 | 0 | 0 | 0 | 0 | 0 | 0 | 0 | 0 | 0 | 0 | 1 | 0 | 0 | 0 | 0 | 0 | 0 | 0 | 0 | 0 | 0 | 0 | 0 | 0 | 0 | 0 | 0 | 0 | 0 | 0 | 0 | 0 | 0 | 0 | 0 | 0 | 0 | 0 | 0 | 0 | 0 | 0 | 0 | 0 | 0 | 0 | 0 | 0 | 0 | 0 | 0 | 0 | 0 | 0 | 0 | 0 | 0 | 0 | 0 | 0 | 0 | 0 | 0 | 0 | 0 | 0 | 0 | 0 | 0 | 0 | 0 |  | 0 | 0 | 0 | 0 | 0 | 0 | 0 | 0 | 0 | 0 | 0 | 0 | 0 | 0 | 0 | 0 | 0 | 0 | 0 | 0 | 0 | 0 | 0 | 0 | 0 | 0 | 0 | 25 | 0 | 1 | 0 | 0 | 0 | 0 | 0 | 0 | 581 | 842.58 | 1191.1 | Capistrano-San Onofre 230 kV constraint | Talega 230 kV constraint | Talega 230 kV constraint |  | 0 | 0 | 0 | 0 | 0 | 0 | 581 | 842.58 | 1191.1 | Capistrano-San Onofre 230 kV constraint | Talega 230 kV constraint | Talega 230 kV constraint |  | 1 | 1 | NO | 1 | 1 | 1 | NO | 1
SDGE | Capistrano | 230 | 0 | 0 | 0 | 0 | 0 | 0 | 0 | 0 | 0 | 0 | 0 | 0 | 0 | 0 | 0 | 0 | 0 | 0 | 0 | 0 | 0 | 0 | 0 | 0 | 0 | 1 | 0 | 0 | 0 | 0 | 0 | 0 | 0 | 0 | 0 | 0 | 0 | 1 | 0 | 0 | 0 | 0 | 0 | 0 | 0 | 0 | 0 | 0 | 0 | 0 | 0 | 0 | 0 | 0 | 0 | 0 | 0 | 0 | 0 | 0 | 0 | 0 | 0 | 0 | 0 | 0 | 0 | 0 | 0 | 0 | 0 | 0 | 0 | 0 | 0 | 0 | 0 | 0 | 0 | 0 | 0 | 0 | 0 | 0 | 0 | 0 | 0 | 0 | 0 | 0 | 0 | 0 | 0 | 0 | 0 | 0 | 0 | 0 |  | 0 | 0 | 0 | 0 | 0 | 0 | 0 | 0 | 0 | 0 | 0 | 0 | 0 | 0 | 0 | 0 | 0 | 0 | 0 | 0 | 0 | 0 | 0 | 0 | 0 | 0 | 0 | 25 | 0 | 1 | 0 | 0 | 0 | 0 | 0 | 0 | 581 | 842.58 | 1191.1 | Capistrano-San Onofre 230 kV constraint | Talega 230 kV constraint | Talega 230 kV constraint |  | 0 | 0 | 0 | 0 | 0 | 0 | 581 | 842.58 | 1191.1 | Capistrano-San Onofre 230 kV constraint | Talega 230 kV constraint | Talega 230 kV constraint |  | 1 | 1 | NO | 1 | 1 | 1 | NO | 1
PG&E NGBA | Carberry | 230 | 0 | 0 | 0 | 0 | 0 | 0 | 0 | 0 | 0 | 0 | 0 | 0 | 0 | 0 | 0 | 0 | 0 | 0 | 0 | 0 | 0 | 0 | 0 | 0 | 0 | 0 | 0 | 0 | 0 | 0 | 0 | 0 | 0 | 0 | 0 | 0 | 0 | 0 | 0 | 1 | 0 | 0 | 0 | 1 | 0 | 0 | 0 | 0 | 0 | 0 | 0 | 0 | 0 | 0 | 0 | 0 | 0 | 0 | 0 | 0 | 0 | 0 | 0 | 0 | 0 | 0 | 0 | 0 | 0 | 0 | 0 | 0 | 0 | 0 | 0 | 0 | 0 | 0 | 0 | 0 | 0 | 0 | 0 | 0 | 0 | 0 | 0 | 0 | 0 | 0 | 0 | 0 | 0 | 0 | 0 | 0 | 0 | 0 |  | 0 | 0 | 0 | 0 | 0 | 0 | 0 | 0 | 0 | 0 | 0 | 0 | 0 | 0 | 0 | 0 | 0 | 0 | 0 | 0 | 0 | 0 | 0 | 0 | 0 | 0 | 0 | 0 | 0 | 0 | 1 | 0 | 1 | 0 | 0 | 0 | -1437.69 | -961.1112 | 15 | Collinsville-Tesla 500 kV Line | Collinsville-Tesla 500 kV Line | Carberry-Round Mountain 230kV Line |  | 0 | 0 | 0 | 0 | 0 | 0 | 15 | 15 | 15 | Carberry-Round Mountain 230kV Line | Carberry-Round Mountain 230kV Line | Carberry-Round Mountain 230kV Line |  | 5 | 1 | YES | 2 | 1 | 1 | NO | 1
SCE Eastern | Cardiff | 66 | 0 | 0 | 0 | 0 | 0 | 0 | 0 | 0 | 0 | 0 | 0 | 0 | 0 | 0 | 0 | 0 | 0 | 0 | 0 | 1 | 0 | 1 | 0 | 0 | 0 | 0 | 0 | 0 | 0 | 0 | 0 | 0 | 0 | 0 | 0 | 0 | 0 | 0 | 0 | 0 | 0 | 0 | 0 | 0 | 0 | 0 | 0 | 0 | 0 | 0 | 0 | 0 | 0 | 0 | 0 | 0 | 0 | 0 | 0 | 0 | 0 | 0 | 0 | 0 | 0 | 0 | 0 | 0 | 0 | 0 | 0 | 0 | 0 | 0 | 0 | 0 | 0 | 0 | 0 | 0 | 0 | 0 | 0 | 0 | 0 | 0 | 0 | 0 | 0 | 0 | 0 | 0 | 0 | 0 | 0 | 0 | 0 | 1 |  | 0 | 0 | 0 | 0 | 0 | 0 | 0 | 0 | 0 | 0 | 0 | 0 | 0 | 0 | 0 | 0 | 0 | 0 | 0 | 0 | 0 | 0 | 0 | 0 | 0 | 0 | 0 | 0 | 0 | 0 | 1 | 2 | 1 | 2 | 0 | 0 | -3014.166 | -2815.89 | 3968.39 | Serrano-Alberhill-Valley Constraint | Etiwanda-Rancho Vista Constraint | Etiwanda-Rancho Vista Constraint |  | 1 | 3 | 1 | 3 | 0 | 0 | -1492.166 | -2815.89 | 3968.39 | Serrano-Alberhill-Valley Constraint | Etiwanda-Rancho Vista Constraint | Etiwanda-Rancho Vista Constraint |  | 5 | 5 | NO | 5 | 1 | 1 | NO | 1
PG&E NGBA | Caribou | 60 | 0 | 0 | 0 | 0 | 0 | 0 | 0 | 0 | 0 | 0 | 0 | 0 | 0 | 0 | 0 | 0 | 0 | 0 | 0 | 0 | 0 | 0 | 0 | 0 | 0 | 0 | 0 | 0 | 0 | 0 | 0 | 0 | 0 | 0 | 0 | 0 | 0 | 0 | 0 | 1 | 0 | 0 | 1 | 0 | 0 | 1 | 0 | 1 | 0 | 0 | 0 | 0 | 0 | 0 | 0 | 0 | 0 | 0 | 0 | 1 | 1 | 0 | 0 | 0 | 0 | 0 | 0 | 0 | 0 | 0 | 0 | 0 | 0 | 0 | 0 | 0 | 0 | 0 | 0 | 0 | 0 | 0 | 0 | 0 | 0 | 0 | 0 | 0 | 0 | 0 | 0 | 0 | 0 | 0 | 0 | 0 | 0 | 0 |  | 0 | 0 | 0 | 0 | 0 | 0 | 0 | 0 | 0 | 0 | 0 | 0 | 0 | 0 | 0 | 0 | 0 | 0 | 0 | 0 | 0 | 0 | 0 | 0 | 0 | 0 | 0 | 0 | 0 | 0 | 2 | 0 | 2 | 0 | 0 | 0 | -1437.69 | -961.1112 | 48.3836 | Collinsville-Tesla 500 kV Line | Collinsville-Tesla 500 kV Line | Rio Oso-Lockeford 230kV line |  | 0 | 0 | 0 | 0 | 0 | 0 | 227 | 247.81 | 48.3836 | Bell-Placer 115kV Line | Bellota-Weber 230kV line | Rio Oso-Lockeford 230kV line |  | 5 | 1 | YES | 2 | 1 | 1 | NO | 1
PG&E NGBA | Caribou | 115 | 0 | 0 | 0 | 0 | 0 | 0 | 0 | 0 | 0 | 0 | 0 | 0 | 0 | 0 | 0 | 0 | 0 | 0 | 0 | 0 | 0 | 0 | 0 | 0 | 0 | 0 | 0 | 0 | 0 | 0 | 0 | 0 | 0 | 0 | 0 | 0 | 0 | 0 | 0 | 1 | 0 | 0 | 0 | 0 | 0 | 0 | 0 | 0 | 0 | 0 | 0 | 0 | 0 | 0 | 0 | 0 | 0 | 0 | 0 | 1 | 0 | 0 | 0 | 0 | 0 | 0 | 0 | 0 | 0 | 0 | 0 | 0 | 0 | 0 | 0 | 0 | 0 | 0 | 0 | 0 | 0 | 0 | 0 | 0 | 0 | 0 | 0 | 0 | 0 | 0 | 0 | 0 | 0 | 0 | 0 | 0 | 0 | 0 |  | 0 | 0 | 0 | 0 | 0 | 0 | 0 | 0 | 0 | 0 | 0 | 0 | 0 | 0 | 0 | 0 | 0 | 0 | 0 | 0 | 0 | 0 | 0 | 0 | 0 | 0 | 0 | 0 | 0 | 0 | 1 | 0 | 1 | 0 | 0 | 0 | -1437.69 | -961.1112 | 977.7909 | Collinsville-Tesla 500 kV Line | Collinsville-Tesla 500 kV Line | Collinsville-Tesla 500 kV Line |  | 0 | 0 | 0 | 0 | 0 | 0 | 1549.96 | 1138.4538 | 977.7909 | Tesla-Bellota 230 kV line | Tesla-Bellota 230 kV line | Collinsville-Tesla 500 kV Line |  | 5 | 1 | YES | 2 | 1 | 1 | NO | 1
PG&E NGBA | Caribou | 230 | 0 | 0 | 0 | 0 | 0 | 0 | 0 | 0 | 0 | 0 | 0 | 0 | 0 | 0 | 0 | 0 | 0 | 0 | 0 | 0 | 0 | 0 | 0 | 0 | 0 | 0 | 0 | 0 | 0 | 0 | 0 | 0 | 0 | 0 | 0 | 0 | 0 | 0 | 0 | 1 | 0 | 0 | 0 | 0 | 0 | 0 | 0 | 0 | 0 | 0 | 0 | 0 | 0 | 0 | 0 | 0 | 0 | 0 | 0 | 1 | 0 | 0 | 0 | 0 | 0 | 0 | 0 | 0 | 0 | 0 | 0 | 0 | 0 | 0 | 0 | 0 | 0 | 0 | 0 | 0 | 0 | 0 | 0 | 0 | 0 | 0 | 0 | 0 | 0 | 0 | 0 | 0 | 0 | 0 | 0 | 0 | 0 | 0 |  | 0 | 0 | 0 | 0 | 0 | 0 | 0 | 0 | 0 | 0 | 0 | 0 | 0 | 0 | 0 | 0 | 0 | 0 | 0 | 0 | 0 | 0 | 0 | 0 | 0 | 0 | 0 | 0 | 0 | 0 | 1 | 0 | 1 | 0 | 0 | 0 | -1437.69 | -961.1112 | 977.7909 | Collinsville-Tesla 500 kV Line | Collinsville-Tesla 500 kV Line | Collinsville-Tesla 500 kV Line |  | 0 | 0 | 0 | 0 | 0 | 0 | 1549.96 | 1138.4538 | 977.7909 | Tesla-Bellota 230 kV line | Tesla-Bellota 230 kV line | Collinsville-Tesla 500 kV Line |  | 5 | 1 | YES | 2 | 1 | 1 | NO | 1
EOP | Carpenter Canyon (fka Gamebird) | 138 | 0 | 0 | 0 | 0 | 0 | 0 | 0 | 0 | 0 | 0 | 0 | 0 | 0 | 0 | 0 | 0 | 0 | 0 | 0 | 0 | 0 | 0 | 1 | 1 | 1 | 0 | 0 | 0 | 0 | 0 | 0 | 0 | 0 | 0 | 0 | 0 | 0 | 0 | 0 | 0 | 0 | 0 | 0 | 0 | 0 | 0 | 0 | 0 | 0 | 0 | 0 | 0 | 0 | 0 | 0 | 0 | 0 | 0 | 0 | 0 | 0 | 0 | 0 | 0 | 0 | 0 | 0 | 0 | 0 | 0 | 0 | 0 | 0 | 0 | 0 | 0 | 0 | 0 | 0 | 0 | 0 | 0 | 0 | 0 | 0 | 0 | 0 | 0 | 0 | 0 | 0 | 0 | 0 | 0 | 0 | 0 | 0 | 2 |  | 0 | 0 | 0 | 0 | 0 | 0 | 0 | 0 | 0 | 0 | 0 | 0 | 0 | 0 | 0 | 0 | 0 | 0 | 0 | 0 | 0 | 0 | 0 | 0 | 0 | 0 | 0 | 0 | 0 | 0 | 1 | 1 | 1 | 0 | 0 | 1 | -4343.191 | -2038.908 | -1396.283 | Lugo - Victorville area constraint | Lugo - Victorville area constraint | Lugo - Victorville area constraint |  | 0 | 1 | 0 | 0 | 0 | 0 | -160.5 | 1398.25 | 3367.55 | Sloan Canyon - Eldorado 500 kV constraint | Sloan Canyon - Eldorado 500 kV constraint | GLW 230kV area constraint |  | 5 | 3 | YES | 3 | 4 | 1 | YES | 2
EOP | Carpenter Canyon (fka Gamebird) | 230 | 0 | 0 | 0 | 0 | 0 | 0 | 0 | 0 | 0 | 0 | 0 | 0 | 0 | 0 | 0 | 0 | 0 | 0 | 0 | 0 | 0 | 0 | 1 | 1 | 1 | 0 | 0 | 0 | 0 | 0 | 0 | 0 | 0 | 0 | 0 | 0 | 0 | 0 | 0 | 0 | 0 | 0 | 0 | 0 | 0 | 0 | 0 | 0 | 0 | 0 | 0 | 0 | 0 | 0 | 0 | 0 | 0 | 0 | 0 | 0 | 0 | 0 | 0 | 0 | 0 | 0 | 0 | 0 | 0 | 0 | 0 | 0 | 0 | 0 | 0 | 0 | 0 | 0 | 0 | 0 | 0 | 0 | 0 | 0 | 0 | 0 | 0 | 0 | 0 | 0 | 0 | 0 | 0 | 0 | 0 | 0 | 0 | 2 |  | 0 | 0 | 0 | 0 | 0 | 0 | 0 | 0 | 0 | 0 | 0 | 0 | 0 | 0 | 0 | 0 | 0 | 0 | 0 | 0 | 0 | 0 | 0 | 0 | 0 | 0 | 0 | 36.5 | 0 | 1 | 1 | 1 | 1 | 0 | 0 | 1 | -4343.191 | -2038.908 | -1396.283 | Lugo - Victorville area constraint | Lugo - Victorville area constraint | Lugo - Victorville area constraint |  | 0 | 1 | 0 | 0 | 0 | 0 | -160.5 | 1398.25 | 3367.55 | Sloan Canyon - Eldorado 500 kV constraint | Sloan Canyon - Eldorado 500 kV constraint | GLW 230kV area constraint |  | 5 | 3 | YES | 3 | 4 | 1 | YES | 2
PG&E NGBA | Carquinez | 115 | 0 | 0 | 0 | 0 | 0 | 0 | 0 | 0 | 0 | 0 | 0 | 0 | 0 | 0 | 0 | 0 | 0 | 0 | 0 | 0 | 0 | 0 | 0 | 0 | 0 | 0 | 0 | 0 | 0 | 0 | 0 | 0 | 0 | 0 | 0 | 0 | 0 | 0 | 0 | 1 | 0 | 0 | 0 | 0 | 0 | 0 | 0 | 0 | 0 | 0 | 0 | 0 | 1 | 0 | 0 | 0 | 0 | 0 | 0 | 0 | 0 | 0 | 0 | 0 | 0 | 0 | 1 | 0 | 0 | 0 | 0 | 0 | 0 | 0 | 0 | 0 | 0 | 0 | 0 | 0 | 0 | 0 | 0 | 0 | 0 | 0 | 0 | 0 | 0 | 0 | 0 | 0 | 0 | 0 | 0 | 0 | 0 | 1 |  | 0 | 0 | 0 | 0 | 0 | 0 | 0 | 0 | 0 | 0 | 0 | 0 | 0 | 0 | 0 | 0 | 0 | 0 | 0 | 0 | 0 | 0 | 0 | 0 | 0 | 0 | 0 | 0 | 0 | 0 | 2 | 0 | 2 | 0 | 0 | 0 | -1437.69 | -961.1112 | 317.0526 | Collinsville-Tesla 500 kV Line | Collinsville-Tesla 500 kV Line | Birds Landing-Contra Costa 230kV Line |  | 0 | 0 | 0 | 0 | 0 | 0 | 1432.61 | 1724.7038 | 317.0526 | Birds Landing-Contra Costa 230kV Line | Birds Landing-Contra Costa 230kV Line | Birds Landing-Contra Costa 230kV Line |  | 5 | 1 | YES | 2 | 1 | 1 | NO | 1
SDGE | Carrizo Gorge | 138 | 0 | 0 | 0 | 0 | 0 | 0 | 0 | 0 | 0 | 0 | 0 | 0 | 0 | 0 | 0 | 0 | 0 | 0 | 0 | 0 | 0 | 0 | 0 | 0 | 0 | 0 | 0 | 0 | 0 | 0 | 1 | 0 | 1 | 0 | 0 | 1 | 1 | 0 | 0 | 0 | 0 | 0 | 0 | 0 | 0 | 0 | 0 | 0 | 0 | 0 | 0 | 0 | 0 | 0 | 0 | 0 | 0 | 0 | 0 | 0 | 0 | 0 | 0 | 0 | 0 | 0 | 0 | 0 | 0 | 0 | 0 | 0 | 0 | 0 | 0 | 0 | 0 | 0 | 0 | 0 | 0 | 0 | 0 | 0 | 0 | 0 | 0 | 0 | 0 | 0 | 0 | 0 | 0 | 0 | 0 | 0 | 0 | 4 |  | 0 | 0 | 0 | 0 | 0 | 0 | 0 | 0 | 0 | 0 | 90 | 0 | 0 | 0 | 1 | 0 | 0 | 0 | 0 | 0 | 0 | 0 | 0 | 0 | 0 | 90 | 70 | 0 | 0 | 1 | 0 | 1 | 0 | 2 | 0 | 0 | -99.1 | -698.67 | 216.1064 | San Luis Rey-San Onofre 230 kV line constraint | San Luis Rey-San Onofre 230 kV line constraint | Silvergate-Old Town 230 kV constraint |  | 0 | 1 | 0 | 2 | 0 | 0 | -99.1 | -698.67 | 216.1064 | San Luis Rey-San Onofre 230 kV line constraint | San Luis Rey-San Onofre 230 kV line constraint | Silvergate-Old Town 230 kV constraint |  | 4 | 4 | NO | 4 | 1 | 1 | NO | 1
PG&E KERN | Carrizo Plains | 115 | 0 | 0 | 0 | 0 | 0 | 0 | 0 | 0 | 0 | 0 | 0 | 0 | 0 | 0 | 0 | 0 | 0 | 0 | 0 | 0 | 0 | 0 | 0 | 0 | 0 | 0 | 0 | 0 | 0 | 0 | 0 | 0 | 0 | 0 | 0 | 0 | 0 | 0 | 0 | 0 | 0 | 0 | 0 | 0 | 0 | 0 | 0 | 0 | 0 | 0 | 0 | 0 | 0 | 0 | 0 | 0 | 0 | 0 | 0 | 0 | 0 | 0 | 0 | 0 | 0 | 0 | 0 | 1 | 0 | 0 | 0 | 0 | 0 | 0 | 0 | 0 | 0 | 0 | 1 | 1 | 0 | 0 | 0 | 0 | 0 | 0 | 0 | 0 | 0 | 0 | 0 | 0 | 0 | 0 | 1 | 1 | 0 | 0 |  | 0 | 0 | 0 | 0 | 0 | 0 | 0 | 0 | 0 | 0 | 0 | 0 | 0 | 0 | 0 | 0 | 0 | 0 | 0 | 0 | 0 | 0 | 0 | 0 | 0 | 0 | 0 | 0 | 0 | 0 | 0 | 0 | 3 | 0 | 2 | 1 | 71.87 | -4911.332 | -3937.2282 | Gates 500/230kV TB #12 | Gates 500/230kV TB #11 | Gates 500/230kV TB #11 |  | 0 | 0 | 0 | 0 | 0 | 0 | 120.85 | 383.59 | 631.7684 | Cal Flat-Gates 230 kV line | Cal Flat-Gates 230 kV line | Mustang-Henrietta 230 kV line |  | 5 | 1 | YES | 2 | 5 | 1 | YES | 2
PG&E KERN | Casaloma | 230 | 0 | 0 | 0 | 0 | 0 | 0 | 0 | 0 | 0 | 0 | 0 | 0 | 0 | 0 | 0 | 0 | 0 | 0 | 0 | 0 | 0 | 0 | 0 | 0 | 0 | 0 | 0 | 0 | 0 | 0 | 0 | 0 | 0 | 0 | 0 | 0 | 0 | 0 | 0 | 0 | 0 | 0 | 0 | 0 | 0 | 0 | 0 | 0 | 0 | 0 | 0 | 0 | 0 | 0 | 0 | 0 | 0 | 0 | 0 | 0 | 0 | 0 | 0 | 0 | 0 | 0 | 0 | 1 | 1 | 0 | 0 | 0 | 0 | 0 | 0 | 0 | 0 | 0 | 0 | 1 | 0 | 0 | 0 | 0 | 0 | 0 | 0 | 0 | 0 | 0 | 0 | 0 | 0 | 0 | 0 | 0 | 0 | 0 |  | 0 | 0 | 0 | 0 | 0 | 0 | 0 | 0 | 0 | 0 | 0 | 0 | 0 | 0 | 0 | 0 | 0 | 0 | 0 | 0 | 0 | 0 | 0 | 0 | 0 | 0 | 0 | 0 | 0 | 0 | 0 | 0 | 1 | 0 | 1 | 0 | 120.85 | -4911.332 | -3937.2282 | Cal Flat-Gates 230 kV line | Gates 500/230kV TB #11 | Gates 500/230kV TB #11 |  | 0 | 0 | 0 | 0 | 0 | 0 | 120.85 | 383.59 | 251.3788 | Cal Flat-Gates 230 kV line | Cal Flat-Gates 230 kV line | Gates-Arco 230 kV Line |  | 5 | 1 | YES | 2 | 5 | 1 | YES | 2
PG&E GBA | Castro Valley | 230 | 0 | 0 | 0 | 0 | 0 | 0 | 0 | 0 | 0 | 0 | 0 | 0 | 0 | 0 | 0 | 0 | 0 | 0 | 0 | 0 | 0 | 0 | 0 | 0 | 0 | 0 | 0 | 0 | 0 | 0 | 0 | 0 | 0 | 0 | 0 | 0 | 0 | 0 | 0 | 1 | 0 | 0 | 0 | 0 | 0 | 0 | 0 | 0 | 0 | 0 | 0 | 0 | 0 | 0 | 0 | 1 | 0 | 0 | 0 | 1 | 0 | 0 | 0 | 0 | 0 | 0 | 1 | 0 | 0 | 0 | 0 | 0 | 0 | 0 | 0 | 0 | 0 | 0 | 0 | 0 | 0 | 0 | 0 | 0 | 0 | 0 | 0 | 0 | 0 | 0 | 0 | 0 | 0 | 0 | 0 | 0 | 0 | 0 |  | 0 | 0 | 0 | 0 | 0 | 0 | 0 | 0 | 0 | 0 | 0 | 0 | 0 | 0 | 0 | 0 | 0 | 0 | 0 | 0 | 0 | 0 | 0 | 0 | 0 | 0 | 0 | 0 | 0 | 0 | 2 | 0 | 2 | 0 | 0 | 0 | -1437.69 | -961.1112 | 317.0526 | Collinsville-Tesla 500 kV Line | Collinsville-Tesla 500 kV Line | Birds Landing-Contra Costa 230kV Line |  | 0 | 0 | 0 | 0 | 0 | 0 | 1432.61 | 1138.4538 | 317.0526 | Birds Landing-Contra Costa 230kV Line | Tesla-Bellota 230 kV line | Birds Landing-Contra Costa 230kV Line |  | 5 | 1 | YES | 2 | 1 | 1 | NO | 1
PG&E GBA | Cayetano | 230 | 0 | 0 | 0 | 0 | 0 | 0 | 0 | 0 | 0 | 0 | 0 | 0 | 0 | 0 | 0 | 0 | 0 | 0 | 0 | 0 | 0 | 0 | 0 | 0 | 0 | 0 | 0 | 0 | 0 | 0 | 0 | 0 | 0 | 0 | 0 | 0 | 0 | 0 | 0 | 1 | 0 | 0 | 0 | 0 | 0 | 0 | 0 | 0 | 0 | 0 | 0 | 0 | 0 | 1 | 1 | 1 | 0 | 0 | 1 | 1 | 0 | 0 | 0 | 0 | 0 | 1 | 0 | 0 | 0 | 0 | 0 | 0 | 0 | 0 | 0 | 0 | 0 | 0 | 0 | 0 | 0 | 0 | 0 | 0 | 0 | 0 | 0 | 0 | 0 | 0 | 0 | 0 | 0 | 0 | 0 | 0 | 0 | 0 |  | 0 | 0 | 0 | 0 | 0 | 0 | 0 | 0 | 0 | 0 | 100 | 0 | 0 | 0 | 1 | 0 | 0 | 0 | 0 | 0 | 0 | 0 | 0 | 0 | 0 | 100 | 0 | 0 | 0 | 1 | 2 | 0 | 1 | 0 | 0 | 0 | -1437.69 | -961.1112 | 977.7909 | Collinsville-Tesla 500 kV Line | Collinsville-Tesla 500 kV Line | Collinsville-Tesla 500 kV Line |  | 0 | 0 | 0 | 0 | 0 | 0 | 484.61 | 776.7038 | 977.7909 | Contra Costa- Windmaster 230 kV line | Contra Costa- Windmaster 230 kV line | Collinsville-Tesla 500 kV Line |  | 5 | 1 | YES | 2 | 1 | 1 | NO | 1
SCE Metro | Center | 230 | 0 | 0 | 0 | 0 | 0 | 0 | 0 | 0 | 0 | 1 | 0 | 0 | 0 | 0 | 0 | 0 | 0 | 0 | 0 | 0 | 0 | 0 | 0 | 0 | 0 | 0 | 0 | 0 | 0 | 0 | 0 | 0 | 0 | 0 | 0 | 0 | 0 | 0 | 0 | 0 | 0 | 0 | 0 | 0 | 0 | 0 | 0 | 0 | 0 | 0 | 0 | 0 | 0 | 0 | 0 | 0 | 0 | 0 | 0 | 0 | 0 | 0 | 0 | 0 | 0 | 0 | 0 | 0 | 0 | 0 | 0 | 0 | 0 | 0 | 0 | 0 | 0 | 0 | 0 | 0 | 0 | 0 | 0 | 0 | 0 | 0 | 0 | 0 | 0 | 0 | 0 | 0 | 0 | 0 | 0 | 0 | 0 | 0 |  | 0 | 0 | 0 | 0 | 0 | 0 | 0 | 0 | 0 | 0 | 0 | 90 | 0 | 0 | 1 | 0 | 0 | 0 | 0 | 0 | 0 | 0 | 0 | 0 | 0 | 0 | 90 | 1000 | 0 | 1 | 0 | 0 | 0 | 0 | 0 | 0 | 3554.7188 | 7968.008 | 22025.8411 | SCE Metro Area Default Constraint | SCE Metro Area Default Constraint | SCE Metro Area Default Constraint |  | 0 | 0 | 0 | 0 | 0 | 0 | 3554.7188 | 7968.008 | 22025.8411 | SCE Metro Area Default Constraint | SCE Metro Area Default Constraint | SCE Metro Area Default Constraint |  | 1 | 1 | NO | 1 | 1 | 1 | NO | 1
PG&E KERN | Charca | 115 | 0 | 0 | 0 | 0 | 0 | 0 | 0 | 0 | 0 | 0 | 0 | 0 | 0 | 0 | 0 | 0 | 0 | 0 | 0 | 0 | 0 | 0 | 0 | 0 | 0 | 0 | 0 | 0 | 0 | 0 | 0 | 0 | 0 | 0 | 0 | 0 | 0 | 0 | 0 | 0 | 0 | 0 | 0 | 0 | 0 | 0 | 0 | 0 | 0 | 0 | 0 | 0 | 0 | 0 | 0 | 0 | 0 | 0 | 0 | 0 | 0 | 0 | 0 | 0 | 0 | 0 | 0 | 1 | 1 | 0 | 0 | 0 | 0 | 0 | 0 | 1 | 0 | 0 | 0 | 1 | 0 | 0 | 0 | 0 | 0 | 0 | 0 | 0 | 0 | 0 | 0 | 0 | 0 | 0 | 0 | 0 | 0 | 0 |  | 0 | 0 | 0 | 0 | 0 | 0 | 0 | 0 | 0 | 0 | 0 | 0 | 0 | 0 | 0 | 0 | 0 | 0 | 0 | 0 | 0 | 0 | 0 | 4.62 | 0 | 0 | 0 | 0 | 0 | 1 | 0 | 0 | 1 | 0 | 1 | 0 | 120.85 | -4911.332 | -3937.2282 | Cal Flat-Gates 230 kV line | Gates 500/230kV TB #11 | Gates 500/230kV TB #11 |  | 0 | 0 | 0 | 0 | 0 | 0 | 120.85 | 201.6 | 233.6988 | Cal Flat-Gates 230 kV line | Semitropic-Midway 115kV Line | Semitropic-Midway 115kV Line |  | 5 | 1 | YES | 2 | 5 | 1 | YES | 2
EOP | Charleston | 138 | 0 | 0 | 0 | 0 | 0 | 0 | 0 | 0 | 0 | 0 | 0 | 0 | 0 | 0 | 0 | 0 | 0 | 0 | 0 | 0 | 0 | 0 | 1 | 1 | 1 | 0 | 0 | 0 | 0 | 0 | 0 | 0 | 0 | 0 | 0 | 0 | 0 | 0 | 0 | 0 | 0 | 0 | 0 | 0 | 0 | 0 | 0 | 0 | 0 | 0 | 0 | 0 | 0 | 0 | 0 | 0 | 0 | 0 | 0 | 0 | 0 | 0 | 0 | 0 | 0 | 0 | 0 | 0 | 0 | 0 | 0 | 0 | 0 | 0 | 0 | 0 | 0 | 0 | 0 | 0 | 0 | 0 | 0 | 0 | 0 | 0 | 0 | 0 | 0 | 0 | 0 | 0 | 0 | 0 | 0 | 0 | 0 | 2 |  | 0 | 0 | 0 | 0 | 0 | 0 | 0 | 0 | 0 | 0 | 0 | 0 | 0 | 0 | 0 | 0 | 0 | 0 | 0 | 0 | 0 | 0 | 0 | 0 | 0 | 0 | 0 | 0 | 0 | 0 | 1 | 1 | 1 | 0 | 0 | 1 | -4343.191 | -2038.908 | -1396.283 | Lugo - Victorville area constraint | Lugo - Victorville area constraint | Lugo - Victorville area constraint |  | 0 | 1 | 0 | 0 | 0 | 0 | -160.5 | 1398.25 | 3367.55 | Sloan Canyon - Eldorado 500 kV constraint | Sloan Canyon - Eldorado 500 kV constraint | GLW 230kV area constraint |  | 5 | 3 | YES | 3 | 4 | 1 | YES | 2
SCE Metro | Chevmain | 230 | 0 | 0 | 0 | 0 | 0 | 0 | 0 | 0 | 0 | 1 | 0 | 0 | 0 | 0 | 0 | 0 | 0 | 0 | 0 | 0 | 0 | 0 | 0 | 0 | 0 | 0 | 0 | 0 | 0 | 0 | 0 | 0 | 0 | 0 | 0 | 0 | 0 | 0 | 0 | 0 | 0 | 0 | 0 | 0 | 0 | 0 | 0 | 0 | 0 | 0 | 0 | 0 | 0 | 0 | 0 | 0 | 0 | 0 | 0 | 0 | 0 | 0 | 0 | 0 | 0 | 0 | 0 | 0 | 0 | 0 | 0 | 0 | 0 | 0 | 0 | 0 | 0 | 0 | 0 | 0 | 0 | 0 | 0 | 0 | 0 | 0 | 0 | 0 | 0 | 0 | 0 | 0 | 0 | 0 | 0 | 0 | 0 | 0 |  | 0 | 0 | 0 | 0 | 0 | 0 | 0 | 0 | 0 | 0 | 0 | 0 | 0 | 0 | 0 | 0 | 0 | 0 | 0 | 0 | 0 | 0 | 0 | 0 | 0 | 0 | 0 | 1000 | 0 | 1 | 0 | 0 | 0 | 0 | 0 | 0 | 3554.7188 | 7968.008 | 22025.8411 | SCE Metro Area Default Constraint | SCE Metro Area Default Constraint | SCE Metro Area Default Constraint |  | 0 | 0 | 0 | 0 | 0 | 0 | 3554.7188 | 7968.008 | 22025.8411 | SCE Metro Area Default Constraint | SCE Metro Area Default Constraint | SCE Metro Area Default Constraint |  | 1 | 1 | NO | 1 | 1 | 1 | NO | 1
SDGE | Chicarita | 138 | 0 | 0 | 0 | 0 | 0 | 0 | 0 | 0 | 0 | 0 | 0 | 0 | 0 | 0 | 0 | 0 | 0 | 0 | 0 | 0 | 0 | 0 | 0 | 0 | 0 | 0 | 0 | 0 | 1 | 0 | 1 | 0 | 1 | 0 | 0 | 0 | 0 | 0 | 0 | 0 | 0 | 0 | 0 | 0 | 0 | 0 | 0 | 0 | 0 | 0 | 0 | 0 | 0 | 0 | 0 | 0 | 0 | 0 | 0 | 0 | 0 | 0 | 0 | 0 | 0 | 0 | 0 | 0 | 0 | 0 | 0 | 0 | 0 | 0 | 0 | 0 | 0 | 0 | 0 | 0 | 0 | 0 | 0 | 0 | 0 | 0 | 0 | 0 | 0 | 0 | 0 | 0 | 0 | 0 | 0 | 0 | 0 | 3 |  | 0 | 0 | 0 | 0 | 0 | 0 | 0 | 0 | 0 | 0 | 0 | 0 | 0 | 0 | 0 | 0 | 0 | 0 | 0 | 0 | 0 | 0 | 0 | 0 | 0 | 0 | 0 | 0 | 0 | 0 | 0 | 1 | 0 | 1 | 0 | 0 | -99.1 | -698.67 | 1394.7114 | San Luis Rey-San Onofre 230 kV line constraint | San Luis Rey-San Onofre 230 kV line constraint | San Luis Rey-San Onofre 230 kV line constraint |  | 0 | 1 | 0 | 1 | 0 | 0 | -99.1 | -698.67 | 1394.7114 | San Luis Rey-San Onofre 230 kV line constraint | San Luis Rey-San Onofre 230 kV line constraint | San Luis Rey-San Onofre 230 kV line constraint |  | 4 | 4 | NO | 4 | 1 | 1 | NO | 1
SCE Metro | Chino | 230 | 0 | 0 | 0 | 0 | 0 | 0 | 0 | 0 | 0 | 1 | 0 | 0 | 0 | 0 | 0 | 0 | 0 | 0 | 0 | 0 | 0 | 0 | 0 | 0 | 0 | 0 | 0 | 0 | 0 | 0 | 0 | 0 | 0 | 0 | 0 | 0 | 0 | 0 | 0 | 0 | 0 | 0 | 0 | 0 | 0 | 0 | 0 | 0 | 0 | 0 | 0 | 0 | 0 | 0 | 0 | 0 | 0 | 0 | 0 | 0 | 0 | 0 | 0 | 0 | 0 | 0 | 0 | 0 | 0 | 0 | 0 | 0 | 0 | 0 | 0 | 0 | 0 | 0 | 0 | 0 | 0 | 0 | 0 | 0 | 0 | 0 | 0 | 0 | 0 | 0 | 0 | 0 | 0 | 0 | 0 | 0 | 0 | 0 |  | 0 | 0 | 0 | 0 | 0 | 0 | 0 | 0 | 0 | 0 | 0 | 0 | 0 | 0 | 0 | 0 | 0 | 0 | 0 | 0 | 0 | 0 | 0 | 0 | 0 | 0 | 225 | 800 | 0 | 1 | 0 | 0 | 0 | 0 | 0 | 0 | 3554.7188 | 7968.008 | 22025.8411 | SCE Metro Area Default Constraint | SCE Metro Area Default Constraint | SCE Metro Area Default Constraint |  | 0 | 0 | 0 | 0 | 0 | 0 | 3554.7188 | 7968.008 | 22025.8411 | SCE Metro Area Default Constraint | SCE Metro Area Default Constraint | SCE Metro Area Default Constraint |  | 1 | 1 | NO | 1 | 1 | 1 | NO | 1
PG&E FRESNO | Chowchilla | 115 | 0 | 0 | 0 | 0 | 0 | 0 | 0 | 0 | 0 | 0 | 0 | 0 | 0 | 0 | 0 | 0 | 0 | 0 | 0 | 0 | 0 | 0 | 0 | 0 | 0 | 0 | 0 | 0 | 0 | 0 | 0 | 0 | 0 | 0 | 0 | 0 | 0 | 0 | 0 | 0 | 0 | 0 | 0 | 0 | 0 | 1 | 0 | 0 | 0 | 0 | 0 | 0 | 0 | 0 | 0 | 0 | 0 | 0 | 0 | 0 | 0 | 0 | 0 | 0 | 0 | 0 | 0 | 0 | 0 | 0 | 0 | 0 | 0 | 0 | 0 | 0 | 0 | 0 | 1 | 1 | 0 | 1 | 1 | 1 | 1 | 1 | 0 | 1 | 1 | 1 | 1 | 0 | 1 | 0 | 0 | 0 | 0 | 2 |  | 0 | 0 | 0 | 0 | 0 | 0 | 0 | 0 | 0 | 0 | 0 | 0 | 0 | 0 | 0 | 0 | 0 | 0 | 0 | 0 | 0 | 0 | 0 | 7.56 | 0 | 0 | 0 | 0 | 0 | 1 | 3 | 0 | 5 | 0 | 3 | 0 | -516.8 | -4911.332 | -3937.2282 | Borden-Storey #1 230kV line | Gates 500/230kV TB #11 | Gates 500/230kV TB #11 |  | 0 | 0 | 0 | 0 | 0 | 0 | 122 | 38.76 | 126.1276 | Merced 115/70kV TB#2 | Los Banos 500/230kV TB | Oro Loma-El Nido 115kV Line |  | 5 | 1 | YES | 2 | 5 | 1 | YES | 2
PG&E GBA | Christie | 60 | 0 | 0 | 0 | 0 | 0 | 0 | 0 | 0 | 0 | 0 | 0 | 0 | 0 | 0 | 0 | 0 | 0 | 0 | 0 | 0 | 0 | 0 | 0 | 0 | 0 | 0 | 0 | 0 | 0 | 0 | 0 | 0 | 0 | 0 | 0 | 0 | 0 | 0 | 0 | 1 | 0 | 0 | 0 | 0 | 0 | 0 | 0 | 0 | 0 | 1 | 0 | 0 | 1 | 1 | 1 | 1 | 0 | 0 | 1 | 1 | 0 | 1 | 0 | 0 | 0 | 1 | 0 | 0 | 0 | 0 | 0 | 0 | 0 | 0 | 0 | 0 | 0 | 0 | 0 | 0 | 0 | 0 | 0 | 0 | 0 | 0 | 0 | 0 | 0 | 0 | 0 | 0 | 0 | 0 | 0 | 0 | 0 | 2 |  | 0 | 0 | 0 | 0 | 0 | 0 | 0 | 0 | 0 | 0 | 0 | 0 | 0 | 0 | 0 | 0 | 0 | 0 | 0 | 0 | 0 | 0 | 0 | 0 | 0 | 0 | 0 | 0 | 0 | 0 | 2 | 0 | 1 | 0 | 0 | 0 | -1437.69 | -961.1112 | 977.7909 | Collinsville-Tesla 500 kV Line | Collinsville-Tesla 500 kV Line | Collinsville-Tesla 500 kV Line |  | 0 | 0 | 0 | 0 | 0 | 0 | 484.61 | 776.7038 | 977.7909 | Contra Costa- Windmaster 230 kV line | Contra Costa- Windmaster 230 kV line | Collinsville-Tesla 500 kV Line |  | 5 | 1 | YES | 2 | 1 | 1 | NO | 1
PG&E GBA | Christie | 115 | 0 | 0 | 0 | 0 | 0 | 0 | 0 | 0 | 0 | 0 | 0 | 0 | 0 | 0 | 0 | 0 | 0 | 0 | 0 | 0 | 0 | 0 | 0 | 0 | 0 | 0 | 0 | 0 | 0 | 0 | 0 | 0 | 0 | 0 | 0 | 0 | 0 | 0 | 0 | 1 | 0 | 0 | 0 | 0 | 0 | 0 | 0 | 0 | 0 | 0 | 0 | 0 | 1 | 0 | 0 | 1 | 0 | 0 | 0 | 0 | 0 | 0 | 0 | 0 | 0 | 0 | 0 | 0 | 0 | 0 | 0 | 0 | 0 | 0 | 0 | 0 | 0 | 0 | 0 | 0 | 0 | 0 | 0 | 0 | 0 | 0 | 0 | 0 | 0 | 0 | 0 | 0 | 0 | 0 | 0 | 0 | 0 | 1 |  | 0 | 0 | 0 | 0 | 0 | 0 | 0 | 0 | 0 | 0 | 0 | 0 | 0 | 0 | 0 | 0 | 0 | 0 | 0 | 0 | 0 | 0 | 0 | 0 | 0 | 0 | 0 | 0 | 0 | 0 | 1 | 0 | 1 | 0 | 0 | 0 | -1437.69 | -961.1112 | 977.7909 | Collinsville-Tesla 500 kV Line | Collinsville-Tesla 500 kV Line | Collinsville-Tesla 500 kV Line |  | 0 | 0 | 0 | 0 | 0 | 0 | 2381.7 | 2366.26 | 977.7909 | Sobrante-Moraga 230 kV line | Sobrante-Moraga 230 kV line | Collinsville-Tesla 500 kV Line |  | 5 | 1 | YES | 2 | 1 | 1 | NO | 1
SCE Eastern | Cielo Azul | 500 | 0 | 0 | 0 | 0 | 0 | 0 | 0 | 0 | 0 | 0 | 0 | 0 | 0 | 0 | 0 | 0 | 1 | 1 | 0 | 0 | 0 | 1 | 0 | 0 | 1 | 0 | 0 | 0 | 0 | 0 | 0 | 0 | 0 | 0 | 0 | 0 | 0 | 0 | 0 | 0 | 0 | 0 | 0 | 0 | 0 | 0 | 0 | 0 | 0 | 0 | 0 | 0 | 0 | 0 | 0 | 0 | 0 | 0 | 0 | 0 | 0 | 0 | 0 | 0 | 0 | 0 | 0 | 0 | 0 | 0 | 0 | 0 | 0 | 0 | 0 | 0 | 0 | 0 | 0 | 0 | 0 | 0 | 0 | 0 | 0 | 0 | 0 | 0 | 0 | 0 | 0 | 0 | 0 | 0 | 0 | 0 | 0 | 2 |  | 0 | 0 | 0 | 0 | 0 | 0 | 0 | 0 | 0 | 0 | 0 | 900 | 0 | 0 | 1 | 0 | 0 | 0 | 0 | 0 | 0 | 0 | 0 | 0 | 0 | 2520 | 1371.516 | 562 | 0 | 1 | 1 | 4 | 1 | 4 | 0 | 2 | -4343.191 | -2038.908 | -1396.283 | Lugo - Victorville area constraint | Lugo - Victorville area constraint | Lugo - Victorville area constraint |  | 0 | 6 | 0 | 3 | 0 | 0 | -1492.166 | -373.998 | 377.596 | Serrano-Alberhill-Valley Constraint | Serrano-Alberhill-Valley Constraint | Devers-Red Bluff Constraint |  | 5 | 4 | YES | 4 | 4 | 1 | YES | 2
PG&E GBA | Clay | 60 | 0 | 0 | 0 | 0 | 0 | 0 | 0 | 0 | 0 | 0 | 0 | 0 | 0 | 0 | 0 | 0 | 0 | 0 | 0 | 0 | 0 | 0 | 0 | 0 | 0 | 0 | 0 | 0 | 0 | 0 | 0 | 0 | 0 | 0 | 0 | 0 | 0 | 0 | 0 | 0 | 0 | 0 | 0 | 0 | 0 | 1 | 0 | 0 | 0 | 0 | 0 | 0 | 0 | 0 | 0 | 0 | 0 | 0 | 0 | 1 | 1 | 0 | 0 | 0 | 0 | 0 | 0 | 0 | 0 | 0 | 0 | 0 | 0 | 0 | 0 | 0 | 0 | 0 | 0 | 0 | 0 | 0 | 0 | 0 | 0 | 0 | 0 | 0 | 0 | 0 | 0 | 0 | 0 | 0 | 0 | 0 | 0 | 0 |  | 0 | 0 | 0 | 0 | 0 | 0 | 0 | 0 | 0 | 0 | 0 | 0 | 0 | 0 | 0 | 0 | 0 | 0 | 0 | 0 | 0 | 0 | 0 | 0 | 0 | 0 | 0 | 0 | 0 | 0 | 1 | 0 | 1 | 0 | 0 | 0 | -194.5 | -212.19 | 868.6798 | Bellota-Weber 230kV line | Bellota-Weber 230kV line | Bellota-Weber 230kV line |  | 0 | 0 | 0 | 0 | 0 | 0 | 265.5 | 247.81 | 868.6798 | Bellota-Weber 230kV line | Bellota-Weber 230kV line | Bellota-Weber 230kV line |  | 5 | 1 | YES | 2 | 1 | 1 | NO | 1
PG&E GBA | Clayton | 115 | 0 | 0 | 0 | 0 | 0 | 0 | 0 | 0 | 0 | 0 | 0 | 0 | 0 | 0 | 0 | 0 | 0 | 0 | 0 | 0 | 0 | 0 | 0 | 0 | 0 | 0 | 0 | 0 | 0 | 0 | 0 | 0 | 0 | 0 | 0 | 0 | 0 | 0 | 0 | 1 | 0 | 0 | 0 | 0 | 0 | 0 | 0 | 0 | 0 | 0 | 0 | 0 | 0 | 0 | 0 | 0 | 0 | 0 | 0 | 0 | 0 | 0 | 0 | 0 | 0 | 0 | 0 | 0 | 0 | 0 | 0 | 0 | 0 | 0 | 0 | 0 | 0 | 0 | 0 | 0 | 0 | 0 | 0 | 0 | 0 | 0 | 0 | 0 | 0 | 0 | 0 | 0 | 0 | 0 | 0 | 0 | 0 | 0 |  | 0 | 0 | 0 | 0 | 0 | 0 | 0 | 0 | 0 | 0 | 0 | 0 | 0 | 0 | 0 | 0 | 0 | 0 | 0 | 0 | 0 | 0 | 0 | 0 | 0 | 0 | 0 | 0 | 0 | 0 | 1 | 0 | 1 | 0 | 0 | 0 | -1437.69 | -961.1112 | 977.7909 | Collinsville-Tesla 500 kV Line | Collinsville-Tesla 500 kV Line | Collinsville-Tesla 500 kV Line |  | 0 | 0 | 0 | 0 | 0 | 0 | 7207.31 | 7683.8888 | 977.7909 | Collinsville-Tesla 500 kV Line | Collinsville-Tesla 500 kV Line | Collinsville-Tesla 500 kV Line |  | 5 | 1 | YES | 2 | 1 | 1 | NO | 1
PG&E NGBA | Cloverdale | 115 | 0 | 0 | 0 | 0 | 0 | 0 | 0 | 0 | 0 | 0 | 0 | 0 | 0 | 0 | 0 | 0 | 0 | 0 | 0 | 0 | 0 | 0 | 0 | 0 | 0 | 0 | 0 | 0 | 0 | 0 | 0 | 0 | 0 | 0 | 0 | 0 | 0 | 0 | 0 | 1 | 0 | 1 | 0 | 0 | 0 | 0 | 0 | 0 | 0 | 0 | 0 | 0 | 1 | 0 | 1 | 1 | 0 | 0 | 0 | 0 | 0 | 0 | 0 | 0 | 0 | 0 | 1 | 0 | 0 | 0 | 0 | 0 | 0 | 0 | 0 | 0 | 0 | 0 | 0 | 0 | 0 | 0 | 0 | 0 | 0 | 0 | 0 | 0 | 0 | 0 | 0 | 0 | 0 | 0 | 0 | 0 | 0 | 1 |  | 0 | 0 | 0 | 0 | 0 | 0 | 0 | 0 | 0 | 0 | 0 | 0 | 0 | 0 | 0 | 112.2 | 0 | 0 | 0 | 0 | 0 | 0 | 0 | 0 | 0 | 0 | 0 | 0 | 0 | 1 | 2 | 0 | 2 | 0 | 0 | 0 | -1437.69 | -961.1112 | 317.0526 | Collinsville-Tesla 500 kV Line | Collinsville-Tesla 500 kV Line | Birds Landing-Contra Costa 230kV Line |  | 0 | 0 | 0 | 0 | 0 | 0 | 484.61 | 771.8 | 317.0526 | Contra Costa- Windmaster 230 kV line | Cortina-Eagle Rock 115 kV line | Birds Landing-Contra Costa 230kV Line |  | 5 | 1 | YES | 2 | 1 | 1 | NO | 1
PG&E FRESNO | Clovis | 115 | 0 | 0 | 0 | 0 | 0 | 0 | 0 | 0 | 0 | 0 | 0 | 0 | 0 | 0 | 0 | 0 | 0 | 0 | 0 | 0 | 0 | 0 | 0 | 0 | 0 | 0 | 0 | 0 | 0 | 0 | 0 | 0 | 0 | 0 | 0 | 0 | 0 | 0 | 0 | 0 | 0 | 0 | 0 | 0 | 0 | 0 | 0 | 0 | 0 | 0 | 0 | 0 | 0 | 0 | 0 | 0 | 0 | 0 | 0 | 0 | 0 | 0 | 0 | 0 | 0 | 0 | 0 | 0 | 0 | 0 | 0 | 0 | 0 | 0 | 0 | 0 | 0 | 0 | 0 | 1 | 0 | 1 | 1 | 1 | 0 | 1 | 0 | 1 | 0 | 0 | 0 | 0 | 1 | 0 | 0 | 0 | 0 | 1 |  | 0 | 0 | 0 | 0 | 0 | 0 | 0 | 0 | 0 | 0 | 0 | 0 | 0 | 0 | 0 | 0 | 0 | 0 | 0 | 0 | 0 | 0 | 0 | 0 | 0 | 0 | 0 | 0 | 0 | 0 | 1 | 0 | 2 | 0 | 1 | 0 | -82.55 | -4911.332 | -3937.2282 | Chowchilla-Le grand 115kV Line | Gates 500/230kV TB #11 | Gates 500/230kV TB #11 |  | 0 | 0 | 0 | 0 | 0 | 0 | 384.55 | 38.76 | 126.1276 | Los Banos 500/230kV TB | Los Banos 500/230kV TB | Oro Loma-El Nido 115kV Line |  | 5 | 1 | YES | 2 | 5 | 1 | YES | 2
PG&E GBA | Coburn | 230 | 0 | 0 | 0 | 0 | 0 | 0 | 0 | 0 | 0 | 0 | 0 | 0 | 0 | 0 | 0 | 0 | 0 | 0 | 0 | 0 | 0 | 0 | 0 | 0 | 0 | 0 | 0 | 0 | 0 | 0 | 0 | 0 | 0 | 0 | 0 | 0 | 0 | 0 | 0 | 0 | 0 | 0 | 0 | 0 | 0 | 0 | 0 | 0 | 0 | 0 | 0 | 0 | 0 | 0 | 0 | 1 | 0 | 0 | 0 | 1 | 0 | 0 | 0 | 0 | 0 | 0 | 0 | 0 | 0 | 0 | 0 | 0 | 0 | 0 | 0 | 0 | 0 | 0 | 1 | 1 | 0 | 0 | 0 | 0 | 0 | 1 | 0 | 0 | 0 | 0 | 0 | 0 | 0 | 0 | 0 | 0 | 1 | 1 |  | 0 | 0 | 0 | 0 | 0 | 0 | 0 | 0 | 0 | 0 | 0 | 0 | 0 | 0 | 0 | 0 | 0 | 100 | 0 | 0 | 0 | 0 | 0 | 0 | 1244 | 0 | 0 | 0 | 0 | 1 | 0 | 0 | 2 | 0 | 2 | 0 | 71.87 | -4911.332 | -3937.2282 | Gates 500/230kV TB #12 | Gates 500/230kV TB #11 | Gates 500/230kV TB #11 |  | 0 | 0 | 0 | 0 | 0 | 0 | 384.55 | 38.76 | 1471.1652 | Los Banos 500/230kV TB | Los Banos 500/230kV TB | Tesla-Bellota 230 kV line |  | 5 | 1 | YES | 2 | 5 | 1 | YES | 2
PG&E GBA | Coburn | 60 | 0 | 0 | 0 | 0 | 0 | 0 | 0 | 0 | 0 | 0 | 0 | 0 | 0 | 0 | 0 | 0 | 0 | 0 | 0 | 0 | 0 | 0 | 0 | 0 | 0 | 0 | 0 | 0 | 0 | 0 | 0 | 0 | 0 | 0 | 0 | 0 | 0 | 0 | 0 | 0 | 0 | 0 | 0 | 0 | 0 | 0 | 0 | 0 | 0 | 0 | 0 | 0 | 0 | 0 | 0 | 1 | 0 | 0 | 0 | 1 | 0 | 0 | 0 | 0 | 0 | 0 | 0 | 0 | 0 | 0 | 0 | 0 | 0 | 0 | 0 | 0 | 0 | 0 | 1 | 1 | 0 | 0 | 0 | 0 | 0 | 1 | 0 | 0 | 0 | 0 | 0 | 0 | 0 | 0 | 0 | 0 | 1 | 1 |  | 0 | 0 | 0 | 0 | 0 | 0 | 0 | 0 | 0 | 0 | 0 | 0 | 1.5 | 0 | 1 | 0 | 0 | 0 | 0 | 0 | 0 | 0 | 0 | 0 | 0 | 0 | 0 | 1.5 | 0 | 1 | 0 | 0 | 2 | 0 | 2 | 0 | 71.87 | -4911.332 | -3937.2282 | Gates 500/230kV TB #12 | Gates 500/230kV TB #11 | Gates 500/230kV TB #11 |  | 0 | 0 | 0 | 0 | 0 | 0 | 384.55 | 38.76 | 1471.1652 | Los Banos 500/230kV TB | Los Banos 500/230kV TB | Tesla-Bellota 230 kV line |  | 5 | 1 | YES | 2 | 5 | 1 | YES | 2
PG&E NGBA | Colgate | 230 | 0 | 0 | 0 | 0 | 0 | 0 | 0 | 0 | 0 | 0 | 0 | 0 | 0 | 0 | 0 | 0 | 0 | 0 | 0 | 0 | 0 | 0 | 0 | 0 | 0 | 0 | 0 | 0 | 0 | 0 | 0 | 0 | 0 | 0 | 0 | 0 | 0 | 0 | 0 | 1 | 0 | 0 | 0 | 0 | 1 | 1 | 1 | 1 | 0 | 0 | 0 | 0 | 0 | 0 | 0 | 0 | 0 | 0 | 0 | 1 | 1 | 0 | 0 | 0 | 0 | 0 | 0 | 0 | 0 | 0 | 0 | 0 | 0 | 0 | 0 | 0 | 0 | 0 | 0 | 0 | 0 | 0 | 0 | 0 | 0 | 0 | 0 | 0 | 0 | 0 | 0 | 0 | 0 | 0 | 0 | 0 | 0 | 0 |  | 0 | 0 | 0 | 0 | 0 | 0 | 0 | 0 | 0 | 0 | 0 | 0 | 0 | 0 | 0 | 0 | 0 | 0 | 0 | 0 | 0 | 0 | 0 | 0 | 0 | 0 | 0 | 0 | 0 | 0 | 2 | 0 | 2 | 0 | 0 | 0 | -1437.69 | -961.1112 | 48.3836 | Collinsville-Tesla 500 kV Line | Collinsville-Tesla 500 kV Line | Rio Oso-Lockeford 230kV line |  | 0 | 0 | 0 | 0 | 0 | 0 | 50 | 50 | 48.3836 | Rocklin-Pleaseant grove 115kV line | Rocklin-Pleaseant grove 115kV line | Rio Oso-Lockeford 230kV line |  | 5 | 1 | YES | 2 | 1 | 1 | NO | 1
PG&E GBA | Collierville | 230 | 0 | 0 | 0 | 0 | 0 | 0 | 0 | 0 | 0 | 0 | 0 | 0 | 0 | 0 | 0 | 0 | 0 | 0 | 0 | 0 | 0 | 0 | 0 | 0 | 0 | 0 | 0 | 0 | 0 | 0 | 0 | 0 | 0 | 0 | 0 | 0 | 0 | 0 | 0 | 0 | 0 | 0 | 0 | 0 | 0 | 1 | 0 | 0 | 0 | 0 | 0 | 0 | 0 | 0 | 0 | 1 | 0 | 1 | 0 | 1 | 0 | 0 | 0 | 0 | 0 | 1 | 0 | 0 | 0 | 0 | 0 | 0 | 0 | 0 | 0 | 0 | 0 | 0 | 0 | 0 | 0 | 0 | 0 | 0 | 0 | 0 | 0 | 0 | 0 | 0 | 0 | 0 | 0 | 0 | 0 | 0 | 0 | 0 |  | 0 | 0 | 0 | 0 | 0 | 0 | 0 | 0 | 0 | 0 | 0 | 0 | 0 | 0 | 0 | 0 | 0 | 0 | 0 | 0 | 0 | 0 | 0 | 0 | 0 | 0 | 0 | 0 | 0 | 0 | 2 | 0 | 1 | 0 | 0 | 0 | -194.5 | -212.19 | 543.909 | Bellota-Weber 230kV line | Bellota-Weber 230kV line | Kasson Jct-Heinz 115 kV line |  | 1 | 0 | 0 | 0 | 0 | 0 | -52.2 | 5.59 | 543.909 | Kasson Jct-Heinz 115 kV line | Kasson Jct-Heinz 115 kV line | Kasson Jct-Heinz 115 kV line |  | 5 | 5 | NO | 5 | 1 | 1 | NO | 1
PG&E GBA | Collinsville | 230 | 0 | 0 | 0 | 0 | 0 | 0 | 0 | 0 | 0 | 0 | 0 | 0 | 0 | 0 | 0 | 0 | 0 | 0 | 0 | 0 | 0 | 0 | 0 | 0 | 0 | 0 | 0 | 0 | 0 | 0 | 0 | 0 | 0 | 0 | 0 | 0 | 0 | 0 | 0 | 1 | 0 | 0 | 0 | 0 | 0 | 0 | 0 | 0 | 0 | 0 | 0 | 0 | 0 | 0 | 0 | 0 | 0 | 0 | 0 | 0 | 0 | 0 | 0 | 0 | 0 | 0 | 0 | 0 | 0 | 0 | 0 | 0 | 0 | 0 | 0 | 0 | 0 | 0 | 0 | 0 | 0 | 0 | 0 | 0 | 0 | 0 | 0 | 0 | 0 | 0 | 0 | 0 | 0 | 0 | 0 | 0 | 0 | 0 |  | 0 | 0 | 0 | 0 | 0 | 0 | 0 | 0 | 0 | 0 | 0 | 0 | 0 | 0 | 0 | 0 | 0 | 0 | 0 | 0 | 0 | 0 | 0 | 0 | 601 | 0 | 0 | 0 | 0 | 1 | 1 | 0 | 1 | 0 | 0 | 0 | -1437.69 | -961.1112 | 977.7909 | Collinsville-Tesla 500 kV Line | Collinsville-Tesla 500 kV Line | Collinsville-Tesla 500 kV Line |  | 0 | 0 | 0 | 0 | 0 | 0 | 7207.31 | 7683.8888 | 977.7909 | Collinsville-Tesla 500 kV Line | Collinsville-Tesla 500 kV Line | Collinsville-Tesla 500 kV Line |  | 5 | 1 | YES | 2 | 1 | 1 | NO | 1
PG&E GBA | Collinsville | 500 | 0 | 0 | 0 | 0 | 0 | 0 | 0 | 0 | 0 | 0 | 0 | 0 | 0 | 0 | 0 | 0 | 0 | 0 | 0 | 0 | 0 | 0 | 0 | 0 | 0 | 0 | 0 | 0 | 0 | 0 | 0 | 0 | 0 | 0 | 0 | 0 | 0 | 0 | 0 | 1 | 0 | 0 | 0 | 0 | 0 | 0 | 0 | 0 | 0 | 0 | 0 | 0 | 0 | 0 | 0 | 0 | 0 | 0 | 0 | 0 | 0 | 0 | 0 | 0 | 0 | 0 | 0 | 0 | 0 | 0 | 0 | 0 | 0 | 0 | 0 | 0 | 0 | 0 | 0 | 0 | 0 | 0 | 0 | 0 | 0 | 0 | 0 | 0 | 0 | 0 | 0 | 0 | 0 | 0 | 0 | 0 | 0 | 0 |  | 0 | 0 | 0 | 0 | 0 | 0 | 0 | 0 | 0 | 0 | 0 | 0 | 0 | 0 | 0 | 0 | 0 | 0 | 0 | 0 | 0 | 0 | 0 | 0 | 0 | 0 | 0 | 0 | 0 | 0 | 1 | 0 | 1 | 0 | 0 | 0 | -1437.69 | -961.1112 | 977.7909 | Collinsville-Tesla 500 kV Line | Collinsville-Tesla 500 kV Line | Collinsville-Tesla 500 kV Line |  | 0 | 0 | 0 | 0 | 0 | 0 | 7207.31 | 7683.8888 | 977.7909 | Collinsville-Tesla 500 kV Line | Collinsville-Tesla 500 kV Line | Collinsville-Tesla 500 kV Line |  | 5 | 1 | YES | 2 | 1 | 1 | NO | 1
SCE Eastern | Colorado River | 230 | 0 | 0 | 0 | 0 | 0 | 0 | 0 | 0 | 0 | 0 | 0 | 0 | 0 | 0 | 0 | 1 | 0 | 1 | 0 | 0 | 0 | 1 | 0 | 0 | 0 | 0 | 0 | 0 | 0 | 0 | 0 | 0 | 0 | 0 | 0 | 0 | 0 | 0 | 0 | 0 | 0 | 0 | 0 | 0 | 0 | 0 | 0 | 0 | 0 | 0 | 0 | 0 | 0 | 0 | 0 | 0 | 0 | 0 | 0 | 0 | 0 | 0 | 0 | 0 | 0 | 0 | 0 | 0 | 0 | 0 | 0 | 0 | 0 | 0 | 0 | 0 | 0 | 0 | 0 | 0 | 0 | 0 | 0 | 0 | 0 | 0 | 0 | 0 | 0 | 0 | 0 | 0 | 0 | 0 | 0 | 0 | 0 | 2 |  | 0 | 0 | 0 | 0 | 0 | 0 | 0 | 0 | 0 | 0 | 0 | 0 | 0 | 0 | 0 | 0 | 0 | 0 | 0 | 0 | 0 | 0 | 0 | 0 | 400 | 500 | 30 | 0 | 0 | 1 | 0 | 4 | 0 | 4 | 0 | 1 | -3014.166 | -1895.998 | -154.404 | Serrano-Alberhill-Valley Constraint | Serrano-Alberhill-Valley Constraint | Devers-Red Bluff Constraint |  | 0 | 6 | 0 | 3 | 0 | 0 | -1492.166 | -373.998 | 377.596 | Serrano-Alberhill-Valley Constraint | Serrano-Alberhill-Valley Constraint | Devers-Red Bluff Constraint |  | 4 | 4 | NO | 4 | 3 | 1 | YES | 2
SCE Eastern | Colorado River | 500 | 0 | 0 | 0 | 0 | 0 | 0 | 0 | 0 | 0 | 0 | 0 | 0 | 0 | 0 | 0 | 0 | 0 | 1 | 0 | 0 | 0 | 1 | 0 | 0 | 0 | 0 | 0 | 0 | 0 | 0 | 0 | 0 | 0 | 0 | 0 | 0 | 0 | 0 | 0 | 0 | 0 | 0 | 0 | 0 | 0 | 0 | 0 | 0 | 0 | 0 | 0 | 0 | 0 | 0 | 0 | 0 | 0 | 0 | 0 | 0 | 0 | 0 | 0 | 0 | 0 | 0 | 0 | 0 | 0 | 0 | 0 | 0 | 0 | 0 | 0 | 0 | 0 | 0 | 0 | 0 | 0 | 0 | 0 | 0 | 0 | 0 | 0 | 0 | 0 | 0 | 0 | 0 | 0 | 0 | 0 | 0 | 0 | 2 |  | 0 | 0 | 0 | 0 | 0 | 0 | 0 | 0 | 0 | 0 | 0 | 0 | 0 | 0 | 0 | 0 | 0 | 0 | 0 | 0 | 0 | 0 | 0 | 0 | 0 | 0 | 0 | 0 | 0 | 0 | 0 | 4 | 0 | 4 | 0 | 1 | -3014.166 | -1895.998 | -154.404 | Serrano-Alberhill-Valley Constraint | Serrano-Alberhill-Valley Constraint | Devers-Red Bluff Constraint |  | 0 | 6 | 0 | 3 | 0 | 0 | -1492.166 | -373.998 | 377.596 | Serrano-Alberhill-Valley Constraint | Serrano-Alberhill-Valley Constraint | Devers-Red Bluff Constraint |  | 4 | 4 | NO | 4 | 3 | 1 | YES | 2
PG&E KERN | Columbus | 115 | 0 | 0 | 0 | 0 | 0 | 0 | 0 | 0 | 0 | 0 | 0 | 0 | 0 | 0 | 0 | 0 | 0 | 0 | 0 | 0 | 0 | 0 | 0 | 0 | 0 | 0 | 0 | 0 | 0 | 0 | 0 | 0 | 0 | 0 | 0 | 0 | 0 | 0 | 0 | 0 | 0 | 0 | 0 | 0 | 0 | 0 | 0 | 0 | 0 | 0 | 0 | 0 | 0 | 0 | 0 | 0 | 0 | 0 | 0 | 0 | 0 | 0 | 0 | 0 | 0 | 0 | 0 | 0 | 0 | 0 | 1 | 0 | 0 | 0 | 0 | 0 | 0 | 0 | 1 | 1 | 0 | 0 | 0 | 0 | 0 | 0 | 0 | 0 | 0 | 0 | 0 | 0 | 0 | 0 | 1 | 0 | 0 | 0 |  | 0 | 0 | 0 | 0 | 0 | 0 | 0 | 0 | 0 | 0 | 0 | 0 | 0 | 0 | 0 | 0 | 0 | 0 | 0 | 0 | 0 | 0 | 0 | 0 | 100 | 0 | 0 | 0 | 0 | 1 | 0 | 0 | 3 | 0 | 2 | 1 | 71.87 | -4911.332 | -3937.2282 | Gates 500/230kV TB #12 | Gates 500/230kV TB #11 | Gates 500/230kV TB #11 |  | 0 | 0 | 0 | 0 | 0 | 0 | 1792.55 | 1169.488 | 631.7684 | Kern 230/115kV TB #4 | Mustang-Henrietta 230 kV line | Mustang-Henrietta 230 kV line |  | 5 | 1 | YES | 2 | 5 | 1 | YES | 2
PG&E GBA | Contra Costa | 115 | 0 | 0 | 0 | 0 | 0 | 0 | 0 | 0 | 0 | 0 | 0 | 0 | 0 | 0 | 0 | 0 | 0 | 0 | 0 | 0 | 0 | 0 | 0 | 0 | 0 | 0 | 0 | 0 | 0 | 0 | 0 | 0 | 0 | 0 | 0 | 0 | 0 | 0 | 0 | 1 | 0 | 0 | 0 | 0 | 0 | 0 | 0 | 0 | 0 | 0 | 0 | 0 | 0 | 1 | 1 | 1 | 1 | 0 | 1 | 1 | 0 | 0 | 0 | 0 | 0 | 1 | 1 | 0 | 0 | 0 | 0 | 0 | 0 | 0 | 0 | 0 | 0 | 0 | 0 | 0 | 0 | 0 | 0 | 0 | 0 | 0 | 0 | 0 | 0 | 0 | 0 | 0 | 0 | 0 | 0 | 0 | 0 | 0 |  | 0 | 0 | 0 | 0 | 0 | 0 | 0 | 0 | 0 | 0 | 0 | 0 | 0 | 0 | 0 | 0 | 0 | 0 | 0 | 0 | 0 | 0 | 0 | 0 | 0 | 0 | 0 | 0 | 0 | 0 | 3 | 0 | 2 | 0 | 0 | 0 | -1437.69 | -961.1112 | 77 | Collinsville-Tesla 500 kV Line | Collinsville-Tesla 500 kV Line | Contra Costa #1 115kV Line |  | 0 | 0 | 0 | 0 | 0 | 0 | 32 | 32 | 77 | Contra Costa #1 115kV Line | Contra Costa #1 115kV Line | Contra Costa #1 115kV Line |  | 5 | 1 | YES | 2 | 1 | 1 | NO | 1
PG&E GBA | Contra Costa | 230 | 0 | 0 | 0 | 0 | 0 | 0 | 0 | 0 | 0 | 0 | 0 | 0 | 0 | 0 | 0 | 0 | 0 | 0 | 0 | 0 | 0 | 0 | 0 | 0 | 0 | 0 | 0 | 0 | 0 | 0 | 0 | 0 | 0 | 0 | 0 | 0 | 0 | 0 | 0 | 1 | 0 | 0 | 0 | 0 | 0 | 0 | 0 | 0 | 0 | 0 | 0 | 0 | 0 | 1 | 1 | 1 | 0 | 0 | 1 | 1 | 0 | 0 | 0 | 0 | 0 | 1 | 0 | 0 | 0 | 0 | 0 | 0 | 0 | 0 | 0 | 0 | 0 | 0 | 0 | 0 | 0 | 0 | 0 | 0 | 0 | 0 | 0 | 0 | 0 | 0 | 0 | 0 | 0 | 0 | 0 | 0 | 0 | 0 |  | 0 | 0 | 0 | 0 | 0 | 0 | 0 | 0 | 0 | 0 | 0 | 0 | 0 | 0 | 0 | 0 | 0 | 0 | 0 | 0 | 0 | 0 | 0 | 0 | 0 | 0 | 0 | 0 | 0 | 0 | 2 | 0 | 1 | 0 | 0 | 0 | -1437.69 | -961.1112 | 977.7909 | Collinsville-Tesla 500 kV Line | Collinsville-Tesla 500 kV Line | Collinsville-Tesla 500 kV Line |  | 0 | 0 | 0 | 0 | 0 | 0 | 484.61 | 776.7038 | 977.7909 | Contra Costa- Windmaster 230 kV line | Contra Costa- Windmaster 230 kV line | Collinsville-Tesla 500 kV Line |  | 5 | 1 | YES | 2 | 1 | 1 | NO | 1
PG&E GBA | Contra Costa PP | 230 | 0 | 0 | 0 | 0 | 0 | 0 | 0 | 0 | 0 | 0 | 0 | 0 | 0 | 0 | 0 | 0 | 0 | 0 | 0 | 0 | 0 | 0 | 0 | 0 | 0 | 0 | 0 | 0 | 0 | 0 | 0 | 0 | 0 | 0 | 0 | 0 | 0 | 0 | 0 | 1 | 0 | 0 | 0 | 0 | 0 | 0 | 0 | 0 | 0 | 0 | 0 | 0 | 0 | 1 | 1 | 1 | 0 | 0 | 1 | 1 | 0 | 0 | 0 | 0 | 0 | 1 | 1 | 0 | 0 | 0 | 0 | 0 | 0 | 0 | 0 | 0 | 0 | 0 | 0 | 0 | 0 | 0 | 0 | 0 | 0 | 0 | 0 | 0 | 0 | 0 | 0 | 0 | 0 | 0 | 0 | 0 | 0 | 0 |  | 0 | 0 | 0 | 0 | 0 | 0 | 0 | 0 | 0 | 0 | 0 | 0 | 0 | 0 | 0 | 0 | 0 | 0 | 0 | 0 | 0 | 0 | 0 | 0 | 0 | 0 | 0 | 0 | 0 | 0 | 3 | 0 | 2 | 0 | 0 | 0 | -1437.69 | -961.1112 | 317.0526 | Collinsville-Tesla 500 kV Line | Collinsville-Tesla 500 kV Line | Birds Landing-Contra Costa 230kV Line |  | 0 | 0 | 0 | 0 | 0 | 0 | 484.61 | 776.7038 | 317.0526 | Contra Costa- Windmaster 230 kV line | Contra Costa- Windmaster 230 kV line | Birds Landing-Contra Costa 230kV Line |  | 5 | 1 | YES | 2 | 1 | 1 | NO | 1
SCE NOL | Control | 115 | 0 | 0 | 0 | 0 | 0 | 0 | 0 | 0 | 0 | 0 | 1 | 1 | 1 | 1 | 0 | 0 | 0 | 0 | 0 | 0 | 0 | 0 | 0 | 0 | 0 | 0 | 0 | 0 | 0 | 0 | 0 | 0 | 0 | 0 | 0 | 0 | 0 | 0 | 0 | 0 | 0 | 0 | 0 | 0 | 0 | 0 | 0 | 0 | 0 | 0 | 0 | 0 | 0 | 0 | 0 | 0 | 0 | 0 | 0 | 0 | 0 | 0 | 0 | 0 | 0 | 0 | 0 | 0 | 0 | 0 | 0 | 0 | 0 | 0 | 0 | 0 | 0 | 0 | 0 | 0 | 0 | 0 | 0 | 0 | 0 | 0 | 0 | 0 | 0 | 0 | 0 | 0 | 0 | 0 | 0 | 0 | 0 | 3 |  | 0 | 0 | 0 | 0 | 0 | 0 | 0 | 0 | 0 | 0 | 0 | 0 | 0 | 0 | 0 | 177 | 0 | 0 | 0 | 0 | 0 | 0 | 0 | 0 | 0 | 0 | 0 | 0 | 0 | 1 | 1 | 2 | 1 | 4 | 0 | 1 | -280.6 | -177 | -57 | South of Kramer Area Constraint | Control to Inyokern area constraint | Control to Inyokern area constraint |  | 1 | 2 | 1 | 4 | 0 | 1 | -280.6 | -177 | -57 | South of Kramer Area Constraint | Control to Inyokern area constraint | Control to Inyokern area constraint |  | 5 | 5 | NO | 5 | 3 | 3 | NO | 3
SCE NOL | Control | 55 | 0 | 0 | 0 | 0 | 0 | 0 | 0 | 0 | 0 | 0 | 1 | 1 | 1 | 1 | 0 | 0 | 0 | 0 | 0 | 0 | 0 | 0 | 0 | 0 | 0 | 0 | 0 | 0 | 0 | 0 | 0 | 0 | 0 | 0 | 0 | 0 | 0 | 0 | 0 | 0 | 0 | 0 | 0 | 0 | 0 | 0 | 0 | 0 | 0 | 0 | 0 | 0 | 0 | 0 | 0 | 0 | 0 | 0 | 0 | 0 | 0 | 0 | 0 | 0 | 0 | 0 | 0 | 0 | 0 | 0 | 0 | 0 | 0 | 0 | 0 | 0 | 0 | 0 | 0 | 0 | 0 | 0 | 0 | 0 | 0 | 0 | 0 | 0 | 0 | 0 | 0 | 0 | 0 | 0 | 0 | 0 | 0 | 3 |  | 0 | 0 | 0 | 0 | 0 | 0 | 0 | 0 | 0 | 0 | 0 | 0 | 0 | 0 | 0 | 0 | 0 | 0 | 0 | 0 | 0 | 0 | 0 | 0 | 0 | 0 | 0 | 0 | 0 | 0 | 1 | 2 | 1 | 4 | 0 | 1 | -280.6 | -177 | -57 | South of Kramer Area Constraint | Control to Inyokern area constraint | Control to Inyokern area constraint |  | 1 | 2 | 1 | 4 | 0 | 1 | -280.6 | -177 | -57 | South of Kramer Area Constraint | Control to Inyokern area constraint | Control to Inyokern area constraint |  | 5 | 5 | NO | 5 | 3 | 3 | NO | 3
PG&E GBA | Cooley Landing | 115 | 0 | 0 | 0 | 0 | 0 | 0 | 0 | 0 | 0 | 0 | 0 | 0 | 0 | 0 | 0 | 0 | 0 | 0 | 0 | 0 | 0 | 0 | 0 | 0 | 0 | 0 | 0 | 0 | 0 | 0 | 0 | 0 | 0 | 0 | 0 | 0 | 0 | 0 | 0 | 1 | 0 | 0 | 0 | 0 | 0 | 0 | 0 | 0 | 0 | 0 | 0 | 0 | 1 | 0 | 0 | 1 | 0 | 0 | 0 | 0 | 0 | 0 | 0 | 0 | 0 | 0 | 0 | 0 | 0 | 0 | 0 | 0 | 0 | 0 | 0 | 0 | 0 | 0 | 0 | 0 | 0 | 0 | 0 | 0 | 0 | 0 | 0 | 0 | 0 | 0 | 0 | 0 | 0 | 0 | 0 | 0 | 0 | 1 |  | 0 | 0 | 0 | 0 | 0 | 0 | 0 | 0 | 0 | 0 | 0 | 0 | 0 | 0 | 0 | 0 | 0 | 0 | 0 | 0 | 0 | 0 | 0 | 0 | 0 | 100 | 0 | 0 | 0 | 1 | 1 | 0 | 1 | 0 | 0 | 0 | -1437.69 | -961.1112 | 977.7909 | Collinsville-Tesla 500 kV Line | Collinsville-Tesla 500 kV Line | Collinsville-Tesla 500 kV Line |  | 0 | 0 | 0 | 0 | 0 | 0 | 2381.7 | 2366.26 | 977.7909 | Sobrante-Moraga 230 kV line | Sobrante-Moraga 230 kV line | Collinsville-Tesla 500 kV Line |  | 5 | 1 | YES | 2 | 1 | 1 | NO | 1
PG&E GBA | Cooley Landing | 60 | 0 | 0 | 0 | 0 | 0 | 0 | 0 | 0 | 0 | 0 | 0 | 0 | 0 | 0 | 0 | 0 | 0 | 0 | 0 | 0 | 0 | 0 | 0 | 0 | 0 | 0 | 0 | 0 | 0 | 0 | 0 | 0 | 0 | 0 | 0 | 0 | 0 | 0 | 0 | 0 | 0 | 0 | 0 | 0 | 0 | 0 | 0 | 0 | 0 | 0 | 0 | 0 | 0 | 0 | 0 | 1 | 0 | 0 | 0 | 0 | 0 | 0 | 0 | 0 | 0 | 1 | 0 | 0 | 0 | 0 | 0 | 0 | 0 | 0 | 0 | 0 | 0 | 0 | 0 | 0 | 0 | 0 | 0 | 0 | 0 | 0 | 0 | 0 | 0 | 0 | 0 | 0 | 0 | 0 | 0 | 0 | 0 | 0 |  | 0 | 0 | 0 | 0 | 0 | 0 | 0 | 0 | 0 | 0 | 0 | 0 | 0 | 0 | 0 | 0 | 0 | 0 | 0 | 0 | 0 | 0 | 0 | 0 | 0 | 0 | 0 | 0 | 0 | 0 | 0 | 0 | 0 | 0 | 0 | 0 | 2836.56 | 2405.6138 | 8121.9016 | Tesla-Tracy-Pump 230 kV line #2 | Tesla-Tracy-Pump 230 kV line #2 | Tesla-Tracy-Pump 230 kV line #2 |  | 0 | 0 | 0 | 0 | 0 | 0 | 2836.56 | 2405.6138 | 8121.9016 | Tesla-Tracy-Pump 230 kV line #2 | Tesla-Tracy-Pump 230 kV line #2 | Tesla-Tracy-Pump 230 kV line #2 |  | 1 | 1 | NO | 1 | 1 | 1 | NO | 1
SCE NOL | Coolwater | 230 | 0 | 0 | 0 | 0 | 0 | 0 | 0 | 0 | 0 | 0 | 0 | 1 | 1 | 1 | 0 | 0 | 0 | 0 | 0 | 0 | 0 | 0 | 0 | 0 | 0 | 0 | 0 | 0 | 0 | 0 | 0 | 0 | 0 | 0 | 0 | 0 | 0 | 0 | 0 | 0 | 0 | 0 | 0 | 0 | 0 | 0 | 0 | 0 | 0 | 0 | 0 | 0 | 0 | 0 | 0 | 0 | 0 | 0 | 0 | 0 | 0 | 0 | 0 | 0 | 0 | 0 | 0 | 0 | 0 | 0 | 0 | 0 | 0 | 0 | 0 | 0 | 0 | 0 | 0 | 0 | 0 | 0 | 0 | 0 | 0 | 0 | 0 | 0 | 0 | 0 | 0 | 0 | 0 | 0 | 0 | 0 | 0 | 3 |  | 0 | 0 | 0 | 0 | 0 | 0 | 0 | 0 | 0 | 0 | 0 | 0 | 0 | 0 | 0 | 0 | 0 | 0 | 0 | 0 | 0 | 0 | 0 | 0 | 0 | 0 | 0 | 0 | 0 | 0 | 0 | 2 | 0 | 4 | 0 | 0 | -280.6 | -137.55 | 1093.724 | South of Kramer Area Constraint | Lugo Transformer Area Constraint | South of Kramer Area Constraint |  | 0 | 2 | 0 | 4 | 0 | 0 | -280.6 | -137.55 | 1093.724 | South of Kramer Area Constraint | Lugo Transformer Area Constraint | South of Kramer Area Constraint |  | 4 | 4 | NO | 4 | 1 | 1 | NO | 1
SCE NOL | Coolwater | 115 | 0 | 0 | 0 | 0 | 0 | 0 | 0 | 0 | 0 | 0 | 0 | 1 | 1 | 1 | 0 | 0 | 0 | 0 | 0 | 0 | 0 | 0 | 0 | 0 | 0 | 0 | 0 | 0 | 0 | 0 | 0 | 0 | 0 | 0 | 0 | 0 | 0 | 0 | 0 | 0 | 0 | 0 | 0 | 0 | 0 | 0 | 0 | 0 | 0 | 0 | 0 | 0 | 0 | 0 | 0 | 0 | 0 | 0 | 0 | 0 | 0 | 0 | 0 | 0 | 0 | 0 | 0 | 0 | 0 | 0 | 0 | 0 | 0 | 0 | 0 | 0 | 0 | 0 | 0 | 0 | 0 | 0 | 0 | 0 | 0 | 0 | 0 | 0 | 0 | 0 | 0 | 0 | 0 | 0 | 0 | 0 | 0 | 3 |  | 0 | 0 | 0 | 0 | 0 | 0 | 0 | 0 | 0 | 0 | 0 | 0 | 0 | 0 | 0 | 0 | 0 | 0 | 0 | 0 | 0 | 0 | 0 | 0 | 0 | 0 | 113.5 | 0 | 0 | 1 | 0 | 2 | 0 | 4 | 0 | 0 | -280.6 | -137.55 | 1093.724 | South of Kramer Area Constraint | Lugo Transformer Area Constraint | South of Kramer Area Constraint |  | 0 | 2 | 0 | 4 | 0 | 0 | -280.6 | -137.55 | 1093.724 | South of Kramer Area Constraint | Lugo Transformer Area Constraint | South of Kramer Area Constraint |  | 4 | 4 | NO | 4 | 1 | 1 | NO | 1
PG&E KERN | Copus | 70 | 0 | 0 | 0 | 0 | 0 | 0 | 0 | 0 | 0 | 0 | 0 | 0 | 0 | 0 | 0 | 0 | 0 | 0 | 0 | 0 | 0 | 0 | 0 | 0 | 0 | 0 | 0 | 0 | 0 | 0 | 0 | 0 | 0 | 0 | 0 | 0 | 0 | 0 | 0 | 0 | 0 | 0 | 0 | 0 | 0 | 0 | 0 | 0 | 0 | 0 | 0 | 0 | 0 | 0 | 0 | 0 | 0 | 0 | 0 | 0 | 0 | 0 | 0 | 0 | 0 | 0 | 0 | 0 | 0 | 0 | 1 | 1 | 1 | 0 | 1 | 0 | 0 | 0 | 1 | 1 | 0 | 0 | 0 | 0 | 0 | 0 | 0 | 0 | 0 | 0 | 0 | 0 | 0 | 0 | 1 | 0 | 0 | 0 |  | 0 | 0 | 0 | 0 | 0 | 0 | 0 | 0 | 0 | 0 | 0 | 0 | 0 | 0 | 0 | 0 | 0 | 0 | 0 | 0 | 0 | 0 | 0 | 0 | 0 | 0 | 0 | 0 | 0 | 0 | 0 | 0 | 3 | 0 | 2 | 1 | 17.78 | -4911.332 | -3937.2282 | Midway-Taft 115 kV line | Gates 500/230kV TB #11 | Gates 500/230kV TB #11 |  | 0 | 0 | 0 | 0 | 0 | 0 | 17.78 | 17.78 | 56.104 | Midway-Taft 115 kV line | Midway-Taft 115 kV line | Maricopa-Copus 70 kV line |  | 5 | 1 | YES | 2 | 5 | 1 | YES | 2
PG&E FRESNO | Corcoran | 70 | 0 | 0 | 0 | 0 | 0 | 0 | 0 | 0 | 0 | 0 | 0 | 0 | 0 | 0 | 0 | 0 | 0 | 0 | 0 | 0 | 0 | 0 | 0 | 0 | 0 | 0 | 0 | 0 | 0 | 0 | 0 | 0 | 0 | 0 | 0 | 0 | 0 | 0 | 0 | 0 | 0 | 0 | 0 | 0 | 0 | 1 | 0 | 0 | 0 | 0 | 0 | 0 | 0 | 0 | 0 | 0 | 0 | 0 | 0 | 0 | 0 | 0 | 0 | 0 | 0 | 0 | 0 | 0 | 0 | 0 | 0 | 0 | 0 | 0 | 0 | 0 | 0 | 0 | 1 | 1 | 0 | 1 | 0 | 1 | 1 | 1 | 0 | 0 | 0 | 1 | 0 | 0 | 0 | 0 | 1 | 0 | 0 | 2 |  | 0 | 0 | 0 | 0 | 0 | 0 | 0 | 0 | 0 | 0 | 0 | 0 | 0 | 0 | 0 | 0 | 0 | 0 | 0 | 0 | 0 | 0 | 0 | 0 | 0 | 0 | 0 | 0 | 0 | 0 | 3 | 0 | 6 | 0 | 3 | 1 | -516.8 | -4911.332 | -3937.2282 | Borden-Storey #1 230kV line | Gates 500/230kV TB #11 | Gates 500/230kV TB #11 |  | 0 | 0 | 0 | 0 | 0 | 0 | 265.5 | 38.76 | 631.7684 | Bellota-Weber 230kV line | Los Banos 500/230kV TB | Mustang-Henrietta 230 kV line |  | 5 | 1 | YES | 2 | 5 | 1 | YES | 2
PG&E FRESNO | Corcoran | 115 | 0 | 0 | 0 | 0 | 0 | 0 | 0 | 0 | 0 | 0 | 0 | 0 | 0 | 0 | 0 | 0 | 0 | 0 | 0 | 0 | 0 | 0 | 0 | 0 | 0 | 0 | 0 | 0 | 0 | 0 | 0 | 0 | 0 | 0 | 0 | 0 | 0 | 0 | 0 | 0 | 0 | 0 | 0 | 0 | 0 | 1 | 0 | 0 | 0 | 0 | 0 | 0 | 0 | 0 | 0 | 0 | 0 | 0 | 0 | 0 | 0 | 0 | 0 | 0 | 0 | 0 | 0 | 0 | 0 | 0 | 0 | 0 | 0 | 0 | 0 | 0 | 0 | 0 | 1 | 0 | 0 | 1 | 0 | 1 | 1 | 1 | 0 | 0 | 0 | 1 | 0 | 0 | 0 | 0 | 1 | 0 | 0 | 2 |  | 0 | 0 | 0 | 0 | 0 | 0 | 0 | 0 | 0 | 0 | 0 | 0 | 0 | 0 | 0 | 0 | 0 | 0 | 0 | 0 | 0 | 0 | 0 | 0 | 0 | 0 | 0 | 0 | 0 | 0 | 3 | 0 | 5 | 0 | 2 | 1 | -516.8 | -4040.202 | -3868.183 | Borden-Storey #1 230kV line | Gates 500/230kV TB #12 | Gates 500/230kV TB #12 |  | 0 | 0 | 0 | 0 | 0 | 0 | 265.5 | 38.76 | 631.7684 | Bellota-Weber 230kV line | Los Banos 500/230kV TB | Mustang-Henrietta 230 kV line |  | 5 | 1 | YES | 2 | 5 | 1 | YES | 2
PG&E NGBA | Corona | 115 | 0 | 0 | 0 | 0 | 0 | 0 | 0 | 0 | 0 | 0 | 0 | 0 | 0 | 0 | 0 | 0 | 0 | 0 | 0 | 0 | 0 | 0 | 0 | 0 | 0 | 0 | 0 | 0 | 0 | 0 | 0 | 0 | 0 | 0 | 0 | 0 | 0 | 0 | 0 | 1 | 0 | 0 | 0 | 0 | 0 | 0 | 0 | 0 | 0 | 0 | 0 | 0 | 1 | 0 | 0 | 0 | 0 | 0 | 0 | 0 | 0 | 0 | 0 | 0 | 0 | 0 | 1 | 0 | 0 | 0 | 0 | 0 | 0 | 0 | 0 | 0 | 0 | 0 | 0 | 0 | 0 | 0 | 0 | 0 | 0 | 0 | 0 | 0 | 0 | 0 | 0 | 0 | 0 | 0 | 0 | 0 | 0 | 1 |  | 0 | 0 | 0 | 0 | 0 | 0 | 0 | 0 | 0 | 0 | 0 | 0 | 0 | 0 | 0 | 0 | 0 | 0 | 0 | 0 | 0 | 0 | 0 | 0 | 0 | 0 | 0 | 0 | 0 | 0 | 2 | 0 | 2 | 0 | 0 | 0 | -1437.69 | -961.1112 | 317.0526 | Collinsville-Tesla 500 kV Line | Collinsville-Tesla 500 kV Line | Birds Landing-Contra Costa 230kV Line |  | 0 | 0 | 0 | 0 | 0 | 0 | 1432.61 | 1724.7038 | 317.0526 | Birds Landing-Contra Costa 230kV Line | Birds Landing-Contra Costa 230kV Line | Birds Landing-Contra Costa 230kV Line |  | 5 | 1 | YES | 2 | 1 | 1 | NO | 1
PG&E NGBA | Cortina | 230 | 0 | 0 | 0 | 0 | 0 | 0 | 0 | 0 | 0 | 0 | 0 | 0 | 0 | 0 | 0 | 0 | 0 | 0 | 0 | 0 | 0 | 0 | 0 | 0 | 0 | 0 | 0 | 0 | 0 | 0 | 0 | 0 | 0 | 0 | 0 | 0 | 0 | 0 | 0 | 1 | 0 | 0 | 0 | 0 | 0 | 0 | 0 | 0 | 0 | 0 | 0 | 0 | 1 | 0 | 0 | 0 | 0 | 0 | 0 | 0 | 0 | 0 | 0 | 0 | 0 | 0 | 1 | 0 | 0 | 0 | 0 | 0 | 0 | 0 | 0 | 0 | 0 | 0 | 0 | 0 | 0 | 0 | 0 | 0 | 0 | 0 | 0 | 0 | 0 | 0 | 0 | 0 | 0 | 0 | 0 | 0 | 0 | 1 |  | 0 | 0 | 0 | 0 | 0 | 0 | 0 | 0 | 0 | 0 | 0 | 0 | 0 | 0 | 0 | 0 | 0 | 0 | 0 | 0 | 0 | 0 | 0 | 0 | 0 | 0 | 0 | 0 | 0 | 0 | 2 | 0 | 2 | 0 | 0 | 0 | -1437.69 | -961.1112 | 317.0526 | Collinsville-Tesla 500 kV Line | Collinsville-Tesla 500 kV Line | Birds Landing-Contra Costa 230kV Line |  | 0 | 0 | 0 | 0 | 0 | 0 | 1432.61 | 1724.7038 | 317.0526 | Birds Landing-Contra Costa 230kV Line | Birds Landing-Contra Costa 230kV Line | Birds Landing-Contra Costa 230kV Line |  | 5 | 1 | YES | 2 | 1 | 1 | NO | 1
PG&E NGBA | Cortina | 115 | 0 | 0 | 0 | 0 | 0 | 0 | 0 | 0 | 0 | 0 | 0 | 0 | 0 | 0 | 0 | 0 | 0 | 0 | 0 | 0 | 0 | 0 | 0 | 0 | 0 | 0 | 0 | 0 | 0 | 0 | 0 | 0 | 0 | 0 | 0 | 0 | 0 | 0 | 0 | 1 | 0 | 0 | 0 | 0 | 0 | 0 | 0 | 0 | 0 | 0 | 0 | 0 | 0 | 0 | 0 | 1 | 0 | 0 | 0 | 0 | 0 | 0 | 0 | 0 | 0 | 0 | 1 | 0 | 0 | 0 | 0 | 0 | 0 | 0 | 0 | 0 | 0 | 0 | 0 | 0 | 0 | 0 | 0 | 0 | 0 | 0 | 0 | 0 | 0 | 0 | 0 | 0 | 0 | 0 | 0 | 0 | 0 | 0 |  | 0 | 0 | 0 | 0 | 0 | 0 | 0 | 0 | 0 | 0 | 0 | 0 | 0 | 0 | 0 | 0 | 0 | 0 | 0 | 0 | 0 | 0 | 0 | 0 | 0 | 0 | 0 | 0 | 0 | 0 | 2 | 0 | 2 | 0 | 0 | 0 | -1437.69 | -961.1112 | 317.0526 | Collinsville-Tesla 500 kV Line | Collinsville-Tesla 500 kV Line | Birds Landing-Contra Costa 230kV Line |  | 0 | 0 | 0 | 0 | 0 | 0 | 1432.61 | 1724.7038 | 317.0526 | Birds Landing-Contra Costa 230kV Line | Birds Landing-Contra Costa 230kV Line | Birds Landing-Contra Costa 230kV Line |  | 5 | 1 | YES | 2 | 1 | 1 | NO | 1
PG&E GBA | Cottle | 230 | 0 | 0 | 0 | 0 | 0 | 0 | 0 | 0 | 0 | 0 | 0 | 0 | 0 | 0 | 0 | 0 | 0 | 0 | 0 | 0 | 0 | 0 | 0 | 0 | 0 | 0 | 0 | 0 | 0 | 0 | 0 | 0 | 0 | 0 | 0 | 0 | 0 | 0 | 0 | 0 | 0 | 0 | 0 | 0 | 0 | 1 | 0 | 0 | 0 | 0 | 0 | 0 | 0 | 0 | 0 | 0 | 0 | 0 | 0 | 1 | 1 | 0 | 0 | 0 | 0 | 0 | 0 | 0 | 0 | 0 | 0 | 0 | 0 | 0 | 0 | 0 | 0 | 0 | 1 | 1 | 0 | 1 | 1 | 0 | 1 | 0 | 0 | 1 | 1 | 1 | 0 | 0 | 1 | 0 | 0 | 0 | 0 | 1 |  | 0 | 0 | 0 | 0 | 0 | 0 | 0 | 0 | 0 | 0 | 0 | 0 | 0 | 0 | 0 | 0 | 0 | 0 | 0 | 0 | 0 | 0 | 0 | 0 | 0 | 0 | 0 | 0 | 0 | 0 | 2 | 0 | 4 | 0 | 3 | 0 | -516.8 | -4911.332 | -3937.2282 | Borden-Storey #1 230kV line | Gates 500/230kV TB #11 | Gates 500/230kV TB #11 |  | 0 | 0 | 0 | 0 | 0 | 0 | 265.5 | 247.81 | 126.1276 | Bellota-Weber 230kV line | Bellota-Weber 230kV line | Oro Loma-El Nido 115kV Line |  | 5 | 1 | YES | 2 | 5 | 1 | YES | 2
PG&E NGBA | Cottonwood | 115 | 0 | 0 | 0 | 0 | 0 | 0 | 0 | 0 | 0 | 0 | 0 | 0 | 0 | 0 | 0 | 0 | 0 | 0 | 0 | 0 | 0 | 0 | 0 | 0 | 0 | 0 | 0 | 0 | 0 | 0 | 0 | 0 | 0 | 0 | 0 | 0 | 0 | 0 | 0 | 1 | 0 | 0 | 0 | 0 | 0 | 0 | 0 | 0 | 0 | 0 | 0 | 0 | 0 | 0 | 0 | 0 | 0 | 0 | 0 | 0 | 0 | 0 | 0 | 0 | 0 | 0 | 0 | 0 | 0 | 0 | 0 | 0 | 0 | 0 | 0 | 0 | 0 | 0 | 0 | 0 | 0 | 0 | 0 | 0 | 0 | 0 | 0 | 0 | 0 | 0 | 0 | 0 | 0 | 0 | 0 | 0 | 0 | 0 |  | 0 | 0 | 0 | 0 | 0 | 0 | 0 | 0 | 0 | 0 | 0 | 0 | 0 | 0 | 0 | 0 | 0 | 0 | 0 | 0 | 0 | 0 | 0 | 0 | 0 | 0 | 0 | 0 | 0 | 0 | 1 | 0 | 1 | 0 | 0 | 0 | -1437.69 | -961.1112 | 977.7909 | Collinsville-Tesla 500 kV Line | Collinsville-Tesla 500 kV Line | Collinsville-Tesla 500 kV Line |  | 0 | 0 | 0 | 0 | 0 | 0 | 7207.31 | 7683.8888 | 977.7909 | Collinsville-Tesla 500 kV Line | Collinsville-Tesla 500 kV Line | Collinsville-Tesla 500 kV Line |  | 5 | 1 | YES | 2 | 1 | 1 | NO | 1
PG&E NGBA | Cottonwood | 230 | 0 | 0 | 0 | 0 | 0 | 0 | 0 | 0 | 0 | 0 | 0 | 0 | 0 | 0 | 0 | 0 | 0 | 0 | 0 | 0 | 0 | 0 | 0 | 0 | 0 | 0 | 0 | 0 | 0 | 0 | 0 | 0 | 0 | 0 | 0 | 0 | 0 | 0 | 0 | 1 | 0 | 0 | 0 | 0 | 0 | 0 | 0 | 0 | 0 | 0 | 0 | 0 | 0 | 0 | 0 | 0 | 0 | 0 | 0 | 0 | 0 | 0 | 0 | 0 | 0 | 0 | 0 | 0 | 0 | 0 | 0 | 0 | 0 | 0 | 0 | 0 | 0 | 0 | 0 | 0 | 0 | 0 | 0 | 0 | 0 | 0 | 0 | 0 | 0 | 0 | 0 | 0 | 0 | 0 | 0 | 0 | 0 | 0 |  | 0 | 0 | 0 | 0 | 0 | 0 | 0 | 0 | 0 | 0 | 0 | 0 | 0 | 0 | 0 | 0 | 0 | 0 | 0 | 0 | 0 | 0 | 0 | 0 | 0 | 0 | 0 | 0 | 0 | 0 | 1 | 0 | 1 | 0 | 0 | 0 | -1437.69 | -961.1112 | 977.7909 | Collinsville-Tesla 500 kV Line | Collinsville-Tesla 500 kV Line | Collinsville-Tesla 500 kV Line |  | 0 | 0 | 0 | 0 | 0 | 0 | 7207.31 | 7683.8888 | 977.7909 | Collinsville-Tesla 500 kV Line | Collinsville-Tesla 500 kV Line | Collinsville-Tesla 500 kV Line |  | 5 | 1 | YES | 2 | 1 | 1 | NO | 1
PG&E NGBA | Cottonwood | 60 | 0 | 0 | 0 | 0 | 0 | 0 | 0 | 0 | 0 | 0 | 0 | 0 | 0 | 0 | 0 | 0 | 0 | 0 | 0 | 0 | 0 | 0 | 0 | 0 | 0 | 0 | 0 | 0 | 0 | 0 | 0 | 0 | 0 | 0 | 0 | 0 | 0 | 0 | 0 | 1 | 0 | 0 | 0 | 0 | 0 | 0 | 0 | 0 | 0 | 0 | 0 | 0 | 0 | 0 | 0 | 0 | 0 | 0 | 0 | 0 | 0 | 0 | 0 | 0 | 0 | 0 | 0 | 0 | 0 | 0 | 0 | 0 | 0 | 0 | 0 | 0 | 0 | 0 | 0 | 0 | 0 | 0 | 0 | 0 | 0 | 0 | 0 | 0 | 0 | 0 | 0 | 0 | 0 | 0 | 0 | 0 | 0 | 0 |  | 0 | 0 | 0 | 0 | 0 | 0 | 0 | 0 | 0 | 0 | 0 | 0 | 0 | 0 | 0 | 0 | 0 | 0 | 0 | 0 | 0 | 0 | 0 | 0 | 0 | 0 | 0 | 0 | 0 | 0 | 1 | 0 | 1 | 0 | 0 | 0 | -1437.69 | -961.1112 | 977.7909 | Collinsville-Tesla 500 kV Line | Collinsville-Tesla 500 kV Line | Collinsville-Tesla 500 kV Line |  | 0 | 0 | 0 | 0 | 0 | 0 | 7207.31 | 7683.8888 | 977.7909 | Collinsville-Tesla 500 kV Line | Collinsville-Tesla 500 kV Line | Collinsville-Tesla 500 kV Line |  | 5 | 1 | YES | 2 | 1 | 1 | NO | 1
PG&E NGBA | Cove Road | 230 | 0 | 0 | 0 | 0 | 0 | 0 | 0 | 0 | 0 | 0 | 0 | 0 | 0 | 0 | 0 | 0 | 0 | 0 | 0 | 0 | 0 | 0 | 0 | 0 | 0 | 0 | 0 | 0 | 0 | 0 | 0 | 0 | 0 | 0 | 0 | 0 | 0 | 0 | 0 | 1 | 0 | 0 | 0 | 0 | 0 | 0 | 0 | 0 | 0 | 0 | 0 | 0 | 0 | 0 | 0 | 0 | 0 | 0 | 0 | 0 | 0 | 0 | 0 | 0 | 0 | 0 | 0 | 0 | 0 | 0 | 0 | 0 | 0 | 0 | 0 | 0 | 0 | 0 | 0 | 0 | 0 | 0 | 0 | 0 | 0 | 0 | 0 | 0 | 0 | 0 | 0 | 0 | 0 | 0 | 0 | 0 | 0 | 0 |  | 0 | 0 | 0 | 0 | 0 | 0 | 0 | 0 | 0 | 0 | 0 | 0 | 0 | 0 | 0 | 0 | 0 | 0 | 0 | 0 | 0 | 0 | 0 | 0 | 0 | 0 | 0 | 0 | 0 | 0 | 1 | 0 | 1 | 0 | 0 | 0 | -1437.69 | -961.1112 | 977.7909 | Collinsville-Tesla 500 kV Line | Collinsville-Tesla 500 kV Line | Collinsville-Tesla 500 kV Line |  | 0 | 0 | 0 | 0 | 0 | 0 | 7207.31 | 7683.8888 | 977.7909 | Collinsville-Tesla 500 kV Line | Collinsville-Tesla 500 kV Line | Collinsville-Tesla 500 kV Line |  | 5 | 1 | YES | 2 | 1 | 1 | NO | 1
PG&E GBA | Coyote | 230 | 0 | 0 | 0 | 0 | 0 | 0 | 0 | 0 | 0 | 0 | 0 | 0 | 0 | 0 | 0 | 0 | 0 | 0 | 0 | 0 | 0 | 0 | 0 | 0 | 0 | 0 | 0 | 0 | 0 | 0 | 0 | 0 | 0 | 0 | 0 | 0 | 0 | 0 | 0 | 0 | 0 | 0 | 0 | 0 | 0 | 0 | 0 | 0 | 0 | 0 | 0 | 0 | 0 | 0 | 0 | 1 | 0 | 0 | 0 | 1 | 0 | 0 | 0 | 0 | 0 | 0 | 0 | 0 | 0 | 0 | 0 | 0 | 0 | 0 | 0 | 0 | 0 | 0 | 0 | 0 | 0 | 0 | 0 | 0 | 0 | 0 | 0 | 0 | 0 | 0 | 0 | 0 | 0 | 0 | 0 | 0 | 0 | 0 |  | 0 | 0 | 0 | 0 | 0 | 0 | 0 | 0 | 0 | 0 | 0 | 0 | 0 | 0 | 0 | 37 | 0 | 0 | 0 | 0 | 0 | 0 | 0 | 0 | 100 | 0 | 0 | 0 | 0 | 1 | 0 | 0 | 0 | 0 | 0 | 0 | 1249.96 | 838.4538 | 1471.1652 | Tesla-Bellota 230 kV line | Tesla-Bellota 230 kV line | Tesla-Bellota 230 kV line |  | 0 | 0 | 0 | 0 | 0 | 0 | 1549.96 | 1138.4538 | 1471.1652 | Tesla-Bellota 230 kV line | Tesla-Bellota 230 kV line | Tesla-Bellota 230 kV line |  | 1 | 1 | NO | 1 | 1 | 1 | NO | 1
PG&E GBA | Crazy Horse Canyon | 115 | 0 | 0 | 0 | 0 | 0 | 0 | 0 | 0 | 0 | 0 | 0 | 0 | 0 | 0 | 0 | 0 | 0 | 0 | 0 | 0 | 0 | 0 | 0 | 0 | 0 | 0 | 0 | 0 | 0 | 0 | 0 | 0 | 0 | 0 | 0 | 0 | 0 | 0 | 0 | 0 | 0 | 0 | 0 | 0 | 0 | 0 | 0 | 0 | 0 | 0 | 0 | 0 | 0 | 0 | 0 | 0 | 0 | 0 | 0 | 0 | 0 | 0 | 0 | 0 | 1 | 0 | 0 | 0 | 0 | 0 | 0 | 0 | 0 | 0 | 0 | 0 | 0 | 0 | 0 | 0 | 0 | 0 | 0 | 0 | 0 | 0 | 0 | 0 | 0 | 0 | 0 | 0 | 0 | 0 | 0 | 0 | 1 | 0 |  | 0 | 0 | 0 | 0 | 0 | 0 | 0 | 0 | 0 | 0 | 0 | 0 | 0 | 0 | 0 | 0 | 0 | 0 | 0 | 0 | 0 | 0 | 0 | 0 | 0 | 0 | 0 | 0 | 0 | 0 | 0 | 0 | 0 | 0 | 0 | 1 | 80 | 133 | -22.5 | Morganhill-Metcalf 115kV Line | Morganhill-Metcalf 115kV Line | Morganhill-Metcalf 115kV Line |  | 0 | 0 | 0 | 0 | 0 | 1 | 80 | 133 | -22.5 | Morganhill-Metcalf 115kV Line | Morganhill-Metcalf 115kV Line | Morganhill-Metcalf 115kV Line |  | 1 | 1 | NO | 1 | 3 | 3 | NO | 3
SDGE | Creelman | 69 | 0 | 0 | 0 | 0 | 0 | 0 | 0 | 0 | 0 | 0 | 0 | 0 | 0 | 0 | 0 | 0 | 0 | 0 | 0 | 0 | 0 | 0 | 0 | 0 | 0 | 1 | 0 | 1 | 0 | 0 | 1 | 0 | 1 | 0 | 0 | 0 | 0 | 1 | 0 | 0 | 0 | 0 | 0 | 0 | 0 | 0 | 0 | 0 | 0 | 0 | 0 | 0 | 0 | 0 | 0 | 0 | 0 | 0 | 0 | 0 | 0 | 0 | 0 | 0 | 0 | 0 | 0 | 0 | 0 | 0 | 0 | 0 | 0 | 0 | 0 | 0 | 0 | 0 | 0 | 0 | 0 | 0 | 0 | 0 | 0 | 0 | 0 | 0 | 0 | 0 | 0 | 0 | 0 | 0 | 0 | 0 | 0 | 2 |  | 0 | 0 | 0 | 0 | 0 | 0 | 0 | 0 | 0 | 0 | 0 | 0 | 0 | 0 | 0 | 0 | 0 | 0 | 0 | 0 | 0 | 0 | 0 | 0 | 0 | 0 | 7.36 | 0 | 0 | 1 | 0 | 1 | 0 | 1 | 0 | 0 | -99.1 | -698.67 | 482.1964 | San Luis Rey-San Onofre 230 kV line constraint | San Luis Rey-San Onofre 230 kV line constraint | El Cajon 69 kV constraint |  | 0 | 1 | 0 | 1 | 0 | 0 | -99.1 | -698.67 | 482.1964 | San Luis Rey-San Onofre 230 kV line constraint | San Luis Rey-San Onofre 230 kV line constraint | El Cajon 69 kV constraint |  | 4 | 4 | NO | 4 | 1 | 1 | NO | 1
PG&E FRESNO | Crescent | 70 | 0 | 0 | 0 | 0 | 0 | 0 | 0 | 0 | 0 | 0 | 0 | 0 | 0 | 0 | 0 | 0 | 0 | 0 | 0 | 0 | 0 | 0 | 0 | 0 | 0 | 0 | 0 | 0 | 0 | 0 | 0 | 0 | 0 | 0 | 0 | 0 | 0 | 0 | 0 | 0 | 0 | 0 | 0 | 0 | 0 | 1 | 0 | 0 | 0 | 0 | 0 | 0 | 0 | 0 | 0 | 0 | 0 | 0 | 0 | 0 | 0 | 0 | 0 | 0 | 0 | 0 | 0 | 0 | 0 | 0 | 0 | 0 | 0 | 0 | 0 | 0 | 0 | 0 | 1 | 1 | 0 | 1 | 0 | 0 | 0 | 1 | 0 | 0 | 0 | 1 | 0 | 1 | 0 | 0 | 0 | 0 | 0 | 1 |  | 0 | 0 | 0 | 0 | 0 | 0 | 0 | 0 | 0 | 0 | 0 | 0 | 0 | 0 | 0 | 0 | 0 | 0 | 0 | 0 | 0 | 0 | 0 | 0 | 0 | 35 | 35 | 0 | 0 | 1 | 2 | 0 | 4 | 0 | 3 | 0 | -516.8 | -4911.332 | -3937.2282 | Borden-Storey #1 230kV line | Gates 500/230kV TB #11 | Gates 500/230kV TB #11 |  | 0 | 0 | 0 | 0 | 0 | 0 | 3 | 20.5 | 135.35 | Helm 230/70kV TB #1 | Helm 230/70kV TB #1 | Helm 230/70kV TB #1 |  | 5 | 1 | YES | 2 | 5 | 1 | YES | 2
PG&E FRESNO | Cressey | 115 | 0 | 0 | 0 | 0 | 0 | 0 | 0 | 0 | 0 | 0 | 0 | 0 | 0 | 0 | 0 | 0 | 0 | 0 | 0 | 0 | 0 | 0 | 0 | 0 | 0 | 0 | 0 | 0 | 0 | 0 | 0 | 0 | 0 | 0 | 0 | 0 | 0 | 0 | 0 | 0 | 0 | 0 | 0 | 0 | 0 | 1 | 0 | 0 | 0 | 0 | 0 | 0 | 0 | 0 | 0 | 0 | 0 | 0 | 0 | 1 | 0 | 0 | 0 | 0 | 0 | 0 | 0 | 0 | 0 | 0 | 0 | 0 | 0 | 0 | 0 | 0 | 0 | 0 | 0 | 1 | 0 | 1 | 1 | 1 | 0 | 1 | 0 | 1 | 0 | 0 | 0 | 0 | 1 | 0 | 0 | 0 | 0 | 1 |  | 0 | 0 | 0 | 0 | 0 | 0 | 0 | 0 | 0 | 0 | 0 | 0 | 0 | 0 | 0 | 0 | 0 | 0 | 0 | 0 | 0 | 0 | 0 | 0 | 0 | 0 | 0 | 0 | 0 | 0 | 2 | 0 | 3 | 0 | 1 | 0 | -194.5 | -4911.332 | -3937.2282 | Bellota-Weber 230kV line | Gates 500/230kV TB #11 | Gates 500/230kV TB #11 |  | 0 | 0 | 0 | 0 | 0 | 0 | 265.5 | 38.76 | 126.1276 | Bellota-Weber 230kV line | Los Banos 500/230kV TB | Oro Loma-El Nido 115kV Line |  | 5 | 1 | YES | 2 | 5 | 1 | YES | 2
PG&E NGBA | Cresta | 230 | 0 | 0 | 0 | 0 | 0 | 0 | 0 | 0 | 0 | 0 | 0 | 0 | 0 | 0 | 0 | 0 | 0 | 0 | 0 | 0 | 0 | 0 | 0 | 0 | 0 | 0 | 0 | 0 | 0 | 0 | 0 | 0 | 0 | 0 | 0 | 0 | 0 | 0 | 0 | 1 | 1 | 0 | 1 | 0 | 1 | 1 | 1 | 1 | 0 | 0 | 0 | 0 | 0 | 0 | 0 | 0 | 0 | 0 | 0 | 1 | 1 | 0 | 0 | 0 | 0 | 0 | 0 | 0 | 0 | 0 | 0 | 0 | 0 | 0 | 0 | 0 | 0 | 0 | 0 | 0 | 0 | 0 | 0 | 0 | 0 | 0 | 0 | 0 | 0 | 0 | 0 | 0 | 0 | 0 | 0 | 0 | 0 | 0 |  | 0 | 0 | 0 | 0 | 0 | 0 | 0 | 0 | 0 | 0 | 0 | 0 | 0 | 0 | 0 | 0 | 0 | 0 | 0 | 0 | 0 | 0 | 0 | 0 | 0 | 0 | 0 | 0 | 0 | 0 | 3 | 0 | 2 | 0 | 0 | 1 | -1437.69 | -961.1112 | -75.76 | Collinsville-Tesla 500 kV Line | Collinsville-Tesla 500 kV Line | Woodland- Davis 115kV line |  | 1 | 0 | 0 | 0 | 0 | 1 | -29.55 | 38.65 | -75.76 | Woodland- Davis 115kV line | Woodland- Davis 115kV line | Woodland- Davis 115kV line |  | 5 | 5 | NO | 5 | 3 | 3 | NO | 3
SDGE | Crestwood | 69 | 0 | 0 | 0 | 0 | 0 | 0 | 0 | 0 | 0 | 0 | 0 | 0 | 0 | 0 | 0 | 0 | 0 | 0 | 0 | 0 | 0 | 0 | 0 | 0 | 0 | 0 | 0 | 1 | 0 | 1 | 1 | 0 | 1 | 0 | 0 | 0 | 1 | 0 | 0 | 0 | 0 | 0 | 0 | 0 | 0 | 0 | 0 | 0 | 0 | 0 | 0 | 0 | 0 | 0 | 0 | 0 | 0 | 0 | 0 | 0 | 0 | 0 | 0 | 0 | 0 | 0 | 0 | 0 | 0 | 0 | 0 | 0 | 0 | 0 | 0 | 0 | 0 | 0 | 0 | 0 | 0 | 0 | 0 | 0 | 0 | 0 | 0 | 0 | 0 | 0 | 0 | 0 | 0 | 0 | 0 | 0 | 0 | 3 |  | 0 | 0 | 0 | 0 | 0 | 0 | 0 | 0 | 0 | 0 | 0 | 0 | 0 | 0 | 0 | 0 | 0 | 0 | 0 | 0 | 0 | 0 | 0 | 0 | 0 | 0 | 0 | 0 | 0 | 0 | 0 | 1 | 0 | 2 | 0 | 0 | -99.1 | -698.67 | 216.1064 | San Luis Rey-San Onofre 230 kV line constraint | San Luis Rey-San Onofre 230 kV line constraint | Silvergate-Old Town 230 kV constraint |  | 0 | 1 | 0 | 2 | 0 | 0 | -99.1 | -698.67 | 216.1064 | San Luis Rey-San Onofre 230 kV line constraint | San Luis Rey-San Onofre 230 kV line constraint | Silvergate-Old Town 230 kV constraint |  | 4 | 4 | NO | 4 | 1 | 1 | NO | 1
PG&E GBA | Crow Creek | 60 | 0 | 0 | 0 | 0 | 0 | 0 | 0 | 0 | 0 | 0 | 0 | 0 | 0 | 0 | 0 | 0 | 0 | 0 | 0 | 0 | 0 | 0 | 0 | 0 | 0 | 0 | 0 | 0 | 0 | 0 | 0 | 0 | 0 | 0 | 0 | 0 | 0 | 0 | 0 | 0 | 0 | 0 | 0 | 0 | 0 | 1 | 0 | 0 | 0 | 0 | 0 | 0 | 0 | 0 | 0 | 1 | 0 | 1 | 0 | 1 | 0 | 0 | 1 | 1 | 0 | 1 | 0 | 0 | 0 | 0 | 0 | 0 | 0 | 0 | 0 | 0 | 0 | 0 | 0 | 0 | 0 | 0 | 0 | 0 | 0 | 0 | 0 | 0 | 0 | 0 | 0 | 0 | 0 | 0 | 0 | 0 | 0 | 0 |  | 0 | 0 | 0 | 0 | 0 | 0 | 0 | 0 | 0 | 6 | 14 | 20 | 0 | 0 | 1 | 0 | 0 | 0 | 0 | 0 | 0 | 0 | 0 | 0 | 6 | 14 | 20 | 0 | 0 | 1 | 2 | 0 | 2 | 0 | 0 | 0 | -194.5 | -212.19 | 100.712 | Bellota-Weber 230kV line | Bellota-Weber 230kV line | Tesla-Salado 115 kV line |  | 1 | 0 | 1 | 0 | 0 | 0 | -52.2 | -4.83 | 100.712 | Kasson Jct-Heinz 115 kV line | Tesla-Salado 115 kV line | Tesla-Salado 115 kV line |  | 5 | 5 | NO | 5 | 1 | 1 | NO | 1
PG&E GBA | Crows Landing | 60 | 0 | 0 | 0 | 0 | 0 | 0 | 0 | 0 | 0 | 0 | 0 | 0 | 0 | 0 | 0 | 0 | 0 | 0 | 0 | 0 | 0 | 0 | 0 | 0 | 0 | 0 | 0 | 0 | 0 | 0 | 0 | 0 | 0 | 0 | 0 | 0 | 0 | 0 | 0 | 0 | 0 | 0 | 0 | 0 | 0 | 1 | 0 | 0 | 0 | 0 | 0 | 0 | 0 | 0 | 0 | 1 | 0 | 1 | 0 | 1 | 0 | 0 | 1 | 1 | 0 | 1 | 0 | 0 | 0 | 0 | 0 | 0 | 0 | 0 | 0 | 0 | 0 | 0 | 0 | 0 | 0 | 0 | 0 | 0 | 0 | 0 | 0 | 0 | 0 | 0 | 0 | 0 | 0 | 0 | 0 | 0 | 0 | 0 |  | 0 | 0 | 0 | 0 | 0 | 0 | 0 | 0 | 0 | 0 | 0 | 0 | 0 | 0 | 0 | 0 | 0 | 0 | 0 | 0 | 0 | 0 | 0 | 0 | 0 | 0 | 0 | 0 | 0 | 0 | 2 | 0 | 2 | 0 | 0 | 0 | -194.5 | -212.19 | 100.712 | Bellota-Weber 230kV line | Bellota-Weber 230kV line | Tesla-Salado 115 kV line |  | 1 | 0 | 1 | 0 | 0 | 0 | -52.2 | -4.83 | 100.712 | Kasson Jct-Heinz 115 kV line | Tesla-Salado 115 kV line | Tesla-Salado 115 kV line |  | 5 | 5 | NO | 5 | 1 | 1 | NO | 1
PG&E GBA | Curtis | 115 | 0 | 0 | 0 | 0 | 0 | 0 | 0 | 0 | 0 | 0 | 0 | 0 | 0 | 0 | 0 | 0 | 0 | 0 | 0 | 0 | 0 | 0 | 0 | 0 | 0 | 0 | 0 | 0 | 0 | 0 | 0 | 0 | 0 | 0 | 0 | 0 | 0 | 0 | 0 | 0 | 0 | 0 | 0 | 0 | 0 | 1 | 0 | 0 | 0 | 0 | 0 | 0 | 0 | 0 | 0 | 1 | 0 | 1 | 0 | 1 | 0 | 0 | 0 | 0 | 0 | 1 | 0 | 0 | 0 | 0 | 0 | 0 | 0 | 0 | 0 | 0 | 0 | 0 | 0 | 0 | 0 | 0 | 0 | 0 | 0 | 0 | 0 | 0 | 0 | 0 | 0 | 0 | 0 | 0 | 0 | 0 | 0 | 0 |  | 0 | 0 | 0 | 0 | 0 | 0 | 0 | 0 | 0 | 0 | 0 | 0 | 0 | 0 | 0 | 0 | 0 | 0 | 0 | 0 | 0 | 0 | 0 | 0 | 0 | 0 | 0 | 0 | 0 | 0 | 2 | 0 | 1 | 0 | 0 | 0 | -194.5 | -212.19 | 543.909 | Bellota-Weber 230kV line | Bellota-Weber 230kV line | Kasson Jct-Heinz 115 kV line |  | 1 | 0 | 0 | 0 | 0 | 0 | -52.2 | 5.59 | 543.909 | Kasson Jct-Heinz 115 kV line | Kasson Jct-Heinz 115 kV line | Kasson Jct-Heinz 115 kV line |  | 5 | 5 | NO | 5 | 1 | 1 | NO | 1
PG&E FRESNO | Dairyland | 115 | 0 | 0 | 0 | 0 | 0 | 0 | 0 | 0 | 0 | 0 | 0 | 0 | 0 | 0 | 0 | 0 | 0 | 0 | 0 | 0 | 0 | 0 | 0 | 0 | 0 | 0 | 0 | 0 | 0 | 0 | 0 | 0 | 0 | 0 | 0 | 0 | 0 | 0 | 0 | 0 | 0 | 0 | 0 | 0 | 0 | 1 | 0 | 0 | 0 | 0 | 0 | 0 | 0 | 0 | 0 | 0 | 0 | 0 | 0 | 0 | 0 | 0 | 0 | 0 | 0 | 0 | 0 | 0 | 0 | 0 | 0 | 0 | 0 | 0 | 0 | 0 | 0 | 0 | 0 | 1 | 0 | 1 | 1 | 1 | 0 | 1 | 0 | 1 | 0 | 0 | 0 | 0 | 1 | 0 | 0 | 0 | 0 | 1 |  | 0 | 0 | 0 | 0 | 0 | 0 | 0 | 0 | 0 | 0 | 0 | 0 | 0 | 0 | 0 | 0 | 0 | 0 | 0 | 0 | 0 | 0 | 0 | 0 | 0 | 0 | 0 | 0 | 0 | 0 | 2 | 0 | 3 | 0 | 1 | 0 | -194.5 | -4911.332 | -3937.2282 | Bellota-Weber 230kV line | Gates 500/230kV TB #11 | Gates 500/230kV TB #11 |  | 0 | 0 | 0 | 0 | 0 | 0 | 265.5 | 38.76 | 126.1276 | Bellota-Weber 230kV line | Los Banos 500/230kV TB | Oro Loma-El Nido 115kV Line |  | 5 | 1 | YES | 2 | 5 | 1 | YES | 2
PG&E NGBA | Davis | 115 | 0 | 0 | 0 | 0 | 0 | 0 | 0 | 0 | 0 | 0 | 0 | 0 | 0 | 0 | 0 | 0 | 0 | 0 | 0 | 0 | 0 | 0 | 0 | 0 | 0 | 0 | 0 | 0 | 0 | 0 | 0 | 0 | 0 | 0 | 0 | 0 | 0 | 0 | 0 | 1 | 0 | 0 | 0 | 0 | 0 | 0 | 0 | 0 | 0 | 0 | 0 | 0 | 0 | 1 | 1 | 1 | 0 | 0 | 0 | 0 | 0 | 0 | 0 | 0 | 0 | 0 | 1 | 0 | 0 | 0 | 0 | 0 | 0 | 0 | 0 | 0 | 0 | 0 | 0 | 0 | 0 | 0 | 0 | 0 | 0 | 0 | 0 | 0 | 0 | 0 | 0 | 0 | 0 | 0 | 0 | 0 | 0 | 0 |  | 0 | 0 | 0 | 0 | 0 | 0 | 0 | 0 | 0 | 0 | 0 | 0 | 0 | 0 | 0 | 0 | 0 | 0 | 0 | 0 | 0 | 0 | 0 | 0 | 0 | 100 | 0 | 0 | 0 | 1 | 3 | 0 | 2 | 0 | 0 | 0 | -1437.69 | -961.1112 | 317.0526 | Collinsville-Tesla 500 kV Line | Collinsville-Tesla 500 kV Line | Birds Landing-Contra Costa 230kV Line |  | 0 | 0 | 0 | 0 | 0 | 0 | 484.61 | 776.7038 | 317.0526 | Contra Costa- Windmaster 230 kV line | Contra Costa- Windmaster 230 kV line | Birds Landing-Contra Costa 230kV Line |  | 5 | 1 | YES | 2 | 1 | 1 | NO | 1
SCE Metro | Del Amo | 500 | 0 | 0 | 0 | 0 | 0 | 0 | 0 | 0 | 0 | 1 | 0 | 0 | 0 | 0 | 0 | 0 | 0 | 0 | 0 | 0 | 0 | 0 | 0 | 0 | 0 | 0 | 0 | 0 | 0 | 0 | 0 | 0 | 0 | 0 | 0 | 0 | 0 | 0 | 0 | 0 | 0 | 0 | 0 | 0 | 0 | 0 | 0 | 0 | 0 | 0 | 0 | 0 | 0 | 0 | 0 | 0 | 0 | 0 | 0 | 0 | 0 | 0 | 0 | 0 | 0 | 0 | 0 | 0 | 0 | 0 | 0 | 0 | 0 | 0 | 0 | 0 | 0 | 0 | 0 | 0 | 0 | 0 | 0 | 0 | 0 | 0 | 0 | 0 | 0 | 0 | 0 | 0 | 0 | 0 | 0 | 0 | 0 | 0 |  | 0 | 0 | 0 | 0 | 0 | 0 | 0 | 0 | 0 | 0 | 0 | 0 | 0 | 0 | 0 | 0 | 0 | 0 | 0 | 0 | 0 | 0 | 0 | 0 | 0 | 0 | 0 | 912 | 0 | 1 | 0 | 0 | 0 | 0 | 0 | 0 | 3554.7188 | 7968.008 | 22025.8411 | SCE Metro Area Default Constraint | SCE Metro Area Default Constraint | SCE Metro Area Default Constraint |  | 0 | 0 | 0 | 0 | 0 | 0 | 3554.7188 | 7968.008 | 22025.8411 | SCE Metro Area Default Constraint | SCE Metro Area Default Constraint | SCE Metro Area Default Constraint |  | 1 | 1 | NO | 1 | 1 | 1 | NO | 1
SCE Metro | Del Amo | 230 | 0 | 0 | 0 | 0 | 0 | 0 | 0 | 0 | 0 | 1 | 0 | 0 | 0 | 0 | 0 | 0 | 0 | 0 | 0 | 0 | 0 | 0 | 0 | 0 | 0 | 0 | 0 | 0 | 0 | 0 | 0 | 0 | 0 | 0 | 0 | 0 | 0 | 0 | 0 | 0 | 0 | 0 | 0 | 0 | 0 | 0 | 0 | 0 | 0 | 0 | 0 | 0 | 0 | 0 | 0 | 0 | 0 | 0 | 0 | 0 | 0 | 0 | 0 | 0 | 0 | 0 | 0 | 0 | 0 | 0 | 0 | 0 | 0 | 0 | 0 | 0 | 0 | 0 | 0 | 0 | 0 | 0 | 0 | 0 | 0 | 0 | 0 | 0 | 0 | 0 | 0 | 0 | 0 | 0 | 0 | 0 | 0 | 0 |  | 0 | 0 | 0 | 0 | 0 | 0 | 0 | 0 | 0 | 0 | 0 | 0 | 0 | 0 | 0 | 0 | 0 | 0 | 0 | 0 | 0 | 0 | 0 | 0 | 0 | 0 | 0 | 800 | 0 | 1 | 0 | 0 | 0 | 0 | 0 | 0 | 3554.7188 | 7968.008 | 22025.8411 | SCE Metro Area Default Constraint | SCE Metro Area Default Constraint | SCE Metro Area Default Constraint |  | 0 | 0 | 0 | 0 | 0 | 0 | 3554.7188 | 7968.008 | 22025.8411 | SCE Metro Area Default Constraint | SCE Metro Area Default Constraint | SCE Metro Area Default Constraint |  | 1 | 1 | NO | 1 | 1 | 1 | NO | 1
SCE Eastern | Delaney | 500 | 0 | 0 | 0 | 0 | 0 | 0 | 0 | 0 | 0 | 0 | 0 | 0 | 0 | 0 | 0 | 0 | 1 | 1 | 0 | 0 | 0 | 1 | 0 | 0 | 1 | 0 | 0 | 0 | 0 | 0 | 0 | 0 | 0 | 0 | 0 | 0 | 0 | 0 | 0 | 0 | 0 | 0 | 0 | 0 | 0 | 0 | 0 | 0 | 0 | 0 | 0 | 0 | 0 | 0 | 0 | 0 | 0 | 0 | 0 | 0 | 0 | 0 | 0 | 0 | 0 | 0 | 0 | 0 | 0 | 0 | 0 | 0 | 0 | 0 | 0 | 0 | 0 | 0 | 0 | 0 | 0 | 0 | 0 | 0 | 0 | 0 | 0 | 0 | 0 | 0 | 0 | 0 | 0 | 0 | 0 | 0 | 0 | 2 |  | 0 | 0 | 0 | 0 | 0 | 0 | 0 | 0 | 0 | 0 | 0 | 0 | 0 | 0 | 0 | 0 | 0 | 0 | 0 | 0 | 0 | 0 | 0 | 0 | 0 | 1860 | 0 | 340 | 0 | 1 | 1 | 4 | 1 | 4 | 0 | 2 | -4343.191 | -2038.908 | -1396.283 | Lugo - Victorville area constraint | Lugo - Victorville area constraint | Lugo - Victorville area constraint |  | 0 | 6 | 0 | 3 | 0 | 0 | -1492.166 | -373.998 | 377.596 | Serrano-Alberhill-Valley Constraint | Serrano-Alberhill-Valley Constraint | Devers-Red Bluff Constraint |  | 5 | 4 | YES | 4 | 4 | 1 | YES | 2
PG&E NGBA | Delevan | 230 | 0 | 0 | 0 | 0 | 0 | 0 | 0 | 0 | 0 | 0 | 0 | 0 | 0 | 0 | 0 | 0 | 0 | 0 | 0 | 0 | 0 | 0 | 0 | 0 | 0 | 0 | 0 | 0 | 0 | 0 | 0 | 0 | 0 | 0 | 0 | 0 | 0 | 0 | 0 | 1 | 0 | 0 | 0 | 0 | 0 | 0 | 0 | 0 | 0 | 0 | 0 | 0 | 0 | 0 | 0 | 0 | 0 | 0 | 0 | 0 | 0 | 0 | 0 | 0 | 0 | 0 | 1 | 0 | 0 | 0 | 0 | 0 | 0 | 0 | 0 | 0 | 0 | 0 | 0 | 0 | 0 | 0 | 0 | 0 | 0 | 0 | 0 | 0 | 0 | 0 | 0 | 0 | 0 | 0 | 0 | 0 | 0 | 0 |  | 0 | 0 | 0 | 0 | 0 | 0 | 0 | 0 | 0 | 0 | 0 | 0 | 0 | 0 | 0 | 0 | 0 | 0 | 0 | 0 | 0 | 0 | 0 | 0 | 0 | 0 | 0 | 0 | 0 | 0 | 2 | 0 | 2 | 0 | 0 | 0 | -1437.69 | -961.1112 | 317.0526 | Collinsville-Tesla 500 kV Line | Collinsville-Tesla 500 kV Line | Birds Landing-Contra Costa 230kV Line |  | 0 | 0 | 0 | 0 | 0 | 0 | 1432.61 | 1724.7038 | 317.0526 | Birds Landing-Contra Costa 230kV Line | Birds Landing-Contra Costa 230kV Line | Birds Landing-Contra Costa 230kV Line |  | 5 | 1 | YES | 2 | 1 | 1 | NO | 1
PG&E GBA | Delta PP | 230 | 0 | 0 | 0 | 0 | 0 | 0 | 0 | 0 | 0 | 0 | 0 | 0 | 0 | 0 | 0 | 0 | 0 | 0 | 0 | 0 | 0 | 0 | 0 | 0 | 0 | 0 | 0 | 0 | 0 | 0 | 0 | 0 | 0 | 0 | 0 | 0 | 0 | 0 | 0 | 1 | 0 | 0 | 0 | 0 | 0 | 0 | 0 | 0 | 0 | 0 | 0 | 0 | 0 | 1 | 0 | 1 | 0 | 0 | 0 | 0 | 0 | 0 | 0 | 0 | 0 | 1 | 0 | 0 | 0 | 0 | 0 | 0 | 0 | 0 | 0 | 0 | 0 | 0 | 0 | 0 | 0 | 0 | 0 | 0 | 0 | 0 | 0 | 0 | 0 | 0 | 0 | 0 | 0 | 0 | 0 | 0 | 0 | 0 |  | 0 | 0 | 0 | 0 | 0 | 0 | 0 | 0 | 0 | 0 | 0 | 0 | 0 | 0 | 0 | 0 | 0 | 0 | 0 | 0 | 0 | 0 | 0 | 0 | 0 | 0 | 0 | 0 | 0 | 0 | 2 | 0 | 1 | 0 | 0 | 0 | -1437.69 | -961.1112 | 977.7909 | Collinsville-Tesla 500 kV Line | Collinsville-Tesla 500 kV Line | Collinsville-Tesla 500 kV Line |  | 0 | 0 | 0 | 0 | 0 | 0 | 2836.56 | 2405.6138 | 977.7909 | Tesla-Tracy-Pump 230 kV line #2 | Tesla-Tracy-Pump 230 kV line #2 | Collinsville-Tesla 500 kV Line |  | 5 | 1 | YES | 2 | 1 | 1 | NO | 1
EOP | Desert View | 230 | 0 | 0 | 0 | 0 | 0 | 0 | 0 | 0 | 0 | 0 | 0 | 0 | 0 | 0 | 0 | 0 | 0 | 0 | 0 | 0 | 0 | 0 | 1 | 1 | 1 | 0 | 0 | 0 | 0 | 0 | 0 | 0 | 0 | 0 | 0 | 0 | 0 | 0 | 0 | 0 | 0 | 0 | 0 | 0 | 0 | 0 | 0 | 0 | 0 | 0 | 0 | 0 | 0 | 0 | 0 | 0 | 0 | 0 | 0 | 0 | 0 | 0 | 0 | 0 | 0 | 0 | 0 | 0 | 0 | 0 | 0 | 0 | 0 | 0 | 0 | 0 | 0 | 0 | 0 | 0 | 0 | 0 | 0 | 0 | 0 | 0 | 0 | 0 | 0 | 0 | 0 | 0 | 0 | 0 | 0 | 0 | 0 | 2 |  | 0 | 0 | 0 | 0 | 0 | 0 | 0 | 0 | 0 | 0 | 0 | 0 | 0 | 0 | 0 | 0 | 0 | 0 | 0 | 0 | 0 | 0 | 0 | 0 | 0 | 0 | 0 | 0 | 0 | 0 | 1 | 1 | 1 | 0 | 0 | 1 | -4343.191 | -2038.908 | -1396.283 | Lugo - Victorville area constraint | Lugo - Victorville area constraint | Lugo - Victorville area constraint |  | 0 | 1 | 0 | 0 | 0 | 0 | -160.5 | 1398.25 | 3367.55 | Sloan Canyon - Eldorado 500 kV constraint | Sloan Canyon - Eldorado 500 kV constraint | GLW 230kV area constraint |  | 5 | 3 | YES | 3 | 4 | 1 | YES | 2
SCE Eastern | Devers | 230 | 0 | 0 | 0 | 0 | 0 | 0 | 0 | 0 | 0 | 0 | 0 | 0 | 0 | 0 | 0 | 0 | 0 | 0 | 0 | 1 | 0 | 1 | 0 | 0 | 0 | 0 | 0 | 0 | 0 | 0 | 0 | 0 | 0 | 0 | 0 | 0 | 0 | 0 | 0 | 0 | 0 | 0 | 0 | 0 | 0 | 0 | 0 | 0 | 0 | 0 | 0 | 0 | 0 | 0 | 0 | 0 | 0 | 0 | 0 | 0 | 0 | 0 | 0 | 0 | 0 | 0 | 0 | 0 | 0 | 0 | 0 | 0 | 0 | 0 | 0 | 0 | 0 | 0 | 0 | 0 | 0 | 0 | 0 | 0 | 0 | 0 | 0 | 0 | 0 | 0 | 0 | 0 | 0 | 0 | 0 | 0 | 0 | 1 |  | 0 | 0 | 57 | 0 | 0 | 0 | 0 | 0 | 0 | 0 | 0 | 345 | 360 | 0 | 1 | 0 | 0 | 57 | 0 | 0 | 0 | 0 | 0 | 0 | 300 | 0 | 545 | 460 | 0 | 1 | 1 | 2 | 1 | 2 | 0 | 0 | -3014.166 | -2815.89 | 3968.39 | Serrano-Alberhill-Valley Constraint | Etiwanda-Rancho Vista Constraint | Etiwanda-Rancho Vista Constraint |  | 1 | 3 | 1 | 3 | 0 | 0 | -1492.166 | -2815.89 | 3968.39 | Serrano-Alberhill-Valley Constraint | Etiwanda-Rancho Vista Constraint | Etiwanda-Rancho Vista Constraint |  | 5 | 5 | NO | 5 | 1 | 1 | NO | 1
SCE Eastern | Devers | 500 | 0 | 0 | 0 | 0 | 0 | 0 | 0 | 0 | 0 | 0 | 0 | 0 | 0 | 0 | 0 | 0 | 0 | 0 | 0 | 1 | 0 | 1 | 0 | 0 | 0 | 0 | 0 | 0 | 0 | 0 | 0 | 0 | 0 | 0 | 0 | 0 | 0 | 0 | 0 | 0 | 0 | 0 | 0 | 0 | 0 | 0 | 0 | 0 | 0 | 0 | 0 | 0 | 0 | 0 | 0 | 0 | 0 | 0 | 0 | 0 | 0 | 0 | 0 | 0 | 0 | 0 | 0 | 0 | 0 | 0 | 0 | 0 | 0 | 0 | 0 | 0 | 0 | 0 | 0 | 0 | 0 | 0 | 0 | 0 | 0 | 0 | 0 | 0 | 0 | 0 | 0 | 0 | 0 | 0 | 0 | 0 | 0 | 1 |  | 0 | 0 | 0 | 0 | 0 | 0 | 0 | 0 | 0 | 0 | 0 | 0 | 0 | 0 | 0 | 0 | 0 | 0 | 0 | 0 | 0 | 0 | 0 | 0 | 0 | 0 | 0 | 0 | 0 | 0 | 1 | 2 | 1 | 2 | 0 | 0 | -3014.166 | -2815.89 | 3968.39 | Serrano-Alberhill-Valley Constraint | Etiwanda-Rancho Vista Constraint | Etiwanda-Rancho Vista Constraint |  | 1 | 3 | 1 | 3 | 0 | 0 | -1492.166 | -2815.89 | 3968.39 | Serrano-Alberhill-Valley Constraint | Etiwanda-Rancho Vista Constraint | Etiwanda-Rancho Vista Constraint |  | 5 | 5 | NO | 5 | 1 | 1 | NO | 1
PG&E KERN | Diablo Canyon | 230 | 0 | 0 | 0 | 0 | 0 | 0 | 0 | 0 | 0 | 0 | 0 | 0 | 0 | 0 | 0 | 0 | 0 | 0 | 0 | 0 | 0 | 0 | 0 | 0 | 0 | 0 | 0 | 0 | 0 | 0 | 0 | 0 | 0 | 0 | 0 | 0 | 0 | 0 | 0 | 0 | 0 | 0 | 0 | 0 | 0 | 0 | 0 | 0 | 0 | 0 | 0 | 0 | 0 | 0 | 0 | 0 | 0 | 0 | 0 | 0 | 0 | 0 | 0 | 0 | 0 | 0 | 0 | 1 | 1 | 0 | 0 | 0 | 0 | 0 | 0 | 0 | 0 | 0 | 0 | 1 | 0 | 0 | 0 | 0 | 0 | 1 | 0 | 0 | 0 | 0 | 0 | 0 | 0 | 0 | 0 | 1 | 0 | 1 |  | 0 | 0 | 0 | 0 | 0 | 0 | 0 | 0 | 0 | 0 | 0 | 0 | 0 | 0 | 0 | 0 | 0 | 0 | 0 | 0 | 0 | 0 | 0 | 0 | 0 | 0 | 0 | 0 | 0 | 0 | 0 | 0 | 1 | 0 | 1 | 0 | 120.85 | -4911.332 | -3937.2282 | Cal Flat-Gates 230 kV line | Gates 500/230kV TB #11 | Gates 500/230kV TB #11 |  | 0 | 0 | 0 | 0 | 0 | 0 | 120.85 | 38.76 | 251.3788 | Cal Flat-Gates 230 kV line | Los Banos 500/230kV TB | Gates-Arco 230 kV Line |  | 5 | 1 | YES | 2 | 5 | 1 | YES | 2
PG&E KERN | Diablo Canyon | 500 | 0 | 0 | 0 | 0 | 0 | 0 | 0 | 0 | 0 | 0 | 0 | 0 | 0 | 0 | 0 | 0 | 0 | 0 | 0 | 0 | 0 | 0 | 0 | 0 | 0 | 0 | 0 | 0 | 0 | 0 | 0 | 0 | 0 | 0 | 0 | 0 | 0 | 0 | 0 | 0 | 0 | 0 | 0 | 0 | 0 | 0 | 0 | 0 | 0 | 0 | 0 | 0 | 0 | 0 | 0 | 0 | 0 | 0 | 0 | 0 | 0 | 0 | 0 | 0 | 0 | 0 | 0 | 0 | 0 | 0 | 0 | 0 | 0 | 0 | 0 | 0 | 0 | 0 | 0 | 0 | 0 | 0 | 0 | 0 | 0 | 0 | 0 | 0 | 0 | 0 | 0 | 0 | 0 | 1 | 1 | 0 | 0 | 0 |  | 0 | 0 | 0 | 0 | 0 | 0 | 0 | 0 | 0 | 0 | 0 | 0 | 0 | 0 | 0 | 0 | 0 | 0 | 0 | 0 | 0 | 0 | 0 | 0 | 0 | 0 | 0 | 0 | 0 | 0 | 0 | 0 | 1 | 0 | 0 | 1 | 2470.77 | -1309.512 | -1847.2316 | Mustang-Henrietta 230 kV line | Mustang-Henrietta 230 kV line | Mustang-Henrietta 230 kV line |  | 0 | 0 | 0 | 0 | 0 | 0 | 4949.77 | 1169.488 | 631.7684 | Mustang-Henrietta 230 kV line | Mustang-Henrietta 230 kV line | Mustang-Henrietta 230 kV line |  | 5 | 1 | YES | 2 | 4 | 1 | YES | 2
PG&E KERN | Divide | 115 | 0 | 0 | 0 | 0 | 0 | 0 | 0 | 0 | 0 | 0 | 0 | 0 | 0 | 0 | 0 | 0 | 0 | 0 | 0 | 0 | 0 | 0 | 0 | 0 | 0 | 0 | 0 | 0 | 0 | 0 | 0 | 0 | 0 | 0 | 0 | 0 | 0 | 0 | 0 | 0 | 0 | 0 | 0 | 0 | 0 | 0 | 0 | 0 | 0 | 0 | 0 | 0 | 0 | 0 | 0 | 0 | 0 | 0 | 0 | 0 | 0 | 0 | 0 | 0 | 0 | 0 | 0 | 1 | 1 | 0 | 0 | 0 | 0 | 0 | 0 | 0 | 0 | 0 | 0 | 1 | 0 | 0 | 0 | 0 | 0 | 1 | 0 | 0 | 0 | 0 | 0 | 0 | 0 | 0 | 0 | 1 | 0 | 1 |  | 0 | 0 | 0 | 0 | 0 | 0 | 0 | 0 | 0 | 0 | 0 | 0 | 0 | 0 | 0 | 0 | 0 | 0 | 0 | 0 | 0 | 0 | 0 | 0 | 0 | 0 | 0 | 0 | 0 | 0 | 0 | 0 | 1 | 0 | 1 | 0 | 120.85 | -4911.332 | -3937.2282 | Cal Flat-Gates 230 kV line | Gates 500/230kV TB #11 | Gates 500/230kV TB #11 |  | 0 | 0 | 0 | 0 | 0 | 0 | 120.85 | 38.76 | 251.3788 | Cal Flat-Gates 230 kV line | Los Banos 500/230kV TB | Gates-Arco 230 kV Line |  | 5 | 1 | YES | 2 | 5 | 1 | YES | 2
PG&E GBA | Dixon Landing | 115 | 0 | 0 | 0 | 0 | 0 | 0 | 0 | 0 | 0 | 0 | 0 | 0 | 0 | 0 | 0 | 0 | 0 | 0 | 0 | 0 | 0 | 0 | 0 | 0 | 0 | 0 | 0 | 0 | 0 | 0 | 0 | 0 | 0 | 0 | 0 | 0 | 0 | 0 | 0 | 0 | 0 | 0 | 0 | 0 | 0 | 0 | 0 | 0 | 0 | 0 | 0 | 0 | 0 | 0 | 0 | 1 | 0 | 0 | 0 | 1 | 0 | 0 | 0 | 0 | 0 | 0 | 0 | 0 | 0 | 0 | 0 | 0 | 0 | 0 | 0 | 0 | 0 | 0 | 0 | 0 | 0 | 0 | 0 | 0 | 0 | 0 | 0 | 0 | 0 | 0 | 0 | 0 | 0 | 0 | 0 | 0 | 0 | 0 |  | 0 | 0 | 0 | 0 | 0 | 0 | 0 | 0 | 0 | 0 | 0 | 0 | 0 | 0 | 0 | 23 | 0 | 0 | 0 | 0 | 0 | 0 | 0 | 0 | 0 | 0 | 0 | 0 | 0 | 1 | 0 | 0 | 0 | 0 | 0 | 0 | 1249.96 | 838.4538 | 1471.1652 | Tesla-Bellota 230 kV line | Tesla-Bellota 230 kV line | Tesla-Bellota 230 kV line |  | 0 | 0 | 0 | 0 | 0 | 0 | 1549.96 | 1138.4538 | 1471.1652 | Tesla-Bellota 230 kV line | Tesla-Bellota 230 kV line | Tesla-Bellota 230 kV line |  | 1 | 1 | NO | 1 | 1 | 1 | NO | 1
PG&E FRESNO | Dos Amigos | 230 | 0 | 0 | 0 | 0 | 0 | 0 | 0 | 0 | 0 | 0 | 0 | 0 | 0 | 0 | 0 | 0 | 0 | 0 | 0 | 0 | 0 | 0 | 0 | 0 | 0 | 0 | 0 | 0 | 0 | 0 | 0 | 0 | 0 | 0 | 0 | 0 | 0 | 0 | 0 | 0 | 0 | 0 | 0 | 0 | 0 | 0 | 0 | 0 | 0 | 0 | 0 | 0 | 0 | 0 | 0 | 0 | 0 | 0 | 0 | 0 | 0 | 0 | 0 | 0 | 0 | 0 | 0 | 0 | 0 | 0 | 0 | 0 | 0 | 0 | 0 | 0 | 0 | 0 | 1 | 0 | 0 | 0 | 0 | 0 | 0 | 1 | 0 | 0 | 0 | 0 | 0 | 0 | 0 | 0 | 0 | 0 | 0 | 1 |  | 0 | 0 | 0 | 0 | 0 | 0 | 0 | 0 | 0 | 0 | 0 | 0 | 0 | 0 | 0 | 10 | 0 | 0 | 0 | 0 | 0 | 0 | 0 | 3 | 632 | 0 | 0 | 758 | 0 | 1 | 0 | 0 | 1 | 0 | 1 | 0 | 71.87 | -4040.202 | -3868.183 | Gates 500/230kV TB #12 | Gates 500/230kV TB #12 | Gates 500/230kV TB #12 |  | 0 | 0 | 0 | 0 | 0 | 0 | 384.55 | 38.76 | 2974.817 | Los Banos 500/230kV TB | Los Banos 500/230kV TB | Gates 500/230kV TB #12 |  | 5 | 1 | YES | 2 | 5 | 1 | YES | 2
PG&E NGBA | Drum | 115 | 0 | 0 | 0 | 0 | 0 | 0 | 0 | 0 | 0 | 0 | 0 | 0 | 0 | 0 | 0 | 0 | 0 | 0 | 0 | 0 | 0 | 0 | 0 | 0 | 0 | 0 | 0 | 0 | 0 | 0 | 0 | 0 | 0 | 0 | 0 | 0 | 0 | 0 | 0 | 1 | 1 | 0 | 1 | 0 | 0 | 1 | 1 | 1 | 0 | 0 | 0 | 0 | 0 | 0 | 0 | 0 | 0 | 0 | 0 | 1 | 1 | 0 | 0 | 0 | 0 | 0 | 0 | 0 | 0 | 0 | 0 | 0 | 0 | 0 | 0 | 0 | 0 | 0 | 0 | 0 | 0 | 0 | 0 | 0 | 0 | 0 | 0 | 0 | 0 | 0 | 0 | 0 | 0 | 0 | 0 | 0 | 0 | 0 |  | 0 | 0 | 0 | 0 | 0 | 0 | 0 | 0 | 0 | 0 | 0 | 0 | 0 | 0 | 0 | 0 | 0 | 0 | 0 | 0 | 0 | 0 | 0 | 0 | 0 | 0 | 0 | 0 | 0 | 0 | 3 | 0 | 2 | 0 | 0 | 1 | -1437.69 | -961.1112 | -75.76 | Collinsville-Tesla 500 kV Line | Collinsville-Tesla 500 kV Line | Woodland- Davis 115kV line |  | 1 | 0 | 0 | 0 | 0 | 1 | -29.55 | 38.65 | -75.76 | Woodland- Davis 115kV line | Woodland- Davis 115kV line | Woodland- Davis 115kV line |  | 5 | 5 | NO | 5 | 3 | 3 | NO | 3
PG&E GBA | Dumbarton | 115 | 0 | 0 | 0 | 0 | 0 | 0 | 0 | 0 | 0 | 0 | 0 | 0 | 0 | 0 | 0 | 0 | 0 | 0 | 0 | 0 | 0 | 0 | 0 | 0 | 0 | 0 | 0 | 0 | 0 | 0 | 0 | 0 | 0 | 0 | 0 | 0 | 0 | 0 | 0 | 1 | 0 | 0 | 0 | 0 | 0 | 0 | 0 | 0 | 0 | 0 | 0 | 0 | 1 | 0 | 0 | 0 | 0 | 0 | 0 | 0 | 0 | 0 | 0 | 0 | 0 | 0 | 0 | 0 | 0 | 0 | 0 | 0 | 0 | 0 | 0 | 0 | 0 | 0 | 0 | 0 | 0 | 0 | 0 | 0 | 0 | 0 | 0 | 0 | 0 | 0 | 0 | 0 | 0 | 0 | 0 | 0 | 0 | 1 |  | 0 | 0 | 0 | 0 | 0 | 0 | 0 | 0 | 0 | 0 | 0 | 0 | 0 | 0 | 0 | 0 | 0 | 0 | 0 | 0 | 0 | 0 | 0 | 0 | 0 | 0 | 0 | 0 | 0 | 0 | 1 | 0 | 1 | 0 | 0 | 0 | -1437.69 | -961.1112 | 977.7909 | Collinsville-Tesla 500 kV Line | Collinsville-Tesla 500 kV Line | Collinsville-Tesla 500 kV Line |  | 0 | 0 | 0 | 0 | 0 | 0 | 2381.7 | 2366.26 | 977.7909 | Sobrante-Moraga 230 kV line | Sobrante-Moraga 230 kV line | Collinsville-Tesla 500 kV Line |  | 5 | 1 | YES | 2 | 1 | 1 | NO | 1
SCE NOL | Dunn Siding | 115 | 0 | 0 | 0 | 0 | 0 | 0 | 0 | 0 | 0 | 0 | 0 | 1 | 1 | 1 | 0 | 0 | 0 | 0 | 0 | 0 | 0 | 0 | 0 | 0 | 0 | 0 | 0 | 0 | 0 | 0 | 0 | 0 | 0 | 0 | 0 | 0 | 0 | 0 | 0 | 0 | 0 | 0 | 0 | 0 | 0 | 0 | 0 | 0 | 0 | 0 | 0 | 0 | 0 | 0 | 0 | 0 | 0 | 0 | 0 | 0 | 0 | 0 | 0 | 0 | 0 | 0 | 0 | 0 | 0 | 0 | 0 | 0 | 0 | 0 | 0 | 0 | 0 | 0 | 0 | 0 | 0 | 0 | 0 | 0 | 0 | 0 | 0 | 0 | 0 | 0 | 0 | 0 | 0 | 0 | 0 | 0 | 0 | 3 |  | 0 | 0 | 0 | 0 | 0 | 0 | 0 | 0 | 0 | 0 | 0 | 0 | 0 | 0 | 0 | 0 | 0 | 0 | 0 | 0 | 0 | 0 | 0 | 0 | 0 | 0 | 0 | 0 | 0 | 0 | 0 | 2 | 0 | 4 | 0 | 0 | -280.6 | -137.55 | 1093.724 | South of Kramer Area Constraint | Lugo Transformer Area Constraint | South of Kramer Area Constraint |  | 0 | 2 | 0 | 4 | 0 | 0 | -280.6 | -137.55 | 1093.724 | South of Kramer Area Constraint | Lugo Transformer Area Constraint | South of Kramer Area Constraint |  | 4 | 4 | NO | 4 | 1 | 1 | NO | 1
SCE Eastern | Eagle Mountain | 230 | 0 | 0 | 0 | 0 | 0 | 0 | 0 | 0 | 0 | 0 | 0 | 0 | 0 | 0 | 0 | 0 | 0 | 0 | 1 | 1 | 0 | 1 | 0 | 0 | 0 | 0 | 0 | 0 | 0 | 0 | 0 | 0 | 0 | 0 | 0 | 0 | 0 | 0 | 0 | 0 | 0 | 0 | 0 | 0 | 0 | 0 | 0 | 0 | 0 | 0 | 0 | 0 | 0 | 0 | 0 | 0 | 0 | 0 | 0 | 0 | 0 | 0 | 0 | 0 | 0 | 0 | 0 | 0 | 0 | 0 | 0 | 0 | 0 | 0 | 0 | 0 | 0 | 0 | 0 | 0 | 0 | 0 | 0 | 0 | 0 | 0 | 0 | 0 | 0 | 0 | 0 | 0 | 0 | 0 | 0 | 0 | 0 | 1 |  | 0 | 0 | 0 | 0 | 0 | 0 | 0 | 0 | 0 | 0 | 0 | 0 | 0 | 0 | 0 | 0 | 0 | 0 | 0 | 0 | 0 | 0 | 0 | 0 | 0 | 0 | 0 | 0 | 0 | 0 | 2 | 2 | 2 | 2 | 0 | 1 | -3014.166 | -2815.89 | -950.84 | Serrano-Alberhill-Valley Constraint | Etiwanda-Rancho Vista Constraint | Eagle Mountain Constraint |  | 1 | 4 | 1 | 4 | 0 | 1 | -1492.166 | -2815.89 | -950.84 | Serrano-Alberhill-Valley Constraint | Etiwanda-Rancho Vista Constraint | Eagle Mountain Constraint |  | 5 | 5 | NO | 5 | 4 | 4 | NO | 4
PG&E NGBA | Eagle Rock (PGE) | 60 | 0 | 0 | 0 | 0 | 0 | 0 | 0 | 0 | 0 | 0 | 0 | 0 | 0 | 0 | 0 | 0 | 0 | 0 | 0 | 0 | 0 | 0 | 0 | 0 | 0 | 0 | 0 | 0 | 0 | 0 | 0 | 0 | 0 | 0 | 0 | 0 | 0 | 0 | 0 | 1 | 0 | 0 | 0 | 0 | 0 | 0 | 0 | 0 | 0 | 0 | 0 | 0 | 1 | 0 | 0 | 0 | 0 | 0 | 0 | 0 | 0 | 0 | 0 | 0 | 0 | 0 | 1 | 0 | 0 | 0 | 0 | 0 | 0 | 0 | 0 | 0 | 0 | 0 | 0 | 0 | 0 | 0 | 0 | 0 | 0 | 0 | 0 | 0 | 0 | 0 | 0 | 0 | 0 | 0 | 0 | 0 | 0 | 1 |  | 0 | 0 | 0 | 0 | 0 | 0 | 0 | 0 | 0 | 0 | 0 | 0 | 0 | 0 | 0 | 0 | 0 | 0 | 0 | 0 | 0 | 0 | 0 | 0 | 0 | 0 | 0 | 0 | 0 | 0 | 2 | 0 | 2 | 0 | 0 | 0 | -1437.69 | -961.1112 | 317.0526 | Collinsville-Tesla 500 kV Line | Collinsville-Tesla 500 kV Line | Birds Landing-Contra Costa 230kV Line |  | 0 | 0 | 0 | 0 | 0 | 0 | 1432.61 | 1724.7038 | 317.0526 | Birds Landing-Contra Costa 230kV Line | Birds Landing-Contra Costa 230kV Line | Birds Landing-Contra Costa 230kV Line |  | 5 | 1 | YES | 2 | 1 | 1 | NO | 1
PG&E NGBA | Eagle Rock (PGE) | 115 | 0 | 0 | 0 | 0 | 0 | 0 | 0 | 0 | 0 | 0 | 0 | 0 | 0 | 0 | 0 | 0 | 0 | 0 | 0 | 0 | 0 | 0 | 0 | 0 | 0 | 0 | 0 | 0 | 0 | 0 | 0 | 0 | 0 | 0 | 0 | 0 | 0 | 0 | 0 | 1 | 0 | 1 | 0 | 0 | 0 | 0 | 0 | 0 | 0 | 0 | 0 | 0 | 1 | 0 | 1 | 1 | 0 | 0 | 0 | 0 | 0 | 0 | 0 | 0 | 0 | 0 | 1 | 0 | 0 | 0 | 0 | 0 | 0 | 0 | 0 | 0 | 0 | 0 | 0 | 0 | 0 | 0 | 0 | 0 | 0 | 0 | 0 | 0 | 0 | 0 | 0 | 0 | 0 | 0 | 0 | 0 | 0 | 1 |  | -7 | 0 | 0 | 0 | 0 | 0 | 0 | 0 | 0 | 0 | 0 | 0 | 0 | 0 | 1 | 0 | 0 | 0 | 0 | 0 | 0 | 0 | 0 | 0 | 0 | 0 | 0 | 0 | 0 | 0 | 2 | 0 | 2 | 0 | 0 | 0 | -1437.69 | -961.1112 | 317.0526 | Collinsville-Tesla 500 kV Line | Collinsville-Tesla 500 kV Line | Birds Landing-Contra Costa 230kV Line |  | 0 | 0 | 0 | 0 | 0 | 0 | 484.61 | 771.8 | 317.0526 | Contra Costa- Windmaster 230 kV line | Cortina-Eagle Rock 115 kV line | Birds Landing-Contra Costa 230kV Line |  | 5 | 1 | YES | 2 | 1 | 1 | NO | 1
SCE Metro | Eagle Rock (SCE) | 230 | 0 | 0 | 0 | 0 | 0 | 0 | 0 | 0 | 0 | 1 | 0 | 0 | 0 | 0 | 0 | 0 | 0 | 0 | 0 | 0 | 0 | 0 | 0 | 0 | 0 | 0 | 0 | 0 | 0 | 0 | 0 | 0 | 0 | 0 | 0 | 0 | 0 | 0 | 0 | 0 | 0 | 0 | 0 | 0 | 0 | 0 | 0 | 0 | 0 | 0 | 0 | 0 | 0 | 0 | 0 | 0 | 0 | 0 | 0 | 0 | 0 | 0 | 0 | 0 | 0 | 0 | 0 | 0 | 0 | 0 | 0 | 0 | 0 | 0 | 0 | 0 | 0 | 0 | 0 | 0 | 0 | 0 | 0 | 0 | 0 | 0 | 0 | 0 | 0 | 0 | 0 | 0 | 0 | 0 | 0 | 0 | 0 | 0 |  | 0 | 0 | 0 | 0 | 0 | 0 | 0 | 0 | 0 | 0 | 0 | 0 | 0 | 0 | 0 | 0 | 0 | 0 | 0 | 0 | 0 | 0 | 0 | 0 | 0 | 0 | 0 | 590 | 0 | 1 | 0 | 0 | 0 | 0 | 0 | 0 | 3554.7188 | 7968.008 | 22025.8411 | SCE Metro Area Default Constraint | SCE Metro Area Default Constraint | SCE Metro Area Default Constraint |  | 0 | 0 | 0 | 0 | 0 | 0 | 3554.7188 | 7968.008 | 22025.8411 | SCE Metro Area Default Constraint | SCE Metro Area Default Constraint | SCE Metro Area Default Constraint |  | 1 | 1 | NO | 1 | 1 | 1 | NO | 1
PG&E NGBA | East Marysville | 115 | 0 | 0 | 0 | 0 | 0 | 0 | 0 | 0 | 0 | 0 | 0 | 0 | 0 | 0 | 0 | 0 | 0 | 0 | 0 | 0 | 0 | 0 | 0 | 0 | 0 | 0 | 0 | 0 | 0 | 0 | 0 | 0 | 0 | 0 | 0 | 0 | 0 | 0 | 0 | 1 | 0 | 0 | 0 | 0 | 0 | 1 | 0 | 1 | 0 | 0 | 0 | 0 | 0 | 0 | 0 | 0 | 0 | 0 | 0 | 1 | 0 | 0 | 0 | 0 | 0 | 0 | 0 | 0 | 0 | 0 | 0 | 0 | 0 | 0 | 0 | 0 | 0 | 0 | 0 | 0 | 0 | 0 | 0 | 0 | 0 | 0 | 0 | 0 | 0 | 0 | 0 | 0 | 0 | 0 | 0 | 0 | 0 | 0 |  | 0 | 0 | 0 | 0 | 0 | 0 | 0 | 0 | 0 | 0 | 0 | 0 | 0 | 0 | 0 | 0 | 0 | 0 | 0 | 0 | 0 | 0 | 0 | 0 | 0 | 0 | 0 | 0 | 0 | 0 | 2 | 0 | 2 | 0 | 0 | 0 | -1437.69 | -961.1112 | 48.3836 | Collinsville-Tesla 500 kV Line | Collinsville-Tesla 500 kV Line | Rio Oso-Lockeford 230kV line |  | 0 | 0 | 0 | 0 | 0 | 0 | 265.5 | 247.81 | 48.3836 | Bellota-Weber 230kV line | Bellota-Weber 230kV line | Rio Oso-Lockeford 230kV line |  | 5 | 1 | YES | 2 | 1 | 1 | NO | 1
PG&E NGBA | East Nicolaus | 115 | 0 | 0 | 0 | 0 | 0 | 0 | 0 | 0 | 0 | 0 | 0 | 0 | 0 | 0 | 0 | 0 | 0 | 0 | 0 | 0 | 0 | 0 | 0 | 0 | 0 | 0 | 0 | 0 | 0 | 0 | 0 | 0 | 0 | 0 | 0 | 0 | 0 | 0 | 0 | 1 | 0 | 0 | 0 | 0 | 0 | 1 | 0 | 1 | 0 | 0 | 0 | 0 | 0 | 0 | 0 | 0 | 0 | 0 | 0 | 1 | 1 | 0 | 0 | 0 | 0 | 0 | 0 | 0 | 0 | 0 | 0 | 0 | 0 | 0 | 0 | 0 | 0 | 0 | 0 | 0 | 0 | 0 | 0 | 0 | 0 | 0 | 0 | 0 | 0 | 0 | 0 | 0 | 0 | 0 | 0 | 0 | 0 | 0 |  | 0 | 0 | 0 | 0 | 0 | 0 | 0 | 0 | 0 | 0 | 0 | 0 | 0 | 0 | 0 | 0 | 0 | 0 | 0 | 0 | 0 | 0 | 0 | 0 | 0 | 0 | 0 | 0 | 0 | 0 | 2 | 0 | 2 | 0 | 0 | 0 | -1437.69 | -961.1112 | 48.3836 | Collinsville-Tesla 500 kV Line | Collinsville-Tesla 500 kV Line | Rio Oso-Lockeford 230kV line |  | 0 | 0 | 0 | 0 | 0 | 0 | 265.5 | 247.81 | 48.3836 | Bellota-Weber 230kV line | Bellota-Weber 230kV line | Rio Oso-Lockeford 230kV line |  | 5 | 1 | YES | 2 | 1 | 1 | NO | 1
PG&E NGBA | East Nicolaus | 60 | 0 | 0 | 0 | 0 | 0 | 0 | 0 | 0 | 0 | 0 | 0 | 0 | 0 | 0 | 0 | 0 | 0 | 0 | 0 | 0 | 0 | 0 | 0 | 0 | 0 | 0 | 0 | 0 | 0 | 0 | 0 | 0 | 0 | 0 | 0 | 0 | 0 | 0 | 0 | 1 | 0 | 0 | 0 | 0 | 0 | 1 | 0 | 1 | 0 | 0 | 0 | 0 | 0 | 0 | 0 | 0 | 0 | 0 | 0 | 1 | 1 | 0 | 0 | 0 | 0 | 0 | 0 | 0 | 0 | 0 | 0 | 0 | 0 | 0 | 0 | 0 | 0 | 0 | 0 | 0 | 0 | 0 | 0 | 0 | 0 | 0 | 0 | 0 | 0 | 0 | 0 | 0 | 0 | 0 | 0 | 0 | 0 | 0 |  | 0 | 0 | 0 | 0 | 0 | 0 | 0 | 0 | 0 | 0 | 0 | 0 | 0 | 0 | 0 | 0 | 0 | 0 | 0 | 0 | 0 | 0 | 0 | 0 | 0 | 0 | 0 | 0 | 0 | 0 | 2 | 0 | 2 | 0 | 0 | 0 | -1437.69 | -961.1112 | 48.3836 | Collinsville-Tesla 500 kV Line | Collinsville-Tesla 500 kV Line | Rio Oso-Lockeford 230kV line |  | 0 | 0 | 0 | 0 | 0 | 0 | 265.5 | 247.81 | 48.3836 | Bellota-Weber 230kV line | Bellota-Weber 230kV line | Rio Oso-Lockeford 230kV line |  | 5 | 1 | YES | 2 | 1 | 1 | NO | 1
PG&E GBA | Eastshore | 115 | 0 | 0 | 0 | 0 | 0 | 0 | 0 | 0 | 0 | 0 | 0 | 0 | 0 | 0 | 0 | 0 | 0 | 0 | 0 | 0 | 0 | 0 | 0 | 0 | 0 | 0 | 0 | 0 | 0 | 0 | 0 | 0 | 0 | 0 | 0 | 0 | 0 | 0 | 0 | 1 | 0 | 0 | 0 | 0 | 0 | 0 | 0 | 0 | 0 | 0 | 0 | 0 | 1 | 0 | 0 | 0 | 0 | 0 | 0 | 0 | 0 | 0 | 0 | 0 | 0 | 0 | 0 | 0 | 0 | 0 | 0 | 0 | 0 | 0 | 0 | 0 | 0 | 0 | 0 | 0 | 0 | 0 | 0 | 0 | 0 | 0 | 0 | 0 | 0 | 0 | 0 | 0 | 0 | 0 | 0 | 0 | 0 | 1 |  | 0 | 0 | 0 | 0 | 0 | 0 | 0 | 0 | 0 | 0 | 0 | 0 | 0 | 0 | 0 | 0 | 0 | 0 | 0 | 0 | 0 | 0 | 0 | 0 | 0 | 0 | 0 | 0 | 0 | 0 | 1 | 0 | 1 | 0 | 0 | 0 | -1437.69 | -961.1112 | 977.7909 | Collinsville-Tesla 500 kV Line | Collinsville-Tesla 500 kV Line | Collinsville-Tesla 500 kV Line |  | 0 | 0 | 0 | 0 | 0 | 0 | 2381.7 | 2366.26 | 977.7909 | Sobrante-Moraga 230 kV line | Sobrante-Moraga 230 kV line | Collinsville-Tesla 500 kV Line |  | 5 | 1 | YES | 2 | 1 | 1 | NO | 1
PG&E GBA | Eastshore | 230 | 0 | 0 | 0 | 0 | 0 | 0 | 0 | 0 | 0 | 0 | 0 | 0 | 0 | 0 | 0 | 0 | 0 | 0 | 0 | 0 | 0 | 0 | 0 | 0 | 0 | 0 | 0 | 0 | 0 | 0 | 0 | 0 | 0 | 0 | 0 | 0 | 0 | 0 | 0 | 1 | 0 | 0 | 0 | 0 | 0 | 0 | 0 | 0 | 0 | 1 | 1 | 0 | 1 | 0 | 0 | 1 | 0 | 0 | 0 | 0 | 0 | 1 | 0 | 0 | 0 | 1 | 0 | 0 | 0 | 0 | 0 | 0 | 0 | 0 | 0 | 0 | 0 | 0 | 0 | 0 | 0 | 0 | 0 | 0 | 0 | 0 | 0 | 0 | 0 | 0 | 0 | 0 | 0 | 0 | 0 | 0 | 0 | 3 |  | 0 | 0 | 0 | 0 | 0 | 0 | 0 | 0 | 0 | 0 | 0 | 0 | 0 | 0 | 0 | 0 | 0 | 0 | 0 | 0 | 0 | 0 | 0 | 0 | 0 | 0 | 0 | 0 | 0 | 0 | 1 | 0 | 1 | 0 | 0 | 0 | -1437.69 | -961.1112 | 977.7909 | Collinsville-Tesla 500 kV Line | Collinsville-Tesla 500 kV Line | Collinsville-Tesla 500 kV Line |  | 0 | 0 | 0 | 0 | 0 | 0 | 962.9 | 962.9 | 977.7909 | Grant - Eastshore #2 line 115 kV | Grant - Eastshore #2 line 115 kV | Collinsville-Tesla 500 kV Line |  | 5 | 1 | YES | 2 | 1 | 1 | NO | 1
SDGE | ECO | 138 | 0 | 0 | 0 | 0 | 0 | 0 | 0 | 0 | 0 | 0 | 0 | 0 | 0 | 0 | 0 | 0 | 0 | 0 | 0 | 0 | 0 | 0 | 0 | 0 | 0 | 0 | 0 | 0 | 1 | 0 | 1 | 1 | 1 | 0 | 0 | 1 | 1 | 0 | 0 | 0 | 0 | 0 | 0 | 0 | 0 | 0 | 0 | 0 | 0 | 0 | 0 | 0 | 0 | 0 | 0 | 0 | 0 | 0 | 0 | 0 | 0 | 0 | 0 | 0 | 0 | 0 | 0 | 0 | 0 | 0 | 0 | 0 | 0 | 0 | 0 | 0 | 0 | 0 | 0 | 0 | 0 | 0 | 0 | 0 | 0 | 0 | 0 | 0 | 0 | 0 | 0 | 0 | 0 | 0 | 0 | 0 | 0 | 6 |  | 0 | 0 | 0 | 0 | 0 | 0 | 0 | 0 | 0 | 0 | 0 | 0 | 0 | 0 | 0 | 0 | 0 | 0 | 0 | 0 | 0 | 0 | 0 | 0 | 0 | 100 | 0 | 0 | 0 | 1 | 0 | 1 | 0 | 2 | 0 | 0 | -99.1 | -698.67 | 127.485 | San Luis Rey-San Onofre 230 kV line constraint | San Luis Rey-San Onofre 230 kV line constraint | East of Miguel constraint |  | 0 | 1 | 0 | 2 | 0 | 0 | -99.1 | -698.67 | 127.485 | San Luis Rey-San Onofre 230 kV line constraint | San Luis Rey-San Onofre 230 kV line constraint | East of Miguel constraint |  | 4 | 4 | NO | 4 | 1 | 1 | NO | 1
SDGE | ECO | 230 | 0 | 0 | 0 | 0 | 0 | 0 | 0 | 0 | 0 | 0 | 0 | 0 | 0 | 0 | 0 | 0 | 0 | 0 | 0 | 0 | 0 | 0 | 0 | 0 | 0 | 0 | 0 | 0 | 1 | 0 | 1 | 1 | 1 | 0 | 0 | 1 | 1 | 0 | 0 | 0 | 0 | 0 | 0 | 0 | 0 | 0 | 0 | 0 | 0 | 0 | 0 | 0 | 0 | 0 | 0 | 0 | 0 | 0 | 0 | 0 | 0 | 0 | 0 | 0 | 0 | 0 | 0 | 0 | 0 | 0 | 0 | 0 | 0 | 0 | 0 | 0 | 0 | 0 | 0 | 0 | 0 | 0 | 0 | 0 | 0 | 0 | 0 | 0 | 0 | 0 | 0 | 0 | 0 | 0 | 0 | 0 | 0 | 6 |  | 0 | 0 | 0 | 0 | 0 | 0 | 0 | 0 | 0 | 0 | 0 | 0 | 0 | 0 | 0 | 0 | 0 | 0 | 0 | 0 | 0 | 0 | 0 | 0 | 0 | 0 | 0 | 0 | 0 | 0 | 0 | 1 | 0 | 2 | 0 | 0 | -99.1 | -698.67 | 127.485 | San Luis Rey-San Onofre 230 kV line constraint | San Luis Rey-San Onofre 230 kV line constraint | East of Miguel constraint |  | 0 | 1 | 0 | 2 | 0 | 0 | -99.1 | -698.67 | 127.485 | San Luis Rey-San Onofre 230 kV line constraint | San Luis Rey-San Onofre 230 kV line constraint | East of Miguel constraint |  | 4 | 4 | NO | 4 | 1 | 1 | NO | 1
SDGE | ECO | 500 | 0 | 0 | 0 | 0 | 0 | 0 | 0 | 0 | 0 | 0 | 0 | 0 | 0 | 0 | 0 | 0 | 0 | 0 | 0 | 0 | 0 | 0 | 0 | 0 | 0 | 0 | 0 | 0 | 1 | 0 | 1 | 1 | 1 | 0 | 0 | 1 | 1 | 0 | 0 | 0 | 0 | 0 | 0 | 0 | 0 | 0 | 0 | 0 | 0 | 0 | 0 | 0 | 0 | 0 | 0 | 0 | 0 | 0 | 0 | 0 | 0 | 0 | 0 | 0 | 0 | 0 | 0 | 0 | 0 | 0 | 0 | 0 | 0 | 0 | 0 | 0 | 0 | 0 | 0 | 0 | 0 | 0 | 0 | 0 | 0 | 0 | 0 | 0 | 0 | 0 | 0 | 0 | 0 | 0 | 0 | 0 | 0 | 6 |  | 0 | 0 | 0 | 0 | 0 | 0 | 0 | 0 | 0 | 0 | 0 | 0 | 0 | 0 | 0 | 0 | 0 | 0 | 0 | 0 | 0 | 0 | 0 | 0 | 0 | 0 | 0 | 0 | 0 | 0 | 0 | 1 | 0 | 2 | 0 | 0 | -99.1 | -698.67 | 127.485 | San Luis Rey-San Onofre 230 kV line constraint | San Luis Rey-San Onofre 230 kV line constraint | East of Miguel constraint |  | 0 | 1 | 0 | 2 | 0 | 0 | -99.1 | -698.67 | 127.485 | San Luis Rey-San Onofre 230 kV line constraint | San Luis Rey-San Onofre 230 kV line constraint | East of Miguel constraint |  | 4 | 4 | NO | 4 | 1 | 1 | NO | 1
PG&E GBA | Edenvale | 115 | 0 | 0 | 0 | 0 | 0 | 0 | 0 | 0 | 0 | 0 | 0 | 0 | 0 | 0 | 0 | 0 | 0 | 0 | 0 | 0 | 0 | 0 | 0 | 0 | 0 | 0 | 0 | 0 | 0 | 0 | 0 | 0 | 0 | 0 | 0 | 0 | 0 | 0 | 0 | 0 | 0 | 0 | 0 | 0 | 0 | 0 | 0 | 0 | 0 | 0 | 0 | 0 | 0 | 0 | 0 | 0 | 0 | 0 | 0 | 1 | 0 | 0 | 0 | 0 | 0 | 0 | 0 | 0 | 0 | 0 | 0 | 0 | 0 | 0 | 0 | 0 | 0 | 0 | 0 | 0 | 0 | 0 | 0 | 0 | 0 | 0 | 0 | 0 | 0 | 0 | 0 | 0 | 0 | 0 | 0 | 0 | 1 | 0 |  | 0 | 0 | 0 | 0 | 0 | 0 | 0 | 0 | 0 | 0 | 0 | 0 | 0 | 0 | 0 | 0 | 0 | 0 | 0 | 0 | 0 | 0 | 0 | 0 | 0 | 0 | 0 | 0 | 0 | 0 | 0 | 0 | 0 | 0 | 0 | 0 | 631 | 135.75 | 1471.1652 | NEW-Metcalf-Mosslanding 500kV | NEW-Metcalf-Mosslanding 500kV | Tesla-Bellota 230 kV line |  | 0 | 0 | 0 | 0 | 0 | 0 | 631 | 135.75 | 1471.1652 | NEW-Metcalf-Mosslanding 500kV | NEW-Metcalf-Mosslanding 500kV | Tesla-Bellota 230 kV line |  | 1 | 1 | NO | 1 | 1 | 1 | NO | 1
PG&E GBA | Edes | 115 | 0 | 0 | 0 | 0 | 0 | 0 | 0 | 0 | 0 | 0 | 0 | 0 | 0 | 0 | 0 | 0 | 0 | 0 | 0 | 0 | 0 | 0 | 0 | 0 | 0 | 0 | 0 | 0 | 0 | 0 | 0 | 0 | 0 | 0 | 0 | 0 | 0 | 0 | 0 | 1 | 0 | 0 | 0 | 0 | 0 | 0 | 0 | 0 | 0 | 0 | 0 | 0 | 1 | 0 | 0 | 1 | 0 | 0 | 0 | 0 | 0 | 0 | 0 | 0 | 0 | 0 | 0 | 0 | 0 | 0 | 0 | 0 | 0 | 0 | 0 | 0 | 0 | 0 | 0 | 0 | 0 | 0 | 0 | 0 | 0 | 0 | 0 | 0 | 0 | 0 | 0 | 0 | 0 | 0 | 0 | 0 | 0 | 1 |  | 0 | 0 | 0 | 0 | 0 | 0 | 0 | 0 | 0 | 0 | 0 | 0 | 0 | 0 | 0 | 0 | 0 | 0 | 0 | 0 | 0 | 0 | 0 | 0 | 0 | 0 | 0 | 0 | 0 | 0 | 1 | 0 | 1 | 0 | 0 | 0 | -1437.69 | -961.1112 | 977.7909 | Collinsville-Tesla 500 kV Line | Collinsville-Tesla 500 kV Line | Collinsville-Tesla 500 kV Line |  | 0 | 0 | 0 | 0 | 0 | 0 | 2381.7 | 2366.26 | 977.7909 | Sobrante-Moraga 230 kV line | Sobrante-Moraga 230 kV line | Collinsville-Tesla 500 kV Line |  | 5 | 1 | YES | 2 | 1 | 1 | NO | 1
PG&E GBA | Eight Mile | 230 | 0 | 0 | 0 | 0 | 0 | 0 | 0 | 0 | 0 | 0 | 0 | 0 | 0 | 0 | 0 | 0 | 0 | 0 | 0 | 0 | 0 | 0 | 0 | 0 | 0 | 0 | 0 | 0 | 0 | 0 | 0 | 0 | 0 | 0 | 0 | 0 | 0 | 0 | 0 | 1 | 0 | 0 | 0 | 0 | 0 | 1 | 0 | 1 | 0 | 0 | 0 | 0 | 0 | 0 | 0 | 0 | 0 | 0 | 0 | 1 | 1 | 0 | 0 | 0 | 0 | 0 | 0 | 0 | 0 | 0 | 0 | 0 | 0 | 0 | 0 | 0 | 0 | 0 | 0 | 0 | 0 | 0 | 0 | 0 | 0 | 0 | 0 | 0 | 0 | 0 | 0 | 0 | 0 | 0 | 0 | 0 | 0 | 0 |  | 0 | 0 | 0 | 0 | 0 | 0 | 0 | 0 | 0 | 0 | 0 | 0 | 0 | 0 | 0 | 0 | 0 | 0 | 0 | 0 | 0 | 0 | 0 | 0 | 0 | 1100 | 0 | 0 | 0 | 1 | 2 | 0 | 2 | 0 | 0 | 0 | -1437.69 | -961.1112 | 48.3836 | Collinsville-Tesla 500 kV Line | Collinsville-Tesla 500 kV Line | Rio Oso-Lockeford 230kV line |  | 0 | 0 | 0 | 0 | 0 | 0 | 265.5 | 247.81 | 48.3836 | Bellota-Weber 230kV line | Bellota-Weber 230kV line | Rio Oso-Lockeford 230kV line |  | 5 | 1 | YES | 2 | 1 | 1 | NO | 1
SDGE | El Cajon | 69 | 0 | 0 | 0 | 0 | 0 | 0 | 0 | 0 | 0 | 0 | 0 | 0 | 0 | 0 | 0 | 0 | 0 | 0 | 0 | 0 | 0 | 0 | 0 | 0 | 0 | 0 | 0 | 1 | 1 | 0 | 1 | 0 | 1 | 0 | 0 | 0 | 0 | 0 | 0 | 0 | 0 | 0 | 0 | 0 | 0 | 0 | 0 | 0 | 0 | 0 | 0 | 0 | 0 | 0 | 0 | 0 | 0 | 0 | 0 | 0 | 0 | 0 | 0 | 0 | 0 | 0 | 0 | 0 | 0 | 0 | 0 | 0 | 0 | 0 | 0 | 0 | 0 | 0 | 0 | 0 | 0 | 0 | 0 | 0 | 0 | 0 | 0 | 0 | 0 | 0 | 0 | 0 | 0 | 0 | 0 | 0 | 0 | 3 |  | 0 | 0 | 0 | 0 | 0 | 0 | 0 | 0 | 0 | 0 | 0 | 50 | 0 | 0 | 1 | 0 | 0 | 0 | 0 | 0 | 0 | 0 | 0 | 0 | 0 | 0 | 50 | 0 | 0 | 1 | 0 | 1 | 0 | 1 | 0 | 0 | -99.1 | -698.67 | 482.1964 | San Luis Rey-San Onofre 230 kV line constraint | San Luis Rey-San Onofre 230 kV line constraint | El Cajon 69 kV constraint |  | 0 | 1 | 0 | 1 | 0 | 0 | -99.1 | -698.67 | 482.1964 | San Luis Rey-San Onofre 230 kV line constraint | San Luis Rey-San Onofre 230 kV line constraint | El Cajon 69 kV constraint |  | 4 | 4 | NO | 4 | 1 | 1 | NO | 1
SCE Eastern | El Casco | 230 | 0 | 0 | 0 | 0 | 0 | 0 | 0 | 0 | 0 | 0 | 0 | 0 | 0 | 0 | 0 | 0 | 0 | 0 | 0 | 1 | 0 | 1 | 0 | 0 | 0 | 0 | 0 | 0 | 0 | 0 | 0 | 0 | 0 | 0 | 0 | 0 | 0 | 0 | 0 | 0 | 0 | 0 | 0 | 0 | 0 | 0 | 0 | 0 | 0 | 0 | 0 | 0 | 0 | 0 | 0 | 0 | 0 | 0 | 0 | 0 | 0 | 0 | 0 | 0 | 0 | 0 | 0 | 0 | 0 | 0 | 0 | 0 | 0 | 0 | 0 | 0 | 0 | 0 | 0 | 0 | 0 | 0 | 0 | 0 | 0 | 0 | 0 | 0 | 0 | 0 | 0 | 0 | 0 | 0 | 0 | 0 | 0 | 1 |  | 0 | 0 | 0 | 0 | 0 | 0 | 0 | 0 | 0 | 0 | 0 | 165 | 0 | 0 | 1 | 0 | 0 | 0 | 0 | 0 | 0 | 0 | 0 | 0 | 0 | 0 | 165 | 0 | 0 | 1 | 1 | 2 | 1 | 2 | 0 | 0 | -3014.166 | -2815.89 | 3968.39 | Serrano-Alberhill-Valley Constraint | Etiwanda-Rancho Vista Constraint | Etiwanda-Rancho Vista Constraint |  | 1 | 3 | 1 | 3 | 0 | 0 | -1492.166 | -2815.89 | 3968.39 | Serrano-Alberhill-Valley Constraint | Etiwanda-Rancho Vista Constraint | Etiwanda-Rancho Vista Constraint |  | 5 | 5 | NO | 5 | 1 | 1 | NO | 1
PG&E GBA | El Cerrito G | 115 | 0 | 0 | 0 | 0 | 0 | 0 | 0 | 0 | 0 | 0 | 0 | 0 | 0 | 0 | 0 | 0 | 0 | 0 | 0 | 0 | 0 | 0 | 0 | 0 | 0 | 0 | 0 | 0 | 0 | 0 | 0 | 0 | 0 | 0 | 0 | 0 | 0 | 0 | 0 | 1 | 0 | 0 | 0 | 0 | 0 | 0 | 0 | 0 | 0 | 0 | 0 | 0 | 1 | 0 | 0 | 1 | 0 | 0 | 0 | 0 | 0 | 0 | 0 | 0 | 0 | 0 | 0 | 0 | 0 | 0 | 0 | 0 | 0 | 0 | 0 | 0 | 0 | 0 | 0 | 0 | 0 | 0 | 0 | 0 | 0 | 0 | 0 | 0 | 0 | 0 | 0 | 0 | 0 | 0 | 0 | 0 | 0 | 1 |  | 0 | 0 | 0 | 0 | 0 | 0 | 0 | 0 | 0 | 0 | 0 | 0 | 0 | 0 | 0 | 0 | 0 | 0 | 0 | 0 | 0 | 0 | 0 | 0 | 0 | 0 | 0 | 0 | 0 | 0 | 1 | 0 | 1 | 0 | 0 | 0 | -1437.69 | -961.1112 | 977.7909 | Collinsville-Tesla 500 kV Line | Collinsville-Tesla 500 kV Line | Collinsville-Tesla 500 kV Line |  | 0 | 0 | 0 | 0 | 0 | 0 | 2381.7 | 2366.26 | 977.7909 | Sobrante-Moraga 230 kV line | Sobrante-Moraga 230 kV line | Collinsville-Tesla 500 kV Line |  | 5 | 1 | YES | 2 | 1 | 1 | NO | 1
PG&E NGBA | El Dorado PH | 115 | 0 | 0 | 0 | 0 | 0 | 0 | 0 | 0 | 0 | 0 | 0 | 0 | 0 | 0 | 0 | 0 | 0 | 0 | 0 | 0 | 0 | 0 | 0 | 0 | 0 | 0 | 0 | 0 | 0 | 0 | 0 | 0 | 0 | 0 | 0 | 0 | 0 | 0 | 0 | 1 | 0 | 0 | 0 | 0 | 0 | 1 | 1 | 1 | 0 | 0 | 0 | 0 | 0 | 0 | 0 | 0 | 0 | 0 | 0 | 1 | 1 | 0 | 0 | 0 | 0 | 0 | 0 | 0 | 0 | 0 | 0 | 0 | 0 | 0 | 0 | 0 | 0 | 0 | 0 | 0 | 0 | 0 | 0 | 0 | 0 | 0 | 0 | 0 | 0 | 0 | 0 | 0 | 0 | 0 | 0 | 0 | 0 | 0 |  | 0 | 0 | 0 | 0 | 0 | 0 | 0 | 0 | 0 | 0 | 0 | 0 | 0 | 0 | 0 | 0 | 0 | 0 | 0 | 0 | 0 | 0 | 0 | 0 | 0 | 0 | 0 | 0 | 0 | 0 | 2 | 0 | 2 | 0 | 0 | 0 | -1437.69 | -961.1112 | 48.3836 | Collinsville-Tesla 500 kV Line | Collinsville-Tesla 500 kV Line | Rio Oso-Lockeford 230kV line |  | 0 | 0 | 0 | 0 | 0 | 0 | 265.5 | 247.81 | 48.3836 | Bellota-Weber 230kV line | Bellota-Weber 230kV line | Rio Oso-Lockeford 230kV line |  | 5 | 1 | YES | 2 | 1 | 1 | NO | 1
PG&E FRESNO | El Nido (PGE) | 115 | 0 | 0 | 0 | 0 | 0 | 0 | 0 | 0 | 0 | 0 | 0 | 0 | 0 | 0 | 0 | 0 | 0 | 0 | 0 | 0 | 0 | 0 | 0 | 0 | 0 | 0 | 0 | 0 | 0 | 0 | 0 | 0 | 0 | 0 | 0 | 0 | 0 | 0 | 0 | 0 | 0 | 0 | 0 | 0 | 0 | 1 | 0 | 0 | 0 | 0 | 0 | 0 | 0 | 0 | 0 | 0 | 0 | 0 | 0 | 1 | 0 | 0 | 0 | 0 | 0 | 0 | 0 | 0 | 0 | 0 | 0 | 0 | 0 | 0 | 0 | 0 | 0 | 0 | 1 | 1 | 0 | 1 | 1 | 0 | 1 | 1 | 0 | 1 | 1 | 1 | 0 | 0 | 1 | 0 | 0 | 0 | 0 | 2 |  | 0 | 0 | 0 | 0 | 0 | 0 | 0 | 0 | 0 | 0 | 0 | 0 | 0 | 0 | 0 | 10 | 0 | 0 | 0 | 0 | 0 | 0 | 0 | 3 | 0 | 0 | 0 | 0 | 0 | 1 | 2 | 0 | 4 | 0 | 3 | 0 | -516.8 | -4911.332 | -3937.2282 | Borden-Storey #1 230kV line | Gates 500/230kV TB #11 | Gates 500/230kV TB #11 |  | 0 | 0 | 0 | 0 | 0 | 0 | 265.5 | 38.76 | 126.1276 | Bellota-Weber 230kV line | Los Banos 500/230kV TB | Oro Loma-El Nido 115kV Line |  | 5 | 1 | YES | 2 | 5 | 1 | YES | 2
SCE Metro | El Nido (SCE) | 230 | 0 | 0 | 0 | 0 | 0 | 0 | 0 | 0 | 1 | 1 | 0 | 0 | 0 | 0 | 0 | 0 | 0 | 0 | 0 | 0 | 0 | 0 | 0 | 0 | 0 | 0 | 0 | 0 | 0 | 0 | 0 | 0 | 0 | 0 | 0 | 0 | 0 | 0 | 0 | 0 | 0 | 0 | 0 | 0 | 0 | 0 | 0 | 0 | 0 | 0 | 0 | 0 | 0 | 0 | 0 | 0 | 0 | 0 | 0 | 0 | 0 | 0 | 0 | 0 | 0 | 0 | 0 | 0 | 0 | 0 | 0 | 0 | 0 | 0 | 0 | 0 | 0 | 0 | 0 | 0 | 0 | 0 | 0 | 0 | 0 | 0 | 0 | 0 | 0 | 0 | 0 | 0 | 0 | 0 | 0 | 0 | 0 | 0 |  | 0 | 0 | 0 | 0 | 0 | 0 | 0 | 0 | 0 | 0 | 0 | 0 | 0 | 0 | 0 | 0 | 0 | 0 | 0 | 0 | 0 | 0 | 0 | 0 | 0 | 0 | 0 | 90 | 0 | 1 | 0 | 0 | 0 | 0 | 0 | 0 | 1847.1684 | 1991.844 | 3202.161 | Hinson - Del Amo Constraint | Hinson - Del Amo Constraint | Hinson - Del Amo Constraint |  | 0 | 0 | 0 | 0 | 0 | 0 | 1847.1684 | 1991.844 | 3202.161 | Hinson - Del Amo Constraint | Hinson - Del Amo Constraint | Hinson - Del Amo Constraint |  | 1 | 1 | NO | 1 | 1 | 1 | NO | 1
PG&E GBA | El Patio | 115 | 0 | 0 | 0 | 0 | 0 | 0 | 0 | 0 | 0 | 0 | 0 | 0 | 0 | 0 | 0 | 0 | 0 | 0 | 0 | 0 | 0 | 0 | 0 | 0 | 0 | 0 | 0 | 0 | 0 | 0 | 0 | 0 | 0 | 0 | 0 | 0 | 0 | 0 | 0 | 0 | 0 | 0 | 0 | 0 | 0 | 0 | 0 | 0 | 0 | 0 | 0 | 0 | 0 | 0 | 0 | 1 | 0 | 0 | 0 | 1 | 0 | 0 | 0 | 0 | 0 | 0 | 0 | 0 | 0 | 0 | 0 | 0 | 0 | 0 | 0 | 0 | 0 | 0 | 0 | 0 | 0 | 0 | 0 | 0 | 0 | 0 | 0 | 0 | 0 | 0 | 0 | 0 | 0 | 0 | 0 | 0 | 1 | 0 |  | 0 | 0 | 0 | 0 | 0 | 0 | 0 | 0 | 0 | 0 | 0 | 0 | 0 | 0 | 0 | 0 | 0 | 0 | 0 | 0 | 0 | 0 | 0 | 0 | 0 | 0 | 0 | 0 | 0 | 0 | 0 | 0 | 0 | 0 | 0 | 0 | 631 | 135.75 | 1471.1652 | NEW-Metcalf-Mosslanding 500kV | NEW-Metcalf-Mosslanding 500kV | Tesla-Bellota 230 kV line |  | 0 | 0 | 0 | 0 | 0 | 0 | 631 | 135.75 | 1471.1652 | NEW-Metcalf-Mosslanding 500kV | NEW-Metcalf-Mosslanding 500kV | Tesla-Bellota 230 kV line |  | 1 | 1 | NO | 1 | 1 | 1 | NO | 1
SCE Metro | El Segundo | 230 | 0 | 0 | 0 | 0 | 0 | 0 | 0 | 0 | 0 | 1 | 0 | 0 | 0 | 0 | 0 | 0 | 0 | 0 | 0 | 0 | 0 | 0 | 0 | 0 | 0 | 0 | 0 | 0 | 0 | 0 | 0 | 0 | 0 | 0 | 0 | 0 | 0 | 0 | 0 | 0 | 0 | 0 | 0 | 0 | 0 | 0 | 0 | 0 | 0 | 0 | 0 | 0 | 0 | 0 | 0 | 0 | 0 | 0 | 0 | 0 | 0 | 0 | 0 | 0 | 0 | 0 | 0 | 0 | 0 | 0 | 0 | 0 | 0 | 0 | 0 | 0 | 0 | 0 | 0 | 0 | 0 | 0 | 0 | 0 | 0 | 0 | 0 | 0 | 0 | 0 | 0 | 0 | 0 | 0 | 0 | 0 | 0 | 0 |  | 0 | 0 | 0 | 0 | 0 | 0 | 0 | 0 | 0 | 0 | 0 | 0 | 0 | 0 | 0 | 0 | 0 | 0 | 0 | 0 | 0 | 0 | 0 | 0 | 0 | 0 | 0 | 0 | 0 | 0 | 0 | 0 | 0 | 0 | 0 | 0 | 3554.7188 | 7968.008 | 22025.8411 | SCE Metro Area Default Constraint | SCE Metro Area Default Constraint | SCE Metro Area Default Constraint |  | 0 | 0 | 0 | 0 | 0 | 0 | 3554.7188 | 7968.008 | 22025.8411 | SCE Metro Area Default Constraint | SCE Metro Area Default Constraint | SCE Metro Area Default Constraint |  | 1 | 1 | NO | 1 | 1 | 1 | NO | 1
EOP | Eldorado | 230 | 0 | 0 | 0 | 0 | 0 | 0 | 0 | 0 | 0 | 0 | 0 | 0 | 0 | 0 | 0 | 0 | 0 | 0 | 0 | 0 | 0 | 0 | 0 | 1 | 1 | 0 | 0 | 0 | 0 | 0 | 0 | 0 | 0 | 0 | 0 | 0 | 0 | 0 | 0 | 0 | 0 | 0 | 0 | 0 | 0 | 0 | 0 | 0 | 0 | 0 | 0 | 0 | 0 | 0 | 0 | 0 | 0 | 0 | 0 | 0 | 0 | 0 | 0 | 0 | 0 | 0 | 0 | 0 | 0 | 0 | 0 | 0 | 0 | 0 | 0 | 0 | 0 | 0 | 0 | 0 | 0 | 0 | 0 | 0 | 0 | 0 | 0 | 0 | 0 | 0 | 0 | 0 | 0 | 0 | 0 | 0 | 0 | 1 |  | 0 | 0 | 0 | 0 | 0 | 0 | 0 | 0 | 0 | 0 | 0 | 279 | 0 | 0 | 1 | 472 | 0 | 0 | 0 | 0 | 0 | 0 | 0 | 0 | 0 | 0 | 279 | 0 | 500 | 1 | 1 | 1 | 1 | 0 | 0 | 1 | -4343.191 | -2038.908 | -1396.283 | Lugo - Victorville area constraint | Lugo - Victorville area constraint | Lugo - Victorville area constraint |  | 0 | 1 | 0 | 0 | 0 | 0 | -160.5 | 1398.25 | 3565.626 | Sloan Canyon - Eldorado 500 kV constraint | Sloan Canyon - Eldorado 500 kV constraint | Sloan Canyon - Eldorado 500 kV constraint |  | 5 | 3 | YES | 3 | 4 | 1 | YES | 2
EOP | Eldorado | 500 | 0 | 0 | 0 | 0 | 0 | 0 | 0 | 0 | 0 | 0 | 0 | 0 | 0 | 0 | 0 | 0 | 0 | 0 | 0 | 0 | 0 | 0 | 0 | 0 | 1 | 0 | 0 | 0 | 0 | 0 | 0 | 0 | 0 | 0 | 0 | 0 | 0 | 0 | 0 | 0 | 0 | 0 | 0 | 0 | 0 | 0 | 0 | 0 | 0 | 0 | 0 | 0 | 0 | 0 | 0 | 0 | 0 | 0 | 0 | 0 | 0 | 0 | 0 | 0 | 0 | 0 | 0 | 0 | 0 | 0 | 0 | 0 | 0 | 0 | 0 | 0 | 0 | 0 | 0 | 0 | 0 | 0 | 0 | 0 | 0 | 0 | 0 | 0 | 0 | 0 | 0 | 0 | 0 | 0 | 0 | 0 | 0 | 0 |  | 0 | 0 | 0 | 0 | 0 | 0 | 0 | 0 | 0 | 0 | 0 | 0 | 0 | 0 | 0 | 741 | 0 | 0 | 0 | 1500 | 0 | 0 | 0 | 0 | 0 | 0 | 0 | 0 | 0 | 1 | 1 | 0 | 1 | 0 | 0 | 1 | -4343.191 | -2038.908 | -1396.283 | Lugo - Victorville area constraint | Lugo - Victorville area constraint | Lugo - Victorville area constraint |  | 0 | 0 | 0 | 0 | 0 | 0 | 2456.809 | 4761.092 | 5403.717 | Lugo - Victorville area constraint | Lugo - Victorville area constraint | Lugo - Victorville area constraint |  | 5 | 1 | YES | 2 | 4 | 1 | YES | 2
SCE Northern | Elizabeth Lake | 66 | 0 | 0 | 1 | 0 | 0 | 0 | 0 | 0 | 0 | 0 | 0 | 0 | 0 | 0 | 0 | 0 | 0 | 0 | 0 | 0 | 0 | 0 | 0 | 0 | 1 | 0 | 0 | 0 | 0 | 0 | 0 | 0 | 0 | 0 | 0 | 0 | 0 | 0 | 0 | 0 | 0 | 0 | 0 | 0 | 0 | 0 | 0 | 0 | 0 | 0 | 0 | 0 | 0 | 0 | 0 | 0 | 0 | 0 | 0 | 0 | 0 | 0 | 0 | 0 | 0 | 0 | 0 | 0 | 0 | 0 | 0 | 0 | 0 | 0 | 0 | 0 | 0 | 0 | 0 | 0 | 0 | 0 | 0 | 0 | 0 | 0 | 0 | 0 | 0 | 0 | 0 | 0 | 0 | 0 | 0 | 0 | 0 | 0 |  | 0 | 0 | 0 | 0 | 0 | 0 | 0 | 0 | 0 | 0 | 0 | 0 | 0 | 0 | 0 | 0 | 0 | 0 | 0 | 0 | 0 | 0 | 0 | 0 | 0 | 0 | 0 | 0 | 0 | 0 | 1 | 0 | 1 | 0 | 0 | 1 | -4343.191 | -2038.908 | -1396.283 | Lugo - Victorville area constraint | Lugo - Victorville area constraint | Lugo - Victorville area constraint |  | 0 | 0 | 0 | 0 | 0 | 0 | 1869 | 1450 | 5403.717 | Pardee-Sylmar Constraint | Pardee-Sylmar Constraint | Lugo - Victorville area constraint |  | 5 | 1 | YES | 2 | 4 | 1 | YES | 2
PG&E KERN | Elk Hills | 230 | 0 | 0 | 0 | 0 | 0 | 0 | 0 | 0 | 0 | 0 | 0 | 0 | 0 | 0 | 0 | 0 | 0 | 0 | 0 | 0 | 0 | 0 | 0 | 0 | 0 | 0 | 0 | 0 | 0 | 0 | 0 | 0 | 0 | 0 | 0 | 0 | 0 | 0 | 0 | 0 | 0 | 0 | 0 | 0 | 0 | 0 | 0 | 0 | 0 | 0 | 0 | 0 | 0 | 0 | 0 | 0 | 0 | 0 | 0 | 0 | 0 | 0 | 0 | 0 | 0 | 0 | 0 | 1 | 1 | 0 | 1 | 0 | 0 | 0 | 1 | 0 | 0 | 0 | 1 | 0 | 0 | 0 | 0 | 0 | 0 | 0 | 0 | 0 | 0 | 0 | 0 | 0 | 0 | 0 | 1 | 0 | 0 | 0 |  | 0 | 0 | 0 | 0 | 0 | 0 | 0 | 0 | 0 | 0 | 0 | 0 | 0 | 0 | 0 | 0 | 0 | 0 | 0 | 0 | 0 | 0 | 0 | 0 | 0 | 0 | 0 | 0 | 0 | 0 | 0 | 0 | 2 | 0 | 1 | 1 | 71.87 | -4040.202 | -3868.183 | Gates 500/230kV TB #12 | Gates 500/230kV TB #12 | Gates 500/230kV TB #12 |  | 0 | 0 | 0 | 0 | 0 | 0 | 120.85 | 383.59 | 251.3788 | Cal Flat-Gates 230 kV line | Cal Flat-Gates 230 kV line | Gates-Arco 230 kV Line |  | 5 | 1 | YES | 2 | 5 | 1 | YES | 2
SDGE | Elliot | 69 | 0 | 0 | 0 | 0 | 0 | 0 | 0 | 0 | 0 | 0 | 0 | 0 | 0 | 0 | 0 | 0 | 0 | 0 | 0 | 0 | 0 | 0 | 0 | 0 | 0 | 0 | 0 | 0 | 1 | 0 | 1 | 0 | 1 | 0 | 0 | 0 | 0 | 0 | 0 | 0 | 0 | 0 | 0 | 0 | 0 | 0 | 0 | 0 | 0 | 0 | 0 | 0 | 0 | 0 | 0 | 0 | 0 | 0 | 0 | 0 | 0 | 0 | 0 | 0 | 0 | 0 | 0 | 0 | 0 | 0 | 0 | 0 | 0 | 0 | 0 | 0 | 0 | 0 | 0 | 0 | 0 | 0 | 0 | 0 | 0 | 0 | 0 | 0 | 0 | 0 | 0 | 0 | 0 | 0 | 0 | 0 | 0 | 3 |  | 0 | 0 | 0 | 0 | 0 | 0 | 0 | 0 | 0 | 0 | 0 | 9.75 | 0 | 0 | 1 | 0 | 0 | 0 | 0 | 0 | 0 | 0 | 0 | 0 | 0 | 0 | 9.75 | 0 | 0 | 1 | 0 | 1 | 0 | 1 | 0 | 0 | -99.1 | -698.67 | 1394.7114 | San Luis Rey-San Onofre 230 kV line constraint | San Luis Rey-San Onofre 230 kV line constraint | San Luis Rey-San Onofre 230 kV line constraint |  | 0 | 1 | 0 | 1 | 0 | 0 | -99.1 | -698.67 | 1394.7114 | San Luis Rey-San Onofre 230 kV line constraint | San Luis Rey-San Onofre 230 kV line constraint | San Luis Rey-San Onofre 230 kV line constraint |  | 4 | 4 | NO | 4 | 1 | 1 | NO | 1
SCE Metro | Ellis | 230 | 0 | 0 | 0 | 0 | 0 | 0 | 0 | 0 | 0 | 1 | 0 | 0 | 0 | 0 | 0 | 0 | 0 | 0 | 0 | 0 | 0 | 0 | 0 | 0 | 0 | 0 | 0 | 0 | 0 | 0 | 0 | 0 | 0 | 0 | 0 | 0 | 0 | 0 | 0 | 0 | 0 | 0 | 0 | 0 | 0 | 0 | 0 | 0 | 0 | 0 | 0 | 0 | 0 | 0 | 0 | 0 | 0 | 0 | 0 | 0 | 0 | 0 | 0 | 0 | 0 | 0 | 0 | 0 | 0 | 0 | 0 | 0 | 0 | 0 | 0 | 0 | 0 | 0 | 0 | 0 | 0 | 0 | 0 | 0 | 0 | 0 | 0 | 0 | 0 | 0 | 0 | 0 | 0 | 0 | 0 | 0 | 0 | 0 |  | 0 | 0 | 0 | 0 | 0 | 0 | 0 | 0 | 0 | 0 | 0 | 0 | 0 | 0 | 0 | 0 | 0 | 0 | 0 | 0 | 0 | 0 | 0 | 0 | 0 | 0 | 0 | 0 | 0 | 0 | 0 | 0 | 0 | 0 | 0 | 0 | 3554.7188 | 7968.008 | 22025.8411 | SCE Metro Area Default Constraint | SCE Metro Area Default Constraint | SCE Metro Area Default Constraint |  | 0 | 0 | 0 | 0 | 0 | 0 | 3554.7188 | 7968.008 | 22025.8411 | SCE Metro Area Default Constraint | SCE Metro Area Default Constraint | SCE Metro Area Default Constraint |  | 1 | 1 | NO | 1 | 1 | 1 | NO | 1
SDGE | Encina | 138 | 0 | 0 | 0 | 0 | 0 | 0 | 0 | 0 | 0 | 0 | 0 | 0 | 0 | 0 | 0 | 0 | 0 | 0 | 0 | 0 | 0 | 0 | 0 | 0 | 0 | 0 | 0 | 0 | 0 | 0 | 1 | 0 | 1 | 0 | 0 | 0 | 0 | 0 | 0 | 0 | 0 | 0 | 0 | 0 | 0 | 0 | 0 | 0 | 0 | 0 | 0 | 0 | 0 | 0 | 0 | 0 | 0 | 0 | 0 | 0 | 0 | 0 | 0 | 0 | 0 | 0 | 0 | 0 | 0 | 0 | 0 | 0 | 0 | 0 | 0 | 0 | 0 | 0 | 0 | 0 | 0 | 0 | 0 | 0 | 0 | 0 | 0 | 0 | 0 | 0 | 0 | 0 | 0 | 0 | 0 | 0 | 0 | 2 |  | 0 | 0 | 0 | 0 | 0 | 0 | 0 | 0 | 0 | 0 | 0 | 0 | 0 | 0 | 0 | 0 | 0 | 0 | 0 | 0 | 0 | 0 | 0 | 0 | 0 | 0 | 0 | 0 | 0 | 0 | 0 | 1 | 0 | 1 | 0 | 0 | -99.1 | -698.67 | 1394.7114 | San Luis Rey-San Onofre 230 kV line constraint | San Luis Rey-San Onofre 230 kV line constraint | San Luis Rey-San Onofre 230 kV line constraint |  | 0 | 1 | 0 | 1 | 0 | 0 | -99.1 | -698.67 | 1394.7114 | San Luis Rey-San Onofre 230 kV line constraint | San Luis Rey-San Onofre 230 kV line constraint | San Luis Rey-San Onofre 230 kV line constraint |  | 4 | 4 | NO | 4 | 1 | 1 | NO | 1
SDGE | Encina | 230 | 0 | 0 | 0 | 0 | 0 | 0 | 0 | 0 | 0 | 0 | 0 | 0 | 0 | 0 | 0 | 0 | 0 | 0 | 0 | 0 | 0 | 0 | 0 | 0 | 0 | 0 | 0 | 0 | 0 | 0 | 1 | 0 | 1 | 0 | 0 | 0 | 0 | 0 | 0 | 0 | 0 | 0 | 0 | 0 | 0 | 0 | 0 | 0 | 0 | 0 | 0 | 0 | 0 | 0 | 0 | 0 | 0 | 0 | 0 | 0 | 0 | 0 | 0 | 0 | 0 | 0 | 0 | 0 | 0 | 0 | 0 | 0 | 0 | 0 | 0 | 0 | 0 | 0 | 0 | 0 | 0 | 0 | 0 | 0 | 0 | 0 | 0 | 0 | 0 | 0 | 0 | 0 | 0 | 0 | 0 | 0 | 0 | 2 |  | 0 | 0 | 0 | 0 | 0 | 0 | 0 | 0 | 0 | 0 | 0 | 0 | 0 | 0 | 0 | 0 | 0 | 0 | 0 | 0 | 0 | 0 | 0 | 0 | 0 | 0 | 0 | 0 | 0 | 0 | 0 | 1 | 0 | 1 | 0 | 0 | -99.1 | -698.67 | 1394.7114 | San Luis Rey-San Onofre 230 kV line constraint | San Luis Rey-San Onofre 230 kV line constraint | San Luis Rey-San Onofre 230 kV line constraint |  | 0 | 1 | 0 | 1 | 0 | 0 | -99.1 | -698.67 | 1394.7114 | San Luis Rey-San Onofre 230 kV line constraint | San Luis Rey-San Onofre 230 kV line constraint | San Luis Rey-San Onofre 230 kV line constraint |  | 4 | 4 | NO | 4 | 1 | 1 | NO | 1
SDGE | Escondido | 230 | 0 | 0 | 0 | 0 | 0 | 0 | 0 | 0 | 0 | 0 | 0 | 0 | 0 | 0 | 0 | 0 | 0 | 0 | 0 | 0 | 0 | 0 | 0 | 0 | 0 | 1 | 0 | 0 | 1 | 0 | 1 | 0 | 1 | 0 | 0 | 0 | 0 | 1 | 0 | 0 | 0 | 0 | 0 | 0 | 0 | 0 | 0 | 0 | 0 | 0 | 0 | 0 | 0 | 0 | 0 | 0 | 0 | 0 | 0 | 0 | 0 | 0 | 0 | 0 | 0 | 0 | 0 | 0 | 0 | 0 | 0 | 0 | 0 | 0 | 0 | 0 | 0 | 0 | 0 | 0 | 0 | 0 | 0 | 0 | 0 | 0 | 0 | 0 | 0 | 0 | 0 | 0 | 0 | 0 | 0 | 0 | 0 | 3 |  | 0 | 0 | 0 | 0 | 0 | 0 | 0 | 0 | 0 | 0 | 0 | 0 | 0 | 0 | 0 | 0 | 0 | 0 | 0 | 0 | 0 | 0 | 0 | 0 | 0 | 0 | 0 | 0 | 0 | 0 | 0 | 1 | 0 | 1 | 0 | 0 | -99.1 | -698.67 | 1191.1 | San Luis Rey-San Onofre 230 kV line constraint | San Luis Rey-San Onofre 230 kV line constraint | Talega 230 kV constraint |  | 0 | 1 | 0 | 1 | 0 | 0 | -99.1 | -698.67 | 1191.1 | San Luis Rey-San Onofre 230 kV line constraint | San Luis Rey-San Onofre 230 kV line constraint | Talega 230 kV constraint |  | 4 | 4 | NO | 4 | 1 | 1 | NO | 1
SDGE | Escondido | 69 | 0 | 0 | 0 | 0 | 0 | 0 | 0 | 0 | 0 | 0 | 0 | 0 | 0 | 0 | 0 | 0 | 0 | 0 | 0 | 0 | 0 | 0 | 0 | 0 | 0 | 1 | 0 | 0 | 0 | 0 | 1 | 0 | 1 | 0 | 0 | 0 | 0 | 1 | 0 | 0 | 0 | 0 | 0 | 0 | 0 | 0 | 0 | 0 | 0 | 0 | 0 | 0 | 0 | 0 | 0 | 0 | 0 | 0 | 0 | 0 | 0 | 0 | 0 | 0 | 0 | 0 | 0 | 0 | 0 | 0 | 0 | 0 | 0 | 0 | 0 | 0 | 0 | 0 | 0 | 0 | 0 | 0 | 0 | 0 | 0 | 0 | 0 | 0 | 0 | 0 | 0 | 0 | 0 | 0 | 0 | 0 | 0 | 2 |  | 0 | 0 | 0 | 0 | 0 | 0 | 0 | 0 | 0 | 0 | 0 | -13 | 0 | 0 | 1 | 0 | 0 | 0 | 0 | 0 | 0 | 0 | 0 | 0 | 0 | 0 | 0 | 0 | 0 | 0 | 0 | 1 | 0 | 1 | 0 | 0 | -99.1 | -698.67 | 1191.1 | San Luis Rey-San Onofre 230 kV line constraint | San Luis Rey-San Onofre 230 kV line constraint | Talega 230 kV constraint |  | 0 | 1 | 0 | 1 | 0 | 0 | -99.1 | -698.67 | 1191.1 | San Luis Rey-San Onofre 230 kV line constraint | San Luis Rey-San Onofre 230 kV line constraint | Talega 230 kV constraint |  | 4 | 4 | NO | 4 | 1 | 1 | NO | 1
PG&E KERN | Estrella | 230 | 0 | 0 | 0 | 0 | 0 | 0 | 0 | 0 | 0 | 0 | 0 | 0 | 0 | 0 | 0 | 0 | 0 | 0 | 0 | 0 | 0 | 0 | 0 | 0 | 0 | 0 | 0 | 0 | 0 | 0 | 0 | 0 | 0 | 0 | 0 | 0 | 0 | 0 | 0 | 0 | 0 | 0 | 0 | 0 | 0 | 0 | 0 | 0 | 0 | 0 | 0 | 0 | 0 | 0 | 0 | 0 | 0 | 0 | 0 | 0 | 0 | 0 | 0 | 0 | 0 | 0 | 0 | 1 | 1 | 0 | 0 | 0 | 0 | 0 | 0 | 0 | 0 | 0 | 0 | 1 | 0 | 0 | 0 | 0 | 0 | 1 | 0 | 0 | 0 | 0 | 0 | 0 | 0 | 0 | 0 | 1 | 0 | 1 |  | 0 | 0 | 0 | 0 | 0 | 0 | 0 | 0 | 0 | 0 | 0 | 0 | 0 | 0 | 0 | 0 | 0 | 0 | 0 | 0 | 0 | 0 | 0 | 0 | 0 | 0 | 0 | 0 | 0 | 0 | 0 | 0 | 1 | 0 | 1 | 0 | 120.85 | -4911.332 | -3937.2282 | Cal Flat-Gates 230 kV line | Gates 500/230kV TB #11 | Gates 500/230kV TB #11 |  | 0 | 0 | 0 | 0 | 0 | 0 | 120.85 | 38.76 | 251.3788 | Cal Flat-Gates 230 kV line | Los Banos 500/230kV TB | Gates-Arco 230 kV Line |  | 5 | 1 | YES | 2 | 5 | 1 | YES | 2
SCE Eastern | Etiwanda | 230 | 0 | 0 | 0 | 0 | 0 | 0 | 0 | 0 | 0 | 0 | 0 | 0 | 0 | 0 | 0 | 0 | 0 | 0 | 0 | 1 | 0 | 0 | 0 | 0 | 0 | 0 | 0 | 0 | 0 | 0 | 0 | 0 | 0 | 0 | 0 | 0 | 0 | 0 | 0 | 0 | 0 | 0 | 0 | 0 | 0 | 0 | 0 | 0 | 0 | 0 | 0 | 0 | 0 | 0 | 0 | 0 | 0 | 0 | 0 | 0 | 0 | 0 | 0 | 0 | 0 | 0 | 0 | 0 | 0 | 0 | 0 | 0 | 0 | 0 | 0 | 0 | 0 | 0 | 0 | 0 | 0 | 0 | 0 | 0 | 0 | 0 | 0 | 0 | 0 | 0 | 0 | 0 | 0 | 0 | 0 | 0 | 0 | 0 |  | 0 | 0 | 0 | 0 | 0 | 0 | 0 | 0 | 0 | 0 | 0 | 100 | 0 | 0 | 1 | 0 | 0 | 0 | 0 | 0 | 0 | 0 | 0 | 0 | 500 | 0 | 170 | 0 | 0 | 1 | 1 | 0 | 1 | 0 | 0 | 0 | -1481.58 | -2815.89 | 3968.39 | Etiwanda-Rancho Vista Constraint | Etiwanda-Rancho Vista Constraint | Etiwanda-Rancho Vista Constraint |  | 1 | 0 | 1 | 0 | 0 | 0 | -1481.58 | -2815.89 | 3968.39 | Etiwanda-Rancho Vista Constraint | Etiwanda-Rancho Vista Constraint | Etiwanda-Rancho Vista Constraint |  | 5 | 5 | NO | 5 | 1 | 1 | NO | 1
PG&E GBA | Evergreen | 115 | 0 | 0 | 0 | 0 | 0 | 0 | 0 | 0 | 0 | 0 | 0 | 0 | 0 | 0 | 0 | 0 | 0 | 0 | 0 | 0 | 0 | 0 | 0 | 0 | 0 | 0 | 0 | 0 | 0 | 0 | 0 | 0 | 0 | 0 | 0 | 0 | 0 | 0 | 0 | 0 | 0 | 0 | 0 | 0 | 0 | 0 | 0 | 0 | 0 | 0 | 0 | 0 | 0 | 0 | 0 | 1 | 0 | 0 | 0 | 1 | 0 | 0 | 0 | 0 | 0 | 0 | 0 | 0 | 0 | 0 | 0 | 0 | 0 | 0 | 0 | 0 | 0 | 0 | 0 | 0 | 0 | 0 | 0 | 0 | 0 | 0 | 0 | 0 | 0 | 0 | 0 | 0 | 0 | 0 | 0 | 0 | 0 | 0 |  | 0 | 0 | 0 | 0 | 0 | 0 | 0 | 0 | 0 | 0 | 0 | 0 | 0 | 0 | 0 | 0 | 0 | 0 | 0 | 0 | 0 | 0 | 0 | 0 | 0 | 0 | 0 | 0 | 0 | 0 | 0 | 0 | 0 | 0 | 0 | 0 | 1249.96 | 838.4538 | 1471.1652 | Tesla-Bellota 230 kV line | Tesla-Bellota 230 kV line | Tesla-Bellota 230 kV line |  | 0 | 0 | 0 | 0 | 0 | 0 | 1549.96 | 1138.4538 | 1471.1652 | Tesla-Bellota 230 kV line | Tesla-Bellota 230 kV line | Tesla-Bellota 230 kV line |  | 1 | 1 | NO | 1 | 1 | 1 | NO | 1
PG&E GBA | Evergreen | 60 | 0 | 0 | 0 | 0 | 0 | 0 | 0 | 0 | 0 | 0 | 0 | 0 | 0 | 0 | 0 | 0 | 0 | 0 | 0 | 0 | 0 | 0 | 0 | 0 | 0 | 0 | 0 | 0 | 0 | 0 | 0 | 0 | 0 | 0 | 0 | 0 | 0 | 0 | 0 | 0 | 0 | 0 | 0 | 0 | 0 | 0 | 0 | 0 | 0 | 0 | 0 | 0 | 0 | 0 | 0 | 0 | 0 | 0 | 0 | 1 | 0 | 0 | 0 | 0 | 0 | 0 | 0 | 0 | 0 | 0 | 0 | 0 | 0 | 0 | 0 | 0 | 0 | 0 | 0 | 0 | 0 | 0 | 0 | 0 | 0 | 0 | 0 | 0 | 0 | 0 | 0 | 0 | 0 | 0 | 0 | 0 | 1 | 0 |  | 0 | 0 | 0 | 0 | 0 | 0 | 0 | 0 | 0 | 0 | 0 | 0 | 0 | 0 | 0 | 0 | 0 | 0 | 0 | 0 | 0 | 0 | 0 | 0 | 0 | 0 | 0 | 0 | 0 | 0 | 0 | 0 | 0 | 0 | 0 | 0 | 631 | 135.75 | 1471.1652 | NEW-Metcalf-Mosslanding 500kV | NEW-Metcalf-Mosslanding 500kV | Tesla-Bellota 230 kV line |  | 0 | 0 | 0 | 0 | 0 | 0 | 631 | 135.75 | 1471.1652 | NEW-Metcalf-Mosslanding 500kV | NEW-Metcalf-Mosslanding 500kV | Tesla-Bellota 230 kV line |  | 1 | 1 | NO | 1 | 1 | 1 | NO | 1
PG&E FRESNO | Excelsior | 115 | 0 | 0 | 0 | 0 | 0 | 0 | 0 | 0 | 0 | 0 | 0 | 0 | 0 | 0 | 0 | 0 | 0 | 0 | 0 | 0 | 0 | 0 | 0 | 0 | 0 | 0 | 0 | 0 | 0 | 0 | 0 | 0 | 0 | 0 | 0 | 0 | 0 | 0 | 0 | 0 | 0 | 0 | 0 | 0 | 0 | 1 | 0 | 0 | 0 | 0 | 0 | 0 | 0 | 0 | 0 | 0 | 0 | 0 | 0 | 0 | 0 | 0 | 0 | 0 | 0 | 0 | 0 | 0 | 0 | 0 | 0 | 0 | 0 | 0 | 0 | 0 | 0 | 0 | 1 | 1 | 1 | 1 | 1 | 0 | 0 | 1 | 1 | 1 | 0 | 0 | 0 | 0 | 0 | 0 | 0 | 0 | 0 | 1 |  | 0 | 0 | 0 | 0 | 0 | 0 | 0 | 0 | 0 | 0 | 0 | 0 | 0 | 0 | 0 | 0 | 0 | 0 | 0 | 0 | 0 | 0 | 0 | 0 | 0 | 0 | 0 | 0 | 0 | 0 | 1 | 0 | 3 | 0 | 2 | 0 | -194.5 | -4911.332 | -3937.2282 | Bellota-Weber 230kV line | Gates 500/230kV TB #11 | Gates 500/230kV TB #11 |  | 0 | 0 | 0 | 0 | 0 | 0 | 0 | 0 | 50 | Schindler 115/70kV TB #1 | Schindler 115/70kV TB #1 | Schindler 115/70kV TB #1 |  | 5 | 1 | YES | 2 | 5 | 1 | YES | 2
PG&E FRESNO | Exchequer | 115 | 0 | 0 | 0 | 0 | 0 | 0 | 0 | 0 | 0 | 0 | 0 | 0 | 0 | 0 | 0 | 0 | 0 | 0 | 0 | 0 | 0 | 0 | 0 | 0 | 0 | 0 | 0 | 0 | 0 | 0 | 0 | 0 | 0 | 0 | 0 | 0 | 0 | 0 | 0 | 0 | 0 | 0 | 0 | 0 | 0 | 1 | 0 | 0 | 0 | 0 | 0 | 0 | 0 | 0 | 0 | 0 | 0 | 0 | 0 | 1 | 0 | 0 | 0 | 0 | 0 | 0 | 0 | 0 | 0 | 0 | 0 | 0 | 0 | 0 | 0 | 0 | 0 | 0 | 1 | 0 | 0 | 1 | 1 | 1 | 1 | 1 | 0 | 1 | 1 | 1 | 1 | 0 | 1 | 0 | 0 | 0 | 0 | 2 |  | 0 | 0 | 0 | 0 | 0 | 0 | 0 | 0 | 0 | 0 | 0 | 0 | 0 | 0 | 0 | 0 | 0 | 0 | 0 | 0 | 0 | 0 | 0 | 0 | 0 | 0 | 0 | 0 | 0 | 0 | 3 | 0 | 4 | 0 | 2 | 0 | -516.8 | -4040.202 | -3868.183 | Borden-Storey #1 230kV line | Gates 500/230kV TB #12 | Gates 500/230kV TB #12 |  | 0 | 0 | 0 | 0 | 0 | 0 | 122 | 38.76 | 126.1276 | Merced 115/70kV TB#2 | Los Banos 500/230kV TB | Oro Loma-El Nido 115kV Line |  | 5 | 1 | YES | 2 | 5 | 1 | YES | 2
PG&E KERN | Fairway | 115 | 0 | 0 | 0 | 0 | 0 | 0 | 0 | 0 | 0 | 0 | 0 | 0 | 0 | 0 | 0 | 0 | 0 | 0 | 0 | 0 | 0 | 0 | 0 | 0 | 0 | 0 | 0 | 0 | 0 | 0 | 0 | 0 | 0 | 0 | 0 | 0 | 0 | 0 | 0 | 0 | 0 | 0 | 0 | 0 | 0 | 0 | 0 | 0 | 0 | 0 | 0 | 0 | 0 | 0 | 0 | 0 | 0 | 0 | 0 | 0 | 0 | 0 | 0 | 0 | 0 | 0 | 0 | 1 | 1 | 0 | 0 | 0 | 0 | 0 | 0 | 0 | 0 | 0 | 0 | 1 | 0 | 0 | 0 | 0 | 0 | 1 | 0 | 0 | 0 | 0 | 0 | 0 | 0 | 0 | 0 | 1 | 0 | 1 |  | 0 | 0 | 0 | 0 | 0 | 0 | 0 | 0 | 0 | 0 | 0 | 0 | 0 | 0 | 0 | 0 | 0 | 0 | 0 | 0 | 0 | 0 | 0 | 0 | 0 | 0 | 0 | 0 | 0 | 0 | 0 | 0 | 1 | 0 | 1 | 0 | 120.85 | -4911.332 | -3937.2282 | Cal Flat-Gates 230 kV line | Gates 500/230kV TB #11 | Gates 500/230kV TB #11 |  | 0 | 0 | 0 | 0 | 0 | 0 | 120.85 | 38.76 | 251.3788 | Cal Flat-Gates 230 kV line | Los Banos 500/230kV TB | Gates-Arco 230 kV Line |  | 5 | 1 | YES | 2 | 5 | 1 | YES | 2
PG&E KERN | Famoso | 115 | 0 | 0 | 0 | 0 | 0 | 0 | 0 | 0 | 0 | 0 | 0 | 0 | 0 | 0 | 0 | 0 | 0 | 0 | 0 | 0 | 0 | 0 | 0 | 0 | 0 | 0 | 0 | 0 | 0 | 0 | 0 | 0 | 0 | 0 | 0 | 0 | 0 | 0 | 0 | 0 | 0 | 0 | 0 | 0 | 0 | 0 | 0 | 0 | 0 | 0 | 0 | 0 | 0 | 0 | 0 | 0 | 0 | 0 | 0 | 0 | 0 | 0 | 0 | 0 | 0 | 0 | 0 | 1 | 1 | 0 | 0 | 0 | 0 | 0 | 0 | 1 | 0 | 0 | 0 | 1 | 0 | 0 | 0 | 0 | 0 | 0 | 0 | 0 | 0 | 0 | 0 | 0 | 0 | 0 | 0 | 0 | 0 | 0 |  | 0 | 0 | 0 | 0 | 0 | 0 | 0 | 0 | 0 | 0 | 0 | 0 | 0 | 0 | 0 | 0 | 0 | 0 | 0 | 0 | 0 | 0 | 0 | 0 | 0 | 0 | 0 | 0 | 0 | 0 | 0 | 0 | 1 | 0 | 1 | 0 | 120.85 | -4911.332 | -3937.2282 | Cal Flat-Gates 230 kV line | Gates 500/230kV TB #11 | Gates 500/230kV TB #11 |  | 0 | 0 | 0 | 0 | 0 | 0 | 120.85 | 201.6 | 233.6988 | Cal Flat-Gates 230 kV line | Semitropic-Midway 115kV Line | Semitropic-Midway 115kV Line |  | 5 | 1 | YES | 2 | 5 | 1 | YES | 2
PG&E NGBA | Fern Road | 500 | 0 | 0 | 0 | 0 | 0 | 0 | 0 | 0 | 0 | 0 | 0 | 0 | 0 | 0 | 0 | 0 | 0 | 0 | 0 | 0 | 0 | 0 | 0 | 0 | 0 | 0 | 0 | 0 | 0 | 0 | 0 | 0 | 0 | 0 | 0 | 0 | 0 | 0 | 0 | 1 | 0 | 0 | 0 | 0 | 0 | 0 | 0 | 0 | 0 | 0 | 0 | 0 | 0 | 0 | 0 | 0 | 0 | 0 | 0 | 0 | 0 | 0 | 0 | 0 | 0 | 0 | 0 | 0 | 0 | 0 | 0 | 0 | 0 | 0 | 0 | 0 | 0 | 0 | 0 | 0 | 0 | 0 | 0 | 0 | 0 | 0 | 0 | 0 | 0 | 0 | 0 | 0 | 0 | 0 | 0 | 0 | 0 | 0 |  | 0 | 0 | 0 | 0 | 0 | 0 | 0 | 0 | 0 | 0 | 0 | 0 | 0 | 0 | 0 | 0 | 0 | 0 | 0 | 0 | 0 | 0 | 0 | 0 | 0 | 0 | 0 | 0 | 0 | 0 | 1 | 0 | 1 | 0 | 0 | 0 | -1437.69 | -961.1112 | 977.7909 | Collinsville-Tesla 500 kV Line | Collinsville-Tesla 500 kV Line | Collinsville-Tesla 500 kV Line |  | 0 | 0 | 0 | 0 | 0 | 0 | 7207.31 | 7683.8888 | 977.7909 | Collinsville-Tesla 500 kV Line | Collinsville-Tesla 500 kV Line | Collinsville-Tesla 500 kV Line |  | 5 | 1 | YES | 2 | 1 | 1 | NO | 1
PG&E GBA | Fibreboard (SPI Sonora) | 115 | 0 | 0 | 0 | 0 | 0 | 0 | 0 | 0 | 0 | 0 | 0 | 0 | 0 | 0 | 0 | 0 | 0 | 0 | 0 | 0 | 0 | 0 | 0 | 0 | 0 | 0 | 0 | 0 | 0 | 0 | 0 | 0 | 0 | 0 | 0 | 0 | 0 | 0 | 0 | 0 | 0 | 0 | 0 | 0 | 0 | 1 | 0 | 0 | 0 | 0 | 0 | 0 | 0 | 0 | 0 | 1 | 0 | 1 | 0 | 1 | 0 | 0 | 0 | 0 | 0 | 1 | 0 | 0 | 0 | 0 | 0 | 0 | 0 | 0 | 0 | 0 | 0 | 0 | 0 | 0 | 0 | 0 | 0 | 0 | 0 | 0 | 0 | 0 | 0 | 0 | 0 | 0 | 0 | 0 | 0 | 0 | 0 | 0 |  | 0 | 0 | 0 | 0 | 0 | 0 | 0 | 0 | 0 | 0 | 0 | 0 | 0 | 0 | 0 | 0 | 0 | 0 | 0 | 0 | 0 | 0 | 0 | 0 | 0 | 0 | 0 | 0 | 0 | 0 | 2 | 0 | 1 | 0 | 0 | 0 | -194.5 | -212.19 | 543.909 | Bellota-Weber 230kV line | Bellota-Weber 230kV line | Kasson Jct-Heinz 115 kV line |  | 1 | 0 | 0 | 0 | 0 | 0 | -52.2 | 5.59 | 543.909 | Kasson Jct-Heinz 115 kV line | Kasson Jct-Heinz 115 kV line | Kasson Jct-Heinz 115 kV line |  | 5 | 5 | NO | 5 | 1 | 1 | NO | 1
PG&E FRESNO | Figarden | 230 | 0 | 0 | 0 | 0 | 0 | 0 | 0 | 0 | 0 | 0 | 0 | 0 | 0 | 0 | 0 | 0 | 0 | 0 | 0 | 0 | 0 | 0 | 0 | 0 | 0 | 0 | 0 | 0 | 0 | 0 | 0 | 0 | 0 | 0 | 0 | 0 | 0 | 0 | 0 | 0 | 0 | 0 | 0 | 0 | 0 | 0 | 0 | 0 | 0 | 0 | 0 | 0 | 0 | 0 | 0 | 0 | 0 | 0 | 0 | 1 | 0 | 0 | 0 | 0 | 0 | 0 | 0 | 0 | 0 | 0 | 0 | 0 | 0 | 0 | 0 | 0 | 0 | 0 | 0 | 1 | 0 | 1 | 1 | 1 | 0 | 1 | 0 | 1 | 0 | 0 | 0 | 0 | 1 | 0 | 0 | 0 | 0 | 1 |  | 0 | 0 | 0 | 0 | 0 | 0 | 0 | 0 | 0 | 0 | 0 | 0 | 0 | 0 | 0 | 0 | 0 | 0 | 0 | 0 | 0 | 0 | 0 | 0 | 0 | 0 | 0 | 0 | 0 | 0 | 1 | 0 | 2 | 0 | 1 | 0 | -82.55 | -4911.332 | -3937.2282 | Chowchilla-Le grand 115kV Line | Gates 500/230kV TB #11 | Gates 500/230kV TB #11 |  | 0 | 0 | 0 | 0 | 0 | 0 | 384.55 | 38.76 | 126.1276 | Los Banos 500/230kV TB | Los Banos 500/230kV TB | Oro Loma-El Nido 115kV Line |  | 5 | 1 | YES | 2 | 5 | 1 | YES | 2
PG&E FRESNO | Fink | 230 | 0 | 0 | 0 | 0 | 0 | 0 | 0 | 0 | 0 | 0 | 0 | 0 | 0 | 0 | 0 | 0 | 0 | 0 | 0 | 0 | 0 | 0 | 0 | 0 | 0 | 0 | 0 | 0 | 0 | 0 | 0 | 0 | 0 | 0 | 0 | 0 | 0 | 0 | 0 | 0 | 0 | 0 | 0 | 0 | 0 | 0 | 0 | 0 | 0 | 0 | 0 | 0 | 0 | 0 | 0 | 0 | 0 | 0 | 0 | 0 | 0 | 0 | 0 | 0 | 0 | 0 | 0 | 0 | 0 | 0 | 0 | 0 | 0 | 0 | 0 | 0 | 0 | 0 | 0 | 0 | 0 | 0 | 0 | 0 | 0 | 1 | 0 | 0 | 0 | 0 | 0 | 0 | 0 | 0 | 0 | 0 | 0 | 1 |  | 0 | 0 | 0 | 0 | 0 | 0 | 0 | 0 | 0 | 190 | 0 | 162 | 0 | 0 | 1 | 70 | 0 | 0 | 0 | 0 | 0 | 0 | 0 | 0 | 724 | 0 | 162 | 900 | 0 | 1 | 0 | 0 | 0 | 0 | 0 | 0 | 384.55 | 38.76 | 5935.7036 | Los Banos 500/230kV TB | Los Banos 500/230kV TB | Los Banos 500/230kV TB |  | 0 | 0 | 0 | 0 | 0 | 0 | 384.55 | 38.76 | 5935.7036 | Los Banos 500/230kV TB | Los Banos 500/230kV TB | Los Banos 500/230kV TB |  | 1 | 1 | NO | 1 | 1 | 1 | NO | 1
PG&E NGBA | Fitch Mountain | 60 | 0 | 0 | 0 | 0 | 0 | 0 | 0 | 0 | 0 | 0 | 0 | 0 | 0 | 0 | 0 | 0 | 0 | 0 | 0 | 0 | 0 | 0 | 0 | 0 | 0 | 0 | 0 | 0 | 0 | 0 | 0 | 0 | 0 | 0 | 0 | 0 | 0 | 0 | 0 | 1 | 0 | 0 | 0 | 0 | 0 | 0 | 0 | 0 | 0 | 0 | 0 | 0 | 1 | 0 | 0 | 0 | 0 | 0 | 0 | 0 | 0 | 0 | 0 | 0 | 0 | 0 | 1 | 0 | 0 | 0 | 0 | 0 | 0 | 0 | 0 | 0 | 0 | 0 | 0 | 0 | 0 | 0 | 0 | 0 | 0 | 0 | 0 | 0 | 0 | 0 | 0 | 0 | 0 | 0 | 0 | 0 | 0 | 1 |  | 0 | 0 | 0 | 0 | 0 | 0 | 0 | 0 | 0 | 0 | 0 | 0 | 0 | 0 | 0 | 0 | 0 | 0 | 0 | 0 | 0 | 0 | 0 | 0 | 0 | 0 | 0 | 0 | 0 | 0 | 2 | 0 | 2 | 0 | 0 | 0 | -1437.69 | -961.1112 | 317.0526 | Collinsville-Tesla 500 kV Line | Collinsville-Tesla 500 kV Line | Birds Landing-Contra Costa 230kV Line |  | 0 | 0 | 0 | 0 | 0 | 0 | 1432.61 | 1724.7038 | 317.0526 | Birds Landing-Contra Costa 230kV Line | Birds Landing-Contra Costa 230kV Line | Birds Landing-Contra Costa 230kV Line |  | 5 | 1 | YES | 2 | 1 | 1 | NO | 1
PG&E GBA | FMC | 115 | 0 | 0 | 0 | 0 | 0 | 0 | 0 | 0 | 0 | 0 | 0 | 0 | 0 | 0 | 0 | 0 | 0 | 0 | 0 | 0 | 0 | 0 | 0 | 0 | 0 | 0 | 0 | 0 | 0 | 0 | 0 | 0 | 0 | 0 | 0 | 0 | 0 | 0 | 0 | 0 | 0 | 0 | 0 | 0 | 0 | 0 | 0 | 0 | 0 | 0 | 0 | 0 | 0 | 0 | 0 | 1 | 0 | 0 | 0 | 1 | 0 | 0 | 0 | 0 | 0 | 0 | 0 | 0 | 0 | 0 | 0 | 0 | 0 | 0 | 0 | 0 | 0 | 0 | 0 | 0 | 0 | 0 | 0 | 0 | 0 | 0 | 0 | 0 | 0 | 0 | 0 | 0 | 0 | 0 | 0 | 0 | 0 | 0 |  | 0 | 0 | 0 | 0 | 0 | 0 | 0 | 0 | 0 | 0 | 0 | 0 | 0 | 0 | 0 | 0 | 0 | 0 | 0 | 0 | 0 | 0 | 0 | 0 | 0 | 0 | 0 | 0 | 0 | 0 | 0 | 0 | 0 | 0 | 0 | 0 | 1249.96 | 838.4538 | 1471.1652 | Tesla-Bellota 230 kV line | Tesla-Bellota 230 kV line | Tesla-Bellota 230 kV line |  | 0 | 0 | 0 | 0 | 0 | 0 | 1549.96 | 1138.4538 | 1471.1652 | Tesla-Bellota 230 kV line | Tesla-Bellota 230 kV line | Tesla-Bellota 230 kV line |  | 1 | 1 | NO | 1 | 1 | 1 | NO | 1
PG&E GBA | Fremont | 115 | 0 | 0 | 0 | 0 | 0 | 0 | 0 | 0 | 0 | 0 | 0 | 0 | 0 | 0 | 0 | 0 | 0 | 0 | 0 | 0 | 0 | 0 | 0 | 0 | 0 | 0 | 0 | 0 | 0 | 0 | 0 | 0 | 0 | 0 | 0 | 0 | 0 | 0 | 0 | 0 | 0 | 0 | 0 | 0 | 0 | 0 | 0 | 0 | 0 | 0 | 0 | 0 | 1 | 0 | 0 | 1 | 0 | 0 | 0 | 0 | 0 | 0 | 0 | 0 | 0 | 0 | 0 | 0 | 0 | 0 | 0 | 0 | 0 | 0 | 0 | 0 | 0 | 0 | 0 | 0 | 0 | 0 | 0 | 0 | 0 | 0 | 0 | 0 | 0 | 0 | 0 | 0 | 0 | 0 | 0 | 0 | 0 | 1 |  | 0 | 0 | 0 | 0 | 0 | 0 | 0 | 0 | 0 | 0 | 0 | 0 | 0 | 0 | 0 | 0 | 0 | 0 | 0 | 0 | 0 | 0 | 0 | 0 | 0 | 0 | 0 | 0 | 0 | 0 | 0 | 0 | 0 | 0 | 0 | 0 | 2381.7 | 2366.26 | 4302.36 | Sobrante-Moraga 230 kV line | Sobrante-Moraga 230 kV line | Sobrante-Moraga 230 kV line |  | 0 | 0 | 0 | 0 | 0 | 0 | 2381.7 | 2366.26 | 4302.36 | Sobrante-Moraga 230 kV line | Sobrante-Moraga 230 kV line | Sobrante-Moraga 230 kV line |  | 1 | 1 | NO | 1 | 1 | 1 | NO | 1
PG&E GBA | French Camp | 60 | 0 | 0 | 0 | 0 | 0 | 0 | 0 | 0 | 0 | 0 | 0 | 0 | 0 | 0 | 0 | 0 | 0 | 0 | 0 | 0 | 0 | 0 | 0 | 0 | 0 | 0 | 0 | 0 | 0 | 0 | 0 | 0 | 0 | 0 | 0 | 0 | 0 | 0 | 0 | 0 | 0 | 0 | 0 | 0 | 0 | 1 | 0 | 0 | 0 | 0 | 0 | 0 | 0 | 0 | 0 | 0 | 0 | 0 | 0 | 1 | 0 | 0 | 0 | 0 | 0 | 0 | 0 | 0 | 0 | 0 | 0 | 0 | 0 | 0 | 0 | 0 | 0 | 0 | 0 | 0 | 0 | 0 | 0 | 0 | 0 | 1 | 0 | 0 | 0 | 0 | 0 | 0 | 0 | 0 | 0 | 0 | 0 | 1 |  | 0 | 0 | 0 | 0 | 0 | 0 | 0 | 0 | 0 | 0 | 0 | 0 | 0 | 0 | 0 | 0 | 0 | 0 | 0 | 0 | 0 | 0 | 0 | 0 | 0 | 0 | 0 | 0 | 0 | 0 | 1 | 0 | 1 | 0 | 0 | 0 | -194.5 | -212.19 | 868.6798 | Bellota-Weber 230kV line | Bellota-Weber 230kV line | Bellota-Weber 230kV line |  | 0 | 0 | 0 | 0 | 0 | 0 | 265.5 | 38.76 | 868.6798 | Bellota-Weber 230kV line | Los Banos 500/230kV TB | Bellota-Weber 230kV line |  | 5 | 1 | YES | 2 | 1 | 1 | NO | 1
PG&E GBA | Frogtown | 115 | 0 | 0 | 0 | 0 | 0 | 0 | 0 | 0 | 0 | 0 | 0 | 0 | 0 | 0 | 0 | 0 | 0 | 0 | 0 | 0 | 0 | 0 | 0 | 0 | 0 | 0 | 0 | 0 | 0 | 0 | 0 | 0 | 0 | 0 | 0 | 0 | 0 | 0 | 0 | 0 | 0 | 0 | 0 | 0 | 0 | 1 | 0 | 0 | 0 | 0 | 0 | 0 | 0 | 0 | 0 | 1 | 0 | 0 | 0 | 1 | 0 | 0 | 0 | 0 | 0 | 0 | 0 | 0 | 0 | 0 | 0 | 0 | 0 | 0 | 0 | 0 | 0 | 0 | 0 | 0 | 0 | 0 | 0 | 0 | 0 | 0 | 0 | 0 | 0 | 0 | 0 | 0 | 0 | 0 | 0 | 0 | 0 | 0 |  | 0 | 0 | 0 | 0 | 0 | 0 | 0 | 0 | 0 | 0 | 0 | 0 | 0 | 0 | 0 | 0 | 0 | 0 | 0 | 0 | 0 | 0 | 0 | 0 | 0 | 0 | 0 | 0 | 0 | 0 | 1 | 0 | 1 | 0 | 0 | 0 | -194.5 | -212.19 | 868.6798 | Bellota-Weber 230kV line | Bellota-Weber 230kV line | Bellota-Weber 230kV line |  | 0 | 0 | 0 | 0 | 0 | 0 | 265.5 | 247.81 | 868.6798 | Bellota-Weber 230kV line | Bellota-Weber 230kV line | Bellota-Weber 230kV line |  | 5 | 1 | YES | 2 | 1 | 1 | NO | 1
PG&E NGBA | Fulton | 115 | 0 | 0 | 0 | 0 | 0 | 0 | 0 | 0 | 0 | 0 | 0 | 0 | 0 | 0 | 0 | 0 | 0 | 0 | 0 | 0 | 0 | 0 | 0 | 0 | 0 | 0 | 0 | 0 | 0 | 0 | 0 | 0 | 0 | 0 | 0 | 0 | 0 | 0 | 0 | 1 | 0 | 1 | 0 | 0 | 0 | 0 | 0 | 0 | 0 | 0 | 0 | 1 | 1 | 1 | 1 | 1 | 0 | 0 | 0 | 1 | 0 | 0 | 0 | 0 | 0 | 1 | 1 | 0 | 0 | 0 | 0 | 0 | 0 | 0 | 0 | 0 | 0 | 0 | 0 | 0 | 0 | 0 | 0 | 0 | 0 | 0 | 0 | 0 | 0 | 0 | 0 | 0 | 0 | 0 | 0 | 0 | 0 | 2 |  | 0 | 0 | 0 | 0 | 0 | 0 | 0 | 0 | 0 | 0 | 0 | 0 | 0 | 0 | 0 | 0 | 0 | 0 | 0 | 0 | 0 | 0 | 0 | 0 | 0 | 0 | 0 | 0 | 0 | 0 | 3 | 0 | 2 | 0 | 0 | 0 | -1437.69 | -961.1112 | 317.0526 | Collinsville-Tesla 500 kV Line | Collinsville-Tesla 500 kV Line | Birds Landing-Contra Costa 230kV Line |  | 0 | 0 | 0 | 0 | 0 | 0 | 484.61 | 771.8 | 317.0526 | Contra Costa- Windmaster 230 kV line | Cortina-Eagle Rock 115 kV line | Birds Landing-Contra Costa 230kV Line |  | 5 | 1 | YES | 2 | 1 | 1 | NO | 1
PG&E NGBA | Fulton | 230 | 0 | 0 | 0 | 0 | 0 | 0 | 0 | 0 | 0 | 0 | 0 | 0 | 0 | 0 | 0 | 0 | 0 | 0 | 0 | 0 | 0 | 0 | 0 | 0 | 0 | 0 | 0 | 0 | 0 | 0 | 0 | 0 | 0 | 0 | 0 | 0 | 0 | 0 | 0 | 1 | 0 | 1 | 0 | 0 | 0 | 0 | 0 | 0 | 0 | 0 | 0 | 0 | 1 | 1 | 1 | 1 | 0 | 0 | 1 | 1 | 0 | 0 | 0 | 0 | 0 | 1 | 1 | 0 | 0 | 0 | 0 | 0 | 0 | 0 | 0 | 0 | 0 | 0 | 0 | 0 | 0 | 0 | 0 | 0 | 0 | 0 | 0 | 0 | 0 | 0 | 0 | 0 | 0 | 0 | 0 | 0 | 0 | 1 |  | 18 | 0 | 0 | 0 | 0 | 0 | 0 | 0 | 0 | 0 | 0 | 38 | 0 | 0 | 1 | 18 | 0 | 0 | 0 | 0 | 0 | 0 | 0 | 0 | 0 | 0 | 38 | 0 | 0 | 1 | 3 | 0 | 2 | 0 | 0 | 0 | -1437.69 | -961.1112 | 317.0526 | Collinsville-Tesla 500 kV Line | Collinsville-Tesla 500 kV Line | Birds Landing-Contra Costa 230kV Line |  | 0 | 0 | 0 | 0 | 0 | 0 | 484.61 | 771.8 | 317.0526 | Contra Costa- Windmaster 230 kV line | Cortina-Eagle Rock 115 kV line | Birds Landing-Contra Costa 230kV Line |  | 5 | 1 | YES | 2 | 1 | 1 | NO | 1
PG&E NGBA | Fulton | 60 | 0 | 0 | 0 | 0 | 0 | 0 | 0 | 0 | 0 | 0 | 0 | 0 | 0 | 0 | 0 | 0 | 0 | 0 | 0 | 0 | 0 | 0 | 0 | 0 | 0 | 0 | 0 | 0 | 0 | 0 | 0 | 0 | 0 | 0 | 0 | 0 | 0 | 0 | 0 | 1 | 0 | 0 | 0 | 0 | 0 | 0 | 0 | 0 | 0 | 0 | 0 | 0 | 1 | 0 | 0 | 0 | 0 | 0 | 0 | 0 | 0 | 0 | 0 | 0 | 0 | 0 | 1 | 0 | 0 | 0 | 0 | 0 | 0 | 0 | 0 | 0 | 0 | 0 | 0 | 0 | 0 | 0 | 0 | 0 | 0 | 0 | 0 | 0 | 0 | 0 | 0 | 0 | 0 | 0 | 0 | 0 | 0 | 1 |  | 0 | 0 | 0 | 0 | 0 | 0 | 0 | 0 | 0 | 0 | 0 | 0 | 0 | 0 | 0 | 0 | 0 | 0 | 0 | 0 | 0 | 0 | 0 | 0 | 0 | 0 | 0 | 0 | 0 | 0 | 2 | 0 | 2 | 0 | 0 | 0 | -1437.69 | -961.1112 | 317.0526 | Collinsville-Tesla 500 kV Line | Collinsville-Tesla 500 kV Line | Birds Landing-Contra Costa 230kV Line |  | 0 | 0 | 0 | 0 | 0 | 0 | 1432.61 | 1724.7038 | 317.0526 | Birds Landing-Contra Costa 230kV Line | Birds Landing-Contra Costa 230kV Line | Birds Landing-Contra Costa 230kV Line |  | 5 | 1 | YES | 2 | 1 | 1 | NO | 1
PG&E KERN | Ganso | 115 | 0 | 0 | 0 | 0 | 0 | 0 | 0 | 0 | 0 | 0 | 0 | 0 | 0 | 0 | 0 | 0 | 0 | 0 | 0 | 0 | 0 | 0 | 0 | 0 | 0 | 0 | 0 | 0 | 0 | 0 | 0 | 0 | 0 | 0 | 0 | 0 | 0 | 0 | 0 | 0 | 0 | 0 | 0 | 0 | 0 | 0 | 0 | 0 | 0 | 0 | 0 | 0 | 0 | 0 | 0 | 0 | 0 | 0 | 0 | 0 | 0 | 0 | 0 | 0 | 0 | 0 | 0 | 1 | 0 | 0 | 0 | 0 | 0 | 0 | 1 | 0 | 0 | 0 | 1 | 1 | 0 | 0 | 0 | 0 | 0 | 0 | 0 | 0 | 0 | 0 | 0 | 0 | 0 | 0 | 0 | 0 | 0 | 0 |  | 0 | 0 | 0 | 0 | 0 | 0 | 0 | 0 | 0 | 0 | 0 | 0 | 0 | 0 | 0 | 0 | 0 | 0 | 0 | 0 | 0 | 0 | 0 | 0 | 0 | 0 | 0 | 0 | 0 | 0 | 0 | 0 | 2 | 0 | 2 | 0 | 71.87 | -4911.332 | -3937.2282 | Gates 500/230kV TB #12 | Gates 500/230kV TB #11 | Gates 500/230kV TB #11 |  | 0 | 0 | 0 | 0 | 0 | 0 | 120.85 | 383.59 | 657.4403 | Cal Flat-Gates 230 kV line | Cal Flat-Gates 230 kV line | Cal Flat-Gates 230 kV line |  | 5 | 1 | YES | 2 | 5 | 1 | YES | 2
PG&E FRESNO | Gates | 230 | 0 | 0 | 0 | 0 | 0 | 0 | 0 | 0 | 0 | 0 | 0 | 0 | 0 | 0 | 0 | 0 | 0 | 0 | 0 | 0 | 0 | 0 | 0 | 0 | 0 | 0 | 0 | 0 | 0 | 0 | 0 | 0 | 0 | 0 | 0 | 0 | 0 | 0 | 0 | 0 | 0 | 0 | 0 | 0 | 0 | 0 | 0 | 0 | 0 | 0 | 0 | 0 | 0 | 0 | 0 | 0 | 0 | 0 | 0 | 0 | 0 | 0 | 0 | 0 | 0 | 0 | 0 | 1 | 0 | 0 | 0 | 0 | 0 | 0 | 0 | 0 | 0 | 0 | 1 | 1 | 0 | 1 | 0 | 0 | 0 | 1 | 0 | 0 | 0 | 0 | 0 | 0 | 0 | 0 | 1 | 1 | 0 | 1 |  | 0 | 0 | 0 | 0 | 0 | 0 | 0 | 0 | 0 | 0 | 0 | 0 | 0 | 0 | 0 | 0 | 0 | 0 | 0 | 0 | 0 | 0 | 0 | 3 | 166 | 477.5 | 0 | 0 | 0 | 1 | 0 | 0 | 3 | 0 | 2 | 1 | 71.87 | -4911.332 | -3937.2282 | Gates 500/230kV TB #12 | Gates 500/230kV TB #11 | Gates 500/230kV TB #11 |  | 0 | 0 | 0 | 0 | 0 | 0 | 120.85 | 38.76 | 631.7684 | Cal Flat-Gates 230 kV line | Los Banos 500/230kV TB | Mustang-Henrietta 230 kV line |  | 5 | 1 | YES | 2 | 5 | 1 | YES | 2
PG&E FRESNO | Gates | 500 | 0 | 0 | 0 | 0 | 0 | 0 | 0 | 0 | 0 | 0 | 0 | 0 | 0 | 0 | 0 | 0 | 0 | 0 | 0 | 0 | 0 | 0 | 0 | 0 | 0 | 0 | 0 | 0 | 0 | 0 | 0 | 0 | 0 | 0 | 0 | 0 | 0 | 0 | 0 | 0 | 0 | 0 | 0 | 0 | 0 | 0 | 0 | 0 | 0 | 0 | 0 | 0 | 0 | 0 | 0 | 0 | 0 | 0 | 0 | 0 | 0 | 0 | 0 | 0 | 0 | 0 | 0 | 0 | 0 | 0 | 0 | 0 | 0 | 0 | 0 | 0 | 0 | 0 | 1 | 1 | 0 | 1 | 0 | 0 | 0 | 1 | 0 | 0 | 0 | 0 | 0 | 0 | 0 | 0 | 1 | 1 | 0 | 1 |  | 0 | 0 | 0 | 0 | 0 | 0 | 0 | 0 | 0 | 0 | 0 | 0 | 0 | 0 | 0 | 0 | 0 | 0 | 0 | 0 | 0 | 0 | 0 | 0 | 0 | 0 | 190 | 35 | 0 | 1 | 0 | 0 | 3 | 0 | 2 | 1 | 71.87 | -4911.332 | -3937.2282 | Gates 500/230kV TB #12 | Gates 500/230kV TB #11 | Gates 500/230kV TB #11 |  | 0 | 0 | 0 | 0 | 0 | 0 | 384.55 | 38.76 | 631.7684 | Los Banos 500/230kV TB | Los Banos 500/230kV TB | Mustang-Henrietta 230 kV line |  | 5 | 1 | YES | 2 | 5 | 1 | YES | 2
PG&E NGBA | Geysers 12 | 230 | 0 | 0 | 0 | 0 | 0 | 0 | 0 | 0 | 0 | 0 | 0 | 0 | 0 | 0 | 0 | 0 | 0 | 0 | 0 | 0 | 0 | 0 | 0 | 0 | 0 | 0 | 0 | 0 | 0 | 0 | 0 | 0 | 0 | 0 | 0 | 0 | 0 | 0 | 0 | 1 | 0 | 1 | 0 | 0 | 0 | 0 | 0 | 0 | 0 | 0 | 0 | 0 | 1 | 1 | 1 | 1 | 0 | 0 | 1 | 1 | 0 | 0 | 0 | 0 | 0 | 1 | 1 | 0 | 0 | 0 | 0 | 0 | 0 | 0 | 0 | 0 | 0 | 0 | 0 | 0 | 0 | 0 | 0 | 0 | 0 | 0 | 0 | 0 | 0 | 0 | 0 | 0 | 0 | 0 | 0 | 0 | 0 | 1 |  | 0 | 0 | 0 | 0 | 0 | 0 | 0 | 0 | 0 | 0 | 0 | 0 | 0 | 0 | 0 | 0 | 0 | 0 | 0 | 0 | 0 | 0 | 0 | 0 | 0 | 0 | 0 | 0 | 0 | 0 | 3 | 0 | 2 | 0 | 0 | 0 | -1437.69 | -961.1112 | 317.0526 | Collinsville-Tesla 500 kV Line | Collinsville-Tesla 500 kV Line | Birds Landing-Contra Costa 230kV Line |  | 0 | 0 | 0 | 0 | 0 | 0 | 484.61 | 771.8 | 317.0526 | Contra Costa- Windmaster 230 kV line | Cortina-Eagle Rock 115 kV line | Birds Landing-Contra Costa 230kV Line |  | 5 | 1 | YES | 2 | 1 | 1 | NO | 1
PG&E NGBA | Geysers 17 | 230 | 0 | 0 | 0 | 0 | 0 | 0 | 0 | 0 | 0 | 0 | 0 | 0 | 0 | 0 | 0 | 0 | 0 | 0 | 0 | 0 | 0 | 0 | 0 | 0 | 0 | 0 | 0 | 0 | 0 | 0 | 0 | 0 | 0 | 0 | 0 | 0 | 0 | 0 | 0 | 1 | 0 | 1 | 0 | 0 | 0 | 0 | 0 | 0 | 0 | 0 | 0 | 0 | 1 | 1 | 1 | 1 | 0 | 0 | 1 | 1 | 0 | 0 | 0 | 0 | 0 | 1 | 1 | 0 | 0 | 0 | 0 | 0 | 0 | 0 | 0 | 0 | 0 | 0 | 0 | 0 | 0 | 0 | 0 | 0 | 0 | 0 | 0 | 0 | 0 | 0 | 0 | 0 | 0 | 0 | 0 | 0 | 0 | 1 |  | 0 | 0 | 0 | 0 | 0 | 0 | 0 | 0 | 0 | 0 | 0 | 0 | 0 | 0 | 0 | 0 | 0 | 0 | 0 | 0 | 0 | 0 | 0 | 0 | 0 | 0 | 0 | 0 | 0 | 0 | 3 | 0 | 2 | 0 | 0 | 0 | -1437.69 | -961.1112 | 317.0526 | Collinsville-Tesla 500 kV Line | Collinsville-Tesla 500 kV Line | Birds Landing-Contra Costa 230kV Line |  | 0 | 0 | 0 | 0 | 0 | 0 | 484.61 | 771.8 | 317.0526 | Contra Costa- Windmaster 230 kV line | Cortina-Eagle Rock 115 kV line | Birds Landing-Contra Costa 230kV Line |  | 5 | 1 | YES | 2 | 1 | 1 | NO | 1
PG&E NGBA | Geysers 3 | 115 | 0 | 0 | 0 | 0 | 0 | 0 | 0 | 0 | 0 | 0 | 0 | 0 | 0 | 0 | 0 | 0 | 0 | 0 | 0 | 0 | 0 | 0 | 0 | 0 | 0 | 0 | 0 | 0 | 0 | 0 | 0 | 0 | 0 | 0 | 0 | 0 | 0 | 0 | 0 | 1 | 0 | 1 | 0 | 0 | 0 | 0 | 0 | 0 | 0 | 0 | 0 | 0 | 1 | 0 | 1 | 1 | 0 | 0 | 0 | 0 | 0 | 0 | 0 | 0 | 0 | 0 | 1 | 0 | 0 | 0 | 0 | 0 | 0 | 0 | 0 | 0 | 0 | 0 | 0 | 0 | 0 | 0 | 0 | 0 | 0 | 0 | 0 | 0 | 0 | 0 | 0 | 0 | 0 | 0 | 0 | 0 | 0 | 1 |  | 0 | 0 | 0 | 0 | 0 | 0 | 0 | 0 | 0 | 0 | 0 | 0 | 0 | 0 | 0 | 0 | 0 | 0 | 0 | 0 | 0 | 0 | 0 | 0 | 0 | 0 | 0 | 0 | 0 | 0 | 2 | 0 | 2 | 0 | 0 | 0 | -1437.69 | -961.1112 | 317.0526 | Collinsville-Tesla 500 kV Line | Collinsville-Tesla 500 kV Line | Birds Landing-Contra Costa 230kV Line |  | 0 | 0 | 0 | 0 | 0 | 0 | 484.61 | 771.8 | 317.0526 | Contra Costa- Windmaster 230 kV line | Cortina-Eagle Rock 115 kV line | Birds Landing-Contra Costa 230kV Line |  | 5 | 1 | YES | 2 | 1 | 1 | NO | 1
PG&E NGBA | Glenn | 230 | 0 | 0 | 0 | 0 | 0 | 0 | 0 | 0 | 0 | 0 | 0 | 0 | 0 | 0 | 0 | 0 | 0 | 0 | 0 | 0 | 0 | 0 | 0 | 0 | 0 | 0 | 0 | 0 | 0 | 0 | 0 | 0 | 0 | 0 | 0 | 0 | 0 | 0 | 0 | 1 | 0 | 0 | 0 | 0 | 0 | 0 | 0 | 0 | 0 | 0 | 0 | 0 | 0 | 0 | 0 | 0 | 0 | 0 | 0 | 0 | 0 | 0 | 0 | 0 | 0 | 0 | 0 | 0 | 0 | 0 | 0 | 0 | 0 | 0 | 0 | 0 | 0 | 0 | 0 | 0 | 0 | 0 | 0 | 0 | 0 | 0 | 0 | 0 | 0 | 0 | 0 | 0 | 0 | 0 | 0 | 0 | 0 | 0 |  | 0 | 0 | 0 | 0 | 0 | 0 | 0 | 0 | 0 | 0 | 0 | 0 | 0 | 0 | 0 | 0 | 0 | 0 | 0 | 0 | 0 | 0 | 0 | 0 | 0 | 0 | 0 | 0 | 0 | 0 | 1 | 0 | 1 | 0 | 0 | 0 | -1437.69 | -961.1112 | 977.7909 | Collinsville-Tesla 500 kV Line | Collinsville-Tesla 500 kV Line | Collinsville-Tesla 500 kV Line |  | 0 | 0 | 0 | 0 | 0 | 0 | 7207.31 | 7683.8888 | 977.7909 | Collinsville-Tesla 500 kV Line | Collinsville-Tesla 500 kV Line | Collinsville-Tesla 500 kV Line |  | 5 | 1 | YES | 2 | 1 | 1 | NO | 1
PG&E NGBA | Glenn | 60 | 0 | 0 | 0 | 0 | 0 | 0 | 0 | 0 | 0 | 0 | 0 | 0 | 0 | 0 | 0 | 0 | 0 | 0 | 0 | 0 | 0 | 0 | 0 | 0 | 0 | 0 | 0 | 0 | 0 | 0 | 0 | 0 | 0 | 0 | 0 | 0 | 0 | 0 | 0 | 1 | 0 | 0 | 0 | 0 | 0 | 0 | 0 | 0 | 0 | 0 | 0 | 0 | 0 | 0 | 0 | 0 | 0 | 0 | 0 | 0 | 0 | 0 | 0 | 0 | 0 | 0 | 0 | 0 | 0 | 0 | 0 | 0 | 0 | 0 | 0 | 0 | 0 | 0 | 0 | 0 | 0 | 0 | 0 | 0 | 0 | 0 | 0 | 0 | 0 | 0 | 0 | 0 | 0 | 0 | 0 | 0 | 0 | 0 |  | 0 | 0 | 0 | 0 | 0 | 0 | 0 | 0 | 0 | 0 | 0 | 0 | 0 | 0 | 0 | 0 | 0 | 0 | 0 | 0 | 0 | 0 | 0 | 0 | 0 | 0 | 0 | 0 | 0 | 0 | 1 | 0 | 1 | 0 | 0 | 0 | -1437.69 | -961.1112 | 977.7909 | Collinsville-Tesla 500 kV Line | Collinsville-Tesla 500 kV Line | Collinsville-Tesla 500 kV Line |  | 0 | 0 | 0 | 0 | 0 | 0 | 7207.31 | 7683.8888 | 977.7909 | Collinsville-Tesla 500 kV Line | Collinsville-Tesla 500 kV Line | Collinsville-Tesla 500 kV Line |  | 5 | 1 | YES | 2 | 1 | 1 | NO | 1
PG&E NGBA | Gold Hill | 115 | 0 | 0 | 0 | 0 | 0 | 0 | 0 | 0 | 0 | 0 | 0 | 0 | 0 | 0 | 0 | 0 | 0 | 0 | 0 | 0 | 0 | 0 | 0 | 0 | 0 | 0 | 0 | 0 | 0 | 0 | 0 | 0 | 0 | 0 | 0 | 0 | 0 | 0 | 0 | 1 | 0 | 0 | 0 | 0 | 0 | 1 | 0 | 1 | 0 | 0 | 0 | 0 | 0 | 0 | 0 | 0 | 0 | 0 | 0 | 1 | 1 | 0 | 0 | 0 | 0 | 0 | 0 | 0 | 0 | 0 | 0 | 0 | 0 | 0 | 0 | 0 | 0 | 0 | 0 | 0 | 0 | 0 | 0 | 0 | 0 | 0 | 0 | 0 | 0 | 0 | 0 | 0 | 0 | 0 | 0 | 0 | 0 | 0 |  | 0 | 0 | 0 | 0 | 0 | 0 | 0 | 0 | 0 | 0 | 0 | 0 | 0 | 0 | 0 | 0 | 0 | 0 | 0 | 0 | 0 | 0 | 0 | 0 | 0 | 0 | 0 | 0 | 0 | 0 | 2 | 0 | 2 | 0 | 0 | 0 | -1437.69 | -961.1112 | 48.3836 | Collinsville-Tesla 500 kV Line | Collinsville-Tesla 500 kV Line | Rio Oso-Lockeford 230kV line |  | 0 | 0 | 0 | 0 | 0 | 0 | 265.5 | 247.81 | 48.3836 | Bellota-Weber 230kV line | Bellota-Weber 230kV line | Rio Oso-Lockeford 230kV line |  | 5 | 1 | YES | 2 | 1 | 1 | NO | 1
PG&E NGBA | Gold Hill | 230 | 0 | 0 | 0 | 0 | 0 | 0 | 0 | 0 | 0 | 0 | 0 | 0 | 0 | 0 | 0 | 0 | 0 | 0 | 0 | 0 | 0 | 0 | 0 | 0 | 0 | 0 | 0 | 0 | 0 | 0 | 0 | 0 | 0 | 0 | 0 | 0 | 0 | 0 | 0 | 1 | 0 | 0 | 0 | 0 | 0 | 1 | 1 | 1 | 0 | 0 | 0 | 0 | 0 | 0 | 0 | 0 | 0 | 0 | 0 | 1 | 1 | 0 | 0 | 0 | 0 | 0 | 0 | 0 | 0 | 0 | 0 | 0 | 0 | 0 | 0 | 0 | 0 | 0 | 0 | 0 | 0 | 0 | 0 | 0 | 0 | 0 | 0 | 0 | 0 | 0 | 0 | 0 | 0 | 0 | 0 | 0 | 0 | 0 |  | 0 | 0 | 0 | 0 | 0 | 0 | 0 | 0 | 0 | 0 | 0 | 0 | 0 | 0 | 0 | 0 | 0 | 0 | 0 | 0 | 0 | 0 | 0 | 0 | 0 | 0 | 0 | 0 | 0 | 0 | 2 | 0 | 2 | 0 | 0 | 0 | -1437.69 | -961.1112 | 48.3836 | Collinsville-Tesla 500 kV Line | Collinsville-Tesla 500 kV Line | Rio Oso-Lockeford 230kV line |  | 0 | 0 | 0 | 0 | 0 | 0 | 265.5 | 247.81 | 48.3836 | Bellota-Weber 230kV line | Bellota-Weber 230kV line | Rio Oso-Lockeford 230kV line |  | 5 | 1 | YES | 2 | 1 | 1 | NO | 1
SCE Northern | Goleta | 230 | 0 | 0 | 1 | 0 | 1 | 0 | 0 | 0 | 0 | 0 | 0 | 0 | 0 | 0 | 0 | 0 | 0 | 0 | 0 | 0 | 0 | 0 | 0 | 0 | 1 | 0 | 0 | 0 | 0 | 0 | 0 | 0 | 0 | 0 | 0 | 0 | 0 | 0 | 0 | 0 | 0 | 0 | 0 | 0 | 0 | 0 | 0 | 0 | 0 | 0 | 0 | 0 | 0 | 0 | 0 | 0 | 0 | 0 | 0 | 0 | 0 | 0 | 0 | 0 | 0 | 0 | 0 | 0 | 0 | 0 | 0 | 0 | 0 | 0 | 0 | 0 | 0 | 0 | 0 | 0 | 0 | 0 | 0 | 0 | 0 | 0 | 0 | 0 | 0 | 0 | 0 | 0 | 0 | 0 | 0 | 0 | 0 | 0 |  | 0 | 0 | 0 | 0 | 0 | 0 | 0 | 0 | 0 | 0 | 0 | 60 | 0 | 0 | 1 | 0 | 0 | 0 | 0 | 0 | 0 | 0 | 0 | 0 | 0 | 0 | 70 | 0 | 0 | 1 | 1 | 0 | 1 | 0 | 0 | 1 | -4343.191 | -2038.908 | -1396.283 | Lugo - Victorville area constraint | Lugo - Victorville area constraint | Lugo - Victorville area constraint |  | 0 | 0 | 0 | 0 | 0 | 0 | 448 | 554 | 2967 | Moorpark-Pardee Constraint | Moorpark-Pardee Constraint | Moorpark-Pardee Constraint |  | 5 | 1 | YES | 2 | 4 | 1 | YES | 2
SCE Metro | Goodrich | 230 | 0 | 0 | 0 | 0 | 0 | 0 | 0 | 0 | 0 | 1 | 0 | 0 | 0 | 0 | 0 | 0 | 0 | 0 | 0 | 0 | 0 | 0 | 0 | 0 | 0 | 0 | 0 | 0 | 0 | 0 | 0 | 0 | 0 | 0 | 0 | 0 | 0 | 0 | 0 | 0 | 0 | 0 | 0 | 0 | 0 | 0 | 0 | 0 | 0 | 0 | 0 | 0 | 0 | 0 | 0 | 0 | 0 | 0 | 0 | 0 | 0 | 0 | 0 | 0 | 0 | 0 | 0 | 0 | 0 | 0 | 0 | 0 | 0 | 0 | 0 | 0 | 0 | 0 | 0 | 0 | 0 | 0 | 0 | 0 | 0 | 0 | 0 | 0 | 0 | 0 | 0 | 0 | 0 | 0 | 0 | 0 | 0 | 0 |  | 0 | 0 | 0 | 0 | 0 | 0 | 0 | 0 | 0 | 0 | 0 | 0 | 0 | 0 | 0 | 0 | 0 | 0 | 0 | 0 | 0 | 0 | 0 | 0 | 0 | 0 | 0 | 0 | 0 | 0 | 0 | 0 | 0 | 0 | 0 | 0 | 3554.7188 | 7968.008 | 22025.8411 | SCE Metro Area Default Constraint | SCE Metro Area Default Constraint | SCE Metro Area Default Constraint |  | 0 | 0 | 0 | 0 | 0 | 0 | 3554.7188 | 7968.008 | 22025.8411 | SCE Metro Area Default Constraint | SCE Metro Area Default Constraint | SCE Metro Area Default Constraint |  | 1 | 1 | NO | 1 | 1 | 1 | NO | 1
PG&E KERN | Goose Lake | 115 | 0 | 0 | 0 | 0 | 0 | 0 | 0 | 0 | 0 | 0 | 0 | 0 | 0 | 0 | 0 | 0 | 0 | 0 | 0 | 0 | 0 | 0 | 0 | 0 | 0 | 0 | 0 | 0 | 0 | 0 | 0 | 0 | 0 | 0 | 0 | 0 | 0 | 0 | 0 | 0 | 0 | 0 | 0 | 0 | 0 | 0 | 0 | 0 | 0 | 0 | 0 | 0 | 0 | 0 | 0 | 0 | 0 | 0 | 0 | 0 | 0 | 0 | 0 | 0 | 0 | 0 | 0 | 1 | 1 | 0 | 0 | 0 | 0 | 0 | 0 | 1 | 0 | 0 | 0 | 1 | 0 | 0 | 0 | 0 | 0 | 0 | 0 | 0 | 0 | 0 | 0 | 0 | 0 | 0 | 0 | 0 | 0 | 0 |  | 0 | 0 | 0 | 0 | 0 | 0 | 0 | 0 | 0 | 0 | 0 | 0 | 0 | 0 | 0 | 0 | 0 | 0 | 0 | 0 | 0 | 0 | 0 | 0 | 0 | 0 | 0 | 0 | 0 | 0 | 0 | 0 | 1 | 0 | 1 | 0 | 120.85 | -4911.332 | -3937.2282 | Cal Flat-Gates 230 kV line | Gates 500/230kV TB #11 | Gates 500/230kV TB #11 |  | 0 | 0 | 0 | 0 | 0 | 0 | 120.85 | 201.6 | 233.6988 | Cal Flat-Gates 230 kV line | Semitropic-Midway 115kV Line | Semitropic-Midway 115kV Line |  | 5 | 1 | YES | 2 | 5 | 1 | YES | 2
SCE Metro | Gould | 230 | 0 | 0 | 0 | 0 | 0 | 0 | 0 | 0 | 0 | 1 | 0 | 0 | 0 | 0 | 0 | 0 | 0 | 0 | 0 | 0 | 0 | 0 | 0 | 0 | 0 | 0 | 0 | 0 | 0 | 0 | 0 | 0 | 0 | 0 | 0 | 0 | 0 | 0 | 0 | 0 | 0 | 0 | 0 | 0 | 0 | 0 | 0 | 0 | 0 | 0 | 0 | 0 | 0 | 0 | 0 | 0 | 0 | 0 | 0 | 0 | 0 | 0 | 0 | 0 | 0 | 0 | 0 | 0 | 0 | 0 | 0 | 0 | 0 | 0 | 0 | 0 | 0 | 0 | 0 | 0 | 0 | 0 | 0 | 0 | 0 | 0 | 0 | 0 | 0 | 0 | 0 | 0 | 0 | 0 | 0 | 0 | 0 | 0 |  | 0 | 0 | 0 | 0 | 0 | 0 | 0 | 0 | 0 | 0 | 0 | 0 | 0 | 0 | 0 | 0 | 0 | 0 | 0 | 0 | 0 | 0 | 0 | 0 | 0 | 0 | 0 | 0 | 0 | 0 | 0 | 0 | 0 | 0 | 0 | 0 | 3554.7188 | 7968.008 | 22025.8411 | SCE Metro Area Default Constraint | SCE Metro Area Default Constraint | SCE Metro Area Default Constraint |  | 0 | 0 | 0 | 0 | 0 | 0 | 3554.7188 | 7968.008 | 22025.8411 | SCE Metro Area Default Constraint | SCE Metro Area Default Constraint | SCE Metro Area Default Constraint |  | 1 | 1 | NO | 1 | 1 | 1 | NO | 1
PG&E NGBA | Grand Island | 115 | 0 | 0 | 0 | 0 | 0 | 0 | 0 | 0 | 0 | 0 | 0 | 0 | 0 | 0 | 0 | 0 | 0 | 0 | 0 | 0 | 0 | 0 | 0 | 0 | 0 | 0 | 0 | 0 | 0 | 0 | 0 | 0 | 0 | 0 | 0 | 0 | 0 | 0 | 0 | 1 | 0 | 0 | 0 | 0 | 1 | 1 | 0 | 1 | 0 | 0 | 0 | 0 | 0 | 0 | 0 | 0 | 0 | 0 | 0 | 1 | 1 | 0 | 0 | 0 | 0 | 0 | 0 | 0 | 0 | 0 | 0 | 0 | 0 | 0 | 0 | 0 | 0 | 0 | 0 | 0 | 0 | 0 | 0 | 0 | 0 | 0 | 0 | 0 | 0 | 0 | 0 | 0 | 0 | 0 | 0 | 0 | 0 | 0 |  | 0 | 0 | 0 | 0 | 0 | 0 | 0 | 0 | 0 | 0 | 0 | 0 | 0 | 0 | 0 | 0 | 0 | 0 | 0 | 0 | 0 | 0 | 0 | 2.73 | 0 | 0 | 0 | 0 | 0 | 1 | 2 | 0 | 2 | 0 | 0 | 0 | -1437.69 | -961.1112 | 48.3836 | Collinsville-Tesla 500 kV Line | Collinsville-Tesla 500 kV Line | Rio Oso-Lockeford 230kV line |  | 0 | 0 | 0 | 0 | 0 | 0 | 50 | 50 | 48.3836 | Rocklin-Pleaseant grove 115kV line | Rocklin-Pleaseant grove 115kV line | Rio Oso-Lockeford 230kV line |  | 5 | 1 | YES | 2 | 1 | 1 | NO | 1
SDGE | Granite | 69 | 0 | 0 | 0 | 0 | 0 | 0 | 0 | 0 | 0 | 0 | 0 | 0 | 0 | 0 | 0 | 0 | 0 | 0 | 0 | 0 | 0 | 0 | 0 | 0 | 0 | 0 | 0 | 1 | 0 | 0 | 1 | 0 | 1 | 0 | 0 | 0 | 0 | 0 | 0 | 0 | 0 | 0 | 0 | 0 | 0 | 0 | 0 | 0 | 0 | 0 | 0 | 0 | 0 | 0 | 0 | 0 | 0 | 0 | 0 | 0 | 0 | 0 | 0 | 0 | 0 | 0 | 0 | 0 | 0 | 0 | 0 | 0 | 0 | 0 | 0 | 0 | 0 | 0 | 0 | 0 | 0 | 0 | 0 | 0 | 0 | 0 | 0 | 0 | 0 | 0 | 0 | 0 | 0 | 0 | 0 | 0 | 0 | 2 |  | 0 | 0 | 0 | 0 | 0 | 0 | 0 | 0 | 0 | 0 | 0 | 0 | 0 | 0 | 0 | 0 | 0 | 0 | 0 | 0 | 0 | 0 | 0 | 0 | 0 | 0 | 2.25 | 0 | 0 | 1 | 0 | 1 | 0 | 1 | 0 | 0 | -99.1 | -698.67 | 482.1964 | San Luis Rey-San Onofre 230 kV line constraint | San Luis Rey-San Onofre 230 kV line constraint | El Cajon 69 kV constraint |  | 0 | 1 | 0 | 1 | 0 | 0 | -99.1 | -698.67 | 482.1964 | San Luis Rey-San Onofre 230 kV line constraint | San Luis Rey-San Onofre 230 kV line constraint | El Cajon 69 kV constraint |  | 4 | 4 | NO | 4 | 1 | 1 | NO | 1
PG&E GBA | Grant | 115 | 0 | 0 | 0 | 0 | 0 | 0 | 0 | 0 | 0 | 0 | 0 | 0 | 0 | 0 | 0 | 0 | 0 | 0 | 0 | 0 | 0 | 0 | 0 | 0 | 0 | 0 | 0 | 0 | 0 | 0 | 0 | 0 | 0 | 0 | 0 | 0 | 0 | 0 | 0 | 1 | 0 | 0 | 0 | 0 | 0 | 0 | 0 | 0 | 0 | 0 | 0 | 0 | 1 | 0 | 0 | 0 | 0 | 0 | 0 | 0 | 0 | 0 | 0 | 0 | 0 | 0 | 0 | 0 | 0 | 0 | 0 | 0 | 0 | 0 | 0 | 0 | 0 | 0 | 0 | 0 | 0 | 0 | 0 | 0 | 0 | 0 | 0 | 0 | 0 | 0 | 0 | 0 | 0 | 0 | 0 | 0 | 0 | 1 |  | 0 | 0 | 0 | 0 | 0 | 0 | 0 | 0 | 0 | 0 | 0 | 0 | 0 | 0 | 0 | 0 | 0 | 0 | 0 | 0 | 0 | 0 | 0 | 0 | 0 | 0 | 0 | 0 | 0 | 0 | 1 | 0 | 1 | 0 | 0 | 0 | -1437.69 | -961.1112 | 977.7909 | Collinsville-Tesla 500 kV Line | Collinsville-Tesla 500 kV Line | Collinsville-Tesla 500 kV Line |  | 0 | 0 | 0 | 0 | 0 | 0 | 2381.7 | 2366.26 | 977.7909 | Sobrante-Moraga 230 kV line | Sobrante-Moraga 230 kV line | Collinsville-Tesla 500 kV Line |  | 5 | 1 | YES | 2 | 1 | 1 | NO | 1
PG&E GBA | Green Valley | 115 | 0 | 0 | 0 | 0 | 0 | 0 | 0 | 0 | 0 | 0 | 0 | 0 | 0 | 0 | 0 | 0 | 0 | 0 | 0 | 0 | 0 | 0 | 0 | 0 | 0 | 0 | 0 | 0 | 0 | 0 | 0 | 0 | 0 | 0 | 0 | 0 | 0 | 0 | 0 | 0 | 0 | 0 | 0 | 0 | 0 | 0 | 0 | 0 | 0 | 0 | 0 | 0 | 1 | 0 | 0 | 1 | 0 | 0 | 0 | 1 | 0 | 0 | 0 | 0 | 1 | 0 | 0 | 0 | 0 | 0 | 0 | 0 | 0 | 0 | 0 | 0 | 0 | 0 | 0 | 0 | 0 | 0 | 0 | 0 | 0 | 0 | 0 | 0 | 0 | 0 | 0 | 0 | 0 | 0 | 0 | 0 | 1 | 1 |  | 0 | 0 | 0 | 0 | 0 | 0 | 0 | 0 | 0 | 0 | 0 | 0 | 0 | 0 | 0 | 0 | 0 | 0 | 0 | 0 | 0 | 0 | 0 | 0 | 0 | 0 | 0 | 0 | 0 | 0 | 0 | 0 | 0 | 0 | 0 | 1 | 80 | 133 | -22.5 | Morganhill-Metcalf 115kV Line | Morganhill-Metcalf 115kV Line | Morganhill-Metcalf 115kV Line |  | 0 | 0 | 0 | 0 | 0 | 1 | 80 | 133 | -22.5 | Morganhill-Metcalf 115kV Line | Morganhill-Metcalf 115kV Line | Morganhill-Metcalf 115kV Line |  | 1 | 1 | NO | 1 | 3 | 3 | NO | 3
PG&E NGBA | Greenleaf 1 | 115 | 0 | 0 | 0 | 0 | 0 | 0 | 0 | 0 | 0 | 0 | 0 | 0 | 0 | 0 | 0 | 0 | 0 | 0 | 0 | 0 | 0 | 0 | 0 | 0 | 0 | 0 | 0 | 0 | 0 | 0 | 0 | 0 | 0 | 0 | 0 | 0 | 0 | 0 | 0 | 1 | 0 | 0 | 0 | 0 | 1 | 1 | 1 | 1 | 0 | 0 | 0 | 0 | 0 | 0 | 0 | 0 | 0 | 0 | 0 | 1 | 1 | 0 | 0 | 0 | 0 | 0 | 0 | 0 | 0 | 0 | 0 | 0 | 0 | 0 | 0 | 0 | 0 | 0 | 0 | 0 | 0 | 0 | 0 | 0 | 0 | 0 | 0 | 0 | 0 | 0 | 0 | 0 | 0 | 0 | 0 | 0 | 0 | 0 |  | 0 | 0 | 0 | 0 | 0 | 0 | 0 | 0 | 0 | 0 | 0 | 0 | 0 | 0 | 0 | 0 | 0 | 0 | 0 | 0 | 0 | 0 | 0 | 0 | 0 | 0 | 0 | 0 | 0 | 0 | 2 | 0 | 2 | 0 | 0 | 0 | -1437.69 | -961.1112 | 48.3836 | Collinsville-Tesla 500 kV Line | Collinsville-Tesla 500 kV Line | Rio Oso-Lockeford 230kV line |  | 0 | 0 | 0 | 0 | 0 | 0 | 50 | 50 | 48.3836 | Rocklin-Pleaseant grove 115kV line | Rocklin-Pleaseant grove 115kV line | Rio Oso-Lockeford 230kV line |  | 5 | 1 | YES | 2 | 1 | 1 | NO | 1
PG&E FRESNO | Gregg | 230 | 0 | 0 | 0 | 0 | 0 | 0 | 0 | 0 | 0 | 0 | 0 | 0 | 0 | 0 | 0 | 0 | 0 | 0 | 0 | 0 | 0 | 0 | 0 | 0 | 0 | 0 | 0 | 0 | 0 | 0 | 0 | 0 | 0 | 0 | 0 | 0 | 0 | 0 | 0 | 0 | 0 | 0 | 0 | 0 | 0 | 1 | 0 | 0 | 0 | 0 | 0 | 0 | 0 | 0 | 0 | 0 | 0 | 0 | 0 | 0 | 0 | 0 | 0 | 0 | 0 | 0 | 0 | 0 | 0 | 0 | 0 | 0 | 0 | 0 | 0 | 0 | 0 | 0 | 1 | 1 | 0 | 1 | 1 | 1 | 0 | 1 | 0 | 1 | 1 | 1 | 0 | 0 | 0 | 0 | 0 | 0 | 0 | 1 |  | 0 | 0 | 0 | 0 | 0 | 0 | 0 | 0 | 0 | 0 | 0 | 0 | 0 | 0 | 0 | 0 | 0 | 0 | 0 | 0 | 0 | 0 | 0 | 0 | 0 | 0 | 0 | 0 | 0 | 0 | 3 | 0 | 5 | 0 | 3 | 0 | -516.8 | -4911.332 | -3937.2282 | Borden-Storey #1 230kV line | Gates 500/230kV TB #11 | Gates 500/230kV TB #11 |  | 0 | 0 | 0 | 0 | 0 | 0 | 265.5 | 38.76 | 685.2366 | Bellota-Weber 230kV line | Los Banos 500/230kV TB | Tranquility-Helm 230kV Line |  | 5 | 1 | YES | 2 | 5 | 1 | YES | 2
PG&E FRESNO | Grimmway-Malaga | 115 | 0 | 0 | 0 | 0 | 0 | 0 | 0 | 0 | 0 | 0 | 0 | 0 | 0 | 0 | 0 | 0 | 0 | 0 | 0 | 0 | 0 | 0 | 0 | 0 | 0 | 0 | 0 | 0 | 0 | 0 | 0 | 0 | 0 | 0 | 0 | 0 | 0 | 0 | 0 | 0 | 0 | 0 | 0 | 0 | 0 | 1 | 0 | 0 | 0 | 0 | 0 | 0 | 0 | 0 | 0 | 0 | 0 | 0 | 0 | 0 | 0 | 0 | 0 | 0 | 0 | 0 | 0 | 0 | 0 | 0 | 0 | 0 | 0 | 0 | 0 | 0 | 0 | 0 | 1 | 1 | 0 | 1 | 0 | 0 | 0 | 1 | 0 | 0 | 0 | 1 | 0 | 0 | 0 | 0 | 0 | 0 | 0 | 1 |  | 0 | 0 | 0 | 0 | 0 | 0 | 0 | 0 | 0 | 0 | 0 | 0 | 0 | 0 | 0 | 0 | 0 | 0 | 0 | 0 | 0 | 0 | 0 | 0 | 0 | 0 | 0 | 0 | 0 | 0 | 2 | 0 | 4 | 0 | 3 | 0 | -516.8 | -4911.332 | -3937.2282 | Borden-Storey #1 230kV line | Gates 500/230kV TB #11 | Gates 500/230kV TB #11 |  | 0 | 0 | 0 | 0 | 0 | 0 | 265.5 | 38.76 | 685.2366 | Bellota-Weber 230kV line | Los Banos 500/230kV TB | Tranquility-Helm 230kV Line |  | 5 | 1 | YES | 2 | 5 | 1 | YES | 2
PG&E NGBA | Grizzly | 230 | 0 | 0 | 0 | 0 | 0 | 0 | 0 | 0 | 0 | 0 | 0 | 0 | 0 | 0 | 0 | 0 | 0 | 0 | 0 | 0 | 0 | 0 | 0 | 0 | 0 | 0 | 0 | 0 | 0 | 0 | 0 | 0 | 0 | 0 | 0 | 0 | 0 | 0 | 0 | 1 | 1 | 0 | 1 | 0 | 1 | 1 | 1 | 1 | 0 | 0 | 0 | 0 | 0 | 0 | 0 | 0 | 0 | 0 | 0 | 1 | 1 | 0 | 0 | 0 | 0 | 0 | 0 | 0 | 0 | 0 | 0 | 0 | 0 | 0 | 0 | 0 | 0 | 0 | 0 | 0 | 0 | 0 | 0 | 0 | 0 | 0 | 0 | 0 | 0 | 0 | 0 | 0 | 0 | 0 | 0 | 0 | 0 | 0 |  | 0 | 0 | 0 | 0 | 0 | 0 | 0 | 0 | 0 | 0 | 0 | 0 | 0 | 0 | 0 | 0 | 0 | 0 | 0 | 0 | 0 | 0 | 0 | 0 | 0 | 0 | 0 | 0 | 0 | 0 | 3 | 0 | 2 | 0 | 0 | 1 | -1437.69 | -961.1112 | -75.76 | Collinsville-Tesla 500 kV Line | Collinsville-Tesla 500 kV Line | Woodland- Davis 115kV line |  | 1 | 0 | 0 | 0 | 0 | 1 | -29.55 | 38.65 | -75.76 | Woodland- Davis 115kV line | Woodland- Davis 115kV line | Woodland- Davis 115kV line |  | 5 | 5 | NO | 5 | 3 | 3 | NO | 3
PG&E FRESNO | Guernsey | 70 | 0 | 0 | 0 | 0 | 0 | 0 | 0 | 0 | 0 | 0 | 0 | 0 | 0 | 0 | 0 | 0 | 0 | 0 | 0 | 0 | 0 | 0 | 0 | 0 | 0 | 0 | 0 | 0 | 0 | 0 | 0 | 0 | 0 | 0 | 0 | 0 | 0 | 0 | 0 | 0 | 0 | 0 | 0 | 0 | 0 | 1 | 0 | 0 | 0 | 0 | 0 | 0 | 0 | 0 | 0 | 0 | 0 | 0 | 0 | 0 | 0 | 0 | 0 | 0 | 0 | 0 | 0 | 0 | 0 | 0 | 0 | 0 | 0 | 0 | 0 | 0 | 0 | 0 | 1 | 1 | 0 | 1 | 0 | 0 | 0 | 1 | 0 | 0 | 0 | 1 | 0 | 0 | 0 | 0 | 1 | 0 | 0 | 1 |  | 0 | 0 | 0 | 0 | 0 | 0 | 0 | 0 | 0 | 0 | 0 | 0 | 0 | 0 | 0 | 0 | 0 | 0 | 0 | 0 | 0 | 0 | 0 | 0 | 0 | 0 | 0 | 0 | 0 | 0 | 2 | 0 | 5 | 0 | 3 | 1 | -516.8 | -4911.332 | -3937.2282 | Borden-Storey #1 230kV line | Gates 500/230kV TB #11 | Gates 500/230kV TB #11 |  | 0 | 0 | 0 | 0 | 0 | 0 | 265.5 | 38.76 | 631.7684 | Bellota-Weber 230kV line | Los Banos 500/230kV TB | Mustang-Henrietta 230 kV line |  | 5 | 1 | YES | 2 | 5 | 1 | YES | 2
PG&E FRESNO | GWF Hanford | 115 | 0 | 0 | 0 | 0 | 0 | 0 | 0 | 0 | 0 | 0 | 0 | 0 | 0 | 0 | 0 | 0 | 0 | 0 | 0 | 0 | 0 | 0 | 0 | 0 | 0 | 0 | 0 | 0 | 0 | 0 | 0 | 0 | 0 | 0 | 0 | 0 | 0 | 0 | 0 | 0 | 0 | 0 | 0 | 0 | 0 | 1 | 0 | 0 | 0 | 0 | 0 | 0 | 0 | 0 | 0 | 0 | 0 | 0 | 0 | 0 | 0 | 0 | 0 | 0 | 0 | 0 | 0 | 0 | 0 | 0 | 0 | 0 | 0 | 0 | 0 | 0 | 0 | 0 | 1 | 1 | 0 | 1 | 0 | 1 | 0 | 1 | 0 | 0 | 0 | 1 | 0 | 0 | 0 | 0 | 0 | 0 | 0 | 1 |  | 0 | 0 | 0 | 0 | 0 | 0 | 0 | 0 | 0 | 0 | 0 | -51.4 | 0 | 0 | 1 | 0 | 0 | 0 | 0 | 0 | 0 | 0 | 0 | 0 | 0 | 0 | 80 | 0 | 0 | 1 | 3 | 0 | 5 | 0 | 3 | 0 | -516.8 | -4911.332 | -3937.2282 | Borden-Storey #1 230kV line | Gates 500/230kV TB #11 | Gates 500/230kV TB #11 |  | 0 | 0 | 0 | 0 | 0 | 0 | 265.5 | 38.76 | 685.2366 | Bellota-Weber 230kV line | Los Banos 500/230kV TB | Tranquility-Helm 230kV Line |  | 5 | 1 | YES | 2 | 5 | 1 | YES | 2
PG&E FRESNO | Haas | 230 | 0 | 0 | 0 | 0 | 0 | 0 | 0 | 0 | 0 | 0 | 0 | 0 | 0 | 0 | 0 | 0 | 0 | 0 | 0 | 0 | 0 | 0 | 0 | 0 | 0 | 0 | 0 | 0 | 0 | 0 | 0 | 0 | 0 | 0 | 0 | 0 | 0 | 0 | 0 | 0 | 0 | 0 | 0 | 0 | 0 | 1 | 0 | 0 | 0 | 0 | 0 | 0 | 0 | 0 | 0 | 0 | 0 | 0 | 0 | 0 | 0 | 0 | 0 | 0 | 0 | 0 | 0 | 0 | 0 | 0 | 0 | 0 | 0 | 0 | 0 | 0 | 0 | 0 | 1 | 1 | 0 | 1 | 0 | 0 | 0 | 1 | 0 | 0 | 0 | 1 | 0 | 0 | 0 | 0 | 0 | 0 | 0 | 1 |  | 0 | 0 | 0 | 0 | 0 | 0 | 0 | 0 | 0 | 0 | 0 | 0 | 0 | 0 | 0 | 0 | 0 | 0 | 0 | 0 | 0 | 0 | 0 | 0 | 0 | 0 | 0 | 0 | 0 | 0 | 2 | 0 | 4 | 0 | 3 | 0 | -516.8 | -4911.332 | -3937.2282 | Borden-Storey #1 230kV line | Gates 500/230kV TB #11 | Gates 500/230kV TB #11 |  | 0 | 0 | 0 | 0 | 0 | 0 | 265.5 | 38.76 | 685.2366 | Bellota-Weber 230kV line | Los Banos 500/230kV TB | Tranquility-Helm 230kV Line |  | 5 | 1 | YES | 2 | 5 | 1 | YES | 2
PG&E FRESNO | Hammonds | 115 | 0 | 0 | 0 | 0 | 0 | 0 | 0 | 0 | 0 | 0 | 0 | 0 | 0 | 0 | 0 | 0 | 0 | 0 | 0 | 0 | 0 | 0 | 0 | 0 | 0 | 0 | 0 | 0 | 0 | 0 | 0 | 0 | 0 | 0 | 0 | 0 | 0 | 0 | 0 | 0 | 0 | 0 | 0 | 0 | 0 | 0 | 0 | 0 | 0 | 0 | 0 | 0 | 0 | 0 | 0 | 0 | 0 | 0 | 0 | 0 | 0 | 0 | 0 | 0 | 0 | 0 | 0 | 0 | 0 | 0 | 0 | 0 | 0 | 0 | 0 | 0 | 0 | 0 | 0 | 1 | 0 | 0 | 0 | 0 | 0 | 1 | 0 | 1 | 0 | 0 | 0 | 0 | 1 | 0 | 0 | 0 | 0 | 1 |  | 0 | 0 | 0 | 0 | 0 | 0 | 0 | 0 | 0 | 0 | 0 | 0 | 0 | 0 | 0 | 0 | 0 | 0 | 0 | 0 | 0 | 0 | 0 | 0 | 100 | 0 | 0 | 0 | 0 | 1 | 0 | 0 | 1 | 0 | 1 | 0 | 256.42 | -4911.332 | -3937.2282 | Gates 500/230kV TB #11 | Gates 500/230kV TB #11 | Gates 500/230kV TB #11 |  | 0 | 0 | 0 | 0 | 0 | 0 | 384.55 | 38.76 | 126.1276 | Los Banos 500/230kV TB | Los Banos 500/230kV TB | Oro Loma-El Nido 115kV Line |  | 5 | 1 | YES | 2 | 5 | 1 | YES | 2
SCE Metro | HarborGen | 230 | 0 | 0 | 0 | 0 | 0 | 0 | 0 | 0 | 0 | 1 | 0 | 0 | 0 | 0 | 0 | 0 | 0 | 0 | 0 | 0 | 0 | 0 | 0 | 0 | 0 | 0 | 0 | 0 | 0 | 0 | 0 | 0 | 0 | 0 | 0 | 0 | 0 | 0 | 0 | 0 | 0 | 0 | 0 | 0 | 0 | 0 | 0 | 0 | 0 | 0 | 0 | 0 | 0 | 0 | 0 | 0 | 0 | 0 | 0 | 0 | 0 | 0 | 0 | 0 | 0 | 0 | 0 | 0 | 0 | 0 | 0 | 0 | 0 | 0 | 0 | 0 | 0 | 0 | 0 | 0 | 0 | 0 | 0 | 0 | 0 | 0 | 0 | 0 | 0 | 0 | 0 | 0 | 0 | 0 | 0 | 0 | 0 | 0 |  | 0 | 0 | 0 | 0 | 0 | 0 | 0 | 0 | 0 | 0 | 0 | 0 | 0 | 0 | 0 | 0 | 0 | 0 | 0 | 0 | 0 | 0 | 0 | 0 | 0 | 0 | 0 | 0 | 0 | 0 | 0 | 0 | 0 | 0 | 0 | 0 | 3554.7188 | 7968.008 | 22025.8411 | SCE Metro Area Default Constraint | SCE Metro Area Default Constraint | SCE Metro Area Default Constraint |  | 0 | 0 | 0 | 0 | 0 | 0 | 3554.7188 | 7968.008 | 22025.8411 | SCE Metro Area Default Constraint | SCE Metro Area Default Constraint | SCE Metro Area Default Constraint |  | 1 | 1 | NO | 1 | 1 | 1 | NO | 1
PG&E NGBA | Harris | 60 | 0 | 0 | 0 | 0 | 0 | 0 | 0 | 0 | 0 | 0 | 0 | 0 | 0 | 0 | 0 | 0 | 0 | 0 | 0 | 0 | 0 | 0 | 0 | 0 | 0 | 0 | 0 | 0 | 0 | 0 | 0 | 0 | 0 | 0 | 0 | 0 | 0 | 0 | 0 | 1 | 0 | 0 | 0 | 0 | 0 | 0 | 0 | 0 | 0 | 0 | 0 | 0 | 0 | 0 | 0 | 0 | 0 | 0 | 0 | 0 | 0 | 0 | 0 | 0 | 0 | 0 | 0 | 0 | 0 | 0 | 0 | 0 | 0 | 0 | 0 | 0 | 0 | 0 | 0 | 0 | 0 | 0 | 0 | 0 | 0 | 0 | 0 | 0 | 0 | 0 | 0 | 0 | 0 | 0 | 0 | 0 | 0 | 0 |  | 0 | 0 | 0 | 0 | 0 | 0 | 0 | 0 | 0 | 0 | 0 | 0 | 0 | 0 | 0 | 0 | 0 | 0 | 0 | 0 | 0 | 0 | 0 | 0 | 0 | 0 | 0 | 0 | 0 | 0 | 1 | 0 | 1 | 0 | 0 | 0 | -1437.69 | -961.1112 | 977.7909 | Collinsville-Tesla 500 kV Line | Collinsville-Tesla 500 kV Line | Collinsville-Tesla 500 kV Line |  | 0 | 0 | 0 | 0 | 0 | 0 | 7207.31 | 7683.8888 | 977.7909 | Collinsville-Tesla 500 kV Line | Collinsville-Tesla 500 kV Line | Collinsville-Tesla 500 kV Line |  | 5 | 1 | YES | 2 | 1 | 1 | NO | 1
EOP | Harry Allen | 500 | 0 | 0 | 0 | 0 | 0 | 0 | 0 | 0 | 0 | 0 | 0 | 0 | 0 | 0 | 0 | 0 | 0 | 0 | 0 | 0 | 0 | 0 | 0 | 1 | 1 | 0 | 0 | 0 | 0 | 0 | 0 | 0 | 0 | 0 | 0 | 0 | 0 | 0 | 0 | 0 | 0 | 0 | 0 | 0 | 0 | 0 | 0 | 0 | 0 | 0 | 0 | 0 | 0 | 0 | 0 | 0 | 0 | 0 | 0 | 0 | 0 | 0 | 0 | 0 | 0 | 0 | 0 | 0 | 0 | 0 | 0 | 0 | 0 | 0 | 0 | 0 | 0 | 0 | 0 | 0 | 0 | 0 | 0 | 0 | 0 | 0 | 0 | 0 | 0 | 0 | 0 | 0 | 0 | 0 | 0 | 0 | 0 | 1 |  | 0 | 0 | 0 | 0 | 0 | 0 | 0 | 0 | 0 | 0 | 0 | 0 | 0 | 0 | 0 | 0 | 0 | 0 | 0 | 1100 | 0 | 0 | 0 | 0 | 0 | 301.2 | 0 | 0 | 0 | 1 | 1 | 1 | 1 | 0 | 0 | 1 | -4343.191 | -2038.908 | -1396.283 | Lugo - Victorville area constraint | Lugo - Victorville area constraint | Lugo - Victorville area constraint |  | 0 | 1 | 0 | 0 | 0 | 0 | -160.5 | 1398.25 | 3565.626 | Sloan Canyon - Eldorado 500 kV constraint | Sloan Canyon - Eldorado 500 kV constraint | Sloan Canyon - Eldorado 500 kV constraint |  | 5 | 3 | YES | 3 | 4 | 1 | YES | 2
PG&E NGBA | Hartley | 60 | 0 | 0 | 0 | 0 | 0 | 0 | 0 | 0 | 0 | 0 | 0 | 0 | 0 | 0 | 0 | 0 | 0 | 0 | 0 | 0 | 0 | 0 | 0 | 0 | 0 | 0 | 0 | 0 | 0 | 0 | 0 | 0 | 0 | 0 | 0 | 0 | 0 | 0 | 0 | 1 | 0 | 0 | 0 | 0 | 0 | 0 | 0 | 0 | 0 | 0 | 0 | 0 | 1 | 0 | 0 | 0 | 0 | 0 | 0 | 0 | 0 | 0 | 0 | 0 | 0 | 0 | 1 | 0 | 0 | 0 | 0 | 0 | 0 | 0 | 0 | 0 | 0 | 0 | 0 | 0 | 0 | 0 | 0 | 0 | 0 | 0 | 0 | 0 | 0 | 0 | 0 | 0 | 0 | 0 | 0 | 0 | 0 | 1 |  | 0 | 0 | 0 | 0 | 0 | 0 | 0 | 0 | 0 | 0 | 0 | 0 | 0 | 0 | 0 | 0 | 0 | 0 | 0 | 0 | 0 | 0 | 0 | 0 | 0 | 0 | 0 | 0 | 0 | 0 | 2 | 0 | 2 | 0 | 0 | 0 | -1437.69 | -961.1112 | 317.0526 | Collinsville-Tesla 500 kV Line | Collinsville-Tesla 500 kV Line | Birds Landing-Contra Costa 230kV Line |  | 0 | 0 | 0 | 0 | 0 | 0 | 1432.61 | 1724.7038 | 317.0526 | Birds Landing-Contra Costa 230kV Line | Birds Landing-Contra Costa 230kV Line | Birds Landing-Contra Costa 230kV Line |  | 5 | 1 | YES | 2 | 1 | 1 | NO | 1
SCE NOL | Harvard | 115 | 0 | 0 | 0 | 0 | 0 | 0 | 0 | 0 | 0 | 0 | 0 | 1 | 1 | 1 | 0 | 0 | 0 | 0 | 0 | 0 | 0 | 0 | 0 | 0 | 0 | 0 | 0 | 0 | 0 | 0 | 0 | 0 | 0 | 0 | 0 | 0 | 0 | 0 | 0 | 0 | 0 | 0 | 0 | 0 | 0 | 0 | 0 | 0 | 0 | 0 | 0 | 0 | 0 | 0 | 0 | 0 | 0 | 0 | 0 | 0 | 0 | 0 | 0 | 0 | 0 | 0 | 0 | 0 | 0 | 0 | 0 | 0 | 0 | 0 | 0 | 0 | 0 | 0 | 0 | 0 | 0 | 0 | 0 | 0 | 0 | 0 | 0 | 0 | 0 | 0 | 0 | 0 | 0 | 0 | 0 | 0 | 0 | 3 |  | 0 | 0 | 0 | 0 | 0 | 0 | 0 | 0 | 0 | 0 | 0 | 0 | 0 | 0 | 0 | 0 | 0 | 0 | 0 | 0 | 0 | 0 | 0 | 0 | 0 | 0 | 0 | 0 | 0 | 0 | 0 | 2 | 0 | 4 | 0 | 0 | -280.6 | -137.55 | 1093.724 | South of Kramer Area Constraint | Lugo Transformer Area Constraint | South of Kramer Area Constraint |  | 0 | 2 | 0 | 4 | 0 | 0 | -280.6 | -137.55 | 1093.724 | South of Kramer Area Constraint | Lugo Transformer Area Constraint | South of Kramer Area Constraint |  | 4 | 4 | NO | 4 | 1 | 1 | NO | 1
SDGE | Hassayampa | 500 | 0 | 0 | 0 | 0 | 0 | 0 | 0 | 0 | 0 | 0 | 0 | 0 | 0 | 0 | 0 | 0 | 0 | 1 | 0 | 0 | 0 | 0 | 0 | 0 | 1 | 0 | 0 | 0 | 0 | 0 | 0 | 1 | 0 | 0 | 0 | 0 | 0 | 0 | 0 | 0 | 0 | 0 | 0 | 0 | 0 | 0 | 0 | 0 | 0 | 0 | 0 | 0 | 0 | 0 | 0 | 0 | 0 | 0 | 0 | 0 | 0 | 0 | 0 | 0 | 0 | 0 | 0 | 0 | 0 | 0 | 0 | 0 | 0 | 0 | 0 | 0 | 0 | 0 | 0 | 0 | 0 | 0 | 0 | 0 | 0 | 0 | 0 | 0 | 0 | 0 | 0 | 0 | 0 | 0 | 0 | 0 | 0 | 2 |  | 0 | 0 | 0 | 0 | 0 | 0 | 0 | 0 | 0 | 52.5 | 0 | 10 | 0 | 0 | 1 | 0 | 0 | 0 | 0 | 0 | 0 | 0 | 0 | 0 | 3687 | 2500 | 95 | 815 | 0 | 1 | 1 | 2 | 1 | 2 | 0 | 2 | -4343.191 | -2038.908 | -1396.283 | Lugo - Victorville area constraint | Lugo - Victorville area constraint | Lugo - Victorville area constraint |  | 0 | 3 | 0 | 0 | 0 | 0 | -647.646 | 80.292 | 127.485 | Devers-Red Bluff Constraint | Devers-Red Bluff Constraint | East of Miguel constraint |  | 5 | 4 | YES | 4 | 4 | 1 | YES | 2
PG&E FRESNO | Helm | 230 | 0 | 0 | 0 | 0 | 0 | 0 | 0 | 0 | 0 | 0 | 0 | 0 | 0 | 0 | 0 | 0 | 0 | 0 | 0 | 0 | 0 | 0 | 0 | 0 | 0 | 0 | 0 | 0 | 0 | 0 | 0 | 0 | 0 | 0 | 0 | 0 | 0 | 0 | 0 | 0 | 0 | 0 | 0 | 0 | 0 | 1 | 0 | 0 | 0 | 0 | 0 | 0 | 0 | 0 | 0 | 0 | 0 | 0 | 0 | 0 | 0 | 0 | 0 | 0 | 0 | 0 | 0 | 0 | 0 | 0 | 0 | 0 | 0 | 0 | 0 | 0 | 0 | 0 | 1 | 1 | 0 | 1 | 0 | 0 | 0 | 1 | 0 | 0 | 0 | 1 | 0 | 0 | 0 | 0 | 0 | 0 | 0 | 1 |  | 0 | 0 | 0 | 0 | 0 | 0 | 0 | 0 | 0 | 0 | 0 | 0 | 0 | 0 | 0 | 0 | 0 | 0 | 0 | 0 | 0 | 0 | 0 | 0 | 749 | 0 | 0 | 0 | 0 | 1 | 2 | 0 | 4 | 0 | 3 | 0 | -516.8 | -4911.332 | -3937.2282 | Borden-Storey #1 230kV line | Gates 500/230kV TB #11 | Gates 500/230kV TB #11 |  | 0 | 0 | 0 | 0 | 0 | 0 | 265.5 | 38.76 | 685.2366 | Bellota-Weber 230kV line | Los Banos 500/230kV TB | Tranquility-Helm 230kV Line |  | 5 | 1 | YES | 2 | 5 | 1 | YES | 2
PG&E FRESNO | Helm | 70 | 0 | 0 | 0 | 0 | 0 | 0 | 0 | 0 | 0 | 0 | 0 | 0 | 0 | 0 | 0 | 0 | 0 | 0 | 0 | 0 | 0 | 0 | 0 | 0 | 0 | 0 | 0 | 0 | 0 | 0 | 0 | 0 | 0 | 0 | 0 | 0 | 0 | 0 | 0 | 0 | 0 | 0 | 0 | 0 | 0 | 0 | 0 | 0 | 0 | 0 | 0 | 0 | 0 | 0 | 0 | 0 | 0 | 0 | 0 | 0 | 0 | 0 | 0 | 0 | 0 | 0 | 0 | 0 | 0 | 0 | 0 | 0 | 0 | 0 | 0 | 0 | 0 | 0 | 0 | 1 | 0 | 1 | 0 | 0 | 0 | 1 | 0 | 0 | 0 | 0 | 0 | 1 | 0 | 0 | 0 | 0 | 0 | 1 |  | 0 | 0 | 0 | 0 | 0 | 0 | 0 | 0 | 0 | 0 | 0 | 0 | 0 | 0 | 0 | 0 | 0 | 0 | 0 | 0 | 0 | 0 | 0 | 0 | 0 | 0 | 0 | 0 | 0 | 0 | 0 | 0 | 1 | 0 | 1 | 0 | 3 | -4911.332 | -3937.2282 | Helm 230/70kV TB #1 | Gates 500/230kV TB #11 | Gates 500/230kV TB #11 |  | 0 | 0 | 0 | 0 | 0 | 0 | 3 | 20.5 | 135.35 | Helm 230/70kV TB #1 | Helm 230/70kV TB #1 | Helm 230/70kV TB #1 |  | 5 | 1 | YES | 2 | 5 | 1 | YES | 2
PG&E FRESNO | Henrietta | 115 | 0 | 0 | 0 | 0 | 0 | 0 | 0 | 0 | 0 | 0 | 0 | 0 | 0 | 0 | 0 | 0 | 0 | 0 | 0 | 0 | 0 | 0 | 0 | 0 | 0 | 0 | 0 | 0 | 0 | 0 | 0 | 0 | 0 | 0 | 0 | 0 | 0 | 0 | 0 | 0 | 0 | 0 | 0 | 0 | 0 | 0 | 0 | 0 | 0 | 0 | 0 | 0 | 0 | 0 | 0 | 0 | 0 | 0 | 0 | 0 | 0 | 0 | 0 | 0 | 0 | 0 | 0 | 0 | 1 | 0 | 0 | 0 | 0 | 0 | 0 | 0 | 0 | 0 | 0 | 1 | 0 | 1 | 0 | 0 | 0 | 1 | 0 | 0 | 0 | 0 | 0 | 0 | 0 | 0 | 0 | 0 | 0 | 1 |  | 0 | 0 | 0 | 0 | 0 | 0 | 0 | 0 | 0 | 0 | 0 | 0 | 0 | 0 | 0 | 0 | 0 | 0 | 0 | 0 | 0 | 0 | 0 | 0 | 0 | 0 | 0 | 20 | 0 | 1 | 0 | 0 | 1 | 0 | 1 | 0 | 256.42 | -4911.332 | -3937.2282 | Gates 500/230kV TB #11 | Gates 500/230kV TB #11 | Gates 500/230kV TB #11 |  | 0 | 0 | 0 | 0 | 0 | 0 | 384.55 | 38.76 | 251.3788 | Los Banos 500/230kV TB | Los Banos 500/230kV TB | Gates-Arco 230 kV Line |  | 5 | 1 | YES | 2 | 5 | 1 | YES | 2
PG&E FRESNO | Henrietta | 230 | 0 | 0 | 0 | 0 | 0 | 0 | 0 | 0 | 0 | 0 | 0 | 0 | 0 | 0 | 0 | 0 | 0 | 0 | 0 | 0 | 0 | 0 | 0 | 0 | 0 | 0 | 0 | 0 | 0 | 0 | 0 | 0 | 0 | 0 | 0 | 0 | 0 | 0 | 0 | 0 | 0 | 0 | 0 | 0 | 0 | 0 | 0 | 0 | 0 | 0 | 0 | 0 | 0 | 0 | 0 | 0 | 0 | 0 | 0 | 0 | 0 | 0 | 0 | 0 | 0 | 0 | 0 | 0 | 1 | 0 | 0 | 0 | 0 | 0 | 0 | 0 | 0 | 0 | 0 | 1 | 0 | 1 | 0 | 0 | 0 | 0 | 0 | 0 | 0 | 0 | 0 | 0 | 0 | 0 | 0 | 0 | 0 | 0 |  | 0 | 0 | 0 | 0 | 0 | 0 | 0 | 0 | 0 | 0 | 0 | 0 | 0 | 0 | 0 | 0 | 0 | 0 | 0 | 0 | 0 | 0 | 0 | 0 | 1186 | 0 | 0 | 314 | 0 | 1 | 0 | 0 | 1 | 0 | 1 | 0 | 256.42 | -4911.332 | -3937.2282 | Gates 500/230kV TB #11 | Gates 500/230kV TB #11 | Gates 500/230kV TB #11 |  | 0 | 0 | 0 | 0 | 0 | 0 | 1014.85 | 316.7 | 251.3788 | Gates-Arco 230 kV Line | Tranquility-Helm 230kV Line | Gates-Arco 230 kV Line |  | 5 | 1 | YES | 2 | 5 | 1 | YES | 2
PG&E FRESNO | Henrietta | 70 | 0 | 0 | 0 | 0 | 0 | 0 | 0 | 0 | 0 | 0 | 0 | 0 | 0 | 0 | 0 | 0 | 0 | 0 | 0 | 0 | 0 | 0 | 0 | 0 | 0 | 0 | 0 | 0 | 0 | 0 | 0 | 0 | 0 | 0 | 0 | 0 | 0 | 0 | 0 | 0 | 0 | 0 | 0 | 0 | 0 | 1 | 0 | 0 | 0 | 0 | 0 | 0 | 0 | 0 | 0 | 0 | 0 | 0 | 0 | 0 | 0 | 0 | 0 | 0 | 0 | 0 | 0 | 0 | 0 | 0 | 0 | 0 | 0 | 0 | 0 | 0 | 0 | 0 | 1 | 0 | 0 | 1 | 0 | 0 | 0 | 1 | 0 | 0 | 0 | 1 | 0 | 0 | 0 | 0 | 1 | 0 | 0 | 1 |  | 0 | 0 | 0 | 0 | 0 | 0 | 0 | 0 | 3 | 0 | 0 | -99.4 | 0 | 0 | 1 | 0 | 0 | 0 | 0 | 0 | 0 | 0 | 0 | 3 | 0 | 0 | 73.8 | 0 | 0 | 1 | 2 | 0 | 4 | 0 | 2 | 1 | -516.8 | -4040.202 | -3868.183 | Borden-Storey #1 230kV line | Gates 500/230kV TB #12 | Gates 500/230kV TB #12 |  | 0 | 0 | 0 | 0 | 0 | 0 | 265.5 | 38.76 | 631.7684 | Bellota-Weber 230kV line | Los Banos 500/230kV TB | Mustang-Henrietta 230 kV line |  | 5 | 1 | YES | 2 | 5 | 1 | YES | 2
PG&E FRESNO | Herndon | 115 | 0 | 0 | 0 | 0 | 0 | 0 | 0 | 0 | 0 | 0 | 0 | 0 | 0 | 0 | 0 | 0 | 0 | 0 | 0 | 0 | 0 | 0 | 0 | 0 | 0 | 0 | 0 | 0 | 0 | 0 | 0 | 0 | 0 | 0 | 0 | 0 | 0 | 0 | 0 | 0 | 0 | 0 | 0 | 0 | 0 | 0 | 0 | 0 | 0 | 0 | 0 | 0 | 0 | 0 | 0 | 0 | 0 | 0 | 0 | 0 | 0 | 0 | 0 | 0 | 0 | 0 | 0 | 0 | 0 | 0 | 0 | 0 | 0 | 0 | 0 | 0 | 0 | 0 | 0 | 1 | 0 | 1 | 1 | 1 | 0 | 1 | 0 | 1 | 0 | 0 | 0 | 0 | 1 | 0 | 0 | 0 | 0 | 1 |  | 0 | 0 | 0 | 0 | 0 | 0 | 0 | 0 | 0 | 0 | 0 | 0 | 0 | 0 | 0 | 0 | 0 | 0 | 0 | 0 | 0 | 0 | 0 | 0 | 0 | 0 | 0 | 0 | 0 | 0 | 1 | 0 | 2 | 0 | 1 | 0 | -82.55 | -4911.332 | -3937.2282 | Chowchilla-Le grand 115kV Line | Gates 500/230kV TB #11 | Gates 500/230kV TB #11 |  | 0 | 0 | 0 | 0 | 0 | 0 | 384.55 | 38.76 | 126.1276 | Los Banos 500/230kV TB | Los Banos 500/230kV TB | Oro Loma-El Nido 115kV Line |  | 5 | 1 | YES | 2 | 5 | 1 | YES | 2
PG&E FRESNO | Herndon | 230 | 0 | 0 | 0 | 0 | 0 | 0 | 0 | 0 | 0 | 0 | 0 | 0 | 0 | 0 | 0 | 0 | 0 | 0 | 0 | 0 | 0 | 0 | 0 | 0 | 0 | 0 | 0 | 0 | 0 | 0 | 0 | 0 | 0 | 0 | 0 | 0 | 0 | 0 | 0 | 0 | 0 | 0 | 0 | 0 | 0 | 0 | 0 | 0 | 0 | 0 | 0 | 0 | 0 | 0 | 0 | 0 | 0 | 0 | 0 | 1 | 0 | 0 | 0 | 0 | 0 | 0 | 0 | 0 | 0 | 0 | 0 | 0 | 0 | 0 | 0 | 0 | 0 | 0 | 0 | 1 | 0 | 1 | 1 | 1 | 0 | 1 | 0 | 1 | 0 | 0 | 0 | 0 | 1 | 0 | 0 | 0 | 0 | 1 |  | 0 | 2 | 0 | 0 | 0 | 0 | 0 | 0 | 0 | 0 | 0 | 0 | 0 | 0 | 1 | 0 | 2 | 0 | 0 | 0 | 0 | 0 | 0 | 0 | 0 | 0 | 0 | 0 | 0 | 1 | 1 | 0 | 2 | 0 | 1 | 0 | -82.55 | -4911.332 | -3937.2282 | Chowchilla-Le grand 115kV Line | Gates 500/230kV TB #11 | Gates 500/230kV TB #11 |  | 0 | 0 | 0 | 0 | 0 | 0 | 384.55 | 38.76 | 126.1276 | Los Banos 500/230kV TB | Los Banos 500/230kV TB | Oro Loma-El Nido 115kV Line |  | 5 | 1 | YES | 2 | 5 | 1 | YES | 2
PG&E GBA | Hicks | 230 | 0 | 0 | 0 | 0 | 0 | 0 | 0 | 0 | 0 | 0 | 0 | 0 | 0 | 0 | 0 | 0 | 0 | 0 | 0 | 0 | 0 | 0 | 0 | 0 | 0 | 0 | 0 | 0 | 0 | 0 | 0 | 0 | 0 | 0 | 0 | 0 | 0 | 0 | 0 | 0 | 0 | 0 | 0 | 0 | 0 | 0 | 0 | 0 | 0 | 0 | 0 | 0 | 1 | 0 | 0 | 0 | 0 | 0 | 0 | 1 | 0 | 0 | 0 | 0 | 0 | 0 | 0 | 0 | 0 | 0 | 0 | 0 | 0 | 0 | 0 | 0 | 0 | 0 | 0 | 0 | 0 | 0 | 0 | 0 | 0 | 0 | 0 | 0 | 0 | 0 | 0 | 0 | 0 | 0 | 0 | 0 | 1 | 1 |  | 0 | 0 | 0 | 0 | 0 | 0 | 0 | 0 | 0 | 0 | 0 | 0 | 0 | 0 | 0 | 0 | 0 | 0 | 0 | 0 | 0 | 0 | 0 | 0 | 106 | 0 | 0 | 0 | 0 | 1 | 0 | 0 | 0 | 0 | 0 | 0 | 631 | 135.75 | 1471.1652 | NEW-Metcalf-Mosslanding 500kV | NEW-Metcalf-Mosslanding 500kV | Tesla-Bellota 230 kV line |  | 0 | 0 | 0 | 0 | 0 | 0 | 631 | 135.75 | 1471.1652 | NEW-Metcalf-Mosslanding 500kV | NEW-Metcalf-Mosslanding 500kV | Tesla-Bellota 230 kV line |  | 1 | 1 | NO | 1 | 1 | 1 | NO | 1
PG&E NGBA | Higgins | 115 | 0 | 0 | 0 | 0 | 0 | 0 | 0 | 0 | 0 | 0 | 0 | 0 | 0 | 0 | 0 | 0 | 0 | 0 | 0 | 0 | 0 | 0 | 0 | 0 | 0 | 0 | 0 | 0 | 0 | 0 | 0 | 0 | 0 | 0 | 0 | 0 | 0 | 0 | 0 | 1 | 0 | 0 | 1 | 0 | 0 | 1 | 1 | 1 | 0 | 0 | 0 | 0 | 0 | 0 | 0 | 0 | 0 | 0 | 0 | 1 | 1 | 0 | 0 | 0 | 0 | 0 | 0 | 0 | 0 | 0 | 0 | 0 | 0 | 0 | 0 | 0 | 0 | 0 | 0 | 0 | 0 | 0 | 0 | 0 | 0 | 0 | 0 | 0 | 0 | 0 | 0 | 0 | 0 | 0 | 0 | 0 | 0 | 0 |  | 0 | 0 | 0 | 0 | 0 | 0 | 0 | 0 | 0 | 0 | 0 | 0 | 0 | 0 | 0 | 0 | 0 | 0 | 0 | 0 | 0 | 0 | 0 | 0 | 0 | 0 | 0 | 0 | 0 | 0 | 2 | 0 | 2 | 0 | 0 | 0 | -1437.69 | -961.1112 | 48.3836 | Collinsville-Tesla 500 kV Line | Collinsville-Tesla 500 kV Line | Rio Oso-Lockeford 230kV line |  | 0 | 0 | 0 | 0 | 0 | 0 | 227 | 247.81 | 48.3836 | Bell-Placer 115kV Line | Bellota-Weber 230kV line | Rio Oso-Lockeford 230kV line |  | 5 | 1 | YES | 2 | 1 | 1 | NO | 1
PG&E NGBA | Hilltop | 345 | 0 | 0 | 0 | 0 | 0 | 0 | 0 | 0 | 0 | 0 | 0 | 0 | 0 | 0 | 0 | 0 | 0 | 0 | 0 | 0 | 0 | 0 | 0 | 0 | 0 | 0 | 0 | 0 | 0 | 0 | 0 | 0 | 0 | 0 | 0 | 0 | 0 | 0 | 0 | 1 | 0 | 0 | 0 | 0 | 0 | 0 | 0 | 0 | 0 | 0 | 0 | 0 | 0 | 0 | 0 | 0 | 0 | 0 | 0 | 0 | 0 | 0 | 0 | 0 | 0 | 0 | 0 | 0 | 0 | 0 | 0 | 0 | 0 | 0 | 0 | 0 | 0 | 0 | 0 | 0 | 0 | 0 | 0 | 0 | 0 | 0 | 0 | 0 | 0 | 0 | 0 | 0 | 0 | 0 | 0 | 0 | 0 | 0 |  | 0 | 0 | 0 | 0 | 0 | 0 | 0 | 0 | 0 | 0 | 0 | 0 | 0 | 0 | 0 | 159 | 0 | 0 | 0 | 0 | 0 | 0 | 0 | 0 | 0 | 0 | 0 | 0 | 0 | 1 | 1 | 0 | 1 | 0 | 0 | 0 | -1437.69 | -961.1112 | 977.7909 | Collinsville-Tesla 500 kV Line | Collinsville-Tesla 500 kV Line | Collinsville-Tesla 500 kV Line |  | 0 | 0 | 0 | 0 | 0 | 0 | 7207.31 | 7683.8888 | 977.7909 | Collinsville-Tesla 500 kV Line | Collinsville-Tesla 500 kV Line | Collinsville-Tesla 500 kV Line |  | 5 | 1 | YES | 2 | 1 | 1 | NO | 1
SCE Metro | Hinson | 230 | 0 | 0 | 0 | 0 | 0 | 0 | 0 | 0 | 1 | 1 | 0 | 0 | 0 | 0 | 0 | 0 | 0 | 0 | 0 | 0 | 0 | 0 | 0 | 0 | 0 | 0 | 0 | 0 | 0 | 0 | 0 | 0 | 0 | 0 | 0 | 0 | 0 | 0 | 0 | 0 | 0 | 0 | 0 | 0 | 0 | 0 | 0 | 0 | 0 | 0 | 0 | 0 | 0 | 0 | 0 | 0 | 0 | 0 | 0 | 0 | 0 | 0 | 0 | 0 | 0 | 0 | 0 | 0 | 0 | 0 | 0 | 0 | 0 | 0 | 0 | 0 | 0 | 0 | 0 | 0 | 0 | 0 | 0 | 0 | 0 | 0 | 0 | 0 | 0 | 0 | 0 | 0 | 0 | 0 | 0 | 0 | 0 | 0 |  | 0 | 0 | 0 | 0 | 0 | 0 | 0 | 0 | 2.4 | 0 | 0 | 200 | 0 | 0 | 1 | 0 | 0 | 0 | 0 | 0 | 0 | 0 | 0 | 3.08 | 0 | 0 | 525 | 0 | 0 | 1 | 0 | 0 | 0 | 0 | 0 | 0 | 1847.1684 | 1991.844 | 3202.161 | Hinson - Del Amo Constraint | Hinson - Del Amo Constraint | Hinson - Del Amo Constraint |  | 0 | 0 | 0 | 0 | 0 | 0 | 1847.1684 | 1991.844 | 3202.161 | Hinson - Del Amo Constraint | Hinson - Del Amo Constraint | Hinson - Del Amo Constraint |  | 1 | 1 | NO | 1 | 1 | 1 | NO | 1
PG&E GBA | Hollister | 115 | 0 | 0 | 0 | 0 | 0 | 0 | 0 | 0 | 0 | 0 | 0 | 0 | 0 | 0 | 0 | 0 | 0 | 0 | 0 | 0 | 0 | 0 | 0 | 0 | 0 | 0 | 0 | 0 | 0 | 0 | 0 | 0 | 0 | 0 | 0 | 0 | 0 | 0 | 0 | 0 | 0 | 0 | 0 | 0 | 0 | 0 | 0 | 0 | 0 | 0 | 0 | 0 | 0 | 0 | 0 | 1 | 0 | 0 | 0 | 1 | 0 | 0 | 0 | 0 | 1 | 0 | 0 | 0 | 0 | 0 | 0 | 0 | 0 | 0 | 0 | 0 | 0 | 0 | 0 | 0 | 0 | 0 | 0 | 0 | 0 | 0 | 0 | 0 | 0 | 0 | 0 | 0 | 0 | 0 | 0 | 0 | 1 | 0 |  | 0 | 0 | 0 | 0 | 0 | 0 | 0 | 0 | 0 | 0 | 0 | 0 | 0 | 0 | 0 | 164 | 0 | 0 | 0 | 0 | 0 | 0 | 0 | 0 | 0 | 0 | 0 | 0 | 0 | 1 | 0 | 0 | 0 | 0 | 0 | 1 | 80 | 133 | -22.5 | Morganhill-Metcalf 115kV Line | Morganhill-Metcalf 115kV Line | Morganhill-Metcalf 115kV Line |  | 0 | 0 | 0 | 0 | 0 | 1 | 80 | 133 | -22.5 | Morganhill-Metcalf 115kV Line | Morganhill-Metcalf 115kV Line | Morganhill-Metcalf 115kV Line |  | 1 | 1 | NO | 1 | 3 | 3 | NO | 3
PG&E NGBA | Homestake | 115 | 0 | 0 | 0 | 0 | 0 | 0 | 0 | 0 | 0 | 0 | 0 | 0 | 0 | 0 | 0 | 0 | 0 | 0 | 0 | 0 | 0 | 0 | 0 | 0 | 0 | 0 | 0 | 0 | 0 | 0 | 0 | 0 | 0 | 0 | 0 | 0 | 0 | 0 | 0 | 1 | 0 | 1 | 0 | 0 | 0 | 0 | 0 | 0 | 0 | 0 | 0 | 0 | 1 | 0 | 1 | 1 | 0 | 0 | 0 | 0 | 0 | 0 | 0 | 0 | 0 | 0 | 1 | 0 | 0 | 0 | 0 | 0 | 0 | 0 | 0 | 0 | 0 | 0 | 0 | 0 | 0 | 0 | 0 | 0 | 0 | 0 | 0 | 0 | 0 | 0 | 0 | 0 | 0 | 0 | 0 | 0 | 0 | 1 |  | 0 | 0 | 0 | 0 | 0 | 0 | 0 | 0 | 0 | 0 | 0 | 0 | 0 | 0 | 0 | 0 | 0 | 0 | 0 | 0 | 0 | 0 | 0 | 0 | 0 | 0 | 0 | 0 | 0 | 0 | 2 | 0 | 2 | 0 | 0 | 0 | -1437.69 | -961.1112 | 317.0526 | Collinsville-Tesla 500 kV Line | Collinsville-Tesla 500 kV Line | Birds Landing-Contra Costa 230kV Line |  | 0 | 0 | 0 | 0 | 0 | 0 | 484.61 | 771.8 | 317.0526 | Contra Costa- Windmaster 230 kV line | Cortina-Eagle Rock 115 kV line | Birds Landing-Contra Costa 230kV Line |  | 5 | 1 | YES | 2 | 1 | 1 | NO | 1
PG&E NGBA | Honcut | 115 | 0 | 0 | 0 | 0 | 0 | 0 | 0 | 0 | 0 | 0 | 0 | 0 | 0 | 0 | 0 | 0 | 0 | 0 | 0 | 0 | 0 | 0 | 0 | 0 | 0 | 0 | 0 | 0 | 0 | 0 | 0 | 0 | 0 | 0 | 0 | 0 | 0 | 0 | 0 | 1 | 0 | 0 | 0 | 0 | 1 | 1 | 1 | 1 | 0 | 0 | 0 | 0 | 0 | 0 | 0 | 0 | 0 | 0 | 0 | 1 | 1 | 0 | 0 | 0 | 0 | 0 | 0 | 0 | 0 | 0 | 0 | 0 | 0 | 0 | 0 | 0 | 0 | 0 | 0 | 0 | 0 | 0 | 0 | 0 | 0 | 0 | 0 | 0 | 0 | 0 | 0 | 0 | 0 | 0 | 0 | 0 | 0 | 0 |  | 0 | 0 | 0 | 0 | 0 | 0 | 0 | 0 | 0 | 0 | 0 | 0 | 0 | 0 | 0 | 0 | 0 | 0 | 0 | 0 | 0 | 0 | 0 | 0 | 0 | 0 | 0 | 0 | 0 | 0 | 2 | 0 | 2 | 0 | 0 | 0 | -1437.69 | -961.1112 | 48.3836 | Collinsville-Tesla 500 kV Line | Collinsville-Tesla 500 kV Line | Rio Oso-Lockeford 230kV line |  | 0 | 0 | 0 | 0 | 0 | 0 | 50 | 50 | 48.3836 | Rocklin-Pleaseant grove 115kV line | Rocklin-Pleaseant grove 115kV line | Rio Oso-Lockeford 230kV line |  | 5 | 1 | YES | 2 | 1 | 1 | NO | 1
SDGE | Hoodoo Wash | 500 | 0 | 0 | 0 | 0 | 0 | 0 | 0 | 0 | 0 | 0 | 0 | 0 | 0 | 0 | 0 | 0 | 0 | 0 | 0 | 0 | 0 | 0 | 0 | 0 | 1 | 0 | 0 | 0 | 0 | 0 | 0 | 1 | 1 | 0 | 0 | 0 | 0 | 0 | 0 | 0 | 0 | 0 | 0 | 0 | 0 | 0 | 0 | 0 | 0 | 0 | 0 | 0 | 0 | 0 | 0 | 0 | 0 | 0 | 0 | 0 | 0 | 0 | 0 | 0 | 0 | 0 | 0 | 0 | 0 | 0 | 0 | 0 | 0 | 0 | 0 | 0 | 0 | 0 | 0 | 0 | 0 | 0 | 0 | 0 | 0 | 0 | 0 | 0 | 0 | 0 | 0 | 0 | 0 | 0 | 0 | 0 | 0 | 2 |  | 0 | 0 | 0 | 0 | 0 | 0 | 0 | 0 | 0 | 6 | 0 | 0 | 0 | 0 | 1 | 0 | 0 | 0 | 0 | 0 | 0 | 0 | 0 | 0 | 546.5 | 5493 | 297.5 | 365 | 0 | 1 | 1 | 1 | 1 | 1 | 0 | 1 | -4343.191 | -2038.908 | -1396.283 | Lugo - Victorville area constraint | Lugo - Victorville area constraint | Lugo - Victorville area constraint |  | 0 | 1 | 0 | 1 | 0 | 0 | -99.1 | -698.67 | 127.485 | San Luis Rey-San Onofre 230 kV line constraint | San Luis Rey-San Onofre 230 kV line constraint | East of Miguel constraint |  | 5 | 4 | YES | 4 | 4 | 1 | YES | 2
PG&E NGBA | Hopland | 115 | 0 | 0 | 0 | 0 | 0 | 0 | 0 | 0 | 0 | 0 | 0 | 0 | 0 | 0 | 0 | 0 | 0 | 0 | 0 | 0 | 0 | 0 | 0 | 0 | 0 | 0 | 0 | 0 | 0 | 0 | 0 | 0 | 0 | 0 | 0 | 0 | 0 | 0 | 0 | 1 | 0 | 0 | 0 | 0 | 0 | 0 | 0 | 0 | 0 | 0 | 0 | 0 | 1 | 0 | 0 | 0 | 0 | 0 | 0 | 0 | 0 | 0 | 0 | 0 | 0 | 0 | 1 | 0 | 0 | 0 | 0 | 0 | 0 | 0 | 0 | 0 | 0 | 0 | 0 | 0 | 0 | 0 | 0 | 0 | 0 | 0 | 0 | 0 | 0 | 0 | 0 | 0 | 0 | 0 | 0 | 0 | 0 | 1 |  | 0 | 0 | 0 | 0 | 0 | 0 | 0 | 0 | 0 | 0 | 0 | 0 | 0 | 0 | 0 | 0 | 0 | 0 | 0 | 0 | 0 | 0 | 0 | 0 | 0 | 0 | 0 | 0 | 0 | 0 | 2 | 0 | 2 | 0 | 0 | 0 | -1437.69 | -961.1112 | 317.0526 | Collinsville-Tesla 500 kV Line | Collinsville-Tesla 500 kV Line | Birds Landing-Contra Costa 230kV Line |  | 0 | 0 | 0 | 0 | 0 | 0 | 1432.61 | 1724.7038 | 317.0526 | Birds Landing-Contra Costa 230kV Line | Birds Landing-Contra Costa 230kV Line | Birds Landing-Contra Costa 230kV Line |  | 5 | 1 | YES | 2 | 1 | 1 | NO | 1
PG&E NGBA | Hopland | 60 | 0 | 0 | 0 | 0 | 0 | 0 | 0 | 0 | 0 | 0 | 0 | 0 | 0 | 0 | 0 | 0 | 0 | 0 | 0 | 0 | 0 | 0 | 0 | 0 | 0 | 0 | 0 | 0 | 0 | 0 | 0 | 0 | 0 | 0 | 0 | 0 | 0 | 0 | 0 | 1 | 0 | 0 | 0 | 0 | 0 | 0 | 0 | 0 | 0 | 0 | 0 | 0 | 1 | 0 | 0 | 0 | 0 | 0 | 0 | 0 | 0 | 0 | 0 | 0 | 0 | 0 | 1 | 0 | 0 | 0 | 0 | 0 | 0 | 0 | 0 | 0 | 0 | 0 | 0 | 0 | 0 | 0 | 0 | 0 | 0 | 0 | 0 | 0 | 0 | 0 | 0 | 0 | 0 | 0 | 0 | 0 | 0 | 1 |  | 0 | 0 | 0 | 0 | 0 | 0 | 0 | 0 | 0 | 0 | 0 | 0 | 0 | 0 | 0 | 0 | 0 | 0 | 0 | 0 | 0 | 0 | 0 | 0 | 0 | 0 | 0 | 0 | 0 | 0 | 2 | 0 | 2 | 0 | 0 | 0 | -1437.69 | -961.1112 | 317.0526 | Collinsville-Tesla 500 kV Line | Collinsville-Tesla 500 kV Line | Birds Landing-Contra Costa 230kV Line |  | 0 | 0 | 0 | 0 | 0 | 0 | 1432.61 | 1724.7038 | 317.0526 | Birds Landing-Contra Costa 230kV Line | Birds Landing-Contra Costa 230kV Line | Birds Landing-Contra Costa 230kV Line |  | 5 | 1 | YES | 2 | 1 | 1 | NO | 1
PG&E NGBA | Humboldt | 115 | 0 | 0 | 0 | 0 | 0 | 0 | 0 | 0 | 0 | 0 | 0 | 0 | 0 | 0 | 0 | 0 | 0 | 0 | 0 | 0 | 0 | 0 | 0 | 0 | 0 | 0 | 0 | 0 | 0 | 0 | 0 | 0 | 0 | 0 | 0 | 0 | 0 | 0 | 0 | 1 | 0 | 0 | 0 | 0 | 0 | 0 | 0 | 0 | 0 | 0 | 0 | 0 | 0 | 0 | 0 | 0 | 0 | 0 | 0 | 0 | 0 | 0 | 0 | 0 | 0 | 0 | 0 | 0 | 0 | 0 | 0 | 0 | 0 | 0 | 0 | 0 | 0 | 0 | 0 | 0 | 0 | 0 | 0 | 0 | 0 | 0 | 0 | 0 | 0 | 0 | 0 | 0 | 0 | 0 | 0 | 0 | 0 | 0 |  | 0 | 0 | 0 | 0 | 0 | 0 | 0 | 0 | 0 | 0 | 0 | 0 | 0 | 0 | 0 | 0 | 0 | 0 | 0 | 0 | 0 | 0 | 0 | 0 | 0 | 0 | 0 | 0 | 0 | 0 | 1 | 0 | 1 | 0 | 0 | 0 | -1437.69 | -961.1112 | 977.7909 | Collinsville-Tesla 500 kV Line | Collinsville-Tesla 500 kV Line | Collinsville-Tesla 500 kV Line |  | 0 | 0 | 0 | 0 | 0 | 0 | 7207.31 | 7683.8888 | 977.7909 | Collinsville-Tesla 500 kV Line | Collinsville-Tesla 500 kV Line | Collinsville-Tesla 500 kV Line |  | 5 | 1 | YES | 2 | 1 | 1 | NO | 1
PG&E NGBA | Humboldt | 60 | 0 | 0 | 0 | 0 | 0 | 0 | 0 | 0 | 0 | 0 | 0 | 0 | 0 | 0 | 0 | 0 | 0 | 0 | 0 | 0 | 0 | 0 | 0 | 0 | 0 | 0 | 0 | 0 | 0 | 0 | 0 | 0 | 0 | 0 | 0 | 0 | 0 | 0 | 0 | 1 | 0 | 0 | 0 | 0 | 0 | 0 | 0 | 0 | 0 | 0 | 0 | 0 | 0 | 0 | 0 | 0 | 0 | 0 | 0 | 0 | 0 | 0 | 0 | 0 | 0 | 0 | 0 | 0 | 0 | 0 | 0 | 0 | 0 | 0 | 0 | 0 | 0 | 0 | 0 | 0 | 0 | 0 | 0 | 0 | 0 | 0 | 0 | 0 | 0 | 0 | 0 | 0 | 0 | 0 | 0 | 0 | 0 | 0 |  | 0 | 0 | 0 | 0 | 0 | 0 | 0 | 0 | 0 | 0 | 0 | 17.25 | 0 | 0 | 1 | 0 | 0 | 0 | 0 | 0 | 0 | 0 | 0 | 1.999 | 0 | 0 | 17.25 | 0 | 0 | 1 | 1 | 0 | 1 | 0 | 0 | 0 | -1437.69 | -961.1112 | 977.7909 | Collinsville-Tesla 500 kV Line | Collinsville-Tesla 500 kV Line | Collinsville-Tesla 500 kV Line |  | 0 | 0 | 0 | 0 | 0 | 0 | 7207.31 | 7683.8888 | 977.7909 | Collinsville-Tesla 500 kV Line | Collinsville-Tesla 500 kV Line | Collinsville-Tesla 500 kV Line |  | 5 | 1 | YES | 2 | 1 | 1 | NO | 1
PG&E NGBA | Humboldt | 500 | 0 | 0 | 0 | 0 | 0 | 0 | 0 | 0 | 0 | 0 | 0 | 0 | 0 | 0 | 0 | 0 | 0 | 0 | 0 | 0 | 0 | 0 | 0 | 0 | 0 | 0 | 0 | 0 | 0 | 0 | 0 | 0 | 0 | 0 | 0 | 0 | 0 | 0 | 0 | 1 | 0 | 0 | 0 | 0 | 0 | 0 | 0 | 0 | 1 | 0 | 0 | 0 | 0 | 0 | 0 | 0 | 0 | 0 | 0 | 0 | 0 | 0 | 0 | 0 | 0 | 0 | 0 | 0 | 0 | 0 | 0 | 0 | 0 | 0 | 0 | 0 | 0 | 0 | 0 | 0 | 0 | 0 | 0 | 0 | 0 | 0 | 0 | 0 | 0 | 0 | 0 | 0 | 0 | 0 | 0 | 0 | 0 | 1 |  | 0 | 0 | 0 | 0 | 0 | 0 | 0 | 0 | 0 | 0 | 0 | 0 | 0 | 0 | 0 | 0 | 0 | 100 | 0 | 0 | 0 | 0 | 0 | 0 | 0 | 457.3 | 0 | 0 | 0 | 1 | 1 | 0 | 1 | 0 | 0 | 0 | -1437.69 | -961.1112 | 977.7909 | Collinsville-Tesla 500 kV Line | Collinsville-Tesla 500 kV Line | Collinsville-Tesla 500 kV Line |  | 0 | 0 | 0 | 0 | 0 | 0 | 2250 | 2281 | 977.7909 | Humboldt Offshore Wind constraint | Humboldt Offshore Wind constraint | Collinsville-Tesla 500 kV Line |  | 5 | 1 | YES | 2 | 1 | 1 | NO | 1
SCE Metro | Huntington Beach | 230 | 0 | 0 | 0 | 0 | 0 | 0 | 0 | 0 | 0 | 1 | 0 | 0 | 0 | 0 | 0 | 0 | 0 | 0 | 0 | 0 | 0 | 0 | 0 | 0 | 0 | 0 | 0 | 0 | 0 | 0 | 0 | 0 | 0 | 0 | 0 | 0 | 0 | 0 | 0 | 0 | 0 | 0 | 0 | 0 | 0 | 0 | 0 | 0 | 0 | 0 | 0 | 0 | 0 | 0 | 0 | 0 | 0 | 0 | 0 | 0 | 0 | 0 | 0 | 0 | 0 | 0 | 0 | 0 | 0 | 0 | 0 | 0 | 0 | 0 | 0 | 0 | 0 | 0 | 0 | 0 | 0 | 0 | 0 | 0 | 0 | 0 | 0 | 0 | 0 | 0 | 0 | 0 | 0 | 0 | 0 | 0 | 0 | 0 |  | 0 | 0 | 0 | 0 | 0 | 0 | 0 | 0 | 0 | 0 | 0 | 0 | 0 | 0 | 0 | 0 | 0 | 0 | 0 | 0 | 0 | 0 | 0 | 0 | 0 | 0 | 0 | 0 | 0 | 0 | 0 | 0 | 0 | 0 | 0 | 0 | 3554.7188 | 7968.008 | 22025.8411 | SCE Metro Area Default Constraint | SCE Metro Area Default Constraint | SCE Metro Area Default Constraint |  | 0 | 0 | 0 | 0 | 0 | 0 | 3554.7188 | 7968.008 | 22025.8411 | SCE Metro Area Default Constraint | SCE Metro Area Default Constraint | SCE Metro Area Default Constraint |  | 1 | 1 | NO | 1 | 1 | 1 | NO | 1
PG&E NGBA | Ignacio | 115 | 0 | 0 | 0 | 0 | 0 | 0 | 0 | 0 | 0 | 0 | 0 | 0 | 0 | 0 | 0 | 0 | 0 | 0 | 0 | 0 | 0 | 0 | 0 | 0 | 0 | 0 | 0 | 0 | 0 | 0 | 0 | 0 | 0 | 0 | 0 | 0 | 0 | 0 | 0 | 1 | 0 | 0 | 0 | 0 | 0 | 0 | 0 | 0 | 0 | 0 | 0 | 0 | 1 | 1 | 1 | 1 | 0 | 0 | 0 | 1 | 0 | 0 | 0 | 0 | 0 | 1 | 0 | 0 | 0 | 0 | 0 | 0 | 0 | 0 | 0 | 0 | 0 | 0 | 0 | 0 | 0 | 0 | 0 | 0 | 0 | 0 | 0 | 0 | 0 | 0 | 0 | 0 | 0 | 0 | 0 | 0 | 0 | 1 |  | 0 | 0 | 0 | 0 | 0 | 0 | 0 | 0 | 0 | 0 | 0 | 0 | 0 | 0 | 0 | 0 | 0 | 0 | 0 | 0 | 0 | 0 | 0 | 0 | 0 | 0 | 0 | 0 | 0 | 0 | 2 | 0 | 1 | 0 | 0 | 0 | -1437.69 | -961.1112 | 977.7909 | Collinsville-Tesla 500 kV Line | Collinsville-Tesla 500 kV Line | Collinsville-Tesla 500 kV Line |  | 0 | 0 | 0 | 0 | 0 | 0 | 484.61 | 776.7038 | 977.7909 | Contra Costa- Windmaster 230 kV line | Contra Costa- Windmaster 230 kV line | Collinsville-Tesla 500 kV Line |  | 5 | 1 | YES | 2 | 1 | 1 | NO | 1
PG&E NGBA | Ignacio | 230 | 0 | 0 | 0 | 0 | 0 | 0 | 0 | 0 | 0 | 0 | 0 | 0 | 0 | 0 | 0 | 0 | 0 | 0 | 0 | 0 | 0 | 0 | 0 | 0 | 0 | 0 | 0 | 0 | 0 | 0 | 0 | 0 | 0 | 0 | 0 | 0 | 0 | 0 | 0 | 1 | 0 | 0 | 0 | 0 | 0 | 0 | 0 | 0 | 0 | 0 | 0 | 0 | 1 | 0 | 0 | 0 | 0 | 0 | 0 | 0 | 0 | 0 | 0 | 0 | 0 | 0 | 1 | 0 | 0 | 0 | 0 | 0 | 0 | 0 | 0 | 0 | 0 | 0 | 0 | 0 | 0 | 0 | 0 | 0 | 0 | 0 | 0 | 0 | 0 | 0 | 0 | 0 | 0 | 0 | 0 | 0 | 0 | 1 |  | 0 | 0 | 0 | 0 | 0 | 0 | 0 | 0 | 0 | 0 | 0 | 0 | 0 | 0 | 0 | 0 | 0 | 0 | 0 | 0 | 0 | 0 | 0 | 0 | 0 | 0 | 0 | 0 | 0 | 0 | 2 | 0 | 2 | 0 | 0 | 0 | -1437.69 | -961.1112 | 317.0526 | Collinsville-Tesla 500 kV Line | Collinsville-Tesla 500 kV Line | Birds Landing-Contra Costa 230kV Line |  | 0 | 0 | 0 | 0 | 0 | 0 | 1432.61 | 1724.7038 | 317.0526 | Birds Landing-Contra Costa 230kV Line | Birds Landing-Contra Costa 230kV Line | Birds Landing-Contra Costa 230kV Line |  | 5 | 1 | YES | 2 | 1 | 1 | NO | 1
PG&E NGBA | Ignacio | 60 | 0 | 0 | 0 | 0 | 0 | 0 | 0 | 0 | 0 | 0 | 0 | 0 | 0 | 0 | 0 | 0 | 0 | 0 | 0 | 0 | 0 | 0 | 0 | 0 | 0 | 0 | 0 | 0 | 0 | 0 | 0 | 0 | 0 | 0 | 0 | 0 | 0 | 0 | 0 | 1 | 0 | 0 | 0 | 0 | 0 | 0 | 0 | 0 | 0 | 0 | 0 | 0 | 1 | 0 | 0 | 0 | 0 | 0 | 0 | 0 | 0 | 0 | 0 | 0 | 0 | 0 | 1 | 0 | 0 | 0 | 0 | 0 | 0 | 0 | 0 | 0 | 0 | 0 | 0 | 0 | 0 | 0 | 0 | 0 | 0 | 0 | 0 | 0 | 0 | 0 | 0 | 0 | 0 | 0 | 0 | 0 | 0 | 1 |  | 0 | 0 | 0 | 0 | 0 | 0 | 0 | 0 | 0 | 0 | 0 | 0 | 0 | 0 | 0 | 0 | 0 | 0 | 0 | 0 | 0 | 0 | 0 | 0 | 0 | 0 | 0 | 0 | 0 | 0 | 2 | 0 | 2 | 0 | 0 | 0 | -1437.69 | -961.1112 | 317.0526 | Collinsville-Tesla 500 kV Line | Collinsville-Tesla 500 kV Line | Birds Landing-Contra Costa 230kV Line |  | 0 | 0 | 0 | 0 | 0 | 0 | 1432.61 | 1724.7038 | 317.0526 | Birds Landing-Contra Costa 230kV Line | Birds Landing-Contra Costa 230kV Line | Birds Landing-Contra Costa 230kV Line |  | 5 | 1 | YES | 2 | 1 | 1 | NO | 1
SDGE | Imperial Beach | 69 | 0 | 0 | 0 | 0 | 0 | 0 | 0 | 0 | 0 | 0 | 0 | 0 | 0 | 0 | 0 | 0 | 0 | 0 | 0 | 0 | 0 | 0 | 0 | 0 | 0 | 0 | 0 | 0 | 0 | 0 | 1 | 0 | 1 | 0 | 0 | 1 | 1 | 0 | 0 | 0 | 0 | 0 | 0 | 0 | 0 | 0 | 0 | 0 | 0 | 0 | 0 | 0 | 0 | 0 | 0 | 0 | 0 | 0 | 0 | 0 | 0 | 0 | 0 | 0 | 0 | 0 | 0 | 0 | 0 | 0 | 0 | 0 | 0 | 0 | 0 | 0 | 0 | 0 | 0 | 0 | 0 | 0 | 0 | 0 | 0 | 0 | 0 | 0 | 0 | 0 | 0 | 0 | 0 | 0 | 0 | 0 | 0 | 4 |  | 0 | 0 | 0 | 0 | 0 | 0 | 0 | 0 | 0 | 0 | 0 | 3 | 0 | 0 | 1 | 0 | 0 | 0 | 0 | 0 | 0 | 0 | 0 | 0 | 0 | 0 | 3 | 0 | 0 | 1 | 0 | 1 | 0 | 2 | 0 | 0 | -99.1 | -698.67 | 216.1064 | San Luis Rey-San Onofre 230 kV line constraint | San Luis Rey-San Onofre 230 kV line constraint | Silvergate-Old Town 230 kV constraint |  | 0 | 1 | 0 | 2 | 0 | 0 | -99.1 | -698.67 | 216.1064 | San Luis Rey-San Onofre 230 kV line constraint | San Luis Rey-San Onofre 230 kV line constraint | Silvergate-Old Town 230 kV constraint |  | 4 | 4 | NO | 4 | 1 | 1 | NO | 1
SDGE | Imperial Valley | 230 | 0 | 0 | 0 | 0 | 0 | 0 | 0 | 0 | 0 | 0 | 0 | 0 | 0 | 0 | 0 | 0 | 0 | 0 | 0 | 0 | 0 | 0 | 0 | 0 | 0 | 0 | 0 | 0 | 1 | 0 | 1 | 1 | 1 | 0 | 0 | 1 | 1 | 0 | 0 | 0 | 0 | 0 | 0 | 0 | 0 | 0 | 0 | 0 | 0 | 0 | 0 | 0 | 0 | 0 | 0 | 0 | 0 | 0 | 0 | 0 | 0 | 0 | 0 | 0 | 0 | 0 | 0 | 0 | 0 | 0 | 0 | 0 | 0 | 0 | 0 | 0 | 0 | 0 | 0 | 0 | 0 | 0 | 0 | 0 | 0 | 0 | 0 | 0 | 0 | 0 | 0 | 0 | 0 | 0 | 0 | 0 | 0 | 6 |  | 0 | 0 | 0 | 0 | 0 | 0 | 0 | 0 | 0 | 0 | 0 | 0 | 0 | 0 | 0 | 1000 | 0 | 0 | 0 | 0 | 0 | 0 | 0 | 0 | 500 | 107 | 528 | 0 | 0 | 1 | 0 | 1 | 0 | 2 | 0 | 0 | -99.1 | -698.67 | 127.485 | San Luis Rey-San Onofre 230 kV line constraint | San Luis Rey-San Onofre 230 kV line constraint | East of Miguel constraint |  | 0 | 1 | 0 | 2 | 0 | 0 | -99.1 | -698.67 | 127.485 | San Luis Rey-San Onofre 230 kV line constraint | San Luis Rey-San Onofre 230 kV line constraint | East of Miguel constraint |  | 4 | 4 | NO | 4 | 1 | 1 | NO | 1
SDGE | Imperial Valley | 500 | 0 | 0 | 0 | 0 | 0 | 0 | 0 | 0 | 0 | 0 | 0 | 0 | 0 | 0 | 0 | 0 | 0 | 0 | 0 | 0 | 0 | 0 | 0 | 0 | 0 | 0 | 0 | 0 | 1 | 0 | 1 | 1 | 1 | 0 | 0 | 1 | 1 | 0 | 0 | 0 | 0 | 0 | 0 | 0 | 0 | 0 | 0 | 0 | 0 | 0 | 0 | 0 | 0 | 0 | 0 | 0 | 0 | 0 | 0 | 0 | 0 | 0 | 0 | 0 | 0 | 0 | 0 | 0 | 0 | 0 | 0 | 0 | 0 | 0 | 0 | 0 | 0 | 0 | 0 | 0 | 0 | 0 | 0 | 0 | 0 | 0 | 0 | 0 | 0 | 0 | 0 | 0 | 0 | 0 | 0 | 0 | 0 | 6 |  | 0 | 0 | 0 | 0 | 0 | 0 | 0 | 0 | 0 | 0 | 0 | 0 | 0 | 0 | 0 | 0 | 0 | 0 | 0 | 0 | 0 | 0 | 0 | 0 | 250 | 250 | 0 | 0 | 0 | 1 | 0 | 1 | 0 | 2 | 0 | 0 | -99.1 | -698.67 | 127.485 | San Luis Rey-San Onofre 230 kV line constraint | San Luis Rey-San Onofre 230 kV line constraint | East of Miguel constraint |  | 0 | 1 | 0 | 2 | 0 | 0 | -99.1 | -698.67 | 127.485 | San Luis Rey-San Onofre 230 kV line constraint | San Luis Rey-San Onofre 230 kV line constraint | East of Miguel constraint |  | 4 | 4 | NO | 4 | 1 | 1 | NO | 1
EOP | Innovation | 138 | 0 | 0 | 0 | 0 | 0 | 0 | 0 | 0 | 0 | 0 | 0 | 0 | 0 | 0 | 0 | 0 | 0 | 0 | 0 | 0 | 0 | 0 | 1 | 1 | 1 | 0 | 0 | 0 | 0 | 0 | 0 | 0 | 0 | 0 | 0 | 0 | 0 | 0 | 0 | 0 | 0 | 0 | 0 | 0 | 0 | 0 | 0 | 0 | 0 | 0 | 0 | 0 | 0 | 0 | 0 | 0 | 0 | 0 | 0 | 0 | 0 | 0 | 0 | 0 | 0 | 0 | 0 | 0 | 0 | 0 | 0 | 0 | 0 | 0 | 0 | 0 | 0 | 0 | 0 | 0 | 0 | 0 | 0 | 0 | 0 | 0 | 0 | 0 | 0 | 0 | 0 | 0 | 0 | 0 | 0 | 0 | 0 | 2 |  | 0 | 0 | 0 | 0 | 0 | 0 | 0 | 0 | 0 | 0 | 0 | 0 | 0 | 0 | 0 | 0 | 0 | 0 | 0 | 0 | 0 | 0 | 0 | 0 | 0 | 0 | 0 | 0 | 0 | 0 | 1 | 1 | 1 | 0 | 0 | 1 | -4343.191 | -2038.908 | -1396.283 | Lugo - Victorville area constraint | Lugo - Victorville area constraint | Lugo - Victorville area constraint |  | 0 | 1 | 0 | 0 | 0 | 0 | -160.5 | 1398.25 | 3367.55 | Sloan Canyon - Eldorado 500 kV constraint | Sloan Canyon - Eldorado 500 kV constraint | GLW 230kV area constraint |  | 5 | 3 | YES | 3 | 4 | 1 | YES | 2
EOP | Innovation | 230 | 0 | 0 | 0 | 0 | 0 | 0 | 0 | 0 | 0 | 0 | 0 | 0 | 0 | 0 | 0 | 0 | 0 | 0 | 0 | 0 | 0 | 0 | 1 | 1 | 1 | 0 | 0 | 0 | 0 | 0 | 0 | 0 | 0 | 0 | 0 | 0 | 0 | 0 | 0 | 0 | 0 | 0 | 0 | 0 | 0 | 0 | 0 | 0 | 0 | 0 | 0 | 0 | 0 | 0 | 0 | 0 | 0 | 0 | 0 | 0 | 0 | 0 | 0 | 0 | 0 | 0 | 0 | 0 | 0 | 0 | 0 | 0 | 0 | 0 | 0 | 0 | 0 | 0 | 0 | 0 | 0 | 0 | 0 | 0 | 0 | 0 | 0 | 0 | 0 | 0 | 0 | 0 | 0 | 0 | 0 | 0 | 0 | 2 |  | 0 | 0 | 0 | 0 | 0 | 0 | 0 | 0 | 0 | 0 | 0 | 0 | 0 | 0 | 0 | 0 | 0 | 0 | 0 | 0 | 0 | 0 | 0 | 0 | 0 | 0 | 0 | 0 | 0 | 0 | 1 | 1 | 1 | 0 | 0 | 1 | -4343.191 | -2038.908 | -1396.283 | Lugo - Victorville area constraint | Lugo - Victorville area constraint | Lugo - Victorville area constraint |  | 0 | 1 | 0 | 0 | 0 | 0 | -160.5 | 1398.25 | 3367.55 | Sloan Canyon - Eldorado 500 kV constraint | Sloan Canyon - Eldorado 500 kV constraint | GLW 230kV area constraint |  | 5 | 3 | YES | 3 | 4 | 1 | YES | 2
SCE NOL | Inyokern | 115 | 0 | 0 | 0 | 0 | 0 | 0 | 0 | 0 | 0 | 0 | 0 | 1 | 1 | 1 | 0 | 0 | 0 | 0 | 0 | 0 | 0 | 0 | 0 | 0 | 0 | 0 | 0 | 0 | 0 | 0 | 0 | 0 | 0 | 0 | 0 | 0 | 0 | 0 | 0 | 0 | 0 | 0 | 0 | 0 | 0 | 0 | 0 | 0 | 0 | 0 | 0 | 0 | 0 | 0 | 0 | 0 | 0 | 0 | 0 | 0 | 0 | 0 | 0 | 0 | 0 | 0 | 0 | 0 | 0 | 0 | 0 | 0 | 0 | 0 | 0 | 0 | 0 | 0 | 0 | 0 | 0 | 0 | 0 | 0 | 0 | 0 | 0 | 0 | 0 | 0 | 0 | 0 | 0 | 0 | 0 | 0 | 0 | 3 |  | 0 | 0 | 0 | 0 | 0 | 0 | 0 | 0 | 0 | 0 | 0 | 25 | 0 | 0 | 1 | 116 | 0 | 0 | 0 | 0 | 0 | 0 | 0 | 0 | 0 | 31.8 | 25 | 0 | 0 | 1 | 0 | 2 | 0 | 4 | 0 | 0 | -280.6 | -137.55 | 1093.724 | South of Kramer Area Constraint | Lugo Transformer Area Constraint | South of Kramer Area Constraint |  | 0 | 2 | 0 | 4 | 0 | 0 | -280.6 | -137.55 | 1093.724 | South of Kramer Area Constraint | Lugo Transformer Area Constraint | South of Kramer Area Constraint |  | 4 | 4 | NO | 4 | 1 | 1 | NO | 1
EOP | IS Tap | 138 | 0 | 0 | 0 | 0 | 0 | 0 | 0 | 0 | 0 | 0 | 0 | 0 | 0 | 0 | 0 | 0 | 0 | 0 | 0 | 0 | 0 | 0 | 1 | 1 | 1 | 0 | 0 | 0 | 0 | 0 | 0 | 0 | 0 | 0 | 0 | 0 | 0 | 0 | 0 | 0 | 0 | 0 | 0 | 0 | 0 | 0 | 0 | 0 | 0 | 0 | 0 | 0 | 0 | 0 | 0 | 0 | 0 | 0 | 0 | 0 | 0 | 0 | 0 | 0 | 0 | 0 | 0 | 0 | 0 | 0 | 0 | 0 | 0 | 0 | 0 | 0 | 0 | 0 | 0 | 0 | 0 | 0 | 0 | 0 | 0 | 0 | 0 | 0 | 0 | 0 | 0 | 0 | 0 | 0 | 0 | 0 | 0 | 2 |  | 0 | 0 | 0 | 0 | 0 | 0 | 0 | 0 | 0 | 0 | 0 | 0 | 0 | 0 | 0 | 0 | 0 | 0 | 0 | 0 | 0 | 0 | 0 | 0 | 0 | 0 | 0 | 0 | 0 | 0 | 1 | 1 | 1 | 0 | 0 | 1 | -4343.191 | -2038.908 | -1396.283 | Lugo - Victorville area constraint | Lugo - Victorville area constraint | Lugo - Victorville area constraint |  | 0 | 1 | 0 | 0 | 0 | 0 | -160.5 | 1398.25 | 3367.55 | Sloan Canyon - Eldorado 500 kV constraint | Sloan Canyon - Eldorado 500 kV constraint | GLW 230kV area constraint |  | 5 | 3 | YES | 3 | 4 | 1 | YES | 2
EOP | Ivanpah | 115 | 0 | 0 | 0 | 0 | 0 | 0 | 0 | 0 | 0 | 0 | 0 | 0 | 0 | 0 | 0 | 0 | 0 | 0 | 0 | 0 | 0 | 0 | 0 | 1 | 1 | 0 | 0 | 0 | 0 | 0 | 0 | 0 | 0 | 0 | 0 | 0 | 0 | 0 | 0 | 0 | 0 | 0 | 0 | 0 | 0 | 0 | 0 | 0 | 0 | 0 | 0 | 0 | 0 | 0 | 0 | 0 | 0 | 0 | 0 | 0 | 0 | 0 | 0 | 0 | 0 | 0 | 0 | 0 | 0 | 0 | 0 | 0 | 0 | 0 | 0 | 0 | 0 | 0 | 0 | 0 | 0 | 0 | 0 | 0 | 0 | 0 | 0 | 0 | 0 | 0 | 0 | 0 | 0 | 0 | 0 | 0 | 0 | 1 |  | 0 | 0 | 0 | 0 | 0 | 0 | 0 | 0 | 0 | 0 | 0 | 0 | 0 | 0 | 0 | 0 | 0 | 0 | 0 | 0 | 0 | 0 | 0 | 0 | 0 | 0 | 0 | 0 | 0 | 0 | 1 | 1 | 1 | 0 | 0 | 1 | -4343.191 | -2038.908 | -1396.283 | Lugo - Victorville area constraint | Lugo - Victorville area constraint | Lugo - Victorville area constraint |  | 0 | 1 | 0 | 0 | 0 | 0 | -160.5 | 1398.25 | 3565.626 | Sloan Canyon - Eldorado 500 kV constraint | Sloan Canyon - Eldorado 500 kV constraint | Sloan Canyon - Eldorado 500 kV constraint |  | 5 | 3 | YES | 3 | 4 | 1 | YES | 2
EOP | Ivanpah | 230 | 0 | 0 | 0 | 0 | 0 | 0 | 0 | 0 | 0 | 0 | 0 | 0 | 0 | 0 | 0 | 0 | 0 | 0 | 0 | 0 | 0 | 0 | 0 | 1 | 1 | 0 | 0 | 0 | 0 | 0 | 0 | 0 | 0 | 0 | 0 | 0 | 0 | 0 | 0 | 0 | 0 | 0 | 0 | 0 | 0 | 0 | 0 | 0 | 0 | 0 | 0 | 0 | 0 | 0 | 0 | 0 | 0 | 0 | 0 | 0 | 0 | 0 | 0 | 0 | 0 | 0 | 0 | 0 | 0 | 0 | 0 | 0 | 0 | 0 | 0 | 0 | 0 | 0 | 0 | 0 | 0 | 0 | 0 | 0 | 0 | 0 | 0 | 0 | 0 | 0 | 0 | 0 | 0 | 0 | 0 | 0 | 0 | 1 |  | 0 | 0 | 0 | 0 | 0 | 0 | 0 | 0 | 0 | 0 | 0 | 0 | 0 | 0 | 0 | 0 | 0 | 0 | 0 | 0 | 0 | 0 | 0 | 0 | 0 | 0 | 0 | 0 | 0 | 0 | 1 | 1 | 1 | 0 | 0 | 1 | -4343.191 | -2038.908 | -1396.283 | Lugo - Victorville area constraint | Lugo - Victorville area constraint | Lugo - Victorville area constraint |  | 0 | 1 | 0 | 0 | 0 | 0 | -160.5 | 1398.25 | 3565.626 | Sloan Canyon - Eldorado 500 kV constraint | Sloan Canyon - Eldorado 500 kV constraint | Sloan Canyon - Eldorado 500 kV constraint |  | 5 | 3 | YES | 3 | 4 | 1 | YES | 2
EOP | Jackass (DOE) | 138 | 0 | 0 | 0 | 0 | 0 | 0 | 0 | 0 | 0 | 0 | 0 | 0 | 0 | 0 | 0 | 0 | 0 | 0 | 0 | 0 | 0 | 0 | 1 | 1 | 1 | 0 | 0 | 0 | 0 | 0 | 0 | 0 | 0 | 0 | 0 | 0 | 0 | 0 | 0 | 0 | 0 | 0 | 0 | 0 | 0 | 0 | 0 | 0 | 0 | 0 | 0 | 0 | 0 | 0 | 0 | 0 | 0 | 0 | 0 | 0 | 0 | 0 | 0 | 0 | 0 | 0 | 0 | 0 | 0 | 0 | 0 | 0 | 0 | 0 | 0 | 0 | 0 | 0 | 0 | 0 | 0 | 0 | 0 | 0 | 0 | 0 | 0 | 0 | 0 | 0 | 0 | 0 | 0 | 0 | 0 | 0 | 0 | 2 |  | 0 | 0 | 0 | 0 | 0 | 0 | 0 | 0 | 0 | 0 | 0 | 0 | 0 | 0 | 0 | 0 | 0 | 0 | 0 | 0 | 0 | 0 | 0 | 0 | 0 | 0 | 0 | 0 | 0 | 0 | 1 | 1 | 1 | 0 | 0 | 1 | -4343.191 | -2038.908 | -1396.283 | Lugo - Victorville area constraint | Lugo - Victorville area constraint | Lugo - Victorville area constraint |  | 0 | 1 | 0 | 0 | 0 | 0 | -160.5 | 1398.25 | 3367.55 | Sloan Canyon - Eldorado 500 kV constraint | Sloan Canyon - Eldorado 500 kV constraint | GLW 230kV area constraint |  | 5 | 3 | YES | 3 | 4 | 1 | YES | 2
PG&E NGBA | James B Black | 230 | 0 | 0 | 0 | 0 | 0 | 0 | 0 | 0 | 0 | 0 | 0 | 0 | 0 | 0 | 0 | 0 | 0 | 0 | 0 | 0 | 0 | 0 | 0 | 0 | 0 | 0 | 0 | 0 | 0 | 0 | 0 | 0 | 0 | 0 | 0 | 0 | 0 | 0 | 0 | 1 | 0 | 0 | 0 | 0 | 0 | 0 | 0 | 0 | 0 | 0 | 0 | 0 | 0 | 0 | 0 | 0 | 0 | 0 | 0 | 0 | 0 | 0 | 0 | 0 | 0 | 0 | 0 | 0 | 0 | 0 | 0 | 0 | 0 | 0 | 0 | 0 | 0 | 0 | 0 | 0 | 0 | 0 | 0 | 0 | 0 | 0 | 0 | 0 | 0 | 0 | 0 | 0 | 0 | 0 | 0 | 0 | 0 | 0 |  | 0 | 0 | 0 | 0 | 0 | 0 | 0 | 0 | 0 | 0 | 0 | 0 | 0 | 0 | 0 | 131 | 0 | 0 | 0 | 0 | 0 | 0 | 0 | 0 | 0 | 0 | 0 | 0 | 0 | 1 | 1 | 0 | 1 | 0 | 0 | 0 | -1437.69 | -961.1112 | 977.7909 | Collinsville-Tesla 500 kV Line | Collinsville-Tesla 500 kV Line | Collinsville-Tesla 500 kV Line |  | 0 | 0 | 0 | 0 | 0 | 0 | 7207.31 | 7683.8888 | 977.7909 | Collinsville-Tesla 500 kV Line | Collinsville-Tesla 500 kV Line | Collinsville-Tesla 500 kV Line |  | 5 | 1 | YES | 2 | 1 | 1 | NO | 1
PG&E GBA | Jefferson | 230 | 0 | 0 | 0 | 0 | 0 | 0 | 0 | 0 | 0 | 0 | 0 | 0 | 0 | 0 | 0 | 0 | 0 | 0 | 0 | 0 | 0 | 0 | 0 | 0 | 0 | 0 | 0 | 0 | 0 | 0 | 0 | 0 | 0 | 0 | 0 | 0 | 0 | 0 | 0 | 0 | 0 | 0 | 0 | 0 | 0 | 0 | 0 | 0 | 0 | 0 | 0 | 0 | 1 | 0 | 0 | 0 | 0 | 0 | 0 | 1 | 0 | 0 | 0 | 0 | 0 | 0 | 0 | 0 | 0 | 0 | 0 | 0 | 0 | 0 | 0 | 0 | 0 | 0 | 0 | 0 | 0 | 0 | 0 | 0 | 0 | 0 | 0 | 0 | 0 | 0 | 0 | 0 | 0 | 0 | 0 | 0 | 1 | 1 |  | 0 | 0 | 0 | 0 | 0 | 0 | 0 | 0 | 0 | 0 | 0 | 0 | 0 | 0 | 0 | 0 | 0 | 0 | 0 | 0 | 0 | 0 | 0 | 0 | 0 | 0 | 0 | 0 | 0 | 0 | 0 | 0 | 0 | 0 | 0 | 0 | 631 | 135.75 | 1471.1652 | NEW-Metcalf-Mosslanding 500kV | NEW-Metcalf-Mosslanding 500kV | Tesla-Bellota 230 kV line |  | 0 | 0 | 0 | 0 | 0 | 0 | 631 | 135.75 | 1471.1652 | NEW-Metcalf-Mosslanding 500kV | NEW-Metcalf-Mosslanding 500kV | Tesla-Bellota 230 kV line |  | 1 | 1 | NO | 1 | 1 | 1 | NO | 1
PG&E NGBA | Jessup | 115 | 0 | 0 | 0 | 0 | 0 | 0 | 0 | 0 | 0 | 0 | 0 | 0 | 0 | 0 | 0 | 0 | 0 | 0 | 0 | 0 | 0 | 0 | 0 | 0 | 0 | 0 | 0 | 0 | 0 | 0 | 0 | 0 | 0 | 0 | 0 | 0 | 0 | 0 | 0 | 1 | 0 | 0 | 0 | 0 | 0 | 0 | 0 | 0 | 0 | 0 | 0 | 0 | 0 | 0 | 0 | 0 | 0 | 0 | 0 | 0 | 0 | 0 | 0 | 0 | 0 | 0 | 0 | 0 | 0 | 0 | 0 | 0 | 0 | 0 | 0 | 0 | 0 | 0 | 0 | 0 | 0 | 0 | 0 | 0 | 0 | 0 | 0 | 0 | 0 | 0 | 0 | 0 | 0 | 0 | 0 | 0 | 0 | 0 |  | 0 | 0 | 0 | 0 | 0 | 0 | 0 | 0 | 0 | 0 | 0 | 0 | 0 | 0 | 0 | 100 | 0 | 0 | 0 | 0 | 0 | 0 | 0 | 0 | 0 | 0 | 0 | 0 | 0 | 1 | 1 | 0 | 1 | 0 | 0 | 0 | -1437.69 | -961.1112 | 977.7909 | Collinsville-Tesla 500 kV Line | Collinsville-Tesla 500 kV Line | Collinsville-Tesla 500 kV Line |  | 0 | 0 | 0 | 0 | 0 | 0 | 7207.31 | 7683.8888 | 977.7909 | Collinsville-Tesla 500 kV Line | Collinsville-Tesla 500 kV Line | Collinsville-Tesla 500 kV Line |  | 5 | 1 | YES | 2 | 1 | 1 | NO | 1
SCE Metro | Johanna | 230 | 0 | 0 | 0 | 0 | 0 | 0 | 0 | 0 | 0 | 1 | 0 | 0 | 0 | 0 | 0 | 0 | 0 | 0 | 0 | 0 | 0 | 0 | 0 | 0 | 0 | 0 | 0 | 0 | 0 | 0 | 0 | 0 | 0 | 0 | 0 | 0 | 0 | 0 | 0 | 0 | 0 | 0 | 0 | 0 | 0 | 0 | 0 | 0 | 0 | 0 | 0 | 0 | 0 | 0 | 0 | 0 | 0 | 0 | 0 | 0 | 0 | 0 | 0 | 0 | 0 | 0 | 0 | 0 | 0 | 0 | 0 | 0 | 0 | 0 | 0 | 0 | 0 | 0 | 0 | 0 | 0 | 0 | 0 | 0 | 0 | 0 | 0 | 0 | 0 | 0 | 0 | 0 | 0 | 0 | 0 | 0 | 0 | 0 |  | 0 | 0 | 0 | 0 | 0 | 0 | 0 | 0 | 0 | 0 | 0 | 1.4 | 0 | 0 | 1 | 0 | 0 | 0 | 0 | 0 | 0 | 0 | 0 | 0 | 0 | 0 | 1.4 | 0 | 0 | 1 | 0 | 0 | 0 | 0 | 0 | 0 | 3554.7188 | 7968.008 | 22025.8411 | SCE Metro Area Default Constraint | SCE Metro Area Default Constraint | SCE Metro Area Default Constraint |  | 0 | 0 | 0 | 0 | 0 | 0 | 3554.7188 | 7968.008 | 22025.8411 | SCE Metro Area Default Constraint | SCE Metro Area Default Constraint | SCE Metro Area Default Constraint |  | 1 | 1 | NO | 1 | 1 | 1 | NO | 1
SCE Eastern | Julian Hinds | 230 | 0 | 0 | 0 | 0 | 0 | 0 | 0 | 0 | 0 | 0 | 0 | 0 | 0 | 0 | 0 | 0 | 0 | 0 | 1 | 1 | 0 | 1 | 0 | 0 | 0 | 0 | 0 | 0 | 0 | 0 | 0 | 0 | 0 | 0 | 0 | 0 | 0 | 0 | 0 | 0 | 0 | 0 | 0 | 0 | 0 | 0 | 0 | 0 | 0 | 0 | 0 | 0 | 0 | 0 | 0 | 0 | 0 | 0 | 0 | 0 | 0 | 0 | 0 | 0 | 0 | 0 | 0 | 0 | 0 | 0 | 0 | 0 | 0 | 0 | 0 | 0 | 0 | 0 | 0 | 0 | 0 | 0 | 0 | 0 | 0 | 0 | 0 | 0 | 0 | 0 | 0 | 0 | 0 | 0 | 0 | 0 | 0 | 1 |  | 0 | 0 | 0 | 0 | 0 | 0 | 0 | 0 | 0 | 0 | 0 | 0 | 0 | 0 | 0 | 0 | 0 | 0 | 0 | 0 | 0 | 0 | 0 | 0 | 0 | 0 | 0 | 0 | 0 | 0 | 2 | 2 | 2 | 2 | 0 | 1 | -3014.166 | -2815.89 | -950.84 | Serrano-Alberhill-Valley Constraint | Etiwanda-Rancho Vista Constraint | Eagle Mountain Constraint |  | 1 | 4 | 1 | 4 | 0 | 1 | -1492.166 | -2815.89 | -950.84 | Serrano-Alberhill-Valley Constraint | Etiwanda-Rancho Vista Constraint | Eagle Mountain Constraint |  | 5 | 5 | NO | 5 | 4 | 4 | NO | 4
PG&E GBA | Kasson | 115 | 0 | 0 | 0 | 0 | 0 | 0 | 0 | 0 | 0 | 0 | 0 | 0 | 0 | 0 | 0 | 0 | 0 | 0 | 0 | 0 | 0 | 0 | 0 | 0 | 0 | 0 | 0 | 0 | 0 | 0 | 0 | 0 | 0 | 0 | 0 | 0 | 0 | 0 | 0 | 0 | 0 | 0 | 0 | 0 | 0 | 1 | 0 | 0 | 0 | 0 | 0 | 0 | 0 | 0 | 0 | 1 | 0 | 0 | 0 | 1 | 0 | 0 | 0 | 0 | 0 | 0 | 0 | 0 | 0 | 0 | 0 | 0 | 0 | 0 | 0 | 0 | 0 | 0 | 0 | 0 | 0 | 0 | 0 | 0 | 0 | 0 | 0 | 0 | 0 | 0 | 0 | 0 | 0 | 0 | 0 | 0 | 0 | 0 |  | 0 | 0 | 0 | 0 | 0 | 0 | 0 | 0 | 0 | 0 | 0 | 0 | 0 | 0 | 0 | 0 | 0 | 0 | 0 | 0 | 0 | 0 | 0 | 0 | 0 | 0 | 0 | 0 | 0 | 0 | 1 | 0 | 1 | 0 | 0 | 0 | -194.5 | -212.19 | 868.6798 | Bellota-Weber 230kV line | Bellota-Weber 230kV line | Bellota-Weber 230kV line |  | 0 | 0 | 0 | 0 | 0 | 0 | 265.5 | 247.81 | 868.6798 | Bellota-Weber 230kV line | Bellota-Weber 230kV line | Bellota-Weber 230kV line |  | 5 | 1 | YES | 2 | 1 | 1 | NO | 1
PG&E GBA | Kasson | 60 | 0 | 0 | 0 | 0 | 0 | 0 | 0 | 0 | 0 | 0 | 0 | 0 | 0 | 0 | 0 | 0 | 0 | 0 | 0 | 0 | 0 | 0 | 0 | 0 | 0 | 0 | 0 | 0 | 0 | 0 | 0 | 0 | 0 | 0 | 0 | 0 | 0 | 0 | 0 | 0 | 0 | 0 | 0 | 0 | 0 | 1 | 0 | 0 | 0 | 0 | 0 | 0 | 0 | 0 | 0 | 1 | 0 | 0 | 0 | 1 | 0 | 0 | 0 | 1 | 0 | 0 | 0 | 0 | 0 | 0 | 0 | 0 | 0 | 0 | 0 | 0 | 0 | 0 | 0 | 0 | 0 | 0 | 0 | 0 | 0 | 0 | 0 | 0 | 0 | 0 | 0 | 0 | 0 | 0 | 0 | 0 | 0 | 0 |  | 0 | 0 | 0 | 0 | 0 | 0 | 0 | 0 | 0 | 0 | 0 | 0 | 0 | 0 | 0 | 0 | 0 | 0 | 0 | 0 | 0 | 0 | 0 | 0 | 0 | 0 | 0 | 0 | 0 | 0 | 1 | 0 | 2 | 0 | 0 | 0 | -194.5 | -212.19 | 100.712 | Bellota-Weber 230kV line | Bellota-Weber 230kV line | Tesla-Salado 115 kV line |  | 0 | 0 | 1 | 0 | 0 | 0 | 33.67 | -4.83 | 100.712 | Tesla-Salado 115 kV line | Tesla-Salado 115 kV line | Tesla-Salado 115 kV line |  | 5 | 5 | NO | 5 | 1 | 1 | NO | 1
PG&E FRESNO | Kearney | 230 | 0 | 0 | 0 | 0 | 0 | 0 | 0 | 0 | 0 | 0 | 0 | 0 | 0 | 0 | 0 | 0 | 0 | 0 | 0 | 0 | 0 | 0 | 0 | 0 | 0 | 0 | 0 | 0 | 0 | 0 | 0 | 0 | 0 | 0 | 0 | 0 | 0 | 0 | 0 | 0 | 0 | 0 | 0 | 0 | 0 | 1 | 0 | 0 | 0 | 0 | 0 | 0 | 0 | 0 | 0 | 0 | 0 | 0 | 0 | 0 | 0 | 0 | 0 | 0 | 0 | 0 | 0 | 0 | 0 | 0 | 0 | 0 | 0 | 0 | 0 | 0 | 0 | 0 | 1 | 1 | 0 | 1 | 1 | 1 | 0 | 1 | 0 | 1 | 0 | 1 | 0 | 0 | 0 | 0 | 0 | 0 | 0 | 1 |  | 0 | 0 | 0 | 0 | 0 | 0 | 0 | 0 | 10 | 0 | 0 | 0 | 0 | 0 | 1 | 0 | 0 | 0 | 0 | 0 | 0 | 0 | 0 | 10 | 0 | 0 | 0 | 0 | 0 | 1 | 3 | 0 | 5 | 0 | 3 | 0 | -516.8 | -4911.332 | -3937.2282 | Borden-Storey #1 230kV line | Gates 500/230kV TB #11 | Gates 500/230kV TB #11 |  | 0 | 0 | 0 | 0 | 0 | 0 | 265.5 | 38.76 | 685.2366 | Bellota-Weber 230kV line | Los Banos 500/230kV TB | Tranquility-Helm 230kV Line |  | 5 | 1 | YES | 2 | 5 | 1 | YES | 2
PG&E FRESNO | Kearney | 70 | 0 | 0 | 0 | 0 | 0 | 0 | 0 | 0 | 0 | 0 | 0 | 0 | 0 | 0 | 0 | 0 | 0 | 0 | 0 | 0 | 0 | 0 | 0 | 0 | 0 | 0 | 0 | 0 | 0 | 0 | 0 | 0 | 0 | 0 | 0 | 0 | 0 | 0 | 0 | 0 | 0 | 0 | 0 | 0 | 0 | 1 | 0 | 0 | 0 | 0 | 0 | 0 | 0 | 0 | 0 | 0 | 0 | 0 | 0 | 0 | 0 | 0 | 0 | 0 | 0 | 0 | 0 | 0 | 0 | 0 | 0 | 0 | 0 | 0 | 0 | 0 | 0 | 0 | 1 | 0 | 0 | 1 | 1 | 1 | 1 | 1 | 0 | 1 | 1 | 1 | 0 | 0 | 1 | 0 | 0 | 0 | 0 | 2 |  | 0 | 0.55 | 0 | 0 | 0 | 0 | 0 | 0 | 0 | 0 | 0 | 0 | 0 | 0 | 1 | 0 | 0.55 | 0 | 0 | 0 | 0 | 0 | 0 | 0 | 0 | 0 | 0 | 0 | 0 | 1 | 3 | 0 | 4 | 0 | 2 | 0 | -516.8 | -4040.202 | -3868.183 | Borden-Storey #1 230kV line | Gates 500/230kV TB #12 | Gates 500/230kV TB #12 |  | 0 | 0 | 0 | 0 | 0 | 0 | 265.5 | 38.76 | 126.1276 | Bellota-Weber 230kV line | Los Banos 500/230kV TB | Oro Loma-El Nido 115kV Line |  | 5 | 1 | YES | 2 | 5 | 1 | YES | 2
PG&E GBA | Kelso | 230 | 0 | 0 | 0 | 0 | 0 | 0 | 0 | 0 | 0 | 0 | 0 | 0 | 0 | 0 | 0 | 0 | 0 | 0 | 0 | 0 | 0 | 0 | 0 | 0 | 0 | 0 | 0 | 0 | 0 | 0 | 0 | 0 | 0 | 0 | 0 | 0 | 0 | 0 | 0 | 1 | 0 | 0 | 0 | 0 | 0 | 0 | 0 | 0 | 0 | 0 | 0 | 0 | 0 | 1 | 0 | 1 | 0 | 0 | 0 | 0 | 0 | 0 | 0 | 0 | 0 | 1 | 0 | 0 | 0 | 0 | 0 | 0 | 0 | 0 | 0 | 0 | 0 | 0 | 0 | 0 | 0 | 0 | 0 | 0 | 0 | 0 | 0 | 0 | 0 | 0 | 0 | 0 | 0 | 0 | 0 | 0 | 0 | 0 |  | 0 | 0 | 0 | 0 | 0 | 0 | 0 | 0 | 0 | 0 | 0 | 0 | 0 | 0 | 0 | 0 | 0 | 0 | 0 | 0 | 0 | 0 | 0 | 0 | 0 | 0 | 90.7 | 0 | 0 | 1 | 2 | 0 | 1 | 0 | 0 | 0 | -1437.69 | -961.1112 | 977.7909 | Collinsville-Tesla 500 kV Line | Collinsville-Tesla 500 kV Line | Collinsville-Tesla 500 kV Line |  | 0 | 0 | 0 | 0 | 0 | 0 | 2836.56 | 2405.6138 | 977.7909 | Tesla-Tracy-Pump 230 kV line #2 | Tesla-Tracy-Pump 230 kV line #2 | Collinsville-Tesla 500 kV Line |  | 5 | 1 | YES | 2 | 1 | 1 | NO | 1
PG&E FRESNO | Kerchoff 1 | 115 | 0 | 0 | 0 | 0 | 0 | 0 | 0 | 0 | 0 | 0 | 0 | 0 | 0 | 0 | 0 | 0 | 0 | 0 | 0 | 0 | 0 | 0 | 0 | 0 | 0 | 0 | 0 | 0 | 0 | 0 | 0 | 0 | 0 | 0 | 0 | 0 | 0 | 0 | 0 | 0 | 0 | 0 | 0 | 0 | 0 | 1 | 0 | 0 | 0 | 0 | 0 | 0 | 0 | 0 | 0 | 0 | 0 | 0 | 0 | 0 | 0 | 0 | 0 | 0 | 0 | 0 | 0 | 0 | 0 | 0 | 0 | 0 | 0 | 0 | 0 | 0 | 0 | 0 | 1 | 0 | 0 | 1 | 1 | 0 | 0 | 1 | 0 | 1 | 0 | 1 | 1 | 0 | 1 | 0 | 0 | 0 | 0 | 1 |  | 0 | 0 | 0 | 0 | 0 | 0 | 0 | 0 | 0 | 0 | 0 | 0 | 0 | 0 | 0 | 0 | 0 | 0 | 0 | 0 | 0 | 0 | 0 | 0 | 0 | 0 | 0 | 0 | 0 | 0 | 2 | 0 | 3 | 0 | 2 | 0 | -516.8 | -4040.202 | -3868.183 | Borden-Storey #1 230kV line | Gates 500/230kV TB #12 | Gates 500/230kV TB #12 |  | 0 | 0 | 0 | 0 | 0 | 0 | 122 | 38.76 | 126.1276 | Merced 115/70kV TB#2 | Los Banos 500/230kV TB | Oro Loma-El Nido 115kV Line |  | 5 | 1 | YES | 2 | 5 | 1 | YES | 2
PG&E KERN | Kern Oil | 115 | 0 | 0 | 0 | 0 | 0 | 0 | 0 | 0 | 0 | 0 | 0 | 0 | 0 | 0 | 0 | 0 | 0 | 0 | 0 | 0 | 0 | 0 | 0 | 0 | 0 | 0 | 0 | 0 | 0 | 0 | 0 | 0 | 0 | 0 | 0 | 0 | 0 | 0 | 0 | 0 | 0 | 0 | 0 | 0 | 0 | 0 | 0 | 0 | 0 | 0 | 0 | 0 | 0 | 0 | 0 | 0 | 0 | 0 | 0 | 0 | 0 | 0 | 0 | 0 | 0 | 0 | 0 | 0 | 1 | 0 | 1 | 0 | 0 | 0 | 1 | 0 | 0 | 0 | 1 | 0 | 0 | 0 | 0 | 0 | 0 | 0 | 0 | 0 | 0 | 0 | 0 | 0 | 0 | 0 | 1 | 0 | 0 | 0 |  | 0 | 0 | 0 | 0 | 0 | 0 | 0 | 0 | 0 | 0 | 0 | 0 | 0 | 0 | 0 | 0 | 0 | 0 | 0 | 0 | 0 | 0 | 0 | 0 | 0 | 100 | 0 | 0 | 0 | 1 | 0 | 0 | 2 | 0 | 1 | 1 | 71.87 | -4040.202 | -3868.183 | Gates 500/230kV TB #12 | Gates 500/230kV TB #12 | Gates 500/230kV TB #12 |  | 0 | 0 | 0 | 0 | 0 | 0 | 1014.85 | 398.79 | 251.3788 | Gates-Arco 230 kV Line | Gates-Arco 230 kV Line | Gates-Arco 230 kV Line |  | 5 | 1 | YES | 2 | 5 | 1 | YES | 2
PG&E KERN | Kern PP | 115 | 0 | 0 | 0 | 0 | 0 | 0 | 0 | 0 | 0 | 0 | 0 | 0 | 0 | 0 | 0 | 0 | 0 | 0 | 0 | 0 | 0 | 0 | 0 | 0 | 0 | 0 | 0 | 0 | 0 | 0 | 0 | 0 | 0 | 0 | 0 | 0 | 0 | 0 | 0 | 0 | 0 | 0 | 0 | 0 | 0 | 0 | 0 | 0 | 0 | 0 | 0 | 0 | 0 | 0 | 0 | 0 | 0 | 0 | 0 | 0 | 0 | 0 | 0 | 0 | 0 | 0 | 0 | 0 | 1 | 0 | 1 | 0 | 0 | 0 | 0 | 0 | 0 | 0 | 1 | 1 | 0 | 0 | 0 | 0 | 0 | 0 | 0 | 0 | 0 | 0 | 0 | 0 | 0 | 0 | 1 | 0 | 0 | 0 |  | 0 | 0 | 0 | 0 | 0 | 0 | 0 | 0 | 0 | 0 | 0 | 0 | 0 | 0 | 0 | 0 | 0 | 0 | 0 | 0 | 0 | 0 | 0 | 0 | 0 | 50 | 0 | 0 | 0 | 1 | 0 | 0 | 3 | 0 | 2 | 1 | 71.87 | -4911.332 | -3937.2282 | Gates 500/230kV TB #12 | Gates 500/230kV TB #11 | Gates 500/230kV TB #11 |  | 0 | 0 | 0 | 0 | 0 | 0 | 1014.85 | 398.79 | 251.3788 | Gates-Arco 230 kV Line | Gates-Arco 230 kV Line | Gates-Arco 230 kV Line |  | 5 | 1 | YES | 2 | 5 | 1 | YES | 2
PG&E KERN | Kern PP | 230 | 0 | 0 | 0 | 0 | 0 | 0 | 0 | 0 | 0 | 0 | 0 | 0 | 0 | 0 | 0 | 0 | 0 | 0 | 0 | 0 | 0 | 0 | 0 | 0 | 0 | 0 | 0 | 0 | 0 | 0 | 0 | 0 | 0 | 0 | 0 | 0 | 0 | 0 | 0 | 0 | 0 | 0 | 0 | 0 | 0 | 0 | 0 | 0 | 0 | 0 | 0 | 0 | 0 | 0 | 0 | 0 | 0 | 0 | 0 | 0 | 0 | 0 | 0 | 0 | 0 | 0 | 0 | 1 | 0 | 0 | 0 | 0 | 0 | 0 | 0 | 0 | 0 | 0 | 1 | 1 | 0 | 0 | 0 | 0 | 0 | 0 | 0 | 0 | 0 | 0 | 0 | 0 | 0 | 0 | 1 | 0 | 0 | 0 |  | 0 | 0 | 0 | 0 | 0 | 0 | 0 | 0 | 0 | 0 | 0 | 0 | 0 | 0 | 0 | 0 | 0 | 0 | 0 | 0 | 0 | 0 | 0 | 0 | 0 | 0 | 0 | 0 | 0 | 0 | 0 | 0 | 3 | 0 | 2 | 1 | 71.87 | -4911.332 | -3937.2282 | Gates 500/230kV TB #12 | Gates 500/230kV TB #11 | Gates 500/230kV TB #11 |  | 0 | 0 | 0 | 0 | 0 | 0 | 120.85 | 383.59 | 631.7684 | Cal Flat-Gates 230 kV line | Cal Flat-Gates 230 kV line | Mustang-Henrietta 230 kV line |  | 5 | 1 | YES | 2 | 5 | 1 | YES | 2
PG&E KERN | Kern PP | 70 | 0 | 0 | 0 | 0 | 0 | 0 | 0 | 0 | 0 | 0 | 0 | 0 | 0 | 0 | 0 | 0 | 0 | 0 | 0 | 0 | 0 | 0 | 0 | 0 | 0 | 0 | 0 | 0 | 0 | 0 | 0 | 0 | 0 | 0 | 0 | 0 | 0 | 0 | 0 | 0 | 0 | 0 | 0 | 0 | 0 | 0 | 0 | 0 | 0 | 0 | 0 | 0 | 0 | 0 | 0 | 0 | 0 | 0 | 0 | 0 | 0 | 0 | 0 | 0 | 0 | 0 | 0 | 1 | 1 | 0 | 0 | 0 | 0 | 0 | 0 | 0 | 0 | 0 | 0 | 1 | 0 | 0 | 0 | 0 | 0 | 0 | 0 | 0 | 0 | 0 | 0 | 0 | 0 | 0 | 0 | 0 | 0 | 0 |  | 0 | 0 | 0 | 0 | 0 | 0 | 0 | 0 | 0 | 0 | 0 | 0 | 0 | 0 | 0 | 0 | 0 | 0 | 0 | 0 | 0 | 0 | 0 | 0 | 0 | 0 | 0 | 0 | 0 | 0 | 0 | 0 | 1 | 0 | 1 | 0 | 120.85 | -4911.332 | -3937.2282 | Cal Flat-Gates 230 kV line | Gates 500/230kV TB #11 | Gates 500/230kV TB #11 |  | 0 | 0 | 0 | 0 | 0 | 0 | 120.85 | 383.59 | 251.3788 | Cal Flat-Gates 230 kV line | Cal Flat-Gates 230 kV line | Gates-Arco 230 kV Line |  | 5 | 1 | YES | 2 | 5 | 1 | YES | 2
PG&E KERN | Kernridge | 115 | 0 | 0 | 0 | 0 | 0 | 0 | 0 | 0 | 0 | 0 | 0 | 0 | 0 | 0 | 0 | 0 | 0 | 0 | 0 | 0 | 0 | 0 | 0 | 0 | 0 | 0 | 0 | 0 | 0 | 0 | 0 | 0 | 0 | 0 | 0 | 0 | 0 | 0 | 0 | 0 | 0 | 0 | 0 | 0 | 0 | 0 | 0 | 0 | 0 | 0 | 0 | 0 | 0 | 0 | 0 | 0 | 0 | 0 | 0 | 0 | 0 | 0 | 0 | 0 | 0 | 0 | 0 | 1 | 1 | 0 | 0 | 0 | 0 | 0 | 1 | 0 | 0 | 0 | 1 | 0 | 0 | 0 | 0 | 0 | 0 | 0 | 0 | 0 | 0 | 0 | 0 | 0 | 0 | 0 | 1 | 0 | 0 | 0 |  | 0 | 0 | 0 | 0 | 0 | 0 | 0 | 0 | 0 | 0 | 0 | 0 | 0 | 0 | 0 | 0 | 0 | 0 | 0 | 0 | 0 | 0 | 0 | 0 | 0 | 0 | 0 | 0 | 0 | 0 | 0 | 0 | 2 | 0 | 1 | 1 | 71.87 | -4040.202 | -3868.183 | Gates 500/230kV TB #12 | Gates 500/230kV TB #12 | Gates 500/230kV TB #12 |  | 0 | 0 | 0 | 0 | 0 | 0 | 120.85 | 383.59 | 251.3788 | Cal Flat-Gates 230 kV line | Cal Flat-Gates 230 kV line | Gates-Arco 230 kV Line |  | 5 | 1 | YES | 2 | 5 | 1 | YES | 2
PG&E FRESNO | Kingsburg | 115 | 0 | 0 | 0 | 0 | 0 | 0 | 0 | 0 | 0 | 0 | 0 | 0 | 0 | 0 | 0 | 0 | 0 | 0 | 0 | 0 | 0 | 0 | 0 | 0 | 0 | 0 | 0 | 0 | 0 | 0 | 0 | 0 | 0 | 0 | 0 | 0 | 0 | 0 | 0 | 0 | 0 | 0 | 0 | 0 | 0 | 1 | 0 | 0 | 0 | 0 | 0 | 0 | 0 | 0 | 0 | 0 | 0 | 0 | 0 | 0 | 0 | 0 | 0 | 0 | 0 | 0 | 0 | 0 | 0 | 0 | 0 | 0 | 0 | 0 | 0 | 0 | 0 | 0 | 1 | 0 | 0 | 1 | 0 | 1 | 1 | 1 | 0 | 0 | 0 | 1 | 0 | 0 | 0 | 0 | 1 | 0 | 0 | 2 |  | 0 | 0 | 0 | 0 | 0 | 0 | 0 | 0 | 0 | 0 | 0 | 0 | 0 | 0 | 0 | 0 | 0 | 0 | 0 | 0 | 0 | 0 | 0 | 0 | 0 | 0 | 0 | 0 | 0 | 0 | 3 | 0 | 5 | 0 | 2 | 1 | -516.8 | -4040.202 | -3868.183 | Borden-Storey #1 230kV line | Gates 500/230kV TB #12 | Gates 500/230kV TB #12 |  | 0 | 0 | 0 | 0 | 0 | 0 | 265.5 | 38.76 | 631.7684 | Bellota-Weber 230kV line | Los Banos 500/230kV TB | Mustang-Henrietta 230 kV line |  | 5 | 1 | YES | 2 | 5 | 1 | YES | 2
PG&E GBA | Kirker | 115 | 0 | 0 | 0 | 0 | 0 | 0 | 0 | 0 | 0 | 0 | 0 | 0 | 0 | 0 | 0 | 0 | 0 | 0 | 0 | 0 | 0 | 0 | 0 | 0 | 0 | 0 | 0 | 0 | 0 | 0 | 0 | 0 | 0 | 0 | 0 | 0 | 0 | 0 | 0 | 1 | 0 | 0 | 0 | 0 | 0 | 0 | 0 | 0 | 0 | 0 | 0 | 0 | 0 | 0 | 0 | 0 | 0 | 0 | 0 | 0 | 0 | 0 | 0 | 0 | 0 | 0 | 0 | 0 | 0 | 0 | 0 | 0 | 0 | 0 | 0 | 0 | 0 | 0 | 0 | 0 | 0 | 0 | 0 | 0 | 0 | 0 | 0 | 0 | 0 | 0 | 0 | 0 | 0 | 0 | 0 | 0 | 0 | 0 |  | 0 | 0 | 0 | 0 | 0 | 0 | 0 | 0 | 0 | 0 | 0 | 0 | 0 | 0 | 0 | 0 | 0 | 0 | 0 | 0 | 0 | 0 | 0 | 2.9 | 0 | 0 | 0 | 0 | 0 | 1 | 1 | 0 | 1 | 0 | 0 | 0 | -1437.69 | -961.1112 | 977.7909 | Collinsville-Tesla 500 kV Line | Collinsville-Tesla 500 kV Line | Collinsville-Tesla 500 kV Line |  | 0 | 0 | 0 | 0 | 0 | 0 | 7207.31 | 7683.8888 | 977.7909 | Collinsville-Tesla 500 kV Line | Collinsville-Tesla 500 kV Line | Collinsville-Tesla 500 kV Line |  | 5 | 1 | YES | 2 | 1 | 1 | NO | 1
PG&E NGBA | Knights Landing | 115 | 0 | 0 | 0 | 0 | 0 | 0 | 0 | 0 | 0 | 0 | 0 | 0 | 0 | 0 | 0 | 0 | 0 | 0 | 0 | 0 | 0 | 0 | 0 | 0 | 0 | 0 | 0 | 0 | 0 | 0 | 0 | 0 | 0 | 0 | 0 | 0 | 0 | 0 | 0 | 1 | 1 | 0 | 1 | 0 | 1 | 1 | 0 | 1 | 0 | 0 | 0 | 0 | 0 | 0 | 0 | 0 | 0 | 0 | 0 | 1 | 1 | 0 | 0 | 0 | 0 | 0 | 0 | 0 | 0 | 0 | 0 | 0 | 0 | 0 | 0 | 0 | 0 | 0 | 0 | 0 | 0 | 0 | 0 | 0 | 0 | 0 | 0 | 0 | 0 | 0 | 0 | 0 | 0 | 0 | 0 | 0 | 0 | 0 |  | 0 | 0 | 0 | 0 | 0 | 0 | 0 | 0 | 0 | 0 | 0 | 0 | 0 | 0 | 0 | 0 | 0 | 0 | 0 | 0 | 0 | 0 | 0 | 0 | 0 | 0 | 0 | 0 | 0 | 0 | 3 | 0 | 2 | 0 | 0 | 1 | -1437.69 | -961.1112 | -75.76 | Collinsville-Tesla 500 kV Line | Collinsville-Tesla 500 kV Line | Woodland- Davis 115kV line |  | 1 | 0 | 0 | 0 | 0 | 1 | -29.55 | 38.65 | -75.76 | Woodland- Davis 115kV line | Woodland- Davis 115kV line | Woodland- Davis 115kV line |  | 5 | 5 | NO | 5 | 3 | 3 | NO | 3
PG&E NGBA | Konocti | 60 | 0 | 0 | 0 | 0 | 0 | 0 | 0 | 0 | 0 | 0 | 0 | 0 | 0 | 0 | 0 | 0 | 0 | 0 | 0 | 0 | 0 | 0 | 0 | 0 | 0 | 0 | 0 | 0 | 0 | 0 | 0 | 0 | 0 | 0 | 0 | 0 | 0 | 0 | 0 | 1 | 0 | 1 | 0 | 0 | 0 | 0 | 0 | 0 | 0 | 0 | 0 | 0 | 1 | 0 | 1 | 1 | 0 | 0 | 0 | 0 | 0 | 0 | 0 | 0 | 0 | 0 | 1 | 0 | 0 | 0 | 0 | 0 | 0 | 0 | 0 | 0 | 0 | 0 | 0 | 0 | 0 | 0 | 0 | 0 | 0 | 0 | 0 | 0 | 0 | 0 | 0 | 0 | 0 | 0 | 0 | 0 | 0 | 1 |  | 0 | 0 | 0 | 0 | 0 | 0 | 0 | 0 | 0 | 0 | 0 | 0 | 0 | 0 | 0 | 0 | 0 | 0 | 0 | 0 | 0 | 0 | 0 | 0 | 0 | 0 | 0 | 0 | 0 | 0 | 2 | 0 | 2 | 0 | 0 | 0 | -1437.69 | -961.1112 | 317.0526 | Collinsville-Tesla 500 kV Line | Collinsville-Tesla 500 kV Line | Birds Landing-Contra Costa 230kV Line |  | 0 | 0 | 0 | 0 | 0 | 0 | 484.61 | 771.8 | 317.0526 | Contra Costa- Windmaster 230 kV line | Cortina-Eagle Rock 115 kV line | Birds Landing-Contra Costa 230kV Line |  | 5 | 1 | YES | 2 | 1 | 1 | NO | 1
SCE NOL | Kramer | 115 | 0 | 0 | 0 | 0 | 0 | 0 | 0 | 0 | 0 | 0 | 0 | 1 | 1 | 1 | 0 | 0 | 0 | 0 | 0 | 0 | 0 | 0 | 0 | 0 | 0 | 0 | 0 | 0 | 0 | 0 | 0 | 0 | 0 | 0 | 0 | 0 | 0 | 0 | 0 | 0 | 0 | 0 | 0 | 0 | 0 | 0 | 0 | 0 | 0 | 0 | 0 | 0 | 0 | 0 | 0 | 0 | 0 | 0 | 0 | 0 | 0 | 0 | 0 | 0 | 0 | 0 | 0 | 0 | 0 | 0 | 0 | 0 | 0 | 0 | 0 | 0 | 0 | 0 | 0 | 0 | 0 | 0 | 0 | 0 | 0 | 0 | 0 | 0 | 0 | 0 | 0 | 0 | 0 | 0 | 0 | 0 | 0 | 3 |  | 0 | 0 | 0 | 0 | 0 | 0 | 0 | 0 | 0 | 0 | 0 | 0 | 0 | 0 | 0 | 0 | 0 | 0 | 0 | 0 | 0 | 0 | 0 | 0 | 0 | 4 | 0 | 6 | 0 | 1 | 0 | 2 | 0 | 4 | 0 | 0 | -280.6 | -137.55 | 1093.724 | South of Kramer Area Constraint | Lugo Transformer Area Constraint | South of Kramer Area Constraint |  | 0 | 2 | 0 | 4 | 0 | 0 | -280.6 | -137.55 | 1093.724 | South of Kramer Area Constraint | Lugo Transformer Area Constraint | South of Kramer Area Constraint |  | 4 | 4 | NO | 4 | 1 | 1 | NO | 1
SCE NOL | Kramer | 230 | 0 | 0 | 0 | 0 | 0 | 0 | 0 | 0 | 0 | 0 | 0 | 1 | 1 | 1 | 0 | 0 | 0 | 0 | 0 | 0 | 0 | 0 | 0 | 0 | 0 | 0 | 0 | 0 | 0 | 0 | 0 | 0 | 0 | 0 | 0 | 0 | 0 | 0 | 0 | 0 | 0 | 0 | 0 | 0 | 0 | 0 | 0 | 0 | 0 | 0 | 0 | 0 | 0 | 0 | 0 | 0 | 0 | 0 | 0 | 0 | 0 | 0 | 0 | 0 | 0 | 0 | 0 | 0 | 0 | 0 | 0 | 0 | 0 | 0 | 0 | 0 | 0 | 0 | 0 | 0 | 0 | 0 | 0 | 0 | 0 | 0 | 0 | 0 | 0 | 0 | 0 | 0 | 0 | 0 | 0 | 0 | 0 | 3 |  | 0 | 0 | 0 | 0 | 0 | 0 | 0 | 0 | 0 | 0 | 0 | 65 | 0 | 0 | 1 | 0 | 0 | 0 | 0 | 0 | 0 | 0 | 0 | 0 | 70 | 200 | 290 | 0 | 0 | 1 | 0 | 2 | 0 | 4 | 0 | 0 | -280.6 | -137.55 | 1093.724 | South of Kramer Area Constraint | Lugo Transformer Area Constraint | South of Kramer Area Constraint |  | 0 | 2 | 0 | 4 | 0 | 0 | -280.6 | -137.55 | 1093.724 | South of Kramer Area Constraint | Lugo Transformer Area Constraint | South of Kramer Area Constraint |  | 4 | 4 | NO | 4 | 1 | 1 | NO | 1
SCE Metro | La Cienega | 230 | 0 | 0 | 0 | 0 | 0 | 0 | 0 | 0 | 1 | 1 | 0 | 0 | 0 | 0 | 0 | 0 | 0 | 0 | 0 | 0 | 0 | 0 | 0 | 0 | 0 | 0 | 0 | 0 | 0 | 0 | 0 | 0 | 0 | 0 | 0 | 0 | 0 | 0 | 0 | 0 | 0 | 0 | 0 | 0 | 0 | 0 | 0 | 0 | 0 | 0 | 0 | 0 | 0 | 0 | 0 | 0 | 0 | 0 | 0 | 0 | 0 | 0 | 0 | 0 | 0 | 0 | 0 | 0 | 0 | 0 | 0 | 0 | 0 | 0 | 0 | 0 | 0 | 0 | 0 | 0 | 0 | 0 | 0 | 0 | 0 | 0 | 0 | 0 | 0 | 0 | 0 | 0 | 0 | 0 | 0 | 0 | 0 | 0 |  | 0 | 0 | 0 | 0 | 0 | 0 | 0 | 0 | 0 | 0 | 0 | 0 | 0 | 0 | 0 | 0 | 0 | 0 | 0 | 0 | 0 | 0 | 0 | 0 | 0 | 0 | 0 | 0 | 0 | 0 | 0 | 0 | 0 | 0 | 0 | 0 | 1847.1684 | 1991.844 | 3202.161 | Hinson - Del Amo Constraint | Hinson - Del Amo Constraint | Hinson - Del Amo Constraint |  | 0 | 0 | 0 | 0 | 0 | 0 | 1847.1684 | 1991.844 | 3202.161 | Hinson - Del Amo Constraint | Hinson - Del Amo Constraint | Hinson - Del Amo Constraint |  | 1 | 1 | NO | 1 | 1 | 1 | NO | 1
SCE Metro | La Fresa | 230 | 0 | 0 | 0 | 0 | 0 | 0 | 0 | 0 | 1 | 1 | 0 | 0 | 0 | 0 | 0 | 0 | 0 | 0 | 0 | 0 | 0 | 0 | 0 | 0 | 0 | 0 | 0 | 0 | 0 | 0 | 0 | 0 | 0 | 0 | 0 | 0 | 0 | 0 | 0 | 0 | 0 | 0 | 0 | 0 | 0 | 0 | 0 | 0 | 0 | 0 | 0 | 0 | 0 | 0 | 0 | 0 | 0 | 0 | 0 | 0 | 0 | 0 | 0 | 0 | 0 | 0 | 0 | 0 | 0 | 0 | 0 | 0 | 0 | 0 | 0 | 0 | 0 | 0 | 0 | 0 | 0 | 0 | 0 | 0 | 0 | 0 | 0 | 0 | 0 | 0 | 0 | 0 | 0 | 0 | 0 | 0 | 0 | 0 |  | 0 | 0 | 0 | 0 | 0 | 0 | 0 | 0 | 0.64 | 0 | 0 | 0 | 0 | 0 | 1 | 0 | 0 | 0 | 0 | 0 | 0 | 0 | 0 | 0.64 | 0 | 0 | 0 | 0 | 0 | 1 | 0 | 0 | 0 | 0 | 0 | 0 | 1847.1684 | 1991.844 | 3202.161 | Hinson - Del Amo Constraint | Hinson - Del Amo Constraint | Hinson - Del Amo Constraint |  | 0 | 0 | 0 | 0 | 0 | 0 | 1847.1684 | 1991.844 | 3202.161 | Hinson - Del Amo Constraint | Hinson - Del Amo Constraint | Hinson - Del Amo Constraint |  | 1 | 1 | NO | 1 | 1 | 1 | NO | 1
SCE Metro | Laguna Bell | 230 | 0 | 0 | 0 | 0 | 0 | 0 | 0 | 0 | 0 | 1 | 0 | 0 | 0 | 0 | 0 | 0 | 0 | 0 | 0 | 0 | 0 | 0 | 0 | 0 | 0 | 0 | 0 | 0 | 0 | 0 | 0 | 0 | 0 | 0 | 0 | 0 | 0 | 0 | 0 | 0 | 0 | 0 | 0 | 0 | 0 | 0 | 0 | 0 | 0 | 0 | 0 | 0 | 0 | 0 | 0 | 0 | 0 | 0 | 0 | 0 | 0 | 0 | 0 | 0 | 0 | 0 | 0 | 0 | 0 | 0 | 0 | 0 | 0 | 0 | 0 | 0 | 0 | 0 | 0 | 0 | 0 | 0 | 0 | 0 | 0 | 0 | 0 | 0 | 0 | 0 | 0 | 0 | 0 | 0 | 0 | 0 | 0 | 0 |  | 0 | 0 | 0 | 0 | 0 | 0 | 0 | 0 | 1.35 | 0 | 0 | 100 | 0 | 0 | 1 | 0 | 0 | 0 | 0 | 0 | 0 | 0 | 0 | 2.03 | 0 | 0 | 350 | 0 | 0 | 1 | 0 | 0 | 0 | 0 | 0 | 0 | 3554.7188 | 7968.008 | 22025.8411 | SCE Metro Area Default Constraint | SCE Metro Area Default Constraint | SCE Metro Area Default Constraint |  | 0 | 0 | 0 | 0 | 0 | 0 | 3554.7188 | 7968.008 | 22025.8411 | SCE Metro Area Default Constraint | SCE Metro Area Default Constraint | SCE Metro Area Default Constraint |  | 1 | 1 | NO | 1 | 1 | 1 | NO | 1
PG&E KERN | Lakeview | 70 | 0 | 0 | 0 | 0 | 0 | 0 | 0 | 0 | 0 | 0 | 0 | 0 | 0 | 0 | 0 | 0 | 0 | 0 | 0 | 0 | 0 | 0 | 0 | 0 | 0 | 0 | 0 | 0 | 0 | 0 | 0 | 0 | 0 | 0 | 0 | 0 | 0 | 0 | 0 | 0 | 0 | 0 | 0 | 0 | 0 | 0 | 0 | 0 | 0 | 0 | 0 | 0 | 0 | 0 | 0 | 0 | 0 | 0 | 0 | 0 | 0 | 0 | 0 | 0 | 0 | 0 | 0 | 0 | 0 | 0 | 0 | 0 | 0 | 0 | 0 | 0 | 1 | 0 | 1 | 1 | 0 | 0 | 0 | 0 | 0 | 0 | 0 | 0 | 0 | 0 | 0 | 0 | 0 | 0 | 1 | 0 | 0 | 0 |  | 0 | 0 | 0 | 0 | 0 | 0 | 0 | 0 | 0 | 0 | 89 | 0 | 0 | 0 | 1 | 0 | 0 | 0 | 0 | 0 | 0 | 0 | 0 | 0 | 0 | 89 | 65.6 | 0 | 0 | 1 | 0 | 0 | 4 | 0 | 2 | 1 | 71.87 | -4911.332 | -3937.2282 | Gates 500/230kV TB #12 | Gates 500/230kV TB #11 | Gates 500/230kV TB #11 |  | 0 | 0 | 1 | 0 | 0 | 0 | 208.4 | -104.8 | 5.29 | Midway-Buena Vista Jct 230kV Line | Midway-Buena Vista Jct 230kV Line | Midway-Buena Vista Jct 230kV Line |  | 5 | 5 | NO | 5 | 5 | 1 | YES | 2
PG&E NGBA | Lakeville | 230 | 0 | 0 | 0 | 0 | 0 | 0 | 0 | 0 | 0 | 0 | 0 | 0 | 0 | 0 | 0 | 0 | 0 | 0 | 0 | 0 | 0 | 0 | 0 | 0 | 0 | 0 | 0 | 0 | 0 | 0 | 0 | 0 | 0 | 0 | 0 | 0 | 0 | 0 | 0 | 1 | 0 | 0 | 0 | 0 | 0 | 0 | 0 | 0 | 0 | 0 | 0 | 1 | 1 | 1 | 1 | 1 | 0 | 0 | 1 | 1 | 0 | 0 | 0 | 0 | 0 | 1 | 1 | 0 | 0 | 0 | 0 | 0 | 0 | 0 | 0 | 0 | 0 | 0 | 0 | 0 | 0 | 0 | 0 | 0 | 0 | 0 | 0 | 0 | 0 | 0 | 0 | 0 | 0 | 0 | 0 | 0 | 0 | 2 |  | 0 | 0 | 0 | 0 | 0 | 0 | 0 | 0 | 0 | 0 | 0 | 0 | 0 | 0 | 0 | 0 | 0 | 0 | 0 | 0 | 0 | 0 | 0 | 0 | 0 | 0 | 0 | 0 | 0 | 0 | 3 | 0 | 2 | 0 | 0 | 0 | -1437.69 | -961.1112 | 317.0526 | Collinsville-Tesla 500 kV Line | Collinsville-Tesla 500 kV Line | Birds Landing-Contra Costa 230kV Line |  | 0 | 0 | 0 | 0 | 0 | 0 | 484.61 | 776.7038 | 317.0526 | Contra Costa- Windmaster 230 kV line | Contra Costa- Windmaster 230 kV line | Birds Landing-Contra Costa 230kV Line |  | 5 | 1 | YES | 2 | 1 | 1 | NO | 1
PG&E NGBA | Lakeville | 60 | 0 | 0 | 0 | 0 | 0 | 0 | 0 | 0 | 0 | 0 | 0 | 0 | 0 | 0 | 0 | 0 | 0 | 0 | 0 | 0 | 0 | 0 | 0 | 0 | 0 | 0 | 0 | 0 | 0 | 0 | 0 | 0 | 0 | 0 | 0 | 0 | 0 | 0 | 0 | 1 | 0 | 0 | 0 | 0 | 0 | 0 | 0 | 0 | 0 | 0 | 0 | 1 | 1 | 1 | 1 | 1 | 0 | 0 | 0 | 1 | 0 | 0 | 0 | 0 | 0 | 1 | 1 | 0 | 0 | 0 | 0 | 0 | 0 | 0 | 0 | 0 | 0 | 0 | 0 | 0 | 0 | 0 | 0 | 0 | 0 | 0 | 0 | 0 | 0 | 0 | 0 | 0 | 0 | 0 | 0 | 0 | 0 | 2 |  | 0 | 0 | 0 | 0 | 0 | 0 | 0 | 0 | 0 | 0 | 0 | 0 | 0 | 0 | 0 | 0 | 0 | 0 | 0 | 0 | 0 | 0 | 0 | 0 | 0 | 0 | 0 | 0 | 0 | 0 | 3 | 0 | 2 | 0 | 0 | 0 | -1437.69 | -961.1112 | 317.0526 | Collinsville-Tesla 500 kV Line | Collinsville-Tesla 500 kV Line | Birds Landing-Contra Costa 230kV Line |  | 0 | 0 | 0 | 0 | 0 | 0 | 484.61 | 776.7038 | 317.0526 | Contra Costa- Windmaster 230 kV line | Contra Costa- Windmaster 230 kV line | Birds Landing-Contra Costa 230kV Line |  | 5 | 1 | YES | 2 | 1 | 1 | NO | 1
PG&E NGBA | Lakeville | 115 | 0 | 0 | 0 | 0 | 0 | 0 | 0 | 0 | 0 | 0 | 0 | 0 | 0 | 0 | 0 | 0 | 0 | 0 | 0 | 0 | 0 | 0 | 0 | 0 | 0 | 0 | 0 | 0 | 0 | 0 | 0 | 0 | 0 | 0 | 0 | 0 | 0 | 0 | 0 | 1 | 0 | 0 | 0 | 0 | 0 | 0 | 0 | 0 | 0 | 0 | 0 | 1 | 1 | 1 | 1 | 1 | 0 | 0 | 0 | 1 | 0 | 0 | 0 | 0 | 0 | 1 | 1 | 0 | 0 | 0 | 0 | 0 | 0 | 0 | 0 | 0 | 0 | 0 | 0 | 0 | 0 | 0 | 0 | 0 | 0 | 0 | 0 | 0 | 0 | 0 | 0 | 0 | 0 | 0 | 0 | 0 | 0 | 2 |  | 0 | 0 | 0 | 0 | 0 | 0 | 0 | 0 | 0 | 0 | 0 | 0 | 0 | 0 | 0 | 20 | 0 | 0 | 0 | 0 | 0 | 0 | 0 | 0 | 0 | 0 | 50 | 0 | 0 | 1 | 3 | 0 | 2 | 0 | 0 | 0 | -1437.69 | -961.1112 | 317.0526 | Collinsville-Tesla 500 kV Line | Collinsville-Tesla 500 kV Line | Birds Landing-Contra Costa 230kV Line |  | 0 | 0 | 0 | 0 | 0 | 0 | 484.61 | 776.7038 | 317.0526 | Contra Costa- Windmaster 230 kV line | Contra Costa- Windmaster 230 kV line | Birds Landing-Contra Costa 230kV Line |  | 5 | 1 | YES | 2 | 1 | 1 | NO | 1
PG&E GBA | Lakewood | 115 | 0 | 0 | 0 | 0 | 0 | 0 | 0 | 0 | 0 | 0 | 0 | 0 | 0 | 0 | 0 | 0 | 0 | 0 | 0 | 0 | 0 | 0 | 0 | 0 | 0 | 0 | 0 | 0 | 0 | 0 | 0 | 0 | 0 | 0 | 0 | 0 | 0 | 0 | 0 | 1 | 0 | 0 | 0 | 0 | 0 | 0 | 0 | 0 | 0 | 0 | 0 | 0 | 0 | 0 | 0 | 0 | 0 | 0 | 0 | 0 | 0 | 0 | 0 | 0 | 0 | 0 | 0 | 0 | 0 | 0 | 0 | 0 | 0 | 0 | 0 | 0 | 0 | 0 | 0 | 0 | 0 | 0 | 0 | 0 | 0 | 0 | 0 | 0 | 0 | 0 | 0 | 0 | 0 | 0 | 0 | 0 | 0 | 0 |  | 0 | 0 | 0 | 0 | 0 | 0 | 0 | 0 | 0 | 0 | 0 | 0 | 0 | 0 | 0 | 0 | 0 | 0 | 0 | 0 | 0 | 0 | 0 | 0 | 0 | 0 | 0 | 0 | 0 | 0 | 1 | 0 | 1 | 0 | 0 | 0 | -1437.69 | -961.1112 | 977.7909 | Collinsville-Tesla 500 kV Line | Collinsville-Tesla 500 kV Line | Collinsville-Tesla 500 kV Line |  | 0 | 0 | 0 | 0 | 0 | 0 | 7207.31 | 7683.8888 | 977.7909 | Collinsville-Tesla 500 kV Line | Collinsville-Tesla 500 kV Line | Collinsville-Tesla 500 kV Line |  | 5 | 1 | YES | 2 | 1 | 1 | NO | 1
PG&E NGBA | Lambie | 230 | 0 | 0 | 0 | 0 | 0 | 0 | 0 | 0 | 0 | 0 | 0 | 0 | 0 | 0 | 0 | 0 | 0 | 0 | 0 | 0 | 0 | 0 | 0 | 0 | 0 | 0 | 0 | 0 | 0 | 0 | 0 | 0 | 0 | 0 | 0 | 0 | 0 | 0 | 0 | 1 | 0 | 0 | 0 | 0 | 0 | 0 | 0 | 0 | 0 | 0 | 0 | 0 | 0 | 1 | 1 | 1 | 0 | 0 | 1 | 1 | 0 | 0 | 0 | 0 | 0 | 1 | 1 | 0 | 0 | 0 | 0 | 0 | 0 | 0 | 0 | 0 | 0 | 0 | 0 | 0 | 0 | 0 | 0 | 0 | 0 | 0 | 0 | 0 | 0 | 0 | 0 | 0 | 0 | 0 | 0 | 0 | 0 | 0 |  | 0 | 0 | 0 | 0 | 0 | 0 | 0 | 0 | 0 | 0 | 0 | 0 | 0 | 0 | 0 | 0 | 0 | 0 | 0 | 0 | 0 | 0 | 0 | 0 | 0 | 0 | 0 | 0 | 0 | 0 | 3 | 0 | 2 | 0 | 0 | 0 | -1437.69 | -961.1112 | 317.0526 | Collinsville-Tesla 500 kV Line | Collinsville-Tesla 500 kV Line | Birds Landing-Contra Costa 230kV Line |  | 0 | 0 | 0 | 0 | 0 | 0 | 484.61 | 776.7038 | 317.0526 | Contra Costa- Windmaster 230 kV line | Contra Costa- Windmaster 230 kV line | Birds Landing-Contra Costa 230kV Line |  | 5 | 1 | YES | 2 | 1 | 1 | NO | 1
PG&E GBA | Lammers | 115 | 0 | 0 | 0 | 0 | 0 | 0 | 0 | 0 | 0 | 0 | 0 | 0 | 0 | 0 | 0 | 0 | 0 | 0 | 0 | 0 | 0 | 0 | 0 | 0 | 0 | 0 | 0 | 0 | 0 | 0 | 0 | 0 | 0 | 0 | 0 | 0 | 0 | 0 | 0 | 0 | 0 | 0 | 0 | 0 | 0 | 1 | 0 | 0 | 0 | 0 | 0 | 0 | 0 | 0 | 0 | 1 | 0 | 1 | 0 | 1 | 0 | 0 | 0 | 0 | 0 | 1 | 0 | 0 | 0 | 0 | 0 | 0 | 0 | 0 | 0 | 0 | 0 | 0 | 0 | 0 | 0 | 0 | 0 | 0 | 0 | 0 | 0 | 0 | 0 | 0 | 0 | 0 | 0 | 0 | 0 | 0 | 0 | 0 |  | 0 | 0 | 0 | 0 | 0 | 0 | 0 | 0 | 0 | 0 | 0 | 0 | 0 | 0 | 0 | 0 | 0 | 0 | 0 | 0 | 0 | 0 | 0 | 0 | 0 | 0 | 0 | 0 | 0 | 0 | 2 | 0 | 1 | 0 | 0 | 0 | -194.5 | -212.19 | 543.909 | Bellota-Weber 230kV line | Bellota-Weber 230kV line | Kasson Jct-Heinz 115 kV line |  | 1 | 0 | 0 | 0 | 0 | 0 | -52.2 | 5.59 | 543.909 | Kasson Jct-Heinz 115 kV line | Kasson Jct-Heinz 115 kV line | Kasson Jct-Heinz 115 kV line |  | 5 | 5 | NO | 5 | 1 | 1 | NO | 1
PG&E KERN | Lamont | 115 | 0 | 0 | 0 | 0 | 0 | 0 | 0 | 0 | 0 | 0 | 0 | 0 | 0 | 0 | 0 | 0 | 0 | 0 | 0 | 0 | 0 | 0 | 0 | 0 | 0 | 0 | 0 | 0 | 0 | 0 | 0 | 0 | 0 | 0 | 0 | 0 | 0 | 0 | 0 | 0 | 0 | 0 | 0 | 0 | 0 | 0 | 0 | 0 | 0 | 0 | 0 | 0 | 0 | 0 | 0 | 0 | 0 | 0 | 0 | 0 | 0 | 0 | 0 | 0 | 0 | 0 | 0 | 0 | 0 | 0 | 1 | 0 | 0 | 1 | 0 | 0 | 0 | 0 | 1 | 1 | 0 | 0 | 0 | 0 | 0 | 0 | 0 | 0 | 0 | 0 | 0 | 0 | 0 | 0 | 1 | 0 | 0 | 0 |  | 0 | 0 | 0 | 0 | 0 | 0 | 0 | 0 | 0 | 0 | 0 | 0 | 0 | 0 | 0 | 0 | 0 | 0 | 0 | 0 | 0 | 0 | 0 | 0 | 100 | 31.2 | 0 | 0 | 0 | 1 | 0 | 0 | 3 | 0 | 2 | 1 | 71.87 | -4911.332 | -3937.2282 | Gates 500/230kV TB #12 | Gates 500/230kV TB #11 | Gates 500/230kV TB #11 |  | 0 | 0 | 0 | 0 | 0 | 0 | 169.8 | 113.8 | 5.352 | Kern-Tevis-Stockdale-Lamont 115kV line | Kern-Tevis-Stockdale-Lamont 115kV line | Kern-Tevis-Stockdale-Lamont 115kV line |  | 5 | 1 | YES | 2 | 5 | 1 | YES | 2
PG&E FRESNO | Las Aguilas | 230 | 0 | 0 | 0 | 0 | 0 | 0 | 0 | 0 | 0 | 0 | 0 | 0 | 0 | 0 | 0 | 0 | 0 | 0 | 0 | 0 | 0 | 0 | 0 | 0 | 0 | 0 | 0 | 0 | 0 | 0 | 0 | 0 | 0 | 0 | 0 | 0 | 0 | 0 | 0 | 0 | 0 | 0 | 0 | 0 | 0 | 0 | 0 | 0 | 0 | 0 | 0 | 0 | 0 | 0 | 0 | 0 | 0 | 0 | 0 | 0 | 0 | 0 | 0 | 0 | 0 | 0 | 0 | 0 | 0 | 0 | 0 | 0 | 0 | 0 | 0 | 0 | 0 | 0 | 1 | 1 | 0 | 1 | 0 | 0 | 0 | 1 | 0 | 0 | 0 | 0 | 0 | 0 | 0 | 0 | 0 | 0 | 1 | 1 |  | 0 | 0 | 0 | 0 | 0 | 0 | 0 | 0 | 0 | 0 | 0 | 0 | 0 | 0 | 0 | 0 | 0 | 0 | 0 | 0 | 0 | 0 | 0 | 0 | 0 | 0 | 0 | 0 | 0 | 0 | 0 | 0 | 2 | 0 | 2 | 0 | 71.87 | -4911.332 | -3937.2282 | Gates 500/230kV TB #12 | Gates 500/230kV TB #11 | Gates 500/230kV TB #11 |  | 0 | 0 | 0 | 0 | 0 | 0 | 384.55 | 38.76 | 685.2366 | Los Banos 500/230kV TB | Los Banos 500/230kV TB | Tranquility-Helm 230kV Line |  | 5 | 1 | YES | 2 | 5 | 1 | YES | 2
EOP | Lathrop | 138 | 0 | 0 | 0 | 0 | 0 | 0 | 0 | 0 | 0 | 0 | 0 | 0 | 0 | 0 | 0 | 0 | 0 | 0 | 0 | 0 | 0 | 0 | 1 | 1 | 1 | 0 | 0 | 0 | 0 | 0 | 0 | 0 | 0 | 0 | 0 | 0 | 0 | 0 | 0 | 0 | 0 | 0 | 0 | 0 | 0 | 0 | 0 | 0 | 0 | 0 | 0 | 0 | 0 | 0 | 0 | 0 | 0 | 0 | 0 | 0 | 0 | 0 | 0 | 0 | 0 | 0 | 0 | 0 | 0 | 0 | 0 | 0 | 0 | 0 | 0 | 0 | 0 | 0 | 0 | 0 | 0 | 0 | 0 | 0 | 0 | 0 | 0 | 0 | 0 | 0 | 0 | 0 | 0 | 0 | 0 | 0 | 0 | 2 |  | 0 | 0 | 0 | 0 | 0 | 0 | 0 | 0 | 0 | 0 | 0 | 0 | 0 | 0 | 0 | 0 | 0 | 0 | 0 | 0 | 0 | 0 | 0 | 0 | 0 | 0 | 0 | 0 | 0 | 0 | 1 | 1 | 1 | 0 | 0 | 1 | -4343.191 | -2038.908 | -1396.283 | Lugo - Victorville area constraint | Lugo - Victorville area constraint | Lugo - Victorville area constraint |  | 0 | 1 | 0 | 0 | 0 | 0 | -160.5 | 1398.25 | 3367.55 | Sloan Canyon - Eldorado 500 kV constraint | Sloan Canyon - Eldorado 500 kV constraint | GLW 230kV area constraint |  | 5 | 3 | YES | 3 | 4 | 1 | YES | 2
EOP | Lathrop | 230 | 0 | 0 | 0 | 0 | 0 | 0 | 0 | 0 | 0 | 0 | 0 | 0 | 0 | 0 | 0 | 0 | 0 | 0 | 0 | 0 | 0 | 0 | 1 | 1 | 1 | 0 | 0 | 0 | 0 | 0 | 0 | 0 | 0 | 0 | 0 | 0 | 0 | 0 | 0 | 0 | 0 | 0 | 0 | 0 | 0 | 0 | 0 | 0 | 0 | 0 | 0 | 0 | 0 | 0 | 0 | 0 | 0 | 0 | 0 | 0 | 0 | 0 | 0 | 0 | 0 | 0 | 0 | 0 | 0 | 0 | 0 | 0 | 0 | 0 | 0 | 0 | 0 | 0 | 0 | 0 | 0 | 0 | 0 | 0 | 0 | 0 | 0 | 0 | 0 | 0 | 0 | 0 | 0 | 0 | 0 | 0 | 0 | 2 |  | 0 | 0 | 0 | 0 | 0 | 0 | 0 | 0 | 0 | 0 | 0 | 0 | 0 | 0 | 0 | 0 | 0 | 150 | 0 | 0 | 0 | 0 | 0 | 0 | 0 | 560 | 0 | 190 | 0 | 1 | 1 | 1 | 1 | 0 | 0 | 1 | -4343.191 | -2038.908 | -1396.283 | Lugo - Victorville area constraint | Lugo - Victorville area constraint | Lugo - Victorville area constraint |  | 0 | 1 | 0 | 0 | 0 | 0 | -160.5 | 1398.25 | 3367.55 | Sloan Canyon - Eldorado 500 kV constraint | Sloan Canyon - Eldorado 500 kV constraint | GLW 230kV area constraint |  | 5 | 3 | YES | 3 | 4 | 1 | YES | 2
PG&E FRESNO | Le Grand | 115 | 0 | 0 | 0 | 0 | 0 | 0 | 0 | 0 | 0 | 0 | 0 | 0 | 0 | 0 | 0 | 0 | 0 | 0 | 0 | 0 | 0 | 0 | 0 | 0 | 0 | 0 | 0 | 0 | 0 | 0 | 0 | 0 | 0 | 0 | 0 | 0 | 0 | 0 | 0 | 0 | 0 | 0 | 0 | 0 | 0 | 1 | 0 | 0 | 0 | 0 | 0 | 0 | 0 | 0 | 0 | 0 | 0 | 0 | 0 | 0 | 0 | 0 | 0 | 0 | 0 | 0 | 0 | 0 | 0 | 0 | 0 | 0 | 0 | 0 | 0 | 0 | 0 | 0 | 1 | 1 | 0 | 1 | 1 | 1 | 1 | 1 | 0 | 1 | 1 | 1 | 1 | 0 | 1 | 0 | 0 | 0 | 0 | 2 |  | 0 | 0 | 0 | 0 | 0 | 0 | 0 | 0 | 0 | 0 | 0 | 0 | 0 | 0 | 0 | 0 | 0 | 0 | 0 | 0 | 0 | 0 | 0 | 0 | 0 | 0 | 0 | 0 | 0 | 0 | 3 | 0 | 5 | 0 | 3 | 0 | -516.8 | -4911.332 | -3937.2282 | Borden-Storey #1 230kV line | Gates 500/230kV TB #11 | Gates 500/230kV TB #11 |  | 0 | 0 | 0 | 0 | 0 | 0 | 122 | 38.76 | 126.1276 | Merced 115/70kV TB#2 | Los Banos 500/230kV TB | Oro Loma-El Nido 115kV Line |  | 5 | 1 | YES | 2 | 5 | 1 | YES | 2
PG&E FRESNO | Lemoore | 70 | 0 | 0 | 0 | 0 | 0 | 0 | 0 | 0 | 0 | 0 | 0 | 0 | 0 | 0 | 0 | 0 | 0 | 0 | 0 | 0 | 0 | 0 | 0 | 0 | 0 | 0 | 0 | 0 | 0 | 0 | 0 | 0 | 0 | 0 | 0 | 0 | 0 | 0 | 0 | 0 | 0 | 0 | 0 | 0 | 0 | 0 | 0 | 0 | 0 | 0 | 0 | 0 | 0 | 0 | 0 | 0 | 0 | 0 | 0 | 0 | 0 | 0 | 0 | 0 | 0 | 0 | 0 | 0 | 1 | 0 | 0 | 0 | 0 | 0 | 0 | 0 | 0 | 0 | 0 | 1 | 0 | 1 | 0 | 0 | 0 | 0 | 0 | 0 | 0 | 0 | 0 | 0 | 0 | 0 | 0 | 0 | 0 | 0 |  | 0 | 0 | 0 | 0 | 0 | 0 | 0 | 0 | 0 | 0 | 0 | 0 | 0 | 0 | 0 | 0 | 0 | 0 | 0 | 0 | 0 | 0 | 0 | 0 | 0 | 0 | 0 | 0 | 0 | 0 | 0 | 0 | 1 | 0 | 1 | 0 | 256.42 | -4911.332 | -3937.2282 | Gates 500/230kV TB #11 | Gates 500/230kV TB #11 | Gates 500/230kV TB #11 |  | 0 | 0 | 0 | 0 | 0 | 0 | 1014.85 | 316.7 | 251.3788 | Gates-Arco 230 kV Line | Tranquility-Helm 230kV Line | Gates-Arco 230 kV Line |  | 5 | 1 | YES | 2 | 5 | 1 | YES | 2
PG&E KERN | Lerdo | 115 | 0 | 0 | 0 | 0 | 0 | 0 | 0 | 0 | 0 | 0 | 0 | 0 | 0 | 0 | 0 | 0 | 0 | 0 | 0 | 0 | 0 | 0 | 0 | 0 | 0 | 0 | 0 | 0 | 0 | 0 | 0 | 0 | 0 | 0 | 0 | 0 | 0 | 0 | 0 | 0 | 0 | 0 | 0 | 0 | 0 | 0 | 0 | 0 | 0 | 0 | 0 | 0 | 0 | 0 | 0 | 0 | 0 | 0 | 0 | 0 | 0 | 0 | 0 | 0 | 0 | 0 | 0 | 1 | 1 | 0 | 1 | 0 | 0 | 0 | 1 | 0 | 0 | 0 | 1 | 0 | 0 | 0 | 0 | 0 | 0 | 0 | 0 | 0 | 0 | 0 | 0 | 0 | 0 | 0 | 1 | 0 | 0 | 0 |  | 0 | 0 | 0 | 0 | 0 | 0 | 0 | 0 | 0 | 0 | 0 | 0 | 0 | 0 | 0 | 0 | 0 | 0 | 0 | 0 | 0 | 0 | 0 | 0 | 0 | 0 | 0 | 0 | 0 | 0 | 0 | 0 | 2 | 0 | 1 | 1 | 71.87 | -4040.202 | -3868.183 | Gates 500/230kV TB #12 | Gates 500/230kV TB #12 | Gates 500/230kV TB #12 |  | 0 | 0 | 0 | 0 | 0 | 0 | 120.85 | 383.59 | 251.3788 | Cal Flat-Gates 230 kV line | Cal Flat-Gates 230 kV line | Gates-Arco 230 kV Line |  | 5 | 1 | YES | 2 | 5 | 1 | YES | 2
SCE Metro | Lewis | 230 | 0 | 0 | 0 | 0 | 0 | 0 | 0 | 0 | 0 | 1 | 0 | 0 | 0 | 0 | 0 | 0 | 0 | 0 | 0 | 0 | 0 | 0 | 0 | 0 | 0 | 0 | 0 | 0 | 0 | 0 | 0 | 0 | 0 | 0 | 0 | 0 | 0 | 0 | 0 | 0 | 0 | 0 | 0 | 0 | 0 | 0 | 0 | 0 | 0 | 0 | 0 | 0 | 0 | 0 | 0 | 0 | 0 | 0 | 0 | 0 | 0 | 0 | 0 | 0 | 0 | 0 | 0 | 0 | 0 | 0 | 0 | 0 | 0 | 0 | 0 | 0 | 0 | 0 | 0 | 0 | 0 | 0 | 0 | 0 | 0 | 0 | 0 | 0 | 0 | 0 | 0 | 0 | 0 | 0 | 0 | 0 | 0 | 0 |  | 0 | 0 | 0 | 0 | 0 | 0 | 0 | 0 | 0 | 0 | 0 | 0 | 0 | 0 | 0 | 0 | 0 | 0 | 0 | 0 | 0 | 0 | 0 | 0 | 0 | 0 | 0 | 0 | 0 | 0 | 0 | 0 | 0 | 0 | 0 | 0 | 3554.7188 | 7968.008 | 22025.8411 | SCE Metro Area Default Constraint | SCE Metro Area Default Constraint | SCE Metro Area Default Constraint |  | 0 | 0 | 0 | 0 | 0 | 0 | 3554.7188 | 7968.008 | 22025.8411 | SCE Metro Area Default Constraint | SCE Metro Area Default Constraint | SCE Metro Area Default Constraint |  | 1 | 1 | NO | 1 | 1 | 1 | NO | 1
SCE Metro | Lighthipe | 230 | 0 | 0 | 0 | 0 | 0 | 0 | 0 | 0 | 1 | 1 | 0 | 0 | 0 | 0 | 0 | 0 | 0 | 0 | 0 | 0 | 0 | 0 | 0 | 0 | 0 | 0 | 0 | 0 | 0 | 0 | 0 | 0 | 0 | 0 | 0 | 0 | 0 | 0 | 0 | 0 | 0 | 0 | 0 | 0 | 0 | 0 | 0 | 0 | 0 | 0 | 0 | 0 | 0 | 0 | 0 | 0 | 0 | 0 | 0 | 0 | 0 | 0 | 0 | 0 | 0 | 0 | 0 | 0 | 0 | 0 | 0 | 0 | 0 | 0 | 0 | 0 | 0 | 0 | 0 | 0 | 0 | 0 | 0 | 0 | 0 | 0 | 0 | 0 | 0 | 0 | 0 | 0 | 0 | 0 | 0 | 0 | 0 | 0 |  | 0 | 0 | 0 | 0 | 0 | 0 | 0 | 0 | 2.34 | 1.32 | 0 | 0 | 0 | 0 | 1 | 0 | 0 | 0 | 0 | 0 | 0 | 0 | 0 | 3.66 | 1.32 | 0 | 0 | 0 | 0 | 1 | 0 | 0 | 0 | 0 | 0 | 0 | 1847.1684 | 1991.844 | 3202.161 | Hinson - Del Amo Constraint | Hinson - Del Amo Constraint | Hinson - Del Amo Constraint |  | 0 | 0 | 0 | 0 | 0 | 0 | 1847.1684 | 1991.844 | 3202.161 | Hinson - Del Amo Constraint | Hinson - Del Amo Constraint | Hinson - Del Amo Constraint |  | 1 | 1 | NO | 1 | 1 | 1 | NO | 1
SDGE | Lilac | 69 | 0 | 0 | 0 | 0 | 0 | 0 | 0 | 0 | 0 | 0 | 0 | 0 | 0 | 0 | 0 | 0 | 0 | 0 | 0 | 0 | 0 | 0 | 0 | 0 | 0 | 1 | 0 | 0 | 0 | 0 | 1 | 0 | 1 | 1 | 0 | 0 | 0 | 1 | 0 | 0 | 0 | 0 | 0 | 0 | 0 | 0 | 0 | 0 | 0 | 0 | 0 | 0 | 0 | 0 | 0 | 0 | 0 | 0 | 0 | 0 | 0 | 0 | 0 | 0 | 0 | 0 | 0 | 0 | 0 | 0 | 0 | 0 | 0 | 0 | 0 | 0 | 0 | 0 | 0 | 0 | 0 | 0 | 0 | 0 | 0 | 0 | 0 | 0 | 0 | 0 | 0 | 0 | 0 | 0 | 0 | 0 | 0 | 2 |  | 0 | 0 | 0 | 0 | 0 | 0 | 0 | 0 | 0 | 0 | 0 | 0 | 0 | 0 | 0 | 0 | 0 | 0 | 0 | 0 | 0 | 0 | 0 | 0 | 0 | 0 | 0 | 0 | 0 | 0 | 0 | 1 | 0 | 1 | 0 | 0 | -99.1 | -698.67 | 284 | San Luis Rey-San Onofre 230 kV line constraint | San Luis Rey-San Onofre 230 kV line constraint | Ocean Ranch 69 kV constraint |  | 0 | 1 | 0 | 1 | 0 | 0 | -99.1 | -698.67 | 284 | San Luis Rey-San Onofre 230 kV line constraint | San Luis Rey-San Onofre 230 kV line constraint | Ocean Ranch 69 kV constraint |  | 4 | 4 | NO | 4 | 1 | 1 | NO | 1
PG&E NGBA | Lincoln | 115 | 0 | 0 | 0 | 0 | 0 | 0 | 0 | 0 | 0 | 0 | 0 | 0 | 0 | 0 | 0 | 0 | 0 | 0 | 0 | 0 | 0 | 0 | 0 | 0 | 0 | 0 | 0 | 0 | 0 | 0 | 0 | 0 | 0 | 0 | 0 | 0 | 0 | 0 | 0 | 1 | 1 | 0 | 1 | 0 | 1 | 1 | 1 | 1 | 0 | 0 | 0 | 0 | 0 | 0 | 0 | 0 | 0 | 0 | 0 | 1 | 1 | 0 | 0 | 0 | 0 | 0 | 0 | 0 | 0 | 0 | 0 | 0 | 0 | 0 | 0 | 0 | 0 | 0 | 0 | 0 | 0 | 0 | 0 | 0 | 0 | 0 | 0 | 0 | 0 | 0 | 0 | 0 | 0 | 0 | 0 | 0 | 0 | 0 |  | 0 | 0 | 0 | 0 | 0 | 0 | 0 | 0 | 0 | 0 | 0 | 0 | 0 | 0 | 0 | 0 | 0 | 0 | 0 | 0 | 0 | 0 | 0 | 0 | 0 | 0 | 0 | 0 | 0 | 0 | 3 | 0 | 2 | 0 | 0 | 1 | -1437.69 | -961.1112 | -75.76 | Collinsville-Tesla 500 kV Line | Collinsville-Tesla 500 kV Line | Woodland- Davis 115kV line |  | 1 | 0 | 0 | 0 | 0 | 1 | -29.55 | 38.65 | -75.76 | Woodland- Davis 115kV line | Woodland- Davis 115kV line | Woodland- Davis 115kV line |  | 5 | 5 | NO | 5 | 3 | 3 | NO | 3
PG&E KERN | Live Oak | 115 | 0 | 0 | 0 | 0 | 0 | 0 | 0 | 0 | 0 | 0 | 0 | 0 | 0 | 0 | 0 | 0 | 0 | 0 | 0 | 0 | 0 | 0 | 0 | 0 | 0 | 0 | 0 | 0 | 0 | 0 | 0 | 0 | 0 | 0 | 0 | 0 | 0 | 0 | 0 | 0 | 0 | 0 | 0 | 0 | 0 | 0 | 0 | 0 | 0 | 0 | 0 | 0 | 0 | 0 | 0 | 0 | 0 | 0 | 0 | 0 | 0 | 0 | 0 | 0 | 0 | 0 | 0 | 0 | 1 | 0 | 1 | 0 | 0 | 0 | 0 | 0 | 0 | 0 | 1 | 0 | 0 | 0 | 0 | 0 | 0 | 0 | 0 | 0 | 0 | 0 | 0 | 0 | 0 | 0 | 1 | 0 | 0 | 0 |  | 0 | 0 | 0 | 0 | 0 | 0 | 0 | 0 | 0 | 0 | 0 | 0 | 0 | 0 | 0 | 0 | 0 | 0 | 0 | 0 | 0 | 0 | 0 | 0 | 100 | 0 | 0 | 0 | 0 | 1 | 0 | 0 | 2 | 0 | 1 | 1 | 71.87 | -4040.202 | -3868.183 | Gates 500/230kV TB #12 | Gates 500/230kV TB #12 | Gates 500/230kV TB #12 |  | 0 | 0 | 0 | 0 | 0 | 0 | 1014.85 | 398.79 | 251.3788 | Gates-Arco 230 kV Line | Gates-Arco 230 kV Line | Gates-Arco 230 kV Line |  | 5 | 1 | YES | 2 | 5 | 1 | YES | 2
PG&E GBA | Llagas | 115 | 0 | 0 | 0 | 0 | 0 | 0 | 0 | 0 | 0 | 0 | 0 | 0 | 0 | 0 | 0 | 0 | 0 | 0 | 0 | 0 | 0 | 0 | 0 | 0 | 0 | 0 | 0 | 0 | 0 | 0 | 0 | 0 | 0 | 0 | 0 | 0 | 0 | 0 | 0 | 0 | 0 | 0 | 0 | 0 | 0 | 0 | 0 | 0 | 0 | 0 | 0 | 0 | 1 | 0 | 0 | 1 | 0 | 0 | 0 | 1 | 0 | 0 | 0 | 0 | 1 | 0 | 0 | 0 | 0 | 0 | 0 | 0 | 0 | 0 | 0 | 0 | 0 | 0 | 0 | 0 | 0 | 0 | 0 | 0 | 0 | 0 | 0 | 0 | 0 | 0 | 0 | 0 | 0 | 0 | 0 | 0 | 0 | 1 |  | 0 | 0 | 0 | 0 | 0 | 0 | 0 | 0 | 0 | 0 | 0 | 0 | 0 | 0 | 0 | 0 | 0 | 0 | 0 | 0 | 0 | 0 | 0 | 0 | 0 | 0 | 0 | 0 | 0 | 0 | 0 | 0 | 0 | 0 | 0 | 1 | 80 | 133 | -22.5 | Morganhill-Metcalf 115kV Line | Morganhill-Metcalf 115kV Line | Morganhill-Metcalf 115kV Line |  | 0 | 0 | 0 | 0 | 0 | 1 | 80 | 133 | -22.5 | Morganhill-Metcalf 115kV Line | Morganhill-Metcalf 115kV Line | Morganhill-Metcalf 115kV Line |  | 1 | 1 | NO | 1 | 3 | 3 | NO | 3
PG&E GBA | Lockeford | 115 | 0 | 0 | 0 | 0 | 0 | 0 | 0 | 0 | 0 | 0 | 0 | 0 | 0 | 0 | 0 | 0 | 0 | 0 | 0 | 0 | 0 | 0 | 0 | 0 | 0 | 0 | 0 | 0 | 0 | 0 | 0 | 0 | 0 | 0 | 0 | 0 | 0 | 0 | 0 | 0 | 0 | 0 | 0 | 0 | 0 | 1 | 0 | 0 | 0 | 0 | 0 | 0 | 0 | 0 | 0 | 0 | 0 | 0 | 0 | 1 | 1 | 0 | 0 | 0 | 0 | 0 | 0 | 0 | 0 | 0 | 0 | 0 | 0 | 0 | 0 | 0 | 0 | 0 | 0 | 0 | 0 | 0 | 0 | 0 | 0 | 0 | 0 | 0 | 0 | 0 | 0 | 0 | 0 | 0 | 0 | 0 | 0 | 0 |  | 0 | 0 | 0 | 0 | 0 | 0 | 0 | 0 | 0 | 0 | 0 | 0 | 0 | 0 | 0 | 0 | 0 | 0 | 0 | 0 | 0 | 0 | 0 | 0 | 0 | 0 | 0 | 0 | 0 | 0 | 1 | 0 | 1 | 0 | 0 | 0 | -194.5 | -212.19 | 868.6798 | Bellota-Weber 230kV line | Bellota-Weber 230kV line | Bellota-Weber 230kV line |  | 0 | 0 | 0 | 0 | 0 | 0 | 265.5 | 247.81 | 868.6798 | Bellota-Weber 230kV line | Bellota-Weber 230kV line | Bellota-Weber 230kV line |  | 5 | 1 | YES | 2 | 1 | 1 | NO | 1
PG&E GBA | Lockeford | 230 | 0 | 0 | 0 | 0 | 0 | 0 | 0 | 0 | 0 | 0 | 0 | 0 | 0 | 0 | 0 | 0 | 0 | 0 | 0 | 0 | 0 | 0 | 0 | 0 | 0 | 0 | 0 | 0 | 0 | 0 | 0 | 0 | 0 | 0 | 0 | 0 | 0 | 0 | 0 | 1 | 0 | 0 | 0 | 0 | 0 | 1 | 0 | 0 | 0 | 0 | 0 | 0 | 0 | 0 | 0 | 0 | 0 | 0 | 0 | 1 | 1 | 0 | 0 | 0 | 0 | 0 | 0 | 0 | 0 | 0 | 0 | 0 | 0 | 0 | 0 | 0 | 0 | 0 | 0 | 0 | 0 | 0 | 0 | 0 | 0 | 1 | 0 | 0 | 0 | 0 | 0 | 0 | 0 | 0 | 0 | 0 | 0 | 1 |  | 0 | 0 | 0 | 0 | 0 | 0 | 0 | 0 | 0 | 0 | 0 | 0 | 0 | 0 | 0 | 0 | 0 | 0 | 0 | 0 | 0 | 0 | 0 | 0 | 0 | 200 | 0 | 0 | 0 | 1 | 2 | 0 | 2 | 0 | 0 | 0 | -1437.69 | -961.1112 | 868.6798 | Collinsville-Tesla 500 kV Line | Collinsville-Tesla 500 kV Line | Bellota-Weber 230kV line |  | 0 | 0 | 0 | 0 | 0 | 0 | 265.5 | 38.76 | 868.6798 | Bellota-Weber 230kV line | Los Banos 500/230kV TB | Bellota-Weber 230kV line |  | 5 | 1 | YES | 2 | 1 | 1 | NO | 1
PG&E GBA | Lockeford | 60 | 0 | 0 | 0 | 0 | 0 | 0 | 0 | 0 | 0 | 0 | 0 | 0 | 0 | 0 | 0 | 0 | 0 | 0 | 0 | 0 | 0 | 0 | 0 | 0 | 0 | 0 | 0 | 0 | 0 | 0 | 0 | 0 | 0 | 0 | 0 | 0 | 0 | 0 | 0 | 1 | 0 | 0 | 0 | 0 | 0 | 1 | 0 | 0 | 0 | 0 | 0 | 0 | 0 | 0 | 0 | 0 | 0 | 0 | 0 | 1 | 1 | 0 | 0 | 0 | 0 | 0 | 0 | 0 | 0 | 0 | 0 | 0 | 0 | 0 | 0 | 0 | 0 | 0 | 0 | 0 | 0 | 0 | 0 | 0 | 0 | 1 | 0 | 0 | 0 | 0 | 0 | 0 | 0 | 0 | 0 | 0 | 0 | 1 |  | 0 | 0 | 0 | 0 | 0 | 0 | 0 | 0 | 0 | 0 | 0 | 0 | 0 | 0 | 0 | 0 | 0 | 0 | 0 | 0 | 0 | 0 | 0 | 0 | 0 | 0 | 0 | 0 | 0 | 0 | 2 | 0 | 2 | 0 | 0 | 0 | -1437.69 | -961.1112 | 868.6798 | Collinsville-Tesla 500 kV Line | Collinsville-Tesla 500 kV Line | Bellota-Weber 230kV line |  | 0 | 0 | 0 | 0 | 0 | 0 | 265.5 | 38.76 | 868.6798 | Bellota-Weber 230kV line | Los Banos 500/230kV TB | Bellota-Weber 230kV line |  | 5 | 1 | YES | 2 | 1 | 1 | NO | 1
PG&E GBA | Lodi | 230 | 0 | 0 | 0 | 0 | 0 | 0 | 0 | 0 | 0 | 0 | 0 | 0 | 0 | 0 | 0 | 0 | 0 | 0 | 0 | 0 | 0 | 0 | 0 | 0 | 0 | 0 | 0 | 0 | 0 | 0 | 0 | 0 | 0 | 0 | 0 | 0 | 0 | 0 | 0 | 1 | 0 | 0 | 0 | 0 | 0 | 1 | 0 | 1 | 0 | 0 | 0 | 0 | 0 | 0 | 0 | 0 | 0 | 0 | 0 | 1 | 1 | 0 | 0 | 0 | 0 | 0 | 0 | 0 | 0 | 0 | 0 | 0 | 0 | 0 | 0 | 0 | 0 | 0 | 0 | 0 | 0 | 0 | 0 | 0 | 0 | 0 | 0 | 0 | 0 | 0 | 0 | 0 | 0 | 0 | 0 | 0 | 0 | 0 |  | 0 | 0 | 0 | 0 | 0 | 0 | 0 | 0 | 0 | 0 | 0 | 0 | 0 | 0 | 0 | 0 | 0 | 0 | 0 | 0 | 0 | 0 | 0 | 0 | 0 | 0 | 0 | 0 | 0 | 0 | 2 | 0 | 2 | 0 | 0 | 0 | -1437.69 | -961.1112 | 48.3836 | Collinsville-Tesla 500 kV Line | Collinsville-Tesla 500 kV Line | Rio Oso-Lockeford 230kV line |  | 0 | 0 | 0 | 0 | 0 | 0 | 265.5 | 247.81 | 48.3836 | Bellota-Weber 230kV line | Bellota-Weber 230kV line | Rio Oso-Lockeford 230kV line |  | 5 | 1 | YES | 2 | 1 | 1 | NO | 1
PG&E NGBA | Logan Creek | 230 | 0 | 0 | 0 | 0 | 0 | 0 | 0 | 0 | 0 | 0 | 0 | 0 | 0 | 0 | 0 | 0 | 0 | 0 | 0 | 0 | 0 | 0 | 0 | 0 | 0 | 0 | 0 | 0 | 0 | 0 | 0 | 0 | 0 | 0 | 0 | 0 | 0 | 0 | 0 | 1 | 0 | 0 | 0 | 0 | 0 | 0 | 0 | 0 | 0 | 0 | 0 | 0 | 0 | 0 | 0 | 0 | 0 | 0 | 0 | 0 | 0 | 0 | 0 | 0 | 0 | 0 | 1 | 0 | 0 | 0 | 0 | 0 | 0 | 0 | 0 | 0 | 0 | 0 | 0 | 0 | 0 | 0 | 0 | 0 | 0 | 0 | 0 | 0 | 0 | 0 | 0 | 0 | 0 | 0 | 0 | 0 | 0 | 0 |  | 0 | 0 | 0 | 0 | 0 | 0 | 0 | 0 | 0 | 0 | 0 | 0 | 0 | 0 | 0 | 0 | 0 | 0 | 0 | 0 | 0 | 0 | 0 | 0 | 0 | 0 | 0 | 0 | 0 | 0 | 2 | 0 | 2 | 0 | 0 | 0 | -1437.69 | -961.1112 | 317.0526 | Collinsville-Tesla 500 kV Line | Collinsville-Tesla 500 kV Line | Birds Landing-Contra Costa 230kV Line |  | 0 | 0 | 0 | 0 | 0 | 0 | 1432.61 | 1724.7038 | 317.0526 | Birds Landing-Contra Costa 230kV Line | Birds Landing-Contra Costa 230kV Line | Birds Landing-Contra Costa 230kV Line |  | 5 | 1 | YES | 2 | 1 | 1 | NO | 1
PG&E GBA | Lone Tree | 230 | 0 | 0 | 0 | 0 | 0 | 0 | 0 | 0 | 0 | 0 | 0 | 0 | 0 | 0 | 0 | 0 | 0 | 0 | 0 | 0 | 0 | 0 | 0 | 0 | 0 | 0 | 0 | 0 | 0 | 0 | 0 | 0 | 0 | 0 | 0 | 0 | 0 | 0 | 0 | 1 | 0 | 0 | 0 | 0 | 0 | 0 | 0 | 0 | 0 | 0 | 0 | 0 | 0 | 0 | 0 | 1 | 0 | 0 | 0 | 0 | 0 | 0 | 0 | 0 | 0 | 0 | 1 | 0 | 0 | 0 | 0 | 0 | 0 | 0 | 0 | 0 | 0 | 0 | 0 | 0 | 0 | 0 | 0 | 0 | 0 | 0 | 0 | 0 | 0 | 0 | 0 | 0 | 0 | 0 | 0 | 0 | 0 | 0 |  | 0 | 0 | 0 | 0 | 0 | 0 | 0 | 0 | 0 | 0 | 0 | 0 | 0 | 0 | 0 | 0 | 0 | 0 | 0 | 0 | 0 | 0 | 0 | 0 | 0 | 0 | 0 | 0 | 0 | 0 | 2 | 0 | 2 | 0 | 0 | 0 | -1437.69 | -961.1112 | 317.0526 | Collinsville-Tesla 500 kV Line | Collinsville-Tesla 500 kV Line | Birds Landing-Contra Costa 230kV Line |  | 0 | 0 | 0 | 0 | 0 | 0 | 1432.61 | 1724.7038 | 317.0526 | Birds Landing-Contra Costa 230kV Line | Birds Landing-Contra Costa 230kV Line | Birds Landing-Contra Costa 230kV Line |  | 5 | 1 | YES | 2 | 1 | 1 | NO | 1
PG&E FRESNO | Los Banos | 230 | 0 | 0 | 0 | 0 | 0 | 0 | 0 | 0 | 0 | 0 | 0 | 0 | 0 | 0 | 0 | 0 | 0 | 0 | 0 | 0 | 0 | 0 | 0 | 0 | 0 | 0 | 0 | 0 | 0 | 0 | 0 | 0 | 0 | 0 | 0 | 0 | 0 | 0 | 0 | 0 | 0 | 0 | 0 | 0 | 0 | 0 | 0 | 0 | 0 | 0 | 0 | 0 | 0 | 0 | 0 | 0 | 0 | 0 | 0 | 0 | 0 | 0 | 0 | 0 | 0 | 0 | 0 | 0 | 0 | 0 | 0 | 0 | 0 | 0 | 0 | 0 | 0 | 0 | 1 | 1 | 0 | 0 | 0 | 0 | 0 | 1 | 0 | 0 | 0 | 0 | 0 | 0 | 0 | 0 | 0 | 0 | 0 | 1 |  | 0 | 0 | 0 | 0 | 0 | 0 | 0 | 0 | 0 | 0 | 0 | 0 | 0 | 0 | 0 | 10 | 0 | 0 | 69.3 | 0 | 0 | 0 | 0 | 5.9 | 100 | 0 | 0 | 300 | 0 | 1 | 0 | 0 | 2 | 0 | 2 | 0 | 71.87 | -4911.332 | -3937.2282 | Gates 500/230kV TB #12 | Gates 500/230kV TB #11 | Gates 500/230kV TB #11 |  | 0 | 0 | 0 | 0 | 0 | 0 | 384.55 | 38.76 | 2405.7718 | Los Banos 500/230kV TB | Los Banos 500/230kV TB | Gates 500/230kV TB #11 |  | 5 | 1 | YES | 2 | 5 | 1 | YES | 2
PG&E FRESNO | Los Banos | 500 | 0 | 0 | 0 | 0 | 0 | 0 | 0 | 0 | 0 | 0 | 0 | 0 | 0 | 0 | 0 | 0 | 0 | 0 | 0 | 0 | 0 | 0 | 0 | 0 | 0 | 0 | 0 | 0 | 0 | 0 | 0 | 0 | 0 | 0 | 0 | 0 | 0 | 0 | 0 | 0 | 0 | 0 | 0 | 0 | 0 | 0 | 0 | 0 | 0 | 0 | 0 | 0 | 0 | 0 | 0 | 0 | 0 | 0 | 0 | 0 | 0 | 0 | 0 | 0 | 0 | 0 | 0 | 0 | 0 | 0 | 0 | 0 | 0 | 0 | 0 | 0 | 0 | 0 | 0 | 0 | 0 | 0 | 0 | 0 | 0 | 0 | 0 | 0 | 0 | 0 | 0 | 0 | 0 | 0 | 0 | 0 | 1 | 0 |  | 0 | 0 | 0 | 0 | 0 | 0 | 0 | 0 | 0 | 0 | 0 | 0 | 0 | 0 | 0 | 0 | 0 | 0 | 0 | 0 | 0 | 0 | 0 | 0 | 100 | 0 | 0 | 477 | 0 | 1 | 0 | 0 | 0 | 0 | 0 | 0 | 631 | 135.75 | 5092 | NEW-Metcalf-Mosslanding 500kV | NEW-Metcalf-Mosslanding 500kV | NEW-Metcalf-Mosslanding 500kV |  | 0 | 0 | 0 | 0 | 0 | 0 | 631 | 135.75 | 5092 | NEW-Metcalf-Mosslanding 500kV | NEW-Metcalf-Mosslanding 500kV | NEW-Metcalf-Mosslanding 500kV |  | 1 | 1 | NO | 1 | 1 | 1 | NO | 1
SDGE | Los Coches | 138 | 0 | 0 | 0 | 0 | 0 | 0 | 0 | 0 | 0 | 0 | 0 | 0 | 0 | 0 | 0 | 0 | 0 | 0 | 0 | 0 | 0 | 0 | 0 | 0 | 0 | 0 | 1 | 1 | 0 | 0 | 1 | 0 | 1 | 0 | 0 | 0 | 0 | 0 | 0 | 0 | 0 | 0 | 0 | 0 | 0 | 0 | 0 | 0 | 0 | 0 | 0 | 0 | 0 | 0 | 0 | 0 | 0 | 0 | 0 | 0 | 0 | 0 | 0 | 0 | 0 | 0 | 0 | 0 | 0 | 0 | 0 | 0 | 0 | 0 | 0 | 0 | 0 | 0 | 0 | 0 | 0 | 0 | 0 | 0 | 0 | 0 | 0 | 0 | 0 | 0 | 0 | 0 | 0 | 0 | 0 | 0 | 0 | 2 |  | 0 | 0 | 0 | 0 | 0 | 0 | 0 | 0 | 0 | 0 | 0 | 0 | 0 | 0 | 0 | 0 | 0 | 0 | 0 | 0 | 0 | 0 | 0 | 0 | 0 | 0 | 0 | 0 | 0 | 0 | 0 | 1 | 0 | 1 | 0 | 0 | -99.1 | -698.67 | 234 | San Luis Rey-San Onofre 230 kV line constraint | San Luis Rey-San Onofre 230 kV line constraint | Chicarita 138 kV constraint |  | 0 | 1 | 0 | 1 | 0 | 0 | -99.1 | -698.67 | 234 | San Luis Rey-San Onofre 230 kV line constraint | San Luis Rey-San Onofre 230 kV line constraint | Chicarita 138 kV constraint |  | 4 | 4 | NO | 4 | 1 | 1 | NO | 1
SDGE | Los Coches | 69 | 0 | 0 | 0 | 0 | 0 | 0 | 0 | 0 | 0 | 0 | 0 | 0 | 0 | 0 | 0 | 0 | 0 | 0 | 0 | 0 | 0 | 0 | 0 | 0 | 0 | 0 | 0 | 1 | 0 | 0 | 1 | 0 | 1 | 0 | 0 | 0 | 0 | 0 | 0 | 0 | 0 | 0 | 0 | 0 | 0 | 0 | 0 | 0 | 0 | 0 | 0 | 0 | 0 | 0 | 0 | 0 | 0 | 0 | 0 | 0 | 0 | 0 | 0 | 0 | 0 | 0 | 0 | 0 | 0 | 0 | 0 | 0 | 0 | 0 | 0 | 0 | 0 | 0 | 0 | 0 | 0 | 0 | 0 | 0 | 0 | 0 | 0 | 0 | 0 | 0 | 0 | 0 | 0 | 0 | 0 | 0 | 0 | 2 |  | 0 | 0 | 0 | 0 | 0 | 0 | 0 | 0 | 0 | 0 | 0 | 1.5 | 0 | 0 | 1 | 0 | 0 | 0 | 0 | 0 | 0 | 0 | 0 | 0 | 0 | 0 | 1.5 | 0 | 0 | 1 | 0 | 1 | 0 | 1 | 0 | 0 | -99.1 | -698.67 | 482.1964 | San Luis Rey-San Onofre 230 kV line constraint | San Luis Rey-San Onofre 230 kV line constraint | El Cajon 69 kV constraint |  | 0 | 1 | 0 | 1 | 0 | 0 | -99.1 | -698.67 | 482.1964 | San Luis Rey-San Onofre 230 kV line constraint | San Luis Rey-San Onofre 230 kV line constraint | El Cajon 69 kV constraint |  | 4 | 4 | NO | 4 | 1 | 1 | NO | 1
PG&E GBA | Los Esteros | 115 | 0 | 0 | 0 | 0 | 0 | 0 | 0 | 0 | 0 | 0 | 0 | 0 | 0 | 0 | 0 | 0 | 0 | 0 | 0 | 0 | 0 | 0 | 0 | 0 | 0 | 0 | 0 | 0 | 0 | 0 | 0 | 0 | 0 | 0 | 0 | 0 | 0 | 0 | 0 | 0 | 0 | 0 | 0 | 0 | 0 | 0 | 0 | 0 | 0 | 0 | 0 | 0 | 0 | 0 | 0 | 1 | 0 | 0 | 0 | 1 | 0 | 0 | 0 | 0 | 0 | 1 | 0 | 0 | 0 | 0 | 0 | 0 | 0 | 0 | 0 | 0 | 0 | 0 | 0 | 0 | 0 | 0 | 0 | 0 | 0 | 0 | 0 | 0 | 0 | 0 | 0 | 0 | 0 | 0 | 0 | 0 | 0 | 0 |  | 0 | 0 | 0 | 0 | 0 | 0 | 0 | 0 | 0 | 0 | 0 | 0 | 0 | 0 | 0 | 0 | 0 | 0 | 0 | 0 | 0 | 0 | 0 | 0 | 0 | 0 | 0 | 0 | 0 | 0 | 0 | 0 | 0 | 0 | 0 | 0 | 1249.96 | 838.4538 | 1471.1652 | Tesla-Bellota 230 kV line | Tesla-Bellota 230 kV line | Tesla-Bellota 230 kV line |  | 0 | 0 | 0 | 0 | 0 | 0 | 1549.96 | 1138.4538 | 1471.1652 | Tesla-Bellota 230 kV line | Tesla-Bellota 230 kV line | Tesla-Bellota 230 kV line |  | 1 | 1 | NO | 1 | 1 | 1 | NO | 1
PG&E GBA | Los Esteros | 230 | 0 | 0 | 0 | 0 | 0 | 0 | 0 | 0 | 0 | 0 | 0 | 0 | 0 | 0 | 0 | 0 | 0 | 0 | 0 | 0 | 0 | 0 | 0 | 0 | 0 | 0 | 0 | 0 | 0 | 0 | 0 | 0 | 0 | 0 | 0 | 0 | 0 | 0 | 0 | 0 | 0 | 0 | 0 | 0 | 0 | 0 | 0 | 0 | 0 | 0 | 0 | 0 | 0 | 0 | 0 | 1 | 0 | 0 | 0 | 1 | 0 | 0 | 0 | 0 | 0 | 1 | 0 | 0 | 0 | 0 | 0 | 0 | 0 | 0 | 0 | 0 | 0 | 0 | 0 | 0 | 0 | 0 | 0 | 0 | 0 | 0 | 0 | 0 | 0 | 0 | 0 | 0 | 0 | 0 | 0 | 0 | 0 | 0 |  | 0 | 0 | 0 | 0 | 0 | 0 | 0 | 0 | 0 | 0 | 0 | 0 | 0 | 0 | 0 | 0 | 0 | 0 | 0 | 0 | 0 | 0 | 0 | 0 | 0 | 0 | 0 | 0 | 0 | 0 | 0 | 0 | 0 | 0 | 0 | 0 | 1249.96 | 838.4538 | 1471.1652 | Tesla-Bellota 230 kV line | Tesla-Bellota 230 kV line | Tesla-Bellota 230 kV line |  | 0 | 0 | 0 | 0 | 0 | 0 | 1549.96 | 1138.4538 | 1471.1652 | Tesla-Bellota 230 kV line | Tesla-Bellota 230 kV line | Tesla-Bellota 230 kV line |  | 1 | 1 | NO | 1 | 1 | 1 | NO | 1
PG&E GBA | Los Positas | 230 | 0 | 0 | 0 | 0 | 0 | 0 | 0 | 0 | 0 | 0 | 0 | 0 | 0 | 0 | 0 | 0 | 0 | 0 | 0 | 0 | 0 | 0 | 0 | 0 | 0 | 0 | 0 | 0 | 0 | 0 | 0 | 0 | 0 | 0 | 0 | 0 | 0 | 0 | 0 | 1 | 0 | 0 | 0 | 0 | 0 | 0 | 0 | 0 | 0 | 0 | 0 | 0 | 0 | 0 | 0 | 1 | 0 | 0 | 0 | 1 | 0 | 0 | 0 | 0 | 0 | 0 | 1 | 0 | 0 | 0 | 0 | 0 | 0 | 0 | 0 | 0 | 0 | 0 | 0 | 0 | 0 | 0 | 0 | 0 | 0 | 0 | 0 | 0 | 0 | 0 | 0 | 0 | 0 | 0 | 0 | 0 | 0 | 0 |  | 0 | 0 | 0 | 0 | 0 | 0 | 0 | 0 | 0 | 0 | 0 | 0 | 0 | 0 | 0 | 0 | 0 | 0 | 0 | 0 | 0 | 0 | 0 | 0 | 0 | 0 | 0 | 0 | 0 | 0 | 2 | 0 | 2 | 0 | 0 | 0 | -1437.69 | -961.1112 | 317.0526 | Collinsville-Tesla 500 kV Line | Collinsville-Tesla 500 kV Line | Birds Landing-Contra Costa 230kV Line |  | 0 | 0 | 0 | 0 | 0 | 0 | 1432.61 | 1138.4538 | 317.0526 | Birds Landing-Contra Costa 230kV Line | Tesla-Bellota 230 kV line | Birds Landing-Contra Costa 230kV Line |  | 5 | 1 | YES | 2 | 1 | 1 | NO | 1
PG&E GBA | Los Positas | 60 | 0 | 0 | 0 | 0 | 0 | 0 | 0 | 0 | 0 | 0 | 0 | 0 | 0 | 0 | 0 | 0 | 0 | 0 | 0 | 0 | 0 | 0 | 0 | 0 | 0 | 0 | 0 | 0 | 0 | 0 | 0 | 0 | 0 | 0 | 0 | 0 | 0 | 0 | 0 | 1 | 0 | 0 | 0 | 0 | 0 | 0 | 0 | 0 | 0 | 0 | 0 | 0 | 0 | 0 | 0 | 1 | 0 | 0 | 0 | 0 | 0 | 0 | 0 | 0 | 0 | 0 | 1 | 0 | 0 | 0 | 0 | 0 | 0 | 0 | 0 | 0 | 0 | 0 | 0 | 0 | 0 | 0 | 0 | 0 | 0 | 0 | 0 | 0 | 0 | 0 | 0 | 0 | 0 | 0 | 0 | 0 | 0 | 0 |  | 0 | 0 | 0 | 0 | 0 | 0 | 0 | 0 | 0 | 0 | 0 | 0 | 0 | 0 | 0 | 0 | 0 | 0 | 0 | 0 | 0 | 0 | 0 | 0 | 0 | 0 | 0 | 0 | 0 | 0 | 2 | 0 | 2 | 0 | 0 | 0 | -1437.69 | -961.1112 | 317.0526 | Collinsville-Tesla 500 kV Line | Collinsville-Tesla 500 kV Line | Birds Landing-Contra Costa 230kV Line |  | 0 | 0 | 0 | 0 | 0 | 0 | 1432.61 | 1724.7038 | 317.0526 | Birds Landing-Contra Costa 230kV Line | Birds Landing-Contra Costa 230kV Line | Birds Landing-Contra Costa 230kV Line |  | 5 | 1 | YES | 2 | 1 | 1 | NO | 1
SDGE | Loveland | 69 | 0 | 0 | 0 | 0 | 0 | 0 | 0 | 0 | 0 | 0 | 0 | 0 | 0 | 0 | 0 | 0 | 0 | 0 | 0 | 0 | 0 | 0 | 0 | 0 | 0 | 0 | 0 | 1 | 0 | 1 | 1 | 0 | 1 | 0 | 0 | 0 | 1 | 0 | 0 | 0 | 0 | 0 | 0 | 0 | 0 | 0 | 0 | 0 | 0 | 0 | 0 | 0 | 0 | 0 | 0 | 0 | 0 | 0 | 0 | 0 | 0 | 0 | 0 | 0 | 0 | 0 | 0 | 0 | 0 | 0 | 0 | 0 | 0 | 0 | 0 | 0 | 0 | 0 | 0 | 0 | 0 | 0 | 0 | 0 | 0 | 0 | 0 | 0 | 0 | 0 | 0 | 0 | 0 | 0 | 0 | 0 | 0 | 3 |  | 0 | 0 | 0 | 0 | 0 | 0 | 0 | 0 | 0 | 0 | 0 | 0 | 0 | 0 | 0 | 0 | 0 | 0 | 0 | 0 | 0 | 0 | 0 | 0 | 0 | 0 | 0 | 0 | 0 | 0 | 0 | 1 | 0 | 2 | 0 | 0 | -99.1 | -698.67 | 216.1064 | San Luis Rey-San Onofre 230 kV line constraint | San Luis Rey-San Onofre 230 kV line constraint | Silvergate-Old Town 230 kV constraint |  | 0 | 1 | 0 | 2 | 0 | 0 | -99.1 | -698.67 | 216.1064 | San Luis Rey-San Onofre 230 kV line constraint | San Luis Rey-San Onofre 230 kV line constraint | Silvergate-Old Town 230 kV constraint |  | 4 | 4 | NO | 4 | 1 | 1 | NO | 1
SCE NOL | Lugo | 230 | 0 | 0 | 0 | 0 | 0 | 0 | 0 | 0 | 0 | 0 | 0 | 0 | 0 | 1 | 0 | 0 | 0 | 0 | 0 | 0 | 0 | 0 | 0 | 0 | 0 | 0 | 0 | 0 | 0 | 0 | 0 | 0 | 0 | 0 | 0 | 0 | 0 | 0 | 0 | 0 | 0 | 0 | 0 | 0 | 0 | 0 | 0 | 0 | 0 | 0 | 0 | 0 | 0 | 0 | 0 | 0 | 0 | 0 | 0 | 0 | 0 | 0 | 0 | 0 | 0 | 0 | 0 | 0 | 0 | 0 | 0 | 0 | 0 | 0 | 0 | 0 | 0 | 0 | 0 | 0 | 0 | 0 | 0 | 0 | 0 | 0 | 0 | 0 | 0 | 0 | 0 | 0 | 0 | 0 | 0 | 0 | 0 | 1 |  | 0 | 0 | 0 | 0 | 0 | 0 | 0 | 0 | 0 | 0 | 0 | 0 | 0 | 0 | 0 | 0 | 0 | 0 | 0 | 0 | 0 | 0 | 0 | 0 | 165 | 0 | 0 | 0 | 362 | 1 | 0 | 0 | 0 | 2 | 0 | 0 | 43.77 | -137.55 | 1870.674 | Lugo Transformer Area Constraint | Lugo Transformer Area Constraint | Lugo Transformer Area Constraint |  | 0 | 0 | 0 | 2 | 0 | 0 | 43.77 | -137.55 | 1870.674 | Lugo Transformer Area Constraint | Lugo Transformer Area Constraint | Lugo Transformer Area Constraint |  | 3 | 3 | NO | 3 | 1 | 1 | NO | 1
SCE Metro | Lugo | 500 | 0 | 0 | 0 | 0 | 0 | 0 | 0 | 0 | 0 | 1 | 0 | 0 | 0 | 0 | 0 | 0 | 0 | 0 | 0 | 0 | 0 | 0 | 0 | 0 | 0 | 0 | 0 | 0 | 0 | 0 | 0 | 0 | 0 | 0 | 0 | 0 | 0 | 0 | 0 | 0 | 0 | 0 | 0 | 0 | 0 | 0 | 0 | 0 | 0 | 0 | 0 | 0 | 0 | 0 | 0 | 0 | 0 | 0 | 0 | 0 | 0 | 0 | 0 | 0 | 0 | 0 | 0 | 0 | 0 | 0 | 0 | 0 | 0 | 0 | 0 | 0 | 0 | 0 | 0 | 0 | 0 | 0 | 0 | 0 | 0 | 0 | 0 | 0 | 0 | 0 | 0 | 0 | 0 | 0 | 0 | 0 | 0 | 0 |  | 320 | 0 | 0 | 0 | 0 | 0 | 0 | 0 | 0 | 0 | 0 | 0 | 0 | 0 | 1 | 523 | 0 | 0 | 0 | 0 | 0 | 0 | 0 | 0 | 0 | 0 | 0 | 0 | 0 | 1 | 0 | 0 | 0 | 0 | 0 | 0 | 3554.7188 | 7968.008 | 22025.8411 | SCE Metro Area Default Constraint | SCE Metro Area Default Constraint | SCE Metro Area Default Constraint |  | 0 | 0 | 0 | 0 | 0 | 0 | 3554.7188 | 7968.008 | 22025.8411 | SCE Metro Area Default Constraint | SCE Metro Area Default Constraint | SCE Metro Area Default Constraint |  | 1 | 1 | NO | 1 | 1 | 1 | NO | 1
PG&E FRESNO | Madera | 70 | 0 | 0 | 0 | 0 | 0 | 0 | 0 | 0 | 0 | 0 | 0 | 0 | 0 | 0 | 0 | 0 | 0 | 0 | 0 | 0 | 0 | 0 | 0 | 0 | 0 | 0 | 0 | 0 | 0 | 0 | 0 | 0 | 0 | 0 | 0 | 0 | 0 | 0 | 0 | 0 | 0 | 0 | 0 | 0 | 0 | 1 | 0 | 0 | 0 | 0 | 0 | 0 | 0 | 0 | 0 | 0 | 0 | 0 | 0 | 1 | 0 | 0 | 0 | 0 | 0 | 0 | 0 | 0 | 0 | 0 | 0 | 0 | 0 | 0 | 0 | 0 | 0 | 0 | 0 | 1 | 0 | 1 | 1 | 1 | 0 | 1 | 0 | 1 | 0 | 0 | 0 | 0 | 1 | 0 | 0 | 0 | 0 | 1 |  | 0 | 0 | 0 | 0 | 0 | 0 | 0 | 0 | 0 | 0 | 0 | 0 | 0 | 0 | 0 | 0 | 0 | 0 | 0 | 0 | 0 | 0 | 0 | 0 | 0 | 0 | 0 | 0 | 0 | 0 | 2 | 0 | 3 | 0 | 1 | 0 | -194.5 | -4911.332 | -3937.2282 | Bellota-Weber 230kV line | Gates 500/230kV TB #11 | Gates 500/230kV TB #11 |  | 0 | 0 | 0 | 0 | 0 | 0 | 265.5 | 38.76 | 126.1276 | Bellota-Weber 230kV line | Los Banos 500/230kV TB | Oro Loma-El Nido 115kV Line |  | 5 | 1 | YES | 2 | 5 | 1 | YES | 2
PG&E NGBA | Madison | 115 | 0 | 0 | 0 | 0 | 0 | 0 | 0 | 0 | 0 | 0 | 0 | 0 | 0 | 0 | 0 | 0 | 0 | 0 | 0 | 0 | 0 | 0 | 0 | 0 | 0 | 0 | 0 | 0 | 0 | 0 | 0 | 0 | 0 | 0 | 0 | 0 | 0 | 0 | 0 | 1 | 0 | 0 | 0 | 0 | 0 | 0 | 0 | 0 | 0 | 0 | 0 | 0 | 0 | 1 | 1 | 1 | 0 | 0 | 0 | 0 | 0 | 0 | 0 | 0 | 0 | 0 | 1 | 0 | 0 | 0 | 0 | 0 | 0 | 0 | 0 | 0 | 0 | 0 | 0 | 0 | 0 | 0 | 0 | 0 | 0 | 0 | 0 | 0 | 0 | 0 | 0 | 0 | 0 | 0 | 0 | 0 | 0 | 0 |  | 0 | 0 | 0 | 0 | 0 | 0 | 0 | 0 | 0 | 0 | 0 | 0 | 0 | 0 | 0 | 0 | 0 | 0 | 0 | 0 | 0 | 0 | 0 | 0 | 0 | 13 | 10.2 | 0 | 0 | 1 | 3 | 0 | 2 | 0 | 0 | 0 | -1437.69 | -961.1112 | 317.0526 | Collinsville-Tesla 500 kV Line | Collinsville-Tesla 500 kV Line | Birds Landing-Contra Costa 230kV Line |  | 0 | 0 | 0 | 0 | 0 | 0 | 484.61 | 776.7038 | 317.0526 | Contra Costa- Windmaster 230 kV line | Contra Costa- Windmaster 230 kV line | Birds Landing-Contra Costa 230kV Line |  | 5 | 1 | YES | 2 | 1 | 1 | NO | 1
PG&E KERN | Magunden | 115 | 0 | 0 | 0 | 0 | 0 | 0 | 0 | 0 | 0 | 0 | 0 | 0 | 0 | 0 | 0 | 0 | 0 | 0 | 0 | 0 | 0 | 0 | 0 | 0 | 0 | 0 | 0 | 0 | 0 | 0 | 0 | 0 | 0 | 0 | 0 | 0 | 0 | 0 | 0 | 0 | 0 | 0 | 0 | 0 | 0 | 0 | 0 | 0 | 0 | 0 | 0 | 0 | 0 | 0 | 0 | 0 | 0 | 0 | 0 | 0 | 0 | 0 | 0 | 0 | 0 | 0 | 0 | 0 | 0 | 0 | 1 | 0 | 0 | 0 | 0 | 0 | 0 | 0 | 1 | 1 | 0 | 0 | 0 | 0 | 0 | 0 | 0 | 0 | 0 | 0 | 0 | 0 | 0 | 0 | 1 | 0 | 0 | 0 |  | 0 | 0 | 0 | 0 | 0 | 0 | 0 | 0 | 0 | 0 | 0 | 0 | 0 | 0 | 0 | 0 | 0 | 0 | 0 | 0 | 0 | 0 | 0 | 0 | 100 | 0 | 0 | 0 | 0 | 1 | 0 | 0 | 3 | 0 | 2 | 1 | 71.87 | -4911.332 | -3937.2282 | Gates 500/230kV TB #12 | Gates 500/230kV TB #11 | Gates 500/230kV TB #11 |  | 0 | 0 | 0 | 0 | 0 | 0 | 1792.55 | 1169.488 | 631.7684 | Kern 230/115kV TB #4 | Mustang-Henrietta 230 kV line | Mustang-Henrietta 230 kV line |  | 5 | 1 | YES | 2 | 5 | 1 | YES | 2
SCE Northern | Magunden | 230 | 1 | 0 | 1 | 0 | 0 | 0 | 1 | 0 | 0 | 0 | 0 | 0 | 0 | 0 | 0 | 0 | 0 | 0 | 0 | 0 | 0 | 0 | 0 | 0 | 0 | 0 | 0 | 0 | 0 | 0 | 0 | 0 | 0 | 0 | 0 | 0 | 0 | 0 | 0 | 0 | 0 | 0 | 0 | 0 | 0 | 0 | 0 | 0 | 0 | 0 | 0 | 0 | 0 | 0 | 0 | 0 | 0 | 0 | 0 | 0 | 0 | 0 | 0 | 0 | 0 | 0 | 0 | 0 | 0 | 0 | 0 | 0 | 0 | 0 | 0 | 0 | 0 | 0 | 0 | 0 | 0 | 0 | 0 | 0 | 0 | 0 | 0 | 0 | 0 | 0 | 0 | 0 | 0 | 0 | 0 | 0 | 0 | 0 |  | 0 | 0 | 0 | 0 | 0 | 0 | 0 | 0 | 0 | 0 | 0 | 0 | 0 | 0 | 0 | 0 | 0 | 0 | 0 | 0 | 0 | 0 | 0 | 0 | 100 | 0 | 0 | 0 | 0 | 1 | 1 | 0 | 1 | 0 | 0 | 0 | -568.88 | -811.38 | 2003.79 | Antelope-Vincent Constraint | Antelope-Vincent Constraint | South of Magunden Constraint |  | 1 | 0 | 1 | 0 | 0 | 0 | -568.88 | -811.38 | 2003.79 | Antelope-Vincent Constraint | Antelope-Vincent Constraint | South of Magunden Constraint |  | 5 | 5 | NO | 5 | 1 | 1 | NO | 1
PG&E FRESNO | Malaga | 115 | 0 | 0 | 0 | 0 | 0 | 0 | 0 | 0 | 0 | 0 | 0 | 0 | 0 | 0 | 0 | 0 | 0 | 0 | 0 | 0 | 0 | 0 | 0 | 0 | 0 | 0 | 0 | 0 | 0 | 0 | 0 | 0 | 0 | 0 | 0 | 0 | 0 | 0 | 0 | 0 | 0 | 0 | 0 | 0 | 0 | 1 | 0 | 0 | 0 | 0 | 0 | 0 | 0 | 0 | 0 | 0 | 0 | 0 | 0 | 0 | 0 | 0 | 0 | 0 | 0 | 0 | 0 | 0 | 0 | 0 | 0 | 0 | 0 | 0 | 0 | 0 | 0 | 0 | 1 | 0 | 0 | 1 | 0 | 1 | 1 | 1 | 0 | 0 | 0 | 1 | 0 | 0 | 0 | 0 | 1 | 0 | 0 | 2 |  | 0 | 0 | 0 | 0 | 0 | 0 | 0 | 0 | 0 | 0 | 0 | 0 | 0 | 0 | 0 | 0 | 0 | 0 | 0 | 0 | 0 | 0 | 0 | 0 | 0 | 0 | 0 | 0 | 0 | 0 | 3 | 0 | 5 | 0 | 2 | 1 | -516.8 | -4040.202 | -3868.183 | Borden-Storey #1 230kV line | Gates 500/230kV TB #12 | Gates 500/230kV TB #12 |  | 0 | 0 | 0 | 0 | 0 | 0 | 265.5 | 38.76 | 631.7684 | Bellota-Weber 230kV line | Los Banos 500/230kV TB | Mustang-Henrietta 230 kV line |  | 5 | 1 | YES | 2 | 5 | 1 | YES | 2
PG&E NGBA | Malin | 500 | 0 | 0 | 0 | 0 | 0 | 0 | 0 | 0 | 0 | 0 | 0 | 0 | 0 | 0 | 0 | 0 | 0 | 0 | 0 | 0 | 0 | 0 | 0 | 0 | 0 | 0 | 0 | 0 | 0 | 0 | 0 | 0 | 0 | 0 | 0 | 0 | 0 | 0 | 0 | 1 | 0 | 0 | 0 | 0 | 0 | 0 | 0 | 0 | 0 | 0 | 0 | 0 | 0 | 0 | 0 | 0 | 0 | 0 | 0 | 0 | 0 | 0 | 0 | 0 | 0 | 0 | 0 | 0 | 0 | 0 | 0 | 0 | 0 | 0 | 0 | 0 | 0 | 0 | 0 | 0 | 0 | 0 | 0 | 0 | 0 | 0 | 0 | 0 | 0 | 0 | 0 | 0 | 0 | 0 | 0 | 0 | 0 | 0 |  | 0 | 0 | 0 | 0 | 0 | 0 | 0 | 0 | 0 | 0 | 0 | 0 | 0 | 0 | 0 | 2133.8 | 0 | 0 | 0 | 0 | 0 | 0 | 0 | 0 | 0 | 0 | 0 | 0 | 0 | 1 | 1 | 0 | 1 | 0 | 0 | 0 | -1437.69 | -961.1112 | 977.7909 | Collinsville-Tesla 500 kV Line | Collinsville-Tesla 500 kV Line | Collinsville-Tesla 500 kV Line |  | 0 | 0 | 0 | 0 | 0 | 0 | 7207.31 | 7683.8888 | 977.7909 | Collinsville-Tesla 500 kV Line | Collinsville-Tesla 500 kV Line | Collinsville-Tesla 500 kV Line |  | 5 | 1 | YES | 2 | 1 | 1 | NO | 1
SCE Northern | Mandalay | 230 | 0 | 0 | 1 | 0 | 1 | 0 | 0 | 0 | 0 | 0 | 0 | 0 | 0 | 0 | 0 | 0 | 0 | 0 | 0 | 0 | 0 | 0 | 0 | 0 | 1 | 0 | 0 | 0 | 0 | 0 | 0 | 0 | 0 | 0 | 0 | 0 | 0 | 0 | 0 | 0 | 0 | 0 | 0 | 0 | 0 | 0 | 0 | 0 | 0 | 0 | 0 | 0 | 0 | 0 | 0 | 0 | 0 | 0 | 0 | 0 | 0 | 0 | 0 | 0 | 0 | 0 | 0 | 0 | 0 | 0 | 0 | 0 | 0 | 0 | 0 | 0 | 0 | 0 | 0 | 0 | 0 | 0 | 0 | 0 | 0 | 0 | 0 | 0 | 0 | 0 | 0 | 0 | 0 | 0 | 0 | 0 | 0 | 0 |  | 0 | 0 | 0 | 0 | 0 | 0 | 0 | 0 | 0 | 0 | 0 | 0 | 0 | 0 | 0 | 0 | 0 | 0 | 0 | 0 | 0 | 0 | 0 | 0 | 0 | 0 | 0 | 0 | 0 | 0 | 1 | 0 | 1 | 0 | 0 | 1 | -4343.191 | -2038.908 | -1396.283 | Lugo - Victorville area constraint | Lugo - Victorville area constraint | Lugo - Victorville area constraint |  | 0 | 0 | 0 | 0 | 0 | 0 | 448 | 554 | 2967 | Moorpark-Pardee Constraint | Moorpark-Pardee Constraint | Moorpark-Pardee Constraint |  | 5 | 1 | YES | 2 | 4 | 1 | YES | 2
PG&E FRESNO | Manning | 230 | 0 | 0 | 0 | 0 | 0 | 0 | 0 | 0 | 0 | 0 | 0 | 0 | 0 | 0 | 0 | 0 | 0 | 0 | 0 | 0 | 0 | 0 | 0 | 0 | 0 | 0 | 0 | 0 | 0 | 0 | 0 | 0 | 0 | 0 | 0 | 0 | 0 | 0 | 0 | 0 | 0 | 0 | 0 | 0 | 0 | 0 | 0 | 0 | 0 | 0 | 0 | 0 | 0 | 0 | 0 | 0 | 0 | 0 | 0 | 0 | 0 | 0 | 0 | 0 | 0 | 0 | 0 | 0 | 0 | 0 | 0 | 0 | 0 | 0 | 0 | 0 | 0 | 0 | 0 | 1 | 0 | 1 | 0 | 0 | 0 | 0 | 0 | 0 | 0 | 0 | 0 | 0 | 0 | 0 | 0 | 0 | 0 | 0 |  | 0 | 0 | 0 | 0 | 0 | 0 | 0 | 0 | 0 | 0 | 0 | 0 | 0 | 0 | 0 | 0 | 0 | 0 | 0 | 0 | 0 | 0 | 0 | 0 | 100 | 0 | 0 | 0 | 0 | 1 | 0 | 0 | 1 | 0 | 1 | 0 | 256.42 | -4911.332 | -3937.2282 | Gates 500/230kV TB #11 | Gates 500/230kV TB #11 | Gates 500/230kV TB #11 |  | 0 | 0 | 0 | 0 | 0 | 0 | 1198.4 | 316.7 | 685.2366 | Tranquility-Helm 230kV Line | Tranquility-Helm 230kV Line | Tranquility-Helm 230kV Line |  | 5 | 1 | YES | 2 | 5 | 1 | YES | 2
PG&E FRESNO | Manning | 500 | 0 | 0 | 0 | 0 | 0 | 0 | 0 | 0 | 0 | 0 | 0 | 0 | 0 | 0 | 0 | 0 | 0 | 0 | 0 | 0 | 0 | 0 | 0 | 0 | 0 | 0 | 0 | 0 | 0 | 0 | 0 | 0 | 0 | 0 | 0 | 0 | 0 | 0 | 0 | 0 | 0 | 0 | 0 | 0 | 0 | 0 | 0 | 0 | 0 | 0 | 0 | 0 | 0 | 0 | 0 | 0 | 0 | 0 | 0 | 0 | 0 | 0 | 0 | 0 | 0 | 0 | 0 | 0 | 0 | 0 | 0 | 0 | 0 | 0 | 0 | 0 | 0 | 1 | 0 | 0 | 0 | 0 | 0 | 0 | 0 | 0 | 0 | 0 | 0 | 0 | 0 | 0 | 0 | 0 | 0 | 0 | 0 | 0 |  | 0 | 0 | 0 | 0 | 0 | 0 | 0 | 0 | 0 | 0 | 0 | 0 | 0 | 0 | 0 | 0 | 0 | 0 | 0 | 0 | 0 | 0 | 0 | 0 | 1591 | 278.6 | 0 | 800 | 0 | 1 | 0 | 0 | 0 | 0 | 0 | 0 | 1241.35 | 750.39 | 1603.016 | Manning 500kV | Manning 500kV | Manning 500kV |  | 0 | 0 | 0 | 0 | 0 | 0 | 1241.35 | 750.39 | 1603.016 | Manning 500kV | Manning 500kV | Manning 500kV |  | 1 | 1 | NO | 1 | 1 | 1 | NO | 1
PG&E GBA | Manteca | 115 | 0 | 0 | 0 | 0 | 0 | 0 | 0 | 0 | 0 | 0 | 0 | 0 | 0 | 0 | 0 | 0 | 0 | 0 | 0 | 0 | 0 | 0 | 0 | 0 | 0 | 0 | 0 | 0 | 0 | 0 | 0 | 0 | 0 | 0 | 0 | 0 | 0 | 0 | 0 | 0 | 0 | 0 | 0 | 0 | 0 | 1 | 0 | 0 | 0 | 0 | 0 | 0 | 0 | 0 | 0 | 1 | 0 | 1 | 0 | 1 | 0 | 0 | 0 | 0 | 0 | 1 | 0 | 1 | 0 | 0 | 0 | 0 | 0 | 0 | 0 | 0 | 0 | 0 | 1 | 1 | 0 | 0 | 0 | 0 | 0 | 0 | 0 | 0 | 0 | 0 | 0 | 0 | 0 | 0 | 1 | 1 | 0 | 0 |  | 0 | 0 | 0 | 0 | 0 | 0 | 0 | 0 | 0 | 0 | 0 | 0 | 0 | 0 | 0 | 0 | 0 | 0 | 0 | 0 | 0 | 0 | 0 | 0 | 0 | 0 | 0 | 0 | 0 | 0 | 2 | 0 | 4 | 0 | 2 | 1 | -194.5 | -4911.332 | -3937.2282 | Bellota-Weber 230kV line | Gates 500/230kV TB #11 | Gates 500/230kV TB #11 |  | 1 | 0 | 0 | 0 | 0 | 0 | -52.2 | 5.59 | 543.909 | Kasson Jct-Heinz 115 kV line | Kasson Jct-Heinz 115 kV line | Kasson Jct-Heinz 115 kV line |  | 5 | 5 | NO | 5 | 5 | 1 | YES | 2
SDGE | Margarita | 138 | 0 | 0 | 0 | 0 | 0 | 0 | 0 | 0 | 0 | 0 | 0 | 0 | 0 | 0 | 0 | 0 | 0 | 0 | 0 | 0 | 0 | 0 | 0 | 0 | 0 | 1 | 0 | 0 | 0 | 0 | 0 | 0 | 0 | 0 | 0 | 0 | 0 | 1 | 1 | 0 | 0 | 0 | 0 | 0 | 0 | 0 | 0 | 0 | 0 | 0 | 0 | 0 | 0 | 0 | 0 | 0 | 0 | 0 | 0 | 0 | 0 | 0 | 0 | 0 | 0 | 0 | 0 | 0 | 0 | 0 | 0 | 0 | 0 | 0 | 0 | 0 | 0 | 0 | 0 | 0 | 0 | 0 | 0 | 0 | 0 | 0 | 0 | 0 | 0 | 0 | 0 | 0 | 0 | 0 | 0 | 0 | 0 | 0 |  | 0 | 0 | 0 | 0 | 0 | 0 | 0 | 0 | 0 | 0 | 0 | 0 | 0 | 0 | 0 | 0 | 0 | 0 | 0 | 0 | 0 | 0 | 0 | 0 | 94 | 0 | 0 | 0 | 0 | 1 | 0 | 0 | 0 | 0 | 0 | 0 | 495.36 | 434.26 | 426.74 | Trabuco-Capistrano 138 kV constraint | Trabuco-Capistrano 138 kV constraint | Trabuco-Capistrano 138 kV constraint |  | 0 | 0 | 0 | 0 | 0 | 0 | 495.36 | 434.26 | 426.74 | Trabuco-Capistrano 138 kV constraint | Trabuco-Capistrano 138 kV constraint | Trabuco-Capistrano 138 kV constraint |  | 1 | 1 | NO | 1 | 1 | 1 | NO | 1
PG&E GBA | Martin | 230 | 0 | 0 | 0 | 0 | 0 | 0 | 0 | 0 | 0 | 0 | 0 | 0 | 0 | 0 | 0 | 0 | 0 | 0 | 0 | 0 | 0 | 0 | 0 | 0 | 0 | 0 | 0 | 0 | 0 | 0 | 0 | 0 | 0 | 0 | 0 | 0 | 0 | 0 | 0 | 1 | 0 | 0 | 0 | 0 | 0 | 0 | 0 | 0 | 0 | 0 | 0 | 0 | 1 | 0 | 0 | 0 | 0 | 0 | 0 | 0 | 0 | 0 | 0 | 0 | 0 | 0 | 0 | 0 | 0 | 0 | 0 | 0 | 0 | 0 | 0 | 0 | 0 | 0 | 0 | 0 | 0 | 0 | 0 | 0 | 0 | 0 | 0 | 0 | 0 | 0 | 0 | 0 | 0 | 0 | 0 | 0 | 0 | 1 |  | 0 | 0 | 0 | 0 | 0 | 0 | 0 | 0 | 0 | 0 | 0 | 0 | 0 | 0 | 0 | 0 | 0 | 0 | 0 | 0 | 0 | 0 | 0 | 0 | 0 | 0 | 0 | 0 | 0 | 0 | 1 | 0 | 1 | 0 | 0 | 0 | -1437.69 | -961.1112 | 977.7909 | Collinsville-Tesla 500 kV Line | Collinsville-Tesla 500 kV Line | Collinsville-Tesla 500 kV Line |  | 0 | 0 | 0 | 0 | 0 | 0 | 2381.7 | 2366.26 | 977.7909 | Sobrante-Moraga 230 kV line | Sobrante-Moraga 230 kV line | Collinsville-Tesla 500 kV Line |  | 5 | 1 | YES | 2 | 1 | 1 | NO | 1
PG&E GBA | Martin | 115 | 0 | 0 | 0 | 0 | 0 | 0 | 0 | 0 | 0 | 0 | 0 | 0 | 0 | 0 | 0 | 0 | 0 | 0 | 0 | 0 | 0 | 0 | 0 | 0 | 0 | 0 | 0 | 0 | 0 | 0 | 0 | 0 | 0 | 0 | 0 | 0 | 0 | 0 | 0 | 0 | 0 | 0 | 0 | 0 | 0 | 0 | 0 | 0 | 0 | 0 | 0 | 0 | 1 | 0 | 0 | 1 | 0 | 0 | 0 | 0 | 0 | 0 | 0 | 0 | 0 | 1 | 0 | 0 | 0 | 0 | 0 | 0 | 0 | 0 | 0 | 0 | 0 | 0 | 0 | 0 | 0 | 0 | 0 | 0 | 0 | 0 | 0 | 0 | 0 | 0 | 0 | 0 | 0 | 0 | 0 | 0 | 0 | 1 |  | 0 | 0 | 0 | 0 | 0 | 0 | 0 | 0 | 0 | 0 | 0 | 0 | 0 | 0 | 0 | 0 | 0 | 0 | 0 | 0 | 0 | 0 | 0 | 0 | 0 | 0 | 188 | 0 | 0 | 1 | 0 | 0 | 0 | 0 | 0 | 0 | 2381.7 | 2366.26 | 4302.36 | Sobrante-Moraga 230 kV line | Sobrante-Moraga 230 kV line | Sobrante-Moraga 230 kV line |  | 0 | 0 | 0 | 0 | 0 | 0 | 2381.7 | 2366.26 | 4302.36 | Sobrante-Moraga 230 kV line | Sobrante-Moraga 230 kV line | Sobrante-Moraga 230 kV line |  | 1 | 1 | NO | 1 | 1 | 1 | NO | 1
PG&E GBA | Martinez | 115 | 0 | 0 | 0 | 0 | 0 | 0 | 0 | 0 | 0 | 0 | 0 | 0 | 0 | 0 | 0 | 0 | 0 | 0 | 0 | 0 | 0 | 0 | 0 | 0 | 0 | 0 | 0 | 0 | 0 | 0 | 0 | 0 | 0 | 0 | 0 | 0 | 0 | 0 | 0 | 1 | 0 | 0 | 0 | 0 | 0 | 0 | 0 | 0 | 0 | 1 | 0 | 0 | 1 | 1 | 1 | 1 | 0 | 0 | 1 | 1 | 0 | 0 | 0 | 0 | 0 | 1 | 0 | 0 | 0 | 0 | 0 | 0 | 0 | 0 | 0 | 0 | 0 | 0 | 0 | 0 | 0 | 0 | 0 | 0 | 0 | 0 | 0 | 0 | 0 | 0 | 0 | 0 | 0 | 0 | 0 | 0 | 0 | 2 |  | 0 | 0 | 0 | 0 | 0 | 0 | 0 | 0 | 0 | 0 | 0 | 0 | 0 | 0 | 0 | 0 | 0 | 0 | 0 | 0 | 0 | 0 | 0 | 0 | 0 | 0 | 0 | 0 | 0 | 0 | 2 | 0 | 1 | 0 | 0 | 0 | -1437.69 | -961.1112 | 977.7909 | Collinsville-Tesla 500 kV Line | Collinsville-Tesla 500 kV Line | Collinsville-Tesla 500 kV Line |  | 0 | 0 | 0 | 0 | 0 | 0 | 484.61 | 776.7038 | 977.7909 | Contra Costa- Windmaster 230 kV line | Contra Costa- Windmaster 230 kV line | Collinsville-Tesla 500 kV Line |  | 5 | 1 | YES | 2 | 1 | 1 | NO | 1
PG&E FRESNO | Mc Mullin | 230 | 0 | 0 | 0 | 0 | 0 | 0 | 0 | 0 | 0 | 0 | 0 | 0 | 0 | 0 | 0 | 0 | 0 | 0 | 0 | 0 | 0 | 0 | 0 | 0 | 0 | 0 | 0 | 0 | 0 | 0 | 0 | 0 | 0 | 0 | 0 | 0 | 0 | 0 | 0 | 0 | 0 | 0 | 0 | 0 | 0 | 1 | 0 | 0 | 0 | 0 | 0 | 0 | 0 | 0 | 0 | 0 | 0 | 0 | 0 | 0 | 0 | 0 | 0 | 0 | 0 | 0 | 0 | 0 | 0 | 0 | 0 | 0 | 0 | 0 | 0 | 0 | 0 | 0 | 1 | 1 | 0 | 1 | 0 | 0 | 0 | 1 | 0 | 0 | 0 | 1 | 0 | 0 | 0 | 0 | 0 | 0 | 0 | 1 |  | 0 | 0 | 0 | 0 | 0 | 0 | 0 | 0 | 0 | 0 | 0 | 0 | 0 | 0 | 0 | 0 | 0 | 0 | 0 | 0 | 0 | 0 | 0 | 0 | 0 | 0 | 0 | 0 | 0 | 0 | 2 | 0 | 4 | 0 | 3 | 0 | -516.8 | -4911.332 | -3937.2282 | Borden-Storey #1 230kV line | Gates 500/230kV TB #11 | Gates 500/230kV TB #11 |  | 0 | 0 | 0 | 0 | 0 | 0 | 265.5 | 38.76 | 685.2366 | Bellota-Weber 230kV line | Los Banos 500/230kV TB | Tranquility-Helm 230kV Line |  | 5 | 1 | YES | 2 | 5 | 1 | YES | 2
PG&E FRESNO | McCall | 115 | 0 | 0 | 0 | 0 | 0 | 0 | 0 | 0 | 0 | 0 | 0 | 0 | 0 | 0 | 0 | 0 | 0 | 0 | 0 | 0 | 0 | 0 | 0 | 0 | 0 | 0 | 0 | 0 | 0 | 0 | 0 | 0 | 0 | 0 | 0 | 0 | 0 | 0 | 0 | 0 | 0 | 0 | 0 | 0 | 0 | 1 | 0 | 0 | 0 | 0 | 0 | 0 | 0 | 0 | 0 | 0 | 0 | 0 | 0 | 0 | 0 | 0 | 0 | 0 | 0 | 0 | 0 | 0 | 0 | 0 | 0 | 0 | 0 | 0 | 0 | 0 | 0 | 0 | 1 | 0 | 0 | 1 | 0 | 1 | 0 | 1 | 0 | 0 | 0 | 1 | 0 | 0 | 0 | 0 | 0 | 0 | 0 | 1 |  | 0 | 0 | 0 | 0 | 0 | 0 | 0 | 0 | 0 | 0 | 0 | 0 | 0 | 0 | 0 | 0 | 0 | 0 | 0 | 0 | 0 | 0 | 0 | 0 | 0 | 0 | 0 | 0 | 0 | 0 | 3 | 0 | 4 | 0 | 2 | 0 | -516.8 | -4040.202 | -3868.183 | Borden-Storey #1 230kV line | Gates 500/230kV TB #12 | Gates 500/230kV TB #12 |  | 0 | 0 | 0 | 0 | 0 | 0 | 265.5 | 38.76 | 685.2366 | Bellota-Weber 230kV line | Los Banos 500/230kV TB | Tranquility-Helm 230kV Line |  | 5 | 1 | YES | 2 | 5 | 1 | YES | 2
PG&E FRESNO | McCall | 230 | 0 | 0 | 0 | 0 | 0 | 0 | 0 | 0 | 0 | 0 | 0 | 0 | 0 | 0 | 0 | 0 | 0 | 0 | 0 | 0 | 0 | 0 | 0 | 0 | 0 | 0 | 0 | 0 | 0 | 0 | 0 | 0 | 0 | 0 | 0 | 0 | 0 | 0 | 0 | 0 | 0 | 0 | 0 | 0 | 0 | 1 | 0 | 0 | 0 | 0 | 0 | 0 | 0 | 0 | 0 | 0 | 0 | 0 | 0 | 0 | 0 | 0 | 0 | 0 | 0 | 0 | 0 | 0 | 0 | 0 | 0 | 0 | 0 | 0 | 0 | 0 | 0 | 0 | 1 | 1 | 0 | 1 | 0 | 0 | 0 | 1 | 0 | 0 | 0 | 1 | 0 | 0 | 0 | 0 | 0 | 0 | 0 | 1 |  | 0 | 0 | 0 | 0 | 0 | 0 | 0 | 0 | 0 | 0 | 0 | 0 | 0 | 0 | 0 | 0 | 0 | 0 | 0 | 0 | 0 | 0 | 0 | 0 | 0 | 0 | 0 | 0 | 0 | 0 | 2 | 0 | 4 | 0 | 3 | 0 | -516.8 | -4911.332 | -3937.2282 | Borden-Storey #1 230kV line | Gates 500/230kV TB #11 | Gates 500/230kV TB #11 |  | 0 | 0 | 0 | 0 | 0 | 0 | 265.5 | 38.76 | 685.2366 | Bellota-Weber 230kV line | Los Banos 500/230kV TB | Tranquility-Helm 230kV Line |  | 5 | 1 | YES | 2 | 5 | 1 | YES | 2
PG&E GBA | Meadow Lane | 115 | 0 | 0 | 0 | 0 | 0 | 0 | 0 | 0 | 0 | 0 | 0 | 0 | 0 | 0 | 0 | 0 | 0 | 0 | 0 | 0 | 0 | 0 | 0 | 0 | 0 | 0 | 0 | 0 | 0 | 0 | 0 | 0 | 0 | 0 | 0 | 0 | 0 | 0 | 0 | 1 | 0 | 0 | 0 | 0 | 0 | 0 | 0 | 0 | 0 | 0 | 0 | 0 | 0 | 0 | 0 | 0 | 0 | 0 | 0 | 0 | 0 | 0 | 0 | 0 | 0 | 0 | 0 | 0 | 0 | 0 | 0 | 0 | 0 | 0 | 0 | 0 | 0 | 0 | 0 | 0 | 0 | 0 | 0 | 0 | 0 | 0 | 0 | 0 | 0 | 0 | 0 | 0 | 0 | 0 | 0 | 0 | 0 | 0 |  | 0 | 0 | 0 | 0 | 0 | 0 | 0 | 0 | 0 | 0 | 0 | 0 | 0 | 0 | 0 | 0 | 0 | 0 | 0 | 0 | 0 | 0 | 0 | 0 | 0 | 0 | 0 | 0 | 0 | 0 | 1 | 0 | 1 | 0 | 0 | 0 | -1437.69 | -961.1112 | 977.7909 | Collinsville-Tesla 500 kV Line | Collinsville-Tesla 500 kV Line | Collinsville-Tesla 500 kV Line |  | 0 | 0 | 0 | 0 | 0 | 0 | 7207.31 | 7683.8888 | 977.7909 | Collinsville-Tesla 500 kV Line | Collinsville-Tesla 500 kV Line | Collinsville-Tesla 500 kV Line |  | 5 | 1 | YES | 2 | 1 | 1 | NO | 1
PG&E GBA | Melones | 115 | 0 | 0 | 0 | 0 | 0 | 0 | 0 | 0 | 0 | 0 | 0 | 0 | 0 | 0 | 0 | 0 | 0 | 0 | 0 | 0 | 0 | 0 | 0 | 0 | 0 | 0 | 0 | 0 | 0 | 0 | 0 | 0 | 0 | 0 | 0 | 0 | 0 | 0 | 0 | 0 | 0 | 0 | 0 | 0 | 0 | 1 | 0 | 0 | 0 | 0 | 0 | 0 | 0 | 0 | 0 | 1 | 0 | 1 | 0 | 1 | 0 | 0 | 0 | 0 | 0 | 1 | 0 | 0 | 0 | 0 | 0 | 0 | 0 | 0 | 0 | 0 | 0 | 0 | 0 | 0 | 0 | 0 | 0 | 0 | 0 | 0 | 0 | 0 | 0 | 0 | 0 | 0 | 0 | 0 | 0 | 0 | 0 | 0 |  | 0 | 0 | 0 | 0 | 0 | 0 | 0 | 0 | 0 | 0 | 0 | 0 | 0 | 0 | 0 | 0 | 0 | 0 | 0 | 0 | 0 | 0 | 0 | 0 | 0 | 0 | 0 | 0 | 0 | 0 | 2 | 0 | 1 | 0 | 0 | 0 | -194.5 | -212.19 | 543.909 | Bellota-Weber 230kV line | Bellota-Weber 230kV line | Kasson Jct-Heinz 115 kV line |  | 1 | 0 | 0 | 0 | 0 | 0 | -52.2 | 5.59 | 543.909 | Kasson Jct-Heinz 115 kV line | Kasson Jct-Heinz 115 kV line | Kasson Jct-Heinz 115 kV line |  | 5 | 5 | NO | 5 | 1 | 1 | NO | 1
PG&E GBA | Melones | 230 | 0 | 0 | 0 | 0 | 0 | 0 | 0 | 0 | 0 | 0 | 0 | 0 | 0 | 0 | 0 | 0 | 0 | 0 | 0 | 0 | 0 | 0 | 0 | 0 | 0 | 0 | 0 | 0 | 0 | 0 | 0 | 0 | 0 | 0 | 0 | 0 | 0 | 0 | 0 | 0 | 0 | 0 | 0 | 0 | 0 | 1 | 0 | 0 | 0 | 0 | 0 | 0 | 0 | 0 | 0 | 1 | 0 | 1 | 0 | 1 | 0 | 0 | 0 | 0 | 0 | 1 | 0 | 0 | 0 | 0 | 0 | 0 | 0 | 0 | 0 | 0 | 0 | 0 | 0 | 0 | 0 | 0 | 0 | 0 | 0 | 0 | 0 | 0 | 0 | 0 | 0 | 0 | 0 | 0 | 0 | 0 | 0 | 0 |  | 0 | 0 | 0 | 0 | 0 | 0 | 0 | 0 | 0 | 0 | 0 | 0 | 0 | 0 | 0 | 0 | 0 | 0 | 0 | 0 | 0 | 0 | 0 | 0 | 0 | 0 | 0 | 0 | 0 | 0 | 2 | 0 | 1 | 0 | 0 | 0 | -194.5 | -212.19 | 543.909 | Bellota-Weber 230kV line | Bellota-Weber 230kV line | Kasson Jct-Heinz 115 kV line |  | 1 | 0 | 0 | 0 | 0 | 0 | -52.2 | 5.59 | 543.909 | Kasson Jct-Heinz 115 kV line | Kasson Jct-Heinz 115 kV line | Kasson Jct-Heinz 115 kV line |  | 5 | 5 | NO | 5 | 1 | 1 | NO | 1
SDGE | Melrose | 69 | 0 | 0 | 0 | 0 | 0 | 0 | 0 | 0 | 0 | 0 | 0 | 0 | 0 | 0 | 0 | 0 | 0 | 0 | 0 | 0 | 0 | 0 | 0 | 0 | 0 | 1 | 0 | 0 | 0 | 0 | 0 | 0 | 1 | 1 | 0 | 0 | 0 | 1 | 0 | 0 | 0 | 0 | 0 | 0 | 0 | 0 | 0 | 0 | 0 | 0 | 0 | 0 | 0 | 0 | 0 | 0 | 0 | 0 | 0 | 0 | 0 | 0 | 0 | 0 | 0 | 0 | 0 | 0 | 0 | 0 | 0 | 0 | 0 | 0 | 0 | 0 | 0 | 0 | 0 | 0 | 0 | 0 | 0 | 0 | 0 | 0 | 0 | 0 | 0 | 0 | 0 | 0 | 0 | 0 | 0 | 0 | 0 | 1 |  | 0 | 0 | 0 | 0 | 0 | 0 | 0 | 0 | 0 | 0 | 0 | 20 | 0 | 0 | 1 | 0 | 0 | 0 | 0 | 0 | 0 | 0 | 0 | 0 | 0 | 0 | 20 | 0 | 0 | 1 | 0 | 1 | 0 | 1 | 0 | 0 | -99.1 | -698.67 | 284 | San Luis Rey-San Onofre 230 kV line constraint | San Luis Rey-San Onofre 230 kV line constraint | Ocean Ranch 69 kV constraint |  | 0 | 1 | 0 | 1 | 0 | 0 | -99.1 | -698.67 | 284 | San Luis Rey-San Onofre 230 kV line constraint | San Luis Rey-San Onofre 230 kV line constraint | Ocean Ranch 69 kV constraint |  | 4 | 4 | NO | 4 | 1 | 1 | NO | 1
PG&E NGBA | Mendocino | 115 | 0 | 0 | 0 | 0 | 0 | 0 | 0 | 0 | 0 | 0 | 0 | 0 | 0 | 0 | 0 | 0 | 0 | 0 | 0 | 0 | 0 | 0 | 0 | 0 | 0 | 0 | 0 | 0 | 0 | 0 | 0 | 0 | 0 | 0 | 0 | 0 | 0 | 0 | 0 | 1 | 0 | 0 | 0 | 0 | 0 | 0 | 0 | 0 | 0 | 0 | 0 | 0 | 1 | 0 | 0 | 0 | 0 | 0 | 0 | 0 | 0 | 0 | 0 | 0 | 0 | 0 | 1 | 0 | 0 | 0 | 0 | 0 | 0 | 0 | 0 | 0 | 0 | 0 | 0 | 0 | 0 | 0 | 0 | 0 | 0 | 0 | 0 | 0 | 0 | 0 | 0 | 0 | 0 | 0 | 0 | 0 | 0 | 1 |  | 0 | 0 | 0 | 0 | 0 | 0 | 0 | 0 | 0 | 0 | 0 | 0 | 0 | 0 | 0 | 0 | 0 | 0 | 0 | 0 | 0 | 0 | 0 | 5 | 0 | 0 | 0 | 0 | 0 | 1 | 2 | 0 | 2 | 0 | 0 | 0 | -1437.69 | -961.1112 | 317.0526 | Collinsville-Tesla 500 kV Line | Collinsville-Tesla 500 kV Line | Birds Landing-Contra Costa 230kV Line |  | 0 | 0 | 0 | 0 | 0 | 0 | 1432.61 | 1724.7038 | 317.0526 | Birds Landing-Contra Costa 230kV Line | Birds Landing-Contra Costa 230kV Line | Birds Landing-Contra Costa 230kV Line |  | 5 | 1 | YES | 2 | 1 | 1 | NO | 1
PG&E NGBA | Mendocino | 60 | 0 | 0 | 0 | 0 | 0 | 0 | 0 | 0 | 0 | 0 | 0 | 0 | 0 | 0 | 0 | 0 | 0 | 0 | 0 | 0 | 0 | 0 | 0 | 0 | 0 | 0 | 0 | 0 | 0 | 0 | 0 | 0 | 0 | 0 | 0 | 0 | 0 | 0 | 0 | 1 | 0 | 1 | 0 | 0 | 0 | 0 | 0 | 0 | 0 | 0 | 0 | 0 | 1 | 0 | 1 | 1 | 0 | 0 | 0 | 0 | 0 | 0 | 0 | 0 | 0 | 0 | 1 | 0 | 0 | 0 | 0 | 0 | 0 | 0 | 0 | 0 | 0 | 0 | 0 | 0 | 0 | 0 | 0 | 0 | 0 | 0 | 0 | 0 | 0 | 0 | 0 | 0 | 0 | 0 | 0 | 0 | 0 | 1 |  | 0 | 0 | 0 | 0 | 0 | 0 | 0 | 0 | 0 | 0 | 0 | 0 | 0 | 0 | 0 | 0 | 0 | 0 | 0 | 0 | 0 | 0 | 0 | 0 | 0 | 0 | 0 | 0 | 0 | 0 | 2 | 0 | 2 | 0 | 0 | 0 | -1437.69 | -961.1112 | 317.0526 | Collinsville-Tesla 500 kV Line | Collinsville-Tesla 500 kV Line | Birds Landing-Contra Costa 230kV Line |  | 0 | 0 | 0 | 0 | 0 | 0 | 484.61 | 771.8 | 317.0526 | Contra Costa- Windmaster 230 kV line | Cortina-Eagle Rock 115 kV line | Birds Landing-Contra Costa 230kV Line |  | 5 | 1 | YES | 2 | 1 | 1 | NO | 1
PG&E FRESNO | Mendota | 115 | 0 | 0 | 0 | 0 | 0 | 0 | 0 | 0 | 0 | 0 | 0 | 0 | 0 | 0 | 0 | 0 | 0 | 0 | 0 | 0 | 0 | 0 | 0 | 0 | 0 | 0 | 0 | 0 | 0 | 0 | 0 | 0 | 0 | 0 | 0 | 0 | 0 | 0 | 0 | 0 | 0 | 0 | 0 | 0 | 0 | 1 | 0 | 0 | 0 | 0 | 0 | 0 | 0 | 0 | 0 | 0 | 0 | 0 | 0 | 0 | 0 | 0 | 0 | 0 | 0 | 0 | 0 | 0 | 0 | 0 | 0 | 0 | 0 | 0 | 0 | 0 | 0 | 0 | 1 | 1 | 1 | 1 | 1 | 1 | 1 | 1 | 0 | 1 | 0 | 1 | 1 | 0 | 1 | 0 | 0 | 0 | 0 | 2 |  | 0 | 0 | 0 | 0 | 0 | 0 | 0 | 0 | 0 | 0 | 0 | 0 | 0 | 0 | 0 | 0 | 0 | 0 | 0 | 0 | 0 | 0 | 0 | 0 | 0 | 0 | 0 | 0 | 0 | 0 | 3 | 0 | 5 | 0 | 3 | 0 | -516.8 | -4911.332 | -3937.2282 | Borden-Storey #1 230kV line | Gates 500/230kV TB #11 | Gates 500/230kV TB #11 |  | 0 | 0 | 0 | 0 | 0 | 0 | 122 | 38.76 | 126.1276 | Merced 115/70kV TB#2 | Los Banos 500/230kV TB | Oro Loma-El Nido 115kV Line |  | 5 | 1 | YES | 2 | 5 | 1 | YES | 2
PG&E GBA | Menlo | 60 | 0 | 0 | 0 | 0 | 0 | 0 | 0 | 0 | 0 | 0 | 0 | 0 | 0 | 0 | 0 | 0 | 0 | 0 | 0 | 0 | 0 | 0 | 0 | 0 | 0 | 0 | 0 | 0 | 0 | 0 | 0 | 0 | 0 | 0 | 0 | 0 | 0 | 0 | 0 | 1 | 0 | 0 | 0 | 0 | 0 | 0 | 0 | 0 | 0 | 0 | 0 | 0 | 1 | 0 | 0 | 1 | 0 | 0 | 0 | 0 | 0 | 0 | 0 | 0 | 0 | 0 | 0 | 0 | 0 | 0 | 0 | 0 | 0 | 0 | 0 | 0 | 0 | 0 | 0 | 0 | 0 | 0 | 0 | 0 | 0 | 0 | 0 | 0 | 0 | 0 | 0 | 0 | 0 | 0 | 0 | 0 | 0 | 1 |  | 0 | 0 | 0 | 0 | 0 | 0 | 0 | 0 | 0 | 0 | 0 | 0 | 0 | 0 | 0 | 0 | 0 | 0 | 0 | 0 | 0 | 0 | 0 | 0 | 0 | 0 | 0 | 0 | 0 | 0 | 1 | 0 | 1 | 0 | 0 | 0 | -1437.69 | -961.1112 | 977.7909 | Collinsville-Tesla 500 kV Line | Collinsville-Tesla 500 kV Line | Collinsville-Tesla 500 kV Line |  | 0 | 0 | 0 | 0 | 0 | 0 | 2381.7 | 2366.26 | 977.7909 | Sobrante-Moraga 230 kV line | Sobrante-Moraga 230 kV line | Collinsville-Tesla 500 kV Line |  | 5 | 1 | YES | 2 | 1 | 1 | NO | 1
PG&E FRESNO | Merced | 115 | 0 | 0 | 0 | 0 | 0 | 0 | 0 | 0 | 0 | 0 | 0 | 0 | 0 | 0 | 0 | 0 | 0 | 0 | 0 | 0 | 0 | 0 | 0 | 0 | 0 | 0 | 0 | 0 | 0 | 0 | 0 | 0 | 0 | 0 | 0 | 0 | 0 | 0 | 0 | 0 | 0 | 0 | 0 | 0 | 0 | 1 | 0 | 0 | 0 | 0 | 0 | 0 | 0 | 0 | 0 | 0 | 0 | 0 | 0 | 1 | 0 | 0 | 0 | 0 | 0 | 0 | 0 | 0 | 0 | 0 | 0 | 0 | 0 | 0 | 0 | 0 | 0 | 0 | 1 | 1 | 0 | 1 | 1 | 1 | 1 | 1 | 0 | 1 | 1 | 1 | 0 | 0 | 1 | 0 | 0 | 0 | 0 | 2 |  | 0 | 0 | 0 | 0 | 0 | 0 | 0 | 0 | 0 | 0 | 0 | 0 | 0 | 0 | 0 | 0 | 0 | 0 | 0 | 0 | 0 | 0 | 0 | 0 | 0 | 0 | 0 | 0 | 0 | 0 | 3 | 0 | 5 | 0 | 3 | 0 | -516.8 | -4911.332 | -3937.2282 | Borden-Storey #1 230kV line | Gates 500/230kV TB #11 | Gates 500/230kV TB #11 |  | 0 | 0 | 0 | 0 | 0 | 0 | 265.5 | 38.76 | 126.1276 | Bellota-Weber 230kV line | Los Banos 500/230kV TB | Oro Loma-El Nido 115kV Line |  | 5 | 1 | YES | 2 | 5 | 1 | YES | 2
EOP | Mercury | 138 | 0 | 0 | 0 | 0 | 0 | 0 | 0 | 0 | 0 | 0 | 0 | 0 | 0 | 0 | 0 | 0 | 0 | 0 | 0 | 0 | 0 | 0 | 1 | 1 | 1 | 0 | 0 | 0 | 0 | 0 | 0 | 0 | 0 | 0 | 0 | 0 | 0 | 0 | 0 | 0 | 0 | 0 | 0 | 0 | 0 | 0 | 0 | 0 | 0 | 0 | 0 | 0 | 0 | 0 | 0 | 0 | 0 | 0 | 0 | 0 | 0 | 0 | 0 | 0 | 0 | 0 | 0 | 0 | 0 | 0 | 0 | 0 | 0 | 0 | 0 | 0 | 0 | 0 | 0 | 0 | 0 | 0 | 0 | 0 | 0 | 0 | 0 | 0 | 0 | 0 | 0 | 0 | 0 | 0 | 0 | 0 | 0 | 2 |  | 0 | 0 | 0 | 0 | 0 | 0 | 0 | 0 | 0 | 0 | 0 | 0 | 0 | 0 | 0 | 0 | 0 | 0 | 0 | 0 | 0 | 0 | 0 | 0 | 0 | 0 | 0 | 0 | 0 | 0 | 1 | 1 | 1 | 0 | 0 | 1 | -4343.191 | -2038.908 | -1396.283 | Lugo - Victorville area constraint | Lugo - Victorville area constraint | Lugo - Victorville area constraint |  | 0 | 1 | 0 | 0 | 0 | 0 | -160.5 | 1398.25 | 3367.55 | Sloan Canyon - Eldorado 500 kV constraint | Sloan Canyon - Eldorado 500 kV constraint | GLW 230kV area constraint |  | 5 | 3 | YES | 3 | 4 | 1 | YES | 2
PG&E FRESNO | Mercy Springs | 70 | 0 | 0 | 0 | 0 | 0 | 0 | 0 | 0 | 0 | 0 | 0 | 0 | 0 | 0 | 0 | 0 | 0 | 0 | 0 | 0 | 0 | 0 | 0 | 0 | 0 | 0 | 0 | 0 | 0 | 0 | 0 | 0 | 0 | 0 | 0 | 0 | 0 | 0 | 0 | 0 | 0 | 0 | 0 | 0 | 0 | 0 | 0 | 0 | 0 | 0 | 0 | 0 | 0 | 0 | 0 | 0 | 0 | 0 | 0 | 0 | 0 | 0 | 0 | 0 | 0 | 0 | 0 | 0 | 0 | 0 | 0 | 0 | 0 | 0 | 0 | 0 | 0 | 0 | 1 | 1 | 0 | 0 | 0 | 0 | 0 | 1 | 0 | 0 | 0 | 0 | 0 | 0 | 0 | 0 | 0 | 0 | 0 | 1 |  | 0 | 0 | 0 | 0 | 0 | 0 | 0 | 0 | 0 | 0 | 0 | 0 | 0 | 0 | 0 | 0 | 0 | 0 | 0 | 0 | 0 | 0 | 0 | 0 | 0 | 75 | 78 | 0 | 0 | 1 | 0 | 0 | 2 | 0 | 2 | 0 | 71.87 | -4911.332 | -3937.2282 | Gates 500/230kV TB #12 | Gates 500/230kV TB #11 | Gates 500/230kV TB #11 |  | 0 | 0 | 0 | 0 | 0 | 0 | 384.55 | 38.76 | 2405.7718 | Los Banos 500/230kV TB | Los Banos 500/230kV TB | Gates 500/230kV TB #11 |  | 5 | 1 | YES | 2 | 5 | 1 | YES | 2
PG&E NGBA | Meridian | 60 | 0 | 0 | 0 | 0 | 0 | 0 | 0 | 0 | 0 | 0 | 0 | 0 | 0 | 0 | 0 | 0 | 0 | 0 | 0 | 0 | 0 | 0 | 0 | 0 | 0 | 0 | 0 | 0 | 0 | 0 | 0 | 0 | 0 | 0 | 0 | 0 | 0 | 0 | 0 | 1 | 0 | 0 | 0 | 0 | 0 | 0 | 0 | 0 | 0 | 0 | 0 | 0 | 1 | 0 | 0 | 0 | 0 | 0 | 0 | 0 | 0 | 0 | 0 | 0 | 0 | 0 | 1 | 0 | 0 | 0 | 0 | 0 | 0 | 0 | 0 | 0 | 0 | 0 | 0 | 0 | 0 | 0 | 0 | 0 | 0 | 0 | 0 | 0 | 0 | 0 | 0 | 0 | 0 | 0 | 0 | 0 | 0 | 1 |  | 0 | 0 | 0 | 0 | 0 | 0 | 0 | 0 | 0 | 0 | 0 | 0 | 0 | 0 | 0 | 0 | 0 | 0 | 0 | 0 | 0 | 0 | 0 | 0 | 0 | 0 | 0 | 0 | 0 | 0 | 2 | 0 | 2 | 0 | 0 | 0 | -1437.69 | -961.1112 | 317.0526 | Collinsville-Tesla 500 kV Line | Collinsville-Tesla 500 kV Line | Birds Landing-Contra Costa 230kV Line |  | 0 | 0 | 0 | 0 | 0 | 0 | 1432.61 | 1724.7038 | 317.0526 | Birds Landing-Contra Costa 230kV Line | Birds Landing-Contra Costa 230kV Line | Birds Landing-Contra Costa 230kV Line |  | 5 | 1 | YES | 2 | 1 | 1 | NO | 1
PG&E KERN | Mesa (PGE) | 115 | 0 | 0 | 0 | 0 | 0 | 0 | 0 | 0 | 0 | 0 | 0 | 0 | 0 | 0 | 0 | 0 | 0 | 0 | 0 | 0 | 0 | 0 | 0 | 0 | 0 | 0 | 0 | 0 | 0 | 0 | 0 | 0 | 0 | 0 | 0 | 0 | 0 | 0 | 0 | 0 | 0 | 0 | 0 | 0 | 0 | 0 | 0 | 0 | 0 | 0 | 0 | 0 | 0 | 0 | 0 | 0 | 0 | 0 | 0 | 0 | 0 | 0 | 0 | 0 | 0 | 0 | 0 | 1 | 1 | 0 | 0 | 0 | 0 | 0 | 0 | 0 | 0 | 0 | 0 | 1 | 0 | 0 | 0 | 0 | 0 | 1 | 0 | 0 | 0 | 0 | 0 | 0 | 0 | 0 | 0 | 1 | 0 | 1 |  | 0 | 0 | 0 | 0 | 0 | 0 | 0 | 0 | 0 | 0 | 0 | 0 | 0 | 0 | 0 | 0 | 0 | 0 | 0 | 0 | 0 | 0 | 0 | 0 | 0 | 0 | 0 | 0 | 0 | 0 | 0 | 0 | 1 | 0 | 1 | 0 | 120.85 | -4911.332 | -3937.2282 | Cal Flat-Gates 230 kV line | Gates 500/230kV TB #11 | Gates 500/230kV TB #11 |  | 0 | 0 | 0 | 0 | 0 | 0 | 120.85 | 38.76 | 251.3788 | Cal Flat-Gates 230 kV line | Los Banos 500/230kV TB | Gates-Arco 230 kV Line |  | 5 | 1 | YES | 2 | 5 | 1 | YES | 2
PG&E KERN | Mesa (PGE) | 230 | 0 | 0 | 0 | 0 | 0 | 0 | 0 | 0 | 0 | 0 | 0 | 0 | 0 | 0 | 0 | 0 | 0 | 0 | 0 | 0 | 0 | 0 | 0 | 0 | 0 | 0 | 0 | 0 | 0 | 0 | 0 | 0 | 0 | 0 | 0 | 0 | 0 | 0 | 0 | 0 | 0 | 0 | 0 | 0 | 0 | 0 | 0 | 0 | 0 | 0 | 0 | 0 | 0 | 0 | 0 | 0 | 0 | 0 | 0 | 0 | 0 | 0 | 0 | 0 | 0 | 0 | 0 | 1 | 0 | 0 | 0 | 0 | 0 | 0 | 0 | 0 | 0 | 0 | 1 | 1 | 0 | 0 | 0 | 0 | 0 | 0 | 0 | 0 | 0 | 0 | 0 | 0 | 0 | 0 | 1 | 1 | 0 | 0 |  | 0 | 0 | 0 | 0 | 0 | 0 | 0 | 0 | 0 | 0 | 0 | 0 | 0 | 0 | 0 | 0 | 0 | 0 | 0 | 0 | 0 | 0 | 0 | 0 | 0 | 0 | 0 | 0 | 100 | 1 | 0 | 0 | 3 | 0 | 2 | 1 | 71.87 | -4911.332 | -3937.2282 | Gates 500/230kV TB #12 | Gates 500/230kV TB #11 | Gates 500/230kV TB #11 |  | 0 | 0 | 0 | 0 | 0 | 0 | 120.85 | 383.59 | 631.7684 | Cal Flat-Gates 230 kV line | Cal Flat-Gates 230 kV line | Mustang-Henrietta 230 kV line |  | 5 | 1 | YES | 2 | 5 | 1 | YES | 2
SCE Metro | Mesa (SCE) | 230 | 0 | 0 | 0 | 0 | 0 | 0 | 0 | 0 | 0 | 1 | 0 | 0 | 0 | 0 | 0 | 0 | 0 | 0 | 0 | 0 | 0 | 0 | 0 | 0 | 0 | 0 | 0 | 0 | 0 | 0 | 0 | 0 | 0 | 0 | 0 | 0 | 0 | 0 | 0 | 0 | 0 | 0 | 0 | 0 | 0 | 0 | 0 | 0 | 0 | 0 | 0 | 0 | 0 | 0 | 0 | 0 | 0 | 0 | 0 | 0 | 0 | 0 | 0 | 0 | 0 | 0 | 0 | 0 | 0 | 0 | 0 | 0 | 0 | 0 | 0 | 0 | 0 | 0 | 0 | 0 | 0 | 0 | 0 | 0 | 0 | 0 | 0 | 0 | 0 | 0 | 0 | 0 | 0 | 0 | 0 | 0 | 0 | 0 |  | 0 | 0 | 0 | 0 | 0 | 0 | 0 | 0 | 0 | 1.92 | 0 | 106.2 | 0 | 0 | 1 | 0 | 0 | 0 | 0 | 0 | 0 | 0 | 0 | 1.92 | 1.92 | 0 | 106.2 | 0 | 0 | 1 | 0 | 0 | 0 | 0 | 0 | 0 | 3554.7188 | 7968.008 | 22025.8411 | SCE Metro Area Default Constraint | SCE Metro Area Default Constraint | SCE Metro Area Default Constraint |  | 0 | 0 | 0 | 0 | 0 | 0 | 3554.7188 | 7968.008 | 22025.8411 | SCE Metro Area Default Constraint | SCE Metro Area Default Constraint | SCE Metro Area Default Constraint |  | 1 | 1 | NO | 1 | 1 | 1 | NO | 1
SCE Metro | Mesa (SCE) | 500 | 0 | 0 | 0 | 0 | 0 | 0 | 0 | 0 | 0 | 1 | 0 | 0 | 0 | 0 | 0 | 0 | 0 | 0 | 0 | 0 | 0 | 0 | 0 | 0 | 0 | 0 | 0 | 0 | 0 | 0 | 0 | 0 | 0 | 0 | 0 | 0 | 0 | 0 | 0 | 0 | 0 | 0 | 0 | 0 | 0 | 0 | 0 | 0 | 0 | 0 | 0 | 0 | 0 | 0 | 0 | 0 | 0 | 0 | 0 | 0 | 0 | 0 | 0 | 0 | 0 | 0 | 0 | 0 | 0 | 0 | 0 | 0 | 0 | 0 | 0 | 0 | 0 | 0 | 0 | 0 | 0 | 0 | 0 | 0 | 0 | 0 | 0 | 0 | 0 | 0 | 0 | 0 | 0 | 0 | 0 | 0 | 0 | 0 |  | 0 | 0 | 0 | 0 | 0 | 0 | 0 | 0 | 0 | 0 | 0 | 0 | 0 | 0 | 0 | 0 | 0 | 0 | 0 | 0 | 0 | 0 | 0 | 0 | 0 | 0 | 0 | 0 | 0 | 0 | 0 | 0 | 0 | 0 | 0 | 0 | 3554.7188 | 7968.008 | 22025.8411 | SCE Metro Area Default Constraint | SCE Metro Area Default Constraint | SCE Metro Area Default Constraint |  | 0 | 0 | 0 | 0 | 0 | 0 | 3554.7188 | 7968.008 | 22025.8411 | SCE Metro Area Default Constraint | SCE Metro Area Default Constraint | SCE Metro Area Default Constraint |  | 1 | 1 | NO | 1 | 1 | 1 | NO | 1
SDGE | Mesa Heights | 69 | 0 | 0 | 0 | 0 | 0 | 0 | 0 | 0 | 0 | 0 | 0 | 0 | 0 | 0 | 0 | 0 | 0 | 0 | 0 | 0 | 0 | 0 | 0 | 0 | 0 | 0 | 0 | 0 | 0 | 0 | 0 | 0 | 1 | 0 | 0 | 0 | 0 | 0 | 0 | 0 | 0 | 0 | 0 | 0 | 0 | 0 | 0 | 0 | 0 | 0 | 0 | 0 | 0 | 0 | 0 | 0 | 0 | 0 | 0 | 0 | 0 | 0 | 0 | 0 | 0 | 0 | 0 | 0 | 0 | 0 | 0 | 0 | 0 | 0 | 0 | 0 | 0 | 0 | 0 | 0 | 0 | 0 | 0 | 0 | 0 | 0 | 0 | 0 | 0 | 0 | 0 | 0 | 0 | 0 | 0 | 0 | 0 | 1 |  | 0 | 0 | 0 | 0 | 0 | 0 | 0 | 0 | 0 | 0 | 0 | 9 | 0 | 0 | 1 | 0 | 0 | 0 | 0 | 0 | 0 | 0 | 0 | 0 | 0 | 0 | 9 | 0 | 0 | 1 | 0 | 1 | 0 | 1 | 0 | 0 | -99.1 | -698.67 | 1394.7114 | San Luis Rey-San Onofre 230 kV line constraint | San Luis Rey-San Onofre 230 kV line constraint | San Luis Rey-San Onofre 230 kV line constraint |  | 0 | 1 | 0 | 1 | 0 | 0 | -99.1 | -698.67 | 1394.7114 | San Luis Rey-San Onofre 230 kV line constraint | San Luis Rey-San Onofre 230 kV line constraint | San Luis Rey-San Onofre 230 kV line constraint |  | 4 | 4 | NO | 4 | 1 | 1 | NO | 1
PG&E GBA | Metcalf | 115 | 0 | 0 | 0 | 0 | 0 | 0 | 0 | 0 | 0 | 0 | 0 | 0 | 0 | 0 | 0 | 0 | 0 | 0 | 0 | 0 | 0 | 0 | 0 | 0 | 0 | 0 | 0 | 0 | 0 | 0 | 0 | 0 | 0 | 0 | 0 | 0 | 0 | 0 | 0 | 0 | 0 | 0 | 0 | 0 | 0 | 0 | 0 | 0 | 0 | 0 | 0 | 0 | 0 | 0 | 0 | 1 | 0 | 0 | 0 | 1 | 0 | 0 | 0 | 0 | 0 | 0 | 0 | 0 | 0 | 0 | 0 | 0 | 0 | 0 | 0 | 0 | 0 | 0 | 0 | 0 | 0 | 0 | 0 | 0 | 0 | 0 | 0 | 0 | 0 | 0 | 0 | 0 | 0 | 0 | 0 | 0 | 0 | 0 |  | 0 | 0 | 0 | 0 | 0 | 0 | 0 | 0 | 0 | 0 | 0 | 0 | 0 | 0 | 0 | 0 | 0 | 0 | 0 | 0 | 0 | 0 | 0 | 0 | 0 | 0 | 0 | 0 | 0 | 0 | 0 | 0 | 0 | 0 | 0 | 0 | 1249.96 | 838.4538 | 1471.1652 | Tesla-Bellota 230 kV line | Tesla-Bellota 230 kV line | Tesla-Bellota 230 kV line |  | 0 | 0 | 0 | 0 | 0 | 0 | 1549.96 | 1138.4538 | 1471.1652 | Tesla-Bellota 230 kV line | Tesla-Bellota 230 kV line | Tesla-Bellota 230 kV line |  | 1 | 1 | NO | 1 | 1 | 1 | NO | 1
PG&E GBA | Metcalf | 230 | 0 | 0 | 0 | 0 | 0 | 0 | 0 | 0 | 0 | 0 | 0 | 0 | 0 | 0 | 0 | 0 | 0 | 0 | 0 | 0 | 0 | 0 | 0 | 0 | 0 | 0 | 0 | 0 | 0 | 0 | 0 | 0 | 0 | 0 | 0 | 0 | 0 | 0 | 0 | 0 | 0 | 0 | 0 | 0 | 0 | 0 | 0 | 0 | 0 | 0 | 0 | 0 | 0 | 0 | 0 | 1 | 0 | 0 | 0 | 1 | 0 | 0 | 0 | 0 | 0 | 0 | 0 | 0 | 0 | 0 | 0 | 0 | 0 | 0 | 0 | 0 | 0 | 0 | 0 | 0 | 0 | 0 | 0 | 0 | 0 | 0 | 0 | 0 | 0 | 0 | 0 | 0 | 0 | 0 | 0 | 0 | 0 | 0 |  | 0 | 0 | 0 | 0 | 0 | 0 | 0 | 0 | 0 | 0 | 0 | 0 | 0 | 0 | 0 | 0 | 0 | 0 | 0 | 0 | 0 | 0 | 0 | 0 | 0 | 0 | 0 | 0 | 0 | 0 | 0 | 0 | 0 | 0 | 0 | 0 | 1249.96 | 838.4538 | 1471.1652 | Tesla-Bellota 230 kV line | Tesla-Bellota 230 kV line | Tesla-Bellota 230 kV line |  | 0 | 0 | 0 | 0 | 0 | 0 | 1549.96 | 1138.4538 | 1471.1652 | Tesla-Bellota 230 kV line | Tesla-Bellota 230 kV line | Tesla-Bellota 230 kV line |  | 1 | 1 | NO | 1 | 1 | 1 | NO | 1
PG&E GBA | Metcalf | 500 | 0 | 0 | 0 | 0 | 0 | 0 | 0 | 0 | 0 | 0 | 0 | 0 | 0 | 0 | 0 | 0 | 0 | 0 | 0 | 0 | 0 | 0 | 0 | 0 | 0 | 0 | 0 | 0 | 0 | 0 | 0 | 0 | 0 | 0 | 0 | 0 | 0 | 0 | 0 | 0 | 0 | 0 | 0 | 0 | 0 | 0 | 0 | 0 | 0 | 0 | 0 | 0 | 0 | 0 | 0 | 0 | 0 | 0 | 0 | 0 | 0 | 0 | 0 | 0 | 0 | 0 | 0 | 0 | 0 | 0 | 0 | 0 | 0 | 0 | 0 | 0 | 0 | 0 | 0 | 0 | 0 | 0 | 0 | 0 | 0 | 0 | 0 | 0 | 0 | 0 | 0 | 0 | 0 | 0 | 0 | 0 | 1 | 0 |  | 0 | 0 | 0 | 0 | 0 | 0 | 0 | 0 | 0 | 0 | 0 | 0 | 0 | 0 | 0 | 0 | 0 | 0 | 0 | 0 | 0 | 0 | 0 | 0 | 0 | 0 | 0 | 0 | 0 | 0 | 0 | 0 | 0 | 0 | 0 | 0 | 631 | 135.75 | 5092 | NEW-Metcalf-Mosslanding 500kV | NEW-Metcalf-Mosslanding 500kV | NEW-Metcalf-Mosslanding 500kV |  | 0 | 0 | 0 | 0 | 0 | 0 | 631 | 135.75 | 5092 | NEW-Metcalf-Mosslanding 500kV | NEW-Metcalf-Mosslanding 500kV | NEW-Metcalf-Mosslanding 500kV |  | 1 | 1 | NO | 1 | 1 | 1 | NO | 1
PG&E KERN | Midway | 115 | 0 | 0 | 0 | 0 | 0 | 0 | 0 | 0 | 0 | 0 | 0 | 0 | 0 | 0 | 0 | 0 | 0 | 0 | 0 | 0 | 0 | 0 | 0 | 0 | 0 | 0 | 0 | 0 | 0 | 0 | 0 | 0 | 0 | 0 | 0 | 0 | 0 | 0 | 0 | 0 | 0 | 0 | 0 | 0 | 0 | 0 | 0 | 0 | 0 | 0 | 0 | 0 | 0 | 0 | 0 | 0 | 0 | 0 | 0 | 0 | 0 | 0 | 0 | 0 | 0 | 0 | 0 | 1 | 1 | 0 | 0 | 0 | 0 | 0 | 1 | 0 | 0 | 0 | 1 | 1 | 0 | 0 | 0 | 0 | 0 | 0 | 0 | 0 | 0 | 0 | 0 | 0 | 0 | 0 | 1 | 0 | 0 | 0 |  | 0 | 0 | 0 | 0 | 0 | 0 | 0 | 0 | 0 | 0 | 0 | 0 | 0 | 0 | 0 | 0 | 0 | 0 | 0 | 0 | 0 | 0 | 0 | 0 | 0 | 0 | 0 | 0 | 0 | 0 | 0 | 0 | 3 | 0 | 2 | 1 | 71.87 | -4911.332 | -3937.2282 | Gates 500/230kV TB #12 | Gates 500/230kV TB #11 | Gates 500/230kV TB #11 |  | 0 | 0 | 0 | 0 | 0 | 0 | 120.85 | 383.59 | 251.3788 | Cal Flat-Gates 230 kV line | Cal Flat-Gates 230 kV line | Gates-Arco 230 kV Line |  | 5 | 1 | YES | 2 | 5 | 1 | YES | 2
PG&E KERN | Midway | 230 | 0 | 0 | 0 | 0 | 0 | 0 | 0 | 0 | 0 | 0 | 0 | 0 | 0 | 0 | 0 | 0 | 0 | 0 | 0 | 0 | 0 | 0 | 0 | 0 | 0 | 0 | 0 | 0 | 0 | 0 | 0 | 0 | 0 | 0 | 0 | 0 | 0 | 0 | 0 | 0 | 0 | 0 | 0 | 0 | 0 | 0 | 0 | 0 | 0 | 0 | 0 | 0 | 0 | 0 | 0 | 0 | 0 | 0 | 0 | 0 | 0 | 0 | 0 | 0 | 0 | 0 | 0 | 1 | 1 | 0 | 0 | 0 | 0 | 0 | 0 | 0 | 0 | 0 | 1 | 1 | 0 | 0 | 0 | 0 | 0 | 0 | 0 | 0 | 0 | 0 | 0 | 0 | 0 | 0 | 1 | 0 | 0 | 0 |  | 0 | 0 | 0 | 0 | 0 | 0 | 0 | 0 | 0 | 0 | 0 | 0 | 0 | 0 | 0 | 0 | 0 | 0 | 0 | 0 | 0 | 0 | 0 | 0 | 0 | 0 | 0 | 0 | 0 | 0 | 0 | 0 | 3 | 0 | 2 | 1 | 71.87 | -4911.332 | -3937.2282 | Gates 500/230kV TB #12 | Gates 500/230kV TB #11 | Gates 500/230kV TB #11 |  | 0 | 0 | 0 | 0 | 0 | 0 | 120.85 | 383.59 | 251.3788 | Cal Flat-Gates 230 kV line | Cal Flat-Gates 230 kV line | Gates-Arco 230 kV Line |  | 5 | 1 | YES | 2 | 5 | 1 | YES | 2
PG&E KERN | Midway | 500 | 0 | 0 | 0 | 0 | 0 | 0 | 0 | 0 | 0 | 0 | 0 | 0 | 0 | 0 | 0 | 0 | 0 | 0 | 0 | 0 | 0 | 0 | 0 | 0 | 0 | 0 | 0 | 0 | 0 | 0 | 0 | 0 | 0 | 0 | 0 | 0 | 0 | 0 | 0 | 0 | 0 | 0 | 0 | 0 | 0 | 0 | 0 | 0 | 0 | 0 | 0 | 0 | 0 | 0 | 0 | 0 | 0 | 0 | 0 | 0 | 0 | 0 | 0 | 0 | 0 | 0 | 0 | 0 | 0 | 0 | 0 | 0 | 0 | 0 | 0 | 0 | 0 | 0 | 0 | 0 | 0 | 0 | 0 | 0 | 0 | 0 | 0 | 0 | 0 | 0 | 0 | 0 | 0 | 0 | 1 | 0 | 0 | 0 |  | 0 | 0 | 0 | 0 | 0 | 0 | 0 | 0 | 0 | 0 | 0 | 0 | 0 | 0 | 0 | 0 | 0 | 0 | 0 | 0 | 0 | 0 | 0 | 0 | 400 | 160 | 0 | 0 | 0 | 1 | 0 | 0 | 1 | 0 | 0 | 1 | 2470.77 | -1309.512 | -1847.2316 | Mustang-Henrietta 230 kV line | Mustang-Henrietta 230 kV line | Mustang-Henrietta 230 kV line |  | 0 | 0 | 0 | 0 | 0 | 0 | 4949.77 | 1169.488 | 631.7684 | Mustang-Henrietta 230 kV line | Mustang-Henrietta 230 kV line | Mustang-Henrietta 230 kV line |  | 5 | 1 | YES | 2 | 4 | 1 | YES | 2
SDGE | Miguel | 230 | 0 | 0 | 0 | 0 | 0 | 0 | 0 | 0 | 0 | 0 | 0 | 0 | 0 | 0 | 0 | 0 | 0 | 0 | 0 | 0 | 0 | 0 | 0 | 0 | 0 | 0 | 0 | 0 | 1 | 0 | 1 | 0 | 1 | 0 | 0 | 1 | 1 | 0 | 0 | 0 | 0 | 0 | 0 | 0 | 0 | 0 | 0 | 0 | 0 | 0 | 0 | 0 | 0 | 0 | 0 | 0 | 0 | 0 | 0 | 0 | 0 | 0 | 0 | 0 | 0 | 0 | 0 | 0 | 0 | 0 | 0 | 0 | 0 | 0 | 0 | 0 | 0 | 0 | 0 | 0 | 0 | 0 | 0 | 0 | 0 | 0 | 0 | 0 | 0 | 0 | 0 | 0 | 0 | 0 | 0 | 0 | 0 | 5 |  | 0 | 0 | 0 | 0 | 0 | 0 | 0 | 0 | 0 | 0 | 0 | 0 | 0 | 0 | 0 | 0 | 0 | 0 | 0 | 0 | 0 | 0 | 0 | 0 | 0 | 0 | 0 | 0 | 0 | 0 | 0 | 1 | 0 | 2 | 0 | 0 | -99.1 | -698.67 | 216.1064 | San Luis Rey-San Onofre 230 kV line constraint | San Luis Rey-San Onofre 230 kV line constraint | Silvergate-Old Town 230 kV constraint |  | 0 | 1 | 0 | 2 | 0 | 0 | -99.1 | -698.67 | 216.1064 | San Luis Rey-San Onofre 230 kV line constraint | San Luis Rey-San Onofre 230 kV line constraint | Silvergate-Old Town 230 kV constraint |  | 4 | 4 | NO | 4 | 1 | 1 | NO | 1
SDGE | Miguel | 500 | 0 | 0 | 0 | 0 | 0 | 0 | 0 | 0 | 0 | 0 | 0 | 0 | 0 | 0 | 0 | 0 | 0 | 0 | 0 | 0 | 0 | 0 | 0 | 0 | 0 | 0 | 0 | 0 | 1 | 0 | 1 | 0 | 1 | 0 | 0 | 1 | 1 | 0 | 0 | 0 | 0 | 0 | 0 | 0 | 0 | 0 | 0 | 0 | 0 | 0 | 0 | 0 | 0 | 0 | 0 | 0 | 0 | 0 | 0 | 0 | 0 | 0 | 0 | 0 | 0 | 0 | 0 | 0 | 0 | 0 | 0 | 0 | 0 | 0 | 0 | 0 | 0 | 0 | 0 | 0 | 0 | 0 | 0 | 0 | 0 | 0 | 0 | 0 | 0 | 0 | 0 | 0 | 0 | 0 | 0 | 0 | 0 | 5 |  | 0 | 0 | 0 | 0 | 0 | 0 | 0 | 0 | 0 | 0 | 0 | 0 | 0 | 0 | 0 | 0 | 0 | 0 | 0 | 0 | 0 | 0 | 0 | 0 | 0 | 0 | 0 | 0 | 0 | 0 | 0 | 1 | 0 | 2 | 0 | 0 | -99.1 | -698.67 | 216.1064 | San Luis Rey-San Onofre 230 kV line constraint | San Luis Rey-San Onofre 230 kV line constraint | Silvergate-Old Town 230 kV constraint |  | 0 | 1 | 0 | 2 | 0 | 0 | -99.1 | -698.67 | 216.1064 | San Luis Rey-San Onofre 230 kV line constraint | San Luis Rey-San Onofre 230 kV line constraint | Silvergate-Old Town 230 kV constraint |  | 4 | 4 | NO | 4 | 1 | 1 | NO | 1
SDGE | Miguel | 69 | 0 | 0 | 0 | 0 | 0 | 0 | 0 | 0 | 0 | 0 | 0 | 0 | 0 | 0 | 0 | 0 | 0 | 0 | 0 | 0 | 0 | 0 | 0 | 0 | 0 | 0 | 0 | 1 | 0 | 1 | 1 | 0 | 1 | 0 | 0 | 1 | 1 | 0 | 0 | 0 | 0 | 0 | 0 | 0 | 0 | 0 | 0 | 0 | 0 | 0 | 0 | 0 | 0 | 0 | 0 | 0 | 0 | 0 | 0 | 0 | 0 | 0 | 0 | 0 | 0 | 0 | 0 | 0 | 0 | 0 | 0 | 0 | 0 | 0 | 0 | 0 | 0 | 0 | 0 | 0 | 0 | 0 | 0 | 0 | 0 | 0 | 0 | 0 | 0 | 0 | 0 | 0 | 0 | 0 | 0 | 0 | 0 | 4 |  | 0 | 0 | 0 | 0 | 0 | 0 | 0 | 0 | 0 | 0 | 0 | 9.75 | 0 | 0 | 1 | 0 | 0 | 0 | 0 | 0 | 0 | 0 | 0 | 0 | 0 | 0 | 9.75 | 0 | 0 | 1 | 0 | 1 | 0 | 2 | 0 | 0 | -99.1 | -698.67 | 216.1064 | San Luis Rey-San Onofre 230 kV line constraint | San Luis Rey-San Onofre 230 kV line constraint | Silvergate-Old Town 230 kV constraint |  | 0 | 1 | 0 | 2 | 0 | 0 | -99.1 | -698.67 | 216.1064 | San Luis Rey-San Onofre 230 kV line constraint | San Luis Rey-San Onofre 230 kV line constraint | Silvergate-Old Town 230 kV constraint |  | 4 | 4 | NO | 4 | 1 | 1 | NO | 1
PG&E GBA | Millbrae | 115 | 0 | 0 | 0 | 0 | 0 | 0 | 0 | 0 | 0 | 0 | 0 | 0 | 0 | 0 | 0 | 0 | 0 | 0 | 0 | 0 | 0 | 0 | 0 | 0 | 0 | 0 | 0 | 0 | 0 | 0 | 0 | 0 | 0 | 0 | 0 | 0 | 0 | 0 | 0 | 0 | 0 | 0 | 0 | 0 | 0 | 0 | 0 | 0 | 0 | 0 | 0 | 0 | 1 | 0 | 0 | 1 | 0 | 0 | 0 | 0 | 0 | 0 | 0 | 0 | 0 | 1 | 0 | 0 | 0 | 0 | 0 | 0 | 0 | 0 | 0 | 0 | 0 | 0 | 0 | 0 | 0 | 0 | 0 | 0 | 0 | 0 | 0 | 0 | 0 | 0 | 0 | 0 | 0 | 0 | 0 | 0 | 0 | 1 |  | 0 | 0 | 0 | 0 | 0 | 0 | 0 | 0 | 0 | 0 | 0 | 0 | 0 | 0 | 0 | 0 | 0 | 0 | 0 | 0 | 0 | 0 | 0 | 0 | 0 | 0 | 0 | 0 | 0 | 0 | 0 | 0 | 0 | 0 | 0 | 0 | 2381.7 | 2366.26 | 4302.36 | Sobrante-Moraga 230 kV line | Sobrante-Moraga 230 kV line | Sobrante-Moraga 230 kV line |  | 0 | 0 | 0 | 0 | 0 | 0 | 2381.7 | 2366.26 | 4302.36 | Sobrante-Moraga 230 kV line | Sobrante-Moraga 230 kV line | Sobrante-Moraga 230 kV line |  | 1 | 1 | NO | 1 | 1 | 1 | NO | 1
PG&E GBA | Miller | 115 | 0 | 0 | 0 | 0 | 0 | 0 | 0 | 0 | 0 | 0 | 0 | 0 | 0 | 0 | 0 | 0 | 0 | 0 | 0 | 0 | 0 | 0 | 0 | 0 | 0 | 0 | 0 | 0 | 0 | 0 | 0 | 0 | 0 | 0 | 0 | 0 | 0 | 0 | 0 | 0 | 0 | 0 | 0 | 0 | 0 | 1 | 0 | 0 | 0 | 0 | 0 | 0 | 0 | 0 | 0 | 1 | 0 | 1 | 0 | 1 | 0 | 0 | 0 | 0 | 0 | 1 | 0 | 0 | 0 | 0 | 0 | 0 | 0 | 0 | 0 | 0 | 0 | 0 | 0 | 0 | 0 | 0 | 0 | 0 | 0 | 0 | 0 | 0 | 0 | 0 | 0 | 0 | 0 | 0 | 0 | 0 | 0 | 0 |  | 0 | 0 | 0 | 0 | 0 | 0 | 0 | 0 | 0 | 0 | 0 | 0 | 0 | 0 | 0 | 100 | 0 | 0 | 0 | 0 | 0 | 0 | 0 | 0 | 0 | 0 | 0 | 0 | 0 | 1 | 2 | 0 | 1 | 0 | 0 | 0 | -194.5 | -212.19 | 543.909 | Bellota-Weber 230kV line | Bellota-Weber 230kV line | Kasson Jct-Heinz 115 kV line |  | 1 | 0 | 0 | 0 | 0 | 0 | -52.2 | 5.59 | 543.909 | Kasson Jct-Heinz 115 kV line | Kasson Jct-Heinz 115 kV line | Kasson Jct-Heinz 115 kV line |  | 5 | 5 | NO | 5 | 1 | 1 | NO | 1
SCE Metro | Mira Loma | 230 | 0 | 0 | 0 | 0 | 0 | 0 | 0 | 0 | 0 | 1 | 0 | 0 | 0 | 0 | 0 | 0 | 0 | 0 | 0 | 0 | 0 | 0 | 0 | 0 | 0 | 0 | 0 | 0 | 0 | 0 | 0 | 0 | 0 | 0 | 0 | 0 | 0 | 0 | 0 | 0 | 0 | 0 | 0 | 0 | 0 | 0 | 0 | 0 | 0 | 0 | 0 | 0 | 0 | 0 | 0 | 0 | 0 | 0 | 0 | 0 | 0 | 0 | 0 | 0 | 0 | 0 | 0 | 0 | 0 | 0 | 0 | 0 | 0 | 0 | 0 | 0 | 0 | 0 | 0 | 0 | 0 | 0 | 0 | 0 | 0 | 0 | 0 | 0 | 0 | 0 | 0 | 0 | 0 | 0 | 0 | 0 | 0 | 0 |  | 0 | 0 | 0 | 0 | 0 | 0 | 0 | 0 | 0 | 0 | 0 | 0 | 0 | 0 | 0 | 0 | 0 | 0 | 0 | 0 | 0 | 0 | 0 | 0 | 0 | 0 | 42 | 0 | 0 | 1 | 0 | 0 | 0 | 0 | 0 | 0 | 3554.7188 | 7968.008 | 22025.8411 | SCE Metro Area Default Constraint | SCE Metro Area Default Constraint | SCE Metro Area Default Constraint |  | 0 | 0 | 0 | 0 | 0 | 0 | 3554.7188 | 7968.008 | 22025.8411 | SCE Metro Area Default Constraint | SCE Metro Area Default Constraint | SCE Metro Area Default Constraint |  | 1 | 1 | NO | 1 | 1 | 1 | NO | 1
SCE Metro | Mira Loma | 500 | 0 | 0 | 0 | 0 | 0 | 0 | 0 | 0 | 0 | 1 | 0 | 0 | 0 | 0 | 0 | 0 | 0 | 0 | 0 | 0 | 0 | 0 | 0 | 0 | 0 | 0 | 0 | 0 | 0 | 0 | 0 | 0 | 0 | 0 | 0 | 0 | 0 | 0 | 0 | 0 | 0 | 0 | 0 | 0 | 0 | 0 | 0 | 0 | 0 | 0 | 0 | 0 | 0 | 0 | 0 | 0 | 0 | 0 | 0 | 0 | 0 | 0 | 0 | 0 | 0 | 0 | 0 | 0 | 0 | 0 | 0 | 0 | 0 | 0 | 0 | 0 | 0 | 0 | 0 | 0 | 0 | 0 | 0 | 0 | 0 | 0 | 0 | 0 | 0 | 0 | 0 | 0 | 0 | 0 | 0 | 0 | 0 | 0 |  | 0 | 0 | 0 | 0 | 0 | 0 | 0 | 0 | 0 | 0 | 0 | 0 | 0 | 0 | 0 | 0 | 0 | 0 | 0 | 0 | 0 | 0 | 0 | 0 | 0 | 0 | 0 | 0 | 0 | 0 | 0 | 0 | 0 | 0 | 0 | 0 | 3554.7188 | 7968.008 | 22025.8411 | SCE Metro Area Default Constraint | SCE Metro Area Default Constraint | SCE Metro Area Default Constraint |  | 0 | 0 | 0 | 0 | 0 | 0 | 3554.7188 | 7968.008 | 22025.8411 | SCE Metro Area Default Constraint | SCE Metro Area Default Constraint | SCE Metro Area Default Constraint |  | 1 | 1 | NO | 1 | 1 | 1 | NO | 1
SCE Eastern | Mirage | 115 | 0 | 0 | 0 | 0 | 0 | 0 | 0 | 0 | 0 | 0 | 0 | 0 | 0 | 0 | 0 | 0 | 0 | 0 | 1 | 1 | 0 | 1 | 0 | 0 | 0 | 0 | 0 | 0 | 0 | 0 | 0 | 0 | 0 | 0 | 0 | 0 | 0 | 0 | 0 | 0 | 0 | 0 | 0 | 0 | 0 | 0 | 0 | 0 | 0 | 0 | 0 | 0 | 0 | 0 | 0 | 0 | 0 | 0 | 0 | 0 | 0 | 0 | 0 | 0 | 0 | 0 | 0 | 0 | 0 | 0 | 0 | 0 | 0 | 0 | 0 | 0 | 0 | 0 | 0 | 0 | 0 | 0 | 0 | 0 | 0 | 0 | 0 | 0 | 0 | 0 | 0 | 0 | 0 | 0 | 0 | 0 | 0 | 1 |  | 0 | 0 | 0 | 0 | 0 | 0 | 0 | 0 | 0 | 0 | 0 | 0 | 0 | 0 | 0 | 0 | 0 | 0 | 0 | 0 | 0 | 0 | 0 | 0 | 0 | 0 | 0 | 0 | 0 | 0 | 2 | 2 | 2 | 2 | 0 | 1 | -3014.166 | -2815.89 | -950.84 | Serrano-Alberhill-Valley Constraint | Etiwanda-Rancho Vista Constraint | Eagle Mountain Constraint |  | 1 | 4 | 1 | 4 | 0 | 1 | -1492.166 | -2815.89 | -950.84 | Serrano-Alberhill-Valley Constraint | Etiwanda-Rancho Vista Constraint | Eagle Mountain Constraint |  | 5 | 5 | NO | 5 | 4 | 4 | NO | 4
SCE Eastern | Mirage | 230 | 0 | 0 | 0 | 0 | 0 | 0 | 0 | 0 | 0 | 0 | 0 | 0 | 0 | 0 | 0 | 0 | 0 | 0 | 1 | 1 | 0 | 1 | 0 | 0 | 0 | 0 | 0 | 0 | 0 | 0 | 0 | 0 | 0 | 0 | 0 | 0 | 0 | 0 | 0 | 0 | 0 | 0 | 0 | 0 | 0 | 0 | 0 | 0 | 0 | 0 | 0 | 0 | 0 | 0 | 0 | 0 | 0 | 0 | 0 | 0 | 0 | 0 | 0 | 0 | 0 | 0 | 0 | 0 | 0 | 0 | 0 | 0 | 0 | 0 | 0 | 0 | 0 | 0 | 0 | 0 | 0 | 0 | 0 | 0 | 0 | 0 | 0 | 0 | 0 | 0 | 0 | 0 | 0 | 0 | 0 | 0 | 0 | 1 |  | 0 | 0 | 0 | 0 | 0 | 0 | 0 | 0 | 0 | 0 | 132 | 150 | 0 | 0 | 1 | 1347 | 0 | 0 | 0 | 0 | 0 | 0 | 0 | 0 | 0 | 132 | 150 | 0 | 0 | 1 | 2 | 2 | 2 | 2 | 0 | 1 | -3014.166 | -2815.89 | -950.84 | Serrano-Alberhill-Valley Constraint | Etiwanda-Rancho Vista Constraint | Eagle Mountain Constraint |  | 1 | 4 | 1 | 4 | 0 | 1 | -1492.166 | -2815.89 | -950.84 | Serrano-Alberhill-Valley Constraint | Etiwanda-Rancho Vista Constraint | Eagle Mountain Constraint |  | 5 | 5 | NO | 5 | 4 | 4 | NO | 4
SDGE | Mission | 138 | 0 | 0 | 0 | 0 | 0 | 0 | 0 | 0 | 0 | 0 | 0 | 0 | 0 | 0 | 0 | 0 | 0 | 0 | 0 | 0 | 0 | 0 | 0 | 0 | 0 | 0 | 0 | 0 | 0 | 0 | 1 | 0 | 1 | 0 | 0 | 0 | 0 | 0 | 0 | 0 | 0 | 0 | 0 | 0 | 0 | 0 | 0 | 0 | 0 | 0 | 0 | 0 | 0 | 0 | 0 | 0 | 0 | 0 | 0 | 0 | 0 | 0 | 0 | 0 | 0 | 0 | 0 | 0 | 0 | 0 | 0 | 0 | 0 | 0 | 0 | 0 | 0 | 0 | 0 | 0 | 0 | 0 | 0 | 0 | 0 | 0 | 0 | 0 | 0 | 0 | 0 | 0 | 0 | 0 | 0 | 0 | 0 | 2 |  | 0 | 0 | 0 | 0 | 0 | 0 | 0 | 0 | 0 | 0 | 0 | 0 | 0 | 0 | 0 | 0 | 0 | 0 | 0 | 0 | 0 | 0 | 0 | 0 | 0 | 0 | 0 | 0 | 0 | 0 | 0 | 1 | 0 | 1 | 0 | 0 | -99.1 | -698.67 | 1394.7114 | San Luis Rey-San Onofre 230 kV line constraint | San Luis Rey-San Onofre 230 kV line constraint | San Luis Rey-San Onofre 230 kV line constraint |  | 0 | 1 | 0 | 1 | 0 | 0 | -99.1 | -698.67 | 1394.7114 | San Luis Rey-San Onofre 230 kV line constraint | San Luis Rey-San Onofre 230 kV line constraint | San Luis Rey-San Onofre 230 kV line constraint |  | 4 | 4 | NO | 4 | 1 | 1 | NO | 1
SDGE | Mission | 230 | 0 | 0 | 0 | 0 | 0 | 0 | 0 | 0 | 0 | 0 | 0 | 0 | 0 | 0 | 0 | 0 | 0 | 0 | 0 | 0 | 0 | 0 | 0 | 0 | 0 | 0 | 0 | 0 | 1 | 0 | 1 | 0 | 1 | 0 | 0 | 0 | 0 | 0 | 0 | 0 | 0 | 0 | 0 | 0 | 0 | 0 | 0 | 0 | 0 | 0 | 0 | 0 | 0 | 0 | 0 | 0 | 0 | 0 | 0 | 0 | 0 | 0 | 0 | 0 | 0 | 0 | 0 | 0 | 0 | 0 | 0 | 0 | 0 | 0 | 0 | 0 | 0 | 0 | 0 | 0 | 0 | 0 | 0 | 0 | 0 | 0 | 0 | 0 | 0 | 0 | 0 | 0 | 0 | 0 | 0 | 0 | 0 | 3 |  | 0 | 0 | 0 | 0 | 0 | 0 | 0 | 0 | 0 | 0 | 0 | 0 | 0 | 0 | 0 | 0 | 0 | 0 | 0 | 0 | 0 | 0 | 0 | 0 | 0 | 0 | 0 | 0 | 0 | 0 | 0 | 1 | 0 | 1 | 0 | 0 | -99.1 | -698.67 | 1394.7114 | San Luis Rey-San Onofre 230 kV line constraint | San Luis Rey-San Onofre 230 kV line constraint | San Luis Rey-San Onofre 230 kV line constraint |  | 0 | 1 | 0 | 1 | 0 | 0 | -99.1 | -698.67 | 1394.7114 | San Luis Rey-San Onofre 230 kV line constraint | San Luis Rey-San Onofre 230 kV line constraint | San Luis Rey-San Onofre 230 kV line constraint |  | 4 | 4 | NO | 4 | 1 | 1 | NO | 1
SDGE | Mission | 69 | 0 | 0 | 0 | 0 | 0 | 0 | 0 | 0 | 0 | 0 | 0 | 0 | 0 | 0 | 0 | 0 | 0 | 0 | 0 | 0 | 0 | 0 | 0 | 0 | 0 | 0 | 0 | 0 | 0 | 0 | 1 | 0 | 1 | 0 | 0 | 0 | 0 | 0 | 0 | 0 | 0 | 0 | 0 | 0 | 0 | 0 | 0 | 0 | 0 | 0 | 0 | 0 | 0 | 0 | 0 | 0 | 0 | 0 | 0 | 0 | 0 | 0 | 0 | 0 | 0 | 0 | 0 | 0 | 0 | 0 | 0 | 0 | 0 | 0 | 0 | 0 | 0 | 0 | 0 | 0 | 0 | 0 | 0 | 0 | 0 | 0 | 0 | 0 | 0 | 0 | 0 | 0 | 0 | 0 | 0 | 0 | 0 | 2 |  | 0 | 0 | 0 | 0 | 0 | 0 | 0 | 0 | 0 | 0 | 0 | 0 | 0 | 0 | 0 | 0 | 0 | 0 | 0 | 0 | 0 | 0 | 0 | 0 | 0 | 0 | 0 | 0 | 0 | 0 | 0 | 1 | 0 | 1 | 0 | 0 | -99.1 | -698.67 | 1394.7114 | San Luis Rey-San Onofre 230 kV line constraint | San Luis Rey-San Onofre 230 kV line constraint | San Luis Rey-San Onofre 230 kV line constraint |  | 0 | 1 | 0 | 1 | 0 | 0 | -99.1 | -698.67 | 1394.7114 | San Luis Rey-San Onofre 230 kV line constraint | San Luis Rey-San Onofre 230 kV line constraint | San Luis Rey-San Onofre 230 kV line constraint |  | 4 | 4 | NO | 4 | 1 | 1 | NO | 1
PG&E GBA | Mi-Wuk | 115 | 0 | 0 | 0 | 0 | 0 | 0 | 0 | 0 | 0 | 0 | 0 | 0 | 0 | 0 | 0 | 0 | 0 | 0 | 0 | 0 | 0 | 0 | 0 | 0 | 0 | 0 | 0 | 0 | 0 | 0 | 0 | 0 | 0 | 0 | 0 | 0 | 0 | 0 | 0 | 0 | 0 | 0 | 0 | 0 | 0 | 1 | 0 | 0 | 0 | 0 | 0 | 0 | 0 | 0 | 0 | 1 | 0 | 1 | 0 | 1 | 0 | 0 | 0 | 0 | 0 | 1 | 0 | 0 | 0 | 0 | 0 | 0 | 0 | 0 | 0 | 0 | 0 | 0 | 0 | 0 | 0 | 0 | 0 | 0 | 0 | 0 | 0 | 0 | 0 | 0 | 0 | 0 | 0 | 0 | 0 | 0 | 0 | 0 |  | 0 | 0 | 0 | 0 | 0 | 0 | 0 | 0 | 0 | 0 | 0 | 0 | 0 | 0 | 0 | 0 | 0 | 0 | 0 | 0 | 0 | 0 | 0 | 0 | 0 | 0 | 0 | 0 | 0 | 0 | 2 | 0 | 1 | 0 | 0 | 0 | -194.5 | -212.19 | 543.909 | Bellota-Weber 230kV line | Bellota-Weber 230kV line | Kasson Jct-Heinz 115 kV line |  | 1 | 0 | 0 | 0 | 0 | 0 | -52.2 | 5.59 | 543.909 | Kasson Jct-Heinz 115 kV line | Kasson Jct-Heinz 115 kV line | Kasson Jct-Heinz 115 kV line |  | 5 | 5 | NO | 5 | 1 | 1 | NO | 1
EOP | Mohave | 500 | 0 | 0 | 0 | 0 | 0 | 0 | 0 | 0 | 0 | 0 | 0 | 0 | 0 | 0 | 0 | 0 | 0 | 0 | 0 | 0 | 0 | 0 | 0 | 0 | 1 | 0 | 0 | 0 | 0 | 0 | 0 | 0 | 0 | 0 | 0 | 0 | 0 | 0 | 0 | 0 | 0 | 0 | 0 | 0 | 0 | 0 | 0 | 0 | 0 | 0 | 0 | 0 | 0 | 0 | 0 | 0 | 0 | 0 | 0 | 0 | 0 | 0 | 0 | 0 | 0 | 0 | 0 | 0 | 0 | 0 | 0 | 0 | 0 | 0 | 0 | 0 | 0 | 0 | 0 | 0 | 0 | 0 | 0 | 0 | 0 | 0 | 0 | 0 | 0 | 0 | 0 | 0 | 0 | 0 | 0 | 0 | 0 | 0 |  | 0 | 0 | 0 | 0 | 0 | 0 | 0 | 0 | 0 | 0 | 0 | 0 | 0 | 0 | 0 | 0 | 0 | 100 | 0 | 0 | 0 | 0 | 0 | 0 | 0 | 0 | 0 | 0 | 0 | 1 | 1 | 0 | 1 | 0 | 0 | 1 | -4343.191 | -2038.908 | -1396.283 | Lugo - Victorville area constraint | Lugo - Victorville area constraint | Lugo - Victorville area constraint |  | 0 | 0 | 0 | 0 | 0 | 0 | 2456.809 | 4761.092 | 5403.717 | Lugo - Victorville area constraint | Lugo - Victorville area constraint | Lugo - Victorville area constraint |  | 5 | 1 | YES | 2 | 4 | 1 | YES | 2
PG&E NGBA | Monroe | 115 | 0 | 0 | 0 | 0 | 0 | 0 | 0 | 0 | 0 | 0 | 0 | 0 | 0 | 0 | 0 | 0 | 0 | 0 | 0 | 0 | 0 | 0 | 0 | 0 | 0 | 0 | 0 | 0 | 0 | 0 | 0 | 0 | 0 | 0 | 0 | 0 | 0 | 0 | 0 | 1 | 0 | 0 | 0 | 0 | 0 | 0 | 0 | 0 | 0 | 0 | 0 | 0 | 1 | 0 | 0 | 0 | 0 | 0 | 0 | 0 | 0 | 0 | 0 | 0 | 0 | 0 | 1 | 0 | 0 | 0 | 0 | 0 | 0 | 0 | 0 | 0 | 0 | 0 | 0 | 0 | 0 | 0 | 0 | 0 | 0 | 0 | 0 | 0 | 0 | 0 | 0 | 0 | 0 | 0 | 0 | 0 | 0 | 1 |  | 0 | 0 | 0 | 0 | 0 | 0 | 0 | 0 | 0 | 0 | 0 | 0 | 0 | 0 | 0 | 0 | 0 | 0 | 0 | 0 | 0 | 0 | 0 | 0 | 0 | 0 | 0 | 0 | 0 | 0 | 2 | 0 | 2 | 0 | 0 | 0 | -1437.69 | -961.1112 | 317.0526 | Collinsville-Tesla 500 kV Line | Collinsville-Tesla 500 kV Line | Birds Landing-Contra Costa 230kV Line |  | 0 | 0 | 0 | 0 | 0 | 0 | 1432.61 | 1724.7038 | 317.0526 | Birds Landing-Contra Costa 230kV Line | Birds Landing-Contra Costa 230kV Line | Birds Landing-Contra Costa 230kV Line |  | 5 | 1 | YES | 2 | 1 | 1 | NO | 1
SDGE | Monserate | 69 | 0 | 0 | 0 | 0 | 0 | 0 | 0 | 0 | 0 | 0 | 0 | 0 | 0 | 0 | 0 | 0 | 0 | 0 | 0 | 0 | 0 | 0 | 0 | 0 | 0 | 1 | 0 | 0 | 0 | 0 | 0 | 0 | 1 | 1 | 0 | 0 | 0 | 1 | 0 | 0 | 0 | 0 | 0 | 0 | 0 | 0 | 0 | 0 | 0 | 0 | 0 | 0 | 0 | 0 | 0 | 0 | 0 | 0 | 0 | 0 | 0 | 0 | 0 | 0 | 0 | 0 | 0 | 0 | 0 | 0 | 0 | 0 | 0 | 0 | 0 | 0 | 0 | 0 | 0 | 0 | 0 | 0 | 0 | 0 | 0 | 0 | 0 | 0 | 0 | 0 | 0 | 0 | 0 | 0 | 0 | 0 | 0 | 1 |  | 0 | 0 | 0 | 0 | 0 | 0 | 0 | 0 | 0 | 0 | 0 | 0 | 0 | 0 | 0 | 0 | 0 | 0 | 0 | 0 | 0 | 0 | 0 | 0 | 0 | 0 | 0 | 0 | 0 | 0 | 0 | 1 | 0 | 1 | 0 | 0 | -99.1 | -698.67 | 284 | San Luis Rey-San Onofre 230 kV line constraint | San Luis Rey-San Onofre 230 kV line constraint | Ocean Ranch 69 kV constraint |  | 0 | 1 | 0 | 1 | 0 | 0 | -99.1 | -698.67 | 284 | San Luis Rey-San Onofre 230 kV line constraint | San Luis Rey-San Onofre 230 kV line constraint | Ocean Ranch 69 kV constraint |  | 4 | 4 | NO | 4 | 1 | 1 | NO | 1
PG&E GBA | Monta Vista | 115 | 0 | 0 | 0 | 0 | 0 | 0 | 0 | 0 | 0 | 0 | 0 | 0 | 0 | 0 | 0 | 0 | 0 | 0 | 0 | 0 | 0 | 0 | 0 | 0 | 0 | 0 | 0 | 0 | 0 | 0 | 0 | 0 | 0 | 0 | 0 | 0 | 0 | 0 | 0 | 0 | 0 | 0 | 0 | 0 | 0 | 0 | 0 | 0 | 0 | 0 | 0 | 0 | 1 | 0 | 0 | 0 | 0 | 0 | 0 | 1 | 0 | 0 | 0 | 0 | 0 | 0 | 0 | 0 | 0 | 0 | 0 | 0 | 0 | 0 | 0 | 0 | 0 | 0 | 0 | 0 | 0 | 0 | 0 | 0 | 0 | 0 | 0 | 0 | 0 | 0 | 0 | 0 | 0 | 0 | 0 | 0 | 1 | 1 |  | 0 | 0 | 0 | 0 | 0 | 0 | 0 | 0 | 0 | 0 | 0 | 0 | 0 | 0 | 0 | 0 | 0 | 0 | 0 | 0 | 0 | 0 | 0 | 0 | 0 | 0 | 0 | 0 | 0 | 0 | 0 | 0 | 0 | 0 | 0 | 0 | 631 | 135.75 | 1471.1652 | NEW-Metcalf-Mosslanding 500kV | NEW-Metcalf-Mosslanding 500kV | Tesla-Bellota 230 kV line |  | 0 | 0 | 0 | 0 | 0 | 0 | 631 | 135.75 | 1471.1652 | NEW-Metcalf-Mosslanding 500kV | NEW-Metcalf-Mosslanding 500kV | Tesla-Bellota 230 kV line |  | 1 | 1 | NO | 1 | 1 | 1 | NO | 1
PG&E GBA | Monta Vista | 230 | 0 | 0 | 0 | 0 | 0 | 0 | 0 | 0 | 0 | 0 | 0 | 0 | 0 | 0 | 0 | 0 | 0 | 0 | 0 | 0 | 0 | 0 | 0 | 0 | 0 | 0 | 0 | 0 | 0 | 0 | 0 | 0 | 0 | 0 | 0 | 0 | 0 | 0 | 0 | 0 | 0 | 0 | 0 | 0 | 0 | 0 | 0 | 0 | 0 | 0 | 0 | 0 | 1 | 0 | 0 | 0 | 0 | 0 | 0 | 1 | 0 | 0 | 0 | 0 | 0 | 0 | 0 | 0 | 0 | 0 | 0 | 0 | 0 | 0 | 0 | 0 | 0 | 0 | 0 | 0 | 0 | 0 | 0 | 0 | 0 | 0 | 0 | 0 | 0 | 0 | 0 | 0 | 0 | 0 | 0 | 0 | 0 | 1 |  | 0 | 0 | 0 | 0 | 0 | 0 | 0 | 0 | 0 | 0 | 0 | 0 | 0 | 0 | 0 | 0 | 0 | 0 | 0 | 0 | 0 | 0 | 0 | 0 | 0 | 0 | 0 | 0 | 0 | 0 | 0 | 0 | 0 | 0 | 0 | 0 | 1249.96 | 838.4538 | 1471.1652 | Tesla-Bellota 230 kV line | Tesla-Bellota 230 kV line | Tesla-Bellota 230 kV line |  | 0 | 0 | 0 | 0 | 0 | 0 | 1549.96 | 1138.4538 | 1471.1652 | Tesla-Bellota 230 kV line | Tesla-Bellota 230 kV line | Tesla-Bellota 230 kV line |  | 1 | 1 | NO | 1 | 1 | 1 | NO | 1
PG&E GBA | Monta Vista | 60 | 0 | 0 | 0 | 0 | 0 | 0 | 0 | 0 | 0 | 0 | 0 | 0 | 0 | 0 | 0 | 0 | 0 | 0 | 0 | 0 | 0 | 0 | 0 | 0 | 0 | 0 | 0 | 0 | 0 | 0 | 0 | 0 | 0 | 0 | 0 | 0 | 0 | 0 | 0 | 0 | 0 | 0 | 0 | 0 | 0 | 0 | 0 | 0 | 0 | 0 | 0 | 0 | 1 | 0 | 0 | 0 | 0 | 0 | 0 | 1 | 0 | 0 | 0 | 0 | 0 | 0 | 0 | 0 | 0 | 0 | 0 | 0 | 0 | 0 | 0 | 0 | 0 | 0 | 0 | 0 | 0 | 0 | 0 | 0 | 0 | 0 | 0 | 0 | 0 | 0 | 0 | 0 | 0 | 0 | 0 | 0 | 1 | 1 |  | 0 | 0 | 0 | 0 | 0 | 0 | 0 | 0 | 0 | 0 | 0 | 0 | 0 | 0 | 0 | 0 | 0 | 0 | 0 | 0 | 0 | 0 | 0 | 0 | 0 | 0 | 0 | 0 | 0 | 0 | 0 | 0 | 0 | 0 | 0 | 0 | 631 | 135.75 | 1471.1652 | NEW-Metcalf-Mosslanding 500kV | NEW-Metcalf-Mosslanding 500kV | Tesla-Bellota 230 kV line |  | 0 | 0 | 0 | 0 | 0 | 0 | 631 | 135.75 | 1471.1652 | NEW-Metcalf-Mosslanding 500kV | NEW-Metcalf-Mosslanding 500kV | Tesla-Bellota 230 kV line |  | 1 | 1 | NO | 1 | 1 | 1 | NO | 1
PG&E NGBA | Monticello | 115 | 0 | 0 | 0 | 0 | 0 | 0 | 0 | 0 | 0 | 0 | 0 | 0 | 0 | 0 | 0 | 0 | 0 | 0 | 0 | 0 | 0 | 0 | 0 | 0 | 0 | 0 | 0 | 0 | 0 | 0 | 0 | 0 | 0 | 0 | 0 | 0 | 0 | 0 | 0 | 1 | 0 | 1 | 0 | 0 | 0 | 0 | 0 | 0 | 0 | 0 | 0 | 1 | 1 | 1 | 1 | 1 | 0 | 0 | 0 | 0 | 0 | 0 | 0 | 0 | 0 | 1 | 1 | 0 | 0 | 0 | 0 | 0 | 0 | 0 | 0 | 0 | 0 | 0 | 0 | 0 | 0 | 0 | 0 | 0 | 0 | 0 | 0 | 0 | 0 | 0 | 0 | 0 | 0 | 0 | 0 | 0 | 0 | 2 |  | 0 | 0 | 0 | 0 | 0 | 0 | 0 | 0 | 0 | 0 | 0 | 0 | 0 | 0 | 0 | 0 | 0 | 0 | 0 | 0 | 0 | 0 | 0 | 0 | 0 | 0 | 0 | 0 | 0 | 0 | 3 | 0 | 2 | 0 | 0 | 0 | -1437.69 | -961.1112 | 317.0526 | Collinsville-Tesla 500 kV Line | Collinsville-Tesla 500 kV Line | Birds Landing-Contra Costa 230kV Line |  | 0 | 0 | 0 | 0 | 0 | 0 | 484.61 | 771.8 | 317.0526 | Contra Costa- Windmaster 230 kV line | Cortina-Eagle Rock 115 kV line | Birds Landing-Contra Costa 230kV Line |  | 5 | 1 | YES | 2 | 1 | 1 | NO | 1
SCE Northern | Moorpark | 230 | 0 | 0 | 1 | 0 | 1 | 0 | 0 | 0 | 0 | 0 | 0 | 0 | 0 | 0 | 0 | 0 | 0 | 0 | 0 | 0 | 0 | 0 | 0 | 0 | 1 | 0 | 0 | 0 | 0 | 0 | 0 | 0 | 0 | 0 | 0 | 0 | 0 | 0 | 0 | 0 | 0 | 0 | 0 | 0 | 0 | 0 | 0 | 0 | 0 | 0 | 0 | 0 | 0 | 0 | 0 | 0 | 0 | 0 | 0 | 0 | 0 | 0 | 0 | 0 | 0 | 0 | 0 | 0 | 0 | 0 | 0 | 0 | 0 | 0 | 0 | 0 | 0 | 0 | 0 | 0 | 0 | 0 | 0 | 0 | 0 | 0 | 0 | 0 | 0 | 0 | 0 | 0 | 0 | 0 | 0 | 0 | 0 | 0 |  | 0 | 0 | 0 | 0 | 0 | 0 | 0 | 0 | 0 | 0 | 0 | 0 | 0 | 0 | 0 | 0 | 0 | 0 | 0 | 0 | 0 | 0 | 0 | 0 | 0 | 0 | 350 | 0 | 0 | 1 | 1 | 0 | 1 | 0 | 0 | 1 | -4343.191 | -2038.908 | -1396.283 | Lugo - Victorville area constraint | Lugo - Victorville area constraint | Lugo - Victorville area constraint |  | 0 | 0 | 0 | 0 | 0 | 0 | 448 | 554 | 2967 | Moorpark-Pardee Constraint | Moorpark-Pardee Constraint | Moorpark-Pardee Constraint |  | 5 | 1 | YES | 2 | 4 | 1 | YES | 2
SCE Northern | Moorpark | 66 | 0 | 0 | 1 | 0 | 1 | 0 | 0 | 0 | 0 | 0 | 0 | 0 | 0 | 0 | 0 | 0 | 0 | 0 | 0 | 0 | 0 | 0 | 0 | 0 | 1 | 0 | 0 | 0 | 0 | 0 | 0 | 0 | 0 | 0 | 0 | 0 | 0 | 0 | 0 | 0 | 0 | 0 | 0 | 0 | 0 | 0 | 0 | 0 | 0 | 0 | 0 | 0 | 0 | 0 | 0 | 0 | 0 | 0 | 0 | 0 | 0 | 0 | 0 | 0 | 0 | 0 | 0 | 0 | 0 | 0 | 0 | 0 | 0 | 0 | 0 | 0 | 0 | 0 | 0 | 0 | 0 | 0 | 0 | 0 | 0 | 0 | 0 | 0 | 0 | 0 | 0 | 0 | 0 | 0 | 0 | 0 | 0 | 0 |  | 0 | 0 | 0 | 0 | 0 | 0 | 0 | 0 | 0 | 0 | 0 | 0 | 0 | 0 | 0 | 0 | 0 | 0 | 0 | 0 | 0 | 0 | 0 | 0 | 0 | 0 | 0 | 0 | 0 | 0 | 1 | 0 | 1 | 0 | 0 | 1 | -4343.191 | -2038.908 | -1396.283 | Lugo - Victorville area constraint | Lugo - Victorville area constraint | Lugo - Victorville area constraint |  | 0 | 0 | 0 | 0 | 0 | 0 | 448 | 554 | 2967 | Moorpark-Pardee Constraint | Moorpark-Pardee Constraint | Moorpark-Pardee Constraint |  | 5 | 1 | YES | 2 | 4 | 1 | YES | 2
PG&E GBA | Moraga | 115 | 0 | 0 | 0 | 0 | 0 | 0 | 0 | 0 | 0 | 0 | 0 | 0 | 0 | 0 | 0 | 0 | 0 | 0 | 0 | 0 | 0 | 0 | 0 | 0 | 0 | 0 | 0 | 0 | 0 | 0 | 0 | 0 | 0 | 0 | 0 | 0 | 0 | 0 | 0 | 1 | 0 | 0 | 0 | 0 | 0 | 0 | 0 | 0 | 0 | 0 | 0 | 0 | 1 | 0 | 0 | 1 | 0 | 0 | 0 | 0 | 0 | 0 | 0 | 0 | 0 | 0 | 0 | 0 | 0 | 0 | 0 | 0 | 0 | 0 | 0 | 0 | 0 | 0 | 0 | 0 | 0 | 0 | 0 | 0 | 0 | 0 | 0 | 0 | 0 | 0 | 0 | 0 | 0 | 0 | 0 | 0 | 0 | 1 |  | 0 | 0 | 0 | 0 | 0 | 0 | 0 | 0 | 0 | 0 | 0 | 0 | 0 | 0 | 0 | 0 | 0 | 0 | 0 | 0 | 0 | 0 | 0 | 0 | 0 | 0 | 0 | 0 | 0 | 0 | 1 | 0 | 1 | 0 | 0 | 0 | -1437.69 | -961.1112 | 977.7909 | Collinsville-Tesla 500 kV Line | Collinsville-Tesla 500 kV Line | Collinsville-Tesla 500 kV Line |  | 0 | 0 | 0 | 0 | 0 | 0 | 2381.7 | 2366.26 | 977.7909 | Sobrante-Moraga 230 kV line | Sobrante-Moraga 230 kV line | Collinsville-Tesla 500 kV Line |  | 5 | 1 | YES | 2 | 1 | 1 | NO | 1
PG&E GBA | Moraga | 230 | 0 | 0 | 0 | 0 | 0 | 0 | 0 | 0 | 0 | 0 | 0 | 0 | 0 | 0 | 0 | 0 | 0 | 0 | 0 | 0 | 0 | 0 | 0 | 0 | 0 | 0 | 0 | 0 | 0 | 0 | 0 | 0 | 0 | 0 | 0 | 0 | 0 | 0 | 0 | 1 | 0 | 0 | 0 | 0 | 0 | 0 | 0 | 0 | 0 | 0 | 0 | 0 | 1 | 1 | 1 | 1 | 0 | 0 | 0 | 1 | 0 | 1 | 0 | 0 | 0 | 1 | 0 | 0 | 0 | 0 | 0 | 0 | 0 | 0 | 0 | 0 | 0 | 0 | 0 | 0 | 0 | 0 | 0 | 0 | 0 | 0 | 0 | 0 | 0 | 0 | 0 | 0 | 0 | 0 | 0 | 0 | 0 | 1 |  | 0 | 0 | 0 | 0 | 0 | 0 | 0 | 0 | 0 | 0 | 0 | 0 | 0 | 0 | 0 | 0 | 0 | 0 | 0 | 0 | 0 | 0 | 0 | 0 | 0 | 0 | 0 | 0 | 0 | 0 | 2 | 0 | 1 | 0 | 0 | 0 | -1437.69 | -961.1112 | 977.7909 | Collinsville-Tesla 500 kV Line | Collinsville-Tesla 500 kV Line | Collinsville-Tesla 500 kV Line |  | 0 | 0 | 0 | 0 | 0 | 0 | 484.61 | 776.7038 | 977.7909 | Contra Costa- Windmaster 230 kV line | Contra Costa- Windmaster 230 kV line | Collinsville-Tesla 500 kV Line |  | 5 | 1 | YES | 2 | 1 | 1 | NO | 1
PG&E GBA | Morgan Hill | 115 | 0 | 0 | 0 | 0 | 0 | 0 | 0 | 0 | 0 | 0 | 0 | 0 | 0 | 0 | 0 | 0 | 0 | 0 | 0 | 0 | 0 | 0 | 0 | 0 | 0 | 0 | 0 | 0 | 0 | 0 | 0 | 0 | 0 | 0 | 0 | 0 | 0 | 0 | 0 | 0 | 0 | 0 | 0 | 0 | 0 | 0 | 0 | 0 | 0 | 0 | 0 | 0 | 1 | 0 | 0 | 1 | 0 | 0 | 0 | 1 | 0 | 0 | 0 | 0 | 1 | 0 | 0 | 0 | 0 | 0 | 0 | 0 | 0 | 0 | 0 | 0 | 0 | 0 | 0 | 0 | 0 | 0 | 0 | 0 | 0 | 0 | 0 | 0 | 0 | 0 | 0 | 0 | 0 | 0 | 0 | 0 | 0 | 1 |  | 0 | 0 | 0 | 0 | 0 | 0 | 0 | 0 | 0 | 0 | 0 | 0 | 0 | 0 | 0 | 0 | 0 | 0 | 0 | 0 | 0 | 0 | 0 | 0 | 0 | 0 | 0 | 0 | 0 | 0 | 0 | 0 | 0 | 0 | 0 | 1 | 80 | 133 | -22.5 | Morganhill-Metcalf 115kV Line | Morganhill-Metcalf 115kV Line | Morganhill-Metcalf 115kV Line |  | 0 | 0 | 0 | 0 | 0 | 1 | 80 | 133 | -22.5 | Morganhill-Metcalf 115kV Line | Morganhill-Metcalf 115kV Line | Morganhill-Metcalf 115kV Line |  | 1 | 1 | NO | 1 | 3 | 3 | NO | 3
PG&E KERN | Morro Bay | 115 | 0 | 0 | 0 | 0 | 0 | 0 | 0 | 0 | 0 | 0 | 0 | 0 | 0 | 0 | 0 | 0 | 0 | 0 | 0 | 0 | 0 | 0 | 0 | 0 | 0 | 0 | 0 | 0 | 0 | 0 | 0 | 0 | 0 | 0 | 0 | 0 | 0 | 0 | 0 | 0 | 0 | 0 | 0 | 0 | 0 | 0 | 0 | 0 | 0 | 0 | 0 | 0 | 0 | 0 | 0 | 0 | 0 | 0 | 0 | 0 | 0 | 0 | 0 | 0 | 0 | 0 | 0 | 1 | 1 | 0 | 0 | 0 | 0 | 0 | 0 | 0 | 0 | 0 | 0 | 1 | 0 | 0 | 0 | 0 | 0 | 1 | 0 | 0 | 0 | 0 | 0 | 0 | 0 | 0 | 0 | 1 | 0 | 1 |  | 0 | 0 | 0 | 0 | 0 | 0 | 0 | 0 | 0 | 0 | 0 | 0 | 0 | 0 | 0 | 0 | 0 | 0 | 0 | 0 | 0 | 0 | 0 | 0 | 0 | 0 | 0 | 0 | 0 | 0 | 0 | 0 | 1 | 0 | 1 | 0 | 120.85 | -4911.332 | -3937.2282 | Cal Flat-Gates 230 kV line | Gates 500/230kV TB #11 | Gates 500/230kV TB #11 |  | 0 | 0 | 0 | 0 | 0 | 0 | 120.85 | 38.76 | 251.3788 | Cal Flat-Gates 230 kV line | Los Banos 500/230kV TB | Gates-Arco 230 kV Line |  | 5 | 1 | YES | 2 | 5 | 1 | YES | 2
PG&E KERN | Morro Bay | 230 | 0 | 0 | 0 | 0 | 0 | 0 | 0 | 0 | 0 | 0 | 0 | 0 | 0 | 0 | 0 | 0 | 0 | 0 | 0 | 0 | 0 | 0 | 0 | 0 | 0 | 0 | 0 | 0 | 0 | 0 | 0 | 0 | 0 | 0 | 0 | 0 | 0 | 0 | 0 | 0 | 0 | 0 | 0 | 0 | 0 | 0 | 0 | 0 | 0 | 0 | 0 | 0 | 0 | 0 | 0 | 0 | 0 | 0 | 0 | 0 | 0 | 0 | 0 | 0 | 0 | 0 | 0 | 1 | 0 | 0 | 0 | 0 | 0 | 0 | 0 | 0 | 0 | 0 | 1 | 1 | 0 | 0 | 0 | 0 | 0 | 0 | 0 | 0 | 0 | 0 | 0 | 0 | 0 | 0 | 1 | 1 | 0 | 0 |  | 0 | 0 | 0 | 0 | 0 | 0 | 0 | 0 | 0 | 0 | 0 | 0 | 0 | 0 | 0 | 0 | 0 | 0 | 0 | 0 | 0 | 0 | 0 | 0 | 0 | 0 | 0 | 0 | 500 | 1 | 0 | 0 | 3 | 0 | 2 | 1 | 71.87 | -4911.332 | -3937.2282 | Gates 500/230kV TB #12 | Gates 500/230kV TB #11 | Gates 500/230kV TB #11 |  | 0 | 0 | 0 | 0 | 0 | 0 | 120.85 | 383.59 | 631.7684 | Cal Flat-Gates 230 kV line | Cal Flat-Gates 230 kV line | Mustang-Henrietta 230 kV line |  | 5 | 1 | YES | 2 | 5 | 1 | YES | 2
PG&E KERN | Morro Bay | 500 | 0 | 0 | 0 | 0 | 0 | 0 | 0 | 0 | 0 | 0 | 0 | 0 | 0 | 0 | 0 | 0 | 0 | 0 | 0 | 0 | 0 | 0 | 0 | 0 | 0 | 0 | 0 | 0 | 0 | 0 | 0 | 0 | 0 | 0 | 0 | 0 | 0 | 0 | 0 | 0 | 0 | 0 | 0 | 0 | 0 | 0 | 0 | 0 | 0 | 0 | 0 | 0 | 0 | 0 | 0 | 0 | 0 | 0 | 0 | 0 | 0 | 0 | 0 | 0 | 0 | 0 | 0 | 0 | 0 | 0 | 0 | 0 | 0 | 0 | 0 | 0 | 0 | 0 | 0 | 0 | 0 | 0 | 0 | 0 | 0 | 0 | 0 | 0 | 0 | 0 | 0 | 0 | 0 | 1 | 1 | 0 | 0 | 0 |  | 0 | 0 | 0 | 0 | 0 | 0 | 0 | 0 | 0 | 0 | 0 | 0 | 0 | 0 | 0 | 0 | 0 | 0 | 0 | 0 | 0 | 0 | 0 | 0 | 600 | 1110 | 0 | 0 | 0 | 1 | 0 | 0 | 1 | 0 | 0 | 1 | 2470.77 | -1309.512 | -1847.2316 | Mustang-Henrietta 230 kV line | Mustang-Henrietta 230 kV line | Mustang-Henrietta 230 kV line |  | 0 | 0 | 0 | 0 | 0 | 0 | 4949.77 | 1169.488 | 631.7684 | Mustang-Henrietta 230 kV line | Mustang-Henrietta 230 kV line | Mustang-Henrietta 230 kV line |  | 5 | 1 | YES | 2 | 4 | 1 | YES | 2
PG&E GBA | Moss Landing | 115 | 0 | 0 | 0 | 0 | 0 | 0 | 0 | 0 | 0 | 0 | 0 | 0 | 0 | 0 | 0 | 0 | 0 | 0 | 0 | 0 | 0 | 0 | 0 | 0 | 0 | 0 | 0 | 0 | 0 | 0 | 0 | 0 | 0 | 0 | 0 | 0 | 0 | 0 | 0 | 0 | 0 | 0 | 0 | 0 | 0 | 0 | 0 | 0 | 0 | 0 | 0 | 0 | 0 | 0 | 0 | 1 | 0 | 0 | 0 | 1 | 0 | 0 | 0 | 0 | 1 | 0 | 0 | 0 | 0 | 0 | 0 | 0 | 0 | 0 | 0 | 0 | 0 | 0 | 0 | 0 | 0 | 0 | 0 | 0 | 0 | 0 | 0 | 0 | 0 | 0 | 0 | 0 | 0 | 0 | 0 | 0 | 1 | 0 |  | 0 | 0 | 0 | 0 | 0 | 0 | 0 | 0 | 0 | 0 | 0 | 0 | 0 | 0 | 0 | 50 | 0 | 0 | 0 | 0 | 0 | 0 | 0 | 0 | 0 | 0 | 0 | 0 | 0 | 1 | 0 | 0 | 0 | 0 | 0 | 1 | 80 | 133 | -22.5 | Morganhill-Metcalf 115kV Line | Morganhill-Metcalf 115kV Line | Morganhill-Metcalf 115kV Line |  | 0 | 0 | 0 | 0 | 0 | 1 | 80 | 133 | -22.5 | Morganhill-Metcalf 115kV Line | Morganhill-Metcalf 115kV Line | Morganhill-Metcalf 115kV Line |  | 1 | 1 | NO | 1 | 3 | 3 | NO | 3
PG&E GBA | Moss Landing | 230 | 0 | 0 | 0 | 0 | 0 | 0 | 0 | 0 | 0 | 0 | 0 | 0 | 0 | 0 | 0 | 0 | 0 | 0 | 0 | 0 | 0 | 0 | 0 | 0 | 0 | 0 | 0 | 0 | 0 | 0 | 0 | 0 | 0 | 0 | 0 | 0 | 0 | 0 | 0 | 0 | 0 | 0 | 0 | 0 | 0 | 0 | 0 | 0 | 0 | 0 | 0 | 0 | 0 | 0 | 0 | 1 | 0 | 0 | 0 | 1 | 0 | 0 | 0 | 0 | 1 | 0 | 0 | 0 | 0 | 0 | 0 | 0 | 0 | 0 | 0 | 0 | 0 | 0 | 0 | 0 | 0 | 0 | 0 | 0 | 0 | 0 | 0 | 0 | 0 | 0 | 0 | 0 | 0 | 0 | 0 | 0 | 1 | 0 |  | 0 | 0 | 0 | 0 | 0 | 0 | 0 | 0 | 0 | 0 | 0 | 0 | 0 | 0 | 0 | 0 | 0 | 0 | 0 | 0 | 0 | 0 | 0 | 0 | 0 | 0 | 0 | 0 | 0 | 0 | 0 | 0 | 0 | 0 | 0 | 1 | 80 | 133 | -22.5 | Morganhill-Metcalf 115kV Line | Morganhill-Metcalf 115kV Line | Morganhill-Metcalf 115kV Line |  | 0 | 0 | 0 | 0 | 0 | 1 | 80 | 133 | -22.5 | Morganhill-Metcalf 115kV Line | Morganhill-Metcalf 115kV Line | Morganhill-Metcalf 115kV Line |  | 1 | 1 | NO | 1 | 3 | 3 | NO | 3
PG&E GBA | Moss Landing | 500 | 0 | 0 | 0 | 0 | 0 | 0 | 0 | 0 | 0 | 0 | 0 | 0 | 0 | 0 | 0 | 0 | 0 | 0 | 0 | 0 | 0 | 0 | 0 | 0 | 0 | 0 | 0 | 0 | 0 | 0 | 0 | 0 | 0 | 0 | 0 | 0 | 0 | 0 | 0 | 1 | 0 | 0 | 0 | 0 | 0 | 0 | 0 | 0 | 0 | 0 | 0 | 0 | 0 | 0 | 0 | 1 | 0 | 0 | 0 | 1 | 0 | 0 | 0 | 0 | 0 | 0 | 0 | 0 | 0 | 0 | 0 | 0 | 0 | 0 | 0 | 0 | 0 | 0 | 0 | 0 | 0 | 0 | 0 | 0 | 0 | 0 | 0 | 0 | 0 | 0 | 0 | 0 | 0 | 0 | 0 | 0 | 1 | 0 |  | 0 | 0 | 0 | 0 | 0 | 0 | 0 | 0 | 0 | 0 | 0 | 0 | 0 | 0 | 0 | 0 | 0 | 0 | 0 | 0 | 0 | 0 | 0 | 0 | 0 | 0 | 0 | 0 | 0 | 0 | 1 | 0 | 1 | 0 | 0 | 0 | -1437.69 | -961.1112 | 977.7909 | Collinsville-Tesla 500 kV Line | Collinsville-Tesla 500 kV Line | Collinsville-Tesla 500 kV Line |  | 0 | 0 | 0 | 0 | 0 | 0 | 631 | 135.75 | 977.7909 | NEW-Metcalf-Mosslanding 500kV | NEW-Metcalf-Mosslanding 500kV | Collinsville-Tesla 500 kV Line |  | 5 | 1 | YES | 2 | 1 | 1 | NO | 1
EOP | Mountain Pass | 115 | 0 | 0 | 0 | 0 | 0 | 0 | 0 | 0 | 0 | 0 | 0 | 0 | 0 | 0 | 0 | 0 | 0 | 0 | 0 | 0 | 0 | 0 | 0 | 1 | 1 | 0 | 0 | 0 | 0 | 0 | 0 | 0 | 0 | 0 | 0 | 0 | 0 | 0 | 0 | 0 | 0 | 0 | 0 | 0 | 0 | 0 | 0 | 0 | 0 | 0 | 0 | 0 | 0 | 0 | 0 | 0 | 0 | 0 | 0 | 0 | 0 | 0 | 0 | 0 | 0 | 0 | 0 | 0 | 0 | 0 | 0 | 0 | 0 | 0 | 0 | 0 | 0 | 0 | 0 | 0 | 0 | 0 | 0 | 0 | 0 | 0 | 0 | 0 | 0 | 0 | 0 | 0 | 0 | 0 | 0 | 0 | 0 | 1 |  | 0 | 0 | 0 | 0 | 0 | 0 | 0 | 0 | 0 | 0 | 0 | 0 | 0 | 0 | 0 | 0 | 0 | 0 | 0 | 0 | 0 | 0 | 0 | 0 | 0 | 0 | 0 | 0 | 0 | 0 | 1 | 1 | 1 | 0 | 0 | 1 | -4343.191 | -2038.908 | -1396.283 | Lugo - Victorville area constraint | Lugo - Victorville area constraint | Lugo - Victorville area constraint |  | 0 | 1 | 0 | 0 | 0 | 0 | -160.5 | 1398.25 | 3565.626 | Sloan Canyon - Eldorado 500 kV constraint | Sloan Canyon - Eldorado 500 kV constraint | Sloan Canyon - Eldorado 500 kV constraint |  | 5 | 3 | YES | 3 | 4 | 1 | YES | 2
PG&E GBA | Mountain View | 115 | 0 | 0 | 0 | 0 | 0 | 0 | 0 | 0 | 0 | 0 | 0 | 0 | 0 | 0 | 0 | 0 | 0 | 0 | 0 | 0 | 0 | 0 | 0 | 0 | 0 | 0 | 0 | 0 | 0 | 0 | 0 | 0 | 0 | 0 | 0 | 0 | 0 | 0 | 0 | 0 | 0 | 0 | 0 | 0 | 0 | 0 | 0 | 0 | 0 | 0 | 0 | 0 | 1 | 0 | 0 | 1 | 0 | 0 | 0 | 0 | 0 | 0 | 0 | 0 | 0 | 0 | 0 | 0 | 0 | 0 | 0 | 0 | 0 | 0 | 0 | 0 | 0 | 0 | 0 | 0 | 0 | 0 | 0 | 0 | 0 | 0 | 0 | 0 | 0 | 0 | 0 | 0 | 0 | 0 | 0 | 0 | 1 | 1 |  | 0 | 0 | 0 | 0 | 0 | 0 | 0 | 0 | 0 | 0 | 0 | 0 | 0 | 0 | 0 | 0 | 0 | 0 | 0 | 0 | 0 | 0 | 0 | 0 | 0 | 0 | 0 | 0 | 0 | 0 | 0 | 0 | 0 | 0 | 0 | 0 | 631 | 135.75 | 4302.36 | NEW-Metcalf-Mosslanding 500kV | NEW-Metcalf-Mosslanding 500kV | Sobrante-Moraga 230 kV line |  | 0 | 0 | 0 | 0 | 0 | 0 | 631 | 135.75 | 4302.36 | NEW-Metcalf-Mosslanding 500kV | NEW-Metcalf-Mosslanding 500kV | Sobrante-Moraga 230 kV line |  | 1 | 1 | NO | 1 | 1 | 1 | NO | 1
PG&E GBA | Mt Eden | 115 | 0 | 0 | 0 | 0 | 0 | 0 | 0 | 0 | 0 | 0 | 0 | 0 | 0 | 0 | 0 | 0 | 0 | 0 | 0 | 0 | 0 | 0 | 0 | 0 | 0 | 0 | 0 | 0 | 0 | 0 | 0 | 0 | 0 | 0 | 0 | 0 | 0 | 0 | 0 | 1 | 0 | 0 | 0 | 0 | 0 | 0 | 0 | 0 | 0 | 0 | 0 | 0 | 1 | 0 | 0 | 0 | 0 | 0 | 0 | 0 | 0 | 0 | 0 | 0 | 0 | 0 | 0 | 0 | 0 | 0 | 0 | 0 | 0 | 0 | 0 | 0 | 0 | 0 | 0 | 0 | 0 | 0 | 0 | 0 | 0 | 0 | 0 | 0 | 0 | 0 | 0 | 0 | 0 | 0 | 0 | 0 | 0 | 1 |  | 0 | 0 | 0 | 0 | 0 | 0 | 0 | 0 | 0 | 0 | 0 | 0 | 0 | 0 | 0 | 0 | 0 | 0 | 0 | 0 | 0 | 0 | 0 | 0 | 0 | 0 | 0 | 0 | 0 | 0 | 1 | 0 | 1 | 0 | 0 | 0 | -1437.69 | -961.1112 | 977.7909 | Collinsville-Tesla 500 kV Line | Collinsville-Tesla 500 kV Line | Collinsville-Tesla 500 kV Line |  | 0 | 0 | 0 | 0 | 0 | 0 | 2381.7 | 2366.26 | 977.7909 | Sobrante-Moraga 230 kV line | Sobrante-Moraga 230 kV line | Collinsville-Tesla 500 kV Line |  | 5 | 1 | YES | 2 | 1 | 1 | NO | 1
PG&E KERN | Mt Poso | 115 | 0 | 0 | 0 | 0 | 0 | 0 | 0 | 0 | 0 | 0 | 0 | 0 | 0 | 0 | 0 | 0 | 0 | 0 | 0 | 0 | 0 | 0 | 0 | 0 | 0 | 0 | 0 | 0 | 0 | 0 | 0 | 0 | 0 | 0 | 0 | 0 | 0 | 0 | 0 | 0 | 0 | 0 | 0 | 0 | 0 | 0 | 0 | 0 | 0 | 0 | 0 | 0 | 0 | 0 | 0 | 0 | 0 | 0 | 0 | 0 | 0 | 0 | 0 | 0 | 0 | 0 | 0 | 1 | 1 | 0 | 0 | 0 | 0 | 0 | 0 | 1 | 0 | 0 | 0 | 1 | 0 | 0 | 0 | 0 | 0 | 0 | 0 | 0 | 0 | 0 | 0 | 0 | 0 | 0 | 0 | 0 | 0 | 0 |  | 0 | 0 | 0 | 0 | 0 | 0 | 0 | 0 | 0 | 0 | 0 | 0 | 0 | 0 | 0 | 0 | 0 | 0 | 0 | 0 | 0 | 0 | 0 | 0 | 0 | 0 | 0 | 0 | 0 | 0 | 0 | 0 | 1 | 0 | 1 | 0 | 120.85 | -4911.332 | -3937.2282 | Cal Flat-Gates 230 kV line | Gates 500/230kV TB #11 | Gates 500/230kV TB #11 |  | 0 | 0 | 0 | 0 | 0 | 0 | 120.85 | 201.6 | 233.6988 | Cal Flat-Gates 230 kV line | Semitropic-Midway 115kV Line | Semitropic-Midway 115kV Line |  | 5 | 1 | YES | 2 | 5 | 1 | YES | 2
SDGE | Murray | 69 | 0 | 0 | 0 | 0 | 0 | 0 | 0 | 0 | 0 | 0 | 0 | 0 | 0 | 0 | 0 | 0 | 0 | 0 | 0 | 0 | 0 | 0 | 0 | 0 | 0 | 0 | 0 | 0 | 0 | 0 | 1 | 0 | 1 | 0 | 0 | 0 | 0 | 0 | 0 | 0 | 0 | 0 | 0 | 0 | 0 | 0 | 0 | 0 | 0 | 0 | 0 | 0 | 0 | 0 | 0 | 0 | 0 | 0 | 0 | 0 | 0 | 0 | 0 | 0 | 0 | 0 | 0 | 0 | 0 | 0 | 0 | 0 | 0 | 0 | 0 | 0 | 0 | 0 | 0 | 0 | 0 | 0 | 0 | 0 | 0 | 0 | 0 | 0 | 0 | 0 | 0 | 0 | 0 | 0 | 0 | 0 | 0 | 2 |  | 0 | 0 | 0 | 0 | 0 | 0 | 0 | 0 | 0 | 0 | 0 | 0 | 0 | 0 | 0 | 0 | 0 | 0 | 0 | 0 | 0 | 0 | 0 | 0 | 0 | 0 | 0 | 0 | 0 | 0 | 0 | 1 | 0 | 1 | 0 | 0 | -99.1 | -698.67 | 1394.7114 | San Luis Rey-San Onofre 230 kV line constraint | San Luis Rey-San Onofre 230 kV line constraint | San Luis Rey-San Onofre 230 kV line constraint |  | 0 | 1 | 0 | 1 | 0 | 0 | -99.1 | -698.67 | 1394.7114 | San Luis Rey-San Onofre 230 kV line constraint | San Luis Rey-San Onofre 230 kV line constraint | San Luis Rey-San Onofre 230 kV line constraint |  | 4 | 4 | NO | 4 | 1 | 1 | NO | 1
PG&E FRESNO | Mustang | 230 | 0 | 0 | 0 | 0 | 0 | 0 | 0 | 0 | 0 | 0 | 0 | 0 | 0 | 0 | 0 | 0 | 0 | 0 | 0 | 0 | 0 | 0 | 0 | 0 | 0 | 0 | 0 | 0 | 0 | 0 | 0 | 0 | 0 | 0 | 0 | 0 | 0 | 0 | 0 | 0 | 0 | 0 | 0 | 0 | 0 | 0 | 0 | 0 | 0 | 0 | 0 | 0 | 0 | 0 | 0 | 0 | 0 | 0 | 0 | 0 | 0 | 0 | 0 | 0 | 0 | 0 | 0 | 0 | 0 | 0 | 0 | 0 | 0 | 0 | 0 | 0 | 0 | 0 | 1 | 1 | 0 | 1 | 0 | 0 | 0 | 1 | 0 | 0 | 0 | 1 | 0 | 0 | 0 | 0 | 1 | 1 | 0 | 1 |  | 0 | 0 | 0 | 0 | 0 | 0 | 0 | 0 | 0 | 0 | 0 | 0 | 0 | 0 | 0 | 0 | 0 | 0 | 0 | 0 | 0 | 0 | 0 | 0 | 0 | 0 | 0 | 0 | 0 | 0 | 1 | 0 | 4 | 0 | 3 | 1 | -516.8 | -4911.332 | -3937.2282 | Borden-Storey #1 230kV line | Gates 500/230kV TB #11 | Gates 500/230kV TB #11 |  | 0 | 0 | 0 | 0 | 0 | 0 | 384.55 | 38.76 | 631.7684 | Los Banos 500/230kV TB | Los Banos 500/230kV TB | Mustang-Henrietta 230 kV line |  | 5 | 1 | YES | 2 | 5 | 1 | YES | 2
SCE Northern | Neenach | 66 | 1 | 0 | 1 | 0 | 0 | 0 | 0 | 1 | 0 | 0 | 0 | 0 | 0 | 0 | 0 | 0 | 0 | 0 | 0 | 0 | 0 | 0 | 0 | 0 | 0 | 0 | 0 | 0 | 0 | 0 | 0 | 0 | 0 | 0 | 0 | 0 | 0 | 0 | 0 | 0 | 0 | 0 | 0 | 0 | 0 | 0 | 0 | 0 | 0 | 0 | 0 | 0 | 0 | 0 | 0 | 0 | 0 | 0 | 0 | 0 | 0 | 0 | 0 | 0 | 0 | 0 | 0 | 0 | 0 | 0 | 0 | 0 | 0 | 0 | 0 | 0 | 0 | 0 | 0 | 0 | 0 | 0 | 0 | 0 | 0 | 0 | 0 | 0 | 0 | 0 | 0 | 0 | 0 | 0 | 0 | 0 | 0 | 0 |  | 0 | 0 | 0 | 0 | 0 | 0 | 0 | 0 | 0 | 0 | 0 | 0 | 0 | 0 | 0 | 0 | 0 | 0 | 0 | 0 | 0 | 0 | 0 | 0 | 0 | 0 | 0 | 0 | 0 | 0 | 1 | 0 | 1 | 0 | 0 | 0 | -568.88 | -811.38 | 0 | Antelope-Vincent Constraint | Antelope-Vincent Constraint | Antelope-Neenach Constraint |  | 1 | 0 | 1 | 0 | 0 | 0 | -568.88 | -811.38 | 0 | Antelope-Vincent Constraint | Antelope-Vincent Constraint | Antelope-Neenach Constraint |  | 5 | 5 | NO | 5 | 1 | 1 | NO | 1
PG&E KERN | New Sub - Gates - Midway (Proposed) | 230 | 0 | 0 | 0 | 0 | 0 | 0 | 0 | 0 | 0 | 0 | 0 | 0 | 0 | 0 | 0 | 0 | 0 | 0 | 0 | 0 | 0 | 0 | 0 | 0 | 0 | 0 | 0 | 0 | 0 | 0 | 0 | 0 | 0 | 0 | 0 | 0 | 0 | 0 | 0 | 0 | 0 | 0 | 0 | 0 | 0 | 0 | 0 | 0 | 0 | 0 | 0 | 0 | 0 | 0 | 0 | 0 | 0 | 0 | 0 | 0 | 0 | 0 | 0 | 0 | 0 | 0 | 0 | 0 | 0 | 0 | 0 | 0 | 0 | 0 | 0 | 0 | 0 | 0 | 1 | 1 | 0 | 0 | 0 | 0 | 0 | 0 | 0 | 0 | 0 | 0 | 0 | 0 | 0 | 0 | 1 | 0 | 0 | 0 |  | 0 | 0 | 0 | 0 | 0 | 0 | 0 | 0 | 0 | 0 | 0 | 0 | 0 | 0 | 0 | 0 | 0 | 0 | 0 | 0 | 0 | 0 | 0 | 0 | 1900 | 440 | 238.5 | 0 | 0 | 1 | 0 | 0 | 3 | 0 | 2 | 1 | 71.87 | -4911.332 | -3937.2282 | Gates 500/230kV TB #12 | Gates 500/230kV TB #11 | Gates 500/230kV TB #11 |  | 0 | 0 | 0 | 0 | 0 | 0 | 4949.77 | 1169.488 | 631.7684 | Mustang-Henrietta 230 kV line | Mustang-Henrietta 230 kV line | Mustang-Henrietta 230 kV line |  | 5 | 1 | YES | 2 | 5 | 1 | YES | 2
PG&E KERN | New Sub - Gates - Templeton (Proposed) | 230 | 0 | 0 | 0 | 0 | 0 | 0 | 0 | 0 | 0 | 0 | 0 | 0 | 0 | 0 | 0 | 0 | 0 | 0 | 0 | 0 | 0 | 0 | 0 | 0 | 0 | 0 | 0 | 0 | 0 | 0 | 0 | 0 | 0 | 0 | 0 | 0 | 0 | 0 | 0 | 0 | 0 | 0 | 0 | 0 | 0 | 0 | 0 | 0 | 0 | 0 | 0 | 0 | 0 | 0 | 0 | 0 | 0 | 0 | 0 | 0 | 0 | 0 | 0 | 0 | 0 | 0 | 0 | 1 | 0 | 0 | 0 | 0 | 0 | 0 | 0 | 0 | 0 | 0 | 1 | 1 | 0 | 0 | 0 | 0 | 0 | 1 | 0 | 0 | 0 | 0 | 0 | 0 | 0 | 0 | 1 | 1 | 0 | 1 |  | 0 | 0 | 0 | 0 | 0 | 0 | 0 | 0 | 0 | 0 | 0 | 0 | 0 | 0 | 0 | 0 | 0 | 0 | 0 | 0 | 0 | 0 | 0 | 0 | 0 | 600 | 0 | 0 | 0 | 1 | 0 | 0 | 3 | 0 | 2 | 1 | 71.87 | -4911.332 | -3937.2282 | Gates 500/230kV TB #12 | Gates 500/230kV TB #11 | Gates 500/230kV TB #11 |  | 0 | 0 | 0 | 0 | 0 | 0 | 120.85 | 38.76 | 631.7684 | Cal Flat-Gates 230 kV line | Los Banos 500/230kV TB | Mustang-Henrietta 230 kV line |  | 5 | 1 | YES | 2 | 5 | 1 | YES | 2
SCE NOL | New Sub - Kramer - Lugo (Proposed) | 230 | 0 | 0 | 0 | 0 | 0 | 0 | 0 | 0 | 0 | 0 | 0 | 1 | 1 | 1 | 0 | 0 | 0 | 0 | 0 | 0 | 0 | 0 | 0 | 0 | 0 | 0 | 0 | 0 | 0 | 0 | 0 | 0 | 0 | 0 | 0 | 0 | 0 | 0 | 0 | 0 | 0 | 0 | 0 | 0 | 0 | 0 | 0 | 0 | 0 | 0 | 0 | 0 | 0 | 0 | 0 | 0 | 0 | 0 | 0 | 0 | 0 | 0 | 0 | 0 | 0 | 0 | 0 | 0 | 0 | 0 | 0 | 0 | 0 | 0 | 0 | 0 | 0 | 0 | 0 | 0 | 0 | 0 | 0 | 0 | 0 | 0 | 0 | 0 | 0 | 0 | 0 | 0 | 0 | 0 | 0 | 0 | 0 | 3 |  | 0 | 0 | 0 | 0 | 0 | 0 | 0 | 0 | 0 | 0 | 0 | 0 | 0 | 0 | 0 | 0 | 0 | 0 | 0 | 0 | 0 | 0 | 0 | 0 | 0 | 0 | 0 | 0 | 0 | 0 | 0 | 2 | 0 | 4 | 0 | 0 | -280.6 | -137.55 | 1093.724 | South of Kramer Area Constraint | Lugo Transformer Area Constraint | South of Kramer Area Constraint |  | 0 | 2 | 0 | 4 | 0 | 0 | -280.6 | -137.55 | 1093.724 | South of Kramer Area Constraint | Lugo Transformer Area Constraint | South of Kramer Area Constraint |  | 4 | 4 | NO | 4 | 1 | 1 | NO | 1
PG&E FRESNO | New Sub - Los Banos - Midway (Proposed) | 500 | 0 | 0 | 0 | 0 | 0 | 0 | 0 | 0 | 0 | 0 | 0 | 0 | 0 | 0 | 0 | 0 | 0 | 0 | 0 | 0 | 0 | 0 | 0 | 0 | 0 | 0 | 0 | 0 | 0 | 0 | 0 | 0 | 0 | 0 | 0 | 0 | 0 | 0 | 0 | 0 | 0 | 0 | 0 | 0 | 0 | 0 | 0 | 0 | 0 | 0 | 0 | 0 | 0 | 0 | 0 | 0 | 0 | 0 | 0 | 0 | 0 | 0 | 0 | 0 | 0 | 0 | 0 | 0 | 0 | 0 | 0 | 0 | 0 | 0 | 0 | 0 | 0 | 0 | 0 | 0 | 0 | 0 | 0 | 0 | 0 | 0 | 0 | 0 | 0 | 0 | 0 | 0 | 0 | 0 | 1 | 0 | 0 | 0 |  | 0 | 0 | 0 | 0 | 0 | 0 | 0 | 0 | 0 | 0 | 0 | 0 | 0 | 0 | 0 | 0 | 0 | 0 | 0 | 0 | 0 | 0 | 0 | 0 | 0 | 0 | 0 | 0 | 0 | 0 | 0 | 0 | 1 | 0 | 0 | 1 | 2470.77 | -1309.512 | -1847.2316 | Mustang-Henrietta 230 kV line | Mustang-Henrietta 230 kV line | Mustang-Henrietta 230 kV line |  | 0 | 0 | 0 | 0 | 0 | 0 | 4949.77 | 1169.488 | 631.7684 | Mustang-Henrietta 230 kV line | Mustang-Henrietta 230 kV line | Mustang-Henrietta 230 kV line |  | 5 | 1 | YES | 2 | 4 | 1 | YES | 2
SCE NOL | New Sub - Lugo - Pisgah (Proposed) | 230 | 0 | 0 | 0 | 0 | 0 | 0 | 0 | 0 | 0 | 0 | 0 | 0 | 0 | 1 | 1 | 0 | 0 | 0 | 0 | 0 | 0 | 0 | 0 | 0 | 0 | 0 | 0 | 0 | 0 | 0 | 0 | 0 | 0 | 0 | 0 | 0 | 0 | 0 | 0 | 0 | 0 | 0 | 0 | 0 | 0 | 0 | 0 | 0 | 0 | 0 | 0 | 0 | 0 | 0 | 0 | 0 | 0 | 0 | 0 | 0 | 0 | 0 | 0 | 0 | 0 | 0 | 0 | 0 | 0 | 0 | 0 | 0 | 0 | 0 | 0 | 0 | 0 | 0 | 0 | 0 | 0 | 0 | 0 | 0 | 0 | 0 | 0 | 0 | 0 | 0 | 0 | 0 | 0 | 0 | 0 | 0 | 0 | 1 |  | 0 | 0 | 0 | 0 | 0 | 0 | 0 | 0 | 0 | 0 | 0 | 0 | 0 | 0 | 0 | 0 | 0 | 0 | 0 | 0 | 0 | 0 | 0 | 0 | 0 | 0 | 0 | 0 | 0 | 0 | 0 | 0 | 1 | 2 | 0 | 0 | 43.77 | -137.55 | 26.86 | Lugo Transformer Area Constraint | Lugo Transformer Area Constraint | Calcite to Lugo Area Constraint |  | 0 | 0 | 1 | 2 | 0 | 0 | 43.77 | -137.55 | 26.86 | Lugo Transformer Area Constraint | Lugo Transformer Area Constraint | Calcite to Lugo Area Constraint |  | 5 | 5 | NO | 5 | 1 | 1 | NO | 1
PG&E KERN | New Sub - Midway - Wheeler Ridge (Proposed) | 230 | 0 | 0 | 0 | 0 | 0 | 0 | 0 | 0 | 0 | 0 | 0 | 0 | 0 | 0 | 0 | 0 | 0 | 0 | 0 | 0 | 0 | 0 | 0 | 0 | 0 | 0 | 0 | 0 | 0 | 0 | 0 | 0 | 0 | 0 | 0 | 0 | 0 | 0 | 0 | 0 | 0 | 0 | 0 | 0 | 0 | 0 | 0 | 0 | 0 | 0 | 0 | 0 | 0 | 0 | 0 | 0 | 0 | 0 | 0 | 0 | 0 | 0 | 0 | 0 | 0 | 0 | 0 | 0 | 0 | 0 | 0 | 0 | 0 | 0 | 0 | 0 | 0 | 0 | 1 | 1 | 0 | 0 | 0 | 0 | 0 | 0 | 0 | 0 | 0 | 0 | 0 | 0 | 0 | 0 | 1 | 0 | 0 | 0 |  | 0 | 0 | 0 | 0 | 0 | 0 | 0 | 0 | 0 | 150 | 0 | 150 | 0 | 0 | 1 | 0 | 0 | 0 | 0 | 0 | 0 | 0 | 0 | 0 | 2050 | 0 | 150 | 0 | 0 | 1 | 0 | 0 | 3 | 0 | 2 | 1 | 71.87 | -4911.332 | -3937.2282 | Gates 500/230kV TB #12 | Gates 500/230kV TB #11 | Gates 500/230kV TB #11 |  | 0 | 0 | 0 | 0 | 0 | 0 | 4949.77 | 1169.488 | 631.7684 | Mustang-Henrietta 230 kV line | Mustang-Henrietta 230 kV line | Mustang-Henrietta 230 kV line |  | 5 | 1 | YES | 2 | 5 | 1 | YES | 2
PG&E NGBA | New Sub - Near existing Leavitt (PSREC) | 345 | 0 | 0 | 0 | 0 | 0 | 0 | 0 | 0 | 0 | 0 | 0 | 0 | 0 | 0 | 0 | 0 | 0 | 0 | 0 | 0 | 0 | 0 | 0 | 0 | 0 | 0 | 0 | 0 | 0 | 0 | 0 | 0 | 0 | 0 | 0 | 0 | 0 | 0 | 0 | 1 | 0 | 0 | 0 | 0 | 0 | 0 | 0 | 0 | 0 | 0 | 0 | 0 | 0 | 0 | 0 | 0 | 0 | 0 | 0 | 0 | 0 | 0 | 0 | 0 | 0 | 0 | 0 | 0 | 0 | 0 | 0 | 0 | 0 | 0 | 0 | 0 | 0 | 0 | 0 | 0 | 0 | 0 | 0 | 0 | 0 | 0 | 0 | 0 | 0 | 0 | 0 | 0 | 0 | 0 | 0 | 0 | 0 | 0 |  | 0 | 0 | 0 | 0 | 0 | 0 | 0 | 0 | 0 | 0 | 0 | 0 | 0 | 0 | 0 | 19 | 0 | 448 | 0 | 0 | 0 | 0 | 0 | 0 | 0 | 0 | 0 | 0 | 0 | 1 | 1 | 0 | 1 | 0 | 0 | 0 | -1437.69 | -961.1112 | 977.7909 | Collinsville-Tesla 500 kV Line | Collinsville-Tesla 500 kV Line | Collinsville-Tesla 500 kV Line |  | 0 | 0 | 0 | 0 | 0 | 0 | 7207.31 | 7683.8888 | 977.7909 | Collinsville-Tesla 500 kV Line | Collinsville-Tesla 500 kV Line | Collinsville-Tesla 500 kV Line |  | 5 | 1 | YES | 2 | 1 | 1 | NO | 1
PG&E NGBA | New Sub - Near existing Madeline (NVE) | 345 | 0 | 0 | 0 | 0 | 0 | 0 | 0 | 0 | 0 | 0 | 0 | 0 | 0 | 0 | 0 | 0 | 0 | 0 | 0 | 0 | 0 | 0 | 0 | 0 | 0 | 0 | 0 | 0 | 0 | 0 | 0 | 0 | 0 | 0 | 0 | 0 | 0 | 0 | 0 | 1 | 0 | 0 | 0 | 0 | 0 | 0 | 0 | 0 | 0 | 0 | 0 | 0 | 0 | 0 | 0 | 0 | 0 | 0 | 0 | 0 | 0 | 0 | 0 | 0 | 0 | 0 | 0 | 0 | 0 | 0 | 0 | 0 | 0 | 0 | 0 | 0 | 0 | 0 | 0 | 0 | 0 | 0 | 0 | 0 | 0 | 0 | 0 | 0 | 0 | 0 | 0 | 0 | 0 | 0 | 0 | 0 | 0 | 0 |  | 0 | 0 | 0 | 0 | 0 | 0 | 0 | 0 | 0 | 0 | 0 | 0 | 0 | 0 | 0 | 0 | 0 | 480 | 220 | 0 | 0 | 0 | 0 | 0 | 0 | 0 | 0 | 0 | 0 | 1 | 1 | 0 | 1 | 0 | 0 | 0 | -1437.69 | -961.1112 | 977.7909 | Collinsville-Tesla 500 kV Line | Collinsville-Tesla 500 kV Line | Collinsville-Tesla 500 kV Line |  | 0 | 0 | 0 | 0 | 0 | 0 | 7207.31 | 7683.8888 | 977.7909 | Collinsville-Tesla 500 kV Line | Collinsville-Tesla 500 kV Line | Collinsville-Tesla 500 kV Line |  | 5 | 1 | YES | 2 | 1 | 1 | NO | 1
SDGE | New Sub - North Gila - IV (Proposed) | 500 | 0 | 0 | 0 | 0 | 0 | 0 | 0 | 0 | 0 | 0 | 0 | 0 | 0 | 0 | 0 | 0 | 0 | 0 | 0 | 0 | 0 | 0 | 0 | 0 | 0 | 0 | 0 | 0 | 0 | 0 | 1 | 1 | 1 | 0 | 0 | 0 | 1 | 0 | 0 | 0 | 0 | 0 | 0 | 0 | 0 | 0 | 0 | 0 | 0 | 0 | 0 | 0 | 0 | 0 | 0 | 0 | 0 | 0 | 0 | 0 | 0 | 0 | 0 | 0 | 0 | 0 | 0 | 0 | 0 | 0 | 0 | 0 | 0 | 0 | 0 | 0 | 0 | 0 | 0 | 0 | 0 | 0 | 0 | 0 | 0 | 0 | 0 | 0 | 0 | 0 | 0 | 0 | 0 | 0 | 0 | 0 | 0 | 4 |  | 0 | 0 | 0 | 0 | 0 | 0 | 0 | 0 | 0 | 0 | 0 | 0 | 0 | 0 | 0 | 0 | 0 | 0 | 0 | 0 | 0 | 0 | 0 | 0 | 750 | 250 | 0 | 0 | 0 | 1 | 0 | 1 | 0 | 2 | 0 | 0 | -99.1 | -698.67 | 127.485 | San Luis Rey-San Onofre 230 kV line constraint | San Luis Rey-San Onofre 230 kV line constraint | East of Miguel constraint |  | 0 | 1 | 0 | 2 | 0 | 0 | -99.1 | -698.67 | 127.485 | San Luis Rey-San Onofre 230 kV line constraint | San Luis Rey-San Onofre 230 kV line constraint | East of Miguel constraint |  | 4 | 4 | NO | 4 | 1 | 1 | NO | 1
PG&E NGBA | New Sub - Pit 1 - Cottonwood (Proposed) | 230 | 0 | 0 | 0 | 0 | 0 | 0 | 0 | 0 | 0 | 0 | 0 | 0 | 0 | 0 | 0 | 0 | 0 | 0 | 0 | 0 | 0 | 0 | 0 | 0 | 0 | 0 | 0 | 0 | 0 | 0 | 0 | 0 | 0 | 0 | 0 | 0 | 0 | 0 | 0 | 1 | 0 | 0 | 0 | 1 | 0 | 0 | 0 | 0 | 0 | 0 | 0 | 0 | 0 | 0 | 0 | 0 | 0 | 0 | 0 | 0 | 0 | 0 | 0 | 0 | 0 | 0 | 0 | 0 | 0 | 0 | 0 | 0 | 0 | 0 | 0 | 0 | 0 | 0 | 0 | 0 | 0 | 0 | 0 | 0 | 0 | 0 | 0 | 0 | 0 | 0 | 0 | 0 | 0 | 0 | 0 | 0 | 0 | 0 |  | 0 | 0 | 0 | 0 | 0 | 0 | 0 | 0 | 0 | 0 | 0 | 0 | 0 | 0 | 0 | 0 | 0 | 0 | 0 | 0 | 0 | 0 | 0 | 0 | 0 | 0 | 0 | 0 | 0 | 0 | 1 | 0 | 1 | 0 | 0 | 0 | -1437.69 | -961.1112 | 15 | Collinsville-Tesla 500 kV Line | Collinsville-Tesla 500 kV Line | Carberry-Round Mountain 230kV Line |  | 0 | 0 | 0 | 0 | 0 | 0 | 15 | 15 | 15 | Carberry-Round Mountain 230kV Line | Carberry-Round Mountain 230kV Line | Carberry-Round Mountain 230kV Line |  | 5 | 1 | YES | 2 | 1 | 1 | NO | 1
PG&E GBA | New Sub - Rancho Seco - Bellota (Proposed) | 230 | 0 | 0 | 0 | 0 | 0 | 0 | 0 | 0 | 0 | 0 | 0 | 0 | 0 | 0 | 0 | 0 | 0 | 0 | 0 | 0 | 0 | 0 | 0 | 0 | 0 | 0 | 0 | 0 | 0 | 0 | 0 | 0 | 0 | 0 | 0 | 0 | 0 | 0 | 0 | 0 | 0 | 0 | 0 | 0 | 0 | 1 | 0 | 0 | 0 | 0 | 0 | 0 | 0 | 0 | 0 | 0 | 0 | 0 | 0 | 1 | 1 | 0 | 0 | 0 | 0 | 0 | 0 | 0 | 0 | 0 | 0 | 0 | 0 | 0 | 0 | 0 | 0 | 0 | 0 | 0 | 0 | 0 | 0 | 0 | 0 | 0 | 0 | 0 | 0 | 0 | 0 | 0 | 0 | 0 | 0 | 0 | 0 | 0 |  | 0 | 0 | 0 | 0 | 0 | 0 | 0 | 0 | 0 | 0 | 0 | 0 | 0 | 0 | 0 | 0 | 0 | 0 | 0 | 0 | 0 | 0 | 0 | 0 | 0 | 0 | 0 | 0 | 0 | 0 | 1 | 0 | 1 | 0 | 0 | 0 | -194.5 | -212.19 | 868.6798 | Bellota-Weber 230kV line | Bellota-Weber 230kV line | Bellota-Weber 230kV line |  | 0 | 0 | 0 | 0 | 0 | 0 | 265.5 | 247.81 | 868.6798 | Bellota-Weber 230kV line | Bellota-Weber 230kV line | Bellota-Weber 230kV line |  | 5 | 1 | YES | 2 | 1 | 1 | NO | 1
SDGE | New Sub - Suncrest - Ocotillo (Proposed) | 500 | 0 | 0 | 0 | 0 | 0 | 0 | 0 | 0 | 0 | 0 | 0 | 0 | 0 | 0 | 0 | 0 | 0 | 0 | 0 | 0 | 0 | 0 | 0 | 0 | 0 | 0 | 0 | 0 | 0 | 0 | 1 | 1 | 1 | 0 | 0 | 1 | 0 | 0 | 0 | 0 | 0 | 0 | 0 | 0 | 0 | 0 | 0 | 0 | 0 | 0 | 0 | 0 | 0 | 0 | 0 | 0 | 0 | 0 | 0 | 0 | 0 | 0 | 0 | 0 | 0 | 0 | 0 | 0 | 0 | 0 | 0 | 0 | 0 | 0 | 0 | 0 | 0 | 0 | 0 | 0 | 0 | 0 | 0 | 0 | 0 | 0 | 0 | 0 | 0 | 0 | 0 | 0 | 0 | 0 | 0 | 0 | 0 | 4 |  | 0 | 0 | 0 | 0 | 0 | 0 | 0 | 0 | 0 | 0 | 0 | 0 | 0 | 0 | 0 | 0 | 0 | 0 | 0 | 0 | 0 | 0 | 0 | 0 | 0 | 0 | 0 | 0 | 0 | 0 | 0 | 1 | 0 | 1 | 0 | 0 | -99.1 | -698.67 | 127.485 | San Luis Rey-San Onofre 230 kV line constraint | San Luis Rey-San Onofre 230 kV line constraint | East of Miguel constraint |  | 0 | 1 | 0 | 1 | 0 | 0 | -99.1 | -698.67 | 127.485 | San Luis Rey-San Onofre 230 kV line constraint | San Luis Rey-San Onofre 230 kV line constraint | East of Miguel constraint |  | 4 | 4 | NO | 4 | 1 | 1 | NO | 1
PG&E FRESNO | New Sub - Westley - Quinto (Proposed) | 230 | 0 | 0 | 0 | 0 | 0 | 0 | 0 | 0 | 0 | 0 | 0 | 0 | 0 | 0 | 0 | 0 | 0 | 0 | 0 | 0 | 0 | 0 | 0 | 0 | 0 | 0 | 0 | 0 | 0 | 0 | 0 | 0 | 0 | 0 | 0 | 0 | 0 | 0 | 0 | 0 | 0 | 0 | 0 | 0 | 0 | 0 | 0 | 0 | 0 | 0 | 0 | 0 | 0 | 0 | 0 | 0 | 0 | 0 | 0 | 0 | 0 | 0 | 0 | 0 | 0 | 0 | 0 | 0 | 0 | 0 | 0 | 0 | 0 | 0 | 0 | 0 | 0 | 0 | 0 | 0 | 0 | 0 | 0 | 0 | 0 | 1 | 0 | 0 | 0 | 0 | 0 | 0 | 0 | 0 | 0 | 0 | 0 | 1 |  | 0 | 0 | 0 | 0 | 0 | 0 | 0 | 0 | 0 | 0 | 0 | 0 | 0 | 0 | 0 | 80 | 0 | 0 | 0 | 0 | 0 | 0 | 0 | 0 | 0 | 0 | 0 | 900 | 0 | 1 | 0 | 0 | 0 | 0 | 0 | 0 | 384.55 | 38.76 | 5935.7036 | Los Banos 500/230kV TB | Los Banos 500/230kV TB | Los Banos 500/230kV TB |  | 0 | 0 | 0 | 0 | 0 | 0 | 384.55 | 38.76 | 5935.7036 | Los Banos 500/230kV TB | Los Banos 500/230kV TB | Los Banos 500/230kV TB |  | 1 | 1 | NO | 1 | 1 | 1 | NO | 1
PG&E GBA | Newark | 115 | 0 | 0 | 0 | 0 | 0 | 0 | 0 | 0 | 0 | 0 | 0 | 0 | 0 | 0 | 0 | 0 | 0 | 0 | 0 | 0 | 0 | 0 | 0 | 0 | 0 | 0 | 0 | 0 | 0 | 0 | 0 | 0 | 0 | 0 | 0 | 0 | 0 | 0 | 0 | 0 | 0 | 0 | 0 | 0 | 0 | 0 | 0 | 0 | 0 | 0 | 0 | 0 | 0 | 0 | 0 | 1 | 0 | 0 | 0 | 1 | 0 | 0 | 0 | 0 | 0 | 1 | 0 | 0 | 0 | 0 | 0 | 0 | 0 | 0 | 0 | 0 | 0 | 0 | 0 | 0 | 0 | 0 | 0 | 0 | 0 | 0 | 0 | 0 | 0 | 0 | 0 | 0 | 0 | 0 | 0 | 0 | 0 | 0 |  | 0 | 0 | 0 | 0 | 0 | 0 | 0 | 0 | 0 | 0 | 0 | 0 | 0 | 0 | 0 | 0 | 0 | 0 | 0 | 0 | 0 | 0 | 0 | 0 | 0 | 0 | 0 | 0 | 0 | 0 | 0 | 0 | 0 | 0 | 0 | 0 | 1249.96 | 838.4538 | 1471.1652 | Tesla-Bellota 230 kV line | Tesla-Bellota 230 kV line | Tesla-Bellota 230 kV line |  | 0 | 0 | 0 | 0 | 0 | 0 | 1549.96 | 1138.4538 | 1471.1652 | Tesla-Bellota 230 kV line | Tesla-Bellota 230 kV line | Tesla-Bellota 230 kV line |  | 1 | 1 | NO | 1 | 1 | 1 | NO | 1
PG&E GBA | Newark | 230 | 0 | 0 | 0 | 0 | 0 | 0 | 0 | 0 | 0 | 0 | 0 | 0 | 0 | 0 | 0 | 0 | 0 | 0 | 0 | 0 | 0 | 0 | 0 | 0 | 0 | 0 | 0 | 0 | 0 | 0 | 0 | 0 | 0 | 0 | 0 | 0 | 0 | 0 | 0 | 0 | 0 | 0 | 0 | 0 | 0 | 0 | 0 | 0 | 0 | 0 | 0 | 0 | 0 | 0 | 0 | 1 | 0 | 0 | 1 | 1 | 0 | 0 | 0 | 0 | 0 | 1 | 0 | 0 | 0 | 0 | 0 | 0 | 0 | 0 | 0 | 0 | 0 | 0 | 0 | 0 | 0 | 0 | 0 | 0 | 0 | 0 | 0 | 0 | 0 | 0 | 0 | 0 | 0 | 0 | 0 | 0 | 0 | 0 |  | 0 | 0 | 0 | 0 | 0 | 0 | 0 | 0 | 0 | 0 | 0 | 0 | 0 | 0 | 0 | 0 | 0 | 0 | 0 | 0 | 0 | 0 | 0 | 0 | 0 | 0 | 0 | 0 | 0 | 0 | 0 | 0 | 0 | 0 | 0 | 0 | 1249.96 | 838.4538 | 1471.1652 | Tesla-Bellota 230 kV line | Tesla-Bellota 230 kV line | Tesla-Bellota 230 kV line |  | 0 | 0 | 0 | 0 | 0 | 0 | 1549.96 | 1138.4538 | 1471.1652 | Tesla-Bellota 230 kV line | Tesla-Bellota 230 kV line | Tesla-Bellota 230 kV line |  | 1 | 1 | NO | 1 | 1 | 1 | NO | 1
PG&E GBA | Newark | 60 | 0 | 0 | 0 | 0 | 0 | 0 | 0 | 0 | 0 | 0 | 0 | 0 | 0 | 0 | 0 | 0 | 0 | 0 | 0 | 0 | 0 | 0 | 0 | 0 | 0 | 0 | 0 | 0 | 0 | 0 | 0 | 0 | 0 | 0 | 0 | 0 | 0 | 0 | 0 | 1 | 0 | 0 | 0 | 0 | 0 | 0 | 0 | 0 | 0 | 0 | 0 | 0 | 0 | 0 | 0 | 1 | 0 | 0 | 0 | 0 | 0 | 0 | 0 | 0 | 0 | 0 | 1 | 0 | 0 | 0 | 0 | 0 | 0 | 0 | 0 | 0 | 0 | 0 | 0 | 0 | 0 | 0 | 0 | 0 | 0 | 0 | 0 | 0 | 0 | 0 | 0 | 0 | 0 | 0 | 0 | 0 | 0 | 0 |  | 0 | 0 | 0 | 0 | 0 | 0 | 0 | 0 | 0 | 0 | 0 | 0 | 0 | 0 | 0 | 0 | 0 | 0 | 0 | 0 | 0 | 0 | 0 | 0 | 0 | 0 | 0 | 0 | 0 | 0 | 2 | 0 | 2 | 0 | 0 | 0 | -1437.69 | -961.1112 | 317.0526 | Collinsville-Tesla 500 kV Line | Collinsville-Tesla 500 kV Line | Birds Landing-Contra Costa 230kV Line |  | 0 | 0 | 0 | 0 | 0 | 0 | 1432.61 | 1724.7038 | 317.0526 | Birds Landing-Contra Costa 230kV Line | Birds Landing-Contra Costa 230kV Line | Birds Landing-Contra Costa 230kV Line |  | 5 | 1 | YES | 2 | 1 | 1 | NO | 1
PG&E FRESNO | Newhall | 115 | 0 | 0 | 0 | 0 | 0 | 0 | 0 | 0 | 0 | 0 | 0 | 0 | 0 | 0 | 0 | 0 | 0 | 0 | 0 | 0 | 0 | 0 | 0 | 0 | 0 | 0 | 0 | 0 | 0 | 0 | 0 | 0 | 0 | 0 | 0 | 0 | 0 | 0 | 0 | 0 | 0 | 0 | 0 | 0 | 0 | 1 | 0 | 0 | 0 | 0 | 0 | 0 | 0 | 0 | 0 | 0 | 0 | 0 | 0 | 0 | 0 | 0 | 0 | 0 | 0 | 0 | 0 | 0 | 0 | 0 | 0 | 0 | 0 | 0 | 0 | 0 | 0 | 0 | 0 | 1 | 0 | 1 | 1 | 1 | 0 | 1 | 0 | 1 | 0 | 0 | 0 | 0 | 1 | 0 | 0 | 0 | 0 | 1 |  | 0 | 0 | 0 | 0 | 0 | 0 | 0 | 0 | 0 | 0 | 0 | 0 | 0 | 0 | 0 | 0 | 0 | 0 | 0 | 0 | 0 | 0 | 0 | 0 | 0 | 0 | 0 | 0 | 0 | 0 | 2 | 0 | 3 | 0 | 1 | 0 | -194.5 | -4911.332 | -3937.2282 | Bellota-Weber 230kV line | Gates 500/230kV TB #11 | Gates 500/230kV TB #11 |  | 0 | 0 | 0 | 0 | 0 | 0 | 265.5 | 38.76 | 126.1276 | Bellota-Weber 230kV line | Los Banos 500/230kV TB | Oro Loma-El Nido 115kV Line |  | 5 | 1 | YES | 2 | 5 | 1 | YES | 2
PG&E KERN | Norco | 115 | 0 | 0 | 0 | 0 | 0 | 0 | 0 | 0 | 0 | 0 | 0 | 0 | 0 | 0 | 0 | 0 | 0 | 0 | 0 | 0 | 0 | 0 | 0 | 0 | 0 | 0 | 0 | 0 | 0 | 0 | 0 | 0 | 0 | 0 | 0 | 0 | 0 | 0 | 0 | 0 | 0 | 0 | 0 | 0 | 0 | 0 | 0 | 0 | 0 | 0 | 0 | 0 | 0 | 0 | 0 | 0 | 0 | 0 | 0 | 0 | 0 | 0 | 0 | 0 | 0 | 0 | 0 | 1 | 0 | 0 | 0 | 0 | 0 | 0 | 1 | 0 | 0 | 0 | 1 | 0 | 0 | 0 | 0 | 0 | 0 | 0 | 0 | 0 | 0 | 0 | 0 | 0 | 0 | 0 | 1 | 0 | 0 | 0 |  | 0 | 0 | 0 | 0 | 0 | 0 | 0 | 0 | 0 | 0 | 0 | 0 | 0 | 0 | 0 | 0 | 0 | 0 | 0 | 0 | 0 | 0 | 0 | 0 | 0 | 0 | 0 | 0 | 0 | 0 | 0 | 0 | 2 | 0 | 1 | 1 | 71.87 | -4040.202 | -3868.183 | Gates 500/230kV TB #12 | Gates 500/230kV TB #12 | Gates 500/230kV TB #12 |  | 0 | 0 | 0 | 0 | 0 | 0 | 120.85 | 383.59 | 631.7684 | Cal Flat-Gates 230 kV line | Cal Flat-Gates 230 kV line | Mustang-Henrietta 230 kV line |  | 5 | 1 | YES | 2 | 5 | 1 | YES | 2
PG&E GBA | Nortech | 115 | 0 | 0 | 0 | 0 | 0 | 0 | 0 | 0 | 0 | 0 | 0 | 0 | 0 | 0 | 0 | 0 | 0 | 0 | 0 | 0 | 0 | 0 | 0 | 0 | 0 | 0 | 0 | 0 | 0 | 0 | 0 | 0 | 0 | 0 | 0 | 0 | 0 | 0 | 0 | 0 | 0 | 0 | 0 | 0 | 0 | 0 | 0 | 0 | 0 | 0 | 0 | 0 | 1 | 0 | 0 | 1 | 0 | 0 | 0 | 1 | 0 | 0 | 0 | 0 | 0 | 0 | 0 | 0 | 0 | 0 | 0 | 0 | 0 | 0 | 0 | 0 | 0 | 0 | 0 | 0 | 0 | 0 | 0 | 0 | 0 | 0 | 0 | 0 | 0 | 0 | 0 | 0 | 0 | 0 | 0 | 0 | 0 | 1 |  | 0 | 0 | 0 | 0 | 0 | 0 | 0 | 0 | 0 | 0 | 0 | 0 | 0 | 0 | 0 | 0 | 0 | 0 | 0 | 0 | 0 | 0 | 0 | 0 | 80 | 0 | 0 | 0 | 0 | 1 | 0 | 0 | 0 | 0 | 0 | 0 | 1249.96 | 838.4538 | 1471.1652 | Tesla-Bellota 230 kV line | Tesla-Bellota 230 kV line | Tesla-Bellota 230 kV line |  | 0 | 0 | 0 | 0 | 0 | 0 | 1549.96 | 1138.4538 | 1471.1652 | Tesla-Bellota 230 kV line | Tesla-Bellota 230 kV line | Tesla-Bellota 230 kV line |  | 1 | 1 | NO | 1 | 1 | 1 | NO | 1
SDGE | North City Metering | 138 | 0 | 0 | 0 | 0 | 0 | 0 | 0 | 0 | 0 | 0 | 0 | 0 | 0 | 0 | 0 | 0 | 0 | 0 | 0 | 0 | 0 | 0 | 0 | 0 | 0 | 0 | 0 | 0 | 1 | 0 | 1 | 0 | 1 | 0 | 0 | 0 | 0 | 0 | 0 | 0 | 0 | 0 | 0 | 0 | 0 | 0 | 0 | 0 | 0 | 0 | 0 | 0 | 0 | 0 | 0 | 0 | 0 | 0 | 0 | 0 | 0 | 0 | 0 | 0 | 0 | 0 | 0 | 0 | 0 | 0 | 0 | 0 | 0 | 0 | 0 | 0 | 0 | 0 | 0 | 0 | 0 | 0 | 0 | 0 | 0 | 0 | 0 | 0 | 0 | 0 | 0 | 0 | 0 | 0 | 0 | 0 | 0 | 3 |  | 0 | 0 | 0 | 0 | 0 | 0 | 0 | 0 | 0 | 0 | 0 | 0 | 0 | 0 | 0 | 0 | 0 | 0 | 0 | 0 | 0 | 0 | 0 | 0 | 0 | 0 | 0 | 0 | 0 | 0 | 0 | 1 | 0 | 1 | 0 | 0 | -99.1 | -698.67 | 1394.7114 | San Luis Rey-San Onofre 230 kV line constraint | San Luis Rey-San Onofre 230 kV line constraint | San Luis Rey-San Onofre 230 kV line constraint |  | 0 | 1 | 0 | 1 | 0 | 0 | -99.1 | -698.67 | 1394.7114 | San Luis Rey-San Onofre 230 kV line constraint | San Luis Rey-San Onofre 230 kV line constraint | San Luis Rey-San Onofre 230 kV line constraint |  | 4 | 4 | NO | 4 | 1 | 1 | NO | 1
PG&E GBA | North Dublin | 230 | 0 | 0 | 0 | 0 | 0 | 0 | 0 | 0 | 0 | 0 | 0 | 0 | 0 | 0 | 0 | 0 | 0 | 0 | 0 | 0 | 0 | 0 | 0 | 0 | 0 | 0 | 0 | 0 | 0 | 0 | 0 | 0 | 0 | 0 | 0 | 0 | 0 | 0 | 0 | 1 | 0 | 0 | 0 | 0 | 0 | 0 | 0 | 0 | 0 | 0 | 0 | 0 | 0 | 0 | 0 | 1 | 0 | 0 | 0 | 1 | 0 | 0 | 0 | 0 | 0 | 0 | 1 | 0 | 0 | 0 | 0 | 0 | 0 | 0 | 0 | 0 | 0 | 0 | 0 | 0 | 0 | 0 | 0 | 0 | 0 | 0 | 0 | 0 | 0 | 0 | 0 | 0 | 0 | 0 | 0 | 0 | 0 | 0 |  | 0 | 0 | 0 | 0 | 0 | 0 | 0 | 0 | 0 | 0 | 0 | 0 | 0 | 0 | 0 | 0 | 0 | 0 | 0 | 0 | 0 | 0 | 0 | 0 | 0 | 0 | 0 | 0 | 0 | 0 | 2 | 0 | 2 | 0 | 0 | 0 | -1437.69 | -961.1112 | 317.0526 | Collinsville-Tesla 500 kV Line | Collinsville-Tesla 500 kV Line | Birds Landing-Contra Costa 230kV Line |  | 0 | 0 | 0 | 0 | 0 | 0 | 1432.61 | 1138.4538 | 317.0526 | Birds Landing-Contra Costa 230kV Line | Tesla-Bellota 230 kV line | Birds Landing-Contra Costa 230kV Line |  | 5 | 1 | YES | 2 | 1 | 1 | NO | 1
SDGE | North Gila | 500 | 0 | 0 | 0 | 0 | 0 | 0 | 0 | 0 | 0 | 0 | 0 | 0 | 0 | 0 | 0 | 0 | 0 | 0 | 0 | 0 | 0 | 0 | 0 | 0 | 0 | 0 | 0 | 0 | 0 | 0 | 1 | 1 | 1 | 0 | 0 | 0 | 0 | 0 | 0 | 0 | 0 | 0 | 0 | 0 | 0 | 0 | 0 | 0 | 0 | 0 | 0 | 0 | 0 | 0 | 0 | 0 | 0 | 0 | 0 | 0 | 0 | 0 | 0 | 0 | 0 | 0 | 0 | 0 | 0 | 0 | 0 | 0 | 0 | 0 | 0 | 0 | 0 | 0 | 0 | 0 | 0 | 0 | 0 | 0 | 0 | 0 | 0 | 0 | 0 | 0 | 0 | 0 | 0 | 0 | 0 | 0 | 0 | 3 |  | 0 | 0 | 0 | 0 | 0 | 0 | 0 | 0 | 0 | 0 | 0 | 0 | 0 | 0 | 0 | 0 | 0 | 0 | 0 | 0 | 0 | 0 | 0 | 0 | 750 | 500 | 0 | 94.35 | 0 | 1 | 0 | 1 | 0 | 1 | 0 | 0 | -99.1 | -698.67 | 127.485 | San Luis Rey-San Onofre 230 kV line constraint | San Luis Rey-San Onofre 230 kV line constraint | East of Miguel constraint |  | 0 | 1 | 0 | 1 | 0 | 0 | -99.1 | -698.67 | 127.485 | San Luis Rey-San Onofre 230 kV line constraint | San Luis Rey-San Onofre 230 kV line constraint | East of Miguel constraint |  | 4 | 4 | NO | 4 | 1 | 1 | NO | 1
SCE Metro | North of SONGS | 230 | 0 | 0 | 0 | 0 | 0 | 0 | 0 | 0 | 0 | 1 | 0 | 0 | 0 | 0 | 0 | 0 | 0 | 0 | 0 | 0 | 0 | 0 | 0 | 0 | 0 | 0 | 0 | 0 | 0 | 0 | 0 | 0 | 0 | 0 | 0 | 0 | 0 | 0 | 0 | 0 | 0 | 0 | 0 | 0 | 0 | 0 | 0 | 0 | 0 | 0 | 0 | 0 | 0 | 0 | 0 | 0 | 0 | 0 | 0 | 0 | 0 | 0 | 0 | 0 | 0 | 0 | 0 | 0 | 0 | 0 | 0 | 0 | 0 | 0 | 0 | 0 | 0 | 0 | 0 | 0 | 0 | 0 | 0 | 0 | 0 | 0 | 0 | 0 | 0 | 0 | 0 | 0 | 0 | 0 | 0 | 0 | 0 | 0 |  | 0 | 0 | 0 | 0 | 0 | 0 | 0 | 0 | 0 | 0 | 0 | 0 | 0 | 0 | 0 | 0 | 0 | 0 | 0 | 0 | 0 | 0 | 0 | 0 | 0 | 0 | 0 | 0 | 0 | 0 | 0 | 0 | 0 | 0 | 0 | 0 | 3554.7188 | 7968.008 | 22025.8411 | SCE Metro Area Default Constraint | SCE Metro Area Default Constraint | SCE Metro Area Default Constraint |  | 0 | 0 | 0 | 0 | 0 | 0 | 3554.7188 | 7968.008 | 22025.8411 | SCE Metro Area Default Constraint | SCE Metro Area Default Constraint | SCE Metro Area Default Constraint |  | 1 | 1 | NO | 1 | 1 | 1 | NO | 1
SCE Metro | North of SONGS | 500 | 0 | 0 | 0 | 0 | 0 | 0 | 0 | 0 | 0 | 1 | 0 | 0 | 0 | 0 | 0 | 0 | 0 | 0 | 0 | 0 | 0 | 0 | 0 | 0 | 0 | 0 | 0 | 0 | 0 | 0 | 0 | 0 | 0 | 0 | 0 | 0 | 0 | 0 | 0 | 0 | 0 | 0 | 0 | 0 | 0 | 0 | 0 | 0 | 0 | 0 | 0 | 0 | 0 | 0 | 0 | 0 | 0 | 0 | 0 | 0 | 0 | 0 | 0 | 0 | 0 | 0 | 0 | 0 | 0 | 0 | 0 | 0 | 0 | 0 | 0 | 0 | 0 | 0 | 0 | 0 | 0 | 0 | 0 | 0 | 0 | 0 | 0 | 0 | 0 | 0 | 0 | 0 | 0 | 0 | 0 | 0 | 0 | 0 |  | 0 | 0 | 0 | 0 | 0 | 0 | 0 | 0 | 0 | 0 | 0 | 0 | 0 | 0 | 0 | 0 | 0 | 0 | 0 | 0 | 0 | 0 | 0 | 0 | 0 | 0 | 0 | 0 | 0 | 0 | 0 | 0 | 0 | 0 | 0 | 0 | 3554.7188 | 7968.008 | 22025.8411 | SCE Metro Area Default Constraint | SCE Metro Area Default Constraint | SCE Metro Area Default Constraint |  | 0 | 0 | 0 | 0 | 0 | 0 | 3554.7188 | 7968.008 | 22025.8411 | SCE Metro Area Default Constraint | SCE Metro Area Default Constraint | SCE Metro Area Default Constraint |  | 1 | 1 | NO | 1 | 1 | 1 | NO | 1
PG&E NGBA | Notre Dame | 115 | 0 | 0 | 0 | 0 | 0 | 0 | 0 | 0 | 0 | 0 | 0 | 0 | 0 | 0 | 0 | 0 | 0 | 0 | 0 | 0 | 0 | 0 | 0 | 0 | 0 | 0 | 0 | 0 | 0 | 0 | 0 | 0 | 0 | 0 | 0 | 0 | 0 | 0 | 0 | 1 | 0 | 0 | 0 | 0 | 0 | 0 | 0 | 0 | 0 | 0 | 0 | 0 | 0 | 0 | 0 | 0 | 0 | 0 | 0 | 0 | 0 | 0 | 0 | 0 | 0 | 0 | 0 | 0 | 0 | 0 | 0 | 0 | 0 | 0 | 0 | 0 | 0 | 0 | 0 | 0 | 0 | 0 | 0 | 0 | 0 | 0 | 0 | 0 | 0 | 0 | 0 | 0 | 0 | 0 | 0 | 0 | 0 | 0 |  | 0 | 0 | 0 | 0 | 0 | 0 | 0 | 0 | 0 | 0 | 0 | 0 | 0 | 0 | 0 | 0 | 0 | 0 | 0 | 0 | 0 | 0 | 0 | 0 | 0 | 0 | 0 | 0 | 0 | 0 | 1 | 0 | 1 | 0 | 0 | 0 | -1437.69 | -961.1112 | 977.7909 | Collinsville-Tesla 500 kV Line | Collinsville-Tesla 500 kV Line | Collinsville-Tesla 500 kV Line |  | 0 | 0 | 0 | 0 | 0 | 0 | 7207.31 | 7683.8888 | 977.7909 | Collinsville-Tesla 500 kV Line | Collinsville-Tesla 500 kV Line | Collinsville-Tesla 500 kV Line |  | 5 | 1 | YES | 2 | 1 | 1 | NO | 1
PG&E GBA | Oakland C | 115 | 0 | 0 | 0 | 0 | 0 | 0 | 0 | 0 | 0 | 0 | 0 | 0 | 0 | 0 | 0 | 0 | 0 | 0 | 0 | 0 | 0 | 0 | 0 | 0 | 0 | 0 | 0 | 0 | 0 | 0 | 0 | 0 | 0 | 0 | 0 | 0 | 0 | 0 | 0 | 1 | 0 | 0 | 0 | 0 | 0 | 0 | 0 | 0 | 0 | 1 | 0 | 0 | 1 | 1 | 1 | 1 | 0 | 0 | 1 | 1 | 0 | 1 | 0 | 0 | 0 | 1 | 0 | 0 | 0 | 0 | 0 | 0 | 0 | 0 | 0 | 0 | 0 | 0 | 0 | 0 | 0 | 0 | 0 | 0 | 0 | 0 | 0 | 0 | 0 | 0 | 0 | 0 | 0 | 0 | 0 | 0 | 0 | 2 |  | 0 | 0 | 0 | 0 | 0 | 0 | 0 | 0 | 0 | 0 | 0 | 0 | 0 | 0 | 0 | 0 | 0 | 0 | 0 | 0 | 0 | 0 | 0 | 0 | 0 | 200 | 0 | 0 | 0 | 1 | 2 | 0 | 1 | 0 | 0 | 0 | -1437.69 | -961.1112 | 977.7909 | Collinsville-Tesla 500 kV Line | Collinsville-Tesla 500 kV Line | Collinsville-Tesla 500 kV Line |  | 0 | 0 | 0 | 0 | 0 | 0 | 484.61 | 776.7038 | 977.7909 | Contra Costa- Windmaster 230 kV line | Contra Costa- Windmaster 230 kV line | Collinsville-Tesla 500 kV Line |  | 5 | 1 | YES | 2 | 1 | 1 | NO | 1
PG&E GBA | Oakland J | 115 | 0 | 0 | 0 | 0 | 0 | 0 | 0 | 0 | 0 | 0 | 0 | 0 | 0 | 0 | 0 | 0 | 0 | 0 | 0 | 0 | 0 | 0 | 0 | 0 | 0 | 0 | 0 | 0 | 0 | 0 | 0 | 0 | 0 | 0 | 0 | 0 | 0 | 0 | 0 | 1 | 0 | 0 | 0 | 0 | 0 | 0 | 0 | 0 | 0 | 0 | 0 | 0 | 1 | 0 | 0 | 1 | 0 | 0 | 0 | 0 | 0 | 0 | 0 | 0 | 0 | 0 | 0 | 0 | 0 | 0 | 0 | 0 | 0 | 0 | 0 | 0 | 0 | 0 | 0 | 0 | 0 | 0 | 0 | 0 | 0 | 0 | 0 | 0 | 0 | 0 | 0 | 0 | 0 | 0 | 0 | 0 | 0 | 1 |  | 0 | 0 | 0 | 0 | 0 | 0 | 0 | 0 | 0 | 0 | 0 | 0 | 0 | 0 | 0 | 0 | 0 | 0 | 0 | 0 | 0 | 0 | 0 | 0 | 0 | 0 | 0 | 0 | 0 | 0 | 1 | 0 | 1 | 0 | 0 | 0 | -1437.69 | -961.1112 | 977.7909 | Collinsville-Tesla 500 kV Line | Collinsville-Tesla 500 kV Line | Collinsville-Tesla 500 kV Line |  | 0 | 0 | 0 | 0 | 0 | 0 | 2381.7 | 2366.26 | 977.7909 | Sobrante-Moraga 230 kV line | Sobrante-Moraga 230 kV line | Collinsville-Tesla 500 kV Line |  | 5 | 1 | YES | 2 | 1 | 1 | NO | 1
PG&E GBA | Oakland L | 115 | 0 | 0 | 0 | 0 | 0 | 0 | 0 | 0 | 0 | 0 | 0 | 0 | 0 | 0 | 0 | 0 | 0 | 0 | 0 | 0 | 0 | 0 | 0 | 0 | 0 | 0 | 0 | 0 | 0 | 0 | 0 | 0 | 0 | 0 | 0 | 0 | 0 | 0 | 0 | 1 | 0 | 0 | 0 | 0 | 0 | 0 | 0 | 0 | 0 | 0 | 0 | 0 | 1 | 0 | 0 | 1 | 0 | 0 | 0 | 0 | 0 | 0 | 0 | 0 | 0 | 0 | 0 | 0 | 0 | 0 | 0 | 0 | 0 | 0 | 0 | 0 | 0 | 0 | 0 | 0 | 0 | 0 | 0 | 0 | 0 | 0 | 0 | 0 | 0 | 0 | 0 | 0 | 0 | 0 | 0 | 0 | 0 | 1 |  | 0 | 0 | 0 | 0 | 0 | 0 | 0 | 0 | 0 | 0 | 0 | 0 | 0 | 0 | 0 | 0 | 0 | 0 | 0 | 0 | 0 | 0 | 0 | 0 | 0 | 0 | 0 | 0 | 0 | 0 | 1 | 0 | 1 | 0 | 0 | 0 | -1437.69 | -961.1112 | 977.7909 | Collinsville-Tesla 500 kV Line | Collinsville-Tesla 500 kV Line | Collinsville-Tesla 500 kV Line |  | 0 | 0 | 0 | 0 | 0 | 0 | 2381.7 | 2366.26 | 977.7909 | Sobrante-Moraga 230 kV line | Sobrante-Moraga 230 kV line | Collinsville-Tesla 500 kV Line |  | 5 | 1 | YES | 2 | 1 | 1 | NO | 1
PG&E GBA | Oakland X | 115 | 0 | 0 | 0 | 0 | 0 | 0 | 0 | 0 | 0 | 0 | 0 | 0 | 0 | 0 | 0 | 0 | 0 | 0 | 0 | 0 | 0 | 0 | 0 | 0 | 0 | 0 | 0 | 0 | 0 | 0 | 0 | 0 | 0 | 0 | 0 | 0 | 0 | 0 | 0 | 1 | 0 | 0 | 0 | 0 | 0 | 0 | 0 | 0 | 0 | 0 | 0 | 0 | 1 | 0 | 0 | 1 | 0 | 0 | 0 | 0 | 0 | 0 | 0 | 0 | 0 | 0 | 0 | 0 | 0 | 0 | 0 | 0 | 0 | 0 | 0 | 0 | 0 | 0 | 0 | 0 | 0 | 0 | 0 | 0 | 0 | 0 | 0 | 0 | 0 | 0 | 0 | 0 | 0 | 0 | 0 | 0 | 0 | 1 |  | 0 | 0 | 0 | 0 | 0 | 0 | 0 | 0 | 0 | 0 | 0 | 0 | 0 | 0 | 0 | 0 | 0 | 0 | 0 | 0 | 0 | 0 | 0 | 0 | 0 | 100 | 0 | 0 | 0 | 1 | 1 | 0 | 1 | 0 | 0 | 0 | -1437.69 | -961.1112 | 977.7909 | Collinsville-Tesla 500 kV Line | Collinsville-Tesla 500 kV Line | Collinsville-Tesla 500 kV Line |  | 0 | 0 | 0 | 0 | 0 | 0 | 2381.7 | 2366.26 | 977.7909 | Sobrante-Moraga 230 kV line | Sobrante-Moraga 230 kV line | Collinsville-Tesla 500 kV Line |  | 5 | 1 | YES | 2 | 1 | 1 | NO | 1
SDGE | Ocean Ranch | 69 | 0 | 0 | 0 | 0 | 0 | 0 | 0 | 0 | 0 | 0 | 0 | 0 | 0 | 0 | 0 | 0 | 0 | 0 | 0 | 0 | 0 | 0 | 0 | 0 | 0 | 1 | 0 | 0 | 0 | 0 | 0 | 0 | 1 | 1 | 0 | 0 | 0 | 1 | 0 | 0 | 0 | 0 | 0 | 0 | 0 | 0 | 0 | 0 | 0 | 0 | 0 | 0 | 0 | 0 | 0 | 0 | 0 | 0 | 0 | 0 | 0 | 0 | 0 | 0 | 0 | 0 | 0 | 0 | 0 | 0 | 0 | 0 | 0 | 0 | 0 | 0 | 0 | 0 | 0 | 0 | 0 | 0 | 0 | 0 | 0 | 0 | 0 | 0 | 0 | 0 | 0 | 0 | 0 | 0 | 0 | 0 | 0 | 1 |  | 0 | 0 | 0 | 0 | 0 | 0 | 0 | 0 | 0 | 0 | 0 | 0 | 0 | 0 | 0 | 0 | 0 | 0 | 0 | 0 | 0 | 0 | 0 | 0 | 0 | 0 | 0 | 0 | 0 | 0 | 0 | 1 | 0 | 1 | 0 | 0 | -99.1 | -698.67 | 284 | San Luis Rey-San Onofre 230 kV line constraint | San Luis Rey-San Onofre 230 kV line constraint | Ocean Ranch 69 kV constraint |  | 0 | 1 | 0 | 1 | 0 | 0 | -99.1 | -698.67 | 284 | San Luis Rey-San Onofre 230 kV line constraint | San Luis Rey-San Onofre 230 kV line constraint | Ocean Ranch 69 kV constraint |  | 4 | 4 | NO | 4 | 1 | 1 | NO | 1
PG&E KERN | Oceano | 115 | 0 | 0 | 0 | 0 | 0 | 0 | 0 | 0 | 0 | 0 | 0 | 0 | 0 | 0 | 0 | 0 | 0 | 0 | 0 | 0 | 0 | 0 | 0 | 0 | 0 | 0 | 0 | 0 | 0 | 0 | 0 | 0 | 0 | 0 | 0 | 0 | 0 | 0 | 0 | 0 | 0 | 0 | 0 | 0 | 0 | 0 | 0 | 0 | 0 | 0 | 0 | 0 | 0 | 0 | 0 | 0 | 0 | 0 | 0 | 0 | 0 | 0 | 0 | 0 | 0 | 0 | 0 | 1 | 1 | 0 | 0 | 0 | 0 | 0 | 0 | 0 | 0 | 0 | 0 | 1 | 0 | 0 | 0 | 0 | 0 | 1 | 0 | 0 | 0 | 0 | 0 | 0 | 0 | 0 | 0 | 1 | 0 | 1 |  | 0 | 0 | 0 | 0 | 0 | 0 | 0 | 0 | 0 | 0 | 0 | 0 | 0 | 0 | 0 | 0 | 0 | 0 | 0 | 0 | 0 | 0 | 0 | 0 | 0 | 0 | 0 | 0 | 0 | 0 | 0 | 0 | 1 | 0 | 1 | 0 | 120.85 | -4911.332 | -3937.2282 | Cal Flat-Gates 230 kV line | Gates 500/230kV TB #11 | Gates 500/230kV TB #11 |  | 0 | 0 | 0 | 0 | 0 | 0 | 120.85 | 38.76 | 251.3788 | Cal Flat-Gates 230 kV line | Los Banos 500/230kV TB | Gates-Arco 230 kV Line |  | 5 | 1 | YES | 2 | 5 | 1 | YES | 2
SDGE | Ocotillo Express | 500 | 0 | 0 | 0 | 0 | 0 | 0 | 0 | 0 | 0 | 0 | 0 | 0 | 0 | 0 | 0 | 0 | 0 | 0 | 0 | 0 | 0 | 0 | 0 | 0 | 0 | 0 | 0 | 0 | 0 | 0 | 1 | 1 | 1 | 0 | 0 | 1 | 0 | 0 | 0 | 0 | 0 | 0 | 0 | 0 | 0 | 0 | 0 | 0 | 0 | 0 | 0 | 0 | 0 | 0 | 0 | 0 | 0 | 0 | 0 | 0 | 0 | 0 | 0 | 0 | 0 | 0 | 0 | 0 | 0 | 0 | 0 | 0 | 0 | 0 | 0 | 0 | 0 | 0 | 0 | 0 | 0 | 0 | 0 | 0 | 0 | 0 | 0 | 0 | 0 | 0 | 0 | 0 | 0 | 0 | 0 | 0 | 0 | 4 |  | 0 | 0 | 0 | 0 | 0 | 0 | 0 | 0 | 0 | 0 | 0 | 0 | 0 | 0 | 0 | 0 | 0 | 0 | 0 | 0 | 0 | 0 | 0 | 0 | 0 | 0 | 0 | 0 | 0 | 0 | 0 | 1 | 0 | 1 | 0 | 0 | -99.1 | -698.67 | 127.485 | San Luis Rey-San Onofre 230 kV line constraint | San Luis Rey-San Onofre 230 kV line constraint | East of Miguel constraint |  | 0 | 1 | 0 | 1 | 0 | 0 | -99.1 | -698.67 | 127.485 | San Luis Rey-San Onofre 230 kV line constraint | San Luis Rey-San Onofre 230 kV line constraint | East of Miguel constraint |  | 4 | 4 | NO | 4 | 1 | 1 | NO | 1
PG&E KERN | Old River | 70 | 0 | 0 | 0 | 0 | 0 | 0 | 0 | 0 | 0 | 0 | 0 | 0 | 0 | 0 | 0 | 0 | 0 | 0 | 0 | 0 | 0 | 0 | 0 | 0 | 0 | 0 | 0 | 0 | 0 | 0 | 0 | 0 | 0 | 0 | 0 | 0 | 0 | 0 | 0 | 0 | 0 | 0 | 0 | 0 | 0 | 0 | 0 | 0 | 0 | 0 | 0 | 0 | 0 | 0 | 0 | 0 | 0 | 0 | 0 | 0 | 0 | 0 | 0 | 0 | 0 | 0 | 0 | 1 | 0 | 0 | 1 | 1 | 1 | 0 | 1 | 0 | 0 | 0 | 1 | 0 | 0 | 0 | 0 | 0 | 0 | 0 | 0 | 0 | 0 | 0 | 0 | 0 | 0 | 0 | 1 | 0 | 0 | 0 |  | 0 | 0 | 0 | 0 | 0 | 0 | 0 | 0 | 0 | 0 | 0 | 0 | 0 | 0 | 0 | 0 | 0 | 0 | 0 | 0 | 0 | 0 | 0 | 2.4 | 0 | 0 | 0 | 0 | 0 | 1 | 0 | 0 | 2 | 0 | 1 | 1 | 17.78 | -4040.202 | -3868.183 | Midway-Taft 115 kV line | Gates 500/230kV TB #12 | Gates 500/230kV TB #12 |  | 0 | 0 | 0 | 0 | 0 | 0 | 17.78 | 17.78 | 56.104 | Midway-Taft 115 kV line | Midway-Taft 115 kV line | Maricopa-Copus 70 kV line |  | 5 | 1 | YES | 2 | 5 | 1 | YES | 2
SDGE | Old Town | 230 | 0 | 0 | 0 | 0 | 0 | 0 | 0 | 0 | 0 | 0 | 0 | 0 | 0 | 0 | 0 | 0 | 0 | 0 | 0 | 0 | 0 | 0 | 0 | 0 | 0 | 0 | 0 | 0 | 0 | 0 | 1 | 0 | 1 | 0 | 0 | 0 | 0 | 0 | 0 | 0 | 0 | 0 | 0 | 0 | 0 | 0 | 0 | 0 | 0 | 0 | 0 | 0 | 0 | 0 | 0 | 0 | 0 | 0 | 0 | 0 | 0 | 0 | 0 | 0 | 0 | 0 | 0 | 0 | 0 | 0 | 0 | 0 | 0 | 0 | 0 | 0 | 0 | 0 | 0 | 0 | 0 | 0 | 0 | 0 | 0 | 0 | 0 | 0 | 0 | 0 | 0 | 0 | 0 | 0 | 0 | 0 | 0 | 2 |  | 0 | 0 | 0 | 0 | 0 | 0 | 0 | 0 | 0 | 0 | 0 | 0 | 0 | 0 | 0 | 0 | 0 | 0 | 0 | 0 | 0 | 0 | 0 | 0 | 0 | 0 | 0 | 0 | 0 | 0 | 0 | 1 | 0 | 1 | 0 | 0 | -99.1 | -698.67 | 1394.7114 | San Luis Rey-San Onofre 230 kV line constraint | San Luis Rey-San Onofre 230 kV line constraint | San Luis Rey-San Onofre 230 kV line constraint |  | 0 | 1 | 0 | 1 | 0 | 0 | -99.1 | -698.67 | 1394.7114 | San Luis Rey-San Onofre 230 kV line constraint | San Luis Rey-San Onofre 230 kV line constraint | San Luis Rey-San Onofre 230 kV line constraint |  | 4 | 4 | NO | 4 | 1 | 1 | NO | 1
SCE Metro | Olinda | 230 | 0 | 0 | 0 | 0 | 0 | 0 | 0 | 0 | 0 | 1 | 0 | 0 | 0 | 0 | 0 | 0 | 0 | 0 | 0 | 0 | 0 | 0 | 0 | 0 | 0 | 0 | 0 | 0 | 0 | 0 | 0 | 0 | 0 | 0 | 0 | 0 | 0 | 0 | 0 | 0 | 0 | 0 | 0 | 0 | 0 | 0 | 0 | 0 | 0 | 0 | 0 | 0 | 0 | 0 | 0 | 0 | 0 | 0 | 0 | 0 | 0 | 0 | 0 | 0 | 0 | 0 | 0 | 0 | 0 | 0 | 0 | 0 | 0 | 0 | 0 | 0 | 0 | 0 | 0 | 0 | 0 | 0 | 0 | 0 | 0 | 0 | 0 | 0 | 0 | 0 | 0 | 0 | 0 | 0 | 0 | 0 | 0 | 0 |  | 0 | 0 | 0 | 0 | 0 | 0 | 0 | 0 | 0 | 0 | 0 | 0 | 0 | 0 | 0 | 0 | 0 | 0 | 0 | 0 | 0 | 0 | 0 | 0 | 0 | 0 | 0 | 0 | 0 | 0 | 0 | 0 | 0 | 0 | 0 | 0 | 3554.7188 | 7968.008 | 22025.8411 | SCE Metro Area Default Constraint | SCE Metro Area Default Constraint | SCE Metro Area Default Constraint |  | 0 | 0 | 0 | 0 | 0 | 0 | 3554.7188 | 7968.008 | 22025.8411 | SCE Metro Area Default Constraint | SCE Metro Area Default Constraint | SCE Metro Area Default Constraint |  | 1 | 1 | NO | 1 | 1 | 1 | NO | 1
PG&E FRESNO | Olive | 115 | 0 | 0 | 0 | 0 | 0 | 0 | 0 | 0 | 0 | 0 | 0 | 0 | 0 | 0 | 0 | 0 | 0 | 0 | 0 | 0 | 0 | 0 | 0 | 0 | 0 | 0 | 0 | 0 | 0 | 0 | 0 | 0 | 0 | 0 | 0 | 0 | 0 | 0 | 0 | 0 | 0 | 0 | 0 | 0 | 0 | 0 | 0 | 0 | 0 | 0 | 0 | 0 | 0 | 0 | 0 | 0 | 0 | 0 | 0 | 0 | 0 | 0 | 0 | 0 | 0 | 0 | 0 | 1 | 0 | 1 | 1 | 0 | 0 | 0 | 1 | 1 | 0 | 0 | 1 | 1 | 0 | 0 | 0 | 0 | 0 | 0 | 0 | 0 | 0 | 0 | 0 | 0 | 0 | 0 | 1 | 0 | 0 | 0 |  | 0 | 0 | 0 | 0 | 0 | 0 | 0 | 0 | 0 | 40 | 0 | 0 | 0 | 0 | 1 | 0 | 0 | 0 | 0 | 0 | 0 | 0 | 0 | 0 | 40 | 0 | 20 | 0 | 0 | 1 | 0 | 0 | 3 | 0 | 2 | 1 | 71.87 | -4911.332 | -3937.2282 | Gates 500/230kV TB #12 | Gates 500/230kV TB #11 | Gates 500/230kV TB #11 |  | 0 | 0 | 0 | 0 | 0 | 0 | 120.85 | 192.6 | 130.03 | Cal Flat-Gates 230 kV line | Smyrna-Atwell Jct 115kV Line | Smyrna-Atwell Jct 115kV Line |  | 5 | 1 | YES | 2 | 5 | 1 | YES | 2
PG&E NGBA | Olivehurst | 115 | 0 | 0 | 0 | 0 | 0 | 0 | 0 | 0 | 0 | 0 | 0 | 0 | 0 | 0 | 0 | 0 | 0 | 0 | 0 | 0 | 0 | 0 | 0 | 0 | 0 | 0 | 0 | 0 | 0 | 0 | 0 | 0 | 0 | 0 | 0 | 0 | 0 | 0 | 0 | 1 | 0 | 0 | 0 | 0 | 1 | 1 | 1 | 1 | 0 | 0 | 0 | 0 | 0 | 0 | 0 | 0 | 0 | 0 | 0 | 1 | 1 | 0 | 0 | 0 | 0 | 0 | 0 | 0 | 0 | 0 | 0 | 0 | 0 | 0 | 0 | 0 | 0 | 0 | 0 | 0 | 0 | 0 | 0 | 0 | 0 | 0 | 0 | 0 | 0 | 0 | 0 | 0 | 0 | 0 | 0 | 0 | 0 | 0 |  | 0 | 0 | 0 | 0 | 0 | 0 | 0 | 0 | 0 | 0 | 0 | 0 | 0 | 0 | 0 | 0 | 0 | 0 | 0 | 0 | 0 | 0 | 0 | 0 | 0 | 0 | 0 | 0 | 0 | 0 | 2 | 0 | 2 | 0 | 0 | 0 | -1437.69 | -961.1112 | 48.3836 | Collinsville-Tesla 500 kV Line | Collinsville-Tesla 500 kV Line | Rio Oso-Lockeford 230kV line |  | 0 | 0 | 0 | 0 | 0 | 0 | 50 | 50 | 48.3836 | Rocklin-Pleaseant grove 115kV line | Rocklin-Pleaseant grove 115kV line | Rio Oso-Lockeford 230kV line |  | 5 | 1 | YES | 2 | 1 | 1 | NO | 1
PG&E NGBA | Oregon Trail | 60 | 0 | 0 | 0 | 0 | 0 | 0 | 0 | 0 | 0 | 0 | 0 | 0 | 0 | 0 | 0 | 0 | 0 | 0 | 0 | 0 | 0 | 0 | 0 | 0 | 0 | 0 | 0 | 0 | 0 | 0 | 0 | 0 | 0 | 0 | 0 | 0 | 0 | 0 | 0 | 1 | 0 | 0 | 0 | 0 | 0 | 0 | 0 | 0 | 0 | 0 | 0 | 0 | 0 | 0 | 0 | 0 | 0 | 0 | 0 | 0 | 0 | 0 | 0 | 0 | 0 | 0 | 0 | 0 | 0 | 0 | 0 | 0 | 0 | 0 | 0 | 0 | 0 | 0 | 0 | 0 | 0 | 0 | 0 | 0 | 0 | 0 | 0 | 0 | 0 | 0 | 0 | 0 | 0 | 0 | 0 | 0 | 0 | 0 |  | 0 | 0 | 0 | 0 | 0 | 0 | 0 | 0 | 0 | 0 | 0 | 0 | 0 | 0 | 0 | 0 | 0 | 0 | 0 | 0 | 0 | 0 | 0 | 0 | 0 | 0 | 0 | 0 | 0 | 0 | 1 | 0 | 1 | 0 | 0 | 0 | -1437.69 | -961.1112 | 977.7909 | Collinsville-Tesla 500 kV Line | Collinsville-Tesla 500 kV Line | Collinsville-Tesla 500 kV Line |  | 0 | 0 | 0 | 0 | 0 | 0 | 7207.31 | 7683.8888 | 977.7909 | Collinsville-Tesla 500 kV Line | Collinsville-Tesla 500 kV Line | Collinsville-Tesla 500 kV Line |  | 5 | 1 | YES | 2 | 1 | 1 | NO | 1
SCE Northern | Ormond Beach | 230 | 0 | 0 | 1 | 0 | 1 | 0 | 0 | 0 | 0 | 0 | 0 | 0 | 0 | 0 | 0 | 0 | 0 | 0 | 0 | 0 | 0 | 0 | 0 | 0 | 1 | 0 | 0 | 0 | 0 | 0 | 0 | 0 | 0 | 0 | 0 | 0 | 0 | 0 | 0 | 0 | 0 | 0 | 0 | 0 | 0 | 0 | 0 | 0 | 0 | 0 | 0 | 0 | 0 | 0 | 0 | 0 | 0 | 0 | 0 | 0 | 0 | 0 | 0 | 0 | 0 | 0 | 0 | 0 | 0 | 0 | 0 | 0 | 0 | 0 | 0 | 0 | 0 | 0 | 0 | 0 | 0 | 0 | 0 | 0 | 0 | 0 | 0 | 0 | 0 | 0 | 0 | 0 | 0 | 0 | 0 | 0 | 0 | 0 |  | 0 | 0 | 0 | 0 | 0 | 0 | 0 | 0 | 0 | 0 | 0 | 0 | 0 | 0 | 0 | 0 | 0 | 0 | 0 | 0 | 0 | 0 | 0 | 0 | 0 | 0 | 0 | 0 | 0 | 0 | 1 | 0 | 1 | 0 | 0 | 1 | -4343.191 | -2038.908 | -1396.283 | Lugo - Victorville area constraint | Lugo - Victorville area constraint | Lugo - Victorville area constraint |  | 0 | 0 | 0 | 0 | 0 | 0 | 448 | 554 | 2967 | Moorpark-Pardee Constraint | Moorpark-Pardee Constraint | Moorpark-Pardee Constraint |  | 5 | 1 | YES | 2 | 4 | 1 | YES | 2
PG&E FRESNO | Oro Loma | 115 | 0 | 0 | 0 | 0 | 0 | 0 | 0 | 0 | 0 | 0 | 0 | 0 | 0 | 0 | 0 | 0 | 0 | 0 | 0 | 0 | 0 | 0 | 0 | 0 | 0 | 0 | 0 | 0 | 0 | 0 | 0 | 0 | 0 | 0 | 0 | 0 | 0 | 0 | 0 | 0 | 0 | 0 | 0 | 0 | 0 | 0 | 0 | 0 | 0 | 0 | 0 | 0 | 0 | 0 | 0 | 0 | 0 | 0 | 0 | 0 | 0 | 0 | 0 | 0 | 0 | 0 | 0 | 0 | 0 | 0 | 0 | 0 | 0 | 0 | 0 | 0 | 0 | 0 | 0 | 1 | 0 | 1 | 0 | 0 | 0 | 1 | 0 | 1 | 0 | 0 | 0 | 0 | 1 | 0 | 0 | 0 | 0 | 1 |  | 0 | 0 | 0 | 0 | 0 | 0 | 0 | 0 | 0 | 0 | 0 | 0 | 0 | 0 | 0 | 0 | 0 | 0 | 0 | 0 | 0 | 0 | 0 | 0 | 100 | 0 | 0 | 0 | 0 | 1 | 0 | 0 | 1 | 0 | 1 | 0 | 256.42 | -4911.332 | -3937.2282 | Gates 500/230kV TB #11 | Gates 500/230kV TB #11 | Gates 500/230kV TB #11 |  | 0 | 0 | 0 | 0 | 0 | 0 | 384.55 | 38.76 | 126.1276 | Los Banos 500/230kV TB | Los Banos 500/230kV TB | Oro Loma-El Nido 115kV Line |  | 5 | 1 | YES | 2 | 5 | 1 | YES | 2
PG&E FRESNO | Oro Loma | 70 | 0 | 0 | 0 | 0 | 0 | 0 | 0 | 0 | 0 | 0 | 0 | 0 | 0 | 0 | 0 | 0 | 0 | 0 | 0 | 0 | 0 | 0 | 0 | 0 | 0 | 0 | 0 | 0 | 0 | 0 | 0 | 0 | 0 | 0 | 0 | 0 | 0 | 0 | 0 | 0 | 0 | 0 | 0 | 0 | 0 | 0 | 0 | 0 | 0 | 0 | 0 | 0 | 0 | 0 | 0 | 0 | 0 | 0 | 0 | 0 | 0 | 0 | 0 | 0 | 0 | 0 | 0 | 0 | 0 | 0 | 0 | 0 | 0 | 0 | 0 | 0 | 0 | 0 | 0 | 1 | 0 | 0 | 0 | 0 | 0 | 1 | 0 | 1 | 0 | 0 | 0 | 0 | 1 | 0 | 0 | 0 | 0 | 1 |  | 0 | 0 | 0 | 0 | 0 | 0 | 0 | 0 | 0 | 0 | 0 | 0 | 0 | 0 | 0 | 0 | 0 | 0 | 0 | 0 | 0 | 0 | 0 | 5 | 0 | 0 | 0 | 0 | 0 | 1 | 0 | 0 | 1 | 0 | 1 | 0 | 256.42 | -4911.332 | -3937.2282 | Gates 500/230kV TB #11 | Gates 500/230kV TB #11 | Gates 500/230kV TB #11 |  | 0 | 0 | 0 | 0 | 0 | 0 | 384.55 | 38.76 | 126.1276 | Los Banos 500/230kV TB | Los Banos 500/230kV TB | Oro Loma-El Nido 115kV Line |  | 5 | 1 | YES | 2 | 5 | 1 | YES | 2
PG&E FRESNO | Orosi | 70 | 0 | 0 | 0 | 0 | 0 | 0 | 0 | 0 | 0 | 0 | 0 | 0 | 0 | 0 | 0 | 0 | 0 | 0 | 0 | 0 | 0 | 0 | 0 | 0 | 0 | 0 | 0 | 0 | 0 | 0 | 0 | 0 | 0 | 0 | 0 | 0 | 0 | 0 | 0 | 0 | 0 | 0 | 0 | 0 | 0 | 0 | 0 | 0 | 0 | 0 | 0 | 0 | 0 | 0 | 0 | 0 | 0 | 0 | 0 | 0 | 0 | 0 | 0 | 0 | 0 | 0 | 0 | 0 | 1 | 0 | 0 | 0 | 0 | 0 | 0 | 0 | 0 | 0 | 0 | 1 | 0 | 1 | 0 | 1 | 0 | 1 | 0 | 0 | 0 | 0 | 0 | 0 | 0 | 0 | 0 | 0 | 0 | 1 |  | 0 | 0 | 0 | 0 | 0 | 0 | 0 | 0 | 0 | 0 | 0 | 0 | 0 | 0 | 0 | 0 | 0 | 0 | 0 | 0 | 0 | 0 | 0 | 0 | 0 | 0 | 0 | 0 | 0 | 0 | 1 | 0 | 2 | 0 | 1 | 0 | -82.55 | -4911.332 | -3937.2282 | Chowchilla-Le grand 115kV Line | Gates 500/230kV TB #11 | Gates 500/230kV TB #11 |  | 0 | 0 | 0 | 0 | 0 | 0 | 384.55 | 38.76 | 251.3788 | Los Banos 500/230kV TB | Los Banos 500/230kV TB | Gates-Arco 230 kV Line |  | 5 | 1 | YES | 2 | 5 | 1 | YES | 2
SDGE | Otay | 69 | 0 | 0 | 0 | 0 | 0 | 0 | 0 | 0 | 0 | 0 | 0 | 0 | 0 | 0 | 0 | 0 | 0 | 0 | 0 | 0 | 0 | 0 | 0 | 0 | 0 | 0 | 0 | 0 | 0 | 1 | 1 | 0 | 1 | 0 | 0 | 1 | 1 | 0 | 0 | 0 | 0 | 0 | 0 | 0 | 0 | 0 | 0 | 0 | 0 | 0 | 0 | 0 | 0 | 0 | 0 | 0 | 0 | 0 | 0 | 0 | 0 | 0 | 0 | 0 | 0 | 0 | 0 | 0 | 0 | 0 | 0 | 0 | 0 | 0 | 0 | 0 | 0 | 0 | 0 | 0 | 0 | 0 | 0 | 0 | 0 | 0 | 0 | 0 | 0 | 0 | 0 | 0 | 0 | 0 | 0 | 0 | 0 | 4 |  | 0 | 0 | 0 | 0 | 0 | 0 | 0 | 0 | 0 | 0 | 0 | 6 | 0 | 0 | 1 | 0 | 0 | 0 | 0 | 0 | 0 | 0 | 0 | 0 | 0 | 0 | 55.7 | 0 | 0 | 1 | 0 | 1 | 0 | 2 | 0 | 0 | -99.1 | -698.67 | 216.1064 | San Luis Rey-San Onofre 230 kV line constraint | San Luis Rey-San Onofre 230 kV line constraint | Silvergate-Old Town 230 kV constraint |  | 0 | 1 | 0 | 2 | 0 | 0 | -99.1 | -698.67 | 216.1064 | San Luis Rey-San Onofre 230 kV line constraint | San Luis Rey-San Onofre 230 kV line constraint | Silvergate-Old Town 230 kV constraint |  | 4 | 4 | NO | 4 | 1 | 1 | NO | 1
SDGE | Otay Mesa | 230 | 0 | 0 | 0 | 0 | 0 | 0 | 0 | 0 | 0 | 0 | 0 | 0 | 0 | 0 | 0 | 0 | 0 | 0 | 0 | 0 | 0 | 0 | 0 | 0 | 0 | 0 | 0 | 0 | 1 | 0 | 1 | 0 | 1 | 0 | 1 | 1 | 1 | 0 | 0 | 0 | 0 | 0 | 0 | 0 | 0 | 0 | 0 | 0 | 0 | 0 | 0 | 0 | 0 | 0 | 0 | 0 | 0 | 0 | 0 | 0 | 0 | 0 | 0 | 0 | 0 | 0 | 0 | 0 | 0 | 0 | 0 | 0 | 0 | 0 | 0 | 0 | 0 | 0 | 0 | 0 | 0 | 0 | 0 | 0 | 0 | 0 | 0 | 0 | 0 | 0 | 0 | 0 | 0 | 0 | 0 | 0 | 0 | 5 |  | 0 | 0 | 0 | 0 | 0 | 0 | 0 | 0 | 0 | 0 | 0 | -65 | 0 | 0 | 1 | 0 | 0 | 0 | 0 | 0 | 0 | 0 | 0 | 0 | 0 | 0 | 0 | 0 | 0 | 0 | 0 | 1 | 0 | 2 | 0 | 0 | -99.1 | -698.67 | 216.1064 | San Luis Rey-San Onofre 230 kV line constraint | San Luis Rey-San Onofre 230 kV line constraint | Silvergate-Old Town 230 kV constraint |  | 0 | 1 | 0 | 2 | 0 | 0 | -99.1 | -698.67 | 216.1064 | San Luis Rey-San Onofre 230 kV line constraint | San Luis Rey-San Onofre 230 kV line constraint | Silvergate-Old Town 230 kV constraint |  | 4 | 4 | NO | 4 | 1 | 1 | NO | 1
PG&E FRESNO | Padre Flats SW STA | 230 | 0 | 0 | 0 | 0 | 0 | 0 | 0 | 0 | 0 | 0 | 0 | 0 | 0 | 0 | 0 | 0 | 0 | 0 | 0 | 0 | 0 | 0 | 0 | 0 | 0 | 0 | 0 | 0 | 0 | 0 | 0 | 0 | 0 | 0 | 0 | 0 | 0 | 0 | 0 | 0 | 0 | 0 | 0 | 0 | 0 | 0 | 0 | 0 | 0 | 0 | 0 | 0 | 0 | 0 | 0 | 0 | 0 | 0 | 0 | 0 | 0 | 0 | 0 | 0 | 0 | 0 | 0 | 0 | 0 | 0 | 0 | 0 | 0 | 0 | 0 | 0 | 0 | 0 | 0 | 1 | 0 | 0 | 0 | 0 | 0 | 1 | 0 | 0 | 0 | 0 | 0 | 0 | 0 | 0 | 0 | 0 | 0 | 1 |  | 0 | 0 | 0 | 0 | 0 | 0 | 0 | 0 | 0 | 0 | 0 | 0 | 0 | 0 | 0 | 20 | 0 | 0 | 0 | 0 | 0 | 0 | 0 | 0 | 400 | 0 | 0 | 0 | 0 | 1 | 0 | 0 | 1 | 0 | 1 | 0 | 256.42 | -4911.332 | -3937.2282 | Gates 500/230kV TB #11 | Gates 500/230kV TB #11 | Gates 500/230kV TB #11 |  | 0 | 0 | 0 | 0 | 0 | 0 | 384.55 | 38.76 | 2405.7718 | Los Banos 500/230kV TB | Los Banos 500/230kV TB | Gates 500/230kV TB #11 |  | 5 | 1 | YES | 2 | 5 | 1 | YES | 2
EOP | Pahrump | 138 | 0 | 0 | 0 | 0 | 0 | 0 | 0 | 0 | 0 | 0 | 0 | 0 | 0 | 0 | 0 | 0 | 0 | 0 | 0 | 0 | 0 | 0 | 1 | 1 | 1 | 0 | 0 | 0 | 0 | 0 | 0 | 0 | 0 | 0 | 0 | 0 | 0 | 0 | 0 | 0 | 0 | 0 | 0 | 0 | 0 | 0 | 0 | 0 | 0 | 0 | 0 | 0 | 0 | 0 | 0 | 0 | 0 | 0 | 0 | 0 | 0 | 0 | 0 | 0 | 0 | 0 | 0 | 0 | 0 | 0 | 0 | 0 | 0 | 0 | 0 | 0 | 0 | 0 | 0 | 0 | 0 | 0 | 0 | 0 | 0 | 0 | 0 | 0 | 0 | 0 | 0 | 0 | 0 | 0 | 0 | 0 | 0 | 2 |  | 0 | 0 | 0 | 0 | 0 | 0 | 0 | 0 | 0 | 0 | 0 | 0 | 0 | 0 | 0 | 0 | 0 | 0 | 0 | 0 | 0 | 0 | 0 | 0 | 0 | 0 | 0 | 0 | 0 | 0 | 1 | 1 | 1 | 0 | 0 | 1 | -4343.191 | -2038.908 | -1396.283 | Lugo - Victorville area constraint | Lugo - Victorville area constraint | Lugo - Victorville area constraint |  | 0 | 1 | 0 | 0 | 0 | 0 | -160.5 | 1398.25 | 3367.55 | Sloan Canyon - Eldorado 500 kV constraint | Sloan Canyon - Eldorado 500 kV constraint | GLW 230kV area constraint |  | 5 | 3 | YES | 3 | 4 | 1 | YES | 2
EOP | Pahrump | 230 | 0 | 0 | 0 | 0 | 0 | 0 | 0 | 0 | 0 | 0 | 0 | 0 | 0 | 0 | 0 | 0 | 0 | 0 | 0 | 0 | 0 | 0 | 1 | 1 | 1 | 0 | 0 | 0 | 0 | 0 | 0 | 0 | 0 | 0 | 0 | 0 | 0 | 0 | 0 | 0 | 0 | 0 | 0 | 0 | 0 | 0 | 0 | 0 | 0 | 0 | 0 | 0 | 0 | 0 | 0 | 0 | 0 | 0 | 0 | 0 | 0 | 0 | 0 | 0 | 0 | 0 | 0 | 0 | 0 | 0 | 0 | 0 | 0 | 0 | 0 | 0 | 0 | 0 | 0 | 0 | 0 | 0 | 0 | 0 | 0 | 0 | 0 | 0 | 0 | 0 | 0 | 0 | 0 | 0 | 0 | 0 | 0 | 2 |  | 0 | 0 | 0 | 0 | 0 | 0 | 0 | 0 | 0 | 0 | 0 | 0 | 0 | 0 | 0 | 0 | 0 | 0 | 0 | 0 | 0 | 0 | 0 | 0 | 0 | 0 | 0 | 0 | 0 | 0 | 1 | 1 | 1 | 0 | 0 | 1 | -4343.191 | -2038.908 | -1396.283 | Lugo - Victorville area constraint | Lugo - Victorville area constraint | Lugo - Victorville area constraint |  | 0 | 1 | 0 | 0 | 0 | 0 | -160.5 | 1398.25 | 3367.55 | Sloan Canyon - Eldorado 500 kV constraint | Sloan Canyon - Eldorado 500 kV constraint | GLW 230kV area constraint |  | 5 | 3 | YES | 3 | 4 | 1 | YES | 2
SDGE | Pala | 69 | 0 | 0 | 0 | 0 | 0 | 0 | 0 | 0 | 0 | 0 | 0 | 0 | 0 | 0 | 0 | 0 | 0 | 0 | 0 | 0 | 0 | 0 | 0 | 0 | 0 | 1 | 0 | 0 | 1 | 0 | 1 | 0 | 1 | 1 | 0 | 0 | 0 | 1 | 0 | 0 | 0 | 0 | 0 | 0 | 0 | 0 | 0 | 0 | 0 | 0 | 0 | 0 | 0 | 0 | 0 | 0 | 0 | 0 | 0 | 0 | 0 | 0 | 0 | 0 | 0 | 0 | 0 | 0 | 0 | 0 | 0 | 0 | 0 | 0 | 0 | 0 | 0 | 0 | 0 | 0 | 0 | 0 | 0 | 0 | 0 | 0 | 0 | 0 | 0 | 0 | 0 | 0 | 0 | 0 | 0 | 0 | 0 | 3 |  | 0 | 0 | 0 | 0 | 0 | 0 | 0 | 0 | 0 | 0 | 0 | 10 | 0 | 0 | 1 | 0 | 0 | 0 | 0 | 0 | 0 | 0 | 0 | 0 | 0 | 0 | 10 | 0 | 0 | 1 | 0 | 1 | 0 | 1 | 0 | 0 | -99.1 | -698.67 | 284 | San Luis Rey-San Onofre 230 kV line constraint | San Luis Rey-San Onofre 230 kV line constraint | Ocean Ranch 69 kV constraint |  | 0 | 1 | 0 | 1 | 0 | 0 | -99.1 | -698.67 | 284 | San Luis Rey-San Onofre 230 kV line constraint | San Luis Rey-San Onofre 230 kV line constraint | Ocean Ranch 69 kV constraint |  | 4 | 4 | NO | 4 | 1 | 1 | NO | 1
PG&E NGBA | Palermo | 115 | 0 | 0 | 0 | 0 | 0 | 0 | 0 | 0 | 0 | 0 | 0 | 0 | 0 | 0 | 0 | 0 | 0 | 0 | 0 | 0 | 0 | 0 | 0 | 0 | 0 | 0 | 0 | 0 | 0 | 0 | 0 | 0 | 0 | 0 | 0 | 0 | 0 | 0 | 0 | 1 | 0 | 0 | 0 | 0 | 1 | 1 | 1 | 1 | 0 | 0 | 0 | 0 | 0 | 0 | 0 | 0 | 0 | 0 | 0 | 1 | 1 | 0 | 0 | 0 | 0 | 0 | 0 | 0 | 0 | 0 | 0 | 0 | 0 | 0 | 0 | 0 | 0 | 0 | 0 | 0 | 0 | 0 | 0 | 0 | 0 | 0 | 0 | 0 | 0 | 0 | 0 | 0 | 0 | 0 | 0 | 0 | 0 | 0 |  | 0 | 0 | 0 | 0 | 0 | 0 | 0 | 0 | 0 | 0 | 0 | 0 | 0 | 0 | 0 | 0 | 0 | 0 | 0 | 0 | 0 | 0 | 0 | 0 | 0 | 0 | 0 | 0 | 0 | 0 | 2 | 0 | 2 | 0 | 0 | 0 | -1437.69 | -961.1112 | 48.3836 | Collinsville-Tesla 500 kV Line | Collinsville-Tesla 500 kV Line | Rio Oso-Lockeford 230kV line |  | 0 | 0 | 0 | 0 | 0 | 0 | 50 | 50 | 48.3836 | Rocklin-Pleaseant grove 115kV line | Rocklin-Pleaseant grove 115kV line | Rio Oso-Lockeford 230kV line |  | 5 | 1 | YES | 2 | 1 | 1 | NO | 1
PG&E NGBA | Palermo | 230 | 0 | 0 | 0 | 0 | 0 | 0 | 0 | 0 | 0 | 0 | 0 | 0 | 0 | 0 | 0 | 0 | 0 | 0 | 0 | 0 | 0 | 0 | 0 | 0 | 0 | 0 | 0 | 0 | 0 | 0 | 0 | 0 | 0 | 0 | 0 | 0 | 0 | 0 | 0 | 1 | 0 | 0 | 0 | 0 | 0 | 1 | 1 | 1 | 0 | 0 | 0 | 0 | 0 | 0 | 0 | 0 | 0 | 0 | 0 | 1 | 1 | 0 | 0 | 0 | 0 | 0 | 0 | 0 | 0 | 0 | 0 | 0 | 0 | 0 | 0 | 0 | 0 | 0 | 0 | 0 | 0 | 0 | 0 | 0 | 0 | 0 | 0 | 0 | 0 | 0 | 0 | 0 | 0 | 0 | 0 | 0 | 0 | 0 |  | 0 | 0 | 0 | 0 | 0 | 0 | 0 | 0 | 0 | 0 | 0 | 0 | 0 | 0 | 0 | 20 | 0 | 0 | 0 | 0 | 0 | 0 | 0 | 0 | 0 | 0 | 0 | 0 | 0 | 1 | 2 | 0 | 2 | 0 | 0 | 0 | -1437.69 | -961.1112 | 48.3836 | Collinsville-Tesla 500 kV Line | Collinsville-Tesla 500 kV Line | Rio Oso-Lockeford 230kV line |  | 0 | 0 | 0 | 0 | 0 | 0 | 265.5 | 247.81 | 48.3836 | Bellota-Weber 230kV line | Bellota-Weber 230kV line | Rio Oso-Lockeford 230kV line |  | 5 | 1 | YES | 2 | 1 | 1 | NO | 1
SCE Eastern | Palo Verde | 500 | 0 | 0 | 0 | 0 | 0 | 0 | 0 | 0 | 0 | 0 | 0 | 0 | 0 | 0 | 0 | 0 | 0 | 1 | 0 | 0 | 0 | 1 | 0 | 0 | 1 | 0 | 0 | 0 | 0 | 0 | 0 | 0 | 0 | 0 | 0 | 0 | 0 | 0 | 0 | 0 | 0 | 0 | 0 | 0 | 0 | 0 | 0 | 0 | 0 | 0 | 0 | 0 | 0 | 0 | 0 | 0 | 0 | 0 | 0 | 0 | 0 | 0 | 0 | 0 | 0 | 0 | 0 | 0 | 0 | 0 | 0 | 0 | 0 | 0 | 0 | 0 | 0 | 0 | 0 | 0 | 0 | 0 | 0 | 0 | 0 | 0 | 0 | 0 | 0 | 0 | 0 | 0 | 0 | 0 | 0 | 0 | 0 | 2 |  | 0 | 0 | 0 | 0 | 1585 | 0 | 0 | 0 | 0 | 0 | 0 | 0 | 0 | 0 | 1 | 0 | 0 | 0 | 0 | 4121 | 0 | 0 | 0 | 0 | 0 | 0 | 0 | 0 | 0 | 1 | 1 | 4 | 1 | 4 | 0 | 2 | -4343.191 | -2038.908 | -1396.283 | Lugo - Victorville area constraint | Lugo - Victorville area constraint | Lugo - Victorville area constraint |  | 0 | 6 | 0 | 3 | 0 | 0 | -1492.166 | -373.998 | 377.596 | Serrano-Alberhill-Valley Constraint | Serrano-Alberhill-Valley Constraint | Devers-Red Bluff Constraint |  | 5 | 4 | YES | 4 | 4 | 1 | YES | 2
SDGE | Palomar Energy | 230 | 0 | 0 | 0 | 0 | 0 | 0 | 0 | 0 | 0 | 0 | 0 | 0 | 0 | 0 | 0 | 0 | 0 | 0 | 0 | 0 | 0 | 0 | 0 | 0 | 0 | 1 | 0 | 0 | 1 | 0 | 1 | 0 | 1 | 0 | 0 | 0 | 0 | 1 | 0 | 0 | 0 | 0 | 0 | 0 | 0 | 0 | 0 | 0 | 0 | 0 | 0 | 0 | 0 | 0 | 0 | 0 | 0 | 0 | 0 | 0 | 0 | 0 | 0 | 0 | 0 | 0 | 0 | 0 | 0 | 0 | 0 | 0 | 0 | 0 | 0 | 0 | 0 | 0 | 0 | 0 | 0 | 0 | 0 | 0 | 0 | 0 | 0 | 0 | 0 | 0 | 0 | 0 | 0 | 0 | 0 | 0 | 0 | 3 |  | 0 | 0 | 0 | 0 | 0 | 0 | 0 | 0 | 0 | 0 | 0 | 0 | 0 | 0 | 0 | 0 | 0 | 0 | 0 | 0 | 0 | 0 | 0 | 0 | 0 | 0 | 0 | 0 | 0 | 0 | 0 | 1 | 0 | 1 | 0 | 0 | -99.1 | -698.67 | 1191.1 | San Luis Rey-San Onofre 230 kV line constraint | San Luis Rey-San Onofre 230 kV line constraint | Talega 230 kV constraint |  | 0 | 1 | 0 | 1 | 0 | 0 | -99.1 | -698.67 | 1191.1 | San Luis Rey-San Onofre 230 kV line constraint | San Luis Rey-San Onofre 230 kV line constraint | Talega 230 kV constraint |  | 4 | 4 | NO | 4 | 1 | 1 | NO | 1
PG&E KERN | Panama | 70 | 0 | 0 | 0 | 0 | 0 | 0 | 0 | 0 | 0 | 0 | 0 | 0 | 0 | 0 | 0 | 0 | 0 | 0 | 0 | 0 | 0 | 0 | 0 | 0 | 0 | 0 | 0 | 0 | 0 | 0 | 0 | 0 | 0 | 0 | 0 | 0 | 0 | 0 | 0 | 0 | 0 | 0 | 0 | 0 | 0 | 0 | 0 | 0 | 0 | 0 | 0 | 0 | 0 | 0 | 0 | 0 | 0 | 0 | 0 | 0 | 0 | 0 | 0 | 0 | 0 | 0 | 0 | 1 | 1 | 0 | 0 | 0 | 0 | 0 | 0 | 0 | 0 | 0 | 0 | 1 | 0 | 0 | 0 | 0 | 0 | 0 | 0 | 0 | 0 | 0 | 0 | 0 | 0 | 0 | 0 | 0 | 0 | 0 |  | 0 | 0 | 0 | 0 | 0 | 0 | 0 | 0 | 0 | 0 | 0 | 0 | 0 | 0 | 0 | 0 | 0 | 0 | 0 | 0 | 0 | 0 | 0 | 0 | 0 | 0 | 0 | 0 | 0 | 0 | 0 | 0 | 1 | 0 | 1 | 0 | 120.85 | -4911.332 | -3937.2282 | Cal Flat-Gates 230 kV line | Gates 500/230kV TB #11 | Gates 500/230kV TB #11 |  | 0 | 0 | 0 | 0 | 0 | 0 | 120.85 | 383.59 | 251.3788 | Cal Flat-Gates 230 kV line | Cal Flat-Gates 230 kV line | Gates-Arco 230 kV Line |  | 5 | 1 | YES | 2 | 5 | 1 | YES | 2
PG&E FRESNO | Panoche | 115 | 0 | 0 | 0 | 0 | 0 | 0 | 0 | 0 | 0 | 0 | 0 | 0 | 0 | 0 | 0 | 0 | 0 | 0 | 0 | 0 | 0 | 0 | 0 | 0 | 0 | 0 | 0 | 0 | 0 | 0 | 0 | 0 | 0 | 0 | 0 | 0 | 0 | 0 | 0 | 0 | 0 | 0 | 0 | 0 | 0 | 1 | 0 | 0 | 0 | 0 | 0 | 0 | 0 | 0 | 0 | 0 | 0 | 0 | 0 | 0 | 0 | 0 | 0 | 0 | 0 | 0 | 0 | 0 | 0 | 0 | 0 | 0 | 0 | 0 | 0 | 0 | 0 | 0 | 1 | 1 | 1 | 1 | 1 | 0 | 0 | 1 | 0 | 1 | 0 | 0 | 0 | 0 | 0 | 0 | 0 | 0 | 0 | 1 |  | 0 | 0 | 0 | 0 | 0 | 0 | 0 | 0 | 0 | 0 | 0 | 0 | 0 | 0 | 0 | 0 | 0 | 0 | 0 | 0 | 0 | 0 | 0 | 4.4 | 0 | 0 | 0 | 0 | 0 | 1 | 1 | 0 | 3 | 0 | 2 | 0 | -194.5 | -4911.332 | -3937.2282 | Bellota-Weber 230kV line | Gates 500/230kV TB #11 | Gates 500/230kV TB #11 |  | 0 | 0 | 0 | 0 | 0 | 0 | 265.5 | 38.76 | 189.524 | Bellota-Weber 230kV line | Los Banos 500/230kV TB | Gates 230/70kV TB #5 |  | 5 | 1 | YES | 2 | 5 | 1 | YES | 2
PG&E FRESNO | Panoche | 230 | 0 | 0 | 0 | 0 | 0 | 0 | 0 | 0 | 0 | 0 | 0 | 0 | 0 | 0 | 0 | 0 | 0 | 0 | 0 | 0 | 0 | 0 | 0 | 0 | 0 | 0 | 0 | 0 | 0 | 0 | 0 | 0 | 0 | 0 | 0 | 0 | 0 | 0 | 0 | 0 | 0 | 0 | 0 | 0 | 0 | 0 | 0 | 0 | 0 | 0 | 0 | 0 | 0 | 0 | 0 | 0 | 0 | 0 | 0 | 0 | 0 | 0 | 0 | 0 | 0 | 0 | 0 | 0 | 0 | 0 | 0 | 0 | 0 | 0 | 0 | 0 | 0 | 0 | 1 | 1 | 0 | 1 | 0 | 0 | 0 | 1 | 0 | 0 | 0 | 0 | 0 | 0 | 0 | 0 | 0 | 0 | 0 | 1 |  | 0 | 0 | 0 | 0 | 0 | 0 | 0 | 0 | 0 | 0 | 0 | 0 | 0 | 0 | 0 | 0 | 0 | 0 | 0 | 0 | 0 | 0 | 0 | 0 | 0 | 0 | 0 | 0 | 0 | 0 | 0 | 0 | 2 | 0 | 2 | 0 | 71.87 | -4911.332 | -3937.2282 | Gates 500/230kV TB #12 | Gates 500/230kV TB #11 | Gates 500/230kV TB #11 |  | 0 | 0 | 0 | 0 | 0 | 0 | 384.55 | 38.76 | 685.2366 | Los Banos 500/230kV TB | Los Banos 500/230kV TB | Tranquility-Helm 230kV Line |  | 5 | 1 | YES | 2 | 5 | 1 | YES | 2
SCE Northern | Pardee | 230 | 0 | 0 | 1 | 0 | 0 | 0 | 0 | 0 | 0 | 0 | 0 | 0 | 0 | 0 | 0 | 0 | 0 | 0 | 0 | 0 | 0 | 0 | 0 | 0 | 1 | 0 | 0 | 0 | 0 | 0 | 0 | 0 | 0 | 0 | 0 | 0 | 0 | 0 | 0 | 0 | 0 | 0 | 0 | 0 | 0 | 0 | 0 | 0 | 0 | 0 | 0 | 0 | 0 | 0 | 0 | 0 | 0 | 0 | 0 | 0 | 0 | 0 | 0 | 0 | 0 | 0 | 0 | 0 | 0 | 0 | 0 | 0 | 0 | 0 | 0 | 0 | 0 | 0 | 0 | 0 | 0 | 0 | 0 | 0 | 0 | 0 | 0 | 0 | 0 | 0 | 0 | 0 | 0 | 0 | 0 | 0 | 0 | 0 |  | 0 | 0 | 0 | 0 | 0 | 0 | 0 | 0 | 0 | 0 | 0 | 80 | 0 | 0 | 1 | 0 | 0 | 0 | 0 | 0 | 0 | 0 | 0 | 0 | 700 | 0 | 95 | 0 | 250 | 1 | 1 | 0 | 1 | 0 | 0 | 1 | -4343.191 | -2038.908 | -1396.283 | Lugo - Victorville area constraint | Lugo - Victorville area constraint | Lugo - Victorville area constraint |  | 0 | 0 | 0 | 0 | 0 | 0 | 1869 | 1450 | 5403.717 | Pardee-Sylmar Constraint | Pardee-Sylmar Constraint | Lugo - Victorville area constraint |  | 5 | 1 | YES | 2 | 4 | 1 | YES | 2
PG&E NGBA | Parkway | 230 | 0 | 0 | 0 | 0 | 0 | 0 | 0 | 0 | 0 | 0 | 0 | 0 | 0 | 0 | 0 | 0 | 0 | 0 | 0 | 0 | 0 | 0 | 0 | 0 | 0 | 0 | 0 | 0 | 0 | 0 | 0 | 0 | 0 | 0 | 0 | 0 | 0 | 0 | 0 | 1 | 0 | 0 | 0 | 0 | 0 | 0 | 0 | 0 | 0 | 0 | 0 | 0 | 0 | 0 | 0 | 1 | 0 | 0 | 0 | 0 | 0 | 0 | 0 | 0 | 0 | 0 | 1 | 0 | 0 | 0 | 0 | 0 | 0 | 0 | 0 | 0 | 0 | 0 | 0 | 0 | 0 | 0 | 0 | 0 | 0 | 0 | 0 | 0 | 0 | 0 | 0 | 0 | 0 | 0 | 0 | 0 | 0 | 0 |  | 0 | 0 | 0 | 0 | 0 | 0 | 0 | 0 | 0 | 0 | 0 | 0 | 0 | 0 | 0 | 0 | 0 | 0 | 0 | 0 | 0 | 0 | 0 | 0 | 0 | 0 | 0 | 0 | 0 | 0 | 2 | 0 | 2 | 0 | 0 | 0 | -1437.69 | -961.1112 | 317.0526 | Collinsville-Tesla 500 kV Line | Collinsville-Tesla 500 kV Line | Birds Landing-Contra Costa 230kV Line |  | 0 | 0 | 0 | 0 | 0 | 0 | 1432.61 | 1724.7038 | 317.0526 | Birds Landing-Contra Costa 230kV Line | Birds Landing-Contra Costa 230kV Line | Birds Landing-Contra Costa 230kV Line |  | 5 | 1 | YES | 2 | 1 | 1 | NO | 1
SCE Northern | Pastoria | 230 | 0 | 0 | 1 | 0 | 0 | 0 | 1 | 0 | 0 | 0 | 0 | 0 | 0 | 0 | 0 | 0 | 0 | 0 | 0 | 0 | 0 | 0 | 0 | 0 | 1 | 0 | 0 | 0 | 0 | 0 | 0 | 0 | 0 | 0 | 0 | 0 | 0 | 0 | 0 | 0 | 0 | 0 | 0 | 0 | 0 | 0 | 0 | 0 | 0 | 0 | 0 | 0 | 0 | 0 | 0 | 0 | 0 | 0 | 0 | 0 | 0 | 0 | 0 | 0 | 0 | 0 | 0 | 0 | 0 | 0 | 0 | 0 | 0 | 0 | 0 | 0 | 0 | 0 | 0 | 0 | 0 | 0 | 0 | 0 | 0 | 0 | 0 | 0 | 0 | 0 | 0 | 0 | 0 | 0 | 0 | 0 | 0 | 0 |  | 0 | 0 | 0 | 0 | 0 | 0 | 0 | 0 | 0 | 0 | 0 | 0 | 0 | 0 | 0 | 0 | 0 | 0 | 0 | 0 | 0 | 0 | 0 | 0 | 0 | 105 | 80 | 0 | 0 | 1 | 1 | 0 | 1 | 0 | 0 | 1 | -4343.191 | -2038.908 | -1396.283 | Lugo - Victorville area constraint | Lugo - Victorville area constraint | Lugo - Victorville area constraint |  | 0 | 0 | 0 | 0 | 0 | 0 | 258 | 29.5 | 2003.79 | South of Magunden Constraint | South of Magunden Constraint | South of Magunden Constraint |  | 5 | 1 | YES | 2 | 4 | 1 | YES | 2
SCE Metro | Pauda | 230 | 0 | 0 | 0 | 0 | 0 | 0 | 0 | 0 | 0 | 1 | 0 | 0 | 0 | 0 | 0 | 0 | 0 | 0 | 0 | 0 | 0 | 0 | 0 | 0 | 0 | 0 | 0 | 0 | 0 | 0 | 0 | 0 | 0 | 0 | 0 | 0 | 0 | 0 | 0 | 0 | 0 | 0 | 0 | 0 | 0 | 0 | 0 | 0 | 0 | 0 | 0 | 0 | 0 | 0 | 0 | 0 | 0 | 0 | 0 | 0 | 0 | 0 | 0 | 0 | 0 | 0 | 0 | 0 | 0 | 0 | 0 | 0 | 0 | 0 | 0 | 0 | 0 | 0 | 0 | 0 | 0 | 0 | 0 | 0 | 0 | 0 | 0 | 0 | 0 | 0 | 0 | 0 | 0 | 0 | 0 | 0 | 0 | 0 |  | 0 | 0 | 0 | 0 | 0 | 0 | 0 | 0 | 0 | 0 | 0 | 120 | 0 | 0 | 1 | 0 | 0 | 0 | 0 | 0 | 0 | 0 | 0 | 0 | 0 | 0 | 120 | 0 | 0 | 1 | 0 | 0 | 0 | 0 | 0 | 0 | 3554.7188 | 7968.008 | 22025.8411 | SCE Metro Area Default Constraint | SCE Metro Area Default Constraint | SCE Metro Area Default Constraint |  | 0 | 0 | 0 | 0 | 0 | 0 | 3554.7188 | 7968.008 | 22025.8411 | SCE Metro Area Default Constraint | SCE Metro Area Default Constraint | SCE Metro Area Default Constraint |  | 1 | 1 | NO | 1 | 1 | 1 | NO | 1
PG&E GBA | Paul Sweet | 115 | 0 | 0 | 0 | 0 | 0 | 0 | 0 | 0 | 0 | 0 | 0 | 0 | 0 | 0 | 0 | 0 | 0 | 0 | 0 | 0 | 0 | 0 | 0 | 0 | 0 | 0 | 0 | 0 | 0 | 0 | 0 | 0 | 0 | 0 | 0 | 0 | 0 | 0 | 0 | 0 | 0 | 0 | 0 | 0 | 0 | 0 | 0 | 0 | 0 | 0 | 0 | 0 | 0 | 0 | 0 | 0 | 0 | 0 | 0 | 0 | 0 | 0 | 0 | 0 | 1 | 0 | 0 | 0 | 0 | 0 | 0 | 0 | 0 | 0 | 0 | 0 | 0 | 0 | 0 | 0 | 0 | 0 | 0 | 0 | 0 | 0 | 0 | 0 | 0 | 0 | 0 | 0 | 0 | 0 | 0 | 0 | 0 | 0 |  | 0 | 0 | 0 | 0 | 0 | 0 | 0 | 0 | 0 | 0 | 0 | 0 | 0 | 0 | 0 | 0 | 0 | 0 | 0 | 0 | 0 | 0 | 0 | 0 | 0 | 0 | 0 | 13 | 0 | 1 | 0 | 0 | 0 | 0 | 0 | 1 | 80 | 133 | -22.5 | Morganhill-Metcalf 115kV Line | Morganhill-Metcalf 115kV Line | Morganhill-Metcalf 115kV Line |  | 0 | 0 | 0 | 0 | 0 | 1 | 80 | 133 | -22.5 | Morganhill-Metcalf 115kV Line | Morganhill-Metcalf 115kV Line | Morganhill-Metcalf 115kV Line |  | 1 | 1 | NO | 1 | 3 | 3 | NO | 3
PG&E NGBA | Peabody | 230 | 0 | 0 | 0 | 0 | 0 | 0 | 0 | 0 | 0 | 0 | 0 | 0 | 0 | 0 | 0 | 0 | 0 | 0 | 0 | 0 | 0 | 0 | 0 | 0 | 0 | 0 | 0 | 0 | 0 | 0 | 0 | 0 | 0 | 0 | 0 | 0 | 0 | 0 | 0 | 1 | 0 | 0 | 0 | 0 | 0 | 0 | 0 | 0 | 0 | 0 | 0 | 0 | 0 | 1 | 1 | 1 | 0 | 0 | 0 | 0 | 0 | 0 | 0 | 0 | 0 | 1 | 1 | 0 | 0 | 0 | 0 | 0 | 0 | 0 | 0 | 0 | 0 | 0 | 0 | 0 | 0 | 0 | 0 | 0 | 0 | 0 | 0 | 0 | 0 | 0 | 0 | 0 | 0 | 0 | 0 | 0 | 0 | 0 |  | 0 | 0 | 0 | 0 | 0 | 0 | 0 | 0 | 0 | 0 | 0 | 0 | 0 | 0 | 0 | 0 | 0 | 0 | 0 | 0 | 0 | 0 | 0 | 0 | 0 | 0 | 0 | 0 | 0 | 0 | 3 | 0 | 2 | 0 | 0 | 0 | -1437.69 | -961.1112 | 317.0526 | Collinsville-Tesla 500 kV Line | Collinsville-Tesla 500 kV Line | Birds Landing-Contra Costa 230kV Line |  | 0 | 0 | 0 | 0 | 0 | 0 | 484.61 | 776.7038 | 317.0526 | Contra Costa- Windmaster 230 kV line | Contra Costa- Windmaster 230 kV line | Birds Landing-Contra Costa 230kV Line |  | 5 | 1 | YES | 2 | 1 | 1 | NO | 1
PG&E NGBA | Pease | 115 | 0 | 0 | 0 | 0 | 0 | 0 | 0 | 0 | 0 | 0 | 0 | 0 | 0 | 0 | 0 | 0 | 0 | 0 | 0 | 0 | 0 | 0 | 0 | 0 | 0 | 0 | 0 | 0 | 0 | 0 | 0 | 0 | 0 | 0 | 0 | 0 | 0 | 0 | 0 | 1 | 0 | 0 | 0 | 0 | 1 | 1 | 1 | 1 | 0 | 0 | 0 | 0 | 0 | 0 | 0 | 0 | 0 | 0 | 0 | 1 | 1 | 0 | 0 | 0 | 0 | 0 | 0 | 0 | 0 | 0 | 0 | 0 | 0 | 0 | 0 | 0 | 0 | 0 | 0 | 0 | 0 | 0 | 0 | 0 | 0 | 0 | 0 | 0 | 0 | 0 | 0 | 0 | 0 | 0 | 0 | 0 | 0 | 0 |  | 0 | 0 | 0 | 0 | 0 | 0 | 0 | 0 | 0 | 0 | 0 | 0 | 0 | 0 | 0 | 0 | 0 | 0 | 0 | 0 | 0 | 0 | 0 | 0 | 0 | 0 | 0 | 0 | 0 | 0 | 2 | 0 | 2 | 0 | 0 | 0 | -1437.69 | -961.1112 | 48.3836 | Collinsville-Tesla 500 kV Line | Collinsville-Tesla 500 kV Line | Rio Oso-Lockeford 230kV line |  | 0 | 0 | 0 | 0 | 0 | 0 | 50 | 50 | 48.3836 | Rocklin-Pleaseant grove 115kV line | Rocklin-Pleaseant grove 115kV line | Rio Oso-Lockeford 230kV line |  | 5 | 1 | YES | 2 | 1 | 1 | NO | 1
PG&E NGBA | Pease | 60 | 0 | 0 | 0 | 0 | 0 | 0 | 0 | 0 | 0 | 0 | 0 | 0 | 0 | 0 | 0 | 0 | 0 | 0 | 0 | 0 | 0 | 0 | 0 | 0 | 0 | 0 | 0 | 0 | 0 | 0 | 0 | 0 | 0 | 0 | 0 | 0 | 0 | 0 | 0 | 1 | 0 | 0 | 0 | 0 | 1 | 1 | 1 | 1 | 0 | 0 | 0 | 0 | 0 | 0 | 0 | 0 | 0 | 0 | 0 | 1 | 1 | 0 | 0 | 0 | 0 | 0 | 0 | 0 | 0 | 0 | 0 | 0 | 0 | 0 | 0 | 0 | 0 | 0 | 0 | 0 | 0 | 0 | 0 | 0 | 0 | 0 | 0 | 0 | 0 | 0 | 0 | 0 | 0 | 0 | 0 | 0 | 0 | 0 |  | 0 | 0 | 0 | 0 | 0 | 0 | 0 | 0 | 0 | 0 | 0 | 0 | 0 | 0 | 0 | 0 | 0 | 0 | 0 | 0 | 0 | 0 | 0 | 0 | 0 | 0 | 0 | 0 | 0 | 0 | 2 | 0 | 2 | 0 | 0 | 0 | -1437.69 | -961.1112 | 48.3836 | Collinsville-Tesla 500 kV Line | Collinsville-Tesla 500 kV Line | Rio Oso-Lockeford 230kV line |  | 0 | 0 | 0 | 0 | 0 | 0 | 50 | 50 | 48.3836 | Rocklin-Pleaseant grove 115kV line | Rocklin-Pleaseant grove 115kV line | Rio Oso-Lockeford 230kV line |  | 5 | 1 | YES | 2 | 1 | 1 | NO | 1
SDGE | Penasquitos | 138 | 0 | 0 | 0 | 0 | 0 | 0 | 0 | 0 | 0 | 0 | 0 | 0 | 0 | 0 | 0 | 0 | 0 | 0 | 0 | 0 | 0 | 0 | 0 | 0 | 0 | 0 | 0 | 0 | 0 | 0 | 1 | 0 | 1 | 0 | 0 | 0 | 0 | 0 | 0 | 0 | 0 | 0 | 0 | 0 | 0 | 0 | 0 | 0 | 0 | 0 | 0 | 0 | 0 | 0 | 0 | 0 | 0 | 0 | 0 | 0 | 0 | 0 | 0 | 0 | 0 | 0 | 0 | 0 | 0 | 0 | 0 | 0 | 0 | 0 | 0 | 0 | 0 | 0 | 0 | 0 | 0 | 0 | 0 | 0 | 0 | 0 | 0 | 0 | 0 | 0 | 0 | 0 | 0 | 0 | 0 | 0 | 0 | 2 |  | 0 | 0 | 0 | 0 | 0 | 0 | 0 | 0 | 0 | 0 | 0 | 0 | 0 | 0 | 0 | 0 | 0 | 0 | 0 | 0 | 0 | 0 | 0 | 0 | 0 | 0 | 0 | 0 | 0 | 0 | 0 | 1 | 0 | 1 | 0 | 0 | -99.1 | -698.67 | 1394.7114 | San Luis Rey-San Onofre 230 kV line constraint | San Luis Rey-San Onofre 230 kV line constraint | San Luis Rey-San Onofre 230 kV line constraint |  | 0 | 1 | 0 | 1 | 0 | 0 | -99.1 | -698.67 | 1394.7114 | San Luis Rey-San Onofre 230 kV line constraint | San Luis Rey-San Onofre 230 kV line constraint | San Luis Rey-San Onofre 230 kV line constraint |  | 4 | 4 | NO | 4 | 1 | 1 | NO | 1
SDGE | Penasquitos | 230 | 0 | 0 | 0 | 0 | 0 | 0 | 0 | 0 | 0 | 0 | 0 | 0 | 0 | 0 | 0 | 0 | 0 | 0 | 0 | 0 | 0 | 0 | 0 | 0 | 0 | 0 | 0 | 0 | 0 | 0 | 1 | 0 | 1 | 0 | 0 | 0 | 0 | 0 | 0 | 0 | 0 | 0 | 0 | 0 | 0 | 0 | 0 | 0 | 0 | 0 | 0 | 0 | 0 | 0 | 0 | 0 | 0 | 0 | 0 | 0 | 0 | 0 | 0 | 0 | 0 | 0 | 0 | 0 | 0 | 0 | 0 | 0 | 0 | 0 | 0 | 0 | 0 | 0 | 0 | 0 | 0 | 0 | 0 | 0 | 0 | 0 | 0 | 0 | 0 | 0 | 0 | 0 | 0 | 0 | 0 | 0 | 0 | 2 |  | 0 | 0 | 0 | 0 | 0 | 0 | 0 | 0 | 0 | 0 | 0 | 0 | 0 | 0 | 0 | 0 | 0 | 0 | 0 | 0 | 0 | 0 | 0 | 0 | 0 | 0 | 0 | 0 | 0 | 0 | 0 | 1 | 0 | 1 | 0 | 0 | -99.1 | -698.67 | 1394.7114 | San Luis Rey-San Onofre 230 kV line constraint | San Luis Rey-San Onofre 230 kV line constraint | San Luis Rey-San Onofre 230 kV line constraint |  | 0 | 1 | 0 | 1 | 0 | 0 | -99.1 | -698.67 | 1394.7114 | San Luis Rey-San Onofre 230 kV line constraint | San Luis Rey-San Onofre 230 kV line constraint | San Luis Rey-San Onofre 230 kV line constraint |  | 4 | 4 | NO | 4 | 1 | 1 | NO | 1
SDGE | Penasquitos | 69 | 0 | 0 | 0 | 0 | 0 | 0 | 0 | 0 | 0 | 0 | 0 | 0 | 0 | 0 | 0 | 0 | 0 | 0 | 0 | 0 | 0 | 0 | 0 | 0 | 0 | 0 | 0 | 0 | 0 | 0 | 1 | 0 | 1 | 0 | 0 | 0 | 0 | 0 | 0 | 0 | 0 | 0 | 0 | 0 | 0 | 0 | 0 | 0 | 0 | 0 | 0 | 0 | 0 | 0 | 0 | 0 | 0 | 0 | 0 | 0 | 0 | 0 | 0 | 0 | 0 | 0 | 0 | 0 | 0 | 0 | 0 | 0 | 0 | 0 | 0 | 0 | 0 | 0 | 0 | 0 | 0 | 0 | 0 | 0 | 0 | 0 | 0 | 0 | 0 | 0 | 0 | 0 | 0 | 0 | 0 | 0 | 0 | 2 |  | 0 | 0 | 0 | 0 | 0 | 0 | 0 | 0 | 0 | 0 | 0 | 0 | 0 | 0 | 0 | 0 | 0 | 0 | 0 | 0 | 0 | 0 | 0 | 0 | 0 | 0 | 0 | 0 | 0 | 0 | 0 | 1 | 0 | 1 | 0 | 0 | -99.1 | -698.67 | 1394.7114 | San Luis Rey-San Onofre 230 kV line constraint | San Luis Rey-San Onofre 230 kV line constraint | San Luis Rey-San Onofre 230 kV line constraint |  | 0 | 1 | 0 | 1 | 0 | 0 | -99.1 | -698.67 | 1394.7114 | San Luis Rey-San Onofre 230 kV line constraint | San Luis Rey-San Onofre 230 kV line constraint | San Luis Rey-San Onofre 230 kV line constraint |  | 4 | 4 | NO | 4 | 1 | 1 | NO | 1
SDGE | Pendleton | 69 | 0 | 0 | 0 | 0 | 0 | 0 | 0 | 0 | 0 | 0 | 0 | 0 | 0 | 0 | 0 | 0 | 0 | 0 | 0 | 0 | 0 | 0 | 0 | 0 | 0 | 1 | 0 | 0 | 0 | 0 | 0 | 0 | 1 | 1 | 0 | 0 | 0 | 1 | 0 | 0 | 0 | 0 | 0 | 0 | 0 | 0 | 0 | 0 | 0 | 0 | 0 | 0 | 0 | 0 | 0 | 0 | 0 | 0 | 0 | 0 | 0 | 0 | 0 | 0 | 0 | 0 | 0 | 0 | 0 | 0 | 0 | 0 | 0 | 0 | 0 | 0 | 0 | 0 | 0 | 0 | 0 | 0 | 0 | 0 | 0 | 0 | 0 | 0 | 0 | 0 | 0 | 0 | 0 | 0 | 0 | 0 | 0 | 1 |  | 0 | 0 | 0 | 0 | 0 | 0 | 0 | 0 | 0 | 0 | 0 | 0 | 0 | 0 | 0 | 0 | 0 | 0 | 0 | 0 | 0 | 0 | 0 | 0 | 0 | 0 | 0 | 50 | 0 | 1 | 0 | 1 | 0 | 1 | 0 | 0 | -99.1 | -698.67 | 284 | San Luis Rey-San Onofre 230 kV line constraint | San Luis Rey-San Onofre 230 kV line constraint | Ocean Ranch 69 kV constraint |  | 0 | 1 | 0 | 1 | 0 | 0 | -99.1 | -698.67 | 284 | San Luis Rey-San Onofre 230 kV line constraint | San Luis Rey-San Onofre 230 kV line constraint | Ocean Ranch 69 kV constraint |  | 4 | 4 | NO | 4 | 1 | 1 | NO | 1
PG&E NGBA | Penngrove | 115 | 0 | 0 | 0 | 0 | 0 | 0 | 0 | 0 | 0 | 0 | 0 | 0 | 0 | 0 | 0 | 0 | 0 | 0 | 0 | 0 | 0 | 0 | 0 | 0 | 0 | 0 | 0 | 0 | 0 | 0 | 0 | 0 | 0 | 0 | 0 | 0 | 0 | 0 | 0 | 1 | 0 | 0 | 0 | 0 | 0 | 0 | 0 | 0 | 0 | 0 | 0 | 0 | 1 | 0 | 0 | 0 | 0 | 0 | 0 | 0 | 0 | 0 | 0 | 0 | 0 | 0 | 1 | 0 | 0 | 0 | 0 | 0 | 0 | 0 | 0 | 0 | 0 | 0 | 0 | 0 | 0 | 0 | 0 | 0 | 0 | 0 | 0 | 0 | 0 | 0 | 0 | 0 | 0 | 0 | 0 | 0 | 0 | 1 |  | 0 | 0 | 0 | 0 | 0 | 0 | 0 | 0 | 0 | 0 | 0 | 0 | 0 | 0 | 0 | 0 | 0 | 0 | 0 | 0 | 0 | 0 | 0 | 0 | 0 | 0 | 0 | 0 | 0 | 0 | 2 | 0 | 2 | 0 | 0 | 0 | -1437.69 | -961.1112 | 317.0526 | Collinsville-Tesla 500 kV Line | Collinsville-Tesla 500 kV Line | Birds Landing-Contra Costa 230kV Line |  | 0 | 0 | 0 | 0 | 0 | 0 | 1432.61 | 1724.7038 | 317.0526 | Birds Landing-Contra Costa 230kV Line | Birds Landing-Contra Costa 230kV Line | Birds Landing-Contra Costa 230kV Line |  | 5 | 1 | YES | 2 | 1 | 1 | NO | 1
PG&E GBA | Peoria | 115 | 0 | 0 | 0 | 0 | 0 | 0 | 0 | 0 | 0 | 0 | 0 | 0 | 0 | 0 | 0 | 0 | 0 | 0 | 0 | 0 | 0 | 0 | 0 | 0 | 0 | 0 | 0 | 0 | 0 | 0 | 0 | 0 | 0 | 0 | 0 | 0 | 0 | 0 | 0 | 0 | 0 | 0 | 0 | 0 | 0 | 1 | 0 | 0 | 0 | 0 | 0 | 0 | 0 | 0 | 0 | 1 | 0 | 1 | 0 | 1 | 0 | 0 | 0 | 0 | 0 | 1 | 0 | 0 | 0 | 0 | 0 | 0 | 0 | 0 | 0 | 0 | 0 | 0 | 0 | 0 | 0 | 0 | 0 | 0 | 0 | 0 | 0 | 0 | 0 | 0 | 0 | 0 | 0 | 0 | 0 | 0 | 0 | 0 |  | 0 | 0 | 0 | 0 | 0 | 0 | 0 | 0 | 0 | 0 | 0 | 10 | 0 | 0 | 1 | 0 | 0 | 0 | 0 | 0 | 0 | 0 | 0 | 0 | 0 | 0 | 10 | 0 | 0 | 1 | 2 | 0 | 1 | 0 | 0 | 0 | -194.5 | -212.19 | 543.909 | Bellota-Weber 230kV line | Bellota-Weber 230kV line | Kasson Jct-Heinz 115 kV line |  | 1 | 0 | 0 | 0 | 0 | 0 | -52.2 | 5.59 | 543.909 | Kasson Jct-Heinz 115 kV line | Kasson Jct-Heinz 115 kV line | Kasson Jct-Heinz 115 kV line |  | 5 | 5 | NO | 5 | 1 | 1 | NO | 1
PG&E GBA | Piercy | 115 | 0 | 0 | 0 | 0 | 0 | 0 | 0 | 0 | 0 | 0 | 0 | 0 | 0 | 0 | 0 | 0 | 0 | 0 | 0 | 0 | 0 | 0 | 0 | 0 | 0 | 0 | 0 | 0 | 0 | 0 | 0 | 0 | 0 | 0 | 0 | 0 | 0 | 0 | 0 | 0 | 0 | 0 | 0 | 0 | 0 | 0 | 0 | 0 | 0 | 0 | 0 | 0 | 0 | 0 | 0 | 1 | 0 | 0 | 0 | 1 | 0 | 0 | 0 | 0 | 0 | 0 | 0 | 0 | 0 | 0 | 0 | 0 | 0 | 0 | 0 | 0 | 0 | 0 | 0 | 0 | 0 | 0 | 0 | 0 | 0 | 0 | 0 | 0 | 0 | 0 | 0 | 0 | 0 | 0 | 0 | 0 | 0 | 0 |  | 0 | 0 | 0 | 0 | 0 | 0 | 0 | 0 | 0 | 0 | 0 | 0 | 0 | 0 | 0 | 0 | 0 | 0 | 0 | 0 | 0 | 0 | 0 | 0 | 0 | 0 | 0 | 0 | 0 | 0 | 0 | 0 | 0 | 0 | 0 | 0 | 1249.96 | 838.4538 | 1471.1652 | Tesla-Bellota 230 kV line | Tesla-Bellota 230 kV line | Tesla-Bellota 230 kV line |  | 0 | 0 | 0 | 0 | 0 | 0 | 1549.96 | 1138.4538 | 1471.1652 | Tesla-Bellota 230 kV line | Tesla-Bellota 230 kV line | Tesla-Bellota 230 kV line |  | 1 | 1 | NO | 1 | 1 | 1 | NO | 1
PG&E FRESNO | Pine Flat | 230 | 0 | 0 | 0 | 0 | 0 | 0 | 0 | 0 | 0 | 0 | 0 | 0 | 0 | 0 | 0 | 0 | 0 | 0 | 0 | 0 | 0 | 0 | 0 | 0 | 0 | 0 | 0 | 0 | 0 | 0 | 0 | 0 | 0 | 0 | 0 | 0 | 0 | 0 | 0 | 0 | 0 | 0 | 0 | 0 | 0 | 1 | 0 | 0 | 0 | 0 | 0 | 0 | 0 | 0 | 0 | 0 | 0 | 0 | 0 | 0 | 0 | 0 | 0 | 0 | 0 | 0 | 0 | 0 | 0 | 0 | 0 | 0 | 0 | 0 | 0 | 0 | 0 | 0 | 1 | 1 | 0 | 1 | 0 | 0 | 0 | 1 | 0 | 0 | 0 | 1 | 0 | 0 | 0 | 0 | 0 | 0 | 0 | 1 |  | 0 | 0 | 0 | 0 | 0 | 0 | 0 | 0 | 0 | 0 | 0 | 0 | 0 | 0 | 0 | 0 | 0 | 0 | 0 | 0 | 0 | 0 | 0 | 0 | 0 | 0 | 0 | 0 | 0 | 0 | 2 | 0 | 4 | 0 | 3 | 0 | -516.8 | -4911.332 | -3937.2282 | Borden-Storey #1 230kV line | Gates 500/230kV TB #11 | Gates 500/230kV TB #11 |  | 0 | 0 | 0 | 0 | 0 | 0 | 265.5 | 38.76 | 685.2366 | Bellota-Weber 230kV line | Los Banos 500/230kV TB | Tranquility-Helm 230kV Line |  | 5 | 1 | YES | 2 | 5 | 1 | YES | 2
SCE NOL | Pisgah | 230 | 0 | 0 | 0 | 0 | 0 | 0 | 0 | 0 | 0 | 0 | 0 | 0 | 0 | 1 | 1 | 0 | 0 | 0 | 0 | 0 | 0 | 0 | 0 | 0 | 0 | 0 | 0 | 0 | 0 | 0 | 0 | 0 | 0 | 0 | 0 | 0 | 0 | 0 | 0 | 0 | 0 | 0 | 0 | 0 | 0 | 0 | 0 | 0 | 0 | 0 | 0 | 0 | 0 | 0 | 0 | 0 | 0 | 0 | 0 | 0 | 0 | 0 | 0 | 0 | 0 | 0 | 0 | 0 | 0 | 0 | 0 | 0 | 0 | 0 | 0 | 0 | 0 | 0 | 0 | 0 | 0 | 0 | 0 | 0 | 0 | 0 | 0 | 0 | 0 | 0 | 0 | 0 | 0 | 0 | 0 | 0 | 0 | 1 |  | 0 | 0 | 0 | 0 | 0 | 0 | 0 | 0 | 0 | 0 | 0 | 0 | 0 | 0 | 0 | 0 | 0 | 0 | 0 | 0 | 0 | 0 | 0 | 0 | 217 | 0 | 0 | 0 | 0 | 1 | 0 | 0 | 1 | 2 | 0 | 0 | 43.77 | -137.55 | 26.86 | Lugo Transformer Area Constraint | Lugo Transformer Area Constraint | Calcite to Lugo Area Constraint |  | 0 | 0 | 1 | 2 | 0 | 0 | 43.77 | -137.55 | 26.86 | Lugo Transformer Area Constraint | Lugo Transformer Area Constraint | Calcite to Lugo Area Constraint |  | 5 | 5 | NO | 5 | 1 | 1 | NO | 1
PG&E NGBA | Pit 1 | 230 | 0 | 0 | 0 | 0 | 0 | 0 | 0 | 0 | 0 | 0 | 0 | 0 | 0 | 0 | 0 | 0 | 0 | 0 | 0 | 0 | 0 | 0 | 0 | 0 | 0 | 0 | 0 | 0 | 0 | 0 | 0 | 0 | 0 | 0 | 0 | 0 | 0 | 0 | 0 | 1 | 0 | 0 | 0 | 1 | 0 | 0 | 0 | 0 | 0 | 0 | 0 | 0 | 0 | 0 | 0 | 0 | 0 | 0 | 0 | 0 | 0 | 0 | 0 | 0 | 0 | 0 | 0 | 0 | 0 | 0 | 0 | 0 | 0 | 0 | 0 | 0 | 0 | 0 | 0 | 0 | 0 | 0 | 0 | 0 | 0 | 0 | 0 | 0 | 0 | 0 | 0 | 0 | 0 | 0 | 0 | 0 | 0 | 0 |  | 0 | 0 | 0 | 0 | 0 | 0 | 0 | 0 | 0 | 0 | 0 | 0 | 0 | 0 | 0 | 0 | 0 | 0 | 0 | 0 | 0 | 0 | 0 | 0 | 0 | 0 | 0 | 0 | 0 | 0 | 1 | 0 | 1 | 0 | 0 | 0 | -1437.69 | -961.1112 | 15 | Collinsville-Tesla 500 kV Line | Collinsville-Tesla 500 kV Line | Carberry-Round Mountain 230kV Line |  | 0 | 0 | 0 | 0 | 0 | 0 | 15 | 15 | 15 | Carberry-Round Mountain 230kV Line | Carberry-Round Mountain 230kV Line | Carberry-Round Mountain 230kV Line |  | 5 | 1 | YES | 2 | 1 | 1 | NO | 1
PG&E NGBA | Pit 1 | 60 | 0 | 0 | 0 | 0 | 0 | 0 | 0 | 0 | 0 | 0 | 0 | 0 | 0 | 0 | 0 | 0 | 0 | 0 | 0 | 0 | 0 | 0 | 0 | 0 | 0 | 0 | 0 | 0 | 0 | 0 | 0 | 0 | 0 | 0 | 0 | 0 | 0 | 0 | 0 | 1 | 0 | 0 | 0 | 1 | 0 | 0 | 0 | 0 | 0 | 0 | 0 | 0 | 0 | 0 | 0 | 0 | 0 | 0 | 0 | 0 | 0 | 0 | 0 | 0 | 0 | 0 | 0 | 0 | 0 | 0 | 0 | 0 | 0 | 0 | 0 | 0 | 0 | 0 | 0 | 0 | 0 | 0 | 0 | 0 | 0 | 0 | 0 | 0 | 0 | 0 | 0 | 0 | 0 | 0 | 0 | 0 | 0 | 0 |  | 0 | 0 | 0 | 0 | 0 | 0 | 0 | 0 | 0 | 0 | 0 | 0 | 0 | 0 | 0 | 0 | 0 | 0 | 0 | 0 | 0 | 0 | 0 | 0 | 0 | 0 | 0 | 0 | 0 | 0 | 1 | 0 | 1 | 0 | 0 | 0 | -1437.69 | -961.1112 | 15 | Collinsville-Tesla 500 kV Line | Collinsville-Tesla 500 kV Line | Carberry-Round Mountain 230kV Line |  | 0 | 0 | 0 | 0 | 0 | 0 | 15 | 15 | 15 | Carberry-Round Mountain 230kV Line | Carberry-Round Mountain 230kV Line | Carberry-Round Mountain 230kV Line |  | 5 | 1 | YES | 2 | 1 | 1 | NO | 1
PG&E NGBA | Pit 3 | 230 | 0 | 0 | 0 | 0 | 0 | 0 | 0 | 0 | 0 | 0 | 0 | 0 | 0 | 0 | 0 | 0 | 0 | 0 | 0 | 0 | 0 | 0 | 0 | 0 | 0 | 0 | 0 | 0 | 0 | 0 | 0 | 0 | 0 | 0 | 0 | 0 | 0 | 0 | 0 | 1 | 0 | 0 | 0 | 1 | 0 | 0 | 0 | 0 | 0 | 0 | 0 | 0 | 0 | 0 | 0 | 0 | 0 | 0 | 0 | 0 | 0 | 0 | 0 | 0 | 0 | 0 | 0 | 0 | 0 | 0 | 0 | 0 | 0 | 0 | 0 | 0 | 0 | 0 | 0 | 0 | 0 | 0 | 0 | 0 | 0 | 0 | 0 | 0 | 0 | 0 | 0 | 0 | 0 | 0 | 0 | 0 | 0 | 0 |  | 0 | 0 | 0 | 0 | 0 | 0 | 0 | 0 | 0 | 0 | 0 | 0 | 0 | 0 | 0 | 0 | 0 | 0 | 0 | 0 | 0 | 0 | 0 | 0 | 0 | 0 | 0 | 0 | 0 | 0 | 1 | 0 | 1 | 0 | 0 | 0 | -1437.69 | -961.1112 | 15 | Collinsville-Tesla 500 kV Line | Collinsville-Tesla 500 kV Line | Carberry-Round Mountain 230kV Line |  | 0 | 0 | 0 | 0 | 0 | 0 | 15 | 15 | 15 | Carberry-Round Mountain 230kV Line | Carberry-Round Mountain 230kV Line | Carberry-Round Mountain 230kV Line |  | 5 | 1 | YES | 2 | 1 | 1 | NO | 1
PG&E NGBA | Pit 4 | 230 | 0 | 0 | 0 | 0 | 0 | 0 | 0 | 0 | 0 | 0 | 0 | 0 | 0 | 0 | 0 | 0 | 0 | 0 | 0 | 0 | 0 | 0 | 0 | 0 | 0 | 0 | 0 | 0 | 0 | 0 | 0 | 0 | 0 | 0 | 0 | 0 | 0 | 0 | 0 | 1 | 0 | 0 | 0 | 0 | 0 | 0 | 0 | 0 | 0 | 0 | 0 | 0 | 0 | 0 | 0 | 0 | 0 | 0 | 0 | 0 | 0 | 0 | 0 | 0 | 0 | 0 | 0 | 0 | 0 | 0 | 0 | 0 | 0 | 0 | 0 | 0 | 0 | 0 | 0 | 0 | 0 | 0 | 0 | 0 | 0 | 0 | 0 | 0 | 0 | 0 | 0 | 0 | 0 | 0 | 0 | 0 | 0 | 0 |  | 0 | 0 | 0 | 0 | 0 | 0 | 0 | 0 | 0 | 0 | 0 | 0 | 0 | 0 | 0 | 0 | 0 | 0 | 0 | 0 | 0 | 0 | 0 | 0 | 0 | 0 | 0 | 0 | 0 | 0 | 1 | 0 | 1 | 0 | 0 | 0 | -1437.69 | -961.1112 | 977.7909 | Collinsville-Tesla 500 kV Line | Collinsville-Tesla 500 kV Line | Collinsville-Tesla 500 kV Line |  | 0 | 0 | 0 | 0 | 0 | 0 | 7207.31 | 7683.8888 | 977.7909 | Collinsville-Tesla 500 kV Line | Collinsville-Tesla 500 kV Line | Collinsville-Tesla 500 kV Line |  | 5 | 1 | YES | 2 | 1 | 1 | NO | 1
PG&E GBA | Pittsburg | 115 | 0 | 0 | 0 | 0 | 0 | 0 | 0 | 0 | 0 | 0 | 0 | 0 | 0 | 0 | 0 | 0 | 0 | 0 | 0 | 0 | 0 | 0 | 0 | 0 | 0 | 0 | 0 | 0 | 0 | 0 | 0 | 0 | 0 | 0 | 0 | 0 | 0 | 0 | 0 | 1 | 0 | 0 | 0 | 0 | 0 | 0 | 0 | 0 | 0 | 1 | 0 | 0 | 1 | 1 | 0 | 1 | 0 | 0 | 1 | 1 | 0 | 0 | 0 | 0 | 0 | 1 | 0 | 0 | 0 | 0 | 0 | 0 | 0 | 0 | 0 | 0 | 0 | 0 | 0 | 0 | 0 | 0 | 0 | 0 | 0 | 0 | 0 | 0 | 0 | 0 | 0 | 0 | 0 | 0 | 0 | 0 | 0 | 2 |  | 0 | 0 | 0 | 0 | 0 | 0 | 0 | 0 | 0 | 0 | 0 | 0 | 0 | 0 | 0 | 0 | 0 | 0 | 0 | 0 | 0 | 0 | 0 | 0 | 0 | 0 | 0 | 0 | 0 | 0 | 2 | 0 | 1 | 0 | 0 | 0 | -1437.69 | -961.1112 | 977.7909 | Collinsville-Tesla 500 kV Line | Collinsville-Tesla 500 kV Line | Collinsville-Tesla 500 kV Line |  | 0 | 0 | 0 | 0 | 0 | 0 | 1290 | 1138.4538 | 977.7909 | Dumbarton-Newark 115 kV line | Tesla-Bellota 230 kV line | Collinsville-Tesla 500 kV Line |  | 5 | 1 | YES | 2 | 1 | 1 | NO | 1
PG&E GBA | Pittsburg | 230 | 0 | 0 | 0 | 0 | 0 | 0 | 0 | 0 | 0 | 0 | 0 | 0 | 0 | 0 | 0 | 0 | 0 | 0 | 0 | 0 | 0 | 0 | 0 | 0 | 0 | 0 | 0 | 0 | 0 | 0 | 0 | 0 | 0 | 0 | 0 | 0 | 0 | 0 | 0 | 1 | 0 | 0 | 0 | 0 | 0 | 0 | 0 | 0 | 0 | 1 | 0 | 0 | 1 | 1 | 1 | 1 | 0 | 0 | 1 | 1 | 0 | 0 | 0 | 0 | 0 | 1 | 0 | 0 | 0 | 0 | 0 | 0 | 0 | 0 | 0 | 0 | 0 | 0 | 0 | 0 | 0 | 0 | 0 | 0 | 0 | 0 | 0 | 0 | 0 | 0 | 0 | 0 | 0 | 0 | 0 | 0 | 0 | 2 |  | 0 | 0 | 0 | 0 | 0 | 0 | 0 | 0 | 0 | 0 | 0 | 0 | 0 | 0 | 0 | 0 | 0 | 0 | 0 | 0 | 0 | 0 | 0 | 0 | 0 | 0 | 0 | 0 | 0 | 0 | 2 | 0 | 1 | 0 | 0 | 0 | -1437.69 | -961.1112 | 977.7909 | Collinsville-Tesla 500 kV Line | Collinsville-Tesla 500 kV Line | Collinsville-Tesla 500 kV Line |  | 0 | 0 | 0 | 0 | 0 | 0 | 484.61 | 776.7038 | 977.7909 | Contra Costa- Windmaster 230 kV line | Contra Costa- Windmaster 230 kV line | Collinsville-Tesla 500 kV Line |  | 5 | 1 | YES | 2 | 1 | 1 | NO | 1
PG&E NGBA | Pleasant Grove | 115 | 0 | 0 | 0 | 0 | 0 | 0 | 0 | 0 | 0 | 0 | 0 | 0 | 0 | 0 | 0 | 0 | 0 | 0 | 0 | 0 | 0 | 0 | 0 | 0 | 0 | 0 | 0 | 0 | 0 | 0 | 0 | 0 | 0 | 0 | 0 | 0 | 0 | 0 | 0 | 1 | 0 | 0 | 1 | 0 | 1 | 1 | 1 | 1 | 0 | 0 | 0 | 0 | 0 | 0 | 0 | 0 | 0 | 0 | 0 | 1 | 1 | 0 | 0 | 0 | 0 | 0 | 0 | 0 | 0 | 0 | 0 | 0 | 0 | 0 | 0 | 0 | 0 | 0 | 0 | 0 | 0 | 0 | 0 | 0 | 0 | 0 | 0 | 0 | 0 | 0 | 0 | 0 | 0 | 0 | 0 | 0 | 0 | 0 |  | 0 | 0 | 0 | 0 | 0 | 0 | 0 | 0 | 0 | 0 | 0 | 0 | 0 | 0 | 0 | 0 | 0 | 0 | 0 | 0 | 0 | 0 | 0 | 0 | 0 | 0 | 0 | 0 | 0 | 0 | 2 | 0 | 2 | 0 | 0 | 0 | -1437.69 | -961.1112 | 48.3836 | Collinsville-Tesla 500 kV Line | Collinsville-Tesla 500 kV Line | Rio Oso-Lockeford 230kV line |  | 0 | 0 | 0 | 0 | 0 | 0 | 50 | 50 | 48.3836 | Rocklin-Pleaseant grove 115kV line | Rocklin-Pleaseant grove 115kV line | Rio Oso-Lockeford 230kV line |  | 5 | 1 | YES | 2 | 1 | 1 | NO | 1
PG&E NGBA | POE | 230 | 0 | 0 | 0 | 0 | 0 | 0 | 0 | 0 | 0 | 0 | 0 | 0 | 0 | 0 | 0 | 0 | 0 | 0 | 0 | 0 | 0 | 0 | 0 | 0 | 0 | 0 | 0 | 0 | 0 | 0 | 0 | 0 | 0 | 0 | 0 | 0 | 0 | 0 | 0 | 1 | 1 | 0 | 1 | 0 | 1 | 1 | 1 | 1 | 0 | 0 | 0 | 0 | 0 | 0 | 0 | 0 | 0 | 0 | 0 | 1 | 1 | 0 | 0 | 0 | 0 | 0 | 0 | 0 | 0 | 0 | 0 | 0 | 0 | 0 | 0 | 0 | 0 | 0 | 0 | 0 | 0 | 0 | 0 | 0 | 0 | 0 | 0 | 0 | 0 | 0 | 0 | 0 | 0 | 0 | 0 | 0 | 0 | 0 |  | 0 | 0 | 0 | 0 | 0 | 0 | 0 | 0 | 0 | 0 | 0 | 0 | 0 | 0 | 0 | 0 | 0 | 0 | 0 | 0 | 0 | 0 | 0 | 0 | 0 | 0 | 0 | 0 | 0 | 0 | 3 | 0 | 2 | 0 | 0 | 1 | -1437.69 | -961.1112 | -75.76 | Collinsville-Tesla 500 kV Line | Collinsville-Tesla 500 kV Line | Woodland- Davis 115kV line |  | 1 | 0 | 0 | 0 | 0 | 1 | -29.55 | 38.65 | -75.76 | Woodland- Davis 115kV line | Woodland- Davis 115kV line | Woodland- Davis 115kV line |  | 5 | 5 | NO | 5 | 3 | 3 | NO | 3
SDGE | Point Loma | 69 | 0 | 0 | 0 | 0 | 0 | 0 | 0 | 0 | 0 | 0 | 0 | 0 | 0 | 0 | 0 | 0 | 0 | 0 | 0 | 0 | 0 | 0 | 0 | 0 | 0 | 0 | 0 | 0 | 1 | 0 | 1 | 0 | 1 | 0 | 0 | 0 | 0 | 0 | 0 | 0 | 0 | 0 | 0 | 0 | 0 | 0 | 0 | 0 | 0 | 0 | 0 | 0 | 0 | 0 | 0 | 0 | 0 | 0 | 0 | 0 | 0 | 0 | 0 | 0 | 0 | 0 | 0 | 0 | 0 | 0 | 0 | 0 | 0 | 0 | 0 | 0 | 0 | 0 | 0 | 0 | 0 | 0 | 0 | 0 | 0 | 0 | 0 | 0 | 0 | 0 | 0 | 0 | 0 | 0 | 0 | 0 | 0 | 3 |  | 0 | 0 | 0 | 0 | 0 | 0 | 0 | 0 | 0 | 0 | 0 | 0 | 0 | 0 | 0 | 0 | 0 | 0 | 0 | 0 | 0 | 0 | 0 | 0 | 0 | 0 | 0 | 0 | 0 | 0 | 0 | 1 | 0 | 1 | 0 | 0 | -99.1 | -698.67 | 1394.7114 | San Luis Rey-San Onofre 230 kV line constraint | San Luis Rey-San Onofre 230 kV line constraint | San Luis Rey-San Onofre 230 kV line constraint |  | 0 | 1 | 0 | 1 | 0 | 0 | -99.1 | -698.67 | 1394.7114 | San Luis Rey-San Onofre 230 kV line constraint | San Luis Rey-San Onofre 230 kV line constraint | San Luis Rey-San Onofre 230 kV line constraint |  | 4 | 4 | NO | 4 | 1 | 1 | NO | 1
SDGE | Pomerado | 69 | 0 | 0 | 0 | 0 | 0 | 0 | 0 | 0 | 0 | 0 | 0 | 0 | 0 | 0 | 0 | 0 | 0 | 0 | 0 | 0 | 0 | 0 | 0 | 0 | 0 | 1 | 0 | 0 | 1 | 0 | 1 | 0 | 1 | 0 | 0 | 0 | 0 | 1 | 0 | 0 | 0 | 0 | 0 | 0 | 0 | 0 | 0 | 0 | 0 | 0 | 0 | 0 | 0 | 0 | 0 | 0 | 0 | 0 | 0 | 0 | 0 | 0 | 0 | 0 | 0 | 0 | 0 | 0 | 0 | 0 | 0 | 0 | 0 | 0 | 0 | 0 | 0 | 0 | 0 | 0 | 0 | 0 | 0 | 0 | 0 | 0 | 0 | 0 | 0 | 0 | 0 | 0 | 0 | 0 | 0 | 0 | 0 | 3 |  | 0 | 0 | 0 | 0 | 0 | 0 | 0 | 0 | 0 | 0 | 0 | 0 | 0 | 0 | 0 | 0 | 0 | 0 | 0 | 0 | 0 | 0 | 0 | 0 | 0 | 0 | 100 | 0 | 0 | 1 | 0 | 1 | 0 | 1 | 0 | 0 | -99.1 | -698.67 | 1191.1 | San Luis Rey-San Onofre 230 kV line constraint | San Luis Rey-San Onofre 230 kV line constraint | Talega 230 kV constraint |  | 0 | 1 | 0 | 1 | 0 | 0 | -99.1 | -698.67 | 1191.1 | San Luis Rey-San Onofre 230 kV line constraint | San Luis Rey-San Onofre 230 kV line constraint | Talega 230 kV constraint |  | 4 | 4 | NO | 4 | 1 | 1 | NO | 1
PG&E KERN | Poso Mountain | 115 | 0 | 0 | 0 | 0 | 0 | 0 | 0 | 0 | 0 | 0 | 0 | 0 | 0 | 0 | 0 | 0 | 0 | 0 | 0 | 0 | 0 | 0 | 0 | 0 | 0 | 0 | 0 | 0 | 0 | 0 | 0 | 0 | 0 | 0 | 0 | 0 | 0 | 0 | 0 | 0 | 0 | 0 | 0 | 0 | 0 | 0 | 0 | 0 | 0 | 0 | 0 | 0 | 0 | 0 | 0 | 0 | 0 | 0 | 0 | 0 | 0 | 0 | 0 | 0 | 0 | 0 | 0 | 0 | 1 | 0 | 1 | 0 | 0 | 0 | 1 | 0 | 0 | 0 | 1 | 0 | 0 | 0 | 0 | 0 | 0 | 0 | 0 | 0 | 0 | 0 | 0 | 0 | 0 | 0 | 1 | 0 | 0 | 0 |  | 0 | 0 | 0 | 0 | 0 | 0 | 0 | 0 | 0 | 0 | 0 | 0 | 0 | 0 | 0 | 0 | 0 | 0 | 0 | 0 | 0 | 0 | 0 | 0 | 100 | 100 | 0 | 0 | 0 | 1 | 0 | 0 | 2 | 0 | 1 | 1 | 71.87 | -4040.202 | -3868.183 | Gates 500/230kV TB #12 | Gates 500/230kV TB #12 | Gates 500/230kV TB #12 |  | 0 | 0 | 0 | 0 | 0 | 0 | 1014.85 | 398.79 | 251.3788 | Gates-Arco 230 kV Line | Gates-Arco 230 kV Line | Gates-Arco 230 kV Line |  | 5 | 1 | YES | 2 | 5 | 1 | YES | 2
EOP | Primm | 230 | 0 | 0 | 0 | 0 | 0 | 0 | 0 | 0 | 0 | 0 | 0 | 0 | 0 | 0 | 0 | 0 | 0 | 0 | 0 | 0 | 0 | 0 | 0 | 1 | 1 | 0 | 0 | 0 | 0 | 0 | 0 | 0 | 0 | 0 | 0 | 0 | 0 | 0 | 0 | 0 | 0 | 0 | 0 | 0 | 0 | 0 | 0 | 0 | 0 | 0 | 0 | 0 | 0 | 0 | 0 | 0 | 0 | 0 | 0 | 0 | 0 | 0 | 0 | 0 | 0 | 0 | 0 | 0 | 0 | 0 | 0 | 0 | 0 | 0 | 0 | 0 | 0 | 0 | 0 | 0 | 0 | 0 | 0 | 0 | 0 | 0 | 0 | 0 | 0 | 0 | 0 | 0 | 0 | 0 | 0 | 0 | 0 | 1 |  | 0 | 0 | 0 | 0 | 0 | 0 | 0 | 0 | 0 | 0 | 0 | 0 | 0 | 0 | 0 | 0 | 0 | 0 | 0 | 0 | 0 | 0 | 0 | 0 | 0 | 0 | 200 | 0 | 0 | 1 | 1 | 1 | 1 | 0 | 0 | 1 | -4343.191 | -2038.908 | -1396.283 | Lugo - Victorville area constraint | Lugo - Victorville area constraint | Lugo - Victorville area constraint |  | 0 | 1 | 0 | 0 | 0 | 0 | -160.5 | 1398.25 | 3565.626 | Sloan Canyon - Eldorado 500 kV constraint | Sloan Canyon - Eldorado 500 kV constraint | Sloan Canyon - Eldorado 500 kV constraint |  | 5 | 3 | YES | 3 | 4 | 1 | YES | 2
PG&E NGBA | Putah Creek | 115 | 0 | 0 | 0 | 0 | 0 | 0 | 0 | 0 | 0 | 0 | 0 | 0 | 0 | 0 | 0 | 0 | 0 | 0 | 0 | 0 | 0 | 0 | 0 | 0 | 0 | 0 | 0 | 0 | 0 | 0 | 0 | 0 | 0 | 0 | 0 | 0 | 0 | 0 | 0 | 1 | 0 | 0 | 0 | 0 | 0 | 0 | 0 | 0 | 0 | 0 | 0 | 0 | 0 | 1 | 1 | 1 | 0 | 0 | 0 | 0 | 0 | 0 | 0 | 0 | 0 | 0 | 1 | 0 | 0 | 0 | 0 | 0 | 0 | 0 | 0 | 0 | 0 | 0 | 0 | 0 | 0 | 0 | 0 | 0 | 0 | 0 | 0 | 0 | 0 | 0 | 0 | 0 | 0 | 0 | 0 | 0 | 0 | 0 |  | 0 | 0 | 0 | 0 | 0 | 0 | 0 | 0 | 0 | 0 | 0 | 0 | 0 | 0 | 0 | 0 | 0 | 0 | 0 | 0 | 0 | 0 | 0 | 0 | 0 | 0 | 0 | 0 | 0 | 0 | 3 | 0 | 2 | 0 | 0 | 0 | -1437.69 | -961.1112 | 317.0526 | Collinsville-Tesla 500 kV Line | Collinsville-Tesla 500 kV Line | Birds Landing-Contra Costa 230kV Line |  | 0 | 0 | 0 | 0 | 0 | 0 | 484.61 | 776.7038 | 317.0526 | Contra Costa- Windmaster 230 kV line | Contra Costa- Windmaster 230 kV line | Birds Landing-Contra Costa 230kV Line |  | 5 | 1 | YES | 2 | 1 | 1 | NO | 1
SDGE | Q1806 | 138 | 0 | 0 | 0 | 0 | 0 | 0 | 0 | 0 | 0 | 0 | 0 | 0 | 0 | 0 | 0 | 0 | 0 | 0 | 0 | 0 | 0 | 0 | 0 | 0 | 0 | 0 | 0 | 0 | 0 | 0 | 0 | 0 | 0 | 0 | 0 | 0 | 0 | 1 | 1 | 0 | 0 | 0 | 0 | 0 | 0 | 0 | 0 | 0 | 0 | 0 | 0 | 0 | 0 | 0 | 0 | 0 | 0 | 0 | 0 | 0 | 0 | 0 | 0 | 0 | 0 | 0 | 0 | 0 | 0 | 0 | 0 | 0 | 0 | 0 | 0 | 0 | 0 | 0 | 0 | 0 | 0 | 0 | 0 | 0 | 0 | 0 | 0 | 0 | 0 | 0 | 0 | 0 | 0 | 0 | 0 | 0 | 0 | 0 |  | 0 | 0 | 0 | 0 | 0 | 0 | 0 | 0 | 0 | 0 | 0 | 0 | 0 | 0 | 0 | 0 | 0 | 0 | 0 | 0 | 0 | 0 | 0 | 0 | 0 | 0 | 0 | 0 | 0 | 0 | 0 | 0 | 0 | 0 | 0 | 0 | 495.36 | 434.26 | 426.74 | Trabuco-Capistrano 138 kV constraint | Trabuco-Capistrano 138 kV constraint | Trabuco-Capistrano 138 kV constraint |  | 0 | 0 | 0 | 0 | 0 | 0 | 495.36 | 434.26 | 426.74 | Trabuco-Capistrano 138 kV constraint | Trabuco-Capistrano 138 kV constraint | Trabuco-Capistrano 138 kV constraint |  | 1 | 1 | NO | 1 | 1 | 1 | NO | 1
PG&E FRESNO | Quinto | 230 | 0 | 0 | 0 | 0 | 0 | 0 | 0 | 0 | 0 | 0 | 0 | 0 | 0 | 0 | 0 | 0 | 0 | 0 | 0 | 0 | 0 | 0 | 0 | 0 | 0 | 0 | 0 | 0 | 0 | 0 | 0 | 0 | 0 | 0 | 0 | 0 | 0 | 0 | 0 | 0 | 0 | 0 | 0 | 0 | 0 | 0 | 0 | 0 | 0 | 0 | 0 | 0 | 0 | 0 | 0 | 0 | 0 | 0 | 0 | 0 | 0 | 0 | 0 | 0 | 0 | 0 | 0 | 0 | 0 | 0 | 0 | 0 | 0 | 0 | 0 | 0 | 0 | 0 | 0 | 1 | 0 | 0 | 0 | 0 | 0 | 1 | 0 | 0 | 0 | 0 | 0 | 0 | 0 | 0 | 0 | 0 | 0 | 1 |  | 0 | 0 | 0 | 0 | 0 | 0 | 0 | 0 | 0 | 0 | 0 | 0 | 0 | 0 | 0 | 20 | 0 | 0 | 0 | 0 | 0 | 0 | 0 | 0 | 375 | 0 | 0 | 0 | 0 | 1 | 0 | 0 | 1 | 0 | 1 | 0 | 256.42 | -4911.332 | -3937.2282 | Gates 500/230kV TB #11 | Gates 500/230kV TB #11 | Gates 500/230kV TB #11 |  | 0 | 0 | 0 | 0 | 0 | 0 | 384.55 | 38.76 | 2405.7718 | Los Banos 500/230kV TB | Los Banos 500/230kV TB | Gates 500/230kV TB #11 |  | 5 | 1 | YES | 2 | 5 | 1 | YES | 2
PG&E GBA | Race Track | 115 | 0 | 0 | 0 | 0 | 0 | 0 | 0 | 0 | 0 | 0 | 0 | 0 | 0 | 0 | 0 | 0 | 0 | 0 | 0 | 0 | 0 | 0 | 0 | 0 | 0 | 0 | 0 | 0 | 0 | 0 | 0 | 0 | 0 | 0 | 0 | 0 | 0 | 0 | 0 | 0 | 0 | 0 | 0 | 0 | 0 | 1 | 0 | 0 | 0 | 0 | 0 | 0 | 0 | 0 | 0 | 1 | 0 | 1 | 0 | 1 | 0 | 0 | 0 | 0 | 0 | 1 | 0 | 0 | 0 | 0 | 0 | 0 | 0 | 0 | 0 | 0 | 0 | 0 | 0 | 0 | 0 | 0 | 0 | 0 | 0 | 0 | 0 | 0 | 0 | 0 | 0 | 0 | 0 | 0 | 0 | 0 | 0 | 0 |  | 0 | 0 | 0 | 0 | 0 | 0 | 0 | 0 | 0 | 0 | 0 | 0 | 0 | 0 | 0 | 0 | 0 | 0 | 0 | 0 | 0 | 0 | 0 | 0 | 0 | 0 | 0 | 0 | 0 | 0 | 2 | 0 | 1 | 0 | 0 | 0 | -194.5 | -212.19 | 543.909 | Bellota-Weber 230kV line | Bellota-Weber 230kV line | Kasson Jct-Heinz 115 kV line |  | 1 | 0 | 0 | 0 | 0 | 0 | -52.2 | 5.59 | 543.909 | Kasson Jct-Heinz 115 kV line | Kasson Jct-Heinz 115 kV line | Kasson Jct-Heinz 115 kV line |  | 5 | 5 | NO | 5 | 1 | 1 | NO | 1
SDGE | Rancho Mission Viejo | 138 | 0 | 0 | 0 | 0 | 0 | 0 | 0 | 0 | 0 | 0 | 0 | 0 | 0 | 0 | 0 | 0 | 0 | 0 | 0 | 0 | 0 | 0 | 0 | 0 | 0 | 1 | 0 | 0 | 0 | 0 | 0 | 0 | 0 | 0 | 0 | 0 | 0 | 1 | 1 | 0 | 0 | 0 | 0 | 0 | 0 | 0 | 0 | 0 | 0 | 0 | 0 | 0 | 0 | 0 | 0 | 0 | 0 | 0 | 0 | 0 | 0 | 0 | 0 | 0 | 0 | 0 | 0 | 0 | 0 | 0 | 0 | 0 | 0 | 0 | 0 | 0 | 0 | 0 | 0 | 0 | 0 | 0 | 0 | 0 | 0 | 0 | 0 | 0 | 0 | 0 | 0 | 0 | 0 | 0 | 0 | 0 | 0 | 0 |  | 0 | 0 | 0 | 0 | 0 | 0 | 0 | 0 | 0 | 0 | 0 | 0 | 0 | 0 | 0 | 0 | 0 | 0 | 0 | 0 | 0 | 0 | 0 | 0 | 0 | 0 | 0 | 0 | 0 | 0 | 0 | 0 | 0 | 0 | 0 | 0 | 495.36 | 434.26 | 426.74 | Trabuco-Capistrano 138 kV constraint | Trabuco-Capistrano 138 kV constraint | Trabuco-Capistrano 138 kV constraint |  | 0 | 0 | 0 | 0 | 0 | 0 | 495.36 | 434.26 | 426.74 | Trabuco-Capistrano 138 kV constraint | Trabuco-Capistrano 138 kV constraint | Trabuco-Capistrano 138 kV constraint |  | 1 | 1 | NO | 1 | 1 | 1 | NO | 1
PG&E GBA | Rancho Seco | 230 | 0 | 0 | 0 | 0 | 0 | 0 | 0 | 0 | 0 | 0 | 0 | 0 | 0 | 0 | 0 | 0 | 0 | 0 | 0 | 0 | 0 | 0 | 0 | 0 | 0 | 0 | 0 | 0 | 0 | 0 | 0 | 0 | 0 | 0 | 0 | 0 | 0 | 0 | 0 | 0 | 0 | 0 | 0 | 0 | 0 | 1 | 0 | 0 | 0 | 0 | 0 | 0 | 0 | 0 | 0 | 0 | 0 | 0 | 0 | 1 | 1 | 0 | 0 | 0 | 0 | 0 | 0 | 0 | 0 | 0 | 0 | 0 | 0 | 0 | 0 | 0 | 0 | 0 | 0 | 0 | 0 | 0 | 0 | 0 | 0 | 0 | 0 | 0 | 0 | 0 | 0 | 0 | 0 | 0 | 0 | 0 | 0 | 0 |  | 0 | 0 | 0 | 0 | 0 | 0 | 0 | 0 | 0 | 0 | 0 | 0 | 0 | 0 | 0 | 0 | 0 | 0 | 0 | 0 | 0 | 0 | 0 | 0 | 0 | 0 | 0 | 0 | 0 | 0 | 1 | 0 | 1 | 0 | 0 | 0 | -194.5 | -212.19 | 868.6798 | Bellota-Weber 230kV line | Bellota-Weber 230kV line | Bellota-Weber 230kV line |  | 0 | 0 | 0 | 0 | 0 | 0 | 265.5 | 247.81 | 868.6798 | Bellota-Weber 230kV line | Bellota-Weber 230kV line | Bellota-Weber 230kV line |  | 5 | 1 | YES | 2 | 1 | 1 | NO | 1
SCE Metro | Rancho Vista | 230 | 0 | 0 | 0 | 0 | 0 | 0 | 0 | 0 | 0 | 1 | 0 | 0 | 0 | 0 | 0 | 0 | 0 | 0 | 0 | 0 | 0 | 0 | 0 | 0 | 0 | 0 | 0 | 0 | 0 | 0 | 0 | 0 | 0 | 0 | 0 | 0 | 0 | 0 | 0 | 0 | 0 | 0 | 0 | 0 | 0 | 0 | 0 | 0 | 0 | 0 | 0 | 0 | 0 | 0 | 0 | 0 | 0 | 0 | 0 | 0 | 0 | 0 | 0 | 0 | 0 | 0 | 0 | 0 | 0 | 0 | 0 | 0 | 0 | 0 | 0 | 0 | 0 | 0 | 0 | 0 | 0 | 0 | 0 | 0 | 0 | 0 | 0 | 0 | 0 | 0 | 0 | 0 | 0 | 0 | 0 | 0 | 0 | 0 |  | 0 | 0 | 0 | 0 | 0 | 0 | 0 | 0 | 0 | 0 | 0 | 0 | 0 | 0 | 0 | 0 | 0 | 0 | 0 | 0 | 0 | 0 | 0 | 0 | 0 | 0 | 0 | 0 | 0 | 0 | 0 | 0 | 0 | 0 | 0 | 0 | 3554.7188 | 7968.008 | 22025.8411 | SCE Metro Area Default Constraint | SCE Metro Area Default Constraint | SCE Metro Area Default Constraint |  | 0 | 0 | 0 | 0 | 0 | 0 | 3554.7188 | 7968.008 | 22025.8411 | SCE Metro Area Default Constraint | SCE Metro Area Default Constraint | SCE Metro Area Default Constraint |  | 1 | 1 | NO | 1 | 1 | 1 | NO | 1
SCE Metro | Rancho Vista | 500 | 0 | 0 | 0 | 0 | 0 | 0 | 0 | 0 | 0 | 1 | 0 | 0 | 0 | 0 | 0 | 0 | 0 | 0 | 0 | 0 | 0 | 0 | 0 | 0 | 0 | 0 | 0 | 0 | 0 | 0 | 0 | 0 | 0 | 0 | 0 | 0 | 0 | 0 | 0 | 0 | 0 | 0 | 0 | 0 | 0 | 0 | 0 | 0 | 0 | 0 | 0 | 0 | 0 | 0 | 0 | 0 | 0 | 0 | 0 | 0 | 0 | 0 | 0 | 0 | 0 | 0 | 0 | 0 | 0 | 0 | 0 | 0 | 0 | 0 | 0 | 0 | 0 | 0 | 0 | 0 | 0 | 0 | 0 | 0 | 0 | 0 | 0 | 0 | 0 | 0 | 0 | 0 | 0 | 0 | 0 | 0 | 0 | 0 |  | 0 | 0 | 0 | 0 | 0 | 0 | 0 | 0 | 0 | 0 | 0 | 0 | 0 | 0 | 0 | 0 | 0 | 0 | 0 | 0 | 0 | 0 | 0 | 0 | 0 | 0 | 0 | 0 | 0 | 0 | 0 | 0 | 0 | 0 | 0 | 0 | 3554.7188 | 7968.008 | 22025.8411 | SCE Metro Area Default Constraint | SCE Metro Area Default Constraint | SCE Metro Area Default Constraint |  | 0 | 0 | 0 | 0 | 0 | 0 | 3554.7188 | 7968.008 | 22025.8411 | SCE Metro Area Default Constraint | SCE Metro Area Default Constraint | SCE Metro Area Default Constraint |  | 1 | 1 | NO | 1 | 1 | 1 | NO | 1
SCE NOL | Ransburg | 115 | 0 | 0 | 0 | 0 | 0 | 0 | 0 | 0 | 0 | 0 | 0 | 1 | 1 | 1 | 0 | 0 | 0 | 0 | 0 | 0 | 0 | 0 | 0 | 0 | 0 | 0 | 0 | 0 | 0 | 0 | 0 | 0 | 0 | 0 | 0 | 0 | 0 | 0 | 0 | 0 | 0 | 0 | 0 | 0 | 0 | 0 | 0 | 0 | 0 | 0 | 0 | 0 | 0 | 0 | 0 | 0 | 0 | 0 | 0 | 0 | 0 | 0 | 0 | 0 | 0 | 0 | 0 | 0 | 0 | 0 | 0 | 0 | 0 | 0 | 0 | 0 | 0 | 0 | 0 | 0 | 0 | 0 | 0 | 0 | 0 | 0 | 0 | 0 | 0 | 0 | 0 | 0 | 0 | 0 | 0 | 0 | 0 | 3 |  | 0 | 0 | 0 | 0 | 0 | 0 | 0 | 0 | 0 | 0 | 0 | 0 | 0 | 0 | 0 | 0 | 0 | 0 | 0 | 0 | 0 | 0 | 0 | 0 | 0 | 0 | 0 | 0 | 0 | 0 | 0 | 2 | 0 | 4 | 0 | 0 | -280.6 | -137.55 | 1093.724 | South of Kramer Area Constraint | Lugo Transformer Area Constraint | South of Kramer Area Constraint |  | 0 | 2 | 0 | 4 | 0 | 0 | -280.6 | -137.55 | 1093.724 | South of Kramer Area Constraint | Lugo Transformer Area Constraint | South of Kramer Area Constraint |  | 4 | 4 | NO | 4 | 1 | 1 | NO | 1
PG&E GBA | Ravenswood | 115 | 0 | 0 | 0 | 0 | 0 | 0 | 0 | 0 | 0 | 0 | 0 | 0 | 0 | 0 | 0 | 0 | 0 | 0 | 0 | 0 | 0 | 0 | 0 | 0 | 0 | 0 | 0 | 0 | 0 | 0 | 0 | 0 | 0 | 0 | 0 | 0 | 0 | 0 | 0 | 1 | 0 | 0 | 0 | 0 | 0 | 0 | 0 | 0 | 0 | 0 | 0 | 0 | 1 | 0 | 0 | 1 | 0 | 0 | 0 | 0 | 0 | 0 | 0 | 0 | 0 | 0 | 0 | 0 | 0 | 0 | 0 | 0 | 0 | 0 | 0 | 0 | 0 | 0 | 0 | 0 | 0 | 0 | 0 | 0 | 0 | 0 | 0 | 0 | 0 | 0 | 0 | 0 | 0 | 0 | 0 | 0 | 0 | 1 |  | 0 | 0 | 0 | 0 | 0 | 0 | 0 | 0 | 0 | 0 | 0 | 0 | 0 | 0 | 0 | 0 | 0 | 0 | 0 | 0 | 0 | 0 | 0 | 0 | 0 | 0 | 0 | 0 | 0 | 0 | 1 | 0 | 1 | 0 | 0 | 0 | -1437.69 | -961.1112 | 977.7909 | Collinsville-Tesla 500 kV Line | Collinsville-Tesla 500 kV Line | Collinsville-Tesla 500 kV Line |  | 0 | 0 | 0 | 0 | 0 | 0 | 2381.7 | 2366.26 | 977.7909 | Sobrante-Moraga 230 kV line | Sobrante-Moraga 230 kV line | Collinsville-Tesla 500 kV Line |  | 5 | 1 | YES | 2 | 1 | 1 | NO | 1
PG&E GBA | Ravenswood | 230 | 0 | 0 | 0 | 0 | 0 | 0 | 0 | 0 | 0 | 0 | 0 | 0 | 0 | 0 | 0 | 0 | 0 | 0 | 0 | 0 | 0 | 0 | 0 | 0 | 0 | 0 | 0 | 0 | 0 | 0 | 0 | 0 | 0 | 0 | 0 | 0 | 0 | 0 | 0 | 1 | 0 | 0 | 0 | 0 | 0 | 0 | 0 | 0 | 0 | 0 | 0 | 0 | 1 | 0 | 0 | 1 | 0 | 0 | 0 | 0 | 0 | 0 | 0 | 0 | 0 | 0 | 0 | 0 | 0 | 0 | 0 | 0 | 0 | 0 | 0 | 0 | 0 | 0 | 0 | 0 | 0 | 0 | 0 | 0 | 0 | 0 | 0 | 0 | 0 | 0 | 0 | 0 | 0 | 0 | 0 | 0 | 0 | 1 |  | 0 | 0 | 0 | 0 | 0 | 0 | 0 | 0 | 0 | 0 | 0 | 0 | 0 | 0 | 0 | 0 | 0 | 0 | 0 | 0 | 0 | 0 | 0 | 0 | 0 | 100 | 0 | 0 | 0 | 1 | 1 | 0 | 1 | 0 | 0 | 0 | -1437.69 | -961.1112 | 977.7909 | Collinsville-Tesla 500 kV Line | Collinsville-Tesla 500 kV Line | Collinsville-Tesla 500 kV Line |  | 0 | 0 | 0 | 0 | 0 | 0 | 2381.7 | 2366.26 | 977.7909 | Sobrante-Moraga 230 kV line | Sobrante-Moraga 230 kV line | Collinsville-Tesla 500 kV Line |  | 5 | 1 | YES | 2 | 1 | 1 | NO | 1
SCE Northern | Rector | 230 | 1 | 0 | 1 | 0 | 0 | 1 | 1 | 0 | 0 | 0 | 0 | 0 | 0 | 0 | 0 | 0 | 0 | 0 | 0 | 0 | 0 | 0 | 0 | 0 | 0 | 0 | 0 | 0 | 0 | 0 | 0 | 0 | 0 | 0 | 0 | 0 | 0 | 0 | 0 | 0 | 0 | 0 | 0 | 0 | 0 | 0 | 0 | 0 | 0 | 0 | 0 | 0 | 0 | 0 | 0 | 0 | 0 | 0 | 0 | 0 | 0 | 0 | 0 | 0 | 0 | 0 | 0 | 0 | 0 | 0 | 0 | 0 | 0 | 0 | 0 | 0 | 0 | 0 | 0 | 0 | 0 | 0 | 0 | 0 | 0 | 0 | 0 | 0 | 0 | 0 | 0 | 0 | 0 | 0 | 0 | 0 | 0 | 0 |  | 0 | 0 | 0 | 0 | 0 | 0 | 0 | 0 | 3 | 0 | 0 | 0 | 0 | 0 | 1 | 0 | 0 | 0 | 0 | 0 | 0 | 0 | 0 | 15 | 0 | 0 | 0 | 0 | 0 | 1 | 1 | 0 | 1 | 0 | 0 | 0 | -568.88 | -811.38 | 1470.64 | Antelope-Vincent Constraint | Antelope-Vincent Constraint | North of Magunden Constraint |  | 1 | 0 | 1 | 0 | 0 | 0 | -568.88 | -811.38 | 1470.64 | Antelope-Vincent Constraint | Antelope-Vincent Constraint | North of Magunden Constraint |  | 5 | 5 | NO | 5 | 1 | 1 | NO | 1
SCE Eastern | Red Bluff | 230 | 0 | 0 | 0 | 0 | 0 | 0 | 0 | 0 | 0 | 0 | 0 | 0 | 0 | 0 | 0 | 0 | 0 | 1 | 0 | 1 | 1 | 1 | 0 | 0 | 0 | 0 | 0 | 0 | 0 | 0 | 0 | 0 | 0 | 0 | 0 | 0 | 0 | 0 | 0 | 0 | 0 | 0 | 0 | 0 | 0 | 0 | 0 | 0 | 0 | 0 | 0 | 0 | 0 | 0 | 0 | 0 | 0 | 0 | 0 | 0 | 0 | 0 | 0 | 0 | 0 | 0 | 0 | 0 | 0 | 0 | 0 | 0 | 0 | 0 | 0 | 0 | 0 | 0 | 0 | 0 | 0 | 0 | 0 | 0 | 0 | 0 | 0 | 0 | 0 | 0 | 0 | 0 | 0 | 0 | 0 | 0 | 0 | 2 |  | 0 | 0 | 0 | 0 | 0 | 0 | 0 | 0 | 0 | 0 | 463 | 416 | 0 | 0 | 1 | 0 | 0 | 0 | 0 | 0 | 0 | 0 | 0 | 0 | 0 | 663 | 416 | 0 | 0 | 1 | 1 | 4 | 1 | 4 | 0 | 1 | -3014.166 | -2815.89 | -154.404 | Serrano-Alberhill-Valley Constraint | Etiwanda-Rancho Vista Constraint | Devers-Red Bluff Constraint |  | 1 | 6 | 1 | 3 | 0 | 0 | -1492.166 | -2815.89 | 377.596 | Serrano-Alberhill-Valley Constraint | Etiwanda-Rancho Vista Constraint | Devers-Red Bluff Constraint |  | 5 | 5 | NO | 5 | 3 | 1 | YES | 2
SCE Eastern | Red Bluff | 500 | 0 | 0 | 0 | 0 | 0 | 0 | 0 | 0 | 0 | 0 | 0 | 0 | 0 | 0 | 0 | 0 | 0 | 1 | 0 | 1 | 0 | 1 | 0 | 0 | 0 | 0 | 0 | 0 | 0 | 0 | 0 | 0 | 0 | 0 | 0 | 0 | 0 | 0 | 0 | 0 | 0 | 0 | 0 | 0 | 0 | 0 | 0 | 0 | 0 | 0 | 0 | 0 | 0 | 0 | 0 | 0 | 0 | 0 | 0 | 0 | 0 | 0 | 0 | 0 | 0 | 0 | 0 | 0 | 0 | 0 | 0 | 0 | 0 | 0 | 0 | 0 | 0 | 0 | 0 | 0 | 0 | 0 | 0 | 0 | 0 | 0 | 0 | 0 | 0 | 0 | 0 | 0 | 0 | 0 | 0 | 0 | 0 | 2 |  | 0 | 0 | 0 | 0 | 0 | 0 | 0 | 0 | 0 | 0 | 0 | 0 | 0 | 0 | 0 | 0 | 0 | 0 | 0 | 0 | 0 | 0 | 0 | 0 | 175 | 400 | 100 | 0 | 800 | 1 | 1 | 4 | 1 | 4 | 0 | 1 | -3014.166 | -2815.89 | -154.404 | Serrano-Alberhill-Valley Constraint | Etiwanda-Rancho Vista Constraint | Devers-Red Bluff Constraint |  | 1 | 6 | 1 | 3 | 0 | 0 | -1492.166 | -2815.89 | 377.596 | Serrano-Alberhill-Valley Constraint | Etiwanda-Rancho Vista Constraint | Devers-Red Bluff Constraint |  | 5 | 5 | NO | 5 | 3 | 1 | YES | 2
PG&E NGBA | Redbud | 115 | 0 | 0 | 0 | 0 | 0 | 0 | 0 | 0 | 0 | 0 | 0 | 0 | 0 | 0 | 0 | 0 | 0 | 0 | 0 | 0 | 0 | 0 | 0 | 0 | 0 | 0 | 0 | 0 | 0 | 0 | 0 | 0 | 0 | 0 | 0 | 0 | 0 | 0 | 0 | 1 | 0 | 0 | 0 | 0 | 0 | 0 | 0 | 0 | 0 | 0 | 0 | 0 | 1 | 0 | 0 | 0 | 0 | 0 | 0 | 0 | 0 | 0 | 0 | 0 | 0 | 0 | 1 | 0 | 0 | 0 | 0 | 0 | 0 | 0 | 0 | 0 | 0 | 0 | 0 | 0 | 0 | 0 | 0 | 0 | 0 | 0 | 0 | 0 | 0 | 0 | 0 | 0 | 0 | 0 | 0 | 0 | 0 | 1 |  | 0 | 0 | 0 | 0 | 0 | 0 | 0 | 0 | 0 | 0 | 0 | 0 | 0 | 0 | 0 | 241 | 0 | 0 | 0 | 0 | 0 | 0 | 0 | 0 | 0 | 0 | 0 | 0 | 0 | 1 | 2 | 0 | 2 | 0 | 0 | 0 | -1437.69 | -961.1112 | 317.0526 | Collinsville-Tesla 500 kV Line | Collinsville-Tesla 500 kV Line | Birds Landing-Contra Costa 230kV Line |  | 0 | 0 | 0 | 0 | 0 | 0 | 1432.61 | 1724.7038 | 317.0526 | Birds Landing-Contra Costa 230kV Line | Birds Landing-Contra Costa 230kV Line | Birds Landing-Contra Costa 230kV Line |  | 5 | 1 | YES | 2 | 1 | 1 | NO | 1
SCE Metro | Redondo | 230 | 0 | 0 | 0 | 0 | 0 | 0 | 0 | 0 | 0 | 1 | 0 | 0 | 0 | 0 | 0 | 0 | 0 | 0 | 0 | 0 | 0 | 0 | 0 | 0 | 0 | 0 | 0 | 0 | 0 | 0 | 0 | 0 | 0 | 0 | 0 | 0 | 0 | 0 | 0 | 0 | 0 | 0 | 0 | 0 | 0 | 0 | 0 | 0 | 0 | 0 | 0 | 0 | 0 | 0 | 0 | 0 | 0 | 0 | 0 | 0 | 0 | 0 | 0 | 0 | 0 | 0 | 0 | 0 | 0 | 0 | 0 | 0 | 0 | 0 | 0 | 0 | 0 | 0 | 0 | 0 | 0 | 0 | 0 | 0 | 0 | 0 | 0 | 0 | 0 | 0 | 0 | 0 | 0 | 0 | 0 | 0 | 0 | 0 |  | 0 | 0 | 0 | 0 | 0 | 0 | 0 | 0 | 0 | 0 | 0 | 0 | 0 | 0 | 0 | 0 | 0 | 0 | 0 | 0 | 0 | 0 | 0 | 0 | 0 | 0 | 0 | 0 | 0 | 0 | 0 | 0 | 0 | 0 | 0 | 0 | 3554.7188 | 7968.008 | 22025.8411 | SCE Metro Area Default Constraint | SCE Metro Area Default Constraint | SCE Metro Area Default Constraint |  | 0 | 0 | 0 | 0 | 0 | 0 | 3554.7188 | 7968.008 | 22025.8411 | SCE Metro Area Default Constraint | SCE Metro Area Default Constraint | SCE Metro Area Default Constraint |  | 1 | 1 | NO | 1 | 1 | 1 | NO | 1
PG&E FRESNO | Reedley | 115 | 0 | 0 | 0 | 0 | 0 | 0 | 0 | 0 | 0 | 0 | 0 | 0 | 0 | 0 | 0 | 0 | 0 | 0 | 0 | 0 | 0 | 0 | 0 | 0 | 0 | 0 | 0 | 0 | 0 | 0 | 0 | 0 | 0 | 0 | 0 | 0 | 0 | 0 | 0 | 0 | 0 | 0 | 0 | 0 | 0 | 1 | 0 | 0 | 0 | 0 | 0 | 0 | 0 | 0 | 0 | 0 | 0 | 0 | 0 | 0 | 0 | 0 | 0 | 0 | 0 | 0 | 0 | 0 | 0 | 0 | 0 | 0 | 0 | 0 | 0 | 0 | 0 | 0 | 1 | 0 | 0 | 1 | 0 | 0 | 1 | 1 | 0 | 0 | 0 | 1 | 0 | 0 | 0 | 0 | 1 | 0 | 0 | 2 |  | 0 | 0 | 0 | 0 | 0 | 0 | 0 | 0 | 0 | 0 | 0 | 0 | 0 | 0 | 0 | 0 | 0 | 0 | 0 | 0 | 0 | 0 | 0 | 0 | 0 | 0 | 0 | 0 | 0 | 0 | 2 | 0 | 4 | 0 | 2 | 1 | -516.8 | -4040.202 | -3868.183 | Borden-Storey #1 230kV line | Gates 500/230kV TB #12 | Gates 500/230kV TB #12 |  | 0 | 0 | 0 | 0 | 0 | 0 | 265.5 | 38.76 | 631.7684 | Bellota-Weber 230kV line | Los Banos 500/230kV TB | Mustang-Henrietta 230 kV line |  | 5 | 1 | YES | 2 | 5 | 1 | YES | 2
PG&E KERN | Renfro | 115 | 0 | 0 | 0 | 0 | 0 | 0 | 0 | 0 | 0 | 0 | 0 | 0 | 0 | 0 | 0 | 0 | 0 | 0 | 0 | 0 | 0 | 0 | 0 | 0 | 0 | 0 | 0 | 0 | 0 | 0 | 0 | 0 | 0 | 0 | 0 | 0 | 0 | 0 | 0 | 0 | 0 | 0 | 0 | 0 | 0 | 0 | 0 | 0 | 0 | 0 | 0 | 0 | 0 | 0 | 0 | 0 | 0 | 0 | 0 | 0 | 0 | 0 | 0 | 0 | 0 | 0 | 0 | 1 | 0 | 0 | 0 | 0 | 0 | 0 | 1 | 0 | 0 | 0 | 1 | 1 | 0 | 0 | 0 | 0 | 0 | 0 | 0 | 0 | 0 | 0 | 0 | 0 | 0 | 0 | 0 | 0 | 0 | 0 |  | 0 | 0 | 0 | 0 | 0 | 0 | 0 | 0 | 0 | 0 | 0 | 0 | 0 | 0 | 0 | 0 | 0 | 0 | 0 | 0 | 0 | 0 | 0 | 0 | 0 | 0 | 0 | 0 | 0 | 0 | 0 | 0 | 2 | 0 | 2 | 0 | 71.87 | -4911.332 | -3937.2282 | Gates 500/230kV TB #12 | Gates 500/230kV TB #11 | Gates 500/230kV TB #11 |  | 0 | 0 | 0 | 0 | 0 | 0 | 120.85 | 383.59 | 657.4403 | Cal Flat-Gates 230 kV line | Cal Flat-Gates 230 kV line | Cal Flat-Gates 230 kV line |  | 5 | 1 | YES | 2 | 5 | 1 | YES | 2
PG&E GBA | Richmond R | 115 | 0 | 0 | 0 | 0 | 0 | 0 | 0 | 0 | 0 | 0 | 0 | 0 | 0 | 0 | 0 | 0 | 0 | 0 | 0 | 0 | 0 | 0 | 0 | 0 | 0 | 0 | 0 | 0 | 0 | 0 | 0 | 0 | 0 | 0 | 0 | 0 | 0 | 0 | 0 | 1 | 0 | 0 | 0 | 0 | 0 | 0 | 0 | 0 | 0 | 1 | 0 | 0 | 1 | 1 | 1 | 1 | 0 | 0 | 1 | 1 | 0 | 1 | 0 | 0 | 0 | 1 | 0 | 0 | 0 | 0 | 0 | 0 | 0 | 0 | 0 | 0 | 0 | 0 | 0 | 0 | 0 | 0 | 0 | 0 | 0 | 0 | 0 | 0 | 0 | 0 | 0 | 0 | 0 | 0 | 0 | 0 | 0 | 2 |  | 0 | 0 | 0 | 0 | 0 | 0 | 0 | 0 | 0 | 0 | 0 | 0 | 0 | 0 | 0 | 0 | 0 | 0 | 0 | 0 | 0 | 0 | 0 | 0 | 0 | 0 | 0 | 0 | 0 | 0 | 2 | 0 | 1 | 0 | 0 | 0 | -1437.69 | -961.1112 | 977.7909 | Collinsville-Tesla 500 kV Line | Collinsville-Tesla 500 kV Line | Collinsville-Tesla 500 kV Line |  | 0 | 0 | 0 | 0 | 0 | 0 | 484.61 | 776.7038 | 977.7909 | Contra Costa- Windmaster 230 kV line | Contra Costa- Windmaster 230 kV line | Collinsville-Tesla 500 kV Line |  | 5 | 1 | YES | 2 | 1 | 1 | NO | 1
PG&E NGBA | Rincon | 115 | 0 | 0 | 0 | 0 | 0 | 0 | 0 | 0 | 0 | 0 | 0 | 0 | 0 | 0 | 0 | 0 | 0 | 0 | 0 | 0 | 0 | 0 | 0 | 0 | 0 | 0 | 0 | 0 | 0 | 0 | 0 | 0 | 0 | 0 | 0 | 0 | 0 | 0 | 0 | 1 | 0 | 1 | 0 | 0 | 0 | 0 | 0 | 0 | 0 | 0 | 0 | 1 | 1 | 1 | 1 | 1 | 0 | 0 | 0 | 0 | 0 | 0 | 0 | 0 | 0 | 1 | 1 | 0 | 0 | 0 | 0 | 0 | 0 | 0 | 0 | 0 | 0 | 0 | 0 | 0 | 0 | 0 | 0 | 0 | 0 | 0 | 0 | 0 | 0 | 0 | 0 | 0 | 0 | 0 | 0 | 0 | 0 | 2 |  | 0 | 0 | 0 | 0 | 0 | 0 | 0 | 0 | 0 | 0 | 0 | 0 | 0 | 0 | 0 | 50 | 0 | 0 | 0 | 0 | 0 | 0 | 0 | 0 | 0 | 0 | 0 | 0 | 0 | 1 | 3 | 0 | 2 | 0 | 0 | 0 | -1437.69 | -961.1112 | 317.0526 | Collinsville-Tesla 500 kV Line | Collinsville-Tesla 500 kV Line | Birds Landing-Contra Costa 230kV Line |  | 0 | 0 | 0 | 0 | 0 | 0 | 484.61 | 771.8 | 317.0526 | Contra Costa- Windmaster 230 kV line | Cortina-Eagle Rock 115 kV line | Birds Landing-Contra Costa 230kV Line |  | 5 | 1 | YES | 2 | 1 | 1 | NO | 1
PG&E KERN | Rio Bravo | 115 | 0 | 0 | 0 | 0 | 0 | 0 | 0 | 0 | 0 | 0 | 0 | 0 | 0 | 0 | 0 | 0 | 0 | 0 | 0 | 0 | 0 | 0 | 0 | 0 | 0 | 0 | 0 | 0 | 0 | 0 | 0 | 0 | 0 | 0 | 0 | 0 | 0 | 0 | 0 | 0 | 0 | 0 | 0 | 0 | 0 | 0 | 0 | 0 | 0 | 0 | 0 | 0 | 0 | 0 | 0 | 0 | 0 | 0 | 0 | 0 | 0 | 0 | 0 | 0 | 0 | 0 | 0 | 1 | 0 | 0 | 0 | 0 | 0 | 0 | 1 | 0 | 0 | 0 | 1 | 1 | 0 | 0 | 0 | 0 | 0 | 0 | 0 | 0 | 0 | 0 | 0 | 0 | 0 | 0 | 0 | 0 | 0 | 0 |  | 0 | 0 | 0 | 0 | 0 | 0 | 0 | 0 | 0 | 0 | 0 | 0 | 0 | 0 | 0 | 0 | 0 | 0 | 0 | 0 | 0 | 0 | 0 | 0 | 0 | 0 | 0 | 0 | 0 | 0 | 0 | 0 | 2 | 0 | 2 | 0 | 71.87 | -4911.332 | -3937.2282 | Gates 500/230kV TB #12 | Gates 500/230kV TB #11 | Gates 500/230kV TB #11 |  | 0 | 0 | 0 | 0 | 0 | 0 | 120.85 | 383.59 | 657.4403 | Cal Flat-Gates 230 kV line | Cal Flat-Gates 230 kV line | Cal Flat-Gates 230 kV line |  | 5 | 1 | YES | 2 | 5 | 1 | YES | 2
SCE Metro | Rio Hondo | 230 | 0 | 0 | 0 | 0 | 0 | 0 | 0 | 0 | 0 | 1 | 0 | 0 | 0 | 0 | 0 | 0 | 0 | 0 | 0 | 0 | 0 | 0 | 0 | 0 | 0 | 0 | 0 | 0 | 0 | 0 | 0 | 0 | 0 | 0 | 0 | 0 | 0 | 0 | 0 | 0 | 0 | 0 | 0 | 0 | 0 | 0 | 0 | 0 | 0 | 0 | 0 | 0 | 0 | 0 | 0 | 0 | 0 | 0 | 0 | 0 | 0 | 0 | 0 | 0 | 0 | 0 | 0 | 0 | 0 | 0 | 0 | 0 | 0 | 0 | 0 | 0 | 0 | 0 | 0 | 0 | 0 | 0 | 0 | 0 | 0 | 0 | 0 | 0 | 0 | 0 | 0 | 0 | 0 | 0 | 0 | 0 | 0 | 0 |  | 0 | 0 | 0 | 0 | 0 | 0 | 0 | 0 | 0 | 0 | 0 | 0 | 0 | 0 | 0 | 0 | 0 | 0 | 0 | 0 | 0 | 0 | 0 | 0 | 0 | 0 | 265 | 10 | 0 | 1 | 0 | 0 | 0 | 0 | 0 | 0 | 3554.7188 | 7968.008 | 22025.8411 | SCE Metro Area Default Constraint | SCE Metro Area Default Constraint | SCE Metro Area Default Constraint |  | 0 | 0 | 0 | 0 | 0 | 0 | 3554.7188 | 7968.008 | 22025.8411 | SCE Metro Area Default Constraint | SCE Metro Area Default Constraint | SCE Metro Area Default Constraint |  | 1 | 1 | NO | 1 | 1 | 1 | NO | 1
PG&E NGBA | Rio Oso | 115 | 0 | 0 | 0 | 0 | 0 | 0 | 0 | 0 | 0 | 0 | 0 | 0 | 0 | 0 | 0 | 0 | 0 | 0 | 0 | 0 | 0 | 0 | 0 | 0 | 0 | 0 | 0 | 0 | 0 | 0 | 0 | 0 | 0 | 0 | 0 | 0 | 0 | 0 | 0 | 1 | 1 | 0 | 1 | 0 | 1 | 1 | 1 | 1 | 0 | 0 | 0 | 0 | 0 | 0 | 0 | 0 | 0 | 0 | 0 | 1 | 1 | 0 | 0 | 0 | 0 | 0 | 0 | 0 | 0 | 0 | 0 | 0 | 0 | 0 | 0 | 0 | 0 | 0 | 0 | 0 | 0 | 0 | 0 | 0 | 0 | 0 | 0 | 0 | 0 | 0 | 0 | 0 | 0 | 0 | 0 | 0 | 0 | 0 |  | 0 | 0 | 0 | 0 | 0 | 0 | 0 | 0 | 0 | 0 | 0 | 0 | 0 | 0 | 0 | 0 | 0 | 0 | 0 | 0 | 0 | 0 | 0 | 0 | 0 | 0 | 0 | 0 | 0 | 0 | 3 | 0 | 2 | 0 | 0 | 1 | -1437.69 | -961.1112 | -75.76 | Collinsville-Tesla 500 kV Line | Collinsville-Tesla 500 kV Line | Woodland- Davis 115kV line |  | 1 | 0 | 0 | 0 | 0 | 1 | -29.55 | 38.65 | -75.76 | Woodland- Davis 115kV line | Woodland- Davis 115kV line | Woodland- Davis 115kV line |  | 5 | 5 | NO | 5 | 3 | 3 | NO | 3
PG&E NGBA | Rio Oso | 230 | 0 | 0 | 0 | 0 | 0 | 0 | 0 | 0 | 0 | 0 | 0 | 0 | 0 | 0 | 0 | 0 | 0 | 0 | 0 | 0 | 0 | 0 | 0 | 0 | 0 | 0 | 0 | 0 | 0 | 0 | 0 | 0 | 0 | 0 | 0 | 0 | 0 | 0 | 0 | 1 | 1 | 0 | 1 | 0 | 1 | 1 | 1 | 1 | 0 | 0 | 0 | 0 | 0 | 0 | 0 | 0 | 0 | 0 | 0 | 1 | 1 | 0 | 0 | 0 | 0 | 0 | 0 | 0 | 0 | 0 | 0 | 0 | 0 | 0 | 0 | 0 | 0 | 0 | 0 | 0 | 0 | 0 | 0 | 0 | 0 | 0 | 0 | 0 | 0 | 0 | 0 | 0 | 0 | 0 | 0 | 0 | 0 | 0 |  | 0 | 0 | 0 | 0 | 0 | 0 | 0 | 0 | 0 | 0 | 0 | 0 | 0 | 0 | 0 | 0 | 0 | 0 | 0 | 0 | 0 | 0 | 0 | 0 | 0 | 0 | 0 | 0 | 0 | 0 | 3 | 0 | 2 | 0 | 0 | 1 | -1437.69 | -961.1112 | -75.76 | Collinsville-Tesla 500 kV Line | Collinsville-Tesla 500 kV Line | Woodland- Davis 115kV line |  | 1 | 0 | 0 | 0 | 0 | 1 | -29.55 | 38.65 | -75.76 | Woodland- Davis 115kV line | Woodland- Davis 115kV line | Woodland- Davis 115kV line |  | 5 | 5 | NO | 5 | 3 | 3 | NO | 3
PG&E GBA | Ripon | 115 | 0 | 0 | 0 | 0 | 0 | 0 | 0 | 0 | 0 | 0 | 0 | 0 | 0 | 0 | 0 | 0 | 0 | 0 | 0 | 0 | 0 | 0 | 0 | 0 | 0 | 0 | 0 | 0 | 0 | 0 | 0 | 0 | 0 | 0 | 0 | 0 | 0 | 0 | 0 | 0 | 0 | 0 | 0 | 0 | 0 | 1 | 0 | 0 | 0 | 0 | 0 | 0 | 0 | 0 | 0 | 1 | 0 | 1 | 0 | 1 | 0 | 0 | 0 | 1 | 0 | 1 | 0 | 0 | 0 | 0 | 0 | 0 | 0 | 0 | 0 | 0 | 0 | 0 | 0 | 0 | 0 | 0 | 0 | 0 | 0 | 0 | 0 | 0 | 0 | 0 | 0 | 0 | 0 | 0 | 0 | 0 | 0 | 0 |  | 0 | 0 | 0 | 0 | 0 | 0 | 0 | 0 | 0 | 0 | 0 | 0 | 0 | 0 | 0 | 0 | 0 | 0 | 0 | 0 | 0 | 0 | 0 | 2.6 | 0 | 0 | 99 | 0 | 0 | 1 | 2 | 0 | 2 | 0 | 0 | 0 | -194.5 | -212.19 | 100.712 | Bellota-Weber 230kV line | Bellota-Weber 230kV line | Tesla-Salado 115 kV line |  | 1 | 0 | 1 | 0 | 0 | 0 | -52.2 | -4.83 | 100.712 | Kasson Jct-Heinz 115 kV line | Tesla-Salado 115 kV line | Tesla-Salado 115 kV line |  | 5 | 5 | NO | 5 | 1 | 1 | NO | 1
PG&E GBA | Riverbank | 115 | 0 | 0 | 0 | 0 | 0 | 0 | 0 | 0 | 0 | 0 | 0 | 0 | 0 | 0 | 0 | 0 | 0 | 0 | 0 | 0 | 0 | 0 | 0 | 0 | 0 | 0 | 0 | 0 | 0 | 0 | 0 | 0 | 0 | 0 | 0 | 0 | 0 | 0 | 0 | 0 | 0 | 0 | 0 | 0 | 0 | 1 | 0 | 0 | 0 | 0 | 0 | 0 | 0 | 0 | 0 | 1 | 0 | 1 | 0 | 1 | 0 | 0 | 0 | 0 | 0 | 1 | 0 | 0 | 0 | 0 | 0 | 0 | 0 | 0 | 0 | 0 | 0 | 0 | 0 | 0 | 0 | 0 | 0 | 0 | 0 | 0 | 0 | 0 | 0 | 0 | 0 | 0 | 0 | 0 | 0 | 0 | 0 | 0 |  | 0 | 0 | 0 | 0 | 0 | 0 | 0 | 0 | 0 | 0 | 0 | 0 | 0 | 0 | 0 | 0 | 0 | 0 | 0 | 0 | 0 | 0 | 0 | 0 | 0 | 0 | 0 | 0 | 0 | 0 | 2 | 0 | 1 | 0 | 0 | 0 | -194.5 | -212.19 | 543.909 | Bellota-Weber 230kV line | Bellota-Weber 230kV line | Kasson Jct-Heinz 115 kV line |  | 1 | 0 | 0 | 0 | 0 | 0 | -52.2 | 5.59 | 543.909 | Kasson Jct-Heinz 115 kV line | Kasson Jct-Heinz 115 kV line | Kasson Jct-Heinz 115 kV line |  | 5 | 5 | NO | 5 | 1 | 1 | NO | 1
SCE NOL | Roadway | 115 | 0 | 0 | 0 | 0 | 0 | 0 | 0 | 0 | 0 | 0 | 0 | 0 | 1 | 1 | 0 | 0 | 0 | 0 | 0 | 0 | 0 | 0 | 0 | 0 | 0 | 0 | 0 | 0 | 0 | 0 | 0 | 0 | 0 | 0 | 0 | 0 | 0 | 0 | 0 | 0 | 0 | 0 | 0 | 0 | 0 | 0 | 0 | 0 | 0 | 0 | 0 | 0 | 0 | 0 | 0 | 0 | 0 | 0 | 0 | 0 | 0 | 0 | 0 | 0 | 0 | 0 | 0 | 0 | 0 | 0 | 0 | 0 | 0 | 0 | 0 | 0 | 0 | 0 | 0 | 0 | 0 | 0 | 0 | 0 | 0 | 0 | 0 | 0 | 0 | 0 | 0 | 0 | 0 | 0 | 0 | 0 | 0 | 2 |  | 0 | 0 | 0 | 0 | 0 | 0 | 0 | 0 | 2 | 150 | 0 | 75 | 0 | 0 | 1 | 0 | 0 | 0 | 0 | 0 | 0 | 0 | 0 | 2 | 150 | 0 | 75 | 0 | 0 | 1 | 0 | 0 | 0 | 2 | 0 | 0 | 43.77 | -137.55 | 1611.864 | Lugo Transformer Area Constraint | Lugo Transformer Area Constraint | Victor to Lugo Area Constraint |  | 0 | 0 | 0 | 2 | 0 | 0 | 43.77 | -137.55 | 1611.864 | Lugo Transformer Area Constraint | Lugo Transformer Area Constraint | Victor to Lugo Area Constraint |  | 3 | 3 | NO | 3 | 1 | 1 | NO | 1
PG&E NGBA | Rock Creek 1 | 230 | 0 | 0 | 0 | 0 | 0 | 0 | 0 | 0 | 0 | 0 | 0 | 0 | 0 | 0 | 0 | 0 | 0 | 0 | 0 | 0 | 0 | 0 | 0 | 0 | 0 | 0 | 0 | 0 | 0 | 0 | 0 | 0 | 0 | 0 | 0 | 0 | 0 | 0 | 0 | 1 | 0 | 0 | 0 | 0 | 0 | 1 | 0 | 1 | 0 | 0 | 0 | 0 | 0 | 0 | 0 | 0 | 0 | 0 | 0 | 1 | 1 | 0 | 0 | 0 | 0 | 0 | 0 | 0 | 0 | 0 | 0 | 0 | 0 | 0 | 0 | 0 | 0 | 0 | 0 | 0 | 0 | 0 | 0 | 0 | 0 | 0 | 0 | 0 | 0 | 0 | 0 | 0 | 0 | 0 | 0 | 0 | 0 | 0 |  | 0 | 0 | 0 | 0 | 0 | 0 | 0 | 0 | 0 | 0 | 0 | 0 | 0 | 0 | 0 | 0 | 0 | 0 | 0 | 0 | 0 | 0 | 0 | 0 | 0 | 0 | 0 | 0 | 0 | 0 | 2 | 0 | 2 | 0 | 0 | 0 | -1437.69 | -961.1112 | 48.3836 | Collinsville-Tesla 500 kV Line | Collinsville-Tesla 500 kV Line | Rio Oso-Lockeford 230kV line |  | 0 | 0 | 0 | 0 | 0 | 0 | 265.5 | 247.81 | 48.3836 | Bellota-Weber 230kV line | Bellota-Weber 230kV line | Rio Oso-Lockeford 230kV line |  | 5 | 1 | YES | 2 | 1 | 1 | NO | 1
SCE Northern | Rosamond | 66 | 1 | 0 | 1 | 0 | 0 | 0 | 0 | 0 | 0 | 0 | 0 | 0 | 0 | 0 | 0 | 0 | 0 | 0 | 0 | 0 | 0 | 0 | 0 | 0 | 0 | 0 | 0 | 0 | 0 | 0 | 0 | 0 | 0 | 0 | 0 | 0 | 0 | 0 | 0 | 0 | 0 | 0 | 0 | 0 | 0 | 0 | 0 | 0 | 0 | 0 | 0 | 0 | 0 | 0 | 0 | 0 | 0 | 0 | 0 | 0 | 0 | 0 | 0 | 0 | 0 | 0 | 0 | 0 | 0 | 0 | 0 | 0 | 0 | 0 | 0 | 0 | 0 | 0 | 0 | 0 | 0 | 0 | 0 | 0 | 0 | 0 | 0 | 0 | 0 | 0 | 0 | 0 | 0 | 0 | 0 | 0 | 0 | 0 |  | 0 | 0 | 0 | 0 | 0 | 0 | 0 | 0 | 0 | 0 | 0 | 0 | 0 | 0 | 0 | 0 | 0 | 0 | 0 | 0 | 0 | 0 | 0 | 0 | 0 | 0 | 0 | 0 | 0 | 0 | 1 | 0 | 1 | 0 | 0 | 0 | -568.88 | -811.38 | 6423.79 | Antelope-Vincent Constraint | Antelope-Vincent Constraint | Pardee-Sylmar Constraint |  | 1 | 0 | 1 | 0 | 0 | 0 | -568.88 | -811.38 | 6423.79 | Antelope-Vincent Constraint | Antelope-Vincent Constraint | Pardee-Sylmar Constraint |  | 5 | 5 | NO | 5 | 1 | 1 | NO | 1
PG&E GBA | Rossmoor | 230 | 0 | 0 | 0 | 0 | 0 | 0 | 0 | 0 | 0 | 0 | 0 | 0 | 0 | 0 | 0 | 0 | 0 | 0 | 0 | 0 | 0 | 0 | 0 | 0 | 0 | 0 | 0 | 0 | 0 | 0 | 0 | 0 | 0 | 0 | 0 | 0 | 0 | 0 | 0 | 1 | 0 | 0 | 0 | 0 | 0 | 0 | 0 | 0 | 0 | 0 | 0 | 0 | 0 | 0 | 0 | 1 | 0 | 0 | 0 | 0 | 0 | 0 | 0 | 0 | 0 | 0 | 1 | 0 | 0 | 0 | 0 | 0 | 0 | 0 | 0 | 0 | 0 | 0 | 0 | 0 | 0 | 0 | 0 | 0 | 0 | 0 | 0 | 0 | 0 | 0 | 0 | 0 | 0 | 0 | 0 | 0 | 0 | 0 |  | 0 | 0 | 0 | 0 | 0 | 0 | 0 | 0 | 0 | 0 | 0 | 0 | 0 | 0 | 0 | 0 | 0 | 0 | 0 | 0 | 0 | 0 | 0 | 0 | 0 | 0 | 0 | 0 | 0 | 0 | 2 | 0 | 2 | 0 | 0 | 0 | -1437.69 | -961.1112 | 317.0526 | Collinsville-Tesla 500 kV Line | Collinsville-Tesla 500 kV Line | Birds Landing-Contra Costa 230kV Line |  | 0 | 0 | 0 | 0 | 0 | 0 | 1432.61 | 1724.7038 | 317.0526 | Birds Landing-Contra Costa 230kV Line | Birds Landing-Contra Costa 230kV Line | Birds Landing-Contra Costa 230kV Line |  | 5 | 1 | YES | 2 | 1 | 1 | NO | 1
PG&E NGBA | Round Mountain | 230 | 0 | 0 | 0 | 0 | 0 | 0 | 0 | 0 | 0 | 0 | 0 | 0 | 0 | 0 | 0 | 0 | 0 | 0 | 0 | 0 | 0 | 0 | 0 | 0 | 0 | 0 | 0 | 0 | 0 | 0 | 0 | 0 | 0 | 0 | 0 | 0 | 0 | 0 | 0 | 1 | 0 | 0 | 0 | 0 | 0 | 0 | 0 | 0 | 0 | 0 | 0 | 0 | 0 | 0 | 0 | 0 | 0 | 0 | 0 | 0 | 0 | 0 | 0 | 0 | 0 | 0 | 0 | 0 | 0 | 0 | 0 | 0 | 0 | 0 | 0 | 0 | 0 | 0 | 0 | 0 | 0 | 0 | 0 | 0 | 0 | 0 | 0 | 0 | 0 | 0 | 0 | 0 | 0 | 0 | 0 | 0 | 0 | 0 |  | 0 | 0 | 0 | 0 | 0 | 0 | 0 | 0 | 0 | 0 | 0 | 0 | 0 | 0 | 0 | 0 | 0 | 0 | 0 | 0 | 0 | 0 | 0 | 0 | 0 | 0 | 0 | 0 | 0 | 0 | 1 | 0 | 1 | 0 | 0 | 0 | -1437.69 | -961.1112 | 977.7909 | Collinsville-Tesla 500 kV Line | Collinsville-Tesla 500 kV Line | Collinsville-Tesla 500 kV Line |  | 0 | 0 | 0 | 0 | 0 | 0 | 7207.31 | 7683.8888 | 977.7909 | Collinsville-Tesla 500 kV Line | Collinsville-Tesla 500 kV Line | Collinsville-Tesla 500 kV Line |  | 5 | 1 | YES | 2 | 1 | 1 | NO | 1
PG&E NGBA | Round Mountain | 500 | 0 | 0 | 0 | 0 | 0 | 0 | 0 | 0 | 0 | 0 | 0 | 0 | 0 | 0 | 0 | 0 | 0 | 0 | 0 | 0 | 0 | 0 | 0 | 0 | 0 | 0 | 0 | 0 | 0 | 0 | 0 | 0 | 0 | 0 | 0 | 0 | 0 | 0 | 0 | 1 | 0 | 0 | 0 | 0 | 0 | 0 | 0 | 0 | 0 | 0 | 0 | 0 | 0 | 0 | 0 | 0 | 0 | 0 | 0 | 0 | 0 | 0 | 0 | 0 | 0 | 0 | 0 | 0 | 0 | 0 | 0 | 0 | 0 | 0 | 0 | 0 | 0 | 0 | 0 | 0 | 0 | 0 | 0 | 0 | 0 | 0 | 0 | 0 | 0 | 0 | 0 | 0 | 0 | 0 | 0 | 0 | 0 | 0 |  | 0 | 0 | 0 | 0 | 0 | 0 | 0 | 0 | 0 | 0 | 0 | 0 | 0 | 0 | 0 | 0 | 0 | 0 | 0 | 0 | 0 | 0 | 0 | 0 | 0 | 0 | 0 | 0 | 0 | 0 | 1 | 0 | 1 | 0 | 0 | 0 | -1437.69 | -961.1112 | 977.7909 | Collinsville-Tesla 500 kV Line | Collinsville-Tesla 500 kV Line | Collinsville-Tesla 500 kV Line |  | 0 | 0 | 0 | 0 | 0 | 0 | 7207.31 | 7683.8888 | 977.7909 | Collinsville-Tesla 500 kV Line | Collinsville-Tesla 500 kV Line | Collinsville-Tesla 500 kV Line |  | 5 | 1 | YES | 2 | 1 | 1 | NO | 1
PG&E GBA | Salado | 115 | 0 | 0 | 0 | 0 | 0 | 0 | 0 | 0 | 0 | 0 | 0 | 0 | 0 | 0 | 0 | 0 | 0 | 0 | 0 | 0 | 0 | 0 | 0 | 0 | 0 | 0 | 0 | 0 | 0 | 0 | 0 | 0 | 0 | 0 | 0 | 0 | 0 | 0 | 0 | 0 | 0 | 0 | 0 | 0 | 0 | 0 | 0 | 0 | 0 | 0 | 0 | 0 | 0 | 0 | 0 | 1 | 0 | 0 | 0 | 1 | 0 | 0 | 0 | 1 | 0 | 0 | 0 | 0 | 0 | 0 | 0 | 0 | 0 | 0 | 0 | 0 | 0 | 0 | 0 | 0 | 0 | 0 | 0 | 0 | 0 | 0 | 0 | 0 | 0 | 0 | 0 | 0 | 0 | 0 | 0 | 0 | 0 | 0 |  | 0 | 0 | 0 | 0 | 0 | 0 | 0 | 0 | 0 | 0 | 0 | 0 | 0 | 0 | 0 | 0 | 0 | 0 | 0 | 0 | 0 | 0 | 0 | 0 | 69 | 0 | 0 | 0 | 0 | 1 | 0 | 0 | 1 | 0 | 0 | 0 | 33.67 | -4.83 | 100.712 | Tesla-Salado 115 kV line | Tesla-Salado 115 kV line | Tesla-Salado 115 kV line |  | 0 | 0 | 1 | 0 | 0 | 0 | 33.67 | -4.83 | 100.712 | Tesla-Salado 115 kV line | Tesla-Salado 115 kV line | Tesla-Salado 115 kV line |  | 5 | 5 | NO | 5 | 1 | 1 | NO | 1
PG&E GBA | Salado | 60 | 0 | 0 | 0 | 0 | 0 | 0 | 0 | 0 | 0 | 0 | 0 | 0 | 0 | 0 | 0 | 0 | 0 | 0 | 0 | 0 | 0 | 0 | 0 | 0 | 0 | 0 | 0 | 0 | 0 | 0 | 0 | 0 | 0 | 0 | 0 | 0 | 0 | 0 | 0 | 0 | 0 | 0 | 0 | 0 | 0 | 0 | 0 | 0 | 0 | 0 | 0 | 0 | 0 | 0 | 0 | 1 | 0 | 0 | 0 | 1 | 0 | 0 | 0 | 1 | 0 | 0 | 0 | 0 | 0 | 0 | 0 | 0 | 0 | 0 | 0 | 0 | 0 | 0 | 0 | 0 | 0 | 0 | 0 | 0 | 0 | 0 | 0 | 0 | 0 | 0 | 0 | 0 | 0 | 0 | 0 | 0 | 0 | 0 |  | 0 | 0 | 0 | 0 | 0 | 0 | 0 | 0 | 0 | 0 | 0 | 0 | 0 | 0 | 0 | 0 | 0 | 0 | 0 | 0 | 0 | 0 | 0 | 0 | 0 | 0 | 0 | 0 | 0 | 0 | 0 | 0 | 1 | 0 | 0 | 0 | 33.67 | -4.83 | 100.712 | Tesla-Salado 115 kV line | Tesla-Salado 115 kV line | Tesla-Salado 115 kV line |  | 0 | 0 | 1 | 0 | 0 | 0 | 33.67 | -4.83 | 100.712 | Tesla-Salado 115 kV line | Tesla-Salado 115 kV line | Tesla-Salado 115 kV line |  | 5 | 5 | NO | 5 | 1 | 1 | NO | 1
PG&E GBA | Salinas | 115 | 0 | 0 | 0 | 0 | 0 | 0 | 0 | 0 | 0 | 0 | 0 | 0 | 0 | 0 | 0 | 0 | 0 | 0 | 0 | 0 | 0 | 0 | 0 | 0 | 0 | 0 | 0 | 0 | 0 | 0 | 0 | 0 | 0 | 0 | 0 | 0 | 0 | 0 | 0 | 0 | 0 | 0 | 0 | 0 | 0 | 0 | 0 | 0 | 0 | 0 | 0 | 0 | 0 | 0 | 0 | 0 | 0 | 0 | 0 | 0 | 0 | 0 | 0 | 0 | 1 | 0 | 0 | 0 | 0 | 0 | 0 | 0 | 0 | 0 | 0 | 0 | 0 | 0 | 0 | 0 | 0 | 0 | 0 | 0 | 0 | 0 | 0 | 0 | 0 | 0 | 0 | 0 | 0 | 0 | 0 | 0 | 1 | 0 |  | 0 | 0 | 0 | 0 | 0 | 0 | 0 | 0 | 0 | 0 | 0 | 0 | 0 | 0 | 0 | 0 | 0 | 0 | 0 | 0 | 0 | 0 | 0 | 0 | 0 | 0 | 0 | 0 | 0 | 0 | 0 | 0 | 0 | 0 | 0 | 1 | 80 | 133 | -22.5 | Morganhill-Metcalf 115kV Line | Morganhill-Metcalf 115kV Line | Morganhill-Metcalf 115kV Line |  | 0 | 0 | 0 | 0 | 0 | 1 | 80 | 133 | -22.5 | Morganhill-Metcalf 115kV Line | Morganhill-Metcalf 115kV Line | Morganhill-Metcalf 115kV Line |  | 1 | 1 | NO | 1 | 3 | 3 | NO | 3
SDGE | Salt Creek | 69 | 0 | 0 | 0 | 0 | 0 | 0 | 0 | 0 | 0 | 0 | 0 | 0 | 0 | 0 | 0 | 0 | 0 | 0 | 0 | 0 | 0 | 0 | 0 | 0 | 0 | 0 | 0 | 1 | 1 | 1 | 1 | 0 | 1 | 0 | 0 | 1 | 1 | 0 | 0 | 0 | 0 | 0 | 0 | 0 | 0 | 0 | 0 | 0 | 0 | 0 | 0 | 0 | 0 | 0 | 0 | 0 | 0 | 0 | 0 | 0 | 0 | 0 | 0 | 0 | 0 | 0 | 0 | 0 | 0 | 0 | 0 | 0 | 0 | 0 | 0 | 0 | 0 | 0 | 0 | 0 | 0 | 0 | 0 | 0 | 0 | 0 | 0 | 0 | 0 | 0 | 0 | 0 | 0 | 0 | 0 | 0 | 0 | 5 |  | 0 | 0 | 0 | 0 | 0 | 0 | 0 | 0 | 0 | 0 | 0 | 0 | 0 | 0 | 0 | 0 | 0 | 0 | 0 | 0 | 0 | 0 | 0 | 0 | 0 | 0 | 0 | 0 | 0 | 0 | 0 | 1 | 0 | 2 | 0 | 0 | -99.1 | -698.67 | 216.1064 | San Luis Rey-San Onofre 230 kV line constraint | San Luis Rey-San Onofre 230 kV line constraint | Silvergate-Old Town 230 kV constraint |  | 0 | 1 | 0 | 2 | 0 | 0 | -99.1 | -698.67 | 216.1064 | San Luis Rey-San Onofre 230 kV line constraint | San Luis Rey-San Onofre 230 kV line constraint | Silvergate-Old Town 230 kV constraint |  | 4 | 4 | NO | 4 | 1 | 1 | NO | 1
SCE Eastern | San Bernardino | 230 | 0 | 0 | 0 | 0 | 0 | 0 | 0 | 0 | 0 | 0 | 0 | 0 | 0 | 0 | 0 | 0 | 0 | 0 | 0 | 1 | 0 | 1 | 0 | 0 | 0 | 0 | 0 | 0 | 0 | 0 | 0 | 0 | 0 | 0 | 0 | 0 | 0 | 0 | 0 | 0 | 0 | 0 | 0 | 0 | 0 | 0 | 0 | 0 | 0 | 0 | 0 | 0 | 0 | 0 | 0 | 0 | 0 | 0 | 0 | 0 | 0 | 0 | 0 | 0 | 0 | 0 | 0 | 0 | 0 | 0 | 0 | 0 | 0 | 0 | 0 | 0 | 0 | 0 | 0 | 0 | 0 | 0 | 0 | 0 | 0 | 0 | 0 | 0 | 0 | 0 | 0 | 0 | 0 | 0 | 0 | 0 | 0 | 1 |  | 0 | 0 | 0 | 0 | 0 | 0 | 0 | 0 | 0 | 0 | 0 | 0 | 0 | 0 | 0 | 0 | 0 | 0 | 0 | 0 | 0 | 0 | 0 | 0 | 0 | 0 | 0 | 0 | 0 | 0 | 1 | 2 | 1 | 2 | 0 | 0 | -3014.166 | -2815.89 | 3968.39 | Serrano-Alberhill-Valley Constraint | Etiwanda-Rancho Vista Constraint | Etiwanda-Rancho Vista Constraint |  | 1 | 3 | 1 | 3 | 0 | 0 | -1492.166 | -2815.89 | 3968.39 | Serrano-Alberhill-Valley Constraint | Etiwanda-Rancho Vista Constraint | Etiwanda-Rancho Vista Constraint |  | 5 | 5 | NO | 5 | 1 | 1 | NO | 1
PG&E GBA | SAN FRAN A (POTRERO PP) | 115 | 0 | 0 | 0 | 0 | 0 | 0 | 0 | 0 | 0 | 0 | 0 | 0 | 0 | 0 | 0 | 0 | 0 | 0 | 0 | 0 | 0 | 0 | 0 | 0 | 0 | 0 | 0 | 0 | 0 | 0 | 0 | 0 | 0 | 0 | 0 | 0 | 0 | 0 | 0 | 1 | 0 | 0 | 0 | 0 | 0 | 0 | 0 | 0 | 0 | 0 | 0 | 0 | 1 | 0 | 0 | 0 | 0 | 0 | 0 | 0 | 0 | 0 | 0 | 0 | 0 | 0 | 0 | 0 | 0 | 0 | 0 | 0 | 0 | 0 | 0 | 0 | 0 | 0 | 0 | 0 | 0 | 0 | 0 | 0 | 0 | 0 | 0 | 0 | 0 | 0 | 0 | 0 | 0 | 0 | 0 | 0 | 0 | 1 |  | 0 | 0 | 0 | 0 | 0 | 0 | 0 | 0 | 0 | 0 | 0 | 0 | 0 | 0 | 0 | 0 | 0 | 0 | 0 | 0 | 0 | 0 | 0 | 0 | 0 | 0 | 0 | 0 | 0 | 0 | 1 | 0 | 1 | 0 | 0 | 0 | -1437.69 | -961.1112 | 977.7909 | Collinsville-Tesla 500 kV Line | Collinsville-Tesla 500 kV Line | Collinsville-Tesla 500 kV Line |  | 0 | 0 | 0 | 0 | 0 | 0 | 2381.7 | 2366.26 | 977.7909 | Sobrante-Moraga 230 kV line | Sobrante-Moraga 230 kV line | Collinsville-Tesla 500 kV Line |  | 5 | 1 | YES | 2 | 1 | 1 | NO | 1
PG&E GBA | SAN FRAN A (POTRERO PP) | 230 | 0 | 0 | 0 | 0 | 0 | 0 | 0 | 0 | 0 | 0 | 0 | 0 | 0 | 0 | 0 | 0 | 0 | 0 | 0 | 0 | 0 | 0 | 0 | 0 | 0 | 0 | 0 | 0 | 0 | 0 | 0 | 0 | 0 | 0 | 0 | 0 | 0 | 0 | 0 | 1 | 0 | 0 | 0 | 0 | 0 | 0 | 0 | 0 | 0 | 0 | 0 | 0 | 1 | 0 | 0 | 0 | 0 | 0 | 0 | 0 | 0 | 0 | 0 | 0 | 0 | 0 | 0 | 0 | 0 | 0 | 0 | 0 | 0 | 0 | 0 | 0 | 0 | 0 | 0 | 0 | 0 | 0 | 0 | 0 | 0 | 0 | 0 | 0 | 0 | 0 | 0 | 0 | 0 | 0 | 0 | 0 | 0 | 1 |  | 0 | 0 | 0 | 0 | 0 | 0 | 0 | 0 | 0 | 0 | 0 | 0 | 0 | 0 | 0 | 0 | 0 | 0 | 0 | 0 | 0 | 0 | 0 | 0 | 0 | 0 | 0 | 0 | 0 | 0 | 1 | 0 | 1 | 0 | 0 | 0 | -1437.69 | -961.1112 | 977.7909 | Collinsville-Tesla 500 kV Line | Collinsville-Tesla 500 kV Line | Collinsville-Tesla 500 kV Line |  | 0 | 0 | 0 | 0 | 0 | 0 | 2381.7 | 2366.26 | 977.7909 | Sobrante-Moraga 230 kV line | Sobrante-Moraga 230 kV line | Collinsville-Tesla 500 kV Line |  | 5 | 1 | YES | 2 | 1 | 1 | NO | 1
PG&E GBA | San Jose A | 115 | 0 | 0 | 0 | 0 | 0 | 0 | 0 | 0 | 0 | 0 | 0 | 0 | 0 | 0 | 0 | 0 | 0 | 0 | 0 | 0 | 0 | 0 | 0 | 0 | 0 | 0 | 0 | 0 | 0 | 0 | 0 | 0 | 0 | 0 | 0 | 0 | 0 | 0 | 0 | 0 | 0 | 0 | 0 | 0 | 0 | 0 | 0 | 0 | 0 | 0 | 0 | 0 | 0 | 0 | 0 | 1 | 0 | 0 | 0 | 1 | 0 | 0 | 0 | 0 | 0 | 0 | 0 | 0 | 0 | 0 | 0 | 0 | 0 | 0 | 0 | 0 | 0 | 0 | 0 | 0 | 0 | 0 | 0 | 0 | 0 | 0 | 0 | 0 | 0 | 0 | 0 | 0 | 0 | 0 | 0 | 0 | 1 | 0 |  | 0 | 0 | 0 | 0 | 0 | 0 | 0 | 0 | 0 | 0 | 0 | 0 | 0 | 0 | 0 | 0 | 0 | 0 | 0 | 0 | 0 | 0 | 0 | 0 | 0 | 0 | 0 | 0 | 0 | 0 | 0 | 0 | 0 | 0 | 0 | 0 | 631 | 135.75 | 1471.1652 | NEW-Metcalf-Mosslanding 500kV | NEW-Metcalf-Mosslanding 500kV | Tesla-Bellota 230 kV line |  | 0 | 0 | 0 | 0 | 0 | 0 | 631 | 135.75 | 1471.1652 | NEW-Metcalf-Mosslanding 500kV | NEW-Metcalf-Mosslanding 500kV | Tesla-Bellota 230 kV line |  | 1 | 1 | NO | 1 | 1 | 1 | NO | 1
PG&E GBA | San Jose B | 115 | 0 | 0 | 0 | 0 | 0 | 0 | 0 | 0 | 0 | 0 | 0 | 0 | 0 | 0 | 0 | 0 | 0 | 0 | 0 | 0 | 0 | 0 | 0 | 0 | 0 | 0 | 0 | 0 | 0 | 0 | 0 | 0 | 0 | 0 | 0 | 0 | 0 | 0 | 0 | 0 | 0 | 0 | 0 | 0 | 0 | 0 | 0 | 0 | 0 | 0 | 0 | 0 | 0 | 0 | 0 | 1 | 0 | 0 | 0 | 1 | 0 | 0 | 0 | 0 | 0 | 0 | 0 | 0 | 0 | 0 | 0 | 0 | 0 | 0 | 0 | 0 | 0 | 0 | 0 | 0 | 0 | 0 | 0 | 0 | 0 | 0 | 0 | 0 | 0 | 0 | 0 | 0 | 0 | 0 | 0 | 0 | 0 | 0 |  | 0 | 0 | 0 | 0 | 0 | 0 | 0 | 0 | 0 | 0 | 0 | 0 | 0 | 0 | 0 | 0 | 0 | 0 | 0 | 0 | 0 | 0 | 0 | 0 | 0 | 0 | 0 | 0 | 0 | 0 | 0 | 0 | 0 | 0 | 0 | 0 | 1249.96 | 838.4538 | 1471.1652 | Tesla-Bellota 230 kV line | Tesla-Bellota 230 kV line | Tesla-Bellota 230 kV line |  | 0 | 0 | 0 | 0 | 0 | 0 | 1549.96 | 1138.4538 | 1471.1652 | Tesla-Bellota 230 kV line | Tesla-Bellota 230 kV line | Tesla-Bellota 230 kV line |  | 1 | 1 | NO | 1 | 1 | 1 | NO | 1
PG&E GBA | San Leandro U | 115 | 0 | 0 | 0 | 0 | 0 | 0 | 0 | 0 | 0 | 0 | 0 | 0 | 0 | 0 | 0 | 0 | 0 | 0 | 0 | 0 | 0 | 0 | 0 | 0 | 0 | 0 | 0 | 0 | 0 | 0 | 0 | 0 | 0 | 0 | 0 | 0 | 0 | 0 | 0 | 1 | 0 | 0 | 0 | 0 | 0 | 0 | 0 | 0 | 0 | 0 | 0 | 0 | 1 | 0 | 0 | 1 | 0 | 0 | 0 | 0 | 0 | 0 | 0 | 0 | 0 | 0 | 0 | 0 | 0 | 0 | 0 | 0 | 0 | 0 | 0 | 0 | 0 | 0 | 0 | 0 | 0 | 0 | 0 | 0 | 0 | 0 | 0 | 0 | 0 | 0 | 0 | 0 | 0 | 0 | 0 | 0 | 0 | 1 |  | 0 | 0 | 0 | 0 | 0 | 0 | 0 | 0 | 0 | 0 | 0 | 0 | 0 | 0 | 0 | 0 | 0 | 0 | 0 | 0 | 0 | 0 | 0 | 0 | 0 | 0 | 0 | 0 | 0 | 0 | 1 | 0 | 1 | 0 | 0 | 0 | -1437.69 | -961.1112 | 977.7909 | Collinsville-Tesla 500 kV Line | Collinsville-Tesla 500 kV Line | Collinsville-Tesla 500 kV Line |  | 0 | 0 | 0 | 0 | 0 | 0 | 2381.7 | 2366.26 | 977.7909 | Sobrante-Moraga 230 kV line | Sobrante-Moraga 230 kV line | Collinsville-Tesla 500 kV Line |  | 5 | 1 | YES | 2 | 1 | 1 | NO | 1
PG&E KERN | San Luis Obispo | 115 | 0 | 0 | 0 | 0 | 0 | 0 | 0 | 0 | 0 | 0 | 0 | 0 | 0 | 0 | 0 | 0 | 0 | 0 | 0 | 0 | 0 | 0 | 0 | 0 | 0 | 0 | 0 | 0 | 0 | 0 | 0 | 0 | 0 | 0 | 0 | 0 | 0 | 0 | 0 | 0 | 0 | 0 | 0 | 0 | 0 | 0 | 0 | 0 | 0 | 0 | 0 | 0 | 0 | 0 | 0 | 0 | 0 | 0 | 0 | 0 | 0 | 0 | 0 | 0 | 0 | 0 | 0 | 1 | 1 | 0 | 0 | 0 | 0 | 0 | 0 | 0 | 0 | 0 | 0 | 1 | 0 | 0 | 0 | 0 | 0 | 1 | 0 | 0 | 0 | 0 | 0 | 0 | 0 | 0 | 0 | 1 | 0 | 1 |  | 0 | 0 | 0 | 0 | 0 | 0 | 0 | 0 | 0 | 0 | 0 | 0 | 0 | 0 | 0 | 0 | 0 | 0 | 0 | 0 | 0 | 0 | 0 | 0 | 0 | 0 | 0 | 0 | 0 | 0 | 0 | 0 | 1 | 0 | 1 | 0 | 120.85 | -4911.332 | -3937.2282 | Cal Flat-Gates 230 kV line | Gates 500/230kV TB #11 | Gates 500/230kV TB #11 |  | 0 | 0 | 0 | 0 | 0 | 0 | 120.85 | 38.76 | 251.3788 | Cal Flat-Gates 230 kV line | Los Banos 500/230kV TB | Gates-Arco 230 kV Line |  | 5 | 1 | YES | 2 | 5 | 1 | YES | 2
PG&E KERN | San Luis Obispo | 70 | 0 | 0 | 0 | 0 | 0 | 0 | 0 | 0 | 0 | 0 | 0 | 0 | 0 | 0 | 0 | 0 | 0 | 0 | 0 | 0 | 0 | 0 | 0 | 0 | 0 | 0 | 0 | 0 | 0 | 0 | 0 | 0 | 0 | 0 | 0 | 0 | 0 | 0 | 0 | 0 | 0 | 0 | 0 | 0 | 0 | 0 | 0 | 0 | 0 | 0 | 0 | 0 | 0 | 0 | 0 | 0 | 0 | 0 | 0 | 0 | 0 | 0 | 0 | 0 | 0 | 0 | 0 | 1 | 1 | 0 | 0 | 0 | 0 | 0 | 0 | 0 | 0 | 0 | 0 | 1 | 0 | 0 | 0 | 0 | 0 | 1 | 0 | 0 | 0 | 0 | 0 | 0 | 0 | 0 | 0 | 1 | 0 | 1 |  | 0 | 0 | 0 | 0 | 0 | 0 | 0 | 0 | 0 | 0 | 0 | 0 | 0 | 0 | 0 | 0 | 0 | 0 | 0 | 0 | 0 | 0 | 0 | 0 | 0 | 0 | 0 | 0 | 0 | 0 | 0 | 0 | 1 | 0 | 1 | 0 | 120.85 | -4911.332 | -3937.2282 | Cal Flat-Gates 230 kV line | Gates 500/230kV TB #11 | Gates 500/230kV TB #11 |  | 0 | 0 | 0 | 0 | 0 | 0 | 120.85 | 38.76 | 251.3788 | Cal Flat-Gates 230 kV line | Los Banos 500/230kV TB | Gates-Arco 230 kV Line |  | 5 | 1 | YES | 2 | 5 | 1 | YES | 2
SDGE | San Luis Rey | 230 | 0 | 0 | 0 | 0 | 0 | 0 | 0 | 0 | 0 | 0 | 0 | 0 | 0 | 0 | 0 | 0 | 0 | 0 | 0 | 0 | 0 | 0 | 0 | 0 | 0 | 0 | 0 | 0 | 0 | 0 | 0 | 0 | 1 | 0 | 0 | 0 | 0 | 0 | 0 | 0 | 0 | 0 | 0 | 0 | 0 | 0 | 0 | 0 | 0 | 0 | 0 | 0 | 0 | 0 | 0 | 0 | 0 | 0 | 0 | 0 | 0 | 0 | 0 | 0 | 0 | 0 | 0 | 0 | 0 | 0 | 0 | 0 | 0 | 0 | 0 | 0 | 0 | 0 | 0 | 0 | 0 | 0 | 0 | 0 | 0 | 0 | 0 | 0 | 0 | 0 | 0 | 0 | 0 | 0 | 0 | 0 | 0 | 1 |  | 0 | 0 | 0 | 0 | 0 | 0 | 0 | 0 | 0 | 0 | 0 | 0 | 0 | 0 | 0 | 0 | 0 | 0 | 0 | 0 | 0 | 0 | 0 | 0 | 0 | 0 | 0 | 0 | 0 | 0 | 0 | 1 | 0 | 1 | 0 | 0 | -99.1 | -698.67 | 1394.7114 | San Luis Rey-San Onofre 230 kV line constraint | San Luis Rey-San Onofre 230 kV line constraint | San Luis Rey-San Onofre 230 kV line constraint |  | 0 | 1 | 0 | 1 | 0 | 0 | -99.1 | -698.67 | 1394.7114 | San Luis Rey-San Onofre 230 kV line constraint | San Luis Rey-San Onofre 230 kV line constraint | San Luis Rey-San Onofre 230 kV line constraint |  | 4 | 4 | NO | 4 | 1 | 1 | NO | 1
SDGE | San Luis Rey | 69 | 0 | 0 | 0 | 0 | 0 | 0 | 0 | 0 | 0 | 0 | 0 | 0 | 0 | 0 | 0 | 0 | 0 | 0 | 0 | 0 | 0 | 0 | 0 | 0 | 0 | 1 | 0 | 0 | 0 | 0 | 0 | 0 | 1 | 0 | 0 | 0 | 0 | 1 | 0 | 0 | 0 | 0 | 0 | 0 | 0 | 0 | 0 | 0 | 0 | 0 | 0 | 0 | 0 | 0 | 0 | 0 | 0 | 0 | 0 | 0 | 0 | 0 | 0 | 0 | 0 | 0 | 0 | 0 | 0 | 0 | 0 | 0 | 0 | 0 | 0 | 0 | 0 | 0 | 0 | 0 | 0 | 0 | 0 | 0 | 0 | 0 | 0 | 0 | 0 | 0 | 0 | 0 | 0 | 0 | 0 | 0 | 0 | 1 |  | 0 | 0 | 0 | 0 | 0 | 0 | 0 | 0 | 0 | 0 | 0 | 0 | 0 | 0 | 0 | 0 | 0 | 0 | 0 | 0 | 0 | 0 | 0 | 0 | 0 | 0 | 0 | 0 | 0 | 0 | 0 | 1 | 0 | 1 | 0 | 0 | -99.1 | -698.67 | 1191.1 | San Luis Rey-San Onofre 230 kV line constraint | San Luis Rey-San Onofre 230 kV line constraint | Talega 230 kV constraint |  | 0 | 1 | 0 | 1 | 0 | 0 | -99.1 | -698.67 | 1191.1 | San Luis Rey-San Onofre 230 kV line constraint | San Luis Rey-San Onofre 230 kV line constraint | Talega 230 kV constraint |  | 4 | 4 | NO | 4 | 1 | 1 | NO | 1
SDGE | San Marcos | 69 | 0 | 0 | 0 | 0 | 0 | 0 | 0 | 0 | 0 | 0 | 0 | 0 | 0 | 0 | 0 | 0 | 0 | 0 | 0 | 0 | 0 | 0 | 0 | 0 | 0 | 1 | 0 | 0 | 0 | 0 | 1 | 0 | 1 | 1 | 0 | 0 | 0 | 1 | 0 | 0 | 0 | 0 | 0 | 0 | 0 | 0 | 0 | 0 | 0 | 0 | 0 | 0 | 0 | 0 | 0 | 0 | 0 | 0 | 0 | 0 | 0 | 0 | 0 | 0 | 0 | 0 | 0 | 0 | 0 | 0 | 0 | 0 | 0 | 0 | 0 | 0 | 0 | 0 | 0 | 0 | 0 | 0 | 0 | 0 | 0 | 0 | 0 | 0 | 0 | 0 | 0 | 0 | 0 | 0 | 0 | 0 | 0 | 2 |  | 0 | 0 | 0 | 0 | 0 | 0 | 0 | 0 | 0 | 0 | 0 | 0 | 0 | 0 | 0 | 0 | 0 | 0 | 0 | 0 | 0 | 0 | 0 | 0 | 0 | 0 | 0 | 0 | 0 | 0 | 0 | 1 | 0 | 1 | 0 | 0 | -99.1 | -698.67 | 284 | San Luis Rey-San Onofre 230 kV line constraint | San Luis Rey-San Onofre 230 kV line constraint | Ocean Ranch 69 kV constraint |  | 0 | 1 | 0 | 1 | 0 | 0 | -99.1 | -698.67 | 284 | San Luis Rey-San Onofre 230 kV line constraint | San Luis Rey-San Onofre 230 kV line constraint | Ocean Ranch 69 kV constraint |  | 4 | 4 | NO | 4 | 1 | 1 | NO | 1
SCE Metro | San Onofre | 230 | 0 | 0 | 0 | 0 | 0 | 0 | 0 | 0 | 0 | 1 | 0 | 0 | 0 | 0 | 0 | 0 | 0 | 0 | 0 | 0 | 0 | 0 | 0 | 0 | 0 | 0 | 0 | 0 | 0 | 0 | 0 | 0 | 0 | 0 | 0 | 0 | 0 | 0 | 0 | 0 | 0 | 0 | 0 | 0 | 0 | 0 | 0 | 0 | 0 | 0 | 0 | 0 | 0 | 0 | 0 | 0 | 0 | 0 | 0 | 0 | 0 | 0 | 0 | 0 | 0 | 0 | 0 | 0 | 0 | 0 | 0 | 0 | 0 | 0 | 0 | 0 | 0 | 0 | 0 | 0 | 0 | 0 | 0 | 0 | 0 | 0 | 0 | 0 | 0 | 0 | 0 | 0 | 0 | 0 | 0 | 0 | 0 | 0 |  | 0 | 0 | 0 | 0 | 0 | 0 | 0 | 0 | 0 | 0 | 0 | 0 | 0 | 0 | 0 | 0 | 0 | 0 | 0 | 0 | 0 | 0 | 0 | 0 | 0 | 0 | 0 | 0 | 0 | 0 | 0 | 0 | 0 | 0 | 0 | 0 | 3554.7188 | 7968.008 | 22025.8411 | SCE Metro Area Default Constraint | SCE Metro Area Default Constraint | SCE Metro Area Default Constraint |  | 0 | 0 | 0 | 0 | 0 | 0 | 3554.7188 | 7968.008 | 22025.8411 | SCE Metro Area Default Constraint | SCE Metro Area Default Constraint | SCE Metro Area Default Constraint |  | 1 | 1 | NO | 1 | 1 | 1 | NO | 1
PG&E GBA | San Pablo | 115 | 0 | 0 | 0 | 0 | 0 | 0 | 0 | 0 | 0 | 0 | 0 | 0 | 0 | 0 | 0 | 0 | 0 | 0 | 0 | 0 | 0 | 0 | 0 | 0 | 0 | 0 | 0 | 0 | 0 | 0 | 0 | 0 | 0 | 0 | 0 | 0 | 0 | 0 | 0 | 1 | 0 | 0 | 0 | 0 | 0 | 0 | 0 | 0 | 0 | 1 | 0 | 0 | 1 | 1 | 1 | 1 | 0 | 0 | 1 | 1 | 0 | 1 | 0 | 0 | 0 | 1 | 0 | 0 | 0 | 0 | 0 | 0 | 0 | 0 | 0 | 0 | 0 | 0 | 0 | 0 | 0 | 0 | 0 | 0 | 0 | 0 | 0 | 0 | 0 | 0 | 0 | 0 | 0 | 0 | 0 | 0 | 0 | 2 |  | 0 | 0 | 0 | 0 | 0 | 0 | 0 | 0 | 0 | 0 | 0 | 0 | 0 | 0 | 0 | 0 | 0 | 0 | 0 | 0 | 0 | 0 | 0 | 0 | 0 | 0 | 0 | 0 | 0 | 0 | 2 | 0 | 1 | 0 | 0 | 0 | -1437.69 | -961.1112 | 977.7909 | Collinsville-Tesla 500 kV Line | Collinsville-Tesla 500 kV Line | Collinsville-Tesla 500 kV Line |  | 0 | 0 | 0 | 0 | 0 | 0 | 484.61 | 776.7038 | 977.7909 | Contra Costa- Windmaster 230 kV line | Contra Costa- Windmaster 230 kV line | Collinsville-Tesla 500 kV Line |  | 5 | 1 | YES | 2 | 1 | 1 | NO | 1
PG&E GBA | San Ramon | 230 | 0 | 0 | 0 | 0 | 0 | 0 | 0 | 0 | 0 | 0 | 0 | 0 | 0 | 0 | 0 | 0 | 0 | 0 | 0 | 0 | 0 | 0 | 0 | 0 | 0 | 0 | 0 | 0 | 0 | 0 | 0 | 0 | 0 | 0 | 0 | 0 | 0 | 0 | 0 | 1 | 0 | 0 | 0 | 0 | 0 | 0 | 0 | 0 | 0 | 0 | 0 | 0 | 0 | 0 | 0 | 1 | 0 | 0 | 0 | 0 | 0 | 0 | 0 | 0 | 0 | 0 | 0 | 0 | 0 | 0 | 0 | 0 | 0 | 0 | 0 | 0 | 0 | 0 | 0 | 0 | 0 | 0 | 0 | 0 | 0 | 0 | 0 | 0 | 0 | 0 | 0 | 0 | 0 | 0 | 0 | 0 | 0 | 0 |  | 0 | 0 | 0 | 0 | 0 | 0 | 0 | 0 | 0 | 0 | 0 | 0 | 0 | 0 | 0 | 0 | 0 | 0 | 0 | 0 | 0 | 0 | 0 | 0 | 0 | 0 | 0 | 0 | 0 | 0 | 1 | 0 | 1 | 0 | 0 | 0 | -1437.69 | -961.1112 | 977.7909 | Collinsville-Tesla 500 kV Line | Collinsville-Tesla 500 kV Line | Collinsville-Tesla 500 kV Line |  | 0 | 0 | 0 | 0 | 0 | 0 | 2836.56 | 2405.6138 | 977.7909 | Tesla-Tracy-Pump 230 kV line #2 | Tesla-Tracy-Pump 230 kV line #2 | Collinsville-Tesla 500 kV Line |  | 5 | 1 | YES | 2 | 1 | 1 | NO | 1
SDGE | San Ysidro | 69 | 0 | 0 | 0 | 0 | 0 | 0 | 0 | 0 | 0 | 0 | 0 | 0 | 0 | 0 | 0 | 0 | 0 | 0 | 0 | 0 | 0 | 0 | 0 | 0 | 0 | 0 | 0 | 0 | 0 | 1 | 1 | 0 | 1 | 0 | 0 | 1 | 1 | 0 | 0 | 0 | 0 | 0 | 0 | 0 | 0 | 0 | 0 | 0 | 0 | 0 | 0 | 0 | 0 | 0 | 0 | 0 | 0 | 0 | 0 | 0 | 0 | 0 | 0 | 0 | 0 | 0 | 0 | 0 | 0 | 0 | 0 | 0 | 0 | 0 | 0 | 0 | 0 | 0 | 0 | 0 | 0 | 0 | 0 | 0 | 0 | 0 | 0 | 0 | 0 | 0 | 0 | 0 | 0 | 0 | 0 | 0 | 0 | 4 |  | 0 | 0 | 0 | 0 | 0 | 0 | 0 | 0 | 0 | 0 | 0 | 0 | 0 | 0 | 0 | 0 | 0 | 0 | 0 | 0 | 0 | 0 | 0 | 0 | 0 | 0 | 0 | 0 | 0 | 0 | 0 | 1 | 0 | 2 | 0 | 0 | -99.1 | -698.67 | 216.1064 | San Luis Rey-San Onofre 230 kV line constraint | San Luis Rey-San Onofre 230 kV line constraint | Silvergate-Old Town 230 kV constraint |  | 0 | 1 | 0 | 2 | 0 | 0 | -99.1 | -698.67 | 216.1064 | San Luis Rey-San Onofre 230 kV line constraint | San Luis Rey-San Onofre 230 kV line constraint | Silvergate-Old Town 230 kV constraint |  | 4 | 4 | NO | 4 | 1 | 1 | NO | 1
SCE NOL | Sandlot | 230 | 0 | 0 | 0 | 0 | 0 | 0 | 0 | 0 | 0 | 0 | 0 | 1 | 1 | 1 | 0 | 0 | 0 | 0 | 0 | 0 | 0 | 0 | 0 | 0 | 0 | 0 | 0 | 0 | 0 | 0 | 0 | 0 | 0 | 0 | 0 | 0 | 0 | 0 | 0 | 0 | 0 | 0 | 0 | 0 | 0 | 0 | 0 | 0 | 0 | 0 | 0 | 0 | 0 | 0 | 0 | 0 | 0 | 0 | 0 | 0 | 0 | 0 | 0 | 0 | 0 | 0 | 0 | 0 | 0 | 0 | 0 | 0 | 0 | 0 | 0 | 0 | 0 | 0 | 0 | 0 | 0 | 0 | 0 | 0 | 0 | 0 | 0 | 0 | 0 | 0 | 0 | 0 | 0 | 0 | 0 | 0 | 0 | 3 |  | 0 | 0 | 0 | 0 | 0 | 0 | 0 | 0 | 0 | 0 | 0 | 0 | 0 | 0 | 0 | 0 | 0 | 0 | 0 | 0 | 0 | 0 | 0 | 0 | 0 | 0 | 0 | 0 | 0 | 0 | 0 | 2 | 0 | 4 | 0 | 0 | -280.6 | -137.55 | 1093.724 | South of Kramer Area Constraint | Lugo Transformer Area Constraint | South of Kramer Area Constraint |  | 0 | 2 | 0 | 4 | 0 | 0 | -280.6 | -137.55 | 1093.724 | South of Kramer Area Constraint | Lugo Transformer Area Constraint | South of Kramer Area Constraint |  | 4 | 4 | NO | 4 | 1 | 1 | NO | 1
EOP | Sandy | 138 | 0 | 0 | 0 | 0 | 0 | 0 | 0 | 0 | 0 | 0 | 0 | 0 | 0 | 0 | 0 | 0 | 0 | 0 | 0 | 0 | 0 | 0 | 1 | 1 | 1 | 0 | 0 | 0 | 0 | 0 | 0 | 0 | 0 | 0 | 0 | 0 | 0 | 0 | 0 | 0 | 0 | 0 | 0 | 0 | 0 | 0 | 0 | 0 | 0 | 0 | 0 | 0 | 0 | 0 | 0 | 0 | 0 | 0 | 0 | 0 | 0 | 0 | 0 | 0 | 0 | 0 | 0 | 0 | 0 | 0 | 0 | 0 | 0 | 0 | 0 | 0 | 0 | 0 | 0 | 0 | 0 | 0 | 0 | 0 | 0 | 0 | 0 | 0 | 0 | 0 | 0 | 0 | 0 | 0 | 0 | 0 | 0 | 2 |  | 0 | 0 | 0 | 0 | 0 | 0 | 0 | 0 | 0 | 0 | 0 | 0 | 0 | 0 | 0 | 0 | 0 | 0 | 0 | 0 | 0 | 0 | 0 | 0 | 0 | 0 | 0 | 0 | 0 | 0 | 1 | 1 | 1 | 0 | 0 | 1 | -4343.191 | -2038.908 | -1396.283 | Lugo - Victorville area constraint | Lugo - Victorville area constraint | Lugo - Victorville area constraint |  | 0 | 1 | 0 | 0 | 0 | 0 | -160.5 | 1398.25 | 3367.55 | Sloan Canyon - Eldorado 500 kV constraint | Sloan Canyon - Eldorado 500 kV constraint | GLW 230kV area constraint |  | 5 | 3 | YES | 3 | 4 | 1 | YES | 2
PG&E FRESNO | Sanger | 115 | 0 | 0 | 0 | 0 | 0 | 0 | 0 | 0 | 0 | 0 | 0 | 0 | 0 | 0 | 0 | 0 | 0 | 0 | 0 | 0 | 0 | 0 | 0 | 0 | 0 | 0 | 0 | 0 | 0 | 0 | 0 | 0 | 0 | 0 | 0 | 0 | 0 | 0 | 0 | 0 | 0 | 0 | 0 | 0 | 0 | 1 | 0 | 0 | 0 | 0 | 0 | 0 | 0 | 0 | 0 | 0 | 0 | 0 | 0 | 0 | 0 | 0 | 0 | 0 | 0 | 0 | 0 | 0 | 0 | 0 | 0 | 0 | 0 | 0 | 0 | 0 | 0 | 0 | 1 | 1 | 0 | 1 | 0 | 1 | 1 | 1 | 0 | 0 | 0 | 1 | 0 | 0 | 0 | 0 | 1 | 0 | 0 | 2 |  | 0 | 0 | 0 | 0 | 0 | 0 | 0 | 0 | 0 | 0 | 0 | 0 | 0 | 0 | 0 | 0 | 0 | 0 | 0 | 0 | 0 | 0 | 0 | 0 | 0 | 0 | 0 | 0 | 0 | 0 | 3 | 0 | 6 | 0 | 3 | 1 | -516.8 | -4911.332 | -3937.2282 | Borden-Storey #1 230kV line | Gates 500/230kV TB #11 | Gates 500/230kV TB #11 |  | 0 | 0 | 0 | 0 | 0 | 0 | 265.5 | 38.76 | 631.7684 | Bellota-Weber 230kV line | Los Banos 500/230kV TB | Mustang-Henrietta 230 kV line |  | 5 | 1 | YES | 2 | 5 | 1 | YES | 2
SCE Northern | Santa Clara | 230 | 0 | 0 | 1 | 0 | 1 | 0 | 0 | 0 | 0 | 0 | 0 | 0 | 0 | 0 | 0 | 0 | 0 | 0 | 0 | 0 | 0 | 0 | 0 | 0 | 1 | 0 | 0 | 0 | 0 | 0 | 0 | 0 | 0 | 0 | 0 | 0 | 0 | 0 | 0 | 0 | 0 | 0 | 0 | 0 | 0 | 0 | 0 | 0 | 0 | 0 | 0 | 0 | 0 | 0 | 0 | 0 | 0 | 0 | 0 | 0 | 0 | 0 | 0 | 0 | 0 | 0 | 0 | 0 | 0 | 0 | 0 | 0 | 0 | 0 | 0 | 0 | 0 | 0 | 0 | 0 | 0 | 0 | 0 | 0 | 0 | 0 | 0 | 0 | 0 | 0 | 0 | 0 | 0 | 0 | 0 | 0 | 0 | 0 |  | 0 | 0 | 0 | 0 | 0 | 0 | 0 | 0 | 0 | 0 | 0 | 0 | 0 | 0 | 0 | 0 | 0 | 0 | 0 | 0 | 0 | 0 | 0 | 0 | 0 | 0 | 0 | 0 | 0 | 0 | 1 | 0 | 1 | 0 | 0 | 1 | -4343.191 | -2038.908 | -1396.283 | Lugo - Victorville area constraint | Lugo - Victorville area constraint | Lugo - Victorville area constraint |  | 0 | 0 | 0 | 0 | 0 | 0 | 448 | 554 | 2967 | Moorpark-Pardee Constraint | Moorpark-Pardee Constraint | Moorpark-Pardee Constraint |  | 5 | 1 | YES | 2 | 4 | 1 | YES | 2
PG&E NGBA | Santa Rosa A | 115 | 0 | 0 | 0 | 0 | 0 | 0 | 0 | 0 | 0 | 0 | 0 | 0 | 0 | 0 | 0 | 0 | 0 | 0 | 0 | 0 | 0 | 0 | 0 | 0 | 0 | 0 | 0 | 0 | 0 | 0 | 0 | 0 | 0 | 0 | 0 | 0 | 0 | 0 | 0 | 1 | 0 | 0 | 0 | 0 | 0 | 0 | 0 | 0 | 0 | 0 | 0 | 0 | 1 | 0 | 0 | 0 | 0 | 0 | 0 | 0 | 0 | 0 | 0 | 0 | 0 | 0 | 1 | 0 | 0 | 0 | 0 | 0 | 0 | 0 | 0 | 0 | 0 | 0 | 0 | 0 | 0 | 0 | 0 | 0 | 0 | 0 | 0 | 0 | 0 | 0 | 0 | 0 | 0 | 0 | 0 | 0 | 0 | 1 |  | 0 | 0 | 0 | 0 | 0 | 0 | 0 | 0 | 0 | 0 | 0 | 0 | 0 | 0 | 0 | 0 | 0 | 0 | 0 | 0 | 0 | 0 | 0 | 0 | 0 | 0 | 0 | 0 | 0 | 0 | 2 | 0 | 2 | 0 | 0 | 0 | -1437.69 | -961.1112 | 317.0526 | Collinsville-Tesla 500 kV Line | Collinsville-Tesla 500 kV Line | Birds Landing-Contra Costa 230kV Line |  | 0 | 0 | 0 | 0 | 0 | 0 | 1432.61 | 1724.7038 | 317.0526 | Birds Landing-Contra Costa 230kV Line | Birds Landing-Contra Costa 230kV Line | Birds Landing-Contra Costa 230kV Line |  | 5 | 1 | YES | 2 | 1 | 1 | NO | 1
PG&E GBA | Santa Teresa | 115 | 0 | 0 | 0 | 0 | 0 | 0 | 0 | 0 | 0 | 0 | 0 | 0 | 0 | 0 | 0 | 0 | 0 | 0 | 0 | 0 | 0 | 0 | 0 | 0 | 0 | 0 | 0 | 0 | 0 | 0 | 0 | 0 | 0 | 0 | 0 | 0 | 0 | 0 | 0 | 0 | 0 | 0 | 0 | 0 | 0 | 0 | 0 | 0 | 0 | 0 | 0 | 0 | 0 | 0 | 0 | 1 | 0 | 0 | 0 | 1 | 0 | 0 | 0 | 0 | 0 | 0 | 0 | 0 | 0 | 0 | 0 | 0 | 0 | 0 | 0 | 0 | 0 | 0 | 0 | 0 | 0 | 0 | 0 | 0 | 0 | 0 | 0 | 0 | 0 | 0 | 0 | 0 | 0 | 0 | 0 | 0 | 1 | 0 |  | 0 | 0 | 0 | 0 | 0 | 0 | 0 | 0 | 0 | 0 | 0 | 0 | 0 | 0 | 0 | 0 | 0 | 0 | 0 | 0 | 0 | 0 | 0 | 0 | 0 | 0 | 0 | 0 | 0 | 0 | 0 | 0 | 0 | 0 | 0 | 0 | 631 | 135.75 | 1471.1652 | NEW-Metcalf-Mosslanding 500kV | NEW-Metcalf-Mosslanding 500kV | Tesla-Bellota 230 kV line |  | 0 | 0 | 0 | 0 | 0 | 0 | 631 | 135.75 | 1471.1652 | NEW-Metcalf-Mosslanding 500kV | NEW-Metcalf-Mosslanding 500kV | Tesla-Bellota 230 kV line |  | 1 | 1 | NO | 1 | 1 | 1 | NO | 1
SDGE | Santee | 138 | 0 | 0 | 0 | 0 | 0 | 0 | 0 | 0 | 0 | 0 | 0 | 0 | 0 | 0 | 0 | 0 | 0 | 0 | 0 | 0 | 0 | 0 | 0 | 0 | 0 | 0 | 1 | 0 | 1 | 0 | 1 | 0 | 1 | 0 | 0 | 0 | 0 | 0 | 0 | 0 | 0 | 0 | 0 | 0 | 0 | 0 | 0 | 0 | 0 | 0 | 0 | 0 | 0 | 0 | 0 | 0 | 0 | 0 | 0 | 0 | 0 | 0 | 0 | 0 | 0 | 0 | 0 | 0 | 0 | 0 | 0 | 0 | 0 | 0 | 0 | 0 | 0 | 0 | 0 | 0 | 0 | 0 | 0 | 0 | 0 | 0 | 0 | 0 | 0 | 0 | 0 | 0 | 0 | 0 | 0 | 0 | 0 | 3 |  | 0 | 0 | 0 | 0 | 0 | 0 | 0 | 0 | 0 | 0 | 0 | 0 | 0 | 0 | 0 | 0 | 0 | 0 | 0 | 0 | 0 | 0 | 0 | 0 | 0 | 0 | 10 | 0 | 0 | 1 | 0 | 1 | 0 | 1 | 0 | 0 | -99.1 | -698.67 | 234 | San Luis Rey-San Onofre 230 kV line constraint | San Luis Rey-San Onofre 230 kV line constraint | Chicarita 138 kV constraint |  | 0 | 1 | 0 | 1 | 0 | 0 | -99.1 | -698.67 | 234 | San Luis Rey-San Onofre 230 kV line constraint | San Luis Rey-San Onofre 230 kV line constraint | Chicarita 138 kV constraint |  | 4 | 4 | NO | 4 | 1 | 1 | NO | 1
SCE Metro | Santiago | 230 | 0 | 0 | 0 | 0 | 0 | 0 | 0 | 0 | 0 | 1 | 0 | 0 | 0 | 0 | 0 | 0 | 0 | 0 | 0 | 0 | 0 | 0 | 0 | 0 | 0 | 0 | 0 | 0 | 0 | 0 | 0 | 0 | 0 | 0 | 0 | 0 | 0 | 0 | 0 | 0 | 0 | 0 | 0 | 0 | 0 | 0 | 0 | 0 | 0 | 0 | 0 | 0 | 0 | 0 | 0 | 0 | 0 | 0 | 0 | 0 | 0 | 0 | 0 | 0 | 0 | 0 | 0 | 0 | 0 | 0 | 0 | 0 | 0 | 0 | 0 | 0 | 0 | 0 | 0 | 0 | 0 | 0 | 0 | 0 | 0 | 0 | 0 | 0 | 0 | 0 | 0 | 0 | 0 | 0 | 0 | 0 | 0 | 0 |  | 0 | 0 | 0 | 0 | 0 | 0 | 0 | 0 | 0 | 0 | 0 | 0 | 0 | 0 | 0 | 0 | 0 | 0 | 0 | 0 | 0 | 0 | 0 | 0 | 0 | 0 | 0 | 0 | 0 | 0 | 0 | 0 | 0 | 0 | 0 | 0 | 3554.7188 | 7968.008 | 22025.8411 | SCE Metro Area Default Constraint | SCE Metro Area Default Constraint | SCE Metro Area Default Constraint |  | 0 | 0 | 0 | 0 | 0 | 0 | 3554.7188 | 7968.008 | 22025.8411 | SCE Metro Area Default Constraint | SCE Metro Area Default Constraint | SCE Metro Area Default Constraint |  | 1 | 1 | NO | 1 | 1 | 1 | NO | 1
PG&E GBA | Saratoga | 230 | 0 | 0 | 0 | 0 | 0 | 0 | 0 | 0 | 0 | 0 | 0 | 0 | 0 | 0 | 0 | 0 | 0 | 0 | 0 | 0 | 0 | 0 | 0 | 0 | 0 | 0 | 0 | 0 | 0 | 0 | 0 | 0 | 0 | 0 | 0 | 0 | 0 | 0 | 0 | 0 | 0 | 0 | 0 | 0 | 0 | 0 | 0 | 0 | 0 | 0 | 0 | 0 | 1 | 0 | 0 | 1 | 0 | 0 | 0 | 1 | 0 | 0 | 0 | 0 | 0 | 0 | 0 | 0 | 0 | 0 | 0 | 0 | 0 | 0 | 0 | 0 | 0 | 0 | 0 | 0 | 0 | 0 | 0 | 0 | 0 | 0 | 0 | 0 | 0 | 0 | 0 | 0 | 0 | 0 | 0 | 0 | 0 | 1 |  | 0 | 0 | 0 | 0 | 0 | 0 | 0 | 0 | 0 | 0 | 0 | 0 | 0 | 0 | 0 | 0 | 0 | 0 | 0 | 0 | 0 | 0 | 0 | 0 | 0 | 0 | 0 | 0 | 0 | 0 | 0 | 0 | 0 | 0 | 0 | 0 | 1249.96 | 838.4538 | 1471.1652 | Tesla-Bellota 230 kV line | Tesla-Bellota 230 kV line | Tesla-Bellota 230 kV line |  | 0 | 0 | 0 | 0 | 0 | 0 | 1549.96 | 1138.4538 | 1471.1652 | Tesla-Bellota 230 kV line | Tesla-Bellota 230 kV line | Tesla-Bellota 230 kV line |  | 1 | 1 | NO | 1 | 1 | 1 | NO | 1
SCE Northern | Saugus | 230 | 0 | 0 | 0 | 0 | 0 | 0 | 0 | 0 | 0 | 0 | 0 | 0 | 0 | 0 | 0 | 0 | 0 | 0 | 0 | 0 | 0 | 0 | 0 | 0 | 1 | 0 | 0 | 0 | 0 | 0 | 0 | 0 | 0 | 0 | 0 | 0 | 0 | 0 | 0 | 0 | 0 | 0 | 0 | 0 | 0 | 0 | 0 | 0 | 0 | 0 | 0 | 0 | 0 | 0 | 0 | 0 | 0 | 0 | 0 | 0 | 0 | 0 | 0 | 0 | 0 | 0 | 0 | 0 | 0 | 0 | 0 | 0 | 0 | 0 | 0 | 0 | 0 | 0 | 0 | 0 | 0 | 0 | 0 | 0 | 0 | 0 | 0 | 0 | 0 | 0 | 0 | 0 | 0 | 0 | 0 | 0 | 0 | 0 |  | 0 | 0 | 0 | 0 | 0 | 0 | 0 | 0 | 0 | 0 | 0 | 0 | 0 | 0 | 0 | 0 | 0 | 0 | 0 | 0 | 0 | 0 | 0 | 0 | 0 | 0 | 0 | 0 | 0 | 0 | 1 | 0 | 1 | 0 | 0 | 1 | -4343.191 | -2038.908 | -1396.283 | Lugo - Victorville area constraint | Lugo - Victorville area constraint | Lugo - Victorville area constraint |  | 0 | 0 | 0 | 0 | 0 | 0 | 2456.809 | 4761.092 | 5403.717 | Lugo - Victorville area constraint | Lugo - Victorville area constraint | Lugo - Victorville area constraint |  | 5 | 1 | YES | 2 | 4 | 1 | YES | 2
PG&E FRESNO | Schindler | 115 | 0 | 0 | 0 | 0 | 0 | 0 | 0 | 0 | 0 | 0 | 0 | 0 | 0 | 0 | 0 | 0 | 0 | 0 | 0 | 0 | 0 | 0 | 0 | 0 | 0 | 0 | 0 | 0 | 0 | 0 | 0 | 0 | 0 | 0 | 0 | 0 | 0 | 0 | 0 | 0 | 0 | 0 | 0 | 0 | 0 | 0 | 0 | 0 | 0 | 0 | 0 | 0 | 0 | 0 | 0 | 0 | 0 | 0 | 0 | 0 | 0 | 0 | 0 | 0 | 0 | 0 | 0 | 0 | 0 | 0 | 0 | 0 | 0 | 0 | 0 | 0 | 0 | 0 | 0 | 1 | 0 | 0 | 0 | 0 | 0 | 0 | 0 | 1 | 0 | 0 | 0 | 0 | 0 | 0 | 0 | 0 | 0 | 0 |  | 0 | 0 | 0 | 0 | 0 | 0 | 0 | 0 | 0 | 0 | 0 | 0 | 0 | 0 | 0 | 0 | 0 | 0 | 0 | 0 | 0 | 0 | 0 | 0 | 100 | 0 | 0 | 0 | 0 | 1 | 0 | 0 | 1 | 0 | 1 | 0 | 256.42 | -4911.332 | -3937.2282 | Gates 500/230kV TB #11 | Gates 500/230kV TB #11 | Gates 500/230kV TB #11 |  | 0 | 0 | 0 | 0 | 0 | 0 | 1912.45 | 1688.45 | 864.7516 | Panoche- Mendota 115 kV line | Panoche- Mendota 115 kV line | Panoche- Mendota 115 kV line |  | 5 | 1 | YES | 2 | 5 | 1 | YES | 2
PG&E FRESNO | Schindler | 70 | 0 | 0 | 0 | 0 | 0 | 0 | 0 | 0 | 0 | 0 | 0 | 0 | 0 | 0 | 0 | 0 | 0 | 0 | 0 | 0 | 0 | 0 | 0 | 0 | 0 | 0 | 0 | 0 | 0 | 0 | 0 | 0 | 0 | 0 | 0 | 0 | 0 | 0 | 0 | 0 | 0 | 0 | 0 | 0 | 0 | 0 | 0 | 0 | 0 | 0 | 0 | 0 | 0 | 0 | 0 | 0 | 0 | 0 | 0 | 0 | 0 | 0 | 0 | 0 | 0 | 0 | 0 | 0 | 0 | 0 | 0 | 0 | 0 | 0 | 0 | 0 | 0 | 0 | 1 | 0 | 1 | 1 | 1 | 0 | 0 | 1 | 0 | 1 | 0 | 0 | 0 | 0 | 0 | 0 | 0 | 0 | 0 | 1 |  | 0 | 0 | 0 | 0 | 0 | 0 | 0 | 0 | 0 | 0 | 0 | 0 | 0 | 0 | 0 | 0 | 0 | 0 | 0 | 0 | 0 | 0 | 0 | 0 | 0 | 0 | 0 | 0 | 0 | 0 | 0 | 0 | 1 | 0 | 1 | 0 | 71.87 | -4040.202 | -3868.183 | Gates 500/230kV TB #12 | Gates 500/230kV TB #12 | Gates 500/230kV TB #12 |  | 0 | 0 | 0 | 0 | 0 | 0 | 285.67 | 38.76 | 189.524 | Gates 230/70kV TB #5 | Los Banos 500/230kV TB | Gates 230/70kV TB #5 |  | 5 | 1 | YES | 2 | 5 | 1 | YES | 2
PG&E GBA | Schulte | 115 | 0 | 0 | 0 | 0 | 0 | 0 | 0 | 0 | 0 | 0 | 0 | 0 | 0 | 0 | 0 | 0 | 0 | 0 | 0 | 0 | 0 | 0 | 0 | 0 | 0 | 0 | 0 | 0 | 0 | 0 | 0 | 0 | 0 | 0 | 0 | 0 | 0 | 0 | 0 | 0 | 0 | 0 | 0 | 0 | 0 | 1 | 0 | 0 | 0 | 0 | 0 | 0 | 0 | 0 | 0 | 0 | 0 | 1 | 0 | 1 | 0 | 0 | 0 | 0 | 0 | 1 | 0 | 0 | 0 | 0 | 0 | 0 | 0 | 0 | 0 | 0 | 0 | 0 | 0 | 0 | 0 | 0 | 0 | 0 | 0 | 0 | 0 | 0 | 0 | 0 | 0 | 0 | 0 | 0 | 0 | 0 | 0 | 0 |  | 0 | 0 | 0 | 0 | 0 | 0 | 0 | 0 | 0 | 0 | 0 | 0 | 0 | 0 | 0 | 0 | 0 | 0 | 0 | 0 | 0 | 0 | 0 | 0 | 100 | 0 | 13.3 | 0 | 0 | 1 | 2 | 0 | 1 | 0 | 0 | 0 | -194.5 | -212.19 | 543.909 | Bellota-Weber 230kV line | Bellota-Weber 230kV line | Kasson Jct-Heinz 115 kV line |  | 1 | 0 | 0 | 0 | 0 | 0 | -52.2 | 5.59 | 543.909 | Kasson Jct-Heinz 115 kV line | Kasson Jct-Heinz 115 kV line | Kasson Jct-Heinz 115 kV line |  | 5 | 5 | NO | 5 | 1 | 1 | NO | 1
SDGE | Scripps | 69 | 0 | 0 | 0 | 0 | 0 | 0 | 0 | 0 | 0 | 0 | 0 | 0 | 0 | 0 | 0 | 0 | 0 | 0 | 0 | 0 | 0 | 0 | 0 | 0 | 0 | 1 | 0 | 0 | 0 | 0 | 1 | 0 | 1 | 0 | 0 | 0 | 0 | 0 | 0 | 0 | 0 | 0 | 0 | 0 | 0 | 0 | 0 | 0 | 0 | 0 | 0 | 0 | 0 | 0 | 0 | 0 | 0 | 0 | 0 | 0 | 0 | 0 | 0 | 0 | 0 | 0 | 0 | 0 | 0 | 0 | 0 | 0 | 0 | 0 | 0 | 0 | 0 | 0 | 0 | 0 | 0 | 0 | 0 | 0 | 0 | 0 | 0 | 0 | 0 | 0 | 0 | 0 | 0 | 0 | 0 | 0 | 0 | 2 |  | 0 | 0 | 0 | 0 | 0 | 0 | 0 | 0 | 0 | 0 | 0 | 0 | 0 | 0 | 0 | 0 | 0 | 0 | 0 | 0 | 0 | 0 | 0 | 0 | 0 | 0 | 0 | 0 | 0 | 0 | 0 | 1 | 0 | 1 | 0 | 0 | -99.1 | -698.67 | 1394.7114 | San Luis Rey-San Onofre 230 kV line constraint | San Luis Rey-San Onofre 230 kV line constraint | San Luis Rey-San Onofre 230 kV line constraint |  | 0 | 1 | 0 | 1 | 0 | 0 | -99.1 | -698.67 | 1394.7114 | San Luis Rey-San Onofre 230 kV line constraint | San Luis Rey-San Onofre 230 kV line constraint | San Luis Rey-San Onofre 230 kV line constraint |  | 4 | 4 | NO | 4 | 1 | 1 | NO | 1
PG&E KERN | Semitropic | 115 | 0 | 0 | 0 | 0 | 0 | 0 | 0 | 0 | 0 | 0 | 0 | 0 | 0 | 0 | 0 | 0 | 0 | 0 | 0 | 0 | 0 | 0 | 0 | 0 | 0 | 0 | 0 | 0 | 0 | 0 | 0 | 0 | 0 | 0 | 0 | 0 | 0 | 0 | 0 | 0 | 0 | 0 | 0 | 0 | 0 | 0 | 0 | 0 | 0 | 0 | 0 | 0 | 0 | 0 | 0 | 0 | 0 | 0 | 0 | 0 | 0 | 0 | 0 | 0 | 0 | 0 | 0 | 1 | 1 | 0 | 0 | 0 | 0 | 0 | 0 | 1 | 0 | 0 | 0 | 1 | 0 | 0 | 0 | 0 | 0 | 0 | 0 | 0 | 0 | 0 | 0 | 0 | 0 | 0 | 0 | 0 | 0 | 0 |  | 0 | 0 | 0 | 0 | 0 | 0 | 0 | 0 | 0 | 0 | 0 | 0 | 0 | 0 | 0 | 0 | 0 | 0 | 0 | 0 | 0 | 0 | 0 | 4.66 | 0 | 0 | 0 | 0 | 0 | 1 | 0 | 0 | 1 | 0 | 1 | 0 | 120.85 | -4911.332 | -3937.2282 | Cal Flat-Gates 230 kV line | Gates 500/230kV TB #11 | Gates 500/230kV TB #11 |  | 0 | 0 | 0 | 0 | 0 | 0 | 120.85 | 201.6 | 233.6988 | Cal Flat-Gates 230 kV line | Semitropic-Midway 115kV Line | Semitropic-Midway 115kV Line |  | 5 | 1 | YES | 2 | 5 | 1 | YES | 2
SCE Metro | Serrano | 230 | 0 | 0 | 0 | 0 | 0 | 0 | 0 | 0 | 0 | 1 | 0 | 0 | 0 | 0 | 0 | 0 | 0 | 0 | 0 | 0 | 0 | 0 | 0 | 0 | 0 | 0 | 0 | 0 | 0 | 0 | 0 | 0 | 0 | 0 | 0 | 0 | 0 | 0 | 0 | 0 | 0 | 0 | 0 | 0 | 0 | 0 | 0 | 0 | 0 | 0 | 0 | 0 | 0 | 0 | 0 | 0 | 0 | 0 | 0 | 0 | 0 | 0 | 0 | 0 | 0 | 0 | 0 | 0 | 0 | 0 | 0 | 0 | 0 | 0 | 0 | 0 | 0 | 0 | 0 | 0 | 0 | 0 | 0 | 0 | 0 | 0 | 0 | 0 | 0 | 0 | 0 | 0 | 0 | 0 | 0 | 0 | 0 | 0 |  | 0 | 0 | 0 | 0 | 0 | 0 | 0 | 0 | 0 | 0 | 0 | 0 | 0 | 0 | 0 | 0 | 0 | 0 | 0 | 0 | 0 | 0 | 0 | 0 | 0 | 0 | 0 | 0 | 0 | 0 | 0 | 0 | 0 | 0 | 0 | 0 | 3554.7188 | 7968.008 | 22025.8411 | SCE Metro Area Default Constraint | SCE Metro Area Default Constraint | SCE Metro Area Default Constraint |  | 0 | 0 | 0 | 0 | 0 | 0 | 3554.7188 | 7968.008 | 22025.8411 | SCE Metro Area Default Constraint | SCE Metro Area Default Constraint | SCE Metro Area Default Constraint |  | 1 | 1 | NO | 1 | 1 | 1 | NO | 1
SCE Metro | Serrano | 500 | 0 | 0 | 0 | 0 | 0 | 0 | 0 | 0 | 0 | 1 | 0 | 0 | 0 | 0 | 0 | 0 | 0 | 0 | 0 | 0 | 0 | 0 | 0 | 0 | 0 | 0 | 0 | 0 | 0 | 0 | 0 | 0 | 0 | 0 | 0 | 0 | 0 | 0 | 0 | 0 | 0 | 0 | 0 | 0 | 0 | 0 | 0 | 0 | 0 | 0 | 0 | 0 | 0 | 0 | 0 | 0 | 0 | 0 | 0 | 0 | 0 | 0 | 0 | 0 | 0 | 0 | 0 | 0 | 0 | 0 | 0 | 0 | 0 | 0 | 0 | 0 | 0 | 0 | 0 | 0 | 0 | 0 | 0 | 0 | 0 | 0 | 0 | 0 | 0 | 0 | 0 | 0 | 0 | 0 | 0 | 0 | 0 | 0 |  | 0 | 0 | 0 | 0 | 0 | 0 | 0 | 0 | 0 | 0 | 0 | 0 | 0 | 0 | 0 | 0 | 0 | 0 | 0 | 0 | 0 | 0 | 0 | 0 | 0 | 0 | 0 | 0 | 0 | 0 | 0 | 0 | 0 | 0 | 0 | 0 | 3554.7188 | 7968.008 | 22025.8411 | SCE Metro Area Default Constraint | SCE Metro Area Default Constraint | SCE Metro Area Default Constraint |  | 0 | 0 | 0 | 0 | 0 | 0 | 3554.7188 | 7968.008 | 22025.8411 | SCE Metro Area Default Constraint | SCE Metro Area Default Constraint | SCE Metro Area Default Constraint |  | 1 | 1 | NO | 1 | 1 | 1 | NO | 1
SDGE | Shadowridge | 138 | 0 | 0 | 0 | 0 | 0 | 0 | 0 | 0 | 0 | 0 | 0 | 0 | 0 | 0 | 0 | 0 | 0 | 0 | 0 | 0 | 0 | 0 | 0 | 0 | 0 | 0 | 0 | 0 | 1 | 0 | 1 | 0 | 1 | 0 | 0 | 0 | 0 | 0 | 0 | 0 | 0 | 0 | 0 | 0 | 0 | 0 | 0 | 0 | 0 | 0 | 0 | 0 | 0 | 0 | 0 | 0 | 0 | 0 | 0 | 0 | 0 | 0 | 0 | 0 | 0 | 0 | 0 | 0 | 0 | 0 | 0 | 0 | 0 | 0 | 0 | 0 | 0 | 0 | 0 | 0 | 0 | 0 | 0 | 0 | 0 | 0 | 0 | 0 | 0 | 0 | 0 | 0 | 0 | 0 | 0 | 0 | 0 | 3 |  | 0 | 0 | 0 | 0 | 0 | 0 | 0 | 0 | 0 | 0 | 0 | 0 | 0 | 0 | 0 | 0 | 0 | 0 | 0 | 0 | 0 | 0 | 0 | 0 | 0 | 0 | 0 | 0 | 0 | 0 | 0 | 1 | 0 | 1 | 0 | 0 | -99.1 | -698.67 | 1394.7114 | San Luis Rey-San Onofre 230 kV line constraint | San Luis Rey-San Onofre 230 kV line constraint | San Luis Rey-San Onofre 230 kV line constraint |  | 0 | 1 | 0 | 1 | 0 | 0 | -99.1 | -698.67 | 1394.7114 | San Luis Rey-San Onofre 230 kV line constraint | San Luis Rey-San Onofre 230 kV line constraint | San Luis Rey-San Onofre 230 kV line constraint |  | 4 | 4 | NO | 4 | 1 | 1 | NO | 1
PG&E KERN | Shafter | 115 | 0 | 0 | 0 | 0 | 0 | 0 | 0 | 0 | 0 | 0 | 0 | 0 | 0 | 0 | 0 | 0 | 0 | 0 | 0 | 0 | 0 | 0 | 0 | 0 | 0 | 0 | 0 | 0 | 0 | 0 | 0 | 0 | 0 | 0 | 0 | 0 | 0 | 0 | 0 | 0 | 0 | 0 | 0 | 0 | 0 | 0 | 0 | 0 | 0 | 0 | 0 | 0 | 0 | 0 | 0 | 0 | 0 | 0 | 0 | 0 | 0 | 0 | 0 | 0 | 0 | 0 | 0 | 1 | 0 | 0 | 0 | 0 | 0 | 0 | 1 | 0 | 0 | 0 | 1 | 1 | 0 | 0 | 0 | 0 | 0 | 0 | 0 | 0 | 0 | 0 | 0 | 0 | 0 | 0 | 1 | 0 | 0 | 0 |  | 0 | 0 | 0 | 0 | 0 | 0 | 0 | 0 | 0 | 0 | 0 | 0 | 0 | 0 | 0 | 0 | 0 | 0 | 0 | 0 | 0 | 0 | 0 | 2.25 | 0 | 100 | 0 | 0 | 0 | 1 | 0 | 0 | 3 | 0 | 2 | 1 | 71.87 | -4911.332 | -3937.2282 | Gates 500/230kV TB #12 | Gates 500/230kV TB #11 | Gates 500/230kV TB #11 |  | 0 | 0 | 0 | 0 | 0 | 0 | 120.85 | 383.59 | 631.7684 | Cal Flat-Gates 230 kV line | Cal Flat-Gates 230 kV line | Mustang-Henrietta 230 kV line |  | 5 | 1 | YES | 2 | 5 | 1 | YES | 2
PG&E NGBA | Silverado | 115 | 0 | 0 | 0 | 0 | 0 | 0 | 0 | 0 | 0 | 0 | 0 | 0 | 0 | 0 | 0 | 0 | 0 | 0 | 0 | 0 | 0 | 0 | 0 | 0 | 0 | 0 | 0 | 0 | 0 | 0 | 0 | 0 | 0 | 0 | 0 | 0 | 0 | 0 | 0 | 1 | 0 | 1 | 0 | 0 | 0 | 0 | 0 | 0 | 0 | 0 | 0 | 1 | 1 | 1 | 1 | 1 | 0 | 0 | 0 | 0 | 0 | 0 | 0 | 0 | 0 | 1 | 1 | 0 | 0 | 0 | 0 | 0 | 0 | 0 | 0 | 0 | 0 | 0 | 0 | 0 | 0 | 0 | 0 | 0 | 0 | 0 | 0 | 0 | 0 | 0 | 0 | 0 | 0 | 0 | 0 | 0 | 0 | 2 |  | 0 | 0 | 0 | 0 | 0 | 0 | 0 | 0 | 0 | 0 | 0 | 0 | 0 | 0 | 0 | 0 | 0 | 0 | 0 | 0 | 0 | 0 | 0 | 0 | 0 | 0 | 0 | 0 | 0 | 0 | 3 | 0 | 2 | 0 | 0 | 0 | -1437.69 | -961.1112 | 317.0526 | Collinsville-Tesla 500 kV Line | Collinsville-Tesla 500 kV Line | Birds Landing-Contra Costa 230kV Line |  | 0 | 0 | 0 | 0 | 0 | 0 | 484.61 | 771.8 | 317.0526 | Contra Costa- Windmaster 230 kV line | Cortina-Eagle Rock 115 kV line | Birds Landing-Contra Costa 230kV Line |  | 5 | 1 | YES | 2 | 1 | 1 | NO | 1
SDGE | Silvergate | 230 | 0 | 0 | 0 | 0 | 0 | 0 | 0 | 0 | 0 | 0 | 0 | 0 | 0 | 0 | 0 | 0 | 0 | 0 | 0 | 0 | 0 | 0 | 0 | 0 | 0 | 0 | 0 | 0 | 1 | 0 | 1 | 0 | 1 | 0 | 0 | 0 | 1 | 0 | 0 | 0 | 0 | 0 | 0 | 0 | 0 | 0 | 0 | 0 | 0 | 0 | 0 | 0 | 0 | 0 | 0 | 0 | 0 | 0 | 0 | 0 | 0 | 0 | 0 | 0 | 0 | 0 | 0 | 0 | 0 | 0 | 0 | 0 | 0 | 0 | 0 | 0 | 0 | 0 | 0 | 0 | 0 | 0 | 0 | 0 | 0 | 0 | 0 | 0 | 0 | 0 | 0 | 0 | 0 | 0 | 0 | 0 | 0 | 4 |  | 0 | 0 | 0 | 0 | 0 | 0 | 0 | 0 | 0 | 0 | 0 | 200 | 0 | 0 | 1 | 0 | 0 | 0 | 0 | 0 | 0 | 0 | 0 | 0 | 0 | 100 | 200 | 0 | 0 | 1 | 0 | 1 | 0 | 2 | 0 | 0 | -99.1 | -698.67 | 216.1064 | San Luis Rey-San Onofre 230 kV line constraint | San Luis Rey-San Onofre 230 kV line constraint | Silvergate-Old Town 230 kV constraint |  | 0 | 1 | 0 | 2 | 0 | 0 | -99.1 | -698.67 | 216.1064 | San Luis Rey-San Onofre 230 kV line constraint | San Luis Rey-San Onofre 230 kV line constraint | Silvergate-Old Town 230 kV constraint |  | 4 | 4 | NO | 4 | 1 | 1 | NO | 1
SDGE | Silvergate | 69 | 0 | 0 | 0 | 0 | 0 | 0 | 0 | 0 | 0 | 0 | 0 | 0 | 0 | 0 | 0 | 0 | 0 | 0 | 0 | 0 | 0 | 0 | 0 | 0 | 0 | 0 | 0 | 0 | 0 | 0 | 1 | 0 | 1 | 0 | 0 | 0 | 1 | 0 | 0 | 0 | 0 | 0 | 0 | 0 | 0 | 0 | 0 | 0 | 0 | 0 | 0 | 0 | 0 | 0 | 0 | 0 | 0 | 0 | 0 | 0 | 0 | 0 | 0 | 0 | 0 | 0 | 0 | 0 | 0 | 0 | 0 | 0 | 0 | 0 | 0 | 0 | 0 | 0 | 0 | 0 | 0 | 0 | 0 | 0 | 0 | 0 | 0 | 0 | 0 | 0 | 0 | 0 | 0 | 0 | 0 | 0 | 0 | 3 |  | 0 | 0 | 0 | 0 | 0 | 0 | 0 | 0 | 0 | 0 | 0 | 0 | 0 | 0 | 0 | 0 | 0 | 0 | 0 | 0 | 0 | 0 | 0 | 0 | 0 | 0 | 0 | 0 | 0 | 0 | 0 | 1 | 0 | 2 | 0 | 0 | -99.1 | -698.67 | 216.1064 | San Luis Rey-San Onofre 230 kV line constraint | San Luis Rey-San Onofre 230 kV line constraint | Silvergate-Old Town 230 kV constraint |  | 0 | 1 | 0 | 2 | 0 | 0 | -99.1 | -698.67 | 216.1064 | San Luis Rey-San Onofre 230 kV line constraint | San Luis Rey-San Onofre 230 kV line constraint | Silvergate-Old Town 230 kV constraint |  | 4 | 4 | NO | 4 | 1 | 1 | NO | 1
PG&E KERN | Sisquoc | 115 | 0 | 0 | 0 | 0 | 0 | 0 | 0 | 0 | 0 | 0 | 0 | 0 | 0 | 0 | 0 | 0 | 0 | 0 | 0 | 0 | 0 | 0 | 0 | 0 | 0 | 0 | 0 | 0 | 0 | 0 | 0 | 0 | 0 | 0 | 0 | 0 | 0 | 0 | 0 | 0 | 0 | 0 | 0 | 0 | 0 | 0 | 0 | 0 | 0 | 0 | 0 | 0 | 0 | 0 | 0 | 0 | 0 | 0 | 0 | 0 | 0 | 0 | 0 | 0 | 0 | 0 | 0 | 1 | 1 | 0 | 0 | 0 | 0 | 0 | 0 | 0 | 0 | 0 | 0 | 1 | 0 | 0 | 0 | 0 | 0 | 1 | 0 | 0 | 0 | 0 | 0 | 0 | 0 | 0 | 0 | 1 | 0 | 1 |  | 0 | 0 | 0 | 0 | 0 | 0 | 0 | 0 | 0 | 0 | 0 | 0 | 0 | 0 | 0 | 0 | 0 | 0 | 0 | 0 | 0 | 0 | 0 | 0 | 0 | 0 | 0 | 0 | 0 | 0 | 0 | 0 | 1 | 0 | 1 | 0 | 120.85 | -4911.332 | -3937.2282 | Cal Flat-Gates 230 kV line | Gates 500/230kV TB #11 | Gates 500/230kV TB #11 |  | 0 | 0 | 0 | 0 | 0 | 0 | 120.85 | 38.76 | 251.3788 | Cal Flat-Gates 230 kV line | Los Banos 500/230kV TB | Gates-Arco 230 kV Line |  | 5 | 1 | YES | 2 | 5 | 1 | YES | 2
EOP | Sloan Canyon | 230 | 0 | 0 | 0 | 0 | 0 | 0 | 0 | 0 | 0 | 0 | 0 | 0 | 0 | 0 | 0 | 0 | 0 | 0 | 0 | 0 | 0 | 0 | 0 | 1 | 1 | 0 | 0 | 0 | 0 | 0 | 0 | 0 | 0 | 0 | 0 | 0 | 0 | 0 | 0 | 0 | 0 | 0 | 0 | 0 | 0 | 0 | 0 | 0 | 0 | 0 | 0 | 0 | 0 | 0 | 0 | 0 | 0 | 0 | 0 | 0 | 0 | 0 | 0 | 0 | 0 | 0 | 0 | 0 | 0 | 0 | 0 | 0 | 0 | 0 | 0 | 0 | 0 | 0 | 0 | 0 | 0 | 0 | 0 | 0 | 0 | 0 | 0 | 0 | 0 | 0 | 0 | 0 | 0 | 0 | 0 | 0 | 0 | 1 |  | 0 | 0 | 0 | 0 | 0 | 0 | 0 | 0 | 0 | 0 | 0 | 0 | 0 | 0 | 0 | 0 | 0 | 0 | 0 | 0 | 0 | 0 | 0 | 0 | 0 | 0 | 0 | 0 | 0 | 0 | 1 | 1 | 1 | 0 | 0 | 1 | -4343.191 | -2038.908 | -1396.283 | Lugo - Victorville area constraint | Lugo - Victorville area constraint | Lugo - Victorville area constraint |  | 0 | 1 | 0 | 0 | 0 | 0 | -160.5 | 1398.25 | 3565.626 | Sloan Canyon - Eldorado 500 kV constraint | Sloan Canyon - Eldorado 500 kV constraint | Sloan Canyon - Eldorado 500 kV constraint |  | 5 | 3 | YES | 3 | 4 | 1 | YES | 2
EOP | Sloan Canyon | 500 | 0 | 0 | 0 | 0 | 0 | 0 | 0 | 0 | 0 | 0 | 0 | 0 | 0 | 0 | 0 | 0 | 0 | 0 | 0 | 0 | 0 | 0 | 0 | 1 | 1 | 0 | 0 | 0 | 0 | 0 | 0 | 0 | 0 | 0 | 0 | 0 | 0 | 0 | 0 | 0 | 0 | 0 | 0 | 0 | 0 | 0 | 0 | 0 | 0 | 0 | 0 | 0 | 0 | 0 | 0 | 0 | 0 | 0 | 0 | 0 | 0 | 0 | 0 | 0 | 0 | 0 | 0 | 0 | 0 | 0 | 0 | 0 | 0 | 0 | 0 | 0 | 0 | 0 | 0 | 0 | 0 | 0 | 0 | 0 | 0 | 0 | 0 | 0 | 0 | 0 | 0 | 0 | 0 | 0 | 0 | 0 | 0 | 1 |  | 0 | 0 | 0 | 0 | 0 | 0 | 0 | 0 | 0 | 0 | 0 | 0 | 0 | 0 | 0 | 0 | 0 | 0 | 0 | 0 | 0 | 0 | 0 | 0 | 0 | 0 | 0 | 0 | 0 | 0 | 1 | 1 | 1 | 0 | 0 | 1 | -4343.191 | -2038.908 | -1396.283 | Lugo - Victorville area constraint | Lugo - Victorville area constraint | Lugo - Victorville area constraint |  | 0 | 1 | 0 | 0 | 0 | 0 | -160.5 | 1398.25 | 3565.626 | Sloan Canyon - Eldorado 500 kV constraint | Sloan Canyon - Eldorado 500 kV constraint | Sloan Canyon - Eldorado 500 kV constraint |  | 5 | 3 | YES | 3 | 4 | 1 | YES | 2
PG&E KERN | Smyrna | 115 | 0 | 0 | 0 | 0 | 0 | 0 | 0 | 0 | 0 | 0 | 0 | 0 | 0 | 0 | 0 | 0 | 0 | 0 | 0 | 0 | 0 | 0 | 0 | 0 | 0 | 0 | 0 | 0 | 0 | 0 | 0 | 0 | 0 | 0 | 0 | 0 | 0 | 0 | 0 | 0 | 0 | 0 | 0 | 0 | 0 | 0 | 0 | 0 | 0 | 0 | 0 | 0 | 0 | 0 | 0 | 0 | 0 | 0 | 0 | 0 | 0 | 0 | 0 | 0 | 0 | 0 | 0 | 1 | 0 | 1 | 1 | 0 | 0 | 0 | 1 | 1 | 0 | 0 | 1 | 0 | 0 | 0 | 0 | 0 | 0 | 0 | 0 | 0 | 0 | 0 | 0 | 0 | 0 | 0 | 1 | 0 | 0 | 0 |  | 0 | 0 | 0 | 0 | 0 | 0 | 0 | 0 | 0 | 0 | 0 | 0 | 0 | 0 | 0 | 0 | 0 | 0 | 0 | 0 | 0 | 0 | 0 | 0 | 0 | 0 | 0 | 0 | 0 | 0 | 0 | 0 | 2 | 0 | 1 | 1 | 71.87 | -4040.202 | -3868.183 | Gates 500/230kV TB #12 | Gates 500/230kV TB #12 | Gates 500/230kV TB #12 |  | 0 | 0 | 0 | 0 | 0 | 0 | 120.85 | 192.6 | 130.03 | Cal Flat-Gates 230 kV line | Smyrna-Atwell Jct 115kV Line | Smyrna-Atwell Jct 115kV Line |  | 5 | 1 | YES | 2 | 5 | 1 | YES | 2
PG&E GBA | Sobrante | 115 | 0 | 0 | 0 | 0 | 0 | 0 | 0 | 0 | 0 | 0 | 0 | 0 | 0 | 0 | 0 | 0 | 0 | 0 | 0 | 0 | 0 | 0 | 0 | 0 | 0 | 0 | 0 | 0 | 0 | 0 | 0 | 0 | 0 | 0 | 0 | 0 | 0 | 0 | 0 | 1 | 0 | 0 | 0 | 0 | 0 | 0 | 0 | 0 | 0 | 1 | 0 | 0 | 1 | 1 | 1 | 1 | 0 | 0 | 1 | 1 | 0 | 1 | 0 | 0 | 0 | 1 | 0 | 0 | 0 | 0 | 0 | 0 | 0 | 0 | 0 | 0 | 0 | 0 | 0 | 0 | 0 | 0 | 0 | 0 | 0 | 0 | 0 | 0 | 0 | 0 | 0 | 0 | 0 | 0 | 0 | 0 | 0 | 2 |  | 0 | 0 | 0 | 0 | 0 | 0 | 0 | 0 | 0 | 0 | 0 | 0 | 0 | 0 | 0 | 0 | 0 | 0 | 0 | 0 | 0 | 0 | 0 | 0 | 0 | 0 | 0 | 0 | 0 | 0 | 2 | 0 | 1 | 0 | 0 | 0 | -1437.69 | -961.1112 | 977.7909 | Collinsville-Tesla 500 kV Line | Collinsville-Tesla 500 kV Line | Collinsville-Tesla 500 kV Line |  | 0 | 0 | 0 | 0 | 0 | 0 | 484.61 | 776.7038 | 977.7909 | Contra Costa- Windmaster 230 kV line | Contra Costa- Windmaster 230 kV line | Collinsville-Tesla 500 kV Line |  | 5 | 1 | YES | 2 | 1 | 1 | NO | 1
PG&E GBA | Sobrante | 230 | 0 | 0 | 0 | 0 | 0 | 0 | 0 | 0 | 0 | 0 | 0 | 0 | 0 | 0 | 0 | 0 | 0 | 0 | 0 | 0 | 0 | 0 | 0 | 0 | 0 | 0 | 0 | 0 | 0 | 0 | 0 | 0 | 0 | 0 | 0 | 0 | 0 | 0 | 0 | 1 | 0 | 0 | 0 | 0 | 0 | 0 | 0 | 0 | 0 | 1 | 0 | 0 | 1 | 1 | 1 | 1 | 0 | 0 | 1 | 1 | 0 | 0 | 0 | 0 | 0 | 1 | 0 | 0 | 0 | 0 | 0 | 0 | 0 | 0 | 0 | 0 | 0 | 0 | 0 | 0 | 0 | 0 | 0 | 0 | 0 | 0 | 0 | 0 | 0 | 0 | 0 | 0 | 0 | 0 | 0 | 0 | 0 | 2 |  | 0 | 0 | 0 | 0 | 0 | 0 | 0 | 0 | 0 | 0 | 0 | 0 | 0 | 0 | 0 | 0 | 0 | 0 | 0 | 0 | 0 | 0 | 0 | 0 | 0 | 0 | 0 | 0 | 0 | 0 | 2 | 0 | 1 | 0 | 0 | 0 | -1437.69 | -961.1112 | 977.7909 | Collinsville-Tesla 500 kV Line | Collinsville-Tesla 500 kV Line | Collinsville-Tesla 500 kV Line |  | 0 | 0 | 0 | 0 | 0 | 0 | 484.61 | 776.7038 | 977.7909 | Contra Costa- Windmaster 230 kV line | Contra Costa- Windmaster 230 kV line | Collinsville-Tesla 500 kV Line |  | 5 | 1 | YES | 2 | 1 | 1 | NO | 1
PG&E KERN | Solar | 230 | 0 | 0 | 0 | 0 | 0 | 0 | 0 | 0 | 0 | 0 | 0 | 0 | 0 | 0 | 0 | 0 | 0 | 0 | 0 | 0 | 0 | 0 | 0 | 0 | 0 | 0 | 0 | 0 | 0 | 0 | 0 | 0 | 0 | 0 | 0 | 0 | 0 | 0 | 0 | 0 | 0 | 0 | 0 | 0 | 0 | 0 | 0 | 0 | 0 | 0 | 0 | 0 | 0 | 0 | 0 | 0 | 0 | 0 | 0 | 0 | 0 | 0 | 0 | 0 | 0 | 0 | 0 | 1 | 0 | 0 | 0 | 0 | 0 | 0 | 0 | 0 | 0 | 0 | 1 | 1 | 0 | 0 | 0 | 0 | 0 | 0 | 0 | 0 | 0 | 0 | 0 | 0 | 0 | 0 | 1 | 1 | 0 | 0 |  | 0 | 0 | 0 | 0 | 0 | 0 | 0 | 0 | 0 | 0 | 0 | 0 | 0 | 0 | 0 | 0 | 0 | 0 | 0 | 0 | 0 | 0 | 0 | 0 | 0 | 0 | 0 | 0 | 0 | 0 | 0 | 0 | 3 | 0 | 2 | 1 | 71.87 | -4911.332 | -3937.2282 | Gates 500/230kV TB #12 | Gates 500/230kV TB #11 | Gates 500/230kV TB #11 |  | 0 | 0 | 0 | 0 | 0 | 0 | 120.85 | 383.59 | 631.7684 | Cal Flat-Gates 230 kV line | Cal Flat-Gates 230 kV line | Mustang-Henrietta 230 kV line |  | 5 | 1 | YES | 2 | 5 | 1 | YES | 2
PG&E GBA | Soledad | 115 | 0 | 0 | 0 | 0 | 0 | 0 | 0 | 0 | 0 | 0 | 0 | 0 | 0 | 0 | 0 | 0 | 0 | 0 | 0 | 0 | 0 | 0 | 0 | 0 | 0 | 0 | 0 | 0 | 0 | 0 | 0 | 0 | 0 | 0 | 0 | 0 | 0 | 0 | 0 | 0 | 0 | 0 | 0 | 0 | 0 | 0 | 0 | 0 | 0 | 0 | 0 | 0 | 0 | 0 | 0 | 0 | 0 | 0 | 0 | 0 | 0 | 0 | 0 | 0 | 1 | 0 | 0 | 0 | 0 | 0 | 0 | 0 | 0 | 0 | 0 | 0 | 0 | 0 | 0 | 0 | 0 | 0 | 0 | 0 | 0 | 0 | 0 | 0 | 0 | 0 | 0 | 0 | 0 | 0 | 0 | 0 | 1 | 0 |  | 0 | 0 | 0 | 0 | 0 | 0 | 0 | 0 | 0 | 0 | 0 | 0 | 0 | 0 | 0 | 0 | 0 | 150 | 0 | 0 | 0 | 0 | 0 | 0 | 0 | 0 | 0 | 0 | 0 | 1 | 0 | 0 | 0 | 0 | 0 | 1 | 80 | 133 | -22.5 | Morganhill-Metcalf 115kV Line | Morganhill-Metcalf 115kV Line | Morganhill-Metcalf 115kV Line |  | 0 | 0 | 0 | 0 | 0 | 1 | 80 | 133 | -22.5 | Morganhill-Metcalf 115kV Line | Morganhill-Metcalf 115kV Line | Morganhill-Metcalf 115kV Line |  | 1 | 1 | NO | 1 | 3 | 3 | NO | 3
PG&E GBA | Soledad | 60 | 0 | 0 | 0 | 0 | 0 | 0 | 0 | 0 | 0 | 0 | 0 | 0 | 0 | 0 | 0 | 0 | 0 | 0 | 0 | 0 | 0 | 0 | 0 | 0 | 0 | 0 | 0 | 0 | 0 | 0 | 0 | 0 | 0 | 0 | 0 | 0 | 0 | 0 | 0 | 0 | 0 | 0 | 0 | 0 | 0 | 0 | 0 | 0 | 0 | 0 | 0 | 0 | 0 | 0 | 0 | 1 | 0 | 0 | 0 | 1 | 0 | 0 | 0 | 0 | 1 | 0 | 0 | 0 | 0 | 0 | 0 | 0 | 0 | 0 | 0 | 0 | 0 | 0 | 0 | 0 | 0 | 0 | 0 | 0 | 0 | 0 | 0 | 0 | 0 | 0 | 0 | 0 | 0 | 0 | 0 | 0 | 1 | 0 |  | 0 | 0 | 0 | 0 | 0 | 0 | 0 | 0 | 0 | 0 | 0 | 0 | 0 | 0 | 0 | 0 | 0 | 0 | 0 | 0 | 0 | 0 | 0 | 0 | 0 | 0 | 0 | 0 | 0 | 0 | 0 | 0 | 0 | 0 | 0 | 1 | 80 | 133 | -22.5 | Morganhill-Metcalf 115kV Line | Morganhill-Metcalf 115kV Line | Morganhill-Metcalf 115kV Line |  | 0 | 0 | 0 | 0 | 0 | 1 | 80 | 133 | -22.5 | Morganhill-Metcalf 115kV Line | Morganhill-Metcalf 115kV Line | Morganhill-Metcalf 115kV Line |  | 1 | 1 | NO | 1 | 3 | 3 | NO | 3
SDGE | Spring Valley | 69 | 0 | 0 | 0 | 0 | 0 | 0 | 0 | 0 | 0 | 0 | 0 | 0 | 0 | 0 | 0 | 0 | 0 | 0 | 0 | 0 | 0 | 0 | 0 | 0 | 0 | 0 | 0 | 1 | 0 | 0 | 1 | 0 | 1 | 0 | 0 | 0 | 1 | 0 | 0 | 0 | 0 | 0 | 0 | 0 | 0 | 0 | 0 | 0 | 0 | 0 | 0 | 0 | 0 | 0 | 0 | 0 | 0 | 0 | 0 | 0 | 0 | 0 | 0 | 0 | 0 | 0 | 0 | 0 | 0 | 0 | 0 | 0 | 0 | 0 | 0 | 0 | 0 | 0 | 0 | 0 | 0 | 0 | 0 | 0 | 0 | 0 | 0 | 0 | 0 | 0 | 0 | 0 | 0 | 0 | 0 | 0 | 0 | 3 |  | 0 | 0 | 0 | 0 | 0 | 0 | 0 | 0 | 0 | 0 | 0 | 0 | 0 | 0 | 0 | 0 | 0 | 0 | 0 | 0 | 0 | 0 | 0 | 0 | 0 | 0 | 0 | 0 | 0 | 0 | 0 | 1 | 0 | 2 | 0 | 0 | -99.1 | -698.67 | 216.1064 | San Luis Rey-San Onofre 230 kV line constraint | San Luis Rey-San Onofre 230 kV line constraint | Silvergate-Old Town 230 kV constraint |  | 0 | 1 | 0 | 2 | 0 | 0 | -99.1 | -698.67 | 216.1064 | San Luis Rey-San Onofre 230 kV line constraint | San Luis Rey-San Onofre 230 kV line constraint | Silvergate-Old Town 230 kV constraint |  | 4 | 4 | NO | 4 | 1 | 1 | NO | 1
SCE Northern | Springville | 230 | 1 | 0 | 1 | 0 | 0 | 1 | 1 | 0 | 0 | 0 | 0 | 0 | 0 | 0 | 0 | 0 | 0 | 0 | 0 | 0 | 0 | 0 | 0 | 0 | 0 | 0 | 0 | 0 | 0 | 0 | 0 | 0 | 0 | 0 | 0 | 0 | 0 | 0 | 0 | 0 | 0 | 0 | 0 | 0 | 0 | 0 | 0 | 0 | 0 | 0 | 0 | 0 | 0 | 0 | 0 | 0 | 0 | 0 | 0 | 0 | 0 | 0 | 0 | 0 | 0 | 0 | 0 | 0 | 0 | 0 | 0 | 0 | 0 | 0 | 0 | 0 | 0 | 0 | 0 | 0 | 0 | 0 | 0 | 0 | 0 | 0 | 0 | 0 | 0 | 0 | 0 | 0 | 0 | 0 | 0 | 0 | 0 | 0 |  | 0 | 0 | 0 | 0 | 0 | 0 | 0 | 0 | 0 | 0 | 0 | 0 | 0 | 0 | 0 | 0 | 0 | 0 | 0 | 0 | 0 | 0 | 0 | 3 | 0 | 0 | 225 | 0 | 0 | 1 | 1 | 0 | 1 | 0 | 0 | 0 | -568.88 | -811.38 | 1470.64 | Antelope-Vincent Constraint | Antelope-Vincent Constraint | North of Magunden Constraint |  | 1 | 0 | 1 | 0 | 0 | 0 | -568.88 | -811.38 | 1470.64 | Antelope-Vincent Constraint | Antelope-Vincent Constraint | North of Magunden Constraint |  | 5 | 5 | NO | 5 | 1 | 1 | NO | 1
PG&E GBA | Stagg | 230 | 0 | 0 | 0 | 0 | 0 | 0 | 0 | 0 | 0 | 0 | 0 | 0 | 0 | 0 | 0 | 0 | 0 | 0 | 0 | 0 | 0 | 0 | 0 | 0 | 0 | 0 | 0 | 0 | 0 | 0 | 0 | 0 | 0 | 0 | 0 | 0 | 0 | 0 | 0 | 1 | 0 | 0 | 0 | 0 | 0 | 1 | 0 | 0 | 0 | 0 | 0 | 0 | 0 | 0 | 0 | 0 | 0 | 0 | 0 | 1 | 1 | 0 | 0 | 0 | 0 | 1 | 0 | 0 | 0 | 0 | 0 | 0 | 0 | 0 | 0 | 0 | 0 | 0 | 0 | 0 | 0 | 0 | 0 | 0 | 0 | 0 | 0 | 0 | 0 | 0 | 0 | 0 | 0 | 0 | 0 | 0 | 0 | 0 |  | 0 | 0 | 0 | 0 | 0 | 0 | 0 | 0 | 0 | 0 | 0 | 0 | 0 | 0 | 0 | 0 | 0 | 0 | 0 | 0 | 0 | 0 | 0 | 0 | 0 | 0 | 0 | 0 | 0 | 0 | 2 | 0 | 2 | 0 | 0 | 0 | -1437.69 | -961.1112 | 868.6798 | Collinsville-Tesla 500 kV Line | Collinsville-Tesla 500 kV Line | Bellota-Weber 230kV line |  | 0 | 0 | 0 | 0 | 0 | 0 | 265.5 | 247.81 | 868.6798 | Bellota-Weber 230kV line | Bellota-Weber 230kV line | Bellota-Weber 230kV line |  | 5 | 1 | YES | 2 | 1 | 1 | NO | 1
PG&E GBA | Standard Oil | 115 | 0 | 0 | 0 | 0 | 0 | 0 | 0 | 0 | 0 | 0 | 0 | 0 | 0 | 0 | 0 | 0 | 0 | 0 | 0 | 0 | 0 | 0 | 0 | 0 | 0 | 0 | 0 | 0 | 0 | 0 | 0 | 0 | 0 | 0 | 0 | 0 | 0 | 0 | 0 | 1 | 0 | 0 | 0 | 0 | 0 | 0 | 0 | 0 | 0 | 1 | 0 | 0 | 1 | 1 | 1 | 1 | 0 | 0 | 1 | 1 | 0 | 1 | 0 | 0 | 0 | 1 | 0 | 0 | 0 | 0 | 0 | 0 | 0 | 0 | 0 | 0 | 0 | 0 | 0 | 0 | 0 | 0 | 0 | 0 | 0 | 0 | 0 | 0 | 0 | 0 | 0 | 0 | 0 | 0 | 0 | 0 | 0 | 2 |  | 0 | 0 | 0 | 0 | 0 | 0 | 0 | 0 | 0 | 0 | 0 | 0 | 0 | 0 | 0 | 0 | 0 | 0 | 0 | 0 | 0 | 0 | 0 | 0 | 0 | 0 | 0 | 0 | 0 | 0 | 2 | 0 | 1 | 0 | 0 | 0 | -1437.69 | -961.1112 | 977.7909 | Collinsville-Tesla 500 kV Line | Collinsville-Tesla 500 kV Line | Collinsville-Tesla 500 kV Line |  | 0 | 0 | 0 | 0 | 0 | 0 | 484.61 | 776.7038 | 977.7909 | Contra Costa- Windmaster 230 kV line | Contra Costa- Windmaster 230 kV line | Collinsville-Tesla 500 kV Line |  | 5 | 1 | YES | 2 | 1 | 1 | NO | 1
PG&E GBA | Stanislaus | 115 | 0 | 0 | 0 | 0 | 0 | 0 | 0 | 0 | 0 | 0 | 0 | 0 | 0 | 0 | 0 | 0 | 0 | 0 | 0 | 0 | 0 | 0 | 0 | 0 | 0 | 0 | 0 | 0 | 0 | 0 | 0 | 0 | 0 | 0 | 0 | 0 | 0 | 0 | 0 | 0 | 0 | 0 | 0 | 0 | 0 | 1 | 0 | 0 | 0 | 0 | 0 | 0 | 0 | 0 | 0 | 1 | 0 | 1 | 0 | 1 | 0 | 0 | 0 | 0 | 0 | 1 | 0 | 0 | 0 | 0 | 0 | 0 | 0 | 0 | 0 | 0 | 0 | 0 | 0 | 0 | 0 | 0 | 0 | 0 | 0 | 0 | 0 | 0 | 0 | 0 | 0 | 0 | 0 | 0 | 0 | 0 | 0 | 0 |  | 0 | 0 | 0 | 0 | 0 | 0 | 0 | 0 | 0 | 0 | 0 | 0 | 0 | 0 | 0 | 0 | 0 | 0 | 0 | 0 | 0 | 0 | 0 | 0 | 0 | 0 | 0 | 0 | 0 | 0 | 2 | 0 | 1 | 0 | 0 | 0 | -194.5 | -212.19 | 543.909 | Bellota-Weber 230kV line | Bellota-Weber 230kV line | Kasson Jct-Heinz 115 kV line |  | 1 | 0 | 0 | 0 | 0 | 0 | -52.2 | 5.59 | 543.909 | Kasson Jct-Heinz 115 kV line | Kasson Jct-Heinz 115 kV line | Kasson Jct-Heinz 115 kV line |  | 5 | 5 | NO | 5 | 1 | 1 | NO | 1
PG&E KERN | Stockdale | 115 | 0 | 0 | 0 | 0 | 0 | 0 | 0 | 0 | 0 | 0 | 0 | 0 | 0 | 0 | 0 | 0 | 0 | 0 | 0 | 0 | 0 | 0 | 0 | 0 | 0 | 0 | 0 | 0 | 0 | 0 | 0 | 0 | 0 | 0 | 0 | 0 | 0 | 0 | 0 | 0 | 0 | 0 | 0 | 0 | 0 | 0 | 0 | 0 | 0 | 0 | 0 | 0 | 0 | 0 | 0 | 0 | 0 | 0 | 0 | 0 | 0 | 0 | 0 | 0 | 0 | 0 | 0 | 1 | 1 | 0 | 0 | 0 | 0 | 1 | 0 | 0 | 0 | 0 | 0 | 1 | 0 | 0 | 0 | 0 | 0 | 0 | 0 | 0 | 0 | 0 | 0 | 0 | 0 | 0 | 0 | 0 | 0 | 0 |  | 0 | 0 | 0 | 0 | 0 | 0 | 0 | 0 | 0 | 0 | 0 | 0 | 0 | 0 | 0 | 0 | 0 | 0 | 0 | 0 | 0 | 0 | 0 | 0 | 0 | 0 | 0 | 0 | 0 | 0 | 0 | 0 | 1 | 0 | 1 | 0 | 120.85 | -4911.332 | -3937.2282 | Cal Flat-Gates 230 kV line | Gates 500/230kV TB #11 | Gates 500/230kV TB #11 |  | 0 | 0 | 0 | 0 | 0 | 0 | 120.85 | 113.8 | 5.352 | Cal Flat-Gates 230 kV line | Kern-Tevis-Stockdale-Lamont 115kV line | Kern-Tevis-Stockdale-Lamont 115kV line |  | 5 | 1 | YES | 2 | 5 | 1 | YES | 2
PG&E KERN | Stockdale | 230 | 0 | 0 | 0 | 0 | 0 | 0 | 0 | 0 | 0 | 0 | 0 | 0 | 0 | 0 | 0 | 0 | 0 | 0 | 0 | 0 | 0 | 0 | 0 | 0 | 0 | 0 | 0 | 0 | 0 | 0 | 0 | 0 | 0 | 0 | 0 | 0 | 0 | 0 | 0 | 0 | 0 | 0 | 0 | 0 | 0 | 0 | 0 | 0 | 0 | 0 | 0 | 0 | 0 | 0 | 0 | 0 | 0 | 0 | 0 | 0 | 0 | 0 | 0 | 0 | 0 | 0 | 0 | 1 | 1 | 0 | 0 | 0 | 0 | 0 | 0 | 0 | 0 | 0 | 0 | 1 | 0 | 0 | 0 | 0 | 0 | 0 | 0 | 0 | 0 | 0 | 0 | 0 | 0 | 0 | 0 | 0 | 0 | 0 |  | 0 | 0 | 0 | 0 | 0 | 0 | 0 | 0 | 0 | 0 | 0 | 0 | 0 | 0 | 0 | 0 | 0 | 0 | 0 | 0 | 0 | 0 | 0 | 0 | 12 | 0 | 0 | 0 | 0 | 1 | 0 | 0 | 1 | 0 | 1 | 0 | 120.85 | -4911.332 | -3937.2282 | Cal Flat-Gates 230 kV line | Gates 500/230kV TB #11 | Gates 500/230kV TB #11 |  | 0 | 0 | 0 | 0 | 0 | 0 | 120.85 | 383.59 | 251.3788 | Cal Flat-Gates 230 kV line | Cal Flat-Gates 230 kV line | Gates-Arco 230 kV Line |  | 5 | 1 | YES | 2 | 5 | 1 | YES | 2
PG&E GBA | Stockton A | 115 | 0 | 0 | 0 | 0 | 0 | 0 | 0 | 0 | 0 | 0 | 0 | 0 | 0 | 0 | 0 | 0 | 0 | 0 | 0 | 0 | 0 | 0 | 0 | 0 | 0 | 0 | 0 | 0 | 0 | 0 | 0 | 0 | 0 | 0 | 0 | 0 | 0 | 0 | 0 | 0 | 0 | 0 | 0 | 0 | 0 | 1 | 0 | 0 | 0 | 0 | 0 | 0 | 0 | 0 | 0 | 0 | 0 | 0 | 0 | 1 | 1 | 0 | 0 | 0 | 0 | 0 | 0 | 0 | 0 | 0 | 0 | 0 | 0 | 0 | 0 | 0 | 0 | 0 | 0 | 0 | 0 | 0 | 0 | 0 | 0 | 1 | 0 | 0 | 0 | 0 | 0 | 0 | 0 | 0 | 0 | 0 | 0 | 1 |  | 0 | 0 | 0 | 0 | 0 | 0 | 0 | 0 | 0 | 0 | 0 | 0 | 0 | 0 | 0 | 0 | 0 | 0 | 0 | 0 | 0 | 0 | 0 | 0 | 0 | 0 | 0 | 0 | 0 | 0 | 1 | 0 | 1 | 0 | 0 | 0 | -194.5 | -212.19 | 868.6798 | Bellota-Weber 230kV line | Bellota-Weber 230kV line | Bellota-Weber 230kV line |  | 0 | 0 | 0 | 0 | 0 | 0 | 265.5 | 38.76 | 868.6798 | Bellota-Weber 230kV line | Los Banos 500/230kV TB | Bellota-Weber 230kV line |  | 5 | 1 | YES | 2 | 1 | 1 | NO | 1
PG&E GBA | Stone | 115 | 0 | 0 | 0 | 0 | 0 | 0 | 0 | 0 | 0 | 0 | 0 | 0 | 0 | 0 | 0 | 0 | 0 | 0 | 0 | 0 | 0 | 0 | 0 | 0 | 0 | 0 | 0 | 0 | 0 | 0 | 0 | 0 | 0 | 0 | 0 | 0 | 0 | 0 | 0 | 0 | 0 | 0 | 0 | 0 | 0 | 0 | 0 | 0 | 0 | 0 | 0 | 0 | 0 | 0 | 0 | 0 | 0 | 0 | 0 | 1 | 0 | 0 | 0 | 0 | 0 | 0 | 0 | 0 | 0 | 0 | 0 | 0 | 0 | 0 | 0 | 0 | 0 | 0 | 0 | 0 | 0 | 0 | 0 | 0 | 0 | 0 | 0 | 0 | 0 | 0 | 0 | 0 | 0 | 0 | 0 | 0 | 1 | 0 |  | 0 | 0 | 0 | 0 | 0 | 0 | 0 | 0 | 0 | 0 | 0 | 0 | 0 | 0 | 0 | 0 | 0 | 0 | 0 | 0 | 0 | 0 | 0 | 0 | 0 | 0 | 0 | 0 | 0 | 0 | 0 | 0 | 0 | 0 | 0 | 0 | 631 | 135.75 | 1471.1652 | NEW-Metcalf-Mosslanding 500kV | NEW-Metcalf-Mosslanding 500kV | Tesla-Bellota 230 kV line |  | 0 | 0 | 0 | 0 | 0 | 0 | 631 | 135.75 | 1471.1652 | NEW-Metcalf-Mosslanding 500kV | NEW-Metcalf-Mosslanding 500kV | Tesla-Bellota 230 kV line |  | 1 | 1 | NO | 1 | 1 | 1 | NO | 1
PG&E FRESNO | Storey | 230 | 0 | 0 | 0 | 0 | 0 | 0 | 0 | 0 | 0 | 0 | 0 | 0 | 0 | 0 | 0 | 0 | 0 | 0 | 0 | 0 | 0 | 0 | 0 | 0 | 0 | 0 | 0 | 0 | 0 | 0 | 0 | 0 | 0 | 0 | 0 | 0 | 0 | 0 | 0 | 0 | 0 | 0 | 0 | 0 | 0 | 1 | 0 | 0 | 0 | 0 | 0 | 0 | 0 | 0 | 0 | 0 | 0 | 0 | 0 | 0 | 0 | 0 | 0 | 0 | 0 | 0 | 0 | 0 | 0 | 0 | 0 | 0 | 0 | 0 | 0 | 0 | 0 | 0 | 1 | 1 | 0 | 1 | 1 | 1 | 1 | 1 | 0 | 1 | 1 | 1 | 0 | 0 | 1 | 0 | 1 | 0 | 0 | 2 |  | 0 | 0 | 0 | 0 | 0 | 0 | 0 | 0 | 0 | 0 | 0 | 0 | 0 | 0 | 0 | 0 | 0 | 0 | 0 | 0 | 0 | 0 | 0 | 0 | 0 | 0 | 0 | 0 | 0 | 0 | 3 | 0 | 6 | 0 | 3 | 1 | -516.8 | -4911.332 | -3937.2282 | Borden-Storey #1 230kV line | Gates 500/230kV TB #11 | Gates 500/230kV TB #11 |  | 0 | 0 | 0 | 0 | 0 | 0 | 265.5 | 38.76 | 126.1276 | Bellota-Weber 230kV line | Los Banos 500/230kV TB | Oro Loma-El Nido 115kV Line |  | 5 | 1 | YES | 2 | 5 | 1 | YES | 2
PG&E NGBA | Summit | 115 | 0 | 0 | 0 | 0 | 0 | 0 | 0 | 0 | 0 | 0 | 0 | 0 | 0 | 0 | 0 | 0 | 0 | 0 | 0 | 0 | 0 | 0 | 0 | 0 | 0 | 0 | 0 | 0 | 0 | 0 | 0 | 0 | 0 | 0 | 0 | 0 | 0 | 0 | 0 | 1 | 1 | 0 | 1 | 0 | 0 | 1 | 1 | 1 | 0 | 0 | 0 | 0 | 0 | 0 | 0 | 0 | 0 | 0 | 0 | 1 | 1 | 0 | 0 | 0 | 0 | 0 | 0 | 0 | 0 | 0 | 0 | 0 | 0 | 0 | 0 | 0 | 0 | 0 | 0 | 0 | 0 | 0 | 0 | 0 | 0 | 0 | 0 | 0 | 0 | 0 | 0 | 0 | 0 | 0 | 0 | 0 | 0 | 0 |  | 0 | 0 | 0 | 0 | 0 | 0 | 0 | 0 | 0 | 0 | 0 | 0 | 0 | 0 | 0 | 10 | 0 | 220 | 0 | 0 | 0 | 0 | 0 | 0 | 0 | 0 | 0 | 0 | 0 | 1 | 3 | 0 | 2 | 0 | 0 | 1 | -1437.69 | -961.1112 | -75.76 | Collinsville-Tesla 500 kV Line | Collinsville-Tesla 500 kV Line | Woodland- Davis 115kV line |  | 1 | 0 | 0 | 0 | 0 | 1 | -29.55 | 38.65 | -75.76 | Woodland- Davis 115kV line | Woodland- Davis 115kV line | Woodland- Davis 115kV line |  | 5 | 5 | NO | 5 | 3 | 3 | NO | 3
SDGE | Suncrest | 230 | 0 | 0 | 0 | 0 | 0 | 0 | 0 | 0 | 0 | 0 | 0 | 0 | 0 | 0 | 0 | 0 | 0 | 0 | 0 | 0 | 0 | 0 | 0 | 0 | 0 | 0 | 0 | 0 | 0 | 0 | 1 | 0 | 1 | 0 | 0 | 1 | 0 | 0 | 0 | 0 | 0 | 0 | 0 | 0 | 0 | 0 | 0 | 0 | 0 | 0 | 0 | 0 | 0 | 0 | 0 | 0 | 0 | 0 | 0 | 0 | 0 | 0 | 0 | 0 | 0 | 0 | 0 | 0 | 0 | 0 | 0 | 0 | 0 | 0 | 0 | 0 | 0 | 0 | 0 | 0 | 0 | 0 | 0 | 0 | 0 | 0 | 0 | 0 | 0 | 0 | 0 | 0 | 0 | 0 | 0 | 0 | 0 | 3 |  | 0 | 0 | 0 | 0 | 0 | 0 | 0 | 0 | 0 | 0 | 0 | 0 | 0 | 0 | 0 | 0 | 0 | 0 | 0 | 0 | 0 | 0 | 0 | 0 | 0 | 0 | 0 | 0 | 0 | 0 | 0 | 1 | 0 | 1 | 0 | 0 | -99.1 | -698.67 | 1394.7114 | San Luis Rey-San Onofre 230 kV line constraint | San Luis Rey-San Onofre 230 kV line constraint | San Luis Rey-San Onofre 230 kV line constraint |  | 0 | 1 | 0 | 1 | 0 | 0 | -99.1 | -698.67 | 1394.7114 | San Luis Rey-San Onofre 230 kV line constraint | San Luis Rey-San Onofre 230 kV line constraint | San Luis Rey-San Onofre 230 kV line constraint |  | 4 | 4 | NO | 4 | 1 | 1 | NO | 1
SDGE | Suncrest | 500 | 0 | 0 | 0 | 0 | 0 | 0 | 0 | 0 | 0 | 0 | 0 | 0 | 0 | 0 | 0 | 0 | 0 | 0 | 0 | 0 | 0 | 0 | 0 | 0 | 0 | 0 | 0 | 0 | 0 | 0 | 1 | 0 | 1 | 0 | 0 | 1 | 0 | 0 | 0 | 0 | 0 | 0 | 0 | 0 | 0 | 0 | 0 | 0 | 0 | 0 | 0 | 0 | 0 | 0 | 0 | 0 | 0 | 0 | 0 | 0 | 0 | 0 | 0 | 0 | 0 | 0 | 0 | 0 | 0 | 0 | 0 | 0 | 0 | 0 | 0 | 0 | 0 | 0 | 0 | 0 | 0 | 0 | 0 | 0 | 0 | 0 | 0 | 0 | 0 | 0 | 0 | 0 | 0 | 0 | 0 | 0 | 0 | 3 |  | 0 | 0 | 0 | 0 | 0 | 0 | 0 | 0 | 0 | 0 | 0 | 0 | 0 | 0 | 0 | 0 | 0 | 0 | 0 | 0 | 0 | 0 | 0 | 0 | 0 | 0 | 0 | 0 | 0 | 0 | 0 | 1 | 0 | 1 | 0 | 0 | -99.1 | -698.67 | 1394.7114 | San Luis Rey-San Onofre 230 kV line constraint | San Luis Rey-San Onofre 230 kV line constraint | San Luis Rey-San Onofre 230 kV line constraint |  | 0 | 1 | 0 | 1 | 0 | 0 | -99.1 | -698.67 | 1394.7114 | San Luis Rey-San Onofre 230 kV line constraint | San Luis Rey-San Onofre 230 kV line constraint | San Luis Rey-San Onofre 230 kV line constraint |  | 4 | 4 | NO | 4 | 1 | 1 | NO | 1
PG&E KERN | Sunrise | 230 | 0 | 0 | 0 | 0 | 0 | 0 | 0 | 0 | 0 | 0 | 0 | 0 | 0 | 0 | 0 | 0 | 0 | 0 | 0 | 0 | 0 | 0 | 0 | 0 | 0 | 0 | 0 | 0 | 0 | 0 | 0 | 0 | 0 | 0 | 0 | 0 | 0 | 0 | 0 | 0 | 0 | 0 | 0 | 0 | 0 | 0 | 0 | 0 | 0 | 0 | 0 | 0 | 0 | 0 | 0 | 0 | 0 | 0 | 0 | 0 | 0 | 0 | 0 | 0 | 0 | 0 | 0 | 1 | 1 | 0 | 0 | 0 | 0 | 0 | 1 | 0 | 0 | 0 | 1 | 0 | 0 | 0 | 0 | 0 | 0 | 0 | 0 | 0 | 0 | 0 | 0 | 0 | 0 | 0 | 1 | 0 | 0 | 0 |  | 0 | 0 | 0 | 0 | 0 | 0 | 0 | 0 | 0 | 0 | 0 | 0 | 0 | 0 | 0 | 0 | 0 | 0 | 0 | 0 | 0 | 0 | 0 | 0 | 0 | 0 | 0 | 0 | 0 | 0 | 0 | 0 | 2 | 0 | 1 | 1 | 71.87 | -4040.202 | -3868.183 | Gates 500/230kV TB #12 | Gates 500/230kV TB #12 | Gates 500/230kV TB #12 |  | 0 | 0 | 0 | 0 | 0 | 0 | 120.85 | 383.59 | 251.3788 | Cal Flat-Gates 230 kV line | Cal Flat-Gates 230 kV line | Gates-Arco 230 kV Line |  | 5 | 1 | YES | 2 | 5 | 1 | YES | 2
PG&E KERN | Sunset | 230 | 0 | 0 | 0 | 0 | 0 | 0 | 0 | 0 | 0 | 0 | 0 | 0 | 0 | 0 | 0 | 0 | 0 | 0 | 0 | 0 | 0 | 0 | 0 | 0 | 0 | 0 | 0 | 0 | 0 | 0 | 0 | 0 | 0 | 0 | 0 | 0 | 0 | 0 | 0 | 0 | 0 | 0 | 0 | 0 | 0 | 0 | 0 | 0 | 0 | 0 | 0 | 0 | 0 | 0 | 0 | 0 | 0 | 0 | 0 | 0 | 0 | 0 | 0 | 0 | 0 | 0 | 0 | 1 | 1 | 0 | 1 | 0 | 0 | 0 | 1 | 0 | 0 | 0 | 1 | 0 | 0 | 0 | 0 | 0 | 0 | 0 | 0 | 0 | 0 | 0 | 0 | 0 | 0 | 0 | 1 | 0 | 0 | 0 |  | 0 | 0 | 0 | 0 | 0 | 0 | 0 | 0 | 0 | 0 | 0 | 0 | 0 | 0 | 0 | 0 | 0 | 0 | 0 | 0 | 0 | 0 | 0 | 0 | 0 | 0 | 0 | 0 | 0 | 0 | 0 | 0 | 2 | 0 | 1 | 1 | 71.87 | -4040.202 | -3868.183 | Gates 500/230kV TB #12 | Gates 500/230kV TB #12 | Gates 500/230kV TB #12 |  | 0 | 0 | 0 | 0 | 0 | 0 | 120.85 | 383.59 | 251.3788 | Cal Flat-Gates 230 kV line | Cal Flat-Gates 230 kV line | Gates-Arco 230 kV Line |  | 5 | 1 | YES | 2 | 5 | 1 | YES | 2
PG&E GBA | Swift | 115 | 0 | 0 | 0 | 0 | 0 | 0 | 0 | 0 | 0 | 0 | 0 | 0 | 0 | 0 | 0 | 0 | 0 | 0 | 0 | 0 | 0 | 0 | 0 | 0 | 0 | 0 | 0 | 0 | 0 | 0 | 0 | 0 | 0 | 0 | 0 | 0 | 0 | 0 | 0 | 0 | 0 | 0 | 0 | 0 | 0 | 0 | 0 | 0 | 0 | 0 | 0 | 0 | 0 | 0 | 0 | 1 | 0 | 0 | 0 | 1 | 0 | 0 | 0 | 0 | 0 | 0 | 0 | 0 | 0 | 0 | 0 | 0 | 0 | 0 | 0 | 0 | 0 | 0 | 0 | 0 | 0 | 0 | 0 | 0 | 0 | 0 | 0 | 0 | 0 | 0 | 0 | 0 | 0 | 0 | 0 | 0 | 0 | 0 |  | 0 | 0 | 0 | 0 | 0 | 0 | 0 | 0 | 0 | 0 | 0 | 0 | 0 | 0 | 0 | 34 | 0 | 0 | 0 | 0 | 0 | 0 | 0 | 0 | 0 | 0 | 0 | 0 | 0 | 1 | 0 | 0 | 0 | 0 | 0 | 0 | 1249.96 | 838.4538 | 1471.1652 | Tesla-Bellota 230 kV line | Tesla-Bellota 230 kV line | Tesla-Bellota 230 kV line |  | 0 | 0 | 0 | 0 | 0 | 0 | 1549.96 | 1138.4538 | 1471.1652 | Tesla-Bellota 230 kV line | Tesla-Bellota 230 kV line | Tesla-Bellota 230 kV line |  | 1 | 1 | NO | 1 | 1 | 1 | NO | 1
SDGE | Sycamore Canyon | 138 | 0 | 0 | 0 | 0 | 0 | 0 | 0 | 0 | 0 | 0 | 0 | 0 | 0 | 0 | 0 | 0 | 0 | 0 | 0 | 0 | 0 | 0 | 0 | 0 | 0 | 0 | 1 | 0 | 1 | 0 | 1 | 0 | 1 | 0 | 0 | 0 | 0 | 0 | 0 | 0 | 0 | 0 | 0 | 0 | 0 | 0 | 0 | 0 | 0 | 0 | 0 | 0 | 0 | 0 | 0 | 0 | 0 | 0 | 0 | 0 | 0 | 0 | 0 | 0 | 0 | 0 | 0 | 0 | 0 | 0 | 0 | 0 | 0 | 0 | 0 | 0 | 0 | 0 | 0 | 0 | 0 | 0 | 0 | 0 | 0 | 0 | 0 | 0 | 0 | 0 | 0 | 0 | 0 | 0 | 0 | 0 | 0 | 3 |  | 0 | 0 | 0 | 0 | 0 | 0 | 0 | 0 | 0 | 0 | 0 | 0 | 0 | 0 | 0 | 0 | 0 | 0 | 0 | 0 | 0 | 0 | 0 | 0 | 0 | 0 | 0 | 0 | 0 | 0 | 0 | 1 | 0 | 1 | 0 | 0 | -99.1 | -698.67 | 234 | San Luis Rey-San Onofre 230 kV line constraint | San Luis Rey-San Onofre 230 kV line constraint | Chicarita 138 kV constraint |  | 0 | 1 | 0 | 1 | 0 | 0 | -99.1 | -698.67 | 234 | San Luis Rey-San Onofre 230 kV line constraint | San Luis Rey-San Onofre 230 kV line constraint | Chicarita 138 kV constraint |  | 4 | 4 | NO | 4 | 1 | 1 | NO | 1
SDGE | Sycamore Canyon | 230 | 0 | 0 | 0 | 0 | 0 | 0 | 0 | 0 | 0 | 0 | 0 | 0 | 0 | 0 | 0 | 0 | 0 | 0 | 0 | 0 | 0 | 0 | 0 | 0 | 0 | 1 | 0 | 0 | 1 | 0 | 1 | 0 | 1 | 0 | 0 | 0 | 0 | 0 | 0 | 0 | 0 | 0 | 0 | 0 | 0 | 0 | 0 | 0 | 0 | 0 | 0 | 0 | 0 | 0 | 0 | 0 | 0 | 0 | 0 | 0 | 0 | 0 | 0 | 0 | 0 | 0 | 0 | 0 | 0 | 0 | 0 | 0 | 0 | 0 | 0 | 0 | 0 | 0 | 0 | 0 | 0 | 0 | 0 | 0 | 0 | 0 | 0 | 0 | 0 | 0 | 0 | 0 | 0 | 0 | 0 | 0 | 0 | 3 |  | 0 | 0 | 0 | 0 | 0 | 0 | 0 | 0 | 0 | 0 | 0 | 0 | 0 | 0 | 0 | 0 | 0 | 0 | 0 | 0 | 0 | 0 | 0 | 0 | 0 | 0 | 0 | 0 | 500 | 1 | 0 | 1 | 0 | 1 | 0 | 0 | -99.1 | -698.67 | 1394.7114 | San Luis Rey-San Onofre 230 kV line constraint | San Luis Rey-San Onofre 230 kV line constraint | San Luis Rey-San Onofre 230 kV line constraint |  | 0 | 1 | 0 | 1 | 0 | 0 | -99.1 | -698.67 | 1394.7114 | San Luis Rey-San Onofre 230 kV line constraint | San Luis Rey-San Onofre 230 kV line constraint | San Luis Rey-San Onofre 230 kV line constraint |  | 4 | 4 | NO | 4 | 1 | 1 | NO | 1
SDGE | Sycamore Canyon | 69 | 0 | 0 | 0 | 0 | 0 | 0 | 0 | 0 | 0 | 0 | 0 | 0 | 0 | 0 | 0 | 0 | 0 | 0 | 0 | 0 | 0 | 0 | 0 | 0 | 0 | 1 | 0 | 0 | 0 | 0 | 1 | 0 | 1 | 0 | 0 | 0 | 0 | 0 | 0 | 0 | 0 | 0 | 0 | 0 | 0 | 0 | 0 | 0 | 0 | 0 | 0 | 0 | 0 | 0 | 0 | 0 | 0 | 0 | 0 | 0 | 0 | 0 | 0 | 0 | 0 | 0 | 0 | 0 | 0 | 0 | 0 | 0 | 0 | 0 | 0 | 0 | 0 | 0 | 0 | 0 | 0 | 0 | 0 | 0 | 0 | 0 | 0 | 0 | 0 | 0 | 0 | 0 | 0 | 0 | 0 | 0 | 0 | 2 |  | 0 | 0 | 0 | 0 | 0 | 0 | 0 | 0 | 0 | 0 | 0 | 0 | 0 | 0 | 0 | 0 | 0 | 0 | 0 | 0 | 0 | 0 | 0 | 0 | 0 | 0 | 0 | 0 | 0 | 0 | 0 | 1 | 0 | 1 | 0 | 0 | -99.1 | -698.67 | 1394.7114 | San Luis Rey-San Onofre 230 kV line constraint | San Luis Rey-San Onofre 230 kV line constraint | San Luis Rey-San Onofre 230 kV line constraint |  | 0 | 1 | 0 | 1 | 0 | 0 | -99.1 | -698.67 | 1394.7114 | San Luis Rey-San Onofre 230 kV line constraint | San Luis Rey-San Onofre 230 kV line constraint | San Luis Rey-San Onofre 230 kV line constraint |  | 4 | 4 | NO | 4 | 1 | 1 | NO | 1
SCE Northern | Sylmar | 230 | 0 | 0 | 0 | 0 | 0 | 0 | 0 | 0 | 0 | 0 | 0 | 0 | 0 | 0 | 0 | 0 | 0 | 0 | 0 | 0 | 0 | 0 | 0 | 0 | 1 | 0 | 0 | 0 | 0 | 0 | 0 | 0 | 0 | 0 | 0 | 0 | 0 | 0 | 0 | 0 | 0 | 0 | 0 | 0 | 0 | 0 | 0 | 0 | 0 | 0 | 0 | 0 | 0 | 0 | 0 | 0 | 0 | 0 | 0 | 0 | 0 | 0 | 0 | 0 | 0 | 0 | 0 | 0 | 0 | 0 | 0 | 0 | 0 | 0 | 0 | 0 | 0 | 0 | 0 | 0 | 0 | 0 | 0 | 0 | 0 | 0 | 0 | 0 | 0 | 0 | 0 | 0 | 0 | 0 | 0 | 0 | 0 | 0 |  | 0 | 0 | 0 | 0 | 0 | 0 | 0 | 0 | 0 | 0 | 0 | 0 | 0 | 0 | 0 | 0 | 0 | 0 | 0 | 0 | 0 | 0 | 0 | 0 | 200 | 0 | 0 | 0 | 250 | 1 | 1 | 0 | 1 | 0 | 0 | 1 | -4343.191 | -2038.908 | -1396.283 | Lugo - Victorville area constraint | Lugo - Victorville area constraint | Lugo - Victorville area constraint |  | 0 | 0 | 0 | 0 | 0 | 0 | 2456.809 | 4761.092 | 5403.717 | Lugo - Victorville area constraint | Lugo - Victorville area constraint | Lugo - Victorville area constraint |  | 5 | 1 | YES | 2 | 4 | 1 | YES | 2
PG&E NGBA | Table Mountain | 115 | 0 | 0 | 0 | 0 | 0 | 0 | 0 | 0 | 0 | 0 | 0 | 0 | 0 | 0 | 0 | 0 | 0 | 0 | 0 | 0 | 0 | 0 | 0 | 0 | 0 | 0 | 0 | 0 | 0 | 0 | 0 | 0 | 0 | 0 | 0 | 0 | 0 | 0 | 0 | 1 | 0 | 0 | 0 | 0 | 0 | 0 | 0 | 0 | 0 | 0 | 0 | 0 | 0 | 0 | 0 | 0 | 0 | 0 | 0 | 0 | 0 | 0 | 0 | 0 | 0 | 0 | 0 | 0 | 0 | 0 | 0 | 0 | 0 | 0 | 0 | 0 | 0 | 0 | 0 | 0 | 0 | 0 | 0 | 0 | 0 | 0 | 0 | 0 | 0 | 0 | 0 | 0 | 0 | 0 | 0 | 0 | 0 | 0 |  | 0 | 0 | 0 | 0 | 0 | 0 | 0 | 0 | 0 | 0 | 0 | 0 | 0 | 0 | 0 | 0 | 0 | 0 | 0 | 0 | 0 | 0 | 0 | 0 | 0 | 0 | 0 | 0 | 0 | 0 | 1 | 0 | 1 | 0 | 0 | 0 | -1437.69 | -961.1112 | 977.7909 | Collinsville-Tesla 500 kV Line | Collinsville-Tesla 500 kV Line | Collinsville-Tesla 500 kV Line |  | 0 | 0 | 0 | 0 | 0 | 0 | 7207.31 | 7683.8888 | 977.7909 | Collinsville-Tesla 500 kV Line | Collinsville-Tesla 500 kV Line | Collinsville-Tesla 500 kV Line |  | 5 | 1 | YES | 2 | 1 | 1 | NO | 1
PG&E NGBA | Table Mountain | 230 | 0 | 0 | 0 | 0 | 0 | 0 | 0 | 0 | 0 | 0 | 0 | 0 | 0 | 0 | 0 | 0 | 0 | 0 | 0 | 0 | 0 | 0 | 0 | 0 | 0 | 0 | 0 | 0 | 0 | 0 | 0 | 0 | 0 | 0 | 0 | 0 | 0 | 0 | 0 | 1 | 0 | 0 | 0 | 0 | 0 | 1 | 0 | 0 | 0 | 0 | 0 | 0 | 0 | 0 | 0 | 0 | 0 | 0 | 0 | 1 | 0 | 0 | 0 | 0 | 0 | 0 | 0 | 0 | 0 | 0 | 0 | 0 | 0 | 0 | 0 | 0 | 0 | 0 | 0 | 0 | 0 | 0 | 0 | 0 | 0 | 0 | 0 | 0 | 0 | 0 | 0 | 0 | 0 | 0 | 0 | 0 | 0 | 0 |  | 0 | 0 | 0 | 0 | 0 | 0 | 0 | 0 | 0 | 0 | 0 | 0 | 0 | 0 | 0 | 0 | 0 | 0 | 0 | 0 | 0 | 0 | 0 | 0 | 0 | 200 | 0 | 0 | 0 | 1 | 2 | 0 | 2 | 0 | 0 | 0 | -1437.69 | -961.1112 | 868.6798 | Collinsville-Tesla 500 kV Line | Collinsville-Tesla 500 kV Line | Bellota-Weber 230kV line |  | 0 | 0 | 0 | 0 | 0 | 0 | 265.5 | 247.81 | 868.6798 | Bellota-Weber 230kV line | Bellota-Weber 230kV line | Bellota-Weber 230kV line |  | 5 | 1 | YES | 2 | 1 | 1 | NO | 1
PG&E NGBA | Table Mountain | 500 | 0 | 0 | 0 | 0 | 0 | 0 | 0 | 0 | 0 | 0 | 0 | 0 | 0 | 0 | 0 | 0 | 0 | 0 | 0 | 0 | 0 | 0 | 0 | 0 | 0 | 0 | 0 | 0 | 0 | 0 | 0 | 0 | 0 | 0 | 0 | 0 | 0 | 0 | 0 | 1 | 0 | 0 | 0 | 0 | 0 | 0 | 0 | 0 | 0 | 0 | 0 | 0 | 0 | 0 | 0 | 0 | 0 | 0 | 0 | 0 | 0 | 0 | 0 | 0 | 0 | 0 | 0 | 0 | 0 | 0 | 0 | 0 | 0 | 0 | 0 | 0 | 0 | 0 | 0 | 0 | 0 | 0 | 0 | 0 | 0 | 0 | 0 | 0 | 0 | 0 | 0 | 0 | 0 | 0 | 0 | 0 | 0 | 0 |  | 0 | 0 | 0 | 0 | 0 | 0 | 0 | 0 | 0 | 0 | 0 | 0 | 0 | 0 | 0 | 0 | 0 | 0 | 0 | 0 | 0 | 0 | 0 | 0 | 0 | 0 | 0 | 0 | 0 | 0 | 1 | 0 | 1 | 0 | 0 | 0 | -1437.69 | -961.1112 | 977.7909 | Collinsville-Tesla 500 kV Line | Collinsville-Tesla 500 kV Line | Collinsville-Tesla 500 kV Line |  | 0 | 0 | 0 | 0 | 0 | 0 | 7207.31 | 7683.8888 | 977.7909 | Collinsville-Tesla 500 kV Line | Collinsville-Tesla 500 kV Line | Collinsville-Tesla 500 kV Line |  | 5 | 1 | YES | 2 | 1 | 1 | NO | 1
PG&E NGBA | Table Mountain | 60 | 0 | 0 | 0 | 0 | 0 | 0 | 0 | 0 | 0 | 0 | 0 | 0 | 0 | 0 | 0 | 0 | 0 | 0 | 0 | 0 | 0 | 0 | 0 | 0 | 0 | 0 | 0 | 0 | 0 | 0 | 0 | 0 | 0 | 0 | 0 | 0 | 0 | 0 | 0 | 1 | 0 | 0 | 0 | 0 | 0 | 1 | 0 | 0 | 0 | 0 | 0 | 0 | 0 | 0 | 0 | 0 | 0 | 0 | 0 | 1 | 0 | 0 | 0 | 0 | 0 | 0 | 0 | 0 | 0 | 0 | 0 | 0 | 0 | 0 | 0 | 0 | 0 | 0 | 0 | 0 | 0 | 0 | 0 | 0 | 0 | 0 | 0 | 0 | 0 | 0 | 0 | 0 | 0 | 0 | 0 | 0 | 0 | 0 |  | 0 | 0 | 0 | 0 | 0 | 0 | 0 | 0 | 0 | 0 | 0 | 0 | 0 | 0 | 0 | 0 | 0 | 0 | 0 | 0 | 0 | 0 | 0 | 0 | 0 | 0 | 0 | 0 | 0 | 0 | 2 | 0 | 2 | 0 | 0 | 0 | -1437.69 | -961.1112 | 868.6798 | Collinsville-Tesla 500 kV Line | Collinsville-Tesla 500 kV Line | Bellota-Weber 230kV line |  | 0 | 0 | 0 | 0 | 0 | 0 | 265.5 | 247.81 | 868.6798 | Bellota-Weber 230kV line | Bellota-Weber 230kV line | Bellota-Weber 230kV line |  | 5 | 1 | YES | 2 | 1 | 1 | NO | 1
PG&E KERN | Taft | 115 | 0 | 0 | 0 | 0 | 0 | 0 | 0 | 0 | 0 | 0 | 0 | 0 | 0 | 0 | 0 | 0 | 0 | 0 | 0 | 0 | 0 | 0 | 0 | 0 | 0 | 0 | 0 | 0 | 0 | 0 | 0 | 0 | 0 | 0 | 0 | 0 | 0 | 0 | 0 | 0 | 0 | 0 | 0 | 0 | 0 | 0 | 0 | 0 | 0 | 0 | 0 | 0 | 0 | 0 | 0 | 0 | 0 | 0 | 0 | 0 | 0 | 0 | 0 | 0 | 0 | 0 | 0 | 1 | 1 | 0 | 1 | 0 | 0 | 0 | 1 | 0 | 0 | 0 | 1 | 0 | 0 | 0 | 0 | 0 | 0 | 0 | 0 | 0 | 0 | 0 | 0 | 0 | 0 | 0 | 1 | 0 | 0 | 0 |  | 0 | 0 | 0 | 0 | 0 | 0 | 0 | 0 | 0 | 3 | 0 | 0 | 3 | 0 | 1 | 0 | 0 | 0 | 0 | 0 | 0 | 0 | 0 | 0 | 3 | 0 | 0 | 3 | 0 | 1 | 0 | 0 | 2 | 0 | 1 | 1 | 71.87 | -4040.202 | -3868.183 | Gates 500/230kV TB #12 | Gates 500/230kV TB #12 | Gates 500/230kV TB #12 |  | 0 | 0 | 0 | 0 | 0 | 0 | 120.85 | 383.59 | 251.3788 | Cal Flat-Gates 230 kV line | Cal Flat-Gates 230 kV line | Gates-Arco 230 kV Line |  | 5 | 1 | YES | 2 | 5 | 1 | YES | 2
SDGE | Talega | 138 | 0 | 0 | 0 | 0 | 0 | 0 | 0 | 0 | 0 | 0 | 0 | 0 | 0 | 0 | 0 | 0 | 0 | 0 | 0 | 0 | 0 | 0 | 0 | 0 | 0 | 1 | 0 | 0 | 0 | 0 | 0 | 0 | 0 | 0 | 0 | 0 | 0 | 1 | 1 | 0 | 0 | 0 | 0 | 0 | 0 | 0 | 0 | 0 | 0 | 0 | 0 | 0 | 0 | 0 | 0 | 0 | 0 | 0 | 0 | 0 | 0 | 0 | 0 | 0 | 0 | 0 | 0 | 0 | 0 | 0 | 0 | 0 | 0 | 0 | 0 | 0 | 0 | 0 | 0 | 0 | 0 | 0 | 0 | 0 | 0 | 0 | 0 | 0 | 0 | 0 | 0 | 0 | 0 | 0 | 0 | 0 | 0 | 0 |  | 0 | 0 | 0 | 0 | 0 | 0 | 0 | 0 | 0 | 0 | 0 | 0 | 0 | 0 | 0 | 0 | 0 | 0 | 0 | 0 | 0 | 0 | 0 | 0 | 0 | 0 | 0 | 0 | 0 | 0 | 0 | 0 | 0 | 0 | 0 | 0 | 495.36 | 434.26 | 426.74 | Trabuco-Capistrano 138 kV constraint | Trabuco-Capistrano 138 kV constraint | Trabuco-Capistrano 138 kV constraint |  | 0 | 0 | 0 | 0 | 0 | 0 | 495.36 | 434.26 | 426.74 | Trabuco-Capistrano 138 kV constraint | Trabuco-Capistrano 138 kV constraint | Trabuco-Capistrano 138 kV constraint |  | 1 | 1 | NO | 1 | 1 | 1 | NO | 1
SDGE | Talega | 230 | 0 | 0 | 0 | 0 | 0 | 0 | 0 | 0 | 0 | 0 | 0 | 0 | 0 | 0 | 0 | 0 | 0 | 0 | 0 | 0 | 0 | 0 | 0 | 0 | 0 | 1 | 0 | 0 | 0 | 0 | 0 | 0 | 0 | 0 | 0 | 0 | 0 | 1 | 0 | 0 | 0 | 0 | 0 | 0 | 0 | 0 | 0 | 0 | 0 | 0 | 0 | 0 | 0 | 0 | 0 | 0 | 0 | 0 | 0 | 0 | 0 | 0 | 0 | 0 | 0 | 0 | 0 | 0 | 0 | 0 | 0 | 0 | 0 | 0 | 0 | 0 | 0 | 0 | 0 | 0 | 0 | 0 | 0 | 0 | 0 | 0 | 0 | 0 | 0 | 0 | 0 | 0 | 0 | 0 | 0 | 0 | 0 | 0 |  | 0 | 0 | 0 | 0 | 0 | 0 | 0 | 0 | 0 | 0 | 0 | 0 | 0 | 0 | 0 | 0 | 0 | 0 | 0 | 0 | 0 | 0 | 0 | 0 | 0 | 0 | 0 | 0 | 0 | 0 | 0 | 0 | 0 | 0 | 0 | 0 | 581 | 842.58 | 1191.1 | Capistrano-San Onofre 230 kV constraint | Talega 230 kV constraint | Talega 230 kV constraint |  | 0 | 0 | 0 | 0 | 0 | 0 | 581 | 842.58 | 1191.1 | Capistrano-San Onofre 230 kV constraint | Talega 230 kV constraint | Talega 230 kV constraint |  | 1 | 1 | NO | 1 | 1 | 1 | NO | 1
PG&E GBA | Tassajara | 230 | 0 | 0 | 0 | 0 | 0 | 0 | 0 | 0 | 0 | 0 | 0 | 0 | 0 | 0 | 0 | 0 | 0 | 0 | 0 | 0 | 0 | 0 | 0 | 0 | 0 | 0 | 0 | 0 | 0 | 0 | 0 | 0 | 0 | 0 | 0 | 0 | 0 | 0 | 0 | 1 | 0 | 0 | 0 | 0 | 0 | 0 | 0 | 0 | 0 | 0 | 0 | 0 | 0 | 0 | 0 | 0 | 0 | 0 | 0 | 0 | 0 | 0 | 0 | 0 | 0 | 0 | 0 | 0 | 0 | 0 | 0 | 0 | 0 | 0 | 0 | 0 | 0 | 0 | 0 | 0 | 0 | 0 | 0 | 0 | 0 | 0 | 0 | 0 | 0 | 0 | 0 | 0 | 0 | 0 | 0 | 0 | 0 | 0 |  | 0 | 0 | 0 | 0 | 0 | 0 | 0 | 0 | 0 | 0 | 0 | 0 | 0 | 0 | 0 | 0 | 0 | 0 | 0 | 0 | 0 | 0 | 0 | 0 | 0 | 0 | 0 | 0 | 0 | 0 | 1 | 0 | 1 | 0 | 0 | 0 | -1437.69 | -961.1112 | 977.7909 | Collinsville-Tesla 500 kV Line | Collinsville-Tesla 500 kV Line | Collinsville-Tesla 500 kV Line |  | 0 | 0 | 0 | 0 | 0 | 0 | 7207.31 | 7683.8888 | 977.7909 | Collinsville-Tesla 500 kV Line | Collinsville-Tesla 500 kV Line | Collinsville-Tesla 500 kV Line |  | 5 | 1 | YES | 2 | 1 | 1 | NO | 1
PG&E KERN | Tejon | 70 | 0 | 0 | 0 | 0 | 0 | 0 | 0 | 0 | 0 | 0 | 0 | 0 | 0 | 0 | 0 | 0 | 0 | 0 | 0 | 0 | 0 | 0 | 0 | 0 | 0 | 0 | 0 | 0 | 0 | 0 | 0 | 0 | 0 | 0 | 0 | 0 | 0 | 0 | 0 | 0 | 0 | 0 | 0 | 0 | 0 | 0 | 0 | 0 | 0 | 0 | 0 | 0 | 0 | 0 | 0 | 0 | 0 | 0 | 0 | 0 | 0 | 0 | 0 | 0 | 0 | 0 | 0 | 1 | 1 | 0 | 0 | 0 | 0 | 0 | 0 | 0 | 0 | 0 | 0 | 1 | 0 | 0 | 0 | 0 | 0 | 0 | 0 | 0 | 0 | 0 | 0 | 0 | 0 | 0 | 0 | 0 | 0 | 0 |  | 0 | 0 | 0 | 0 | 0 | 0 | 0 | 0 | 0 | 0 | 0 | 0 | 0 | 0 | 0 | 0 | 0 | 0 | 0 | 0 | 0 | 0 | 0 | 0 | 0 | 0 | 0 | 0 | 0 | 0 | 0 | 0 | 1 | 0 | 1 | 0 | 120.85 | -4911.332 | -3937.2282 | Cal Flat-Gates 230 kV line | Gates 500/230kV TB #11 | Gates 500/230kV TB #11 |  | 0 | 0 | 0 | 0 | 0 | 0 | 120.85 | 383.59 | 251.3788 | Cal Flat-Gates 230 kV line | Cal Flat-Gates 230 kV line | Gates-Arco 230 kV Line |  | 5 | 1 | YES | 2 | 5 | 1 | YES | 2
SDGE | Telegraph Canyon | 138 | 0 | 0 | 0 | 0 | 0 | 0 | 0 | 0 | 0 | 0 | 0 | 0 | 0 | 0 | 0 | 0 | 0 | 0 | 0 | 0 | 0 | 0 | 0 | 0 | 0 | 0 | 0 | 0 | 0 | 0 | 1 | 0 | 1 | 0 | 0 | 1 | 1 | 0 | 0 | 0 | 0 | 0 | 0 | 0 | 0 | 0 | 0 | 0 | 0 | 0 | 0 | 0 | 0 | 0 | 0 | 0 | 0 | 0 | 0 | 0 | 0 | 0 | 0 | 0 | 0 | 0 | 0 | 0 | 0 | 0 | 0 | 0 | 0 | 0 | 0 | 0 | 0 | 0 | 0 | 0 | 0 | 0 | 0 | 0 | 0 | 0 | 0 | 0 | 0 | 0 | 0 | 0 | 0 | 0 | 0 | 0 | 0 | 4 |  | 0 | 0 | 0 | 0 | 0 | 0 | 0 | 0 | 0 | 0 | 0 | 0 | 0 | 0 | 0 | 0 | 0 | 0 | 0 | 0 | 0 | 0 | 0 | 0 | 0 | 0 | 0 | 0 | 0 | 0 | 0 | 1 | 0 | 2 | 0 | 0 | -99.1 | -698.67 | 216.1064 | San Luis Rey-San Onofre 230 kV line constraint | San Luis Rey-San Onofre 230 kV line constraint | Silvergate-Old Town 230 kV constraint |  | 0 | 1 | 0 | 2 | 0 | 0 | -99.1 | -698.67 | 216.1064 | San Luis Rey-San Onofre 230 kV line constraint | San Luis Rey-San Onofre 230 kV line constraint | Silvergate-Old Town 230 kV constraint |  | 4 | 4 | NO | 4 | 1 | 1 | NO | 1
PG&E KERN | Temblor | 115 | 0 | 0 | 0 | 0 | 0 | 0 | 0 | 0 | 0 | 0 | 0 | 0 | 0 | 0 | 0 | 0 | 0 | 0 | 0 | 0 | 0 | 0 | 0 | 0 | 0 | 0 | 0 | 0 | 0 | 0 | 0 | 0 | 0 | 0 | 0 | 0 | 0 | 0 | 0 | 0 | 0 | 0 | 0 | 0 | 0 | 0 | 0 | 0 | 0 | 0 | 0 | 0 | 0 | 0 | 0 | 0 | 0 | 0 | 0 | 0 | 0 | 0 | 0 | 0 | 0 | 0 | 0 | 1 | 1 | 0 | 0 | 0 | 0 | 0 | 1 | 0 | 0 | 0 | 1 | 0 | 0 | 0 | 0 | 0 | 0 | 0 | 0 | 0 | 0 | 0 | 0 | 0 | 0 | 0 | 1 | 0 | 0 | 0 |  | 0 | 0 | 0 | 0 | 0 | 0 | 0 | 0 | 0 | 0 | 0 | 0 | 0 | 0 | 0 | 0 | 0 | 0 | 0 | 0 | 0 | 0 | 0 | 0 | 0 | 0 | 0 | 0 | 0 | 0 | 0 | 0 | 2 | 0 | 1 | 1 | 71.87 | -4040.202 | -3868.183 | Gates 500/230kV TB #12 | Gates 500/230kV TB #12 | Gates 500/230kV TB #12 |  | 0 | 0 | 0 | 0 | 0 | 0 | 120.85 | 383.59 | 251.3788 | Cal Flat-Gates 230 kV line | Cal Flat-Gates 230 kV line | Gates-Arco 230 kV Line |  | 5 | 1 | YES | 2 | 5 | 1 | YES | 2
PG&E KERN | Templeton | 230 | 0 | 0 | 0 | 0 | 0 | 0 | 0 | 0 | 0 | 0 | 0 | 0 | 0 | 0 | 0 | 0 | 0 | 0 | 0 | 0 | 0 | 0 | 0 | 0 | 0 | 0 | 0 | 0 | 0 | 0 | 0 | 0 | 0 | 0 | 0 | 0 | 0 | 0 | 0 | 0 | 0 | 0 | 0 | 0 | 0 | 0 | 0 | 0 | 0 | 0 | 0 | 0 | 0 | 0 | 0 | 0 | 0 | 0 | 0 | 0 | 0 | 0 | 0 | 0 | 0 | 0 | 0 | 1 | 0 | 0 | 0 | 0 | 0 | 0 | 0 | 0 | 0 | 0 | 1 | 1 | 0 | 0 | 0 | 0 | 0 | 0 | 0 | 0 | 0 | 0 | 0 | 0 | 0 | 0 | 1 | 1 | 0 | 0 |  | 0 | 0 | 0 | 0 | 0 | 0 | 0 | 0 | 0 | 0 | 0 | 0 | 0 | 0 | 0 | 0 | 0 | 0 | 0 | 0 | 0 | 0 | 0 | 0 | 0 | 0 | 0 | 0 | 0 | 0 | 0 | 0 | 3 | 0 | 2 | 1 | 71.87 | -4911.332 | -3937.2282 | Gates 500/230kV TB #12 | Gates 500/230kV TB #11 | Gates 500/230kV TB #11 |  | 0 | 0 | 0 | 0 | 0 | 0 | 120.85 | 383.59 | 631.7684 | Cal Flat-Gates 230 kV line | Cal Flat-Gates 230 kV line | Mustang-Henrietta 230 kV line |  | 5 | 1 | YES | 2 | 5 | 1 | YES | 2
PG&E KERN | Templeton | 70 | 0 | 0 | 0 | 0 | 0 | 0 | 0 | 0 | 0 | 0 | 0 | 0 | 0 | 0 | 0 | 0 | 0 | 0 | 0 | 0 | 0 | 0 | 0 | 0 | 0 | 0 | 0 | 0 | 0 | 0 | 0 | 0 | 0 | 0 | 0 | 0 | 0 | 0 | 0 | 0 | 0 | 0 | 0 | 0 | 0 | 0 | 0 | 0 | 0 | 0 | 0 | 0 | 0 | 0 | 0 | 0 | 0 | 0 | 0 | 0 | 0 | 0 | 0 | 0 | 0 | 0 | 0 | 1 | 1 | 0 | 0 | 0 | 0 | 0 | 0 | 0 | 0 | 0 | 0 | 1 | 0 | 0 | 0 | 0 | 0 | 1 | 0 | 0 | 0 | 0 | 0 | 0 | 0 | 0 | 0 | 1 | 0 | 1 |  | 0 | 0 | 0 | 0 | 0 | 0 | 0 | 0 | 0 | 0 | 0 | 0 | 0 | 0 | 0 | 0 | 0 | 0 | 0 | 0 | 0 | 0 | 0 | 0 | 0 | 0 | 0 | 0 | 0 | 0 | 0 | 0 | 1 | 0 | 1 | 0 | 120.85 | -4911.332 | -3937.2282 | Cal Flat-Gates 230 kV line | Gates 500/230kV TB #11 | Gates 500/230kV TB #11 |  | 0 | 0 | 0 | 0 | 0 | 0 | 120.85 | 38.76 | 251.3788 | Cal Flat-Gates 230 kV line | Los Banos 500/230kV TB | Gates-Arco 230 kV Line |  | 5 | 1 | YES | 2 | 5 | 1 | YES | 2
PG&E GBA | Tesla | 115 | 0 | 0 | 0 | 0 | 0 | 0 | 0 | 0 | 0 | 0 | 0 | 0 | 0 | 0 | 0 | 0 | 0 | 0 | 0 | 0 | 0 | 0 | 0 | 0 | 0 | 0 | 0 | 0 | 0 | 0 | 0 | 0 | 0 | 0 | 0 | 0 | 0 | 0 | 0 | 0 | 0 | 0 | 0 | 0 | 0 | 0 | 0 | 0 | 0 | 0 | 0 | 0 | 0 | 0 | 0 | 1 | 0 | 0 | 0 | 1 | 0 | 0 | 0 | 0 | 0 | 1 | 0 | 0 | 0 | 0 | 0 | 0 | 0 | 0 | 0 | 0 | 0 | 0 | 0 | 0 | 0 | 0 | 0 | 0 | 0 | 0 | 0 | 0 | 0 | 0 | 0 | 0 | 0 | 0 | 0 | 0 | 0 | 0 |  | 0 | 0 | 0 | 0 | 0 | 0 | 0 | 0 | 0 | 0 | 0 | 0 | 0 | 0 | 0 | 0 | 0 | 0 | 0 | 0 | 0 | 0 | 0 | 0 | 0 | 0 | 0 | 0 | 0 | 0 | 0 | 0 | 0 | 0 | 0 | 0 | 1249.96 | 838.4538 | 1471.1652 | Tesla-Bellota 230 kV line | Tesla-Bellota 230 kV line | Tesla-Bellota 230 kV line |  | 0 | 0 | 0 | 0 | 0 | 0 | 1549.96 | 1138.4538 | 1471.1652 | Tesla-Bellota 230 kV line | Tesla-Bellota 230 kV line | Tesla-Bellota 230 kV line |  | 1 | 1 | NO | 1 | 1 | 1 | NO | 1
PG&E GBA | Tesla | 230 | 0 | 0 | 0 | 0 | 0 | 0 | 0 | 0 | 0 | 0 | 0 | 0 | 0 | 0 | 0 | 0 | 0 | 0 | 0 | 0 | 0 | 0 | 0 | 0 | 0 | 0 | 0 | 0 | 0 | 0 | 0 | 0 | 0 | 0 | 0 | 0 | 0 | 0 | 0 | 1 | 0 | 0 | 0 | 0 | 0 | 0 | 0 | 0 | 0 | 0 | 0 | 0 | 0 | 1 | 0 | 1 | 0 | 0 | 1 | 1 | 0 | 0 | 0 | 0 | 0 | 1 | 0 | 0 | 0 | 0 | 0 | 0 | 0 | 0 | 0 | 0 | 0 | 0 | 0 | 0 | 0 | 0 | 0 | 0 | 0 | 0 | 0 | 0 | 0 | 0 | 0 | 0 | 0 | 0 | 0 | 0 | 0 | 0 |  | 0 | 0 | 0 | 0 | 0 | 0 | 0 | 0 | 0 | 0 | 0 | 0 | 0 | 0 | 0 | 0 | 0 | 0 | 0 | 0 | 0 | 0 | 0 | 0 | 0 | 0 | 125 | 0 | 0 | 1 | 2 | 0 | 1 | 0 | 0 | 0 | -1437.69 | -961.1112 | 977.7909 | Collinsville-Tesla 500 kV Line | Collinsville-Tesla 500 kV Line | Collinsville-Tesla 500 kV Line |  | 0 | 0 | 0 | 0 | 0 | 0 | 1549.96 | 1138.4538 | 977.7909 | Tesla-Bellota 230 kV line | Tesla-Bellota 230 kV line | Collinsville-Tesla 500 kV Line |  | 5 | 1 | YES | 2 | 1 | 1 | NO | 1
PG&E GBA | Tesla | 500 | 0 | 0 | 0 | 0 | 0 | 0 | 0 | 0 | 0 | 0 | 0 | 0 | 0 | 0 | 0 | 0 | 0 | 0 | 0 | 0 | 0 | 0 | 0 | 0 | 0 | 0 | 0 | 0 | 0 | 0 | 0 | 0 | 0 | 0 | 0 | 0 | 0 | 0 | 0 | 0 | 0 | 0 | 0 | 0 | 0 | 0 | 0 | 0 | 0 | 0 | 0 | 0 | 0 | 0 | 0 | 1 | 0 | 0 | 1 | 1 | 0 | 0 | 0 | 0 | 0 | 1 | 0 | 0 | 0 | 0 | 0 | 0 | 0 | 0 | 0 | 0 | 0 | 0 | 0 | 0 | 0 | 0 | 0 | 0 | 0 | 0 | 0 | 0 | 0 | 0 | 0 | 0 | 0 | 0 | 0 | 0 | 0 | 0 |  | 0 | 0 | 0 | 0 | 0 | 0 | 0 | 0 | 0 | 0 | 0 | 0 | 0 | 0 | 0 | 0 | 0 | 0 | 0 | 0 | 0 | 0 | 0 | 0 | 0 | 0 | 0 | 0 | 0 | 0 | 0 | 0 | 0 | 0 | 0 | 0 | 1249.96 | 838.4538 | 1471.1652 | Tesla-Bellota 230 kV line | Tesla-Bellota 230 kV line | Tesla-Bellota 230 kV line |  | 0 | 0 | 0 | 0 | 0 | 0 | 1549.96 | 1138.4538 | 1471.1652 | Tesla-Bellota 230 kV line | Tesla-Bellota 230 kV line | Tesla-Bellota 230 kV line |  | 1 | 1 | NO | 1 | 1 | 1 | NO | 1
PG&E KERN | Tevis | 115 | 0 | 0 | 0 | 0 | 0 | 0 | 0 | 0 | 0 | 0 | 0 | 0 | 0 | 0 | 0 | 0 | 0 | 0 | 0 | 0 | 0 | 0 | 0 | 0 | 0 | 0 | 0 | 0 | 0 | 0 | 0 | 0 | 0 | 0 | 0 | 0 | 0 | 0 | 0 | 0 | 0 | 0 | 0 | 0 | 0 | 0 | 0 | 0 | 0 | 0 | 0 | 0 | 0 | 0 | 0 | 0 | 0 | 0 | 0 | 0 | 0 | 0 | 0 | 0 | 0 | 0 | 0 | 0 | 0 | 0 | 1 | 0 | 0 | 0 | 0 | 0 | 0 | 0 | 1 | 1 | 0 | 0 | 0 | 0 | 0 | 0 | 0 | 0 | 0 | 0 | 0 | 0 | 0 | 0 | 1 | 0 | 0 | 0 |  | 0 | 0 | 0 | 0 | 0 | 0 | 0 | 0 | 0 | 0 | 0 | 0 | 0 | 0 | 0 | 0 | 0 | 0 | 0 | 0 | 0 | 0 | 0 | 0 | 100 | 0 | 0 | 0 | 0 | 1 | 0 | 0 | 3 | 0 | 2 | 1 | 71.87 | -4911.332 | -3937.2282 | Gates 500/230kV TB #12 | Gates 500/230kV TB #11 | Gates 500/230kV TB #11 |  | 0 | 0 | 0 | 0 | 0 | 0 | 1792.55 | 1169.488 | 631.7684 | Kern 230/115kV TB #4 | Mustang-Henrietta 230 kV line | Mustang-Henrietta 230 kV line |  | 5 | 1 | YES | 2 | 5 | 1 | YES | 2
EOP | Thousandaire | 138 | 0 | 0 | 0 | 0 | 0 | 0 | 0 | 0 | 0 | 0 | 0 | 0 | 0 | 0 | 0 | 0 | 0 | 0 | 0 | 0 | 0 | 0 | 1 | 1 | 1 | 0 | 0 | 0 | 0 | 0 | 0 | 0 | 0 | 0 | 0 | 0 | 0 | 0 | 0 | 0 | 0 | 0 | 0 | 0 | 0 | 0 | 0 | 0 | 0 | 0 | 0 | 0 | 0 | 0 | 0 | 0 | 0 | 0 | 0 | 0 | 0 | 0 | 0 | 0 | 0 | 0 | 0 | 0 | 0 | 0 | 0 | 0 | 0 | 0 | 0 | 0 | 0 | 0 | 0 | 0 | 0 | 0 | 0 | 0 | 0 | 0 | 0 | 0 | 0 | 0 | 0 | 0 | 0 | 0 | 0 | 0 | 0 | 2 |  | 0 | 0 | 0 | 0 | 0 | 0 | 0 | 0 | 0 | 0 | 0 | 0 | 0 | 0 | 0 | 0 | 0 | 0 | 0 | 0 | 0 | 0 | 0 | 0 | 0 | 0 | 0 | 0 | 0 | 0 | 1 | 1 | 1 | 0 | 0 | 1 | -4343.191 | -2038.908 | -1396.283 | Lugo - Victorville area constraint | Lugo - Victorville area constraint | Lugo - Victorville area constraint |  | 0 | 1 | 0 | 0 | 0 | 0 | -160.5 | 1398.25 | 3367.55 | Sloan Canyon - Eldorado 500 kV constraint | Sloan Canyon - Eldorado 500 kV constraint | GLW 230kV area constraint |  | 5 | 3 | YES | 3 | 4 | 1 | YES | 2
PG&E KERN | Topaz | 230 | 0 | 0 | 0 | 0 | 0 | 0 | 0 | 0 | 0 | 0 | 0 | 0 | 0 | 0 | 0 | 0 | 0 | 0 | 0 | 0 | 0 | 0 | 0 | 0 | 0 | 0 | 0 | 0 | 0 | 0 | 0 | 0 | 0 | 0 | 0 | 0 | 0 | 0 | 0 | 0 | 0 | 0 | 0 | 0 | 0 | 0 | 0 | 0 | 0 | 0 | 0 | 0 | 0 | 0 | 0 | 0 | 0 | 0 | 0 | 0 | 0 | 0 | 0 | 0 | 0 | 0 | 0 | 1 | 0 | 0 | 0 | 0 | 0 | 0 | 0 | 0 | 0 | 0 | 1 | 1 | 0 | 0 | 0 | 0 | 0 | 0 | 0 | 0 | 0 | 0 | 0 | 0 | 0 | 0 | 1 | 1 | 0 | 0 |  | 0 | 0 | 0 | 0 | 0 | 0 | 0 | 0 | 0 | 0 | 0 | 0 | 0 | 0 | 0 | 0 | 0 | 0 | 0 | 0 | 0 | 0 | 0 | 0 | 0 | 0 | 0 | 0 | 0 | 0 | 0 | 0 | 3 | 0 | 2 | 1 | 71.87 | -4911.332 | -3937.2282 | Gates 500/230kV TB #12 | Gates 500/230kV TB #11 | Gates 500/230kV TB #11 |  | 0 | 0 | 0 | 0 | 0 | 0 | 120.85 | 383.59 | 631.7684 | Cal Flat-Gates 230 kV line | Cal Flat-Gates 230 kV line | Mustang-Henrietta 230 kV line |  | 5 | 1 | YES | 2 | 5 | 1 | YES | 2
SCE NOL | Tortilla | 115 | 0 | 0 | 0 | 0 | 0 | 0 | 0 | 0 | 0 | 0 | 0 | 1 | 1 | 1 | 0 | 0 | 0 | 0 | 0 | 0 | 0 | 0 | 0 | 0 | 0 | 0 | 0 | 0 | 0 | 0 | 0 | 0 | 0 | 0 | 0 | 0 | 0 | 0 | 0 | 0 | 0 | 0 | 0 | 0 | 0 | 0 | 0 | 0 | 0 | 0 | 0 | 0 | 0 | 0 | 0 | 0 | 0 | 0 | 0 | 0 | 0 | 0 | 0 | 0 | 0 | 0 | 0 | 0 | 0 | 0 | 0 | 0 | 0 | 0 | 0 | 0 | 0 | 0 | 0 | 0 | 0 | 0 | 0 | 0 | 0 | 0 | 0 | 0 | 0 | 0 | 0 | 0 | 0 | 0 | 0 | 0 | 0 | 3 |  | 0 | 0 | 0 | 0 | 0 | 0 | 0 | 0 | 0 | 0 | 0 | 0 | 0 | 0 | 0 | 0 | 0 | 0 | 0 | 0 | 0 | 0 | 0 | 3 | 0 | 0 | 0 | 0 | 0 | 1 | 0 | 2 | 0 | 4 | 0 | 0 | -280.6 | -137.55 | 1093.724 | South of Kramer Area Constraint | Lugo Transformer Area Constraint | South of Kramer Area Constraint |  | 0 | 2 | 0 | 4 | 0 | 0 | -280.6 | -137.55 | 1093.724 | South of Kramer Area Constraint | Lugo Transformer Area Constraint | South of Kramer Area Constraint |  | 4 | 4 | NO | 4 | 1 | 1 | NO | 1
SDGE | Trabuco | 138 | 0 | 0 | 0 | 0 | 0 | 0 | 0 | 0 | 0 | 0 | 0 | 0 | 0 | 0 | 0 | 0 | 0 | 0 | 0 | 0 | 0 | 0 | 0 | 0 | 0 | 1 | 0 | 0 | 0 | 0 | 0 | 0 | 0 | 0 | 0 | 0 | 0 | 1 | 1 | 0 | 0 | 0 | 0 | 0 | 0 | 0 | 0 | 0 | 0 | 0 | 0 | 0 | 0 | 0 | 0 | 0 | 0 | 0 | 0 | 0 | 0 | 0 | 0 | 0 | 0 | 0 | 0 | 0 | 0 | 0 | 0 | 0 | 0 | 0 | 0 | 0 | 0 | 0 | 0 | 0 | 0 | 0 | 0 | 0 | 0 | 0 | 0 | 0 | 0 | 0 | 0 | 0 | 0 | 0 | 0 | 0 | 0 | 0 |  | 0 | 0 | 0 | 0 | 0 | 0 | 0 | 0 | 0 | 0 | 0 | 0 | 0 | 0 | 0 | 0 | 0 | 0 | 0 | 0 | 0 | 0 | 0 | 0 | 0 | 0 | 0 | 0 | 0 | 0 | 0 | 0 | 0 | 0 | 0 | 0 | 495.36 | 434.26 | 426.74 | Trabuco-Capistrano 138 kV constraint | Trabuco-Capistrano 138 kV constraint | Trabuco-Capistrano 138 kV constraint |  | 0 | 0 | 0 | 0 | 0 | 0 | 495.36 | 434.26 | 426.74 | Trabuco-Capistrano 138 kV constraint | Trabuco-Capistrano 138 kV constraint | Trabuco-Capistrano 138 kV constraint |  | 1 | 1 | NO | 1 | 1 | 1 | NO | 1
PG&E GBA | Tracy | 115 | 0 | 0 | 0 | 0 | 0 | 0 | 0 | 0 | 0 | 0 | 0 | 0 | 0 | 0 | 0 | 0 | 0 | 0 | 0 | 0 | 0 | 0 | 0 | 0 | 0 | 0 | 0 | 0 | 0 | 0 | 0 | 0 | 0 | 0 | 0 | 0 | 0 | 0 | 0 | 0 | 0 | 0 | 0 | 0 | 0 | 1 | 0 | 0 | 0 | 0 | 0 | 0 | 0 | 0 | 0 | 1 | 0 | 0 | 0 | 1 | 0 | 0 | 0 | 0 | 0 | 0 | 0 | 0 | 0 | 0 | 0 | 0 | 0 | 0 | 0 | 0 | 0 | 0 | 0 | 0 | 0 | 0 | 0 | 0 | 0 | 0 | 0 | 0 | 0 | 0 | 0 | 0 | 0 | 0 | 0 | 0 | 0 | 0 |  | 0 | 0 | 0 | 0 | 0 | 0 | 0 | 0 | 0 | 0 | 0 | 0 | 0 | 0 | 0 | 0 | 0 | 0 | 0 | 0 | 0 | 0 | 0 | 0 | 0 | 0 | 0 | 0 | 0 | 0 | 1 | 0 | 1 | 0 | 0 | 0 | -194.5 | -212.19 | 868.6798 | Bellota-Weber 230kV line | Bellota-Weber 230kV line | Bellota-Weber 230kV line |  | 0 | 0 | 0 | 0 | 0 | 0 | 265.5 | 247.81 | 868.6798 | Bellota-Weber 230kV line | Bellota-Weber 230kV line | Bellota-Weber 230kV line |  | 5 | 1 | YES | 2 | 1 | 1 | NO | 1
PG&E FRESNO | Tranquility | 230 | 0 | 0 | 0 | 0 | 0 | 0 | 0 | 0 | 0 | 0 | 0 | 0 | 0 | 0 | 0 | 0 | 0 | 0 | 0 | 0 | 0 | 0 | 0 | 0 | 0 | 0 | 0 | 0 | 0 | 0 | 0 | 0 | 0 | 0 | 0 | 0 | 0 | 0 | 0 | 0 | 0 | 0 | 0 | 0 | 0 | 1 | 0 | 0 | 0 | 0 | 0 | 0 | 0 | 0 | 0 | 0 | 0 | 0 | 0 | 0 | 0 | 0 | 0 | 0 | 0 | 0 | 0 | 0 | 0 | 0 | 0 | 0 | 0 | 0 | 0 | 0 | 0 | 0 | 1 | 1 | 0 | 1 | 0 | 0 | 0 | 1 | 0 | 0 | 0 | 1 | 0 | 0 | 0 | 0 | 0 | 0 | 0 | 1 |  | 0 | 0 | 0 | 0 | 0 | 0 | 0 | 0 | 0 | 0 | 400 | 200 | 0 | 0 | 1 | 0 | 0 | 0 | 0 | 0 | 0 | 0 | 0 | 0 | 434 | 1000 | 552 | 0 | 0 | 1 | 2 | 0 | 4 | 0 | 3 | 0 | -516.8 | -4911.332 | -3937.2282 | Borden-Storey #1 230kV line | Gates 500/230kV TB #11 | Gates 500/230kV TB #11 |  | 0 | 0 | 0 | 0 | 0 | 0 | 265.5 | 38.76 | 685.2366 | Bellota-Weber 230kV line | Los Banos 500/230kV TB | Tranquility-Helm 230kV Line |  | 5 | 1 | YES | 2 | 5 | 1 | YES | 2
PG&E GBA | Trimble | 115 | 0 | 0 | 0 | 0 | 0 | 0 | 0 | 0 | 0 | 0 | 0 | 0 | 0 | 0 | 0 | 0 | 0 | 0 | 0 | 0 | 0 | 0 | 0 | 0 | 0 | 0 | 0 | 0 | 0 | 0 | 0 | 0 | 0 | 0 | 0 | 0 | 0 | 0 | 0 | 0 | 0 | 0 | 0 | 0 | 0 | 0 | 0 | 0 | 0 | 0 | 0 | 0 | 0 | 0 | 0 | 1 | 0 | 0 | 0 | 1 | 0 | 0 | 0 | 0 | 0 | 0 | 0 | 0 | 0 | 0 | 0 | 0 | 0 | 0 | 0 | 0 | 0 | 0 | 0 | 0 | 0 | 0 | 0 | 0 | 0 | 0 | 0 | 0 | 0 | 0 | 0 | 0 | 0 | 0 | 0 | 0 | 1 | 0 |  | 0 | 0 | 0 | 0 | 0 | 0 | 0 | 0 | 0 | 0 | 0 | 0 | 0 | 0 | 0 | 0 | 0 | 0 | 0 | 0 | 0 | 0 | 0 | 0 | 0 | 0 | 0 | 0 | 0 | 0 | 0 | 0 | 0 | 0 | 0 | 0 | 631 | 135.75 | 1471.1652 | NEW-Metcalf-Mosslanding 500kV | NEW-Metcalf-Mosslanding 500kV | Tesla-Bellota 230 kV line |  | 0 | 0 | 0 | 0 | 0 | 0 | 631 | 135.75 | 1471.1652 | NEW-Metcalf-Mosslanding 500kV | NEW-Metcalf-Mosslanding 500kV | Tesla-Bellota 230 kV line |  | 1 | 1 | NO | 1 | 1 | 1 | NO | 1
EOP | Trout Canyon | 230 | 0 | 0 | 0 | 0 | 0 | 0 | 0 | 0 | 0 | 0 | 0 | 0 | 0 | 0 | 0 | 0 | 0 | 0 | 0 | 0 | 0 | 0 | 1 | 1 | 1 | 0 | 0 | 0 | 0 | 0 | 0 | 0 | 0 | 0 | 0 | 0 | 0 | 0 | 0 | 0 | 0 | 0 | 0 | 0 | 0 | 0 | 0 | 0 | 0 | 0 | 0 | 0 | 0 | 0 | 0 | 0 | 0 | 0 | 0 | 0 | 0 | 0 | 0 | 0 | 0 | 0 | 0 | 0 | 0 | 0 | 0 | 0 | 0 | 0 | 0 | 0 | 0 | 0 | 0 | 0 | 0 | 0 | 0 | 0 | 0 | 0 | 0 | 0 | 0 | 0 | 0 | 0 | 0 | 0 | 0 | 0 | 0 | 2 |  | 0 | 0 | 0 | 0 | 0 | 0 | 0 | 0 | 0 | 60 | 0 | 25 | 0 | 0 | 1 | 0 | 0 | 0 | 0 | 0 | 0 | 0 | 0 | 0 | 125 | 650 | 510 | 0 | 0 | 1 | 1 | 1 | 1 | 0 | 0 | 1 | -4343.191 | -2038.908 | -1396.283 | Lugo - Victorville area constraint | Lugo - Victorville area constraint | Lugo - Victorville area constraint |  | 0 | 1 | 0 | 0 | 0 | 0 | -160.5 | 1398.25 | 3367.55 | Sloan Canyon - Eldorado 500 kV constraint | Sloan Canyon - Eldorado 500 kV constraint | GLW 230kV area constraint |  | 5 | 3 | YES | 3 | 4 | 1 | YES | 2
EOP | Trout Canyon | 500 | 0 | 0 | 0 | 0 | 0 | 0 | 0 | 0 | 0 | 0 | 0 | 0 | 0 | 0 | 0 | 0 | 0 | 0 | 0 | 0 | 0 | 0 | 1 | 1 | 1 | 0 | 0 | 0 | 0 | 0 | 0 | 0 | 0 | 0 | 0 | 0 | 0 | 0 | 0 | 0 | 0 | 0 | 0 | 0 | 0 | 0 | 0 | 0 | 0 | 0 | 0 | 0 | 0 | 0 | 0 | 0 | 0 | 0 | 0 | 0 | 0 | 0 | 0 | 0 | 0 | 0 | 0 | 0 | 0 | 0 | 0 | 0 | 0 | 0 | 0 | 0 | 0 | 0 | 0 | 0 | 0 | 0 | 0 | 0 | 0 | 0 | 0 | 0 | 0 | 0 | 0 | 0 | 0 | 0 | 0 | 0 | 0 | 2 |  | 0 | 0 | 0 | 0 | 0 | 0 | 0 | 0 | 0 | 0 | 0 | 0 | 0 | 0 | 0 | 0 | 0 | 0 | 0 | 0 | 0 | 0 | 0 | 0 | 0 | 300 | 0 | 80 | 0 | 1 | 1 | 1 | 1 | 0 | 0 | 1 | -4343.191 | -2038.908 | -1396.283 | Lugo - Victorville area constraint | Lugo - Victorville area constraint | Lugo - Victorville area constraint |  | 0 | 1 | 0 | 0 | 0 | 0 | -160.5 | 1398.25 | 3367.55 | Sloan Canyon - Eldorado 500 kV constraint | Sloan Canyon - Eldorado 500 kV constraint | GLW 230kV area constraint |  | 5 | 3 | YES | 3 | 4 | 1 | YES | 2
PG&E NGBA | Tulucay | 230 | 0 | 0 | 0 | 0 | 0 | 0 | 0 | 0 | 0 | 0 | 0 | 0 | 0 | 0 | 0 | 0 | 0 | 0 | 0 | 0 | 0 | 0 | 0 | 0 | 0 | 0 | 0 | 0 | 0 | 0 | 0 | 0 | 0 | 0 | 0 | 0 | 0 | 0 | 0 | 1 | 0 | 0 | 0 | 0 | 0 | 0 | 0 | 0 | 0 | 0 | 0 | 0 | 1 | 0 | 0 | 0 | 0 | 0 | 0 | 0 | 0 | 0 | 0 | 0 | 0 | 0 | 1 | 0 | 0 | 0 | 0 | 0 | 0 | 0 | 0 | 0 | 0 | 0 | 0 | 0 | 0 | 0 | 0 | 0 | 0 | 0 | 0 | 0 | 0 | 0 | 0 | 0 | 0 | 0 | 0 | 0 | 0 | 1 |  | 0 | 0 | 0 | 0 | 0 | 0 | 0 | 0 | 0 | 0 | 0 | 0 | 0 | 0 | 0 | 0 | 0 | 0 | 0 | 0 | 0 | 0 | 0 | 0 | 0 | 0 | 0 | 0 | 0 | 0 | 2 | 0 | 2 | 0 | 0 | 0 | -1437.69 | -961.1112 | 317.0526 | Collinsville-Tesla 500 kV Line | Collinsville-Tesla 500 kV Line | Birds Landing-Contra Costa 230kV Line |  | 0 | 0 | 0 | 0 | 0 | 0 | 1432.61 | 1724.7038 | 317.0526 | Birds Landing-Contra Costa 230kV Line | Birds Landing-Contra Costa 230kV Line | Birds Landing-Contra Costa 230kV Line |  | 5 | 1 | YES | 2 | 1 | 1 | NO | 1
PG&E NGBA | Tulucay | 60 | 0 | 0 | 0 | 0 | 0 | 0 | 0 | 0 | 0 | 0 | 0 | 0 | 0 | 0 | 0 | 0 | 0 | 0 | 0 | 0 | 0 | 0 | 0 | 0 | 0 | 0 | 0 | 0 | 0 | 0 | 0 | 0 | 0 | 0 | 0 | 0 | 0 | 0 | 0 | 1 | 0 | 0 | 0 | 0 | 0 | 0 | 0 | 0 | 0 | 0 | 0 | 1 | 1 | 1 | 1 | 1 | 0 | 0 | 0 | 0 | 0 | 0 | 0 | 0 | 0 | 1 | 1 | 0 | 0 | 0 | 0 | 0 | 0 | 0 | 0 | 0 | 0 | 0 | 0 | 0 | 0 | 0 | 0 | 0 | 0 | 0 | 0 | 0 | 0 | 0 | 0 | 0 | 0 | 0 | 0 | 0 | 0 | 2 |  | 0 | 0 | 0 | 0 | 0 | 0 | 0 | 0 | 0 | 0 | 0 | 0 | 0 | 0 | 0 | 0 | 0 | 0 | 0 | 0 | 0 | 0 | 0 | 0 | 0 | 0 | 0 | 0 | 0 | 0 | 3 | 0 | 2 | 0 | 0 | 0 | -1437.69 | -961.1112 | 317.0526 | Collinsville-Tesla 500 kV Line | Collinsville-Tesla 500 kV Line | Birds Landing-Contra Costa 230kV Line |  | 0 | 0 | 0 | 0 | 0 | 0 | 484.61 | 776.7038 | 317.0526 | Contra Costa- Windmaster 230 kV line | Contra Costa- Windmaster 230 kV line | Birds Landing-Contra Costa 230kV Line |  | 5 | 1 | YES | 2 | 1 | 1 | NO | 1
PG&E KERN | Tupman | 115 | 0 | 0 | 0 | 0 | 0 | 0 | 0 | 0 | 0 | 0 | 0 | 0 | 0 | 0 | 0 | 0 | 0 | 0 | 0 | 0 | 0 | 0 | 0 | 0 | 0 | 0 | 0 | 0 | 0 | 0 | 0 | 0 | 0 | 0 | 0 | 0 | 0 | 0 | 0 | 0 | 0 | 0 | 0 | 0 | 0 | 0 | 0 | 0 | 0 | 0 | 0 | 0 | 0 | 0 | 0 | 0 | 0 | 0 | 0 | 0 | 0 | 0 | 0 | 0 | 0 | 0 | 0 | 1 | 0 | 0 | 0 | 0 | 0 | 0 | 1 | 0 | 0 | 0 | 1 | 0 | 0 | 0 | 0 | 0 | 0 | 0 | 0 | 0 | 0 | 0 | 0 | 0 | 0 | 0 | 1 | 0 | 0 | 0 |  | 0 | 0 | 0 | 0 | 0 | 0 | 0 | 0 | 0 | 0 | 0 | 0 | 0 | 0 | 0 | 0 | 0 | 0 | 0 | 0 | 0 | 0 | 0 | 0 | 0 | 0 | 0 | 0 | 0 | 0 | 0 | 0 | 2 | 0 | 1 | 1 | 71.87 | -4040.202 | -3868.183 | Gates 500/230kV TB #12 | Gates 500/230kV TB #12 | Gates 500/230kV TB #12 |  | 0 | 0 | 0 | 0 | 0 | 0 | 120.85 | 383.59 | 631.7684 | Cal Flat-Gates 230 kV line | Cal Flat-Gates 230 kV line | Mustang-Henrietta 230 kV line |  | 5 | 1 | YES | 2 | 5 | 1 | YES | 2
PG&E NGBA | Ukiah | 115 | 0 | 0 | 0 | 0 | 0 | 0 | 0 | 0 | 0 | 0 | 0 | 0 | 0 | 0 | 0 | 0 | 0 | 0 | 0 | 0 | 0 | 0 | 0 | 0 | 0 | 0 | 0 | 0 | 0 | 0 | 0 | 0 | 0 | 0 | 0 | 0 | 0 | 0 | 0 | 1 | 0 | 1 | 0 | 0 | 0 | 0 | 0 | 0 | 0 | 0 | 0 | 0 | 1 | 0 | 1 | 1 | 0 | 0 | 0 | 0 | 0 | 0 | 0 | 0 | 0 | 0 | 1 | 0 | 0 | 0 | 0 | 0 | 0 | 0 | 0 | 0 | 0 | 0 | 0 | 0 | 0 | 0 | 0 | 0 | 0 | 0 | 0 | 0 | 0 | 0 | 0 | 0 | 0 | 0 | 0 | 0 | 0 | 1 |  | 0 | 0 | 0 | 0 | 0 | 0 | 0 | 0 | 0 | 0 | 0 | 0 | 0 | 0 | 0 | 0 | 0 | 0 | 0 | 0 | 0 | 0 | 0 | 0 | 0 | 0 | 0 | 0 | 0 | 0 | 2 | 0 | 2 | 0 | 0 | 0 | -1437.69 | -961.1112 | 317.0526 | Collinsville-Tesla 500 kV Line | Collinsville-Tesla 500 kV Line | Birds Landing-Contra Costa 230kV Line |  | 0 | 0 | 0 | 0 | 0 | 0 | 484.61 | 771.8 | 317.0526 | Contra Costa- Windmaster 230 kV line | Cortina-Eagle Rock 115 kV line | Birds Landing-Contra Costa 230kV Line |  | 5 | 1 | YES | 2 | 1 | 1 | NO | 1
PG&E KERN | Union (Estrella) | 70 | 0 | 0 | 0 | 0 | 0 | 0 | 0 | 0 | 0 | 0 | 0 | 0 | 0 | 0 | 0 | 0 | 0 | 0 | 0 | 0 | 0 | 0 | 0 | 0 | 0 | 0 | 0 | 0 | 0 | 0 | 0 | 0 | 0 | 0 | 0 | 0 | 0 | 0 | 0 | 0 | 0 | 0 | 0 | 0 | 0 | 0 | 0 | 0 | 0 | 0 | 0 | 0 | 0 | 0 | 0 | 0 | 0 | 0 | 0 | 0 | 0 | 0 | 0 | 0 | 0 | 0 | 0 | 1 | 1 | 0 | 0 | 0 | 0 | 0 | 0 | 0 | 0 | 0 | 0 | 1 | 0 | 0 | 0 | 0 | 0 | 1 | 0 | 0 | 0 | 0 | 0 | 0 | 0 | 0 | 0 | 1 | 0 | 1 |  | 0 | 0 | 0 | 0 | 0 | 0 | 0 | 0 | 0 | 0 | 0 | 0 | 0 | 0 | 0 | 0 | 0 | 0 | 0 | 0 | 0 | 0 | 0 | 0 | 0 | 0 | 0 | 0 | 0 | 0 | 0 | 0 | 1 | 0 | 1 | 0 | 120.85 | -4911.332 | -3937.2282 | Cal Flat-Gates 230 kV line | Gates 500/230kV TB #11 | Gates 500/230kV TB #11 |  | 0 | 0 | 0 | 0 | 0 | 0 | 120.85 | 38.76 | 251.3788 | Cal Flat-Gates 230 kV line | Los Banos 500/230kV TB | Gates-Arco 230 kV Line |  | 5 | 1 | YES | 2 | 5 | 1 | YES | 2
PG&E NGBA | Vaca Dixon | 115 | 0 | 0 | 0 | 0 | 0 | 0 | 0 | 0 | 0 | 0 | 0 | 0 | 0 | 0 | 0 | 0 | 0 | 0 | 0 | 0 | 0 | 0 | 0 | 0 | 0 | 0 | 0 | 0 | 0 | 0 | 0 | 0 | 0 | 0 | 0 | 0 | 0 | 0 | 0 | 1 | 0 | 0 | 0 | 0 | 0 | 0 | 0 | 0 | 0 | 0 | 0 | 0 | 0 | 1 | 1 | 1 | 0 | 0 | 0 | 0 | 0 | 0 | 0 | 0 | 0 | 0 | 1 | 0 | 0 | 0 | 0 | 0 | 0 | 0 | 0 | 0 | 0 | 0 | 0 | 0 | 0 | 0 | 0 | 0 | 0 | 0 | 0 | 0 | 0 | 0 | 0 | 0 | 0 | 0 | 0 | 0 | 0 | 0 |  | 0 | 0 | 0 | 0 | 0 | 0 | 0 | 0 | 0 | 0 | 0 | 0 | 0 | 0 | 0 | 0 | 0 | 0 | 0 | 0 | 0 | 0 | 0 | 0 | 0 | 0 | 0 | 0 | 0 | 0 | 3 | 0 | 2 | 0 | 0 | 0 | -1437.69 | -961.1112 | 317.0526 | Collinsville-Tesla 500 kV Line | Collinsville-Tesla 500 kV Line | Birds Landing-Contra Costa 230kV Line |  | 0 | 0 | 0 | 0 | 0 | 0 | 484.61 | 776.7038 | 317.0526 | Contra Costa- Windmaster 230 kV line | Contra Costa- Windmaster 230 kV line | Birds Landing-Contra Costa 230kV Line |  | 5 | 1 | YES | 2 | 1 | 1 | NO | 1
PG&E NGBA | Vaca Dixon | 230 | 0 | 0 | 0 | 0 | 0 | 0 | 0 | 0 | 0 | 0 | 0 | 0 | 0 | 0 | 0 | 0 | 0 | 0 | 0 | 0 | 0 | 0 | 0 | 0 | 0 | 0 | 0 | 0 | 0 | 0 | 0 | 0 | 0 | 0 | 0 | 0 | 0 | 0 | 0 | 1 | 0 | 0 | 0 | 0 | 0 | 0 | 0 | 0 | 0 | 0 | 0 | 0 | 0 | 1 | 1 | 0 | 0 | 0 | 0 | 0 | 0 | 0 | 0 | 0 | 0 | 0 | 1 | 0 | 0 | 0 | 0 | 0 | 0 | 0 | 0 | 0 | 0 | 0 | 0 | 0 | 0 | 0 | 0 | 0 | 0 | 0 | 0 | 0 | 0 | 0 | 0 | 0 | 0 | 0 | 0 | 0 | 0 | 0 |  | 0 | 0 | 0 | 0 | 0 | 0 | 0 | 0 | 0 | 0 | 0 | 0 | 0 | 0 | 0 | 0 | 0 | 70 | 0 | 0 | 0 | 0 | 0 | 0 | 0 | 200 | 300 | 0 | 0 | 1 | 3 | 0 | 2 | 0 | 0 | 0 | -1437.69 | -961.1112 | 317.0526 | Collinsville-Tesla 500 kV Line | Collinsville-Tesla 500 kV Line | Birds Landing-Contra Costa 230kV Line |  | 0 | 0 | 0 | 0 | 0 | 0 | 484.61 | 776.7038 | 317.0526 | Contra Costa- Windmaster 230 kV line | Contra Costa- Windmaster 230 kV line | Birds Landing-Contra Costa 230kV Line |  | 5 | 1 | YES | 2 | 1 | 1 | NO | 1
PG&E NGBA | Vaca Dixon | 500 | 0 | 0 | 0 | 0 | 0 | 0 | 0 | 0 | 0 | 0 | 0 | 0 | 0 | 0 | 0 | 0 | 0 | 0 | 0 | 0 | 0 | 0 | 0 | 0 | 0 | 0 | 0 | 0 | 0 | 0 | 0 | 0 | 0 | 0 | 0 | 0 | 0 | 0 | 0 | 1 | 0 | 0 | 0 | 0 | 0 | 0 | 0 | 0 | 0 | 0 | 0 | 0 | 0 | 0 | 1 | 0 | 0 | 0 | 0 | 0 | 0 | 0 | 0 | 0 | 0 | 0 | 1 | 0 | 0 | 0 | 0 | 0 | 0 | 0 | 0 | 0 | 0 | 0 | 0 | 0 | 0 | 0 | 0 | 0 | 0 | 0 | 0 | 0 | 0 | 0 | 0 | 0 | 0 | 0 | 0 | 0 | 0 | 0 |  | 0 | 0 | 0 | 0 | 0 | 0 | 0 | 0 | 0 | 0 | 0 | 0 | 0 | 0 | 0 | 0 | 0 | 0 | 0 | 0 | 0 | 0 | 0 | 0 | 0 | 300 | 0 | 0 | 0 | 1 | 2 | 0 | 2 | 0 | 0 | 0 | -1437.69 | -961.1112 | 317.0526 | Collinsville-Tesla 500 kV Line | Collinsville-Tesla 500 kV Line | Birds Landing-Contra Costa 230kV Line |  | 0 | 0 | 0 | 0 | 0 | 0 | 484.61 | 776.7038 | 317.0526 | Contra Costa- Windmaster 230 kV line | Contra Costa- Windmaster 230 kV line | Birds Landing-Contra Costa 230kV Line |  | 5 | 1 | YES | 2 | 1 | 1 | NO | 1
PG&E NGBA | Vaca Dixon | 60 | 0 | 0 | 0 | 0 | 0 | 0 | 0 | 0 | 0 | 0 | 0 | 0 | 0 | 0 | 0 | 0 | 0 | 0 | 0 | 0 | 0 | 0 | 0 | 0 | 0 | 0 | 0 | 0 | 0 | 0 | 0 | 0 | 0 | 0 | 0 | 0 | 0 | 0 | 0 | 1 | 0 | 0 | 0 | 0 | 0 | 0 | 0 | 0 | 0 | 0 | 0 | 0 | 0 | 1 | 1 | 1 | 0 | 0 | 0 | 0 | 0 | 0 | 0 | 0 | 0 | 0 | 1 | 0 | 0 | 0 | 0 | 0 | 0 | 0 | 0 | 0 | 0 | 0 | 0 | 0 | 0 | 0 | 0 | 0 | 0 | 0 | 0 | 0 | 0 | 0 | 0 | 0 | 0 | 0 | 0 | 0 | 0 | 0 |  | 0 | 0 | 0 | 0 | 0 | 0 | 0 | 0 | 0 | 0 | 0 | 0 | 0 | 0 | 0 | 0 | 0 | 0 | 0 | 0 | 0 | 0 | 0 | 0 | 0 | 0 | 0 | 0 | 0 | 0 | 3 | 0 | 2 | 0 | 0 | 0 | -1437.69 | -961.1112 | 317.0526 | Collinsville-Tesla 500 kV Line | Collinsville-Tesla 500 kV Line | Birds Landing-Contra Costa 230kV Line |  | 0 | 0 | 0 | 0 | 0 | 0 | 484.61 | 776.7038 | 317.0526 | Contra Costa- Windmaster 230 kV line | Contra Costa- Windmaster 230 kV line | Birds Landing-Contra Costa 230kV Line |  | 5 | 1 | YES | 2 | 1 | 1 | NO | 1
SCE Eastern | Valley (SCE) | 500 | 0 | 0 | 0 | 0 | 0 | 0 | 0 | 0 | 0 | 0 | 0 | 0 | 0 | 0 | 0 | 0 | 0 | 0 | 0 | 1 | 0 | 1 | 0 | 0 | 0 | 0 | 0 | 0 | 0 | 0 | 0 | 0 | 0 | 0 | 0 | 0 | 0 | 0 | 0 | 0 | 0 | 0 | 0 | 0 | 0 | 0 | 0 | 0 | 0 | 0 | 0 | 0 | 0 | 0 | 0 | 0 | 0 | 0 | 0 | 0 | 0 | 0 | 0 | 0 | 0 | 0 | 0 | 0 | 0 | 0 | 0 | 0 | 0 | 0 | 0 | 0 | 0 | 0 | 0 | 0 | 0 | 0 | 0 | 0 | 0 | 0 | 0 | 0 | 0 | 0 | 0 | 0 | 0 | 0 | 0 | 0 | 0 | 1 |  | 0 | 0 | 0 | 0 | 0 | 0 | 0 | 0 | 0 | 0 | 0 | 640 | 0 | 0 | 1 | 0 | 0 | 0 | 0 | 0 | 0 | 0 | 0 | 0 | 500 | 700 | 950 | 0 | 0 | 1 | 1 | 2 | 1 | 2 | 0 | 0 | -3014.166 | -2815.89 | 3968.39 | Serrano-Alberhill-Valley Constraint | Etiwanda-Rancho Vista Constraint | Etiwanda-Rancho Vista Constraint |  | 1 | 3 | 1 | 3 | 0 | 0 | -1492.166 | -2815.89 | 3968.39 | Serrano-Alberhill-Valley Constraint | Etiwanda-Rancho Vista Constraint | Etiwanda-Rancho Vista Constraint |  | 5 | 5 | NO | 5 | 1 | 1 | NO | 1
EOP | Valley (VEA) | 138 | 0 | 0 | 0 | 0 | 0 | 0 | 0 | 0 | 0 | 0 | 0 | 0 | 0 | 0 | 0 | 0 | 0 | 0 | 0 | 0 | 0 | 0 | 1 | 1 | 1 | 0 | 0 | 0 | 0 | 0 | 0 | 0 | 0 | 0 | 0 | 0 | 0 | 0 | 0 | 0 | 0 | 0 | 0 | 0 | 0 | 0 | 0 | 0 | 0 | 0 | 0 | 0 | 0 | 0 | 0 | 0 | 0 | 0 | 0 | 0 | 0 | 0 | 0 | 0 | 0 | 0 | 0 | 0 | 0 | 0 | 0 | 0 | 0 | 0 | 0 | 0 | 0 | 0 | 0 | 0 | 0 | 0 | 0 | 0 | 0 | 0 | 0 | 0 | 0 | 0 | 0 | 0 | 0 | 0 | 0 | 0 | 0 | 2 |  | 0 | 0 | 0 | 0 | 0 | 0 | 0 | 0 | 0 | 0 | 0 | 0 | 0 | 0 | 0 | 0 | 0 | 0 | 0 | 0 | 0 | 0 | 0 | 0 | 0 | 0 | 0 | 0 | 0 | 0 | 1 | 1 | 1 | 0 | 0 | 1 | -4343.191 | -2038.908 | -1396.283 | Lugo - Victorville area constraint | Lugo - Victorville area constraint | Lugo - Victorville area constraint |  | 0 | 1 | 0 | 0 | 0 | 0 | -160.5 | 1398.25 | 3367.55 | Sloan Canyon - Eldorado 500 kV constraint | Sloan Canyon - Eldorado 500 kV constraint | GLW 230kV area constraint |  | 5 | 3 | YES | 3 | 4 | 1 | YES | 2
SDGE | Valley Center | 69 | 0 | 0 | 0 | 0 | 0 | 0 | 0 | 0 | 0 | 0 | 0 | 0 | 0 | 0 | 0 | 0 | 0 | 0 | 0 | 0 | 0 | 0 | 0 | 0 | 0 | 1 | 0 | 0 | 0 | 0 | 1 | 0 | 1 | 0 | 0 | 0 | 0 | 1 | 0 | 0 | 0 | 0 | 0 | 0 | 0 | 0 | 0 | 0 | 0 | 0 | 0 | 0 | 0 | 0 | 0 | 0 | 0 | 0 | 0 | 0 | 0 | 0 | 0 | 0 | 0 | 0 | 0 | 0 | 0 | 0 | 0 | 0 | 0 | 0 | 0 | 0 | 0 | 0 | 0 | 0 | 0 | 0 | 0 | 0 | 0 | 0 | 0 | 0 | 0 | 0 | 0 | 0 | 0 | 0 | 0 | 0 | 0 | 2 |  | 0 | 0 | 0 | 0 | 0 | 0 | 0 | 0 | 0 | 0 | 0 | 0 | 0 | 0 | 0 | 0 | 0 | 0 | 0 | 0 | 0 | 0 | 0 | 0 | 0 | 0 | 0 | 0 | 0 | 0 | 0 | 1 | 0 | 1 | 0 | 0 | -99.1 | -698.67 | 1191.1 | San Luis Rey-San Onofre 230 kV line constraint | San Luis Rey-San Onofre 230 kV line constraint | Talega 230 kV constraint |  | 0 | 1 | 0 | 1 | 0 | 0 | -99.1 | -698.67 | 1191.1 | San Luis Rey-San Onofre 230 kV line constraint | San Luis Rey-San Onofre 230 kV line constraint | Talega 230 kV constraint |  | 4 | 4 | NO | 4 | 1 | 1 | NO | 1
PG&E GBA | Valley Home | 115 | 0 | 0 | 0 | 0 | 0 | 0 | 0 | 0 | 0 | 0 | 0 | 0 | 0 | 0 | 0 | 0 | 0 | 0 | 0 | 0 | 0 | 0 | 0 | 0 | 0 | 0 | 0 | 0 | 0 | 0 | 0 | 0 | 0 | 0 | 0 | 0 | 0 | 0 | 0 | 0 | 0 | 0 | 0 | 0 | 0 | 1 | 0 | 0 | 0 | 0 | 0 | 0 | 0 | 0 | 0 | 1 | 0 | 0 | 0 | 1 | 0 | 0 | 0 | 1 | 0 | 0 | 0 | 0 | 0 | 0 | 0 | 0 | 0 | 0 | 0 | 0 | 0 | 0 | 0 | 0 | 0 | 0 | 0 | 0 | 0 | 0 | 0 | 0 | 0 | 0 | 0 | 0 | 0 | 0 | 0 | 0 | 0 | 0 |  | 0 | 0 | 0 | 0 | 0 | 0 | 0 | 0 | 0 | 0 | 0 | 0 | 0 | 0 | 0 | 0 | 0 | 0 | 0 | 0 | 0 | 0 | 0 | 0 | 0 | 100 | 0 | 0 | 0 | 1 | 1 | 0 | 2 | 0 | 0 | 0 | -194.5 | -212.19 | 100.712 | Bellota-Weber 230kV line | Bellota-Weber 230kV line | Tesla-Salado 115 kV line |  | 0 | 0 | 1 | 0 | 0 | 0 | 33.67 | -4.83 | 100.712 | Tesla-Salado 115 kV line | Tesla-Salado 115 kV line | Tesla-Salado 115 kV line |  | 5 | 5 | NO | 5 | 1 | 1 | NO | 1
PG&E GBA | Valley Springs | 230 | 0 | 0 | 0 | 0 | 0 | 0 | 0 | 0 | 0 | 0 | 0 | 0 | 0 | 0 | 0 | 0 | 0 | 0 | 0 | 0 | 0 | 0 | 0 | 0 | 0 | 0 | 0 | 0 | 0 | 0 | 0 | 0 | 0 | 0 | 0 | 0 | 0 | 0 | 0 | 0 | 0 | 0 | 0 | 0 | 0 | 1 | 0 | 0 | 0 | 0 | 0 | 0 | 0 | 0 | 0 | 0 | 0 | 0 | 0 | 1 | 1 | 0 | 0 | 0 | 0 | 0 | 0 | 0 | 0 | 0 | 0 | 0 | 0 | 0 | 0 | 0 | 0 | 0 | 0 | 0 | 0 | 0 | 0 | 0 | 0 | 1 | 0 | 0 | 0 | 0 | 0 | 0 | 0 | 0 | 0 | 0 | 0 | 1 |  | 0 | 0 | 0 | 0 | 0 | 0 | 0 | 0 | 0 | 0 | 0 | 0 | 0 | 0 | 0 | 0 | 0 | 0 | 0 | 0 | 0 | 0 | 0 | 0 | 0 | 0 | 0 | 0 | 0 | 0 | 1 | 0 | 1 | 0 | 0 | 0 | -194.5 | -212.19 | 868.6798 | Bellota-Weber 230kV line | Bellota-Weber 230kV line | Bellota-Weber 230kV line |  | 0 | 0 | 0 | 0 | 0 | 0 | 265.5 | 38.76 | 868.6798 | Bellota-Weber 230kV line | Los Banos 500/230kV TB | Bellota-Weber 230kV line |  | 5 | 1 | YES | 2 | 1 | 1 | NO | 1
PG&E GBA | Valley Springs | 60 | 0 | 0 | 0 | 0 | 0 | 0 | 0 | 0 | 0 | 0 | 0 | 0 | 0 | 0 | 0 | 0 | 0 | 0 | 0 | 0 | 0 | 0 | 0 | 0 | 0 | 0 | 0 | 0 | 0 | 0 | 0 | 0 | 0 | 0 | 0 | 0 | 0 | 0 | 0 | 0 | 0 | 0 | 0 | 0 | 0 | 1 | 0 | 0 | 0 | 0 | 0 | 0 | 0 | 0 | 0 | 0 | 0 | 0 | 0 | 1 | 1 | 0 | 0 | 0 | 0 | 0 | 0 | 0 | 0 | 0 | 0 | 0 | 0 | 0 | 0 | 0 | 0 | 0 | 0 | 0 | 0 | 0 | 0 | 0 | 0 | 0 | 0 | 0 | 0 | 0 | 0 | 0 | 0 | 0 | 0 | 0 | 0 | 0 |  | 0 | 0 | 0 | 0 | 0 | 0 | 0 | 0 | 0 | 0 | 0 | 0 | 0 | 0 | 0 | 0 | 0 | 0 | 0 | 0 | 0 | 0 | 0 | 0 | 0 | 0 | 0 | 0 | 0 | 0 | 1 | 0 | 1 | 0 | 0 | 0 | -194.5 | -212.19 | 868.6798 | Bellota-Weber 230kV line | Bellota-Weber 230kV line | Bellota-Weber 230kV line |  | 0 | 0 | 0 | 0 | 0 | 0 | 265.5 | 247.81 | 868.6798 | Bellota-Weber 230kV line | Bellota-Weber 230kV line | Bellota-Weber 230kV line |  | 5 | 1 | YES | 2 | 1 | 1 | NO | 1
EOP | Valley Switch | 138 | 0 | 0 | 0 | 0 | 0 | 0 | 0 | 0 | 0 | 0 | 0 | 0 | 0 | 0 | 0 | 0 | 0 | 0 | 0 | 0 | 0 | 0 | 1 | 1 | 1 | 0 | 0 | 0 | 0 | 0 | 0 | 0 | 0 | 0 | 0 | 0 | 0 | 0 | 0 | 0 | 0 | 0 | 0 | 0 | 0 | 0 | 0 | 0 | 0 | 0 | 0 | 0 | 0 | 0 | 0 | 0 | 0 | 0 | 0 | 0 | 0 | 0 | 0 | 0 | 0 | 0 | 0 | 0 | 0 | 0 | 0 | 0 | 0 | 0 | 0 | 0 | 0 | 0 | 0 | 0 | 0 | 0 | 0 | 0 | 0 | 0 | 0 | 0 | 0 | 0 | 0 | 0 | 0 | 0 | 0 | 0 | 0 | 2 |  | 0 | 0 | 0 | 0 | 0 | 0 | 0 | 0 | 0 | 0 | 0 | 0 | 0 | 0 | 0 | 0 | 0 | 0 | 0 | 0 | 0 | 0 | 0 | 0 | 0 | 0 | 0 | 0 | 0 | 0 | 1 | 1 | 1 | 0 | 0 | 1 | -4343.191 | -2038.908 | -1396.283 | Lugo - Victorville area constraint | Lugo - Victorville area constraint | Lugo - Victorville area constraint |  | 0 | 1 | 0 | 0 | 0 | 0 | -160.5 | 1398.25 | 3367.55 | Sloan Canyon - Eldorado 500 kV constraint | Sloan Canyon - Eldorado 500 kV constraint | GLW 230kV area constraint |  | 5 | 3 | YES | 3 | 4 | 1 | YES | 2
EOP | Valley Switch | 230 | 0 | 0 | 0 | 0 | 0 | 0 | 0 | 0 | 0 | 0 | 0 | 0 | 0 | 0 | 0 | 0 | 0 | 0 | 0 | 0 | 0 | 0 | 1 | 1 | 1 | 0 | 0 | 0 | 0 | 0 | 0 | 0 | 0 | 0 | 0 | 0 | 0 | 0 | 0 | 0 | 0 | 0 | 0 | 0 | 0 | 0 | 0 | 0 | 0 | 0 | 0 | 0 | 0 | 0 | 0 | 0 | 0 | 0 | 0 | 0 | 0 | 0 | 0 | 0 | 0 | 0 | 0 | 0 | 0 | 0 | 0 | 0 | 0 | 0 | 0 | 0 | 0 | 0 | 0 | 0 | 0 | 0 | 0 | 0 | 0 | 0 | 0 | 0 | 0 | 0 | 0 | 0 | 0 | 0 | 0 | 0 | 0 | 2 |  | 0 | 0 | 0 | 0 | 0 | 0 | 0 | 0 | 0 | 0 | 0 | 0 | 0 | 0 | 0 | 0 | 0 | 0 | 0 | 0 | 0 | 0 | 0 | 0 | 0 | 0 | 0 | 0 | 0 | 0 | 1 | 1 | 1 | 0 | 0 | 1 | -4343.191 | -2038.908 | -1396.283 | Lugo - Victorville area constraint | Lugo - Victorville area constraint | Lugo - Victorville area constraint |  | 0 | 1 | 0 | 0 | 0 | 0 | -160.5 | 1398.25 | 3367.55 | Sloan Canyon - Eldorado 500 kV constraint | Sloan Canyon - Eldorado 500 kV constraint | GLW 230kV area constraint |  | 5 | 3 | YES | 3 | 4 | 1 | YES | 2
PG&E GBA | Vasco | 230 | 0 | 0 | 0 | 0 | 0 | 0 | 0 | 0 | 0 | 0 | 0 | 0 | 0 | 0 | 0 | 0 | 0 | 0 | 0 | 0 | 0 | 0 | 0 | 0 | 0 | 0 | 0 | 0 | 0 | 0 | 0 | 0 | 0 | 0 | 0 | 0 | 0 | 0 | 0 | 1 | 0 | 0 | 0 | 0 | 0 | 0 | 0 | 0 | 0 | 0 | 0 | 0 | 0 | 0 | 0 | 1 | 0 | 0 | 0 | 1 | 0 | 0 | 0 | 0 | 0 | 0 | 1 | 0 | 0 | 0 | 0 | 0 | 0 | 0 | 0 | 0 | 0 | 0 | 0 | 0 | 0 | 0 | 0 | 0 | 0 | 0 | 0 | 0 | 0 | 0 | 0 | 0 | 0 | 0 | 0 | 0 | 0 | 0 |  | 0 | 0 | 0 | 0 | 0 | 0 | 0 | 0 | 0 | 0 | 0 | 0 | 0 | 0 | 0 | 0 | 0 | 0 | 0 | 0 | 0 | 0 | 0 | 0 | 0 | 0 | 0 | 0 | 0 | 0 | 2 | 0 | 2 | 0 | 0 | 0 | -1437.69 | -961.1112 | 317.0526 | Collinsville-Tesla 500 kV Line | Collinsville-Tesla 500 kV Line | Birds Landing-Contra Costa 230kV Line |  | 0 | 0 | 0 | 0 | 0 | 0 | 1432.61 | 1138.4538 | 317.0526 | Birds Landing-Contra Costa 230kV Line | Tesla-Bellota 230 kV line | Birds Landing-Contra Costa 230kV Line |  | 5 | 1 | YES | 2 | 1 | 1 | NO | 1
PG&E GBA | Vasona | 230 | 0 | 0 | 0 | 0 | 0 | 0 | 0 | 0 | 0 | 0 | 0 | 0 | 0 | 0 | 0 | 0 | 0 | 0 | 0 | 0 | 0 | 0 | 0 | 0 | 0 | 0 | 0 | 0 | 0 | 0 | 0 | 0 | 0 | 0 | 0 | 0 | 0 | 0 | 0 | 0 | 0 | 0 | 0 | 0 | 0 | 0 | 0 | 0 | 0 | 0 | 0 | 0 | 1 | 0 | 0 | 0 | 0 | 0 | 0 | 1 | 0 | 0 | 0 | 0 | 0 | 0 | 0 | 0 | 0 | 0 | 0 | 0 | 0 | 0 | 0 | 0 | 0 | 0 | 0 | 0 | 0 | 0 | 0 | 0 | 0 | 0 | 0 | 0 | 0 | 0 | 0 | 0 | 0 | 0 | 0 | 0 | 1 | 1 |  | 0 | 0 | 0 | 0 | 0 | 0 | 0 | 0 | 0 | 0 | 0 | 0 | 0 | 0 | 0 | 0 | 0 | 0 | 0 | 0 | 0 | 0 | 0 | 0 | 0 | 0 | 0 | 0 | 0 | 0 | 0 | 0 | 0 | 0 | 0 | 0 | 631 | 135.75 | 1471.1652 | NEW-Metcalf-Mosslanding 500kV | NEW-Metcalf-Mosslanding 500kV | Tesla-Bellota 230 kV line |  | 0 | 0 | 0 | 0 | 0 | 0 | 631 | 135.75 | 1471.1652 | NEW-Metcalf-Mosslanding 500kV | NEW-Metcalf-Mosslanding 500kV | Tesla-Bellota 230 kV line |  | 1 | 1 | NO | 1 | 1 | 1 | NO | 1
SCE Northern | Vestal | 230 | 1 | 0 | 1 | 0 | 0 | 1 | 1 | 0 | 0 | 0 | 0 | 0 | 0 | 0 | 0 | 0 | 0 | 0 | 0 | 0 | 0 | 0 | 0 | 0 | 0 | 0 | 0 | 0 | 0 | 0 | 0 | 0 | 0 | 0 | 0 | 0 | 0 | 0 | 0 | 0 | 0 | 0 | 0 | 0 | 0 | 0 | 0 | 0 | 0 | 0 | 0 | 0 | 0 | 0 | 0 | 0 | 0 | 0 | 0 | 0 | 0 | 0 | 0 | 0 | 0 | 0 | 0 | 0 | 0 | 0 | 0 | 0 | 0 | 0 | 0 | 0 | 0 | 0 | 0 | 0 | 0 | 0 | 0 | 0 | 0 | 0 | 0 | 0 | 0 | 0 | 0 | 0 | 0 | 0 | 0 | 0 | 0 | 0 |  | 0 | 0 | 0 | 0 | 0 | 0 | 0 | 0 | 0 | 300 | 0 | 180 | 0 | 0 | 1 | 0 | 0 | 0 | 0 | 0 | 0 | 0 | 0 | 0 | 500 | 50 | 230 | 0 | 0 | 1 | 1 | 0 | 1 | 0 | 0 | 0 | -568.88 | -811.38 | 1470.64 | Antelope-Vincent Constraint | Antelope-Vincent Constraint | North of Magunden Constraint |  | 1 | 0 | 1 | 0 | 0 | 0 | -568.88 | -811.38 | 1470.64 | Antelope-Vincent Constraint | Antelope-Vincent Constraint | North of Magunden Constraint |  | 5 | 5 | NO | 5 | 1 | 1 | NO | 1
SCE Northern | Vestal | 66 | 1 | 0 | 1 | 0 | 0 | 1 | 1 | 0 | 0 | 0 | 0 | 0 | 0 | 0 | 0 | 0 | 0 | 0 | 0 | 0 | 0 | 0 | 0 | 0 | 0 | 0 | 0 | 0 | 0 | 0 | 0 | 0 | 0 | 0 | 0 | 0 | 0 | 0 | 0 | 0 | 0 | 0 | 0 | 0 | 0 | 0 | 0 | 0 | 0 | 0 | 0 | 0 | 0 | 0 | 0 | 0 | 0 | 0 | 0 | 0 | 0 | 0 | 0 | 0 | 0 | 0 | 0 | 0 | 0 | 0 | 0 | 0 | 0 | 0 | 0 | 0 | 0 | 0 | 0 | 0 | 0 | 0 | 0 | 0 | 0 | 0 | 0 | 0 | 0 | 0 | 0 | 0 | 0 | 0 | 0 | 0 | 0 | 0 |  | 0 | 0 | 0 | 0 | 0 | 0 | 0 | 0 | 0 | 0 | 0 | 80 | 0 | 0 | 1 | 0 | 0 | 0 | 0 | 0 | 0 | 0 | 0 | 0 | 0 | 0 | 80 | 0 | 0 | 1 | 1 | 0 | 1 | 0 | 0 | 0 | -568.88 | -811.38 | 1470.64 | Antelope-Vincent Constraint | Antelope-Vincent Constraint | North of Magunden Constraint |  | 1 | 0 | 1 | 0 | 0 | 0 | -568.88 | -811.38 | 1470.64 | Antelope-Vincent Constraint | Antelope-Vincent Constraint | North of Magunden Constraint |  | 5 | 5 | NO | 5 | 1 | 1 | NO | 1
SCE NOL | Victor | 115 | 0 | 0 | 0 | 0 | 0 | 0 | 0 | 0 | 0 | 0 | 0 | 0 | 1 | 1 | 0 | 0 | 0 | 0 | 0 | 0 | 0 | 0 | 0 | 0 | 0 | 0 | 0 | 0 | 0 | 0 | 0 | 0 | 0 | 0 | 0 | 0 | 0 | 0 | 0 | 0 | 0 | 0 | 0 | 0 | 0 | 0 | 0 | 0 | 0 | 0 | 0 | 0 | 0 | 0 | 0 | 0 | 0 | 0 | 0 | 0 | 0 | 0 | 0 | 0 | 0 | 0 | 0 | 0 | 0 | 0 | 0 | 0 | 0 | 0 | 0 | 0 | 0 | 0 | 0 | 0 | 0 | 0 | 0 | 0 | 0 | 0 | 0 | 0 | 0 | 0 | 0 | 0 | 0 | 0 | 0 | 0 | 0 | 2 |  | 0 | 0 | 0 | 0 | 0 | 0 | 0 | 0 | 0 | 0 | 0 | 0 | 0 | 0 | 0 | 0 | 0 | 0 | 0 | 0 | 0 | 0 | 0 | 7 | 154 | 0 | 0 | 0 | 0 | 1 | 0 | 0 | 0 | 2 | 0 | 0 | 43.77 | -137.55 | 1611.864 | Lugo Transformer Area Constraint | Lugo Transformer Area Constraint | Victor to Lugo Area Constraint |  | 0 | 0 | 0 | 2 | 0 | 0 | 43.77 | -137.55 | 1611.864 | Lugo Transformer Area Constraint | Lugo Transformer Area Constraint | Victor to Lugo Area Constraint |  | 3 | 3 | NO | 3 | 1 | 1 | NO | 1
SCE NOL | Victor | 230 | 0 | 0 | 0 | 0 | 0 | 0 | 0 | 0 | 0 | 0 | 0 | 0 | 1 | 1 | 0 | 0 | 0 | 0 | 0 | 0 | 0 | 0 | 0 | 0 | 0 | 0 | 0 | 0 | 0 | 0 | 0 | 0 | 0 | 0 | 0 | 0 | 0 | 0 | 0 | 0 | 0 | 0 | 0 | 0 | 0 | 0 | 0 | 0 | 0 | 0 | 0 | 0 | 0 | 0 | 0 | 0 | 0 | 0 | 0 | 0 | 0 | 0 | 0 | 0 | 0 | 0 | 0 | 0 | 0 | 0 | 0 | 0 | 0 | 0 | 0 | 0 | 0 | 0 | 0 | 0 | 0 | 0 | 0 | 0 | 0 | 0 | 0 | 0 | 0 | 0 | 0 | 0 | 0 | 0 | 0 | 0 | 0 | 2 |  | 0 | 0 | 0 | 0 | 0 | 0 | 0 | 0 | 5 | 0 | 0 | 0 | 0 | 0 | 1 | 0 | 0 | 0 | 0 | 0 | 0 | 0 | 0 | 5 | 0 | 0 | 0 | 0 | 0 | 1 | 0 | 0 | 0 | 2 | 0 | 0 | 43.77 | -137.55 | 1611.864 | Lugo Transformer Area Constraint | Lugo Transformer Area Constraint | Victor to Lugo Area Constraint |  | 0 | 0 | 0 | 2 | 0 | 0 | 43.77 | -137.55 | 1611.864 | Lugo Transformer Area Constraint | Lugo Transformer Area Constraint | Victor to Lugo Area Constraint |  | 3 | 3 | NO | 3 | 1 | 1 | NO | 1
SCE Metro | Viejo | 230 | 0 | 0 | 0 | 0 | 0 | 0 | 0 | 0 | 0 | 1 | 0 | 0 | 0 | 0 | 0 | 0 | 0 | 0 | 0 | 0 | 0 | 0 | 0 | 0 | 0 | 0 | 0 | 0 | 0 | 0 | 0 | 0 | 0 | 0 | 0 | 0 | 0 | 0 | 0 | 0 | 0 | 0 | 0 | 0 | 0 | 0 | 0 | 0 | 0 | 0 | 0 | 0 | 0 | 0 | 0 | 0 | 0 | 0 | 0 | 0 | 0 | 0 | 0 | 0 | 0 | 0 | 0 | 0 | 0 | 0 | 0 | 0 | 0 | 0 | 0 | 0 | 0 | 0 | 0 | 0 | 0 | 0 | 0 | 0 | 0 | 0 | 0 | 0 | 0 | 0 | 0 | 0 | 0 | 0 | 0 | 0 | 0 | 0 |  | 0 | 0 | 0 | 0 | 0 | 0 | 0 | 0 | 0 | 0 | 0 | 0 | 0 | 0 | 0 | 0 | 0 | 0 | 0 | 0 | 0 | 0 | 0 | 0 | 0 | 0 | 0 | 0 | 0 | 0 | 0 | 0 | 0 | 0 | 0 | 0 | 3554.7188 | 7968.008 | 22025.8411 | SCE Metro Area Default Constraint | SCE Metro Area Default Constraint | SCE Metro Area Default Constraint |  | 0 | 0 | 0 | 0 | 0 | 0 | 3554.7188 | 7968.008 | 22025.8411 | SCE Metro Area Default Constraint | SCE Metro Area Default Constraint | SCE Metro Area Default Constraint |  | 1 | 1 | NO | 1 | 1 | 1 | NO | 1
PG&E GBA | Vierra | 115 | 0 | 0 | 0 | 0 | 0 | 0 | 0 | 0 | 0 | 0 | 0 | 0 | 0 | 0 | 0 | 0 | 0 | 0 | 0 | 0 | 0 | 0 | 0 | 0 | 0 | 0 | 0 | 0 | 0 | 0 | 0 | 0 | 0 | 0 | 0 | 0 | 0 | 0 | 0 | 0 | 0 | 0 | 0 | 0 | 0 | 1 | 0 | 0 | 0 | 0 | 0 | 0 | 0 | 0 | 0 | 1 | 0 | 1 | 0 | 1 | 0 | 0 | 0 | 0 | 0 | 1 | 0 | 0 | 0 | 0 | 0 | 0 | 0 | 0 | 0 | 0 | 0 | 0 | 0 | 0 | 0 | 0 | 0 | 0 | 0 | 0 | 0 | 0 | 0 | 0 | 0 | 0 | 0 | 0 | 0 | 0 | 0 | 0 |  | 0 | 0 | 0 | 0 | 0 | 0 | 0 | 0 | 0 | 0 | 0 | 0 | 0 | 0 | 0 | 0 | 0 | 0 | 0 | 0 | 0 | 0 | 0 | 2.975 | 0 | 0 | 92 | 0 | 0 | 1 | 2 | 0 | 1 | 0 | 0 | 0 | -194.5 | -212.19 | 543.909 | Bellota-Weber 230kV line | Bellota-Weber 230kV line | Kasson Jct-Heinz 115 kV line |  | 1 | 0 | 0 | 0 | 0 | 0 | -52.2 | 5.59 | 543.909 | Kasson Jct-Heinz 115 kV line | Kasson Jct-Heinz 115 kV line | Kasson Jct-Heinz 115 kV line |  | 5 | 5 | NO | 5 | 1 | 1 | NO | 1
SCE Metro | Villa Park | 230 | 0 | 0 | 0 | 0 | 0 | 0 | 0 | 0 | 0 | 1 | 0 | 0 | 0 | 0 | 0 | 0 | 0 | 0 | 0 | 0 | 0 | 0 | 0 | 0 | 0 | 0 | 0 | 0 | 0 | 0 | 0 | 0 | 0 | 0 | 0 | 0 | 0 | 0 | 0 | 0 | 0 | 0 | 0 | 0 | 0 | 0 | 0 | 0 | 0 | 0 | 0 | 0 | 0 | 0 | 0 | 0 | 0 | 0 | 0 | 0 | 0 | 0 | 0 | 0 | 0 | 0 | 0 | 0 | 0 | 0 | 0 | 0 | 0 | 0 | 0 | 0 | 0 | 0 | 0 | 0 | 0 | 0 | 0 | 0 | 0 | 0 | 0 | 0 | 0 | 0 | 0 | 0 | 0 | 0 | 0 | 0 | 0 | 0 |  | 0 | 0 | 0 | 0 | 0 | 0 | 0 | 0 | 0 | 0 | 0 | 0 | 0 | 0 | 0 | 0 | 0 | 0 | 0 | 0 | 0 | 0 | 0 | 0 | 0 | 0 | 0 | 0 | 0 | 0 | 0 | 0 | 0 | 0 | 0 | 0 | 3554.7188 | 7968.008 | 22025.8411 | SCE Metro Area Default Constraint | SCE Metro Area Default Constraint | SCE Metro Area Default Constraint |  | 0 | 0 | 0 | 0 | 0 | 0 | 3554.7188 | 7968.008 | 22025.8411 | SCE Metro Area Default Constraint | SCE Metro Area Default Constraint | SCE Metro Area Default Constraint |  | 1 | 1 | NO | 1 | 1 | 1 | NO | 1
SCE Northern | Vincent | 230 | 0 | 1 | 0 | 0 | 0 | 0 | 0 | 0 | 0 | 0 | 0 | 0 | 0 | 0 | 0 | 0 | 0 | 0 | 0 | 0 | 0 | 0 | 0 | 0 | 0 | 0 | 0 | 0 | 0 | 0 | 0 | 0 | 0 | 0 | 0 | 0 | 0 | 0 | 0 | 0 | 0 | 0 | 0 | 0 | 0 | 0 | 0 | 0 | 0 | 0 | 0 | 0 | 0 | 0 | 0 | 0 | 0 | 0 | 0 | 0 | 0 | 0 | 0 | 0 | 0 | 0 | 0 | 0 | 0 | 0 | 0 | 0 | 0 | 0 | 0 | 0 | 0 | 0 | 0 | 0 | 0 | 0 | 0 | 0 | 0 | 0 | 0 | 0 | 0 | 0 | 0 | 0 | 0 | 0 | 0 | 0 | 0 | 0 |  | 0 | 0 | 0 | 0 | 0 | 0 | 0 | 0 | 0 | 0 | 0 | 340 | 0 | 0 | 1 | 0 | 0 | 0 | 0 | 0 | 0 | 0 | 0 | 0 | 0 | 0 | 399 | 0 | 0 | 1 | 0 | 0 | 0 | 0 | 0 | 0 | 1256.28 | 252.14 | 7690.34 | Vincent-Lugo Constraint | Vincent-Lugo Constraint | Vincent-Lugo Constraint |  | 0 | 0 | 0 | 0 | 0 | 0 | 1256.28 | 252.14 | 7690.34 | Vincent-Lugo Constraint | Vincent-Lugo Constraint | Vincent-Lugo Constraint |  | 1 | 1 | NO | 1 | 1 | 1 | NO | 1
SCE Northern | Vincent | 500 | 0 | 1 | 0 | 0 | 0 | 0 | 0 | 0 | 0 | 0 | 0 | 0 | 0 | 0 | 0 | 0 | 0 | 0 | 0 | 0 | 0 | 0 | 0 | 0 | 0 | 0 | 0 | 0 | 0 | 0 | 0 | 0 | 0 | 0 | 0 | 0 | 0 | 0 | 0 | 0 | 0 | 0 | 0 | 0 | 0 | 0 | 0 | 0 | 0 | 0 | 0 | 0 | 0 | 0 | 0 | 0 | 0 | 0 | 0 | 0 | 0 | 0 | 0 | 0 | 0 | 0 | 0 | 0 | 0 | 0 | 0 | 0 | 0 | 0 | 0 | 0 | 0 | 0 | 0 | 0 | 0 | 0 | 0 | 0 | 0 | 0 | 0 | 0 | 0 | 0 | 0 | 0 | 0 | 0 | 0 | 0 | 0 | 0 |  | 0 | 0 | 0 | 0 | 0 | 0 | 0 | 0 | 0 | 0 | 0 | 0 | 0 | 0 | 0 | 0 | 0 | 0 | 0 | 0 | 0 | 0 | 0 | 0 | 2050 | 0 | 0 | 0 | 0 | 1 | 0 | 0 | 0 | 0 | 0 | 0 | 1256.28 | 252.14 | 7690.34 | Vincent-Lugo Constraint | Vincent-Lugo Constraint | Vincent-Lugo Constraint |  | 0 | 0 | 0 | 0 | 0 | 0 | 1256.28 | 252.14 | 7690.34 | Vincent-Lugo Constraint | Vincent-Lugo Constraint | Vincent-Lugo Constraint |  | 1 | 1 | NO | 1 | 1 | 1 | NO | 1
PG&E GBA | Vineyard | 230 | 0 | 0 | 0 | 0 | 0 | 0 | 0 | 0 | 0 | 0 | 0 | 0 | 0 | 0 | 0 | 0 | 0 | 0 | 0 | 0 | 0 | 0 | 0 | 0 | 0 | 0 | 0 | 0 | 0 | 0 | 0 | 0 | 0 | 0 | 0 | 0 | 0 | 0 | 0 | 1 | 0 | 0 | 0 | 0 | 0 | 0 | 0 | 0 | 0 | 0 | 0 | 0 | 0 | 0 | 0 | 1 | 0 | 0 | 0 | 1 | 0 | 0 | 0 | 0 | 0 | 0 | 1 | 0 | 0 | 0 | 0 | 0 | 0 | 0 | 0 | 0 | 0 | 0 | 0 | 0 | 0 | 0 | 0 | 0 | 0 | 0 | 0 | 0 | 0 | 0 | 0 | 0 | 0 | 0 | 0 | 0 | 0 | 0 |  | 0 | 0 | 0 | 0 | 0 | 0 | 0 | 0 | 0 | 0 | 0 | 0 | 0 | 0 | 0 | 0 | 0 | 0 | 0 | 0 | 0 | 0 | 0 | 0 | 0 | 0 | 0 | 0 | 0 | 0 | 2 | 0 | 2 | 0 | 0 | 0 | -1437.69 | -961.1112 | 317.0526 | Collinsville-Tesla 500 kV Line | Collinsville-Tesla 500 kV Line | Birds Landing-Contra Costa 230kV Line |  | 0 | 0 | 0 | 0 | 0 | 0 | 1432.61 | 1138.4538 | 317.0526 | Birds Landing-Contra Costa 230kV Line | Tesla-Bellota 230 kV line | Birds Landing-Contra Costa 230kV Line |  | 5 | 1 | YES | 2 | 1 | 1 | NO | 1
SDGE | Vineyard | 69 | 0 | 0 | 0 | 0 | 0 | 0 | 0 | 0 | 0 | 0 | 0 | 0 | 0 | 0 | 0 | 0 | 0 | 0 | 0 | 0 | 0 | 0 | 0 | 0 | 0 | 0 | 0 | 0 | 0 | 0 | 1 | 0 | 1 | 0 | 0 | 0 | 1 | 0 | 0 | 0 | 0 | 0 | 0 | 0 | 0 | 0 | 0 | 0 | 0 | 0 | 0 | 0 | 0 | 0 | 0 | 0 | 0 | 0 | 0 | 0 | 0 | 0 | 0 | 0 | 0 | 0 | 0 | 0 | 0 | 0 | 0 | 0 | 0 | 0 | 0 | 0 | 0 | 0 | 0 | 0 | 0 | 0 | 0 | 0 | 0 | 0 | 0 | 0 | 0 | 0 | 0 | 0 | 0 | 0 | 0 | 0 | 0 | 3 |  | 0 | 0 | 0 | 0 | 0 | 0 | 0 | 0 | 0 | 0 | 0 | 0 | 0 | 0 | 0 | 0 | 0 | 0 | 0 | 0 | 0 | 0 | 0 | 0 | 0 | 0 | 0 | 0 | 0 | 0 | 0 | 1 | 0 | 2 | 0 | 0 | -99.1 | -698.67 | 216.1064 | San Luis Rey-San Onofre 230 kV line constraint | San Luis Rey-San Onofre 230 kV line constraint | Silvergate-Old Town 230 kV constraint |  | 0 | 1 | 0 | 2 | 0 | 0 | -99.1 | -698.67 | 216.1064 | San Luis Rey-San Onofre 230 kV line constraint | San Luis Rey-San Onofre 230 kV line constraint | Silvergate-Old Town 230 kV constraint |  | 4 | 4 | NO | 4 | 1 | 1 | NO | 1
SCE Eastern | Vista (SCE) | 230 | 0 | 0 | 0 | 0 | 0 | 0 | 0 | 0 | 0 | 0 | 0 | 0 | 0 | 0 | 0 | 0 | 0 | 0 | 0 | 1 | 0 | 1 | 0 | 0 | 0 | 0 | 0 | 0 | 0 | 0 | 0 | 0 | 0 | 0 | 0 | 0 | 0 | 0 | 0 | 0 | 0 | 0 | 0 | 0 | 0 | 0 | 0 | 0 | 0 | 0 | 0 | 0 | 0 | 0 | 0 | 0 | 0 | 0 | 0 | 0 | 0 | 0 | 0 | 0 | 0 | 0 | 0 | 0 | 0 | 0 | 0 | 0 | 0 | 0 | 0 | 0 | 0 | 0 | 0 | 0 | 0 | 0 | 0 | 0 | 0 | 0 | 0 | 0 | 0 | 0 | 0 | 0 | 0 | 0 | 0 | 0 | 0 | 1 |  | 0 | 0 | 0 | 0 | 0 | 0 | 0 | 0 | 0 | 0 | 0 | 0 | 0 | 0 | 0 | 0 | 0 | 0 | 0 | 0 | 0 | 0 | 0 | 0 | 300 | 0 | 0 | 0 | 0 | 1 | 1 | 2 | 1 | 2 | 0 | 0 | -3014.166 | -2815.89 | 3968.39 | Serrano-Alberhill-Valley Constraint | Etiwanda-Rancho Vista Constraint | Etiwanda-Rancho Vista Constraint |  | 1 | 3 | 1 | 3 | 0 | 0 | -1492.166 | -2815.89 | 3968.39 | Serrano-Alberhill-Valley Constraint | Etiwanda-Rancho Vista Constraint | Etiwanda-Rancho Vista Constraint |  | 5 | 5 | NO | 5 | 1 | 1 | NO | 1
EOP | Vista (VEA) | 138 | 0 | 0 | 0 | 0 | 0 | 0 | 0 | 0 | 0 | 0 | 0 | 0 | 0 | 0 | 0 | 0 | 0 | 0 | 0 | 0 | 0 | 0 | 1 | 1 | 1 | 0 | 0 | 0 | 0 | 0 | 0 | 0 | 0 | 0 | 0 | 0 | 0 | 0 | 0 | 0 | 0 | 0 | 0 | 0 | 0 | 0 | 0 | 0 | 0 | 0 | 0 | 0 | 0 | 0 | 0 | 0 | 0 | 0 | 0 | 0 | 0 | 0 | 0 | 0 | 0 | 0 | 0 | 0 | 0 | 0 | 0 | 0 | 0 | 0 | 0 | 0 | 0 | 0 | 0 | 0 | 0 | 0 | 0 | 0 | 0 | 0 | 0 | 0 | 0 | 0 | 0 | 0 | 0 | 0 | 0 | 0 | 0 | 2 |  | 0 | 0 | 0 | 0 | 0 | 0 | 0 | 0 | 0 | 0 | 0 | 0 | 0 | 0 | 0 | 0 | 0 | 0 | 0 | 0 | 0 | 0 | 0 | 0 | 0 | 0 | 0 | 0 | 0 | 0 | 1 | 1 | 1 | 0 | 0 | 1 | -4343.191 | -2038.908 | -1396.283 | Lugo - Victorville area constraint | Lugo - Victorville area constraint | Lugo - Victorville area constraint |  | 0 | 1 | 0 | 0 | 0 | 0 | -160.5 | 1398.25 | 3367.55 | Sloan Canyon - Eldorado 500 kV constraint | Sloan Canyon - Eldorado 500 kV constraint | GLW 230kV area constraint |  | 5 | 3 | YES | 3 | 4 | 1 | YES | 2
EOP | Vista (VEA) | 230 | 0 | 0 | 0 | 0 | 0 | 0 | 0 | 0 | 0 | 0 | 0 | 0 | 0 | 0 | 0 | 0 | 0 | 0 | 0 | 0 | 0 | 0 | 1 | 1 | 1 | 0 | 0 | 0 | 0 | 0 | 0 | 0 | 0 | 0 | 0 | 0 | 0 | 0 | 0 | 0 | 0 | 0 | 0 | 0 | 0 | 0 | 0 | 0 | 0 | 0 | 0 | 0 | 0 | 0 | 0 | 0 | 0 | 0 | 0 | 0 | 0 | 0 | 0 | 0 | 0 | 0 | 0 | 0 | 0 | 0 | 0 | 0 | 0 | 0 | 0 | 0 | 0 | 0 | 0 | 0 | 0 | 0 | 0 | 0 | 0 | 0 | 0 | 0 | 0 | 0 | 0 | 0 | 0 | 0 | 0 | 0 | 0 | 2 |  | 0 | 0 | 0 | 0 | 0 | 0 | 0 | 0 | 0 | 0 | 0 | 0 | 0 | 0 | 0 | 0 | 0 | 0 | 0 | 0 | 0 | 0 | 0 | 0 | 0 | 0 | 0 | 0 | 0 | 0 | 1 | 1 | 1 | 0 | 0 | 1 | -4343.191 | -2038.908 | -1396.283 | Lugo - Victorville area constraint | Lugo - Victorville area constraint | Lugo - Victorville area constraint |  | 0 | 1 | 0 | 0 | 0 | 0 | -160.5 | 1398.25 | 3367.55 | Sloan Canyon - Eldorado 500 kV constraint | Sloan Canyon - Eldorado 500 kV constraint | GLW 230kV area constraint |  | 5 | 3 | YES | 3 | 4 | 1 | YES | 2
PG&E FRESNO | Wahtoke | 115 | 0 | 0 | 0 | 0 | 0 | 0 | 0 | 0 | 0 | 0 | 0 | 0 | 0 | 0 | 0 | 0 | 0 | 0 | 0 | 0 | 0 | 0 | 0 | 0 | 0 | 0 | 0 | 0 | 0 | 0 | 0 | 0 | 0 | 0 | 0 | 0 | 0 | 0 | 0 | 0 | 0 | 0 | 0 | 0 | 0 | 0 | 0 | 0 | 0 | 0 | 0 | 0 | 0 | 0 | 0 | 0 | 0 | 0 | 0 | 0 | 0 | 0 | 0 | 0 | 0 | 0 | 0 | 0 | 1 | 0 | 0 | 0 | 0 | 0 | 0 | 0 | 0 | 0 | 0 | 1 | 0 | 1 | 0 | 1 | 0 | 1 | 0 | 0 | 0 | 0 | 0 | 0 | 0 | 0 | 0 | 0 | 0 | 1 |  | 0 | 0 | 0 | 0 | 0 | 0 | 0 | 0 | 0 | 0 | 0 | 0 | 0 | 0 | 0 | 0 | 0 | 0 | 0 | 0 | 0 | 0 | 0 | 0 | 0 | 0 | 0 | 0 | 0 | 0 | 1 | 0 | 2 | 0 | 1 | 0 | -82.55 | -4911.332 | -3937.2282 | Chowchilla-Le grand 115kV Line | Gates 500/230kV TB #11 | Gates 500/230kV TB #11 |  | 0 | 0 | 0 | 0 | 0 | 0 | 384.55 | 38.76 | 251.3788 | Los Banos 500/230kV TB | Los Banos 500/230kV TB | Gates-Arco 230 kV Line |  | 5 | 1 | YES | 2 | 5 | 1 | YES | 2
SCE Northern | Wakefield | 66 | 0 | 0 | 1 | 0 | 1 | 0 | 0 | 0 | 0 | 0 | 0 | 0 | 0 | 0 | 0 | 0 | 0 | 0 | 0 | 0 | 0 | 0 | 0 | 0 | 1 | 0 | 0 | 0 | 0 | 0 | 0 | 0 | 0 | 0 | 0 | 0 | 0 | 0 | 0 | 0 | 0 | 0 | 0 | 0 | 0 | 0 | 0 | 0 | 0 | 0 | 0 | 0 | 0 | 0 | 0 | 0 | 0 | 0 | 0 | 0 | 0 | 0 | 0 | 0 | 0 | 0 | 0 | 0 | 0 | 0 | 0 | 0 | 0 | 0 | 0 | 0 | 0 | 0 | 0 | 0 | 0 | 0 | 0 | 0 | 0 | 0 | 0 | 0 | 0 | 0 | 0 | 0 | 0 | 0 | 0 | 0 | 0 | 0 |  | 0 | 0 | 0 | 0 | 0 | 0 | 0 | 0 | 0 | 0 | 0 | 30 | 0 | 0 | 1 | 0 | 0 | 0 | 0 | 0 | 0 | 0 | 0 | 0 | 200 | 0 | 60 | 0 | 0 | 1 | 1 | 0 | 1 | 0 | 0 | 1 | -4343.191 | -2038.908 | -1396.283 | Lugo - Victorville area constraint | Lugo - Victorville area constraint | Lugo - Victorville area constraint |  | 0 | 0 | 0 | 0 | 0 | 0 | 448 | 554 | 2967 | Moorpark-Pardee Constraint | Moorpark-Pardee Constraint | Moorpark-Pardee Constraint |  | 5 | 1 | YES | 2 | 4 | 1 | YES | 2
SCE Metro | Walnut | 230 | 0 | 0 | 0 | 0 | 0 | 0 | 0 | 0 | 0 | 1 | 0 | 0 | 0 | 0 | 0 | 0 | 0 | 0 | 0 | 0 | 0 | 0 | 0 | 0 | 0 | 0 | 0 | 0 | 0 | 0 | 0 | 0 | 0 | 0 | 0 | 0 | 0 | 0 | 0 | 0 | 0 | 0 | 0 | 0 | 0 | 0 | 0 | 0 | 0 | 0 | 0 | 0 | 0 | 0 | 0 | 0 | 0 | 0 | 0 | 0 | 0 | 0 | 0 | 0 | 0 | 0 | 0 | 0 | 0 | 0 | 0 | 0 | 0 | 0 | 0 | 0 | 0 | 0 | 0 | 0 | 0 | 0 | 0 | 0 | 0 | 0 | 0 | 0 | 0 | 0 | 0 | 0 | 0 | 0 | 0 | 0 | 0 | 0 |  | 0 | 0 | 0 | 0 | 0 | 0 | 0 | 0 | 0 | 0 | 0 | 0 | 0 | 0 | 0 | 0 | 0 | 0 | 0 | 0 | 0 | 0 | 0 | 0 | 0 | 0 | 400 | 0 | 0 | 1 | 0 | 0 | 0 | 0 | 0 | 0 | 3554.7188 | 7968.008 | 22025.8411 | SCE Metro Area Default Constraint | SCE Metro Area Default Constraint | SCE Metro Area Default Constraint |  | 0 | 0 | 0 | 0 | 0 | 0 | 3554.7188 | 7968.008 | 22025.8411 | SCE Metro Area Default Constraint | SCE Metro Area Default Constraint | SCE Metro Area Default Constraint |  | 1 | 1 | NO | 1 | 1 | 1 | NO | 1
SCE Northern | Warne | 230 | 0 | 0 | 1 | 0 | 0 | 0 | 1 | 0 | 0 | 0 | 0 | 0 | 0 | 0 | 0 | 0 | 0 | 0 | 0 | 0 | 0 | 0 | 0 | 0 | 1 | 0 | 0 | 0 | 0 | 0 | 0 | 0 | 0 | 0 | 0 | 0 | 0 | 0 | 0 | 0 | 0 | 0 | 0 | 0 | 0 | 0 | 0 | 0 | 0 | 0 | 0 | 0 | 0 | 0 | 0 | 0 | 0 | 0 | 0 | 0 | 0 | 0 | 0 | 0 | 0 | 0 | 0 | 0 | 0 | 0 | 0 | 0 | 0 | 0 | 0 | 0 | 0 | 0 | 0 | 0 | 0 | 0 | 0 | 0 | 0 | 0 | 0 | 0 | 0 | 0 | 0 | 0 | 0 | 0 | 0 | 0 | 0 | 0 |  | 0 | 0 | 0 | 0 | 0 | 0 | 0 | 0 | 0 | 0 | 0 | 0 | 0 | 0 | 0 | 0 | 0 | 0 | 0 | 0 | 0 | 0 | 0 | 0 | 0 | 0 | 0 | 0 | 0 | 0 | 1 | 0 | 1 | 0 | 0 | 1 | -4343.191 | -2038.908 | -1396.283 | Lugo - Victorville area constraint | Lugo - Victorville area constraint | Lugo - Victorville area constraint |  | 0 | 0 | 0 | 0 | 0 | 0 | 258 | 29.5 | 2003.79 | South of Magunden Constraint | South of Magunden Constraint | South of Magunden Constraint |  | 5 | 1 | YES | 2 | 4 | 1 | YES | 2
PG&E GBA | Warnerville | 230 | 0 | 0 | 0 | 0 | 0 | 0 | 0 | 0 | 0 | 0 | 0 | 0 | 0 | 0 | 0 | 0 | 0 | 0 | 0 | 0 | 0 | 0 | 0 | 0 | 0 | 0 | 0 | 0 | 0 | 0 | 0 | 0 | 0 | 0 | 0 | 0 | 0 | 0 | 0 | 0 | 0 | 0 | 0 | 0 | 0 | 1 | 0 | 0 | 0 | 0 | 0 | 0 | 0 | 0 | 0 | 0 | 0 | 0 | 0 | 1 | 1 | 0 | 0 | 0 | 0 | 0 | 0 | 0 | 0 | 0 | 0 | 0 | 0 | 0 | 0 | 0 | 0 | 0 | 1 | 1 | 0 | 1 | 1 | 0 | 1 | 0 | 0 | 1 | 1 | 1 | 0 | 0 | 1 | 0 | 0 | 0 | 0 | 1 |  | 0 | 0 | 0 | 0 | 0 | 0 | 0 | 0 | 0 | 0 | 0 | 0 | 0 | 0 | 0 | 0 | 0 | 0 | 0 | 0 | 0 | 0 | 0 | 0 | 0 | 0 | 0 | 0 | 0 | 0 | 2 | 0 | 4 | 0 | 3 | 0 | -516.8 | -4911.332 | -3937.2282 | Borden-Storey #1 230kV line | Gates 500/230kV TB #11 | Gates 500/230kV TB #11 |  | 0 | 0 | 0 | 0 | 0 | 0 | 265.5 | 247.81 | 126.1276 | Bellota-Weber 230kV line | Bellota-Weber 230kV line | Oro Loma-El Nido 115kV Line |  | 5 | 1 | YES | 2 | 5 | 1 | YES | 2
PG&E FRESNO | Waukena | 115 | 0 | 0 | 0 | 0 | 0 | 0 | 0 | 0 | 0 | 0 | 0 | 0 | 0 | 0 | 0 | 0 | 0 | 0 | 0 | 0 | 0 | 0 | 0 | 0 | 0 | 0 | 0 | 0 | 0 | 0 | 0 | 0 | 0 | 0 | 0 | 0 | 0 | 0 | 0 | 0 | 0 | 0 | 0 | 0 | 0 | 0 | 0 | 0 | 0 | 0 | 0 | 0 | 0 | 0 | 0 | 0 | 0 | 0 | 0 | 0 | 0 | 0 | 0 | 0 | 0 | 0 | 0 | 0 | 1 | 0 | 0 | 0 | 0 | 0 | 0 | 0 | 0 | 0 | 0 | 1 | 0 | 1 | 0 | 1 | 0 | 1 | 0 | 0 | 0 | 0 | 0 | 0 | 0 | 0 | 0 | 0 | 0 | 1 |  | 0 | 0 | 0 | 0 | 0 | 0 | 0 | 0 | 0 | 0 | 0 | 0 | 0 | 0 | 0 | 0 | 0 | 0 | 0 | 0 | 0 | 0 | 0 | 0 | 0 | 0 | 0 | 0 | 0 | 0 | 1 | 0 | 2 | 0 | 1 | 0 | -82.55 | -4911.332 | -3937.2282 | Chowchilla-Le grand 115kV Line | Gates 500/230kV TB #11 | Gates 500/230kV TB #11 |  | 0 | 0 | 0 | 0 | 0 | 0 | 384.55 | 38.76 | 251.3788 | Los Banos 500/230kV TB | Los Banos 500/230kV TB | Gates-Arco 230 kV Line |  | 5 | 1 | YES | 2 | 5 | 1 | YES | 2
PG&E GBA | Weber | 230 | 0 | 0 | 0 | 0 | 0 | 0 | 0 | 0 | 0 | 0 | 0 | 0 | 0 | 0 | 0 | 0 | 0 | 0 | 0 | 0 | 0 | 0 | 0 | 0 | 0 | 0 | 0 | 0 | 0 | 0 | 0 | 0 | 0 | 0 | 0 | 0 | 0 | 0 | 0 | 0 | 0 | 0 | 0 | 0 | 0 | 1 | 0 | 0 | 0 | 0 | 0 | 0 | 0 | 0 | 0 | 0 | 0 | 0 | 0 | 1 | 1 | 0 | 0 | 0 | 0 | 0 | 0 | 0 | 0 | 0 | 0 | 0 | 0 | 0 | 0 | 0 | 0 | 0 | 0 | 0 | 0 | 0 | 0 | 0 | 0 | 0 | 0 | 0 | 0 | 0 | 0 | 0 | 0 | 0 | 0 | 0 | 0 | 0 |  | 0 | 0 | 0 | 0 | 0 | 0 | 0 | 0 | 0 | 0 | 0 | 0 | 0 | 0 | 0 | 0 | 0 | 0 | 0 | 0 | 0 | 0 | 0 | 0 | 0 | 0 | 0 | 0 | 0 | 0 | 1 | 0 | 1 | 0 | 0 | 0 | -194.5 | -212.19 | 868.6798 | Bellota-Weber 230kV line | Bellota-Weber 230kV line | Bellota-Weber 230kV line |  | 0 | 0 | 0 | 0 | 0 | 0 | 265.5 | 247.81 | 868.6798 | Bellota-Weber 230kV line | Bellota-Weber 230kV line | Bellota-Weber 230kV line |  | 5 | 1 | YES | 2 | 1 | 1 | NO | 1
PG&E GBA | Weber | 60 | 0 | 0 | 0 | 0 | 0 | 0 | 0 | 0 | 0 | 0 | 0 | 0 | 0 | 0 | 0 | 0 | 0 | 0 | 0 | 0 | 0 | 0 | 0 | 0 | 0 | 0 | 0 | 0 | 0 | 0 | 0 | 0 | 0 | 0 | 0 | 0 | 0 | 0 | 0 | 0 | 0 | 0 | 0 | 0 | 0 | 1 | 0 | 0 | 0 | 0 | 0 | 0 | 0 | 0 | 0 | 0 | 0 | 0 | 0 | 1 | 1 | 0 | 0 | 0 | 0 | 0 | 0 | 0 | 0 | 0 | 0 | 0 | 0 | 0 | 0 | 0 | 0 | 0 | 0 | 0 | 0 | 0 | 0 | 0 | 0 | 0 | 0 | 0 | 0 | 0 | 0 | 0 | 0 | 0 | 0 | 0 | 0 | 0 |  | 0 | 0 | 0 | 0 | 0 | 0 | 0 | 0 | 0 | 0 | 0 | 0 | 0 | 0 | 0 | 0 | 0 | 0 | 0 | 0 | 0 | 0 | 0 | 0 | 0 | 0 | 20 | 0 | 0 | 1 | 1 | 0 | 1 | 0 | 0 | 0 | -194.5 | -212.19 | 868.6798 | Bellota-Weber 230kV line | Bellota-Weber 230kV line | Bellota-Weber 230kV line |  | 0 | 0 | 0 | 0 | 0 | 0 | 265.5 | 247.81 | 868.6798 | Bellota-Weber 230kV line | Bellota-Weber 230kV line | Bellota-Weber 230kV line |  | 5 | 1 | YES | 2 | 1 | 1 | NO | 1
PG&E FRESNO | West Fresno | 115 | 0 | 0 | 0 | 0 | 0 | 0 | 0 | 0 | 0 | 0 | 0 | 0 | 0 | 0 | 0 | 0 | 0 | 0 | 0 | 0 | 0 | 0 | 0 | 0 | 0 | 0 | 0 | 0 | 0 | 0 | 0 | 0 | 0 | 0 | 0 | 0 | 0 | 0 | 0 | 0 | 0 | 0 | 0 | 0 | 0 | 1 | 0 | 0 | 0 | 0 | 0 | 0 | 0 | 0 | 0 | 0 | 0 | 0 | 0 | 0 | 0 | 0 | 0 | 0 | 0 | 0 | 0 | 0 | 0 | 0 | 0 | 0 | 0 | 0 | 0 | 0 | 0 | 0 | 1 | 1 | 0 | 1 | 0 | 0 | 0 | 1 | 0 | 0 | 0 | 1 | 0 | 0 | 0 | 0 | 0 | 0 | 0 | 1 |  | 0 | 0 | 0 | 0 | 0 | 0 | 0 | 0 | 0 | 0 | 0 | 0 | 0 | 0 | 0 | 0 | 0 | 0 | 0 | 0 | 0 | 0 | 0 | 0 | 0 | 0 | 0 | 0 | 0 | 0 | 2 | 0 | 4 | 0 | 3 | 0 | -516.8 | -4911.332 | -3937.2282 | Borden-Storey #1 230kV line | Gates 500/230kV TB #11 | Gates 500/230kV TB #11 |  | 0 | 0 | 0 | 0 | 0 | 0 | 265.5 | 38.76 | 685.2366 | Bellota-Weber 230kV line | Los Banos 500/230kV TB | Tranquility-Helm 230kV Line |  | 5 | 1 | YES | 2 | 5 | 1 | YES | 2
PG&E FRESNO | Westley | 230 | 0 | 0 | 0 | 0 | 0 | 0 | 0 | 0 | 0 | 0 | 0 | 0 | 0 | 0 | 0 | 0 | 0 | 0 | 0 | 0 | 0 | 0 | 0 | 0 | 0 | 0 | 0 | 0 | 0 | 0 | 0 | 0 | 0 | 0 | 0 | 0 | 0 | 0 | 0 | 0 | 0 | 0 | 0 | 0 | 0 | 0 | 0 | 0 | 0 | 0 | 0 | 0 | 0 | 0 | 0 | 0 | 0 | 0 | 0 | 0 | 0 | 0 | 0 | 0 | 0 | 0 | 0 | 0 | 0 | 0 | 0 | 0 | 0 | 0 | 0 | 0 | 0 | 0 | 0 | 0 | 0 | 0 | 0 | 0 | 0 | 1 | 0 | 0 | 0 | 0 | 0 | 0 | 0 | 0 | 0 | 0 | 0 | 1 |  | 0 | 0 | 0 | 0 | 0 | 0 | 0 | 0 | 0 | 0 | 0 | 0 | 0 | 0 | 0 | 0 | 0 | 0 | 0 | 0 | 0 | 0 | 0 | 0 | 0 | 0 | 0 | 900 | 0 | 1 | 0 | 0 | 0 | 0 | 0 | 0 | 384.55 | 38.76 | 5935.7036 | Los Banos 500/230kV TB | Los Banos 500/230kV TB | Los Banos 500/230kV TB |  | 0 | 0 | 0 | 0 | 0 | 0 | 384.55 | 38.76 | 5935.7036 | Los Banos 500/230kV TB | Los Banos 500/230kV TB | Los Banos 500/230kV TB |  | 1 | 1 | NO | 1 | 1 | 1 | NO | 1
PG&E KERN | Westpark | 115 | 0 | 0 | 0 | 0 | 0 | 0 | 0 | 0 | 0 | 0 | 0 | 0 | 0 | 0 | 0 | 0 | 0 | 0 | 0 | 0 | 0 | 0 | 0 | 0 | 0 | 0 | 0 | 0 | 0 | 0 | 0 | 0 | 0 | 0 | 0 | 0 | 0 | 0 | 0 | 0 | 0 | 0 | 0 | 0 | 0 | 0 | 0 | 0 | 0 | 0 | 0 | 0 | 0 | 0 | 0 | 0 | 0 | 0 | 0 | 0 | 0 | 0 | 0 | 0 | 0 | 0 | 0 | 1 | 1 | 0 | 0 | 0 | 0 | 0 | 0 | 0 | 0 | 0 | 0 | 1 | 0 | 0 | 0 | 0 | 0 | 0 | 0 | 0 | 0 | 0 | 0 | 0 | 0 | 0 | 0 | 0 | 0 | 0 |  | 0 | 0 | 0 | 0 | 0 | 0 | 0 | 0 | 0 | 0 | 0 | 0 | 0 | 0 | 0 | 0 | 0 | 0 | 0 | 0 | 0 | 0 | 0 | 0 | 0 | 0 | 0 | 0 | 0 | 0 | 0 | 0 | 1 | 0 | 1 | 0 | 120.85 | -4911.332 | -3937.2282 | Cal Flat-Gates 230 kV line | Gates 500/230kV TB #11 | Gates 500/230kV TB #11 |  | 0 | 0 | 0 | 0 | 0 | 0 | 120.85 | 383.59 | 251.3788 | Cal Flat-Gates 230 kV line | Cal Flat-Gates 230 kV line | Gates-Arco 230 kV Line |  | 5 | 1 | YES | 2 | 5 | 1 | YES | 2
PG&E KERN | Wheeler Ridge | 230 | 0 | 0 | 0 | 0 | 0 | 0 | 0 | 0 | 0 | 0 | 0 | 0 | 0 | 0 | 0 | 0 | 0 | 0 | 0 | 0 | 0 | 0 | 0 | 0 | 0 | 0 | 0 | 0 | 0 | 0 | 0 | 0 | 0 | 0 | 0 | 0 | 0 | 0 | 0 | 0 | 0 | 0 | 0 | 0 | 0 | 0 | 0 | 0 | 0 | 0 | 0 | 0 | 0 | 0 | 0 | 0 | 0 | 0 | 0 | 0 | 0 | 0 | 0 | 0 | 0 | 0 | 0 | 0 | 0 | 0 | 0 | 0 | 0 | 0 | 0 | 0 | 1 | 0 | 1 | 1 | 0 | 0 | 0 | 0 | 0 | 0 | 0 | 0 | 0 | 0 | 0 | 0 | 0 | 0 | 1 | 0 | 0 | 0 |  | 0 | 0 | 0 | 0 | 0 | 0 | 0 | 0 | 0 | 100 | 0 | 0 | 0 | 0 | 1 | 0 | 0 | 0 | 0 | 0 | 0 | 0 | 0 | 0 | 600 | 0 | 0 | 0 | 0 | 1 | 0 | 0 | 4 | 0 | 2 | 1 | 71.87 | -4911.332 | -3937.2282 | Gates 500/230kV TB #12 | Gates 500/230kV TB #11 | Gates 500/230kV TB #11 |  | 0 | 0 | 1 | 0 | 0 | 0 | 208.4 | -104.8 | 5.29 | Midway-Buena Vista Jct 230kV Line | Midway-Buena Vista Jct 230kV Line | Midway-Buena Vista Jct 230kV Line |  | 5 | 5 | NO | 5 | 5 | 1 | YES | 2
PG&E KERN | Wheeler Ridge | 115 | 0 | 0 | 0 | 0 | 0 | 0 | 0 | 0 | 0 | 0 | 0 | 0 | 0 | 0 | 0 | 0 | 0 | 0 | 0 | 0 | 0 | 0 | 0 | 0 | 0 | 0 | 0 | 0 | 0 | 0 | 0 | 0 | 0 | 0 | 0 | 0 | 0 | 0 | 0 | 0 | 0 | 0 | 0 | 0 | 0 | 0 | 0 | 0 | 0 | 0 | 0 | 0 | 0 | 0 | 0 | 0 | 0 | 0 | 0 | 0 | 0 | 0 | 0 | 0 | 0 | 0 | 0 | 1 | 1 | 0 | 0 | 0 | 0 | 0 | 0 | 0 | 0 | 0 | 0 | 1 | 0 | 0 | 0 | 0 | 0 | 0 | 0 | 0 | 0 | 0 | 0 | 0 | 0 | 0 | 0 | 0 | 0 | 0 |  | 0 | 0 | 0 | 0 | 0 | 0 | 0 | 0 | 0 | 0 | 0 | 0 | 0 | 0 | 0 | 0 | 0 | 0 | 0 | 0 | 0 | 0 | 0 | 0 | 0 | 0 | 0 | 0 | 0 | 0 | 0 | 0 | 1 | 0 | 1 | 0 | 120.85 | -4911.332 | -3937.2282 | Cal Flat-Gates 230 kV line | Gates 500/230kV TB #11 | Gates 500/230kV TB #11 |  | 0 | 0 | 0 | 0 | 0 | 0 | 120.85 | 383.59 | 251.3788 | Cal Flat-Gates 230 kV line | Cal Flat-Gates 230 kV line | Gates-Arco 230 kV Line |  | 5 | 1 | YES | 2 | 5 | 1 | YES | 2
PG&E KERN | Wheeler Ridge | 70 | 0 | 0 | 0 | 0 | 0 | 0 | 0 | 0 | 0 | 0 | 0 | 0 | 0 | 0 | 0 | 0 | 0 | 0 | 0 | 0 | 0 | 0 | 0 | 0 | 0 | 0 | 0 | 0 | 0 | 0 | 0 | 0 | 0 | 0 | 0 | 0 | 0 | 0 | 0 | 0 | 0 | 0 | 0 | 0 | 0 | 0 | 0 | 0 | 0 | 0 | 0 | 0 | 0 | 0 | 0 | 0 | 0 | 0 | 0 | 0 | 0 | 0 | 0 | 0 | 0 | 0 | 0 | 0 | 0 | 0 | 0 | 0 | 0 | 0 | 0 | 0 | 1 | 0 | 1 | 1 | 0 | 0 | 0 | 0 | 0 | 0 | 0 | 0 | 0 | 0 | 0 | 0 | 0 | 0 | 1 | 0 | 0 | 0 |  | 0 | 0 | 0 | 0 | 0 | 0 | 0 | 0 | 0 | 100 | 0 | 0 | 0 | 0 | 1 | 0 | 0 | 0 | 0 | 0 | 0 | 0 | 0 | 0 | 100 | 0 | 92 | 0 | 0 | 1 | 0 | 0 | 4 | 0 | 2 | 1 | 71.87 | -4911.332 | -3937.2282 | Gates 500/230kV TB #12 | Gates 500/230kV TB #11 | Gates 500/230kV TB #11 |  | 0 | 0 | 1 | 0 | 0 | 0 | 208.4 | -104.8 | 5.29 | Midway-Buena Vista Jct 230kV Line | Midway-Buena Vista Jct 230kV Line | Midway-Buena Vista Jct 230kV Line |  | 5 | 5 | NO | 5 | 5 | 1 | YES | 2
SCE Northern | Whirlwind | 230 | 1 | 1 | 0 | 0 | 0 | 0 | 0 | 0 | 0 | 0 | 0 | 0 | 0 | 0 | 0 | 0 | 0 | 0 | 0 | 0 | 0 | 0 | 0 | 0 | 0 | 0 | 0 | 0 | 0 | 0 | 0 | 0 | 0 | 0 | 0 | 0 | 0 | 0 | 0 | 0 | 0 | 0 | 0 | 0 | 0 | 0 | 0 | 0 | 0 | 0 | 0 | 0 | 0 | 0 | 0 | 0 | 0 | 0 | 0 | 0 | 0 | 0 | 0 | 0 | 0 | 0 | 0 | 0 | 0 | 0 | 0 | 0 | 0 | 0 | 0 | 0 | 0 | 0 | 0 | 0 | 0 | 0 | 0 | 0 | 0 | 0 | 0 | 0 | 0 | 0 | 0 | 0 | 0 | 0 | 0 | 0 | 0 | 0 |  | 0 | 0 | 0 | 0 | 0 | 0 | 0 | 0 | 0 | 174 | 0 | 235 | 0 | 200 | 1 | 0 | 0 | 0 | 0 | 0 | 0 | 0 | 0 | 0 | 1574 | 188 | 785 | 523 | 500 | 1 | 1 | 0 | 1 | 0 | 0 | 0 | -568.88 | -811.38 | 7690.34 | Antelope-Vincent Constraint | Antelope-Vincent Constraint | Vincent-Lugo Constraint |  | 1 | 0 | 1 | 0 | 0 | 0 | -568.88 | -811.38 | 7690.34 | Antelope-Vincent Constraint | Antelope-Vincent Constraint | Vincent-Lugo Constraint |  | 5 | 5 | NO | 5 | 1 | 1 | NO | 1
SCE Northern | Whirlwind | 500 | 1 | 1 | 0 | 0 | 0 | 0 | 0 | 0 | 0 | 0 | 0 | 0 | 0 | 0 | 0 | 0 | 0 | 0 | 0 | 0 | 0 | 0 | 0 | 0 | 0 | 0 | 0 | 0 | 0 | 0 | 0 | 0 | 0 | 0 | 0 | 0 | 0 | 0 | 0 | 0 | 0 | 0 | 0 | 0 | 0 | 0 | 0 | 0 | 0 | 0 | 0 | 0 | 0 | 0 | 0 | 0 | 0 | 0 | 0 | 0 | 0 | 0 | 0 | 0 | 0 | 0 | 0 | 0 | 0 | 0 | 0 | 0 | 0 | 0 | 0 | 0 | 0 | 0 | 0 | 0 | 0 | 0 | 0 | 0 | 0 | 0 | 0 | 0 | 0 | 0 | 0 | 0 | 0 | 0 | 0 | 0 | 0 | 0 |  | 0 | 0 | 0 | 0 | 0 | 0 | 0 | 0 | 0 | 0 | 0 | 0 | 0 | 0 | 0 | 0 | 0 | 0 | 0 | 0 | 0 | 0 | 0 | 0 | 1247 | 0 | 0 | 0 | 906 | 1 | 1 | 0 | 1 | 0 | 0 | 0 | -568.88 | -811.38 | 7690.34 | Antelope-Vincent Constraint | Antelope-Vincent Constraint | Vincent-Lugo Constraint |  | 1 | 0 | 1 | 0 | 0 | 0 | -568.88 | -811.38 | 7690.34 | Antelope-Vincent Constraint | Antelope-Vincent Constraint | Vincent-Lugo Constraint |  | 5 | 5 | NO | 5 | 1 | 1 | NO | 1
PG&E GBA | Whisman | 115 | 0 | 0 | 0 | 0 | 0 | 0 | 0 | 0 | 0 | 0 | 0 | 0 | 0 | 0 | 0 | 0 | 0 | 0 | 0 | 0 | 0 | 0 | 0 | 0 | 0 | 0 | 0 | 0 | 0 | 0 | 0 | 0 | 0 | 0 | 0 | 0 | 0 | 0 | 0 | 0 | 0 | 0 | 0 | 0 | 0 | 0 | 0 | 0 | 0 | 0 | 0 | 0 | 1 | 0 | 0 | 1 | 0 | 0 | 0 | 0 | 0 | 0 | 0 | 0 | 0 | 0 | 0 | 0 | 0 | 0 | 0 | 0 | 0 | 0 | 0 | 0 | 0 | 0 | 0 | 0 | 0 | 0 | 0 | 0 | 0 | 0 | 0 | 0 | 0 | 0 | 0 | 0 | 0 | 0 | 0 | 0 | 1 | 1 |  | 0 | 0 | 0 | 0 | 0 | 0 | 0 | 0 | 0 | 0 | 0 | 0 | 0 | 0 | 0 | 0 | 0 | 0 | 0 | 0 | 0 | 0 | 0 | 0 | 0 | 0 | 0 | 0 | 0 | 0 | 0 | 0 | 0 | 0 | 0 | 0 | 631 | 135.75 | 4302.36 | NEW-Metcalf-Mosslanding 500kV | NEW-Metcalf-Mosslanding 500kV | Sobrante-Moraga 230 kV line |  | 0 | 0 | 0 | 0 | 0 | 0 | 631 | 135.75 | 4302.36 | NEW-Metcalf-Mosslanding 500kV | NEW-Metcalf-Mosslanding 500kV | Sobrante-Moraga 230 kV line |  | 1 | 1 | NO | 1 | 1 | 1 | NO | 1
SCE Eastern | Wildlife | 230 | 0 | 0 | 0 | 0 | 0 | 0 | 0 | 0 | 0 | 0 | 0 | 0 | 0 | 0 | 0 | 0 | 0 | 0 | 0 | 1 | 0 | 1 | 0 | 0 | 0 | 0 | 0 | 0 | 0 | 0 | 0 | 0 | 0 | 0 | 0 | 0 | 0 | 0 | 0 | 0 | 0 | 0 | 0 | 0 | 0 | 0 | 0 | 0 | 0 | 0 | 0 | 0 | 0 | 0 | 0 | 0 | 0 | 0 | 0 | 0 | 0 | 0 | 0 | 0 | 0 | 0 | 0 | 0 | 0 | 0 | 0 | 0 | 0 | 0 | 0 | 0 | 0 | 0 | 0 | 0 | 0 | 0 | 0 | 0 | 0 | 0 | 0 | 0 | 0 | 0 | 0 | 0 | 0 | 0 | 0 | 0 | 0 | 1 |  | 0 | 0 | 0 | 0 | 0 | 0 | 0 | 0 | 0 | 0 | 0 | 0 | 0 | 0 | 0 | 0 | 0 | 0 | 0 | 0 | 0 | 0 | 0 | 0 | 0 | 0 | 0 | 0 | 0 | 0 | 1 | 2 | 1 | 2 | 0 | 0 | -3014.166 | -2815.89 | 3968.39 | Serrano-Alberhill-Valley Constraint | Etiwanda-Rancho Vista Constraint | Etiwanda-Rancho Vista Constraint |  | 1 | 3 | 1 | 3 | 0 | 0 | -1492.166 | -2815.89 | 3968.39 | Serrano-Alberhill-Valley Constraint | Etiwanda-Rancho Vista Constraint | Etiwanda-Rancho Vista Constraint |  | 5 | 5 | NO | 5 | 1 | 1 | NO | 1
PG&E FRESNO | Wilson | 115 | 0 | 0 | 0 | 0 | 0 | 0 | 0 | 0 | 0 | 0 | 0 | 0 | 0 | 0 | 0 | 0 | 0 | 0 | 0 | 0 | 0 | 0 | 0 | 0 | 0 | 0 | 0 | 0 | 0 | 0 | 0 | 0 | 0 | 0 | 0 | 0 | 0 | 0 | 0 | 0 | 0 | 0 | 0 | 0 | 0 | 1 | 0 | 0 | 0 | 0 | 0 | 0 | 0 | 0 | 0 | 0 | 0 | 0 | 0 | 1 | 0 | 0 | 0 | 0 | 0 | 0 | 0 | 0 | 0 | 0 | 0 | 0 | 0 | 0 | 0 | 0 | 0 | 0 | 1 | 1 | 0 | 1 | 1 | 0 | 1 | 1 | 0 | 1 | 1 | 1 | 0 | 0 | 1 | 0 | 0 | 0 | 0 | 2 |  | 0 | 0 | 0 | 0 | 0 | 0 | 0 | 0 | 0 | 0 | 0 | 0 | 0 | 0 | 0 | 0 | 0 | 0 | 0 | 0 | 0 | 0 | 0 | 0 | 0 | 0 | 0 | 0 | 0 | 0 | 2 | 0 | 4 | 0 | 3 | 0 | -516.8 | -4911.332 | -3937.2282 | Borden-Storey #1 230kV line | Gates 500/230kV TB #11 | Gates 500/230kV TB #11 |  | 0 | 0 | 0 | 0 | 0 | 0 | 265.5 | 38.76 | 126.1276 | Bellota-Weber 230kV line | Los Banos 500/230kV TB | Oro Loma-El Nido 115kV Line |  | 5 | 1 | YES | 2 | 5 | 1 | YES | 2
PG&E FRESNO | Wilson | 230 | 0 | 0 | 0 | 0 | 0 | 0 | 0 | 0 | 0 | 0 | 0 | 0 | 0 | 0 | 0 | 0 | 0 | 0 | 0 | 0 | 0 | 0 | 0 | 0 | 0 | 0 | 0 | 0 | 0 | 0 | 0 | 0 | 0 | 0 | 0 | 0 | 0 | 0 | 0 | 0 | 0 | 0 | 0 | 0 | 0 | 1 | 0 | 0 | 0 | 0 | 0 | 0 | 0 | 0 | 0 | 0 | 0 | 0 | 0 | 1 | 0 | 0 | 0 | 0 | 0 | 0 | 0 | 0 | 0 | 0 | 0 | 0 | 0 | 0 | 0 | 0 | 0 | 0 | 1 | 1 | 0 | 1 | 1 | 1 | 1 | 1 | 0 | 1 | 1 | 1 | 0 | 0 | 1 | 0 | 1 | 0 | 0 | 2 |  | 0 | 0 | 0 | 0 | 0 | 0 | 0 | 0 | 0 | 0 | 0 | 0 | 0 | 0 | 0 | 0 | 0 | 0 | 0 | 0 | 0 | 0 | 0 | 0 | 0 | 0 | 0 | 0 | 0 | 0 | 3 | 0 | 6 | 0 | 3 | 1 | -516.8 | -4911.332 | -3937.2282 | Borden-Storey #1 230kV line | Gates 500/230kV TB #11 | Gates 500/230kV TB #11 |  | 0 | 0 | 0 | 0 | 0 | 0 | 265.5 | 38.76 | 126.1276 | Bellota-Weber 230kV line | Los Banos 500/230kV TB | Oro Loma-El Nido 115kV Line |  | 5 | 1 | YES | 2 | 5 | 1 | YES | 2
SCE Northern | Windhub | 230 | 1 | 1 | 0 | 1 | 0 | 0 | 0 | 0 | 0 | 0 | 0 | 0 | 0 | 0 | 0 | 0 | 0 | 0 | 0 | 0 | 0 | 0 | 0 | 0 | 0 | 0 | 0 | 0 | 0 | 0 | 0 | 0 | 0 | 0 | 0 | 0 | 0 | 0 | 0 | 0 | 0 | 0 | 0 | 0 | 0 | 0 | 0 | 0 | 0 | 0 | 0 | 0 | 0 | 0 | 0 | 0 | 0 | 0 | 0 | 0 | 0 | 0 | 0 | 0 | 0 | 0 | 0 | 0 | 0 | 0 | 0 | 0 | 0 | 0 | 0 | 0 | 0 | 0 | 0 | 0 | 0 | 0 | 0 | 0 | 0 | 0 | 0 | 0 | 0 | 0 | 0 | 0 | 0 | 0 | 0 | 0 | 0 | 0 |  | 0 | 0 | 0 | 0 | 0 | 0 | 0 | 0 | 0 | 68 | 0 | 547 | 0 | 0 | 1 | 0 | 0 | 0 | 0 | 0 | 0 | 0 | 0 | 0 | 68 | 1020 | 1047 | 0 | 0 | 1 | 1 | 0 | 1 | 0 | 0 | 0 | -568.88 | -811.38 | 3200.73 | Antelope-Vincent Constraint | Antelope-Vincent Constraint | Windhub Constraint |  | 1 | 0 | 1 | 0 | 0 | 0 | -568.88 | -811.38 | 3200.73 | Antelope-Vincent Constraint | Antelope-Vincent Constraint | Windhub Constraint |  | 5 | 5 | NO | 5 | 1 | 1 | NO | 1
SCE Northern | Windhub | 500 | 1 | 1 | 0 | 1 | 0 | 0 | 0 | 0 | 0 | 0 | 0 | 0 | 0 | 0 | 0 | 0 | 0 | 0 | 0 | 0 | 0 | 0 | 0 | 0 | 0 | 0 | 0 | 0 | 0 | 0 | 0 | 0 | 0 | 0 | 0 | 0 | 0 | 0 | 0 | 0 | 0 | 0 | 0 | 0 | 0 | 0 | 0 | 0 | 0 | 0 | 0 | 0 | 0 | 0 | 0 | 0 | 0 | 0 | 0 | 0 | 0 | 0 | 0 | 0 | 0 | 0 | 0 | 0 | 0 | 0 | 0 | 0 | 0 | 0 | 0 | 0 | 0 | 0 | 0 | 0 | 0 | 0 | 0 | 0 | 0 | 0 | 0 | 0 | 0 | 0 | 0 | 0 | 0 | 0 | 0 | 0 | 0 | 0 |  | 0 | 0 | 0 | 0 | 0 | 0 | 0 | 0 | 0 | 0 | 0 | 0 | 0 | 0 | 0 | 0 | 0 | 0 | 0 | 0 | 0 | 0 | 0 | 0 | 153 | 0 | 15 | 0 | 480 | 1 | 1 | 0 | 1 | 0 | 0 | 0 | -568.88 | -811.38 | 3200.73 | Antelope-Vincent Constraint | Antelope-Vincent Constraint | Windhub Constraint |  | 1 | 0 | 1 | 0 | 0 | 0 | -568.88 | -811.38 | 3200.73 | Antelope-Vincent Constraint | Antelope-Vincent Constraint | Windhub Constraint |  | 5 | 5 | NO | 5 | 1 | 1 | NO | 1
PG&E GBA | Windmaster | 230 | 0 | 0 | 0 | 0 | 0 | 0 | 0 | 0 | 0 | 0 | 0 | 0 | 0 | 0 | 0 | 0 | 0 | 0 | 0 | 0 | 0 | 0 | 0 | 0 | 0 | 0 | 0 | 0 | 0 | 0 | 0 | 0 | 0 | 0 | 0 | 0 | 0 | 0 | 0 | 1 | 0 | 0 | 0 | 0 | 0 | 0 | 0 | 0 | 0 | 0 | 0 | 0 | 0 | 1 | 0 | 1 | 0 | 0 | 0 | 0 | 0 | 0 | 0 | 0 | 0 | 1 | 0 | 0 | 0 | 0 | 0 | 0 | 0 | 0 | 0 | 0 | 0 | 0 | 0 | 0 | 0 | 0 | 0 | 0 | 0 | 0 | 0 | 0 | 0 | 0 | 0 | 0 | 0 | 0 | 0 | 0 | 0 | 0 |  | 0 | 0 | 0 | 0 | 0 | 0 | 0 | 0 | 0 | 0 | 0 | 0 | 0 | 0 | 0 | 0 | 0 | 0 | 0 | 0 | 0 | 0 | 0 | 0 | 0 | 0 | 0 | 0 | 0 | 0 | 2 | 0 | 1 | 0 | 0 | 0 | -1437.69 | -961.1112 | 977.7909 | Collinsville-Tesla 500 kV Line | Collinsville-Tesla 500 kV Line | Collinsville-Tesla 500 kV Line |  | 0 | 0 | 0 | 0 | 0 | 0 | 2836.56 | 2405.6138 | 977.7909 | Tesla-Tracy-Pump 230 kV line #2 | Tesla-Tracy-Pump 230 kV line #2 | Collinsville-Tesla 500 kV Line |  | 5 | 1 | YES | 2 | 1 | 1 | NO | 1
PG&E NGBA | Windsor | 60 | 0 | 0 | 0 | 0 | 0 | 0 | 0 | 0 | 0 | 0 | 0 | 0 | 0 | 0 | 0 | 0 | 0 | 0 | 0 | 0 | 0 | 0 | 0 | 0 | 0 | 0 | 0 | 0 | 0 | 0 | 0 | 0 | 0 | 0 | 0 | 0 | 0 | 0 | 0 | 1 | 0 | 0 | 0 | 0 | 0 | 0 | 0 | 0 | 0 | 0 | 0 | 0 | 1 | 0 | 0 | 0 | 0 | 0 | 0 | 0 | 0 | 0 | 0 | 0 | 0 | 0 | 1 | 0 | 0 | 0 | 0 | 0 | 0 | 0 | 0 | 0 | 0 | 0 | 0 | 0 | 0 | 0 | 0 | 0 | 0 | 0 | 0 | 0 | 0 | 0 | 0 | 0 | 0 | 0 | 0 | 0 | 0 | 1 |  | 0 | 0 | 0 | 0 | 0 | 0 | 0 | 0 | 0 | 0 | 0 | 0 | 0 | 0 | 0 | 0 | 0 | 0 | 0 | 0 | 0 | 0 | 0 | 0 | 0 | 0 | 0 | 0 | 0 | 0 | 2 | 0 | 2 | 0 | 0 | 0 | -1437.69 | -961.1112 | 317.0526 | Collinsville-Tesla 500 kV Line | Collinsville-Tesla 500 kV Line | Birds Landing-Contra Costa 230kV Line |  | 0 | 0 | 0 | 0 | 0 | 0 | 1432.61 | 1724.7038 | 317.0526 | Birds Landing-Contra Costa 230kV Line | Birds Landing-Contra Costa 230kV Line | Birds Landing-Contra Costa 230kV Line |  | 5 | 1 | YES | 2 | 1 | 1 | NO | 1
PG&E NGBA | Woodland | 115 | 0 | 0 | 0 | 0 | 0 | 0 | 0 | 0 | 0 | 0 | 0 | 0 | 0 | 0 | 0 | 0 | 0 | 0 | 0 | 0 | 0 | 0 | 0 | 0 | 0 | 0 | 0 | 0 | 0 | 0 | 0 | 0 | 0 | 0 | 0 | 0 | 0 | 0 | 0 | 1 | 1 | 0 | 1 | 0 | 1 | 1 | 0 | 1 | 0 | 0 | 0 | 0 | 0 | 0 | 0 | 0 | 0 | 0 | 0 | 1 | 1 | 0 | 0 | 0 | 0 | 0 | 0 | 0 | 0 | 0 | 0 | 0 | 0 | 0 | 0 | 0 | 0 | 0 | 0 | 0 | 0 | 0 | 0 | 0 | 0 | 0 | 0 | 0 | 0 | 0 | 0 | 0 | 0 | 0 | 0 | 0 | 0 | 0 |  | 0 | 0 | 0 | 0 | 0 | 0 | 0 | 0 | 0 | 0 | 0 | 0 | 0 | 0 | 0 | 0 | 0 | 0 | 0 | 0 | 0 | 0 | 0 | 0 | 0 | 12 | 0 | 0 | 0 | 1 | 3 | 0 | 2 | 0 | 0 | 1 | -1437.69 | -961.1112 | -75.76 | Collinsville-Tesla 500 kV Line | Collinsville-Tesla 500 kV Line | Woodland- Davis 115kV line |  | 1 | 0 | 0 | 0 | 0 | 1 | -29.55 | 38.65 | -75.76 | Woodland- Davis 115kV line | Woodland- Davis 115kV line | Woodland- Davis 115kV line |  | 5 | 5 | NO | 5 | 3 | 3 | NO | 3
PG&E FRESNO | Woodward | 115 | 0 | 0 | 0 | 0 | 0 | 0 | 0 | 0 | 0 | 0 | 0 | 0 | 0 | 0 | 0 | 0 | 0 | 0 | 0 | 0 | 0 | 0 | 0 | 0 | 0 | 0 | 0 | 0 | 0 | 0 | 0 | 0 | 0 | 0 | 0 | 0 | 0 | 0 | 0 | 0 | 0 | 0 | 0 | 0 | 0 | 0 | 0 | 0 | 0 | 0 | 0 | 0 | 0 | 0 | 0 | 0 | 0 | 0 | 0 | 0 | 0 | 0 | 0 | 0 | 0 | 0 | 0 | 0 | 0 | 0 | 0 | 0 | 0 | 0 | 0 | 0 | 0 | 0 | 0 | 1 | 0 | 1 | 1 | 1 | 0 | 1 | 0 | 1 | 0 | 0 | 0 | 0 | 1 | 0 | 0 | 0 | 0 | 1 |  | 0 | 0 | 0 | 0 | 0 | 0 | 0 | 0 | 0 | 0 | 0 | 0 | 0 | 0 | 0 | 0 | 0 | 0 | 0 | 0 | 0 | 0 | 0 | 0 | 0 | 0 | 0 | 0 | 0 | 0 | 1 | 0 | 2 | 0 | 1 | 0 | -82.55 | -4911.332 | -3937.2282 | Chowchilla-Le grand 115kV Line | Gates 500/230kV TB #11 | Gates 500/230kV TB #11 |  | 0 | 0 | 0 | 0 | 0 | 0 | 384.55 | 38.76 | 126.1276 | Los Banos 500/230kV TB | Los Banos 500/230kV TB | Oro Loma-El Nido 115kV Line |  | 5 | 1 | YES | 2 | 5 | 1 | YES | 2
PG&E NGBA | Wyandotte | 115 | 0 | 0 | 0 | 0 | 0 | 0 | 0 | 0 | 0 | 0 | 0 | 0 | 0 | 0 | 0 | 0 | 0 | 0 | 0 | 0 | 0 | 0 | 0 | 0 | 0 | 0 | 0 | 0 | 0 | 0 | 0 | 0 | 0 | 0 | 0 | 0 | 0 | 0 | 0 | 1 | 0 | 0 | 0 | 0 | 1 | 1 | 1 | 1 | 0 | 0 | 0 | 0 | 0 | 0 | 0 | 0 | 0 | 0 | 0 | 1 | 1 | 0 | 0 | 0 | 0 | 0 | 0 | 0 | 0 | 0 | 0 | 0 | 0 | 0 | 0 | 0 | 0 | 0 | 0 | 0 | 0 | 0 | 0 | 0 | 0 | 0 | 0 | 0 | 0 | 0 | 0 | 0 | 0 | 0 | 0 | 0 | 0 | 0 |  | 0 | 0 | 0 | 0 | 0 | 0 | 0 | 0 | 0 | 0 | 0 | 0 | 0 | 0 | 0 | 0 | 0 | 0 | 0 | 0 | 0 | 0 | 0 | 0 | 0 | 0 | 0 | 0 | 0 | 0 | 2 | 0 | 2 | 0 | 0 | 0 | -1437.69 | -961.1112 | 48.3836 | Collinsville-Tesla 500 kV Line | Collinsville-Tesla 500 kV Line | Rio Oso-Lockeford 230kV line |  | 0 | 0 | 0 | 0 | 0 | 0 | 50 | 50 | 48.3836 | Rocklin-Pleaseant grove 115kV line | Rocklin-Pleaseant grove 115kV line | Rio Oso-Lockeford 230kV line |  | 5 | 1 | YES | 2 | 1 | 1 | NO | 1

## Tx_Calculator_2041
|  | CAISO Study Area | SCE Northern Area | [7 empty] | SCE Metro Area |  | SCE North of Lugo Area |  |  |  |  | SCE Eastern Area | [6 empty] | East of Pisgah Area |  |  | SDG&E Study Area | [13 empty] | PG&E North of Greater Bay Area | [9 empty] | PG&E Greater Bay Area | [17 empty] | PG&E Kern Area | [9 empty] | PG&E Fresno Area
White Paper Constraint Info |  | White Paper Name | Antelope-Vincent Constraint | Vincent-Lugo Constraint | Pardee-Sylmar Constraint | Windhub Constraint | Moorpark-Pardee Constraint | North of Magunden Constraint | South of Magunden Constraint | Antelope-Neenach Constraint | Hinson - Del Amo Constraint | SCE Metro Area Default Constraint | Control to Inyokern area constraint | South of Kramer Area Constraint | Victor to Lugo Area Constraint | Lugo Transformer Area Constraint | Calcite to Lugo Area Constraint | Colorado River 500/230 kV Constraint | DCRT Constraint | Devers-Red Bluff Constraint | Eagle Mountain Constraint | Etiwanda-Rancho Vista Constraint | Red Bluff 500/230 kV Constraint | Serrano-Alberhill-Valley Constraint | GLW 230kV area constraint | Sloan Canyon - Eldorado 500 kV constraint | Lugo - Victorville area constraint | Capistrano-San Onofre 230 kV constraint | Chicarita 138 kV constraint | El Cajon 69 kV constraint | Internal San Diego Area constraint | Miguel 69 kV constraint | Encina - San Luis Rey 230 kV constraint | East of Miguel constraint | San Luis Rey-San Onofre 230 kV line constraint | Ocean Ranch 69 kV constraint | Otay Mesa 230 kV constraint | Silvergate - Bay Blvd 230 kV constraint | Silvergate-Old Town 230 kV constraint | Talega 230 kV constraint | Trabuco-Capistrano 138 kV constraint | Collinsville-Tesla 500 kV Line | Woodland- Davis 115kV line | Cortina-Eagle Rock 115 kV line | Bell-Placer 115kV Line | Carberry-Round Mountain 230kV Line | Rocklin-Pleaseant grove 115kV line | Bellota-Weber 230kV line | Rio Oso-Brighton 230kV line | Rio Oso-Lockeford 230kV line | Humboldt Offshore Wind constraint | Dumbarton-Newark 115 kV line | Eastshore-San Mateo 230 kV line | Lakeville-Ignacio 230 kV line | Sobrante-Moraga 230 kV line | Windmaster-Delta pumps 230 kV line | Contra Costa- Windmaster 230 kV line | Tesla-Tracy-Pump 230 kV line #2 | Contra Costa #1 115kV Line | Kasson Jct-Heinz 115 kV line | Newark-Newark Distribution 115 kV line | Tesla-Bellota 230 kV line | Eight Mile-Tesla 230 kV line | Grant - Eastshore #2 line 115 kV | Salado-Crow Creek Sw Sta 60 kV line | Tesla-Salado 115 kV line | Morganhill-Metcalf 115kV Line | Tesla-Tracy Pump 230 kV Line #1 | Birds Landing-Contra Costa 230kV Line | Cal Flat-Gates 230 kV line | Gates-Arco 230 kV Line | Smyrna-Atwell Jct 115kV Line | Kern 230/115kV TB #4 | Maricopa-Copus 70 kV line | Midway-Taft 115 kV line | Kern-Tevis-Stockdale-Lamont 115kV line | Midway 230/115kV TB #3 | Semitropic-Midway 115kV Line | Midway-Buena Vista Jct 230kV Line | Manning 500kV | Gates 500/230kV TB #12 | Gates 500/230kV TB #11 | Gates 230/70kV TB #5 | Tranquility-Helm 230kV Line | Dairyland-Chowchilla 115kV Line | Chowchilla-Le grand 115kV Line | NEW- Melones-Cottle 230kV line | Los Banos 500/230kV TB | Schindler 115/70kV TB #1 | Panoche- Mendota 115 kV line | Panoche-Oro Loma 115kV Line | Borden-Storey #1 230kV line | Merced 115/70kV TB#2 | Helm 230/70kV TB #1 | Oro Loma-El Nido 115kV Line | Diablo-Gates 500 kV line | Mustang-Henrietta 230 kV line | Gates-Panoche 230 kV #1 and #2 Lines | NEW-Metcalf-Mosslanding 500kV
|  | CAISO Study Area | SCE Northern Area | SCE Northern Area | SCE Northern Area | SCE Northern Area | SCE Northern Area | SCE Northern Area | SCE Northern Area | SCE Northern Area | SCE Metro Area | SCE Metro Area | SCE North of Lugo Area | SCE North of Lugo Area | SCE North of Lugo Area | SCE North of Lugo Area | SCE North of Lugo Area | SCE Eastern Area | SCE Eastern Area | SCE Eastern Area | SCE Eastern Area | SCE Eastern Area | SCE Eastern Area | SCE Eastern Area | East of Pisgah Area | East of Pisgah Area | East of Pisgah Area | SDG&E Study Area | SDG&E Study Area | SDG&E Study Area | SDG&E Study Area | SDG&E Study Area | SDG&E Study Area | SDG&E Study Area | SDG&E Study Area | SDG&E Study Area | SDG&E Study Area | SDG&E Study Area | SDG&E Study Area | SDG&E Study Area | SDG&E Study Area | PG&E North of Greater Bay Area | PG&E North of Greater Bay Area | PG&E North of Greater Bay Area | PG&E North of Greater Bay Area | PG&E North of Greater Bay Area | PG&E North of Greater Bay Area | PG&E North of Greater Bay Area | PG&E North of Greater Bay Area | PG&E North of Greater Bay Area | PG&E North of Greater Bay Area | PG&E Greater Bay Area | PG&E Greater Bay Area | PG&E Greater Bay Area | PG&E Greater Bay Area | PG&E Greater Bay Area | PG&E Greater Bay Area | PG&E Greater Bay Area | PG&E Greater Bay Area | PG&E Greater Bay Area | PG&E Greater Bay Area | PG&E Greater Bay Area | PG&E Greater Bay Area | PG&E Greater Bay Area | PG&E Greater Bay Area | PG&E Greater Bay Area | PG&E Greater Bay Area | PG&E Greater Bay Area | PG&E Greater Bay Area | PG&E Kern Area | PG&E Kern Area | PG&E Kern Area | PG&E Kern Area | PG&E Kern Area | PG&E Kern Area | PG&E Kern Area | PG&E Kern Area | PG&E Kern Area | PG&E Kern Area | PG&E Fresno Area | PG&E Fresno Area | PG&E Fresno Area | PG&E Fresno Area | PG&E Fresno Area | PG&E Fresno Area | PG&E Fresno Area | PG&E Fresno Area | PG&E Fresno Area | PG&E Fresno Area | PG&E Fresno Area | PG&E Fresno Area | PG&E Fresno Area | PG&E Fresno Area | PG&E Fresno Area | PG&E Fresno Area | PG&E Fresno Area | PG&E Fresno Area | PG&E Fresno Area | PG&E Fresno Area
|  | PTO area | SCE | SCE | SCE | SCE | SCE | SCE | SCE | SCE | SCE | SCE | SCE | SCE | SCE | SCE | SCE | SCE | SCE | SCE | SCE | SCE | SCE | SCE | VEA | VEA | SCE | SDGE | SDGE | SDGE | SDGE | SDGE | SDGE | SDGE | SDGE | SDGE | SDGE | SDGE | SDGE | SDGE | SDGE | PGE | PGE | PGE | PGE | PGE | PGE | PGE | PGE | PGE | PGE | PGE | PGE | PGE | PGE | PGE | PGE | PGE | PGE | PGE | PGE | PGE | PGE | PGE | PGE | PGE | PGE | PGE | PGE | PGE | PGE | PGE | PGE | PGE | PGE | PGE | PGE | PGE | PGE | PGE | PGE | PGE | PGE | PGE | PGE | PGE | PGE | PGE | PGE | PGE | PGE | PGE | PGE | PGE | PGE | PGE | PGE | PGE | PGE
|  | Wind/Solar Designation Area | Solar | Solar | Solar | Solar | Solar | Solar | Solar | Solar | Solar | Solar | Solar | Solar | Solar | Solar | Solar | Solar | Solar | Solar | Solar | Solar | Solar | Solar | Solar | Solar | Solar | Solar | Solar | Solar | Solar | Solar | Solar | Solar | Solar | Solar | Solar | Solar | Solar | Solar | Solar | Wind | Wind | Wind | Wind | Wind | Wind | Wind | Wind | Wind | Wind | Wind | Wind | Wind | Wind | Wind | Wind | Wind | Wind | Wind | Wind | Wind | Wind | Wind | Wind | Wind | Wind | Wind | Wind | Solar | Solar | Solar | Solar | Solar | Solar | Solar | Solar | Solar | Solar | Solar | Solar | Solar | Solar | Solar | Solar | Solar | Solar | Solar | Solar | Solar | Solar | Solar | Solar | Solar | Solar | Solar | Solar | Solar | Solar
White Paper Constraint Initial Capacity |  | FCDS | 6149.12 | 6733.24 | 3530 | 2400 | 954 | 876 | 977 | 0 | 2700 | 13500 | 0 | 256 | 1034 | 1328 | 297 | 1160 | 2300 | 6133 | 0 | 4824 | 1450 | 6651 | 3372 | 4032 | 10105 | 1324 | 224 | 406 | 602 | 231 | 1832.4 | 1035 | 1677.4 | 204 | 1175 | 2169.2 | 682.4 | 1028 | 501 | 3379 | 90.45 | 971 | 347 | 15 | 50 | 1661 | 423 | 1042 | 0 | 1290 | 2146 | 2257 | 3140 | 546 | 1233 | 4574 | 32 | 298 | 8054 | 3154 | 926 | 962.9 | 102.97 | 178.92 | 382 | 9287 | 656 | 927 | 1562 | 231 | 1912 | 94.45 | 17.78 | 184.8 | 1592 | 240 | 471 | 2280 | 5406 | 5336.9 | 300.67 | 2921 | 1110.5 | 0 | 687 | 6411 | 0 | 1985 | 1782 | 412 | 122 | 38 | 528 | 5161 | 5581 | 4562 | 1666
|  | FCDS Limit Type | Actual | Actual | Actual | Actual | Actual | Actual | Actual | Actual | Actual | Default | Actual | Default | Default | Default | Actual | Actual | Actual | Default | Actual | Actual | Actual | Default | Actual | Actual | Actual | Actual | Actual | Actual | Actual | Actual | Actual | Actual | Actual | Actual | Actual | Actual | Actual | Actual | Actual | Actual | Actual | Actual | Actual | Actual | Actual | Actual | Actual | Actual | Actual | Actual | Actual | Actual | Actual | Actual | Actual | Actual | Actual | Actual | Actual | Actual | Actual | Actual | Actual | Actual | Actual | Actual | Actual | Actual | Actual | Actual | Actual | Actual | Actual | Actual | Actual | Actual | Actual | Default | Actual | Actual | Actual | Actual | Actual | Actual | Actual | Actual | Actual | Actual | Actual | Actual | Actual | Actual | Actual | Actual | Actual | Actual | Default
|  | EODS | 8920.36 | 8496.34 | 6426 | 2614.3 | 2641 | 1527 | 2138 | 0 | 2700 | 13500 | 120 | 1190 | 1878 | 2427 | 552 | 2202 | 2300 | 7328 | 392 | 7313 | 1603 | 10182 | 3642 | 4302 | 12605 | 1324 | 224 | 406 | 602 | 231 | 5579 | 1377 | 5624 | 204 | 1175 | 2169.2 | 2369 | 1028 | 501 | 7706 | 81 | 1422 | 379 | 15 | 96 | 2539 | 463 | 975 | 0 | 3728 | 4811 | 768 | 5136 | 3673 | 3667 | 10136 | 77 | 495 | 7290 | 4254 | 3909 | 1220 | 102.97 | 180 | 273 | 9538 | 1176 | 1005 | 1226 | 144 | 1928 | 58 | 270 | 109 | 1377 | 255 | 471 | 2280 | 3581 | 5027 | 272 | 2777 | 1066 | 158 | 945 | 7216 | 50 | 1216 | 1903 | 780 | 156 | 128 | 308 | 5581 | 5617 | 4589 | 6083
|  | EODS Limit Type | Default | Default | Default | Default | Default | Default | Actual | Actual | Default | Default | Default | Default | Default | Default | Default | Actual | Default | Default | Default | Default | Actual | Default | Actual | Actual | Default | Default | Default | Default | Actual | Default | Actual | Actual | Actual | Default | Default | Actual | Default | Default | Default | Default | Default | Default | Default | Default | Default | Default | Default | Default | Actual | Default | Default | Default | Default | Default | Default | Default | Default | Default | Default | Default | Default | Default | Default | Default | Default | Default | Default | Actual | Actual | Actual | Default | Actual | Default | Actual | Actual | Actual | Default | Default | Actual | Actual | Actual | Actual | Actual | Actual | Actual | Actual | Actual | Actual | Default | Actual | Actual | Actual | Actual | Actual | Default | Default | Actual
White Paper Transmission Upgrade Info |  | FCDS AMOUNT | 1500 | 2000 | 1800 | 2500 | 900 | 500 | 2000 | 2000 | 800 | N/A | 186 | 200 | N/A | N/A | 1046 | 1370 | 3000 | 532 | 600 | 3350 | 1200 | 1522 | N/A | N/A | 6800 | 920 | 700 | 547 | 9999 | 431 | 2047.6 | 9999 | 2208.6 | 692 | 2189 | 548 | 1686.8 | 2201 | 556 | 8645 | 109 | 50 | 480 | 26 | 707 | 460 | 574 | 485 | 2300 | N/A | N/A | N/A | N/A | 6034 | 5601 | 3521 | 131 | 1255 | 831 | 300 | 163 | 290 | 74 | 70 | 712 | 4344 | 1766 | 1418 | 16891 | 687 | 179 | 206 | 9 | 367 | 784 | 637 | 234 | N/A | 14825 | 10038 | 47 | 2274 | 1211 | 1211 | N/A | N/A | 3160 | 2019 | 588 | 1247 | 358 | 60 | 3192 | 4125 | 2479 | 8379 | N/A
|  | Est. Cost (millions): | 13.2 | 85.9 | 660 | 612 | 600 | 1253 | 4358 | 100 | 28 | - | 329 | N/A | N/A | N/A | 239 | 67 | 463 | N/A | 1182 | 89 | 69 | N/A | N/A | N/A | 2165 | 58.1 | 100 | 14.7 | N/A | 671.05 | N/A | N/A | N/A | 28.3 | 79.91 | N/A | N/A | 210.6 | 103.37 | 2851.85 | 9.33 | 50 | 185 | 180 | 125 | 400 | 0 | 0 | N/A | N/A | 0 | 0 | 0 | 417.33 | 0 | 0 | 185 | 1700 | 0 | 0 | 0 | 125 | 400 | 0 | 380 | 25 | 700 | 1008.03 | 940 | 220 | 30 | 620 | 0 | 120 | 150 | 760 | 100 | N/A | 35 | 0 | 110 | 1500 | 250 | 550 | N/A | N/A | 370 | 0 | 0 | 50 | 125 | 135 | 330 | 830 | 0 | 214 | 200
|  | Est. In Service Date: | 2028 | 2030 | 2035 | 2035 | 2035 | 2035 | 2035 | 2028 | 2028 | 0 | 2035 | 2033 | 0 | 0 | 2035 | 2030 | 2032 | 2034 | 2036 | 2029 | 2030 | 2034 | 0 | 0 | 2036 | 2031 | 2030 | 2030 | 2032 | 2030 | 2034 | 2034 | 2034 | 2030 | 2031 | 2034 | 2034 | 2031 | 2030 | 2038 | 2031 | 2031 | 2036 | 2033 | 2033 | 2036 | 2036 | 2036 | 2034 | 2028 | 2028 | 2028 | 2028 | 2033 | 2033 | 2033 | 2036 | 2044 | 2044 | 2044 | 2044 | 2033 | 2038 | 2038 | 2038 | 2031 | 2038 | 2034 | 2038 | 2034 | 2031 | 2037 | 2037 | 2033 | 2034 | 2038 | 2032 | 0 | 2030 | 2030 | 2034 | 2041 | 2036 | 2041 | 2028 | 2028 | 2036 | 2036 | 2033 | 2033 | 2038 | 2033 | 2036 | 2034 | 2034 | 2033 | 0
|  | EODS AMOUNT | N/A | N/A | N/A | N/A | N/A | N/A | 2000 | 15 | N/A | N/A | N/A | N/A | N/A | N/A | N/A | 1299 | N/A | 532 | N/A | N/A | 1200 | 1522 | N/A | N/A | 6800 | N/A | N/A | N/A | 9999 | N/A | 2048 | 9999 | 2209 | N/A | N/A | 2724.8 | N/A | N/A | N/A | N/A | N/A | N/A | N/A | 25 | N/A | N/A | N/A | N/A | 2300 | N/A | N/A | N/A | N/A | N/A | N/A | N/A | N/A | N/A | N/A | N/A | N/A | N/A | N/A | N/A | N/A | N/A | N/A | 230 | 962 | 632 | N/A | 67.7 | N/A | 106.58 | 1477 | 475 | N/A | N/A | 6843 | 6343 | 390 | 607 | 122 | 546 | N/A | N/A | 87 | 302 | N/A | 2047 | 291 | 226 | 65 | 4125 | 2479 | N/A | N/A
|  | Est. Cost (millions): | N/A | N/A | N/A | N/A | N/A | N/A | 66 | 45 | N/A | N/A | N/A | N/A | N/A | N/A | N/A | 67 | N/A | N/A | N/A | N/A | 69 | N/A | N/A | N/A | 2165 | N/A | N/A | N/A | N/A | N/A | N/A | N/A | N/A | N/A | N/A | N/A | N/A | N/A | N/A | N/A | N/A | N/A | N/A | 180 | N/A | N/A | N/A | N/A | N/A | N/A | N/A | N/A | N/A | N/A | N/A | N/A | N/A | N/A | N/A | N/A | N/A | N/A | N/A | N/A | N/A | N/A | N/A | 1008.03 | 940 | 220 | N/A | 620 | 0 | 120 | 150 | 760 | 100 | N/A | 35 | 0 | 110 | 1500 | 250 | 550 | N/A | N/A | 370 | 0 | N/A | N/A | 125 | 135 | 330 | 830 | 0 | N/A | N/A
|  | Est. In Service Date: | 0 | 0 | 0 | 0 | 0 | 0 | 2035 | 2029 | 0 | 0 | 0 | 2033 | 0 | 0 | 0 | 2029 | 0 | 2034 | 0 | 0 | 0 | 2034 | 0 | 0 | 2036 | 0 | 0 | 0 | 2032 | 0 | 2034 | 2034 | 2034 | 0 | 0 | 2034 | 0 | 0 | 0 | 0 | 0 | 0 | 0 | 2033 | 0 | 0 | 0 | 0 | 2034 | 0 | 0 | 0 | 0 | 0 | 0 | 0 | 0 | 0 | 0 | 0 | 0 | 0 | 0 | 0 | 0 | 0 | 0 | 2034 | 2038 | 2034 | 0 | 2037 | 2037 | 2033 | 2034 | 2038 | 2032 | 0 | 2030 | 2030 | 2034 | 2041 | 2036 | 2041 | 2028 | 2028 | 2036 | 2036 | 0 | 2033 | 2038 | 2033 | 2036 | 2034 | 2034 | 0 | 0
|  | Upgrades are same | None | None | None | None | None | None | No | No | None | None | None | Yes | None | None | None | Yes | None | Yes | None | None | Yes | Yes | Yes | Yes | Yes | None | None | None | Yes | None | Yes | Yes | YES | None | None | Yes | None | None | None | None | None | None | None | Yes | None | None | None | None | Yes | None | None | None | None | None | None | None | None | None | None | None | None | None | None | None | None | None | None | Yes | Yes | Yes | None | Yes | Yes | Yes | Yes | Yes | Yes | None | Yes | Yes | Yes | Yes | Yes | Yes | Yes | Yes | Yes | Yes | None | Yes | Yes | Yes | Yes | Yes | Yes | None | No
|  | Upgrade approved | No | No | No | No | No | No | No | No | No | No | No | Yes | Yes | Yes | No | No | No | Yes | No | No | No | Yes | Yes | Yes | No | No | No | No | Yes | No | Yes | Yes | Yes | No | No | Yes | Yes | No | No | No | No | No | No | No | No | No | No | No | Yes | Yes | Yes | Yes | Yes | No | No | No | No | No | No | No | No | No | No | No | No | No | No | No | No | No | No | No | No | No | No | No | No | No | No | No | No | No | No | No | Yes | Yes | No | No | No | No | No | No | No | No | No | No | No
Tx Calculations for Mapped Portfolio Resources
FCDS | Mapped MWs
|  | Geothermal | 0 | 0 | 0 | 0 | 0 | 0 | 0 | 0 | 0 | 523 | 177 | 293 | 293 | 293 | 0 | 0 | 0 | 0 | 1347 | 1347 | 0 | 1347 | 436 | 908 | 1649 | 0 | 0 | 0 | 1000 | 0 | 1000 | 1000 | 1000 | 0 | 0 | 1000 | 1000 | 0 | 0 | 3199.7 | 10 | 180.2 | 10 | 0 | 0 | 140 | 30 | 30 | 0 | 0 | 0 | 70 | 441.2 | 88 | 200.2 | 608.2 | 0 | 100 | 18 | 486 | 30 | 0 | 0 | 0 | 214 | 188 | 441.2 | 0 | 0 | 0 | 0 | 0 | 0 | 0 | 0 | 0 | 0 | 0 | 30 | 60 | 0 | 10 | 10 | 0 | 10 | 220 | 0 | 10 | 10 | 10 | 0 | 0 | 10 | 0 | 0 | 0 | 214
|  | Biomass | 0 | 0 | 0 | 0 | 0 | 0 | 0 | 0 | 0 | 0 | 0 | 0 | 0 | 0 | 0 | 0 | 0 | 0 | 0 | 0 | 0 | 0 | 0 | 0 | 0 | 0 | 0 | 0 | 0 | 0 | 0 | 0 | 0 | 0 | 0 | 0 | 0 | 0 | 0 | 0 | 0 | 0 | 0 | 0 | 0 | 0.55 | 0 | 0 | 0 | 0 | 0 | 0 | 0 | 0 | 0 | 0 | 0 | 0 | 0 | 2 | 0 | 0 | 0 | 0 | 0 | 0 | 0 | 0 | 0 | 0 | 0 | 0 | 0 | 0 | 0 | 0 | 0 | 0 | 0.55 | 2 | 0 | 2.55 | 2.55 | 2.55 | 0.55 | 2.55 | 0 | 2.55 | 0.55 | 0.55 | 0 | 0 | 2.55 | 0 | 0 | 0 | 0
|  | Wind | 0 | 0 | 0 | 0 | 0 | 0 | 0 | 0 | 0 | 0 | 0 | 0 | 0 | 0 | 0 | 0 | 0 | 0 | 0 | 57 | 0 | 57 | 150 | 150 | 250 | 0 | 0 | 0 | 0 | 0 | 180 | 0 | 180 | 0 | 0 | 180 | 180 | 0 | 0 | 1759.98 | 220 | 0 | 220 | 0 | 0 | 220 | 220 | 220 | 100 | 0 | 0 | 0 | 0 | 299.98 | 299.98 | 329.98 | 0 | 0 | 229.98 | 549.98 | 220 | 0 | 0 | 0 | 150 | 229.98 | 299.98 | 0 | 0 | 0 | 0 | 0 | 0 | 0 | 0 | 0 | 0 | 0 | 100 | 100 | 0 | 0 | 0 | 0 | 0 | 100 | 0 | 0 | 0 | 0 | 0 | 0 | 0 | 0 | 0 | 0 | 250
|  | OOS Wind | 0 | 0 | 0 | 0 | 0 | 0 | 0 | 0 | 0 | 0 | 0 | 0 | 0 | 0 | 0 | 0 | 0 | 4121 | 0 | 0 | 0 | 4121 | 0 | 1100 | 6721 | 0 | 0 | 0 | 0 | 0 | 0 | 0 | 0 | 0 | 0 | 0 | 0 | 0 | 0 | 0 | 0 | 0 | 0 | 0 | 0 | 0 | 0 | 0 | 0 | 0 | 0 | 0 | 0 | 0 | 0 | 0 | 0 | 0 | 0 | 0 | 0 | 0 | 0 | 0 | 0 | 0 | 0 | 0 | 0 | 0 | 0 | 0 | 0 | 0 | 0 | 0 | 0 | 0 | 0 | 0 | 0 | 0 | 0 | 0 | 0 | 0 | 0 | 0 | 0 | 0 | 0 | 0 | 0 | 0 | 0 | 0 | 0
|  | Offshore Wind | 0 | 0 | 0 | 0 | 0 | 0 | 0 | 0 | 0 | 0 | 0 | 0 | 0 | 0 | 0 | 0 | 0 | 0 | 0 | 0 | 0 | 0 | 0 | 0 | 0 | 0 | 0 | 0 | 0 | 0 | 0 | 0 | 0 | 0 | 0 | 0 | 0 | 0 | 0 | 0 | 0 | 0 | 0 | 0 | 0 | 0 | 0 | 0 | 0 | 0 | 0 | 0 | 0 | 0 | 0 | 0 | 0 | 0 | 0 | 0 | 0 | 0 | 0 | 0 | 0 | 0 | 0 | 0 | 0 | 0 | 0 | 0 | 0 | 0 | 0 | 0 | 0 | 0 | 0 | 0 | 0 | 0 | 0 | 0 | 0 | 0 | 0 | 0 | 0 | 0 | 0 | 0 | 0 | 0 | 0 | 0 | 0
|  | Solar | 4900 | 5092 | 1700 | 221 | 200 | 700 | 800 | 0 | 383.32 | 405.24 | 0 | 70 | 374 | 921 | 382 | 400 | 0 | 4262 | 300 | 5194 | 0 | 5094 | 125 | 125 | 5458.5 | 94 | 0 | 0 | 750 | 0 | 2250 | 6783.5 | 3096.5 | 0 | 0 | 750 | 1500 | 94 | 94 | 689 | 0 | 0 | 0 | 0 | 0 | 1399 | 0 | 0 | 0 | 0 | 0 | 0 | 274 | 0 | 0 | 1599 | 0 | 106 | 0 | 1815 | 10 | 0 | 6 | 175 | 0 | 106 | 0 | 221 | 1401 | 40 | 643 | 0 | 0 | 100 | 143 | 40 | 700 | 1591 | 10661.2 | 12099.2 | 100 | 2735 | 100 | 0 | 0 | 5124 | 0 | 400 | 0 | 1183 | 0 | 0 | 200 | 600 | 8402.2 | 166 | 1450
|  | Battery_4hr | 2462 | 2246 | 1190 | 1062 | 480 | 535 | 615 | 0 | 525 | 2124.6 | 0 | 428.5 | 503.5 | 503.5 | 0 | 30 | 1371.516 | 2012.516 | 460 | 2496 | 416 | 3727.516 | 510 | 989 | 3408.016 | 137.36 | 10 | 76.86 | 907.75 | 71.45 | 1090.46 | 1230.5 | 1726.96 | 30 | 0 | 693.6 | 899.6 | 137.36 | 0 | 633.65 | 0 | 38 | 0 | 0 | 0 | 995.1 | 0 | 0 | 0 | 0 | 0 | 50 | 276 | 613.9 | 398.2 | 722.9 | 0 | 234.3 | 163 | 467.3 | 20 | 0 | 20 | 119 | 0 | 726 | 398.2 | 20 | 0 | 20 | 20 | 0 | 0 | 0 | 20 | 20 | 157.6 | 0 | 1656.9 | 1583.1 | 0 | 930.8 | 0 | 80 | 0 | 1170.8 | 0 | 0 | 0 | 740.8 | 0 | 35 | 0 | 0 | 911.9 | 190 | 0
|  | Battery_8hr | 833 | 683 | 0 | 0 | 0 | 0 | 0 | 0 | 278 | 7245 | 0 | 6 | 6 | 6 | 0 | 0 | 902 | 1717 | 0 | 460 | 0 | 1362 | 476.5 | 476.5 | 2558.5 | 100 | 0 | 0 | 0 | 0 | 94.35 | 1274.35 | 509.35 | 50 | 0 | 0 | 0 | 100 | 0 | 0 | 0 | 0 | 0 | 0 | 0 | 0 | 0 | 0 | 0 | 0 | 0 | 0 | 0 | 0 | 0 | 1.5 | 0 | 0 | 0 | 1.5 | 0 | 0 | 0 | 0 | 13 | 0 | 0 | 3 | 337 | 0 | 3 | 0 | 0 | 0 | 3 | 0 | 0 | 800 | 1097.5 | 670.5 | 0 | 369 | 0 | 0 | 0 | 3814.5 | 0 | 0 | 0 | 0 | 0 | 0 | 0 | 0 | 38 | 35 | 478.5
|  | LDES | 2786 | 1886 | 250 | 480 | 0 | 0 | 0 | 0 | 0 | 0 | 0 | 0 | 0 | 362 | 0 | 0 | 0 | 800 | 0 | 1300 | 0 | 1300 | 500 | 1000 | 1500 | 500 | 0 | 0 | 500 | 0 | 500 | 0 | 500 | 0 | 0 | 0 | 0 | 0 | 0 | 0 | 0 | 0 | 0 | 0 | 0 | 400 | 0 | 0 | 0 | 0 | 0 | 0 | 0 | 0 | 0 | 0 | 0 | 0 | 0 | 400 | 400 | 0 | 0 | 0 | 0 | 0 | 0 | 750 | 0 | 0 | 0 | 0 | 0 | 0 | 0 | 0 | 0 | 0 | 900 | 900 | 0 | 0 | 0 | 0 | 0 | 0 | 0 | 0 | 0 | 0 | 0 | 0 | 0 | 0 | 900 | 750 | 0
EODS | Mapped MWs
|  | Wind | 0 | 0 | 0 | 0 | 0 | 0 | 0 | 0 | 0 | 0 | 0 | 0 | 0 | 0 | 0 | 0 | 0 | 0 | 0 | 0 | 0 | 0 | 0 | 0 | 0 | 0 | 0 | 0 | 0 | 0 | 0 | 0 | 0 | 0 | 0 | 0 | 0 | 0 | 0 | 220 | 0 | 0 | 0 | 0 | 0 | 0 | 0 | 0 | 0 | 0 | 0 | 0 | 0 | 0 | 0 | 0 | 0 | 0 | 0 | 0 | 0 | 0 | 0 | 0 | 0 | 0 | 0 | 0 | 0 | 0 | 0 | 0 | 0 | 0 | 0 | 0 | 0 | 0 | 69.3 | 69.3 | 0 | 0 | 0 | 0 | 0 | 69.3 | 0 | 0 | 0 | 0 | 0 | 0 | 0 | 0 | 0 | 0 | 0
|  | OOS Wind | 0 | 0 | 0 | 0 | 0 | 0 | 0 | 0 | 0 | 0 | 0 | 0 | 0 | 0 | 0 | 0 | 0 | 0 | 0 | 0 | 0 | 0 | 0 | 0 | 0 | 0 | 0 | 0 | 0 | 0 | 0 | 0 | 0 | 0 | 0 | 0 | 0 | 0 | 0 | 0 | 0 | 0 | 0 | 0 | 0 | 0 | 0 | 0 | 0 | 0 | 0 | 0 | 0 | 0 | 0 | 0 | 0 | 0 | 0 | 0 | 0 | 0 | 0 | 0 | 0 | 0 | 0 | 0 | 0 | 0 | 0 | 0 | 0 | 0 | 0 | 0 | 0 | 0 | 0 | 0 | 0 | 0 | 0 | 0 | 0 | 0 | 0 | 0 | 0 | 0 | 0 | 0 | 0 | 0 | 0 | 0 | 0
|  | Offshore Wind | 0 | 0 | 0 | 0 | 0 | 0 | 0 | 0 | 0 | 0 | 0 | 0 | 0 | 0 | 0 | 0 | 0 | 0 | 0 | 0 | 0 | 0 | 0 | 0 | 0 | 0 | 0 | 0 | 0 | 0 | 0 | 0 | 0 | 0 | 0 | 0 | 0 | 0 | 0 | 0 | 0 | 0 | 0 | 0 | 0 | 0 | 0 | 0 | 0 | 0 | 0 | 0 | 0 | 0 | 0 | 0 | 0 | 0 | 0 | 0 | 0 | 0 | 0 | 0 | 0 | 0 | 0 | 0 | 0 | 0 | 0 | 0 | 0 | 0 | 0 | 0 | 0 | 0 | 0 | 0 | 0 | 0 | 0 | 0 | 0 | 0 | 0 | 0 | 0 | 0 | 0 | 0 | 0 | 0 | 0 | 0 | 0
|  | Distributed Solar | 31.5 | 0 | 18 | 0 | 0 | 18 | 18 | 0 | 7.38 | 11.33 | 0 | 3 | 17 | 17 | 0 | 0 | 0 | 0 | 0 | 0 | 0 | 0 | 0 | 0 | 0 | 0 | 0 | 0.84 | 0 | 0.84 | 0.84 | 0 | 0.84 | 0 | 0 | 0 | 0.84 | 0 | 0 | 25.629 | 0 | 4 | 0 | 0 | 2.73 | 38.265 | 0 | 2.73 | 0 | 0 | 0 | 0 | 9 | 2 | 6 | 11.575 | 0 | 5.575 | 2 | 15.305 | 2.73 | 0 | 0 | 2.6 | 0 | 7.575 | 9 | 19.93 | 9.28 | 3 | 5.4 | 2.4 | 2.4 | 0 | 7.65 | 12.28 | 0 | 0 | 52.3 | 60.18 | 4.4 | 32.96 | 26.96 | 19.56 | 10.56 | 46.86 | 0 | 31.96 | 10.56 | 23.56 | 7.56 | 0 | 17.56 | 0 | 18.44 | 3 | 0
|  | Solar | 2708 | 2208 | 155 | 1020 | 0 | 50 | 155 | 0 | 0 | 0 | 0 | 235.8 | 235.8 | 535.8 | 300 | 500 | 4380 | 8443 | 292 | 2895 | 663 | 7775 | 1510 | 1811.2 | 14289.2 | 0 | 0 | 0 | 557 | 0 | 1497 | 9360 | 7150 | 0 | 0 | 647 | 997 | 0 | 0 | 3571.8 | 12 | 0 | 12 | 0 | 12 | 2661 | 0 | 1112 | 457.3 | 200 | 0 | 0 | 700 | 1002.5 | 1302.5 | 1216.5 | 0 | 14 | 689.5 | 2315.5 | 1312 | 200 | 14 | 114 | 0 | 703.5 | 913 | 1177.5 | 250 | 0 | 371.2 | 0 | 0 | 31.2 | 390 | 0 | 89 | 278.6 | 3209.4 | 3009.4 | 0 | 1512.5 | 0 | 0 | 0 | 2387.5 | 0 | 0 | 0 | 1035 | 0 | 35 | 0 | 1110 | 3369.4 | 1077.5 | 0
| HSN Output | HSN
|  | Geothermal | 0 | 0 | 0 | 0 | 0 | 0 | 0 | 0 | 0 | 523 | 177 | 293 | 293 | 293 | 0 | 0 | 0 | 0 | 1347 | 1347 | 0 | 1347 | 436 | 908 | 1649 | 0 | 0 | 0 | 1000 | 0 | 1000 | 1000 | 1000 | 0 | 0 | 1000 | 1000 | 0 | 0 | 3199.7 | 10 | 180.2 | 10 | 0 | 0 | 140 | 30 | 30 | 0 | 0 | 0 | 70 | 441.2 | 88 | 200.2 | 608.2 | 0 | 100 | 18 | 486 | 30 | 0 | 0 | 0 | 214 | 188 | 441.2 | 0 | 0 | 0 | 0 | 0 | 0 | 0 | 0 | 0 | 0 | 0 | 30 | 60 | 0 | 10 | 10 | 0 | 10 | 220 | 0 | 10 | 10 | 10 | 0 | 0 | 10 | 0 | 0 | 0 | 214
|  | Biomass | 0 | 0 | 0 | 0 | 0 | 0 | 0 | 0 | 0 | 0 | 0 | 0 | 0 | 0 | 0 | 0 | 0 | 0 | 0 | 0 | 0 | 0 | 0 | 0 | 0 | 0 | 0 | 0 | 0 | 0 | 0 | 0 | 0 | 0 | 0 | 0 | 0 | 0 | 0 | 0 | 0 | 0 | 0 | 0 | 0 | 0.55 | 0 | 0 | 0 | 0 | 0 | 0 | 0 | 0 | 0 | 0 | 0 | 0 | 0 | 2 | 0 | 0 | 0 | 0 | 0 | 0 | 0 | 0 | 0 | 0 | 0 | 0 | 0 | 0 | 0 | 0 | 0 | 0 | 0.55 | 2 | 0 | 2.55 | 2.55 | 2.55 | 0.55 | 2.55 | 0 | 2.55 | 0.55 | 0.55 | 0 | 0 | 2.55 | 0 | 0 | 0 | 0
|  | Wind | 0 | 0 | 0 | 0 | 0 | 0 | 0 | 0 | 0 | 0 | 0 | 0 | 0 | 0 | 0 | 0 | 0 | 0 | 0 | 27.36 | 0 | 27.36 | 72 | 72 | 120 | 0 | 0 | 0 | 0 | 0 | 63 | 0 | 63 | 0 | 0 | 63 | 63 | 0 | 0 | 879.99 | 110 | 0 | 110 | 0 | 0 | 110 | 110 | 110 | 50 | 0 | 0 | 0 | 0 | 149.99 | 149.99 | 164.99 | 0 | 0 | 114.99 | 274.99 | 110 | 0 | 0 | 0 | 75 | 114.99 | 149.99 | 0 | 0 | 0 | 0 | 0 | 0 | 0 | 0 | 0 | 0 | 0 | 50 | 50 | 0 | 0 | 0 | 0 | 0 | 50 | 0 | 0 | 0 | 0 | 0 | 0 | 0 | 0 | 0 | 0 | 125
|  | OOS Wind | 0 | 0 | 0 | 0 | 0 | 0 | 0 | 0 | 0 | 0 | 0 | 0 | 0 | 0 | 0 | 0 | 0 | 2761.07 | 0 | 0 | 0 | 2761.07 | 0 | 737 | 4503.07 | 0 | 0 | 0 | 0 | 0 | 0 | 0 | 0 | 0 | 0 | 0 | 0 | 0 | 0 | 0 | 0 | 0 | 0 | 0 | 0 | 0 | 0 | 0 | 0 | 0 | 0 | 0 | 0 | 0 | 0 | 0 | 0 | 0 | 0 | 0 | 0 | 0 | 0 | 0 | 0 | 0 | 0 | 0 | 0 | 0 | 0 | 0 | 0 | 0 | 0 | 0 | 0 | 0 | 0 | 0 | 0 | 0 | 0 | 0 | 0 | 0 | 0 | 0 | 0 | 0 | 0 | 0 | 0 | 0 | 0 | 0 | 0
|  | Offshore Wind | 0 | 0 | 0 | 0 | 0 | 0 | 0 | 0 | 0 | 0 | 0 | 0 | 0 | 0 | 0 | 0 | 0 | 0 | 0 | 0 | 0 | 0 | 0 | 0 | 0 | 0 | 0 | 0 | 0 | 0 | 0 | 0 | 0 | 0 | 0 | 0 | 0 | 0 | 0 | 0 | 0 | 0 | 0 | 0 | 0 | 0 | 0 | 0 | 0 | 0 | 0 | 0 | 0 | 0 | 0 | 0 | 0 | 0 | 0 | 0 | 0 | 0 | 0 | 0 | 0 | 0 | 0 | 0 | 0 | 0 | 0 | 0 | 0 | 0 | 0 | 0 | 0 | 0 | 0 | 0 | 0 | 0 | 0 | 0 | 0 | 0 | 0 | 0 | 0 | 0 | 0 | 0 | 0 | 0 | 0 | 0 | 0
|  | Solar | 637 | 661.96 | 221 | 28.73 | 26 | 91 | 104 | 0 | 49.8316 | 52.6812 | 0 | 9.1 | 48.62 | 119.73 | 49.66 | 52 | 0 | 554.06 | 39 | 675.22 | 0 | 662.22 | 10 | 10 | 709.605 | 5.64 | 0 | 0 | 45 | 0 | 135 | 407.01 | 185.79 | 0 | 0 | 45 | 90 | 5.64 | 5.64 | 103.35 | 0 | 0 | 0 | 0 | 0 | 209.85 | 0 | 0 | 0 | 0 | 0 | 0 | 41.1 | 0 | 0 | 239.85 | 0 | 15.9 | 0 | 272.25 | 1.5 | 0 | 0.9 | 26.25 | 0 | 15.9 | 0 | 33.15 | 210.15 | 6 | 96.45 | 0 | 0 | 15 | 21.45 | 6 | 105 | 238.65 | 1599.18 | 1814.88 | 15 | 410.25 | 15 | 0 | 0 | 768.6 | 0 | 60 | 0 | 177.45 | 0 | 0 | 30 | 90 | 1260.33 | 24.9 | 217.5
|  | Battery_4hr | 2462 | 2246 | 1190 | 1062 | 480 | 535 | 615 | 0 | 525 | 2124.6 | 0 | 428.5 | 503.5 | 503.5 | 0 | 30 | 1371.516 | 2012.516 | 460 | 2496 | 416 | 3727.516 | 510 | 989 | 3408.016 | 137.36 | 10 | 76.86 | 907.75 | 71.45 | 1090.46 | 1230.5 | 1726.96 | 30 | 0 | 693.6 | 899.6 | 137.36 | 0 | 633.65 | 0 | 38 | 0 | 0 | 0 | 995.1 | 0 | 0 | 0 | 0 | 0 | 50 | 276 | 613.9 | 398.2 | 722.9 | 0 | 234.3 | 163 | 467.3 | 20 | 0 | 20 | 119 | 0 | 726 | 398.2 | 20 | 0 | 20 | 20 | 0 | 0 | 0 | 20 | 20 | 157.6 | 0 | 1656.9 | 1583.1 | 0 | 930.8 | 0 | 80 | 0 | 1170.8 | 0 | 0 | 0 | 740.8 | 0 | 35 | 0 | 0 | 911.9 | 190 | 0
|  | Battery_8hr | 833 | 683 | 0 | 0 | 0 | 0 | 0 | 0 | 278 | 7245 | 0 | 6 | 6 | 6 | 0 | 0 | 902 | 1717 | 0 | 460 | 0 | 1362 | 476.5 | 476.5 | 2558.5 | 100 | 0 | 0 | 0 | 0 | 94.35 | 1274.35 | 509.35 | 50 | 0 | 0 | 0 | 100 | 0 | 0 | 0 | 0 | 0 | 0 | 0 | 0 | 0 | 0 | 0 | 0 | 0 | 0 | 0 | 0 | 0 | 1.5 | 0 | 0 | 0 | 1.5 | 0 | 0 | 0 | 0 | 13 | 0 | 0 | 3 | 337 | 0 | 3 | 0 | 0 | 0 | 3 | 0 | 0 | 800 | 1097.5 | 670.5 | 0 | 369 | 0 | 0 | 0 | 3814.5 | 0 | 0 | 0 | 0 | 0 | 0 | 0 | 0 | 38 | 35 | 478.5
|  | LDES | 2786 | 1886 | 250 | 480 | 0 | 0 | 0 | 0 | 0 | 0 | 0 | 0 | 0 | 362 | 0 | 0 | 0 | 800 | 0 | 1300 | 0 | 1300 | 500 | 1000 | 1500 | 500 | 0 | 0 | 500 | 0 | 500 | 0 | 500 | 0 | 0 | 0 | 0 | 0 | 0 | 0 | 0 | 0 | 0 | 0 | 0 | 400 | 0 | 0 | 0 | 0 | 0 | 0 | 0 | 0 | 0 | 0 | 0 | 0 | 0 | 400 | 400 | 0 | 0 | 0 | 0 | 0 | 0 | 750 | 0 | 0 | 0 | 0 | 0 | 0 | 0 | 0 | 0 | 0 | 900 | 900 | 0 | 0 | 0 | 0 | 0 | 0 | 0 | 0 | 0 | 0 | 0 | 0 | 0 | 0 | 900 | 750 | 0
|  | Total | 6718 | 5476.96 | 1661 | 1570.73 | 506 | 626 | 719 | 0 | 852.8316 | 9945.2812 | 177 | 736.6 | 851.12 | 1284.23 | 49.66 | 82 | 2273.516 | 7844.646 | 1846 | 6305.58 | 416 | 11187.166 | 2004.5 | 4192.5 | 14448.191 | 743 | 10 | 76.86 | 2452.75 | 71.45 | 2882.81 | 3911.86 | 3985.1 | 80 | 0 | 1801.6 | 2052.6 | 243 | 5.64 | 4816.69 | 120 | 218.2 | 120 | 0 | 0 | 1855.5 | 140 | 140 | 50 | 0 | 0 | 120 | 758.3 | 851.89 | 748.39 | 1737.44 | 0 | 350.2 | 295.99 | 1904.04 | 561.5 | 0 | 20.9 | 145.25 | 302 | 1044.89 | 989.39 | 806.15 | 547.15 | 26 | 119.45 | 0 | 0 | 15 | 44.45 | 26 | 262.6 | 1038.65 | 5334.13 | 5080.48 | 15 | 1722.6 | 27.55 | 82.55 | 10.55 | 6026.45 | 0 | 72.55 | 10.55 | 928.8 | 0 | 35 | 42.55 | 90 | 3110.23 | 999.9 | 1035
| SSN Output | SSN
|  | Geothermal | 0 | 0 | 0 | 0 | 0 | 0 | 0 | 0 | 0 | 523 | 177 | 293 | 293 | 293 | 0 | 0 | 0 | 0 | 1347 | 1347 | 0 | 1347 | 436 | 908 | 1649 | 0 | 0 | 0 | 1000 | 0 | 1000 | 1000 | 1000 | 0 | 0 | 1000 | 1000 | 0 | 0 | 3199.7 | 10 | 180.2 | 10 | 0 | 0 | 140 | 30 | 30 | 0 | 0 | 0 | 70 | 441.2 | 88 | 200.2 | 608.2 | 0 | 100 | 18 | 486 | 30 | 0 | 0 | 0 | 214 | 188 | 441.2 | 0 | 0 | 0 | 0 | 0 | 0 | 0 | 0 | 0 | 0 | 0 | 30 | 60 | 0 | 10 | 10 | 0 | 10 | 220 | 0 | 10 | 10 | 10 | 0 | 0 | 10 | 0 | 0 | 0 | 214
|  | Biomass | 0 | 0 | 0 | 0 | 0 | 0 | 0 | 0 | 0 | 0 | 0 | 0 | 0 | 0 | 0 | 0 | 0 | 0 | 0 | 0 | 0 | 0 | 0 | 0 | 0 | 0 | 0 | 0 | 0 | 0 | 0 | 0 | 0 | 0 | 0 | 0 | 0 | 0 | 0 | 0 | 0 | 0 | 0 | 0 | 0 | 0.55 | 0 | 0 | 0 | 0 | 0 | 0 | 0 | 0 | 0 | 0 | 0 | 0 | 0 | 2 | 0 | 0 | 0 | 0 | 0 | 0 | 0 | 0 | 0 | 0 | 0 | 0 | 0 | 0 | 0 | 0 | 0 | 0 | 0.55 | 2 | 0 | 2.55 | 2.55 | 2.55 | 0.55 | 2.55 | 0 | 2.55 | 0.55 | 0.55 | 0 | 0 | 2.55 | 0 | 0 | 0 | 0
|  | Wind | 0 | 0 | 0 | 0 | 0 | 0 | 0 | 0 | 0 | 0 | 0 | 0 | 0 | 0 | 0 | 0 | 0 | 0 | 0 | 9.69 | 0 | 9.69 | 25.5 | 25.5 | 42.5 | 0 | 0 | 0 | 0 | 0 | 18 | 0 | 18 | 0 | 0 | 18 | 18 | 0 | 0 | 334.3962 | 41.8 | 0 | 41.8 | 0 | 0 | 41.8 | 41.8 | 41.8 | 19 | 0 | 0 | 0 | 0 | 56.9962 | 56.9962 | 62.6962 | 0 | 0 | 43.6962 | 104.4962 | 41.8 | 0 | 0 | 0 | 28.5 | 43.6962 | 56.9962 | 0 | 0 | 0 | 0 | 0 | 0 | 0 | 0 | 0 | 0 | 0 | 19 | 19 | 0 | 0 | 0 | 0 | 0 | 19 | 0 | 0 | 0 | 0 | 0 | 0 | 0 | 0 | 0 | 0 | 47.5
|  | OOS Wind | 0 | 0 | 0 | 0 | 0 | 0 | 0 | 0 | 0 | 0 | 0 | 0 | 0 | 0 | 0 | 0 | 0 | 1442.35 | 0 | 0 | 0 | 1442.35 | 0 | 385 | 2352.35 | 0 | 0 | 0 | 0 | 0 | 0 | 0 | 0 | 0 | 0 | 0 | 0 | 0 | 0 | 0 | 0 | 0 | 0 | 0 | 0 | 0 | 0 | 0 | 0 | 0 | 0 | 0 | 0 | 0 | 0 | 0 | 0 | 0 | 0 | 0 | 0 | 0 | 0 | 0 | 0 | 0 | 0 | 0 | 0 | 0 | 0 | 0 | 0 | 0 | 0 | 0 | 0 | 0 | 0 | 0 | 0 | 0 | 0 | 0 | 0 | 0 | 0 | 0 | 0 | 0 | 0 | 0 | 0 | 0 | 0 | 0 | 0
|  | Offshore Wind | 0 | 0 | 0 | 0 | 0 | 0 | 0 | 0 | 0 | 0 | 0 | 0 | 0 | 0 | 0 | 0 | 0 | 0 | 0 | 0 | 0 | 0 | 0 | 0 | 0 | 0 | 0 | 0 | 0 | 0 | 0 | 0 | 0 | 0 | 0 | 0 | 0 | 0 | 0 | 0 | 0 | 0 | 0 | 0 | 0 | 0 | 0 | 0 | 0 | 0 | 0 | 0 | 0 | 0 | 0 | 0 | 0 | 0 | 0 | 0 | 0 | 0 | 0 | 0 | 0 | 0 | 0 | 0 | 0 | 0 | 0 | 0 | 0 | 0 | 0 | 0 | 0 | 0 | 0 | 0 | 0 | 0 | 0 | 0 | 0 | 0 | 0 | 0 | 0 | 0 | 0 | 0 | 0 | 0 | 0 | 0 | 0
|  | Solar | 3920 | 4073.6 | 1360 | 176.8 | 160 | 560 | 640 | 0 | 306.656 | 324.192 | 0 | 56 | 299.2 | 736.8 | 305.6 | 320 | 0 | 3409.6 | 240 | 4155.2 | 0 | 4075.2 | 82.5 | 82.5 | 4366.8 | 66.74 | 0 | 0 | 532.5 | 0 | 1597.5 | 4816.285 | 2198.515 | 0 | 0 | 532.5 | 1065 | 66.74 | 66.74 | 489.19 | 0 | 0 | 0 | 0 | 0 | 993.29 | 0 | 0 | 0 | 0 | 0 | 0 | 194.54 | 0 | 0 | 1135.29 | 0 | 75.26 | 0 | 1288.65 | 7.1 | 0 | 4.26 | 124.25 | 0 | 75.26 | 0 | 156.91 | 994.71 | 28.4 | 456.53 | 0 | 0 | 71 | 101.53 | 28.4 | 497 | 1129.61 | 7569.452 | 8590.432 | 71 | 1941.85 | 71 | 0 | 0 | 3638.04 | 0 | 284 | 0 | 839.93 | 0 | 0 | 142 | 426 | 5965.562 | 117.86 | 1029.5
|  | Battery_4hr | 1231 | 1123 | 595 | 531 | 240 | 267.5 | 307.5 | 0 | 262.5 | 1062.3 | 0 | 214.25 | 251.75 | 251.75 | 0 | 15 | 685.758 | 1006.258 | 230 | 1248 | 208 | 1863.758 | 255 | 494.5 | 1704.008 | 68.68 | 5 | 38.43 | 453.875 | 35.725 | 545.23 | 615.25 | 863.48 | 15 | 0 | 346.8 | 449.8 | 68.68 | 0 | 316.825 | 0 | 19 | 0 | 0 | 0 | 497.55 | 0 | 0 | 0 | 0 | 0 | 25 | 138 | 306.95 | 199.1 | 361.45 | 0 | 117.15 | 81.5 | 233.65 | 10 | 0 | 10 | 59.5 | 0 | 363 | 199.1 | 10 | 0 | 10 | 10 | 0 | 0 | 0 | 10 | 10 | 78.8 | 0 | 828.45 | 791.55 | 0 | 465.4 | 0 | 40 | 0 | 585.4 | 0 | 0 | 0 | 370.4 | 0 | 17.5 | 0 | 0 | 455.95 | 95 | 0
|  | Battery_8hr | 416.5 | 341.5 | 0 | 0 | 0 | 0 | 0 | 0 | 139 | 3622.5 | 0 | 3 | 3 | 3 | 0 | 0 | 451 | 858.5 | 0 | 230 | 0 | 681 | 238.25 | 238.25 | 1279.25 | 50 | 0 | 0 | 0 | 0 | 47.175 | 637.175 | 254.675 | 25 | 0 | 0 | 0 | 50 | 0 | 0 | 0 | 0 | 0 | 0 | 0 | 0 | 0 | 0 | 0 | 0 | 0 | 0 | 0 | 0 | 0 | 0.75 | 0 | 0 | 0 | 0.75 | 0 | 0 | 0 | 0 | 6.5 | 0 | 0 | 1.5 | 168.5 | 0 | 1.5 | 0 | 0 | 0 | 1.5 | 0 | 0 | 400 | 548.75 | 335.25 | 0 | 184.5 | 0 | 0 | 0 | 1907.25 | 0 | 0 | 0 | 0 | 0 | 0 | 0 | 0 | 19 | 17.5 | 239.25
|  | LDES | 1393 | 943 | 125 | 240 | 0 | 0 | 0 | 0 | 0 | 0 | 0 | 0 | 0 | 181 | 0 | 0 | 0 | 400 | 0 | 650 | 0 | 650 | 250 | 500 | 750 | 250 | 0 | 0 | 250 | 0 | 250 | 0 | 250 | 0 | 0 | 0 | 0 | 0 | 0 | 0 | 0 | 0 | 0 | 0 | 0 | 200 | 0 | 0 | 0 | 0 | 0 | 0 | 0 | 0 | 0 | 0 | 0 | 0 | 0 | 200 | 200 | 0 | 0 | 0 | 0 | 0 | 0 | 375 | 0 | 0 | 0 | 0 | 0 | 0 | 0 | 0 | 0 | 0 | 450 | 450 | 0 | 0 | 0 | 0 | 0 | 0 | 0 | 0 | 0 | 0 | 0 | 0 | 0 | 0 | 450 | 375 | 0
|  | Total | 6960.5 | 6481.1 | 2080 | 947.8 | 400 | 827.5 | 947.5 | 0 | 708.156 | 5531.992 | 177 | 566.25 | 846.95 | 1465.55 | 305.6 | 335 | 1136.758 | 7116.708 | 1817 | 7639.89 | 208 | 10068.998 | 1287.25 | 2633.75 | 12143.908 | 435.42 | 5 | 38.43 | 2236.375 | 35.725 | 3457.905 | 7068.71 | 4584.67 | 40 | 0 | 1897.3 | 2532.8 | 185.42 | 66.74 | 4340.1112 | 51.8 | 199.2 | 51.8 | 0 | 0 | 1873.19 | 71.8 | 71.8 | 19 | 0 | 0 | 95 | 773.74 | 451.9462 | 456.2962 | 2168.3862 | 0 | 292.41 | 143.1962 | 2315.5462 | 288.9 | 0 | 14.26 | 183.75 | 249 | 669.9562 | 697.2962 | 543.41 | 1163.21 | 38.4 | 468.03 | 0 | 0 | 71 | 113.03 | 38.4 | 575.8 | 1529.61 | 9446.202 | 10248.232 | 71 | 2604.3 | 83.55 | 42.55 | 10.55 | 6372.24 | 0 | 296.55 | 10.55 | 1220.88 | 0 | 17.5 | 154.55 | 426 | 6890.512 | 605.36 | 1530.25
| EODS Output | EODS
|  | Geothermal | 0 | 0 | 0 | 0 | 0 | 0 | 0 | 0 | 0 | 523 | 177 | 293 | 293 | 293 | 0 | 0 | 0 | 0 | 1347 | 1347 | 0 | 1347 | 436 | 908 | 1649 | 0 | 0 | 0 | 1000 | 0 | 1000 | 1000 | 1000 | 0 | 0 | 1000 | 1000 | 0 | 0 | 3199.7 | 10 | 180.2 | 10 | 0 | 0 | 140 | 30 | 30 | 0 | 0 | 0 | 70 | 441.2 | 88 | 200.2 | 608.2 | 0 | 100 | 18 | 486 | 30 | 0 | 0 | 0 | 214 | 188 | 441.2 | 0 | 0 | 0 | 0 | 0 | 0 | 0 | 0 | 0 | 0 | 0 | 30 | 60 | 0 | 10 | 10 | 0 | 10 | 220 | 0 | 10 | 10 | 10 | 0 | 0 | 10 | 0 | 0 | 0 | 214
|  | Biomass | 0 | 0 | 0 | 0 | 0 | 0 | 0 | 0 | 0 | 0 | 0 | 0 | 0 | 0 | 0 | 0 | 0 | 0 | 0 | 0 | 0 | 0 | 0 | 0 | 0 | 0 | 0 | 0 | 0 | 0 | 0 | 0 | 0 | 0 | 0 | 0 | 0 | 0 | 0 | 0 | 0 | 0 | 0 | 0 | 0 | 0 | 0 | 0 | 0 | 0 | 0 | 0 | 0 | 0 | 0 | 0 | 0 | 0 | 0 | 0 | 0 | 0 | 0 | 0 | 0 | 0 | 0 | 0 | 0 | 0 | 0 | 0 | 0 | 0 | 0 | 0 | 0 | 0 | 0 | 0 | 0 | 0 | 0 | 0 | 0 | 0 | 0 | 0 | 0 | 0 | 0 | 0 | 0 | 0 | 0 | 0 | 0
|  | Wind | 0 | 0 | 0 | 0 | 0 | 0 | 0 | 0 | 0 | 0 | 0 | 0 | 0 | 0 | 0 | 0 | 0 | 0 | 0 | 25.08 | 0 | 25.08 | 66 | 66 | 110 | 0 | 0 | 0 | 0 | 0 | 79.2 | 0 | 79.2 | 0 | 0 | 79.2 | 79.2 | 0 | 0 | 1247.3874 | 138.6 | 0 | 138.6 | 0 | 0 | 138.6 | 138.6 | 138.6 | 63 | 0 | 0 | 0 | 0 | 188.9874 | 188.9874 | 207.8874 | 0 | 0 | 144.8874 | 346.4874 | 138.6 | 0 | 0 | 0 | 94.5 | 144.8874 | 188.9874 | 0 | 0 | 0 | 0 | 0 | 0 | 0 | 0 | 0 | 0 | 0 | 74.492 | 74.492 | 0 | 0 | 0 | 0 | 0 | 74.492 | 0 | 0 | 0 | 0 | 0 | 0 | 0 | 0 | 0 | 0 | 110
|  | OOS Wind | 0 | 0 | 0 | 0 | 0 | 0 | 0 | 0 | 0 | 0 | 0 | 0 | 0 | 0 | 0 | 0 | 0 | 2761.07 | 0 | 0 | 0 | 2761.07 | 0 | 737 | 4503.07 | 0 | 0 | 0 | 0 | 0 | 0 | 0 | 0 | 0 | 0 | 0 | 0 | 0 | 0 | 0 | 0 | 0 | 0 | 0 | 0 | 0 | 0 | 0 | 0 | 0 | 0 | 0 | 0 | 0 | 0 | 0 | 0 | 0 | 0 | 0 | 0 | 0 | 0 | 0 | 0 | 0 | 0 | 0 | 0 | 0 | 0 | 0 | 0 | 0 | 0 | 0 | 0 | 0 | 0 | 0 | 0 | 0 | 0 | 0 | 0 | 0 | 0 | 0 | 0 | 0 | 0 | 0 | 0 | 0 | 0 | 0 | 0
|  | Offshore Wind | 0 | 0 | 0 | 0 | 0 | 0 | 0 | 0 | 0 | 0 | 0 | 0 | 0 | 0 | 0 | 0 | 0 | 0 | 0 | 0 | 0 | 0 | 0 | 0 | 0 | 0 | 0 | 0 | 0 | 0 | 0 | 0 | 0 | 0 | 0 | 0 | 0 | 0 | 0 | 0 | 0 | 0 | 0 | 0 | 0 | 0 | 0 | 0 | 0 | 0 | 0 | 0 | 0 | 0 | 0 | 0 | 0 | 0 | 0 | 0 | 0 | 0 | 0 | 0 | 0 | 0 | 0 | 0 | 0 | 0 | 0 | 0 | 0 | 0 | 0 | 0 | 0 | 0 | 0 | 0 | 0 | 0 | 0 | 0 | 0 | 0 | 0 | 0 | 0 | 0 | 0 | 0 | 0 | 0 | 0 | 0 | 0
|  | Distributed Solar | 24.255 | 0 | 13.86 | 0 | 0 | 13.86 | 13.86 | 0 | 5.6826 | 8.7241 | 0 | 2.31 | 13.09 | 13.09 | 0 | 0 | 0 | 0 | 0 | 0 | 0 | 0 | 0 | 0 | 0 | 0 | 0 | 0.6636 | 0 | 0.6636 | 0.6636 | 0 | 0.6636 | 0 | 0 | 0 | 0.6636 | 0 | 0 | 17.4277 | 0 | 2.72 | 0 | 0 | 1.8564 | 26.0202 | 0 | 1.8564 | 0 | 0 | 0 | 0 | 6.12 | 1.36 | 4.08 | 7.871 | 0 | 3.791 | 1.36 | 10.4074 | 1.8564 | 0 | 0 | 1.768 | 0 | 5.151 | 6.12 | 15.7447 | 7.3312 | 2.37 | 4.266 | 1.896 | 1.896 | 0 | 6.0435 | 9.7012 | 0 | 0 | 41.317 | 47.5422 | 3.476 | 26.0384 | 21.2984 | 15.4524 | 8.3424 | 37.0194 | 0 | 25.2484 | 8.3424 | 18.6124 | 5.9724 | 0 | 13.8724 | 0 | 14.5676 | 2.37 | 0
|  | Solar | 5858.16 | 5621 | 1428.35 | 955.57 | 154 | 577.5 | 735.35 | 0 | 295.1564 | 312.0348 | 0 | 235.466 | 469.546 | 1121.736 | 525.14 | 693 | 3372.6 | 9782.85 | 455.84 | 6228.53 | 510.51 | 9909.13 | 1258.95 | 1490.874 | 15205.729 | 74.26 | 0 | 0 | 1032.53 | 0 | 2960.13 | 12753.365 | 8094.735 | 0 | 0 | 1103.63 | 1972.63 | 74.26 | 74.26 | 2897.344 | 8.16 | 0 | 8.16 | 0 | 8.16 | 2760.8 | 0 | 756.16 | 310.964 | 136 | 0 | 0 | 662.32 | 681.7 | 885.7 | 1914.54 | 0 | 81.6 | 468.86 | 2808.74 | 898.96 | 136 | 13.6 | 196.52 | 0 | 550.46 | 620.84 | 1104.815 | 1304.29 | 31.6 | 801.218 | 0 | 0 | 103.648 | 421.07 | 31.6 | 623.31 | 1476.984 | 10957.774 | 11935.794 | 79 | 3355.525 | 79 | 0 | 0 | 5934.085 | 0 | 316 | 0 | 1752.22 | 0 | 27.65 | 158 | 1350.9 | 9299.564 | 982.365 | 1145.5
|  | Battery_4hr | -2462 | -2246 | -1190 | -1062 | -480 | -535 | -615 | 0 | -525 | -2124.6 | 0 | -428.5 | -503.5 | -503.5 | 0 | -30 | -1371.516 | -2012.516 | -460 | -2496 | -416 | -3727.516 | -510 | -989 | -3408.016 | -137.36 | -10 | -76.86 | -907.75 | -71.45 | -1090.46 | -1230.5 | -1726.96 | -30 | 0 | -693.6 | -899.6 | -137.36 | 0 | -633.65 | 0 | -38 | 0 | 0 | 0 | -995.1 | 0 | 0 | 0 | 0 | 0 | -50 | -276 | -613.9 | -398.2 | -722.9 | 0 | -234.3 | -163 | -467.3 | -20 | 0 | -20 | -119 | 0 | -726 | -398.2 | -20 | 0 | -20 | -20 | 0 | 0 | 0 | -20 | -20 | -157.6 | 0 | -1656.9 | -1583.1 | 0 | -930.8 | 0 | -80 | 0 | -1170.8 | 0 | 0 | 0 | -740.8 | 0 | -35 | 0 | 0 | -911.9 | -190 | 0
|  | Battery_8hr | -833 | -683 | 0 | 0 | 0 | 0 | 0 | 0 | -278 | -7245 | 0 | -6 | -6 | -6 | 0 | 0 | -902 | -1717 | 0 | -460 | 0 | -1362 | -476.5 | -476.5 | -2558.5 | -100 | 0 | 0 | 0 | 0 | -94.35 | -1274.35 | -509.35 | -50 | 0 | 0 | 0 | -100 | 0 | 0 | 0 | 0 | 0 | 0 | 0 | 0 | 0 | 0 | 0 | 0 | 0 | 0 | 0 | 0 | 0 | -1.5 | 0 | 0 | 0 | -1.5 | 0 | 0 | 0 | 0 | -13 | 0 | 0 | -3 | -337 | 0 | -3 | 0 | 0 | 0 | -3 | 0 | 0 | -800 | -1097.5 | -670.5 | 0 | -369 | 0 | 0 | 0 | -3814.5 | 0 | 0 | 0 | 0 | 0 | 0 | 0 | 0 | -38 | -35 | -478.5
|  | LDES | -2786 | -1886 | -250 | -480 | 0 | 0 | 0 | 0 | 0 | 0 | 0 | 0 | 0 | -362 | 0 | 0 | 0 | -800 | 0 | -1300 | 0 | -1300 | -500 | -1000 | -1500 | -500 | 0 | 0 | -500 | 0 | -500 | 0 | -500 | 0 | 0 | 0 | 0 | 0 | 0 | 0 | 0 | 0 | 0 | 0 | 0 | -400 | 0 | 0 | 0 | 0 | 0 | 0 | 0 | 0 | 0 | 0 | 0 | 0 | 0 | -400 | -400 | 0 | 0 | 0 | 0 | 0 | 0 | -750 | 0 | 0 | 0 | 0 | 0 | 0 | 0 | 0 | 0 | 0 | -900 | -900 | 0 | 0 | 0 | 0 | 0 | 0 | 0 | 0 | 0 | 0 | 0 | 0 | 0 | 0 | -900 | -750 | 0
|  | Total | -198.585 | 806 | 2.21 | -586.43 | -326 | 56.36 | 134.21 | 0 | -502.161 | -8525.8411 | 177 | 96.276 | 266.136 | 556.326 | 525.14 | 663 | 1099.084 | 8014.404 | 1342.84 | 3344.61 | 94.51 | 7652.764 | 274.45 | 736.374 | 14001.283 | -663.1 | -10 | -76.1964 | 624.78 | -70.7864 | 2355.1836 | 11248.515 | 6438.2886 | -80 | 0 | 1489.23 | 2152.8936 | -163.1 | 74.26 | 6728.2091 | 156.76 | 144.92 | 156.76 | 0 | 10.0164 | 1670.3202 | 168.6 | 926.6164 | 373.964 | 136 | 0 | 20 | 833.64 | 346.1474 | 880.7674 | 2014.0984 | 0 | -48.909 | 470.1074 | 2782.8348 | 649.4164 | 136 | -6.4 | 79.288 | 295.5 | 162.4984 | 858.9474 | 347.5597 | 974.6212 | 13.97 | 782.484 | 1.896 | 1.896 | 103.648 | 404.1135 | 21.3012 | 465.71 | 676.984 | 7449.183 | 8964.2282 | 82.476 | 2091.7634 | 110.2984 | -64.5476 | 18.3424 | 1280.2964 | 0 | 351.2484 | 18.3424 | 1040.0324 | 5.9724 | -7.35 | 181.8724 | 1350.9 | 7464.2316 | 9.735 | 991
Incorporates Approved Upgrades
| Remaining Tx Headroom | HSN | -568.88 | 1256.28 | 1869 | 829.27 | 448 | 250 | 258 | 0 | 1847.1684 | 3554.7188 | -177 | -280.6 | 182.88 | 43.77 | 247.34 | 1078 | 26.484 | -1179.646 | -1846 | -1481.58 | 1034 | -3014.166 | 1367.5 | -160.5 | -4343.191 | 581 | 214 | 329.14 | 8148.25 | 159.55 | 997.19 | 7122.14 | -99.1 | 124 | 1175 | 915.6 | 316.6 | 785 | 495.36 | -1437.69 | -29.55 | 752.8 | 227 | 15 | 50 | -194.5 | 283 | 902 | 2250 | 1290 | 2146 | 2137 | 2381.7 | -305.89 | 484.61 | 2836.56 | 32 | -52.2 | 7758.01 | 1249.96 | 364.5 | 962.9 | 82.07 | 33.67 | 80 | 8242.11 | -333.39 | 120.85 | 1014.85 | 205 | 1792.55 | 94.45 | 17.78 | 169.8 | 1547.55 | 214 | 208.4 | 1241.35 | 71.87 | 256.42 | 285.67 | 1198.4 | 1082.95 | -82.55 | 676.45 | 384.55 | 0 | 1912.45 | 1771.45 | -516.8 | 122 | 3 | 485.45 | 5071 | 2470.77 | 3562.1 | 631
|  | SSN | -811.38 | 252.14 | 1450 | 1452.2 | 554 | 48.5 | 29.5 | 0 | 1991.844 | 7968.008 | -177 | -110.25 | 187.05 | -137.55 | -8.6 | 825 | 1163.242 | -451.708 | -1817 | -2815.89 | 1242 | -1895.998 | 2084.75 | 1398.25 | -2038.908 | 888.58 | 219 | 367.57 | 8364.625 | 195.275 | 422.095 | 3965.29 | -698.67 | 164 | 1175 | 819.9 | -163.6 | 842.58 | 434.26 | -961.1112 | 38.65 | 771.8 | 295.2 | 15 | 50 | -212.19 | 351.2 | 970.2 | 2281 | 1290 | 2146 | 2162 | 2366.26 | 94.0538 | 776.7038 | 2405.6138 | 32 | 5.59 | 7910.8038 | 838.4538 | 637.1 | 962.9 | 88.71 | -4.83 | 133 | 8617.0438 | -41.2962 | 383.59 | 398.79 | 192.6 | 1443.97 | 94.45 | 17.78 | 113.8 | 1478.97 | 201.6 | -104.8 | 750.39 | -4040.202 | -4911.332 | 229.67 | 316.7 | 1026.95 | -42.55 | 676.45 | 38.76 | 0 | 1688.45 | 1771.45 | -808.88 | 122 | 20.5 | 373.45 | 4735 | -1309.512 | 3956.64 | 135.75
|  | EODS | 9118.945 | 7690.34 | 6423.79 | 3200.73 | 2967 | 1470.64 | 2003.79 | 0 | 3202.161 | 22025.8411 | -57 | 1093.724 | 1611.864 | 1870.674 | 26.86 | 1539 | 1200.916 | -154.404 | -950.84 | 3968.39 | 1508.49 | 4051.236 | 3367.55 | 3565.626 | -1396.283 | 1987.1 | 234 | 482.1964 | 9976.22 | 301.7864 | 5271.8164 | 127.485 | 1394.7114 | 284 | 1175 | 3404.77 | 216.1064 | 1191.1 | 426.74 | 977.7909 | -75.76 | 1277.08 | 222.24 | 15 | 85.9836 | 868.6798 | 294.4 | 48.3836 | 1926.036 | 3592 | 4811 | 748 | 4302.36 | 3326.8526 | 2786.2326 | 8121.9016 | 77 | 543.909 | 6819.8926 | 1471.1652 | 3259.5836 | 1084 | 109.37 | 100.712 | -22.5 | 9375.5016 | 317.0526 | 657.4403 | 251.3788 | 130.03 | 1145.516 | 56.104 | 268.104 | 5.352 | 972.8865 | 233.6988 | 5.29 | 1603.016 | -3868.183 | -3937.2282 | 189.524 | 685.2366 | 955.7016 | 222.5476 | 926.6576 | 5935.7036 | 50 | 864.7516 | 1884.6576 | -260.0324 | 150.0276 | 135.35 | 126.1276 | 4230.1 | -1847.2316 | 4579.265 | 5092
|  | Trigger FCDS Upgrade | [17 empty] | YES | YES |  |  | YES |  |  | YES | [14 empty] | YES | [5 empty] | YES | [7 empty] | YES | [5 empty] | YES | [6 empty] | YES | [11 empty] | YES | YES |  |  |  | YES | [5 empty] | YES
|  | Trigger EODS Upgrade | [17 empty] | YES | [6 empty] | YES | [53 empty] | YES | YES | [14 empty] | YES
Final Tx Exceedances
Incorporates Triggered Upgrades
| Remaining Tx Headroom | HSN | -568.88 | 1256.28 | 1869 | 829.27 | 448 | 250 | 258 | 0 | 1847.1684 | 3554.7188 | -177 | -280.6 | 182.88 | 43.77 | 247.34 | 1078 | 26.484 | -647.646 | -1246 | -1481.58 | 1034 | -1492.166 | 1367.5 | -160.5 | 2456.809 | 581 | 214 | 329.14 | 8148.25 | 159.55 | 997.19 | 7122.14 | -99.1 | 124 | 1175 | 915.6 | 316.6 | 785 | 495.36 | 7207.31 | -29.55 | 752.8 | 227 | 15 | 50 | 265.5 | 283 | 902 | 2250 | 1290 | 2146 | 2137 | 2381.7 | 5728.11 | 484.61 | 2836.56 | 32 | -52.2 | 7758.01 | 1549.96 | 364.5 | 962.9 | 82.07 | 33.67 | 80 | 8242.11 | 1432.61 | 120.85 | 1014.85 | 205 | 1792.55 | 94.45 | 17.78 | 169.8 | 1547.55 | 214 | 208.4 | 1241.35 | 14896.87 | 10294.42 | 285.67 | 1198.4 | 1082.95 | 1128.45 | 676.45 | 384.55 | 0 | 1912.45 | 1771.45 | 730.2 | 122 | 3 | 485.45 | 5071 | 4949.77 | 3562.1 | 631
|  | SSN | -811.38 | 252.14 | 1450 | 1452.2 | 554 | 48.5 | 29.5 | 0 | 1991.844 | 7968.008 | -177 | -110.25 | 187.05 | -137.55 | -8.6 | 825 | 1163.242 | 80.292 | -1217 | -2815.89 | 1242 | -373.998 | 2084.75 | 1398.25 | 4761.092 | 888.58 | 219 | 367.57 | 8364.625 | 195.275 | 422.095 | 3965.29 | -698.67 | 164 | 1175 | 819.9 | -163.6 | 842.58 | 434.26 | 7683.8888 | 38.65 | 771.8 | 295.2 | 15 | 50 | 247.81 | 351.2 | 970.2 | 2281 | 1290 | 2146 | 2162 | 2366.26 | 6128.0538 | 776.7038 | 2405.6138 | 32 | 5.59 | 7910.8038 | 1138.4538 | 637.1 | 962.9 | 88.71 | -4.83 | 133 | 8617.0438 | 1724.7038 | 383.59 | 398.79 | 192.6 | 1443.97 | 94.45 | 17.78 | 113.8 | 1478.97 | 201.6 | -104.8 | 750.39 | 10784.798 | 5126.668 | 229.67 | 316.7 | 1026.95 | 1168.45 | 676.45 | 38.76 | 0 | 1688.45 | 1771.45 | 438.12 | 122 | 20.5 | 373.45 | 4735 | 1169.488 | 3956.64 | 135.75
|  | EODS | 9118.945 | 7690.34 | 6423.79 | 3200.73 | 2967 | 1470.64 | 2003.79 | 0 | 3202.161 | 22025.8411 | -57 | 1093.724 | 1611.864 | 1870.674 | 26.86 | 1539 | 1200.916 | 377.596 | -950.84 | 3968.39 | 1508.49 | 5573.236 | 3367.55 | 3565.626 | 5403.717 | 1987.1 | 234 | 482.1964 | 9976.22 | 301.7864 | 5271.8164 | 127.485 | 1394.7114 | 284 | 1175 | 3404.77 | 216.1064 | 1191.1 | 426.74 | 977.7909 | -75.76 | 1277.08 | 222.24 | 15 | 85.9836 | 868.6798 | 294.4 | 48.3836 | 1926.036 | 3592 | 4811 | 748 | 4302.36 | 3326.8526 | 2786.2326 | 8121.9016 | 77 | 543.909 | 6819.8926 | 1471.1652 | 3259.5836 | 1084 | 109.37 | 100.712 | -22.5 | 9375.5016 | 317.0526 | 657.4403 | 251.3788 | 130.03 | 1145.516 | 56.104 | 268.104 | 5.352 | 972.8865 | 233.6988 | 5.29 | 1603.016 | 2974.817 | 2405.7718 | 189.524 | 685.2366 | 955.7016 | 768.5476 | 926.6576 | 5935.7036 | 50 | 864.7516 | 1884.6576 | 1786.9676 | 150.0276 | 135.35 | 126.1276 | 4230.1 | 631.7684 | 4579.265 | 5092
|  | Exceedance Discussion | This exceedance is driven by several GW of solar and was mapped for its cost-effectiveness by CPUC staff. | [12 empty] | This modest exceedance was mapped to give CAISO a chance to study upgrades for this constraint. | This small exceedance would likely not trigger an upgrade were it observed in the Base Case portfolio and has been mapped in the sensitivity to give CAISO a chance to further study cost-effective ways to meet the high solar levels that would be necessitated by a "limited wind" future. |  |  |  |  | This large exceedance has been mapped in the sensitivity to give CAISO a chance to further study the transmission implications of a "limited wind" future where large imports of solar and geothermal are needed to meet state emissions targets. |  |  |  | CPUC staff note that this is a small exceedance of the already approved set of upgrades to the GLW-VEA system and may not require additional transmission solutions; however, as always, the full TPP analysis is necessary to confirm if any upgrades would be needed and the scope of such upgrades. | [8 empty] | This exceedance is a consequence of high amounts of solar that were mapped to SDG&E Arizona substations where they were optimally selected by RESOLVE. These same selections were remapped to avoid likely costly but unstudied upgrades in SDG&E Arizona. The selections have been restored in the sensitivity portfolio to understand the transmission implications of a likely necessary build out of large amounts of solar in Arizona in a limited wind future. |  |  |  | This exceedance is driven by the placement of over 10 GW of RESOLVE-selected solar in SDG&E. Large imports of solar from Arizona into SDG&E would be necessary to meet emissions targets in a "limited wind" future, yet the upgrades that would be needed to cost-effectively supply that generation have not been rigorously studied. With CAISO's approval, CPUC staff have restored large amounts of Arizona solar to SDG&E to allow for more informed transmission planning in future TPP cycles. |  |  |  | #N/A |  |  |  |  | The 25-26 sensitivity mapping also exceeded this constraint with CPUC staff noting that this was a cost-effective upgrade. | [17 empty] | #N/A | #N/A
|  | Likelihood | High | [12 empty] | Low | Low |  |  |  |  | High |  |  |  | Low | [8 empty] | High |  |  |  | High |  |  |  | Low |  |  |  |  | Medium | [17 empty] | Low | Low

## UnaccountedFor_TPD_README
Unaccounted for TPD Analysis
Purpose | "Unaccounted for TPD" refers to transmission plan deliverability (TPD) that has been awarded by CAISO to specific interconnection requests, but for which there is no corresponding resource in these portfolios at the same point of interconnection. The busbar mapping process does not include all interconnection requests in the CAISO queue as resources in the base case, only as a factor in determining commercial interest. This analysis is designed to keep track of when that unaccounted for TPD results in an inability to reserve deliverability for LLTs, then transmit that deficiency to CAISO for resolution. The Unaccounted for TPD analysis reports the incremental impact of TPD allocations not reflected in the mapped portfolio on transmission constraint exceedances in the CAISO system.
Application | The information provided in this section is used by CAISO to understand TPD availability for LLT resources at specific POIs, as well as to inform the approval of new transmission projects to accommodate new generic resources from the mapped portfolio that are incremental to previous TPD allocations.
Definition | Unaccounted for TPD is calculated as the leftover (delta) between the allocated TPD (HSN MW) at each busbar and the mapped portfolio resources (HSN MW). If only non-LLT portfolio resources (solar, in-state wind, batteries) are included in the calculation, this delta represents the remaining unaccounted for TPD that could be available for the interconnection of LLT resources. If all mapped portfolio resources are included, this delta represents the incremental allocated TPD that is not captured in the mapped portfolio, but otherwise reserved by CAISO.
Tabs for Analysis
UnaccountedFor_TPD_Summary |  | Summarizes the results of the Unaccounted for TPD analysis, including tallys by CAISO Study Area and transmission constraints with exceedances affected by Unaccounted for TPD.
Tx_Calculator_2036_TPD |  | Performs the transmission constraint calculations with inclusion of Unaccounted for TPD.
Tx_Calculator_2041_TPD |  | Performs the transmission constraint calculations with inclusion of Unaccounted for TPD.
UnaccountedFor_TPD_Calculator |  | Calculates the Unaccounted for TPD by busbar by taking the difference between CAISO's TPD allocations and the mapped portfolio
TPD_Allocations_by_Sub |  | Reports the CAISO TPD allocations by busbar, as calculated in the upstream workbook "TPD_Allocations_byBusbar_2627TPP.xlsx"

## UnaccountedFor_TPD_Summary
This worksheet summarizes the results of the Unaccounted for TPD analysis. The top table reports the TPD allocations, portfolio mapped resources, and Unaccounted for TPD by CAISO Study Area as a sum over all busbars. Below, transmission constraint exceedance data (HSN) is reported, with the impacts of Unaccounted for TPD included for comparison. Four columns of HSN exceedances (prior to any triggered upgrades) with different accounting of capacity reservations are reported: (1) entire mapped portfolio (without Unaccounted for TPD), (2) entire mapped portfolio, excluding LLT resources ("Non-LLT"), (3) Non-LLT resources with Unaccounted for TPD included, (4) entire mapped portfolio with Unaccounted for TPD included.
|  |  | Sensitivity Summary of Unaccounted for TPD, 2036 |  | Sensitivity Summary of Unaccounted for TPD, 2041
|  | TPD Allocations | Portfolio Mapped Resources (Non-LLT) | Unaccounted for TPD (Non-LLT) | Portfolio Mapped Resources (Non-LLT) | Unaccounted for TPD (Non-LLT)
| CAISO Study Area | HSN MW | HSN MW | HSN MW | HSN MW | HSN MW
| PG&E NGBA | 655.575 | 453.7 | 201.875 | 1127.7 | -472.125
| PG&E GBA | 7480.176 | 686 | 6794.176 | 1140.7 | 6339.476
| PG&E FRESNO | 7488.1697 | 6623.6 | 864.5697 | 7398.65 | 89.5197
| PG&E KERN | 2735.0165 | 1568.1 | 1166.9165 | 1569.9 | 1165.1165
| SCE Northern | 10621.2434 | 3589 | 7032.2434 | 3976.79 | 6644.4534
| SCE NOL | 2063.0944 | 396.5 | 1666.5944 | 444.73 | 1618.3644
| SCE Metro | 4400 | 8834 | -4434 | 8883.66 | -4483.66
| SCE Eastern | 8095.0842 | 2767.316 | 5327.7682 | 3070.736 | 5024.3482
| SCE EOP | 5235.5234 | 1286.7 | 3948.8234 | 1286.7 | 3948.8234
| SDGE | 3828.7569 | 3010.88 | 817.8769 | 3079.7 | 749.0569
| TOTAL | 52602.6394 | 29215.796 | 23386.8434 | 31979.266 | 20623.3734
| Sensitivity Portfolio Transmission Constraint Exceedances 2036 (Negative Values Indicate Exceedances) | [9 empty] | Sensitivity Portfolio Transmission Constraint Exceedances 2041 (Negative Values Indicate Exceedances)
| CAISO Study Area | Constraint Name | On-Peak Capability (MW) | Mapped Resources (HSN MW) | Unaccounted for TPD (HSN MW) | Calculated HSN Exceedance (Mapped Portfolio) | Calculated HSN Exceedance (Non-LLT) | Calculated HSN Exceedance (Non-LLT w/ Unaccounted for TPD) | Calculated HSN Exceedance (Mapped Portfolio w/ Unaccounted for TPD) | Upgrade Capability (MW) | CAISO Study Area | Constraint Name | On-Peak Capability (MW) | Mapped Resources (HSN MW) | Unaccounted for TPD (HSN MW) | Calculated HSN Exceedance (Mapped Portfolio) | Calculated HSN Exceedance (Non-LLT) | Calculated HSN Exceedance (Non-LLT w/ Unaccounted for TPD) | Calculated HSN Exceedance (Mapped Portfolio w/ Unaccounted for TPD) | Upgrade Capability (MW)
| SCE North of Lugo Area | Control to Inyokern area constraint | 0 | 177 | 0 | -177 | 0 | 0 | -177 | 186 | SCE Northern Area | Antelope-Vincent Constraint | 6149.12 | 6718 | 3756.6552 | -568.88 | 2217.12 | -1539.5352 | -4325.5352 | 1500
| SCE North of Lugo Area | South of Kramer Area Constraint | 256 | 736.6 | 663.0544 | -280.6 | 12.4 | -650.6544 | -943.6544 | 200 | SCE North of Lugo Area | Control to Inyokern area constraint | 0 | 177 | 0 | -177 | 0 | 0 | -177 | 186
| SCE Eastern Area | Devers-Red Bluff Constraint | 6133 | 7896.146 | 2505.2355 | -1231.146 | 2335.924 | -169.3115 | -3736.3815 | 532 | SCE North of Lugo Area | South of Kramer Area Constraint | 256 | 736.6 | 663.0544 | -280.6 | 12.4 | -650.6544 | -943.6544 | 200
| SCE Eastern Area | Eagle Mountain Constraint | 0 | 529 | 0 | -529 | -499 | -499 | -529 | 600 | SCE Eastern Area | Devers-Red Bluff Constraint | 6133 | 7844.646 | 2550.7355 | -1179.646 | 2381.424 | -169.3115 | -3730.3815 | 532
| SCE Eastern Area | Serrano-Alberhill-Valley Constraint | 6651 | 9566.746 | 5007.7682 | -1393.746 | 2697.324 | -2310.4442 | -6401.5142 | 1522 | SCE Eastern Area | Eagle Mountain Constraint | 0 | 1846 | 0 | -1846 | -499 | -499 | -1846 | 600
| East of Pisgah Area | Lugo - Victorville area constraint | 10105 | 13671.801 | 4594.257 | -3566.801 | 3348.269 | -1245.988 | -8161.058 | 6800 | SCE Eastern Area | Etiwanda-Rancho Vista Constraint | 4824 | 6305.58 | 3813.5927 | -1481.58 | 1165.42 | -2648.1727 | -5295.1727 | 3350
| SDG&E Study Area | San Luis Rey-San Onofre 230 kV line constraint | 1677.4 | 3921.92 | 1462.7969 | -35.92 | 1464.08 | 1.2831 | -1498.7169 | 2208.6 | SCE Eastern Area | Serrano-Alberhill-Valley Constraint | 6651 | 11187.166 | 4704.3482 | -3014.166 | 2393.904 | -2310.4442 | -7718.5142 | 1522
| PG&E North of Greater Bay Area | Collinsville-Tesla 500 kV Line | 3379 | 4039.34 | 3681.447 | -660.34 | 2539.36 | -1142.087 | -4341.787 | 8645 | East of Pisgah Area | Sloan Canyon - Eldorado 500 kV constraint | 4032 | 4192.5 | 2226.8234 | -160.5 | 2484.5 | 257.6766 | -2387.3234 | N/A
| PG&E Greater Bay Area | Windmaster-Delta pumps 230 kV line | 546 | 816.89 | 1961.047 | -270.89 | -182.89 | -2143.937 | -2231.937 | 6034 | East of Pisgah Area | Lugo - Victorville area constraint | 10105 | 14448.191 | 4576.077 | -4343.191 | 3308.879 | -1267.198 | -8919.268 | 6800
| PG&E Greater Bay Area | Kasson Jct-Heinz 115 kV line | 298 | 350.2 | 0 | -52.2 | 47.8 | 47.8 | -52.2 | 1255 | SDG&E Study Area | San Luis Rey-San Onofre 230 kV line constraint | 1677.4 | 3985.1 | 1399.6169 | -99.1 | 1400.9 | 1.2831 | -1498.7169 | 2208.6
| PG&E Greater Bay Area | Birds Landing-Contra Costa 230kV Line | 656 | 954.39 | 253.672 | -298.39 | 142.81 | -110.862 | -552.062 | 1766 | PG&E North of Greater Bay Area | Collinsville-Tesla 500 kV Line | 3379 | 4816.69 | 2904.097 | -1437.69 | 1762.01 | -1142.087 | -4341.787 | 8645
| PG&E Fresno Area | Chowchilla-Le grand 115kV Line | 0 | 82.55 | 0 | -82.55 | -80 | -80 | -82.55 | 1211 | PG&E North of Greater Bay Area | Woodland- Davis 115kV line | 90.45 | 120 | 0 | -29.55 | -19.55 | -19.55 | -29.55 | 109
| PG&E Fresno Area | Borden-Storey #1 230kV line | 412 | 816.45 | 1236.3913 | -404.45 | -393.9 | -1630.2913 | -1640.8413 | 1247 | PG&E North of Greater Bay Area | Bellota-Weber 230kV line | 1661 | 1855.5 | 1659.5453 | -194.5 | 346.05 | -1313.4953 | -1854.0453 | 460
| SCE Northern Area | Antelope-Vincent Constraint | 6149.12 | 4790.71 | 3877.9452 | 1358.41 | 2338.41 | -1539.5352 | -2519.5352 | 1500 | PG&E Greater Bay Area | Windmaster-Delta pumps 230 kV line | 546 | 851.89 | 1926.047 | -305.89 | -217.89 | -2143.937 | -2231.937 | 6034
| SCE Northern Area | Vincent-Lugo Constraint | 6733.24 | 4304.46 | 4406.0752 | 2428.78 | 3408.78 | -997.2952 | -1977.2952 | 2000 | PG&E Greater Bay Area | Kasson Jct-Heinz 115 kV line | 298 | 350.2 | 0 | -52.2 | 47.8 | 47.8 | -52.2 | 1255
| SCE Northern Area | Windhub Constraint | 2400 | 1570.73 | 1628.49 | 829.27 | 1309.27 | -319.22 | -799.22 | 2500 | PG&E Greater Bay Area | Birds Landing-Contra Costa 230kV Line | 656 | 989.39 | 218.672 | -333.39 | 107.81 | -110.862 | -552.062 | 1766
| SCE North of Lugo Area | Victor to Lugo Area Constraint | 1034 | 831.1 | 1228.4944 | 202.9 | 495.9 | -732.5944 | -1025.5944 | N/A | PG&E Fresno Area | Chowchilla-Le grand 115kV Line | 0 | 82.55 | 0 | -82.55 | -80 | -80 | -82.55 | 1211
| SCE North of Lugo Area | Lugo Transformer Area Constraint | 1328 | 1236 | 1666.5944 | 92 | 747 | -919.5944 | -1574.5944 | N/A | PG&E Fresno Area | Borden-Storey #1 230kV line | 412 | 928.8 | 1124.0413 | -516.8 | -506.25 | -1630.2913 | -1640.8413 | 1247
| SCE Eastern Area | Etiwanda-Rancho Vista Constraint | 4824 | 4639.66 | 4162.5127 | 184.34 | 1514.34 | -2648.1727 | -3978.1727 | 3350 | SCE Northern Area | Vincent-Lugo Constraint | 6733.24 | 5476.96 | 4139.5752 | 1256.28 | 3142.28 | -997.2952 | -2883.2952 | 2000
| PG&E North of Greater Bay Area | Bellota-Weber 230kV line | 1661 | 1631.65 | 1883.3953 | 29.35 | 569.9 | -1313.4953 | -1854.0453 | 460 | SCE Northern Area | Windhub Constraint | 2400 | 1570.73 | 1628.49 | 829.27 | 1309.27 | -319.22 | -799.22 | 2500
| PG&E Greater Bay Area | Contra Costa- Windmaster 230 kV line | 1233 | 713.39 | 867.672 | 519.61 | 719.81 | -147.862 | -348.062 | 5601 | SCE North of Lugo Area | Victor to Lugo Area Constraint | 1034 | 851.12 | 1208.4744 | 182.88 | 475.88 | -732.5944 | -1025.5944 | N/A
| PG&E Greater Bay Area | Tesla-Tracy-Pump 230 kV line #2 | 4574 | 1478.49 | 6110.751 | 3095.51 | 3703.71 | -2407.041 | -3015.241 | 3521 | SCE North of Lugo Area | Lugo Transformer Area Constraint | 1328 | 1284.23 | 1618.3644 | 43.77 | 698.77 | -919.5944 | -1574.5944 | N/A
| PG&E Greater Bay Area | Tesla-Bellota 230 kV line | 3154 | 1517.69 | 6515.951 | 1636.31 | 2524.31 | -3991.641 | -4879.641 | 300 | PG&E Greater Bay Area | Contra Costa- Windmaster 230 kV line | 1233 | 748.39 | 832.672 | 484.61 | 684.81 | -147.862 | -348.062 | 5601
| PG&E Greater Bay Area | Morganhill-Metcalf 115kV Line | 382 | 227 | 417 | 155 | 369 | -48 | -262 | 712 | PG&E Greater Bay Area | Tesla-Tracy-Pump 230 kV line #2 | 4574 | 1737.44 | 5851.801 | 2836.56 | 3444.76 | -2407.041 | -3015.241 | 3521
| PG&E Kern Area | Cal Flat-Gates 230 kV line | 927 | 804.35 | 1487.862 | 122.65 | 872.65 | -615.212 | -1365.212 | 1418 | PG&E Greater Bay Area | Tesla-Bellota 230 kV line | 3154 | 1904.04 | 6129.601 | 1249.96 | 2137.96 | -3991.641 | -4879.641 | 300
| PG&E Fresno Area | Gates 500/230kV TB #12 | 5406 | 4875.38 | 2149.0598 | 530.62 | 1461.17 | -687.8898 | -1618.4398 | 14825 | PG&E Greater Bay Area | Morganhill-Metcalf 115kV Line | 382 | 302 | 342 | 80 | 294 | -48 | -262 | 712
| PG&E Fresno Area | Gates 500/230kV TB #11 | 5336.9 | 4495.58 | 2714.0098 | 841.32 | 1803.32 | -910.6898 | -1872.6898 | 10038 | PG&E Kern Area | Cal Flat-Gates 230 kV line | 927 | 806.15 | 1486.062 | 120.85 | 870.85 | -615.212 | -1365.212 | 1418
| PG&E Fresno Area | Tranquility-Helm 230kV Line | 2921 | 1432.35 | 2625.6633 | 1488.65 | 1501.2 | -1124.4633 | -1137.0133 | 2274 | PG&E Fresno Area | Gates 500/230kV TB #12 | 5406 | 5334.13 | 1690.3098 | 71.87 | 1002.42 | -687.8898 | -1618.4398 | 14825
| PG&E Fresno Area | NEW-Metcalf-Mosslanding 500kV | 1666 | 707.5 | 2568 | 958.5 | 1172.5 | -1395.5 | -1609.5 | N/A | PG&E Fresno Area | Gates 500/230kV TB #11 | 5336.9 | 5080.48 | 2129.1098 | 256.42 | 1218.42 | -910.6898 | -1872.6898 | 10038
| East of Pisgah Area | GLW 230kV area constraint | 3372 | 2004.5 | 1771.23 | 1367.5 | 2303.5 | 532.27 | -403.73 | N/A | PG&E Fresno Area | Tranquility-Helm 230kV Line | 2921 | 1722.6 | 2335.4133 | 1198.4 | 1210.95 | -1124.4633 | -1137.0133 | 2274
| East of Pisgah Area | Sloan Canyon - Eldorado 500 kV constraint | 4032 | 3455.5 | 2226.8234 | 576.5 | 2484.5 | 257.6766 | -1650.3234 | N/A | PG&E Fresno Area | NEW-Metcalf-Mosslanding 500kV | 1666 | 1035 | 2240.5 | 631 | 845 | -1395.5 | -1609.5 | N/A
| SDG&E Study Area | Capistrano-San Onofre 230 kV constraint | 1324 | 737.36 | 659.1515 | 586.64 | 1086.64 | 427.4885 | -72.5115 | 920 | East of Pisgah Area | GLW 230kV area constraint | 3372 | 2004.5 | 1771.23 | 1367.5 | 2303.5 | 532.27 | -403.73 | N/A
| SDG&E Study Area | Encina - San Luis Rey 230 kV constraint | 1832.4 | 2837.81 | 1745.6469 | 1042.19 | 2542.19 | 796.5431 | -703.4569 | 2047.6 | SDG&E Study Area | Capistrano-San Onofre 230 kV constraint | 1324 | 743 | 653.5115 | 581 | 1081 | 427.4885 | -72.5115 | 920
| PG&E Greater Bay Area | Eight Mile-Tesla 230 kV line | 926 | 450 | 793.9 | 476 | 906 | 112.1 | -317.9 | 163 | SDG&E Study Area | Encina - San Luis Rey 230 kV constraint | 1832.4 | 2882.81 | 1700.6469 | 997.19 | 2497.19 | 796.5431 | -703.4569 | 2047.6
| PG&E Fresno Area | Mustang-Henrietta 230 kV line | 5581 | 3110.23 | 3112.6385 | 2470.77 | 3370.77 | 258.1315 | -641.8685 | 2479 | PG&E Greater Bay Area | Eight Mile-Tesla 230 kV line | 926 | 561.5 | 682.4 | 364.5 | 794.5 | 112.1 | -317.9 | 163
[11 empty] | PG&E Fresno Area | Mustang-Henrietta 230 kV line | 5581 | 3110.23 | 3112.6385 | 2470.77 | 3370.77 | 258.1315 | -641.8685 | 2479

## Tx_Calculator_2036_TPD
|  | CAISO Study Area | SCE Northern Area | [7 empty] | SCE Metro Area |  | SCE North of Lugo Area |  |  |  |  | SCE Eastern Area | [6 empty] | East of Pisgah Area |  |  | SDG&E Study Area | [13 empty] | PG&E North of Greater Bay Area | [9 empty] | PG&E Greater Bay Area | [17 empty] | PG&E Kern Area | [9 empty] | PG&E Fresno Area
White Paper Constraint Info |  | White Paper Name | Antelope-Vincent Constraint | Vincent-Lugo Constraint | Pardee-Sylmar Constraint | Windhub Constraint | Moorpark-Pardee Constraint | North of Magunden Constraint | South of Magunden Constraint | Antelope-Neenach Constraint | Hinson - Del Amo Constraint | SCE Metro Area Default Constraint | Control to Inyokern area constraint | South of Kramer Area Constraint | Victor to Lugo Area Constraint | Lugo Transformer Area Constraint | Calcite to Lugo Area Constraint | Colorado River 500/230 kV Constraint | DCRT Constraint | Devers-Red Bluff Constraint | Eagle Mountain Constraint | Etiwanda-Rancho Vista Constraint | Red Bluff 500/230 kV Constraint | Serrano-Alberhill-Valley Constraint | GLW 230kV area constraint | Sloan Canyon - Eldorado 500 kV constraint | Lugo - Victorville area constraint | Capistrano-San Onofre 230 kV constraint | Chicarita 138 kV constraint | El Cajon 69 kV constraint | Internal San Diego Area constraint | Miguel 69 kV constraint | Encina - San Luis Rey 230 kV constraint | East of Miguel constraint | San Luis Rey-San Onofre 230 kV line constraint | Ocean Ranch 69 kV constraint | Otay Mesa 230 kV constraint | Silvergate - Bay Blvd 230 kV constraint | Silvergate-Old Town 230 kV constraint | Talega 230 kV constraint | Trabuco-Capistrano 138 kV constraint | Collinsville-Tesla 500 kV Line | Woodland- Davis 115kV line | Cortina-Eagle Rock 115 kV line | Bell-Placer 115kV Line | Carberry-Round Mountain 230kV Line | Rocklin-Pleaseant grove 115kV line | Bellota-Weber 230kV line | Rio Oso-Brighton 230kV line | Rio Oso-Lockeford 230kV line | Humboldt Offshore Wind constraint | Dumbarton-Newark 115 kV line | Eastshore-San Mateo 230 kV line | Lakeville-Ignacio 230 kV line | Sobrante-Moraga 230 kV line | Windmaster-Delta pumps 230 kV line | Contra Costa- Windmaster 230 kV line | Tesla-Tracy-Pump 230 kV line #2 | Contra Costa #1 115kV Line | Kasson Jct-Heinz 115 kV line | Newark-Newark Distribution 115 kV line | Tesla-Bellota 230 kV line | Eight Mile-Tesla 230 kV line | Grant - Eastshore #2 line 115 kV | Salado-Crow Creek Sw Sta 60 kV line | Tesla-Salado 115 kV line | Morganhill-Metcalf 115kV Line | Tesla-Tracy Pump 230 kV Line #1 | Birds Landing-Contra Costa 230kV Line | Cal Flat-Gates 230 kV line | Gates-Arco 230 kV Line | Smyrna-Atwell Jct 115kV Line | Kern 230/115kV TB #4 | Maricopa-Copus 70 kV line | Midway-Taft 115 kV line | Kern-Tevis-Stockdale-Lamont 115kV line | Midway 230/115kV TB #3 | Semitropic-Midway 115kV Line | Midway-Buena Vista Jct 230kV Line | Manning 500kV | Gates 500/230kV TB #12 | Gates 500/230kV TB #11 | Gates 230/70kV TB #5 | Tranquility-Helm 230kV Line | Dairyland-Chowchilla 115kV Line | Chowchilla-Le grand 115kV Line | NEW- Melones-Cottle 230kV line | Los Banos 500/230kV TB | Schindler 115/70kV TB #1 | Panoche- Mendota 115 kV line | Panoche-Oro Loma 115kV Line | Borden-Storey #1 230kV line | Merced 115/70kV TB#2 | Helm 230/70kV TB #1 | Oro Loma-El Nido 115kV Line | Diablo-Gates 500 kV line | Mustang-Henrietta 230 kV line | Gates-Panoche 230 kV #1 and #2 Lines | NEW-Metcalf-Mosslanding 500kV
|  | CAISO Study Area | SCE Northern Area | SCE Northern Area | SCE Northern Area | SCE Northern Area | SCE Northern Area | SCE Northern Area | SCE Northern Area | SCE Northern Area | SCE Metro Area | SCE Metro Area | SCE North of Lugo Area | SCE North of Lugo Area | SCE North of Lugo Area | SCE North of Lugo Area | SCE North of Lugo Area | SCE Eastern Area | SCE Eastern Area | SCE Eastern Area | SCE Eastern Area | SCE Eastern Area | SCE Eastern Area | SCE Eastern Area | East of Pisgah Area | East of Pisgah Area | East of Pisgah Area | SDG&E Study Area | SDG&E Study Area | SDG&E Study Area | SDG&E Study Area | SDG&E Study Area | SDG&E Study Area | SDG&E Study Area | SDG&E Study Area | SDG&E Study Area | SDG&E Study Area | SDG&E Study Area | SDG&E Study Area | SDG&E Study Area | SDG&E Study Area | PG&E North of Greater Bay Area | PG&E North of Greater Bay Area | PG&E North of Greater Bay Area | PG&E North of Greater Bay Area | PG&E North of Greater Bay Area | PG&E North of Greater Bay Area | PG&E North of Greater Bay Area | PG&E North of Greater Bay Area | PG&E North of Greater Bay Area | PG&E North of Greater Bay Area | PG&E Greater Bay Area | PG&E Greater Bay Area | PG&E Greater Bay Area | PG&E Greater Bay Area | PG&E Greater Bay Area | PG&E Greater Bay Area | PG&E Greater Bay Area | PG&E Greater Bay Area | PG&E Greater Bay Area | PG&E Greater Bay Area | PG&E Greater Bay Area | PG&E Greater Bay Area | PG&E Greater Bay Area | PG&E Greater Bay Area | PG&E Greater Bay Area | PG&E Greater Bay Area | PG&E Greater Bay Area | PG&E Greater Bay Area | PG&E Kern Area | PG&E Kern Area | PG&E Kern Area | PG&E Kern Area | PG&E Kern Area | PG&E Kern Area | PG&E Kern Area | PG&E Kern Area | PG&E Kern Area | PG&E Kern Area | PG&E Fresno Area | PG&E Fresno Area | PG&E Fresno Area | PG&E Fresno Area | PG&E Fresno Area | PG&E Fresno Area | PG&E Fresno Area | PG&E Fresno Area | PG&E Fresno Area | PG&E Fresno Area | PG&E Fresno Area | PG&E Fresno Area | PG&E Fresno Area | PG&E Fresno Area | PG&E Fresno Area | PG&E Fresno Area | PG&E Fresno Area | PG&E Fresno Area | PG&E Fresno Area | PG&E Fresno Area
|  | PTO area | SCE | SCE | SCE | SCE | SCE | SCE | SCE | SCE | SCE | SCE | SCE | SCE | SCE | SCE | SCE | SCE | SCE | SCE | SCE | SCE | SCE | SCE | VEA | VEA | SCE | SDGE | SDGE | SDGE | SDGE | SDGE | SDGE | SDGE | SDGE | SDGE | SDGE | SDGE | SDGE | SDGE | SDGE | PGE | PGE | PGE | PGE | PGE | PGE | PGE | PGE | PGE | PGE | PGE | PGE | PGE | PGE | PGE | PGE | PGE | PGE | PGE | PGE | PGE | PGE | PGE | PGE | PGE | PGE | PGE | PGE | PGE | PGE | PGE | PGE | PGE | PGE | PGE | PGE | PGE | PGE | PGE | PGE | PGE | PGE | PGE | PGE | PGE | PGE | PGE | PGE | PGE | PGE | PGE | PGE | PGE | PGE | PGE | PGE | PGE | PGE
|  | Wind/Solar Designation Area | Solar | Solar | Solar | Solar | Solar | Solar | Solar | Solar | Solar | Solar | Solar | Solar | Solar | Solar | Solar | Solar | Solar | Solar | Solar | Solar | Solar | Solar | Solar | Solar | Solar | Solar | Solar | Solar | Solar | Solar | Solar | Solar | Solar | Solar | Solar | Solar | Solar | Solar | Solar | Wind | Wind | Wind | Wind | Wind | Wind | Wind | Wind | Wind | Wind | Wind | Wind | Wind | Wind | Wind | Wind | Wind | Wind | Wind | Wind | Wind | Wind | Wind | Wind | Wind | Wind | Wind | Wind | Solar | Solar | Solar | Solar | Solar | Solar | Solar | Solar | Solar | Solar | Solar | Solar | Solar | Solar | Solar | Solar | Solar | Solar | Solar | Solar | Solar | Solar | Solar | Solar | Solar | Solar | Solar | Solar | Solar | Solar
White Paper Constraint Initial Capacity |  | FCDS | 6149.12 | 6733.24 | 3530 | 2400 | 954 | 876 | 977 | 0 | 2700 | 13500 | 0 | 256 | 1034 | 1328 | 297 | 1160 | 2300 | 6133 | 0 | 4824 | 1450 | 6651 | 3372 | 4032 | 10105 | 1324 | 224 | 406 | 602 | 231 | 1832.4 | 1035 | 1677.4 | 204 | 1175 | 2169.2 | 682.4 | 1028 | 501 | 3379 | 90.45 | 971 | 347 | 15 | 50 | 1661 | 423 | 1042 | 0 | 1290 | 2146 | 2257 | 3140 | 546 | 1233 | 4574 | 32 | 298 | 8054 | 3154 | 926 | 962.9 | 102.97 | 178.92 | 382 | 9287 | 656 | 927 | 1562 | 231 | 1912 | 94.45 | 17.78 | 184.8 | 1592 | 240 | 471 | 2280 | 5406 | 5336.9 | 300.67 | 2921 | 1110.5 | 0 | 687 | 6411 | 0 | 1985 | 1782 | 412 | 122 | 38 | 528 | 5161 | 5581 | 4562 | 1666
|  | FCDS Limit Type | Actual | Actual | Actual | Actual | Actual | Actual | Actual | Actual | Actual | Default | Actual | Default | Default | Default | Actual | Actual | Actual | Default | Actual | Actual | Actual | Default | Actual | Actual | Actual | Actual | Actual | Actual | Actual | Actual | Actual | Actual | Actual | Actual | Actual | Actual | Actual | Actual | Actual | Actual | Actual | Actual | Actual | Actual | Actual | Actual | Actual | Actual | Actual | Actual | Actual | Actual | Actual | Actual | Actual | Actual | Actual | Actual | Actual | Actual | Actual | Actual | Actual | Actual | Actual | Actual | Actual | Actual | Actual | Actual | Actual | Actual | Actual | Actual | Actual | Actual | Actual | Default | Actual | Actual | Actual | Actual | Actual | Actual | Actual | Actual | Actual | Actual | Actual | Actual | Actual | Actual | Actual | Actual | Actual | Actual | Default
|  | EODS | 8920.36 | 8496.34 | 6426 | 2614.3 | 2641 | 1527 | 2138 | 0 | 2700 | 13500 | 120 | 1190 | 1878 | 2427 | 552 | 2202 | 2300 | 7328 | 392 | 7313 | 1603 | 10182 | 3642 | 4302 | 12605 | 1324 | 224 | 406 | 602 | 231 | 5579 | 1377 | 5624 | 204 | 1175 | 2169.2 | 2369 | 1028 | 501 | 7706 | 81 | 1422 | 379 | 15 | 96 | 2539 | 463 | 975 | 0 | 3728 | 4811 | 768 | 5136 | 3673 | 3667 | 10136 | 77 | 495 | 7290 | 4254 | 3909 | 1220 | 102.97 | 180 | 273 | 9538 | 1176 | 1005 | 1226 | 144 | 1928 | 58 | 270 | 109 | 1377 | 255 | 471 | 2280 | 3581 | 5027 | 272 | 2777 | 1066 | 158 | 945 | 7216 | 50 | 1216 | 1903 | 780 | 156 | 128 | 308 | 5581 | 5617 | 4589 | 6083
|  | EODS Limit Type | Default | Default | Default | Default | Default | Default | Actual | Actual | Default | Default | Default | Default | Default | Default | Default | Actual | Default | Default | Default | Default | Actual | Default | Actual | Actual | Default | Default | Default | Default | Actual | Default | Actual | Actual | Actual | Default | Default | Actual | Default | Default | Default | Default | Default | Default | Default | Default | Default | Default | Default | Default | Actual | Default | Default | Default | Default | Default | Default | Default | Default | Default | Default | Default | Default | Default | Default | Default | Default | Default | Default | Actual | Actual | Actual | Default | Actual | Default | Actual | Actual | Actual | Default | Default | Actual | Actual | Actual | Actual | Actual | Actual | Actual | Actual | Actual | Actual | Default | Actual | Actual | Actual | Actual | Actual | Default | Default | Actual
White Paper Transmission Upgrade Info |  | FCDS AMOUNT | 1500 | 2000 | 1800 | 2500 | 900 | 500 | 2000 | 2000 | 800 | N/A | 186 | 200 | N/A | N/A | 1046 | 1370 | 3000 | 532 | 600 | 3350 | 1200 | 1522 | N/A | N/A | 6800 | 920 | 700 | 547 | 9999 | 431 | 2047.6 | 9999 | 2208.6 | 692 | 2189 | 548 | 1686.8 | 2201 | 556 | 8645 | 109 | 50 | 480 | 26 | 707 | 460 | 574 | 485 | 2300 | N/A | N/A | N/A | N/A | 6034 | 5601 | 3521 | 131 | 1255 | 831 | 300 | 163 | 290 | 74 | 70 | 712 | 4344 | 1766 | 1418 | 16891 | 687 | 179 | 206 | 9 | 367 | 784 | 637 | 234 | N/A | 14825 | 10038 | 47 | 2274 | 1211 | 1211 | N/A | N/A | 3160 | 2019 | 588 | 1247 | 358 | 60 | 3192 | 4125 | 2479 | 8379 | N/A
|  | Est. Cost (millions): | 13.2 | 85.9 | 660 | 612 | 600 | 1253 | 4358 | 100 | 28 | - | 329 | N/A | N/A | N/A | 239 | 67 | 463 | N/A | 1182 | 89 | 69 | N/A | N/A | N/A | 2165 | 58.1 | 100 | 14.7 | N/A | 671.05 | N/A | N/A | N/A | 28.3 | 79.91 | N/A | N/A | 210.6 | 103.37 | 2851.85 | 9.33 | 50 | 185 | 180 | 125 | 400 | 0 | 0 | N/A | N/A | 0 | 0 | 0 | 417.33 | 0 | 0 | 185 | 1700 | 0 | 0 | 0 | 125 | 400 | 0 | 380 | 25 | 700 | 1008.03 | 940 | 220 | 30 | 620 | 0 | 120 | 150 | 760 | 100 | N/A | 35 | 0 | 110 | 1500 | 250 | 550 | N/A | N/A | 370 | 0 | 0 | 50 | 125 | 135 | 330 | 830 | 0 | 214 | 200
|  | Est. In Service Date: | 2028 | 2030 | 2035 | 2035 | 2035 | 2035 | 2035 | 2028 | 2028 | 0 | 2035 | 2033 | 0 | 0 | 2035 | 2030 | 2032 | 2034 | 2036 | 2029 | 2030 | 2034 | 0 | 0 | 2036 | 2031 | 2030 | 2030 | 2032 | 2030 | 2034 | 2034 | 2034 | 2030 | 2031 | 2034 | 2034 | 2031 | 2030 | 2038 | 2031 | 2031 | 2036 | 2033 | 2033 | 2036 | 2036 | 2036 | 2034 | 2028 | 2028 | 2028 | 2028 | 2033 | 2033 | 2033 | 2036 | 2044 | 2044 | 2044 | 2044 | 2033 | 2038 | 2038 | 2038 | 2031 | 2038 | 2034 | 2038 | 2034 | 2031 | 2037 | 2037 | 2033 | 2034 | 2038 | 2032 | 0 | 2030 | 2030 | 2034 | 2041 | 2036 | 2041 | 2028 | 2028 | 2036 | 2036 | 2033 | 2033 | 2038 | 2033 | 2036 | 2034 | 2034 | 2033 | 0
|  | EODS AMOUNT | N/A | N/A | N/A | N/A | N/A | N/A | 2000 | 15 | N/A | N/A | N/A | N/A | N/A | N/A | N/A | 1299 | N/A | 532 | N/A | N/A | 1200 | 1522 | N/A | N/A | 6800 | N/A | N/A | N/A | 9999 | N/A | 2048 | 9999 | 2209 | N/A | N/A | 2724.8 | N/A | N/A | N/A | N/A | N/A | N/A | N/A | 25 | N/A | N/A | N/A | N/A | 2300 | N/A | N/A | N/A | N/A | N/A | N/A | N/A | N/A | N/A | N/A | N/A | N/A | N/A | N/A | N/A | N/A | N/A | N/A | 230 | 962 | 632 | N/A | 67.7 | N/A | 106.58 | 1477 | 475 | N/A | N/A | 6843 | 6343 | 390 | 607 | 122 | 546 | N/A | N/A | 87 | 302 | N/A | 2047 | 291 | 226 | 65 | 4125 | 2479 | N/A | N/A
|  | Est. Cost (millions): | N/A | N/A | N/A | N/A | N/A | N/A | 66 | 45 | N/A | N/A | N/A | N/A | N/A | N/A | N/A | 67 | N/A | N/A | N/A | N/A | 69 | N/A | N/A | N/A | 2165 | N/A | N/A | N/A | N/A | N/A | N/A | N/A | N/A | N/A | N/A | N/A | N/A | N/A | N/A | N/A | N/A | N/A | N/A | 180 | N/A | N/A | N/A | N/A | N/A | N/A | N/A | N/A | N/A | N/A | N/A | N/A | N/A | N/A | N/A | N/A | N/A | N/A | N/A | N/A | N/A | N/A | N/A | 1008.03 | 940 | 220 | N/A | 620 | 0 | 120 | 150 | 760 | 100 | N/A | 35 | 0 | 110 | 1500 | 250 | 550 | N/A | N/A | 370 | 0 | N/A | N/A | 125 | 135 | 330 | 830 | 0 | N/A | N/A
|  | Est. In Service Date: | 0 | 0 | 0 | 0 | 0 | 0 | 2035 | 2029 | 0 | 0 | 0 | 2033 | 0 | 0 | 0 | 2029 | 0 | 2034 | 0 | 0 | 0 | 2034 | 0 | 0 | 2036 | 0 | 0 | 0 | 2032 | 0 | 2034 | 2034 | 2034 | 0 | 0 | 2034 | 0 | 0 | 0 | 0 | 0 | 0 | 0 | 2033 | 0 | 0 | 0 | 0 | 2034 | 0 | 0 | 0 | 0 | 0 | 0 | 0 | 0 | 0 | 0 | 0 | 0 | 0 | 0 | 0 | 0 | 0 | 0 | 2034 | 2038 | 2034 | 0 | 2037 | 2037 | 2033 | 2034 | 2038 | 2032 | 0 | 2030 | 2030 | 2034 | 2041 | 2036 | 2041 | 2028 | 2028 | 2036 | 2036 | 0 | 2033 | 2038 | 2033 | 2036 | 2034 | 2034 | 0 | 0
|  | Upgrades are same | None | None | None | None | None | None | No | No | None | None | None | Yes | None | None | None | Yes | None | Yes | None | None | Yes | Yes | Yes | Yes | Yes | None | None | None | Yes | None | Yes | Yes | YES | None | None | Yes | None | None | None | None | None | None | None | Yes | None | None | None | None | Yes | None | None | None | None | None | None | None | None | None | None | None | None | None | None | None | None | None | None | Yes | Yes | Yes | None | Yes | Yes | Yes | Yes | Yes | Yes | None | Yes | Yes | Yes | Yes | Yes | Yes | Yes | Yes | Yes | Yes | None | Yes | Yes | Yes | Yes | Yes | Yes | None | No
|  | Upgrade approved | No | No | No | No | No | No | No | No | No | No | No | Yes | Yes | Yes | No | No | No | Yes | No | No | No | Yes | Yes | Yes | No | No | No | No | Yes | No | Yes | Yes | Yes | No | No | Yes | Yes | No | No | No | No | No | No | No | No | No | No | No | Yes | Yes | Yes | Yes | Yes | No | No | No | No | No | No | No | No | No | No | No | No | No | No | No | No | No | No | No | No | No | No | No | No | No | No | No | No | No | No | No | Yes | Yes | No | No | No | No | No | No | No | No | No | No | No
Tx Calculations for Mapped Portfolio Resources
FCDS | Mapped MWs
|  | Geothermal | 0 | 0 | 0 | 0 | 0 | 0 | 0 | 0 | 0 | 523 | 177 | 293 | 293 | 293 | 0 | 0 | 0 | 6 | 30 | 30 | 0 | 30 | 436 | 908 | 1649 | 0 | 0 | 0 | 1000 | 0 | 1000 | 1000 | 1000 | 0 | 0 | 1000 | 1000 | 0 | 0 | 3199.7 | 10 | 180.2 | 10 | 0 | 0 | 140 | 30 | 30 | 0 | 0 | 0 | 70 | 441.2 | 88 | 200.2 | 608.2 | 0 | 100 | 18 | 486 | 30 | 0 | 0 | 0 | 214 | 188 | 441.2 | 0 | 0 | 0 | 0 | 0 | 0 | 0 | 0 | 0 | 0 | 0 | 30 | 60 | 0 | 10 | 10 | 0 | 10 | 220 | 0 | 10 | 10 | 10 | 0 | 0 | 10 | 0 | 0 | 0 | 214
|  | Biomass | 0 | 0 | 0 | 0 | 0 | 0 | 0 | 0 | 0 | 0 | 0 | 0 | 0 | 0 | 0 | 0 | 0 | 0 | 0 | 0 | 0 | 0 | 0 | 0 | 0 | 0 | 0 | 0 | 0 | 0 | 0 | 0 | 0 | 0 | 0 | 0 | 0 | 0 | 0 | 0 | 0 | 0 | 0 | 0 | 0 | 0.55 | 0 | 0 | 0 | 0 | 0 | 0 | 0 | 0 | 0 | 0 | 0 | 0 | 0 | 2 | 0 | 0 | 0 | 0 | 0 | 0 | 0 | 0 | 0 | 0 | 0 | 0 | 0 | 0 | 0 | 0 | 0 | 0 | 0.55 | 2 | 0 | 2.55 | 2.55 | 2.55 | 0.55 | 2.55 | 0 | 2.55 | 0.55 | 0.55 | 0 | 0 | 2.55 | 0 | 0 | 0 | 0
|  | Wind | 0 | 0 | 0 | 0 | 0 | 0 | 0 | 0 | 0 | 0 | 0 | 0 | 0 | 0 | 0 | 0 | 0 | 0 | 0 | 57 | 0 | 57 | 150 | 150 | 250 | 0 | 0 | 0 | 0 | 0 | 180 | 0 | 180 | 0 | 0 | 180 | 180 | 0 | 0 | 411.98 | 0 | 0 | 0 | 0 | 0 | 0 | 0 | 0 | 0 | 0 | 0 | 0 | 0 | 229.98 | 229.98 | 229.98 | 0 | 0 | 229.98 | 229.98 | 0 | 0 | 0 | 0 | 0 | 229.98 | 229.98 | 0 | 0 | 0 | 0 | 0 | 0 | 0 | 0 | 0 | 0 | 0 | 0 | 0 | 0 | 0 | 0 | 0 | 0 | 0 | 0 | 0 | 0 | 0 | 0 | 0 | 0 | 0 | 0 | 0 | 0
|  | OOS Wind | 0 | 0 | 0 | 0 | 0 | 0 | 0 | 0 | 0 | 0 | 0 | 0 | 0 | 0 | 0 | 0 | 0 | 4121 | 0 | 0 | 0 | 4121 | 0 | 0 | 5621 | 0 | 0 | 0 | 0 | 0 | 0 | 0 | 0 | 0 | 0 | 0 | 0 | 0 | 0 | 0 | 0 | 0 | 0 | 0 | 0 | 0 | 0 | 0 | 0 | 0 | 0 | 0 | 0 | 0 | 0 | 0 | 0 | 0 | 0 | 0 | 0 | 0 | 0 | 0 | 0 | 0 | 0 | 0 | 0 | 0 | 0 | 0 | 0 | 0 | 0 | 0 | 0 | 0 | 0 | 0 | 0 | 0 | 0 | 0 | 0 | 0 | 0 | 0 | 0 | 0 | 0 | 0 | 0 | 0 | 0 | 0 | 0
|  | Offshore Wind | 0 | 0 | 0 | 0 | 0 | 0 | 0 | 0 | 0 | 0 | 0 | 0 | 0 | 0 | 0 | 0 | 0 | 0 | 0 | 0 | 0 | 0 | 0 | 0 | 0 | 0 | 0 | 0 | 0 | 0 | 0 | 0 | 0 | 0 | 0 | 0 | 0 | 0 | 0 | 0 | 0 | 0 | 0 | 0 | 0 | 0 | 0 | 0 | 0 | 0 | 0 | 0 | 0 | 0 | 0 | 0 | 0 | 0 | 0 | 0 | 0 | 0 | 0 | 0 | 0 | 0 | 0 | 0 | 0 | 0 | 0 | 0 | 0 | 0 | 0 | 0 | 0 | 0 | 0 | 0 | 0 | 0 | 0 | 0 | 0 | 0 | 0 | 0 | 0 | 0 | 0 | 0 | 0 | 0 | 0 | 0 | 0
|  | Solar | 3967 | 3042 | 1700 | 221 | 200 | 700 | 800 | 0 | 1.32 | 23.24 | 0 | 70 | 220 | 550 | 165 | 400 | 0 | 4612 | 300 | 2510 | 0 | 2760 | 125 | 125 | 5155.5 | 0 | 0 | 0 | 500 | 0 | 1500 | 5730.5 | 2043.5 | 0 | 0 | 500 | 1000 | 0 | 0 | 0 | 0 | 0 | 0 | 0 | 0 | 640 | 0 | 0 | 0 | 0 | 0 | 0 | 0 | 0 | 0 | 206 | 0 | 106 | 0 | 306 | 0 | 0 | 6 | 106 | 0 | 106 | 0 | 209 | 203 | 40 | 643 | 0 | 0 | 100 | 143 | 40 | 700 | 0 | 7936.2 | 8533.2 | 0 | 800 | 0 | 0 | 0 | 1490 | 0 | 300 | 0 | 434 | 0 | 0 | 200 | 600 | 8402.2 | 166 | 100
|  | Battery_4hr | 2462 | 2246 | 1190 | 1062 | 480 | 535 | 615 | 0 | 525 | 2124.6 | 0 | 428.5 | 503.5 | 503.5 | 0 | 30 | 1371.516 | 2012.516 | 460 | 2496 | 416 | 3727.516 | 510 | 989 | 3408.016 | 137.36 | 10 | 76.86 | 907.75 | 71.45 | 1090.46 | 1230.5 | 1726.96 | 30 | 0 | 693.6 | 899.6 | 137.36 | 0 | 633.65 | 0 | 38 | 0 | 0 | 0 | 995.1 | 0 | 0 | 0 | 0 | 0 | 50 | 276 | 613.9 | 398.2 | 722.9 | 0 | 234.3 | 163 | 467.3 | 20 | 0 | 20 | 119 | 0 | 726 | 398.2 | 20 | 0 | 20 | 20 | 0 | 0 | 0 | 20 | 20 | 157.6 | 0 | 1656.9 | 1583.1 | 0 | 930.8 | 0 | 80 | 0 | 1170.8 | 0 | 0 | 0 | 740.8 | 0 | 35 | 0 | 0 | 911.9 | 190 | 0
|  | Battery_8hr | 833 | 683 | 0 | 0 | 0 | 0 | 0 | 0 | 278 | 7245 | 0 | 6 | 6 | 6 | 0 | 0 | 902 | 1717 | 0 | 460 | 0 | 1362 | 476.5 | 476.5 | 2558.5 | 100 | 0 | 0 | 0 | 0 | 94.35 | 1274.35 | 509.35 | 50 | 0 | 0 | 0 | 100 | 0 | 0 | 0 | 0 | 0 | 0 | 0 | 0 | 0 | 0 | 0 | 0 | 0 | 0 | 0 | 0 | 0 | 1.5 | 0 | 0 | 0 | 1.5 | 0 | 0 | 0 | 0 | 13 | 0 | 0 | 3 | 337 | 0 | 3 | 0 | 0 | 0 | 3 | 0 | 0 | 800 | 1097.5 | 670.5 | 0 | 369 | 0 | 0 | 0 | 3814.5 | 0 | 0 | 0 | 0 | 0 | 0 | 0 | 0 | 38 | 35 | 478.5
|  | LDES | 980 | 980 | 250 | 480 | 0 | 0 | 0 | 0 | 0 | 0 | 0 | 0 | 0 | 362 | 0 | 0 | 0 | 800 | 0 | 1300 | 0 | 1300 | 500 | 1000 | 1500 | 500 | 0 | 0 | 500 | 0 | 500 | 0 | 500 | 0 | 0 | 0 | 0 | 0 | 0 | 0 | 0 | 0 | 0 | 0 | 0 | 400 | 0 | 0 | 0 | 0 | 0 | 0 | 0 | 0 | 0 | 0 | 0 | 0 | 0 | 400 | 400 | 0 | 0 | 0 | 0 | 0 | 0 | 750 | 0 | 0 | 0 | 0 | 0 | 0 | 0 | 0 | 0 | 0 | 900 | 900 | 0 | 0 | 0 | 0 | 0 | 0 | 0 | 0 | 0 | 0 | 0 | 0 | 0 | 0 | 900 | 750 | 0
EODS | Mapped MWs | Has LLT? | TRUE | TRUE | TRUE | TRUE | FALSE | FALSE | FALSE | FALSE | FALSE | TRUE | TRUE | TRUE | TRUE | TRUE | FALSE | FALSE | FALSE | TRUE | TRUE | TRUE | FALSE | TRUE | TRUE | TRUE | TRUE | TRUE | FALSE | FALSE | TRUE | FALSE | TRUE | TRUE | TRUE | FALSE | FALSE | TRUE | TRUE | FALSE | FALSE | TRUE | TRUE | TRUE | TRUE | FALSE | FALSE | TRUE | TRUE | TRUE | FALSE | FALSE | FALSE | TRUE | TRUE | TRUE | TRUE | TRUE | FALSE | TRUE | TRUE | TRUE | TRUE | FALSE | FALSE | FALSE | TRUE | TRUE | TRUE | TRUE | FALSE | FALSE | FALSE | FALSE | FALSE | FALSE | FALSE | FALSE | FALSE | FALSE | TRUE | TRUE | FALSE | TRUE | TRUE | FALSE | TRUE | TRUE | FALSE | TRUE | TRUE | TRUE | FALSE | FALSE | TRUE | FALSE | TRUE | TRUE | TRUE
|  | Wind | 0 | 0 | 0 | 0 | 0 | 0 | 0 | 0 | 0 | 0 | 0 | 0 | 0 | 0 | 0 | 0 | 0 | 0 | 0 | 0 | 0 | 0 | 0 | 0 | 0 | 0 | 0 | 0 | 0 | 0 | 0 | 0 | 0 | 0 | 0 | 0 | 0 | 0 | 0 | 220 | 0 | 0 | 0 | 0 | 0 | 0 | 0 | 0 | 0 | 0 | 0 | 0 | 0 | 0 | 0 | 0 | 0 | 0 | 0 | 0 | 0 | 0 | 0 | 0 | 0 | 0 | 0 | 0 | 0 | 0 | 0 | 0 | 0 | 0 | 0 | 0 | 0 | 0 | 69.3 | 69.3 | 0 | 0 | 0 | 0 | 0 | 69.3 | 0 | 0 | 0 | 0 | 0 | 0 | 0 | 0 | 0 | 0 | 0
|  | OOS Wind | 0 | 0 | 0 | 0 | 0 | 0 | 0 | 0 | 0 | 0 | 0 | 0 | 0 | 0 | 0 | 0 | 0 | 0 | 0 | 0 | 0 | 0 | 0 | 0 | 0 | 0 | 0 | 0 | 0 | 0 | 0 | 0 | 0 | 0 | 0 | 0 | 0 | 0 | 0 | 0 | 0 | 0 | 0 | 0 | 0 | 0 | 0 | 0 | 0 | 0 | 0 | 0 | 0 | 0 | 0 | 0 | 0 | 0 | 0 | 0 | 0 | 0 | 0 | 0 | 0 | 0 | 0 | 0 | 0 | 0 | 0 | 0 | 0 | 0 | 0 | 0 | 0 | 0 | 0 | 0 | 0 | 0 | 0 | 0 | 0 | 0 | 0 | 0 | 0 | 0 | 0 | 0 | 0 | 0 | 0 | 0 | 0
|  | Offshore Wind | 0 | 0 | 0 | 0 | 0 | 0 | 0 | 0 | 0 | 0 | 0 | 0 | 0 | 0 | 0 | 0 | 0 | 0 | 0 | 0 | 0 | 0 | 0 | 0 | 0 | 0 | 0 | 0 | 0 | 0 | 0 | 0 | 0 | 0 | 0 | 0 | 0 | 0 | 0 | 0 | 0 | 0 | 0 | 0 | 0 | 0 | 0 | 0 | 0 | 0 | 0 | 0 | 0 | 0 | 0 | 0 | 0 | 0 | 0 | 0 | 0 | 0 | 0 | 0 | 0 | 0 | 0 | 0 | 0 | 0 | 0 | 0 | 0 | 0 | 0 | 0 | 0 | 0 | 0 | 0 | 0 | 0 | 0 | 0 | 0 | 0 | 0 | 0 | 0 | 0 | 0 | 0 | 0 | 0 | 0 | 0 | 0
|  | Distributed Solar | 31.5 | 0 | 18 | 0 | 0 | 18 | 18 | 0 | 7.38 | 11.33 | 0 | 3 | 17 | 17 | 0 | 0 | 0 | 0 | 0 | 0 | 0 | 0 | 0 | 0 | 0 | 0 | 0 | 0.84 | 0 | 0.84 | 0.84 | 0 | 0.84 | 0 | 0 | 0 | 0.84 | 0 | 0 | 25.629 | 0 | 4 | 0 | 0 | 2.73 | 38.265 | 0 | 2.73 | 0 | 0 | 0 | 0 | 9 | 2 | 6 | 11.575 | 0 | 5.575 | 2 | 15.305 | 2.73 | 0 | 0 | 2.6 | 0 | 7.575 | 9 | 19.93 | 9.28 | 3 | 5.4 | 2.4 | 2.4 | 0 | 7.65 | 12.28 | 0 | 0 | 52.3 | 60.18 | 4.4 | 32.96 | 26.96 | 19.56 | 10.56 | 46.86 | 0 | 31.96 | 10.56 | 23.56 | 7.56 | 0 | 17.56 | 0 | 18.44 | 3 | 0
|  | Solar | 2708 | 2208 | 155 | 1020 | 0 | 1100 | 155 | 0 | 0 | 0 | 0 | 235.8 | 235.8 | 235.8 | 0 | 500 | 4380 | 8293 | 292 | 1195 | 663 | 6425 | 1510 | 1811.2 | 13289.2 | 0 | 0 | 0 | 207 | 0 | 397 | 7260 | 5550 | 0 | 0 | 297 | 397 | 0 | 0 | 3571.8 | 12 | 0 | 12 | 0 | 12 | 2661 | 0 | 1112 | 457.3 | 200 | 0 | 0 | 700 | 1002.5 | 1302.5 | 1216.5 | 0 | 14 | 689.5 | 2315.5 | 1312 | 200 | 14 | 114 | 0 | 703.5 | 913 | 1177.5 | 250 | 0 | 371.2 | 0 | 0 | 31.2 | 390 | 0 | 89 | 278.6 | 3209.4 | 3009.4 | 0 | 1512.5 | 0 | 0 | 0 | 2387.5 | 0 | 0 | 0 | 1035 | 0 | 35 | 0 | 1110 | 3369.4 | 1077.5 | 0
| HSN Output | HSN
|  | Geothermal | 0 | 0 | 0 | 0 | 0 | 0 | 0 | 0 | 0 | 523 | 177 | 293 | 293 | 293 | 0 | 0 | 0 | 6 | 30 | 30 | 0 | 30 | 436 | 908 | 1649 | 0 | 0 | 0 | 1000 | 0 | 1000 | 1000 | 1000 | 0 | 0 | 1000 | 1000 | 0 | 0 | 3199.7 | 10 | 180.2 | 10 | 0 | 0 | 140 | 30 | 30 | 0 | 0 | 0 | 70 | 441.2 | 88 | 200.2 | 608.2 | 0 | 100 | 18 | 486 | 30 | 0 | 0 | 0 | 214 | 188 | 441.2 | 0 | 0 | 0 | 0 | 0 | 0 | 0 | 0 | 0 | 0 | 0 | 30 | 60 | 0 | 10 | 10 | 0 | 10 | 220 | 0 | 10 | 10 | 10 | 0 | 0 | 10 | 0 | 0 | 0 | 214
|  | Biomass | 0 | 0 | 0 | 0 | 0 | 0 | 0 | 0 | 0 | 0 | 0 | 0 | 0 | 0 | 0 | 0 | 0 | 0 | 0 | 0 | 0 | 0 | 0 | 0 | 0 | 0 | 0 | 0 | 0 | 0 | 0 | 0 | 0 | 0 | 0 | 0 | 0 | 0 | 0 | 0 | 0 | 0 | 0 | 0 | 0 | 0.55 | 0 | 0 | 0 | 0 | 0 | 0 | 0 | 0 | 0 | 0 | 0 | 0 | 0 | 2 | 0 | 0 | 0 | 0 | 0 | 0 | 0 | 0 | 0 | 0 | 0 | 0 | 0 | 0 | 0 | 0 | 0 | 0 | 0.55 | 2 | 0 | 2.55 | 2.55 | 2.55 | 0.55 | 2.55 | 0 | 2.55 | 0.55 | 0.55 | 0 | 0 | 2.55 | 0 | 0 | 0 | 0
|  | Wind | 0 | 0 | 0 | 0 | 0 | 0 | 0 | 0 | 0 | 0 | 0 | 0 | 0 | 0 | 0 | 0 | 0 | 0 | 0 | 27.36 | 0 | 27.36 | 72 | 72 | 120 | 0 | 0 | 0 | 0 | 0 | 63 | 0 | 63 | 0 | 0 | 63 | 63 | 0 | 0 | 205.99 | 0 | 0 | 0 | 0 | 0 | 0 | 0 | 0 | 0 | 0 | 0 | 0 | 0 | 114.99 | 114.99 | 114.99 | 0 | 0 | 114.99 | 114.99 | 0 | 0 | 0 | 0 | 0 | 114.99 | 114.99 | 0 | 0 | 0 | 0 | 0 | 0 | 0 | 0 | 0 | 0 | 0 | 0 | 0 | 0 | 0 | 0 | 0 | 0 | 0 | 0 | 0 | 0 | 0 | 0 | 0 | 0 | 0 | 0 | 0 | 0
|  | OOS Wind | 0 | 0 | 0 | 0 | 0 | 0 | 0 | 0 | 0 | 0 | 0 | 0 | 0 | 0 | 0 | 0 | 0 | 2761.07 | 0 | 0 | 0 | 2761.07 | 0 | 0 | 3766.07 | 0 | 0 | 0 | 0 | 0 | 0 | 0 | 0 | 0 | 0 | 0 | 0 | 0 | 0 | 0 | 0 | 0 | 0 | 0 | 0 | 0 | 0 | 0 | 0 | 0 | 0 | 0 | 0 | 0 | 0 | 0 | 0 | 0 | 0 | 0 | 0 | 0 | 0 | 0 | 0 | 0 | 0 | 0 | 0 | 0 | 0 | 0 | 0 | 0 | 0 | 0 | 0 | 0 | 0 | 0 | 0 | 0 | 0 | 0 | 0 | 0 | 0 | 0 | 0 | 0 | 0 | 0 | 0 | 0 | 0 | 0 | 0
|  | Offshore Wind | 0 | 0 | 0 | 0 | 0 | 0 | 0 | 0 | 0 | 0 | 0 | 0 | 0 | 0 | 0 | 0 | 0 | 0 | 0 | 0 | 0 | 0 | 0 | 0 | 0 | 0 | 0 | 0 | 0 | 0 | 0 | 0 | 0 | 0 | 0 | 0 | 0 | 0 | 0 | 0 | 0 | 0 | 0 | 0 | 0 | 0 | 0 | 0 | 0 | 0 | 0 | 0 | 0 | 0 | 0 | 0 | 0 | 0 | 0 | 0 | 0 | 0 | 0 | 0 | 0 | 0 | 0 | 0 | 0 | 0 | 0 | 0 | 0 | 0 | 0 | 0 | 0 | 0 | 0 | 0 | 0 | 0 | 0 | 0 | 0 | 0 | 0 | 0 | 0 | 0 | 0 | 0 | 0 | 0 | 0 | 0 | 0
|  | Solar | 515.71 | 395.46 | 221 | 28.73 | 26 | 91 | 104 | 0 | 0.1716 | 3.0212 | 0 | 9.1 | 28.6 | 71.5 | 21.45 | 52 | 0 | 599.56 | 39 | 326.3 | 0 | 358.8 | 10 | 10 | 670.215 | 0 | 0 | 0 | 30 | 0 | 90 | 343.83 | 122.61 | 0 | 0 | 30 | 60 | 0 | 0 | 0 | 0 | 0 | 0 | 0 | 0 | 96 | 0 | 0 | 0 | 0 | 0 | 0 | 0 | 0 | 0 | 30.9 | 0 | 15.9 | 0 | 45.9 | 0 | 0 | 0.9 | 15.9 | 0 | 15.9 | 0 | 31.35 | 30.45 | 6 | 96.45 | 0 | 0 | 15 | 21.45 | 6 | 105 | 0 | 1190.43 | 1279.98 | 0 | 120 | 0 | 0 | 0 | 223.5 | 0 | 45 | 0 | 65.1 | 0 | 0 | 30 | 90 | 1260.33 | 24.9 | 15
|  | Battery_4hr | 2462 | 2246 | 1190 | 1062 | 480 | 535 | 615 | 0 | 525 | 2124.6 | 0 | 428.5 | 503.5 | 503.5 | 0 | 30 | 1371.516 | 2012.516 | 460 | 2496 | 416 | 3727.516 | 510 | 989 | 3408.016 | 137.36 | 10 | 76.86 | 907.75 | 71.45 | 1090.46 | 1230.5 | 1726.96 | 30 | 0 | 693.6 | 899.6 | 137.36 | 0 | 633.65 | 0 | 38 | 0 | 0 | 0 | 995.1 | 0 | 0 | 0 | 0 | 0 | 50 | 276 | 613.9 | 398.2 | 722.9 | 0 | 234.3 | 163 | 467.3 | 20 | 0 | 20 | 119 | 0 | 726 | 398.2 | 20 | 0 | 20 | 20 | 0 | 0 | 0 | 20 | 20 | 157.6 | 0 | 1656.9 | 1583.1 | 0 | 930.8 | 0 | 80 | 0 | 1170.8 | 0 | 0 | 0 | 740.8 | 0 | 35 | 0 | 0 | 911.9 | 190 | 0
|  | Battery_8hr | 833 | 683 | 0 | 0 | 0 | 0 | 0 | 0 | 278 | 7245 | 0 | 6 | 6 | 6 | 0 | 0 | 902 | 1717 | 0 | 460 | 0 | 1362 | 476.5 | 476.5 | 2558.5 | 100 | 0 | 0 | 0 | 0 | 94.35 | 1274.35 | 509.35 | 50 | 0 | 0 | 0 | 100 | 0 | 0 | 0 | 0 | 0 | 0 | 0 | 0 | 0 | 0 | 0 | 0 | 0 | 0 | 0 | 0 | 0 | 1.5 | 0 | 0 | 0 | 1.5 | 0 | 0 | 0 | 0 | 13 | 0 | 0 | 3 | 337 | 0 | 3 | 0 | 0 | 0 | 3 | 0 | 0 | 800 | 1097.5 | 670.5 | 0 | 369 | 0 | 0 | 0 | 3814.5 | 0 | 0 | 0 | 0 | 0 | 0 | 0 | 0 | 38 | 35 | 478.5
|  | LDES | 980 | 980 | 250 | 480 | 0 | 0 | 0 | 0 | 0 | 0 | 0 | 0 | 0 | 362 | 0 | 0 | 0 | 800 | 0 | 1300 | 0 | 1300 | 500 | 1000 | 1500 | 500 | 0 | 0 | 500 | 0 | 500 | 0 | 500 | 0 | 0 | 0 | 0 | 0 | 0 | 0 | 0 | 0 | 0 | 0 | 0 | 400 | 0 | 0 | 0 | 0 | 0 | 0 | 0 | 0 | 0 | 0 | 0 | 0 | 0 | 400 | 400 | 0 | 0 | 0 | 0 | 0 | 0 | 750 | 0 | 0 | 0 | 0 | 0 | 0 | 0 | 0 | 0 | 0 | 900 | 900 | 0 | 0 | 0 | 0 | 0 | 0 | 0 | 0 | 0 | 0 | 0 | 0 | 0 | 0 | 900 | 750 | 0
|  | Total | 4790.71 | 4304.46 | 1661 | 1570.73 | 506 | 626 | 719 | 0 | 803.1716 | 9895.6212 | 177 | 736.6 | 831.1 | 1236 | 21.45 | 82 | 2273.516 | 7896.146 | 529 | 4639.66 | 416 | 9566.746 | 2004.5 | 3455.5 | 13671.801 | 737.36 | 10 | 76.86 | 2437.75 | 71.45 | 2837.81 | 3848.68 | 3921.92 | 80 | 0 | 1786.6 | 2022.6 | 237.36 | 0 | 4039.34 | 10 | 218.2 | 10 | 0 | 0 | 1631.65 | 30 | 30 | 0 | 0 | 0 | 120 | 717.2 | 816.89 | 713.39 | 1478.49 | 0 | 350.2 | 295.99 | 1517.69 | 450 | 0 | 20.9 | 134.9 | 227 | 1044.89 | 954.39 | 804.35 | 367.45 | 26 | 119.45 | 0 | 0 | 15 | 44.45 | 26 | 262.6 | 800 | 4875.38 | 4495.58 | 0 | 1432.35 | 12.55 | 82.55 | 10.55 | 5431.35 | 0 | 57.55 | 10.55 | 816.45 | 0 | 35 | 42.55 | 90 | 3110.23 | 999.9 | 707.5
|  | Unaccounted for TPD | 3877.9452 | 4406.0752 | 1320.2982 | 1628.49 | 0 | 0 | 0 | 0 | 0 | 0 | 0 | 663.0544 | 1228.4944 | 1666.5944 | 0 | 0 | 0 | 2505.2355 | 0 | 4162.5127 | 0 | 5007.7682 | 1771.23 | 2226.8234 | 4594.257 | 659.1515 | 0 | 0 | 521.7696 | 0 | 1745.6469 | 0 | 1462.7969 | 0 | 0 | 21.6954 | 0 | 0 | 0 | 3681.447 | 0 | 38 | 0 | 0 | 0 | 1883.3953 | 0 | 49.9 | 0 | 0 | 0 | 0 | 1623.675 | 1961.047 | 867.672 | 6110.751 | 0 | 0 | 3055.447 | 6515.951 | 793.9 | 0 | 0 | 0 | 417 | 3629.851 | 253.672 | 1487.862 | 0 | 0 | 0 | 0 | 0 | 0 | 0 | 0 | 0 | 0 | 2149.0598 | 2714.0098 | 0 | 2625.6633 | 517.5 | 0 | 624 | 213.6697 | 0 | 472.5 | 254 | 1236.3913 | 0 | 0 | 384 | 0 | 3112.6385 | 1939.472 | 2568
| SSN Output | SSN
|  | Geothermal | 0 | 0 | 0 | 0 | 0 | 0 | 0 | 0 | 0 | 523 | 177 | 293 | 293 | 293 | 0 | 0 | 0 | 6 | 30 | 30 | 0 | 30 | 436 | 908 | 1649 | 0 | 0 | 0 | 1000 | 0 | 1000 | 1000 | 1000 | 0 | 0 | 1000 | 1000 | 0 | 0 | 3199.7 | 10 | 180.2 | 10 | 0 | 0 | 140 | 30 | 30 | 0 | 0 | 0 | 70 | 441.2 | 88 | 200.2 | 608.2 | 0 | 100 | 18 | 486 | 30 | 0 | 0 | 0 | 214 | 188 | 441.2 | 0 | 0 | 0 | 0 | 0 | 0 | 0 | 0 | 0 | 0 | 0 | 30 | 60 | 0 | 10 | 10 | 0 | 10 | 220 | 0 | 10 | 10 | 10 | 0 | 0 | 10 | 0 | 0 | 0 | 214
|  | Biomass | 0 | 0 | 0 | 0 | 0 | 0 | 0 | 0 | 0 | 0 | 0 | 0 | 0 | 0 | 0 | 0 | 0 | 0 | 0 | 0 | 0 | 0 | 0 | 0 | 0 | 0 | 0 | 0 | 0 | 0 | 0 | 0 | 0 | 0 | 0 | 0 | 0 | 0 | 0 | 0 | 0 | 0 | 0 | 0 | 0 | 0.55 | 0 | 0 | 0 | 0 | 0 | 0 | 0 | 0 | 0 | 0 | 0 | 0 | 0 | 2 | 0 | 0 | 0 | 0 | 0 | 0 | 0 | 0 | 0 | 0 | 0 | 0 | 0 | 0 | 0 | 0 | 0 | 0 | 0.55 | 2 | 0 | 2.55 | 2.55 | 2.55 | 0.55 | 2.55 | 0 | 2.55 | 0.55 | 0.55 | 0 | 0 | 2.55 | 0 | 0 | 0 | 0
|  | Wind | 0 | 0 | 0 | 0 | 0 | 0 | 0 | 0 | 0 | 0 | 0 | 0 | 0 | 0 | 0 | 0 | 0 | 0 | 0 | 9.69 | 0 | 9.69 | 25.5 |  | 42.5 | 0 | 0 | 0 | 0 | 0 | 18 | 0 | 18 | 0 | 0 | 18 | 18 | 0 | 0 | 78.2762 | 0 | 0 | 0 | 0 | 0 | 0 | 0 | 0 | 0 | 0 | 0 | 0 | 0 | 43.6962 | 43.6962 | 43.6962 | 0 | 0 | 43.6962 | 43.6962 | 0 | 0 | 0 | 0 | 0 | 43.6962 | 43.6962 | 0 | 0 | 0 | 0 | 0 | 0 | 0 | 0 | 0 | 0 | 0 | 0 | 0 | 0 | 0 | 0 | 0 | 0 | 0 | 0 | 0 | 0 | 0 | 0 | 0 | 0 | 0 | 0 | 0 | 0
|  | OOS Wind | 0 | 0 | 0 | 0 | 0 | 0 | 0 | 0 | 0 | 0 | 0 | 0 | 0 | 0 | 0 | 0 | 0 | 1442.35 | 0 | 0 | 0 | 1442.35 | 0 | 0 | 1967.35 | 0 | 0 | 0 | 0 | 0 | 0 | 0 | 0 | 0 | 0 | 0 | 0 | 0 | 0 | 0 | 0 | 0 | 0 | 0 | 0 | 0 | 0 | 0 | 0 | 0 | 0 | 0 | 0 | 0 | 0 | 0 | 0 | 0 | 0 | 0 | 0 | 0 | 0 | 0 | 0 | 0 | 0 | 0 | 0 | 0 | 0 | 0 | 0 | 0 | 0 | 0 | 0 | 0 | 0 | 0 | 0 | 0 | 0 | 0 | 0 | 0 | 0 | 0 | 0 | 0 | 0 | 0 | 0 | 0 | 0 | 0 | 0
|  | Offshore Wind | 0 | 0 | 0 | 0 | 0 | 0 | 0 | 0 | 0 | 0 | 0 | 0 | 0 | 0 | 0 | 0 | 0 | 0 | 0 | 0 | 0 | 0 | 0 | 0 | 0 | 0 | 0 | 0 | 0 | 0 | 0 | 0 | 0 | 0 | 0 | 0 | 0 | 0 | 0 | 0 | 0 | 0 | 0 | 0 | 0 | 0 | 0 | 0 | 0 | 0 | 0 | 0 | 0 | 0 | 0 | 0 | 0 | 0 | 0 | 0 | 0 | 0 | 0 | 0 | 0 | 0 | 0 | 0 | 0 | 0 | 0 | 0 | 0 | 0 | 0 | 0 | 0 | 0 | 0 | 0 | 0 | 0 | 0 | 0 | 0 | 0 | 0 | 0 | 0 | 0 | 0 | 0 | 0 | 0 | 0 | 0 | 0
|  | Solar | 3173.6 | 2433.6 | 1360 | 176.8 | 160 | 560 | 640 | 0 | 1.056 | 18.592 | 0 | 56 | 176 | 440 | 132 | 320 | 0 | 3689.6 | 240 | 2008 | 0 | 2208 | 82.5 | 82.5 | 4124.4 | 0 | 0 | 0 | 355 | 0 | 1065 | 4068.655 | 1450.885 | 0 | 0 | 355 | 710 | 0 | 0 | 0 | 0 | 0 | 0 | 0 | 0 | 454.4 | 0 | 0 | 0 | 0 | 0 | 0 | 0 | 0 | 0 | 146.26 | 0 | 75.26 | 0 | 217.26 | 0 | 0 | 4.26 | 75.26 | 0 | 75.26 | 0 | 148.39 | 144.13 | 28.4 | 456.53 | 0 | 0 | 71 | 101.53 | 28.4 | 497 | 0 | 5634.702 | 6058.572 | 0 | 568 | 0 | 0 | 0 | 1057.9 | 0 | 213 | 0 | 308.14 | 0 | 0 | 142 | 426 | 5965.562 | 117.86 | 71
|  | Battery_4hr | 1231 | 1123 | 595 | 531 | 240 | 267.5 | 307.5 | 0 | 262.5 | 1062.3 | 0 | 214.25 | 251.75 | 251.75 | 0 | 15 | 685.758 | 1006.258 | 230 | 1248 | 208 | 1863.758 | 255 | 494.5 | 1704.008 | 68.68 | 5 | 38.43 | 453.875 | 35.725 | 545.23 | 615.25 | 863.48 | 15 | 0 | 346.8 | 449.8 | 68.68 | 0 | 316.825 | 0 | 19 | 0 | 0 | 0 | 497.55 | 0 | 0 | 0 | 0 | 0 | 25 | 138 | 306.95 | 199.1 | 361.45 | 0 | 117.15 | 81.5 | 233.65 | 10 | 0 | 10 | 59.5 | 0 | 363 | 199.1 | 10 | 0 | 10 | 10 | 0 | 0 | 0 | 10 | 10 | 78.8 | 0 | 828.45 | 791.55 | 0 | 465.4 | 0 | 40 | 0 | 585.4 | 0 | 0 | 0 | 370.4 | 0 | 17.5 | 0 | 0 | 455.95 | 95 | 0
|  | Battery_8hr | 416.5 | 341.5 | 0 | 0 | 0 | 0 | 0 | 0 | 139 | 3622.5 | 0 | 3 | 3 | 3 | 0 | 0 | 451 | 858.5 | 0 | 230 | 0 | 681 | 238.25 | 238.25 | 1279.25 | 50 | 0 | 0 | 0 | 0 | 47.175 | 637.175 | 254.675 | 25 | 0 | 0 | 0 | 50 | 0 | 0 | 0 | 0 | 0 | 0 | 0 | 0 | 0 | 0 | 0 | 0 | 0 | 0 | 0 | 0 | 0 | 0.75 | 0 | 0 | 0 | 0.75 | 0 | 0 | 0 | 0 | 6.5 | 0 | 0 | 1.5 | 168.5 | 0 | 1.5 | 0 | 0 | 0 | 1.5 | 0 | 0 | 400 | 548.75 | 335.25 | 0 | 184.5 | 0 | 0 | 0 | 1907.25 | 0 | 0 | 0 | 0 | 0 | 0 | 0 | 0 | 19 | 17.5 | 239.25
|  | LDES | 490 | 490 | 125 | 240 | 0 | 0 | 0 | 0 | 0 | 0 | 0 | 0 | 0 | 181 | 0 | 0 | 0 | 400 | 0 | 650 | 0 | 650 | 250 | 500 | 750 | 250 | 0 | 0 | 250 | 0 | 250 | 0 | 250 | 0 | 0 | 0 | 0 | 0 | 0 | 0 | 0 | 0 | 0 | 0 | 0 | 200 | 0 | 0 | 0 | 0 | 0 | 0 | 0 | 0 | 0 | 0 | 0 | 0 | 0 | 200 | 200 | 0 | 0 | 0 | 0 | 0 | 0 | 375 | 0 | 0 | 0 | 0 | 0 | 0 | 0 | 0 | 0 | 0 | 450 | 450 | 0 | 0 | 0 | 0 | 0 | 0 | 0 | 0 | 0 | 0 | 0 | 0 | 0 | 0 | 450 | 375 | 0
|  | Total | 5311.1 | 4388.1 | 2080 | 947.8 | 400 | 827.5 | 947.5 | 0 | 402.556 | 5226.392 | 177 | 566.25 | 723.75 | 1168.75 | 132 | 335 | 1136.758 | 7402.708 | 500 | 4175.69 | 208 | 6884.798 | 1287.25 | 2223.25 | 11516.508 | 368.68 | 5 | 38.43 | 2058.875 | 35.725 | 2925.405 | 6321.08 | 3837.04 | 40 | 0 | 1719.8 | 2177.8 | 118.68 | 0 | 3594.8012 | 10 | 199.2 | 10 | 0 | 0 | 1292.5 | 30 | 30 | 0 | 0 | 0 | 95 | 579.2 | 438.6462 | 442.9962 | 1160.3562 | 0 | 292.41 | 143.1962 | 1183.3562 | 240 | 0 | 14.26 | 134.76 | 220.5 | 669.9562 | 683.9962 | 534.89 | 312.63 | 38.4 | 468.03 | 0 | 0 | 71 | 113.03 | 38.4 | 575.8 | 400 | 7492.452 | 7697.372 | 0 | 1230.45 | 12.55 | 42.55 | 10.55 | 3773.1 | 0 | 225.55 | 10.55 | 689.09 | 0 | 17.5 | 154.55 | 426 | 6890.512 | 605.36 | 524.25
| EODS Output | EODS
|  | Geothermal | 0 | 0 | 0 | 0 | 0 | 0 | 0 | 0 | 0 | 523 | 177 | 293 | 293 | 293 | 0 | 0 | 0 | 6 | 30 | 30 | 0 | 30 | 436 | 908 | 1649 | 0 | 0 | 0 | 1000 | 0 | 1000 | 1000 | 1000 | 0 | 0 | 1000 | 1000 | 0 | 0 | 3199.7 | 10 | 180.2 | 10 | 0 | 0 | 140 | 30 | 30 | 0 | 0 | 0 | 70 | 441.2 | 88 | 200.2 | 608.2 | 0 | 100 | 18 | 486 | 30 | 0 | 0 | 0 | 214 | 188 | 441.2 | 0 | 0 | 0 | 0 | 0 | 0 | 0 | 0 | 0 | 0 | 0 | 30 | 60 | 0 | 10 | 10 | 0 | 10 | 220 | 0 | 10 | 10 | 10 | 0 | 0 | 10 | 0 | 0 | 0 | 214
|  | Biomass | 0 | 0 | 0 | 0 | 0 | 0 | 0 | 0 | 0 | 0 | 0 | 0 | 0 | 0 | 0 | 0 | 0 | 0 | 0 | 0 | 0 | 0 | 0 | 0 | 0 | 0 | 0 | 0 | 0 | 0 | 0 | 0 | 0 | 0 | 0 | 0 | 0 | 0 | 0 | 0 | 0 | 0 | 0 | 0 | 0 | 0 | 0 | 0 | 0 | 0 | 0 | 0 | 0 | 0 | 0 | 0 | 0 | 0 | 0 | 0 | 0 | 0 | 0 | 0 | 0 | 0 | 0 | 0 | 0 | 0 | 0 | 0 | 0 | 0 | 0 | 0 | 0 | 0 | 0 | 0 | 0 | 0 | 0 | 0 | 0 | 0 | 0 | 0 | 0 | 0 | 0 | 0 | 0 | 0 | 0 | 0 | 0
|  | Wind | 0 | 0 | 0 | 0 | 0 | 0 | 0 | 0 | 0 | 0 | 0 | 0 | 0 | 0 | 0 | 0 | 0 | 0 | 0 | 25.08 | 0 | 25.08 | 66 | 66 | 110 | 0 | 0 | 0 | 0 | 0 | 79.2 | 0 | 79.2 | 0 | 0 | 79.2 | 79.2 | 0 | 0 | 398.1474 | 0 | 0 | 0 | 0 | 0 | 0 | 0 | 0 | 0 | 0 | 0 | 0 | 0 | 144.8874 | 144.8874 | 144.8874 | 0 | 0 | 144.8874 | 144.8874 | 0 | 0 | 0 | 0 | 0 | 144.8874 | 144.8874 | 0 | 0 | 0 | 0 | 0 | 0 | 0 | 0 | 0 | 0 | 0 | 30.492 | 30.492 | 0 | 0 | 0 | 0 | 0 | 30.492 | 0 | 0 | 0 | 0 | 0 | 0 | 0 | 0 | 0 | 0 | 0
|  | OOS Wind | 0 | 0 | 0 | 0 | 0 | 0 | 0 | 0 | 0 | 0 | 0 | 0 | 0 | 0 | 0 | 0 | 0 | 2761.07 | 0 | 0 | 0 | 2761.07 | 0 | 0 | 3766.07 | 0 | 0 | 0 | 0 | 0 | 0 | 0 | 0 | 0 | 0 | 0 | 0 | 0 | 0 | 0 | 0 | 0 | 0 | 0 | 0 | 0 | 0 | 0 | 0 | 0 | 0 | 0 | 0 | 0 | 0 | 0 | 0 | 0 | 0 | 0 | 0 | 0 | 0 | 0 | 0 | 0 | 0 | 0 | 0 | 0 | 0 | 0 | 0 | 0 | 0 | 0 | 0 | 0 | 0 | 0 | 0 | 0 | 0 | 0 | 0 | 0 | 0 | 0 | 0 | 0 | 0 | 0 | 0 | 0 | 0 | 0 | 0
|  | Offshore Wind | 0 | 0 | 0 | 0 | 0 | 0 | 0 | 0 | 0 | 0 | 0 | 0 | 0 | 0 | 0 | 0 | 0 | 0 | 0 | 0 | 0 | 0 | 0 | 0 | 0 | 0 | 0 | 0 | 0 | 0 | 0 | 0 | 0 | 0 | 0 | 0 | 0 | 0 | 0 | 0 | 0 | 0 | 0 | 0 | 0 | 0 | 0 | 0 | 0 | 0 | 0 | 0 | 0 | 0 | 0 | 0 | 0 | 0 | 0 | 0 | 0 | 0 | 0 | 0 | 0 | 0 | 0 | 0 | 0 | 0 | 0 | 0 | 0 | 0 | 0 | 0 | 0 | 0 | 0 | 0 | 0 | 0 | 0 | 0 | 0 | 0 | 0 | 0 | 0 | 0 | 0 | 0 | 0 | 0 | 0 | 0 | 0
|  | Distributed Solar | 24.255 | 0 | 13.86 | 0 | 0 | 13.86 | 13.86 | 0 | 5.6826 | 8.7241 | 0 | 2.31 | 13.09 | 13.09 | 0 | 0 | 0 | 0 | 0 | 0 | 0 | 0 | 0 | 0 | 0 | 0 | 0 | 0.6636 | 0 | 0.6636 | 0.6636 | 0 | 0.6636 | 0 | 0 | 0 | 0.6636 | 0 | 0 | 17.4277 | 0 | 2.72 | 0 | 0 | 1.8564 | 26.0202 | 0 | 1.8564 | 0 | 0 | 0 | 0 | 6.12 | 1.36 | 4.08 | 7.871 | 0 | 3.791 | 1.36 | 10.4074 | 1.8564 | 0 | 0 | 1.768 | 0 | 5.151 | 6.12 | 15.7447 | 7.3312 | 2.37 | 4.266 | 1.896 | 1.896 | 0 | 6.0435 | 9.7012 | 0 | 0 | 41.317 | 47.5422 | 3.476 | 26.0384 | 21.2984 | 15.4524 | 8.3424 | 37.0194 | 0 | 25.2484 | 8.3424 | 18.6124 | 5.9724 | 0 | 13.8724 | 0 | 14.5676 | 2.37 | 0
|  | Solar | 5139.75 | 4042.5 | 1428.35 | 955.57 | 154 | 1386 | 735.35 | 0 | 1.0164 | 17.8948 | 0 | 235.466 | 350.966 | 605.066 | 127.05 | 693 | 3372.6 | 9936.85 | 455.84 | 2852.85 | 510.51 | 7072.45 | 1258.95 | 1490.874 | 14202.419 | 0 | 0 | 0 | 558.53 | 0 | 1498.63 | 10262.495 | 5998.865 | 0 | 0 | 629.63 | 1103.63 | 0 | 0 | 2428.824 | 8.16 | 0 | 8.16 | 0 | 8.16 | 2244.68 | 0 | 756.16 | 310.964 | 136 | 0 | 0 | 476 | 681.7 | 885.7 | 967.3 | 0 | 81.6 | 468.86 | 1782.62 | 892.16 | 136 | 13.6 | 149.6 | 0 | 550.46 | 620.84 | 1095.335 | 357.87 | 31.6 | 801.218 | 0 | 0 | 103.648 | 421.07 | 31.6 | 623.31 | 220.094 | 8805.024 | 9118.654 | 0 | 1826.875 | 0 | 0 | 0 | 3063.225 | 0 | 237 | 0 | 1160.51 | 0 | 27.65 | 158 | 1350.9 | 9299.564 | 982.365 | 79
|  | Battery_4hr | -2462 | -2246 | -1190 | -1062 | -480 | -535 | -615 | 0 | -525 | -2124.6 | 0 | -428.5 | -503.5 | -503.5 | 0 | -30 | -1371.516 | -2012.516 | -460 | -2496 | -416 | -3727.516 | -510 | -989 | -3408.016 | -137.36 | -10 | -76.86 | -907.75 | -71.45 | -1090.46 | -1230.5 | -1726.96 | -30 | 0 | -693.6 | -899.6 | -137.36 | 0 | -633.65 | 0 | -38 | 0 | 0 | 0 | -995.1 | 0 | 0 | 0 | 0 | 0 | -50 | -276 | -613.9 | -398.2 | -722.9 | 0 | -234.3 | -163 | -467.3 | -20 | 0 | -20 | -119 | 0 | -726 | -398.2 | -20 | 0 | -20 | -20 | 0 | 0 | 0 | -20 | -20 | -157.6 | 0 | -1656.9 | -1583.1 | 0 | -930.8 | 0 | -80 | 0 | -1170.8 | 0 | 0 | 0 | -740.8 | 0 | -35 | 0 | 0 | -911.9 | -190 | 0
|  | Battery_8hr | -833 | -683 | 0 | 0 | 0 | 0 | 0 | 0 | -278 | -7245 | 0 | -6 | -6 | -6 | 0 | 0 | -902 | -1717 | 0 | -460 | 0 | -1362 | -476.5 | -476.5 | -2558.5 | -100 | 0 | 0 | 0 | 0 | -94.35 | -1274.35 | -509.35 | -50 | 0 | 0 | 0 | -100 | 0 | 0 | 0 | 0 | 0 | 0 | 0 | 0 | 0 | 0 | 0 | 0 | 0 | 0 | 0 | 0 | 0 | -1.5 | 0 | 0 | 0 | -1.5 | 0 | 0 | 0 | 0 | -13 | 0 | 0 | -3 | -337 | 0 | -3 | 0 | 0 | 0 | -3 | 0 | 0 | -800 | -1097.5 | -670.5 | 0 | -369 | 0 | 0 | 0 | -3814.5 | 0 | 0 | 0 | 0 | 0 | 0 | 0 | 0 | -38 | -35 | -478.5
|  | LDES | -980 | -980 | -250 | -480 | 0 | 0 | 0 | 0 | 0 | 0 | 0 | 0 | 0 | -362 | 0 | 0 | 0 | -800 | 0 | -1300 | 0 | -1300 | -500 | -1000 | -1500 | -500 | 0 | 0 | -500 | 0 | -500 | 0 | -500 | 0 | 0 | 0 | 0 | 0 | 0 | 0 | 0 | 0 | 0 | 0 | 0 | -400 | 0 | 0 | 0 | 0 | 0 | 0 | 0 | 0 | 0 | 0 | 0 | 0 | 0 | -400 | -400 | 0 | 0 | 0 | 0 | 0 | 0 | -750 | 0 | 0 | 0 | 0 | 0 | 0 | 0 | 0 | 0 | 0 | -900 | -900 | 0 | 0 | 0 | 0 | 0 | 0 | 0 | 0 | 0 | 0 | 0 | 0 | 0 | 0 | -900 | -750 | 0
|  | Total | 889.005 | 133.5 | 2.21 | -586.43 | -326 | 864.86 | 134.21 | 0 | -796.301 | -8819.9811 | 177 | 96.276 | 147.556 | 39.656 | 127.05 | 663 | 1099.084 | 8174.404 | 25.84 | -1348.07 | 94.51 | 3499.084 | 274.45 | -0.626 | 12260.973 | -737.36 | -10 | -76.1964 | 150.78 | -70.7864 | 893.6836 | 8757.645 | 4342.4186 | -80 | 0 | 1015.23 | 1283.8936 | -237.36 | 0 | 5410.4491 | 18.16 | 144.92 | 18.16 | 0 | 10.0164 | 1015.6002 | 30 | 788.0164 | 310.964 | 136 | 0 | 20 | 647.32 | 302.0474 | 836.6674 | 1003.8584 | 0 | -48.909 | 470.1074 | 1555.1148 | 504.0164 | 136 | -6.4 | 32.368 | 201 | 162.4984 | 814.8474 | 338.0797 | 28.2012 | 13.97 | 782.484 | 1.896 | 1.896 | 103.648 | 404.1135 | 21.3012 | 465.71 | -579.906 | 5252.433 | 6103.0882 | 3.476 | 563.1134 | 31.2984 | -64.5476 | 18.3424 | -1634.5636 | 0 | 272.2484 | 18.3424 | 448.3224 | 5.9724 | -7.35 | 181.8724 | 1350.9 | 7464.2316 | 9.735 | -185.5
| Incorporates Approved Upgrades | [20 empty] | 1
| Remaining Tx Headroom | HSN | 2338.41 | 3408.78 | 2119 | 1309.27 | 448 | 250 | 258 | 0 | 1896.8284 | 4127.3788 | 0 | 12.4 | 495.9 | 747 | 275.55 | 1078 | 26.484 | 2335.924 | -499 | 1514.34 | 1034 | 2697.324 | 2303.5 | 2484.5 | 3348.269 | 1086.64 | 214 | 329.14 | 9663.25 | 159.55 | 2542.19 | 8185.32 | 1464.08 | 124 | 1175 | 1930.6 | 1346.6 | 790.64 | 501 | 2539.36 | 90.45 | 933 | 347 | 15 | 50 | 569.9 | 423 | 1042 | 2300 | 1290 | 2146 | 2207 | 2864 | -182.89 | 719.81 | 3703.71 | 32 | 47.8 | 7776.01 | 2524.31 | 906 | 962.9 | 82.07 | 44.02 | 369 | 8430.11 | 142.81 | 872.65 | 1194.55 | 205 | 1792.55 | 94.45 | 17.78 | 169.8 | 1547.55 | 214 | 208.4 | 1480 | 1461.17 | 1803.32 | 300.67 | 1501.2 | 1110.5 | -80 | 687 | 1202.2 | 0 | 1940 | 1782 | -393.9 | 122 | 3 | 498 | 5071 | 3370.77 | 4312.1 | 1172.5
|  | SSN | #VALUE! | 0 | 0 | 0 | 0 | 0 | 0 | 0 | #VALUE! | 0 | #VALUE! | #VALUE! | 0 | 0 | 0 | #VALUE! | 0 | #VALUE! | 0 | 0 | 0 | #VALUE! | #VALUE! | 0 | 0 | #VALUE! | 0 | 0 | #VALUE! | 0 | #VALUE! | #VALUE! | #VALUE! | 0 | 0 | #VALUE! | #VALUE! | 0 | 0 | #VALUE! | 0 | 0 | 0 | 0 | 0 | 0 | 0 | 0 | #VALUE! | #VALUE! | 0 | 0 | 0 | 0 | 0 | 0 | 0 | 0 | 0 | 0 | 0 | 0 | 0 | 0 | 0 | 0 | 0 | #VALUE! | 0 | 0 | 0 | 0 | 0 | 0 | 0 | 0 | 0 | #VALUE! | 0 | 0 | 0 | 0 | 0 | 0 | 0 | 0 | 0 | 0 | 0 | 0 | 0 | 0 | 0 | 0 | 0 | 0 | 0
|  | EODS | #VALUE! | #VALUE! | #VALUE! | #VALUE! | #VALUE! | #VALUE! | #VALUE! | #VALUE! | #VALUE! | #VALUE! | #VALUE! | #VALUE! | #VALUE! | #VALUE! | #VALUE! | #VALUE! | #VALUE! | #VALUE! | #VALUE! | #VALUE! | #VALUE! | #VALUE! | #VALUE! | #VALUE! | #VALUE! | #VALUE! | #VALUE! | #VALUE! | #VALUE! | #VALUE! | #VALUE! | #VALUE! | #VALUE! | #VALUE! | #VALUE! | #VALUE! | #VALUE! | #VALUE! | #VALUE! | #VALUE! | #VALUE! | #VALUE! | #VALUE! | #VALUE! | #VALUE! | #VALUE! | #VALUE! | #VALUE! | #VALUE! | #VALUE! | #VALUE! | #VALUE! | #VALUE! | #VALUE! | #VALUE! | #VALUE! | #VALUE! | #VALUE! | #VALUE! | #VALUE! | #VALUE! | #VALUE! | #VALUE! | #VALUE! | #VALUE! | #VALUE! | #VALUE! | #VALUE! | #VALUE! | #VALUE! | #VALUE! | #VALUE! | #VALUE! | #VALUE! | #VALUE! | #VALUE! | #VALUE! | #VALUE! | #VALUE! | #VALUE! | #VALUE! | #VALUE! | #VALUE! | #VALUE! | #VALUE! | #VALUE! | #VALUE! | #VALUE! | #VALUE! | #VALUE! | #VALUE! | #VALUE! | #VALUE! | #VALUE! | #VALUE! | #VALUE! | #VALUE!
| Incorporates Approved Upgrades | [20 empty] | 1
| Remaining Tx Headroom | HSN | -1539.5352 | -997.2952 | 798.7018 | -319.22 | 448 | 250 | 258 | 0 | 1896.8284 | 4127.3788 | 0 | -650.6544 | -732.5944 | -919.5944 | 275.55 | 1078 | 26.484 | -169.3115 | -499 | -2648.1727 | 1034 | -2310.4442 | 532.27 | 257.6766 | -1245.988 | 427.4885 | 214 | 329.14 | 9141.4804 | 159.55 | 796.5431 | 8185.32 | 1.2831 | 124 | 1175 | 1908.9046 | 1346.6 | 790.64 | 501 | -1142.087 | 90.45 | 895 | 347 | 15 | 50 | -1313.4953 | 423 | 992.1 | 2300 | 1290 | 2146 | 2207 | 1240.325 | -2143.937 | -147.862 | -2407.041 | 32 | 47.8 | 4720.563 | -3991.641 | 112.1 | 962.9 | 82.07 | 44.02 | -48 | 4800.259 | -110.862 | -615.212 | 1194.55 | 205 | 1792.55 | 94.45 | 17.78 | 169.8 | 1547.55 | 214 | 208.4 | 1480 | -687.8898 | -910.6898 | 300.67 | -1124.4633 | 593 | -80 | 63 | 988.5303 | 0 | 1467.5 | 1528 | -1630.2913 | 122 | 3 | 114 | 5071 | 258.1315 | 2372.628 | -1395.5
|  | SSN | 838.02 | 2345.14 | 1450 | 1452.2 | 554 | 48.5 | 29.5 | 0 | 2297.444 | 8273.608 | -177 | -110.25 | 310.25 | 159.25 | 165 | 825 | 1163.242 | -737.708 | -500 | 648.31 | 1242 | 1288.202 | 2084.75 | 1808.75 | -1411.508 | 955.32 | 219 | 367.57 | 8542.125 | 195.275 | 954.595 | 4712.92 | 48.96 | 164 | 1175 | 997.4 | 191.4 | 909.32 | 501 | -215.8012 | 80.45 | 771.8 | 337 | 15 | 50 | 368.5 | 393 | 1012 | 2300 | 1290 | 2146 | 2162 | 2560.8 | 107.3538 | 790.0038 | 3413.6438 | 32 | 5.59 | 7910.8038 | 1970.6438 | 686 | 962.9 | 88.71 | 44.16 | 161.5 | 8617.0438 | -27.9962 | 392.11 | 1249.37 | 192.6 | 1443.97 | 94.45 | 17.78 | 113.8 | 1478.97 | 201.6 | -104.8 | 1880 | -2086.452 | -2360.472 | 300.67 | 1690.55 | 1097.95 | -42.55 | 676.45 | 2637.9 | 0 | 1759.45 | 1771.45 | -277.09 | 122 | 20.5 | 373.45 | 4735 | -1309.512 | 3956.64 | 1141.75
|  | EODS | 8031.355 | 8362.84 | 6423.79 | 3200.73 | 2967 | 662.14 | 2003.79 | 0 | 3496.301 | 22319.9811 | -57 | 1093.724 | 1730.444 | 2387.344 | 424.95 | 1539 | 1200.916 | -314.404 | 366.16 | 8661.07 | 1508.49 | 8204.916 | 3367.55 | 4302.626 | 344.027 | 2061.36 | 234 | 482.1964 | 10450.22 | 301.7864 | 6733.3164 | 2618.355 | 3490.5814 | 284 | 1175 | 3878.77 | 1085.1064 | 1265.36 | 501 | 2295.5509 | 62.84 | 1277.08 | 360.84 | 15 | 85.9836 | 1523.3998 | 433 | 186.9836 | 1989.036 | 3592 | 4811 | 748 | 4488.68 | 3370.9526 | 2830.3326 | 9132.1416 | 77 | 543.909 | 6819.8926 | 2698.8852 | 3404.9836 | 1084 | 109.37 | 147.632 | 72 | 9375.5016 | 361.1526 | 666.9203 | 1197.7988 | 130.03 | 1145.516 | 56.104 | 268.104 | 5.352 | 972.8865 | 233.6988 | 5.29 | 2859.906 | -1671.433 | -1076.0882 | 268.524 | 2213.8866 | 1034.7016 | 222.5476 | 926.6576 | 8850.5636 | 50 | 943.7516 | 1884.6576 | 331.6776 | 150.0276 | 135.35 | 126.1276 | 4230.1 | -1847.2316 | 4579.265 | 6268.5
| Incorporates Approved Upgrades | [20 empty] | 1
| Remaining Tx Headroom | HSN | -2519.5352 | -1977.2952 | 548.7018 | -799.22 | 448 | 250 | 258 | 0 | 1896.8284 | 3604.3788 | -177 | -943.6544 | -1025.5944 | -1574.5944 | 275.55 | 1078 | 26.484 | -3736.3815 | -529 | -3978.1727 | 1034 | -6401.5142 | -403.73 | -1650.3234 | -8161.058 | -72.5115 | 214 | 329.14 | 7641.4804 | 159.55 | -703.4569 | 7185.32 | -1498.7169 | 124 | 1175 | 908.9046 | 346.6 | 790.64 | 501 | -4341.787 | 80.45 | 714.8 | 337 | 15 | 50 | -1854.0453 | 393 | 962.1 | 2300 | 1290 | 2146 | 2137 | 799.125 | -2231.937 | -348.062 | -3015.241 | 32 | -52.2 | 4702.563 | -4879.641 | -317.9 | 962.9 | 82.07 | 44.02 | -262 | 4612.259 | -552.062 | -1365.212 | 1194.55 | 205 | 1792.55 | 94.45 | 17.78 | 169.8 | 1547.55 | 214 | 208.4 | 1480 | -1618.4398 | -1872.6898 | 300.67 | -1137.0133 | 580.45 | -82.55 | 52.45 | 765.9803 | 0 | 1454.95 | 1517.45 | -1640.8413 | 122 | 3 | 101.45 | 5071 | -641.8685 | 1622.628 | -1609.5
|  | SSN | 13.2 | 85.9 | 660 | 612 | 600 | 1253 | 4358 | 100 | 28 | #VALUE! | 329 | #VALUE! | #VALUE! | #VALUE! | 239 | 67 | 463 | #VALUE! | 1182 | 63.92 | 69 | #VALUE! | #VALUE! | #VALUE! | 2055 | 58.1 | 100 | 14.7 | #VALUE! | 671.054 | #VALUE! | #VALUE! | #VALUE! | 28.3 | 79.91 | #VALUE! | #VALUE! | 210.6 | 103.366 | 2453.7006 | 9.329 | 50 | 185 | 180 | 125 | 400 | 0 | 0 | #VALUE! | #VALUE! | 0 | 0 | 0 | 272.4446 | -144.8874 | -144.8874 | 185 | 1700 | -144.8874 | -144.8874 | 0 | 125 | 400 | 0 | 380 | -119.8874 | 555.1126 | 1008.032 | 940 | 220 | 30 | 620 | 0 | 120 | 150 | 760 | 100 | #VALUE! | 4.508 | -30.492 | 110 | 1500 | 250 | 550 | #VALUE! | #VALUE! | 370 | 0 | 0 | 50 | 125 | 135 | 330 | 830 | 0 | 214 | 200
|  | EODS | #VALUE! | #VALUE! | #VALUE! | #VALUE! | #VALUE! | #VALUE! | -3.79 | 15 | #VALUE! | #VALUE! | #VALUE! | #VALUE! | #VALUE! | #VALUE! | #VALUE! | -240 | #VALUE! | 846.404 | #VALUE! | #VALUE! | -308.49 | -6682.916 | #VALUE! | #VALUE! | 6455.973 | #VALUE! | #VALUE! | #VALUE! | -451.22 | #VALUE! | -4685.3164 | 7380.645 | -1281.5814 | #VALUE! | #VALUE! | -1153.97 | #VALUE! | #VALUE! | #VALUE! | #VALUE! | #VALUE! | #VALUE! | #VALUE! | 10 | #VALUE! | #VALUE! | #VALUE! | #VALUE! | 310.964 | #VALUE! | #VALUE! | #VALUE! | #VALUE! | #VALUE! | #VALUE! | #VALUE! | #VALUE! | #VALUE! | #VALUE! | #VALUE! | #VALUE! | #VALUE! | #VALUE! | #VALUE! | #VALUE! | #VALUE! | #VALUE! | -436.9203 | -235.7988 | 501.97 | #VALUE! | 11.596 | #VALUE! | 101.228 | 504.1135 | 241.3012 | #VALUE! | #VALUE! | 8514.433 | 7419.0882 | 121.476 | -1606.8866 | -912.7016 | 323.4524 | #VALUE! | #VALUE! | 37 | -641.7516 | #VALUE! | 1715.3224 | 140.9724 | 90.65 | -61.1276 | -105.1 | 4326.2316 | #VALUE! | #VALUE!
|  | Trigger FCDS Upgrade Flag | [10 empty] | YES | [7 empty] | YES | [5 empty] | YES | [14 empty] | YES | [13 empty] | YES | [24 empty] | YES | YES |  |  |  | YES | [5 empty] | YES
|  | Trigger EODS Upgrade Flag | [10 empty] | YES | [67 empty] | YES | YES | [14 empty] | YES
Final Tx Exceedances
Incorporates Upgrades Amounts if Flagged
| Remaining Tx Headroom | HSN | -1539.5352 | -997.2952 | 798.7018 | -319.22 | 448 | 250 | 258 | 0 | 1896.8284 | 4127.3788 | 186 | -650.6544 | -732.5944 | -919.5944 | 275.55 | 1078 | 26.484 | -169.3115 | 101 | -2648.1727 | 1034 | -2310.4442 | 532.27 | 257.6766 | 5554.012 | 427.4885 | 214 | 329.14 | 9141.4804 | 159.55 | 796.5431 | 8185.32 | 1.2831 | 124 | 1175 | 1908.9046 | 1346.6 | 790.64 | 501 | 7502.913 | 90.45 | 895 | 347 | 15 | 50 | -1313.4953 | 423 | 992.1 | 2300 | 1290 | 2146 | 2207 | 1240.325 | 3890.063 | -147.862 | -2407.041 | 32 | 47.8 | 4720.563 | -3991.641 | 112.1 | 962.9 | 82.07 | 44.02 | -48 | 4800.259 | -110.862 | -615.212 | 1194.55 | 205 | 1792.55 | 94.45 | 17.78 | 169.8 | 1547.55 | 214 | 208.4 | 1480 | 14137.1102 | 9127.3102 | 300.67 | -1124.4633 | 593 | 1131 | 63 | 988.5303 | 0 | 1467.5 | 1528 | -383.2913 | 122 | 3 | 114 | 5071 | 2737.1315 | 2372.628 | -1395.5
|  | SSN | 838.02 | 2345.14 | 1450 | 1452.2 | 554 | 48.5 | 29.5 | 0 | 2297.444 | 8273.608 | 9 | -110.25 | 310.25 | 159.25 | 165 | 825 | 1163.242 | -737.708 | 100 | 648.31 | 1242 | 1288.202 | 2084.75 | 1808.75 | 5388.492 | 955.32 | 219 | 367.57 | 8542.125 | 195.275 | 954.595 | 4712.92 | 48.96 | 164 | 1175 | 997.4 | 191.4 | 909.32 | 501 | 8429.1988 | 80.45 | 771.8 | 337 | 15 | 50 | 368.5 | 393 | 1012 | 2300 | 1290 | 2146 | 2162 | 2560.8 | 6141.3538 | 790.0038 | 3413.6438 | 32 | 5.59 | 7910.8038 | 1970.6438 | 686 | 962.9 | 88.71 | 44.16 | 161.5 | 8617.0438 | -27.9962 | 392.11 | 1249.37 | 192.6 | 1443.97 | 94.45 | 17.78 | 113.8 | 1478.97 | 201.6 | -104.8 | 1880 | 12738.548 | 7677.528 | 300.67 | 1690.55 | 1097.95 | 1168.45 | 676.45 | 2637.9 | 0 | 1759.45 | 1771.45 | 969.91 | 122 | 20.5 | 373.45 | 4735 | 1169.488 | 3956.64 | 1141.75
|  | EODS | 8031.355 | 8362.84 | 6423.79 | 3200.73 | 2967 | 662.14 | 2003.79 | 0 | 3496.301 | 22319.9811 | -57 | 1093.724 | 1730.444 | 2387.344 | 424.95 | 1539 | 1200.916 | -314.404 | 366.16 | 8661.07 | 1508.49 | 8204.916 | 3367.55 | 4302.626 | 7144.027 | 2061.36 | 234 | 482.1964 | 10450.22 | 301.7864 | 6733.3164 | 2618.355 | 3490.5814 | 284 | 1175 | 3878.77 | 1085.1064 | 1265.36 | 501 | 2295.5509 | 62.84 | 1277.08 | 360.84 | 15 | 85.9836 | 1523.3998 | 433 | 186.9836 | 1989.036 | 3592 | 4811 | 748 | 4488.68 | 3370.9526 | 2830.3326 | 9132.1416 | 77 | 543.909 | 6819.8926 | 2698.8852 | 3404.9836 | 1084 | 109.37 | 147.632 | 72 | 9375.5016 | 361.1526 | 666.9203 | 1197.7988 | 130.03 | 1145.516 | 56.104 | 268.104 | 5.352 | 972.8865 | 233.6988 | 5.29 | 2859.906 | 5171.567 | 5266.9118 | 268.524 | 2213.8866 | 1034.7016 | 768.5476 | 926.6576 | 8850.5636 | 50 | 943.7516 | 1884.6576 | 2378.6776 | 150.0276 | 135.35 | 126.1276 | 4230.1 | 631.7684 | 4579.265 | 6268.5

## Tx_Calculator_2041_TPD
|  | CAISO Study Area | SCE Northern Area | [7 empty] | SCE Metro Area |  | SCE North of Lugo Area |  |  |  |  | SCE Eastern Area | [6 empty] | East of Pisgah Area |  |  | SDG&E Study Area | [13 empty] | PG&E North of Greater Bay Area | [9 empty] | PG&E Greater Bay Area | [17 empty] | PG&E Kern Area | [9 empty] | PG&E Fresno Area
White Paper Constraint Info |  | White Paper Name | Antelope-Vincent Constraint | Vincent-Lugo Constraint | Pardee-Sylmar Constraint | Windhub Constraint | Moorpark-Pardee Constraint | North of Magunden Constraint | South of Magunden Constraint | Antelope-Neenach Constraint | Hinson - Del Amo Constraint | SCE Metro Area Default Constraint | Control to Inyokern area constraint | South of Kramer Area Constraint | Victor to Lugo Area Constraint | Lugo Transformer Area Constraint | Calcite to Lugo Area Constraint | Colorado River 500/230 kV Constraint | DCRT Constraint | Devers-Red Bluff Constraint | Eagle Mountain Constraint | Etiwanda-Rancho Vista Constraint | Red Bluff 500/230 kV Constraint | Serrano-Alberhill-Valley Constraint | GLW 230kV area constraint | Sloan Canyon - Eldorado 500 kV constraint | Lugo - Victorville area constraint | Capistrano-San Onofre 230 kV constraint | Chicarita 138 kV constraint | El Cajon 69 kV constraint | Internal San Diego Area constraint | Miguel 69 kV constraint | Encina - San Luis Rey 230 kV constraint | East of Miguel constraint | San Luis Rey-San Onofre 230 kV line constraint | Ocean Ranch 69 kV constraint | Otay Mesa 230 kV constraint | Silvergate - Bay Blvd 230 kV constraint | Silvergate-Old Town 230 kV constraint | Talega 230 kV constraint | Trabuco-Capistrano 138 kV constraint | Collinsville-Tesla 500 kV Line | Woodland- Davis 115kV line | Cortina-Eagle Rock 115 kV line | Bell-Placer 115kV Line | Carberry-Round Mountain 230kV Line | Rocklin-Pleaseant grove 115kV line | Bellota-Weber 230kV line | Rio Oso-Brighton 230kV line | Rio Oso-Lockeford 230kV line | Humboldt Offshore Wind constraint | Dumbarton-Newark 115 kV line | Eastshore-San Mateo 230 kV line | Lakeville-Ignacio 230 kV line | Sobrante-Moraga 230 kV line | Windmaster-Delta pumps 230 kV line | Contra Costa- Windmaster 230 kV line | Tesla-Tracy-Pump 230 kV line #2 | Contra Costa #1 115kV Line | Kasson Jct-Heinz 115 kV line | Newark-Newark Distribution 115 kV line | Tesla-Bellota 230 kV line | Eight Mile-Tesla 230 kV line | Grant - Eastshore #2 line 115 kV | Salado-Crow Creek Sw Sta 60 kV line | Tesla-Salado 115 kV line | Morganhill-Metcalf 115kV Line | Tesla-Tracy Pump 230 kV Line #1 | Birds Landing-Contra Costa 230kV Line | Cal Flat-Gates 230 kV line | Gates-Arco 230 kV Line | Smyrna-Atwell Jct 115kV Line | Kern 230/115kV TB #4 | Maricopa-Copus 70 kV line | Midway-Taft 115 kV line | Kern-Tevis-Stockdale-Lamont 115kV line | Midway 230/115kV TB #3 | Semitropic-Midway 115kV Line | Midway-Buena Vista Jct 230kV Line | Manning 500kV | Gates 500/230kV TB #12 | Gates 500/230kV TB #11 | Gates 230/70kV TB #5 | Tranquility-Helm 230kV Line | Dairyland-Chowchilla 115kV Line | Chowchilla-Le grand 115kV Line | NEW- Melones-Cottle 230kV line | Los Banos 500/230kV TB | Schindler 115/70kV TB #1 | Panoche- Mendota 115 kV line | Panoche-Oro Loma 115kV Line | Borden-Storey #1 230kV line | Merced 115/70kV TB#2 | Helm 230/70kV TB #1 | Oro Loma-El Nido 115kV Line | Diablo-Gates 500 kV line | Mustang-Henrietta 230 kV line | Gates-Panoche 230 kV #1 and #2 Lines | NEW-Metcalf-Mosslanding 500kV
|  | CAISO Study Area | SCE Northern Area | SCE Northern Area | SCE Northern Area | SCE Northern Area | SCE Northern Area | SCE Northern Area | SCE Northern Area | SCE Northern Area | SCE Metro Area | SCE Metro Area | SCE North of Lugo Area | SCE North of Lugo Area | SCE North of Lugo Area | SCE North of Lugo Area | SCE North of Lugo Area | SCE Eastern Area | SCE Eastern Area | SCE Eastern Area | SCE Eastern Area | SCE Eastern Area | SCE Eastern Area | SCE Eastern Area | East of Pisgah Area | East of Pisgah Area | East of Pisgah Area | SDG&E Study Area | SDG&E Study Area | SDG&E Study Area | SDG&E Study Area | SDG&E Study Area | SDG&E Study Area | SDG&E Study Area | SDG&E Study Area | SDG&E Study Area | SDG&E Study Area | SDG&E Study Area | SDG&E Study Area | SDG&E Study Area | SDG&E Study Area | PG&E North of Greater Bay Area | PG&E North of Greater Bay Area | PG&E North of Greater Bay Area | PG&E North of Greater Bay Area | PG&E North of Greater Bay Area | PG&E North of Greater Bay Area | PG&E North of Greater Bay Area | PG&E North of Greater Bay Area | PG&E North of Greater Bay Area | PG&E North of Greater Bay Area | PG&E Greater Bay Area | PG&E Greater Bay Area | PG&E Greater Bay Area | PG&E Greater Bay Area | PG&E Greater Bay Area | PG&E Greater Bay Area | PG&E Greater Bay Area | PG&E Greater Bay Area | PG&E Greater Bay Area | PG&E Greater Bay Area | PG&E Greater Bay Area | PG&E Greater Bay Area | PG&E Greater Bay Area | PG&E Greater Bay Area | PG&E Greater Bay Area | PG&E Greater Bay Area | PG&E Greater Bay Area | PG&E Greater Bay Area | PG&E Kern Area | PG&E Kern Area | PG&E Kern Area | PG&E Kern Area | PG&E Kern Area | PG&E Kern Area | PG&E Kern Area | PG&E Kern Area | PG&E Kern Area | PG&E Kern Area | PG&E Fresno Area | PG&E Fresno Area | PG&E Fresno Area | PG&E Fresno Area | PG&E Fresno Area | PG&E Fresno Area | PG&E Fresno Area | PG&E Fresno Area | PG&E Fresno Area | PG&E Fresno Area | PG&E Fresno Area | PG&E Fresno Area | PG&E Fresno Area | PG&E Fresno Area | PG&E Fresno Area | PG&E Fresno Area | PG&E Fresno Area | PG&E Fresno Area | PG&E Fresno Area | PG&E Fresno Area
|  | PTO area | SCE | SCE | SCE | SCE | SCE | SCE | SCE | SCE | SCE | SCE | SCE | SCE | SCE | SCE | SCE | SCE | SCE | SCE | SCE | SCE | SCE | SCE | VEA | VEA | SCE | SDGE | SDGE | SDGE | SDGE | SDGE | SDGE | SDGE | SDGE | SDGE | SDGE | SDGE | SDGE | SDGE | SDGE | PGE | PGE | PGE | PGE | PGE | PGE | PGE | PGE | PGE | PGE | PGE | PGE | PGE | PGE | PGE | PGE | PGE | PGE | PGE | PGE | PGE | PGE | PGE | PGE | PGE | PGE | PGE | PGE | PGE | PGE | PGE | PGE | PGE | PGE | PGE | PGE | PGE | PGE | PGE | PGE | PGE | PGE | PGE | PGE | PGE | PGE | PGE | PGE | PGE | PGE | PGE | PGE | PGE | PGE | PGE | PGE | PGE | PGE
|  | Wind/Solar Designation Area | Solar | Solar | Solar | Solar | Solar | Solar | Solar | Solar | Solar | Solar | Solar | Solar | Solar | Solar | Solar | Solar | Solar | Solar | Solar | Solar | Solar | Solar | Solar | Solar | Solar | Solar | Solar | Solar | Solar | Solar | Solar | Solar | Solar | Solar | Solar | Solar | Solar | Solar | Solar | Wind | Wind | Wind | Wind | Wind | Wind | Wind | Wind | Wind | Wind | Wind | Wind | Wind | Wind | Wind | Wind | Wind | Wind | Wind | Wind | Wind | Wind | Wind | Wind | Wind | Wind | Wind | Wind | Solar | Solar | Solar | Solar | Solar | Solar | Solar | Solar | Solar | Solar | Solar | Solar | Solar | Solar | Solar | Solar | Solar | Solar | Solar | Solar | Solar | Solar | Solar | Solar | Solar | Solar | Solar | Solar | Solar | Solar
White Paper Constraint Initial Capacity |  | FCDS | 6149.12 | 6733.24 | 3530 | 2400 | 954 | 876 | 977 | 0 | 2700 | 13500 | 0 | 256 | 1034 | 1328 | 297 | 1160 | 2300 | 6133 | 0 | 4824 | 1450 | 6651 | 3372 | 4032 | 10105 | 1324 | 224 | 406 | 602 | 231 | 1832.4 | 1035 | 1677.4 | 204 | 1175 | 2169.2 | 682.4 | 1028 | 501 | 3379 | 90.45 | 971 | 347 | 15 | 50 | 1661 | 423 | 1042 | 0 | 1290 | 2146 | 2257 | 3140 | 546 | 1233 | 4574 | 32 | 298 | 8054 | 3154 | 926 | 962.9 | 102.97 | 178.92 | 382 | 9287 | 656 | 927 | 1562 | 231 | 1912 | 94.45 | 17.78 | 184.8 | 1592 | 240 | 471 | 2280 | 5406 | 5336.9 | 300.67 | 2921 | 1110.5 | 0 | 687 | 6411 | 0 | 1985 | 1782 | 412 | 122 | 38 | 528 | 5161 | 5581 | 4562 | 1666
|  | FCDS Limit Type | Actual | Actual | Actual | Actual | Actual | Actual | Actual | Actual | Actual | Default | Actual | Default | Default | Default | Actual | Actual | Actual | Default | Actual | Actual | Actual | Default | Actual | Actual | Actual | Actual | Actual | Actual | Actual | Actual | Actual | Actual | Actual | Actual | Actual | Actual | Actual | Actual | Actual | Actual | Actual | Actual | Actual | Actual | Actual | Actual | Actual | Actual | Actual | Actual | Actual | Actual | Actual | Actual | Actual | Actual | Actual | Actual | Actual | Actual | Actual | Actual | Actual | Actual | Actual | Actual | Actual | Actual | Actual | Actual | Actual | Actual | Actual | Actual | Actual | Actual | Actual | Default | Actual | Actual | Actual | Actual | Actual | Actual | Actual | Actual | Actual | Actual | Actual | Actual | Actual | Actual | Actual | Actual | Actual | Actual | Default
|  | EODS | 8920.36 | 8496.34 | 6426 | 2614.3 | 2641 | 1527 | 2138 | 0 | 2700 | 13500 | 120 | 1190 | 1878 | 2427 | 552 | 2202 | 2300 | 7328 | 392 | 7313 | 1603 | 10182 | 3642 | 4302 | 12605 | 1324 | 224 | 406 | 602 | 231 | 5579 | 1377 | 5624 | 204 | 1175 | 2169.2 | 2369 | 1028 | 501 | 7706 | 81 | 1422 | 379 | 15 | 96 | 2539 | 463 | 975 | 0 | 3728 | 4811 | 768 | 5136 | 3673 | 3667 | 10136 | 77 | 495 | 7290 | 4254 | 3909 | 1220 | 102.97 | 180 | 273 | 9538 | 1176 | 1005 | 1226 | 144 | 1928 | 58 | 270 | 109 | 1377 | 255 | 471 | 2280 | 3581 | 5027 | 272 | 2777 | 1066 | 158 | 945 | 7216 | 50 | 1216 | 1903 | 780 | 156 | 128 | 308 | 5581 | 5617 | 4589 | 6083
|  | EODS Limit Type | Default | Default | Default | Default | Default | Default | Actual | Actual | Default | Default | Default | Default | Default | Default | Default | Actual | Default | Default | Default | Default | Actual | Default | Actual | Actual | Default | Default | Default | Default | Actual | Default | Actual | Actual | Actual | Default | Default | Actual | Default | Default | Default | Default | Default | Default | Default | Default | Default | Default | Default | Default | Actual | Default | Default | Default | Default | Default | Default | Default | Default | Default | Default | Default | Default | Default | Default | Default | Default | Default | Default | Actual | Actual | Actual | Default | Actual | Default | Actual | Actual | Actual | Default | Default | Actual | Actual | Actual | Actual | Actual | Actual | Actual | Actual | Actual | Actual | Default | Actual | Actual | Actual | Actual | Actual | Default | Default | Actual
White Paper Transmission Upgrade Info |  | FCDS AMOUNT | 1500 | 2000 | 1800 | 2500 | 900 | 500 | 2000 | 2000 | 800 | N/A | 186 | 200 | N/A | N/A | 1046 | 1370 | 3000 | 532 | 600 | 3350 | 1200 | 1522 | N/A | N/A | 6800 | 920 | 700 | 547 | 9999 | 431 | 2047.6 | 9999 | 2208.6 | 692 | 2189 | 548 | 1686.8 | 2201 | 556 | 8645 | 109 | 50 | 480 | 26 | 707 | 460 | 574 | 485 | 2300 | N/A | N/A | N/A | N/A | 6034 | 5601 | 3521 | 131 | 1255 | 831 | 300 | 163 | 290 | 74 | 70 | 712 | 4344 | 1766 | 1418 | 16891 | 687 | 179 | 206 | 9 | 367 | 784 | 637 | 234 | N/A | 14825 | 10038 | 47 | 2274 | 1211 | 1211 | N/A | N/A | 3160 | 2019 | 588 | 1247 | 358 | 60 | 3192 | 4125 | 2479 | 8379 | N/A
|  | Est. Cost (millions): | 13.2 | 85.9 | 660 | 612 | 600 | 1253 | 4358 | 100 | 28 | - | 329 | N/A | N/A | N/A | 239 | 67 | 463 | N/A | 1182 | 89 | 69 | N/A | N/A | N/A | 2165 | 58.1 | 100 | 14.7 | N/A | 671.05 | N/A | N/A | N/A | 28.3 | 79.91 | N/A | N/A | 210.6 | 103.37 | 2851.85 | 9.33 | 50 | 185 | 180 | 125 | 400 | 0 | 0 | N/A | N/A | 0 | 0 | 0 | 417.33 | 0 | 0 | 185 | 1700 | 0 | 0 | 0 | 125 | 400 | 0 | 380 | 25 | 700 | 1008.03 | 940 | 220 | 30 | 620 | 0 | 120 | 150 | 760 | 100 | N/A | 35 | 0 | 110 | 1500 | 250 | 550 | N/A | N/A | 370 | 0 | 0 | 50 | 125 | 135 | 330 | 830 | 0 | 214 | 200
|  | Est. In Service Date: | 2028 | 2030 | 2035 | 2035 | 2035 | 2035 | 2035 | 2028 | 2028 | 0 | 2035 | 2033 | 0 | 0 | 2035 | 2030 | 2032 | 2034 | 2036 | 2029 | 2030 | 2034 | 0 | 0 | 2036 | 2031 | 2030 | 2030 | 2032 | 2030 | 2034 | 2034 | 2034 | 2030 | 2031 | 2034 | 2034 | 2031 | 2030 | 2038 | 2031 | 2031 | 2036 | 2033 | 2033 | 2036 | 2036 | 2036 | 2034 | 2028 | 2028 | 2028 | 2028 | 2033 | 2033 | 2033 | 2036 | 2044 | 2044 | 2044 | 2044 | 2033 | 2038 | 2038 | 2038 | 2031 | 2038 | 2034 | 2038 | 2034 | 2031 | 2037 | 2037 | 2033 | 2034 | 2038 | 2032 | 0 | 2030 | 2030 | 2034 | 2041 | 2036 | 2041 | 2028 | 2028 | 2036 | 2036 | 2033 | 2033 | 2038 | 2033 | 2036 | 2034 | 2034 | 2033 | 0
|  | EODS AMOUNT | N/A | N/A | N/A | N/A | N/A | N/A | 2000 | 15 | N/A | N/A | N/A | N/A | N/A | N/A | N/A | 1299 | N/A | 532 | N/A | N/A | 1200 | 1522 | N/A | N/A | 6800 | N/A | N/A | N/A | 9999 | N/A | 2048 | 9999 | 2209 | N/A | N/A | 2724.8 | N/A | N/A | N/A | N/A | N/A | N/A | N/A | 25 | N/A | N/A | N/A | N/A | 2300 | N/A | N/A | N/A | N/A | N/A | N/A | N/A | N/A | N/A | N/A | N/A | N/A | N/A | N/A | N/A | N/A | N/A | N/A | 230 | 962 | 632 | N/A | 67.7 | N/A | 106.58 | 1477 | 475 | N/A | N/A | 6843 | 6343 | 390 | 607 | 122 | 546 | N/A | N/A | 87 | 302 | N/A | 2047 | 291 | 226 | 65 | 4125 | 2479 | N/A | N/A
|  | Est. Cost (millions): | N/A | N/A | N/A | N/A | N/A | N/A | 66 | 45 | N/A | N/A | N/A | N/A | N/A | N/A | N/A | 67 | N/A | N/A | N/A | N/A | 69 | N/A | N/A | N/A | 2165 | N/A | N/A | N/A | N/A | N/A | N/A | N/A | N/A | N/A | N/A | N/A | N/A | N/A | N/A | N/A | N/A | N/A | N/A | 180 | N/A | N/A | N/A | N/A | N/A | N/A | N/A | N/A | N/A | N/A | N/A | N/A | N/A | N/A | N/A | N/A | N/A | N/A | N/A | N/A | N/A | N/A | N/A | 1008.03 | 940 | 220 | N/A | 620 | 0 | 120 | 150 | 760 | 100 | N/A | 35 | 0 | 110 | 1500 | 250 | 550 | N/A | N/A | 370 | 0 | N/A | N/A | 125 | 135 | 330 | 830 | 0 | N/A | N/A
|  | Est. In Service Date: | 0 | 0 | 0 | 0 | 0 | 0 | 2035 | 2029 | 0 | 0 | 0 | 2033 | 0 | 0 | 0 | 2029 | 0 | 2034 | 0 | 0 | 0 | 2034 | 0 | 0 | 2036 | 0 | 0 | 0 | 2032 | 0 | 2034 | 2034 | 2034 | 0 | 0 | 2034 | 0 | 0 | 0 | 0 | 0 | 0 | 0 | 2033 | 0 | 0 | 0 | 0 | 2034 | 0 | 0 | 0 | 0 | 0 | 0 | 0 | 0 | 0 | 0 | 0 | 0 | 0 | 0 | 0 | 0 | 0 | 0 | 2034 | 2038 | 2034 | 0 | 2037 | 2037 | 2033 | 2034 | 2038 | 2032 | 0 | 2030 | 2030 | 2034 | 2041 | 2036 | 2041 | 2028 | 2028 | 2036 | 2036 | 0 | 2033 | 2038 | 2033 | 2036 | 2034 | 2034 | 0 | 0
|  | Upgrades are same | None | None | None | None | None | None | No | No | None | None | None | Yes | None | None | None | Yes | None | Yes | None | None | Yes | Yes | Yes | Yes | Yes | None | None | None | Yes | None | Yes | Yes | YES | None | None | Yes | None | None | None | None | None | None | None | Yes | None | None | None | None | Yes | None | None | None | None | None | None | None | None | None | None | None | None | None | None | None | None | None | None | Yes | Yes | Yes | None | Yes | Yes | Yes | Yes | Yes | Yes | None | Yes | Yes | Yes | Yes | Yes | Yes | Yes | Yes | Yes | Yes | None | Yes | Yes | Yes | Yes | Yes | Yes | None | No
|  | Upgrade approved | No | No | No | No | No | No | No | No | No | No | No | Yes | Yes | Yes | No | No | No | Yes | No | No | No | Yes | Yes | Yes | No | No | No | No | Yes | No | Yes | Yes | Yes | No | No | Yes | Yes | No | No | No | No | No | No | No | No | No | No | No | Yes | Yes | Yes | Yes | Yes | No | No | No | No | No | No | No | No | No | No | No | No | No | No | No | No | No | No | No | No | No | No | No | No | No | No | No | No | No | No | No | Yes | Yes | No | No | No | No | No | No | No | No | No | No | No
Tx Calculations for Mapped Portfolio Resources
FCDS | Mapped MWs
|  | Geothermal | 0 | 0 | 0 | 0 | 0 | 0 | 0 | 0 | 0 | 523 | 177 | 293 | 293 | 293 | 0 | 0 | 0 | 0 | 1347 | 1347 | 0 | 1347 | 436 | 908 | 1649 | 0 | 0 | 0 | 1000 | 0 | 1000 | 1000 | 1000 | 0 | 0 | 1000 | 1000 | 0 | 0 | 3199.7 | 10 | 180.2 | 10 | 0 | 0 | 140 | 30 | 30 | 0 | 0 | 0 | 70 | 441.2 | 88 | 200.2 | 608.2 | 0 | 100 | 18 | 486 | 30 | 0 | 0 | 0 | 214 | 188 | 441.2 | 0 | 0 | 0 | 0 | 0 | 0 | 0 | 0 | 0 | 0 | 0 | 30 | 60 | 0 | 10 | 10 | 0 | 10 | 220 | 0 | 10 | 10 | 10 | 0 | 0 | 10 | 0 | 0 | 0 | 214
|  | Biomass | 0 | 0 | 0 | 0 | 0 | 0 | 0 | 0 | 0 | 0 | 0 | 0 | 0 | 0 | 0 | 0 | 0 | 0 | 0 | 0 | 0 | 0 | 0 | 0 | 0 | 0 | 0 | 0 | 0 | 0 | 0 | 0 | 0 | 0 | 0 | 0 | 0 | 0 | 0 | 0 | 0 | 0 | 0 | 0 | 0 | 0.55 | 0 | 0 | 0 | 0 | 0 | 0 | 0 | 0 | 0 | 0 | 0 | 0 | 0 | 2 | 0 | 0 | 0 | 0 | 0 | 0 | 0 | 0 | 0 | 0 | 0 | 0 | 0 | 0 | 0 | 0 | 0 | 0 | 0.55 | 2 | 0 | 2.55 | 2.55 | 2.55 | 0.55 | 2.55 | 0 | 2.55 | 0.55 | 0.55 | 0 | 0 | 2.55 | 0 | 0 | 0 | 0
|  | Wind | 0 | 0 | 0 | 0 | 0 | 0 | 0 | 0 | 0 | 0 | 0 | 0 | 0 | 0 | 0 | 0 | 0 | 0 | 0 | 57 | 0 | 57 | 150 | 150 | 250 | 0 | 0 | 0 | 0 | 0 | 180 | 0 | 180 | 0 | 0 | 180 | 180 | 0 | 0 | 1759.98 | 220 | 0 | 220 | 0 | 0 | 220 | 220 | 220 | 100 | 0 | 0 | 0 | 0 | 299.98 | 299.98 | 329.98 | 0 | 0 | 229.98 | 549.98 | 220 | 0 | 0 | 0 | 150 | 229.98 | 299.98 | 0 | 0 | 0 | 0 | 0 | 0 | 0 | 0 | 0 | 0 | 0 | 100 | 100 | 0 | 0 | 0 | 0 | 0 | 100 | 0 | 0 | 0 | 0 | 0 | 0 | 0 | 0 | 0 | 0 | 250
|  | OOS Wind | 0 | 0 | 0 | 0 | 0 | 0 | 0 | 0 | 0 | 0 | 0 | 0 | 0 | 0 | 0 | 0 | 0 | 4121 | 0 | 0 | 0 | 4121 | 0 | 1100 | 6721 | 0 | 0 | 0 | 0 | 0 | 0 | 0 | 0 | 0 | 0 | 0 | 0 | 0 | 0 | 0 | 0 | 0 | 0 | 0 | 0 | 0 | 0 | 0 | 0 | 0 | 0 | 0 | 0 | 0 | 0 | 0 | 0 | 0 | 0 | 0 | 0 | 0 | 0 | 0 | 0 | 0 | 0 | 0 | 0 | 0 | 0 | 0 | 0 | 0 | 0 | 0 | 0 | 0 | 0 | 0 | 0 | 0 | 0 | 0 | 0 | 0 | 0 | 0 | 0 | 0 | 0 | 0 | 0 | 0 | 0 | 0 | 0
|  | Offshore Wind | 0 | 0 | 0 | 0 | 0 | 0 | 0 | 0 | 0 | 0 | 0 | 0 | 0 | 0 | 0 | 0 | 0 | 0 | 0 | 0 | 0 | 0 | 0 | 0 | 0 | 0 | 0 | 0 | 0 | 0 | 0 | 0 | 0 | 0 | 0 | 0 | 0 | 0 | 0 | 0 | 0 | 0 | 0 | 0 | 0 | 0 | 0 | 0 | 0 | 0 | 0 | 0 | 0 | 0 | 0 | 0 | 0 | 0 | 0 | 0 | 0 | 0 | 0 | 0 | 0 | 0 | 0 | 0 | 0 | 0 | 0 | 0 | 0 | 0 | 0 | 0 | 0 | 0 | 0 | 0 | 0 | 0 | 0 | 0 | 0 | 0 | 0 | 0 | 0 | 0 | 0 | 0 | 0 | 0 | 0 | 0 | 0
|  | Solar | 4900 | 5092 | 1700 | 221 | 200 | 700 | 800 | 0 | 383.32 | 405.24 | 0 | 70 | 374 | 921 | 382 | 400 | 0 | 4262 | 300 | 5194 | 0 | 5094 | 125 | 125 | 5458.5 | 94 | 0 | 0 | 750 | 0 | 2250 | 6783.5 | 3096.5 | 0 | 0 | 750 | 1500 | 94 | 94 | 689 | 0 | 0 | 0 | 0 | 0 | 1399 | 0 | 0 | 0 | 0 | 0 | 0 | 274 | 0 | 0 | 1599 | 0 | 106 | 0 | 1815 | 10 | 0 | 6 | 175 | 0 | 106 | 0 | 221 | 1401 | 40 | 643 | 0 | 0 | 100 | 143 | 40 | 700 | 1591 | 10661.2 | 12099.2 | 100 | 2735 | 100 | 0 | 0 | 5124 | 0 | 400 | 0 | 1183 | 0 | 0 | 200 | 600 | 8402.2 | 166 | 1450
|  | Battery_4hr | 2462 | 2246 | 1190 | 1062 | 480 | 535 | 615 | 0 | 525 | 2124.6 | 0 | 428.5 | 503.5 | 503.5 | 0 | 30 | 1371.516 | 2012.516 | 460 | 2496 | 416 | 3727.516 | 510 | 989 | 3408.016 | 137.36 | 10 | 76.86 | 907.75 | 71.45 | 1090.46 | 1230.5 | 1726.96 | 30 | 0 | 693.6 | 899.6 | 137.36 | 0 | 633.65 | 0 | 38 | 0 | 0 | 0 | 995.1 | 0 | 0 | 0 | 0 | 0 | 50 | 276 | 613.9 | 398.2 | 722.9 | 0 | 234.3 | 163 | 467.3 | 20 | 0 | 20 | 119 | 0 | 726 | 398.2 | 20 | 0 | 20 | 20 | 0 | 0 | 0 | 20 | 20 | 157.6 | 0 | 1656.9 | 1583.1 | 0 | 930.8 | 0 | 80 | 0 | 1170.8 | 0 | 0 | 0 | 740.8 | 0 | 35 | 0 | 0 | 911.9 | 190 | 0
|  | Battery_8hr | 833 | 683 | 0 | 0 | 0 | 0 | 0 | 0 | 278 | 7245 | 0 | 6 | 6 | 6 | 0 | 0 | 902 | 1717 | 0 | 460 | 0 | 1362 | 476.5 | 476.5 | 2558.5 | 100 | 0 | 0 | 0 | 0 | 94.35 | 1274.35 | 509.35 | 50 | 0 | 0 | 0 | 100 | 0 | 0 | 0 | 0 | 0 | 0 | 0 | 0 | 0 | 0 | 0 | 0 | 0 | 0 | 0 | 0 | 0 | 1.5 | 0 | 0 | 0 | 1.5 | 0 | 0 | 0 | 0 | 13 | 0 | 0 | 3 | 337 | 0 | 3 | 0 | 0 | 0 | 3 | 0 | 0 | 800 | 1097.5 | 670.5 | 0 | 369 | 0 | 0 | 0 | 3814.5 | 0 | 0 | 0 | 0 | 0 | 0 | 0 | 0 | 38 | 35 | 478.5
|  | LDES | 2786 | 1886 | 250 | 480 | 0 | 0 | 0 | 0 | 0 | 0 | 0 | 0 | 0 | 362 | 0 | 0 | 0 | 800 | 0 | 1300 | 0 | 1300 | 500 | 1000 | 1500 | 500 | 0 | 0 | 500 | 0 | 500 | 0 | 500 | 0 | 0 | 0 | 0 | 0 | 0 | 0 | 0 | 0 | 0 | 0 | 0 | 400 | 0 | 0 | 0 | 0 | 0 | 0 | 0 | 0 | 0 | 0 | 0 | 0 | 0 | 400 | 400 | 0 | 0 | 0 | 0 | 0 | 0 | 750 | 0 | 0 | 0 | 0 | 0 | 0 | 0 | 0 | 0 | 0 | 900 | 900 | 0 | 0 | 0 | 0 | 0 | 0 | 0 | 0 | 0 | 0 | 0 | 0 | 0 | 0 | 900 | 750 | 0
EODS | Mapped MWs | Has LLT? | TRUE | TRUE | TRUE | TRUE | FALSE | FALSE | FALSE | FALSE | FALSE | TRUE | TRUE | TRUE | TRUE | TRUE | FALSE | FALSE | FALSE | TRUE | TRUE | TRUE | FALSE | TRUE | TRUE | TRUE | TRUE | TRUE | FALSE | FALSE | TRUE | FALSE | TRUE | TRUE | TRUE | FALSE | FALSE | TRUE | TRUE | FALSE | FALSE | TRUE | TRUE | TRUE | TRUE | FALSE | FALSE | TRUE | TRUE | TRUE | FALSE | FALSE | FALSE | TRUE | TRUE | TRUE | TRUE | TRUE | FALSE | TRUE | TRUE | TRUE | TRUE | FALSE | FALSE | FALSE | TRUE | TRUE | TRUE | TRUE | FALSE | FALSE | FALSE | FALSE | FALSE | FALSE | FALSE | FALSE | FALSE | FALSE | TRUE | TRUE | FALSE | TRUE | TRUE | FALSE | TRUE | TRUE | FALSE | TRUE | TRUE | TRUE | FALSE | FALSE | TRUE | FALSE | TRUE | TRUE | TRUE
|  | Wind | 0 | 0 | 0 | 0 | 0 | 0 | 0 | 0 | 0 | 0 | 0 | 0 | 0 | 0 | 0 | 0 | 0 | 0 | 0 | 0 | 0 | 0 | 0 | 0 | 0 | 0 | 0 | 0 | 0 | 0 | 0 | 0 | 0 | 0 | 0 | 0 | 0 | 0 | 0 | 220 | 0 | 0 | 0 | 0 | 0 | 0 | 0 | 0 | 0 | 0 | 0 | 0 | 0 | 0 | 0 | 0 | 0 | 0 | 0 | 0 | 0 | 0 | 0 | 0 | 0 | 0 | 0 | 0 | 0 | 0 | 0 | 0 | 0 | 0 | 0 | 0 | 0 | 0 | 69.3 | 69.3 | 0 | 0 | 0 | 0 | 0 | 69.3 | 0 | 0 | 0 | 0 | 0 | 0 | 0 | 0 | 0 | 0 | 0
|  | OOS Wind | 0 | 0 | 0 | 0 | 0 | 0 | 0 | 0 | 0 | 0 | 0 | 0 | 0 | 0 | 0 | 0 | 0 | 0 | 0 | 0 | 0 | 0 | 0 | 0 | 0 | 0 | 0 | 0 | 0 | 0 | 0 | 0 | 0 | 0 | 0 | 0 | 0 | 0 | 0 | 0 | 0 | 0 | 0 | 0 | 0 | 0 | 0 | 0 | 0 | 0 | 0 | 0 | 0 | 0 | 0 | 0 | 0 | 0 | 0 | 0 | 0 | 0 | 0 | 0 | 0 | 0 | 0 | 0 | 0 | 0 | 0 | 0 | 0 | 0 | 0 | 0 | 0 | 0 | 0 | 0 | 0 | 0 | 0 | 0 | 0 | 0 | 0 | 0 | 0 | 0 | 0 | 0 | 0 | 0 | 0 | 0 | 0
|  | Offshore Wind | 0 | 0 | 0 | 0 | 0 | 0 | 0 | 0 | 0 | 0 | 0 | 0 | 0 | 0 | 0 | 0 | 0 | 0 | 0 | 0 | 0 | 0 | 0 | 0 | 0 | 0 | 0 | 0 | 0 | 0 | 0 | 0 | 0 | 0 | 0 | 0 | 0 | 0 | 0 | 0 | 0 | 0 | 0 | 0 | 0 | 0 | 0 | 0 | 0 | 0 | 0 | 0 | 0 | 0 | 0 | 0 | 0 | 0 | 0 | 0 | 0 | 0 | 0 | 0 | 0 | 0 | 0 | 0 | 0 | 0 | 0 | 0 | 0 | 0 | 0 | 0 | 0 | 0 | 0 | 0 | 0 | 0 | 0 | 0 | 0 | 0 | 0 | 0 | 0 | 0 | 0 | 0 | 0 | 0 | 0 | 0 | 0
|  | Distributed Solar | 31.5 | 0 | 18 | 0 | 0 | 18 | 18 | 0 | 7.38 | 11.33 | 0 | 3 | 17 | 17 | 0 | 0 | 0 | 0 | 0 | 0 | 0 | 0 | 0 | 0 | 0 | 0 | 0 | 0.84 | 0 | 0.84 | 0.84 | 0 | 0.84 | 0 | 0 | 0 | 0.84 | 0 | 0 | 25.629 | 0 | 4 | 0 | 0 | 2.73 | 38.265 | 0 | 2.73 | 0 | 0 | 0 | 0 | 9 | 2 | 6 | 11.575 | 0 | 5.575 | 2 | 15.305 | 2.73 | 0 | 0 | 2.6 | 0 | 7.575 | 9 | 19.93 | 9.28 | 3 | 5.4 | 2.4 | 2.4 | 0 | 7.65 | 12.28 | 0 | 0 | 52.3 | 60.18 | 4.4 | 32.96 | 26.96 | 19.56 | 10.56 | 46.86 | 0 | 31.96 | 10.56 | 23.56 | 7.56 | 0 | 17.56 | 0 | 18.44 | 3 | 0
|  | Solar | 2708 | 2208 | 155 | 1020 | 0 | 50 | 155 | 0 | 0 | 0 | 0 | 235.8 | 235.8 | 535.8 | 300 | 500 | 4380 | 8443 | 292 | 2895 | 663 | 7775 | 1510 | 1811.2 | 14289.2 | 0 | 0 | 0 | 557 | 0 | 1497 | 9360 | 7150 | 0 | 0 | 647 | 997 | 0 | 0 | 3571.8 | 12 | 0 | 12 | 0 | 12 | 2661 | 0 | 1112 | 457.3 | 200 | 0 | 0 | 700 | 1002.5 | 1302.5 | 1216.5 | 0 | 14 | 689.5 | 2315.5 | 1312 | 200 | 14 | 114 | 0 | 703.5 | 913 | 1177.5 | 250 | 0 | 371.2 | 0 | 0 | 31.2 | 390 | 0 | 89 | 278.6 | 3209.4 | 3009.4 | 0 | 1512.5 | 0 | 0 | 0 | 2387.5 | 0 | 0 | 0 | 1035 | 0 | 35 | 0 | 1110 | 3369.4 | 1077.5 | 0
| HSN Output | HSN
|  | Geothermal | 0 | 0 | 0 | 0 | 0 | 0 | 0 | 0 | 0 | 523 | 177 | 293 | 293 | 293 | 0 | 0 | 0 | 0 | 1347 | 1347 | 0 | 1347 | 436 | 908 | 1649 | 0 | 0 | 0 | 1000 | 0 | 1000 | 1000 | 1000 | 0 | 0 | 1000 | 1000 | 0 | 0 | 3199.7 | 10 | 180.2 | 10 | 0 | 0 | 140 | 30 | 30 | 0 | 0 | 0 | 70 | 441.2 | 88 | 200.2 | 608.2 | 0 | 100 | 18 | 486 | 30 | 0 | 0 | 0 | 214 | 188 | 441.2 | 0 | 0 | 0 | 0 | 0 | 0 | 0 | 0 | 0 | 0 | 0 | 30 | 60 | 0 | 10 | 10 | 0 | 10 | 220 | 0 | 10 | 10 | 10 | 0 | 0 | 10 | 0 | 0 | 0 | 214
|  | Biomass | 0 | 0 | 0 | 0 | 0 | 0 | 0 | 0 | 0 | 0 | 0 | 0 | 0 | 0 | 0 | 0 | 0 | 0 | 0 | 0 | 0 | 0 | 0 | 0 | 0 | 0 | 0 | 0 | 0 | 0 | 0 | 0 | 0 | 0 | 0 | 0 | 0 | 0 | 0 | 0 | 0 | 0 | 0 | 0 | 0 | 0.55 | 0 | 0 | 0 | 0 | 0 | 0 | 0 | 0 | 0 | 0 | 0 | 0 | 0 | 2 | 0 | 0 | 0 | 0 | 0 | 0 | 0 | 0 | 0 | 0 | 0 | 0 | 0 | 0 | 0 | 0 | 0 | 0 | 0.55 | 2 | 0 | 2.55 | 2.55 | 2.55 | 0.55 | 2.55 | 0 | 2.55 | 0.55 | 0.55 | 0 | 0 | 2.55 | 0 | 0 | 0 | 0
|  | Wind | 0 | 0 | 0 | 0 | 0 | 0 | 0 | 0 | 0 | 0 | 0 | 0 | 0 | 0 | 0 | 0 | 0 | 0 | 0 | 27.36 | 0 | 27.36 | 72 | 72 | 120 | 0 | 0 | 0 | 0 | 0 | 63 | 0 | 63 | 0 | 0 | 63 | 63 | 0 | 0 | 879.99 | 110 | 0 | 110 | 0 | 0 | 110 | 110 | 110 | 50 | 0 | 0 | 0 | 0 | 149.99 | 149.99 | 164.99 | 0 | 0 | 114.99 | 274.99 | 110 | 0 | 0 | 0 | 75 | 114.99 | 149.99 | 0 | 0 | 0 | 0 | 0 | 0 | 0 | 0 | 0 | 0 | 0 | 50 | 50 | 0 | 0 | 0 | 0 | 0 | 50 | 0 | 0 | 0 | 0 | 0 | 0 | 0 | 0 | 0 | 0 | 125
|  | OOS Wind | 0 | 0 | 0 | 0 | 0 | 0 | 0 | 0 | 0 | 0 | 0 | 0 | 0 | 0 | 0 | 0 | 0 | 2761.07 | 0 | 0 | 0 | 2761.07 | 0 | 737 | 4503.07 | 0 | 0 | 0 | 0 | 0 | 0 | 0 | 0 | 0 | 0 | 0 | 0 | 0 | 0 | 0 | 0 | 0 | 0 | 0 | 0 | 0 | 0 | 0 | 0 | 0 | 0 | 0 | 0 | 0 | 0 | 0 | 0 | 0 | 0 | 0 | 0 | 0 | 0 | 0 | 0 | 0 | 0 | 0 | 0 | 0 | 0 | 0 | 0 | 0 | 0 | 0 | 0 | 0 | 0 | 0 | 0 | 0 | 0 | 0 | 0 | 0 | 0 | 0 | 0 | 0 | 0 | 0 | 0 | 0 | 0 | 0 | 0
|  | Offshore Wind | 0 | 0 | 0 | 0 | 0 | 0 | 0 | 0 | 0 | 0 | 0 | 0 | 0 | 0 | 0 | 0 | 0 | 0 | 0 | 0 | 0 | 0 | 0 | 0 | 0 | 0 | 0 | 0 | 0 | 0 | 0 | 0 | 0 | 0 | 0 | 0 | 0 | 0 | 0 | 0 | 0 | 0 | 0 | 0 | 0 | 0 | 0 | 0 | 0 | 0 | 0 | 0 | 0 | 0 | 0 | 0 | 0 | 0 | 0 | 0 | 0 | 0 | 0 | 0 | 0 | 0 | 0 | 0 | 0 | 0 | 0 | 0 | 0 | 0 | 0 | 0 | 0 | 0 | 0 | 0 | 0 | 0 | 0 | 0 | 0 | 0 | 0 | 0 | 0 | 0 | 0 | 0 | 0 | 0 | 0 | 0 | 0
|  | Solar | 637 | 661.96 | 221 | 28.73 | 26 | 91 | 104 | 0 | 49.8316 | 52.6812 | 0 | 9.1 | 48.62 | 119.73 | 49.66 | 52 | 0 | 554.06 | 39 | 675.22 | 0 | 662.22 | 10 | 10 | 709.605 | 5.64 | 0 | 0 | 45 | 0 | 135 | 407.01 | 185.79 | 0 | 0 | 45 | 90 | 5.64 | 5.64 | 103.35 | 0 | 0 | 0 | 0 | 0 | 209.85 | 0 | 0 | 0 | 0 | 0 | 0 | 41.1 | 0 | 0 | 239.85 | 0 | 15.9 | 0 | 272.25 | 1.5 | 0 | 0.9 | 26.25 | 0 | 15.9 | 0 | 33.15 | 210.15 | 6 | 96.45 | 0 | 0 | 15 | 21.45 | 6 | 105 | 238.65 | 1599.18 | 1814.88 | 15 | 410.25 | 15 | 0 | 0 | 768.6 | 0 | 60 | 0 | 177.45 | 0 | 0 | 30 | 90 | 1260.33 | 24.9 | 217.5
|  | Battery_4hr | 2462 | 2246 | 1190 | 1062 | 480 | 535 | 615 | 0 | 525 | 2124.6 | 0 | 428.5 | 503.5 | 503.5 | 0 | 30 | 1371.516 | 2012.516 | 460 | 2496 | 416 | 3727.516 | 510 | 989 | 3408.016 | 137.36 | 10 | 76.86 | 907.75 | 71.45 | 1090.46 | 1230.5 | 1726.96 | 30 | 0 | 693.6 | 899.6 | 137.36 | 0 | 633.65 | 0 | 38 | 0 | 0 | 0 | 995.1 | 0 | 0 | 0 | 0 | 0 | 50 | 276 | 613.9 | 398.2 | 722.9 | 0 | 234.3 | 163 | 467.3 | 20 | 0 | 20 | 119 | 0 | 726 | 398.2 | 20 | 0 | 20 | 20 | 0 | 0 | 0 | 20 | 20 | 157.6 | 0 | 1656.9 | 1583.1 | 0 | 930.8 | 0 | 80 | 0 | 1170.8 | 0 | 0 | 0 | 740.8 | 0 | 35 | 0 | 0 | 911.9 | 190 | 0
|  | Battery_8hr | 833 | 683 | 0 | 0 | 0 | 0 | 0 | 0 | 278 | 7245 | 0 | 6 | 6 | 6 | 0 | 0 | 902 | 1717 | 0 | 460 | 0 | 1362 | 476.5 | 476.5 | 2558.5 | 100 | 0 | 0 | 0 | 0 | 94.35 | 1274.35 | 509.35 | 50 | 0 | 0 | 0 | 100 | 0 | 0 | 0 | 0 | 0 | 0 | 0 | 0 | 0 | 0 | 0 | 0 | 0 | 0 | 0 | 0 | 0 | 1.5 | 0 | 0 | 0 | 1.5 | 0 | 0 | 0 | 0 | 13 | 0 | 0 | 3 | 337 | 0 | 3 | 0 | 0 | 0 | 3 | 0 | 0 | 800 | 1097.5 | 670.5 | 0 | 369 | 0 | 0 | 0 | 3814.5 | 0 | 0 | 0 | 0 | 0 | 0 | 0 | 0 | 38 | 35 | 478.5
|  | LDES | 2786 | 1886 | 250 | 480 | 0 | 0 | 0 | 0 | 0 | 0 | 0 | 0 | 0 | 362 | 0 | 0 | 0 | 800 | 0 | 1300 | 0 | 1300 | 500 | 1000 | 1500 | 500 | 0 | 0 | 500 | 0 | 500 | 0 | 500 | 0 | 0 | 0 | 0 | 0 | 0 | 0 | 0 | 0 | 0 | 0 | 0 | 400 | 0 | 0 | 0 | 0 | 0 | 0 | 0 | 0 | 0 | 0 | 0 | 0 | 0 | 400 | 400 | 0 | 0 | 0 | 0 | 0 | 0 | 750 | 0 | 0 | 0 | 0 | 0 | 0 | 0 | 0 | 0 | 0 | 900 | 900 | 0 | 0 | 0 | 0 | 0 | 0 | 0 | 0 | 0 | 0 | 0 | 0 | 0 | 0 | 900 | 750 | 0
|  | Total | 6718 | 5476.96 | 1661 | 1570.73 | 506 | 626 | 719 | 0 | 852.8316 | 9945.2812 | 177 | 736.6 | 851.12 | 1284.23 | 49.66 | 82 | 2273.516 | 7844.646 | 1846 | 6305.58 | 416 | 11187.166 | 2004.5 | 4192.5 | 14448.191 | 743 | 10 | 76.86 | 2452.75 | 71.45 | 2882.81 | 3911.86 | 3985.1 | 80 | 0 | 1801.6 | 2052.6 | 243 | 5.64 | 4816.69 | 120 | 218.2 | 120 | 0 | 0 | 1855.5 | 140 | 140 | 50 | 0 | 0 | 120 | 758.3 | 851.89 | 748.39 | 1737.44 | 0 | 350.2 | 295.99 | 1904.04 | 561.5 | 0 | 20.9 | 145.25 | 302 | 1044.89 | 989.39 | 806.15 | 547.15 | 26 | 119.45 | 0 | 0 | 15 | 44.45 | 26 | 262.6 | 1038.65 | 5334.13 | 5080.48 | 15 | 1722.6 | 27.55 | 82.55 | 10.55 | 6026.45 | 0 | 72.55 | 10.55 | 928.8 | 0 | 35 | 42.55 | 90 | 3110.23 | 999.9 | 1035
|  | Unaccounted for TPD | 3756.6552 | 4139.5752 | 1320.2982 | 1628.49 | 0 | 0 | 0 | 0 | 0 | 0 | 0 | 663.0544 | 1208.4744 | 1618.3644 | 0 | 0 | 0 | 2550.7355 | 0 | 3813.5927 | 0 | 4704.3482 | 1771.23 | 2226.8234 | 4576.077 | 653.5115 | 0 | 0 | 506.7696 | 0 | 1700.6469 | 0 | 1399.6169 | 0 | 0 | 6.6954 | 0 | 0 | 0 | 2904.097 | 0 | 38 | 0 | 0 | 0 | 1659.5453 | 0 | 0 | 0 | 0 | 0 | 0 | 1582.575 | 1926.047 | 832.672 | 5851.801 | 0 | 0 | 3055.447 | 6129.601 | 682.4 | 0 | 0 | 0 | 342 | 3629.851 | 218.672 | 1486.062 | 0 | 0 | 0 | 0 | 0 | 0 | 0 | 0 | 0 | 0 | 1690.3098 | 2129.1098 | 0 | 2335.4133 | 502.5 | 0 | 624 | 0 | 0 | 457.5 | 254 | 1124.0413 | 0 | 0 | 384 | 0 | 3112.6385 | 1939.472 | 2240.5
| SSN Output | SSN
|  | Geothermal | 0 | 0 | 0 | 0 | 0 | 0 | 0 | 0 | 0 | 523 | 177 | 293 | 293 | 293 | 0 | 0 | 0 | 0 | 1347 | 1347 | 0 | 1347 | 436 | 908 | 1649 | 0 | 0 | 0 | 1000 | 0 | 1000 | 1000 | 1000 | 0 | 0 | 1000 | 1000 | 0 | 0 | 3199.7 | 10 | 180.2 | 10 | 0 | 0 | 140 | 30 | 30 | 0 | 0 | 0 | 70 | 441.2 | 88 | 200.2 | 608.2 | 0 | 100 | 18 | 486 | 30 | 0 | 0 | 0 | 214 | 188 | 441.2 | 0 | 0 | 0 | 0 | 0 | 0 | 0 | 0 | 0 | 0 | 0 | 30 | 60 | 0 | 10 | 10 | 0 | 10 | 220 | 0 | 10 | 10 | 10 | 0 | 0 | 10 | 0 | 0 | 0 | 214
|  | Biomass | 0 | 0 | 0 | 0 | 0 | 0 | 0 | 0 | 0 | 0 | 0 | 0 | 0 | 0 | 0 | 0 | 0 | 0 | 0 | 0 | 0 | 0 | 0 | 0 | 0 | 0 | 0 | 0 | 0 | 0 | 0 | 0 | 0 | 0 | 0 | 0 | 0 | 0 | 0 | 0 | 0 | 0 | 0 | 0 | 0 | 0.55 | 0 | 0 | 0 | 0 | 0 | 0 | 0 | 0 | 0 | 0 | 0 | 0 | 0 | 2 | 0 | 0 | 0 | 0 | 0 | 0 | 0 | 0 | 0 | 0 | 0 | 0 | 0 | 0 | 0 | 0 | 0 | 0 | 0.55 | 2 | 0 | 2.55 | 2.55 | 2.55 | 0.55 | 2.55 | 0 | 2.55 | 0.55 | 0.55 | 0 | 0 | 2.55 | 0 | 0 | 0 | 0
|  | Wind | 0 | 0 | 0 | 0 | 0 | 0 | 0 | 0 | 0 | 0 | 0 | 0 | 0 | 0 | 0 | 0 | 0 | 0 | 0 | 9.69 | 0 | 9.69 | 25.5 | 25.5 | 42.5 | 0 | 0 | 0 | 0 | 0 | 18 | 0 | 18 | 0 | 0 | 18 | 18 | 0 | 0 | 334.3962 | 41.8 | 0 | 41.8 | 0 | 0 | 41.8 | 41.8 | 41.8 | 19 | 0 | 0 | 0 | 0 | 56.9962 | 56.9962 | 62.6962 | 0 | 0 | 43.6962 | 104.4962 | 41.8 | 0 | 0 | 0 | 28.5 | 43.6962 | 56.9962 | 0 | 0 | 0 | 0 | 0 | 0 | 0 | 0 | 0 | 0 | 0 | 19 | 19 | 0 | 0 | 0 | 0 | 0 | 19 | 0 | 0 | 0 | 0 | 0 | 0 | 0 | 0 | 0 | 0 | 47.5
|  | OOS Wind | 0 | 0 | 0 | 0 | 0 | 0 | 0 | 0 | 0 | 0 | 0 | 0 | 0 | 0 | 0 | 0 | 0 | 1442.35 | 0 | 0 | 0 | 1442.35 | 0 | 385 | 2352.35 | 0 | 0 | 0 | 0 | 0 | 0 | 0 | 0 | 0 | 0 | 0 | 0 | 0 | 0 | 0 | 0 | 0 | 0 | 0 | 0 | 0 | 0 | 0 | 0 | 0 | 0 | 0 | 0 | 0 | 0 | 0 | 0 | 0 | 0 | 0 | 0 | 0 | 0 | 0 | 0 | 0 | 0 | 0 | 0 | 0 | 0 | 0 | 0 | 0 | 0 | 0 | 0 | 0 | 0 | 0 | 0 | 0 | 0 | 0 | 0 | 0 | 0 | 0 | 0 | 0 | 0 | 0 | 0 | 0 | 0 | 0 | 0
|  | Offshore Wind | 0 | 0 | 0 | 0 | 0 | 0 | 0 | 0 | 0 | 0 | 0 | 0 | 0 | 0 | 0 | 0 | 0 | 0 | 0 | 0 | 0 | 0 | 0 | 0 | 0 | 0 | 0 | 0 | 0 | 0 | 0 | 0 | 0 | 0 | 0 | 0 | 0 | 0 | 0 | 0 | 0 | 0 | 0 | 0 | 0 | 0 | 0 | 0 | 0 | 0 | 0 | 0 | 0 | 0 | 0 | 0 | 0 | 0 | 0 | 0 | 0 | 0 | 0 | 0 | 0 | 0 | 0 | 0 | 0 | 0 | 0 | 0 | 0 | 0 | 0 | 0 | 0 | 0 | 0 | 0 | 0 | 0 | 0 | 0 | 0 | 0 | 0 | 0 | 0 | 0 | 0 | 0 | 0 | 0 | 0 | 0 | 0
|  | Solar | 3920 | 4073.6 | 1360 | 176.8 | 160 | 560 | 640 | 0 | 306.656 | 324.192 | 0 | 56 | 299.2 | 736.8 | 305.6 | 320 | 0 | 3409.6 | 240 | 4155.2 | 0 | 4075.2 | 82.5 | 82.5 | 4366.8 | 66.74 | 0 | 0 | 532.5 | 0 | 1597.5 | 4816.285 | 2198.515 | 0 | 0 | 532.5 | 1065 | 66.74 | 66.74 | 489.19 | 0 | 0 | 0 | 0 | 0 | 993.29 | 0 | 0 | 0 | 0 | 0 | 0 | 194.54 | 0 | 0 | 1135.29 | 0 | 75.26 | 0 | 1288.65 | 7.1 | 0 | 4.26 | 124.25 | 0 | 75.26 | 0 | 156.91 | 994.71 | 28.4 | 456.53 | 0 | 0 | 71 | 101.53 | 28.4 | 497 | 1129.61 | 7569.452 | 8590.432 | 71 | 1941.85 | 71 | 0 | 0 | 3638.04 | 0 | 284 | 0 | 839.93 | 0 | 0 | 142 | 426 | 5965.562 | 117.86 | 1029.5
|  | Battery_4hr | 1231 | 1123 | 595 | 531 | 240 | 267.5 | 307.5 | 0 | 262.5 | 1062.3 | 0 | 214.25 | 251.75 | 251.75 | 0 | 15 | 685.758 | 1006.258 | 230 | 1248 | 208 | 1863.758 | 255 | 494.5 | 1704.008 | 68.68 | 5 | 38.43 | 453.875 | 35.725 | 545.23 | 615.25 | 863.48 | 15 | 0 | 346.8 | 449.8 | 68.68 | 0 | 316.825 | 0 | 19 | 0 | 0 | 0 | 497.55 | 0 | 0 | 0 | 0 | 0 | 25 | 138 | 306.95 | 199.1 | 361.45 | 0 | 117.15 | 81.5 | 233.65 | 10 | 0 | 10 | 59.5 | 0 | 363 | 199.1 | 10 | 0 | 10 | 10 | 0 | 0 | 0 | 10 | 10 | 78.8 | 0 | 828.45 | 791.55 | 0 | 465.4 | 0 | 40 | 0 | 585.4 | 0 | 0 | 0 | 370.4 | 0 | 17.5 | 0 | 0 | 455.95 | 95 | 0
|  | Battery_8hr | 416.5 | 341.5 | 0 | 0 | 0 | 0 | 0 | 0 | 139 | 3622.5 | 0 | 3 | 3 | 3 | 0 | 0 | 451 | 858.5 | 0 | 230 | 0 | 681 | 238.25 | 238.25 | 1279.25 | 50 | 0 | 0 | 0 | 0 | 47.175 | 637.175 | 254.675 | 25 | 0 | 0 | 0 | 50 | 0 | 0 | 0 | 0 | 0 | 0 | 0 | 0 | 0 | 0 | 0 | 0 | 0 | 0 | 0 | 0 | 0 | 0.75 | 0 | 0 | 0 | 0.75 | 0 | 0 | 0 | 0 | 6.5 | 0 | 0 | 1.5 | 168.5 | 0 | 1.5 | 0 | 0 | 0 | 1.5 | 0 | 0 | 400 | 548.75 | 335.25 | 0 | 184.5 | 0 | 0 | 0 | 1907.25 | 0 | 0 | 0 | 0 | 0 | 0 | 0 | 0 | 19 | 17.5 | 239.25
|  | LDES | 1393 | 943 | 125 | 240 | 0 | 0 | 0 | 0 | 0 | 0 | 0 | 0 | 0 | 181 | 0 | 0 | 0 | 400 | 0 | 650 | 0 | 650 | 250 | 500 | 750 | 250 | 0 | 0 | 250 | 0 | 250 | 0 | 250 | 0 | 0 | 0 | 0 | 0 | 0 | 0 | 0 | 0 | 0 | 0 | 0 | 200 | 0 | 0 | 0 | 0 | 0 | 0 | 0 | 0 | 0 | 0 | 0 | 0 | 0 | 200 | 200 | 0 | 0 | 0 | 0 | 0 | 0 | 375 | 0 | 0 | 0 | 0 | 0 | 0 | 0 | 0 | 0 | 0 | 450 | 450 | 0 | 0 | 0 | 0 | 0 | 0 | 0 | 0 | 0 | 0 | 0 | 0 | 0 | 0 | 450 | 375 | 0
|  | Total | 6960.5 | 6481.1 | 2080 | 947.8 | 400 | 827.5 | 947.5 | 0 | 708.156 | 5531.992 | 177 | 566.25 | 846.95 | 1465.55 | 305.6 | 335 | 1136.758 | 7116.708 | 1817 | 7639.89 | 208 | 10068.998 | 1287.25 | 2633.75 | 12143.908 | 435.42 | 5 | 38.43 | 2236.375 | 35.725 | 3457.905 | 7068.71 | 4584.67 | 40 | 0 | 1897.3 | 2532.8 | 185.42 | 66.74 | 4340.1112 | 51.8 | 199.2 | 51.8 | 0 | 0 | 1873.19 | 71.8 | 71.8 | 19 | 0 | 0 | 95 | 773.74 | 451.9462 | 456.2962 | 2168.3862 | 0 | 292.41 | 143.1962 | 2315.5462 | 288.9 | 0 | 14.26 | 183.75 | 249 | 669.9562 | 697.2962 | 543.41 | 1163.21 | 38.4 | 468.03 | 0 | 0 | 71 | 113.03 | 38.4 | 575.8 | 1529.61 | 9446.202 | 10248.232 | 71 | 2604.3 | 83.55 | 42.55 | 10.55 | 6372.24 | 0 | 296.55 | 10.55 | 1220.88 | 0 | 17.5 | 154.55 | 426 | 6890.512 | 605.36 | 1530.25
| EODS Output | EODS
|  | Geothermal | 0 | 0 | 0 | 0 | 0 | 0 | 0 | 0 | 0 | 523 | 177 | 293 | 293 | 293 | 0 | 0 | 0 | 0 | 1347 | 1347 | 0 | 1347 | 436 | 908 | 1649 | 0 | 0 | 0 | 1000 | 0 | 1000 | 1000 | 1000 | 0 | 0 | 1000 | 1000 | 0 | 0 | 3199.7 | 10 | 180.2 | 10 | 0 | 0 | 140 | 30 | 30 | 0 | 0 | 0 | 70 | 441.2 | 88 | 200.2 | 608.2 | 0 | 100 | 18 | 486 | 30 | 0 | 0 | 0 | 214 | 188 | 441.2 | 0 | 0 | 0 | 0 | 0 | 0 | 0 | 0 | 0 | 0 | 0 | 30 | 60 | 0 | 10 | 10 | 0 | 10 | 220 | 0 | 10 | 10 | 10 | 0 | 0 | 10 | 0 | 0 | 0 | 214
|  | Biomass | 0 | 0 | 0 | 0 | 0 | 0 | 0 | 0 | 0 | 0 | 0 | 0 | 0 | 0 | 0 | 0 | 0 | 0 | 0 | 0 | 0 | 0 | 0 | 0 | 0 | 0 | 0 | 0 | 0 | 0 | 0 | 0 | 0 | 0 | 0 | 0 | 0 | 0 | 0 | 0 | 0 | 0 | 0 | 0 | 0 | 0 | 0 | 0 | 0 | 0 | 0 | 0 | 0 | 0 | 0 | 0 | 0 | 0 | 0 | 0 | 0 | 0 | 0 | 0 | 0 | 0 | 0 | 0 | 0 | 0 | 0 | 0 | 0 | 0 | 0 | 0 | 0 | 0 | 0 | 0 | 0 | 0 | 0 | 0 | 0 | 0 | 0 | 0 | 0 | 0 | 0 | 0 | 0 | 0 | 0 | 0 | 0
|  | Wind | 0 | 0 | 0 | 0 | 0 | 0 | 0 | 0 | 0 | 0 | 0 | 0 | 0 | 0 | 0 | 0 | 0 | 0 | 0 | 25.08 | 0 | 25.08 | 66 | 66 | 110 | 0 | 0 | 0 | 0 | 0 | 79.2 | 0 | 79.2 | 0 | 0 | 79.2 | 79.2 | 0 | 0 | 1247.3874 | 138.6 | 0 | 138.6 | 0 | 0 | 138.6 | 138.6 | 138.6 | 63 | 0 | 0 | 0 | 0 | 188.9874 | 188.9874 | 207.8874 | 0 | 0 | 144.8874 | 346.4874 | 138.6 | 0 | 0 | 0 | 94.5 | 144.8874 | 188.9874 | 0 | 0 | 0 | 0 | 0 | 0 | 0 | 0 | 0 | 0 | 0 | 74.492 | 74.492 | 0 | 0 | 0 | 0 | 0 | 74.492 | 0 | 0 | 0 | 0 | 0 | 0 | 0 | 0 | 0 | 0 | 110
|  | OOS Wind | 0 | 0 | 0 | 0 | 0 | 0 | 0 | 0 | 0 | 0 | 0 | 0 | 0 | 0 | 0 | 0 | 0 | 2761.07 | 0 | 0 | 0 | 2761.07 | 0 | 737 | 4503.07 | 0 | 0 | 0 | 0 | 0 | 0 | 0 | 0 | 0 | 0 | 0 | 0 | 0 | 0 | 0 | 0 | 0 | 0 | 0 | 0 | 0 | 0 | 0 | 0 | 0 | 0 | 0 | 0 | 0 | 0 | 0 | 0 | 0 | 0 | 0 | 0 | 0 | 0 | 0 | 0 | 0 | 0 | 0 | 0 | 0 | 0 | 0 | 0 | 0 | 0 | 0 | 0 | 0 | 0 | 0 | 0 | 0 | 0 | 0 | 0 | 0 | 0 | 0 | 0 | 0 | 0 | 0 | 0 | 0 | 0 | 0 | 0
|  | Offshore Wind | 0 | 0 | 0 | 0 | 0 | 0 | 0 | 0 | 0 | 0 | 0 | 0 | 0 | 0 | 0 | 0 | 0 | 0 | 0 | 0 | 0 | 0 | 0 | 0 | 0 | 0 | 0 | 0 | 0 | 0 | 0 | 0 | 0 | 0 | 0 | 0 | 0 | 0 | 0 | 0 | 0 | 0 | 0 | 0 | 0 | 0 | 0 | 0 | 0 | 0 | 0 | 0 | 0 | 0 | 0 | 0 | 0 | 0 | 0 | 0 | 0 | 0 | 0 | 0 | 0 | 0 | 0 | 0 | 0 | 0 | 0 | 0 | 0 | 0 | 0 | 0 | 0 | 0 | 0 | 0 | 0 | 0 | 0 | 0 | 0 | 0 | 0 | 0 | 0 | 0 | 0 | 0 | 0 | 0 | 0 | 0 | 0
|  | Distributed Solar | 24.255 | 0 | 13.86 | 0 | 0 | 13.86 | 13.86 | 0 | 5.6826 | 8.7241 | 0 | 2.31 | 13.09 | 13.09 | 0 | 0 | 0 | 0 | 0 | 0 | 0 | 0 | 0 | 0 | 0 | 0 | 0 | 0.6636 | 0 | 0.6636 | 0.6636 | 0 | 0.6636 | 0 | 0 | 0 | 0.6636 | 0 | 0 | 17.4277 | 0 | 2.72 | 0 | 0 | 1.8564 | 26.0202 | 0 | 1.8564 | 0 | 0 | 0 | 0 | 6.12 | 1.36 | 4.08 | 7.871 | 0 | 3.791 | 1.36 | 10.4074 | 1.8564 | 0 | 0 | 1.768 | 0 | 5.151 | 6.12 | 15.7447 | 7.3312 | 2.37 | 4.266 | 1.896 | 1.896 | 0 | 6.0435 | 9.7012 | 0 | 0 | 41.317 | 47.5422 | 3.476 | 26.0384 | 21.2984 | 15.4524 | 8.3424 | 37.0194 | 0 | 25.2484 | 8.3424 | 18.6124 | 5.9724 | 0 | 13.8724 | 0 | 14.5676 | 2.37 | 0
|  | Solar | 5858.16 | 5621 | 1428.35 | 955.57 | 154 | 577.5 | 735.35 | 0 | 295.1564 | 312.0348 | 0 | 235.466 | 469.546 | 1121.736 | 525.14 | 693 | 3372.6 | 9782.85 | 455.84 | 6228.53 | 510.51 | 9909.13 | 1258.95 | 1490.874 | 15205.729 | 74.26 | 0 | 0 | 1032.53 | 0 | 2960.13 | 12753.365 | 8094.735 | 0 | 0 | 1103.63 | 1972.63 | 74.26 | 74.26 | 2897.344 | 8.16 | 0 | 8.16 | 0 | 8.16 | 2760.8 | 0 | 756.16 | 310.964 | 136 | 0 | 0 | 662.32 | 681.7 | 885.7 | 1914.54 | 0 | 81.6 | 468.86 | 2808.74 | 898.96 | 136 | 13.6 | 196.52 | 0 | 550.46 | 620.84 | 1104.815 | 1304.29 | 31.6 | 801.218 | 0 | 0 | 103.648 | 421.07 | 31.6 | 623.31 | 1476.984 | 10957.774 | 11935.794 | 79 | 3355.525 | 79 | 0 | 0 | 5934.085 | 0 | 316 | 0 | 1752.22 | 0 | 27.65 | 158 | 1350.9 | 9299.564 | 982.365 | 1145.5
|  | Battery_4hr | -2462 | -2246 | -1190 | -1062 | -480 | -535 | -615 | 0 | -525 | -2124.6 | 0 | -428.5 | -503.5 | -503.5 | 0 | -30 | -1371.516 | -2012.516 | -460 | -2496 | -416 | -3727.516 | -510 | -989 | -3408.016 | -137.36 | -10 | -76.86 | -907.75 | -71.45 | -1090.46 | -1230.5 | -1726.96 | -30 | 0 | -693.6 | -899.6 | -137.36 | 0 | -633.65 | 0 | -38 | 0 | 0 | 0 | -995.1 | 0 | 0 | 0 | 0 | 0 | -50 | -276 | -613.9 | -398.2 | -722.9 | 0 | -234.3 | -163 | -467.3 | -20 | 0 | -20 | -119 | 0 | -726 | -398.2 | -20 | 0 | -20 | -20 | 0 | 0 | 0 | -20 | -20 | -157.6 | 0 | -1656.9 | -1583.1 | 0 | -930.8 | 0 | -80 | 0 | -1170.8 | 0 | 0 | 0 | -740.8 | 0 | -35 | 0 | 0 | -911.9 | -190 | 0
|  | Battery_8hr | -833 | -683 | 0 | 0 | 0 | 0 | 0 | 0 | -278 | -7245 | 0 | -6 | -6 | -6 | 0 | 0 | -902 | -1717 | 0 | -460 | 0 | -1362 | -476.5 | -476.5 | -2558.5 | -100 | 0 | 0 | 0 | 0 | -94.35 | -1274.35 | -509.35 | -50 | 0 | 0 | 0 | -100 | 0 | 0 | 0 | 0 | 0 | 0 | 0 | 0 | 0 | 0 | 0 | 0 | 0 | 0 | 0 | 0 | 0 | -1.5 | 0 | 0 | 0 | -1.5 | 0 | 0 | 0 | 0 | -13 | 0 | 0 | -3 | -337 | 0 | -3 | 0 | 0 | 0 | -3 | 0 | 0 | -800 | -1097.5 | -670.5 | 0 | -369 | 0 | 0 | 0 | -3814.5 | 0 | 0 | 0 | 0 | 0 | 0 | 0 | 0 | -38 | -35 | -478.5
|  | LDES | -2786 | -1886 | -250 | -480 | 0 | 0 | 0 | 0 | 0 | 0 | 0 | 0 | 0 | -362 | 0 | 0 | 0 | -800 | 0 | -1300 | 0 | -1300 | -500 | -1000 | -1500 | -500 | 0 | 0 | -500 | 0 | -500 | 0 | -500 | 0 | 0 | 0 | 0 | 0 | 0 | 0 | 0 | 0 | 0 | 0 | 0 | -400 | 0 | 0 | 0 | 0 | 0 | 0 | 0 | 0 | 0 | 0 | 0 | 0 | 0 | -400 | -400 | 0 | 0 | 0 | 0 | 0 | 0 | -750 | 0 | 0 | 0 | 0 | 0 | 0 | 0 | 0 | 0 | 0 | -900 | -900 | 0 | 0 | 0 | 0 | 0 | 0 | 0 | 0 | 0 | 0 | 0 | 0 | 0 | 0 | -900 | -750 | 0
|  | Total | -198.585 | 806 | 2.21 | -586.43 | -326 | 56.36 | 134.21 | 0 | -502.161 | -8525.8411 | 177 | 96.276 | 266.136 | 556.326 | 525.14 | 663 | 1099.084 | 8014.404 | 1342.84 | 3344.61 | 94.51 | 7652.764 | 274.45 | 736.374 | 14001.283 | -663.1 | -10 | -76.1964 | 624.78 | -70.7864 | 2355.1836 | 11248.515 | 6438.2886 | -80 | 0 | 1489.23 | 2152.8936 | -163.1 | 74.26 | 6728.2091 | 156.76 | 144.92 | 156.76 | 0 | 10.0164 | 1670.3202 | 168.6 | 926.6164 | 373.964 | 136 | 0 | 20 | 833.64 | 346.1474 | 880.7674 | 2014.0984 | 0 | -48.909 | 470.1074 | 2782.8348 | 649.4164 | 136 | -6.4 | 79.288 | 295.5 | 162.4984 | 858.9474 | 347.5597 | 974.6212 | 13.97 | 782.484 | 1.896 | 1.896 | 103.648 | 404.1135 | 21.3012 | 465.71 | 676.984 | 7449.183 | 8964.2282 | 82.476 | 2091.7634 | 110.2984 | -64.5476 | 18.3424 | 1280.2964 | 0 | 351.2484 | 18.3424 | 1040.0324 | 5.9724 | -7.35 | 181.8724 | 1350.9 | 7464.2316 | 9.735 | 991
Incorporates Approved Upgrades, Does Not Incorporate Unaccounted for TPD or Mapped LLT Resources
| Remaining Tx Headroom | HSN | 2217.12 | 3142.28 | 2119 | 1309.27 | 448 | 250 | 258 | 0 | 1847.1684 | 4077.7188 | 0 | 12.4 | 475.88 | 698.77 | 247.34 | 1078 | 26.484 | 2381.424 | -499 | 1165.42 | 1034 | 2393.904 | 2303.5 | 2484.5 | 3308.879 | 1081 | 214 | 329.14 | 9648.25 | 159.55 | 2497.19 | 8122.14 | 1400.9 | 124 | 1175 | 1915.6 | 1316.6 | 785 | 495.36 | 1762.01 | -19.55 | 933 | 237 | 15 | 50 | 346.05 | 313 | 932 | 2250 | 1290 | 2146 | 2207 | 2822.9 | -217.89 | 684.81 | 3444.76 | 32 | 47.8 | 7776.01 | 2137.96 | 794.5 | 962.9 | 82.07 | 33.67 | 294 | 8430.11 | 107.81 | 870.85 | 1014.85 | 205 | 1792.55 | 94.45 | 17.78 | 169.8 | 1547.55 | 214 | 208.4 | 1241.35 | 1002.42 | 1218.42 | 285.67 | 1210.95 | 1095.5 | -80 | 687 | 607.1 | 0 | 1925 | 1782 | -506.25 | 122 | 3 | 498 | 5071 | 3370.77 | 4312.1 | 845
|  | SSN | #VALUE! | 0 | 0 | 0 | 0 | 0 | 0 | 0 | #VALUE! | 0 | #VALUE! | #VALUE! | 0 | 0 | 0 | #VALUE! | 0 | #VALUE! | 0 | 0 | 0 | #VALUE! | #VALUE! | 0 | 0 | #VALUE! | 0 | 0 | #VALUE! | 0 | #VALUE! | #VALUE! | #VALUE! | 0 | 0 | #VALUE! | #VALUE! | 0 | 0 | #VALUE! | 0 | 0 | 0 | 0 | 0 | 0 | 0 | 0 | #VALUE! | #VALUE! | 0 | 0 | 0 | 0 | 0 | 0 | 0 | 0 | 0 | 0 | 0 | 0 | 0 | 0 | 0 | 0 | 0 | #VALUE! | 0 | 0 | 0 | 0 | 0 | 0 | 0 | 0 | 0 | #VALUE! | 0 | 0 | 0 | 0 | 0 | 0 | 0 | 0 | 0 | 0 | 0 | 0 | 0 | 0 | 0 | 0 | 0 | 0 | 0
|  | EODS | #VALUE! | #VALUE! | #VALUE! | #VALUE! | #VALUE! | #VALUE! | #VALUE! | #VALUE! | #VALUE! | #VALUE! | #VALUE! | #VALUE! | #VALUE! | #VALUE! | #VALUE! | #VALUE! | #VALUE! | #VALUE! | #VALUE! | #VALUE! | #VALUE! | #VALUE! | #VALUE! | #VALUE! | #VALUE! | #VALUE! | #VALUE! | #VALUE! | #VALUE! | #VALUE! | #VALUE! | #VALUE! | #VALUE! | #VALUE! | #VALUE! | #VALUE! | #VALUE! | #VALUE! | #VALUE! | #VALUE! | #VALUE! | #VALUE! | #VALUE! | #VALUE! | #VALUE! | #VALUE! | #VALUE! | #VALUE! | #VALUE! | #VALUE! | #VALUE! | #VALUE! | #VALUE! | #VALUE! | #VALUE! | #VALUE! | #VALUE! | #VALUE! | #VALUE! | #VALUE! | #VALUE! | #VALUE! | #VALUE! | #VALUE! | #VALUE! | #VALUE! | #VALUE! | #VALUE! | #VALUE! | #VALUE! | #VALUE! | #VALUE! | #VALUE! | #VALUE! | #VALUE! | #VALUE! | #VALUE! | #VALUE! | #VALUE! | #VALUE! | #VALUE! | #VALUE! | #VALUE! | #VALUE! | #VALUE! | #VALUE! | #VALUE! | #VALUE! | #VALUE! | #VALUE! | #VALUE! | #VALUE! | #VALUE! | #VALUE! | #VALUE! | #VALUE! | #VALUE!
Incorporates Approved Upgrades and Unaccounted for TPD, Does Not Incorporate Mapped LLT Resources
| Remaining Tx Headroom | HSN | -1539.5352 | -997.2952 | 798.7018 | -319.22 | 448 | 250 | 258 | 0 | 1847.1684 | 4077.7188 | 0 | -650.6544 | -732.5944 | -919.5944 | 247.34 | 1078 | 26.484 | -169.3115 | -499 | -2648.1727 | 1034 | -2310.4442 | 532.27 | 257.6766 | -1267.198 | 427.4885 | 214 | 329.14 | 9141.4804 | 159.55 | 796.5431 | 8122.14 | 1.2831 | 124 | 1175 | 1908.9046 | 1316.6 | 785 | 495.36 | -1142.087 | -19.55 | 895 | 237 | 15 | 50 | -1313.4953 | 313 | 932 | 2250 | 1290 | 2146 | 2207 | 1240.325 | -2143.937 | -147.862 | -2407.041 | 32 | 47.8 | 4720.563 | -3991.641 | 112.1 | 962.9 | 82.07 | 33.67 | -48 | 4800.259 | -110.862 | -615.212 | 1014.85 | 205 | 1792.55 | 94.45 | 17.78 | 169.8 | 1547.55 | 214 | 208.4 | 1241.35 | -687.8898 | -910.6898 | 285.67 | -1124.4633 | 593 | -80 | 63 | 607.1 | 0 | 1467.5 | 1528 | -1630.2913 | 122 | 3 | 114 | 5071 | 258.1315 | 2372.628 | -1395.5
|  | SSN | -811.38 | 252.14 | 1450 | 1452.2 | 554 | 48.5 | 29.5 | 0 | 1991.844 | 7968.008 | -177 | -110.25 | 187.05 | -137.55 | -8.6 | 825 | 1163.242 | -451.708 | -1817 | -2815.89 | 1242 | -1895.998 | 2084.75 | 1398.25 | -2038.908 | 888.58 | 219 | 367.57 | 8364.625 | 195.275 | 422.095 | 3965.29 | -698.67 | 164 | 1175 | 819.9 | -163.6 | 842.58 | 434.26 | -961.1112 | 38.65 | 771.8 | 295.2 | 15 | 50 | -212.19 | 351.2 | 970.2 | 2281 | 1290 | 2146 | 2162 | 2366.26 | 94.0538 | 776.7038 | 2405.6138 | 32 | 5.59 | 7910.8038 | 838.4538 | 637.1 | 962.9 | 88.71 | -4.83 | 133 | 8617.0438 | -41.2962 | 383.59 | 398.79 | 192.6 | 1443.97 | 94.45 | 17.78 | 113.8 | 1478.97 | 201.6 | -104.8 | 750.39 | -4040.202 | -4911.332 | 229.67 | 316.7 | 1026.95 | -42.55 | 676.45 | 38.76 | 0 | 1688.45 | 1771.45 | -808.88 | 122 | 20.5 | 373.45 | 4735 | -1309.512 | 3956.64 | 135.75
|  | EODS | 9118.945 | 7690.34 | 6423.79 | 3200.73 | 2967 | 1470.64 | 2003.79 | 0 | 3202.161 | 22025.8411 | -57 | 1093.724 | 1611.864 | 1870.674 | 26.86 | 1539 | 1200.916 | -154.404 | -950.84 | 3968.39 | 1508.49 | 4051.236 | 3367.55 | 3565.626 | -1396.283 | 1987.1 | 234 | 482.1964 | 9976.22 | 301.7864 | 5271.8164 | 127.485 | 1394.7114 | 284 | 1175 | 3404.77 | 216.1064 | 1191.1 | 426.74 | 977.7909 | -75.76 | 1277.08 | 222.24 | 15 | 85.9836 | 868.6798 | 294.4 | 48.3836 | 1926.036 | 3592 | 4811 | 748 | 4302.36 | 3326.8526 | 2786.2326 | 8121.9016 | 77 | 543.909 | 6819.8926 | 1471.1652 | 3259.5836 | 1084 | 109.37 | 100.712 | -22.5 | 9375.5016 | 317.0526 | 657.4403 | 251.3788 | 130.03 | 1145.516 | 56.104 | 268.104 | 5.352 | 972.8865 | 233.6988 | 5.29 | 1603.016 | -3868.183 | -3937.2282 | 189.524 | 685.2366 | 955.7016 | 222.5476 | 926.6576 | 5935.7036 | 50 | 864.7516 | 1884.6576 | -260.0324 | 150.0276 | 135.35 | 126.1276 | 4230.1 | -1847.2316 | 4579.265 | 5092
Incorporates Approved Upgrades, Unaccounted for TPD, and Mapped LLT Resources
| Remaining Tx Headroom | HSN | -4325.5352 | -2883.2952 | 548.7018 | -799.22 | 448 | 250 | 258 | 0 | 1847.1684 | 3554.7188 | -177 | -943.6544 | -1025.5944 | -1574.5944 | 247.34 | 1078 | 26.484 | -3730.3815 | -1846 | -5295.1727 | 1034 | -7718.5142 | -403.73 | -2387.3234 | -8919.268 | -72.5115 | 214 | 329.14 | 7641.4804 | 159.55 | -703.4569 | 7122.14 | -1498.7169 | 124 | 1175 | 908.9046 | 316.6 | 785 | 495.36 | -4341.787 | -29.55 | 714.8 | 227 | 15 | 50 | -1854.0453 | 283 | 902 | 2250 | 1290 | 2146 | 2137 | 799.125 | -2231.937 | -348.062 | -3015.241 | 32 | -52.2 | 4702.563 | -4879.641 | -317.9 | 962.9 | 82.07 | 33.67 | -262 | 4612.259 | -552.062 | -1365.212 | 1014.85 | 205 | 1792.55 | 94.45 | 17.78 | 169.8 | 1547.55 | 214 | 208.4 | 1241.35 | -1618.4398 | -1872.6898 | 285.67 | -1137.0133 | 580.45 | -82.55 | 52.45 | 384.55 | 0 | 1454.95 | 1517.45 | -1640.8413 | 122 | 3 | 101.45 | 5071 | -641.8685 | 1622.628 | -1609.5
|  | SSN | 13.2 | 85.9 | 660 | 612 | 600 | 1253 | 4358 | 100 | 28 | #VALUE! | 329 | #VALUE! | #VALUE! | #VALUE! | 239 | 67 | 463 | #VALUE! | 1182 | 63.92 | 69 | #VALUE! | #VALUE! | #VALUE! | 2055 | 58.1 | 100 | 14.7 | #VALUE! | 671.054 | #VALUE! | #VALUE! | #VALUE! | 28.3 | 79.91 | #VALUE! | #VALUE! | 210.6 | 103.366 | 1604.4606 | -129.271 | 50 | 46.4 | 180 | 125 | 261.4 | -138.6 | -138.6 | #VALUE! | #VALUE! | 0 | 0 | 0 | 228.3446 | -188.9874 | -207.8874 | 185 | 1700 | -144.8874 | -346.4874 | -138.6 | 125 | 400 | 0 | 285.5 | -119.8874 | 511.0126 | 1008.032 | 940 | 220 | 30 | 620 | 0 | 120 | 150 | 760 | 100 | #VALUE! | -39.492 | -74.492 | 110 | 1500 | 250 | 550 | #VALUE! | #VALUE! | 370 | 0 | 0 | 50 | 125 | 135 | 330 | 830 | 0 | 214 | 90
|  | EODS | #VALUE! | #VALUE! | #VALUE! | #VALUE! | #VALUE! | #VALUE! | -3.79 | 15 | #VALUE! | #VALUE! | #VALUE! | #VALUE! | #VALUE! | #VALUE! | #VALUE! | -240 | #VALUE! | 686.404 | #VALUE! | #VALUE! | -308.49 | -2529.236 | #VALUE! | #VALUE! | 8196.283 | #VALUE! | #VALUE! | #VALUE! | 22.78 | #VALUE! | -3223.8164 | 9871.515 | 814.2886 | #VALUE! | #VALUE! | -679.97 | #VALUE! | #VALUE! | #VALUE! | #VALUE! | #VALUE! | #VALUE! | #VALUE! | 10 | #VALUE! | #VALUE! | #VALUE! | #VALUE! | 373.964 | #VALUE! | #VALUE! | #VALUE! | #VALUE! | #VALUE! | #VALUE! | #VALUE! | #VALUE! | #VALUE! | #VALUE! | #VALUE! | #VALUE! | #VALUE! | #VALUE! | #VALUE! | #VALUE! | #VALUE! | #VALUE! | -427.4403 | 710.6212 | 501.97 | #VALUE! | 11.596 | #VALUE! | 101.228 | 504.1135 | 241.3012 | #VALUE! | #VALUE! | 10711.183 | 10280.2282 | 200.476 | -78.2366 | -833.7016 | 323.4524 | #VALUE! | #VALUE! | 37 | -562.7516 | #VALUE! | 2307.0324 | 140.9724 | 90.65 | -61.1276 | -105.1 | 4326.2316 | #VALUE! | #VALUE!
|  | Trigger FCDS Upgrade | [17 empty] | YES | YES |  |  | YES |  |  | YES | [14 empty] | YES | [5 empty] | YES | [7 empty] | YES | [5 empty] | YES | [6 empty] | YES | [11 empty] | YES | YES |  |  |  | YES | [5 empty] | YES
|  | Trigger EODS Upgrade | [17 empty] | YES | [6 empty] | YES | [53 empty] | YES | YES | [14 empty] | YES
Final Tx Exceedances
Incorporates Triggered Upgrades
| Remaining Tx Headroom | HSN | -1539.5352 | -997.2952 | 798.7018 | -319.22 | 448 | 250 | 258 | 0 | 1847.1684 | 4077.7188 | 0 | -650.6544 | -732.5944 | -919.5944 | 247.34 | 1078 | 26.484 | 362.6885 | 101 | -2648.1727 | 1034 | -788.4442 | 532.27 | 257.6766 | 5532.802 | 427.4885 | 214 | 329.14 | 9141.4804 | 159.55 | 796.5431 | 8122.14 | 1.2831 | 124 | 1175 | 1908.9046 | 1316.6 | 785 | 495.36 | 7502.913 | -19.55 | 895 | 237 | 15 | 50 | -853.4953 | 313 | 932 | 2250 | 1290 | 2146 | 2207 | 1240.325 | 3890.063 | -147.862 | -2407.041 | 32 | 47.8 | 4720.563 | -3691.641 | 112.1 | 962.9 | 82.07 | 33.67 | -48 | 4800.259 | 1655.138 | -615.212 | 1014.85 | 205 | 1792.55 | 94.45 | 17.78 | 169.8 | 1547.55 | 214 | 208.4 | 1241.35 | 14137.1102 | 9127.3102 | 285.67 | -1124.4633 | 593 | 1131 | 63 | 607.1 | 0 | 1467.5 | 1528 | -383.2913 | 122 | 3 | 114 | 5071 | 2737.1315 | 2372.628 | -1395.5
|  | SSN | -811.38 | 252.14 | 1450 | 1452.2 | 554 | 48.5 | 29.5 | 0 | 1991.844 | 7968.008 | -177 | -110.25 | 187.05 | -137.55 | -8.6 | 825 | 1163.242 | 80.292 | -1217 | -2815.89 | 1242 | -373.998 | 2084.75 | 1398.25 | 4761.092 | 888.58 | 219 | 367.57 | 8364.625 | 195.275 | 422.095 | 3965.29 | -698.67 | 164 | 1175 | 819.9 | -163.6 | 842.58 | 434.26 | 7683.8888 | 38.65 | 771.8 | 295.2 | 15 | 50 | 247.81 | 351.2 | 970.2 | 2281 | 1290 | 2146 | 2162 | 2366.26 | 6128.0538 | 776.7038 | 2405.6138 | 32 | 5.59 | 7910.8038 | 1138.4538 | 637.1 | 962.9 | 88.71 | -4.83 | 133 | 8617.0438 | 1724.7038 | 383.59 | 398.79 | 192.6 | 1443.97 | 94.45 | 17.78 | 113.8 | 1478.97 | 201.6 | -104.8 | 750.39 | 10784.798 | 5126.668 | 229.67 | 316.7 | 1026.95 | 1168.45 | 676.45 | 38.76 | 0 | 1688.45 | 1771.45 | 438.12 | 122 | 20.5 | 373.45 | 4735 | 1169.488 | 3956.64 | 135.75
|  | EODS | 9118.945 | 7690.34 | 6423.79 | 3200.73 | 2967 | 1470.64 | 2003.79 | 0 | 3202.161 | 22025.8411 | -57 | 1093.724 | 1611.864 | 1870.674 | 26.86 | 1539 | 1200.916 | 377.596 | -950.84 | 3968.39 | 1508.49 | 5573.236 | 3367.55 | 3565.626 | 5403.717 | 1987.1 | 234 | 482.1964 | 9976.22 | 301.7864 | 5271.8164 | 127.485 | 1394.7114 | 284 | 1175 | 3404.77 | 216.1064 | 1191.1 | 426.74 | 977.7909 | -75.76 | 1277.08 | 222.24 | 15 | 85.9836 | 868.6798 | 294.4 | 48.3836 | 1926.036 | 3592 | 4811 | 748 | 4302.36 | 3326.8526 | 2786.2326 | 8121.9016 | 77 | 543.909 | 6819.8926 | 1471.1652 | 3259.5836 | 1084 | 109.37 | 100.712 | -22.5 | 9375.5016 | 317.0526 | 657.4403 | 251.3788 | 130.03 | 1145.516 | 56.104 | 268.104 | 5.352 | 972.8865 | 233.6988 | 5.29 | 1603.016 | 2974.817 | 2405.7718 | 189.524 | 685.2366 | 955.7016 | 768.5476 | 926.6576 | 5935.7036 | 50 | 864.7516 | 1884.6576 | 1786.9676 | 150.0276 | 135.35 | 126.1276 | 4230.1 | 631.7684 | 4579.265 | 5092

## UnaccountedFor_TPD_Calculator
Unaccounted for TPD is calculated as the leftover (delta) between the allocated TPD (HSN MW) at each busbar and the mapped portfolio resources (HSN MW). If only non-LLT portfolio resources (solar, in-state wind, batteries) are included in the calculation, this delta represents the remaining unaccounted for TPD that could be available for the interconnection of LLT resources. If all mapped portfolio resources are included, this delta represents the incremental allocated TPD that is not captured in the mapped portfolio, but otherwise reserved by CAISO.
[7 empty] | Sensitivity Total (Generic & In-Dev) Resources 2036 (FCDS) | [8 empty] | Sensitivity Total (Generic & In-Dev) Resources 2036 (HSN MW) | [8 empty] | Sensitivity Total Unaccounted for TPD 2036 (HSN MW) |  |  | Sensitivity Total (Generic & In-Dev) Resources 2041 (FCDS) | [8 empty] | Sensitivity Total (Generic & In-Dev) Resources 2041 (HSN MW) | [8 empty] | Sensitivity Total Unaccounted for TPD 2041 (HSN MW)
[5 empty] | Sub in Constraint with LLT? | TPD Allocations | Geothermal | Biomass | Wind | OOS Wind | Offshore Wind | Solar | Battery_4hr | Battery_8hr | LDES | Geothermal | Biomass | Wind | OOS Wind | Offshore Wind | Solar | Battery_4hr | Battery_8hr | LDES | Additional Reservations | Portfolio Total (Non-LLT) | Unaccounted for TPD | Geothermal | Biomass | Wind | OOS Wind | Offshore Wind | Solar | Battery_4hr | Battery_8hr | LDES | Geothermal | Biomass | Wind | OOS Wind | Offshore Wind | Solar | Battery_4hr | Battery_8hr | LDES | Additional Reservations | Portfolio Total (Non-LLT) | Unaccounted for TPD
CAISO Study Area | Substation | Voltage | Busbar Name | PTO |  | HSN MW | FCDS | FCDS | FCDS | FCDS | FCDS | FCDS | FCDS | FCDS | FCDS | HSN MW | HSN MW | HSN MW | HSN MW | HSN MW | HSN MW | HSN MW | HSN MW | HSN MW | HSN MW | HSN MW | HSN MW | FCDS | FCDS | FCDS | FCDS | FCDS | FCDS | FCDS | FCDS | FCDS | HSN MW | HSN MW | HSN MW | HSN MW | HSN MW | HSN MW | HSN MW | HSN MW | HSN MW | HSN MW | HSN MW | HSN MW
PG&E KERN | 7th Standard | 115 | 7th Standard_115_kV | PGE | TRUE | 0 | 0 | 0 | 0 | 0 | 0 | 0 | 0 | 0 | 0 | 0 | 0 | 0 | 0 | 0 | 0 | 0 | 0 | 0 |  | 0 | 0 | 0 | 0 | 0 | 0 | 0 | 0 | 0 | 0 | 0 | 0 | 0 | 0 | 0 | 0 | 0 | 0 | 0 | 0 |  | 0 | 0
SCE Metro | Alamitos | 230 | Alamitos_230_kV | SCE | TRUE | 0 | 0 | 0 | 0 | 0 | 0 | 0 | 82 | 188 | 0 | 0 | 0 | 0 | 0 | 0 | 0 | 82 | 188 | 0 |  | 270 | -270 | 0 | 0 | 0 | 0 | 0 | 382 | 82 | 188 | 0 | 0 | 0 | 0 | 0 | 0 | 49.66 | 82 | 188 | 0 |  | 319.66 | -319.66
SCE Eastern | Alberhill | 115 | Alberhill_115_kV | SCE | TRUE | 0 | 0 | 0 | 0 | 0 | 0 | 300 | 0 | 0 | 0 | 0 | 0 | 0 | 0 | 0 | 39 | 0 | 0 | 0 |  | 39 | -39 | 0 | 0 | 0 | 0 | 0 | 2984 | 0 | 0 | 0 | 0 | 0 | 0 | 0 | 0 | 387.92 | 0 | 0 | 0 |  | 387.92 | -387.92
SCE Eastern | Alberhill | 500 | Alberhill_500_kV | SCE | TRUE | 0 | 0 | 0 | 0 | 0 | 0 | 435 | 0 | 0 | 500 | 0 | 0 | 0 | 0 | 0 | 56.55 | 0 | 0 | 500 |  | 56.55 | -56.55 | 0 | 0 | 0 | 0 | 0 | 435 | 0 | 0 | 500 | 0 | 0 | 0 | 0 | 0 | 56.55 | 0 | 0 | 500 |  | 56.55 | -56.55
PG&E GBA | Alhambra | 115 | Alhambra_115_kV | PGE | TRUE | 0 | 0 | 0 | 0 | 0 | 0 | 0 | 0 | 0 | 0 | 0 | 0 | 0 | 0 | 0 | 0 | 0 | 0 | 0 |  | 0 | 0 | 0 | 0 | 0 | 0 | 0 | 0 | 0 | 0 | 0 | 0 | 0 | 0 | 0 | 0 | 0 | 0 | 0 | 0 |  | 0 | 0
PG&E FRESNO | Alpaugh | 115 | Alpaugh_115_kV | PGE | TRUE | 0 | 0 | 0 | 0 | 0 | 0 | 0 | 0 | 0 | 0 | 0 | 0 | 0 | 0 | 0 | 0 | 0 | 0 | 0 |  | 0 | 0 | 0 | 0 | 0 | 0 | 0 | 0 | 0 | 0 | 0 | 0 | 0 | 0 | 0 | 0 | 0 | 0 | 0 | 0 |  | 0 | 0
SDGE | Alpine | 69 | Alpine_69_kV | SDGE | TRUE | 7 | 0 | 0 | 0 | 0 | 0 | 0 | 6 | 0 | 0 | 0 | 0 | 0 | 0 | 0 | 0 | 6 | 0 | 0 |  | 6 | 1 | 0 | 0 | 0 | 0 | 0 | 0 | 6 | 0 | 0 | 0 | 0 | 0 | 0 | 0 | 0 | 6 | 0 | 0 |  | 6 | 1
PG&E GBA | Altamont Midway (Sandhill) | 230 | Altamont Midway (Sandhill)_230_kV | PGE | TRUE | 0 | 0 | 0 | 0 | 0 | 0 | 0 | 0 | 0 | 0 | 0 | 0 | 0 | 0 | 0 | 0 | 0 | 0 | 0 |  | 0 | 0 | 0 | 0 | 0 | 0 | 0 | 0 | 0 | 0 | 0 | 0 | 0 | 0 | 0 | 0 | 0 | 0 | 0 | 0 |  | 0 | 0
SCE Northern | Antelope | 66 | Antelope_66_kV | SCE | TRUE | 0 | 0 | 0 | 0 | 0 | 0 | 0 | 0 | 0 | 0 | 0 | 0 | 0 | 0 | 0 | 0 | 0 | 0 | 0 |  | 0 | 0 | 0 | 0 | 0 | 0 | 0 | 0 | 0 | 0 | 0 | 0 | 0 | 0 | 0 | 0 | 0 | 0 | 0 | 0 |  | 0 | 0
SCE Northern | Antelope | 230 | Antelope_230_kV | SCE | TRUE | 1406.87 | 0 | 0 | 0 | 0 | 0 | 0 | 0 | 150 | 0 | 0 | 0 | 0 | 0 | 0 | 0 | 0 | 150 | 0 |  | 150 | 1256.87 | 0 | 0 | 0 | 0 | 0 | 933 | 0 | 150 | 900 | 0 | 0 | 0 | 0 | 0 | 121.29 | 0 | 150 | 900 |  | 271.29 | 1135.58
SCE Northern | Antelope | 500 | Antelope_500_kV | SCE | TRUE | 0 | 0 | 0 | 0 | 0 | 0 | 0 | 0 | 160 | 0 | 0 | 0 | 0 | 0 | 0 | 0 | 0 | 160 | 0 |  | 160 | -160 | 0 | 0 | 0 | 0 | 0 | 0 | 0 | 160 | 0 | 0 | 0 | 0 | 0 | 0 | 0 | 0 | 160 | 0 |  | 160 | -160
PG&E NGBA | Arcata | 60 | Arcata_60_kV | PGE | TRUE | 0 | 0 | 0 | 0 | 0 | 0 | 0 | 2.5 | 0 | 0 | 0 | 0 | 0 | 0 | 0 | 0 | 2.5 | 0 | 0 |  | 2.5 | -2.5 | 0 | 0 | 0 | 0 | 0 | 0 | 2.5 | 0 | 0 | 0 | 0 | 0 | 0 | 0 | 0 | 2.5 | 0 | 0 |  | 2.5 | -2.5
PG&E KERN | Arco | 230 | Arco_230_kV | PGE | TRUE | 423.065 | 0 | 0 | 0 | 0 | 0 | 1840 | 0 | 0 | 150 | 0 | 0 | 0 | 0 | 0 | 276 | 0 | 0 | 150 |  | 276 | 147.065 | 0 | 0 | 0 | 0 | 0 | 1840 | 0 | 0 | 150 | 0 | 0 | 0 | 0 | 0 | 276 | 0 | 0 | 150 |  | 276 | 147.065
PG&E KERN | Arco | 70 | Arco_70_kV | PGE | TRUE | 33.0365 | 0 | 0 | 0 | 0 | 0 | 60 | 2 | 0 | 0 | 0 | 0 | 0 | 0 | 0 | 9 | 2 | 0 | 0 |  | 11 | 22.0365 | 0 | 0 | 0 | 0 | 0 | 60 | 2 | 0 | 0 | 0 | 0 | 0 | 0 | 0 | 9 | 2 | 0 | 0 |  | 11 | 22.0365
SCE Metro | ArcoGen | 230 | ArcoGen_230_kV | SCE | TRUE | 0 | 0 | 0 | 0 | 0 | 0 | 0 | 0 | 920 | 0 | 0 | 0 | 0 | 0 | 0 | 0 | 0 | 920 | 0 |  | 920 | -920 | 0 | 0 | 0 | 0 | 0 | 0 | 0 | 920 | 0 | 0 | 0 | 0 | 0 | 0 | 0 | 0 | 920 | 0 |  | 920 | -920
SDGE | Artesian | 230 | Artesian_230_kV | SDGE | TRUE | 0 | 0 | 0 | 0 | 0 | 0 | 0 | 0 | 0 | 0 | 0 | 0 | 0 | 0 | 0 | 0 | 0 | 0 | 0 |  | 0 | 0 | 0 | 0 | 0 | 0 | 0 | 0 | 0 | 0 | 0 | 0 | 0 | 0 | 0 | 0 | 0 | 0 | 0 | 0 |  | 0 | 0
SDGE | Artesian | 69 | Artesian_69_kV | SDGE | TRUE | 0 | 0 | 0 | 0 | 0 | 0 | 0 | 0 | 0 | 0 | 0 | 0 | 0 | 0 | 0 | 0 | 0 | 0 | 0 |  | 0 | 0 | 0 | 0 | 0 | 0 | 0 | 0 | 0 | 0 | 0 | 0 | 0 | 0 | 0 | 0 | 0 | 0 | 0 | 0 |  | 0 | 0
PG&E FRESNO | Ashlan | 230 | Ashlan_230_kV | PGE | TRUE | 0 | 0 | 0 | 0 | 0 | 0 | 0 | 0 | 0 | 0 | 0 | 0 | 0 | 0 | 0 | 0 | 0 | 0 | 0 |  | 0 | 0 | 0 | 0 | 0 | 0 | 0 | 0 | 0 | 0 | 0 | 0 | 0 | 0 | 0 | 0 | 0 | 0 | 0 | 0 |  | 0 | 0
PG&E NGBA | Atlantic | 115 | Atlantic_115_kV | PGE | TRUE | 0 | 0 | 0 | 0 | 0 | 0 | 0 | 0 | 0 | 0 | 0 | 0 | 0 | 0 | 0 | 0 | 0 | 0 | 0 |  | 0 | 0 | 0 | 0 | 0 | 0 | 0 | 0 | 0 | 0 | 0 | 0 | 0 | 0 | 0 | 0 | 0 | 0 | 0 | 0 |  | 0 | 0
PG&E NGBA | Atlantic | 230 | Atlantic_230_kV | PGE | TRUE | 0 | 0 | 0 | 0 | 0 | 0 | 0 | 0 | 0 | 0 | 0 | 0 | 0 | 0 | 0 | 0 | 0 | 0 | 0 |  | 0 | 0 | 0 | 0 | 0 | 0 | 0 | 0 | 0 | 0 | 0 | 0 | 0 | 0 | 0 | 0 | 0 | 0 | 0 | 0 |  | 0 | 0
PG&E NGBA | Atlantic | 60 | Atlantic_60_kV | PGE | TRUE | 0 | 0 | 0 | 0 | 0 | 0 | 0 | 0 | 0 | 0 | 0 | 0 | 0 | 0 | 0 | 0 | 0 | 0 | 0 |  | 0 | 0 | 0 | 0 | 0 | 0 | 0 | 0 | 0 | 0 | 0 | 0 | 0 | 0 | 0 | 0 | 0 | 0 | 0 | 0 |  | 0 | 0
PG&E FRESNO | Atwater | 115 | Atwater_115_kV | PGE | TRUE | 0 | 0 | 0 | 0 | 0 | 0 | 0 | 0 | 0 | 0 | 0 | 0 | 0 | 0 | 0 | 0 | 0 | 0 | 0 |  | 0 | 0 | 0 | 0 | 0 | 0 | 0 | 0 | 0 | 0 | 0 | 0 | 0 | 0 | 0 | 0 | 0 | 0 | 0 | 0 |  | 0 | 0
PG&E GBA | Avena | 115 | Avena_115_kV | PGE | TRUE | 0 | 0 | 0 | 0 | 0 | 0 | 100 | 0 | 0 | 0 | 0 | 0 | 0 | 0 | 0 | 15 | 0 | 0 | 0 |  | 15 | -15 | 0 | 0 | 0 | 0 | 0 | 100 | 0 | 0 | 0 | 0 | 0 | 0 | 0 | 0 | 15 | 0 | 0 | 0 |  | 15 | -15
SDGE | Avocado | 69 | Avocado_69_kV | SDGE | TRUE | 69.6 | 0 | 0 | 0 | 0 | 0 | 0 | 0 | 0 | 0 | 0 | 0 | 0 | 0 | 0 | 0 | 0 | 0 | 0 |  | 0 | 69.6 | 0 | 0 | 0 | 0 | 0 | 0 | 0 | 0 | 0 | 0 | 0 | 0 | 0 | 0 | 0 | 0 | 0 | 0 |  | 0 | 69.6
PG&E NGBA | Bahia | 230 | Bahia_230_kV | PGE | TRUE | 0 | 0 | 0 | 0 | 0 | 0 | 0 | 0 | 0 | 0 | 0 | 0 | 0 | 0 | 0 | 0 | 0 | 0 | 0 |  | 0 | 0 | 0 | 0 | 0 | 0 | 0 | 0 | 0 | 0 | 0 | 0 | 0 | 0 | 0 | 0 | 0 | 0 | 0 | 0 |  | 0 | 0
SCE Northern | Bailey | 230 | Bailey_230_kV | SCE | TRUE | 0 | 0 | 0 | 0 | 0 | 0 | 0 | 0 | 0 | 0 | 0 | 0 | 0 | 0 | 0 | 0 | 0 | 0 | 0 |  | 0 | 0 | 0 | 0 | 0 | 0 | 0 | 0 | 0 | 0 | 0 | 0 | 0 | 0 | 0 | 0 | 0 | 0 | 0 | 0 |  | 0 | 0
SCE NOL | Baker | 115 | Baker_115_kV | SCE | TRUE | 0 | 0 | 0 | 0 | 0 | 0 | 0 | 0 | 0 | 0 | 0 | 0 | 0 | 0 | 0 | 0 | 0 | 0 | 0 |  | 0 | 0 | 0 | 0 | 0 | 0 | 0 | 0 | 0 | 0 | 0 | 0 | 0 | 0 | 0 | 0 | 0 | 0 | 0 | 0 |  | 0 | 0
PG&E KERN | Bakersfield | 230 | Bakersfield_230_kV | PGE | TRUE | 0 | 0 | 0 | 0 | 0 | 0 | 0 | 0 | 0 | 0 | 0 | 0 | 0 | 0 | 0 | 0 | 0 | 0 | 0 |  | 0 | 0 | 0 | 0 | 0 | 0 | 0 | 0 | 0 | 0 | 0 | 0 | 0 | 0 | 0 | 0 | 0 | 0 | 0 | 0 |  | 0 | 0
PG&E FRESNO | Balch | 230 | Balch_230_kV | PGE | TRUE | 0 | 0 | 0 | 0 | 0 | 0 | 0 | 0 | 0 | 0 | 0 | 0 | 0 | 0 | 0 | 0 | 0 | 0 | 0 |  | 0 | 0 | 0 | 0 | 0 | 0 | 0 | 0 | 0 | 0 | 0 | 0 | 0 | 0 | 0 | 0 | 0 | 0 | 0 | 0 |  | 0 | 0
SCE Eastern | Bannister | 230 | Bannister_230_kV | SCE | TRUE | 0 | 0 | 0 | 0 | 0 | 0 | 0 | 0 | 0 | 0 | 0 | 0 | 0 | 0 | 0 | 0 | 0 | 0 | 0 |  | 0 | 0 | 0 | 0 | 0 | 0 | 0 | 0 | 0 | 0 | 0 | 0 | 0 | 0 | 0 | 0 | 0 | 0 | 0 | 0 |  | 0 | 0
SCE Metro | Barre | 230 | Barre_230_kV | SCE | TRUE | 0 | 0 | 0 | 0 | 0 | 0 | 0 | 0 | 935 | 0 | 0 | 0 | 0 | 0 | 0 | 0 | 0 | 935 | 0 |  | 935 | -935 | 0 | 0 | 0 | 0 | 0 | 0 | 0 | 935 | 0 | 0 | 0 | 0 | 0 | 0 | 0 | 0 | 935 | 0 |  | 935 | -935
SDGE | Bay Boulevard | 69 | Bay Boulevard_69_kV | SDGE | TRUE | 0 | 0 | 0 | 0 | 0 | 0 | 0 | 0 | 0 | 0 | 0 | 0 | 0 | 0 | 0 | 0 | 0 | 0 | 0 |  | 0 | 0 | 0 | 0 | 0 | 0 | 0 | 0 | 0 | 0 | 0 | 0 | 0 | 0 | 0 | 0 | 0 | 0 | 0 | 0 |  | 0 | 0
SDGE | Bay Boulevard | 230 | Bay Boulevard_230_kV | SDGE | TRUE | 0 | 0 | 0 | 0 | 0 | 0 | 0 | 0 | 0 | 0 | 0 | 0 | 0 | 0 | 0 | 0 | 0 | 0 | 0 |  | 0 | 0 | 0 | 0 | 0 | 0 | 0 | 0 | 0 | 0 | 0 | 0 | 0 | 0 | 0 | 0 | 0 | 0 | 0 | 0 |  | 0 | 0
SCE EOP | Beatty | 138 | Beatty_138_kV | VEA | TRUE | 0 | 0 | 0 | 0 | 0 | 0 | 0 | 0 | 0 | 0 | 0 | 0 | 0 | 0 | 0 | 0 | 0 | 0 | 0 |  | 0 | 0 | 0 | 0 | 0 | 0 | 0 | 0 | 0 | 0 | 0 | 0 | 0 | 0 | 0 | 0 | 0 | 0 | 0 | 0 |  | 0 | 0
SCE EOP | Beatty | 230 | Beatty_230_kV | VEA | TRUE | 0 | 436 | 0 | 0 | 0 | 0 | 0 | 0 | 170 | 500 | 436 | 0 | 0 | 0 | 0 | 0 | 0 | 170 | 500 |  | 170 | -170 | 436 | 0 | 0 | 0 | 0 | 0 | 0 | 170 | 500 | 436 | 0 | 0 | 0 | 0 | 0 | 0 | 170 | 500 |  | 170 | -170
PG&E NGBA | Belden | 230 | Belden_230_kV | PGE | TRUE | 0 | 0 | 0 | 0 | 0 | 0 | 0 | 0 | 0 | 0 | 0 | 0 | 0 | 0 | 0 | 0 | 0 | 0 | 0 |  | 0 | 0 | 0 | 0 | 0 | 0 | 0 | 0 | 0 | 0 | 0 | 0 | 0 | 0 | 0 | 0 | 0 | 0 | 0 | 0 |  | 0 | 0
PG&E NGBA | Bell | 115 | Bell_115_kV | PGE | TRUE | 0 | 0 | 0 | 0 | 0 | 0 | 0 | 0 | 0 | 0 | 0 | 0 | 0 | 0 | 0 | 0 | 0 | 0 | 0 |  | 0 | 0 | 0 | 0 | 0 | 0 | 0 | 0 | 0 | 0 | 0 | 0 | 0 | 0 | 0 | 0 | 0 | 0 | 0 | 0 |  | 0 | 0
PG&E NGBA | Bellevue | 115 | Bellevue_115_kV | PGE | TRUE | 0 | 0 | 0 | 0 | 0 | 0 | 0 | 0 | 0 | 0 | 0 | 0 | 0 | 0 | 0 | 0 | 0 | 0 | 0 |  | 0 | 0 | 0 | 0 | 0 | 0 | 0 | 0 | 0 | 0 | 0 | 0 | 0 | 0 | 0 | 0 | 0 | 0 | 0 | 0 |  | 0 | 0
PG&E GBA | Bellota | 115 | Bellota_115_kV | PGE | TRUE | 0 | 0 | 0 | 0 | 0 | 0 | 0 | 0 | 0 | 0 | 0 | 0 | 0 | 0 | 0 | 0 | 0 | 0 | 0 |  | 0 | 0 | 0 | 0 | 0 | 0 | 0 | 0 | 0 | 0 | 0 | 0 | 0 | 0 | 0 | 0 | 0 | 0 | 0 | 0 |  | 0 | 0
PG&E GBA | Bellota | 230 | Bellota_230_kV | PGE | TRUE | 0 | 0 | 0 | 0 | 0 | 0 | 0 | 0 | 0 | 400 | 0 | 0 | 0 | 0 | 0 | 0 | 0 | 0 | 400 |  | 0 | 0 | 0 | 0 | 0 | 0 | 0 | 10 | 0 | 0 | 400 | 0 | 0 | 0 | 0 | 0 | 1.5 | 0 | 0 | 400 |  | 1.5 | -1.5
SCE Northern | Big Creek | 230 | Big Creek_230_kV | SCE | TRUE | 0 | 0 | 0 | 0 | 0 | 0 | 200 | 0 | 0 | 0 | 0 | 0 | 0 | 0 | 0 | 26 | 0 | 0 | 0 |  | 26 | -26 | 0 | 0 | 0 | 0 | 0 | 200 | 0 | 0 | 0 | 0 | 0 | 0 | 0 | 0 | 26 | 0 | 0 | 0 |  | 26 | -26
PG&E FRESNO | Biola | 70 | Biola_70_kV | PGE | TRUE | 0 | 0 | 0 | 0 | 0 | 0 | 0 | 0 | 0 | 0 | 0 | 0 | 0 | 0 | 0 | 0 | 0 | 0 | 0 |  | 0 | 0 | 0 | 0 | 0 | 0 | 0 | 0 | 0 | 0 | 0 | 0 | 0 | 0 | 0 | 0 | 0 | 0 | 0 | 0 |  | 0 | 0
PG&E GBA | Birds Landing | 230 | Birds Landing_230_kV | PGE | TRUE | 111.197 | 0 | 0 | 0 | 0 | 0 | 0 | 0 | 0 | 0 | 0 | 0 | 0 | 0 | 0 | 0 | 0 | 0 | 0 |  | 0 | 111.197 | 0 | 0 | 0 | 0 | 0 | 0 | 0 | 0 | 0 | 0 | 0 | 0 | 0 | 0 | 0 | 0 | 0 | 0 |  | 0 | 111.197
SCE Northern | Bliss | 66 | Bliss_66_kV | SCE | TRUE | 0 | 0 | 0 | 0 | 0 | 0 | 0 | 0 | 0 | 0 | 0 | 0 | 0 | 0 | 0 | 0 | 0 | 0 | 0 |  | 0 | 0 | 0 | 0 | 0 | 0 | 0 | 0 | 0 | 0 | 0 | 0 | 0 | 0 | 0 | 0 | 0 | 0 | 0 | 0 |  | 0 | 0
SCE Eastern | Blythe | 161 | Blythe_161_kV | SCE | TRUE | 0 | 0 | 0 | 0 | 0 | 0 | 0 | 160 | 0 | 0 | 0 | 0 | 0 | 0 | 0 | 0 | 160 | 0 | 0 |  | 160 | -160 | 0 | 0 | 0 | 0 | 0 | 0 | 160 | 0 | 0 | 0 | 0 | 0 | 0 | 0 | 0 | 160 | 0 | 0 |  | 160 | -160
PG&E NGBA | Bogue | 115 | Bogue_115_kV | PGE | TRUE | 0 | 0 | 0 | 0 | 0 | 0 | 0 | 0 | 0 | 0 | 0 | 0 | 0 | 0 | 0 | 0 | 0 | 0 | 0 |  | 0 | 0 | 0 | 0 | 0 | 0 | 0 | 0 | 0 | 0 | 0 | 0 | 0 | 0 | 0 | 0 | 0 | 0 | 0 | 0 |  | 0 | 0
PG&E FRESNO | Borden | 230 | Borden_230_kV | PGE | TRUE | 0 | 0 | 0 | 0 | 0 | 0 | 0 | 0 | 0 | 0 | 0 | 0 | 0 | 0 | 0 | 0 | 0 | 0 | 0 |  | 0 | 0 | 0 | 0 | 0 | 0 | 0 | 0 | 0 | 0 | 0 | 0 | 0 | 0 | 0 | 0 | 0 | 0 | 0 | 0 |  | 0 | 0
PG&E FRESNO | Borden | 70 | Borden_70_kV | PGE | TRUE | 0 | 0 | 0 | 0 | 0 | 0 | 0 | 0 | 0 | 0 | 0 | 0 | 0 | 0 | 0 | 0 | 0 | 0 | 0 |  | 0 | 0 | 0 | 0 | 0 | 0 | 0 | 0 | 0 | 0 | 0 | 0 | 0 | 0 | 0 | 0 | 0 | 0 | 0 | 0 |  | 0 | 0
SDGE | Boulevard East | 138 | Boulevard East_138_kV | SDGE | TRUE | 240.5398 | 0 | 0 | 180 | 0 | 0 | 0 | 0 | 0 | 0 | 0 | 0 | 63 | 0 | 0 | 0 | 0 | 0 | 0 |  | 63 | 177.5398 | 0 | 0 | 180 | 0 | 0 | 0 | 0 | 0 | 0 | 0 | 0 | 63 | 0 | 0 | 0 | 0 | 0 | 0 |  | 63 | 177.5398
SDGE | Boulevard East | 69 | Boulevard East_69_kV | SDGE | TRUE | 16.182 | 0 | 0 | 0 | 0 | 0 | 0 | 17.4 | 0 | 0 | 0 | 0 | 0 | 0 | 0 | 0 | 17.4 | 0 | 0 |  | 17.4 | -1.218 | 0 | 0 | 0 | 0 | 0 | 0 | 17.4 | 0 | 0 | 0 | 0 | 0 | 0 | 0 | 0 | 17.4 | 0 | 0 |  | 17.4 | -1.218
PG&E GBA | Brentwood | 230 | Brentwood_230_kV | PGE | TRUE | 0 | 0 | 0 | 0 | 0 | 0 | 0 | 0 | 0 | 0 | 0 | 0 | 0 | 0 | 0 | 0 | 0 | 0 | 0 |  | 0 | 0 | 0 | 0 | 0 | 0 | 0 | 0 | 0 | 0 | 0 | 0 | 0 | 0 | 0 | 0 | 0 | 0 | 0 | 0 |  | 0 | 0
PG&E NGBA | Bridgeville | 115 | Bridgeville_115_kV | PGE | TRUE | 0 | 185.7 | 0 | 0 | 0 | 0 | 0 | 0 | 0 | 0 | 185.7 | 0 | 0 | 0 | 0 | 0 | 0 | 0 | 0 |  | 0 | 0 | 185.7 | 0 | 212 | 0 | 0 | 0 | 0 | 0 | 0 | 185.7 | 0 | 106 | 0 | 0 | 0 | 0 | 0 | 0 |  | 106 | -106
PG&E NGBA | Brighton | 115 | Brighton_115_kV | PGE | TRUE | 0 | 0 | 0 | 0 | 0 | 0 | 0 | 0 | 0 | 0 | 0 | 0 | 0 | 0 | 0 | 0 | 0 | 0 | 0 |  | 0 | 0 | 0 | 0 | 0 | 0 | 0 | 0 | 0 | 0 | 0 | 0 | 0 | 0 | 0 | 0 | 0 | 0 | 0 | 0 |  | 0 | 0
PG&E NGBA | Brighton | 230 | Brighton_230_kV | PGE | TRUE | 0 | 0 | 0 | 0 | 0 | 0 | 0 | 0 | 0 | 0 | 0 | 0 | 0 | 0 | 0 | 0 | 0 | 0 | 0 |  | 0 | 0 | 0 | 0 | 0 | 0 | 0 | 0 | 0 | 0 | 0 | 0 | 0 | 0 | 0 | 0 | 0 | 0 | 0 | 0 |  | 0 | 0
PG&E NGBA | Brunswick | 115 | Brunswick_115_kV | PGE | TRUE | 0 | 0 | 0 | 0 | 0 | 0 | 0 | 0 | 0 | 0 | 0 | 0 | 0 | 0 | 0 | 0 | 0 | 0 | 0 |  | 0 | 0 | 0 | 0 | 0 | 0 | 0 | 0 | 0 | 0 | 0 | 0 | 0 | 0 | 0 | 0 | 0 | 0 | 0 | 0 |  | 0 | 0
PG&E NGBA | Bucks Creek | 230 | Bucks Creek_230_kV | PGE | TRUE | 0 | 0 | 0 | 0 | 0 | 0 | 0 | 0 | 0 | 0 | 0 | 0 | 0 | 0 | 0 | 0 | 0 | 0 | 0 |  | 0 | 0 | 0 | 0 | 0 | 0 | 0 | 0 | 0 | 0 | 0 | 0 | 0 | 0 | 0 | 0 | 0 | 0 | 0 | 0 |  | 0 | 0
PG&E KERN | Buena Vista | 230 | Buena Vista_230_kV | PGE | TRUE | 0 | 0 | 0 | 0 | 0 | 0 | 0 | 0 | 0 | 0 | 0 | 0 | 0 | 0 | 0 | 0 | 0 | 0 | 0 |  | 0 | 0 | 0 | 0 | 0 | 0 | 0 | 0 | 0 | 0 | 0 | 0 | 0 | 0 | 0 | 0 | 0 | 0 | 0 | 0 |  | 0 | 0
PG&E FRESNO | Bullard | 115 | Bullard_115_kV | PGE | TRUE | 0 | 0 | 0 | 0 | 0 | 0 | 0 | 0 | 0 | 0 | 0 | 0 | 0 | 0 | 0 | 0 | 0 | 0 | 0 |  | 0 | 0 | 0 | 0 | 0 | 0 | 0 | 0 | 0 | 0 | 0 | 0 | 0 | 0 | 0 | 0 | 0 | 0 | 0 | 0 |  | 0 | 0
PG&E GBA | Burlingame | 115 | Burlingame_115_kV | PGE | TRUE | 0 | 0 | 0 | 0 | 0 | 0 | 0 | 0 | 0 | 0 | 0 | 0 | 0 | 0 | 0 | 0 | 0 | 0 | 0 |  | 0 | 0 | 0 | 0 | 0 | 0 | 0 | 88 | 0 | 0 | 0 | 0 | 0 | 0 | 0 | 0 | 13.2 | 0 | 0 | 0 |  | 13.2 | -13.2
PG&E NGBA | Burney Forest | 230 | Burney Forest_230_kV | PGE | TRUE | 0 | 0 | 0 | 0 | 0 | 0 | 0 | 0 | 0 | 0 | 0 | 0 | 0 | 0 | 0 | 0 | 0 | 0 | 0 |  | 0 | 0 | 0 | 0 | 0 | 0 | 0 | 0 | 0 | 0 | 0 | 0 | 0 | 0 | 0 | 0 | 0 | 0 | 0 | 0 |  | 0 | 0
PG&E NGBA | Butte | 115 | Butte_115_kV | PGE | TRUE | 0 | 0 | 0 | 0 | 0 | 0 | 0 | 0 | 0 | 0 | 0 | 0 | 0 | 0 | 0 | 0 | 0 | 0 | 0 |  | 0 | 0 | 0 | 0 | 0 | 0 | 0 | 0 | 0 | 0 | 0 | 0 | 0 | 0 | 0 | 0 | 0 | 0 | 0 | 0 |  | 0 | 0
PG&E KERN | Cabrillo | 115 | Cabrillo_115_kV | PGE | TRUE | 0 | 0 | 0 | 0 | 0 | 0 | 0 | 0 | 0 | 0 | 0 | 0 | 0 | 0 | 0 | 0 | 0 | 0 | 0 |  | 0 | 0 | 0 | 0 | 0 | 0 | 0 | 0 | 0 | 0 | 0 | 0 | 0 | 0 | 0 | 0 | 0 | 0 | 0 | 0 |  | 0 | 0
PG&E FRESNO | Cal Flats | 230 | Cal Flats_230_kV | PGE | TRUE | 0 | 0 | 0 | 0 | 0 | 0 | 0 | 0 | 0 | 0 | 0 | 0 | 0 | 0 | 0 | 0 | 0 | 0 | 0 |  | 0 | 0 | 0 | 0 | 0 | 0 | 0 | 0 | 0 | 0 | 0 | 0 | 0 | 0 | 0 | 0 | 0 | 0 | 0 | 0 |  | 0 | 0
SCE NOL | Calcite | 230 | Calcite_230_kV | SCE | TRUE | 241 | 0 | 0 | 0 | 0 | 0 | 165 | 0 | 0 | 0 | 0 | 0 | 0 | 0 | 0 | 21.45 | 0 | 0 | 0 |  | 21.45 | 219.55 | 0 | 0 | 0 | 0 | 0 | 165 | 0 | 0 | 0 | 0 | 0 | 0 | 0 | 0 | 21.45 | 0 | 0 | 0 |  | 21.45 | 219.55
PG&E KERN | Caliente | 230 | Caliente_230_kV | PGE | TRUE | 0 | 0 | 0 | 0 | 0 | 0 | 0 | 0 | 0 | 150 | 0 | 0 | 0 | 0 | 0 | 0 | 0 | 0 | 150 |  | 0 | 0 | 0 | 0 | 0 | 0 | 0 | 0 | 0 | 0 | 150 | 0 | 0 | 0 | 0 | 0 | 0 | 0 | 0 | 150 |  | 0 | 0
PG&E FRESNO | California Ave | 115 | California Ave_115_kV | PGE | TRUE | 0 | 0 | 0 | 0 | 0 | 0 | 0 | 0 | 0 | 0 | 0 | 0 | 0 | 0 | 0 | 0 | 0 | 0 | 0 |  | 0 | 0 | 0 | 0 | 0 | 0 | 0 | 0 | 0 | 0 | 0 | 0 | 0 | 0 | 0 | 0 | 0 | 0 | 0 | 0 |  | 0 | 0
PG&E KERN | Callender | 115 | Callender_115_kV | PGE | TRUE | 0 | 0 | 0 | 0 | 0 | 0 | 0 | 0 | 0 | 0 | 0 | 0 | 0 | 0 | 0 | 0 | 0 | 0 | 0 |  | 0 | 0 | 0 | 0 | 0 | 0 | 0 | 0 | 0 | 0 | 0 | 0 | 0 | 0 | 0 | 0 | 0 | 0 | 0 | 0 |  | 0 | 0
PG&E NGBA | Calpella | 115 | Calpella_115_kV | PGE | TRUE | 0 | 0 | 0 | 0 | 0 | 0 | 0 | 0 | 0 | 0 | 0 | 0 | 0 | 0 | 0 | 0 | 0 | 0 | 0 |  | 0 | 0 | 0 | 0 | 0 | 0 | 0 | 0 | 0 | 0 | 0 | 0 | 0 | 0 | 0 | 0 | 0 | 0 | 0 | 0 |  | 0 | 0
PG&E GBA | Camanche | 230 | Camanche_230_kV | PGE | TRUE | 0 | 0 | 0 | 0 | 0 | 0 | 0 | 0 | 0 | 0 | 0 | 0 | 0 | 0 | 0 | 0 | 0 | 0 | 0 |  | 0 | 0 | 0 | 0 | 0 | 0 | 0 | 0 | 0 | 0 | 0 | 0 | 0 | 0 | 0 | 0 | 0 | 0 | 0 | 0 |  | 0 | 0
SDGE | Cameron | 69 | Cameron_69_kV | SDGE | TRUE | 0 | 0 | 0 | 0 | 0 | 0 | 0 | 0 | 0 | 0 | 0 | 0 | 0 | 0 | 0 | 0 | 0 | 0 | 0 |  | 0 | 0 | 0 | 0 | 0 | 0 | 0 | 0 | 0 | 0 | 0 | 0 | 0 | 0 | 0 | 0 | 0 | 0 | 0 | 0 |  | 0 | 0
SDGE | Cannon | 69 | Cannon_69_kV | SDGE | TRUE | 0 | 0 | 0 | 0 | 0 | 0 | 0 | 0 | 0 | 0 | 0 | 0 | 0 | 0 | 0 | 0 | 0 | 0 | 0 |  | 0 | 0 | 0 | 0 | 0 | 0 | 0 | 0 | 0 | 0 | 0 | 0 | 0 | 0 | 0 | 0 | 0 | 0 | 0 | 0 |  | 0 | 0
PG&E FRESNO | Cantua | 115 | Cantua_115_kV | PGE | TRUE | 0 | 0 | 0 | 0 | 0 | 0 | 0 | 0 | 0 | 0 | 0 | 0 | 0 | 0 | 0 | 0 | 0 | 0 | 0 |  | 0 | 0 | 0 | 0 | 0 | 0 | 0 | 100 | 0 | 0 | 0 | 0 | 0 | 0 | 0 | 0 | 15 | 0 | 0 | 0 |  | 15 | -15
SDGE | Capistrano | 138 | Capistrano_138_kV | SDGE | TRUE | 0 | 0 | 0 | 0 | 0 | 0 | 0 | 0 | 25 | 0 | 0 | 0 | 0 | 0 | 0 | 0 | 0 | 25 | 0 |  | 25 | -25 | 0 | 0 | 0 | 0 | 0 | 0 | 0 | 25 | 0 | 0 | 0 | 0 | 0 | 0 | 0 | 0 | 25 | 0 |  | 25 | -25
SDGE | Capistrano | 230 | Capistrano_230_kV | SDGE | TRUE | 0 | 0 | 0 | 0 | 0 | 0 | 0 | 0 | 25 | 0 | 0 | 0 | 0 | 0 | 0 | 0 | 0 | 25 | 0 |  | 25 | -25 | 0 | 0 | 0 | 0 | 0 | 0 | 0 | 25 | 0 | 0 | 0 | 0 | 0 | 0 | 0 | 0 | 25 | 0 |  | 25 | -25
PG&E NGBA | Carberry | 230 | Carberry_230_kV | PGE | TRUE | 0 | 0 | 0 | 0 | 0 | 0 | 0 | 0 | 0 | 0 | 0 | 0 | 0 | 0 | 0 | 0 | 0 | 0 | 0 |  | 0 | 0 | 0 | 0 | 0 | 0 | 0 | 0 | 0 | 0 | 0 | 0 | 0 | 0 | 0 | 0 | 0 | 0 | 0 | 0 |  | 0 | 0
SCE Eastern | Cardiff | 66 | Cardiff_66_kV | SCE | TRUE | 0 | 0 | 0 | 0 | 0 | 0 | 0 | 0 | 0 | 0 | 0 | 0 | 0 | 0 | 0 | 0 | 0 | 0 | 0 |  | 0 | 0 | 0 | 0 | 0 | 0 | 0 | 0 | 0 | 0 | 0 | 0 | 0 | 0 | 0 | 0 | 0 | 0 | 0 | 0 |  | 0 | 0
PG&E NGBA | Caribou | 60 | Caribou_60_kV | PGE | TRUE | 0 | 0 | 0 | 0 | 0 | 0 | 0 | 0 | 0 | 0 | 0 | 0 | 0 | 0 | 0 | 0 | 0 | 0 | 0 |  | 0 | 0 | 0 | 0 | 0 | 0 | 0 | 0 | 0 | 0 | 0 | 0 | 0 | 0 | 0 | 0 | 0 | 0 | 0 | 0 |  | 0 | 0
PG&E NGBA | Caribou | 115 | Caribou_115_kV | PGE | TRUE | 0 | 0 | 0 | 0 | 0 | 0 | 0 | 0 | 0 | 0 | 0 | 0 | 0 | 0 | 0 | 0 | 0 | 0 | 0 |  | 0 | 0 | 0 | 0 | 0 | 0 | 0 | 0 | 0 | 0 | 0 | 0 | 0 | 0 | 0 | 0 | 0 | 0 | 0 | 0 |  | 0 | 0
PG&E NGBA | Caribou | 230 | Caribou_230_kV | PGE | TRUE | 0 | 0 | 0 | 0 | 0 | 0 | 0 | 0 | 0 | 0 | 0 | 0 | 0 | 0 | 0 | 0 | 0 | 0 | 0 |  | 0 | 0 | 0 | 0 | 0 | 0 | 0 | 0 | 0 | 0 | 0 | 0 | 0 | 0 | 0 | 0 | 0 | 0 | 0 | 0 |  | 0 | 0
SCE EOP | Carpenter Canyon (fka Gamebird) | 138 | Carpenter Canyon (fka Gamebird)_138_kV | VEA | TRUE | 0 | 0 | 0 | 0 | 0 | 0 | 0 | 0 | 0 | 0 | 0 | 0 | 0 | 0 | 0 | 0 | 0 | 0 | 0 |  | 0 | 0 | 0 | 0 | 0 | 0 | 0 | 0 | 0 | 0 | 0 | 0 | 0 | 0 | 0 | 0 | 0 | 0 | 0 | 0 |  | 0 | 0
SCE EOP | Carpenter Canyon (fka Gamebird) | 230 | Carpenter Canyon (fka Gamebird)_230_kV | VEA | TRUE | 200 | 0 | 0 | 0 | 0 | 0 | 0 | 0 | 36.5 | 0 | 0 | 0 | 0 | 0 | 0 | 0 | 0 | 36.5 | 0 |  | 36.5 | 163.5 | 0 | 0 | 0 | 0 | 0 | 0 | 0 | 36.5 | 0 | 0 | 0 | 0 | 0 | 0 | 0 | 0 | 36.5 | 0 |  | 36.5 | 163.5
PG&E NGBA | Carquinez | 115 | Carquinez_115_kV | PGE | TRUE | 0 | 0 | 0 | 0 | 0 | 0 | 0 | 0 | 0 | 0 | 0 | 0 | 0 | 0 | 0 | 0 | 0 | 0 | 0 |  | 0 | 0 | 0 | 0 | 0 | 0 | 0 | 0 | 0 | 0 | 0 | 0 | 0 | 0 | 0 | 0 | 0 | 0 | 0 | 0 |  | 0 | 0
SDGE | Carrizo Gorge | 138 | Carrizo Gorge_138_kV | SDGE | TRUE | 90 | 0 | 0 | 0 | 0 | 0 | 0 | 70 | 0 | 0 | 0 | 0 | 0 | 0 | 0 | 0 | 70 | 0 | 0 |  | 70 | 20 | 0 | 0 | 0 | 0 | 0 | 0 | 70 | 0 | 0 | 0 | 0 | 0 | 0 | 0 | 0 | 70 | 0 | 0 |  | 70 | 20
PG&E KERN | Carrizo Plains | 115 | Carrizo Plains_115_kV | PGE | TRUE | 0 | 0 | 0 | 0 | 0 | 0 | 0 | 0 | 0 | 0 | 0 | 0 | 0 | 0 | 0 | 0 | 0 | 0 | 0 |  | 0 | 0 | 0 | 0 | 0 | 0 | 0 | 0 | 0 | 0 | 0 | 0 | 0 | 0 | 0 | 0 | 0 | 0 | 0 | 0 |  | 0 | 0
PG&E KERN | Casaloma | 230 | Casaloma_230_kV | PGE | TRUE | 0 | 0 | 0 | 0 | 0 | 0 | 0 | 0 | 0 | 0 | 0 | 0 | 0 | 0 | 0 | 0 | 0 | 0 | 0 |  | 0 | 0 | 0 | 0 | 0 | 0 | 0 | 0 | 0 | 0 | 0 | 0 | 0 | 0 | 0 | 0 | 0 | 0 | 0 | 0 |  | 0 | 0
PG&E GBA | Castro Valley | 230 | Castro Valley_230_kV | PGE | TRUE | 0 | 0 | 0 | 0 | 0 | 0 | 0 | 0 | 0 | 0 | 0 | 0 | 0 | 0 | 0 | 0 | 0 | 0 | 0 |  | 0 | 0 | 0 | 0 | 0 | 0 | 0 | 0 | 0 | 0 | 0 | 0 | 0 | 0 | 0 | 0 | 0 | 0 | 0 | 0 |  | 0 | 0
PG&E GBA | Cayetano | 230 | Cayetano_230_kV | PGE | TRUE | 100 | 0 | 0 | 0 | 0 | 0 | 0 | 0 | 0 | 0 | 0 | 0 | 0 | 0 | 0 | 0 | 0 | 0 | 0 |  | 0 | 100 | 0 | 0 | 0 | 0 | 0 | 0 | 0 | 0 | 0 | 0 | 0 | 0 | 0 | 0 | 0 | 0 | 0 | 0 |  | 0 | 100
SCE Metro | Center | 230 | Center_230_kV | SCE | TRUE | 0 | 0 | 0 | 0 | 0 | 0 | 0 | 0 | 1000 | 0 | 0 | 0 | 0 | 0 | 0 | 0 | 0 | 1000 | 0 |  | 1000 | -1000 | 0 | 0 | 0 | 0 | 0 | 0 | 0 | 1000 | 0 | 0 | 0 | 0 | 0 | 0 | 0 | 0 | 1000 | 0 |  | 1000 | -1000
PG&E KERN | Charca | 115 | Charca_115_kV | PGE | TRUE | 0 | 0 | 0 | 0 | 0 | 0 | 0 | 0 | 0 | 0 | 0 | 0 | 0 | 0 | 0 | 0 | 0 | 0 | 0 |  | 0 | 0 | 0 | 0 | 0 | 0 | 0 | 0 | 0 | 0 | 0 | 0 | 0 | 0 | 0 | 0 | 0 | 0 | 0 | 0 |  | 0 | 0
SCE EOP | Charleston | 138 | Charleston_138_kV | VEA | TRUE | 0 | 0 | 0 | 0 | 0 | 0 | 0 | 0 | 0 | 0 | 0 | 0 | 0 | 0 | 0 | 0 | 0 | 0 | 0 |  | 0 | 0 | 0 | 0 | 0 | 0 | 0 | 0 | 0 | 0 | 0 | 0 | 0 | 0 | 0 | 0 | 0 | 0 | 0 | 0 |  | 0 | 0
SCE Metro | Chevmain | 230 | Chevmain_230_kV | SCE | TRUE | 0 | 0 | 0 | 0 | 0 | 0 | 0 | 0 | 1000 | 0 | 0 | 0 | 0 | 0 | 0 | 0 | 0 | 1000 | 0 |  | 1000 | -1000 | 0 | 0 | 0 | 0 | 0 | 0 | 0 | 1000 | 0 | 0 | 0 | 0 | 0 | 0 | 0 | 0 | 1000 | 0 |  | 1000 | -1000
SDGE | Chicarita | 138 | Chicarita_138_kV | SDGE | TRUE | 0 | 0 | 0 | 0 | 0 | 0 | 0 | 0 | 0 | 0 | 0 | 0 | 0 | 0 | 0 | 0 | 0 | 0 | 0 |  | 0 | 0 | 0 | 0 | 0 | 0 | 0 | 0 | 0 | 0 | 0 | 0 | 0 | 0 | 0 | 0 | 0 | 0 | 0 | 0 |  | 0 | 0
SCE Metro | Chino | 230 | Chino_230_kV | SCE | TRUE | 400 | 0 | 0 | 0 | 0 | 0 | 0 | 225 | 800 | 0 | 0 | 0 | 0 | 0 | 0 | 0 | 225 | 800 | 0 |  | 1025 | -625 | 0 | 0 | 0 | 0 | 0 | 0 | 225 | 800 | 0 | 0 | 0 | 0 | 0 | 0 | 0 | 225 | 800 | 0 |  | 1025 | -625
PG&E FRESNO | Chowchilla | 115 | Chowchilla_115_kV | PGE | TRUE | 0 | 0 | 0 | 0 | 0 | 0 | 0 | 0 | 0 | 0 | 0 | 0 | 0 | 0 | 0 | 0 | 0 | 0 | 0 |  | 0 | 0 | 0 | 0 | 0 | 0 | 0 | 0 | 0 | 0 | 0 | 0 | 0 | 0 | 0 | 0 | 0 | 0 | 0 | 0 |  | 0 | 0
PG&E GBA | Christie | 60 | Christie_60_kV | PGE | TRUE | 0 | 0 | 0 | 0 | 0 | 0 | 0 | 0 | 0 | 0 | 0 | 0 | 0 | 0 | 0 | 0 | 0 | 0 | 0 |  | 0 | 0 | 0 | 0 | 0 | 0 | 0 | 0 | 0 | 0 | 0 | 0 | 0 | 0 | 0 | 0 | 0 | 0 | 0 | 0 |  | 0 | 0
PG&E GBA | Christie | 115 | Christie_115_kV | PGE | TRUE | 0 | 0 | 0 | 0 | 0 | 0 | 0 | 0 | 0 | 0 | 0 | 0 | 0 | 0 | 0 | 0 | 0 | 0 | 0 |  | 0 | 0 | 0 | 0 | 0 | 0 | 0 | 0 | 0 | 0 | 0 | 0 | 0 | 0 | 0 | 0 | 0 | 0 | 0 | 0 |  | 0 | 0
SCE Eastern | Cielo Azul | 500 | Cielo Azul_500_kV | SCE | TRUE | 0 | 0 | 0 | 0 | 0 | 0 | 0 | 471.516 | 562 | 0 | 0 | 0 | 0 | 0 | 0 | 0 | 471.516 | 562 | 0 |  | 1033.516 | -1033.516 | 0 | 0 | 0 | 0 | 0 | 0 | 471.516 | 562 | 0 | 0 | 0 | 0 | 0 | 0 | 0 | 471.516 | 562 | 0 |  | 1033.516 | -1033.516
PG&E GBA | Clay | 60 | Clay_60_kV | PGE | TRUE | 0 | 0 | 0 | 0 | 0 | 0 | 0 | 0 | 0 | 0 | 0 | 0 | 0 | 0 | 0 | 0 | 0 | 0 | 0 |  | 0 | 0 | 0 | 0 | 0 | 0 | 0 | 0 | 0 | 0 | 0 | 0 | 0 | 0 | 0 | 0 | 0 | 0 | 0 | 0 |  | 0 | 0
PG&E GBA | Clayton | 115 | Clayton_115_kV | PGE | TRUE | 0 | 0 | 0 | 0 | 0 | 0 | 0 | 0 | 0 | 0 | 0 | 0 | 0 | 0 | 0 | 0 | 0 | 0 | 0 |  | 0 | 0 | 0 | 0 | 0 | 0 | 0 | 0 | 0 | 0 | 0 | 0 | 0 | 0 | 0 | 0 | 0 | 0 | 0 | 0 |  | 0 | 0
PG&E NGBA | Cloverdale | 115 | Cloverdale_115_kV | PGE | TRUE | 0 | 112.2 | 0 | 0 | 0 | 0 | 0 | 0 | 0 | 0 | 112.2 | 0 | 0 | 0 | 0 | 0 | 0 | 0 | 0 |  | 0 | 0 | 112.2 | 0 | 0 | 0 | 0 | 0 | 0 | 0 | 0 | 112.2 | 0 | 0 | 0 | 0 | 0 | 0 | 0 | 0 |  | 0 | 0
PG&E FRESNO | Clovis | 115 | Clovis_115_kV | PGE | TRUE | 0 | 0 | 0 | 0 | 0 | 0 | 0 | 0 | 0 | 0 | 0 | 0 | 0 | 0 | 0 | 0 | 0 | 0 | 0 |  | 0 | 0 | 0 | 0 | 0 | 0 | 0 | 0 | 0 | 0 | 0 | 0 | 0 | 0 | 0 | 0 | 0 | 0 | 0 | 0 |  | 0 | 0
PG&E GBA | Coburn | 230 | Coburn_230_kV | PGE | TRUE | 0 | 0 | 0 | 0 | 0 | 0 | 0 | 0 | 0 | 0 | 0 | 0 | 0 | 0 | 0 | 0 | 0 | 0 | 0 |  | 0 | 0 | 0 | 0 | 100 | 0 | 0 | 1244 | 0 | 0 | 0 | 0 | 0 | 50 | 0 | 0 | 186.6 | 0 | 0 | 0 |  | 236.6 | -236.6
PG&E GBA | Coburn | 60 | Coburn_60_kV | PGE | TRUE | 0 | 0 | 0 | 0 | 0 | 0 | 0 | 0 | 0 | 0 | 0 | 0 | 0 | 0 | 0 | 0 | 0 | 0 | 0 |  | 0 | 0 | 0 | 0 | 0 | 0 | 0 | 0 | 0 | 0 | 0 | 0 | 0 | 0 | 0 | 0 | 0 | 0 | 0 | 0 |  | 0 | 0
PG&E NGBA | Colgate | 230 | Colgate_230_kV | PGE | TRUE | 0 | 0 | 0 | 0 | 0 | 0 | 0 | 0 | 0 | 0 | 0 | 0 | 0 | 0 | 0 | 0 | 0 | 0 | 0 |  | 0 | 0 | 0 | 0 | 0 | 0 | 0 | 0 | 0 | 0 | 0 | 0 | 0 | 0 | 0 | 0 | 0 | 0 | 0 | 0 |  | 0 | 0
PG&E GBA | Collierville | 230 | Collierville_230_kV | PGE | TRUE | 0 | 0 | 0 | 0 | 0 | 0 | 0 | 0 | 0 | 0 | 0 | 0 | 0 | 0 | 0 | 0 | 0 | 0 | 0 |  | 0 | 0 | 0 | 0 | 0 | 0 | 0 | 0 | 0 | 0 | 0 | 0 | 0 | 0 | 0 | 0 | 0 | 0 | 0 | 0 |  | 0 | 0
PG&E GBA | Collinsville | 230 | Collinsville_230_kV | PGE | TRUE | 0 | 0 | 0 | 0 | 0 | 0 | 0 | 0 | 0 | 0 | 0 | 0 | 0 | 0 | 0 | 0 | 0 | 0 | 0 |  | 0 | 0 | 0 | 0 | 0 | 0 | 0 | 601 | 0 | 0 | 0 | 0 | 0 | 0 | 0 | 0 | 90.15 | 0 | 0 | 0 |  | 90.15 | -90.15
PG&E GBA | Collinsville | 500 | Collinsville_500_kV | PGE | TRUE | 0 | 0 | 0 | 0 | 0 | 0 | 0 | 0 | 0 | 0 | 0 | 0 | 0 | 0 | 0 | 0 | 0 | 0 | 0 |  | 0 | 0 | 0 | 0 | 0 | 0 | 0 | 0 | 0 | 0 | 0 | 0 | 0 | 0 | 0 | 0 | 0 | 0 | 0 | 0 |  | 0 | 0
SCE Eastern | Colorado River | 230 | Colorado River_230_kV | SCE | TRUE | 521.25 | 0 | 0 | 0 | 0 | 0 | 400 | 30 | 0 | 0 | 0 | 0 | 0 | 0 | 0 | 52 | 30 | 0 | 0 |  | 82 | 439.25 | 0 | 0 | 0 | 0 | 0 | 400 | 30 | 0 | 0 | 0 | 0 | 0 | 0 | 0 | 52 | 30 | 0 | 0 |  | 82 | 439.25
SCE Eastern | Colorado River | 500 | Colorado River_500_kV | SCE | TRUE | 0 | 0 | 0 | 0 | 0 | 0 | 350 | 0 | 0 | 0 | 0 | 0 | 0 | 0 | 0 | 45.5 | 0 | 0 | 0 |  | 45.5 | -45.5 | 0 | 0 | 0 | 0 | 0 | 0 | 0 | 0 | 0 | 0 | 0 | 0 | 0 | 0 | 0 | 0 | 0 | 0 |  | 0 | 0
PG&E KERN | Columbus | 115 | Columbus_115_kV | PGE | TRUE | 0 | 0 | 0 | 0 | 0 | 0 | 100 | 0 | 0 | 0 | 0 | 0 | 0 | 0 | 0 | 15 | 0 | 0 | 0 |  | 15 | -15 | 0 | 0 | 0 | 0 | 0 | 100 | 0 | 0 | 0 | 0 | 0 | 0 | 0 | 0 | 15 | 0 | 0 | 0 |  | 15 | -15
PG&E GBA | Contra Costa | 115 | Contra Costa_115_kV | PGE | TRUE | 0 | 0 | 0 | 0 | 0 | 0 | 0 | 0 | 0 | 0 | 0 | 0 | 0 | 0 | 0 | 0 | 0 | 0 | 0 |  | 0 | 0 | 0 | 0 | 0 | 0 | 0 | 0 | 0 | 0 | 0 | 0 | 0 | 0 | 0 | 0 | 0 | 0 | 0 | 0 |  | 0 | 0
PG&E GBA | Contra Costa | 230 | Contra Costa_230_kV | PGE | TRUE | 0 | 0 | 0 | 0 | 0 | 0 | 0 | 0 | 0 | 0 | 0 | 0 | 0 | 0 | 0 | 0 | 0 | 0 | 0 |  | 0 | 0 | 0 | 0 | 0 | 0 | 0 | 0 | 0 | 0 | 0 | 0 | 0 | 0 | 0 | 0 | 0 | 0 | 0 | 0 |  | 0 | 0
PG&E GBA | Contra Costa PP | 230 | Contra Costa PP_230_kV | PGE | TRUE | 0 | 0 | 0 | 0 | 0 | 0 | 0 | 0 | 0 | 0 | 0 | 0 | 0 | 0 | 0 | 0 | 0 | 0 | 0 |  | 0 | 0 | 0 | 0 | 0 | 0 | 0 | 0 | 0 | 0 | 0 | 0 | 0 | 0 | 0 | 0 | 0 | 0 | 0 | 0 |  | 0 | 0
SCE NOL | Control | 115 | Control_115_kV | SCE | TRUE | 0 | 177 | 0 | 0 | 0 | 0 | 0 | 0 | 0 | 0 | 177 | 0 | 0 | 0 | 0 | 0 | 0 | 0 | 0 |  | 0 | 0 | 177 | 0 | 0 | 0 | 0 | 0 | 0 | 0 | 0 | 177 | 0 | 0 | 0 | 0 | 0 | 0 | 0 | 0 |  | 0 | 0
SCE NOL | Control | 55 | Control_55_kV | SCE | TRUE | 0 | 0 | 0 | 0 | 0 | 0 | 0 | 0 | 0 | 0 | 0 | 0 | 0 | 0 | 0 | 0 | 0 | 0 | 0 |  | 0 | 0 | 0 | 0 | 0 | 0 | 0 | 0 | 0 | 0 | 0 | 0 | 0 | 0 | 0 | 0 | 0 | 0 | 0 | 0 |  | 0 | 0
PG&E GBA | Cooley Landing | 115 | Cooley Landing_115_kV | PGE | TRUE | 0 | 0 | 0 | 0 | 0 | 0 | 0 | 0 | 0 | 0 | 0 | 0 | 0 | 0 | 0 | 0 | 0 | 0 | 0 |  | 0 | 0 | 0 | 0 | 0 | 0 | 0 | 0 | 0 | 0 | 0 | 0 | 0 | 0 | 0 | 0 | 0 | 0 | 0 | 0 |  | 0 | 0
PG&E GBA | Cooley Landing | 60 | Cooley Landing_60_kV | PGE | TRUE | 65 | 0 | 0 | 0 | 0 | 0 | 0 | 0 | 0 | 0 | 0 | 0 | 0 | 0 | 0 | 0 | 0 | 0 | 0 |  | 0 | 65 | 0 | 0 | 0 | 0 | 0 | 0 | 0 | 0 | 0 | 0 | 0 | 0 | 0 | 0 | 0 | 0 | 0 | 0 |  | 0 | 65
SCE NOL | Coolwater | 230 | Coolwater_230_kV | SCE | TRUE | 0 | 0 | 0 | 0 | 0 | 0 | 0 | 0 | 0 | 0 | 0 | 0 | 0 | 0 | 0 | 0 | 0 | 0 | 0 |  | 0 | 0 | 0 | 0 | 0 | 0 | 0 | 0 | 0 | 0 | 0 | 0 | 0 | 0 | 0 | 0 | 0 | 0 | 0 | 0 |  | 0 | 0
SCE NOL | Coolwater | 115 | Coolwater_115_kV | SCE | TRUE | 113.5 | 0 | 0 | 0 | 0 | 0 | 0 | 113.5 | 0 | 0 | 0 | 0 | 0 | 0 | 0 | 0 | 113.5 | 0 | 0 |  | 113.5 | 0 | 0 | 0 | 0 | 0 | 0 | 0 | 113.5 | 0 | 0 | 0 | 0 | 0 | 0 | 0 | 0 | 113.5 | 0 | 0 |  | 113.5 | 0
PG&E KERN | Copus | 70 | Copus_70_kV | PGE | TRUE | 0 | 0 | 0 | 0 | 0 | 0 | 0 | 0 | 0 | 0 | 0 | 0 | 0 | 0 | 0 | 0 | 0 | 0 | 0 |  | 0 | 0 | 0 | 0 | 0 | 0 | 0 | 0 | 0 | 0 | 0 | 0 | 0 | 0 | 0 | 0 | 0 | 0 | 0 | 0 |  | 0 | 0
PG&E FRESNO | Corcoran | 70 | Corcoran_70_kV | PGE | TRUE | 0 | 0 | 0 | 0 | 0 | 0 | 0 | 0 | 0 | 0 | 0 | 0 | 0 | 0 | 0 | 0 | 0 | 0 | 0 |  | 0 | 0 | 0 | 0 | 0 | 0 | 0 | 0 | 0 | 0 | 0 | 0 | 0 | 0 | 0 | 0 | 0 | 0 | 0 | 0 |  | 0 | 0
PG&E FRESNO | Corcoran | 115 | Corcoran_115_kV | PGE | TRUE | 10 | 0 | 0 | 0 | 0 | 0 | 0 | 0 | 0 | 0 | 0 | 0 | 0 | 0 | 0 | 0 | 0 | 0 | 0 |  | 0 | 10 | 0 | 0 | 0 | 0 | 0 | 0 | 0 | 0 | 0 | 0 | 0 | 0 | 0 | 0 | 0 | 0 | 0 | 0 |  | 0 | 10
PG&E NGBA | Corona | 115 | Corona_115_kV | PGE | TRUE | 0 | 0 | 0 | 0 | 0 | 0 | 0 | 0 | 0 | 0 | 0 | 0 | 0 | 0 | 0 | 0 | 0 | 0 | 0 |  | 0 | 0 | 0 | 0 | 0 | 0 | 0 | 0 | 0 | 0 | 0 | 0 | 0 | 0 | 0 | 0 | 0 | 0 | 0 | 0 |  | 0 | 0
PG&E NGBA | Cortina | 230 | Cortina_230_kV | PGE | TRUE | 0 | 0 | 0 | 0 | 0 | 0 | 0 | 0 | 0 | 0 | 0 | 0 | 0 | 0 | 0 | 0 | 0 | 0 | 0 |  | 0 | 0 | 0 | 0 | 0 | 0 | 0 | 0 | 0 | 0 | 0 | 0 | 0 | 0 | 0 | 0 | 0 | 0 | 0 | 0 |  | 0 | 0
PG&E NGBA | Cortina | 115 | Cortina_115_kV | PGE | TRUE | 161 | 0 | 0 | 0 | 0 | 0 | 0 | 0 | 0 | 0 | 0 | 0 | 0 | 0 | 0 | 0 | 0 | 0 | 0 |  | 0 | 161 | 0 | 0 | 0 | 0 | 0 | 0 | 0 | 0 | 0 | 0 | 0 | 0 | 0 | 0 | 0 | 0 | 0 | 0 |  | 0 | 161
PG&E GBA | Cottle | 230 | Cottle_230_kV | PGE | TRUE | 54 | 0 | 0 | 0 | 0 | 0 | 0 | 0 | 0 | 0 | 0 | 0 | 0 | 0 | 0 | 0 | 0 | 0 | 0 |  | 0 | 54 | 0 | 0 | 0 | 0 | 0 | 0 | 0 | 0 | 0 | 0 | 0 | 0 | 0 | 0 | 0 | 0 | 0 | 0 |  | 0 | 54
PG&E NGBA | Cottonwood | 115 | Cottonwood_115_kV | PGE | TRUE | 0 | 0 | 0 | 0 | 0 | 0 | 0 | 0 | 0 | 0 | 0 | 0 | 0 | 0 | 0 | 0 | 0 | 0 | 0 |  | 0 | 0 | 0 | 0 | 0 | 0 | 0 | 0 | 0 | 0 | 0 | 0 | 0 | 0 | 0 | 0 | 0 | 0 | 0 | 0 |  | 0 | 0
PG&E NGBA | Cottonwood | 230 | Cottonwood_230_kV | PGE | TRUE | 0 | 0 | 0 | 0 | 0 | 0 | 0 | 0 | 0 | 0 | 0 | 0 | 0 | 0 | 0 | 0 | 0 | 0 | 0 |  | 0 | 0 | 0 | 0 | 0 | 0 | 0 | 0 | 0 | 0 | 0 | 0 | 0 | 0 | 0 | 0 | 0 | 0 | 0 | 0 |  | 0 | 0
PG&E NGBA | Cottonwood | 60 | Cottonwood_60_kV | PGE | TRUE | 0 | 0 | 0 | 0 | 0 | 0 | 0 | 0 | 0 | 0 | 0 | 0 | 0 | 0 | 0 | 0 | 0 | 0 | 0 |  | 0 | 0 | 0 | 0 | 0 | 0 | 0 | 0 | 0 | 0 | 0 | 0 | 0 | 0 | 0 | 0 | 0 | 0 | 0 | 0 |  | 0 | 0
PG&E NGBA | Cove Road | 230 | Cove Road_230_kV | PGE | TRUE | 0 | 0 | 0 | 0 | 0 | 0 | 0 | 0 | 0 | 0 | 0 | 0 | 0 | 0 | 0 | 0 | 0 | 0 | 0 |  | 0 | 0 | 0 | 0 | 0 | 0 | 0 | 0 | 0 | 0 | 0 | 0 | 0 | 0 | 0 | 0 | 0 | 0 | 0 | 0 |  | 0 | 0
PG&E GBA | Coyote | 230 | Coyote_230_kV | PGE | TRUE | 0 | 37 | 0 | 0 | 0 | 0 | 100 | 0 | 0 | 0 | 37 | 0 | 0 | 0 | 0 | 15 | 0 | 0 | 0 |  | 15 | -15 | 37 | 0 | 0 | 0 | 0 | 100 | 0 | 0 | 0 | 37 | 0 | 0 | 0 | 0 | 15 | 0 | 0 | 0 |  | 15 | -15
PG&E GBA | Crazy Horse Canyon | 115 | Crazy Horse Canyon_115_kV | PGE | TRUE | 110 | 0 | 0 | 0 | 0 | 0 | 0 | 0 | 0 | 0 | 0 | 0 | 0 | 0 | 0 | 0 | 0 | 0 | 0 |  | 0 | 110 | 0 | 0 | 0 | 0 | 0 | 0 | 0 | 0 | 0 | 0 | 0 | 0 | 0 | 0 | 0 | 0 | 0 | 0 |  | 0 | 110
SDGE | Creelman | 69 | Creelman_69_kV | SDGE | TRUE | 8 | 0 | 0 | 0 | 0 | 0 | 0 | 7.36 | 0 | 0 | 0 | 0 | 0 | 0 | 0 | 0 | 7.36 | 0 | 0 |  | 7.36 | 0.64 | 0 | 0 | 0 | 0 | 0 | 0 | 7.36 | 0 | 0 | 0 | 0 | 0 | 0 | 0 | 0 | 7.36 | 0 | 0 |  | 7.36 | 0.64
PG&E FRESNO | Crescent | 70 | Crescent_70_kV | PGE | TRUE | 70 | 0 | 0 | 0 | 0 | 0 | 0 | 35 | 0 | 0 | 0 | 0 | 0 | 0 | 0 | 0 | 35 | 0 | 0 |  | 35 | 35 | 0 | 0 | 0 | 0 | 0 | 0 | 35 | 0 | 0 | 0 | 0 | 0 | 0 | 0 | 0 | 35 | 0 | 0 |  | 35 | 35
PG&E FRESNO | Cressey | 115 | Cressey_115_kV | PGE | TRUE | 0 | 0 | 0 | 0 | 0 | 0 | 0 | 0 | 0 | 0 | 0 | 0 | 0 | 0 | 0 | 0 | 0 | 0 | 0 |  | 0 | 0 | 0 | 0 | 0 | 0 | 0 | 0 | 0 | 0 | 0 | 0 | 0 | 0 | 0 | 0 | 0 | 0 | 0 | 0 |  | 0 | 0
PG&E NGBA | Cresta | 230 | Cresta_230_kV | PGE | TRUE | 0 | 0 | 0 | 0 | 0 | 0 | 0 | 0 | 0 | 0 | 0 | 0 | 0 | 0 | 0 | 0 | 0 | 0 | 0 |  | 0 | 0 | 0 | 0 | 0 | 0 | 0 | 0 | 0 | 0 | 0 | 0 | 0 | 0 | 0 | 0 | 0 | 0 | 0 | 0 |  | 0 | 0
SDGE | Crestwood | 69 | Crestwood_69_kV | SDGE | TRUE | 0 | 0 | 0 | 0 | 0 | 0 | 0 | 0 | 0 | 0 | 0 | 0 | 0 | 0 | 0 | 0 | 0 | 0 | 0 |  | 0 | 0 | 0 | 0 | 0 | 0 | 0 | 0 | 0 | 0 | 0 | 0 | 0 | 0 | 0 | 0 | 0 | 0 | 0 | 0 |  | 0 | 0
PG&E GBA | Crow Creek | 60 | Crow Creek_60_kV | PGE | TRUE | 12.6 | 0 | 0 | 0 | 0 | 0 | 0 | 0 | 0 | 0 | 0 | 0 | 0 | 0 | 0 | 0 | 0 | 0 | 0 |  | 0 | 12.6 | 0 | 0 | 0 | 0 | 0 | 0 | 0 | 0 | 0 | 0 | 0 | 0 | 0 | 0 | 0 | 0 | 0 | 0 |  | 0 | 12.6
PG&E GBA | Crows Landing | 60 | Crows Landing_60_kV | PGE | TRUE | 0 | 0 | 0 | 0 | 0 | 0 | 0 | 0 | 0 | 0 | 0 | 0 | 0 | 0 | 0 | 0 | 0 | 0 | 0 |  | 0 | 0 | 0 | 0 | 0 | 0 | 0 | 0 | 0 | 0 | 0 | 0 | 0 | 0 | 0 | 0 | 0 | 0 | 0 | 0 |  | 0 | 0
PG&E GBA | Curtis | 115 | Curtis_115_kV | PGE | TRUE | 0 | 0 | 0 | 0 | 0 | 0 | 0 | 0 | 0 | 0 | 0 | 0 | 0 | 0 | 0 | 0 | 0 | 0 | 0 |  | 0 | 0 | 0 | 0 | 0 | 0 | 0 | 0 | 0 | 0 | 0 | 0 | 0 | 0 | 0 | 0 | 0 | 0 | 0 | 0 |  | 0 | 0
PG&E FRESNO | Dairyland | 115 | Dairyland_115_kV | PGE | TRUE | 0 | 0 | 0 | 0 | 0 | 0 | 0 | 0 | 0 | 0 | 0 | 0 | 0 | 0 | 0 | 0 | 0 | 0 | 0 |  | 0 | 0 | 0 | 0 | 0 | 0 | 0 | 0 | 0 | 0 | 0 | 0 | 0 | 0 | 0 | 0 | 0 | 0 | 0 | 0 |  | 0 | 0
PG&E NGBA | Davis | 115 | Davis_115_kV | PGE | TRUE | 0 | 0 | 0 | 0 | 0 | 0 | 0 | 0 | 0 | 0 | 0 | 0 | 0 | 0 | 0 | 0 | 0 | 0 | 0 |  | 0 | 0 | 0 | 0 | 0 | 0 | 0 | 0 | 0 | 0 | 0 | 0 | 0 | 0 | 0 | 0 | 0 | 0 | 0 | 0 |  | 0 | 0
SCE Metro | Del Amo | 500 | Del Amo_500_kV | SCE | TRUE | 0 | 0 | 0 | 0 | 0 | 0 | 0 | 0 | 912 | 0 | 0 | 0 | 0 | 0 | 0 | 0 | 0 | 912 | 0 |  | 912 | -912 | 0 | 0 | 0 | 0 | 0 | 0 | 0 | 912 | 0 | 0 | 0 | 0 | 0 | 0 | 0 | 0 | 912 | 0 |  | 912 | -912
SCE Metro | Del Amo | 230 | Del Amo_230_kV | SCE | TRUE | 0 | 0 | 0 | 0 | 0 | 0 | 0 | 0 | 800 | 0 | 0 | 0 | 0 | 0 | 0 | 0 | 0 | 800 | 0 |  | 800 | -800 | 0 | 0 | 0 | 0 | 0 | 0 | 0 | 800 | 0 | 0 | 0 | 0 | 0 | 0 | 0 | 0 | 800 | 0 |  | 800 | -800
SCE Eastern | Delaney | 500 | Delaney_500_kV | SCE | TRUE | 2305.0215 | 0 | 0 | 0 | 0 | 0 | 0 | 0 | 340 | 0 | 0 | 0 | 0 | 0 | 0 | 0 | 0 | 340 | 0 |  | 340 | 1965.0215 | 0 | 0 | 0 | 0 | 0 | 0 | 0 | 340 | 0 | 0 | 0 | 0 | 0 | 0 | 0 | 0 | 340 | 0 |  | 340 | 1965.0215
PG&E NGBA | Delevan | 230 | Delevan_230_kV | PGE | TRUE | 0 | 0 | 0 | 0 | 0 | 0 | 0 | 0 | 0 | 0 | 0 | 0 | 0 | 0 | 0 | 0 | 0 | 0 | 0 |  | 0 | 0 | 0 | 0 | 0 | 0 | 0 | 0 | 0 | 0 | 0 | 0 | 0 | 0 | 0 | 0 | 0 | 0 | 0 | 0 |  | 0 | 0
PG&E GBA | Delta PP | 230 | Delta PP_230_kV | PGE | TRUE | 42.125 | 0 | 0 | 0 | 0 | 0 | 0 | 0 | 0 | 0 | 0 | 0 | 0 | 0 | 0 | 0 | 0 | 0 | 0 |  | 0 | 42.125 | 0 | 0 | 0 | 0 | 0 | 0 | 0 | 0 | 0 | 0 | 0 | 0 | 0 | 0 | 0 | 0 | 0 | 0 |  | 0 | 42.125
SCE EOP | Desert View | 230 | Desert View_230_kV | VEA | TRUE | 0 | 0 | 0 | 0 | 0 | 0 | 0 | 0 | 0 | 0 | 0 | 0 | 0 | 0 | 0 | 0 | 0 | 0 | 0 |  | 0 | 0 | 0 | 0 | 0 | 0 | 0 | 0 | 0 | 0 | 0 | 0 | 0 | 0 | 0 | 0 | 0 | 0 | 0 | 0 |  | 0 | 0
SCE Eastern | Devers | 230 | Devers_230_kV | SCE | TRUE | 736.1627 | 0 | 0 | 0 | 0 | 0 | 300 | 200 | 100 | 0 | 0 | 0 | 0 | 0 | 0 | 39 | 200 | 100 | 0 |  | 339 | 397.1627 | 0 | 0 | 0 | 0 | 0 | 300 | 200 | 100 | 0 | 0 | 0 | 0 | 0 | 0 | 39 | 200 | 100 | 0 |  | 339 | 397.1627
SCE Eastern | Devers | 500 | Devers_500_kV | SCE | TRUE | 0 | 0 | 0 | 0 | 0 | 0 | 0 | 0 | 0 | 0 | 0 | 0 | 0 | 0 | 0 | 0 | 0 | 0 | 0 |  | 0 | 0 | 0 | 0 | 0 | 0 | 0 | 0 | 0 | 0 | 0 | 0 | 0 | 0 | 0 | 0 | 0 | 0 | 0 | 0 |  | 0 | 0
PG&E KERN | Diablo Canyon | 230 | Diablo Canyon_230_kV | PGE | TRUE | 0 | 0 | 0 | 0 | 0 | 0 | 0 | 0 | 0 | 0 | 0 | 0 | 0 | 0 | 0 | 0 | 0 | 0 | 0 |  | 0 | 0 | 0 | 0 | 0 | 0 | 0 | 0 | 0 | 0 | 0 | 0 | 0 | 0 | 0 | 0 | 0 | 0 | 0 | 0 |  | 0 | 0
PG&E KERN | Diablo Canyon | 500 | Diablo Canyon_500_kV | PGE | TRUE | 514.47 | 0 | 0 | 0 | 0 | 0 | 0 | 0 | 0 | 0 | 0 | 0 | 0 | 0 | 0 | 0 | 0 | 0 | 0 |  | 0 | 514.47 | 0 | 0 | 0 | 0 | 0 | 0 | 0 | 0 | 0 | 0 | 0 | 0 | 0 | 0 | 0 | 0 | 0 | 0 |  | 0 | 514.47
PG&E KERN | Divide | 115 | Divide_115_kV | PGE | TRUE | 0 | 0 | 0 | 0 | 0 | 0 | 0 | 0 | 0 | 0 | 0 | 0 | 0 | 0 | 0 | 0 | 0 | 0 | 0 |  | 0 | 0 | 0 | 0 | 0 | 0 | 0 | 0 | 0 | 0 | 0 | 0 | 0 | 0 | 0 | 0 | 0 | 0 | 0 | 0 |  | 0 | 0
PG&E GBA | Dixon Landing | 115 | Dixon Landing_115_kV | PGE | TRUE | 0 | 23 | 0 | 0 | 0 | 0 | 0 | 0 | 0 | 0 | 23 | 0 | 0 | 0 | 0 | 0 | 0 | 0 | 0 |  | 0 | 0 | 23 | 0 | 0 | 0 | 0 | 0 | 0 | 0 | 0 | 23 | 0 | 0 | 0 | 0 | 0 | 0 | 0 | 0 |  | 0 | 0
PG&E FRESNO | Dos Amigos | 230 | Dos Amigos_230_kV | PGE | TRUE | 0 | 10 | 0 | 0 | 0 | 0 | 0 | 0 | 758 | 0 | 10 | 0 | 0 | 0 | 0 | 0 | 0 | 758 | 0 |  | 758 | -758 | 10 | 0 | 0 | 0 | 0 | 632 | 0 | 758 | 0 | 10 | 0 | 0 | 0 | 0 | 94.8 | 0 | 758 | 0 |  | 852.8 | -852.8
PG&E NGBA | Drum | 115 | Drum_115_kV | PGE | TRUE | 0 | 0 | 0 | 0 | 0 | 0 | 0 | 0 | 0 | 0 | 0 | 0 | 0 | 0 | 0 | 0 | 0 | 0 | 0 |  | 0 | 0 | 0 | 0 | 0 | 0 | 0 | 0 | 0 | 0 | 0 | 0 | 0 | 0 | 0 | 0 | 0 | 0 | 0 | 0 |  | 0 | 0
PG&E GBA | Dumbarton | 115 | Dumbarton_115_kV | PGE | TRUE | 0 | 0 | 0 | 0 | 0 | 0 | 0 | 0 | 0 | 0 | 0 | 0 | 0 | 0 | 0 | 0 | 0 | 0 | 0 |  | 0 | 0 | 0 | 0 | 0 | 0 | 0 | 0 | 0 | 0 | 0 | 0 | 0 | 0 | 0 | 0 | 0 | 0 | 0 | 0 |  | 0 | 0
SCE NOL | Dunn Siding | 115 | Dunn Siding_115_kV | SCE | TRUE | 0 | 0 | 0 | 0 | 0 | 0 | 0 | 0 | 0 | 0 | 0 | 0 | 0 | 0 | 0 | 0 | 0 | 0 | 0 |  | 0 | 0 | 0 | 0 | 0 | 0 | 0 | 0 | 0 | 0 | 0 | 0 | 0 | 0 | 0 | 0 | 0 | 0 | 0 | 0 |  | 0 | 0
SCE Eastern | Eagle Mountain | 230 | Eagle Mountain_230_kV | SCE | TRUE | 0 | 0 | 0 | 0 | 0 | 0 | 0 | 0 | 0 | 0 | 0 | 0 | 0 | 0 | 0 | 0 | 0 | 0 | 0 |  | 0 | 0 | 0 | 0 | 0 | 0 | 0 | 0 | 0 | 0 | 0 | 0 | 0 | 0 | 0 | 0 | 0 | 0 | 0 | 0 |  | 0 | 0
PG&E NGBA | Eagle Rock (PGE) | 60 | Eagle Rock (PGE)_60_kV | PGE | TRUE | 0 | 0 | 0 | 0 | 0 | 0 | 0 | 0 | 0 | 0 | 0 | 0 | 0 | 0 | 0 | 0 | 0 | 0 | 0 |  | 0 | 0 | 0 | 0 | 0 | 0 | 0 | 0 | 0 | 0 | 0 | 0 | 0 | 0 | 0 | 0 | 0 | 0 | 0 | 0 |  | 0 | 0
PG&E NGBA | Eagle Rock (PGE) | 115 | Eagle Rock (PGE)_115_kV | PGE | TRUE | 0 | 7 | 0 | 0 | 0 | 0 | 0 | 0 | 0 | 0 | 7 | 0 | 0 | 0 | 0 | 0 | 0 | 0 | 0 |  | 0 | 0 | 7 | 0 | 0 | 0 | 0 | 0 | 0 | 0 | 0 | 7 | 0 | 0 | 0 | 0 | 0 | 0 | 0 | 0 |  | 0 | 0
SCE Metro | Eagle Rock (SCE) | 230 | Eagle Rock (SCE)_230_kV | SCE | TRUE | 0 | 0 | 0 | 0 | 0 | 0 | 0 | 0 | 590 | 0 | 0 | 0 | 0 | 0 | 0 | 0 | 0 | 590 | 0 |  | 590 | -590 | 0 | 0 | 0 | 0 | 0 | 0 | 0 | 590 | 0 | 0 | 0 | 0 | 0 | 0 | 0 | 0 | 590 | 0 |  | 590 | -590
PG&E NGBA | East Marysville | 115 | East Marysville_115_kV | PGE | TRUE | 0 | 0 | 0 | 0 | 0 | 0 | 0 | 0 | 0 | 0 | 0 | 0 | 0 | 0 | 0 | 0 | 0 | 0 | 0 |  | 0 | 0 | 0 | 0 | 0 | 0 | 0 | 0 | 0 | 0 | 0 | 0 | 0 | 0 | 0 | 0 | 0 | 0 | 0 | 0 |  | 0 | 0
PG&E NGBA | East Nicolaus | 115 | East Nicolaus_115_kV | PGE | TRUE | 0 | 0 | 0 | 0 | 0 | 0 | 0 | 0 | 0 | 0 | 0 | 0 | 0 | 0 | 0 | 0 | 0 | 0 | 0 |  | 0 | 0 | 0 | 0 | 0 | 0 | 0 | 0 | 0 | 0 | 0 | 0 | 0 | 0 | 0 | 0 | 0 | 0 | 0 | 0 |  | 0 | 0
PG&E NGBA | East Nicolaus | 60 | East Nicolaus_60_kV | PGE | TRUE | 0 | 0 | 0 | 0 | 0 | 0 | 0 | 0 | 0 | 0 | 0 | 0 | 0 | 0 | 0 | 0 | 0 | 0 | 0 |  | 0 | 0 | 0 | 0 | 0 | 0 | 0 | 0 | 0 | 0 | 0 | 0 | 0 | 0 | 0 | 0 | 0 | 0 | 0 | 0 |  | 0 | 0
PG&E GBA | Eastshore | 115 | Eastshore_115_kV | PGE | TRUE | 0 | 0 | 0 | 0 | 0 | 0 | 0 | 0 | 0 | 0 | 0 | 0 | 0 | 0 | 0 | 0 | 0 | 0 | 0 |  | 0 | 0 | 0 | 0 | 0 | 0 | 0 | 0 | 0 | 0 | 0 | 0 | 0 | 0 | 0 | 0 | 0 | 0 | 0 | 0 |  | 0 | 0
PG&E GBA | Eastshore | 230 | Eastshore_230_kV | PGE | TRUE | 0 | 0 | 0 | 0 | 0 | 0 | 0 | 0 | 0 | 0 | 0 | 0 | 0 | 0 | 0 | 0 | 0 | 0 | 0 |  | 0 | 0 | 0 | 0 | 0 | 0 | 0 | 0 | 0 | 0 | 0 | 0 | 0 | 0 | 0 | 0 | 0 | 0 | 0 | 0 |  | 0 | 0
SDGE | ECO | 138 | ECO_138_kV | SDGE | TRUE | 0 | 0 | 0 | 0 | 0 | 0 | 0 | 0 | 0 | 0 | 0 | 0 | 0 | 0 | 0 | 0 | 0 | 0 | 0 |  | 0 | 0 | 0 | 0 | 0 | 0 | 0 | 0 | 0 | 0 | 0 | 0 | 0 | 0 | 0 | 0 | 0 | 0 | 0 | 0 |  | 0 | 0
SDGE | ECO | 230 | ECO_230_kV | SDGE | TRUE | 105 | 0 | 0 | 0 | 0 | 0 | 0 | 0 | 0 | 0 | 0 | 0 | 0 | 0 | 0 | 0 | 0 | 0 | 0 |  | 0 | 105 | 0 | 0 | 0 | 0 | 0 | 0 | 0 | 0 | 0 | 0 | 0 | 0 | 0 | 0 | 0 | 0 | 0 | 0 |  | 0 | 105
SDGE | ECO | 500 | ECO_500_kV | SDGE | TRUE | 0 | 0 | 0 | 0 | 0 | 0 | 0 | 0 | 0 | 0 | 0 | 0 | 0 | 0 | 0 | 0 | 0 | 0 | 0 |  | 0 | 0 | 0 | 0 | 0 | 0 | 0 | 0 | 0 | 0 | 0 | 0 | 0 | 0 | 0 | 0 | 0 | 0 | 0 | 0 |  | 0 | 0
PG&E GBA | Edenvale | 115 | Edenvale_115_kV | PGE | TRUE | 0 | 0 | 0 | 0 | 0 | 0 | 0 | 0 | 0 | 0 | 0 | 0 | 0 | 0 | 0 | 0 | 0 | 0 | 0 |  | 0 | 0 | 0 | 0 | 0 | 0 | 0 | 0 | 0 | 0 | 0 | 0 | 0 | 0 | 0 | 0 | 0 | 0 | 0 | 0 |  | 0 | 0
PG&E GBA | Edes | 115 | Edes_115_kV | PGE | TRUE | 0 | 0 | 0 | 0 | 0 | 0 | 0 | 0 | 0 | 0 | 0 | 0 | 0 | 0 | 0 | 0 | 0 | 0 | 0 |  | 0 | 0 | 0 | 0 | 0 | 0 | 0 | 0 | 0 | 0 | 0 | 0 | 0 | 0 | 0 | 0 | 0 | 0 | 0 | 0 |  | 0 | 0
PG&E GBA | Eight Mile | 230 | Eight Mile_230_kV | PGE | TRUE | 0 | 0 | 0 | 0 | 0 | 0 | 0 | 0 | 0 | 0 | 0 | 0 | 0 | 0 | 0 | 0 | 0 | 0 | 0 |  | 0 | 0 | 0 | 0 | 0 | 0 | 0 | 0 | 0 | 0 | 0 | 0 | 0 | 0 | 0 | 0 | 0 | 0 | 0 | 0 |  | 0 | 0
SDGE | El Cajon | 69 | El Cajon_69_kV | SDGE | TRUE | 100 | 0 | 0 | 0 | 0 | 0 | 0 | 0 | 0 | 0 | 0 | 0 | 0 | 0 | 0 | 0 | 0 | 0 | 0 |  | 0 | 100 | 0 | 0 | 0 | 0 | 0 | 0 | 0 | 0 | 0 | 0 | 0 | 0 | 0 | 0 | 0 | 0 | 0 | 0 |  | 0 | 100
SCE Eastern | El Casco | 230 | El Casco_230_kV | SCE | TRUE | 0 | 0 | 0 | 0 | 0 | 0 | 0 | 0 | 0 | 0 | 0 | 0 | 0 | 0 | 0 | 0 | 0 | 0 | 0 |  | 0 | 0 | 0 | 0 | 0 | 0 | 0 | 0 | 0 | 0 | 0 | 0 | 0 | 0 | 0 | 0 | 0 | 0 | 0 | 0 |  | 0 | 0
PG&E GBA | El Cerrito G | 115 | El Cerrito G_115_kV | PGE | TRUE | 0 | 0 | 0 | 0 | 0 | 0 | 0 | 0 | 0 | 0 | 0 | 0 | 0 | 0 | 0 | 0 | 0 | 0 | 0 |  | 0 | 0 | 0 | 0 | 0 | 0 | 0 | 0 | 0 | 0 | 0 | 0 | 0 | 0 | 0 | 0 | 0 | 0 | 0 | 0 |  | 0 | 0
PG&E NGBA | El Dorado PH | 115 | El Dorado PH_115_kV | PGE | TRUE | 0 | 0 | 0 | 0 | 0 | 0 | 0 | 0 | 0 | 0 | 0 | 0 | 0 | 0 | 0 | 0 | 0 | 0 | 0 |  | 0 | 0 | 0 | 0 | 0 | 0 | 0 | 0 | 0 | 0 | 0 | 0 | 0 | 0 | 0 | 0 | 0 | 0 | 0 | 0 |  | 0 | 0
PG&E FRESNO | El Nido (PGE) | 115 | El Nido (PGE)_115_kV | PGE | TRUE | 0 | 10 | 0 | 0 | 0 | 0 | 0 | 0 | 0 | 0 | 10 | 0 | 0 | 0 | 0 | 0 | 0 | 0 | 0 |  | 0 | 0 | 10 | 0 | 0 | 0 | 0 | 0 | 0 | 0 | 0 | 10 | 0 | 0 | 0 | 0 | 0 | 0 | 0 | 0 |  | 0 | 0
SCE Metro | El Nido (SCE) | 230 | El Nido (SCE)_230_kV | SCE | TRUE | 0 | 0 | 0 | 0 | 0 | 0 | 0 | 0 | 90 | 0 | 0 | 0 | 0 | 0 | 0 | 0 | 0 | 90 | 0 |  | 90 | -90 | 0 | 0 | 0 | 0 | 0 | 0 | 0 | 90 | 0 | 0 | 0 | 0 | 0 | 0 | 0 | 0 | 90 | 0 |  | 90 | -90
PG&E GBA | El Patio | 115 | El Patio_115_kV | PGE | TRUE | 0 | 0 | 0 | 0 | 0 | 0 | 0 | 0 | 0 | 0 | 0 | 0 | 0 | 0 | 0 | 0 | 0 | 0 | 0 |  | 0 | 0 | 0 | 0 | 0 | 0 | 0 | 0 | 0 | 0 | 0 | 0 | 0 | 0 | 0 | 0 | 0 | 0 | 0 | 0 |  | 0 | 0
SCE Metro | El Segundo | 230 | El Segundo_230_kV | SCE | TRUE | 0 | 0 | 0 | 0 | 0 | 0 | 0 | 0 | 0 | 0 | 0 | 0 | 0 | 0 | 0 | 0 | 0 | 0 | 0 |  | 0 | 0 | 0 | 0 | 0 | 0 | 0 | 0 | 0 | 0 | 0 | 0 | 0 | 0 | 0 | 0 | 0 | 0 | 0 | 0 |  | 0 | 0
SCE EOP | Eldorado | 230 | Eldorado_230_kV | VEA | TRUE | 529 | 472 | 0 | 0 | 0 | 0 | 0 | 0 | 0 | 500 | 472 | 0 | 0 | 0 | 0 | 0 | 0 | 0 | 500 |  | 0 | 529 | 472 | 0 | 0 | 0 | 0 | 0 | 0 | 0 | 500 | 472 | 0 | 0 | 0 | 0 | 0 | 0 | 0 | 500 |  | 0 | 529
SCE EOP | Eldorado | 500 | Eldorado_500_kV | VEA | TRUE | 0 | 741 | 0 | 0 | 1500 | 0 | 0 | 0 | 0 | 0 | 741 | 0 | 0 | 1005 | 0 | 0 | 0 | 0 | 0 |  | 0 | 0 | 741 | 0 | 0 | 1500 | 0 | 0 | 0 | 0 | 0 | 741 | 0 | 0 | 1005 | 0 | 0 | 0 | 0 | 0 |  | 0 | 0
SCE Northern | Elizabeth Lake | 66 | Elizabeth Lake_66_kV | SCE | TRUE | 0 | 0 | 0 | 0 | 0 | 0 | 0 | 0 | 0 | 0 | 0 | 0 | 0 | 0 | 0 | 0 | 0 | 0 | 0 |  | 0 | 0 | 0 | 0 | 0 | 0 | 0 | 0 | 0 | 0 | 0 | 0 | 0 | 0 | 0 | 0 | 0 | 0 | 0 | 0 |  | 0 | 0
PG&E KERN | Elk Hills | 230 | Elk Hills_230_kV | PGE | TRUE | 0 | 0 | 0 | 0 | 0 | 0 | 0 | 0 | 0 | 0 | 0 | 0 | 0 | 0 | 0 | 0 | 0 | 0 | 0 |  | 0 | 0 | 0 | 0 | 0 | 0 | 0 | 0 | 0 | 0 | 0 | 0 | 0 | 0 | 0 | 0 | 0 | 0 | 0 | 0 |  | 0 | 0
SDGE | Elliot | 69 | Elliot_69_kV | SDGE | TRUE | 0 | 0 | 0 | 0 | 0 | 0 | 0 | 0 | 0 | 0 | 0 | 0 | 0 | 0 | 0 | 0 | 0 | 0 | 0 |  | 0 | 0 | 0 | 0 | 0 | 0 | 0 | 0 | 0 | 0 | 0 | 0 | 0 | 0 | 0 | 0 | 0 | 0 | 0 | 0 |  | 0 | 0
SCE Metro | Ellis | 230 | Ellis_230_kV | SCE | TRUE | 0 | 0 | 0 | 0 | 0 | 0 | 0 | 0 | 0 | 0 | 0 | 0 | 0 | 0 | 0 | 0 | 0 | 0 | 0 |  | 0 | 0 | 0 | 0 | 0 | 0 | 0 | 0 | 0 | 0 | 0 | 0 | 0 | 0 | 0 | 0 | 0 | 0 | 0 | 0 |  | 0 | 0
SDGE | Encina | 138 | Encina_138_kV | SDGE | TRUE | 0 | 0 | 0 | 0 | 0 | 0 | 0 | 0 | 0 | 0 | 0 | 0 | 0 | 0 | 0 | 0 | 0 | 0 | 0 |  | 0 | 0 | 0 | 0 | 0 | 0 | 0 | 0 | 0 | 0 | 0 | 0 | 0 | 0 | 0 | 0 | 0 | 0 | 0 | 0 |  | 0 | 0
SDGE | Encina | 230 | Encina_230_kV | SDGE | TRUE | 0 | 0 | 0 | 0 | 0 | 0 | 0 | 0 | 0 | 0 | 0 | 0 | 0 | 0 | 0 | 0 | 0 | 0 | 0 |  | 0 | 0 | 0 | 0 | 0 | 0 | 0 | 0 | 0 | 0 | 0 | 0 | 0 | 0 | 0 | 0 | 0 | 0 | 0 | 0 |  | 0 | 0
SDGE | Escondido | 230 | Escondido_230_kV | SDGE | TRUE | 320 | 0 | 0 | 0 | 0 | 0 | 0 | 0 | 0 | 0 | 0 | 0 | 0 | 0 | 0 | 0 | 0 | 0 | 0 |  | 0 | 320 | 0 | 0 | 0 | 0 | 0 | 0 | 0 | 0 | 0 | 0 | 0 | 0 | 0 | 0 | 0 | 0 | 0 | 0 |  | 0 | 320
SDGE | Escondido | 69 | Escondido_69_kV | SDGE | TRUE | 21.9115 | 0 | 0 | 0 | 0 | 0 | 0 | 13 | 0 | 0 | 0 | 0 | 0 | 0 | 0 | 0 | 13 | 0 | 0 |  | 13 | 8.9115 | 0 | 0 | 0 | 0 | 0 | 0 | 13 | 0 | 0 | 0 | 0 | 0 | 0 | 0 | 0 | 13 | 0 | 0 |  | 13 | 8.9115
PG&E KERN | Estrella | 230 | Estrella_230_kV | PGE | TRUE | 0 | 0 | 0 | 0 | 0 | 0 | 0 | 0 | 0 | 0 | 0 | 0 | 0 | 0 | 0 | 0 | 0 | 0 | 0 |  | 0 | 0 | 0 | 0 | 0 | 0 | 0 | 0 | 0 | 0 | 0 | 0 | 0 | 0 | 0 | 0 | 0 | 0 | 0 | 0 |  | 0 | 0
SCE Eastern | Etiwanda | 230 | Etiwanda_230_kV | SCE | TRUE | 615 | 0 | 0 | 0 | 0 | 0 | 500 | 70 | 0 | 0 | 0 | 0 | 0 | 0 | 0 | 65 | 70 | 0 | 0 |  | 135 | 480 | 0 | 0 | 0 | 0 | 0 | 500 | 70 | 0 | 0 | 0 | 0 | 0 | 0 | 0 | 65 | 70 | 0 | 0 |  | 135 | 480
PG&E GBA | Evergreen | 115 | Evergreen_115_kV | PGE | TRUE | 0 | 0 | 0 | 0 | 0 | 0 | 0 | 0 | 0 | 0 | 0 | 0 | 0 | 0 | 0 | 0 | 0 | 0 | 0 |  | 0 | 0 | 0 | 0 | 0 | 0 | 0 | 0 | 0 | 0 | 0 | 0 | 0 | 0 | 0 | 0 | 0 | 0 | 0 | 0 |  | 0 | 0
PG&E GBA | Evergreen | 60 | Evergreen_60_kV | PGE | TRUE | 0 | 0 | 0 | 0 | 0 | 0 | 0 | 0 | 0 | 0 | 0 | 0 | 0 | 0 | 0 | 0 | 0 | 0 | 0 |  | 0 | 0 | 0 | 0 | 0 | 0 | 0 | 0 | 0 | 0 | 0 | 0 | 0 | 0 | 0 | 0 | 0 | 0 | 0 | 0 |  | 0 | 0
PG&E FRESNO | Excelsior | 115 | Excelsior_115_kV | PGE | TRUE | 97.5 | 0 | 0 | 0 | 0 | 0 | 0 | 0 | 0 | 0 | 0 | 0 | 0 | 0 | 0 | 0 | 0 | 0 | 0 |  | 0 | 97.5 | 0 | 0 | 0 | 0 | 0 | 0 | 0 | 0 | 0 | 0 | 0 | 0 | 0 | 0 | 0 | 0 | 0 | 0 |  | 0 | 97.5
PG&E FRESNO | Exchequer | 115 | Exchequer_115_kV | PGE | TRUE | 0 | 0 | 0 | 0 | 0 | 0 | 0 | 0 | 0 | 0 | 0 | 0 | 0 | 0 | 0 | 0 | 0 | 0 | 0 |  | 0 | 0 | 0 | 0 | 0 | 0 | 0 | 0 | 0 | 0 | 0 | 0 | 0 | 0 | 0 | 0 | 0 | 0 | 0 | 0 |  | 0 | 0
PG&E KERN | Fairway | 115 | Fairway_115_kV | PGE | TRUE | 10 | 0 | 0 | 0 | 0 | 0 | 0 | 0 | 0 | 0 | 0 | 0 | 0 | 0 | 0 | 0 | 0 | 0 | 0 |  | 0 | 10 | 0 | 0 | 0 | 0 | 0 | 0 | 0 | 0 | 0 | 0 | 0 | 0 | 0 | 0 | 0 | 0 | 0 | 0 |  | 0 | 10
PG&E KERN | Famoso | 115 | Famoso_115_kV | PGE | TRUE | 0 | 0 | 0 | 0 | 0 | 0 | 0 | 0 | 0 | 0 | 0 | 0 | 0 | 0 | 0 | 0 | 0 | 0 | 0 |  | 0 | 0 | 0 | 0 | 0 | 0 | 0 | 0 | 0 | 0 | 0 | 0 | 0 | 0 | 0 | 0 | 0 | 0 | 0 | 0 |  | 0 | 0
PG&E NGBA | Fern Road | 500 | Fern Road_500_kV | PGE | TRUE | 0 | 0 | 0 | 0 | 0 | 0 | 0 | 0 | 0 | 0 | 0 | 0 | 0 | 0 | 0 | 0 | 0 | 0 | 0 |  | 0 | 0 | 0 | 0 | 0 | 0 | 0 | 0 | 0 | 0 | 0 | 0 | 0 | 0 | 0 | 0 | 0 | 0 | 0 | 0 |  | 0 | 0
PG&E GBA | Fibreboard (SPI Sonora) | 115 | Fibreboard (SPI Sonora)_115_kV | PGE | TRUE | 0 | 0 | 0 | 0 | 0 | 0 | 0 | 0 | 0 | 0 | 0 | 0 | 0 | 0 | 0 | 0 | 0 | 0 | 0 |  | 0 | 0 | 0 | 0 | 0 | 0 | 0 | 0 | 0 | 0 | 0 | 0 | 0 | 0 | 0 | 0 | 0 | 0 | 0 | 0 |  | 0 | 0
PG&E FRESNO | Figarden | 230 | Figarden_230_kV | PGE | TRUE | 0 | 0 | 0 | 0 | 0 | 0 | 0 | 0 | 0 | 0 | 0 | 0 | 0 | 0 | 0 | 0 | 0 | 0 | 0 |  | 0 | 0 | 0 | 0 | 0 | 0 | 0 | 0 | 0 | 0 | 0 | 0 | 0 | 0 | 0 | 0 | 0 | 0 | 0 | 0 |  | 0 | 0
PG&E FRESNO | Fink | 230 | Fink_230_kV | PGE | TRUE | 107.9564 | 70 | 0 | 0 | 0 | 0 | 0 | 0 | 900 | 0 | 70 | 0 | 0 | 0 | 0 | 0 | 0 | 900 | 0 |  | 900 | -792.0436 | 70 | 0 | 0 | 0 | 0 | 534 | 0 | 900 | 0 | 70 | 0 | 0 | 0 | 0 | 80.1 | 0 | 900 | 0 |  | 980.1 | -872.1436
PG&E NGBA | Fitch Mountain | 60 | Fitch Mountain_60_kV | PGE | TRUE | 0 | 0 | 0 | 0 | 0 | 0 | 0 | 0 | 0 | 0 | 0 | 0 | 0 | 0 | 0 | 0 | 0 | 0 | 0 |  | 0 | 0 | 0 | 0 | 0 | 0 | 0 | 0 | 0 | 0 | 0 | 0 | 0 | 0 | 0 | 0 | 0 | 0 | 0 | 0 |  | 0 | 0
PG&E GBA | FMC | 115 | FMC_115_kV | PGE | TRUE | 0 | 0 | 0 | 0 | 0 | 0 | 0 | 0 | 0 | 0 | 0 | 0 | 0 | 0 | 0 | 0 | 0 | 0 | 0 |  | 0 | 0 | 0 | 0 | 0 | 0 | 0 | 0 | 0 | 0 | 0 | 0 | 0 | 0 | 0 | 0 | 0 | 0 | 0 | 0 |  | 0 | 0
PG&E GBA | Fremont | 115 | Fremont_115_kV | PGE | TRUE | 0 | 0 | 0 | 0 | 0 | 0 | 0 | 0 | 0 | 0 | 0 | 0 | 0 | 0 | 0 | 0 | 0 | 0 | 0 |  | 0 | 0 | 0 | 0 | 0 | 0 | 0 | 0 | 0 | 0 | 0 | 0 | 0 | 0 | 0 | 0 | 0 | 0 | 0 | 0 |  | 0 | 0
PG&E GBA | French Camp | 60 | French Camp_60_kV | PGE | TRUE | 0 | 0 | 0 | 0 | 0 | 0 | 0 | 0 | 0 | 0 | 0 | 0 | 0 | 0 | 0 | 0 | 0 | 0 | 0 |  | 0 | 0 | 0 | 0 | 0 | 0 | 0 | 0 | 0 | 0 | 0 | 0 | 0 | 0 | 0 | 0 | 0 | 0 | 0 | 0 |  | 0 | 0
PG&E GBA | Frogtown | 115 | Frogtown_115_kV | PGE | TRUE | 0 | 0 | 0 | 0 | 0 | 0 | 0 | 0 | 0 | 0 | 0 | 0 | 0 | 0 | 0 | 0 | 0 | 0 | 0 |  | 0 | 0 | 0 | 0 | 0 | 0 | 0 | 0 | 0 | 0 | 0 | 0 | 0 | 0 | 0 | 0 | 0 | 0 | 0 | 0 |  | 0 | 0
PG&E NGBA | Fulton | 115 | Fulton_115_kV | PGE | TRUE | 0 | 0 | 0 | 0 | 0 | 0 | 0 | 0 | 0 | 0 | 0 | 0 | 0 | 0 | 0 | 0 | 0 | 0 | 0 |  | 0 | 0 | 0 | 0 | 0 | 0 | 0 | 0 | 0 | 0 | 0 | 0 | 0 | 0 | 0 | 0 | 0 | 0 | 0 | 0 |  | 0 | 0
PG&E NGBA | Fulton | 230 | Fulton_230_kV | PGE | TRUE | 25 | 0 | 0 | 0 | 0 | 0 | 0 | 0 | 0 | 0 | 0 | 0 | 0 | 0 | 0 | 0 | 0 | 0 | 0 |  | 0 | 25 | 0 | 0 | 0 | 0 | 0 | 0 | 0 | 0 | 0 | 0 | 0 | 0 | 0 | 0 | 0 | 0 | 0 | 0 |  | 0 | 25
PG&E NGBA | Fulton | 60 | Fulton_60_kV | PGE | TRUE | 0 | 0 | 0 | 0 | 0 | 0 | 0 | 0 | 0 | 0 | 0 | 0 | 0 | 0 | 0 | 0 | 0 | 0 | 0 |  | 0 | 0 | 0 | 0 | 0 | 0 | 0 | 0 | 0 | 0 | 0 | 0 | 0 | 0 | 0 | 0 | 0 | 0 | 0 | 0 |  | 0 | 0
PG&E KERN | Ganso | 115 | Ganso_115_kV | PGE | TRUE | 0 | 0 | 0 | 0 | 0 | 0 | 0 | 0 | 0 | 0 | 0 | 0 | 0 | 0 | 0 | 0 | 0 | 0 | 0 |  | 0 | 0 | 0 | 0 | 0 | 0 | 0 | 0 | 0 | 0 | 0 | 0 | 0 | 0 | 0 | 0 | 0 | 0 | 0 | 0 |  | 0 | 0
PG&E FRESNO | Gates | 230 | Gates_230_kV | PGE | TRUE | 1099.562 | 0 | 0 | 0 | 0 | 0 | 166 | 0 | 0 | 0 | 0 | 0 | 0 | 0 | 0 | 24.9 | 0 | 0 | 0 |  | 24.9 | 1074.662 | 0 | 0 | 0 | 0 | 0 | 166 | 0 | 0 | 0 | 0 | 0 | 0 | 0 | 0 | 24.9 | 0 | 0 | 0 |  | 24.9 | 1074.662
PG&E FRESNO | Gates | 500 | Gates_500_kV | PGE | TRUE | 800.11 | 0 | 0 | 0 | 0 | 0 | 0 | 190 | 35 | 0 | 0 | 0 | 0 | 0 | 0 | 0 | 190 | 35 | 0 |  | 225 | 575.11 | 0 | 0 | 0 | 0 | 0 | 0 | 190 | 35 | 0 | 0 | 0 | 0 | 0 | 0 | 0 | 190 | 35 | 0 |  | 225 | 575.11
PG&E NGBA | Geysers 12 | 230 | Geysers 12_230_kV | PGE | TRUE | 13 | 0 | 0 | 0 | 0 | 0 | 0 | 0 | 0 | 0 | 0 | 0 | 0 | 0 | 0 | 0 | 0 | 0 | 0 |  | 0 | 13 | 0 | 0 | 0 | 0 | 0 | 0 | 0 | 0 | 0 | 0 | 0 | 0 | 0 | 0 | 0 | 0 | 0 | 0 |  | 0 | 13
PG&E NGBA | Geysers 17 | 230 | Geysers 17_230_kV | PGE | TRUE | 0 | 0 | 0 | 0 | 0 | 0 | 0 | 0 | 0 | 0 | 0 | 0 | 0 | 0 | 0 | 0 | 0 | 0 | 0 |  | 0 | 0 | 0 | 0 | 0 | 0 | 0 | 0 | 0 | 0 | 0 | 0 | 0 | 0 | 0 | 0 | 0 | 0 | 0 | 0 |  | 0 | 0
PG&E NGBA | Geysers 3 | 115 | Geysers 3_115_kV | PGE | TRUE | 0 | 0 | 0 | 0 | 0 | 0 | 0 | 0 | 0 | 0 | 0 | 0 | 0 | 0 | 0 | 0 | 0 | 0 | 0 |  | 0 | 0 | 0 | 0 | 0 | 0 | 0 | 0 | 0 | 0 | 0 | 0 | 0 | 0 | 0 | 0 | 0 | 0 | 0 | 0 |  | 0 | 0
PG&E NGBA | Glenn | 230 | Glenn_230_kV | PGE | TRUE | 0 | 0 | 0 | 0 | 0 | 0 | 0 | 0 | 0 | 0 | 0 | 0 | 0 | 0 | 0 | 0 | 0 | 0 | 0 |  | 0 | 0 | 0 | 0 | 0 | 0 | 0 | 0 | 0 | 0 | 0 | 0 | 0 | 0 | 0 | 0 | 0 | 0 | 0 | 0 |  | 0 | 0
PG&E NGBA | Glenn | 60 | Glenn_60_kV | PGE | TRUE | 0 | 0 | 0 | 0 | 0 | 0 | 0 | 0 | 0 | 0 | 0 | 0 | 0 | 0 | 0 | 0 | 0 | 0 | 0 |  | 0 | 0 | 0 | 0 | 0 | 0 | 0 | 0 | 0 | 0 | 0 | 0 | 0 | 0 | 0 | 0 | 0 | 0 | 0 | 0 |  | 0 | 0
PG&E NGBA | Gold Hill | 115 | Gold Hill_115_kV | PGE | TRUE | 49.9 | 0 | 0 | 0 | 0 | 0 | 0 | 0 | 0 | 0 | 0 | 0 | 0 | 0 | 0 | 0 | 0 | 0 | 0 |  | 0 | 49.9 | 0 | 0 | 0 | 0 | 0 | 0 | 0 | 0 | 0 | 0 | 0 | 0 | 0 | 0 | 0 | 0 | 0 | 0 |  | 0 | 49.9
PG&E NGBA | Gold Hill | 230 | Gold Hill_230_kV | PGE | TRUE | 0 | 0 | 0 | 0 | 0 | 0 | 0 | 0 | 0 | 0 | 0 | 0 | 0 | 0 | 0 | 0 | 0 | 0 | 0 |  | 0 | 0 | 0 | 0 | 0 | 0 | 0 | 0 | 0 | 0 | 0 | 0 | 0 | 0 | 0 | 0 | 0 | 0 | 0 | 0 |  | 0 | 0
SCE Northern | Goleta | 230 | Goleta_230_kV | SCE | TRUE | 0 | 0 | 0 | 0 | 0 | 0 | 0 | 10 | 0 | 0 | 0 | 0 | 0 | 0 | 0 | 0 | 10 | 0 | 0 |  | 10 | -10 | 0 | 0 | 0 | 0 | 0 | 0 | 10 | 0 | 0 | 0 | 0 | 0 | 0 | 0 | 0 | 10 | 0 | 0 |  | 10 | -10
SCE Metro | Goodrich | 230 | Goodrich_230_kV | SCE | TRUE | 0 | 0 | 0 | 0 | 0 | 0 | 0 | 0 | 0 | 0 | 0 | 0 | 0 | 0 | 0 | 0 | 0 | 0 | 0 |  | 0 | 0 | 0 | 0 | 0 | 0 | 0 | 0 | 0 | 0 | 0 | 0 | 0 | 0 | 0 | 0 | 0 | 0 | 0 | 0 |  | 0 | 0
PG&E KERN | Goose Lake | 115 | Goose Lake_115_kV | PGE | TRUE | 0 | 0 | 0 | 0 | 0 | 0 | 0 | 0 | 0 | 0 | 0 | 0 | 0 | 0 | 0 | 0 | 0 | 0 | 0 |  | 0 | 0 | 0 | 0 | 0 | 0 | 0 | 0 | 0 | 0 | 0 | 0 | 0 | 0 | 0 | 0 | 0 | 0 | 0 | 0 |  | 0 | 0
SCE Metro | Gould | 230 | Gould_230_kV | SCE | TRUE | 0 | 0 | 0 | 0 | 0 | 0 | 0 | 0 | 0 | 0 | 0 | 0 | 0 | 0 | 0 | 0 | 0 | 0 | 0 |  | 0 | 0 | 0 | 0 | 0 | 0 | 0 | 0 | 0 | 0 | 0 | 0 | 0 | 0 | 0 | 0 | 0 | 0 | 0 | 0 |  | 0 | 0
PG&E NGBA | Grand Island | 115 | Grand Island_115_kV | PGE | TRUE | 0 | 0 | 0 | 0 | 0 | 0 | 0 | 0 | 0 | 0 | 0 | 0 | 0 | 0 | 0 | 0 | 0 | 0 | 0 |  | 0 | 0 | 0 | 0 | 0 | 0 | 0 | 0 | 0 | 0 | 0 | 0 | 0 | 0 | 0 | 0 | 0 | 0 | 0 | 0 |  | 0 | 0
SDGE | Granite | 69 | Granite_69_kV | SDGE | TRUE | 0 | 0 | 0 | 0 | 0 | 0 | 0 | 2.25 | 0 | 0 | 0 | 0 | 0 | 0 | 0 | 0 | 2.25 | 0 | 0 |  | 2.25 | -2.25 | 0 | 0 | 0 | 0 | 0 | 0 | 2.25 | 0 | 0 | 0 | 0 | 0 | 0 | 0 | 0 | 2.25 | 0 | 0 |  | 2.25 | -2.25
PG&E GBA | Grant | 115 | Grant_115_kV | PGE | TRUE | 0 | 0 | 0 | 0 | 0 | 0 | 0 | 0 | 0 | 0 | 0 | 0 | 0 | 0 | 0 | 0 | 0 | 0 | 0 |  | 0 | 0 | 0 | 0 | 0 | 0 | 0 | 0 | 0 | 0 | 0 | 0 | 0 | 0 | 0 | 0 | 0 | 0 | 0 | 0 |  | 0 | 0
PG&E GBA | Green Valley | 115 | Green Valley_115_kV | PGE | TRUE | 200 | 0 | 0 | 0 | 0 | 0 | 0 | 0 | 0 | 0 | 0 | 0 | 0 | 0 | 0 | 0 | 0 | 0 | 0 |  | 0 | 200 | 0 | 0 | 0 | 0 | 0 | 0 | 0 | 0 | 0 | 0 | 0 | 0 | 0 | 0 | 0 | 0 | 0 | 0 |  | 0 | 200
PG&E NGBA | Greenleaf 1 | 115 | Greenleaf 1_115_kV | PGE | TRUE | 0 | 0 | 0 | 0 | 0 | 0 | 0 | 0 | 0 | 0 | 0 | 0 | 0 | 0 | 0 | 0 | 0 | 0 | 0 |  | 0 | 0 | 0 | 0 | 0 | 0 | 0 | 0 | 0 | 0 | 0 | 0 | 0 | 0 | 0 | 0 | 0 | 0 | 0 | 0 |  | 0 | 0
PG&E FRESNO | Gregg | 230 | Gregg_230_kV | PGE | TRUE | 0 | 0 | 0 | 0 | 0 | 0 | 0 | 0 | 0 | 0 | 0 | 0 | 0 | 0 | 0 | 0 | 0 | 0 | 0 |  | 0 | 0 | 0 | 0 | 0 | 0 | 0 | 0 | 0 | 0 | 0 | 0 | 0 | 0 | 0 | 0 | 0 | 0 | 0 | 0 |  | 0 | 0
PG&E FRESNO | Grimmway-Malaga | 115 | Grimmway-Malaga_115_kV | PGE | TRUE | 0 | 0 | 0 | 0 | 0 | 0 | 0 | 0 | 0 | 0 | 0 | 0 | 0 | 0 | 0 | 0 | 0 | 0 | 0 |  | 0 | 0 | 0 | 0 | 0 | 0 | 0 | 0 | 0 | 0 | 0 | 0 | 0 | 0 | 0 | 0 | 0 | 0 | 0 | 0 |  | 0 | 0
PG&E NGBA | Grizzly | 230 | Grizzly_230_kV | PGE | TRUE | 0 | 0 | 0 | 0 | 0 | 0 | 0 | 0 | 0 | 0 | 0 | 0 | 0 | 0 | 0 | 0 | 0 | 0 | 0 |  | 0 | 0 | 0 | 0 | 0 | 0 | 0 | 0 | 0 | 0 | 0 | 0 | 0 | 0 | 0 | 0 | 0 | 0 | 0 | 0 |  | 0 | 0
PG&E FRESNO | Guernsey | 70 | Guernsey_70_kV | PGE | TRUE | 0 | 0 | 0 | 0 | 0 | 0 | 0 | 0 | 0 | 0 | 0 | 0 | 0 | 0 | 0 | 0 | 0 | 0 | 0 |  | 0 | 0 | 0 | 0 | 0 | 0 | 0 | 0 | 0 | 0 | 0 | 0 | 0 | 0 | 0 | 0 | 0 | 0 | 0 | 0 |  | 0 | 0
PG&E FRESNO | GWF Hanford | 115 | GWF Hanford_115_kV | PGE | TRUE | 0 | 0 | 0 | 0 | 0 | 0 | 0 | 131.4 | 0 | 0 | 0 | 0 | 0 | 0 | 0 | 0 | 131.4 | 0 | 0 |  | 131.4 | -131.4 | 0 | 0 | 0 | 0 | 0 | 0 | 131.4 | 0 | 0 | 0 | 0 | 0 | 0 | 0 | 0 | 131.4 | 0 | 0 |  | 131.4 | -131.4
PG&E FRESNO | Haas | 230 | Haas_230_kV | PGE | TRUE | 0 | 0 | 0 | 0 | 0 | 0 | 0 | 0 | 0 | 0 | 0 | 0 | 0 | 0 | 0 | 0 | 0 | 0 | 0 |  | 0 | 0 | 0 | 0 | 0 | 0 | 0 | 0 | 0 | 0 | 0 | 0 | 0 | 0 | 0 | 0 | 0 | 0 | 0 | 0 |  | 0 | 0
PG&E FRESNO | Hammonds | 115 | Hammonds_115_kV | PGE | TRUE | 0 | 0 | 0 | 0 | 0 | 0 | 100 | 0 | 0 | 0 | 0 | 0 | 0 | 0 | 0 | 15 | 0 | 0 | 0 |  | 15 | -15 | 0 | 0 | 0 | 0 | 0 | 100 | 0 | 0 | 0 | 0 | 0 | 0 | 0 | 0 | 15 | 0 | 0 | 0 |  | 15 | -15
SCE Metro | HarborGen | 230 | HarborGen_230_kV | SCE | TRUE | 0 | 0 | 0 | 0 | 0 | 0 | 0 | 0 | 0 | 0 | 0 | 0 | 0 | 0 | 0 | 0 | 0 | 0 | 0 |  | 0 | 0 | 0 | 0 | 0 | 0 | 0 | 0 | 0 | 0 | 0 | 0 | 0 | 0 | 0 | 0 | 0 | 0 | 0 | 0 |  | 0 | 0
PG&E NGBA | Harris | 60 | Harris_60_kV | PGE | TRUE | 0 | 0 | 0 | 0 | 0 | 0 | 0 | 0 | 0 | 0 | 0 | 0 | 0 | 0 | 0 | 0 | 0 | 0 | 0 |  | 0 | 0 | 0 | 0 | 0 | 0 | 0 | 0 | 0 | 0 | 0 | 0 | 0 | 0 | 0 | 0 | 0 | 0 | 0 | 0 |  | 0 | 0
SCE EOP | Harry Allen | 500 | Harry Allen_500_kV | VEA | TRUE | 0 | 0 | 0 | 0 | 0 | 0 | 0 | 0 | 0 | 0 | 0 | 0 | 0 | 0 | 0 | 0 | 0 | 0 | 0 |  | 0 | 0 | 0 | 0 | 0 | 1100 | 0 | 0 | 0 | 0 | 0 | 0 | 0 | 0 | 737 | 0 | 0 | 0 | 0 | 0 |  | 0 | 0
PG&E NGBA | Hartley | 60 | Hartley_60_kV | PGE | TRUE | 0 | 0 | 0 | 0 | 0 | 0 | 0 | 0 | 0 | 0 | 0 | 0 | 0 | 0 | 0 | 0 | 0 | 0 | 0 |  | 0 | 0 | 0 | 0 | 0 | 0 | 0 | 0 | 0 | 0 | 0 | 0 | 0 | 0 | 0 | 0 | 0 | 0 | 0 | 0 |  | 0 | 0
SCE NOL | Harvard | 115 | Harvard_115_kV | SCE | TRUE | 0 | 0 | 0 | 0 | 0 | 0 | 0 | 0 | 0 | 0 | 0 | 0 | 0 | 0 | 0 | 0 | 0 | 0 | 0 |  | 0 | 0 | 0 | 0 | 0 | 0 | 0 | 0 | 0 | 0 | 0 | 0 | 0 | 0 | 0 | 0 | 0 | 0 | 0 | 0 |  | 0 | 0
SDGE | Hassayampa | 500 | Hassayampa_500_kV | SDGE | TRUE | 13.15 | 0 | 0 | 0 | 0 | 0 | 3634.5 | 85 | 815 | 0 | 0 | 0 | 0 | 0 | 0 | 218.07 | 85 | 815 | 0 |  | 1118.07 | -1104.92 | 0 | 0 | 0 | 0 | 0 | 3634.5 | 85 | 815 | 0 | 0 | 0 | 0 | 0 | 0 | 218.07 | 85 | 815 | 0 |  | 1118.07 | -1104.92
PG&E FRESNO | Helm | 230 | Helm_230_kV | PGE | TRUE | 0 | 0 | 0 | 0 | 0 | 0 | 0 | 0 | 0 | 0 | 0 | 0 | 0 | 0 | 0 | 0 | 0 | 0 | 0 |  | 0 | 0 | 0 | 0 | 0 | 0 | 0 | 749 | 0 | 0 | 0 | 0 | 0 | 0 | 0 | 0 | 112.35 | 0 | 0 | 0 |  | 112.35 | -112.35
PG&E FRESNO | Helm | 70 | Helm_70_kV | PGE | TRUE | 3.3569e-06 | 0 | 0 | 0 | 0 | 0 | 0 | 0 | 0 | 0 | 0 | 0 | 0 | 0 | 0 | 0 | 0 | 0 | 0 |  | 0 | 3.3569e-06 | 0 | 0 | 0 | 0 | 0 | 0 | 0 | 0 | 0 | 0 | 0 | 0 | 0 | 0 | 0 | 0 | 0 | 0 |  | 0 | 3.3569e-06
PG&E FRESNO | Henrietta | 115 | Henrietta_115_kV | PGE | TRUE | 0 | 0 | 0 | 0 | 0 | 0 | 0 | 0 | 20 | 0 | 0 | 0 | 0 | 0 | 0 | 0 | 0 | 20 | 0 |  | 20 | -20 | 0 | 0 | 0 | 0 | 0 | 0 | 0 | 20 | 0 | 0 | 0 | 0 | 0 | 0 | 0 | 0 | 20 | 0 |  | 20 | -20
PG&E FRESNO | Henrietta | 230 | Henrietta_230_kV | PGE | TRUE | 0 | 0 | 0 | 0 | 0 | 0 | 0 | 0 | 314 | 0 | 0 | 0 | 0 | 0 | 0 | 0 | 0 | 314 | 0 |  | 314 | -314 | 0 | 0 | 0 | 0 | 0 | 1186 | 0 | 314 | 0 | 0 | 0 | 0 | 0 | 0 | 177.9 | 0 | 314 | 0 |  | 491.9 | -491.9
PG&E FRESNO | Henrietta | 70 | Henrietta_70_kV | PGE | TRUE | 92.25 | 0 | 0 | 0 | 0 | 0 | 0 | 173.2 | 0 | 0 | 0 | 0 | 0 | 0 | 0 | 0 | 173.2 | 0 | 0 |  | 173.2 | -80.95 | 0 | 0 | 0 | 0 | 0 | 0 | 173.2 | 0 | 0 | 0 | 0 | 0 | 0 | 0 | 0 | 173.2 | 0 | 0 |  | 173.2 | -80.95
PG&E FRESNO | Herndon | 115 | Herndon_115_kV | PGE | TRUE | 0 | 0 | 0 | 0 | 0 | 0 | 0 | 0 | 0 | 0 | 0 | 0 | 0 | 0 | 0 | 0 | 0 | 0 | 0 |  | 0 | 0 | 0 | 0 | 0 | 0 | 0 | 0 | 0 | 0 | 0 | 0 | 0 | 0 | 0 | 0 | 0 | 0 | 0 | 0 |  | 0 | 0
PG&E FRESNO | Herndon | 230 | Herndon_230_kV | PGE | TRUE | 0 | 0 | 0 | 0 | 0 | 0 | 0 | 0 | 0 | 0 | 0 | 0 | 0 | 0 | 0 | 0 | 0 | 0 | 0 |  | 0 | 0 | 0 | 0 | 0 | 0 | 0 | 0 | 0 | 0 | 0 | 0 | 0 | 0 | 0 | 0 | 0 | 0 | 0 | 0 |  | 0 | 0
PG&E GBA | Hicks | 230 | Hicks_230_kV | PGE | TRUE | 0 | 0 | 0 | 0 | 0 | 0 | 0 | 0 | 0 | 0 | 0 | 0 | 0 | 0 | 0 | 0 | 0 | 0 | 0 |  | 0 | 0 | 0 | 0 | 0 | 0 | 0 | 106 | 0 | 0 | 0 | 0 | 0 | 0 | 0 | 0 | 15.9 | 0 | 0 | 0 |  | 15.9 | -15.9
PG&E NGBA | Higgins | 115 | Higgins_115_kV | PGE | TRUE | 0 | 0 | 0 | 0 | 0 | 0 | 0 | 0 | 0 | 0 | 0 | 0 | 0 | 0 | 0 | 0 | 0 | 0 | 0 |  | 0 | 0 | 0 | 0 | 0 | 0 | 0 | 0 | 0 | 0 | 0 | 0 | 0 | 0 | 0 | 0 | 0 | 0 | 0 | 0 |  | 0 | 0
PG&E NGBA | Hilltop | 345 | Hilltop_345_kV | PGE | TRUE | 0 | 159 | 0 | 0 | 0 | 0 | 0 | 0 | 0 | 0 | 159 | 0 | 0 | 0 | 0 | 0 | 0 | 0 | 0 |  | 0 | 0 | 159 | 0 | 0 | 0 | 0 | 0 | 0 | 0 | 0 | 159 | 0 | 0 | 0 | 0 | 0 | 0 | 0 | 0 |  | 0 | 0
SCE Metro | Hinson | 230 | Hinson_230_kV | SCE | TRUE | 200 | 0 | 0 | 0 | 0 | 0 | 0 | 325 | 0 | 0 | 0 | 0 | 0 | 0 | 0 | 0 | 325 | 0 | 0 |  | 325 | -125 | 0 | 0 | 0 | 0 | 0 | 0 | 325 | 0 | 0 | 0 | 0 | 0 | 0 | 0 | 0 | 325 | 0 | 0 |  | 325 | -125
PG&E GBA | Hollister | 115 | Hollister_115_kV | PGE | TRUE | 0 | 164 | 0 | 0 | 0 | 0 | 0 | 0 | 0 | 0 | 164 | 0 | 0 | 0 | 0 | 0 | 0 | 0 | 0 |  | 0 | 0 | 164 | 0 | 0 | 0 | 0 | 0 | 0 | 0 | 0 | 164 | 0 | 0 | 0 | 0 | 0 | 0 | 0 | 0 |  | 0 | 0
PG&E NGBA | Homestake | 115 | Homestake_115_kV | PGE | TRUE | 0 | 0 | 0 | 0 | 0 | 0 | 0 | 0 | 0 | 0 | 0 | 0 | 0 | 0 | 0 | 0 | 0 | 0 | 0 |  | 0 | 0 | 0 | 0 | 0 | 0 | 0 | 0 | 0 | 0 | 0 | 0 | 0 | 0 | 0 | 0 | 0 | 0 | 0 | 0 |  | 0 | 0
PG&E NGBA | Honcut | 115 | Honcut_115_kV | PGE | TRUE | 0 | 0 | 0 | 0 | 0 | 0 | 0 | 0 | 0 | 0 | 0 | 0 | 0 | 0 | 0 | 0 | 0 | 0 | 0 |  | 0 | 0 | 0 | 0 | 0 | 0 | 0 | 0 | 0 | 0 | 0 | 0 | 0 | 0 | 0 | 0 | 0 | 0 | 0 | 0 |  | 0 | 0
SDGE | Hoodoo Wash | 500 | Hoodoo Wash_500_kV | SDGE | TRUE | 531.3 | 0 | 0 | 0 | 0 | 0 | 237.5 | 297.5 | 365 | 0 | 0 | 0 | 0 | 0 | 0 | 14.25 | 297.5 | 365 | 0 |  | 676.75 | -145.45 | 0 | 0 | 0 | 0 | 0 | 540.5 | 297.5 | 365 | 0 | 0 | 0 | 0 | 0 | 0 | 32.43 | 297.5 | 365 | 0 |  | 694.93 | -163.63
PG&E NGBA | Hopland | 115 | Hopland_115_kV | PGE | TRUE | 0 | 0 | 0 | 0 | 0 | 0 | 0 | 0 | 0 | 0 | 0 | 0 | 0 | 0 | 0 | 0 | 0 | 0 | 0 |  | 0 | 0 | 0 | 0 | 0 | 0 | 0 | 0 | 0 | 0 | 0 | 0 | 0 | 0 | 0 | 0 | 0 | 0 | 0 | 0 |  | 0 | 0
PG&E NGBA | Hopland | 60 | Hopland_60_kV | PGE | TRUE | 0 | 0 | 0 | 0 | 0 | 0 | 0 | 0 | 0 | 0 | 0 | 0 | 0 | 0 | 0 | 0 | 0 | 0 | 0 |  | 0 | 0 | 0 | 0 | 0 | 0 | 0 | 0 | 0 | 0 | 0 | 0 | 0 | 0 | 0 | 0 | 0 | 0 | 0 | 0 |  | 0 | 0
PG&E NGBA | Humboldt | 115 | Humboldt_115_kV | PGE | TRUE | 0 | 0 | 0 | 0 | 0 | 0 | 0 | 0 | 0 | 0 | 0 | 0 | 0 | 0 | 0 | 0 | 0 | 0 | 0 |  | 0 | 0 | 0 | 0 | 0 | 0 | 0 | 0 | 0 | 0 | 0 | 0 | 0 | 0 | 0 | 0 | 0 | 0 | 0 | 0 |  | 0 | 0
PG&E NGBA | Humboldt | 60 | Humboldt_60_kV | PGE | TRUE | 0 | 0 | 0 | 0 | 0 | 0 | 0 | 0 | 0 | 0 | 0 | 0 | 0 | 0 | 0 | 0 | 0 | 0 | 0 |  | 0 | 0 | 0 | 0 | 0 | 0 | 0 | 0 | 0 | 0 | 0 | 0 | 0 | 0 | 0 | 0 | 0 | 0 | 0 | 0 |  | 0 | 0
PG&E NGBA | Humboldt | 500 | Humboldt_500_kV | PGE | TRUE | 0 | 0 | 0 | 0 | 0 | 0 | 0 | 0 | 0 | 0 | 0 | 0 | 0 | 0 | 0 | 0 | 0 | 0 | 0 |  | 0 | 0 | 0 | 0 | 100 | 0 | 0 | 0 | 0 | 0 | 0 | 0 | 0 | 50 | 0 | 0 | 0 | 0 | 0 | 0 |  | 50 | -50
SCE Metro | Huntington Beach | 230 | Huntington Beach_230_kV | SCE | TRUE | 0 | 0 | 0 | 0 | 0 | 0 | 0 | 0 | 0 | 0 | 0 | 0 | 0 | 0 | 0 | 0 | 0 | 0 | 0 |  | 0 | 0 | 0 | 0 | 0 | 0 | 0 | 0 | 0 | 0 | 0 | 0 | 0 | 0 | 0 | 0 | 0 | 0 | 0 | 0 |  | 0 | 0
PG&E NGBA | Ignacio | 115 | Ignacio_115_kV | PGE | TRUE | 0 | 0 | 0 | 0 | 0 | 0 | 0 | 0 | 0 | 0 | 0 | 0 | 0 | 0 | 0 | 0 | 0 | 0 | 0 |  | 0 | 0 | 0 | 0 | 0 | 0 | 0 | 0 | 0 | 0 | 0 | 0 | 0 | 0 | 0 | 0 | 0 | 0 | 0 | 0 |  | 0 | 0
PG&E NGBA | Ignacio | 230 | Ignacio_230_kV | PGE | TRUE | 0 | 0 | 0 | 0 | 0 | 0 | 0 | 0 | 0 | 0 | 0 | 0 | 0 | 0 | 0 | 0 | 0 | 0 | 0 |  | 0 | 0 | 0 | 0 | 0 | 0 | 0 | 0 | 0 | 0 | 0 | 0 | 0 | 0 | 0 | 0 | 0 | 0 | 0 | 0 |  | 0 | 0
PG&E NGBA | Ignacio | 60 | Ignacio_60_kV | PGE | TRUE | 0 | 0 | 0 | 0 | 0 | 0 | 0 | 0 | 0 | 0 | 0 | 0 | 0 | 0 | 0 | 0 | 0 | 0 | 0 |  | 0 | 0 | 0 | 0 | 0 | 0 | 0 | 0 | 0 | 0 | 0 | 0 | 0 | 0 | 0 | 0 | 0 | 0 | 0 | 0 |  | 0 | 0
SDGE | Imperial Beach | 69 | Imperial Beach_69_kV | SDGE | TRUE | 0 | 0 | 0 | 0 | 0 | 0 | 0 | 0 | 0 | 0 | 0 | 0 | 0 | 0 | 0 | 0 | 0 | 0 | 0 |  | 0 | 0 | 0 | 0 | 0 | 0 | 0 | 0 | 0 | 0 | 0 | 0 | 0 | 0 | 0 | 0 | 0 | 0 | 0 | 0 |  | 0 | 0
SDGE | Imperial Valley | 230 | Imperial Valley_230_kV | SDGE | TRUE | 250.1696 | 1000 | 0 | 0 | 0 | 0 | 500 | 528 | 0 | 0 | 1000 | 0 | 0 | 0 | 0 | 30 | 528 | 0 | 0 |  | 558 | -307.8304 | 1000 | 0 | 0 | 0 | 0 | 500 | 528 | 0 | 0 | 1000 | 0 | 0 | 0 | 0 | 30 | 528 | 0 | 0 |  | 558 | -307.8304
SDGE | Imperial Valley | 500 | Imperial Valley_500_kV | SDGE | TRUE | 0 | 0 | 0 | 0 | 0 | 0 | 0 | 0 | 0 | 0 | 0 | 0 | 0 | 0 | 0 | 0 | 0 | 0 | 0 |  | 0 | 0 | 0 | 0 | 0 | 0 | 0 | 250 | 0 | 0 | 0 | 0 | 0 | 0 | 0 | 0 | 15 | 0 | 0 | 0 |  | 15 | -15
SCE EOP | Innovation | 138 | Innovation_138_kV | VEA | TRUE | 0 | 0 | 0 | 0 | 0 | 0 | 0 | 0 | 0 | 0 | 0 | 0 | 0 | 0 | 0 | 0 | 0 | 0 | 0 |  | 0 | 0 | 0 | 0 | 0 | 0 | 0 | 0 | 0 | 0 | 0 | 0 | 0 | 0 | 0 | 0 | 0 | 0 | 0 | 0 |  | 0 | 0
SCE EOP | Innovation | 230 | Innovation_230_kV | VEA | TRUE | 571.13 | 0 | 0 | 0 | 0 | 0 | 0 | 0 | 0 | 0 | 0 | 0 | 0 | 0 | 0 | 0 | 0 | 0 | 0 |  | 0 | 571.13 | 0 | 0 | 0 | 0 | 0 | 0 | 0 | 0 | 0 | 0 | 0 | 0 | 0 | 0 | 0 | 0 | 0 | 0 |  | 0 | 571.13
SCE NOL | Inyokern | 115 | Inyokern_115_kV | SCE | TRUE | 0 | 116 | 0 | 0 | 0 | 0 | 0 | 0 | 0 | 0 | 116 | 0 | 0 | 0 | 0 | 0 | 0 | 0 | 0 |  | 0 | 0 | 116 | 0 | 0 | 0 | 0 | 0 | 0 | 0 | 0 | 116 | 0 | 0 | 0 | 0 | 0 | 0 | 0 | 0 |  | 0 | 0
SCE EOP | IS Tap | 138 | IS Tap_138_kV | VEA | TRUE | 0 | 0 | 0 | 0 | 0 | 0 | 0 | 0 | 0 | 0 | 0 | 0 | 0 | 0 | 0 | 0 | 0 | 0 | 0 |  | 0 | 0 | 0 | 0 | 0 | 0 | 0 | 0 | 0 | 0 | 0 | 0 | 0 | 0 | 0 | 0 | 0 | 0 | 0 | 0 |  | 0 | 0
SCE EOP | Ivanpah | 115 | Ivanpah_115_kV | VEA | TRUE | 0 | 0 | 0 | 0 | 0 | 0 | 0 | 0 | 0 | 0 | 0 | 0 | 0 | 0 | 0 | 0 | 0 | 0 | 0 |  | 0 | 0 | 0 | 0 | 0 | 0 | 0 | 0 | 0 | 0 | 0 | 0 | 0 | 0 | 0 | 0 | 0 | 0 | 0 | 0 |  | 0 | 0
SCE EOP | Ivanpah | 230 | Ivanpah_230_kV | VEA | TRUE | 0 | 0 | 0 | 0 | 0 | 0 | 0 | 0 | 0 | 0 | 0 | 0 | 0 | 0 | 0 | 0 | 0 | 0 | 0 |  | 0 | 0 | 0 | 0 | 0 | 0 | 0 | 0 | 0 | 0 | 0 | 0 | 0 | 0 | 0 | 0 | 0 | 0 | 0 | 0 |  | 0 | 0
SCE EOP | Jackass (DOE) | 138 | Jackass (DOE)_138_kV | VEA | TRUE | 0 | 0 | 0 | 0 | 0 | 0 | 0 | 0 | 0 | 0 | 0 | 0 | 0 | 0 | 0 | 0 | 0 | 0 | 0 |  | 0 | 0 | 0 | 0 | 0 | 0 | 0 | 0 | 0 | 0 | 0 | 0 | 0 | 0 | 0 | 0 | 0 | 0 | 0 | 0 |  | 0 | 0
PG&E NGBA | James B Black | 230 | James B Black_230_kV | PGE | TRUE | 0 | 131 | 0 | 0 | 0 | 0 | 0 | 0 | 0 | 0 | 131 | 0 | 0 | 0 | 0 | 0 | 0 | 0 | 0 |  | 0 | 0 | 131 | 0 | 0 | 0 | 0 | 0 | 0 | 0 | 0 | 131 | 0 | 0 | 0 | 0 | 0 | 0 | 0 | 0 |  | 0 | 0
PG&E GBA | Jefferson | 230 | Jefferson_230_kV | PGE | TRUE | 0 | 0 | 0 | 0 | 0 | 0 | 0 | 0 | 0 | 0 | 0 | 0 | 0 | 0 | 0 | 0 | 0 | 0 | 0 |  | 0 | 0 | 0 | 0 | 0 | 0 | 0 | 0 | 0 | 0 | 0 | 0 | 0 | 0 | 0 | 0 | 0 | 0 | 0 | 0 |  | 0 | 0
PG&E NGBA | Jessup | 115 | Jessup_115_kV | PGE | TRUE | 0 | 100 | 0 | 0 | 0 | 0 | 0 | 0 | 0 | 0 | 100 | 0 | 0 | 0 | 0 | 0 | 0 | 0 | 0 |  | 0 | 0 | 100 | 0 | 0 | 0 | 0 | 0 | 0 | 0 | 0 | 100 | 0 | 0 | 0 | 0 | 0 | 0 | 0 | 0 |  | 0 | 0
SCE Metro | Johanna | 230 | Johanna_230_kV | SCE | TRUE | 100 | 0 | 0 | 0 | 0 | 0 | 0 | 0 | 0 | 0 | 0 | 0 | 0 | 0 | 0 | 0 | 0 | 0 | 0 |  | 0 | 100 | 0 | 0 | 0 | 0 | 0 | 0 | 0 | 0 | 0 | 0 | 0 | 0 | 0 | 0 | 0 | 0 | 0 | 0 |  | 0 | 100
SCE Eastern | Julian Hinds | 230 | Julian Hinds_230_kV | SCE | TRUE | 0 | 0 | 0 | 0 | 0 | 0 | 0 | 0 | 0 | 0 | 0 | 0 | 0 | 0 | 0 | 0 | 0 | 0 | 0 |  | 0 | 0 | 0 | 0 | 0 | 0 | 0 | 0 | 0 | 0 | 0 | 0 | 0 | 0 | 0 | 0 | 0 | 0 | 0 | 0 |  | 0 | 0
PG&E GBA | Kasson | 115 | Kasson_115_kV | PGE | TRUE | 0 | 0 | 0 | 0 | 0 | 0 | 0 | 0 | 0 | 0 | 0 | 0 | 0 | 0 | 0 | 0 | 0 | 0 | 0 |  | 0 | 0 | 0 | 0 | 0 | 0 | 0 | 0 | 0 | 0 | 0 | 0 | 0 | 0 | 0 | 0 | 0 | 0 | 0 | 0 |  | 0 | 0
PG&E GBA | Kasson | 60 | Kasson_60_kV | PGE | TRUE | 0 | 0 | 0 | 0 | 0 | 0 | 0 | 0 | 0 | 0 | 0 | 0 | 0 | 0 | 0 | 0 | 0 | 0 | 0 |  | 0 | 0 | 0 | 0 | 0 | 0 | 0 | 0 | 0 | 0 | 0 | 0 | 0 | 0 | 0 | 0 | 0 | 0 | 0 | 0 |  | 0 | 0
PG&E FRESNO | Kearney | 230 | Kearney_230_kV | PGE | TRUE | 0 | 0 | 0 | 0 | 0 | 0 | 0 | 0 | 0 | 0 | 0 | 0 | 0 | 0 | 0 | 0 | 0 | 0 | 0 |  | 0 | 0 | 0 | 0 | 0 | 0 | 0 | 0 | 0 | 0 | 0 | 0 | 0 | 0 | 0 | 0 | 0 | 0 | 0 | 0 |  | 0 | 0
PG&E FRESNO | Kearney | 70 | Kearney_70_kV | PGE | TRUE | 0 | 0 | 0 | 0 | 0 | 0 | 0 | 0 | 0 | 0 | 0 | 0 | 0 | 0 | 0 | 0 | 0 | 0 | 0 |  | 0 | 0 | 0 | 0 | 0 | 0 | 0 | 0 | 0 | 0 | 0 | 0 | 0 | 0 | 0 | 0 | 0 | 0 | 0 | 0 |  | 0 | 0
PG&E GBA | Kelso | 230 | Kelso_230_kV | PGE | TRUE | 90.7 | 0 | 0 | 0 | 0 | 0 | 0 | 90.7 | 0 | 0 | 0 | 0 | 0 | 0 | 0 | 0 | 90.7 | 0 | 0 |  | 90.7 | 0 | 0 | 0 | 0 | 0 | 0 | 0 | 90.7 | 0 | 0 | 0 | 0 | 0 | 0 | 0 | 0 | 90.7 | 0 | 0 |  | 90.7 | 0
PG&E FRESNO | Kerchoff 1 | 115 | Kerchoff 1_115_kV | PGE | TRUE | 0 | 0 | 0 | 0 | 0 | 0 | 0 | 0 | 0 | 0 | 0 | 0 | 0 | 0 | 0 | 0 | 0 | 0 | 0 |  | 0 | 0 | 0 | 0 | 0 | 0 | 0 | 0 | 0 | 0 | 0 | 0 | 0 | 0 | 0 | 0 | 0 | 0 | 0 | 0 |  | 0 | 0
PG&E KERN | Kern Oil | 115 | Kern Oil_115_kV | PGE | TRUE | 0 | 0 | 0 | 0 | 0 | 0 | 0 | 0 | 0 | 0 | 0 | 0 | 0 | 0 | 0 | 0 | 0 | 0 | 0 |  | 0 | 0 | 0 | 0 | 0 | 0 | 0 | 0 | 0 | 0 | 0 | 0 | 0 | 0 | 0 | 0 | 0 | 0 | 0 | 0 |  | 0 | 0
PG&E KERN | Kern PP | 115 | Kern PP_115_kV | PGE | TRUE | 0 | 0 | 0 | 0 | 0 | 0 | 0 | 0 | 0 | 0 | 0 | 0 | 0 | 0 | 0 | 0 | 0 | 0 | 0 |  | 0 | 0 | 0 | 0 | 0 | 0 | 0 | 0 | 0 | 0 | 0 | 0 | 0 | 0 | 0 | 0 | 0 | 0 | 0 | 0 |  | 0 | 0
PG&E KERN | Kern PP | 230 | Kern PP_230_kV | PGE | TRUE | 110 | 0 | 0 | 0 | 0 | 0 | 0 | 0 | 0 | 0 | 0 | 0 | 0 | 0 | 0 | 0 | 0 | 0 | 0 |  | 0 | 110 | 0 | 0 | 0 | 0 | 0 | 0 | 0 | 0 | 0 | 0 | 0 | 0 | 0 | 0 | 0 | 0 | 0 | 0 |  | 0 | 110
PG&E KERN | Kern PP | 70 | Kern PP_70_kV | PGE | TRUE | 0 | 0 | 0 | 0 | 0 | 0 | 0 | 0 | 0 | 0 | 0 | 0 | 0 | 0 | 0 | 0 | 0 | 0 | 0 |  | 0 | 0 | 0 | 0 | 0 | 0 | 0 | 0 | 0 | 0 | 0 | 0 | 0 | 0 | 0 | 0 | 0 | 0 | 0 | 0 |  | 0 | 0
PG&E KERN | Kernridge | 115 | Kernridge_115_kV | PGE | TRUE | 0 | 0 | 0 | 0 | 0 | 0 | 0 | 0 | 0 | 0 | 0 | 0 | 0 | 0 | 0 | 0 | 0 | 0 | 0 |  | 0 | 0 | 0 | 0 | 0 | 0 | 0 | 0 | 0 | 0 | 0 | 0 | 0 | 0 | 0 | 0 | 0 | 0 | 0 | 0 |  | 0 | 0
PG&E FRESNO | Kingsburg | 115 | Kingsburg_115_kV | PGE | TRUE | 0 | 0 | 0 | 0 | 0 | 0 | 0 | 0 | 0 | 0 | 0 | 0 | 0 | 0 | 0 | 0 | 0 | 0 | 0 |  | 0 | 0 | 0 | 0 | 0 | 0 | 0 | 0 | 0 | 0 | 0 | 0 | 0 | 0 | 0 | 0 | 0 | 0 | 0 | 0 |  | 0 | 0
PG&E GBA | Kirker | 115 | Kirker_115_kV | PGE | TRUE | 0 | 0 | 0 | 0 | 0 | 0 | 0 | 0 | 0 | 0 | 0 | 0 | 0 | 0 | 0 | 0 | 0 | 0 | 0 |  | 0 | 0 | 0 | 0 | 0 | 0 | 0 | 0 | 0 | 0 | 0 | 0 | 0 | 0 | 0 | 0 | 0 | 0 | 0 | 0 |  | 0 | 0
PG&E NGBA | Knights Landing | 115 | Knights Landing_115_kV | PGE | TRUE | 0 | 0 | 0 | 0 | 0 | 0 | 0 | 0 | 0 | 0 | 0 | 0 | 0 | 0 | 0 | 0 | 0 | 0 | 0 |  | 0 | 0 | 0 | 0 | 0 | 0 | 0 | 0 | 0 | 0 | 0 | 0 | 0 | 0 | 0 | 0 | 0 | 0 | 0 | 0 |  | 0 | 0
PG&E NGBA | Konocti | 60 | Konocti_60_kV | PGE | TRUE | 0 | 0 | 0 | 0 | 0 | 0 | 0 | 0 | 0 | 0 | 0 | 0 | 0 | 0 | 0 | 0 | 0 | 0 | 0 |  | 0 | 0 | 0 | 0 | 0 | 0 | 0 | 0 | 0 | 0 | 0 | 0 | 0 | 0 | 0 | 0 | 0 | 0 | 0 | 0 |  | 0 | 0
SCE NOL | Kramer | 115 | Kramer_115_kV | SCE | TRUE | 0 | 0 | 0 | 0 | 0 | 0 | 0 | 0 | 6 | 0 | 0 | 0 | 0 | 0 | 0 | 0 | 0 | 6 | 0 |  | 6 | -6 | 0 | 0 | 0 | 0 | 0 | 0 | 0 | 6 | 0 | 0 | 0 | 0 | 0 | 0 | 0 | 0 | 6 | 0 |  | 6 | -6
SCE NOL | Kramer | 230 | Kramer_230_kV | SCE | TRUE | 903.1544 | 0 | 0 | 0 | 0 | 0 | 70 | 225 | 0 | 0 | 0 | 0 | 0 | 0 | 0 | 9.1 | 225 | 0 | 0 |  | 234.1 | 669.0544 | 0 | 0 | 0 | 0 | 0 | 70 | 225 | 0 | 0 | 0 | 0 | 0 | 0 | 0 | 9.1 | 225 | 0 | 0 |  | 234.1 | 669.0544
SCE Metro | La Cienega | 230 | La Cienega_230_kV | SCE | TRUE | 0 | 0 | 0 | 0 | 0 | 0 | 0 | 0 | 0 | 0 | 0 | 0 | 0 | 0 | 0 | 0 | 0 | 0 | 0 |  | 0 | 0 | 0 | 0 | 0 | 0 | 0 | 0 | 0 | 0 | 0 | 0 | 0 | 0 | 0 | 0 | 0 | 0 | 0 | 0 |  | 0 | 0
SCE Metro | La Fresa | 230 | La Fresa_230_kV | SCE | TRUE | 0 | 0 | 0 | 0 | 0 | 0 | 0 | 0 | 0 | 0 | 0 | 0 | 0 | 0 | 0 | 0 | 0 | 0 | 0 |  | 0 | 0 | 0 | 0 | 0 | 0 | 0 | 0 | 0 | 0 | 0 | 0 | 0 | 0 | 0 | 0 | 0 | 0 | 0 | 0 |  | 0 | 0
SCE Metro | Laguna Bell | 230 | Laguna Bell_230_kV | SCE | TRUE | 750 | 0 | 0 | 0 | 0 | 0 | 0 | 250 | 0 | 0 | 0 | 0 | 0 | 0 | 0 | 0 | 250 | 0 | 0 |  | 250 | 500 | 0 | 0 | 0 | 0 | 0 | 0 | 250 | 0 | 0 | 0 | 0 | 0 | 0 | 0 | 0 | 250 | 0 | 0 |  | 250 | 500
PG&E KERN | Lakeview | 70 | Lakeview_70_kV | PGE | TRUE | 64.4 | 0 | 0 | 0 | 0 | 0 | 0 | 65.6 | 0 | 0 | 0 | 0 | 0 | 0 | 0 | 0 | 65.6 | 0 | 0 |  | 65.6 | -1.2 | 0 | 0 | 0 | 0 | 0 | 0 | 65.6 | 0 | 0 | 0 | 0 | 0 | 0 | 0 | 0 | 65.6 | 0 | 0 |  | 65.6 | -1.2
PG&E NGBA | Lakeville | 230 | Lakeville_230_kV | PGE | TRUE | 0 | 0 | 0 | 0 | 0 | 0 | 0 | 0 | 0 | 0 | 0 | 0 | 0 | 0 | 0 | 0 | 0 | 0 | 0 |  | 0 | 0 | 0 | 0 | 0 | 0 | 0 | 0 | 0 | 0 | 0 | 0 | 0 | 0 | 0 | 0 | 0 | 0 | 0 | 0 |  | 0 | 0
PG&E NGBA | Lakeville | 60 | Lakeville_60_kV | PGE | TRUE | 0 | 0 | 0 | 0 | 0 | 0 | 0 | 0 | 0 | 0 | 0 | 0 | 0 | 0 | 0 | 0 | 0 | 0 | 0 |  | 0 | 0 | 0 | 0 | 0 | 0 | 0 | 0 | 0 | 0 | 0 | 0 | 0 | 0 | 0 | 0 | 0 | 0 | 0 | 0 |  | 0 | 0
PG&E NGBA | Lakeville | 115 | Lakeville_115_kV | PGE | TRUE | 0 | 20 | 0 | 0 | 0 | 0 | 0 | 50 | 0 | 0 | 20 | 0 | 0 | 0 | 0 | 0 | 50 | 0 | 0 |  | 50 | -50 | 20 | 0 | 0 | 0 | 0 | 0 | 50 | 0 | 0 | 20 | 0 | 0 | 0 | 0 | 0 | 50 | 0 | 0 |  | 50 | -50
PG&E GBA | Lakewood | 115 | Lakewood_115_kV | PGE | TRUE | 0 | 0 | 0 | 0 | 0 | 0 | 0 | 0 | 0 | 0 | 0 | 0 | 0 | 0 | 0 | 0 | 0 | 0 | 0 |  | 0 | 0 | 0 | 0 | 0 | 0 | 0 | 0 | 0 | 0 | 0 | 0 | 0 | 0 | 0 | 0 | 0 | 0 | 0 | 0 |  | 0 | 0
PG&E NGBA | Lambie | 230 | Lambie_230_kV | PGE | TRUE | 0 | 0 | 0 | 0 | 0 | 0 | 0 | 0 | 0 | 0 | 0 | 0 | 0 | 0 | 0 | 0 | 0 | 0 | 0 |  | 0 | 0 | 0 | 0 | 0 | 0 | 0 | 0 | 0 | 0 | 0 | 0 | 0 | 0 | 0 | 0 | 0 | 0 | 0 | 0 |  | 0 | 0
PG&E GBA | Lammers | 115 | Lammers_115_kV | PGE | TRUE | 0 | 0 | 0 | 0 | 0 | 0 | 0 | 0 | 0 | 0 | 0 | 0 | 0 | 0 | 0 | 0 | 0 | 0 | 0 |  | 0 | 0 | 0 | 0 | 0 | 0 | 0 | 0 | 0 | 0 | 0 | 0 | 0 | 0 | 0 | 0 | 0 | 0 | 0 | 0 |  | 0 | 0
PG&E KERN | Lamont | 115 | Lamont_115_kV | PGE | TRUE | 11.745 | 0 | 0 | 0 | 0 | 0 | 100 | 0 | 0 | 0 | 0 | 0 | 0 | 0 | 0 | 15 | 0 | 0 | 0 |  | 15 | -3.255 | 0 | 0 | 0 | 0 | 0 | 100 | 0 | 0 | 0 | 0 | 0 | 0 | 0 | 0 | 15 | 0 | 0 | 0 |  | 15 | -3.255
PG&E FRESNO | Las Aguilas | 230 | Las Aguilas_230_kV | PGE | TRUE | 0 | 0 | 0 | 0 | 0 | 0 | 0 | 0 | 0 | 0 | 0 | 0 | 0 | 0 | 0 | 0 | 0 | 0 | 0 |  | 0 | 0 | 0 | 0 | 0 | 0 | 0 | 0 | 0 | 0 | 0 | 0 | 0 | 0 | 0 | 0 | 0 | 0 | 0 | 0 |  | 0 | 0
SCE EOP | Lathrop | 138 | Lathrop_138_kV | VEA | TRUE | 0 | 0 | 0 | 0 | 0 | 0 | 0 | 0 | 0 | 0 | 0 | 0 | 0 | 0 | 0 | 0 | 0 | 0 | 0 |  | 0 | 0 | 0 | 0 | 0 | 0 | 0 | 0 | 0 | 0 | 0 | 0 | 0 | 0 | 0 | 0 | 0 | 0 | 0 | 0 |  | 0 | 0
SCE EOP | Lathrop | 230 | Lathrop_230_kV | VEA | TRUE | 0 | 0 | 0 | 150 | 0 | 0 | 0 | 0 | 190 | 0 | 0 | 0 | 72 | 0 | 0 | 0 | 0 | 190 | 0 |  | 262 | -262 | 0 | 0 | 150 | 0 | 0 | 0 | 0 | 190 | 0 | 0 | 0 | 72 | 0 | 0 | 0 | 0 | 190 | 0 |  | 262 | -262
PG&E FRESNO | Le Grand | 115 | Le Grand_115_kV | PGE | TRUE | 0 | 0 | 0 | 0 | 0 | 0 | 0 | 0 | 0 | 0 | 0 | 0 | 0 | 0 | 0 | 0 | 0 | 0 | 0 |  | 0 | 0 | 0 | 0 | 0 | 0 | 0 | 0 | 0 | 0 | 0 | 0 | 0 | 0 | 0 | 0 | 0 | 0 | 0 | 0 |  | 0 | 0
PG&E FRESNO | Lemoore | 70 | Lemoore_70_kV | PGE | TRUE | 0 | 0 | 0 | 0 | 0 | 0 | 0 | 0 | 0 | 0 | 0 | 0 | 0 | 0 | 0 | 0 | 0 | 0 | 0 |  | 0 | 0 | 0 | 0 | 0 | 0 | 0 | 0 | 0 | 0 | 0 | 0 | 0 | 0 | 0 | 0 | 0 | 0 | 0 | 0 |  | 0 | 0
PG&E KERN | Lerdo | 115 | Lerdo_115_kV | PGE | TRUE | 0 | 0 | 0 | 0 | 0 | 0 | 0 | 0 | 0 | 0 | 0 | 0 | 0 | 0 | 0 | 0 | 0 | 0 | 0 |  | 0 | 0 | 0 | 0 | 0 | 0 | 0 | 0 | 0 | 0 | 0 | 0 | 0 | 0 | 0 | 0 | 0 | 0 | 0 | 0 |  | 0 | 0
SCE Metro | Lewis | 230 | Lewis_230_kV | SCE | TRUE | 0 | 0 | 0 | 0 | 0 | 0 | 0 | 0 | 0 | 0 | 0 | 0 | 0 | 0 | 0 | 0 | 0 | 0 | 0 |  | 0 | 0 | 0 | 0 | 0 | 0 | 0 | 0 | 0 | 0 | 0 | 0 | 0 | 0 | 0 | 0 | 0 | 0 | 0 | 0 |  | 0 | 0
SCE Metro | Lighthipe | 230 | Lighthipe_230_kV | SCE | TRUE | 0 | 0 | 0 | 0 | 0 | 0 | 0 | 0 | 0 | 0 | 0 | 0 | 0 | 0 | 0 | 0 | 0 | 0 | 0 |  | 0 | 0 | 0 | 0 | 0 | 0 | 0 | 0 | 0 | 0 | 0 | 0 | 0 | 0 | 0 | 0 | 0 | 0 | 0 | 0 |  | 0 | 0
SDGE | Lilac | 69 | Lilac_69_kV | SDGE | TRUE | 0 | 0 | 0 | 0 | 0 | 0 | 0 | 0 | 0 | 0 | 0 | 0 | 0 | 0 | 0 | 0 | 0 | 0 | 0 |  | 0 | 0 | 0 | 0 | 0 | 0 | 0 | 0 | 0 | 0 | 0 | 0 | 0 | 0 | 0 | 0 | 0 | 0 | 0 | 0 |  | 0 | 0
PG&E NGBA | Lincoln | 115 | Lincoln_115_kV | PGE | TRUE | 0 | 0 | 0 | 0 | 0 | 0 | 0 | 0 | 0 | 0 | 0 | 0 | 0 | 0 | 0 | 0 | 0 | 0 | 0 |  | 0 | 0 | 0 | 0 | 0 | 0 | 0 | 0 | 0 | 0 | 0 | 0 | 0 | 0 | 0 | 0 | 0 | 0 | 0 | 0 |  | 0 | 0
PG&E KERN | Live Oak | 115 | Live Oak_115_kV | PGE | TRUE | 0 | 0 | 0 | 0 | 0 | 0 | 100 | 0 | 0 | 0 | 0 | 0 | 0 | 0 | 0 | 15 | 0 | 0 | 0 |  | 15 | -15 | 0 | 0 | 0 | 0 | 0 | 100 | 0 | 0 | 0 | 0 | 0 | 0 | 0 | 0 | 15 | 0 | 0 | 0 |  | 15 | -15
PG&E GBA | Llagas | 115 | Llagas_115_kV | PGE | TRUE | 120 | 0 | 0 | 0 | 0 | 0 | 0 | 0 | 0 | 0 | 0 | 0 | 0 | 0 | 0 | 0 | 0 | 0 | 0 |  | 0 | 120 | 0 | 0 | 0 | 0 | 0 | 0 | 0 | 0 | 0 | 0 | 0 | 0 | 0 | 0 | 0 | 0 | 0 | 0 |  | 0 | 120
PG&E GBA | Lockeford | 115 | Lockeford_115_kV | PGE | TRUE | 0 | 0 | 0 | 0 | 0 | 0 | 0 | 0 | 0 | 0 | 0 | 0 | 0 | 0 | 0 | 0 | 0 | 0 | 0 |  | 0 | 0 | 0 | 0 | 0 | 0 | 0 | 0 | 0 | 0 | 0 | 0 | 0 | 0 | 0 | 0 | 0 | 0 | 0 | 0 |  | 0 | 0
PG&E GBA | Lockeford | 230 | Lockeford_230_kV | PGE | TRUE | 0 | 0 | 0 | 0 | 0 | 0 | 0 | 0 | 0 | 0 | 0 | 0 | 0 | 0 | 0 | 0 | 0 | 0 | 0 |  | 0 | 0 | 0 | 0 | 0 | 0 | 0 | 0 | 0 | 0 | 0 | 0 | 0 | 0 | 0 | 0 | 0 | 0 | 0 | 0 |  | 0 | 0
PG&E GBA | Lockeford | 60 | Lockeford_60_kV | PGE | TRUE | 0 | 0 | 0 | 0 | 0 | 0 | 0 | 0 | 0 | 0 | 0 | 0 | 0 | 0 | 0 | 0 | 0 | 0 | 0 |  | 0 | 0 | 0 | 0 | 0 | 0 | 0 | 0 | 0 | 0 | 0 | 0 | 0 | 0 | 0 | 0 | 0 | 0 | 0 | 0 |  | 0 | 0
PG&E GBA | Lodi | 230 | Lodi_230_kV | PGE | TRUE | 0 | 0 | 0 | 0 | 0 | 0 | 0 | 0 | 0 | 0 | 0 | 0 | 0 | 0 | 0 | 0 | 0 | 0 | 0 |  | 0 | 0 | 0 | 0 | 0 | 0 | 0 | 0 | 0 | 0 | 0 | 0 | 0 | 0 | 0 | 0 | 0 | 0 | 0 | 0 |  | 0 | 0
PG&E NGBA | Logan Creek | 230 | Logan Creek_230_kV | PGE | TRUE | 0 | 0 | 0 | 0 | 0 | 0 | 0 | 0 | 0 | 0 | 0 | 0 | 0 | 0 | 0 | 0 | 0 | 0 | 0 |  | 0 | 0 | 0 | 0 | 0 | 0 | 0 | 0 | 0 | 0 | 0 | 0 | 0 | 0 | 0 | 0 | 0 | 0 | 0 | 0 |  | 0 | 0
PG&E GBA | Lone Tree | 230 | Lone Tree_230_kV | PGE | TRUE | 0 | 0 | 0 | 0 | 0 | 0 | 0 | 0 | 0 | 0 | 0 | 0 | 0 | 0 | 0 | 0 | 0 | 0 | 0 |  | 0 | 0 | 0 | 0 | 0 | 0 | 0 | 0 | 0 | 0 | 0 | 0 | 0 | 0 | 0 | 0 | 0 | 0 | 0 | 0 |  | 0 | 0
PG&E FRESNO | Los Banos | 230 | Los Banos_230_kV | PGE | TRUE | 596.05 | 10 | 0 | 0 | 0 | 0 | 100 | 0 | 300 | 0 | 10 | 0 | 0 | 0 | 0 | 15 | 0 | 300 | 0 |  | 315 | 281.05 | 10 | 0 | 0 | 0 | 0 | 100 | 0 | 300 | 0 | 10 | 0 | 0 | 0 | 0 | 15 | 0 | 300 | 0 |  | 315 | 281.05
PG&E FRESNO | Los Banos | 500 | Los Banos_500_kV | PGE | TRUE | 1150 | 0 | 0 | 0 | 0 | 0 | 100 | 0 | 477 | 0 | 0 | 0 | 0 | 0 | 0 | 15 | 0 | 477 | 0 |  | 492 | 658 | 0 | 0 | 0 | 0 | 0 | 100 | 0 | 477 | 0 | 0 | 0 | 0 | 0 | 0 | 15 | 0 | 477 | 0 |  | 492 | 658
SDGE | Los Coches | 138 | Los Coches_138_kV | SDGE | TRUE | 0 | 0 | 0 | 0 | 0 | 0 | 0 | 0 | 0 | 0 | 0 | 0 | 0 | 0 | 0 | 0 | 0 | 0 | 0 |  | 0 | 0 | 0 | 0 | 0 | 0 | 0 | 0 | 0 | 0 | 0 | 0 | 0 | 0 | 0 | 0 | 0 | 0 | 0 | 0 |  | 0 | 0
SDGE | Los Coches | 69 | Los Coches_69_kV | SDGE | TRUE | 0 | 0 | 0 | 0 | 0 | 0 | 0 | 0 | 0 | 0 | 0 | 0 | 0 | 0 | 0 | 0 | 0 | 0 | 0 |  | 0 | 0 | 0 | 0 | 0 | 0 | 0 | 0 | 0 | 0 | 0 | 0 | 0 | 0 | 0 | 0 | 0 | 0 | 0 | 0 |  | 0 | 0
PG&E GBA | Los Esteros | 115 | Los Esteros_115_kV | PGE | TRUE | 3 | 0 | 0 | 0 | 0 | 0 | 0 | 0 | 0 | 0 | 0 | 0 | 0 | 0 | 0 | 0 | 0 | 0 | 0 |  | 0 | 3 | 0 | 0 | 0 | 0 | 0 | 0 | 0 | 0 | 0 | 0 | 0 | 0 | 0 | 0 | 0 | 0 | 0 | 0 |  | 0 | 3
PG&E GBA | Los Esteros | 230 | Los Esteros_230_kV | PGE | TRUE | 200 | 0 | 0 | 0 | 0 | 0 | 0 | 0 | 0 | 0 | 0 | 0 | 0 | 0 | 0 | 0 | 0 | 0 | 0 |  | 0 | 200 | 0 | 0 | 0 | 0 | 0 | 0 | 0 | 0 | 0 | 0 | 0 | 0 | 0 | 0 | 0 | 0 | 0 | 0 |  | 0 | 200
PG&E GBA | Los Positas | 230 | Los Positas_230_kV | PGE | TRUE | 0 | 0 | 0 | 0 | 0 | 0 | 0 | 0 | 0 | 0 | 0 | 0 | 0 | 0 | 0 | 0 | 0 | 0 | 0 |  | 0 | 0 | 0 | 0 | 0 | 0 | 0 | 0 | 0 | 0 | 0 | 0 | 0 | 0 | 0 | 0 | 0 | 0 | 0 | 0 |  | 0 | 0
PG&E GBA | Los Positas | 60 | Los Positas_60_kV | PGE | TRUE | 0 | 0 | 0 | 0 | 0 | 0 | 0 | 0 | 0 | 0 | 0 | 0 | 0 | 0 | 0 | 0 | 0 | 0 | 0 |  | 0 | 0 | 0 | 0 | 0 | 0 | 0 | 0 | 0 | 0 | 0 | 0 | 0 | 0 | 0 | 0 | 0 | 0 | 0 | 0 |  | 0 | 0
SDGE | Loveland | 69 | Loveland_69_kV | SDGE | TRUE | 0 | 0 | 0 | 0 | 0 | 0 | 0 | 0 | 0 | 0 | 0 | 0 | 0 | 0 | 0 | 0 | 0 | 0 | 0 |  | 0 | 0 | 0 | 0 | 0 | 0 | 0 | 0 | 0 | 0 | 0 | 0 | 0 | 0 | 0 | 0 | 0 | 0 | 0 | 0 |  | 0 | 0
SCE NOL | Lugo | 230 | Lugo_230_kV | SCE | TRUE | 0 | 0 | 0 | 0 | 0 | 0 | 165 | 0 | 0 | 362 | 0 | 0 | 0 | 0 | 0 | 21.45 | 0 | 0 | 362 |  | 21.45 | -21.45 | 0 | 0 | 0 | 0 | 0 | 165 | 0 | 0 | 362 | 0 | 0 | 0 | 0 | 0 | 21.45 | 0 | 0 | 362 |  | 21.45 | -21.45
SCE Metro | Lugo | 500 | Lugo_500_kV | SCE | TRUE | 500 | 203 | 0 | 0 | 0 | 0 | 0 | 0 | 0 | 0 | 203 | 0 | 0 | 0 | 0 | 0 | 0 | 0 | 0 |  | 0 | 500 | 203 | 0 | 0 | 0 | 0 | 0 | 0 | 0 | 0 | 203 | 0 | 0 | 0 | 0 | 0 | 0 | 0 | 0 |  | 0 | 500
PG&E FRESNO | Madera | 70 | Madera_70_kV | PGE | TRUE | 0 | 0 | 0 | 0 | 0 | 0 | 0 | 0 | 0 | 0 | 0 | 0 | 0 | 0 | 0 | 0 | 0 | 0 | 0 |  | 0 | 0 | 0 | 0 | 0 | 0 | 0 | 0 | 0 | 0 | 0 | 0 | 0 | 0 | 0 | 0 | 0 | 0 | 0 | 0 |  | 0 | 0
PG&E NGBA | Madison | 115 | Madison_115_kV | PGE | TRUE | 0 | 0 | 0 | 0 | 0 | 0 | 0 | 10.2 | 0 | 0 | 0 | 0 | 0 | 0 | 0 | 0 | 10.2 | 0 | 0 |  | 10.2 | -10.2 | 0 | 0 | 0 | 0 | 0 | 0 | 10.2 | 0 | 0 | 0 | 0 | 0 | 0 | 0 | 0 | 10.2 | 0 | 0 |  | 10.2 | -10.2
PG&E KERN | Magunden | 115 | Magunden_115_kV | PGE | TRUE | 0 | 0 | 0 | 0 | 0 | 0 | 100 | 0 | 0 | 0 | 0 | 0 | 0 | 0 | 0 | 15 | 0 | 0 | 0 |  | 15 | -15 | 0 | 0 | 0 | 0 | 0 | 100 | 0 | 0 | 0 | 0 | 0 | 0 | 0 | 0 | 15 | 0 | 0 | 0 |  | 15 | -15
SCE Northern | Magunden | 230 | Magunden_230_kV | SCE | TRUE | 0 | 0 | 0 | 0 | 0 | 0 | 100 | 0 | 0 | 0 | 0 | 0 | 0 | 0 | 0 | 13 | 0 | 0 | 0 |  | 13 | -13 | 0 | 0 | 0 | 0 | 0 | 100 | 0 | 0 | 0 | 0 | 0 | 0 | 0 | 0 | 13 | 0 | 0 | 0 |  | 13 | -13
PG&E FRESNO | Malaga | 115 | Malaga_115_kV | PGE | TRUE | 0 | 0 | 0 | 0 | 0 | 0 | 0 | 0 | 0 | 0 | 0 | 0 | 0 | 0 | 0 | 0 | 0 | 0 | 0 |  | 0 | 0 | 0 | 0 | 0 | 0 | 0 | 0 | 0 | 0 | 0 | 0 | 0 | 0 | 0 | 0 | 0 | 0 | 0 | 0 |  | 0 | 0
PG&E NGBA | Malin | 500 | Malin_500_kV | PGE | TRUE | 0 | 2133.8 | 0 | 0 | 0 | 0 | 0 | 0 | 0 | 0 | 2133.8 | 0 | 0 | 0 | 0 | 0 | 0 | 0 | 0 |  | 0 | 0 | 2133.8 | 0 | 0 | 0 | 0 | 0 | 0 | 0 | 0 | 2133.8 | 0 | 0 | 0 | 0 | 0 | 0 | 0 | 0 |  | 0 | 0
SCE Northern | Mandalay | 230 | Mandalay_230_kV | SCE | TRUE | 400 | 0 | 0 | 0 | 0 | 0 | 0 | 0 | 0 | 0 | 0 | 0 | 0 | 0 | 0 | 0 | 0 | 0 | 0 |  | 0 | 400 | 0 | 0 | 0 | 0 | 0 | 0 | 0 | 0 | 0 | 0 | 0 | 0 | 0 | 0 | 0 | 0 | 0 | 0 |  | 0 | 400
PG&E FRESNO | Manning | 230 | Manning_230_kV | PGE | TRUE | 0 | 0 | 0 | 0 | 0 | 0 | 100 | 0 | 0 | 0 | 0 | 0 | 0 | 0 | 0 | 15 | 0 | 0 | 0 |  | 15 | -15 | 0 | 0 | 0 | 0 | 0 | 100 | 0 | 0 | 0 | 0 | 0 | 0 | 0 | 0 | 15 | 0 | 0 | 0 |  | 15 | -15
PG&E FRESNO | Manning | 500 | Manning_500_kV | PGE | TRUE | 1150 | 0 | 0 | 0 | 0 | 0 | 0 | 0 | 800 | 0 | 0 | 0 | 0 | 0 | 0 | 0 | 0 | 800 | 0 |  | 800 | 350 | 0 | 0 | 0 | 0 | 0 | 1591 | 0 | 800 | 0 | 0 | 0 | 0 | 0 | 0 | 238.65 | 0 | 800 | 0 |  | 1038.65 | 111.35
PG&E GBA | Manteca | 115 | Manteca_115_kV | PGE | TRUE | 0 | 0 | 0 | 0 | 0 | 0 | 0 | 0 | 0 | 0 | 0 | 0 | 0 | 0 | 0 | 0 | 0 | 0 | 0 |  | 0 | 0 | 0 | 0 | 0 | 0 | 0 | 0 | 0 | 0 | 0 | 0 | 0 | 0 | 0 | 0 | 0 | 0 | 0 | 0 |  | 0 | 0
SDGE | Margarita | 138 | Margarita_138_kV | SDGE | TRUE | 0 | 0 | 0 | 0 | 0 | 0 | 0 | 0 | 0 | 0 | 0 | 0 | 0 | 0 | 0 | 0 | 0 | 0 | 0 |  | 0 | 0 | 0 | 0 | 0 | 0 | 0 | 94 | 0 | 0 | 0 | 0 | 0 | 0 | 0 | 0 | 5.64 | 0 | 0 | 0 |  | 5.64 | -5.64
PG&E GBA | Martin | 230 | Martin_230_kV | PGE | TRUE | 0 | 0 | 0 | 0 | 0 | 0 | 0 | 0 | 0 | 0 | 0 | 0 | 0 | 0 | 0 | 0 | 0 | 0 | 0 |  | 0 | 0 | 0 | 0 | 0 | 0 | 0 | 0 | 0 | 0 | 0 | 0 | 0 | 0 | 0 | 0 | 0 | 0 | 0 | 0 |  | 0 | 0
PG&E GBA | Martin | 115 | Martin_115_kV | PGE | TRUE | 500 | 0 | 0 | 0 | 0 | 0 | 0 | 188 | 0 | 0 | 0 | 0 | 0 | 0 | 0 | 0 | 188 | 0 | 0 |  | 188 | 312 | 0 | 0 | 0 | 0 | 0 | 0 | 188 | 0 | 0 | 0 | 0 | 0 | 0 | 0 | 0 | 188 | 0 | 0 |  | 188 | 312
PG&E GBA | Martinez | 115 | Martinez_115_kV | PGE | TRUE | 0 | 0 | 0 | 0 | 0 | 0 | 0 | 0 | 0 | 0 | 0 | 0 | 0 | 0 | 0 | 0 | 0 | 0 | 0 |  | 0 | 0 | 0 | 0 | 0 | 0 | 0 | 0 | 0 | 0 | 0 | 0 | 0 | 0 | 0 | 0 | 0 | 0 | 0 | 0 |  | 0 | 0
PG&E FRESNO | Mc Mullin | 230 | Mc Mullin_230_kV | PGE | TRUE | 0 | 0 | 0 | 0 | 0 | 0 | 0 | 0 | 0 | 0 | 0 | 0 | 0 | 0 | 0 | 0 | 0 | 0 | 0 |  | 0 | 0 | 0 | 0 | 0 | 0 | 0 | 0 | 0 | 0 | 0 | 0 | 0 | 0 | 0 | 0 | 0 | 0 | 0 | 0 |  | 0 | 0
PG&E FRESNO | McCall | 115 | McCall_115_kV | PGE | TRUE | 0 | 0 | 0 | 0 | 0 | 0 | 0 | 0 | 0 | 0 | 0 | 0 | 0 | 0 | 0 | 0 | 0 | 0 | 0 |  | 0 | 0 | 0 | 0 | 0 | 0 | 0 | 0 | 0 | 0 | 0 | 0 | 0 | 0 | 0 | 0 | 0 | 0 | 0 | 0 |  | 0 | 0
PG&E FRESNO | McCall | 230 | McCall_230_kV | PGE | TRUE | 0 | 0 | 0 | 0 | 0 | 0 | 0 | 0 | 0 | 0 | 0 | 0 | 0 | 0 | 0 | 0 | 0 | 0 | 0 |  | 0 | 0 | 0 | 0 | 0 | 0 | 0 | 0 | 0 | 0 | 0 | 0 | 0 | 0 | 0 | 0 | 0 | 0 | 0 | 0 |  | 0 | 0
PG&E GBA | Meadow Lane | 115 | Meadow Lane_115_kV | PGE | TRUE | 0 | 0 | 0 | 0 | 0 | 0 | 0 | 0 | 0 | 0 | 0 | 0 | 0 | 0 | 0 | 0 | 0 | 0 | 0 |  | 0 | 0 | 0 | 0 | 0 | 0 | 0 | 0 | 0 | 0 | 0 | 0 | 0 | 0 | 0 | 0 | 0 | 0 | 0 | 0 |  | 0 | 0
PG&E GBA | Melones | 115 | Melones_115_kV | PGE | TRUE | 0 | 0 | 0 | 0 | 0 | 0 | 0 | 0 | 0 | 0 | 0 | 0 | 0 | 0 | 0 | 0 | 0 | 0 | 0 |  | 0 | 0 | 0 | 0 | 0 | 0 | 0 | 0 | 0 | 0 | 0 | 0 | 0 | 0 | 0 | 0 | 0 | 0 | 0 | 0 |  | 0 | 0
PG&E GBA | Melones | 230 | Melones_230_kV | PGE | TRUE | 0 | 0 | 0 | 0 | 0 | 0 | 0 | 0 | 0 | 0 | 0 | 0 | 0 | 0 | 0 | 0 | 0 | 0 | 0 |  | 0 | 0 | 0 | 0 | 0 | 0 | 0 | 0 | 0 | 0 | 0 | 0 | 0 | 0 | 0 | 0 | 0 | 0 | 0 | 0 |  | 0 | 0
SDGE | Melrose | 69 | Melrose_69_kV | SDGE | TRUE | 0 | 0 | 0 | 0 | 0 | 0 | 0 | 0 | 0 | 0 | 0 | 0 | 0 | 0 | 0 | 0 | 0 | 0 | 0 |  | 0 | 0 | 0 | 0 | 0 | 0 | 0 | 0 | 0 | 0 | 0 | 0 | 0 | 0 | 0 | 0 | 0 | 0 | 0 | 0 |  | 0 | 0
PG&E NGBA | Mendocino | 115 | Mendocino_115_kV | PGE | TRUE | 0 | 0 | 0 | 0 | 0 | 0 | 0 | 0 | 0 | 0 | 0 | 0 | 0 | 0 | 0 | 0 | 0 | 0 | 0 |  | 0 | 0 | 0 | 0 | 0 | 0 | 0 | 0 | 0 | 0 | 0 | 0 | 0 | 0 | 0 | 0 | 0 | 0 | 0 | 0 |  | 0 | 0
PG&E NGBA | Mendocino | 60 | Mendocino_60_kV | PGE | TRUE | 0 | 0 | 0 | 0 | 0 | 0 | 0 | 0 | 0 | 0 | 0 | 0 | 0 | 0 | 0 | 0 | 0 | 0 | 0 |  | 0 | 0 | 0 | 0 | 0 | 0 | 0 | 0 | 0 | 0 | 0 | 0 | 0 | 0 | 0 | 0 | 0 | 0 | 0 | 0 |  | 0 | 0
PG&E FRESNO | Mendota | 115 | Mendota_115_kV | PGE | TRUE | 160 | 0 | 0 | 0 | 0 | 0 | 0 | 0 | 0 | 0 | 0 | 0 | 0 | 0 | 0 | 0 | 0 | 0 | 0 |  | 0 | 160 | 0 | 0 | 0 | 0 | 0 | 0 | 0 | 0 | 0 | 0 | 0 | 0 | 0 | 0 | 0 | 0 | 0 | 0 |  | 0 | 160
PG&E GBA | Menlo | 60 | Menlo_60_kV | PGE | TRUE | 0 | 0 | 0 | 0 | 0 | 0 | 0 | 0 | 0 | 0 | 0 | 0 | 0 | 0 | 0 | 0 | 0 | 0 | 0 |  | 0 | 0 | 0 | 0 | 0 | 0 | 0 | 0 | 0 | 0 | 0 | 0 | 0 | 0 | 0 | 0 | 0 | 0 | 0 | 0 |  | 0 | 0
PG&E FRESNO | Merced | 115 | Merced_115_kV | PGE | TRUE | 0 | 0 | 0 | 0 | 0 | 0 | 0 | 0 | 0 | 0 | 0 | 0 | 0 | 0 | 0 | 0 | 0 | 0 | 0 |  | 0 | 0 | 0 | 0 | 0 | 0 | 0 | 0 | 0 | 0 | 0 | 0 | 0 | 0 | 0 | 0 | 0 | 0 | 0 | 0 |  | 0 | 0
SCE EOP | Mercury | 138 | Mercury_138_kV | VEA | TRUE | 0 | 0 | 0 | 0 | 0 | 0 | 0 | 0 | 0 | 0 | 0 | 0 | 0 | 0 | 0 | 0 | 0 | 0 | 0 |  | 0 | 0 | 0 | 0 | 0 | 0 | 0 | 0 | 0 | 0 | 0 | 0 | 0 | 0 | 0 | 0 | 0 | 0 | 0 | 0 |  | 0 | 0
PG&E FRESNO | Mercy Springs | 70 | Mercy Springs_70_kV | PGE | TRUE | 75 | 0 | 0 | 0 | 0 | 0 | 0 | 78 | 0 | 0 | 0 | 0 | 0 | 0 | 0 | 0 | 78 | 0 | 0 |  | 78 | -3 | 0 | 0 | 0 | 0 | 0 | 0 | 78 | 0 | 0 | 0 | 0 | 0 | 0 | 0 | 0 | 78 | 0 | 0 |  | 78 | -3
PG&E NGBA | Meridian | 60 | Meridian_60_kV | PGE | TRUE | 0 | 0 | 0 | 0 | 0 | 0 | 0 | 0 | 0 | 0 | 0 | 0 | 0 | 0 | 0 | 0 | 0 | 0 | 0 |  | 0 | 0 | 0 | 0 | 0 | 0 | 0 | 0 | 0 | 0 | 0 | 0 | 0 | 0 | 0 | 0 | 0 | 0 | 0 | 0 |  | 0 | 0
PG&E KERN | Mesa (PGE) | 115 | Mesa (PGE)_115_kV | PGE | TRUE | 0 | 0 | 0 | 0 | 0 | 0 | 0 | 0 | 0 | 0 | 0 | 0 | 0 | 0 | 0 | 0 | 0 | 0 | 0 |  | 0 | 0 | 0 | 0 | 0 | 0 | 0 | 0 | 0 | 0 | 0 | 0 | 0 | 0 | 0 | 0 | 0 | 0 | 0 | 0 |  | 0 | 0
PG&E KERN | Mesa (PGE) | 230 | Mesa (PGE)_230_kV | PGE | TRUE | 99.7 | 0 | 0 | 0 | 0 | 0 | 0 | 0 | 0 | 100 | 0 | 0 | 0 | 0 | 0 | 0 | 0 | 0 | 100 |  | 0 | 99.7 | 0 | 0 | 0 | 0 | 0 | 0 | 0 | 0 | 100 | 0 | 0 | 0 | 0 | 0 | 0 | 0 | 0 | 100 |  | 0 | 99.7
SCE Metro | Mesa (SCE) | 230 | Mesa (SCE)_230_kV | SCE | TRUE | 0 | 0 | 0 | 0 | 0 | 0 | 0 | 0 | 0 | 0 | 0 | 0 | 0 | 0 | 0 | 0 | 0 | 0 | 0 |  | 0 | 0 | 0 | 0 | 0 | 0 | 0 | 0 | 0 | 0 | 0 | 0 | 0 | 0 | 0 | 0 | 0 | 0 | 0 | 0 |  | 0 | 0
SCE Metro | Mesa (SCE) | 500 | Mesa (SCE)_500_kV | SCE | TRUE | 250 | 0 | 0 | 0 | 0 | 0 | 0 | 0 | 0 | 0 | 0 | 0 | 0 | 0 | 0 | 0 | 0 | 0 | 0 |  | 0 | 250 | 0 | 0 | 0 | 0 | 0 | 0 | 0 | 0 | 0 | 0 | 0 | 0 | 0 | 0 | 0 | 0 | 0 | 0 |  | 0 | 250
SDGE | Mesa Heights | 69 | Mesa Heights_69_kV | SDGE | TRUE | 3 | 0 | 0 | 0 | 0 | 0 | 0 | 0 | 0 | 0 | 0 | 0 | 0 | 0 | 0 | 0 | 0 | 0 | 0 |  | 0 | 3 | 0 | 0 | 0 | 0 | 0 | 0 | 0 | 0 | 0 | 0 | 0 | 0 | 0 | 0 | 0 | 0 | 0 | 0 |  | 0 | 3
PG&E GBA | Metcalf | 115 | Metcalf_115_kV | PGE | TRUE | 75 | 0 | 0 | 0 | 0 | 0 | 0 | 0 | 0 | 0 | 0 | 0 | 0 | 0 | 0 | 0 | 0 | 0 | 0 |  | 0 | 75 | 0 | 0 | 0 | 0 | 0 | 0 | 0 | 0 | 0 | 0 | 0 | 0 | 0 | 0 | 0 | 0 | 0 | 0 |  | 0 | 75
PG&E GBA | Metcalf | 230 | Metcalf_230_kV | PGE | TRUE | 350 | 0 | 0 | 0 | 0 | 0 | 0 | 0 | 0 | 0 | 0 | 0 | 0 | 0 | 0 | 0 | 0 | 0 | 0 |  | 0 | 350 | 0 | 0 | 0 | 0 | 0 | 0 | 0 | 0 | 0 | 0 | 0 | 0 | 0 | 0 | 0 | 0 | 0 | 0 |  | 0 | 350
PG&E GBA | Metcalf | 500 | Metcalf_500_kV | PGE | TRUE | 0 | 0 | 0 | 0 | 0 | 0 | 0 | 0 | 0 | 0 | 0 | 0 | 0 | 0 | 0 | 0 | 0 | 0 | 0 |  | 0 | 0 | 0 | 0 | 0 | 0 | 0 | 0 | 0 | 0 | 0 | 0 | 0 | 0 | 0 | 0 | 0 | 0 | 0 | 0 |  | 0 | 0
PG&E KERN | Midway | 115 | Midway_115_kV | PGE | TRUE | 136.6 | 0 | 0 | 0 | 0 | 0 | 0 | 0 | 0 | 0 | 0 | 0 | 0 | 0 | 0 | 0 | 0 | 0 | 0 |  | 0 | 136.6 | 0 | 0 | 0 | 0 | 0 | 0 | 0 | 0 | 0 | 0 | 0 | 0 | 0 | 0 | 0 | 0 | 0 | 0 |  | 0 | 136.6
PG&E KERN | Midway | 230 | Midway_230_kV | PGE | TRUE | 60 | 0 | 0 | 0 | 0 | 0 | 0 | 0 | 0 | 0 | 0 | 0 | 0 | 0 | 0 | 0 | 0 | 0 | 0 |  | 0 | 60 | 0 | 0 | 0 | 0 | 0 | 0 | 0 | 0 | 0 | 0 | 0 | 0 | 0 | 0 | 0 | 0 | 0 | 0 |  | 0 | 60
PG&E KERN | Midway | 500 | Midway_500_kV | PGE | TRUE | 1150 | 0 | 0 | 0 | 0 | 0 | 400 | 0 | 0 | 0 | 0 | 0 | 0 | 0 | 0 | 60 | 0 | 0 | 0 |  | 60 | 1090 | 0 | 0 | 0 | 0 | 0 | 400 | 0 | 0 | 0 | 0 | 0 | 0 | 0 | 0 | 60 | 0 | 0 | 0 |  | 60 | 1090
SDGE | Miguel | 230 | Miguel_230_kV | SDGE | TRUE | 0 | 0 | 0 | 0 | 0 | 0 | 0 | 0 | 0 | 0 | 0 | 0 | 0 | 0 | 0 | 0 | 0 | 0 | 0 |  | 0 | 0 | 0 | 0 | 0 | 0 | 0 | 0 | 0 | 0 | 0 | 0 | 0 | 0 | 0 | 0 | 0 | 0 | 0 | 0 |  | 0 | 0
SDGE | Miguel | 500 | Miguel_500_kV | SDGE | TRUE | 0 | 0 | 0 | 0 | 0 | 0 | 0 | 0 | 0 | 0 | 0 | 0 | 0 | 0 | 0 | 0 | 0 | 0 | 0 |  | 0 | 0 | 0 | 0 | 0 | 0 | 0 | 0 | 0 | 0 | 0 | 0 | 0 | 0 | 0 | 0 | 0 | 0 | 0 | 0 |  | 0 | 0
SDGE | Miguel | 69 | Miguel_69_kV | SDGE | TRUE | 0 | 0 | 0 | 0 | 0 | 0 | 0 | 0 | 0 | 0 | 0 | 0 | 0 | 0 | 0 | 0 | 0 | 0 | 0 |  | 0 | 0 | 0 | 0 | 0 | 0 | 0 | 0 | 0 | 0 | 0 | 0 | 0 | 0 | 0 | 0 | 0 | 0 | 0 | 0 |  | 0 | 0
PG&E GBA | Millbrae | 115 | Millbrae_115_kV | PGE | TRUE | 0 | 0 | 0 | 0 | 0 | 0 | 0 | 0 | 0 | 0 | 0 | 0 | 0 | 0 | 0 | 0 | 0 | 0 | 0 |  | 0 | 0 | 0 | 0 | 0 | 0 | 0 | 0 | 0 | 0 | 0 | 0 | 0 | 0 | 0 | 0 | 0 | 0 | 0 | 0 |  | 0 | 0
PG&E GBA | Miller | 115 | Miller_115_kV | PGE | TRUE | 0 | 100 | 0 | 0 | 0 | 0 | 0 | 0 | 0 | 0 | 100 | 0 | 0 | 0 | 0 | 0 | 0 | 0 | 0 |  | 0 | 0 | 100 | 0 | 0 | 0 | 0 | 0 | 0 | 0 | 0 | 100 | 0 | 0 | 0 | 0 | 0 | 0 | 0 | 0 |  | 0 | 0
SCE Metro | Mira Loma | 230 | Mira Loma_230_kV | SCE | TRUE | 300 | 0 | 0 | 0 | 0 | 0 | 0 | 42 | 0 | 0 | 0 | 0 | 0 | 0 | 0 | 0 | 42 | 0 | 0 |  | 42 | 258 | 0 | 0 | 0 | 0 | 0 | 0 | 42 | 0 | 0 | 0 | 0 | 0 | 0 | 0 | 0 | 42 | 0 | 0 |  | 42 | 258
SCE Metro | Mira Loma | 500 | Mira Loma_500_kV | SCE | TRUE | 0 | 0 | 0 | 0 | 0 | 0 | 0 | 0 | 0 | 0 | 0 | 0 | 0 | 0 | 0 | 0 | 0 | 0 | 0 |  | 0 | 0 | 0 | 0 | 0 | 0 | 0 | 0 | 0 | 0 | 0 | 0 | 0 | 0 | 0 | 0 | 0 | 0 | 0 | 0 |  | 0 | 0
SCE Eastern | Mirage | 115 | Mirage_115_kV | SCE | TRUE | 0 | 0 | 0 | 0 | 0 | 0 | 0 | 0 | 0 | 0 | 0 | 0 | 0 | 0 | 0 | 0 | 0 | 0 | 0 |  | 0 | 0 | 0 | 0 | 0 | 0 | 0 | 0 | 0 | 0 | 0 | 0 | 0 | 0 | 0 | 0 | 0 | 0 | 0 | 0 |  | 0 | 0
SCE Eastern | Mirage | 230 | Mirage_230_kV | SCE | TRUE | 0 | 30 | 0 | 0 | 0 | 0 | 0 | 0 | 0 | 0 | 30 | 0 | 0 | 0 | 0 | 0 | 0 | 0 | 0 |  | 0 | 0 | 1347 | 0 | 0 | 0 | 0 | 0 | 0 | 0 | 0 | 1347 | 0 | 0 | 0 | 0 | 0 | 0 | 0 | 0 |  | 0 | 0
SDGE | Mission | 138 | Mission_138_kV | SDGE | TRUE | 0 | 0 | 0 | 0 | 0 | 0 | 0 | 0 | 0 | 0 | 0 | 0 | 0 | 0 | 0 | 0 | 0 | 0 | 0 |  | 0 | 0 | 0 | 0 | 0 | 0 | 0 | 0 | 0 | 0 | 0 | 0 | 0 | 0 | 0 | 0 | 0 | 0 | 0 | 0 |  | 0 | 0
SDGE | Mission | 230 | Mission_230_kV | SDGE | TRUE | 0 | 0 | 0 | 0 | 0 | 0 | 0 | 0 | 0 | 0 | 0 | 0 | 0 | 0 | 0 | 0 | 0 | 0 | 0 |  | 0 | 0 | 0 | 0 | 0 | 0 | 0 | 0 | 0 | 0 | 0 | 0 | 0 | 0 | 0 | 0 | 0 | 0 | 0 | 0 |  | 0 | 0
SDGE | Mission | 69 | Mission_69_kV | SDGE | TRUE | 0 | 0 | 0 | 0 | 0 | 0 | 0 | 0 | 0 | 0 | 0 | 0 | 0 | 0 | 0 | 0 | 0 | 0 | 0 |  | 0 | 0 | 0 | 0 | 0 | 0 | 0 | 0 | 0 | 0 | 0 | 0 | 0 | 0 | 0 | 0 | 0 | 0 | 0 | 0 |  | 0 | 0
PG&E GBA | Mi-Wuk | 115 | Mi-Wuk_115_kV | PGE | TRUE | 0 | 0 | 0 | 0 | 0 | 0 | 0 | 0 | 0 | 0 | 0 | 0 | 0 | 0 | 0 | 0 | 0 | 0 | 0 |  | 0 | 0 | 0 | 0 | 0 | 0 | 0 | 0 | 0 | 0 | 0 | 0 | 0 | 0 | 0 | 0 | 0 | 0 | 0 | 0 |  | 0 | 0
SCE EOP | Mohave | 500 | Mohave_500_kV | VEA | TRUE | 1770 | 0 | 0 | 100 | 0 | 0 | 0 | 0 | 0 | 0 | 0 | 0 | 48 | 0 | 0 | 0 | 0 | 0 | 0 |  | 48 | 1722 | 0 | 0 | 100 | 0 | 0 | 0 | 0 | 0 | 0 | 0 | 0 | 48 | 0 | 0 | 0 | 0 | 0 | 0 |  | 48 | 1722
PG&E NGBA | Monroe | 115 | Monroe_115_kV | PGE | TRUE | 0 | 0 | 0 | 0 | 0 | 0 | 0 | 0 | 0 | 0 | 0 | 0 | 0 | 0 | 0 | 0 | 0 | 0 | 0 |  | 0 | 0 | 0 | 0 | 0 | 0 | 0 | 0 | 0 | 0 | 0 | 0 | 0 | 0 | 0 | 0 | 0 | 0 | 0 | 0 |  | 0 | 0
SDGE | Monserate | 69 | Monserate_69_kV | SDGE | TRUE | 0 | 0 | 0 | 0 | 0 | 0 | 0 | 0 | 0 | 0 | 0 | 0 | 0 | 0 | 0 | 0 | 0 | 0 | 0 |  | 0 | 0 | 0 | 0 | 0 | 0 | 0 | 0 | 0 | 0 | 0 | 0 | 0 | 0 | 0 | 0 | 0 | 0 | 0 | 0 |  | 0 | 0
PG&E GBA | Monta Vista | 115 | Monta Vista_115_kV | PGE | TRUE | 0 | 0 | 0 | 0 | 0 | 0 | 0 | 0 | 0 | 0 | 0 | 0 | 0 | 0 | 0 | 0 | 0 | 0 | 0 |  | 0 | 0 | 0 | 0 | 0 | 0 | 0 | 0 | 0 | 0 | 0 | 0 | 0 | 0 | 0 | 0 | 0 | 0 | 0 | 0 |  | 0 | 0
PG&E GBA | Monta Vista | 230 | Monta Vista_230_kV | PGE | TRUE | 0 | 0 | 0 | 0 | 0 | 0 | 0 | 0 | 0 | 0 | 0 | 0 | 0 | 0 | 0 | 0 | 0 | 0 | 0 |  | 0 | 0 | 0 | 0 | 0 | 0 | 0 | 0 | 0 | 0 | 0 | 0 | 0 | 0 | 0 | 0 | 0 | 0 | 0 | 0 |  | 0 | 0
PG&E GBA | Monta Vista | 60 | Monta Vista_60_kV | PGE | TRUE | 0 | 0 | 0 | 0 | 0 | 0 | 0 | 0 | 0 | 0 | 0 | 0 | 0 | 0 | 0 | 0 | 0 | 0 | 0 |  | 0 | 0 | 0 | 0 | 0 | 0 | 0 | 0 | 0 | 0 | 0 | 0 | 0 | 0 | 0 | 0 | 0 | 0 | 0 | 0 |  | 0 | 0
PG&E NGBA | Monticello | 115 | Monticello_115_kV | PGE | TRUE | 0 | 0 | 0 | 0 | 0 | 0 | 0 | 0 | 0 | 0 | 0 | 0 | 0 | 0 | 0 | 0 | 0 | 0 | 0 |  | 0 | 0 | 0 | 0 | 0 | 0 | 0 | 0 | 0 | 0 | 0 | 0 | 0 | 0 | 0 | 0 | 0 | 0 | 0 | 0 |  | 0 | 0
SCE Northern | Moorpark | 230 | Moorpark_230_kV | SCE | TRUE | 1000 | 0 | 0 | 0 | 0 | 0 | 0 | 350 | 0 | 0 | 0 | 0 | 0 | 0 | 0 | 0 | 350 | 0 | 0 |  | 350 | 650 | 0 | 0 | 0 | 0 | 0 | 0 | 350 | 0 | 0 | 0 | 0 | 0 | 0 | 0 | 0 | 350 | 0 | 0 |  | 350 | 650
SCE Northern | Moorpark | 66 | Moorpark_66_kV | SCE | TRUE | 0 | 0 | 0 | 0 | 0 | 0 | 0 | 0 | 0 | 0 | 0 | 0 | 0 | 0 | 0 | 0 | 0 | 0 | 0 |  | 0 | 0 | 0 | 0 | 0 | 0 | 0 | 0 | 0 | 0 | 0 | 0 | 0 | 0 | 0 | 0 | 0 | 0 | 0 | 0 |  | 0 | 0
PG&E GBA | Moraga | 115 | Moraga_115_kV | PGE | TRUE | 0 | 0 | 0 | 0 | 0 | 0 | 0 | 0 | 0 | 0 | 0 | 0 | 0 | 0 | 0 | 0 | 0 | 0 | 0 |  | 0 | 0 | 0 | 0 | 0 | 0 | 0 | 0 | 0 | 0 | 0 | 0 | 0 | 0 | 0 | 0 | 0 | 0 | 0 | 0 |  | 0 | 0
PG&E GBA | Moraga | 230 | Moraga_230_kV | PGE | TRUE | 0 | 0 | 0 | 0 | 0 | 0 | 0 | 0 | 0 | 0 | 0 | 0 | 0 | 0 | 0 | 0 | 0 | 0 | 0 |  | 0 | 0 | 0 | 0 | 0 | 0 | 0 | 0 | 0 | 0 | 0 | 0 | 0 | 0 | 0 | 0 | 0 | 0 | 0 | 0 |  | 0 | 0
PG&E GBA | Morgan Hill | 115 | Morgan Hill_115_kV | PGE | TRUE | 0 | 0 | 0 | 0 | 0 | 0 | 0 | 0 | 0 | 0 | 0 | 0 | 0 | 0 | 0 | 0 | 0 | 0 | 0 |  | 0 | 0 | 0 | 0 | 0 | 0 | 0 | 0 | 0 | 0 | 0 | 0 | 0 | 0 | 0 | 0 | 0 | 0 | 0 | 0 |  | 0 | 0
PG&E KERN | Morro Bay | 115 | Morro Bay_115_kV | PGE | TRUE | 0 | 0 | 0 | 0 | 0 | 0 | 0 | 0 | 0 | 0 | 0 | 0 | 0 | 0 | 0 | 0 | 0 | 0 | 0 |  | 0 | 0 | 0 | 0 | 0 | 0 | 0 | 0 | 0 | 0 | 0 | 0 | 0 | 0 | 0 | 0 | 0 | 0 | 0 | 0 |  | 0 | 0
PG&E KERN | Morro Bay | 230 | Morro Bay_230_kV | PGE | TRUE | 0 | 0 | 0 | 0 | 0 | 0 | 0 | 0 | 0 | 500 | 0 | 0 | 0 | 0 | 0 | 0 | 0 | 0 | 500 |  | 0 | 0 | 0 | 0 | 0 | 0 | 0 | 0 | 0 | 0 | 500 | 0 | 0 | 0 | 0 | 0 | 0 | 0 | 0 | 500 |  | 0 | 0
PG&E KERN | Morro Bay | 500 | Morro Bay_500_kV | PGE | TRUE | 0 | 0 | 0 | 0 | 0 | 0 | 600 | 0 | 0 | 0 | 0 | 0 | 0 | 0 | 0 | 90 | 0 | 0 | 0 |  | 90 | -90 | 0 | 0 | 0 | 0 | 0 | 600 | 0 | 0 | 0 | 0 | 0 | 0 | 0 | 0 | 90 | 0 | 0 | 0 |  | 90 | -90
PG&E GBA | Moss Landing | 115 | Moss Landing_115_kV | PGE | TRUE | 0 | 50 | 0 | 0 | 0 | 0 | 0 | 0 | 0 | 0 | 50 | 0 | 0 | 0 | 0 | 0 | 0 | 0 | 0 |  | 0 | 0 | 50 | 0 | 0 | 0 | 0 | 0 | 0 | 0 | 0 | 50 | 0 | 0 | 0 | 0 | 0 | 0 | 0 | 0 |  | 0 | 0
PG&E GBA | Moss Landing | 230 | Moss Landing_230_kV | PGE | TRUE | 0 | 0 | 0 | 0 | 0 | 0 | 0 | 0 | 0 | 0 | 0 | 0 | 0 | 0 | 0 | 0 | 0 | 0 | 0 |  | 0 | 0 | 0 | 0 | 0 | 0 | 0 | 0 | 0 | 0 | 0 | 0 | 0 | 0 | 0 | 0 | 0 | 0 | 0 | 0 |  | 0 | 0
PG&E GBA | Moss Landing | 500 | Moss Landing_500_kV | PGE | TRUE | 1500 | 0 | 0 | 0 | 0 | 0 | 0 | 0 | 0 | 0 | 0 | 0 | 0 | 0 | 0 | 0 | 0 | 0 | 0 |  | 0 | 1500 | 0 | 0 | 0 | 0 | 0 | 0 | 0 | 0 | 0 | 0 | 0 | 0 | 0 | 0 | 0 | 0 | 0 | 0 |  | 0 | 1500
SCE EOP | Mountain Pass | 115 | Mountain Pass_115_kV | VEA | TRUE | 0 | 0 | 0 | 0 | 0 | 0 | 0 | 0 | 0 | 0 | 0 | 0 | 0 | 0 | 0 | 0 | 0 | 0 | 0 |  | 0 | 0 | 0 | 0 | 0 | 0 | 0 | 0 | 0 | 0 | 0 | 0 | 0 | 0 | 0 | 0 | 0 | 0 | 0 | 0 |  | 0 | 0
PG&E GBA | Mountain View | 115 | Mountain View_115_kV | PGE | TRUE | 0 | 0 | 0 | 0 | 0 | 0 | 0 | 0 | 0 | 0 | 0 | 0 | 0 | 0 | 0 | 0 | 0 | 0 | 0 |  | 0 | 0 | 0 | 0 | 0 | 0 | 0 | 0 | 0 | 0 | 0 | 0 | 0 | 0 | 0 | 0 | 0 | 0 | 0 | 0 |  | 0 | 0
PG&E GBA | Mt Eden | 115 | Mt Eden_115_kV | PGE | TRUE | 0 | 0 | 0 | 0 | 0 | 0 | 0 | 0 | 0 | 0 | 0 | 0 | 0 | 0 | 0 | 0 | 0 | 0 | 0 |  | 0 | 0 | 0 | 0 | 0 | 0 | 0 | 0 | 0 | 0 | 0 | 0 | 0 | 0 | 0 | 0 | 0 | 0 | 0 | 0 |  | 0 | 0
PG&E KERN | Mt Poso | 115 | Mt Poso_115_kV | PGE | TRUE | 0 | 0 | 0 | 0 | 0 | 0 | 0 | 0 | 0 | 0 | 0 | 0 | 0 | 0 | 0 | 0 | 0 | 0 | 0 |  | 0 | 0 | 0 | 0 | 0 | 0 | 0 | 0 | 0 | 0 | 0 | 0 | 0 | 0 | 0 | 0 | 0 | 0 | 0 | 0 |  | 0 | 0
SDGE | Murray | 69 | Murray_69_kV | SDGE | TRUE | 0 | 0 | 0 | 0 | 0 | 0 | 0 | 0 | 0 | 0 | 0 | 0 | 0 | 0 | 0 | 0 | 0 | 0 | 0 |  | 0 | 0 | 0 | 0 | 0 | 0 | 0 | 0 | 0 | 0 | 0 | 0 | 0 | 0 | 0 | 0 | 0 | 0 | 0 | 0 |  | 0 | 0
PG&E FRESNO | Mustang | 230 | Mustang_230_kV | PGE | TRUE | 180 | 0 | 0 | 0 | 0 | 0 | 0 | 0 | 0 | 0 | 0 | 0 | 0 | 0 | 0 | 0 | 0 | 0 | 0 |  | 0 | 180 | 0 | 0 | 0 | 0 | 0 | 0 | 0 | 0 | 0 | 0 | 0 | 0 | 0 | 0 | 0 | 0 | 0 | 0 |  | 0 | 180
SCE Northern | Neenach | 66 | Neenach_66_kV | SCE | TRUE | 66 | 0 | 0 | 0 | 0 | 0 | 0 | 0 | 0 | 0 | 0 | 0 | 0 | 0 | 0 | 0 | 0 | 0 | 0 |  | 0 | 66 | 0 | 0 | 0 | 0 | 0 | 0 | 0 | 0 | 0 | 0 | 0 | 0 | 0 | 0 | 0 | 0 | 0 | 0 |  | 0 | 66
PG&E KERN | New Sub - Gates - Midway (Proposed) | 230 | New Sub - Gates - Midway (Proposed)_230_kV | PGE | TRUE | 0 | 0 | 0 | 0 | 0 | 0 | 1900 | 238.5 | 0 | 0 | 0 | 0 | 0 | 0 | 0 | 285 | 238.5 | 0 | 0 |  | 523.5 | -523.5 | 0 | 0 | 0 | 0 | 0 | 1900 | 238.5 | 0 | 0 | 0 | 0 | 0 | 0 | 0 | 285 | 238.5 | 0 | 0 |  | 523.5 | -523.5
PG&E KERN | New Sub - Gates - Templeton (Proposed) | 230 | New Sub - Gates - Templeton (Proposed)_230_kV | PGE | TRUE | 0 | 0 | 0 | 0 | 0 | 0 | 0 | 0 | 0 | 0 | 0 | 0 | 0 | 0 | 0 | 0 | 0 | 0 | 0 |  | 0 | 0 | 0 | 0 | 0 | 0 | 0 | 0 | 0 | 0 | 0 | 0 | 0 | 0 | 0 | 0 | 0 | 0 | 0 | 0 |  | 0 | 0
SCE NOL | New Sub - Kramer - Lugo (Proposed) | 230 | New Sub - Kramer - Lugo (Proposed)_230_kV | SCE | TRUE | 0 | 0 | 0 | 0 | 0 | 0 | 0 | 0 | 0 | 0 | 0 | 0 | 0 | 0 | 0 | 0 | 0 | 0 | 0 |  | 0 | 0 | 0 | 0 | 0 | 0 | 0 | 0 | 0 | 0 | 0 | 0 | 0 | 0 | 0 | 0 | 0 | 0 | 0 | 0 |  | 0 | 0
PG&E FRESNO | New Sub - Los Banos - Midway (Proposed) | 500 | New Sub - Los Banos - Midway (Proposed)_500_kV | PGE | TRUE | 0 | 0 | 0 | 0 | 0 | 0 | 0 | 0 | 0 | 0 | 0 | 0 | 0 | 0 | 0 | 0 | 0 | 0 | 0 |  | 0 | 0 | 0 | 0 | 0 | 0 | 0 | 0 | 0 | 0 | 0 | 0 | 0 | 0 | 0 | 0 | 0 | 0 | 0 | 0 |  | 0 | 0
SCE NOL | New Sub - Lugo - Pisgah (Proposed) | 230 | New Sub - Lugo - Pisgah (Proposed)_230_kV | SCE | TRUE | 0 | 0 | 0 | 0 | 0 | 0 | 0 | 0 | 0 | 0 | 0 | 0 | 0 | 0 | 0 | 0 | 0 | 0 | 0 |  | 0 | 0 | 0 | 0 | 0 | 0 | 0 | 0 | 0 | 0 | 0 | 0 | 0 | 0 | 0 | 0 | 0 | 0 | 0 | 0 |  | 0 | 0
PG&E KERN | New Sub - Midway - Wheeler Ridge (Proposed) | 230 | New Sub - Midway - Wheeler Ridge (Proposed)_230_kV | PGE | TRUE | 0 | 0 | 0 | 0 | 0 | 0 | 1900 | 0 | 0 | 0 | 0 | 0 | 0 | 0 | 0 | 285 | 0 | 0 | 0 |  | 285 | -285 | 0 | 0 | 0 | 0 | 0 | 1900 | 0 | 0 | 0 | 0 | 0 | 0 | 0 | 0 | 285 | 0 | 0 | 0 |  | 285 | -285
PG&E NGBA | New Sub - Near existing Leavitt (PSREC) | 345 | New Sub - Near existing Leavitt (PSREC)_345_kV | PGE | TRUE | 0 | 19 | 0 | 102 | 0 | 0 | 0 | 0 | 0 | 0 | 19 | 0 | 51 | 0 | 0 | 0 | 0 | 0 | 0 |  | 51 | -51 | 19 | 0 | 448 | 0 | 0 | 0 | 0 | 0 | 0 | 19 | 0 | 224 | 0 | 0 | 0 | 0 | 0 | 0 |  | 224 | -224
PG&E NGBA | New Sub - Near existing Madeline (NVE) | 345 | New Sub - Near existing Madeline (NVE)_345_kV | PGE | TRUE | 0 | 0 | 0 | 80 | 0 | 0 | 0 | 0 | 0 | 0 | 0 | 0 | 40 | 0 | 0 | 0 | 0 | 0 | 0 |  | 40 | -40 | 0 | 0 | 480 | 0 | 0 | 0 | 0 | 0 | 0 | 0 | 0 | 240 | 0 | 0 | 0 | 0 | 0 | 0 |  | 240 | -240
SDGE | New Sub - North Gila - IV (Proposed) | 500 | New Sub - North Gila - IV (Proposed)_500_kV | SDGE | TRUE | 0 | 0 | 0 | 0 | 0 | 0 | 500 | 0 | 0 | 0 | 0 | 0 | 0 | 0 | 0 | 30 | 0 | 0 | 0 |  | 30 | -30 | 0 | 0 | 0 | 0 | 0 | 750 | 0 | 0 | 0 | 0 | 0 | 0 | 0 | 0 | 45 | 0 | 0 | 0 |  | 45 | -45
PG&E NGBA | New Sub - Pit 1 - Cottonwood (Proposed) | 230 | New Sub - Pit 1 - Cottonwood (Proposed)_230_kV | PGE | TRUE | 0 | 0 | 0 | 0 | 0 | 0 | 0 | 0 | 0 | 0 | 0 | 0 | 0 | 0 | 0 | 0 | 0 | 0 | 0 |  | 0 | 0 | 0 | 0 | 0 | 0 | 0 | 0 | 0 | 0 | 0 | 0 | 0 | 0 | 0 | 0 | 0 | 0 | 0 | 0 |  | 0 | 0
PG&E GBA | New Sub - Rancho Seco - Bellota (Proposed) | 230 | New Sub - Rancho Seco - Bellota (Proposed)_230_kV | PGE | TRUE | 0 | 0 | 0 | 0 | 0 | 0 | 0 | 0 | 0 | 0 | 0 | 0 | 0 | 0 | 0 | 0 | 0 | 0 | 0 |  | 0 | 0 | 0 | 0 | 0 | 0 | 0 | 0 | 0 | 0 | 0 | 0 | 0 | 0 | 0 | 0 | 0 | 0 | 0 | 0 |  | 0 | 0
SDGE | New Sub - Suncrest - Ocotillo (Proposed) | 500 | New Sub - Suncrest - Ocotillo (Proposed)_500_kV | SDGE | TRUE | 0 | 0 | 0 | 0 | 0 | 0 | 0 | 0 | 0 | 0 | 0 | 0 | 0 | 0 | 0 | 0 | 0 | 0 | 0 |  | 0 | 0 | 0 | 0 | 0 | 0 | 0 | 0 | 0 | 0 | 0 | 0 | 0 | 0 | 0 | 0 | 0 | 0 | 0 | 0 |  | 0 | 0
PG&E FRESNO | New Sub - Westley - Quinto (Proposed) | 230 | New Sub - Westley - Quinto (Proposed)_230_kV | PGE | TRUE | 0 | 80 | 0 | 0 | 0 | 0 | 0 | 0 | 900 | 0 | 80 | 0 | 0 | 0 | 0 | 0 | 0 | 900 | 0 |  | 900 | -900 | 80 | 0 | 0 | 0 | 0 | 0 | 0 | 900 | 0 | 80 | 0 | 0 | 0 | 0 | 0 | 0 | 900 | 0 |  | 900 | -900
PG&E GBA | Newark | 115 | Newark_115_kV | PGE | TRUE | 0 | 0 | 0 | 0 | 0 | 0 | 0 | 0 | 0 | 0 | 0 | 0 | 0 | 0 | 0 | 0 | 0 | 0 | 0 |  | 0 | 0 | 0 | 0 | 0 | 0 | 0 | 0 | 0 | 0 | 0 | 0 | 0 | 0 | 0 | 0 | 0 | 0 | 0 | 0 |  | 0 | 0
PG&E GBA | Newark | 230 | Newark_230_kV | PGE | TRUE | 180 | 0 | 0 | 0 | 0 | 0 | 0 | 0 | 0 | 0 | 0 | 0 | 0 | 0 | 0 | 0 | 0 | 0 | 0 |  | 0 | 180 | 0 | 0 | 0 | 0 | 0 | 0 | 0 | 0 | 0 | 0 | 0 | 0 | 0 | 0 | 0 | 0 | 0 | 0 |  | 0 | 180
PG&E GBA | Newark | 60 | Newark_60_kV | PGE | TRUE | 0 | 0 | 0 | 0 | 0 | 0 | 0 | 0 | 0 | 0 | 0 | 0 | 0 | 0 | 0 | 0 | 0 | 0 | 0 |  | 0 | 0 | 0 | 0 | 0 | 0 | 0 | 0 | 0 | 0 | 0 | 0 | 0 | 0 | 0 | 0 | 0 | 0 | 0 | 0 |  | 0 | 0
PG&E FRESNO | Newhall | 115 | Newhall_115_kV | PGE | TRUE | 0 | 0 | 0 | 0 | 0 | 0 | 0 | 0 | 0 | 0 | 0 | 0 | 0 | 0 | 0 | 0 | 0 | 0 | 0 |  | 0 | 0 | 0 | 0 | 0 | 0 | 0 | 0 | 0 | 0 | 0 | 0 | 0 | 0 | 0 | 0 | 0 | 0 | 0 | 0 |  | 0 | 0
PG&E KERN | Norco | 115 | Norco_115_kV | PGE | TRUE | 0 | 0 | 0 | 0 | 0 | 0 | 0 | 0 | 0 | 0 | 0 | 0 | 0 | 0 | 0 | 0 | 0 | 0 | 0 |  | 0 | 0 | 0 | 0 | 0 | 0 | 0 | 0 | 0 | 0 | 0 | 0 | 0 | 0 | 0 | 0 | 0 | 0 | 0 | 0 |  | 0 | 0
PG&E GBA | Nortech | 115 | Nortech_115_kV | PGE | TRUE | 0 | 0 | 0 | 0 | 0 | 0 | 0 | 0 | 0 | 0 | 0 | 0 | 0 | 0 | 0 | 0 | 0 | 0 | 0 |  | 0 | 0 | 0 | 0 | 0 | 0 | 0 | 80 | 0 | 0 | 0 | 0 | 0 | 0 | 0 | 0 | 12 | 0 | 0 | 0 |  | 12 | -12
SDGE | North City Metering | 138 | North City Metering_138_kV | SDGE | TRUE | 0 | 0 | 0 | 0 | 0 | 0 | 0 | 0 | 0 | 0 | 0 | 0 | 0 | 0 | 0 | 0 | 0 | 0 | 0 |  | 0 | 0 | 0 | 0 | 0 | 0 | 0 | 0 | 0 | 0 | 0 | 0 | 0 | 0 | 0 | 0 | 0 | 0 | 0 | 0 |  | 0 | 0
PG&E GBA | North Dublin | 230 | North Dublin_230_kV | PGE | TRUE | 0 | 0 | 0 | 0 | 0 | 0 | 0 | 0 | 0 | 0 | 0 | 0 | 0 | 0 | 0 | 0 | 0 | 0 | 0 |  | 0 | 0 | 0 | 0 | 0 | 0 | 0 | 0 | 0 | 0 | 0 | 0 | 0 | 0 | 0 | 0 | 0 | 0 | 0 | 0 |  | 0 | 0
SDGE | North Gila | 500 | North Gila_500_kV | SDGE | TRUE | 1150 | 0 | 0 | 0 | 0 | 0 | 500 | 0 | 94.35 | 0 | 0 | 0 | 0 | 0 | 0 | 30 | 0 | 94.35 | 0 |  | 124.35 | 1025.65 | 0 | 0 | 0 | 0 | 0 | 750 | 0 | 94.35 | 0 | 0 | 0 | 0 | 0 | 0 | 45 | 0 | 94.35 | 0 |  | 139.35 | 1010.65
SCE Metro | North of SONGS | 230 | North of SONGS_230_kV | SCE | TRUE | 0 | 0 | 0 | 0 | 0 | 0 | 0 | 0 | 0 | 0 | 0 | 0 | 0 | 0 | 0 | 0 | 0 | 0 | 0 |  | 0 | 0 | 0 | 0 | 0 | 0 | 0 | 0 | 0 | 0 | 0 | 0 | 0 | 0 | 0 | 0 | 0 | 0 | 0 | 0 |  | 0 | 0
SCE Metro | North of SONGS | 500 | North of SONGS_500_kV | SCE | TRUE | 0 | 0 | 0 | 0 | 0 | 0 | 0 | 0 | 0 | 0 | 0 | 0 | 0 | 0 | 0 | 0 | 0 | 0 | 0 |  | 0 | 0 | 0 | 0 | 0 | 0 | 0 | 0 | 0 | 0 | 0 | 0 | 0 | 0 | 0 | 0 | 0 | 0 | 0 | 0 |  | 0 | 0
PG&E NGBA | Notre Dame | 115 | Notre Dame_115_kV | PGE | TRUE | 0 | 0 | 0 | 0 | 0 | 0 | 0 | 0 | 0 | 0 | 0 | 0 | 0 | 0 | 0 | 0 | 0 | 0 | 0 |  | 0 | 0 | 0 | 0 | 0 | 0 | 0 | 0 | 0 | 0 | 0 | 0 | 0 | 0 | 0 | 0 | 0 | 0 | 0 | 0 |  | 0 | 0
PG&E GBA | Oakland C | 115 | Oakland C_115_kV | PGE | TRUE | 0 | 0 | 0 | 0 | 0 | 0 | 0 | 0 | 0 | 0 | 0 | 0 | 0 | 0 | 0 | 0 | 0 | 0 | 0 |  | 0 | 0 | 0 | 0 | 0 | 0 | 0 | 0 | 0 | 0 | 0 | 0 | 0 | 0 | 0 | 0 | 0 | 0 | 0 | 0 |  | 0 | 0
PG&E GBA | Oakland J | 115 | Oakland J_115_kV | PGE | TRUE | 0 | 0 | 0 | 0 | 0 | 0 | 0 | 0 | 0 | 0 | 0 | 0 | 0 | 0 | 0 | 0 | 0 | 0 | 0 |  | 0 | 0 | 0 | 0 | 0 | 0 | 0 | 0 | 0 | 0 | 0 | 0 | 0 | 0 | 0 | 0 | 0 | 0 | 0 | 0 |  | 0 | 0
PG&E GBA | Oakland L | 115 | Oakland L_115_kV | PGE | TRUE | 0 | 0 | 0 | 0 | 0 | 0 | 0 | 0 | 0 | 0 | 0 | 0 | 0 | 0 | 0 | 0 | 0 | 0 | 0 |  | 0 | 0 | 0 | 0 | 0 | 0 | 0 | 0 | 0 | 0 | 0 | 0 | 0 | 0 | 0 | 0 | 0 | 0 | 0 | 0 |  | 0 | 0
PG&E GBA | Oakland X | 115 | Oakland X_115_kV | PGE | TRUE | 0 | 0 | 0 | 0 | 0 | 0 | 0 | 0 | 0 | 0 | 0 | 0 | 0 | 0 | 0 | 0 | 0 | 0 | 0 |  | 0 | 0 | 0 | 0 | 0 | 0 | 0 | 0 | 0 | 0 | 0 | 0 | 0 | 0 | 0 | 0 | 0 | 0 | 0 | 0 |  | 0 | 0
SDGE | Ocean Ranch | 69 | Ocean Ranch_69_kV | SDGE | TRUE | 0 | 0 | 0 | 0 | 0 | 0 | 0 | 0 | 0 | 0 | 0 | 0 | 0 | 0 | 0 | 0 | 0 | 0 | 0 |  | 0 | 0 | 0 | 0 | 0 | 0 | 0 | 0 | 0 | 0 | 0 | 0 | 0 | 0 | 0 | 0 | 0 | 0 | 0 | 0 |  | 0 | 0
PG&E KERN | Oceano | 115 | Oceano_115_kV | PGE | TRUE | 0 | 0 | 0 | 0 | 0 | 0 | 0 | 0 | 0 | 0 | 0 | 0 | 0 | 0 | 0 | 0 | 0 | 0 | 0 |  | 0 | 0 | 0 | 0 | 0 | 0 | 0 | 0 | 0 | 0 | 0 | 0 | 0 | 0 | 0 | 0 | 0 | 0 | 0 | 0 |  | 0 | 0
SDGE | Ocotillo Express | 500 | Ocotillo Express_500_kV | SDGE | TRUE | 92.904 | 0 | 0 | 0 | 0 | 0 | 0 | 0 | 0 | 0 | 0 | 0 | 0 | 0 | 0 | 0 | 0 | 0 | 0 |  | 0 | 92.904 | 0 | 0 | 0 | 0 | 0 | 0 | 0 | 0 | 0 | 0 | 0 | 0 | 0 | 0 | 0 | 0 | 0 | 0 |  | 0 | 92.904
PG&E KERN | Old River | 70 | Old River_70_kV | PGE | TRUE | 0 | 0 | 0 | 0 | 0 | 0 | 0 | 0 | 0 | 0 | 0 | 0 | 0 | 0 | 0 | 0 | 0 | 0 | 0 |  | 0 | 0 | 0 | 0 | 0 | 0 | 0 | 0 | 0 | 0 | 0 | 0 | 0 | 0 | 0 | 0 | 0 | 0 | 0 | 0 |  | 0 | 0
SDGE | Old Town | 230 | Old Town_230_kV | SDGE | TRUE | 0 | 0 | 0 | 0 | 0 | 0 | 0 | 0 | 0 | 0 | 0 | 0 | 0 | 0 | 0 | 0 | 0 | 0 | 0 |  | 0 | 0 | 0 | 0 | 0 | 0 | 0 | 0 | 0 | 0 | 0 | 0 | 0 | 0 | 0 | 0 | 0 | 0 | 0 | 0 |  | 0 | 0
SCE Metro | Olinda | 230 | Olinda_230_kV | SCE | TRUE | 0 | 0 | 0 | 0 | 0 | 0 | 0 | 0 | 0 | 0 | 0 | 0 | 0 | 0 | 0 | 0 | 0 | 0 | 0 |  | 0 | 0 | 0 | 0 | 0 | 0 | 0 | 0 | 0 | 0 | 0 | 0 | 0 | 0 | 0 | 0 | 0 | 0 | 0 | 0 |  | 0 | 0
PG&E FRESNO | Olive | 115 | Olive_115_kV | PGE | TRUE | 16.9 | 0 | 0 | 0 | 0 | 0 | 0 | 20 | 0 | 0 | 0 | 0 | 0 | 0 | 0 | 0 | 20 | 0 | 0 |  | 20 | -3.1 | 0 | 0 | 0 | 0 | 0 | 0 | 20 | 0 | 0 | 0 | 0 | 0 | 0 | 0 | 0 | 20 | 0 | 0 |  | 20 | -3.1
PG&E NGBA | Olivehurst | 115 | Olivehurst_115_kV | PGE | TRUE | 0 | 0 | 0 | 0 | 0 | 0 | 0 | 0 | 0 | 0 | 0 | 0 | 0 | 0 | 0 | 0 | 0 | 0 | 0 |  | 0 | 0 | 0 | 0 | 0 | 0 | 0 | 0 | 0 | 0 | 0 | 0 | 0 | 0 | 0 | 0 | 0 | 0 | 0 | 0 |  | 0 | 0
PG&E NGBA | Oregon Trail | 60 | Oregon Trail_60_kV | PGE | TRUE | 0 | 0 | 0 | 0 | 0 | 0 | 0 | 0 | 0 | 0 | 0 | 0 | 0 | 0 | 0 | 0 | 0 | 0 | 0 |  | 0 | 0 | 0 | 0 | 0 | 0 | 0 | 0 | 0 | 0 | 0 | 0 | 0 | 0 | 0 | 0 | 0 | 0 | 0 | 0 |  | 0 | 0
SCE Northern | Ormond Beach | 230 | Ormond Beach_230_kV | SCE | TRUE | 0 | 0 | 0 | 0 | 0 | 0 | 0 | 0 | 0 | 0 | 0 | 0 | 0 | 0 | 0 | 0 | 0 | 0 | 0 |  | 0 | 0 | 0 | 0 | 0 | 0 | 0 | 0 | 0 | 0 | 0 | 0 | 0 | 0 | 0 | 0 | 0 | 0 | 0 | 0 |  | 0 | 0
PG&E FRESNO | Oro Loma | 115 | Oro Loma_115_kV | PGE | TRUE | 0 | 0 | 0 | 0 | 0 | 0 | 100 | 0 | 0 | 0 | 0 | 0 | 0 | 0 | 0 | 15 | 0 | 0 | 0 |  | 15 | -15 | 0 | 0 | 0 | 0 | 0 | 100 | 0 | 0 | 0 | 0 | 0 | 0 | 0 | 0 | 15 | 0 | 0 | 0 |  | 15 | -15
PG&E FRESNO | Oro Loma | 70 | Oro Loma_70_kV | PGE | TRUE | 0 | 0 | 0 | 0 | 0 | 0 | 0 | 0 | 0 | 0 | 0 | 0 | 0 | 0 | 0 | 0 | 0 | 0 | 0 |  | 0 | 0 | 0 | 0 | 0 | 0 | 0 | 0 | 0 | 0 | 0 | 0 | 0 | 0 | 0 | 0 | 0 | 0 | 0 | 0 |  | 0 | 0
PG&E FRESNO | Orosi | 70 | Orosi_70_kV | PGE | TRUE | 0 | 0 | 0 | 0 | 0 | 0 | 0 | 0 | 0 | 0 | 0 | 0 | 0 | 0 | 0 | 0 | 0 | 0 | 0 |  | 0 | 0 | 0 | 0 | 0 | 0 | 0 | 0 | 0 | 0 | 0 | 0 | 0 | 0 | 0 | 0 | 0 | 0 | 0 | 0 |  | 0 | 0
SDGE | Otay | 69 | Otay_69_kV | SDGE | TRUE | 50 | 0 | 0 | 0 | 0 | 0 | 0 | 49.7 | 0 | 0 | 0 | 0 | 0 | 0 | 0 | 0 | 49.7 | 0 | 0 |  | 49.7 | 0.3 | 0 | 0 | 0 | 0 | 0 | 0 | 49.7 | 0 | 0 | 0 | 0 | 0 | 0 | 0 | 0 | 49.7 | 0 | 0 |  | 49.7 | 0.3
SDGE | Otay Mesa | 230 | Otay Mesa_230_kV | SDGE | TRUE | 0 | 0 | 0 | 0 | 0 | 0 | 0 | 65 | 0 | 0 | 0 | 0 | 0 | 0 | 0 | 0 | 65 | 0 | 0 |  | 65 | -65 | 0 | 0 | 0 | 0 | 0 | 0 | 65 | 0 | 0 | 0 | 0 | 0 | 0 | 0 | 0 | 65 | 0 | 0 |  | 65 | -65
PG&E FRESNO | Padre Flats SW STA | 230 | Padre Flats SW STA_230_kV | PGE | TRUE | 0 | 20 | 0 | 0 | 0 | 0 | 400 | 0 | 0 | 0 | 20 | 0 | 0 | 0 | 0 | 60 | 0 | 0 | 0 |  | 60 | -60 | 20 | 0 | 0 | 0 | 0 | 400 | 0 | 0 | 0 | 20 | 0 | 0 | 0 | 0 | 60 | 0 | 0 | 0 |  | 60 | -60
SCE EOP | Pahrump | 138 | Pahrump_138_kV | VEA | TRUE | 0 | 0 | 0 | 0 | 0 | 0 | 0 | 0 | 0 | 0 | 0 | 0 | 0 | 0 | 0 | 0 | 0 | 0 | 0 |  | 0 | 0 | 0 | 0 | 0 | 0 | 0 | 0 | 0 | 0 | 0 | 0 | 0 | 0 | 0 | 0 | 0 | 0 | 0 | 0 |  | 0 | 0
SCE EOP | Pahrump | 230 | Pahrump_230_kV | VEA | TRUE | 0 | 0 | 0 | 0 | 0 | 0 | 0 | 0 | 0 | 0 | 0 | 0 | 0 | 0 | 0 | 0 | 0 | 0 | 0 |  | 0 | 0 | 0 | 0 | 0 | 0 | 0 | 0 | 0 | 0 | 0 | 0 | 0 | 0 | 0 | 0 | 0 | 0 | 0 | 0 |  | 0 | 0
SDGE | Pala | 69 | Pala_69_kV | SDGE | TRUE | 10 | 0 | 0 | 0 | 0 | 0 | 0 | 0 | 0 | 0 | 0 | 0 | 0 | 0 | 0 | 0 | 0 | 0 | 0 |  | 0 | 10 | 0 | 0 | 0 | 0 | 0 | 0 | 0 | 0 | 0 | 0 | 0 | 0 | 0 | 0 | 0 | 0 | 0 | 0 |  | 0 | 10
PG&E NGBA | Palermo | 115 | Palermo_115_kV | PGE | TRUE | 0 | 0 | 0 | 0 | 0 | 0 | 0 | 0 | 0 | 0 | 0 | 0 | 0 | 0 | 0 | 0 | 0 | 0 | 0 |  | 0 | 0 | 0 | 0 | 0 | 0 | 0 | 0 | 0 | 0 | 0 | 0 | 0 | 0 | 0 | 0 | 0 | 0 | 0 | 0 |  | 0 | 0
PG&E NGBA | Palermo | 230 | Palermo_230_kV | PGE | TRUE | 0 | 20 | 0 | 0 | 0 | 0 | 0 | 0 | 0 | 0 | 20 | 0 | 0 | 0 | 0 | 0 | 0 | 0 | 0 |  | 0 | 0 | 20 | 0 | 0 | 0 | 0 | 0 | 0 | 0 | 0 | 20 | 0 | 0 | 0 | 0 | 0 | 0 | 0 | 0 |  | 0 | 0
SCE Eastern | Palo Verde | 500 | Palo Verde_500_kV | SCE | TRUE | 0 | 0 | 0 | 0 | 2536 | 0 | 0 | 0 | 0 | 0 | 0 | 0 | 0 | 1699.12 | 0 | 0 | 0 | 0 | 0 |  | 0 | 0 | 0 | 0 | 0 | 2536 | 0 | 0 | 0 | 0 | 0 | 0 | 0 | 0 | 1699.12 | 0 | 0 | 0 | 0 | 0 |  | 0 | 0
SDGE | Palomar Energy | 230 | Palomar Energy_230_kV | SDGE | TRUE | 0 | 0 | 0 | 0 | 0 | 0 | 0 | 0 | 0 | 0 | 0 | 0 | 0 | 0 | 0 | 0 | 0 | 0 | 0 |  | 0 | 0 | 0 | 0 | 0 | 0 | 0 | 0 | 0 | 0 | 0 | 0 | 0 | 0 | 0 | 0 | 0 | 0 | 0 | 0 |  | 0 | 0
PG&E KERN | Panama | 70 | Panama_70_kV | PGE | TRUE | 0 | 0 | 0 | 0 | 0 | 0 | 0 | 0 | 0 | 0 | 0 | 0 | 0 | 0 | 0 | 0 | 0 | 0 | 0 |  | 0 | 0 | 0 | 0 | 0 | 0 | 0 | 0 | 0 | 0 | 0 | 0 | 0 | 0 | 0 | 0 | 0 | 0 | 0 | 0 |  | 0 | 0
PG&E FRESNO | Panoche | 115 | Panoche_115_kV | PGE | TRUE | 6 | 0 | 0 | 0 | 0 | 0 | 0 | 0 | 0 | 0 | 0 | 0 | 0 | 0 | 0 | 0 | 0 | 0 | 0 |  | 0 | 6 | 0 | 0 | 0 | 0 | 0 | 0 | 0 | 0 | 0 | 0 | 0 | 0 | 0 | 0 | 0 | 0 | 0 | 0 |  | 0 | 6
PG&E FRESNO | Panoche | 230 | Panoche_230_kV | PGE | TRUE | 0 | 0 | 0 | 0 | 0 | 0 | 0 | 0 | 0 | 0 | 0 | 0 | 0 | 0 | 0 | 0 | 0 | 0 | 0 |  | 0 | 0 | 0 | 0 | 0 | 0 | 0 | 0 | 0 | 0 | 0 | 0 | 0 | 0 | 0 | 0 | 0 | 0 | 0 | 0 |  | 0 | 0
SCE Northern | Pardee | 230 | Pardee_230_kV | SCE | TRUE | 0 | 0 | 0 | 0 | 0 | 0 | 700 | 15 | 0 | 250 | 0 | 0 | 0 | 0 | 0 | 91 | 15 | 0 | 250 |  | 106 | -106 | 0 | 0 | 0 | 0 | 0 | 700 | 15 | 0 | 250 | 0 | 0 | 0 | 0 | 0 | 91 | 15 | 0 | 250 |  | 106 | -106
PG&E NGBA | Parkway | 230 | Parkway_230_kV | PGE | TRUE | 0 | 0 | 0 | 0 | 0 | 0 | 0 | 0 | 0 | 0 | 0 | 0 | 0 | 0 | 0 | 0 | 0 | 0 | 0 |  | 0 | 0 | 0 | 0 | 0 | 0 | 0 | 0 | 0 | 0 | 0 | 0 | 0 | 0 | 0 | 0 | 0 | 0 | 0 | 0 |  | 0 | 0
SCE Northern | Pastoria | 230 | Pastoria_230_kV | SCE | TRUE | 72.2982 | 0 | 0 | 0 | 0 | 0 | 0 | 80 | 0 | 0 | 0 | 0 | 0 | 0 | 0 | 0 | 80 | 0 | 0 |  | 80 | -7.7018 | 0 | 0 | 0 | 0 | 0 | 0 | 80 | 0 | 0 | 0 | 0 | 0 | 0 | 0 | 0 | 80 | 0 | 0 |  | 80 | -7.7018
SCE Metro | Pauda | 230 | Pauda_230_kV | SCE | TRUE | 0 | 0 | 0 | 0 | 0 | 0 | 0 | 0 | 0 | 0 | 0 | 0 | 0 | 0 | 0 | 0 | 0 | 0 | 0 |  | 0 | 0 | 0 | 0 | 0 | 0 | 0 | 0 | 0 | 0 | 0 | 0 | 0 | 0 | 0 | 0 | 0 | 0 | 0 | 0 |  | 0 | 0
PG&E GBA | Paul Sweet | 115 | Paul Sweet_115_kV | PGE | TRUE | 0 | 0 | 0 | 0 | 0 | 0 | 0 | 0 | 13 | 0 | 0 | 0 | 0 | 0 | 0 | 0 | 0 | 13 | 0 |  | 13 | -13 | 0 | 0 | 0 | 0 | 0 | 0 | 0 | 13 | 0 | 0 | 0 | 0 | 0 | 0 | 0 | 0 | 13 | 0 |  | 13 | -13
PG&E NGBA | Peabody | 230 | Peabody_230_kV | PGE | TRUE | 0 | 0 | 0 | 0 | 0 | 0 | 0 | 0 | 0 | 0 | 0 | 0 | 0 | 0 | 0 | 0 | 0 | 0 | 0 |  | 0 | 0 | 0 | 0 | 0 | 0 | 0 | 0 | 0 | 0 | 0 | 0 | 0 | 0 | 0 | 0 | 0 | 0 | 0 | 0 |  | 0 | 0
PG&E NGBA | Pease | 115 | Pease_115_kV | PGE | TRUE | 0 | 0 | 0 | 0 | 0 | 0 | 0 | 0 | 0 | 0 | 0 | 0 | 0 | 0 | 0 | 0 | 0 | 0 | 0 |  | 0 | 0 | 0 | 0 | 0 | 0 | 0 | 0 | 0 | 0 | 0 | 0 | 0 | 0 | 0 | 0 | 0 | 0 | 0 | 0 |  | 0 | 0
PG&E NGBA | Pease | 60 | Pease_60_kV | PGE | TRUE | 0 | 0 | 0 | 0 | 0 | 0 | 0 | 0 | 0 | 0 | 0 | 0 | 0 | 0 | 0 | 0 | 0 | 0 | 0 |  | 0 | 0 | 0 | 0 | 0 | 0 | 0 | 0 | 0 | 0 | 0 | 0 | 0 | 0 | 0 | 0 | 0 | 0 | 0 | 0 |  | 0 | 0
SDGE | Penasquitos | 138 | Penasquitos_138_kV | SDGE | TRUE | 0 | 0 | 0 | 0 | 0 | 0 | 0 | 0 | 0 | 0 | 0 | 0 | 0 | 0 | 0 | 0 | 0 | 0 | 0 |  | 0 | 0 | 0 | 0 | 0 | 0 | 0 | 0 | 0 | 0 | 0 | 0 | 0 | 0 | 0 | 0 | 0 | 0 | 0 | 0 |  | 0 | 0
SDGE | Penasquitos | 230 | Penasquitos_230_kV | SDGE | TRUE | 0 | 0 | 0 | 0 | 0 | 0 | 0 | 0 | 0 | 0 | 0 | 0 | 0 | 0 | 0 | 0 | 0 | 0 | 0 |  | 0 | 0 | 0 | 0 | 0 | 0 | 0 | 0 | 0 | 0 | 0 | 0 | 0 | 0 | 0 | 0 | 0 | 0 | 0 | 0 |  | 0 | 0
SDGE | Penasquitos | 69 | Penasquitos_69_kV | SDGE | TRUE | 0 | 0 | 0 | 0 | 0 | 0 | 0 | 0 | 0 | 0 | 0 | 0 | 0 | 0 | 0 | 0 | 0 | 0 | 0 |  | 0 | 0 | 0 | 0 | 0 | 0 | 0 | 0 | 0 | 0 | 0 | 0 | 0 | 0 | 0 | 0 | 0 | 0 | 0 | 0 |  | 0 | 0
SDGE | Pendleton | 69 | Pendleton_69_kV | SDGE | TRUE | 0 | 0 | 0 | 0 | 0 | 0 | 0 | 0 | 50 | 0 | 0 | 0 | 0 | 0 | 0 | 0 | 0 | 50 | 0 |  | 50 | -50 | 0 | 0 | 0 | 0 | 0 | 0 | 0 | 50 | 0 | 0 | 0 | 0 | 0 | 0 | 0 | 0 | 50 | 0 |  | 50 | -50
PG&E NGBA | Penngrove | 115 | Penngrove_115_kV | PGE | TRUE | 0 | 0 | 0 | 0 | 0 | 0 | 0 | 0 | 0 | 0 | 0 | 0 | 0 | 0 | 0 | 0 | 0 | 0 | 0 |  | 0 | 0 | 0 | 0 | 0 | 0 | 0 | 0 | 0 | 0 | 0 | 0 | 0 | 0 | 0 | 0 | 0 | 0 | 0 | 0 |  | 0 | 0
PG&E GBA | Peoria | 115 | Peoria_115_kV | PGE | TRUE | 0 | 0 | 0 | 0 | 0 | 0 | 0 | 0 | 0 | 0 | 0 | 0 | 0 | 0 | 0 | 0 | 0 | 0 | 0 |  | 0 | 0 | 0 | 0 | 0 | 0 | 0 | 0 | 0 | 0 | 0 | 0 | 0 | 0 | 0 | 0 | 0 | 0 | 0 | 0 |  | 0 | 0
PG&E GBA | Piercy | 115 | Piercy_115_kV | PGE | TRUE | 0 | 0 | 0 | 0 | 0 | 0 | 0 | 0 | 0 | 0 | 0 | 0 | 0 | 0 | 0 | 0 | 0 | 0 | 0 |  | 0 | 0 | 0 | 0 | 0 | 0 | 0 | 0 | 0 | 0 | 0 | 0 | 0 | 0 | 0 | 0 | 0 | 0 | 0 | 0 |  | 0 | 0
PG&E FRESNO | Pine Flat | 230 | Pine Flat_230_kV | PGE | TRUE | 0 | 0 | 0 | 0 | 0 | 0 | 0 | 0 | 0 | 0 | 0 | 0 | 0 | 0 | 0 | 0 | 0 | 0 | 0 |  | 0 | 0 | 0 | 0 | 0 | 0 | 0 | 0 | 0 | 0 | 0 | 0 | 0 | 0 | 0 | 0 | 0 | 0 | 0 | 0 |  | 0 | 0
SCE NOL | Pisgah | 230 | Pisgah_230_kV | SCE | TRUE | 240 | 0 | 0 | 0 | 0 | 0 | 0 | 0 | 0 | 0 | 0 | 0 | 0 | 0 | 0 | 0 | 0 | 0 | 0 |  | 0 | 240 | 0 | 0 | 0 | 0 | 0 | 217 | 0 | 0 | 0 | 0 | 0 | 0 | 0 | 0 | 28.21 | 0 | 0 | 0 |  | 28.21 | 211.79
PG&E NGBA | Pit 1 | 230 | Pit 1_230_kV | PGE | TRUE | 103 | 0 | 0 | 0 | 0 | 0 | 0 | 0 | 0 | 0 | 0 | 0 | 0 | 0 | 0 | 0 | 0 | 0 | 0 |  | 0 | 103 | 0 | 0 | 0 | 0 | 0 | 0 | 0 | 0 | 0 | 0 | 0 | 0 | 0 | 0 | 0 | 0 | 0 | 0 |  | 0 | 103
PG&E NGBA | Pit 1 | 60 | Pit 1_60_kV | PGE | TRUE | 0 | 0 | 0 | 0 | 0 | 0 | 0 | 0 | 0 | 0 | 0 | 0 | 0 | 0 | 0 | 0 | 0 | 0 | 0 |  | 0 | 0 | 0 | 0 | 0 | 0 | 0 | 0 | 0 | 0 | 0 | 0 | 0 | 0 | 0 | 0 | 0 | 0 | 0 | 0 |  | 0 | 0
PG&E NGBA | Pit 3 | 230 | Pit 3_230_kV | PGE | TRUE | 0 | 0 | 0 | 0 | 0 | 0 | 0 | 0 | 0 | 0 | 0 | 0 | 0 | 0 | 0 | 0 | 0 | 0 | 0 |  | 0 | 0 | 0 | 0 | 0 | 0 | 0 | 0 | 0 | 0 | 0 | 0 | 0 | 0 | 0 | 0 | 0 | 0 | 0 | 0 |  | 0 | 0
PG&E NGBA | Pit 4 | 230 | Pit 4_230_kV | PGE | TRUE | 0 | 0 | 0 | 0 | 0 | 0 | 0 | 0 | 0 | 0 | 0 | 0 | 0 | 0 | 0 | 0 | 0 | 0 | 0 |  | 0 | 0 | 0 | 0 | 0 | 0 | 0 | 0 | 0 | 0 | 0 | 0 | 0 | 0 | 0 | 0 | 0 | 0 | 0 | 0 |  | 0 | 0
PG&E GBA | Pittsburg | 115 | Pittsburg_115_kV | PGE | TRUE | 325 | 0 | 0 | 0 | 0 | 0 | 0 | 0 | 0 | 0 | 0 | 0 | 0 | 0 | 0 | 0 | 0 | 0 | 0 |  | 0 | 325 | 0 | 0 | 0 | 0 | 0 | 0 | 0 | 0 | 0 | 0 | 0 | 0 | 0 | 0 | 0 | 0 | 0 | 0 |  | 0 | 325
PG&E GBA | Pittsburg | 230 | Pittsburg_230_kV | PGE | TRUE | 675 | 0 | 0 | 0 | 0 | 0 | 0 | 0 | 0 | 0 | 0 | 0 | 0 | 0 | 0 | 0 | 0 | 0 | 0 |  | 0 | 675 | 0 | 0 | 0 | 0 | 0 | 0 | 0 | 0 | 0 | 0 | 0 | 0 | 0 | 0 | 0 | 0 | 0 | 0 |  | 0 | 675
PG&E NGBA | Pleasant Grove | 115 | Pleasant Grove_115_kV | PGE | TRUE | 0 | 0 | 0 | 0 | 0 | 0 | 0 | 0 | 0 | 0 | 0 | 0 | 0 | 0 | 0 | 0 | 0 | 0 | 0 |  | 0 | 0 | 0 | 0 | 0 | 0 | 0 | 0 | 0 | 0 | 0 | 0 | 0 | 0 | 0 | 0 | 0 | 0 | 0 | 0 |  | 0 | 0
PG&E NGBA | POE | 230 | POE_230_kV | PGE | TRUE | 0 | 0 | 0 | 0 | 0 | 0 | 0 | 0 | 0 | 0 | 0 | 0 | 0 | 0 | 0 | 0 | 0 | 0 | 0 |  | 0 | 0 | 0 | 0 | 0 | 0 | 0 | 0 | 0 | 0 | 0 | 0 | 0 | 0 | 0 | 0 | 0 | 0 | 0 | 0 |  | 0 | 0
SDGE | Point Loma | 69 | Point Loma_69_kV | SDGE | TRUE | 0 | 0 | 0 | 0 | 0 | 0 | 0 | 0 | 0 | 0 | 0 | 0 | 0 | 0 | 0 | 0 | 0 | 0 | 0 |  | 0 | 0 | 0 | 0 | 0 | 0 | 0 | 0 | 0 | 0 | 0 | 0 | 0 | 0 | 0 | 0 | 0 | 0 | 0 | 0 |  | 0 | 0
SDGE | Pomerado | 69 | Pomerado_69_kV | SDGE | TRUE | 100 | 0 | 0 | 0 | 0 | 0 | 0 | 100 | 0 | 0 | 0 | 0 | 0 | 0 | 0 | 0 | 100 | 0 | 0 |  | 100 | 0 | 0 | 0 | 0 | 0 | 0 | 0 | 100 | 0 | 0 | 0 | 0 | 0 | 0 | 0 | 0 | 100 | 0 | 0 |  | 100 | 0
PG&E KERN | Poso Mountain | 115 | Poso Mountain_115_kV | PGE | TRUE | 0 | 0 | 0 | 0 | 0 | 0 | 100 | 0 | 0 | 0 | 0 | 0 | 0 | 0 | 0 | 15 | 0 | 0 | 0 |  | 15 | -15 | 0 | 0 | 0 | 0 | 0 | 100 | 0 | 0 | 0 | 0 | 0 | 0 | 0 | 0 | 15 | 0 | 0 | 0 |  | 15 | -15
SCE EOP | Primm | 230 | Primm_230_kV | VEA | TRUE | 0 | 0 | 0 | 0 | 0 | 0 | 0 | 200 | 0 | 0 | 0 | 0 | 0 | 0 | 0 | 0 | 200 | 0 | 0 |  | 200 | -200 | 0 | 0 | 0 | 0 | 0 | 0 | 200 | 0 | 0 | 0 | 0 | 0 | 0 | 0 | 0 | 200 | 0 | 0 |  | 200 | -200
PG&E NGBA | Putah Creek | 115 | Putah Creek_115_kV | PGE | TRUE | 0 | 0 | 0 | 0 | 0 | 0 | 0 | 0 | 0 | 0 | 0 | 0 | 0 | 0 | 0 | 0 | 0 | 0 | 0 |  | 0 | 0 | 0 | 0 | 0 | 0 | 0 | 0 | 0 | 0 | 0 | 0 | 0 | 0 | 0 | 0 | 0 | 0 | 0 | 0 |  | 0 | 0
SDGE | Q1806 | 138 | Q1806_138_kV | SDGE | TRUE | 0 | 0 | 0 | 0 | 0 | 0 | 0 | 0 | 0 | 0 | 0 | 0 | 0 | 0 | 0 | 0 | 0 | 0 | 0 |  | 0 | 0 | 0 | 0 | 0 | 0 | 0 | 0 | 0 | 0 | 0 | 0 | 0 | 0 | 0 | 0 | 0 | 0 | 0 | 0 |  | 0 | 0
PG&E FRESNO | Quinto | 230 | Quinto_230_kV | PGE | TRUE | 150 | 20 | 0 | 0 | 0 | 0 | 0 | 0 | 0 | 0 | 20 | 0 | 0 | 0 | 0 | 0 | 0 | 0 | 0 |  | 0 | 150 | 20 | 0 | 0 | 0 | 0 | 375 | 0 | 0 | 0 | 20 | 0 | 0 | 0 | 0 | 56.25 | 0 | 0 | 0 |  | 56.25 | 93.75
PG&E GBA | Race Track | 115 | Race Track_115_kV | PGE | TRUE | 0 | 0 | 0 | 0 | 0 | 0 | 0 | 0 | 0 | 0 | 0 | 0 | 0 | 0 | 0 | 0 | 0 | 0 | 0 |  | 0 | 0 | 0 | 0 | 0 | 0 | 0 | 0 | 0 | 0 | 0 | 0 | 0 | 0 | 0 | 0 | 0 | 0 | 0 | 0 |  | 0 | 0
SDGE | Rancho Mission Viejo | 138 | Rancho Mission Viejo_138_kV | SDGE | TRUE | 0 | 0 | 0 | 0 | 0 | 0 | 0 | 0 | 0 | 0 | 0 | 0 | 0 | 0 | 0 | 0 | 0 | 0 | 0 |  | 0 | 0 | 0 | 0 | 0 | 0 | 0 | 0 | 0 | 0 | 0 | 0 | 0 | 0 | 0 | 0 | 0 | 0 | 0 | 0 |  | 0 | 0
PG&E GBA | Rancho Seco | 230 | Rancho Seco_230_kV | PGE | TRUE | 350 | 0 | 0 | 0 | 0 | 0 | 0 | 0 | 0 | 0 | 0 | 0 | 0 | 0 | 0 | 0 | 0 | 0 | 0 |  | 0 | 350 | 0 | 0 | 0 | 0 | 0 | 0 | 0 | 0 | 0 | 0 | 0 | 0 | 0 | 0 | 0 | 0 | 0 | 0 |  | 0 | 350
SCE Metro | Rancho Vista | 230 | Rancho Vista_230_kV | SCE | TRUE | 0 | 0 | 0 | 0 | 0 | 0 | 0 | 0 | 0 | 0 | 0 | 0 | 0 | 0 | 0 | 0 | 0 | 0 | 0 |  | 0 | 0 | 0 | 0 | 0 | 0 | 0 | 0 | 0 | 0 | 0 | 0 | 0 | 0 | 0 | 0 | 0 | 0 | 0 | 0 |  | 0 | 0
SCE Metro | Rancho Vista | 500 | Rancho Vista_500_kV | SCE | TRUE | 0 | 0 | 0 | 0 | 0 | 0 | 0 | 0 | 0 | 0 | 0 | 0 | 0 | 0 | 0 | 0 | 0 | 0 | 0 |  | 0 | 0 | 0 | 0 | 0 | 0 | 0 | 0 | 0 | 0 | 0 | 0 | 0 | 0 | 0 | 0 | 0 | 0 | 0 | 0 |  | 0 | 0
SCE NOL | Ransburg | 115 | Ransburg_115_kV | SCE | TRUE | 0 | 0 | 0 | 0 | 0 | 0 | 0 | 0 | 0 | 0 | 0 | 0 | 0 | 0 | 0 | 0 | 0 | 0 | 0 |  | 0 | 0 | 0 | 0 | 0 | 0 | 0 | 0 | 0 | 0 | 0 | 0 | 0 | 0 | 0 | 0 | 0 | 0 | 0 | 0 |  | 0 | 0
PG&E GBA | Ravenswood | 115 | Ravenswood_115_kV | PGE | TRUE | 0 | 0 | 0 | 0 | 0 | 0 | 0 | 0 | 0 | 0 | 0 | 0 | 0 | 0 | 0 | 0 | 0 | 0 | 0 |  | 0 | 0 | 0 | 0 | 0 | 0 | 0 | 0 | 0 | 0 | 0 | 0 | 0 | 0 | 0 | 0 | 0 | 0 | 0 | 0 |  | 0 | 0
PG&E GBA | Ravenswood | 230 | Ravenswood_230_kV | PGE | TRUE | 0 | 0 | 0 | 0 | 0 | 0 | 0 | 0 | 0 | 0 | 0 | 0 | 0 | 0 | 0 | 0 | 0 | 0 | 0 |  | 0 | 0 | 0 | 0 | 0 | 0 | 0 | 0 | 0 | 0 | 0 | 0 | 0 | 0 | 0 | 0 | 0 | 0 | 0 | 0 |  | 0 | 0
SCE Northern | Rector | 230 | Rector_230_kV | SCE | TRUE | 0 | 0 | 0 | 0 | 0 | 0 | 0 | 0 | 0 | 0 | 0 | 0 | 0 | 0 | 0 | 0 | 0 | 0 | 0 |  | 0 | 0 | 0 | 0 | 0 | 0 | 0 | 0 | 0 | 0 | 0 | 0 | 0 | 0 | 0 | 0 | 0 | 0 | 0 | 0 |  | 0 | 0
SCE Eastern | Red Bluff | 230 | Red Bluff_230_kV | SCE | TRUE | 1259.15 | 0 | 0 | 0 | 0 | 0 | 0 | 0 | 0 | 0 | 0 | 0 | 0 | 0 | 0 | 0 | 0 | 0 | 0 |  | 0 | 1259.15 | 0 | 0 | 0 | 0 | 0 | 0 | 0 | 0 | 0 | 0 | 0 | 0 | 0 | 0 | 0 | 0 | 0 | 0 |  | 0 | 1259.15
SCE Eastern | Red Bluff | 500 | Red Bluff_500_kV | SCE | TRUE | 1148.5 | 0 | 0 | 0 | 0 | 0 | 175 | 100 | 0 | 800 | 0 | 0 | 0 | 0 | 0 | 22.75 | 100 | 0 | 800 |  | 122.75 | 1025.75 | 0 | 0 | 0 | 0 | 0 | 175 | 100 | 0 | 800 | 0 | 0 | 0 | 0 | 0 | 22.75 | 100 | 0 | 800 |  | 122.75 | 1025.75
PG&E NGBA | Redbud | 115 | Redbud_115_kV | PGE | TRUE | 0 | 241 | 0 | 0 | 0 | 0 | 0 | 0 | 0 | 0 | 241 | 0 | 0 | 0 | 0 | 0 | 0 | 0 | 0 |  | 0 | 0 | 241 | 0 | 0 | 0 | 0 | 0 | 0 | 0 | 0 | 241 | 0 | 0 | 0 | 0 | 0 | 0 | 0 | 0 |  | 0 | 0
SCE Metro | Redondo | 230 | Redondo_230_kV | SCE | TRUE | 0 | 0 | 0 | 0 | 0 | 0 | 0 | 0 | 0 | 0 | 0 | 0 | 0 | 0 | 0 | 0 | 0 | 0 | 0 |  | 0 | 0 | 0 | 0 | 0 | 0 | 0 | 0 | 0 | 0 | 0 | 0 | 0 | 0 | 0 | 0 | 0 | 0 | 0 | 0 |  | 0 | 0
PG&E FRESNO | Reedley | 115 | Reedley_115_kV | PGE | TRUE | 0 | 0 | 0 | 0 | 0 | 0 | 0 | 0 | 0 | 0 | 0 | 0 | 0 | 0 | 0 | 0 | 0 | 0 | 0 |  | 0 | 0 | 0 | 0 | 0 | 0 | 0 | 0 | 0 | 0 | 0 | 0 | 0 | 0 | 0 | 0 | 0 | 0 | 0 | 0 |  | 0 | 0
PG&E KERN | Renfro | 115 | Renfro_115_kV | PGE | TRUE | 0 | 0 | 0 | 0 | 0 | 0 | 0 | 0 | 0 | 0 | 0 | 0 | 0 | 0 | 0 | 0 | 0 | 0 | 0 |  | 0 | 0 | 0 | 0 | 0 | 0 | 0 | 0 | 0 | 0 | 0 | 0 | 0 | 0 | 0 | 0 | 0 | 0 | 0 | 0 |  | 0 | 0
PG&E GBA | Richmond R | 115 | Richmond R_115_kV | PGE | TRUE | 0 | 0 | 0 | 0 | 0 | 0 | 0 | 0 | 0 | 0 | 0 | 0 | 0 | 0 | 0 | 0 | 0 | 0 | 0 |  | 0 | 0 | 0 | 0 | 0 | 0 | 0 | 0 | 0 | 0 | 0 | 0 | 0 | 0 | 0 | 0 | 0 | 0 | 0 | 0 |  | 0 | 0
PG&E NGBA | Rincon | 115 | Rincon_115_kV | PGE | TRUE | 0 | 50 | 0 | 0 | 0 | 0 | 0 | 0 | 0 | 0 | 50 | 0 | 0 | 0 | 0 | 0 | 0 | 0 | 0 |  | 0 | 0 | 50 | 0 | 0 | 0 | 0 | 0 | 0 | 0 | 0 | 50 | 0 | 0 | 0 | 0 | 0 | 0 | 0 | 0 |  | 0 | 0
PG&E KERN | Rio Bravo | 115 | Rio Bravo_115_kV | PGE | TRUE | 0 | 0 | 0 | 0 | 0 | 0 | 0 | 0 | 0 | 0 | 0 | 0 | 0 | 0 | 0 | 0 | 0 | 0 | 0 |  | 0 | 0 | 0 | 0 | 0 | 0 | 0 | 0 | 0 | 0 | 0 | 0 | 0 | 0 | 0 | 0 | 0 | 0 | 0 | 0 |  | 0 | 0
SCE Metro | Rio Hondo | 230 | Rio Hondo_230_kV | SCE | TRUE | 1000 | 0 | 0 | 0 | 0 | 0 | 0 | 265 | 10 | 0 | 0 | 0 | 0 | 0 | 0 | 0 | 265 | 10 | 0 |  | 275 | 725 | 0 | 0 | 0 | 0 | 0 | 0 | 265 | 10 | 0 | 0 | 0 | 0 | 0 | 0 | 0 | 265 | 10 | 0 |  | 275 | 725
PG&E NGBA | Rio Oso | 115 | Rio Oso_115_kV | PGE | TRUE | 0 | 0 | 0 | 0 | 0 | 0 | 0 | 0 | 0 | 0 | 0 | 0 | 0 | 0 | 0 | 0 | 0 | 0 | 0 |  | 0 | 0 | 0 | 0 | 0 | 0 | 0 | 0 | 0 | 0 | 0 | 0 | 0 | 0 | 0 | 0 | 0 | 0 | 0 | 0 |  | 0 | 0
PG&E NGBA | Rio Oso | 230 | Rio Oso_230_kV | PGE | TRUE | 0 | 0 | 0 | 0 | 0 | 0 | 0 | 0 | 0 | 0 | 0 | 0 | 0 | 0 | 0 | 0 | 0 | 0 | 0 |  | 0 | 0 | 0 | 0 | 0 | 0 | 0 | 0 | 0 | 0 | 0 | 0 | 0 | 0 | 0 | 0 | 0 | 0 | 0 | 0 |  | 0 | 0
PG&E GBA | Ripon | 115 | Ripon_115_kV | PGE | TRUE | 99 | 0 | 0 | 0 | 0 | 0 | 0 | 99 | 0 | 0 | 0 | 0 | 0 | 0 | 0 | 0 | 99 | 0 | 0 |  | 99 | 0 | 0 | 0 | 0 | 0 | 0 | 0 | 99 | 0 | 0 | 0 | 0 | 0 | 0 | 0 | 0 | 99 | 0 | 0 |  | 99 | 0
PG&E GBA | Riverbank | 115 | Riverbank_115_kV | PGE | TRUE | 0 | 0 | 0 | 0 | 0 | 0 | 0 | 0 | 0 | 0 | 0 | 0 | 0 | 0 | 0 | 0 | 0 | 0 | 0 |  | 0 | 0 | 0 | 0 | 0 | 0 | 0 | 0 | 0 | 0 | 0 | 0 | 0 | 0 | 0 | 0 | 0 | 0 | 0 | 0 |  | 0 | 0
SCE NOL | Roadway | 115 | Roadway_115_kV | SCE | TRUE | 165.44 | 0 | 0 | 0 | 0 | 0 | 0 | 0 | 0 | 0 | 0 | 0 | 0 | 0 | 0 | 0 | 0 | 0 | 0 |  | 0 | 165.44 | 0 | 0 | 0 | 0 | 0 | 0 | 0 | 0 | 0 | 0 | 0 | 0 | 0 | 0 | 0 | 0 | 0 | 0 |  | 0 | 165.44
PG&E NGBA | Rock Creek 1 | 230 | Rock Creek 1_230_kV | PGE | TRUE | 0 | 0 | 0 | 0 | 0 | 0 | 0 | 0 | 0 | 0 | 0 | 0 | 0 | 0 | 0 | 0 | 0 | 0 | 0 |  | 0 | 0 | 0 | 0 | 0 | 0 | 0 | 0 | 0 | 0 | 0 | 0 | 0 | 0 | 0 | 0 | 0 | 0 | 0 | 0 |  | 0 | 0
SCE Northern | Rosamond | 66 | Rosamond_66_kV | SCE | TRUE | 0 | 0 | 0 | 0 | 0 | 0 | 0 | 0 | 0 | 0 | 0 | 0 | 0 | 0 | 0 | 0 | 0 | 0 | 0 |  | 0 | 0 | 0 | 0 | 0 | 0 | 0 | 0 | 0 | 0 | 0 | 0 | 0 | 0 | 0 | 0 | 0 | 0 | 0 | 0 |  | 0 | 0
PG&E GBA | Rossmoor | 230 | Rossmoor_230_kV | PGE | TRUE | 0 | 0 | 0 | 0 | 0 | 0 | 0 | 0 | 0 | 0 | 0 | 0 | 0 | 0 | 0 | 0 | 0 | 0 | 0 |  | 0 | 0 | 0 | 0 | 0 | 0 | 0 | 0 | 0 | 0 | 0 | 0 | 0 | 0 | 0 | 0 | 0 | 0 | 0 | 0 |  | 0 | 0
PG&E NGBA | Round Mountain | 230 | Round Mountain_230_kV | PGE | TRUE | 0 | 0 | 0 | 0 | 0 | 0 | 0 | 0 | 0 | 0 | 0 | 0 | 0 | 0 | 0 | 0 | 0 | 0 | 0 |  | 0 | 0 | 0 | 0 | 0 | 0 | 0 | 0 | 0 | 0 | 0 | 0 | 0 | 0 | 0 | 0 | 0 | 0 | 0 | 0 |  | 0 | 0
PG&E NGBA | Round Mountain | 500 | Round Mountain_500_kV | PGE | TRUE | 0 | 0 | 0 | 0 | 0 | 0 | 0 | 0 | 0 | 0 | 0 | 0 | 0 | 0 | 0 | 0 | 0 | 0 | 0 |  | 0 | 0 | 0 | 0 | 0 | 0 | 0 | 0 | 0 | 0 | 0 | 0 | 0 | 0 | 0 | 0 | 0 | 0 | 0 | 0 |  | 0 | 0
PG&E GBA | Salado | 115 | Salado_115_kV | PGE | TRUE | 0 | 0 | 0 | 0 | 0 | 0 | 0 | 0 | 0 | 0 | 0 | 0 | 0 | 0 | 0 | 0 | 0 | 0 | 0 |  | 0 | 0 | 0 | 0 | 0 | 0 | 0 | 69 | 0 | 0 | 0 | 0 | 0 | 0 | 0 | 0 | 10.35 | 0 | 0 | 0 |  | 10.35 | -10.35
PG&E GBA | Salado | 60 | Salado_60_kV | PGE | TRUE | 0 | 0 | 0 | 0 | 0 | 0 | 0 | 0 | 0 | 0 | 0 | 0 | 0 | 0 | 0 | 0 | 0 | 0 | 0 |  | 0 | 0 | 0 | 0 | 0 | 0 | 0 | 0 | 0 | 0 | 0 | 0 | 0 | 0 | 0 | 0 | 0 | 0 | 0 | 0 |  | 0 | 0
PG&E GBA | Salinas | 115 | Salinas_115_kV | PGE | TRUE | 0 | 0 | 0 | 0 | 0 | 0 | 0 | 0 | 0 | 0 | 0 | 0 | 0 | 0 | 0 | 0 | 0 | 0 | 0 |  | 0 | 0 | 0 | 0 | 0 | 0 | 0 | 0 | 0 | 0 | 0 | 0 | 0 | 0 | 0 | 0 | 0 | 0 | 0 | 0 |  | 0 | 0
SDGE | Salt Creek | 69 | Salt Creek_69_kV | SDGE | TRUE | 0 | 0 | 0 | 0 | 0 | 0 | 0 | 0 | 0 | 0 | 0 | 0 | 0 | 0 | 0 | 0 | 0 | 0 | 0 |  | 0 | 0 | 0 | 0 | 0 | 0 | 0 | 0 | 0 | 0 | 0 | 0 | 0 | 0 | 0 | 0 | 0 | 0 | 0 | 0 |  | 0 | 0
SCE Eastern | San Bernardino | 230 | San Bernardino_230_kV | SCE | TRUE | 0 | 0 | 0 | 0 | 0 | 0 | 0 | 0 | 0 | 0 | 0 | 0 | 0 | 0 | 0 | 0 | 0 | 0 | 0 |  | 0 | 0 | 0 | 0 | 0 | 0 | 0 | 0 | 0 | 0 | 0 | 0 | 0 | 0 | 0 | 0 | 0 | 0 | 0 | 0 |  | 0 | 0
PG&E GBA | SAN FRAN A (POTRERO PP) | 115 | SAN FRAN A (POTRERO PP)_115_kV | PGE | TRUE | 0 | 0 | 0 | 0 | 0 | 0 | 0 | 0 | 0 | 0 | 0 | 0 | 0 | 0 | 0 | 0 | 0 | 0 | 0 |  | 0 | 0 | 0 | 0 | 0 | 0 | 0 | 0 | 0 | 0 | 0 | 0 | 0 | 0 | 0 | 0 | 0 | 0 | 0 | 0 |  | 0 | 0
PG&E GBA | SAN FRAN A (POTRERO PP) | 230 | SAN FRAN A (POTRERO PP)_230_kV | PGE | TRUE | 0 | 0 | 0 | 0 | 0 | 0 | 0 | 0 | 0 | 0 | 0 | 0 | 0 | 0 | 0 | 0 | 0 | 0 | 0 |  | 0 | 0 | 0 | 0 | 0 | 0 | 0 | 0 | 0 | 0 | 0 | 0 | 0 | 0 | 0 | 0 | 0 | 0 | 0 | 0 |  | 0 | 0
PG&E GBA | San Jose A | 115 | San Jose A_115_kV | PGE | TRUE | 0 | 0 | 0 | 0 | 0 | 0 | 0 | 0 | 0 | 0 | 0 | 0 | 0 | 0 | 0 | 0 | 0 | 0 | 0 |  | 0 | 0 | 0 | 0 | 0 | 0 | 0 | 0 | 0 | 0 | 0 | 0 | 0 | 0 | 0 | 0 | 0 | 0 | 0 | 0 |  | 0 | 0
PG&E GBA | San Jose B | 115 | San Jose B_115_kV | PGE | TRUE | 0 | 0 | 0 | 0 | 0 | 0 | 0 | 0 | 0 | 0 | 0 | 0 | 0 | 0 | 0 | 0 | 0 | 0 | 0 |  | 0 | 0 | 0 | 0 | 0 | 0 | 0 | 0 | 0 | 0 | 0 | 0 | 0 | 0 | 0 | 0 | 0 | 0 | 0 | 0 |  | 0 | 0
PG&E GBA | San Leandro U | 115 | San Leandro U_115_kV | PGE | TRUE | 0 | 0 | 0 | 0 | 0 | 0 | 0 | 0 | 0 | 0 | 0 | 0 | 0 | 0 | 0 | 0 | 0 | 0 | 0 |  | 0 | 0 | 0 | 0 | 0 | 0 | 0 | 0 | 0 | 0 | 0 | 0 | 0 | 0 | 0 | 0 | 0 | 0 | 0 | 0 |  | 0 | 0
PG&E KERN | San Luis Obispo | 115 | San Luis Obispo_115_kV | PGE | TRUE | 0 | 0 | 0 | 0 | 0 | 0 | 0 | 0 | 0 | 0 | 0 | 0 | 0 | 0 | 0 | 0 | 0 | 0 | 0 |  | 0 | 0 | 0 | 0 | 0 | 0 | 0 | 0 | 0 | 0 | 0 | 0 | 0 | 0 | 0 | 0 | 0 | 0 | 0 | 0 |  | 0 | 0
PG&E KERN | San Luis Obispo | 70 | San Luis Obispo_70_kV | PGE | TRUE | 0 | 0 | 0 | 0 | 0 | 0 | 0 | 0 | 0 | 0 | 0 | 0 | 0 | 0 | 0 | 0 | 0 | 0 | 0 |  | 0 | 0 | 0 | 0 | 0 | 0 | 0 | 0 | 0 | 0 | 0 | 0 | 0 | 0 | 0 | 0 | 0 | 0 | 0 | 0 |  | 0 | 0
SDGE | San Luis Rey | 230 | San Luis Rey_230_kV | SDGE | TRUE | 0 | 0 | 0 | 0 | 0 | 0 | 0 | 0 | 0 | 0 | 0 | 0 | 0 | 0 | 0 | 0 | 0 | 0 | 0 |  | 0 | 0 | 0 | 0 | 0 | 0 | 0 | 0 | 0 | 0 | 0 | 0 | 0 | 0 | 0 | 0 | 0 | 0 | 0 | 0 |  | 0 | 0
SDGE | San Luis Rey | 69 | San Luis Rey_69_kV | SDGE | TRUE | 0 | 0 | 0 | 0 | 0 | 0 | 0 | 0 | 0 | 0 | 0 | 0 | 0 | 0 | 0 | 0 | 0 | 0 | 0 |  | 0 | 0 | 0 | 0 | 0 | 0 | 0 | 0 | 0 | 0 | 0 | 0 | 0 | 0 | 0 | 0 | 0 | 0 | 0 | 0 |  | 0 | 0
SDGE | San Marcos | 69 | San Marcos_69_kV | SDGE | TRUE | 0 | 0 | 0 | 0 | 0 | 0 | 0 | 0 | 0 | 0 | 0 | 0 | 0 | 0 | 0 | 0 | 0 | 0 | 0 |  | 0 | 0 | 0 | 0 | 0 | 0 | 0 | 0 | 0 | 0 | 0 | 0 | 0 | 0 | 0 | 0 | 0 | 0 | 0 | 0 |  | 0 | 0
SCE Metro | San Onofre | 230 | San Onofre_230_kV | SCE | TRUE | 0 | 0 | 0 | 0 | 0 | 0 | 0 | 0 | 0 | 0 | 0 | 0 | 0 | 0 | 0 | 0 | 0 | 0 | 0 |  | 0 | 0 | 0 | 0 | 0 | 0 | 0 | 0 | 0 | 0 | 0 | 0 | 0 | 0 | 0 | 0 | 0 | 0 | 0 | 0 |  | 0 | 0
PG&E GBA | San Pablo | 115 | San Pablo_115_kV | PGE | TRUE | 0 | 0 | 0 | 0 | 0 | 0 | 0 | 0 | 0 | 0 | 0 | 0 | 0 | 0 | 0 | 0 | 0 | 0 | 0 |  | 0 | 0 | 0 | 0 | 0 | 0 | 0 | 0 | 0 | 0 | 0 | 0 | 0 | 0 | 0 | 0 | 0 | 0 | 0 | 0 |  | 0 | 0
PG&E GBA | San Ramon | 230 | San Ramon_230_kV | PGE | TRUE | 0 | 0 | 0 | 0 | 0 | 0 | 0 | 0 | 0 | 0 | 0 | 0 | 0 | 0 | 0 | 0 | 0 | 0 | 0 |  | 0 | 0 | 0 | 0 | 0 | 0 | 0 | 0 | 0 | 0 | 0 | 0 | 0 | 0 | 0 | 0 | 0 | 0 | 0 | 0 |  | 0 | 0
SDGE | San Ysidro | 69 | San Ysidro_69_kV | SDGE | TRUE | 0 | 0 | 0 | 0 | 0 | 0 | 0 | 0 | 0 | 0 | 0 | 0 | 0 | 0 | 0 | 0 | 0 | 0 | 0 |  | 0 | 0 | 0 | 0 | 0 | 0 | 0 | 0 | 0 | 0 | 0 | 0 | 0 | 0 | 0 | 0 | 0 | 0 | 0 | 0 |  | 0 | 0
SCE NOL | Sandlot | 230 | Sandlot_230_kV | SCE | TRUE | 0 | 0 | 0 | 0 | 0 | 0 | 0 | 0 | 0 | 0 | 0 | 0 | 0 | 0 | 0 | 0 | 0 | 0 | 0 |  | 0 | 0 | 0 | 0 | 0 | 0 | 0 | 0 | 0 | 0 | 0 | 0 | 0 | 0 | 0 | 0 | 0 | 0 | 0 | 0 |  | 0 | 0
SCE EOP | Sandy | 138 | Sandy_138_kV | VEA | TRUE | 0 | 0 | 0 | 0 | 0 | 0 | 0 | 0 | 0 | 0 | 0 | 0 | 0 | 0 | 0 | 0 | 0 | 0 | 0 |  | 0 | 0 | 0 | 0 | 0 | 0 | 0 | 0 | 0 | 0 | 0 | 0 | 0 | 0 | 0 | 0 | 0 | 0 | 0 | 0 |  | 0 | 0
PG&E FRESNO | Sanger | 115 | Sanger_115_kV | PGE | TRUE | 200 | 0 | 0 | 0 | 0 | 0 | 0 | 0 | 0 | 0 | 0 | 0 | 0 | 0 | 0 | 0 | 0 | 0 | 0 |  | 0 | 200 | 0 | 0 | 0 | 0 | 0 | 0 | 0 | 0 | 0 | 0 | 0 | 0 | 0 | 0 | 0 | 0 | 0 | 0 |  | 0 | 200
SCE Northern | Santa Clara | 230 | Santa Clara_230_kV | SCE | TRUE | 45 | 0 | 0 | 0 | 0 | 0 | 0 | 0 | 0 | 0 | 0 | 0 | 0 | 0 | 0 | 0 | 0 | 0 | 0 |  | 0 | 45 | 0 | 0 | 0 | 0 | 0 | 0 | 0 | 0 | 0 | 0 | 0 | 0 | 0 | 0 | 0 | 0 | 0 | 0 |  | 0 | 45
PG&E NGBA | Santa Rosa A | 115 | Santa Rosa A_115_kV | PGE | TRUE | 0 | 0 | 0 | 0 | 0 | 0 | 0 | 0 | 0 | 0 | 0 | 0 | 0 | 0 | 0 | 0 | 0 | 0 | 0 |  | 0 | 0 | 0 | 0 | 0 | 0 | 0 | 0 | 0 | 0 | 0 | 0 | 0 | 0 | 0 | 0 | 0 | 0 | 0 | 0 |  | 0 | 0
PG&E GBA | Santa Teresa | 115 | Santa Teresa_115_kV | PGE | TRUE | 100 | 0 | 0 | 0 | 0 | 0 | 0 | 0 | 0 | 0 | 0 | 0 | 0 | 0 | 0 | 0 | 0 | 0 | 0 |  | 0 | 100 | 0 | 0 | 0 | 0 | 0 | 0 | 0 | 0 | 0 | 0 | 0 | 0 | 0 | 0 | 0 | 0 | 0 | 0 |  | 0 | 100
SDGE | Santee | 138 | Santee_138_kV | SDGE | TRUE | 0 | 0 | 0 | 0 | 0 | 0 | 0 | 10 | 0 | 0 | 0 | 0 | 0 | 0 | 0 | 0 | 10 | 0 | 0 |  | 10 | -10 | 0 | 0 | 0 | 0 | 0 | 0 | 10 | 0 | 0 | 0 | 0 | 0 | 0 | 0 | 0 | 10 | 0 | 0 |  | 10 | -10
SCE Metro | Santiago | 230 | Santiago_230_kV | SCE | TRUE | 0 | 0 | 0 | 0 | 0 | 0 | 0 | 0 | 0 | 0 | 0 | 0 | 0 | 0 | 0 | 0 | 0 | 0 | 0 |  | 0 | 0 | 0 | 0 | 0 | 0 | 0 | 0 | 0 | 0 | 0 | 0 | 0 | 0 | 0 | 0 | 0 | 0 | 0 | 0 |  | 0 | 0
PG&E GBA | Saratoga | 230 | Saratoga_230_kV | PGE | TRUE | 0 | 0 | 0 | 0 | 0 | 0 | 0 | 0 | 0 | 0 | 0 | 0 | 0 | 0 | 0 | 0 | 0 | 0 | 0 |  | 0 | 0 | 0 | 0 | 0 | 0 | 0 | 0 | 0 | 0 | 0 | 0 | 0 | 0 | 0 | 0 | 0 | 0 | 0 | 0 |  | 0 | 0
SCE Northern | Saugus | 230 | Saugus_230_kV | SCE | TRUE | 75 | 0 | 0 | 0 | 0 | 0 | 0 | 0 | 0 | 0 | 0 | 0 | 0 | 0 | 0 | 0 | 0 | 0 | 0 |  | 0 | 75 | 0 | 0 | 0 | 0 | 0 | 0 | 0 | 0 | 0 | 0 | 0 | 0 | 0 | 0 | 0 | 0 | 0 | 0 |  | 0 | 75
PG&E FRESNO | Schindler | 115 | Schindler_115_kV | PGE | TRUE | 0 | 0 | 0 | 0 | 0 | 0 | 100 | 0 | 0 | 0 | 0 | 0 | 0 | 0 | 0 | 15 | 0 | 0 | 0 |  | 15 | -15 | 0 | 0 | 0 | 0 | 0 | 100 | 0 | 0 | 0 | 0 | 0 | 0 | 0 | 0 | 15 | 0 | 0 | 0 |  | 15 | -15
PG&E FRESNO | Schindler | 70 | Schindler_70_kV | PGE | TRUE | 0 | 0 | 0 | 0 | 0 | 0 | 0 | 0 | 0 | 0 | 0 | 0 | 0 | 0 | 0 | 0 | 0 | 0 | 0 |  | 0 | 0 | 0 | 0 | 0 | 0 | 0 | 0 | 0 | 0 | 0 | 0 | 0 | 0 | 0 | 0 | 0 | 0 | 0 | 0 |  | 0 | 0
PG&E GBA | Schulte | 115 | Schulte_115_kV | PGE | TRUE | 13.2 | 0 | 0 | 0 | 0 | 0 | 100 | 13.3 | 0 | 0 | 0 | 0 | 0 | 0 | 0 | 15 | 13.3 | 0 | 0 |  | 28.3 | -15.1 | 0 | 0 | 0 | 0 | 0 | 100 | 13.3 | 0 | 0 | 0 | 0 | 0 | 0 | 0 | 15 | 13.3 | 0 | 0 |  | 28.3 | -15.1
SDGE | Scripps | 69 | Scripps_69_kV | SDGE | TRUE | 0 | 0 | 0 | 0 | 0 | 0 | 0 | 0 | 0 | 0 | 0 | 0 | 0 | 0 | 0 | 0 | 0 | 0 | 0 |  | 0 | 0 | 0 | 0 | 0 | 0 | 0 | 0 | 0 | 0 | 0 | 0 | 0 | 0 | 0 | 0 | 0 | 0 | 0 | 0 |  | 0 | 0
PG&E KERN | Semitropic | 115 | Semitropic_115_kV | PGE | TRUE | 0 | 0 | 0 | 0 | 0 | 0 | 0 | 0 | 0 | 0 | 0 | 0 | 0 | 0 | 0 | 0 | 0 | 0 | 0 |  | 0 | 0 | 0 | 0 | 0 | 0 | 0 | 0 | 0 | 0 | 0 | 0 | 0 | 0 | 0 | 0 | 0 | 0 | 0 | 0 |  | 0 | 0
SCE Metro | Serrano | 230 | Serrano_230_kV | SCE | TRUE | 0 | 0 | 0 | 0 | 0 | 0 | 0 | 0 | 0 | 0 | 0 | 0 | 0 | 0 | 0 | 0 | 0 | 0 | 0 |  | 0 | 0 | 0 | 0 | 0 | 0 | 0 | 0 | 0 | 0 | 0 | 0 | 0 | 0 | 0 | 0 | 0 | 0 | 0 | 0 |  | 0 | 0
SCE Metro | Serrano | 500 | Serrano_500_kV | SCE | TRUE | 0 | 0 | 0 | 0 | 0 | 0 | 0 | 0 | 0 | 0 | 0 | 0 | 0 | 0 | 0 | 0 | 0 | 0 | 0 |  | 0 | 0 | 0 | 0 | 0 | 0 | 0 | 0 | 0 | 0 | 0 | 0 | 0 | 0 | 0 | 0 | 0 | 0 | 0 | 0 |  | 0 | 0
SDGE | Shadowridge | 138 | Shadowridge_138_kV | SDGE | TRUE | 0 | 0 | 0 | 0 | 0 | 0 | 0 | 0 | 0 | 0 | 0 | 0 | 0 | 0 | 0 | 0 | 0 | 0 | 0 |  | 0 | 0 | 0 | 0 | 0 | 0 | 0 | 0 | 0 | 0 | 0 | 0 | 0 | 0 | 0 | 0 | 0 | 0 | 0 | 0 |  | 0 | 0
PG&E KERN | Shafter | 115 | Shafter_115_kV | PGE | TRUE | 0 | 0 | 0 | 0 | 0 | 0 | 0 | 0 | 0 | 0 | 0 | 0 | 0 | 0 | 0 | 0 | 0 | 0 | 0 |  | 0 | 0 | 0 | 0 | 0 | 0 | 0 | 0 | 0 | 0 | 0 | 0 | 0 | 0 | 0 | 0 | 0 | 0 | 0 | 0 |  | 0 | 0
PG&E NGBA | Silverado | 115 | Silverado_115_kV | PGE | TRUE | 0 | 0 | 0 | 0 | 0 | 0 | 0 | 0 | 0 | 0 | 0 | 0 | 0 | 0 | 0 | 0 | 0 | 0 | 0 |  | 0 | 0 | 0 | 0 | 0 | 0 | 0 | 0 | 0 | 0 | 0 | 0 | 0 | 0 | 0 | 0 | 0 | 0 | 0 | 0 |  | 0 | 0
SDGE | Silvergate | 230 | Silvergate_230_kV | SDGE | TRUE | 0 | 0 | 0 | 0 | 0 | 0 | 0 | 0 | 0 | 0 | 0 | 0 | 0 | 0 | 0 | 0 | 0 | 0 | 0 |  | 0 | 0 | 0 | 0 | 0 | 0 | 0 | 0 | 0 | 0 | 0 | 0 | 0 | 0 | 0 | 0 | 0 | 0 | 0 | 0 |  | 0 | 0
SDGE | Silvergate | 69 | Silvergate_69_kV | SDGE | TRUE | 0 | 0 | 0 | 0 | 0 | 0 | 0 | 0 | 0 | 0 | 0 | 0 | 0 | 0 | 0 | 0 | 0 | 0 | 0 |  | 0 | 0 | 0 | 0 | 0 | 0 | 0 | 0 | 0 | 0 | 0 | 0 | 0 | 0 | 0 | 0 | 0 | 0 | 0 | 0 |  | 0 | 0
PG&E KERN | Sisquoc | 115 | Sisquoc_115_kV | PGE | TRUE | 0 | 0 | 0 | 0 | 0 | 0 | 0 | 0 | 0 | 0 | 0 | 0 | 0 | 0 | 0 | 0 | 0 | 0 | 0 |  | 0 | 0 | 0 | 0 | 0 | 0 | 0 | 0 | 0 | 0 | 0 | 0 | 0 | 0 | 0 | 0 | 0 | 0 | 0 | 0 |  | 0 | 0
SCE EOP | Sloan Canyon | 230 | Sloan Canyon_230_kV | VEA | TRUE | 126.5934 | 0 | 0 | 0 | 0 | 0 | 0 | 0 | 0 | 0 | 0 | 0 | 0 | 0 | 0 | 0 | 0 | 0 | 0 |  | 0 | 126.5934 | 0 | 0 | 0 | 0 | 0 | 0 | 0 | 0 | 0 | 0 | 0 | 0 | 0 | 0 | 0 | 0 | 0 | 0 |  | 0 | 126.5934
SCE EOP | Sloan Canyon | 500 | Sloan Canyon_500_kV | VEA | TRUE | 0 | 0 | 0 | 0 | 0 | 0 | 0 | 0 | 0 | 0 | 0 | 0 | 0 | 0 | 0 | 0 | 0 | 0 | 0 |  | 0 | 0 | 0 | 0 | 0 | 0 | 0 | 0 | 0 | 0 | 0 | 0 | 0 | 0 | 0 | 0 | 0 | 0 | 0 | 0 |  | 0 | 0
PG&E KERN | Smyrna | 115 | Smyrna_115_kV | PGE | TRUE | 0 | 0 | 0 | 0 | 0 | 0 | 0 | 0 | 0 | 0 | 0 | 0 | 0 | 0 | 0 | 0 | 0 | 0 | 0 |  | 0 | 0 | 0 | 0 | 0 | 0 | 0 | 0 | 0 | 0 | 0 | 0 | 0 | 0 | 0 | 0 | 0 | 0 | 0 | 0 |  | 0 | 0
PG&E GBA | Sobrante | 115 | Sobrante_115_kV | PGE | TRUE | 0 | 0 | 0 | 0 | 0 | 0 | 0 | 0 | 0 | 0 | 0 | 0 | 0 | 0 | 0 | 0 | 0 | 0 | 0 |  | 0 | 0 | 0 | 0 | 0 | 0 | 0 | 0 | 0 | 0 | 0 | 0 | 0 | 0 | 0 | 0 | 0 | 0 | 0 | 0 |  | 0 | 0
PG&E GBA | Sobrante | 230 | Sobrante_230_kV | PGE | TRUE | 0 | 0 | 0 | 0 | 0 | 0 | 0 | 0 | 0 | 0 | 0 | 0 | 0 | 0 | 0 | 0 | 0 | 0 | 0 |  | 0 | 0 | 0 | 0 | 0 | 0 | 0 | 0 | 0 | 0 | 0 | 0 | 0 | 0 | 0 | 0 | 0 | 0 | 0 | 0 |  | 0 | 0
PG&E KERN | Solar | 230 | Solar_230_kV | PGE | TRUE | 0 | 0 | 0 | 0 | 0 | 0 | 0 | 0 | 0 | 0 | 0 | 0 | 0 | 0 | 0 | 0 | 0 | 0 | 0 |  | 0 | 0 | 0 | 0 | 0 | 0 | 0 | 0 | 0 | 0 | 0 | 0 | 0 | 0 | 0 | 0 | 0 | 0 | 0 | 0 |  | 0 | 0
PG&E GBA | Soledad | 115 | Soledad_115_kV | PGE | TRUE | 0 | 0 | 0 | 0 | 0 | 0 | 0 | 0 | 0 | 0 | 0 | 0 | 0 | 0 | 0 | 0 | 0 | 0 | 0 |  | 0 | 0 | 0 | 0 | 150 | 0 | 0 | 0 | 0 | 0 | 0 | 0 | 0 | 75 | 0 | 0 | 0 | 0 | 0 | 0 |  | 75 | -75
PG&E GBA | Soledad | 60 | Soledad_60_kV | PGE | TRUE | 0 | 0 | 0 | 0 | 0 | 0 | 0 | 0 | 0 | 0 | 0 | 0 | 0 | 0 | 0 | 0 | 0 | 0 | 0 |  | 0 | 0 | 0 | 0 | 0 | 0 | 0 | 0 | 0 | 0 | 0 | 0 | 0 | 0 | 0 | 0 | 0 | 0 | 0 | 0 |  | 0 | 0
SDGE | Spring Valley | 69 | Spring Valley_69_kV | SDGE | TRUE | 0 | 0 | 0 | 0 | 0 | 0 | 0 | 0 | 0 | 0 | 0 | 0 | 0 | 0 | 0 | 0 | 0 | 0 | 0 |  | 0 | 0 | 0 | 0 | 0 | 0 | 0 | 0 | 0 | 0 | 0 | 0 | 0 | 0 | 0 | 0 | 0 | 0 | 0 | 0 |  | 0 | 0
SCE Northern | Springville | 230 | Springville_230_kV | SCE | TRUE | 0 | 0 | 0 | 0 | 0 | 0 | 0 | 225 | 0 | 0 | 0 | 0 | 0 | 0 | 0 | 0 | 225 | 0 | 0 |  | 225 | -225 | 0 | 0 | 0 | 0 | 0 | 0 | 225 | 0 | 0 | 0 | 0 | 0 | 0 | 0 | 0 | 225 | 0 | 0 |  | 225 | -225
PG&E GBA | Stagg | 230 | Stagg_230_kV | PGE | TRUE | 0 | 0 | 0 | 0 | 0 | 0 | 0 | 0 | 0 | 0 | 0 | 0 | 0 | 0 | 0 | 0 | 0 | 0 | 0 |  | 0 | 0 | 0 | 0 | 0 | 0 | 0 | 0 | 0 | 0 | 0 | 0 | 0 | 0 | 0 | 0 | 0 | 0 | 0 | 0 |  | 0 | 0
PG&E GBA | Standard Oil | 115 | Standard Oil_115_kV | PGE | TRUE | 0 | 0 | 0 | 0 | 0 | 0 | 0 | 0 | 0 | 0 | 0 | 0 | 0 | 0 | 0 | 0 | 0 | 0 | 0 |  | 0 | 0 | 0 | 0 | 0 | 0 | 0 | 0 | 0 | 0 | 0 | 0 | 0 | 0 | 0 | 0 | 0 | 0 | 0 | 0 |  | 0 | 0
PG&E GBA | Stanislaus | 115 | Stanislaus_115_kV | PGE | TRUE | 0 | 0 | 0 | 0 | 0 | 0 | 0 | 0 | 0 | 0 | 0 | 0 | 0 | 0 | 0 | 0 | 0 | 0 | 0 |  | 0 | 0 | 0 | 0 | 0 | 0 | 0 | 0 | 0 | 0 | 0 | 0 | 0 | 0 | 0 | 0 | 0 | 0 | 0 | 0 |  | 0 | 0
PG&E KERN | Stockdale | 115 | Stockdale_115_kV | PGE | TRUE | 0 | 0 | 0 | 0 | 0 | 0 | 0 | 0 | 0 | 0 | 0 | 0 | 0 | 0 | 0 | 0 | 0 | 0 | 0 |  | 0 | 0 | 0 | 0 | 0 | 0 | 0 | 0 | 0 | 0 | 0 | 0 | 0 | 0 | 0 | 0 | 0 | 0 | 0 | 0 |  | 0 | 0
PG&E KERN | Stockdale | 230 | Stockdale_230_kV | PGE | TRUE | 0 | 0 | 0 | 0 | 0 | 0 | 0 | 0 | 0 | 0 | 0 | 0 | 0 | 0 | 0 | 0 | 0 | 0 | 0 |  | 0 | 0 | 0 | 0 | 0 | 0 | 0 | 12 | 0 | 0 | 0 | 0 | 0 | 0 | 0 | 0 | 1.8 | 0 | 0 | 0 |  | 1.8 | -1.8
PG&E GBA | Stockton A | 115 | Stockton A_115_kV | PGE | TRUE | 0 | 0 | 0 | 0 | 0 | 0 | 0 | 0 | 0 | 0 | 0 | 0 | 0 | 0 | 0 | 0 | 0 | 0 | 0 |  | 0 | 0 | 0 | 0 | 0 | 0 | 0 | 0 | 0 | 0 | 0 | 0 | 0 | 0 | 0 | 0 | 0 | 0 | 0 | 0 |  | 0 | 0
PG&E GBA | Stone | 115 | Stone_115_kV | PGE | TRUE | 0 | 0 | 0 | 0 | 0 | 0 | 0 | 0 | 0 | 0 | 0 | 0 | 0 | 0 | 0 | 0 | 0 | 0 | 0 |  | 0 | 0 | 0 | 0 | 0 | 0 | 0 | 0 | 0 | 0 | 0 | 0 | 0 | 0 | 0 | 0 | 0 | 0 | 0 | 0 |  | 0 | 0
PG&E FRESNO | Storey | 230 | Storey_230_kV | PGE | TRUE | 0 | 0 | 0 | 0 | 0 | 0 | 0 | 0 | 0 | 0 | 0 | 0 | 0 | 0 | 0 | 0 | 0 | 0 | 0 |  | 0 | 0 | 0 | 0 | 0 | 0 | 0 | 0 | 0 | 0 | 0 | 0 | 0 | 0 | 0 | 0 | 0 | 0 | 0 | 0 |  | 0 | 0
PG&E NGBA | Summit | 115 | Summit_115_kV | PGE | TRUE | 0 | 10 | 0 | 0 | 0 | 0 | 0 | 0 | 0 | 0 | 10 | 0 | 0 | 0 | 0 | 0 | 0 | 0 | 0 |  | 0 | 0 | 10 | 0 | 220 | 0 | 0 | 0 | 0 | 0 | 0 | 10 | 0 | 110 | 0 | 0 | 0 | 0 | 0 | 0 |  | 110 | -110
SDGE | Suncrest | 230 | Suncrest_230_kV | SDGE | TRUE | 0 | 0 | 0 | 0 | 0 | 0 | 0 | 0 | 0 | 0 | 0 | 0 | 0 | 0 | 0 | 0 | 0 | 0 | 0 |  | 0 | 0 | 0 | 0 | 0 | 0 | 0 | 0 | 0 | 0 | 0 | 0 | 0 | 0 | 0 | 0 | 0 | 0 | 0 | 0 |  | 0 | 0
SDGE | Suncrest | 500 | Suncrest_500_kV | SDGE | TRUE | 0 | 0 | 0 | 0 | 0 | 0 | 0 | 0 | 0 | 0 | 0 | 0 | 0 | 0 | 0 | 0 | 0 | 0 | 0 |  | 0 | 0 | 0 | 0 | 0 | 0 | 0 | 0 | 0 | 0 | 0 | 0 | 0 | 0 | 0 | 0 | 0 | 0 | 0 | 0 |  | 0 | 0
PG&E KERN | Sunrise | 230 | Sunrise_230_kV | PGE | TRUE | 0 | 0 | 0 | 0 | 0 | 0 | 0 | 0 | 0 | 0 | 0 | 0 | 0 | 0 | 0 | 0 | 0 | 0 | 0 |  | 0 | 0 | 0 | 0 | 0 | 0 | 0 | 0 | 0 | 0 | 0 | 0 | 0 | 0 | 0 | 0 | 0 | 0 | 0 | 0 |  | 0 | 0
PG&E KERN | Sunset | 230 | Sunset_230_kV | PGE | TRUE | 0 | 0 | 0 | 0 | 0 | 0 | 0 | 0 | 0 | 0 | 0 | 0 | 0 | 0 | 0 | 0 | 0 | 0 | 0 |  | 0 | 0 | 0 | 0 | 0 | 0 | 0 | 0 | 0 | 0 | 0 | 0 | 0 | 0 | 0 | 0 | 0 | 0 | 0 | 0 |  | 0 | 0
PG&E GBA | Swift | 115 | Swift_115_kV | PGE | TRUE | 0 | 34 | 0 | 0 | 0 | 0 | 0 | 0 | 0 | 0 | 34 | 0 | 0 | 0 | 0 | 0 | 0 | 0 | 0 |  | 0 | 0 | 34 | 0 | 0 | 0 | 0 | 0 | 0 | 0 | 0 | 34 | 0 | 0 | 0 | 0 | 0 | 0 | 0 | 0 |  | 0 | 0
SDGE | Sycamore Canyon | 138 | Sycamore Canyon_138_kV | SDGE | TRUE | 300 | 0 | 0 | 0 | 0 | 0 | 0 | 0 | 0 | 0 | 0 | 0 | 0 | 0 | 0 | 0 | 0 | 0 | 0 |  | 0 | 300 | 0 | 0 | 0 | 0 | 0 | 0 | 0 | 0 | 0 | 0 | 0 | 0 | 0 | 0 | 0 | 0 | 0 | 0 |  | 0 | 300
SDGE | Sycamore Canyon | 230 | Sycamore Canyon_230_kV | SDGE | TRUE | 0 | 0 | 0 | 0 | 0 | 0 | 0 | 0 | 0 | 500 | 0 | 0 | 0 | 0 | 0 | 0 | 0 | 0 | 500 |  | 0 | 0 | 0 | 0 | 0 | 0 | 0 | 0 | 0 | 0 | 500 | 0 | 0 | 0 | 0 | 0 | 0 | 0 | 0 | 500 |  | 0 | 0
SDGE | Sycamore Canyon | 69 | Sycamore Canyon_69_kV | SDGE | TRUE | 0 | 0 | 0 | 0 | 0 | 0 | 0 | 0 | 0 | 0 | 0 | 0 | 0 | 0 | 0 | 0 | 0 | 0 | 0 |  | 0 | 0 | 0 | 0 | 0 | 0 | 0 | 0 | 0 | 0 | 0 | 0 | 0 | 0 | 0 | 0 | 0 | 0 | 0 | 0 |  | 0 | 0
SCE Northern | Sylmar | 230 | Sylmar_230_kV | SCE | TRUE | 0 | 0 | 0 | 0 | 0 | 0 | 200 | 0 | 0 | 250 | 0 | 0 | 0 | 0 | 0 | 26 | 0 | 0 | 250 |  | 26 | -26 | 0 | 0 | 0 | 0 | 0 | 200 | 0 | 0 | 250 | 0 | 0 | 0 | 0 | 0 | 26 | 0 | 0 | 250 |  | 26 | -26
PG&E NGBA | Table Mountain | 115 | Table Mountain_115_kV | PGE | TRUE | 0 | 0 | 0 | 0 | 0 | 0 | 0 | 0 | 0 | 0 | 0 | 0 | 0 | 0 | 0 | 0 | 0 | 0 | 0 |  | 0 | 0 | 0 | 0 | 0 | 0 | 0 | 0 | 0 | 0 | 0 | 0 | 0 | 0 | 0 | 0 | 0 | 0 | 0 | 0 |  | 0 | 0
PG&E NGBA | Table Mountain | 230 | Table Mountain_230_kV | PGE | TRUE | 0 | 0 | 0 | 0 | 0 | 0 | 0 | 0 | 0 | 0 | 0 | 0 | 0 | 0 | 0 | 0 | 0 | 0 | 0 |  | 0 | 0 | 0 | 0 | 0 | 0 | 0 | 0 | 0 | 0 | 0 | 0 | 0 | 0 | 0 | 0 | 0 | 0 | 0 | 0 |  | 0 | 0
PG&E NGBA | Table Mountain | 500 | Table Mountain_500_kV | PGE | TRUE | 0 | 0 | 0 | 0 | 0 | 0 | 0 | 0 | 0 | 0 | 0 | 0 | 0 | 0 | 0 | 0 | 0 | 0 | 0 |  | 0 | 0 | 0 | 0 | 0 | 0 | 0 | 0 | 0 | 0 | 0 | 0 | 0 | 0 | 0 | 0 | 0 | 0 | 0 | 0 |  | 0 | 0
PG&E NGBA | Table Mountain | 60 | Table Mountain_60_kV | PGE | TRUE | 0 | 0 | 0 | 0 | 0 | 0 | 0 | 0 | 0 | 0 | 0 | 0 | 0 | 0 | 0 | 0 | 0 | 0 | 0 |  | 0 | 0 | 0 | 0 | 0 | 0 | 0 | 0 | 0 | 0 | 0 | 0 | 0 | 0 | 0 | 0 | 0 | 0 | 0 | 0 |  | 0 | 0
PG&E KERN | Taft | 115 | Taft_115_kV | PGE | TRUE | 0 | 0 | 0 | 0 | 0 | 0 | 0 | 0 | 0 | 0 | 0 | 0 | 0 | 0 | 0 | 0 | 0 | 0 | 0 |  | 0 | 0 | 0 | 0 | 0 | 0 | 0 | 0 | 0 | 0 | 0 | 0 | 0 | 0 | 0 | 0 | 0 | 0 | 0 | 0 |  | 0 | 0
SDGE | Talega | 138 | Talega_138_kV | SDGE | TRUE | 100 | 0 | 0 | 0 | 0 | 0 | 0 | 0 | 0 | 0 | 0 | 0 | 0 | 0 | 0 | 0 | 0 | 0 | 0 |  | 0 | 100 | 0 | 0 | 0 | 0 | 0 | 0 | 0 | 0 | 0 | 0 | 0 | 0 | 0 | 0 | 0 | 0 | 0 | 0 |  | 0 | 100
SDGE | Talega | 230 | Talega_230_kV | SDGE | TRUE | 0 | 0 | 0 | 0 | 0 | 0 | 0 | 0 | 0 | 0 | 0 | 0 | 0 | 0 | 0 | 0 | 0 | 0 | 0 |  | 0 | 0 | 0 | 0 | 0 | 0 | 0 | 0 | 0 | 0 | 0 | 0 | 0 | 0 | 0 | 0 | 0 | 0 | 0 | 0 |  | 0 | 0
PG&E GBA | Tassajara | 230 | Tassajara_230_kV | PGE | TRUE | 0 | 0 | 0 | 0 | 0 | 0 | 0 | 0 | 0 | 0 | 0 | 0 | 0 | 0 | 0 | 0 | 0 | 0 | 0 |  | 0 | 0 | 0 | 0 | 0 | 0 | 0 | 0 | 0 | 0 | 0 | 0 | 0 | 0 | 0 | 0 | 0 | 0 | 0 | 0 |  | 0 | 0
PG&E KERN | Tejon | 70 | Tejon_70_kV | PGE | TRUE | 0 | 0 | 0 | 0 | 0 | 0 | 0 | 0 | 0 | 0 | 0 | 0 | 0 | 0 | 0 | 0 | 0 | 0 | 0 |  | 0 | 0 | 0 | 0 | 0 | 0 | 0 | 0 | 0 | 0 | 0 | 0 | 0 | 0 | 0 | 0 | 0 | 0 | 0 | 0 |  | 0 | 0
SDGE | Telegraph Canyon | 138 | Telegraph Canyon_138_kV | SDGE | TRUE | 0 | 0 | 0 | 0 | 0 | 0 | 0 | 0 | 0 | 0 | 0 | 0 | 0 | 0 | 0 | 0 | 0 | 0 | 0 |  | 0 | 0 | 0 | 0 | 0 | 0 | 0 | 0 | 0 | 0 | 0 | 0 | 0 | 0 | 0 | 0 | 0 | 0 | 0 | 0 |  | 0 | 0
PG&E KERN | Temblor | 115 | Temblor_115_kV | PGE | TRUE | 0 | 0 | 0 | 0 | 0 | 0 | 0 | 0 | 0 | 0 | 0 | 0 | 0 | 0 | 0 | 0 | 0 | 0 | 0 |  | 0 | 0 | 0 | 0 | 0 | 0 | 0 | 0 | 0 | 0 | 0 | 0 | 0 | 0 | 0 | 0 | 0 | 0 | 0 | 0 |  | 0 | 0
PG&E KERN | Templeton | 230 | Templeton_230_kV | PGE | TRUE | 0 | 0 | 0 | 0 | 0 | 0 | 0 | 0 | 0 | 0 | 0 | 0 | 0 | 0 | 0 | 0 | 0 | 0 | 0 |  | 0 | 0 | 0 | 0 | 0 | 0 | 0 | 0 | 0 | 0 | 0 | 0 | 0 | 0 | 0 | 0 | 0 | 0 | 0 | 0 |  | 0 | 0
PG&E KERN | Templeton | 70 | Templeton_70_kV | PGE | TRUE | 0 | 0 | 0 | 0 | 0 | 0 | 0 | 0 | 0 | 0 | 0 | 0 | 0 | 0 | 0 | 0 | 0 | 0 | 0 |  | 0 | 0 | 0 | 0 | 0 | 0 | 0 | 0 | 0 | 0 | 0 | 0 | 0 | 0 | 0 | 0 | 0 | 0 | 0 | 0 |  | 0 | 0
PG&E GBA | Tesla | 115 | Tesla_115_kV | PGE | TRUE | 0 | 0 | 0 | 0 | 0 | 0 | 0 | 0 | 0 | 0 | 0 | 0 | 0 | 0 | 0 | 0 | 0 | 0 | 0 |  | 0 | 0 | 0 | 0 | 0 | 0 | 0 | 0 | 0 | 0 | 0 | 0 | 0 | 0 | 0 | 0 | 0 | 0 | 0 | 0 |  | 0 | 0
PG&E GBA | Tesla | 230 | Tesla_230_kV | PGE | TRUE | 851.25 | 0 | 0 | 0 | 0 | 0 | 0 | 125 | 0 | 0 | 0 | 0 | 0 | 0 | 0 | 0 | 125 | 0 | 0 |  | 125 | 726.25 | 0 | 0 | 0 | 0 | 0 | 0 | 125 | 0 | 0 | 0 | 0 | 0 | 0 | 0 | 0 | 125 | 0 | 0 |  | 125 | 726.25
PG&E GBA | Tesla | 500 | Tesla_500_kV | PGE | TRUE | 900 | 0 | 0 | 0 | 0 | 0 | 0 | 0 | 0 | 0 | 0 | 0 | 0 | 0 | 0 | 0 | 0 | 0 | 0 |  | 0 | 900 | 0 | 0 | 0 | 0 | 0 | 0 | 0 | 0 | 0 | 0 | 0 | 0 | 0 | 0 | 0 | 0 | 0 | 0 |  | 0 | 900
PG&E KERN | Tevis | 115 | Tevis_115_kV | PGE | TRUE | 0 | 0 | 0 | 0 | 0 | 0 | 100 | 0 | 0 | 0 | 0 | 0 | 0 | 0 | 0 | 15 | 0 | 0 | 0 |  | 15 | -15 | 0 | 0 | 0 | 0 | 0 | 100 | 0 | 0 | 0 | 0 | 0 | 0 | 0 | 0 | 15 | 0 | 0 | 0 |  | 15 | -15
SCE EOP | Thousandaire | 138 | Thousandaire_138_kV | VEA | TRUE | 0 | 0 | 0 | 0 | 0 | 0 | 0 | 0 | 0 | 0 | 0 | 0 | 0 | 0 | 0 | 0 | 0 | 0 | 0 |  | 0 | 0 | 0 | 0 | 0 | 0 | 0 | 0 | 0 | 0 | 0 | 0 | 0 | 0 | 0 | 0 | 0 | 0 | 0 | 0 |  | 0 | 0
PG&E KERN | Topaz | 230 | Topaz_230_kV | PGE | TRUE | 0 | 0 | 0 | 0 | 0 | 0 | 0 | 0 | 0 | 0 | 0 | 0 | 0 | 0 | 0 | 0 | 0 | 0 | 0 |  | 0 | 0 | 0 | 0 | 0 | 0 | 0 | 0 | 0 | 0 | 0 | 0 | 0 | 0 | 0 | 0 | 0 | 0 | 0 | 0 |  | 0 | 0
SCE NOL | Tortilla | 115 | Tortilla_115_kV | SCE | TRUE | 0 | 0 | 0 | 0 | 0 | 0 | 0 | 0 | 0 | 0 | 0 | 0 | 0 | 0 | 0 | 0 | 0 | 0 | 0 |  | 0 | 0 | 0 | 0 | 0 | 0 | 0 | 0 | 0 | 0 | 0 | 0 | 0 | 0 | 0 | 0 | 0 | 0 | 0 | 0 |  | 0 | 0
SDGE | Trabuco | 138 | Trabuco_138_kV | SDGE | TRUE | 250 | 0 | 0 | 0 | 0 | 0 | 0 | 0 | 0 | 0 | 0 | 0 | 0 | 0 | 0 | 0 | 0 | 0 | 0 |  | 0 | 250 | 0 | 0 | 0 | 0 | 0 | 0 | 0 | 0 | 0 | 0 | 0 | 0 | 0 | 0 | 0 | 0 | 0 | 0 |  | 0 | 250
PG&E GBA | Tracy | 115 | Tracy_115_kV | PGE | TRUE | 0 | 0 | 0 | 0 | 0 | 0 | 0 | 0 | 0 | 0 | 0 | 0 | 0 | 0 | 0 | 0 | 0 | 0 | 0 |  | 0 | 0 | 0 | 0 | 0 | 0 | 0 | 0 | 0 | 0 | 0 | 0 | 0 | 0 | 0 | 0 | 0 | 0 | 0 | 0 |  | 0 | 0
PG&E FRESNO | Tranquility | 230 | Tranquility_230_kV | PGE | TRUE | 1026.8413 | 0 | 0 | 0 | 0 | 0 | 434 | 352 | 0 | 0 | 0 | 0 | 0 | 0 | 0 | 65.1 | 352 | 0 | 0 |  | 417.1 | 609.7413 | 0 | 0 | 0 | 0 | 0 | 434 | 352 | 0 | 0 | 0 | 0 | 0 | 0 | 0 | 65.1 | 352 | 0 | 0 |  | 417.1 | 609.7413
PG&E GBA | Trimble | 115 | Trimble_115_kV | PGE | TRUE | 0 | 0 | 0 | 0 | 0 | 0 | 0 | 0 | 0 | 0 | 0 | 0 | 0 | 0 | 0 | 0 | 0 | 0 | 0 |  | 0 | 0 | 0 | 0 | 0 | 0 | 0 | 0 | 0 | 0 | 0 | 0 | 0 | 0 | 0 | 0 | 0 | 0 | 0 | 0 |  | 0 | 0
SCE EOP | Trout Canyon | 230 | Trout Canyon_230_kV | VEA | TRUE | 2035.28 | 0 | 0 | 0 | 0 | 0 | 65 | 485 | 0 | 0 | 0 | 0 | 0 | 0 | 0 | 5.2 | 485 | 0 | 0 |  | 490.2 | 1545.08 | 0 | 0 | 0 | 0 | 0 | 65 | 485 | 0 | 0 | 0 | 0 | 0 | 0 | 0 | 5.2 | 485 | 0 | 0 |  | 490.2 | 1545.08
SCE EOP | Trout Canyon | 500 | Trout Canyon_500_kV | VEA | TRUE | 0 | 0 | 0 | 0 | 0 | 0 | 0 | 0 | 80 | 0 | 0 | 0 | 0 | 0 | 0 | 0 | 0 | 80 | 0 |  | 80 | -80 | 0 | 0 | 0 | 0 | 0 | 0 | 0 | 80 | 0 | 0 | 0 | 0 | 0 | 0 | 0 | 0 | 80 | 0 |  | 80 | -80
PG&E NGBA | Tulucay | 230 | Tulucay_230_kV | PGE | TRUE | 0 | 0 | 0 | 0 | 0 | 0 | 0 | 0 | 0 | 0 | 0 | 0 | 0 | 0 | 0 | 0 | 0 | 0 | 0 |  | 0 | 0 | 0 | 0 | 0 | 0 | 0 | 0 | 0 | 0 | 0 | 0 | 0 | 0 | 0 | 0 | 0 | 0 | 0 | 0 |  | 0 | 0
PG&E NGBA | Tulucay | 60 | Tulucay_60_kV | PGE | TRUE | 3.675 | 0 | 0 | 0 | 0 | 0 | 0 | 0 | 0 | 0 | 0 | 0 | 0 | 0 | 0 | 0 | 0 | 0 | 0 |  | 0 | 3.675 | 0 | 0 | 0 | 0 | 0 | 0 | 0 | 0 | 0 | 0 | 0 | 0 | 0 | 0 | 0 | 0 | 0 | 0 |  | 0 | 3.675
PG&E KERN | Tupman | 115 | Tupman_115_kV | PGE | TRUE | 0 | 0 | 0 | 0 | 0 | 0 | 0 | 0 | 0 | 0 | 0 | 0 | 0 | 0 | 0 | 0 | 0 | 0 | 0 |  | 0 | 0 | 0 | 0 | 0 | 0 | 0 | 0 | 0 | 0 | 0 | 0 | 0 | 0 | 0 | 0 | 0 | 0 | 0 | 0 |  | 0 | 0
PG&E NGBA | Ukiah | 115 | Ukiah_115_kV | PGE | TRUE | 0 | 0 | 0 | 0 | 0 | 0 | 0 | 0 | 0 | 0 | 0 | 0 | 0 | 0 | 0 | 0 | 0 | 0 | 0 |  | 0 | 0 | 0 | 0 | 0 | 0 | 0 | 0 | 0 | 0 | 0 | 0 | 0 | 0 | 0 | 0 | 0 | 0 | 0 | 0 |  | 0 | 0
PG&E KERN | Union (Estrella) | 70 | Union (Estrella)_70_kV | PGE | TRUE | 0 | 0 | 0 | 0 | 0 | 0 | 0 | 0 | 0 | 0 | 0 | 0 | 0 | 0 | 0 | 0 | 0 | 0 | 0 |  | 0 | 0 | 0 | 0 | 0 | 0 | 0 | 0 | 0 | 0 | 0 | 0 | 0 | 0 | 0 | 0 | 0 | 0 | 0 | 0 |  | 0 | 0
PG&E NGBA | Vaca Dixon | 115 | Vaca Dixon_115_kV | PGE | TRUE | 0 | 0 | 0 | 0 | 0 | 0 | 0 | 0 | 0 | 0 | 0 | 0 | 0 | 0 | 0 | 0 | 0 | 0 | 0 |  | 0 | 0 | 0 | 0 | 0 | 0 | 0 | 0 | 0 | 0 | 0 | 0 | 0 | 0 | 0 | 0 | 0 | 0 | 0 | 0 |  | 0 | 0
PG&E NGBA | Vaca Dixon | 230 | Vaca Dixon_230_kV | PGE | TRUE | 300 | 0 | 0 | 0 | 0 | 0 | 0 | 300 | 0 | 0 | 0 | 0 | 0 | 0 | 0 | 0 | 300 | 0 | 0 |  | 300 | 0 | 0 | 0 | 70 | 0 | 0 | 0 | 300 | 0 | 0 | 0 | 0 | 35 | 0 | 0 | 0 | 300 | 0 | 0 |  | 335 | -35
PG&E NGBA | Vaca Dixon | 500 | Vaca Dixon_500_kV | PGE | TRUE | 0 | 0 | 0 | 0 | 0 | 0 | 0 | 0 | 0 | 0 | 0 | 0 | 0 | 0 | 0 | 0 | 0 | 0 | 0 |  | 0 | 0 | 0 | 0 | 0 | 0 | 0 | 0 | 0 | 0 | 0 | 0 | 0 | 0 | 0 | 0 | 0 | 0 | 0 | 0 |  | 0 | 0
PG&E NGBA | Vaca Dixon | 60 | Vaca Dixon_60_kV | PGE | TRUE | 0 | 0 | 0 | 0 | 0 | 0 | 0 | 0 | 0 | 0 | 0 | 0 | 0 | 0 | 0 | 0 | 0 | 0 | 0 |  | 0 | 0 | 0 | 0 | 0 | 0 | 0 | 0 | 0 | 0 | 0 | 0 | 0 | 0 | 0 | 0 | 0 | 0 | 0 | 0 |  | 0 | 0
SCE Eastern | Valley (SCE) | 500 | Valley (SCE)_500_kV | SCE | TRUE | 1510 | 0 | 0 | 0 | 0 | 0 | 500 | 310 | 0 | 0 | 0 | 0 | 0 | 0 | 0 | 65 | 310 | 0 | 0 |  | 375 | 1135 | 0 | 0 | 0 | 0 | 0 | 500 | 310 | 0 | 0 | 0 | 0 | 0 | 0 | 0 | 65 | 310 | 0 | 0 |  | 375 | 1135
SCE EOP | Valley (VEA) | 138 | Valley (VEA)_138_kV | VEA | TRUE | 3.52 | 0 | 0 | 0 | 0 | 0 | 0 | 0 | 0 | 0 | 0 | 0 | 0 | 0 | 0 | 0 | 0 | 0 | 0 |  | 0 | 3.52 | 0 | 0 | 0 | 0 | 0 | 0 | 0 | 0 | 0 | 0 | 0 | 0 | 0 | 0 | 0 | 0 | 0 | 0 |  | 0 | 3.52
SDGE | Valley Center | 69 | Valley Center_69_kV | SDGE | TRUE | 0 | 0 | 0 | 0 | 0 | 0 | 0 | 0 | 0 | 0 | 0 | 0 | 0 | 0 | 0 | 0 | 0 | 0 | 0 |  | 0 | 0 | 0 | 0 | 0 | 0 | 0 | 0 | 0 | 0 | 0 | 0 | 0 | 0 | 0 | 0 | 0 | 0 | 0 | 0 |  | 0 | 0
PG&E GBA | Valley Home | 115 | Valley Home_115_kV | PGE | TRUE | 0 | 0 | 0 | 0 | 0 | 0 | 0 | 0 | 0 | 0 | 0 | 0 | 0 | 0 | 0 | 0 | 0 | 0 | 0 |  | 0 | 0 | 0 | 0 | 0 | 0 | 0 | 0 | 0 | 0 | 0 | 0 | 0 | 0 | 0 | 0 | 0 | 0 | 0 | 0 |  | 0 | 0
PG&E GBA | Valley Springs | 230 | Valley Springs_230_kV | PGE | TRUE | 0 | 0 | 0 | 0 | 0 | 0 | 0 | 0 | 0 | 0 | 0 | 0 | 0 | 0 | 0 | 0 | 0 | 0 | 0 |  | 0 | 0 | 0 | 0 | 0 | 0 | 0 | 0 | 0 | 0 | 0 | 0 | 0 | 0 | 0 | 0 | 0 | 0 | 0 | 0 |  | 0 | 0
PG&E GBA | Valley Springs | 60 | Valley Springs_60_kV | PGE | TRUE | 100 | 0 | 0 | 0 | 0 | 0 | 0 | 0 | 0 | 0 | 0 | 0 | 0 | 0 | 0 | 0 | 0 | 0 | 0 |  | 0 | 100 | 0 | 0 | 0 | 0 | 0 | 0 | 0 | 0 | 0 | 0 | 0 | 0 | 0 | 0 | 0 | 0 | 0 | 0 |  | 0 | 100
SCE EOP | Valley Switch | 138 | Valley Switch_138_kV | VEA | TRUE | 0 | 0 | 0 | 0 | 0 | 0 | 0 | 0 | 0 | 0 | 0 | 0 | 0 | 0 | 0 | 0 | 0 | 0 | 0 |  | 0 | 0 | 0 | 0 | 0 | 0 | 0 | 0 | 0 | 0 | 0 | 0 | 0 | 0 | 0 | 0 | 0 | 0 | 0 | 0 |  | 0 | 0
SCE EOP | Valley Switch | 230 | Valley Switch_230_kV | VEA | TRUE | 0 | 0 | 0 | 0 | 0 | 0 | 0 | 0 | 0 | 0 | 0 | 0 | 0 | 0 | 0 | 0 | 0 | 0 | 0 |  | 0 | 0 | 0 | 0 | 0 | 0 | 0 | 0 | 0 | 0 | 0 | 0 | 0 | 0 | 0 | 0 | 0 | 0 | 0 | 0 |  | 0 | 0
PG&E GBA | Vasco | 230 | Vasco_230_kV | PGE | TRUE | 0 | 0 | 0 | 0 | 0 | 0 | 0 | 0 | 0 | 0 | 0 | 0 | 0 | 0 | 0 | 0 | 0 | 0 | 0 |  | 0 | 0 | 0 | 0 | 0 | 0 | 0 | 0 | 0 | 0 | 0 | 0 | 0 | 0 | 0 | 0 | 0 | 0 | 0 | 0 |  | 0 | 0
PG&E GBA | Vasona | 230 | Vasona_230_kV | PGE | TRUE | 0 | 0 | 0 | 0 | 0 | 0 | 0 | 0 | 0 | 0 | 0 | 0 | 0 | 0 | 0 | 0 | 0 | 0 | 0 |  | 0 | 0 | 0 | 0 | 0 | 0 | 0 | 0 | 0 | 0 | 0 | 0 | 0 | 0 | 0 | 0 | 0 | 0 | 0 | 0 |  | 0 | 0
SCE Northern | Vestal | 230 | Vestal_230_kV | SCE | TRUE | 679 | 0 | 0 | 0 | 0 | 0 | 200 | 50 | 0 | 0 | 0 | 0 | 0 | 0 | 0 | 26 | 50 | 0 | 0 |  | 76 | 603 | 0 | 0 | 0 | 0 | 0 | 200 | 50 | 0 | 0 | 0 | 0 | 0 | 0 | 0 | 26 | 50 | 0 | 0 |  | 76 | 603
SCE Northern | Vestal | 66 | Vestal_66_kV | SCE | TRUE | 0 | 0 | 0 | 0 | 0 | 0 | 0 | 0 | 0 | 0 | 0 | 0 | 0 | 0 | 0 | 0 | 0 | 0 | 0 |  | 0 | 0 | 0 | 0 | 0 | 0 | 0 | 0 | 0 | 0 | 0 | 0 | 0 | 0 | 0 | 0 | 0 | 0 | 0 | 0 |  | 0 | 0
SCE NOL | Victor | 115 | Victor_115_kV | SCE | TRUE | 0 | 0 | 0 | 0 | 0 | 0 | 0 | 0 | 0 | 0 | 0 | 0 | 0 | 0 | 0 | 0 | 0 | 0 | 0 |  | 0 | 0 | 0 | 0 | 0 | 0 | 0 | 154 | 0 | 0 | 0 | 0 | 0 | 0 | 0 | 0 | 20.02 | 0 | 0 | 0 |  | 20.02 | -20.02
SCE NOL | Victor | 230 | Victor_230_kV | SCE | TRUE | 400 | 0 | 0 | 0 | 0 | 0 | 0 | 0 | 0 | 0 | 0 | 0 | 0 | 0 | 0 | 0 | 0 | 0 | 0 |  | 0 | 400 | 0 | 0 | 0 | 0 | 0 | 0 | 0 | 0 | 0 | 0 | 0 | 0 | 0 | 0 | 0 | 0 | 0 | 0 |  | 0 | 400
SCE Metro | Viejo | 230 | Viejo_230_kV | SCE | TRUE | 300 | 0 | 0 | 0 | 0 | 0 | 0 | 0 | 0 | 0 | 0 | 0 | 0 | 0 | 0 | 0 | 0 | 0 | 0 |  | 0 | 300 | 0 | 0 | 0 | 0 | 0 | 0 | 0 | 0 | 0 | 0 | 0 | 0 | 0 | 0 | 0 | 0 | 0 | 0 |  | 0 | 300
PG&E GBA | Vierra | 115 | Vierra_115_kV | PGE | TRUE | 93.104 | 0 | 0 | 0 | 0 | 0 | 0 | 92 | 0 | 0 | 0 | 0 | 0 | 0 | 0 | 0 | 92 | 0 | 0 |  | 92 | 1.104 | 0 | 0 | 0 | 0 | 0 | 0 | 92 | 0 | 0 | 0 | 0 | 0 | 0 | 0 | 0 | 92 | 0 | 0 |  | 92 | 1.104
SCE Metro | Villa Park | 230 | Villa Park_230_kV | SCE | TRUE | 0 | 0 | 0 | 0 | 0 | 0 | 0 | 0 | 0 | 0 | 0 | 0 | 0 | 0 | 0 | 0 | 0 | 0 | 0 |  | 0 | 0 | 0 | 0 | 0 | 0 | 0 | 0 | 0 | 0 | 0 | 0 | 0 | 0 | 0 | 0 | 0 | 0 | 0 | 0 |  | 0 | 0
SCE Northern | Vincent | 230 | Vincent_230_kV | SCE | TRUE | 1099 | 0 | 0 | 0 | 0 | 0 | 0 | 59 | 0 | 0 | 0 | 0 | 0 | 0 | 0 | 0 | 59 | 0 | 0 |  | 59 | 1040 | 0 | 0 | 0 | 0 | 0 | 0 | 59 | 0 | 0 | 0 | 0 | 0 | 0 | 0 | 0 | 59 | 0 | 0 |  | 59 | 1040
SCE Northern | Vincent | 500 | Vincent_500_kV | SCE | TRUE | 1150 | 0 | 0 | 0 | 0 | 0 | 0 | 0 | 0 | 0 | 0 | 0 | 0 | 0 | 0 | 0 | 0 | 0 | 0 |  | 0 | 1150 | 0 | 0 | 0 | 0 | 0 | 2050 | 0 | 0 | 0 | 0 | 0 | 0 | 0 | 0 | 266.5 | 0 | 0 | 0 |  | 266.5 | 883.5
PG&E GBA | Vineyard | 230 | Vineyard_230_kV | PGE | TRUE | 0 | 0 | 0 | 0 | 0 | 0 | 0 | 0 | 0 | 0 | 0 | 0 | 0 | 0 | 0 | 0 | 0 | 0 | 0 |  | 0 | 0 | 0 | 0 | 0 | 0 | 0 | 0 | 0 | 0 | 0 | 0 | 0 | 0 | 0 | 0 | 0 | 0 | 0 | 0 |  | 0 | 0
SDGE | Vineyard | 69 | Vineyard_69_kV | SDGE | TRUE | 0 | 0 | 0 | 0 | 0 | 0 | 0 | 0 | 0 | 0 | 0 | 0 | 0 | 0 | 0 | 0 | 0 | 0 | 0 |  | 0 | 0 | 0 | 0 | 0 | 0 | 0 | 0 | 0 | 0 | 0 | 0 | 0 | 0 | 0 | 0 | 0 | 0 | 0 | 0 |  | 0 | 0
SCE Eastern | Vista (SCE) | 230 | Vista (SCE)_230_kV | SCE | TRUE | 0 | 0 | 0 | 0 | 0 | 0 | 300 | 0 | 0 | 0 | 0 | 0 | 0 | 0 | 0 | 39 | 0 | 0 | 0 |  | 39 | -39 | 0 | 0 | 0 | 0 | 0 | 300 | 0 | 0 | 0 | 0 | 0 | 0 | 0 | 0 | 39 | 0 | 0 | 0 |  | 39 | -39
SCE EOP | Vista (VEA) | 138 | Vista (VEA)_138_kV | VEA | TRUE | 0 | 0 | 0 | 0 | 0 | 0 | 0 | 0 | 0 | 0 | 0 | 0 | 0 | 0 | 0 | 0 | 0 | 0 | 0 |  | 0 | 0 | 0 | 0 | 0 | 0 | 0 | 0 | 0 | 0 | 0 | 0 | 0 | 0 | 0 | 0 | 0 | 0 | 0 | 0 |  | 0 | 0
SCE EOP | Vista (VEA) | 230 | Vista (VEA)_230_kV | VEA | TRUE | 0 | 0 | 0 | 0 | 0 | 0 | 0 | 0 | 0 | 0 | 0 | 0 | 0 | 0 | 0 | 0 | 0 | 0 | 0 |  | 0 | 0 | 0 | 0 | 0 | 0 | 0 | 0 | 0 | 0 | 0 | 0 | 0 | 0 | 0 | 0 | 0 | 0 | 0 | 0 |  | 0 | 0
PG&E FRESNO | Wahtoke | 115 | Wahtoke_115_kV | PGE | TRUE | 0 | 0 | 0 | 0 | 0 | 0 | 0 | 0 | 0 | 0 | 0 | 0 | 0 | 0 | 0 | 0 | 0 | 0 | 0 |  | 0 | 0 | 0 | 0 | 0 | 0 | 0 | 0 | 0 | 0 | 0 | 0 | 0 | 0 | 0 | 0 | 0 | 0 | 0 | 0 |  | 0 | 0
SCE Northern | Wakefield | 66 | Wakefield_66_kV | SCE | TRUE | 0 | 0 | 0 | 0 | 0 | 0 | 200 | 30 | 0 | 0 | 0 | 0 | 0 | 0 | 0 | 26 | 30 | 0 | 0 |  | 56 | -56 | 0 | 0 | 0 | 0 | 0 | 200 | 30 | 0 | 0 | 0 | 0 | 0 | 0 | 0 | 26 | 30 | 0 | 0 |  | 56 | -56
SCE Metro | Walnut | 230 | Walnut_230_kV | SCE | TRUE | 600 | 0 | 0 | 0 | 0 | 0 | 0 | 400 | 0 | 0 | 0 | 0 | 0 | 0 | 0 | 0 | 400 | 0 | 0 |  | 400 | 200 | 0 | 0 | 0 | 0 | 0 | 0 | 400 | 0 | 0 | 0 | 0 | 0 | 0 | 0 | 0 | 400 | 0 | 0 |  | 400 | 200
SCE Northern | Warne | 230 | Warne_230_kV | SCE | TRUE | 0 | 0 | 0 | 0 | 0 | 0 | 0 | 0 | 0 | 0 | 0 | 0 | 0 | 0 | 0 | 0 | 0 | 0 | 0 |  | 0 | 0 | 0 | 0 | 0 | 0 | 0 | 0 | 0 | 0 | 0 | 0 | 0 | 0 | 0 | 0 | 0 | 0 | 0 | 0 |  | 0 | 0
PG&E GBA | Warnerville | 230 | Warnerville_230_kV | PGE | TRUE | 0 | 0 | 0 | 0 | 0 | 0 | 0 | 0 | 0 | 0 | 0 | 0 | 0 | 0 | 0 | 0 | 0 | 0 | 0 |  | 0 | 0 | 0 | 0 | 0 | 0 | 0 | 0 | 0 | 0 | 0 | 0 | 0 | 0 | 0 | 0 | 0 | 0 | 0 | 0 |  | 0 | 0
PG&E FRESNO | Waukena | 115 | Waukena_115_kV | PGE | TRUE | 0 | 0 | 0 | 0 | 0 | 0 | 0 | 0 | 0 | 0 | 0 | 0 | 0 | 0 | 0 | 0 | 0 | 0 | 0 |  | 0 | 0 | 0 | 0 | 0 | 0 | 0 | 0 | 0 | 0 | 0 | 0 | 0 | 0 | 0 | 0 | 0 | 0 | 0 | 0 |  | 0 | 0
PG&E GBA | Weber | 230 | Weber_230_kV | PGE | TRUE | 0 | 0 | 0 | 0 | 0 | 0 | 0 | 0 | 0 | 0 | 0 | 0 | 0 | 0 | 0 | 0 | 0 | 0 | 0 |  | 0 | 0 | 0 | 0 | 0 | 0 | 0 | 0 | 0 | 0 | 0 | 0 | 0 | 0 | 0 | 0 | 0 | 0 | 0 | 0 |  | 0 | 0
PG&E GBA | Weber | 60 | Weber_60_kV | PGE | TRUE | 260 | 0 | 0 | 0 | 0 | 0 | 0 | 20 | 0 | 0 | 0 | 0 | 0 | 0 | 0 | 0 | 20 | 0 | 0 |  | 20 | 240 | 0 | 0 | 0 | 0 | 0 | 0 | 20 | 0 | 0 | 0 | 0 | 0 | 0 | 0 | 0 | 20 | 0 | 0 |  | 20 | 240
PG&E FRESNO | West Fresno | 115 | West Fresno_115_kV | PGE | TRUE | 0 | 0 | 0 | 0 | 0 | 0 | 0 | 0 | 0 | 0 | 0 | 0 | 0 | 0 | 0 | 0 | 0 | 0 | 0 |  | 0 | 0 | 0 | 0 | 0 | 0 | 0 | 0 | 0 | 0 | 0 | 0 | 0 | 0 | 0 | 0 | 0 | 0 | 0 | 0 |  | 0 | 0
PG&E FRESNO | Westley | 230 | Westley_230_kV | PGE | TRUE | 300 | 0 | 0 | 0 | 0 | 0 | 0 | 0 | 900 | 0 | 0 | 0 | 0 | 0 | 0 | 0 | 0 | 900 | 0 |  | 900 | -600 | 0 | 0 | 0 | 0 | 0 | 0 | 0 | 900 | 0 | 0 | 0 | 0 | 0 | 0 | 0 | 0 | 900 | 0 |  | 900 | -600
PG&E KERN | Westpark | 115 | Westpark_115_kV | PGE | TRUE | 0 | 0 | 0 | 0 | 0 | 0 | 0 | 0 | 0 | 0 | 0 | 0 | 0 | 0 | 0 | 0 | 0 | 0 | 0 |  | 0 | 0 | 0 | 0 | 0 | 0 | 0 | 0 | 0 | 0 | 0 | 0 | 0 | 0 | 0 | 0 | 0 | 0 | 0 | 0 |  | 0 | 0
PG&E KERN | Wheeler Ridge | 230 | Wheeler Ridge_230_kV | PGE | TRUE | 30 | 0 | 0 | 0 | 0 | 0 | 500 | 0 | 0 | 0 | 0 | 0 | 0 | 0 | 0 | 75 | 0 | 0 | 0 |  | 75 | -45 | 0 | 0 | 0 | 0 | 0 | 500 | 0 | 0 | 0 | 0 | 0 | 0 | 0 | 0 | 75 | 0 | 0 | 0 |  | 75 | -45
PG&E KERN | Wheeler Ridge | 115 | Wheeler Ridge_115_kV | PGE | TRUE | 0 | 0 | 0 | 0 | 0 | 0 | 0 | 0 | 0 | 0 | 0 | 0 | 0 | 0 | 0 | 0 | 0 | 0 | 0 |  | 0 | 0 | 0 | 0 | 0 | 0 | 0 | 0 | 0 | 0 | 0 | 0 | 0 | 0 | 0 | 0 | 0 | 0 | 0 | 0 |  | 0 | 0
PG&E KERN | Wheeler Ridge | 70 | Wheeler Ridge_70_kV | PGE | TRUE | 92 | 0 | 0 | 0 | 0 | 0 | 0 | 92 | 0 | 0 | 0 | 0 | 0 | 0 | 0 | 0 | 92 | 0 | 0 |  | 92 | 0 | 0 | 0 | 0 | 0 | 0 | 0 | 92 | 0 | 0 | 0 | 0 | 0 | 0 | 0 | 0 | 92 | 0 | 0 |  | 92 | 0
SCE Northern | Whirlwind | 230 | Whirlwind_230_kV | SCE | TRUE | 1964.6952 | 0 | 0 | 0 | 0 | 0 | 1400 | 550 | 523 | 300 | 0 | 0 | 0 | 0 | 0 | 182 | 550 | 523 | 300 |  | 1255 | 709.6952 | 0 | 0 | 0 | 0 | 0 | 1400 | 550 | 523 | 300 | 0 | 0 | 0 | 0 | 0 | 182 | 550 | 523 | 300 |  | 1255 | 709.6952
SCE Northern | Whirlwind | 500 | Whirlwind_500_kV | SCE | TRUE | 500 | 0 | 0 | 0 | 0 | 0 | 1247 | 0 | 0 | 0 | 0 | 0 | 0 | 0 | 0 | 162.11 | 0 | 0 | 0 | 300 | 462.11 | 37.89 | 0 | 0 | 0 | 0 | 0 | 1247 | 0 | 0 | 906 | 0 | 0 | 0 | 0 | 0 | 162.11 | 0 | 0 | 906 | 300 | 462.11 | 37.89
PG&E GBA | Whisman | 115 | Whisman_115_kV | PGE | TRUE | 0 | 0 | 0 | 0 | 0 | 0 | 0 | 0 | 0 | 0 | 0 | 0 | 0 | 0 | 0 | 0 | 0 | 0 | 0 |  | 0 | 0 | 0 | 0 | 0 | 0 | 0 | 0 | 0 | 0 | 0 | 0 | 0 | 0 | 0 | 0 | 0 | 0 | 0 | 0 |  | 0 | 0
SCE Eastern | Wildlife | 230 | Wildlife_230_kV | SCE | TRUE | 0 | 0 | 0 | 0 | 0 | 0 | 0 | 0 | 0 | 0 | 0 | 0 | 0 | 0 | 0 | 0 | 0 | 0 | 0 |  | 0 | 0 | 0 | 0 | 0 | 0 | 0 | 0 | 0 | 0 | 0 | 0 | 0 | 0 | 0 | 0 | 0 | 0 | 0 | 0 |  | 0 | 0
PG&E FRESNO | Wilson | 115 | Wilson_115_kV | PGE | TRUE | 200 | 0 | 0 | 0 | 0 | 0 | 0 | 0 | 0 | 0 | 0 | 0 | 0 | 0 | 0 | 0 | 0 | 0 | 0 |  | 0 | 200 | 0 | 0 | 0 | 0 | 0 | 0 | 0 | 0 | 0 | 0 | 0 | 0 | 0 | 0 | 0 | 0 | 0 | 0 |  | 0 | 200
PG&E FRESNO | Wilson | 230 | Wilson_230_kV | PGE | TRUE | 0 | 0 | 0 | 0 | 0 | 0 | 0 | 0 | 0 | 0 | 0 | 0 | 0 | 0 | 0 | 0 | 0 | 0 | 0 |  | 0 | 0 | 0 | 0 | 0 | 0 | 0 | 0 | 0 | 0 | 0 | 0 | 0 | 0 | 0 | 0 | 0 | 0 | 0 | 0 |  | 0 | 0
SCE Northern | Windhub | 230 | Windhub_230_kV | SCE | TRUE | 1415.92 | 0 | 0 | 0 | 0 | 0 | 0 | 500 | 0 | 0 | 0 | 0 | 0 | 0 | 0 | 0 | 500 | 0 | 0 |  | 500 | 915.92 | 0 | 0 | 0 | 0 | 0 | 0 | 500 | 0 | 0 | 0 | 0 | 0 | 0 | 0 | 0 | 500 | 0 | 0 |  | 500 | 915.92
SCE Northern | Windhub | 500 | Windhub_500_kV | SCE | TRUE | 747.46 | 0 | 0 | 0 | 0 | 0 | 153 | 15 | 0 | 480 | 0 | 0 | 0 | 0 | 0 | 19.89 | 15 | 0 | 480 |  | 34.89 | 712.57 | 0 | 0 | 0 | 0 | 0 | 153 | 15 | 0 | 480 | 0 | 0 | 0 | 0 | 0 | 19.89 | 15 | 0 | 480 |  | 34.89 | 712.57
PG&E GBA | Windmaster | 230 | Windmaster_230_kV | PGE | TRUE | 0 | 0 | 0 | 0 | 0 | 0 | 0 | 0 | 0 | 0 | 0 | 0 | 0 | 0 | 0 | 0 | 0 | 0 | 0 |  | 0 | 0 | 0 | 0 | 0 | 0 | 0 | 0 | 0 | 0 | 0 | 0 | 0 | 0 | 0 | 0 | 0 | 0 | 0 | 0 |  | 0 | 0
PG&E NGBA | Windsor | 60 | Windsor_60_kV | PGE | TRUE | 0 | 0 | 0 | 0 | 0 | 0 | 0 | 0 | 0 | 0 | 0 | 0 | 0 | 0 | 0 | 0 | 0 | 0 | 0 |  | 0 | 0 | 0 | 0 | 0 | 0 | 0 | 0 | 0 | 0 | 0 | 0 | 0 | 0 | 0 | 0 | 0 | 0 | 0 | 0 |  | 0 | 0
PG&E NGBA | Woodland | 115 | Woodland_115_kV | PGE | TRUE | 0 | 0 | 0 | 0 | 0 | 0 | 0 | 0 | 0 | 0 | 0 | 0 | 0 | 0 | 0 | 0 | 0 | 0 | 0 |  | 0 | 0 | 0 | 0 | 0 | 0 | 0 | 0 | 0 | 0 | 0 | 0 | 0 | 0 | 0 | 0 | 0 | 0 | 0 | 0 |  | 0 | 0
PG&E FRESNO | Woodward | 115 | Woodward_115_kV | PGE | TRUE | 0 | 0 | 0 | 0 | 0 | 0 | 0 | 0 | 0 | 0 | 0 | 0 | 0 | 0 | 0 | 0 | 0 | 0 | 0 |  | 0 | 0 | 0 | 0 | 0 | 0 | 0 | 0 | 0 | 0 | 0 | 0 | 0 | 0 | 0 | 0 | 0 | 0 | 0 | 0 |  | 0 | 0
PG&E NGBA | Wyandotte | 115 | Wyandotte_115_kV | PGE | TRUE | 0 | 0 | 0 | 0 | 0 | 0 | 0 | 0 | 0 | 0 | 0 | 0 | 0 | 0 | 0 | 0 | 0 | 0 | 0 |  | 0 | 0 | 0 | 0 | 0 | 0 | 0 | 0 | 0 | 0 | 0 | 0 | 0 | 0 | 0 | 0 | 0 | 0 | 0 | 0 |  | 0 | 0

## TPD_Allocations_by_Sub
Data taken from TPD_Allocations_byBusbar_2627TPP.xlsx workbook. Summarizes by busbar the TPD allocations from individual projects in (1) CAISO Generator Interconnection Queue, (2) 2024 TPD Allocation Report, with includes allocations made for Cluster 14 projects and select projects from WDAT queues. Allocated TPD totals for non-LLT projects are calculated as the sum of battery, wind, and solar resource types. | [10 empty] | Total
52602.6394
TPD Allocations by Resource Type (HSN MW) and Busbar
|  |  |  | Natural Gas | Geothermal | Hydro | LDES | Battery | Wind | Solar | Non-LLT TPD Allocations
CAISO Study Area | Substation | Voltage | Busbar Name | FCDS | FCDS | FCDS | FCDS | FCDS | FCDS | FCDS | FCDS
PG&E KERN | 7th Standard | 115 | 7th Standard_115_kV | 0 | 0 | 0 | 0 | 0 | 0 | 0 | 0
SCE Metro | Alamitos | 230 | Alamitos_230_kV | 0 | 0 | 0 | 0 | 0 | 0 | 0 | 0
SCE Eastern | Alberhill | 115 | Alberhill_115_kV | 0 | 0 | 0 | 0 | 0 | 0 | 0 | 0
SCE Eastern | Alberhill | 500 | Alberhill_500_kV | 0 | 0 | 0 | 500 | 0 | 0 | 0 | 0
PG&E GBA | Alhambra | 115 | Alhambra_115_kV | 0 | 0 | 0 | 0 | 0 | 0 | 0 | 0
PG&E FRESNO | Alpaugh | 115 | Alpaugh_115_kV | 0 | 0 | 0 | 0 | 0 | 0 | 0 | 0
SDGE | Alpine | 69 | Alpine_69_kV | 0 | 0 | 0 | 0 | 0 | 0 | 7 | 7
PG&E GBA | Altamont Midway (Sandhill) | 230 | Altamont Midway (Sandhill)_230_kV | 0 | 0 | 0 | 0 | 0 | 0 | 0 | 0
SCE Northern | Antelope | 66 | Antelope_66_kV | 0 | 0 | 0 | 0 | 0 | 0 | 0 | 0
SCE Northern | Antelope | 230 | Antelope_230_kV | 0 | 0 | 0 | 0 | 1310.28 | 0 | 96.59 | 1406.87
SCE Northern | Antelope | 500 | Antelope_500_kV | 0 | 0 | 0 | 0 | 0 | 0 | 0 | 0
PG&E NGBA | Arcata | 60 | Arcata_60_kV | 0 | 0 | 0 | 0 | 0 | 0 | 0 | 0
PG&E KERN | Arco | 230 | Arco_230_kV | 0 | 0 | 0 | 0 | 413.075 | 0 | 9.99 | 423.065
PG&E KERN | Arco | 70 | Arco_70_kV | 0 | 0 | 0 | 0 | 33.0365 | 0 | 0 | 33.0365
SCE Metro | ArcoGen | 230 | ArcoGen_230_kV | 0 | 0 | 0 | 0 | 0 | 0 | 0 | 0
SDGE | Artesian | 230 | Artesian_230_kV | 0 | 0 | 0 | 0 | 0 | 0 | 0 | 0
SDGE | Artesian | 69 | Artesian_69_kV | 0 | 0 | 0 | 0 | 0 | 0 | 0 | 0
PG&E FRESNO | Ashlan | 230 | Ashlan_230_kV | 0 | 0 | 0 | 0 | 0 | 0 | 0 | 0
PG&E NGBA | Atlantic | 115 | Atlantic_115_kV | 0 | 0 | 0 | 0 | 0 | 0 | 0 | 0
PG&E NGBA | Atlantic | 230 | Atlantic_230_kV | 0 | 0 | 0 | 0 | 0 | 0 | 0 | 0
PG&E NGBA | Atlantic | 60 | Atlantic_60_kV | 0 | 0 | 0 | 0 | 0 | 0 | 0 | 0
PG&E FRESNO | Atwater | 115 | Atwater_115_kV | 0 | 0 | 0 | 0 | 0 | 0 | 0 | 0
PG&E GBA | Avena | 115 | Avena_115_kV | 0 | 0 | 0 | 0 | 0 | 0 | 0 | 0
SDGE | Avocado | 69 | Avocado_69_kV | 0 | 0 | 0 | 0 | 69.6 | 0 | 0 | 69.6
PG&E NGBA | Bahia | 230 | Bahia_230_kV | 0 | 0 | 0 | 0 | 0 | 0 | 0 | 0
SCE Northern | Bailey | 230 | Bailey_230_kV | 0 | 0 | 0 | 0 | 0 | 0 | 0 | 0
SCE NOL | Baker | 115 | Baker_115_kV | 0 | 0 | 0 | 0 | 0 | 0 | 0 | 0
PG&E KERN | Bakersfield | 230 | Bakersfield_230_kV | 0 | 0 | 0 | 0 | 0 | 0 | 0 | 0
PG&E FRESNO | Balch | 230 | Balch_230_kV | 0 | 0 | 0 | 0 | 0 | 0 | 0 | 0
SCE Eastern | Bannister | 230 | Bannister_230_kV | 0 | 0 | 0 | 0 | 0 | 0 | 0 | 0
SCE Metro | Barre | 230 | Barre_230_kV | 0 | 0 | 0 | 0 | 0 | 0 | 0 | 0
SDGE | Bay Boulevard | 69 | Bay Boulevard_69_kV | 0 | 0 | 0 | 0 | 0 | 0 | 0 | 0
SDGE | Bay Boulevard | 230 | Bay Boulevard_230_kV | 0 | 0 | 0 | 0 | 0 | 0 | 0 | 0
SCE EOP | Beatty | 138 | Beatty_138_kV | 0 | 0 | 0 | 0 | 0 | 0 | 0 | 0
SCE EOP | Beatty | 230 | Beatty_230_kV | 0 | 0 | 0 | 0 | 0 | 0 | 0 | 0
PG&E NGBA | Belden | 230 | Belden_230_kV | 0 | 0 | 0 | 0 | 0 | 0 | 0 | 0
PG&E NGBA | Bell | 115 | Bell_115_kV | 0 | 0 | 0 | 0 | 0 | 0 | 0 | 0
PG&E NGBA | Bellevue | 115 | Bellevue_115_kV | 0 | 0 | 0 | 0 | 0 | 0 | 0 | 0
PG&E GBA | Bellota | 115 | Bellota_115_kV | 0 | 0 | 0 | 0 | 0 | 0 | 0 | 0
PG&E GBA | Bellota | 230 | Bellota_230_kV | 0 | 0 | 0 | 0 | 0 | 0 | 0 | 0
SCE Northern | Big Creek | 230 | Big Creek_230_kV | 0 | 0 | 0 | 0 | 0 | 0 | 0 | 0
PG&E FRESNO | Biola | 70 | Biola_70_kV | 0 | 0 | 0 | 0 | 0 | 0 | 0 | 0
PG&E GBA | Birds Landing | 230 | Birds Landing_230_kV | 0 | 0 | 0 | 0 | 65.02 | 46.177 | 0 | 111.197
SCE Northern | Bliss | 66 | Bliss_66_kV | 0 | 0 | 0 | 0 | 0 | 0 | 0 | 0
SCE Eastern | Blythe | 161 | Blythe_161_kV | 0 | 0 | 0 | 0 | 0 | 0 | 0 | 0
PG&E NGBA | Bogue | 115 | Bogue_115_kV | 0 | 0 | 0 | 0 | 0 | 0 | 0 | 0
PG&E FRESNO | Borden | 230 | Borden_230_kV | 0 | 0 | 0 | 0 | 0 | 0 | 0 | 0
PG&E FRESNO | Borden | 70 | Borden_70_kV | 0 | 0 | 0 | 0 | 0 | 0 | 0 | 0
SDGE | Boulevard East | 138 | Boulevard East_138_kV | 0 | 0 | 0 | 0 | 240.5398 | 0 | 0 | 240.5398
SDGE | Boulevard East | 69 | Boulevard East_69_kV | 0 | 0 | 0 | 0 | 16.182 | 0 | 0 | 16.182
PG&E GBA | Brentwood | 230 | Brentwood_230_kV | 0 | 0 | 0 | 0 | 0 | 0 | 0 | 0
PG&E NGBA | Bridgeville | 115 | Bridgeville_115_kV | 0 | 0 | 0 | 0 | 0 | 0 | 0 | 0
PG&E NGBA | Brighton | 115 | Brighton_115_kV | 0 | 0 | 0 | 0 | 0 | 0 | 0 | 0
PG&E NGBA | Brighton | 230 | Brighton_230_kV | 0 | 0 | 0 | 0 | 0 | 0 | 0 | 0
PG&E NGBA | Brunswick | 115 | Brunswick_115_kV | 0 | 0 | 0 | 0 | 0 | 0 | 0 | 0
PG&E NGBA | Bucks Creek | 230 | Bucks Creek_230_kV | 0 | 0 | 0 | 0 | 0 | 0 | 0 | 0
PG&E KERN | Buena Vista | 230 | Buena Vista_230_kV | 0 | 0 | 0 | 0 | 0 | 0 | 0 | 0
PG&E FRESNO | Bullard | 115 | Bullard_115_kV | 0 | 0 | 0 | 0 | 0 | 0 | 0 | 0
PG&E GBA | Burlingame | 115 | Burlingame_115_kV | 0 | 0 | 0 | 0 | 0 | 0 | 0 | 0
PG&E NGBA | Burney Forest | 230 | Burney Forest_230_kV | 0 | 0 | 0 | 0 | 0 | 0 | 0 | 0
PG&E NGBA | Butte | 115 | Butte_115_kV | 0 | 0 | 0 | 0 | 0 | 0 | 0 | 0
PG&E KERN | Cabrillo | 115 | Cabrillo_115_kV | 0 | 0 | 0 | 0 | 0 | 0 | 0 | 0
PG&E FRESNO | Cal Flats | 230 | Cal Flats_230_kV | 0 | 0 | 0 | 0 | 0 | 0 | 0 | 0
SCE NOL | Calcite | 230 | Calcite_230_kV | 0 | 0 | 0 | 0 | 241 | 0 | 0 | 241
PG&E KERN | Caliente | 230 | Caliente_230_kV | 0 | 0 | 0 | 0 | 0 | 0 | 0 | 0
PG&E FRESNO | California Ave | 115 | California Ave_115_kV | 0 | 0 | 0 | 0 | 0 | 0 | 0 | 0
PG&E KERN | Callender | 115 | Callender_115_kV | 0 | 0 | 0 | 0 | 0 | 0 | 0 | 0
PG&E NGBA | Calpella | 115 | Calpella_115_kV | 0 | 0 | 0 | 0 | 0 | 0 | 0 | 0
PG&E GBA | Camanche | 230 | Camanche_230_kV | 0 | 0 | 0 | 0 | 0 | 0 | 0 | 0
SDGE | Cameron | 69 | Cameron_69_kV | 0 | 0 | 0 | 0 | 0 | 0 | 0 | 0
SDGE | Cannon | 69 | Cannon_69_kV | 0 | 0 | 0 | 0 | 0 | 0 | 0 | 0
PG&E FRESNO | Cantua | 115 | Cantua_115_kV | 0 | 0 | 0 | 0 | 0 | 0 | 0 | 0
SDGE | Capistrano | 138 | Capistrano_138_kV | 0 | 0 | 0 | 0 | 0 | 0 | 0 | 0
SDGE | Capistrano | 230 | Capistrano_230_kV | 0 | 0 | 0 | 0 | 0 | 0 | 0 | 0
PG&E NGBA | Carberry | 230 | Carberry_230_kV | 0 | 0 | 0 | 0 | 0 | 0 | 0 | 0
SCE Eastern | Cardiff | 66 | Cardiff_66_kV | 0 | 0 | 0 | 0 | 0 | 0 | 0 | 0
PG&E NGBA | Caribou | 60 | Caribou_60_kV | 0 | 0 | 0 | 0 | 0 | 0 | 0 | 0
PG&E NGBA | Caribou | 115 | Caribou_115_kV | 0 | 0 | 0 | 0 | 0 | 0 | 0 | 0
PG&E NGBA | Caribou | 230 | Caribou_230_kV | 0 | 0 | 0 | 0 | 0 | 0 | 0 | 0
SCE EOP | Carpenter Canyon (fka Gamebird) | 138 | Carpenter Canyon (fka Gamebird)_138_kV | 0 | 0 | 0 | 0 | 0 | 0 | 0 | 0
SCE EOP | Carpenter Canyon (fka Gamebird) | 230 | Carpenter Canyon (fka Gamebird)_230_kV | 0 | 0 | 0 | 0 | 200 | 0 | 0 | 200
PG&E NGBA | Carquinez | 115 | Carquinez_115_kV | 0 | 0 | 0 | 0 | 0 | 0 | 0 | 0
SDGE | Carrizo Gorge | 138 | Carrizo Gorge_138_kV | 0 | 0 | 0 | 0 | 90 | 0 | 0 | 90
PG&E KERN | Carrizo Plains | 115 | Carrizo Plains_115_kV | 0 | 0 | 0 | 0 | 0 | 0 | 0 | 0
PG&E KERN | Casaloma | 230 | Casaloma_230_kV | 0 | 0 | 0 | 0 | 0 | 0 | 0 | 0
PG&E GBA | Castro Valley | 230 | Castro Valley_230_kV | 0 | 0 | 0 | 0 | 0 | 0 | 0 | 0
PG&E GBA | Cayetano | 230 | Cayetano_230_kV | 0 | 0 | 0 | 0 | 100 | 0 | 0 | 100
SCE Metro | Center | 230 | Center_230_kV | 0 | 0 | 0 | 0 | 0 | 0 | 0 | 0
PG&E KERN | Charca | 115 | Charca_115_kV | 0 | 0 | 0 | 0 | 0 | 0 | 0 | 0
SCE EOP | Charleston | 138 | Charleston_138_kV | 0 | 0 | 0 | 0 | 0 | 0 | 0 | 0
SCE Metro | Chevmain | 230 | Chevmain_230_kV | 0 | 0 | 0 | 0 | 0 | 0 | 0 | 0
SDGE | Chicarita | 138 | Chicarita_138_kV | 0 | 0 | 0 | 0 | 0 | 0 | 0 | 0
SCE Metro | Chino | 230 | Chino_230_kV | 0 | 0 | 0 | 0 | 400 | 0 | 0 | 400
PG&E FRESNO | Chowchilla | 115 | Chowchilla_115_kV | 0 | 0 | 0 | 0 | 0 | 0 | 0 | 0
PG&E GBA | Christie | 60 | Christie_60_kV | 0 | 0 | 0 | 0 | 0 | 0 | 0 | 0
PG&E GBA | Christie | 115 | Christie_115_kV | 0 | 0 | 0 | 0 | 0 | 0 | 0 | 0
SCE Eastern | Cielo Azul | 500 | Cielo Azul_500_kV | 0 | 0 | 0 | 0 | 0 | 0 | 0 | 0
PG&E GBA | Clay | 60 | Clay_60_kV | 0 | 0 | 0 | 0 | 0 | 0 | 0 | 0
PG&E GBA | Clayton | 115 | Clayton_115_kV | 0 | 0 | 0 | 0 | 0 | 0 | 0 | 0
PG&E NGBA | Cloverdale | 115 | Cloverdale_115_kV | 0 | 0 | 0 | 0 | 0 | 0 | 0 | 0
PG&E FRESNO | Clovis | 115 | Clovis_115_kV | 0 | 0 | 0 | 0 | 0 | 0 | 0 | 0
PG&E GBA | Coburn | 230 | Coburn_230_kV | 0 | 0 | 0 | 0 | 0 | 0 | 0 | 0
PG&E GBA | Coburn | 60 | Coburn_60_kV | 0 | 0 | 0 | 0 | 0 | 0 | 0 | 0
PG&E NGBA | Colgate | 230 | Colgate_230_kV | 0 | 0 | 0 | 0 | 0 | 0 | 0 | 0
PG&E GBA | Collierville | 230 | Collierville_230_kV | 0 | 0 | 0 | 0 | 0 | 0 | 0 | 0
PG&E GBA | Collinsville | 230 | Collinsville_230_kV | 0 | 0 | 0 | 0 | 0 | 0 | 0 | 0
PG&E GBA | Collinsville | 500 | Collinsville_500_kV | 0 | 0 | 0 | 0 | 0 | 0 | 0 | 0
SCE Eastern | Colorado River | 230 | Colorado River_230_kV | 0 | 0 | 0 | 0 | 482.25 | 0 | 39 | 521.25
SCE Eastern | Colorado River | 500 | Colorado River_500_kV | 0 | 0 | 0 | 0 | 0 | 0 | 0 | 0
PG&E KERN | Columbus | 115 | Columbus_115_kV | 0 | 0 | 0 | 0 | 0 | 0 | 0 | 0
PG&E GBA | Contra Costa | 115 | Contra Costa_115_kV | 0 | 0 | 0 | 0 | 0 | 0 | 0 | 0
PG&E GBA | Contra Costa | 230 | Contra Costa_230_kV | 0 | 0 | 0 | 0 | 0 | 0 | 0 | 0
PG&E GBA | Contra Costa PP | 230 | Contra Costa PP_230_kV | 0 | 0 | 0 | 0 | 0 | 0 | 0 | 0
SCE NOL | Control | 115 | Control_115_kV | 0 | 15 | 0 | 0 | 0 | 0 | 0 | 0
SCE NOL | Control | 55 | Control_55_kV | 0 | 0 | 0 | 0 | 0 | 0 | 0 | 0
PG&E GBA | Cooley Landing | 115 | Cooley Landing_115_kV | 0 | 0 | 0 | 0 | 0 | 0 | 0 | 0
PG&E GBA | Cooley Landing | 60 | Cooley Landing_60_kV | 0 | 0 | 0 | 0 | 65 | 0 | 0 | 65
SCE NOL | Coolwater | 230 | Coolwater_230_kV | 0 | 0 | 0 | 0 | 0 | 0 | 0 | 0
SCE NOL | Coolwater | 115 | Coolwater_115_kV | 0 | 0 | 0 | 0 | 113.5 | 0 | 0 | 113.5
PG&E KERN | Copus | 70 | Copus_70_kV | 0 | 0 | 0 | 0 | 0 | 0 | 0 | 0
PG&E FRESNO | Corcoran | 70 | Corcoran_70_kV | 0 | 0 | 0 | 0 | 0 | 0 | 0 | 0
PG&E FRESNO | Corcoran | 115 | Corcoran_115_kV | 0 | 0 | 0 | 0 | 10 | 0 | 0 | 10
PG&E NGBA | Corona | 115 | Corona_115_kV | 0 | 0 | 0 | 0 | 0 | 0 | 0 | 0
PG&E NGBA | Cortina | 230 | Cortina_230_kV | 0 | 0 | 0 | 0 | 0 | 0 | 0 | 0
PG&E NGBA | Cortina | 115 | Cortina_115_kV | 0 | 0 | 0 | 0 | 161 | 0 | 0 | 161
PG&E GBA | Cottle | 230 | Cottle_230_kV | 0 | 0 | 0 | 0 | 54 | 0 | 0 | 54
PG&E NGBA | Cottonwood | 115 | Cottonwood_115_kV | 0 | 0 | 0 | 0 | 0 | 0 | 0 | 0
PG&E NGBA | Cottonwood | 230 | Cottonwood_230_kV | 0 | 0 | 0 | 0 | 0 | 0 | 0 | 0
PG&E NGBA | Cottonwood | 60 | Cottonwood_60_kV | 0 | 0 | 0 | 0 | 0 | 0 | 0 | 0
PG&E NGBA | Cove Road | 230 | Cove Road_230_kV | 0 | 0 | 0 | 0 | 0 | 0 | 0 | 0
PG&E GBA | Coyote | 230 | Coyote_230_kV | 0 | 0 | 0 | 0 | 0 | 0 | 0 | 0
PG&E GBA | Crazy Horse Canyon | 115 | Crazy Horse Canyon_115_kV | 0 | 0 | 0 | 0 | 110 | 0 | 0 | 110
SDGE | Creelman | 69 | Creelman_69_kV | 0 | 0 | 0 | 0 | 8 | 0 | 0 | 8
PG&E FRESNO | Crescent | 70 | Crescent_70_kV | 0 | 0 | 0 | 0 | 70 | 0 | 0 | 70
PG&E FRESNO | Cressey | 115 | Cressey_115_kV | 0 | 0 | 0 | 0 | 0 | 0 | 0 | 0
PG&E NGBA | Cresta | 230 | Cresta_230_kV | 0 | 0 | 0 | 0 | 0 | 0 | 0 | 0
SDGE | Crestwood | 69 | Crestwood_69_kV | 0 | 0 | 0 | 0 | 0 | 0 | 0 | 0
PG&E GBA | Crow Creek | 60 | Crow Creek_60_kV | 0 | 0 | 0 | 0 | 12.6 | 0 | 0 | 12.6
PG&E GBA | Crows Landing | 60 | Crows Landing_60_kV | 0 | 0 | 0 | 0 | 0 | 0 | 0 | 0
PG&E GBA | Curtis | 115 | Curtis_115_kV | 0 | 0 | 0 | 0 | 0 | 0 | 0 | 0
PG&E FRESNO | Dairyland | 115 | Dairyland_115_kV | 0 | 0 | 0 | 0 | 0 | 0 | 0 | 0
PG&E NGBA | Davis | 115 | Davis_115_kV | 0 | 0 | 0 | 0 | 0 | 0 | 0 | 0
SCE Metro | Del Amo | 500 | Del Amo_500_kV | 0 | 0 | 0 | 0 | 0 | 0 | 0 | 0
SCE Metro | Del Amo | 230 | Del Amo_230_kV | 0 | 0 | 0 | 0 | 0 | 0 | 0 | 0
SCE Eastern | Delaney | 500 | Delaney_500_kV | 0 | 0 | 0 | 0 | 2294.9343 | 0 | 10.0872 | 2305.0215
PG&E NGBA | Delevan | 230 | Delevan_230_kV | 0 | 0 | 0 | 0 | 0 | 0 | 0 | 0
PG&E GBA | Delta PP | 230 | Delta PP_230_kV | 0 | 0 | 0 | 0 | 0 | 42.125 | 0 | 42.125
SCE EOP | Desert View | 230 | Desert View_230_kV | 0 | 0 | 0 | 0 | 0 | 0 | 0 | 0
SCE Eastern | Devers | 230 | Devers_230_kV | 0 | 0 | 0 | 0 | 736.1627 | 0 | 0 | 736.1627
SCE Eastern | Devers | 500 | Devers_500_kV | 0 | 0 | 0 | 0 | 0 | 0 | 0 | 0
PG&E KERN | Diablo Canyon | 230 | Diablo Canyon_230_kV | 0 | 0 | 0 | 0 | 0 | 0 | 0 | 0
PG&E KERN | Diablo Canyon | 500 | Diablo Canyon_500_kV | 0 | 0 | 0 | 0 | 0 | 514.47 | 0 | 514.47
PG&E KERN | Divide | 115 | Divide_115_kV | 0 | 0 | 0 | 0 | 0 | 0 | 0 | 0
PG&E GBA | Dixon Landing | 115 | Dixon Landing_115_kV | 0 | 0 | 0 | 0 | 0 | 0 | 0 | 0
PG&E FRESNO | Dos Amigos | 230 | Dos Amigos_230_kV | 0 | 0 | 0 | 0 | 0 | 0 | 0 | 0
PG&E NGBA | Drum | 115 | Drum_115_kV | 0 | 0 | 0 | 0 | 0 | 0 | 0 | 0
PG&E GBA | Dumbarton | 115 | Dumbarton_115_kV | 0 | 0 | 0 | 0 | 0 | 0 | 0 | 0
SCE NOL | Dunn Siding | 115 | Dunn Siding_115_kV | 0 | 0 | 0 | 0 | 0 | 0 | 0 | 0
SCE Eastern | Eagle Mountain | 230 | Eagle Mountain_230_kV | 0 | 0 | 0 | 0 | 0 | 0 | 0 | 0
PG&E NGBA | Eagle Rock (PGE) | 60 | Eagle Rock (PGE)_60_kV | 0 | 0 | 0 | 0 | 0 | 0 | 0 | 0
PG&E NGBA | Eagle Rock (PGE) | 115 | Eagle Rock (PGE)_115_kV | 0 | 0 | 0 | 0 | 0 | 0 | 0 | 0
SCE Metro | Eagle Rock (SCE) | 230 | Eagle Rock (SCE)_230_kV | 0 | 0 | 0 | 0 | 0 | 0 | 0 | 0
PG&E NGBA | East Marysville | 115 | East Marysville_115_kV | 0 | 0 | 0 | 0 | 0 | 0 | 0 | 0
PG&E NGBA | East Nicolaus | 115 | East Nicolaus_115_kV | 0 | 0 | 0 | 0 | 0 | 0 | 0 | 0
PG&E NGBA | East Nicolaus | 60 | East Nicolaus_60_kV | 0 | 0 | 0 | 0 | 0 | 0 | 0 | 0
PG&E GBA | Eastshore | 115 | Eastshore_115_kV | 0 | 0 | 0 | 0 | 0 | 0 | 0 | 0
PG&E GBA | Eastshore | 230 | Eastshore_230_kV | 0 | 0 | 0 | 0 | 0 | 0 | 0 | 0
SDGE | ECO | 138 | ECO_138_kV | 0 | 0 | 0 | 0 | 0 | 0 | 0 | 0
SDGE | ECO | 230 | ECO_230_kV | 0 | 0 | 0 | 0 | 0 | 105 | 0 | 105
SDGE | ECO | 500 | ECO_500_kV | 0 | 0 | 0 | 0 | 0 | 0 | 0 | 0
PG&E GBA | Edenvale | 115 | Edenvale_115_kV | 0 | 0 | 0 | 0 | 0 | 0 | 0 | 0
PG&E GBA | Edes | 115 | Edes_115_kV | 0 | 0 | 0 | 0 | 0 | 0 | 0 | 0
PG&E GBA | Eight Mile | 230 | Eight Mile_230_kV | 0 | 0 | 0 | 0 | 0 | 0 | 0 | 0
SDGE | El Cajon | 69 | El Cajon_69_kV | 0 | 0 | 0 | 0 | 100 | 0 | 0 | 100
SCE Eastern | El Casco | 230 | El Casco_230_kV | 0 | 0 | 0 | 0 | 0 | 0 | 0 | 0
PG&E GBA | El Cerrito G | 115 | El Cerrito G_115_kV | 0 | 0 | 0 | 0 | 0 | 0 | 0 | 0
PG&E NGBA | El Dorado PH | 115 | El Dorado PH_115_kV | 0 | 0 | 0 | 0 | 0 | 0 | 0 | 0
PG&E FRESNO | El Nido (PGE) | 115 | El Nido (PGE)_115_kV | 0 | 0 | 0 | 0 | 0 | 0 | 0 | 0
SCE Metro | El Nido (SCE) | 230 | El Nido (SCE)_230_kV | 0 | 0 | 0 | 0 | 0 | 0 | 0 | 0
PG&E GBA | El Patio | 115 | El Patio_115_kV | 0 | 0 | 0 | 0 | 0 | 0 | 0 | 0
SCE Metro | El Segundo | 230 | El Segundo_230_kV | 0 | 0 | 0 | 0 | 0 | 0 | 0 | 0
SCE EOP | Eldorado | 230 | Eldorado_230_kV | 0 | 0 | 0 | 0 | 529 | 0 | 0 | 529
SCE EOP | Eldorado | 500 | Eldorado_500_kV | 0 | 0 | 0 | 0 | 0 | 0 | 0 | 0
SCE Northern | Elizabeth Lake | 66 | Elizabeth Lake_66_kV | 0 | 0 | 0 | 0 | 0 | 0 | 0 | 0
PG&E KERN | Elk Hills | 230 | Elk Hills_230_kV | 0 | 0 | 0 | 0 | 0 | 0 | 0 | 0
SDGE | Elliot | 69 | Elliot_69_kV | 0 | 0 | 0 | 0 | 0 | 0 | 0 | 0
SCE Metro | Ellis | 230 | Ellis_230_kV | 0 | 0 | 0 | 0 | 0 | 0 | 0 | 0
SDGE | Encina | 138 | Encina_138_kV | 0 | 0 | 0 | 0 | 0 | 0 | 0 | 0
SDGE | Encina | 230 | Encina_230_kV | 0 | 0 | 0 | 0 | 0 | 0 | 0 | 0
SDGE | Escondido | 230 | Escondido_230_kV | 0 | 0 | 0 | 0 | 320 | 0 | 0 | 320
SDGE | Escondido | 69 | Escondido_69_kV | 0 | 0 | 0 | 0 | 21.9115 | 0 | 0 | 21.9115
PG&E KERN | Estrella | 230 | Estrella_230_kV | 0 | 0 | 0 | 0 | 0 | 0 | 0 | 0
SCE Eastern | Etiwanda | 230 | Etiwanda_230_kV | 0 | 0 | 0 | 0 | 615 | 0 | 0 | 615
PG&E GBA | Evergreen | 115 | Evergreen_115_kV | 0 | 0 | 0 | 0 | 0 | 0 | 0 | 0
PG&E GBA | Evergreen | 60 | Evergreen_60_kV | 0 | 0 | 0 | 0 | 0 | 0 | 0 | 0
PG&E FRESNO | Excelsior | 115 | Excelsior_115_kV | 0 | 0 | 0 | 0 | 97.5 | 0 | 0 | 97.5
PG&E FRESNO | Exchequer | 115 | Exchequer_115_kV | 0 | 0 | 0 | 0 | 0 | 0 | 0 | 0
PG&E KERN | Fairway | 115 | Fairway_115_kV | 0 | 0 | 0 | 0 | 10 | 0 | 0 | 10
PG&E KERN | Famoso | 115 | Famoso_115_kV | 0 | 0 | 0 | 0 | 0 | 0 | 0 | 0
PG&E NGBA | Fern Road | 500 | Fern Road_500_kV | 0 | 0 | 0 | 0 | 0 | 0 | 0 | 0
PG&E GBA | Fibreboard (SPI Sonora) | 115 | Fibreboard (SPI Sonora)_115_kV | 0 | 0 | 0 | 0 | 0 | 0 | 0 | 0
PG&E FRESNO | Figarden | 230 | Figarden_230_kV | 0 | 0 | 0 | 0 | 0 | 0 | 0 | 0
PG&E FRESNO | Fink | 230 | Fink_230_kV | 0 | 0 | 0 | 0 | 107.9564 | 0 | 0 | 107.9564
PG&E NGBA | Fitch Mountain | 60 | Fitch Mountain_60_kV | 0 | 0 | 0 | 0 | 0 | 0 | 0 | 0
PG&E GBA | FMC | 115 | FMC_115_kV | 0 | 0 | 0 | 0 | 0 | 0 | 0 | 0
PG&E GBA | Fremont | 115 | Fremont_115_kV | 0 | 0 | 0 | 0 | 0 | 0 | 0 | 0
PG&E GBA | French Camp | 60 | French Camp_60_kV | 0 | 0 | 0 | 0 | 0 | 0 | 0 | 0
PG&E GBA | Frogtown | 115 | Frogtown_115_kV | 0 | 0 | 0 | 0 | 0 | 0 | 0 | 0
PG&E NGBA | Fulton | 115 | Fulton_115_kV | 0 | 0 | 0 | 0 | 0 | 0 | 0 | 0
PG&E NGBA | Fulton | 230 | Fulton_230_kV | 0 | 0 | 0 | 0 | 25 | 0 | 0 | 25
PG&E NGBA | Fulton | 60 | Fulton_60_kV | 0 | 0 | 0 | 0 | 0 | 0 | 0 | 0
PG&E KERN | Ganso | 115 | Ganso_115_kV | 0 | 0 | 0 | 0 | 0 | 0 | 0 | 0
PG&E FRESNO | Gates | 230 | Gates_230_kV | 0 | 0 | 0 | 0 | 1055.626 | 0 | 43.936 | 1099.562
PG&E FRESNO | Gates | 500 | Gates_500_kV | 0 | 0 | 0 | 0 | 800.11 | 0 | 0 | 800.11
PG&E NGBA | Geysers 12 | 230 | Geysers 12_230_kV | 0 | 0 | 0 | 0 | 13 | 0 | 0 | 13
PG&E NGBA | Geysers 17 | 230 | Geysers 17_230_kV | 0 | 0 | 0 | 0 | 0 | 0 | 0 | 0
PG&E NGBA | Geysers 3 | 115 | Geysers 3_115_kV | 0 | 53 | 0 | 0 | 0 | 0 | 0 | 0
PG&E NGBA | Glenn | 230 | Glenn_230_kV | 0 | 0 | 0 | 0 | 0 | 0 | 0 | 0
PG&E NGBA | Glenn | 60 | Glenn_60_kV | 0 | 0 | 0 | 0 | 0 | 0 | 0 | 0
PG&E NGBA | Gold Hill | 115 | Gold Hill_115_kV | 0 | 0 | 0 | 0 | 49.9 | 0 | 0 | 49.9
PG&E NGBA | Gold Hill | 230 | Gold Hill_230_kV | 0 | 0 | 0 | 0 | 0 | 0 | 0 | 0
SCE Northern | Goleta | 230 | Goleta_230_kV | 0 | 0 | 0 | 0 | 0 | 0 | 0 | 0
SCE Metro | Goodrich | 230 | Goodrich_230_kV | 0 | 0 | 0 | 0 | 0 | 0 | 0 | 0
PG&E KERN | Goose Lake | 115 | Goose Lake_115_kV | 0 | 0 | 0 | 0 | 0 | 0 | 0 | 0
SCE Metro | Gould | 230 | Gould_230_kV | 0 | 0 | 0 | 0 | 0 | 0 | 0 | 0
PG&E NGBA | Grand Island | 115 | Grand Island_115_kV | 0 | 0 | 0 | 0 | 0 | 0 | 0 | 0
SDGE | Granite | 69 | Granite_69_kV | 0 | 0 | 0 | 0 | 0 | 0 | 0 | 0
PG&E GBA | Grant | 115 | Grant_115_kV | 0 | 0 | 0 | 0 | 0 | 0 | 0 | 0
PG&E GBA | Green Valley | 115 | Green Valley_115_kV | 0 | 0 | 0 | 0 | 200 | 0 | 0 | 200
PG&E NGBA | Greenleaf 1 | 115 | Greenleaf 1_115_kV | 0 | 0 | 0 | 0 | 0 | 0 | 0 | 0
PG&E FRESNO | Gregg | 230 | Gregg_230_kV | 0 | 0 | 0 | 0 | 0 | 0 | 0 | 0
PG&E FRESNO | Grimmway-Malaga | 115 | Grimmway-Malaga_115_kV | 0 | 0 | 0 | 0 | 0 | 0 | 0 | 0
PG&E NGBA | Grizzly | 230 | Grizzly_230_kV | 0 | 0 | 0 | 0 | 0 | 0 | 0 | 0
PG&E FRESNO | Guernsey | 70 | Guernsey_70_kV | 0 | 0 | 0 | 0 | 0 | 0 | 0 | 0
PG&E FRESNO | GWF Hanford | 115 | GWF Hanford_115_kV | 0 | 0 | 0 | 0 | 0 | 0 | 0 | 0
PG&E FRESNO | Haas | 230 | Haas_230_kV | 0 | 0 | 0 | 0 | 0 | 0 | 0 | 0
PG&E FRESNO | Hammonds | 115 | Hammonds_115_kV | 0 | 0 | 0 | 0 | 0 | 0 | 0 | 0
SCE Metro | HarborGen | 230 | HarborGen_230_kV | 0 | 0 | 0 | 0 | 0 | 0 | 0 | 0
PG&E NGBA | Harris | 60 | Harris_60_kV | 0 | 0 | 0 | 0 | 0 | 0 | 0 | 0
SCE EOP | Harry Allen | 500 | Harry Allen_500_kV | 0 | 0 | 0 | 0 | 0 | 0 | 0 | 0
PG&E NGBA | Hartley | 60 | Hartley_60_kV | 0 | 0 | 0 | 0 | 0 | 0 | 0 | 0
SCE NOL | Harvard | 115 | Harvard_115_kV | 0 | 0 | 0 | 0 | 0 | 0 | 0 | 0
SDGE | Hassayampa | 500 | Hassayampa_500_kV | 0 | 0 | 0 | 0 | 10 | 0 | 3.15 | 13.15
PG&E FRESNO | Helm | 230 | Helm_230_kV | 0 | 0 | 0 | 0 | 0 | 0 | 0 | 0
PG&E FRESNO | Helm | 70 | Helm_70_kV | 73.27 | 0 | 0 | 0 | 3.3569e-06 | 0 | 0 | 3.3569e-06
PG&E FRESNO | Henrietta | 115 | Henrietta_115_kV | 0 | 0 | 0 | 0 | 0 | 0 | 0 | 0
PG&E FRESNO | Henrietta | 230 | Henrietta_230_kV | 0 | 0 | 0 | 0 | 0 | 0 | 0 | 0
PG&E FRESNO | Henrietta | 70 | Henrietta_70_kV | 0 | 0 | 0 | 0 | 73.8 | 0 | 18.45 | 92.25
PG&E FRESNO | Herndon | 115 | Herndon_115_kV | 0 | 0 | 0 | 0 | 0 | 0 | 0 | 0
PG&E FRESNO | Herndon | 230 | Herndon_230_kV | 0 | 0 | 0 | 0 | 0 | 0 | 0 | 0
PG&E GBA | Hicks | 230 | Hicks_230_kV | 0 | 0 | 0 | 0 | 0 | 0 | 0 | 0
PG&E NGBA | Higgins | 115 | Higgins_115_kV | 0 | 0 | 0 | 0 | 0 | 0 | 0 | 0
PG&E NGBA | Hilltop | 345 | Hilltop_345_kV | 0 | 0 | 0 | 0 | 0 | 0 | 0 | 0
SCE Metro | Hinson | 230 | Hinson_230_kV | 0 | 0 | 0 | 0 | 200 | 0 | 0 | 200
PG&E GBA | Hollister | 115 | Hollister_115_kV | 0 | 0 | 0 | 0 | 0 | 0 | 0 | 0
PG&E NGBA | Homestake | 115 | Homestake_115_kV | 0 | 0 | 0 | 0 | 0 | 0 | 0 | 0
PG&E NGBA | Honcut | 115 | Honcut_115_kV | 0 | 0 | 0 | 0 | 0 | 0 | 0 | 0
SDGE | Hoodoo Wash | 500 | Hoodoo Wash_500_kV | 0 | 0 | 0 | 0 | 517.05 | 0 | 14.25 | 531.3
PG&E NGBA | Hopland | 115 | Hopland_115_kV | 0 | 0 | 0 | 0 | 0 | 0 | 0 | 0
PG&E NGBA | Hopland | 60 | Hopland_60_kV | 0 | 0 | 0 | 0 | 0 | 0 | 0 | 0
PG&E NGBA | Humboldt | 115 | Humboldt_115_kV | 0 | 0 | 0 | 0 | 0 | 0 | 0 | 0
PG&E NGBA | Humboldt | 60 | Humboldt_60_kV | 0 | 0 | 0 | 0 | 0 | 0 | 0 | 0
PG&E NGBA | Humboldt | 500 | Humboldt_500_kV | 0 | 0 | 0 | 0 | 0 | 0 | 0 | 0
SCE Metro | Huntington Beach | 230 | Huntington Beach_230_kV | 0 | 0 | 0 | 0 | 0 | 0 | 0 | 0
PG&E NGBA | Ignacio | 115 | Ignacio_115_kV | 0 | 0 | 0 | 0 | 0 | 0 | 0 | 0
PG&E NGBA | Ignacio | 230 | Ignacio_230_kV | 0 | 0 | 0 | 0 | 0 | 0 | 0 | 0
PG&E NGBA | Ignacio | 60 | Ignacio_60_kV | 0 | 0 | 0 | 0 | 0 | 0 | 0 | 0
SDGE | Imperial Beach | 69 | Imperial Beach_69_kV | 0 | 0 | 0 | 0 | 0 | 0 | 0 | 0
SDGE | Imperial Valley | 230 | Imperial Valley_230_kV | 0 | 0 | 0 | 0 | 250.1696 | 0 | 0 | 250.1696
SDGE | Imperial Valley | 500 | Imperial Valley_500_kV | 0 | 0 | 0 | 0 | 0 | 0 | 0 | 0
SCE EOP | Innovation | 138 | Innovation_138_kV | 0 | 0 | 0 | 0 | 0 | 0 | 0 | 0
SCE EOP | Innovation | 230 | Innovation_230_kV | 0 | 0 | 0 | 0 | 571.13 | 0 | 0 | 571.13
SCE NOL | Inyokern | 115 | Inyokern_115_kV | 0 | 0 | 0 | 0 | 0 | 0 | 0 | 0
SCE EOP | IS Tap | 138 | IS Tap_138_kV | 0 | 0 | 0 | 0 | 0 | 0 | 0 | 0
SCE EOP | Ivanpah | 115 | Ivanpah_115_kV | 0 | 0 | 0 | 0 | 0 | 0 | 0 | 0
SCE EOP | Ivanpah | 230 | Ivanpah_230_kV | 0 | 0 | 0 | 0 | 0 | 0 | 0 | 0
SCE EOP | Jackass (DOE) | 138 | Jackass (DOE)_138_kV | 0 | 0 | 0 | 0 | 0 | 0 | 0 | 0
PG&E NGBA | James B Black | 230 | James B Black_230_kV | 0 | 0 | 0 | 0 | 0 | 0 | 0 | 0
PG&E GBA | Jefferson | 230 | Jefferson_230_kV | 0 | 0 | 0 | 0 | 0 | 0 | 0 | 0
PG&E NGBA | Jessup | 115 | Jessup_115_kV | 0 | 0 | 0 | 0 | 0 | 0 | 0 | 0
SCE Metro | Johanna | 230 | Johanna_230_kV | 0 | 0 | 0 | 0 | 100 | 0 | 0 | 100
SCE Eastern | Julian Hinds | 230 | Julian Hinds_230_kV | 0 | 0 | 0 | 0 | 0 | 0 | 0 | 0
PG&E GBA | Kasson | 115 | Kasson_115_kV | 0 | 0 | 0 | 0 | 0 | 0 | 0 | 0
PG&E GBA | Kasson | 60 | Kasson_60_kV | 0 | 0 | 0 | 0 | 0 | 0 | 0 | 0
PG&E FRESNO | Kearney | 230 | Kearney_230_kV | 0 | 0 | 0 | 0 | 0 | 0 | 0 | 0
PG&E FRESNO | Kearney | 70 | Kearney_70_kV | 0 | 0 | 0 | 0 | 0 | 0 | 0 | 0
PG&E GBA | Kelso | 230 | Kelso_230_kV | 0 | 0 | 0 | 0 | 90.7 | 0 | 0 | 90.7
PG&E FRESNO | Kerchoff 1 | 115 | Kerchoff 1_115_kV | 0 | 0 | 0 | 0 | 0 | 0 | 0 | 0
PG&E KERN | Kern Oil | 115 | Kern Oil_115_kV | 0 | 0 | 0 | 0 | 0 | 0 | 0 | 0
PG&E KERN | Kern PP | 115 | Kern PP_115_kV | 0 | 0 | 0 | 0 | 0 | 0 | 0 | 0
PG&E KERN | Kern PP | 230 | Kern PP_230_kV | 0 | 0 | 0 | 0 | 110 | 0 | 0 | 110
PG&E KERN | Kern PP | 70 | Kern PP_70_kV | 0 | 0 | 0 | 0 | 0 | 0 | 0 | 0
PG&E KERN | Kernridge | 115 | Kernridge_115_kV | 0 | 0 | 0 | 0 | 0 | 0 | 0 | 0
PG&E FRESNO | Kingsburg | 115 | Kingsburg_115_kV | 0 | 0 | 0 | 0 | 0 | 0 | 0 | 0
PG&E GBA | Kirker | 115 | Kirker_115_kV | 0 | 0 | 0 | 0 | 0 | 0 | 0 | 0
PG&E NGBA | Knights Landing | 115 | Knights Landing_115_kV | 0 | 0 | 0 | 0 | 0 | 0 | 0 | 0
PG&E NGBA | Konocti | 60 | Konocti_60_kV | 0 | 0 | 0 | 0 | 0 | 0 | 0 | 0
SCE NOL | Kramer | 115 | Kramer_115_kV | 0 | 0 | 0 | 0 | 0 | 0 | 0 | 0
SCE NOL | Kramer | 230 | Kramer_230_kV | 0 | 0 | 0 | 0 | 848.7 | 0 | 54.4544 | 903.1544
SCE Metro | La Cienega | 230 | La Cienega_230_kV | 0 | 0 | 0 | 0 | 0 | 0 | 0 | 0
SCE Metro | La Fresa | 230 | La Fresa_230_kV | 0 | 0 | 0 | 0 | 0 | 0 | 0 | 0
SCE Metro | Laguna Bell | 230 | Laguna Bell_230_kV | 0 | 0 | 0 | 0 | 750 | 0 | 0 | 750
PG&E KERN | Lakeview | 70 | Lakeview_70_kV | 0 | 0 | 0 | 0 | 64.4 | 0 | 0 | 64.4
PG&E NGBA | Lakeville | 230 | Lakeville_230_kV | 0 | 0 | 0 | 0 | 0 | 0 | 0 | 0
PG&E NGBA | Lakeville | 60 | Lakeville_60_kV | 0 | 0 | 0 | 0 | 0 | 0 | 0 | 0
PG&E NGBA | Lakeville | 115 | Lakeville_115_kV | 0 | 0 | 0 | 0 | 0 | 0 | 0 | 0
PG&E GBA | Lakewood | 115 | Lakewood_115_kV | 0 | 0 | 0 | 0 | 0 | 0 | 0 | 0
PG&E NGBA | Lambie | 230 | Lambie_230_kV | 0 | 0 | 0 | 0 | 0 | 0 | 0 | 0
PG&E GBA | Lammers | 115 | Lammers_115_kV | 0 | 0 | 0 | 0 | 0 | 0 | 0 | 0
PG&E KERN | Lamont | 115 | Lamont_115_kV | 0 | 0 | 0 | 0 | 0 | 0 | 11.745 | 11.745
PG&E FRESNO | Las Aguilas | 230 | Las Aguilas_230_kV | 0 | 0 | 0 | 0 | 0 | 0 | 0 | 0
SCE EOP | Lathrop | 138 | Lathrop_138_kV | 0 | 0 | 0 | 0 | 0 | 0 | 0 | 0
SCE EOP | Lathrop | 230 | Lathrop_230_kV | 0 | 0 | 0 | 0 | 0 | 0 | 0 | 0
PG&E FRESNO | Le Grand | 115 | Le Grand_115_kV | 0 | 0 | 0 | 0 | 0 | 0 | 0 | 0
PG&E FRESNO | Lemoore | 70 | Lemoore_70_kV | 0 | 0 | 0 | 0 | 0 | 0 | 0 | 0
PG&E KERN | Lerdo | 115 | Lerdo_115_kV | 0 | 0 | 0 | 0 | 0 | 0 | 0 | 0
SCE Metro | Lewis | 230 | Lewis_230_kV | 0 | 0 | 0 | 0 | 0 | 0 | 0 | 0
SCE Metro | Lighthipe | 230 | Lighthipe_230_kV | 0 | 0 | 0 | 0 | 0 | 0 | 0 | 0
SDGE | Lilac | 69 | Lilac_69_kV | 0 | 0 | 0 | 0 | 0 | 0 | 0 | 0
PG&E NGBA | Lincoln | 115 | Lincoln_115_kV | 0 | 0 | 0 | 0 | 0 | 0 | 0 | 0
PG&E KERN | Live Oak | 115 | Live Oak_115_kV | 0 | 0 | 0 | 0 | 0 | 0 | 0 | 0
PG&E GBA | Llagas | 115 | Llagas_115_kV | 0 | 0 | 0 | 0 | 120 | 0 | 0 | 120
PG&E GBA | Lockeford | 115 | Lockeford_115_kV | 0 | 0 | 0 | 0 | 0 | 0 | 0 | 0
PG&E GBA | Lockeford | 230 | Lockeford_230_kV | 0 | 0 | 0 | 0 | 0 | 0 | 0 | 0
PG&E GBA | Lockeford | 60 | Lockeford_60_kV | 0 | 0 | 0 | 0 | 0 | 0 | 0 | 0
PG&E GBA | Lodi | 230 | Lodi_230_kV | 0 | 0 | 0 | 0 | 0 | 0 | 0 | 0
PG&E NGBA | Logan Creek | 230 | Logan Creek_230_kV | 0 | 0 | 0 | 0 | 0 | 0 | 0 | 0
PG&E GBA | Lone Tree | 230 | Lone Tree_230_kV | 0 | 0 | 0 | 0 | 0 | 0 | 0 | 0
PG&E FRESNO | Los Banos | 230 | Los Banos_230_kV | 0 | 0 | 0 | 0 | 539.225 | 56.825 | 0 | 596.05
PG&E FRESNO | Los Banos | 500 | Los Banos_500_kV | 0 | 0 | 0 | 0 | 1150 | 0 | 0 | 1150
SDGE | Los Coches | 138 | Los Coches_138_kV | 0 | 0 | 0 | 0 | 0 | 0 | 0 | 0
SDGE | Los Coches | 69 | Los Coches_69_kV | 0 | 0 | 0 | 0 | 0 | 0 | 0 | 0
PG&E GBA | Los Esteros | 115 | Los Esteros_115_kV | 120 | 0 | 0 | 0 | 3 | 0 | 0 | 3
PG&E GBA | Los Esteros | 230 | Los Esteros_230_kV | 0 | 0 | 0 | 0 | 200 | 0 | 0 | 200
PG&E GBA | Los Positas | 230 | Los Positas_230_kV | 0 | 0 | 0 | 0 | 0 | 0 | 0 | 0
PG&E GBA | Los Positas | 60 | Los Positas_60_kV | 0 | 0 | 0 | 0 | 0 | 0 | 0 | 0
SDGE | Loveland | 69 | Loveland_69_kV | 0 | 0 | 0 | 0 | 0 | 0 | 0 | 0
SCE NOL | Lugo | 230 | Lugo_230_kV | 0 | 0 | 0 | 0 | 0 | 0 | 0 | 0
SCE Metro | Lugo | 500 | Lugo_500_kV | 0 | 0 | 0 | 0 | 500 | 0 | 0 | 500
PG&E FRESNO | Madera | 70 | Madera_70_kV | 0 | 0 | 0 | 0 | 0 | 0 | 0 | 0
PG&E NGBA | Madison | 115 | Madison_115_kV | 0 | 0 | 0 | 0 | 0 | 0 | 0 | 0
PG&E KERN | Magunden | 115 | Magunden_115_kV | 0 | 0 | 0 | 0 | 0 | 0 | 0 | 0
SCE Northern | Magunden | 230 | Magunden_230_kV | 0 | 0 | 0 | 0 | 0 | 0 | 0 | 0
PG&E FRESNO | Malaga | 115 | Malaga_115_kV | 0 | 0 | 0 | 0 | 0 | 0 | 0 | 0
PG&E NGBA | Malin | 500 | Malin_500_kV | 0 | 0 | 0 | 0 | 0 | 0 | 0 | 0
SCE Northern | Mandalay | 230 | Mandalay_230_kV | 0 | 0 | 0 | 0 | 400 | 0 | 0 | 400
PG&E FRESNO | Manning | 230 | Manning_230_kV | 0 | 0 | 0 | 0 | 0 | 0 | 0 | 0
PG&E FRESNO | Manning | 500 | Manning_500_kV | 0 | 0 | 0 | 0 | 1150 | 0 | 0 | 1150
PG&E GBA | Manteca | 115 | Manteca_115_kV | 0 | 0 | 0 | 0 | 0 | 0 | 0 | 0
SDGE | Margarita | 138 | Margarita_138_kV | 0 | 0 | 0 | 0 | 0 | 0 | 0 | 0
PG&E GBA | Martin | 230 | Martin_230_kV | 0 | 0 | 0 | 0 | 0 | 0 | 0 | 0
PG&E GBA | Martin | 115 | Martin_115_kV | 0 | 0 | 0 | 0 | 500 | 0 | 0 | 500
PG&E GBA | Martinez | 115 | Martinez_115_kV | 0 | 0 | 0 | 0 | 0 | 0 | 0 | 0
PG&E FRESNO | Mc Mullin | 230 | Mc Mullin_230_kV | 0 | 0 | 0 | 0 | 0 | 0 | 0 | 0
PG&E FRESNO | McCall | 115 | McCall_115_kV | 0 | 0 | 0 | 0 | 0 | 0 | 0 | 0
PG&E FRESNO | McCall | 230 | McCall_230_kV | 0 | 0 | 0 | 0 | 0 | 0 | 0 | 0
PG&E GBA | Meadow Lane | 115 | Meadow Lane_115_kV | 0 | 0 | 0 | 0 | 0 | 0 | 0 | 0
PG&E GBA | Melones | 115 | Melones_115_kV | 0 | 0 | 0 | 0 | 0 | 0 | 0 | 0
PG&E GBA | Melones | 230 | Melones_230_kV | 0 | 0 | 0 | 0 | 0 | 0 | 0 | 0
SDGE | Melrose | 69 | Melrose_69_kV | 0 | 0 | 0 | 0 | 0 | 0 | 0 | 0
PG&E NGBA | Mendocino | 115 | Mendocino_115_kV | 0 | 0 | 0 | 0 | 0 | 0 | 0 | 0
PG&E NGBA | Mendocino | 60 | Mendocino_60_kV | 0 | 0 | 0 | 0 | 0 | 0 | 0 | 0
PG&E FRESNO | Mendota | 115 | Mendota_115_kV | 0 | 0 | 0 | 0 | 160 | 0 | 0 | 160
PG&E GBA | Menlo | 60 | Menlo_60_kV | 0 | 0 | 0 | 0 | 0 | 0 | 0 | 0
PG&E FRESNO | Merced | 115 | Merced_115_kV | 0 | 0 | 0 | 0 | 0 | 0 | 0 | 0
SCE EOP | Mercury | 138 | Mercury_138_kV | 0 | 0 | 0 | 0 | 0 | 0 | 0 | 0
PG&E FRESNO | Mercy Springs | 70 | Mercy Springs_70_kV | 0 | 0 | 0 | 0 | 75 | 0 | 0 | 75
PG&E NGBA | Meridian | 60 | Meridian_60_kV | 0 | 0 | 0 | 0 | 0 | 0 | 0 | 0
PG&E KERN | Mesa (PGE) | 115 | Mesa (PGE)_115_kV | 0 | 0 | 0 | 0 | 0 | 0 | 0 | 0
PG&E KERN | Mesa (PGE) | 230 | Mesa (PGE)_230_kV | 0 | 0 | 0 | 0 | 99.7 | 0 | 0 | 99.7
SCE Metro | Mesa (SCE) | 230 | Mesa (SCE)_230_kV | 0 | 0 | 0 | 0 | 0 | 0 | 0 | 0
SCE Metro | Mesa (SCE) | 500 | Mesa (SCE)_500_kV | 0 | 0 | 0 | 0 | 250 | 0 | 0 | 250
SDGE | Mesa Heights | 69 | Mesa Heights_69_kV | 0 | 0 | 0 | 0 | 3 | 0 | 0 | 3
PG&E GBA | Metcalf | 115 | Metcalf_115_kV | 0 | 0 | 0 | 0 | 75 | 0 | 0 | 75
PG&E GBA | Metcalf | 230 | Metcalf_230_kV | 0 | 0 | 0 | 0 | 350 | 0 | 0 | 350
PG&E GBA | Metcalf | 500 | Metcalf_500_kV | 0 | 0 | 0 | 0 | 0 | 0 | 0 | 0
PG&E KERN | Midway | 115 | Midway_115_kV | 0 | 0 | 0 | 0 | 106 | 0 | 30.6 | 136.6
PG&E KERN | Midway | 230 | Midway_230_kV | 0 | 0 | 0 | 0 | 60 | 0 | 0 | 60
PG&E KERN | Midway | 500 | Midway_500_kV | 0 | 0 | 0 | 0 | 1150 | 0 | 0 | 1150
SDGE | Miguel | 230 | Miguel_230_kV | 0 | 0 | 0 | 0 | 0 | 0 | 0 | 0
SDGE | Miguel | 500 | Miguel_500_kV | 0 | 0 | 0 | 0 | 0 | 0 | 0 | 0
SDGE | Miguel | 69 | Miguel_69_kV | 0 | 0 | 0 | 0 | 0 | 0 | 0 | 0
PG&E GBA | Millbrae | 115 | Millbrae_115_kV | 0 | 0 | 0 | 0 | 0 | 0 | 0 | 0
PG&E GBA | Miller | 115 | Miller_115_kV | 0 | 0 | 0 | 0 | 0 | 0 | 0 | 0
SCE Metro | Mira Loma | 230 | Mira Loma_230_kV | 0 | 0 | 0 | 0 | 300 | 0 | 0 | 300
SCE Metro | Mira Loma | 500 | Mira Loma_500_kV | 0 | 0 | 0 | 0 | 0 | 0 | 0 | 0
SCE Eastern | Mirage | 115 | Mirage_115_kV | 0 | 0 | 0 | 0 | 0 | 0 | 0 | 0
SCE Eastern | Mirage | 230 | Mirage_230_kV | 0 | 0 | 0 | 0 | 0 | 0 | 0 | 0
SDGE | Mission | 138 | Mission_138_kV | 0 | 0 | 0 | 0 | 0 | 0 | 0 | 0
SDGE | Mission | 230 | Mission_230_kV | 0 | 0 | 0 | 0 | 0 | 0 | 0 | 0
SDGE | Mission | 69 | Mission_69_kV | 0 | 0 | 0 | 0 | 0 | 0 | 0 | 0
PG&E GBA | Mi-Wuk | 115 | Mi-Wuk_115_kV | 0 | 0 | 0 | 0 | 0 | 0 | 0 | 0
SCE EOP | Mohave | 500 | Mohave_500_kV | 0 | 0 | 0 | 0 | 1770 | 0 | 0 | 1770
PG&E NGBA | Monroe | 115 | Monroe_115_kV | 0 | 0 | 0 | 0 | 0 | 0 | 0 | 0
SDGE | Monserate | 69 | Monserate_69_kV | 0 | 0 | 0 | 0 | 0 | 0 | 0 | 0
PG&E GBA | Monta Vista | 115 | Monta Vista_115_kV | 0 | 0 | 0 | 0 | 0 | 0 | 0 | 0
PG&E GBA | Monta Vista | 230 | Monta Vista_230_kV | 0 | 0 | 0 | 0 | 0 | 0 | 0 | 0
PG&E GBA | Monta Vista | 60 | Monta Vista_60_kV | 0 | 0 | 0 | 0 | 0 | 0 | 0 | 0
PG&E NGBA | Monticello | 115 | Monticello_115_kV | 0 | 0 | 0 | 0 | 0 | 0 | 0 | 0
SCE Northern | Moorpark | 230 | Moorpark_230_kV | 0 | 0 | 0 | 0 | 1000 | 0 | 0 | 1000
SCE Northern | Moorpark | 66 | Moorpark_66_kV | 0 | 0 | 0 | 0 | 0 | 0 | 0 | 0
PG&E GBA | Moraga | 115 | Moraga_115_kV | 0 | 0 | 0 | 0 | 0 | 0 | 0 | 0
PG&E GBA | Moraga | 230 | Moraga_230_kV | 0 | 0 | 0 | 0 | 0 | 0 | 0 | 0
PG&E GBA | Morgan Hill | 115 | Morgan Hill_115_kV | 0 | 0 | 0 | 0 | 0 | 0 | 0 | 0
PG&E KERN | Morro Bay | 115 | Morro Bay_115_kV | 0 | 0 | 0 | 0 | 0 | 0 | 0 | 0
PG&E KERN | Morro Bay | 230 | Morro Bay_230_kV | 0 | 0 | 0 | 0 | 0 | 0 | 0 | 0
PG&E KERN | Morro Bay | 500 | Morro Bay_500_kV | 0 | 0 | 0 | 0 | 0 | 0 | 0 | 0
PG&E GBA | Moss Landing | 115 | Moss Landing_115_kV | 0 | 0 | 0 | 0 | 0 | 0 | 0 | 0
PG&E GBA | Moss Landing | 230 | Moss Landing_230_kV | 0 | 0 | 0 | 0 | 0 | 0 | 0 | 0
PG&E GBA | Moss Landing | 500 | Moss Landing_500_kV | 0 | 0 | 0 | 0 | 1500 | 0 | 0 | 1500
SCE EOP | Mountain Pass | 115 | Mountain Pass_115_kV | 0 | 0 | 0 | 0 | 0 | 0 | 0 | 0
PG&E GBA | Mountain View | 115 | Mountain View_115_kV | 0 | 0 | 0 | 0 | 0 | 0 | 0 | 0
PG&E GBA | Mt Eden | 115 | Mt Eden_115_kV | 0 | 0 | 0 | 0 | 0 | 0 | 0 | 0
PG&E KERN | Mt Poso | 115 | Mt Poso_115_kV | 0 | 0 | 0 | 0 | 0 | 0 | 0 | 0
SDGE | Murray | 69 | Murray_69_kV | 0 | 0 | 0 | 0 | 0 | 0 | 0 | 0
PG&E FRESNO | Mustang | 230 | Mustang_230_kV | 0 | 0 | 0 | 0 | 180 | 0 | 0 | 180
SCE Northern | Neenach | 66 | Neenach_66_kV | 0 | 0 | 0 | 0 | 66 | 0 | 0 | 66
PG&E KERN | New Sub - Gates - Midway (Proposed) | 230 | New Sub - Gates - Midway (Proposed)_230_kV | 0 | 0 | 0 | 0 | 0 | 0 | 0 | 0
PG&E KERN | New Sub - Gates - Templeton (Proposed) | 230 | New Sub - Gates - Templeton (Proposed)_230_kV | 0 | 0 | 0 | 0 | 0 | 0 | 0 | 0
SCE NOL | New Sub - Kramer - Lugo (Proposed) | 230 | New Sub - Kramer - Lugo (Proposed)_230_kV | 0 | 0 | 0 | 0 | 0 | 0 | 0 | 0
PG&E FRESNO | New Sub - Los Banos - Midway (Proposed) | 500 | New Sub - Los Banos - Midway (Proposed)_500_kV | 0 | 0 | 0 | 0 | 0 | 0 | 0 | 0
SCE NOL | New Sub - Lugo - Pisgah (Proposed) | 230 | New Sub - Lugo - Pisgah (Proposed)_230_kV | 0 | 0 | 0 | 0 | 0 | 0 | 0 | 0
PG&E KERN | New Sub - Midway - Wheeler Ridge (Proposed) | 230 | New Sub - Midway - Wheeler Ridge (Proposed)_230_kV | 0 | 0 | 0 | 0 | 0 | 0 | 0 | 0
PG&E NGBA | New Sub - Near existing Leavitt (PSREC) | 345 | New Sub - Near existing Leavitt (PSREC)_345_kV | 0 | 0 | 0 | 0 | 0 | 0 | 0 | 0
PG&E NGBA | New Sub - Near existing Madeline (NVE) | 345 | New Sub - Near existing Madeline (NVE)_345_kV | 0 | 0 | 0 | 0 | 0 | 0 | 0 | 0
SDGE | New Sub - North Gila - IV (Proposed) | 500 | New Sub - North Gila - IV (Proposed)_500_kV | 0 | 0 | 0 | 0 | 0 | 0 | 0 | 0
PG&E NGBA | New Sub - Pit 1 - Cottonwood (Proposed) | 230 | New Sub - Pit 1 - Cottonwood (Proposed)_230_kV | 0 | 0 | 0 | 0 | 0 | 0 | 0 | 0
PG&E GBA | New Sub - Rancho Seco - Bellota (Proposed) | 230 | New Sub - Rancho Seco - Bellota (Proposed)_230_kV | 0 | 0 | 0 | 0 | 0 | 0 | 0 | 0
SDGE | New Sub - Suncrest - Ocotillo (Proposed) | 500 | New Sub - Suncrest - Ocotillo (Proposed)_500_kV | 0 | 0 | 0 | 0 | 0 | 0 | 0 | 0
PG&E FRESNO | New Sub - Westley - Quinto (Proposed) | 230 | New Sub - Westley - Quinto (Proposed)_230_kV | 0 | 0 | 0 | 0 | 0 | 0 | 0 | 0
PG&E GBA | Newark | 115 | Newark_115_kV | 0 | 0 | 0 | 0 | 0 | 0 | 0 | 0
PG&E GBA | Newark | 230 | Newark_230_kV | 0 | 0 | 0 | 0 | 180 | 0 | 0 | 180
PG&E GBA | Newark | 60 | Newark_60_kV | 0 | 0 | 0 | 0 | 0 | 0 | 0 | 0
PG&E FRESNO | Newhall | 115 | Newhall_115_kV | 0 | 0 | 0 | 0 | 0 | 0 | 0 | 0
PG&E KERN | Norco | 115 | Norco_115_kV | 0 | 0 | 0 | 0 | 0 | 0 | 0 | 0
PG&E GBA | Nortech | 115 | Nortech_115_kV | 0 | 0 | 0 | 0 | 0 | 0 | 0 | 0
SDGE | North City Metering | 138 | North City Metering_138_kV | 0 | 0 | 0 | 0 | 0 | 0 | 0 | 0
PG&E GBA | North Dublin | 230 | North Dublin_230_kV | 0 | 0 | 0 | 0 | 0 | 0 | 0 | 0
SDGE | North Gila | 500 | North Gila_500_kV | 0 | 0 | 0 | 0 | 1150 | 0 | 0 | 1150
SCE Metro | North of SONGS | 230 | North of SONGS_230_kV | 0 | 0 | 0 | 0 | 0 | 0 | 0 | 0
SCE Metro | North of SONGS | 500 | North of SONGS_500_kV | 0 | 0 | 0 | 0 | 0 | 0 | 0 | 0
PG&E NGBA | Notre Dame | 115 | Notre Dame_115_kV | 0 | 0 | 0 | 0 | 0 | 0 | 0 | 0
PG&E GBA | Oakland C | 115 | Oakland C_115_kV | 0 | 0 | 0 | 0 | 0 | 0 | 0 | 0
PG&E GBA | Oakland J | 115 | Oakland J_115_kV | 0 | 0 | 0 | 0 | 0 | 0 | 0 | 0
PG&E GBA | Oakland L | 115 | Oakland L_115_kV | 0 | 0 | 0 | 0 | 0 | 0 | 0 | 0
PG&E GBA | Oakland X | 115 | Oakland X_115_kV | 0 | 0 | 0 | 0 | 0 | 0 | 0 | 0
SDGE | Ocean Ranch | 69 | Ocean Ranch_69_kV | 0 | 0 | 0 | 0 | 0 | 0 | 0 | 0
PG&E KERN | Oceano | 115 | Oceano_115_kV | 0 | 0 | 0 | 0 | 0 | 0 | 0 | 0
SDGE | Ocotillo Express | 500 | Ocotillo Express_500_kV | 0 | 0 | 0 | 0 | 92.904 | 0 | 0 | 92.904
PG&E KERN | Old River | 70 | Old River_70_kV | 0 | 0 | 0 | 0 | 0 | 0 | 0 | 0
SDGE | Old Town | 230 | Old Town_230_kV | 0 | 0 | 0 | 0 | 0 | 0 | 0 | 0
SCE Metro | Olinda | 230 | Olinda_230_kV | 0 | 0 | 0 | 0 | 0 | 0 | 0 | 0
PG&E FRESNO | Olive | 115 | Olive_115_kV | 0 | 0 | 0 | 0 | 16.9 | 0 | 0 | 16.9
PG&E NGBA | Olivehurst | 115 | Olivehurst_115_kV | 0 | 0 | 0 | 0 | 0 | 0 | 0 | 0
PG&E NGBA | Oregon Trail | 60 | Oregon Trail_60_kV | 0 | 0 | 0 | 0 | 0 | 0 | 0 | 0
SCE Northern | Ormond Beach | 230 | Ormond Beach_230_kV | 0 | 0 | 0 | 0 | 0 | 0 | 0 | 0
PG&E FRESNO | Oro Loma | 115 | Oro Loma_115_kV | 0 | 0 | 0 | 0 | 0 | 0 | 0 | 0
PG&E FRESNO | Oro Loma | 70 | Oro Loma_70_kV | 0 | 0 | 0 | 0 | 0 | 0 | 0 | 0
PG&E FRESNO | Orosi | 70 | Orosi_70_kV | 0 | 0 | 0 | 0 | 0 | 0 | 0 | 0
SDGE | Otay | 69 | Otay_69_kV | 0 | 0 | 0 | 0 | 50 | 0 | 0 | 50
SDGE | Otay Mesa | 230 | Otay Mesa_230_kV | 0 | 0 | 0 | 0 | 0 | 0 | 0 | 0
PG&E FRESNO | Padre Flats SW STA | 230 | Padre Flats SW STA_230_kV | 0 | 0 | 0 | 0 | 0 | 0 | 0 | 0
SCE EOP | Pahrump | 138 | Pahrump_138_kV | 0 | 0 | 0 | 0 | 0 | 0 | 0 | 0
SCE EOP | Pahrump | 230 | Pahrump_230_kV | 0 | 0 | 0 | 0 | 0 | 0 | 0 | 0
SDGE | Pala | 69 | Pala_69_kV | 0 | 0 | 0 | 0 | 10 | 0 | 0 | 10
PG&E NGBA | Palermo | 115 | Palermo_115_kV | 0 | 0 | 0 | 0 | 0 | 0 | 0 | 0
PG&E NGBA | Palermo | 230 | Palermo_230_kV | 0 | 0 | 0 | 0 | 0 | 0 | 0 | 0
SCE Eastern | Palo Verde | 500 | Palo Verde_500_kV | 0 | 0 | 0 | 0 | 0 | 0 | 0 | 0
SDGE | Palomar Energy | 230 | Palomar Energy_230_kV | 0 | 0 | 0 | 0 | 0 | 0 | 0 | 0
PG&E KERN | Panama | 70 | Panama_70_kV | 0 | 0 | 0 | 0 | 0 | 0 | 0 | 0
PG&E FRESNO | Panoche | 115 | Panoche_115_kV | 0 | 0 | 0 | 0 | 6 | 0 | 0 | 6
PG&E FRESNO | Panoche | 230 | Panoche_230_kV | 546.9 | 0 | 0 | 0 | 0 | 0 | 0 | 0
SCE Northern | Pardee | 230 | Pardee_230_kV | 0 | 0 | 0 | 0 | 0 | 0 | 0 | 0
PG&E NGBA | Parkway | 230 | Parkway_230_kV | 0 | 0 | 0 | 0 | 0 | 0 | 0 | 0
SCE Northern | Pastoria | 230 | Pastoria_230_kV | 0 | 0 | 0 | 0 | 72.2982 | 0 | 0 | 72.2982
SCE Metro | Pauda | 230 | Pauda_230_kV | 0 | 0 | 0 | 0 | 0 | 0 | 0 | 0
PG&E GBA | Paul Sweet | 115 | Paul Sweet_115_kV | 0 | 0 | 0 | 0 | 0 | 0 | 0 | 0
PG&E NGBA | Peabody | 230 | Peabody_230_kV | 0 | 0 | 0 | 0 | 0 | 0 | 0 | 0
PG&E NGBA | Pease | 115 | Pease_115_kV | 0 | 0 | 0 | 0 | 0 | 0 | 0 | 0
PG&E NGBA | Pease | 60 | Pease_60_kV | 0 | 0 | 0 | 0 | 0 | 0 | 0 | 0
SDGE | Penasquitos | 138 | Penasquitos_138_kV | 0 | 0 | 0 | 0 | 0 | 0 | 0 | 0
SDGE | Penasquitos | 230 | Penasquitos_230_kV | 0 | 0 | 0 | 0 | 0 | 0 | 0 | 0
SDGE | Penasquitos | 69 | Penasquitos_69_kV | 0 | 0 | 0 | 0 | 0 | 0 | 0 | 0
SDGE | Pendleton | 69 | Pendleton_69_kV | 0 | 0 | 0 | 0 | 0 | 0 | 0 | 0
PG&E NGBA | Penngrove | 115 | Penngrove_115_kV | 0 | 0 | 0 | 0 | 0 | 0 | 0 | 0
PG&E GBA | Peoria | 115 | Peoria_115_kV | 0 | 0 | 0 | 0 | 0 | 0 | 0 | 0
PG&E GBA | Piercy | 115 | Piercy_115_kV | 0 | 0 | 0 | 0 | 0 | 0 | 0 | 0
PG&E FRESNO | Pine Flat | 230 | Pine Flat_230_kV | 0 | 0 | 0 | 0 | 0 | 0 | 0 | 0
SCE NOL | Pisgah | 230 | Pisgah_230_kV | 0 | 0 | 0 | 0 | 240 | 0 | 0 | 240
PG&E NGBA | Pit 1 | 230 | Pit 1_230_kV | 0 | 0 | 0 | 0 | 0 | 103 | 0 | 103
PG&E NGBA | Pit 1 | 60 | Pit 1_60_kV | 0 | 0 | 0 | 0 | 0 | 0 | 0 | 0
PG&E NGBA | Pit 3 | 230 | Pit 3_230_kV | 0 | 0 | 0 | 0 | 0 | 0 | 0 | 0
PG&E NGBA | Pit 4 | 230 | Pit 4_230_kV | 0 | 0 | 0 | 0 | 0 | 0 | 0 | 0
PG&E GBA | Pittsburg | 115 | Pittsburg_115_kV | 0 | 0 | 0 | 0 | 325 | 0 | 0 | 325
PG&E GBA | Pittsburg | 230 | Pittsburg_230_kV | 0 | 0 | 0 | 0 | 675 | 0 | 0 | 675
PG&E NGBA | Pleasant Grove | 115 | Pleasant Grove_115_kV | 0 | 0 | 0 | 0 | 0 | 0 | 0 | 0
PG&E NGBA | POE | 230 | POE_230_kV | 0 | 0 | 0 | 0 | 0 | 0 | 0 | 0
SDGE | Point Loma | 69 | Point Loma_69_kV | 0 | 0 | 0 | 0 | 0 | 0 | 0 | 0
SDGE | Pomerado | 69 | Pomerado_69_kV | 0 | 0 | 0 | 0 | 100 | 0 | 0 | 100
PG&E KERN | Poso Mountain | 115 | Poso Mountain_115_kV | 0 | 0 | 0 | 0 | 0 | 0 | 0 | 0
SCE EOP | Primm | 230 | Primm_230_kV | 0 | 0 | 0 | 0 | 0 | 0 | 0 | 0
PG&E NGBA | Putah Creek | 115 | Putah Creek_115_kV | 0 | 0 | 0 | 0 | 0 | 0 | 0 | 0
SDGE | Q1806 | 138 | Q1806_138_kV | 0 | 0 | 0 | 0 | 0 | 0 | 0 | 0
PG&E FRESNO | Quinto | 230 | Quinto_230_kV | 0 | 0 | 0 | 0 | 150 | 0 | 0 | 150
PG&E GBA | Race Track | 115 | Race Track_115_kV | 0 | 0 | 0 | 0 | 0 | 0 | 0 | 0
SDGE | Rancho Mission Viejo | 138 | Rancho Mission Viejo_138_kV | 0 | 0 | 0 | 0 | 0 | 0 | 0 | 0
PG&E GBA | Rancho Seco | 230 | Rancho Seco_230_kV | 0 | 0 | 0 | 0 | 350 | 0 | 0 | 350
SCE Metro | Rancho Vista | 230 | Rancho Vista_230_kV | 0 | 0 | 0 | 0 | 0 | 0 | 0 | 0
SCE Metro | Rancho Vista | 500 | Rancho Vista_500_kV | 0 | 0 | 0 | 0 | 0 | 0 | 0 | 0
SCE NOL | Ransburg | 115 | Ransburg_115_kV | 0 | 0 | 0 | 0 | 0 | 0 | 0 | 0
PG&E GBA | Ravenswood | 115 | Ravenswood_115_kV | 0 | 0 | 0 | 0 | 0 | 0 | 0 | 0
PG&E GBA | Ravenswood | 230 | Ravenswood_230_kV | 0 | 0 | 0 | 0 | 0 | 0 | 0 | 0
SCE Northern | Rector | 230 | Rector_230_kV | 0 | 0 | 0 | 0 | 0 | 0 | 0 | 0
SCE Eastern | Red Bluff | 230 | Red Bluff_230_kV | 0 | 0 | 0 | 0 | 1259.15 | 0 | 0 | 1259.15
SCE Eastern | Red Bluff | 500 | Red Bluff_500_kV | 0 | 0 | 0 | 0 | 1148.5 | 0 | 0 | 1148.5
PG&E NGBA | Redbud | 115 | Redbud_115_kV | 0 | 0 | 0 | 0 | 0 | 0 | 0 | 0
SCE Metro | Redondo | 230 | Redondo_230_kV | 0 | 0 | 0 | 0 | 0 | 0 | 0 | 0
PG&E FRESNO | Reedley | 115 | Reedley_115_kV | 0 | 0 | 0 | 0 | 0 | 0 | 0 | 0
PG&E KERN | Renfro | 115 | Renfro_115_kV | 0 | 0 | 0 | 0 | 0 | 0 | 0 | 0
PG&E GBA | Richmond R | 115 | Richmond R_115_kV | 0 | 0 | 0 | 0 | 0 | 0 | 0 | 0
PG&E NGBA | Rincon | 115 | Rincon_115_kV | 0 | 0 | 0 | 0 | 0 | 0 | 0 | 0
PG&E KERN | Rio Bravo | 115 | Rio Bravo_115_kV | 0 | 0 | 0 | 0 | 0 | 0 | 0 | 0
SCE Metro | Rio Hondo | 230 | Rio Hondo_230_kV | 0 | 0 | 0 | 0 | 1000 | 0 | 0 | 1000
PG&E NGBA | Rio Oso | 115 | Rio Oso_115_kV | 0 | 0 | 0 | 0 | 0 | 0 | 0 | 0
PG&E NGBA | Rio Oso | 230 | Rio Oso_230_kV | 0 | 0 | 0 | 0 | 0 | 0 | 0 | 0
PG&E GBA | Ripon | 115 | Ripon_115_kV | 0 | 0 | 0 | 0 | 99 | 0 | 0 | 99
PG&E GBA | Riverbank | 115 | Riverbank_115_kV | 0 | 0 | 0 | 0 | 0 | 0 | 0 | 0
SCE NOL | Roadway | 115 | Roadway_115_kV | 0 | 0 | 0 | 0 | 150 | 0 | 15.44 | 165.44
PG&E NGBA | Rock Creek 1 | 230 | Rock Creek 1_230_kV | 0 | 0 | 0 | 0 | 0 | 0 | 0 | 0
SCE Northern | Rosamond | 66 | Rosamond_66_kV | 0 | 0 | 0 | 0 | 0 | 0 | 0 | 0
PG&E GBA | Rossmoor | 230 | Rossmoor_230_kV | 0 | 0 | 0 | 0 | 0 | 0 | 0 | 0
PG&E NGBA | Round Mountain | 230 | Round Mountain_230_kV | 0 | 0 | 0 | 0 | 0 | 0 | 0 | 0
PG&E NGBA | Round Mountain | 500 | Round Mountain_500_kV | 0 | 0 | 0 | 0 | 0 | 0 | 0 | 0
PG&E GBA | Salado | 115 | Salado_115_kV | 0 | 0 | 0 | 0 | 0 | 0 | 0 | 0
PG&E GBA | Salado | 60 | Salado_60_kV | 0 | 0 | 0 | 0 | 0 | 0 | 0 | 0
PG&E GBA | Salinas | 115 | Salinas_115_kV | 0 | 0 | 0 | 0 | 0 | 0 | 0 | 0
SDGE | Salt Creek | 69 | Salt Creek_69_kV | 0 | 0 | 0 | 0 | 0 | 0 | 0 | 0
SCE Eastern | San Bernardino | 230 | San Bernardino_230_kV | 0 | 0 | 0 | 0 | 0 | 0 | 0 | 0
PG&E GBA | SAN FRAN A (POTRERO PP) | 115 | SAN FRAN A (POTRERO PP)_115_kV | 0 | 0 | 0 | 0 | 0 | 0 | 0 | 0
PG&E GBA | SAN FRAN A (POTRERO PP) | 230 | SAN FRAN A (POTRERO PP)_230_kV | 0 | 0 | 0 | 0 | 0 | 0 | 0 | 0
PG&E GBA | San Jose A | 115 | San Jose A_115_kV | 0 | 0 | 0 | 0 | 0 | 0 | 0 | 0
PG&E GBA | San Jose B | 115 | San Jose B_115_kV | 0 | 0 | 0 | 0 | 0 | 0 | 0 | 0
PG&E GBA | San Leandro U | 115 | San Leandro U_115_kV | 0 | 0 | 0 | 0 | 0 | 0 | 0 | 0
PG&E KERN | San Luis Obispo | 115 | San Luis Obispo_115_kV | 0 | 0 | 0 | 0 | 0 | 0 | 0 | 0
PG&E KERN | San Luis Obispo | 70 | San Luis Obispo_70_kV | 0 | 0 | 0 | 0 | 0 | 0 | 0 | 0
SDGE | San Luis Rey | 230 | San Luis Rey_230_kV | 0 | 0 | 0 | 0 | 0 | 0 | 0 | 0
SDGE | San Luis Rey | 69 | San Luis Rey_69_kV | 0 | 0 | 0 | 0 | 0 | 0 | 0 | 0
SDGE | San Marcos | 69 | San Marcos_69_kV | 0 | 0 | 0 | 0 | 0 | 0 | 0 | 0
SCE Metro | San Onofre | 230 | San Onofre_230_kV | 0 | 0 | 0 | 0 | 0 | 0 | 0 | 0
PG&E GBA | San Pablo | 115 | San Pablo_115_kV | 0 | 0 | 0 | 0 | 0 | 0 | 0 | 0
PG&E GBA | San Ramon | 230 | San Ramon_230_kV | 0 | 0 | 0 | 0 | 0 | 0 | 0 | 0
SDGE | San Ysidro | 69 | San Ysidro_69_kV | 0 | 0 | 0 | 0 | 0 | 0 | 0 | 0
SCE NOL | Sandlot | 230 | Sandlot_230_kV | 0 | 0 | 0 | 0 | 0 | 0 | 0 | 0
SCE EOP | Sandy | 138 | Sandy_138_kV | 0 | 0 | 0 | 0 | 0 | 0 | 0 | 0
PG&E FRESNO | Sanger | 115 | Sanger_115_kV | 0 | 0 | 0 | 0 | 200 | 0 | 0 | 200
SCE Northern | Santa Clara | 230 | Santa Clara_230_kV | 0 | 0 | 0 | 0 | 45 | 0 | 0 | 45
PG&E NGBA | Santa Rosa A | 115 | Santa Rosa A_115_kV | 0 | 0 | 0 | 0 | 0 | 0 | 0 | 0
PG&E GBA | Santa Teresa | 115 | Santa Teresa_115_kV | 0 | 0 | 0 | 0 | 100 | 0 | 0 | 100
SDGE | Santee | 138 | Santee_138_kV | 0 | 0 | 0 | 0 | 0 | 0 | 0 | 0
SCE Metro | Santiago | 230 | Santiago_230_kV | 0 | 0 | 0 | 0 | 0 | 0 | 0 | 0
PG&E GBA | Saratoga | 230 | Saratoga_230_kV | 0 | 0 | 0 | 0 | 0 | 0 | 0 | 0
SCE Northern | Saugus | 230 | Saugus_230_kV | 0 | 0 | 0 | 0 | 75 | 0 | 0 | 75
PG&E FRESNO | Schindler | 115 | Schindler_115_kV | 0 | 0 | 0 | 0 | 0 | 0 | 0 | 0
PG&E FRESNO | Schindler | 70 | Schindler_70_kV | 0 | 0 | 0 | 0 | 0 | 0 | 0 | 0
PG&E GBA | Schulte | 115 | Schulte_115_kV | 145 | 0 | 0 | 0 | 13.2 | 0 | 0 | 13.2
SDGE | Scripps | 69 | Scripps_69_kV | 0 | 0 | 0 | 0 | 0 | 0 | 0 | 0
PG&E KERN | Semitropic | 115 | Semitropic_115_kV | 0 | 0 | 0 | 0 | 0 | 0 | 0 | 0
SCE Metro | Serrano | 230 | Serrano_230_kV | 0 | 0 | 0 | 0 | 0 | 0 | 0 | 0
SCE Metro | Serrano | 500 | Serrano_500_kV | 0 | 0 | 0 | 0 | 0 | 0 | 0 | 0
SDGE | Shadowridge | 138 | Shadowridge_138_kV | 0 | 0 | 0 | 0 | 0 | 0 | 0 | 0
PG&E KERN | Shafter | 115 | Shafter_115_kV | 0 | 0 | 0 | 0 | 0 | 0 | 0 | 0
PG&E NGBA | Silverado | 115 | Silverado_115_kV | 0 | 0 | 0 | 0 | 0 | 0 | 0 | 0
SDGE | Silvergate | 230 | Silvergate_230_kV | 0 | 0 | 0 | 0 | 0 | 0 | 0 | 0
SDGE | Silvergate | 69 | Silvergate_69_kV | 0 | 0 | 0 | 0 | 0 | 0 | 0 | 0
PG&E KERN | Sisquoc | 115 | Sisquoc_115_kV | 0 | 0 | 0 | 0 | 0 | 0 | 0 | 0
SCE EOP | Sloan Canyon | 230 | Sloan Canyon_230_kV | 0 | 0 | 0 | 0 | 126.5934 | 0 | 0 | 126.5934
SCE EOP | Sloan Canyon | 500 | Sloan Canyon_500_kV | 0 | 0 | 0 | 0 | 0 | 0 | 0 | 0
PG&E KERN | Smyrna | 115 | Smyrna_115_kV | 0 | 0 | 0 | 0 | 0 | 0 | 0 | 0
PG&E GBA | Sobrante | 115 | Sobrante_115_kV | 0 | 0 | 0 | 0 | 0 | 0 | 0 | 0
PG&E GBA | Sobrante | 230 | Sobrante_230_kV | 0 | 0 | 0 | 0 | 0 | 0 | 0 | 0
PG&E KERN | Solar | 230 | Solar_230_kV | 0 | 0 | 0 | 0 | 0 | 0 | 0 | 0
PG&E GBA | Soledad | 115 | Soledad_115_kV | 0 | 0 | 0 | 0 | 0 | 0 | 0 | 0
PG&E GBA | Soledad | 60 | Soledad_60_kV | 0 | 0 | 0 | 0 | 0 | 0 | 0 | 0
SDGE | Spring Valley | 69 | Spring Valley_69_kV | 0 | 0 | 0 | 0 | 0 | 0 | 0 | 0
SCE Northern | Springville | 230 | Springville_230_kV | 0 | 0 | 0 | 0 | 0 | 0 | 0 | 0
PG&E GBA | Stagg | 230 | Stagg_230_kV | 0 | 0 | 0 | 0 | 0 | 0 | 0 | 0
PG&E GBA | Standard Oil | 115 | Standard Oil_115_kV | 0 | 0 | 0 | 0 | 0 | 0 | 0 | 0
PG&E GBA | Stanislaus | 115 | Stanislaus_115_kV | 0 | 0 | 0 | 0 | 0 | 0 | 0 | 0
PG&E KERN | Stockdale | 115 | Stockdale_115_kV | 0 | 0 | 0 | 0 | 0 | 0 | 0 | 0
PG&E KERN | Stockdale | 230 | Stockdale_230_kV | 0 | 0 | 0 | 0 | 0 | 0 | 0 | 0
PG&E GBA | Stockton A | 115 | Stockton A_115_kV | 0 | 0 | 0 | 0 | 0 | 0 | 0 | 0
PG&E GBA | Stone | 115 | Stone_115_kV | 0 | 0 | 0 | 0 | 0 | 0 | 0 | 0
PG&E FRESNO | Storey | 230 | Storey_230_kV | 0 | 0 | 0 | 0 | 0 | 0 | 0 | 0
PG&E NGBA | Summit | 115 | Summit_115_kV | 0 | 0 | 0 | 0 | 0 | 0 | 0 | 0
SDGE | Suncrest | 230 | Suncrest_230_kV | 0 | 0 | 0 | 0 | 0 | 0 | 0 | 0
SDGE | Suncrest | 500 | Suncrest_500_kV | 0 | 0 | 0 | 0 | 0 | 0 | 0 | 0
PG&E KERN | Sunrise | 230 | Sunrise_230_kV | 0 | 0 | 0 | 0 | 0 | 0 | 0 | 0
PG&E KERN | Sunset | 230 | Sunset_230_kV | 0 | 0 | 0 | 0 | 0 | 0 | 0 | 0
PG&E GBA | Swift | 115 | Swift_115_kV | 0 | 0 | 0 | 0 | 0 | 0 | 0 | 0
SDGE | Sycamore Canyon | 138 | Sycamore Canyon_138_kV | 0 | 0 | 0 | 0 | 300 | 0 | 0 | 300
SDGE | Sycamore Canyon | 230 | Sycamore Canyon_230_kV | 0 | 0 | 0 | 0 | 0 | 0 | 0 | 0
SDGE | Sycamore Canyon | 69 | Sycamore Canyon_69_kV | 0 | 0 | 0 | 0 | 0 | 0 | 0 | 0
SCE Northern | Sylmar | 230 | Sylmar_230_kV | 0 | 0 | 0 | 0 | 0 | 0 | 0 | 0
PG&E NGBA | Table Mountain | 115 | Table Mountain_115_kV | 0 | 0 | 0 | 0 | 0 | 0 | 0 | 0
PG&E NGBA | Table Mountain | 230 | Table Mountain_230_kV | 0 | 0 | 0 | 0 | 0 | 0 | 0 | 0
PG&E NGBA | Table Mountain | 500 | Table Mountain_500_kV | 0 | 0 | 0 | 0 | 0 | 0 | 0 | 0
PG&E NGBA | Table Mountain | 60 | Table Mountain_60_kV | 0 | 0 | 0 | 0 | 0 | 0 | 0 | 0
PG&E KERN | Taft | 115 | Taft_115_kV | 0 | 0 | 0 | 0 | 0 | 0 | 0 | 0
SDGE | Talega | 138 | Talega_138_kV | 0 | 0 | 0 | 0 | 100 | 0 | 0 | 100
SDGE | Talega | 230 | Talega_230_kV | 0 | 0 | 0 | 0 | 0 | 0 | 0 | 0
PG&E GBA | Tassajara | 230 | Tassajara_230_kV | 0 | 0 | 0 | 0 | 0 | 0 | 0 | 0
PG&E KERN | Tejon | 70 | Tejon_70_kV | 0 | 0 | 0 | 0 | 0 | 0 | 0 | 0
SDGE | Telegraph Canyon | 138 | Telegraph Canyon_138_kV | 0 | 0 | 0 | 0 | 0 | 0 | 0 | 0
PG&E KERN | Temblor | 115 | Temblor_115_kV | 0 | 0 | 0 | 0 | 0 | 0 | 0 | 0
PG&E KERN | Templeton | 230 | Templeton_230_kV | 0 | 0 | 0 | 0 | 0 | 0 | 0 | 0
PG&E KERN | Templeton | 70 | Templeton_70_kV | 0 | 0 | 0 | 0 | 0 | 0 | 0 | 0
PG&E GBA | Tesla | 115 | Tesla_115_kV | 0 | 0 | 0 | 0 | 0 | 0 | 0 | 0
PG&E GBA | Tesla | 230 | Tesla_230_kV | 0 | 0 | 0 | 0 | 800 | 51.25 | 0 | 851.25
PG&E GBA | Tesla | 500 | Tesla_500_kV | 0 | 0 | 0 | 0 | 900 | 0 | 0 | 900
PG&E KERN | Tevis | 115 | Tevis_115_kV | 0 | 0 | 0 | 0 | 0 | 0 | 0 | 0
SCE EOP | Thousandaire | 138 | Thousandaire_138_kV | 0 | 0 | 0 | 0 | 0 | 0 | 0 | 0
PG&E KERN | Topaz | 230 | Topaz_230_kV | 0 | 0 | 0 | 0 | 0 | 0 | 0 | 0
SCE NOL | Tortilla | 115 | Tortilla_115_kV | 0 | 0 | 0 | 0 | 0 | 0 | 0 | 0
SDGE | Trabuco | 138 | Trabuco_138_kV | 0 | 0 | 0 | 0 | 250 | 0 | 0 | 250
PG&E GBA | Tracy | 115 | Tracy_115_kV | 0 | 0 | 0 | 0 | 0 | 0 | 0 | 0
PG&E FRESNO | Tranquility | 230 | Tranquility_230_kV | 0 | 0 | 0 | 0 | 1026.8413 | 0 | 0 | 1026.8413
PG&E GBA | Trimble | 115 | Trimble_115_kV | 0 | 0 | 0 | 0 | 0 | 0 | 0 | 0
SCE EOP | Trout Canyon | 230 | Trout Canyon_230_kV | 0 | 0 | 0 | 0 | 2000 | 0 | 35.28 | 2035.28
SCE EOP | Trout Canyon | 500 | Trout Canyon_500_kV | 0 | 0 | 0 | 0 | 0 | 0 | 0 | 0
PG&E NGBA | Tulucay | 230 | Tulucay_230_kV | 0 | 0 | 0 | 0 | 0 | 0 | 0 | 0
PG&E NGBA | Tulucay | 60 | Tulucay_60_kV | 0 | 0 | 0 | 0 | 0 | 0 | 3.675 | 3.675
PG&E KERN | Tupman | 115 | Tupman_115_kV | 0 | 0 | 0 | 0 | 0 | 0 | 0 | 0
PG&E NGBA | Ukiah | 115 | Ukiah_115_kV | 0 | 0 | 0 | 0 | 0 | 0 | 0 | 0
PG&E KERN | Union (Estrella) | 70 | Union (Estrella)_70_kV | 0 | 0 | 0 | 0 | 0 | 0 | 0 | 0
PG&E NGBA | Vaca Dixon | 115 | Vaca Dixon_115_kV | 0 | 0 | 0 | 0 | 0 | 0 | 0 | 0
PG&E NGBA | Vaca Dixon | 230 | Vaca Dixon_230_kV | 0 | 0 | 0 | 0 | 300 | 0 | 0 | 300
PG&E NGBA | Vaca Dixon | 500 | Vaca Dixon_500_kV | 0 | 0 | 0 | 0 | 0 | 0 | 0 | 0
PG&E NGBA | Vaca Dixon | 60 | Vaca Dixon_60_kV | 0 | 0 | 0 | 0 | 0 | 0 | 0 | 0
SCE Eastern | Valley (SCE) | 500 | Valley (SCE)_500_kV | 0 | 0 | 0 | 0 | 1510 | 0 | 0 | 1510
SCE EOP | Valley (VEA) | 138 | Valley (VEA)_138_kV | 0 | 0 | 0 | 0 | 3.52 | 0 | 0 | 3.52
SDGE | Valley Center | 69 | Valley Center_69_kV | 0 | 0 | 0 | 0 | 0 | 0 | 0 | 0
PG&E GBA | Valley Home | 115 | Valley Home_115_kV | 0 | 0 | 0 | 0 | 0 | 0 | 0 | 0
PG&E GBA | Valley Springs | 230 | Valley Springs_230_kV | 0 | 0 | 0 | 0 | 0 | 0 | 0 | 0
PG&E GBA | Valley Springs | 60 | Valley Springs_60_kV | 0 | 0 | 0 | 0 | 100 | 0 | 0 | 100
SCE EOP | Valley Switch | 138 | Valley Switch_138_kV | 0 | 0 | 0 | 0 | 0 | 0 | 0 | 0
SCE EOP | Valley Switch | 230 | Valley Switch_230_kV | 0 | 0 | 0 | 0 | 0 | 0 | 0 | 0
PG&E GBA | Vasco | 230 | Vasco_230_kV | 0 | 0 | 0 | 0 | 0 | 0 | 0 | 0
PG&E GBA | Vasona | 230 | Vasona_230_kV | 0 | 0 | 0 | 0 | 0 | 0 | 0 | 0
SCE Northern | Vestal | 230 | Vestal_230_kV | 0 | 0 | 0 | 0 | 640 | 0 | 39 | 679
SCE Northern | Vestal | 66 | Vestal_66_kV | 0 | 0 | 0 | 0 | 0 | 0 | 0 | 0
SCE NOL | Victor | 115 | Victor_115_kV | 0 | 0 | 0 | 0 | 0 | 0 | 0 | 0
SCE NOL | Victor | 230 | Victor_230_kV | 0 | 0 | 0 | 0 | 400 | 0 | 0 | 400
SCE Metro | Viejo | 230 | Viejo_230_kV | 0 | 0 | 0 | 0 | 300 | 0 | 0 | 300
PG&E GBA | Vierra | 115 | Vierra_115_kV | 0 | 0 | 0 | 0 | 93.104 | 0 | 0 | 93.104
SCE Metro | Villa Park | 230 | Villa Park_230_kV | 0 | 0 | 0 | 0 | 0 | 0 | 0 | 0
SCE Northern | Vincent | 230 | Vincent_230_kV | 0 | 0 | 0 | 0 | 1099 | 0 | 0 | 1099
SCE Northern | Vincent | 500 | Vincent_500_kV | 0 | 0 | 0 | 0 | 1150 | 0 | 0 | 1150
PG&E GBA | Vineyard | 230 | Vineyard_230_kV | 0 | 0 | 0 | 0 | 0 | 0 | 0 | 0
SDGE | Vineyard | 69 | Vineyard_69_kV | 0 | 0 | 0 | 0 | 0 | 0 | 0 | 0
SCE Eastern | Vista (SCE) | 230 | Vista (SCE)_230_kV | 0 | 0 | 0 | 0 | 0 | 0 | 0 | 0
SCE EOP | Vista (VEA) | 138 | Vista (VEA)_138_kV | 0 | 0 | 0 | 0 | 0 | 0 | 0 | 0
SCE EOP | Vista (VEA) | 230 | Vista (VEA)_230_kV | 0 | 0 | 0 | 0 | 0 | 0 | 0 | 0
PG&E FRESNO | Wahtoke | 115 | Wahtoke_115_kV | 0 | 0 | 0 | 0 | 0 | 0 | 0 | 0
SCE Northern | Wakefield | 66 | Wakefield_66_kV | 0 | 0 | 0 | 0 | 0 | 0 | 0 | 0
SCE Metro | Walnut | 230 | Walnut_230_kV | 0 | 0 | 0 | 0 | 600 | 0 | 0 | 600
SCE Northern | Warne | 230 | Warne_230_kV | 0 | 0 | 0 | 0 | 0 | 0 | 0 | 0
PG&E GBA | Warnerville | 230 | Warnerville_230_kV | 0 | 0 | 0 | 0 | 0 | 0 | 0 | 0
PG&E FRESNO | Waukena | 115 | Waukena_115_kV | 0 | 0 | 0 | 0 | 0 | 0 | 0 | 0
PG&E GBA | Weber | 230 | Weber_230_kV | 0 | 0 | 0 | 0 | 0 | 0 | 0 | 0
PG&E GBA | Weber | 60 | Weber_60_kV | 0 | 0 | 0 | 0 | 260 | 0 | 0 | 260
PG&E FRESNO | West Fresno | 115 | West Fresno_115_kV | 0 | 0 | 0 | 0 | 0 | 0 | 0 | 0
PG&E FRESNO | Westley | 230 | Westley_230_kV | 0 | 0 | 0 | 0 | 300 | 0 | 0 | 300
PG&E KERN | Westpark | 115 | Westpark_115_kV | 0 | 0 | 0 | 0 | 0 | 0 | 0 | 0
PG&E KERN | Wheeler Ridge | 230 | Wheeler Ridge_230_kV | 0 | 0 | 0 | 0 | 0 | 0 | 30 | 30
PG&E KERN | Wheeler Ridge | 115 | Wheeler Ridge_115_kV | 0 | 0 | 0 | 0 | 0 | 0 | 0 | 0
PG&E KERN | Wheeler Ridge | 70 | Wheeler Ridge_70_kV | 0 | 0 | 0 | 0 | 92 | 0 | 0 | 92
SCE Northern | Whirlwind | 230 | Whirlwind_230_kV | 0 | 0 | 0 | 500 | 1802.402 | 99.3888 | 62.9044 | 1964.6952
SCE Northern | Whirlwind | 500 | Whirlwind_500_kV | 0 | 0 | 0 | 0 | 500 | 0 | 0 | 500
PG&E GBA | Whisman | 115 | Whisman_115_kV | 0 | 0 | 0 | 0 | 0 | 0 | 0 | 0
SCE Eastern | Wildlife | 230 | Wildlife_230_kV | 0 | 0 | 0 | 0 | 0 | 0 | 0 | 0
PG&E FRESNO | Wilson | 115 | Wilson_115_kV | 0 | 0 | 0 | 0 | 200 | 0 | 0 | 200
PG&E FRESNO | Wilson | 230 | Wilson_230_kV | 0 | 0 | 0 | 0 | 0 | 0 | 0 | 0
SCE Northern | Windhub | 230 | Windhub_230_kV | 0 | 0 | 0 | 0 | 1372.5 | 0 | 43.42 | 1415.92
SCE Northern | Windhub | 500 | Windhub_500_kV | 0 | 0 | 0 | 0 | 747.46 | 0 | 0 | 747.46
PG&E GBA | Windmaster | 230 | Windmaster_230_kV | 0 | 0 | 0 | 0 | 0 | 0 | 0 | 0
PG&E NGBA | Windsor | 60 | Windsor_60_kV | 0 | 0 | 0 | 0 | 0 | 0 | 0 | 0
PG&E NGBA | Woodland | 115 | Woodland_115_kV | 0 | 0 | 0 | 0 | 0 | 0 | 0 | 0
PG&E FRESNO | Woodward | 115 | Woodward_115_kV | 0 | 0 | 0 | 0 | 0 | 0 | 0 | 0
PG&E NGBA | Wyandotte | 115 | Wyandotte_115_kV | 0 | 0 | 0 | 0 | 0 | 0 | 0 | 0

## TxCapabilityEstimates_2024
CAISO 2024 White Paper: Transmission capability estimates for use in the CPUC's IRP process - Revised 8/28/2024
Transmission Constraint | Affected Resource Locations | Condition Under Which Constraint is Binding (On-peak and/or Off-peak) | Estimated FCDS Capability Based on On-peak Study Resource Output (MW)* |  | ADNU & Cost Estimate ($million) |  | Estimated EODS Capability Based on Off-peak Study Resource Output (MW)* |  | AOPNU & Cost Estimate ($million) |  | Wind/Solar Area Designation | Type of FCDS Limit (Actual or Default) | Type of OPDS Limit (Actual or Default) | PTO Area | EODS Upgrade Same as FCDS | Project Already Approved | FCDS Estimated ISD | EODS Estimated ISD
|  |  | Transmission Plan Capability** | Incremental due to ADNU | ADNU (Time to Construct or ISD) | Cost (2022$) | Transmission Plan Capability** | Incremental due to AOPNU | AOPNU (Time to Construct) | Cost (2022$)
SCE Northern Interconnection Area Constraints
Antelope-Vincent Constraint | Tehachapi, Big Creek | On-Peak | 6149.12 | 1500 | Upgrade Antelope-Vincent No.1 and 2 500 kV Lines (2 yrs) | 13.2 | 8920.36 | N/A | N/A | N/A | Solar | Actual | Default | SCE | None | No | 2028
Vincent-Lugo Constraint | Tehachapi | On-Peak | 6733.24 | 2000 | Upgrade Vincent-Lugo No.1 and 2 500 kV Lines (4 yrs) | 85.9 | 8496.34 | N/A | N/A | N/A | Solar | Actual | Default | SCE | None | No | 2030
Pardee-Sylmar Constraint | Big Creek, Ventura | On-Peak | 3530 | 1800 | Install Phase Shifters at Pardee on the Pardee-Sylmar No. 1 and No. 2 230 kV Lines, Reconductor Pardee-Vincent No. 2 220 kV line (9 yrs) | 660 | 6426 | N/A | N/A | N/A | Solar | Actual | Default | SCE | None | No | 2035
Windhub Constraint | Tehachapi | On-Peak | 1333.6 | 2500 | New 500 kV Transmission Line from Whirlwind to Windhub 500 kV (9 yrs) | 612 | 2614.3 | N/A | N/A | N/A | Solar | Actual | Default | SCE | None | No | 2035
Moorpark-Pardee Constraint | Ventura | On-Peak | 954 | 900 | Upgrade the Moorpark-Pardee #2 and #3 220 kV and Santa Clara-Vincent 220 kV lines (9 yrs) | 600 | 2641 | N/A | N/A | N/A | Solar | Actual | Default | SCE | None | No | 2035
North of Magunden Constraint | Big Creek | On-Peak | 876 | 500 | Rebuild Magunden - Vestal No.2 230 kV and Magunden - Springville No.2 230 kV Lines (9 yrs) | 1253 | 1527 | N/A | N/A | N/A | Solar | Actual | Default | SCE | None | No | 2035
South of Magunden Constraint | Big Creek, Ventura | On-Peak, Off-Peak | 977 | 2000 | Rebuild various SOM lines (9 yrs) | 4358 | 2138 | 2000 | Rebuild Magunden-Pastoria 230 kV line (9 yrs) | 66 | Solar | Actual | Actual | SCE | No | No | 2035 | 2035
Antelope-Neenach Constraint | Antelope/Bailey/Pastoria area | On-Peak, Off-Peak | 0 | 2000 | Reconductor Antelope-Bailey 66 kV lines (2 yrs) | 100 | 0 | 15 | Bailey-Neenach-Westpac 66 kV line upgrade | 45 | Solar | Actual | Actual | SCE | No | No | 2028 | 2029
SCE Metro Interconnection Area Constraints
Hinson - Del Amo Constraint | LA Basin | On-Peak | 2700 | 800 | Upgrade the Hinson - Del Amo 220 kV Transmission Line (27 months) | 28 | 2700 | N/A | N/A | N/A | Solar | Actual | Default | SCE | None | No | 2028
SCE Metro Area Default Constraint | LA Basin | None | 13500 | N/A | N/A | - | 13500 | N/A | N/A | N/A | Solar | Default | Default | SCE | None | No
SCE North of Lugo (NOL) Interconnection Area Constraints
Control to Inyokern area constraint | Inyokern_North | On-Peak | 0 | 186 | Build a new, series compensated Control-Inyokern 115 kV line and upgrade Inyo Phase Shifter (105 months) | 329 | 120 | N/A | N/A | N/A | Solar | Actual | Default | SCE | None | No | 2035
South of Kramer Area Constraint | Inyokern_North_Kramer Victor | On-Peak | 256 | 200 | Approved Project: Convert Kramer - Victor 115 kV lines to 230 kV (120 months) | N/A | 1190 | N/A | N/A | N/A | Solar | Default | Default | SCE | Yes | Yes | 2033 | 2033
Victor to Lugo Area Constraint | Inyokern_North_Kramer Victor | On-Peak | 1034 | N/A | Approved project:Re-conductor the four Lugo-Victor 230 kV lines (54 months) | N/A | 1878 | N/A | N/A | N/A | Solar | Default | Default | SCE | None | Yes
Lugo Transformer Area Constraint | Inyokern_North_Kramer, Victor, Pisgah | On-Peak | 1328 | N/A | Approved project: Add a third 500/230 kV transformer at Lugo Substation (54 months) | N/A | 2427 | N/A | N/A | N/A | Solar | Default | Default | SCE | None | Yes
Calcite to Lugo Area Constraint | Pisgah | On-Peak | 297 | 1046 | Rebuild Calcite-Lugo 220 kV Transmission Line (105 months) | 239 | 552 | N/A | N/A | N/A | Solar | Actual | Default | SCE | None | No | 2035
SCE Eastern Interconnection Area Constraints
Colorado River 500/230 kV Constraint | Colorado River 230 kV | On-Peak, Off-Peak | 1160 | 1370 | New Colorado River No. 3 500/230 kV transformer (4 years) | 67 | 2202 | 1299 | Same as ADNU | 67 | Solar | Actual | Actual | SCE | Yes | No | 2030 | 2029
DCRT Constraint | Cielo Azul, Delaney | On-Peak | 2300 | 3000 | New Cielo Azul - Colorado River No. 2 500 kV line, Upgrade the series cap on Cielo Azul - Colorado River No.1 500 kV line to match the conductor rating (6 years) | 463 | 2300 | N/A | N/A | N/A | Solar | Actual | Default | SCE | None | No | 2032
Devers-Red Bluff Constraint | SCE Eastern (east of Red Bluff), East of Pisgah, and SDG&E areas | On-Peak, Off-Peak | 6133 | 532 | Approved projects: Devers-Red Bluff 500 kV 1 and 2 Line Upgrade (2028) and Southern Area Reinforcement Project (2034) | N/A | 7328 | 532 | Same as ADNU | N/A | Solar | Default | Default | SCE | Yes | Yes | 2034 | 2034
Eagle Mountain Constraint | Eagle Mountain, Julian Hinds, Mirage | On-Peak | 0 | 600 | New Devers-Julian Hinds 220 kV line (10 years) | 1182 | 392 | N/A | N/A | N/A | Solar | Actual | Default | SCE | None | No | 2036
Etiwanda-Rancho Vista Constraint | SCE Eastern area | On-Peak | 4824 | 3350 | Upgrade Etiwanda-Rancho Vista No. 1 & No. 2 220 kV lines, New Etiwanda-Rancho Vista No. 3 220 kV line (3 years) | 89 | 7313 | N/A | N/A | N/A | Solar | Actual | Default | SCE | None | No | 2029
Red Bluff 500/230 kV Constraint | Red Bluff 230 kV | On-Peak, Off-Peak | 1450 | 1200 | New Red Bluff No. 3 500/230 kV transformer (4 years) | 69 | 1603 | 1200 | Same as ADNU | 69 | Solar | Actual | Actual | SCE | Yes | No | 2030
Serrano-Alberhill-Valley Constraint | SCE Eastern and SDG&E areas | On-Peak, Off-Peak | 6651 | 1522 | Approved projects: • Southern California Transmission Reinforcement Project (2034) • Serrano-Alberhill-Valley 500 kV 1 Line Upgrade (2028) • Mira Loma-Mesa 500kV UG Cable Upgrade (2026) • Devers-Valley 500 kV 1 Line Upgrade (2028) • San Bernardino-Etiwanda 230 kV 1 Line Upgrade (2031) • San Bernardino-Vista 230 kV 1 Line Upgrade (2026) • Vista-Etiwanda 230 kV 1 Line Upgrade (2031) | N/A | 10182 | 1522 | Approved projects: • Southern Area Reinforcement Project (2034) • Devers-Valley 500 kV 1 Line Upgrade (2028) • Serrano-Alberhill-Valley 500 kV 1 Line Upgrade (2028) • San Bernardino-Etiwanda 230 kV 1 Line Upgrade (2031) • San Bernardino-Vista 230 kV 1 Line Upgrade (2028) • Vista-Etiwanda 230 kV 1 Line Upgrade (2031) • Mira Loma-Mesa 500kV Underground Third Cable (2026) | N/A | Solar | Default | Default | SCE | Yes | Yes | 2034 | 2034
East of Pisgah (EOP) Interconnection Area Constraints (SCE, GLW, VEA)
GLW 230kV area constraint | VEA 138kV and GLW 230kV buses | On-Peak, Off-Peak | 3372 | N/A | GLW Core Upgrade and Beatty 230kV Project (2022-23 TPP) (2027) | N/A | 3642 | N/A | N/A | N/A | Solar | Actual | Actual | VEA | Yes | Yes
Sloan Canyon - Eldorado 500 kV constraint | VEA 138kV, GLW 230kV and Eldorado 230kV buses | On-Peak, Off-Peak | 4032 | N/A | N/A | N/A | 4302 | N/A | N/A | N/A | Solar | Actual | Actual | VEA | Yes | Yes
Lugo - Victorville area constraint | East of Pisgah, SCE Eastern,SDG&E and SCE Northern areas | On-peak | 10105 | 6800 | Eldorado - Lugo 500kV No.2 line (10 years) | 2165 | 12605 | 6800 | Same as ADNU | 2165 | Solar | Actual | Default | SCE | Yes | No | 2036 | 2036
SDG&E Interconnection Area Constraints
Capistrano-San Onofre 230 kV constraint | SDGE local area | On-peak | 1324 | 920 | Capistrano-San Onofre 230 kV upgrade (60 months) | 58.1 | 1324 | N/A | N/A | N/A | Solar | Actual | Default | SDGE | None | No | 2031
Chicarita 138 kV constraint | Baja, Imperial, SDGE local area | On-peak | 224 | 700 | Chicarita 138 kV Upgrades (48 months) | 100 | 224 | N/A | N/A | N/A | Solar | Actual | Default | SDGE | None | No | 2030
El Cajon 69 kV constraint | SDGE local area | On-peak | 406 | 547 | El Cajon 69 kV Upgrade (48 months) | 14.7 | 406 | N/A | N/A | N/A | Solar | Actual | Default | SDGE | None | No | 2030
Internal San Diego Area constraint | Baja, Imperial, SDGE local area | On-Peak, Off-Peak | 602 | 9999 | Approved project: Rearrange TL23013 PQ-OT and TL6959 PQ-Mira Sorrento; Reconductor TLC680C San Marcos-Melrose Tap (ISD - 2032) | N/A | 602 | 9999 | Same as ADNU | N/A | Solar | Actual | Actual | SDGE | Yes | Yes | 2032 | 2032
Miguel 69 kV constraint | SDGE local area | On-peak | 231 | 431 | Miguel 69 kV upgrades (48 months) | 671.05 | 231 | N/A | N/A | N/A | Solar | Actual | Default | SDGE | None | No | 2030
Encina - San Luis Rey 230 kV constraint | Baja, Imperial, Arizona, SDGE local area | On-Peak, Off-Peak | 1832.4 | 2047.6 | Approved project: Southern California 500 kV Transmission Reinforcement Project; 30 minute emergency rating on Encina Tap-San Luis Rey 230 kV Line (ISD - 2034) | N/A | 5579 | 2048 | Same as ADNU | N/A | Solar | Actual | Actual | SDGE | Yes | Yes | 2034 | 2034
|  |  |  | 3914 | New Encina - San Luis Rey 230 kV line (120 months) | 84.1 |  | 5879.6 | Same as ADNU | 84.1 | Solar |  |  |  | Yes | No | 2036 | 2036
East of Miguel constraint | Baja, Imperial, Arizona, Riverside East | On-Peak, Off-Peak | 1035 | 9999 | Approved Project: Southern California 500 kV Transmission Reinforcement (ISD - 2034) | N/A | 1377 | 9999 | Same as ADNU | N/A | Solar | Actual | Actual | SDGE | Yes | Yes | 2034 | 2034
San Luis Rey-San Onofre 230 kV line constraint | Baja, Imperial, Arizona, SDGE local area | On-Peak, Off-Peak | 1677.4 | 2208.6 | Approved Project: Southern California 500 kV Transmission Reinforcement (ISD - 2034) | N/A | 5624 | 2209 | Same as ADNU | N/A | Solar | Actual | Actual | SDGE | YES | Yes | 2034 | 2034
|  |  |  | 3435 | New San Luis Rey-San Onofre 230 kV line (120 months) | 106.64 |  | 4254 | New San Luis Rey-San Onofre 230 kV line (120 months) | 106.64 | Solar |  |  |  | Yes | No | 2036 | 2036
Ocean Ranch 69 kV constraint | SDGE local area | On-peak | 204 | 692 | Ocean Ranch 69 kV upgrade (48 months) | 28.3 | 204 | N/A | N/A | N/A | Solar | Actual | Default | SDGE | None | No | 2030
Otay Mesa 230 kV constraint | Imperial, SDGE local area | On-peak | 1175 | 2189 | Otay Mesa 230 kV upgrade (60 months) | 79.91 | 1175 | N/A | N/A | N/A | Solar | Actual | Default | SDGE | None | No | 2031
Silvergate - Bay Blvd 230 kV constraint | Baja, Imperial, SDGE local area | On-Peak, Off-Peak | 2169.2 | 548 | Approved Project: Southern California 500 kV Transmission Reinforcement (ISD - 2034); 2 hour emergency rating on Silvergate-Bay Boulevard 230 kV line | N/A | 2169.2 | 2724.8 | Same as ADNU | N/A | Solar | Actual | Actual | SDGE | Yes | Yes | 2034 | 2034
Silvergate-Old Town 230 kV constraint | Baja, Imperial, SDGE local area | On-peak | 682.4 | 1686.8 | Approved Project: Southern California 500 kV Transmission Reinforcement (ISD - 2034); 30 min emergency rating for Silvergate-Old Town and Silvergate-Old Town Tap 230 kV lines | N/A | 2369 | N/A | N/A | N/A | Solar | Actual | Default | SDGE | None | Yes | 2034
Talega 230 kV constraint | SDGE local area | On-peak | 1028 | 2201 | Talega 230 kV Upgrades (60 months) | 210.6 | 1028 | N/A | N/A | N/A | Solar | Actual | Default | SDGE | None | No | 2031
Trabuco-Capistrano 138 kV constraint | SDGE local area | On-peak | 501 | 556 | Trabuco-Capistrano 138 kV upgrade (48 months) | 103.37 | 501 | N/A | N/A | N/A | Solar | Actual | Default | SDGE | None | No | 2030
PG&E North of Greater Bay Interconnection Area Constraints
Collinsville-Tesla 500 kV Line | Greater Bay Area, North of Greater Bay Area and PG&E South 500 kV | On-Peak | 3379 | 8645 | 500kV Delevan (144 months) | 2851.85 | 7706 | N/A | N/A | N/A | Wind | Actual | Default | PGE | None | No | 2038
Woodland- Davis 115kV line | North of Greater Bay Area | On-Peak | 90.45 | 109 | Reconductor Q653F-Davis 115 kV Line (60 months) | 9.33 | 81 | N/A | N/A | N/A | Wind | Actual | Default | PGE | None | No | 2031
Cortina-Eagle Rock 115 kV line | North of Greater Bay Area | On-Peak | 971 | 50 | Re-conductor Q1284 Sw Sta-Lower Lake Sw Sta/Eagle Rock 115 kV Line (Q1284 Sw Sta-Cache Jct 1) (60 months) | 50 | 1422 | N/A | N/A | N/A | Wind | Actual | Default | PGE | None | No | 2031
Bell-Placer 115kV Line | North of Greater Bay Area | On-Peak | 347 | 480 | Re-conductor Higgins-Bell and Bell-Placer 115 kV Lines (120 months) | 185 | 379 | N/A | N/A | N/A | Wind | Actual | Default | PGE | None | No | 2036
Carberry-Round Mountain 230kV Line | North of Greater Bay Area | On-Peak, Off-Peak | 15 | 26 | Re-conductor Pit 3-Carberry and Carberry-Round mountain 230 kV Lines (84 months) | 180 | 15 | 25 | Same as ADNU | 180 | Wind | Actual | Default | PGE | Yes | No | 2033 | 2033
Rocklin-Pleaseant grove 115kV line | North of Greater Bay Area | On-Peak | 50 | 707 | Re-conductor Rio Oso-Lincoln 115 kV Line and Lincoln-Pleasant Grove 115 kV Line (72 months) | 125 | 96 | N/A | N/A | N/A | Wind | Actual | Default | PGE | None | No | 2033
Bellota-Weber 230kV line | Greater Bay Area, North of Greater Bay Area and Fresno | On-Peak | 1661 | 460 | Subacco (120 months) | 400 | 2539 | N/A | N/A | N/A | Wind | Actual | Default | PGE | None | No | 2036
Rio Oso-Brighton 230kV line |  | On-Peak | 423 | 574 |  |  | 463 | N/A | N/A | N/A | Wind | Actual | Default | PGE | None | No | 2036
Rio Oso-Lockeford 230kV line |  | On-Peak | 1042 | 485 |  |  | 975 | N/A | N/A | N/A | Wind | Actual | Default | PGE | None | No | 2036
Humboldt Offshore Wind constraint | North of Greater Bay Area | On-Peak | 0 | 2300 | Approved in 23-24 TPP: New Transmission Lines to North Coast (120 months) | N/A | 0 | 2300 | Same as ADNU | N/A | Wind | Actual | Actual | PGE | Yes | Yes | 2034 | 2034
PG&E Greater Bay Interconnection Area Constraints
Dumbarton-Newark 115 kV line | Greater Bay Area and North of Greater Bay Area | On-Peak | 1290 | N/A | Approved New Collinsville 500/230 kV Substation Project (2028) | N/A | 3728 | N/A | N/A | N/A | Wind | Actual | Default | PGE | None | Yes | 2028
Eastshore-San Mateo 230 kV line |  | On-Peak | 2146 | N/A |  |  | 4811 | N/A | N/A | N/A | Wind | Actual | Default | PGE | None | Yes | 2028
Lakeville-Ignacio 230 kV line |  | On-Peak | 2257 | N/A |  |  | 768 | N/A | N/A | N/A | Wind | Actual | Default | PGE | None | Yes | 2028
Sobrante-Moraga 230 kV line |  | On-Peak | 3140 | N/A |  |  | 5136 | N/A | N/A | N/A | Wind | Actual | Default | PGE | None | Yes | 2028
Windmaster-Delta pumps 230 kV line | Greater Bay Area and North of Greater Bay Area | On-Peak | 546 | 6034 | Contra Costa to Tesla and Newark 230 kV lines and Birds Landing series reactors( Bay Area ADNU) (86 months) | 417.33 | 3673 | N/A | N/A | N/A | Wind | Actual | Default | PGE | None | No | 2033
Contra Costa- Windmaster 230 kV line |  | On-Peak | 1233 | 5601 |  |  | 3667 | N/A | N/A | N/A | Wind | Actual | Default | PGE | None | No | 2033
Tesla-Tracy-Pump 230 kV line #2 |  | On-Peak | 4574 | 3521 |  |  | 10136 | N/A | N/A | N/A | Wind | Actual | Default | PGE | None | No | 2033
Contra Costa #1 115kV Line | Greater Bay Area | On-Peak | 32 | 131 | Contra Costa 115kV, 60kV reconductors and Bank Replacement (120 months) | 185 | 77 | N/A | N/A | N/A | Wind | Actual | Default | PGE | None | No | 2036
Kasson Jct-Heinz 115 kV line | Greater Bay Area, North of Greater Bay Area and Fresno | On-Peak | 298 | 1255 | Nikola (216 months) | 1700 | 495 | N/A | N/A | N/A | Wind | Actual | Default | PGE | None | No | 2044
Newark-Newark Distribution 115 kV line |  | On-Peak | 8054 | 831 |  |  | 7290 | N/A | N/A | N/A | Wind | Actual | Default | PGE | None | No | 2044
Tesla-Bellota 230 kV line |  | On-Peak | 3154 | 300 |  |  | 4254 | N/A | N/A | N/A | Wind | Actual | Default | PGE | None | No | 2044
Eight Mile-Tesla 230 kV line |  | On-Peak | 926 | 163 |  |  | 3909 | N/A | N/A | N/A | Wind | Actual | Default | PGE | None | No | 2044
Grant - Eastshore #2 line 115 kV | Greater Bay Area | On-Peak | 962.9 | 290 | Reconductor 1869-Eastshore #1 and #2 115 kV lines (84 months) | 125 | 1220 | N/A | N/A | N/A | Wind | Actual | Default | PGE | None | No | 2033
Salado-Crow Creek Sw Sta 60 kV line | Greater Bay Area | On-Peak | 102.97 | 74 | Reconductor Salado 115kV and 60kV Area (144 months) | 400 | 102.97 | N/A | N/A | N/A | Wind | Actual | Default | PGE | None | No | 2038
Tesla-Salado 115 kV line |  | On-Peak | 178.92 | 70 |  |  | 180 | N/A | N/A | N/A | Wind | Actual | Default | PGE | None | No | 2038
Morganhill-Metcalf 115kV Line | Greater Bay Area | On-Peak | 382 | 712 | Metcalf-Morgan Hill 115kV reconductoring (144 months) | 380 | 273 | N/A | N/A | N/A | Wind | Actual | Default | PGE | None | No | 2038
Tesla-Tracy Pump 230 kV Line #1 | Greater Bay Area and North of Greater Bay Area | On-Peak | 9287 | 4344 | Re-conductor 1883 Sw Sta-Tracy Pmp (2.9 miles) (60 months) | 25 | 9538 | N/A | N/A | N/A | Wind | Actual | Default | PGE | None | No | 2031
Birds Landing-Contra Costa 230kV Line | Greater Bay Area and North of Greater Bay Area | On-Peak | 656 | 1766 | New double circuit line from Vaca-Contra Costa 230 kV (144 months) | 700 | 1176 | N/A | N/A | N/A | Wind | Actual | Default | PGE | None | No | 2038
PG&E Kern Interconnection Area Constraints
Cal Flat-Gates 230 kV line | Kern, Los Padres | On-Peak, Off-Peak | 927 | 1418 | Morro Bay Looping (98 months) | 1008.03 | 1005 | 230 | Same as ADNU | 1008.03 | Solar | Actual | Actual | PGE | Yes | No | 2034 | 2034
Gates-Arco 230 kV Line | Kern | On-Peak, Off-Peak | 1562 | 16891 | Re-conductor and reconfigure Gates-Arco-Midway 230 kV Lines (144 months) | 940 | 1226 | 962 | Same as ADNU | 940 | Solar | Actual | Actual | PGE | Yes | No | 2038 | 2038
Smyrna-Atwell Jct 115kV Line | Kern | On-Peak, Off-Peak | 231 | 687 | Alpaugh-Semitropic Reconductor(96 months) | 220 | 144 | 632 | Same as ADNU | 220 | Solar | Actual | Actual | PGE | Yes | No | 2034 | 2034
Kern 230/115kV TB #4 | Kern | On-Peak | 1912 | 179 | Add New Kern 230/115kV Transformer Bank ( 54 months) | 30 | 1928 | N/A | N/A | N/A | Solar | Actual | Default | PGE | None | No | 2031
Maricopa-Copus 70 kV line | Kern | On-Peak, Off-Peak | 94.45 | 206 | Reconductor Kern-Old River 115 and 70 kV (132 months) | 620 | 58 | 67.7 | Same as ADNU | 620 | Solar | Actual | Actual | PGE | Yes | No | 2037 | 2037
Midway-Taft 115 kV line | Kern | On-Peak | 17.78 | 9 |  |  | 270 | N/A |  |  | Solar | Actual | Default | PGE | Yes | No | 2037 | 2037
Kern-Tevis-Stockdale-Lamont 115kV line | Kern | On-Peak, Off-Peak | 184.8 | 367 | Reconductor Kern-Stockdale-Lamont 115 kV (84 months) | 120 | 109 | 106.58 | Same as ADNU | 120 | Solar | Actual | Actual | PGE | Yes | No | 2033 | 2033
Midway 230/115kV TB #3 | Kern | On-Peak, Off-Peak | 1592 | 784 | Add new Midway 230/115 kV Transformer Bank (96 months) | 150 | 1377 | 1477 | Same as ADNU | 150 | Solar | Actual | Actual | PGE | Yes | No | 2034 | 2034
Semitropic-Midway 115kV Line | Kern | On-Peak, Off-Peak | 240 | 637 | Reconductor Semitropic-Midway-Kern 115 kV and 70 kV Lines (144 months) | 760 | 255 | 475 | Same as ADNU | 760 | Solar | Actual | Actual | PGE | Yes | No | 2038 | 2038
Midway-Buena Vista Jct 230kV Line | Kern | On-Peak | 471 | 234 | Reconductor Midway-Q2011 230 kV Line (72 months) | 100 | 471 | N/A | Same as ADNU | 100 | Solar | Actual | Default | PGE | Yes | No | 2032 | 2032
PG&E Fresno Interconnection Area Constraints
Manning 500kV | Fresno | On-Peak, Off-Peak | 2280 | N/A | N/A | N/A | 2280 | N/A | N/A | N/A | Solar | Default | Default | PGE | None | No
Gates 500/230kV TB #12 | Fresno, Kern | On-Peak, Off-Peak | 5406 | 14825 | Gates Bank 500/230kV Bank #13 (48 months) | 35 | 3581 | 6843 | Same as ADNU | 35 | Solar | Actual | Actual | PGE | Yes | No | 2030 | 2030
Gates 500/230kV TB #11 | Fresno, Kern | On-Peak, Off-Peak | 5336.9 | 10038 |  |  | 5027 | 6343 |  |  | Solar | Actual | Actual | PGE | Yes | No | 2030 | 2030
Gates 230/70kV TB #5 | Fresno | On-Peak, Off-Peak | 300.67 | 47 | New Gates #6 230/70kV (96 months) | 110 | 272 | 390 | Same as ADNU | 110 | Solar | Actual | Actual | PGE | Yes | No | 2034 | 2034
Tranquility-Helm 230kV Line | Fresno | On-Peak, Off-Peak | 2921 | 2274 | Gregg 500kV (180 months) | 1500 | 2777 | 607 | Same as ADNU | 1500 | Solar | Actual | Actual | PGE | Yes | No | 2041 | 2041
Dairyland-Chowchilla 115kV Line | Fresno | On-Peak, Off-Peak | 1110.5 | 1211 | Mendota 230 kV Conversion (120 months) | 250 | 1066 | 122 | Same as ADNU | 250 | Solar | Actual | Actual | PGE | Yes | No | 2036 | 2036
Chowchilla-Le grand 115kV Line | Fresno | On-Peak, Off-Peak | 0 | 1211 | Le Grand 230 kV Station Conversion (180 months) | 550 | 158 | 546 | Same as ADNU | 550 | Solar | Actual | Actual | PGE | Yes | No | 2041 | 2041
NEW- Melones-Cottle 230kV line | Fresno | On Peak | 687 | N/A | Approved New Manning 500/230 kV Substation Project (2028) | N/A | 945 | N/A | N/A | N/A | Solar | Actual | Actual | PGE | Yes | Yes | 2028 | 2028
Los Banos 500/230kV TB | Fresno | On-Peak, Off-Peak | 6411 | N/A |  | N/A | 7216 | N/A | N/A | N/A | Solar | Actual | Actual | PGE | Yes | Yes | 2028 | 2028
Schindler 115/70kV TB #1 | Fresno | On-Peak, Off-Peak | 0 | 3160 | Manning 115 kV Addition (120 months) | 370 | 50 | 87 | Same as ADNU | 370 | Solar | Actual | Actual | PGE | Yes | No | 2036 | 2036
Panoche- Mendota 115 kV line | Fresno | On-Peak, Off-Peak | 1985 | 2019 |  |  | 1216 | 302 |  |  | Solar | Actual | Actual | PGE | Yes | No | 2036 | 2036
Panoche-Oro Loma 115kV Line | Fresno | On-Peak | 1782 | 588 | Reconductor Oro Loma-Panoche 115 kV Lines (86 months) | 0 | 1903 | N/A | N/A | N/A | Solar | Actual | Default | PGE | None | No | 2033
Borden-Storey #1 230kV line | Fresno | On-Peak, Off-Peak | 412 | 1247 | Reconductor Wilson-Storey 230 kV Lines (86 months) | 50 | 780 | 2047 | Reconductor Wilson-Storey 230 kV Lines (86 months) | N/A | Solar | Actual | Actual | PGE | Yes | No | 2033 | 2033
Merced 115/70kV TB#2 | Fresno | On-Peak, Off-Peak | 122 | 358 | Replace Bank, and Reconductor Lines at Merced (144 months) | 125 | 156 | 291 | Same as ADNU | 125 | Solar | Actual | Actual | PGE | Yes | No | 2038 | 2038
Helm 230/70kV TB #1 | Fresno | On-Peak, Off-Peak | 38 | 60 | Helm 230/70 kV Transformer Bank replacement (84 months) | 135 | 128 | 226 | Same as ADNU | 135 | Solar | Actual | Actual | PGE | Yes | No | 2033 | 2033
Oro Loma-El Nido 115kV Line | Fresno | On-Peak, Off-Peak | 528 | 3192 | Oro-loma- El nido-Wilson Reconductor (120 months) | 330 | 308 | 65 | Same as ADNU | 330 | Solar | Actual | Actual | PGE | Yes | No | 2036 | 2036
Diablo-Gates 500 kV line | Kern, Fresno | On-Peak, Off-Peak | 5161 | 4125 | New Diablo-Midway #4 500 kV Line (98 months) | 830 | 5581 | 4125 | Same as ADNU | 830 | Solar | Actual | Actual | PGE | Yes | No | 2034 | 2034
Mustang-Henrietta 230 kV line | Fresno | On-Peak | 5581 | 2479 |  |  | 5617 | 2479 |  |  | Solar | Actual | Default | PGE | Yes | No | 2034 | 2034
Gates-Panoche 230 kV #1 and #2 Lines | Fresno | On-Peak | 4562 | 8379 | Reconductor Gates-Panoche #1 and #2 230 kV Lines (86 months) | 214 | 4589 | N/A | N/A | N/A | Solar | Actual | Default | PGE | None | No | 2033
NEW-Metcalf-Mosslanding 500kV | Fresno | On-Peak | 1666 | N/A | (72 months) | 200 | 6083 | N/A | N/A | N/A | Solar | Default | Actual | PGE | No | No
* The transmission capability estimates are based on the resource-type specific output assumptions that are used in deliverbility studies rather than the resources’ installed capacity. The values can be translated into any combination of resource types by applying the currently applicable deliverability study resource output factor.
**The transmission capability estimates are over and above the resource amounts that were online as at January 1, 2024. The CPUC will need to adjust the estimates to account for resources that came online since then. Retirement of Diablo Canyon is accounted for in the estimates assuming the replacements are at the same or similar location
For already approved upgrades with CODs after 2030, CPUC staff attempted to keep the upgrades and their capacity expansion amounts from applying to the constraint's Tx capacity before it's scheduled online date. CPUC staff used the CAISO's 2024 TPD Report's Study Amount TPD in 2030 number as the available transmision capacity prior to the year of the last Tx upgrade's COD.

## CAISO_Output_Factors
Summary of output factors from the CAISO's 2024 Transmission Capability Estimates White Paper for use in the transmission constraint calculations.
FCDS Output Factors used in FCDS capability estimates
FCDS output table | [8 empty] | FCDS Output Factors
Resource Type | HSN | HSN | HSN | HSN | SSN | SSN | SSN | SSN | Resource type | HSN |  |  |  | SSN
| SDGE | SCE | PGE | VEA | SDGE | SCE | PGE | VEA |  | SDG&E | SCE | PG&E | VEA | SDG&E | SCE | PG&E | VEA
Solar | 0.06 | 0.13 | 0.15 | 0.08 | 0.71 | 0.8 | 0.71 | 0.66 | Solar | 6% | 13% | 15% | 8% | 71% | 80% | 71% | 66%
Distributed Solar | 0.06 | 0.13 | 0.15 | 0.08 | 0.71 | 0.8 | 0.71 | 0.66 | Wind | 35% | 48% | 50% | 48% | 10% | 17% | 19% | 17%
Wind | 0.35 | 0.48 | 0.5 | 0.48 | 0.1 | 0.17 | 0.19 | 0.17 | Non-Intermittent resources | 100%
Biomass | 1 | 1 | 1 | 1 | 1 | 1 | 1 | 1 | Energy storage | 100% if duration is ≥ 4-hour or ISC*(duration/4) if duration is < 4-hour |  |  |  | 50% if duration is ≥ 4-hour or ISC*(duration/4) if duration is < 4-hour
Geothermal | 1 | 1 | 1 | 1 | 1 | 1 | 1 | 1 | Hybrid | The lesser of 100% of combined ISC or (100% of 4-hour storage capacity plus study amount of paired resource)/ISC
Battery_4hr | 1 | 1 | 1 | 1 | 0.5 | 0.5 | 0.5 | 0.5 | New Mexico Wind | 67% |  |  |  | 35%
Battery_8hr | 1 | 1 | 1 | 1 | 0.5 | 0.5 | 0.5 | 0.5 | Wyoming/Idaho Wind | 67% |  |  |  | 35%
LDES | 1 | 1 | 1 | 1 | 0.5 | 0.5 | 0.5 | 0.5 | Diablo OSW | 85% |  |  |  | 45%
OOS Wind | 0.67 | 0.67 | 0.67 | 0.67 | 0.35 | 0.35 | 0.35 | 0.35 | Morro Bay OSW | 85% |  |  |  | 45%
Offshore Wind | 0.85 | 0.85 | 0.85 | 0.85 | 0.45 | 0.45 | 0.45 | 0.45 | Humboldt Bay OSW | 85% |  |  |  | 45%
EODS output table | [8 empty] | Resource output factors used in EODS capability estimates
Resource type | Wind | Wind | Wind | Wind | Solar | Solar | Solar | Solar | Resource type | Wind Area |  |  |  | Solar Area
| SDGE | SCE | PGE | VEA | SDGE | SCE | PGE | VEA |  | SDG&E | SCE | PG&E | VEA | SDG&E | SCE | PG&E | VEA
Solar | 0.68 | 0.68 | 0.68 | 0.68 | 0.79 | 0.77 | 0.79 | 0.77 | Solar | 68% |  |  |  | 79% | 77% | 79% | 77%
Distributed Solar | 0.68 | 0.68 | 0.68 | 0.68 | 0.79 | 0.77 | 0.79 | 0.77 | Wind | 69% | 64% | 63% | 64% | 44%
Wind | 0.69 | 0.64 | 0.63 | 0.64 | 0.44 | 0.44 | 0.44 | 0.44 | Hydro | 30%
Biomass | 0 | 0 | 0 | 0 | 0 | 0 | 0 | 0 | Offshore Wind | 100%
Geothermal | 1 | 1 | 1 | 1 | 1 | 1 | 1 | 1 | New Mexico Wind | 67%
Battery_4hr | -1 | -1 | -1 | -1 | -1 | -1 | -1 | -1 | Wyoming/Idaho Wind | 67%
Battery_8hr | -1 | -1 | -1 | -1 | -1 | -1 | -1 | -1 | Thermal | 0%5
PSH | -1 | -1 | -1 | -1 | -1 | -1 | -1 | -1 | Energy storage | 100% in charging mode if duration is ≥ 4-hour or 4-hour equivalent if duration is less than 4-hour6
OOS Wind | 0.67 | 0.67 | 0.67 | 0.67 | 0.67 | 0.67 | 0.67 | 0.67 | 5 Thermal resources are initially dispatched at 15% in off-peak deliverability assessments but can be reduced to 0% to mitigate constraints
Offshore Wind | 1 | 1 | 1 | 1 | 1 | 1 | 1 | 1 | 6 Energy storage is initially initially swiched off in off-peak deliverability assessments but can be dispatched incharging mode at 100% of its capacity if duration is ≥ 4-hour or 4-hour equivalent capacity if duration is less than 4-hour to mitigate constraints.
Ouput Factor Tables taken the CAISO 2024 Transmission Capability Estimates White Paper issued August 28, 2024.
SSN values taken from Deliverability Assessment Dispatch Methodology Update for Solar and Wind 06/24/24 Stakeholder Call

## Tx_Baseline_Reconcile
Data taken from BaselineReconcilation_26-27TPP_PD.xlsx workbook. Summarizes by substation, 1) resources in baseline that need to be included in Tx calculations because they have online dates after 1/1/2024; 2) resources not in baseline with online dates before 1/1/2024, these are mapped in the portfolio but not included in Tx calculations. | [17 empty] | Updated MRM 10/3/2025
|  |  | IRP baseline resources online after 1/1/2024 so not included in Tx constraints baseline | [14 empty] | Rresources not in IRP baseline but in transmission constraints baseline (e.g., resources online before 1/1/24 or in-development resources using existing interconnection deliverability)
|  |  | These Resources need to be included in transmission utilization calculations | [14 empty] | These resources are included in the portfolio mapping but need to be excluded from transmission utlization calculations
|  |  | Geothermal | Biomass | Wind | Wind | OOS Wind | OOS Wind | Offshore Wind | Offshore Wind | Distributed Solar | Solar | Solar | Battery_4hr | Battery_8hr | LDES | Has | Geothermal | Biomass | Wind | Wind | OOS Wind | OOS Wind | Offshore Wind | Offshore Wind | Distributed Solar | Solar | Solar | Battery_4hr | Battery_8hr | LDES | Has
CAISO Study Area | Substation | Voltage | FCDS | FCDS | FCDS | EODS | FCDS | EODS | FCDS | EODS | EODS | FCDS | EODS | FCDS | FCDS | FCDS | Res | FCDS | FCDS | FCDS | EODS | FCDS | EODS | FCDS | EODS | EODS | FCDS | EODS | FCDS | FCDS | FCDS | Res
PG&E KERN | 7th Standard | 115 | 0 | 0 | 0 | 0 | 0 |  |  |  | 0 | 0 | 0 | 0 | 0 | 0 |  | 0 | 0 | 0 | 0 | 0 |  |  |  | 0 | 0 | 0 | 0 | 0 | 0
SCE Metro | Alamitos | 230 | 0 | 0 | 0 | 0 | 0 |  |  |  | 0 | 0 | 0 | 0 | 0 | 0 |  | 0 | 0 | 0 | 0 | 0 |  |  |  | 0 | 0 | 0 | 82 | 0 | 0
SCE Eastern | Alberhill | 115 | 0 | 0 | 0 | 0 | 0 |  |  |  | 0 | 0 | 0 | 0 | 0 | 0 |  | 0 | 0 | 0 | 0 | 0 |  |  |  | 0 | 0 | 0 | 0 | 0 | 0
SCE Eastern | Alberhill | 500 | 0 | 0 | 0 | 0 | 0 |  |  |  | 0 | 0 | 0 | 0 | 0 | 0 |  | 0 | 0 | 0 | 0 | 0 |  |  |  | 0 | 0 | 0 | 0 | 0 | 0
PG&E GBA | Alhambra | 115 | 0 | 0 | 0 | 0 | 0 |  |  |  | 0 | 0 | 0 | 0 | 0 | 0 |  | 0 | 0 | 0 | 0 | 0 |  |  |  | 0 | 0 | 0 | 0 | 0 | 0
PG&E FRESNO | Alpaugh | 115 | 0 | 0 | 0 | 0 | 0 |  |  |  | 3 | 0 | 0 | 0 | 0 | 0 |  | 0 | 0 | 0 | 0 | 0 |  |  |  | 0 | 0 | 0 | 0 | 0 | 0
SDGE | Alpine | 69 | 0 | 0 | 0 | 0 | 0 |  |  |  | 0 | 0 | 0 | 0 | 0 | 0 |  | 0 | 0 | 0 | 0 | 0 |  |  |  | 0 | 0 | 0 | 0 | 0 | 0
PG&E GBA | Altamont Midway (Sandhill) | 230 | 0 | 0 | 0 | 0 | 0 |  |  |  | 0 | 0 | 0 | 0 | 0 | 0 |  | 0 | 0 | 0 | 0 | 0 |  |  |  | 0 | 0 | 0 | 0 | 0 | 0
SCE Northern | Antelope | 66 | 0 | 0 | 0 | 0 | 0 |  |  |  | 7.5 | 0 | 0 | 0 | 0 | 0 |  | 0 | 0 | 0 | 0 | 0 |  |  |  | 0 | 0 | 0 | 0 | 0 | 0
SCE Northern | Antelope | 230 | 0 | 0 | 0 | 0 | 0 |  |  |  | 0 | 125 | 0 | 80 | 0 | 0 |  | 0 | 0 | 0 | 0 | 0 |  |  |  | 0 | 0 | 0 | 0 | 0 | 0
SCE Northern | Antelope | 500 | 0 | 0 | 0 | 0 | 0 |  |  |  | 0 | 0 | 0 | 0 | 0 | 0 |  | 0 | 0 | 0 | 0 | 0 |  |  |  | 0 | 0 | 0 | 0 | 0 | 0
PG&E NGBA | Arcata | 60 | 0 | 0 | 0 | 0 | 0 |  |  |  | 3 | 0 | 0 | 0 | 0 | 0 |  | 0 | 0 | 0 | 0 | 0 |  |  |  | 0 | 0 | 0 | 0 | 0 | 0
PG&E KERN | Arco | 230 | 0 | 0 | 0 | 0 | 0 |  |  |  | 0 | 43.2 | 21.7 | 25 | 0 | 0 |  | 0 | 0 | 0 | 0 | 0 |  |  |  | 0 | 0 | 0 | 0 | 0 | 0
PG&E KERN | Arco | 70 | 0 | 0 | 0 | 0 | 0 |  |  |  | 0 | 0 | 0 | 55 | 0 | 0 |  | 0 | 0 | 0 | 0 | 0 |  |  |  | 0 | 0 | 0 | 0 | 0 | 0
SCE Metro | ArcoGen | 230 | 0 | 0 | 0 | 0 | 0 |  |  |  | 0 | 0 | 0 | 0 | 0 | 0 |  | 0 | 0 | 0 | 0 | 0 |  |  |  | 0 | 0 | 0 | 0 | 0 | 0
SDGE | Artesian | 230 | 0 | 0 | 0 | 0 | 0 |  |  |  | 0 | 0 | 0 | 0 | 0 | 0 |  | 0 | 0 | 0 | 0 | 0 |  |  |  | 0 | 0 | 0 | 0 | 0 | 0
SDGE | Artesian | 69 | 0 | 0 | 0 | 0 | 0 |  |  |  | 0 | 0 | 0 | 0 | 0 | 0 |  | 0 | 0 | 0 | 0 | 0 |  |  |  | 0 | 0 | 0 | 0 | 0 | 0
PG&E FRESNO | Ashlan | 230 | 0 | 0 | 0 | 0 | 0 |  |  |  | 0 | 0 | 0 | 0 | 0 | 0 |  | 0 | 0 | 0 | 0 | 0 |  |  |  | 0 | 0 | 0 | 0 | 0 | 0
PG&E NGBA | Atlantic | 115 | 0 | 0 | 0 | 0 | 0 |  |  |  | 0 | 0 | 0 | 0 | 0 | 0 |  | 0 | 0 | 0 | 0 | 0 |  |  |  | 0 | 0 | 0 | 0 | 0 | 0
PG&E NGBA | Atlantic | 230 | 0 | 0 | 0 | 0 | 0 |  |  |  | 0 | 0 | 0 | 0 | 0 | 0 |  | 0 | 0 | 0 | 0 | 0 |  |  |  | 0 | 0 | 0 | 0 | 0 | 0
PG&E NGBA | Atlantic | 60 | 0 | 0 | 0 | 0 | 0 |  |  |  | 0 | 0 | 0 | 0 | 0 | 0 |  | 0 | 0 | 0 | 0 | 0 |  |  |  | 0 | 0 | 0 | 0 | 0 | 0
PG&E FRESNO | Atwater | 115 | 0 | 0 | 0 | 0 | 0 |  |  |  | 0 | 0 | 0 | 0 | 0 | 0 |  | 0 | 0 | 0 | 0 | 0 |  |  |  | 0 | 0 | 0 | 0 | 0 | 0
PG&E GBA | Avena | 115 | 0 | 0 | 0 | 0 | 0 |  |  |  | 0 | 0 | 0 | 0 | 0 | 0 |  | 0 | 0 | 0 | 0 | 0 |  |  |  | 0 | 0 | 0 | 0 | 0 | 0
SDGE | Avocado | 69 | 0 | 0 | 0 | 0 | 0 |  |  |  | 0 | 0 | 0 | 0 | 0 | 0 |  | 0 | 0 | 0 | 0 | 0 |  |  |  | 0 | 0 | 0 | 0 | 0 | 0
PG&E NGBA | Bahia | 230 | 0 | 0 | 0 | 0 | 0 |  |  |  | 0 | 0 | 0 | 0 | 0 | 0 |  | 0 | 0 | 0 | 0 | 0 |  |  |  | 0 | 0 | 0 | 0 | 0 | 0
SCE Northern | Bailey | 230 | 0 | 0 | 0 | 0 | 0 |  |  |  | 0 | 0 | 0 | 0 | 0 | 0 |  | 0 | 0 | 0 | 0 | 0 |  |  |  | 0 | 0 | 0 | 0 | 0 | 0
SCE NOL | Baker | 115 | 0 | 0 | 0 | 0 | 0 |  |  |  | 0 | 0 | 0 | 0 | 0 | 0 |  | 0 | 0 | 0 | 0 | 0 |  |  |  | 0 | 0 | 0 | 0 | 0 | 0
PG&E KERN | Bakersfield | 230 | 0 | 0 | 0 | 0 | 0 |  |  |  | 0 | 0 | 0 | 0 | 0 | 0 |  | 0 | 0 | 0 | 0 | 0 |  |  |  | 0 | 0 | 0 | 0 | 0 | 0
PG&E FRESNO | Balch | 230 | 0 | 0 | 0 | 0 | 0 |  |  |  | 0 | 0 | 0 | 0 | 0 | 0 |  | 0 | 0 | 0 | 0 | 0 |  |  |  | 0 | 0 | 0 | 0 | 0 | 0
SCE Eastern | Bannister | 230 | 0 | 0 | 0 | 0 | 0 |  |  |  | 0 | 0 | 0 | 0 | 0 | 0 |  | 0 | 0 | 0 | 0 | 0 |  |  |  | 0 | 0 | 0 | 0 | 0 | 0
SCE Metro | Barre | 230 | 0 | 0 | 0 | 0 | 0 |  |  |  | 0 | 20 | 0 | 0 | 0 | 0 |  | 0 | 0 | 0 | 0 | 0 |  |  |  | 0 | 0 | 0 | 0 | 0 | 0
SDGE | Bay Boulevard | 69 | 0 | 0 | 0 | 0 | 0 |  |  |  | 0 | 0 | 0 | 0 | 0 | 0 |  | 0 | 0 | 0 | 0 | 0 |  |  |  | 0 | 0 | 0 | 0 | 0 | 0
SDGE | Bay Boulevard | 230 | 0 | 0 | 0 | 0 | 0 |  |  |  | 0 | 0 | 0 | 0 | 0 | 0 |  | 0 | 0 | 0 | 0 | 0 |  |  |  | 0 | 0 | 0 | 0 | 0 | 0
SCE EOP | Beatty | 138 | 0 | 0 | 0 | 0 | 0 |  |  |  | 0 | 0 | 0 | 0 | 0 | 0 |  | 0 | 0 | 0 | 0 | 0 |  |  |  | 0 | 0 | 0 | 0 | 0 | 0
SCE EOP | Beatty | 230 | 0 | 0 | 0 | 0 | 0 |  |  |  | 0 | 0 | 0 | 0 | 0 | 0 |  | 0 | 0 | 0 | 0 | 0 |  |  |  | 0 | 0 | 0 | 0 | 0 | 0
PG&E NGBA | Belden | 230 | 0 | 0 | 0 | 0 | 0 |  |  |  | 0 | 0 | 0 | 0 | 0 | 0 |  | 0 | 0 | 0 | 0 | 0 |  |  |  | 0 | 0 | 0 | 0 | 0 | 0
PG&E NGBA | Bell | 115 | 0 | 0 | 0 | 0 | 0 |  |  |  | 0 | 0 | 0 | 0 | 0 | 0 |  | 0 | 0 | 0 | 0 | 0 |  |  |  | 0 | 0 | 0 | 0 | 0 | 0
PG&E NGBA | Bellevue | 115 | 0 | 0 | 0 | 0 | 0 |  |  |  | 0 | 0 | 0 | 0 | 0 | 0 |  | 0 | 0 | 0 | 0 | 0 |  |  |  | 0 | 0 | 0 | 0 | 0 | 0
PG&E GBA | Bellota | 115 | 0 | 0 | 0 | 0 | 0 |  |  |  | 0 | 0 | 0 | 0 | 0 | 0 |  | 0 | 0 | 0 | 0 | 0 |  |  |  | 0 | 0 | 0 | 0 | 0 | 0
PG&E GBA | Bellota | 230 | 0 | 0 | 0 | 0 | 0 |  |  |  | 0 | 0 | 0 | 0 | 0 | 0 |  | 0 | 0 | 0 | 0 | 0 |  |  |  | 0 | 0 | 0 | 0 | 0 | 0
SCE Northern | Big Creek | 230 | 0 | 0 | 0 | 0 | 0 |  |  |  | 0 | 0 | 0 | 0 | 0 | 0 |  | 0 | 0 | 0 | 0 | 0 |  |  |  | 0 | 0 | 0 | 0 | 0 | 0
PG&E FRESNO | Biola | 70 | 0 | 0 | 0 | 0 | 0 |  |  |  | 0 | 0 | 0 | 0 | 0 | 0 |  | 0 | 0 | 0 | 0 | 0 |  |  |  | 0 | 0 | 0 | 0 | 0 | 0
PG&E GBA | Birds Landing | 230 | 0 | 0 | 229.98 | 0 | 0 |  |  |  | 0 | 0 | 0 | 0 | 0 | 0 |  | 0 | 0 | 0 | 0 | 0 |  |  |  | 0 | 0 | 0 | 0 | 0 | 0
SCE Northern | Bliss | 66 | 0 | 0 | 0 | 0 | 0 |  |  |  | 0 | 0 | 0 | 0 | 0 | 0 |  | 0 | 0 | 0 | 0 | 0 |  |  |  | 0 | 0 | 0 | 0 | 0 | 0
SCE Eastern | Blythe | 161 | 0 | 0 | 0 | 0 | 0 |  |  |  | 0 | 300 | 0 | 150 | 0 | 0 |  | 0 | 0 | 0 | 0 | 0 |  |  |  | 0 | 0 | 0 | 0 | 0 | 0
PG&E NGBA | Bogue | 115 | 0 | 0 | 0 | 0 | 0 |  |  |  | 0 | 0 | 0 | 0 | 0 | 0 |  | 0 | 0 | 0 | 0 | 0 |  |  |  | 0 | 0 | 0 | 0 | 0 | 0
PG&E FRESNO | Borden | 230 | 0 | 0 | 0 | 0 | 0 |  |  |  | 0 | 0 | 0 | 0 | 0 | 0 |  | 0 | 0 | 0 | 0 | 0 |  |  |  | 0 | 0 | 0 | 0 | 0 | 0
PG&E FRESNO | Borden | 70 | 0 | 0 | 0 | 0 | 0 |  |  |  | 0 | 0 | 0 | 0 | 0 | 0 |  | 0 | 0 | 0 | 0 | 0 |  |  |  | 0 | 0 | 0 | 0 | 0 | 0
SDGE | Boulevard East | 138 | 0 | 0 | 0 | 0 | 0 |  |  |  | 0 | 0 | 0 | 0 | 0 | 0 |  | 0 | 0 | 0 | 0 | 0 |  |  |  | 0 | 0 | 0 | 0 | 0 | 0
SDGE | Boulevard East | 69 | 0 | 0 | 0 | 0 | 0 |  |  |  | 0 | 0 | 0 | 9.75 | 0 | 0 |  | 0 | 0 | 0 | 0 | 0 |  |  |  | 0 | 0 | 0 | 0 | 0 | 0
PG&E GBA | Brentwood | 230 | 0 | 0 | 0 | 0 | 0 |  |  |  | 0 | 0 | 0 | 0 | 0 | 0 |  | 0 | 0 | 0 | 0 | 0 |  |  |  | 0 | 0 | 0 | 0 | 0 | 0
PG&E NGBA | Bridgeville | 115 | 0 | 0 | 0 | 0 | 0 |  |  |  | 0 | 0 | 0 | 0 | 0 | 0 |  | 0 | 0 | 0 | 0 | 0 |  |  |  | 0 | 0 | 0 | 0 | 0 | 0
PG&E NGBA | Brighton | 115 | 0 | 0 | 0 | 0 | 0 |  |  |  | 0 | 0 | 0 | 0 | 0 | 0 |  | 0 | 0 | 0 | 0 | 0 |  |  |  | 0 | 0 | 0 | 0 | 0 | 0
PG&E NGBA | Brighton | 230 | 0 | 0 | 0 | 0 | 0 |  |  |  | 0 | 0 | 0 | 0 | 0 | 0 |  | 0 | 0 | 0 | 0 | 0 |  |  |  | 0 | 0 | 0 | 0 | 0 | 0
PG&E NGBA | Brunswick | 115 | 0 | 0 | 0 | 0 | 0 |  |  |  | 0 | 0 | 0 | 0 | 0 | 0 |  | 0 | 0 | 0 | 0 | 0 |  |  |  | 0 | 0 | 0 | 0 | 0 | 0
PG&E NGBA | Bucks Creek | 230 | 0 | 0 | 0 | 0 | 0 |  |  |  | 0 | 0 | 0 | 0 | 0 | 0 |  | 0 | 0 | 0 | 0 | 0 |  |  |  | 0 | 0 | 0 | 0 | 0 | 0
PG&E KERN | Buena Vista | 230 | 0 | 0 | 0 | 0 | 0 |  |  |  | 0 | 0 | 0 | 0 | 0 | 0 |  | 0 | 0 | 0 | 0 | 0 |  |  |  | 0 | 0 | 0 | 0 | 0 | 0
PG&E FRESNO | Bullard | 115 | 0 | 0 | 0 | 0 | 0 |  |  |  | 0 | 0 | 0 | 0 | 0 | 0 |  | 0 | 0 | 0 | 0 | 0 |  |  |  | 0 | 0 | 0 | 0 | 0 | 0
PG&E GBA | Burlingame | 115 | 0 | 0 | 0 | 0 | 0 |  |  |  | 0 | 0 | 0 | 0 | 0 | 0 |  | 0 | 0 | 0 | 0 | 0 |  |  |  | 0 | 0 | 0 | 0 | 0 | 0
PG&E NGBA | Burney Forest | 230 | 0 | 0 | 0 | 0 | 0 |  |  |  | 0 | 0 | 0 | 0 | 0 | 0 |  | 0 | 0 | 0 | 0 | 0 |  |  |  | 0 | 0 | 0 | 0 | 0 | 0
PG&E NGBA | Butte | 115 | 0 | 0 | 0 | 0 | 0 |  |  |  | 0 | 0 | 0 | 0 | 0 | 0 |  | 0 | 0 | 0 | 0 | 0 |  |  |  | 0 | 0 | 0 | 0 | 0 | 0
PG&E KERN | Cabrillo | 115 | 0 | 0 | 0 | 0 | 0 |  |  |  | 0 | 0 | 0 | 0 | 0 | 0 |  | 0 | 0 | 0 | 0 | 0 |  |  |  | 0 | 0 | 0 | 0 | 0 | 0
PG&E FRESNO | Cal Flats | 230 | 0 | 0 | 0 | 0 | 0 |  |  |  | 0 | 0 | 0 | 0 | 0 | 0 |  | 0 | 0 | 0 | 0 | 0 |  |  |  | 0 | 0 | 0 | 0 | 0 | 0
SCE NOL | Calcite | 230 | 0 | 0 | 0 | 0 | 0 |  |  |  | 0 | 0 | 0 | 0 | 0 | 0 |  | 0 | 0 | 0 | 0 | 0 |  |  |  | 0 | 0 | 0 | 0 | 0 | 0
PG&E KERN | Caliente | 230 | 0 | 0 | 0 | 0 | 0 |  |  |  | 0 | 0 | 0 | 0 | 0 | 0 |  | 0 | 0 | 0 | 0 | 0 |  |  |  | 0 | 0 | 0 | 0 | 0 | 0
PG&E FRESNO | California Ave | 115 | 0 | 0 | 0 | 0 | 0 |  |  |  | 0 | 0 | 0 | 0 | 0 | 0 |  | 0 | 0 | 0 | 0 | 0 |  |  |  | 0 | 0 | 0 | 0 | 0 | 0
PG&E KERN | Callender | 115 | 0 | 0 | 0 | 0 | 0 |  |  |  | 0 | 0 | 0 | 0 | 0 | 0 |  | 0 | 0 | 0 | 0 | 0 |  |  |  | 0 | 0 | 0 | 0 | 0 | 0
PG&E NGBA | Calpella | 115 | 0 | 0 | 0 | 0 | 0 |  |  |  | 0 | 0 | 0 | 0 | 0 | 0 |  | 0 | 0 | 0 | 0 | 0 |  |  |  | 0 | 0 | 0 | 0 | 0 | 0
PG&E GBA | Camanche | 230 | 0 | 0 | 0 | 0 | 0 |  |  |  | 0 | 0 | 0 | 0 | 0 | 0 |  | 0 | 0 | 0 | 0 | 0 |  |  |  | 0 | 0 | 0 | 0 | 0 | 0
SDGE | Cameron | 69 | 0 | 0 | 0 | 0 | 0 |  |  |  | 0.84 | 0 | 0 | 0 | 0 | 0 |  | 0 | 0 | 0 | 0 | 0 |  |  |  | 0 | 0 | 0 | 0 | 0 | 0
SDGE | Cannon | 69 | 0 | 0 | 0 | 0 | 0 |  |  |  | 0 | 0 | 0 | 0 | 0 | 0 |  | 0 | 0 | 0 | 0 | 0 |  |  |  | 0 | 0 | 0 | 0 | 0 | 0
PG&E FRESNO | Cantua | 115 | 0 | 0 | 0 | 0 | 0 |  |  |  | 0 | 0 | 0 | 0 | 0 | 0 |  | 0 | 0 | 0 | 0 | 0 |  |  |  | 0 | 0 | 0 | 0 | 0 | 0
SDGE | Capistrano | 138 | 0 | 0 | 0 | 0 | 0 |  |  |  | 0 | 0 | 0 | 0 | 0 | 0 |  | 0 | 0 | 0 | 0 | 0 |  |  |  | 0 | 0 | 0 | 0 | 0 | 0
SDGE | Capistrano | 230 | 0 | 0 | 0 | 0 | 0 |  |  |  | 0 | 0 | 0 | 0 | 0 | 0 |  | 0 | 0 | 0 | 0 | 0 |  |  |  | 0 | 0 | 0 | 0 | 0 | 0
PG&E NGBA | Carberry | 230 | 0 | 0 | 0 | 0 | 0 |  |  |  | 0 | 0 | 0 | 0 | 0 | 0 |  | 0 | 0 | 0 | 0 | 0 |  |  |  | 0 | 0 | 0 | 0 | 0 | 0
SCE Eastern | Cardiff | 66 | 0 | 0 | 0 | 0 | 0 |  |  |  | 0 | 0 | 0 | 0 | 0 | 0 |  | 0 | 0 | 0 | 0 | 0 |  |  |  | 0 | 0 | 0 | 0 | 0 | 0
PG&E NGBA | Caribou | 60 | 0 | 0 | 0 | 0 | 0 |  |  |  | 0 | 0 | 0 | 0 | 0 | 0 |  | 0 | 0 | 0 | 0 | 0 |  |  |  | 0 | 0 | 0 | 0 | 0 | 0
PG&E NGBA | Caribou | 115 | 0 | 0 | 0 | 0 | 0 |  |  |  | 0 | 0 | 0 | 0 | 0 | 0 |  | 0 | 0 | 0 | 0 | 0 |  |  |  | 0 | 0 | 0 | 0 | 0 | 0
PG&E NGBA | Caribou | 230 | 0 | 0 | 0 | 0 | 0 |  |  |  | 0 | 0 | 0 | 0 | 0 | 0 |  | 0 | 0 | 0 | 0 | 0 |  |  |  | 0 | 0 | 0 | 0 | 0 | 0
SCE EOP | Carpenter Canyon (fka Gamebird) | 138 | 0 | 0 | 0 | 0 | 0 |  |  |  | 0 | 0 | 0 | 0 | 0 | 0 |  | 0 | 0 | 0 | 0 | 0 |  |  |  | 0 | 0 | 0 | 0 | 0 | 0
SCE EOP | Carpenter Canyon (fka Gamebird) | 230 | 0 | 0 | 0 | 0 | 0 |  |  |  | 0 | 0 | 0 | 0 | 0 | 0 |  | 0 | 0 | 0 | 0 | 0 |  |  |  | 0 | 0 | 0 | 0 | 0 | 0
PG&E NGBA | Carquinez | 115 | 0 | 0 | 0 | 0 | 0 |  |  |  | 0 | 0 | 0 | 0 | 0 | 0 |  | 0 | 0 | 0 | 0 | 0 |  |  |  | 0 | 0 | 0 | 0 | 0 | 0
SDGE | Carrizo Gorge | 138 | 0 | 0 | 0 | 0 | 0 |  |  |  | 0 | 0 | 90 | 0 | 0 | 0 |  | 0 | 0 | 0 | 0 | 0 |  |  |  | 0 | 0 | 0 | 0 | 0 | 0
PG&E KERN | Carrizo Plains | 115 | 0 | 0 | 0 | 0 | 0 |  |  |  | 0 | 0 | 0 | 0 | 0 | 0 |  | 0 | 0 | 0 | 0 | 0 |  |  |  | 0 | 0 | 0 | 0 | 0 | 0
PG&E KERN | Casaloma | 230 | 0 | 0 | 0 | 0 | 0 |  |  |  | 0 | 0 | 0 | 0 | 0 | 0 |  | 0 | 0 | 0 | 0 | 0 |  |  |  | 0 | 0 | 0 | 0 | 0 | 0
PG&E GBA | Castro Valley | 230 | 0 | 0 | 0 | 0 | 0 |  |  |  | 0 | 0 | 0 | 0 | 0 | 0 |  | 0 | 0 | 0 | 0 | 0 |  |  |  | 0 | 0 | 0 | 0 | 0 | 0
PG&E GBA | Cayetano | 230 | 0 | 0 | 0 | 0 | 0 |  |  |  | 0 | 0 | 100 | 0 | 0 | 0 |  | 0 | 0 | 0 | 0 | 0 |  |  |  | 0 | 0 | 0 | 0 | 0 | 0
SCE Metro | Center | 230 | 0 | 0 | 0 | 0 | 0 |  |  |  | 0 | 0 | 0 | 90 | 0 | 0 |  | 0 | 0 | 0 | 0 | 0 |  |  |  | 0 | 0 | 0 | 0 | 0 | 0
PG&E KERN | Charca | 115 | 0 | 0 | 0 | 0 | 0 |  |  |  | 0 | 0 | 0 | 0 | 0 | 0 |  | 0 | 0 | 0 | 0 | 0 |  |  |  | 0 | 0 | 0 | 0 | 0 | 0
SCE EOP | Charleston | 138 | 0 | 0 | 0 | 0 | 0 |  |  |  | 0 | 0 | 0 | 0 | 0 | 0 |  | 0 | 0 | 0 | 0 | 0 |  |  |  | 0 | 0 | 0 | 0 | 0 | 0
SCE Metro | Chevmain | 230 | 0 | 0 | 0 | 0 | 0 |  |  |  | 0 | 0 | 0 | 0 | 0 | 0 |  | 0 | 0 | 0 | 0 | 0 |  |  |  | 0 | 0 | 0 | 0 | 0 | 0
SDGE | Chicarita | 138 | 0 | 0 | 0 | 0 | 0 |  |  |  | 0 | 0 | 0 | 0 | 0 | 0 |  | 0 | 0 | 0 | 0 | 0 |  |  |  | 0 | 0 | 0 | 0 | 0 | 0
SCE Metro | Chino | 230 | 0 | 0 | 0 | 0 | 0 |  |  |  | 0 | 0 | 0 | 0 | 0 | 0 |  | 0 | 0 | 0 | 0 | 0 |  |  |  | 0 | 0 | 0 | 0 | 0 | 0
PG&E FRESNO | Chowchilla | 115 | 0 | 0 | 0 | 0 | 0 |  |  |  | 0 | 0 | 0 | 0 | 0 | 0 |  | 0 | 0 | 0 | 0 | 0 |  |  |  | 0 | 0 | 0 | 0 | 0 | 0
PG&E GBA | Christie | 60 | 0 | 0 | 0 | 0 | 0 |  |  |  | 0 | 0 | 0 | 0 | 0 | 0 |  | 0 | 0 | 0 | 0 | 0 |  |  |  | 0 | 0 | 0 | 0 | 0 | 0
PG&E GBA | Christie | 115 | 0 | 0 | 0 | 0 | 0 |  |  |  | 0 | 0 | 0 | 0 | 0 | 0 |  | 0 | 0 | 0 | 0 | 0 |  |  |  | 0 | 0 | 0 | 0 | 0 | 0
SCE Eastern | Cielo Azul | 500 | 0 | 0 | 0 | 0 | 0 |  |  |  | 0 | 0 | 0 | 900 | 0 | 0 |  | 0 | 0 | 0 | 0 | 0 |  |  |  | 0 | 0 | 0 | 0 | 0 | 0
PG&E GBA | Clay | 60 | 0 | 0 | 0 | 0 | 0 |  |  |  | 0 | 0 | 0 | 0 | 0 | 0 |  | 0 | 0 | 0 | 0 | 0 |  |  |  | 0 | 0 | 0 | 0 | 0 | 0
PG&E GBA | Clayton | 115 | 0 | 0 | 0 | 0 | 0 |  |  |  | 0 | 0 | 0 | 0 | 0 | 0 |  | 0 | 0 | 0 | 0 | 0 |  |  |  | 0 | 0 | 0 | 0 | 0 | 0
PG&E NGBA | Cloverdale | 115 | 0 | 0 | 0 | 0 | 0 |  |  |  | 0 | 0 | 0 | 0 | 0 | 0 |  | 0 | 0 | 0 | 0 | 0 |  |  |  | 0 | 0 | 0 | 0 | 0 | 0
PG&E FRESNO | Clovis | 115 | 0 | 0 | 0 | 0 | 0 |  |  |  | 0 | 0 | 0 | 0 | 0 | 0 |  | 0 | 0 | 0 | 0 | 0 |  |  |  | 0 | 0 | 0 | 0 | 0 | 0
PG&E GBA | Coburn | 230 | 0 | 0 | 0 | 0 | 0 |  |  |  | 0 | 0 | 0 | 0 | 0 | 0 |  | 0 | 0 | 0 | 0 | 0 |  |  |  | 0 | 0 | 0 | 0 | 0 | 0
PG&E GBA | Coburn | 60 | 0 | 0 | 0 | 0 | 0 |  |  |  | 0 | 0 | 0 | 0 | 1.5 | 0 |  | 0 | 0 | 0 | 0 | 0 |  |  |  | 0 | 0 | 0 | 0 | 0 | 0
PG&E NGBA | Colgate | 230 | 0 | 0 | 0 | 0 | 0 |  |  |  | 0 | 0 | 0 | 0 | 0 | 0 |  | 0 | 0 | 0 | 0 | 0 |  |  |  | 0 | 0 | 0 | 0 | 0 | 0
PG&E GBA | Collierville | 230 | 0 | 0 | 0 | 0 | 0 |  |  |  | 0 | 0 | 0 | 0 | 0 | 0 |  | 0 | 0 | 0 | 0 | 0 |  |  |  | 0 | 0 | 0 | 0 | 0 | 0
PG&E GBA | Collinsville | 230 | 0 | 0 | 0 | 0 | 0 |  |  |  | 0 | 0 | 0 | 0 | 0 | 0 |  | 0 | 0 | 0 | 0 | 0 |  |  |  | 0 | 0 | 0 | 0 | 0 | 0
PG&E GBA | Collinsville | 500 | 0 | 0 | 0 | 0 | 0 |  |  |  | 0 | 0 | 0 | 0 | 0 | 0 |  | 0 | 0 | 0 | 0 | 0 |  |  |  | 0 | 0 | 0 | 0 | 0 | 0
SCE Eastern | Colorado River | 230 | 0 | 0 | 0 | 0 | 0 |  |  |  | 0 | 0 | 0 | 0 | 0 | 0 |  | 0 | 0 | 0 | 0 | 0 |  |  |  | 0 | 0 | 0 | 0 | 0 | 0
SCE Eastern | Colorado River | 500 | 0 | 0 | 0 | 0 | 0 |  |  |  | 0 | 0 | 0 | 0 | 0 | 0 |  | 0 | 0 | 0 | 0 | 0 |  |  |  | 0 | 0 | 0 | 0 | 0 | 0
PG&E KERN | Columbus | 115 | 0 | 0 | 0 | 0 | 0 |  |  |  | 0 | 0 | 0 | 0 | 0 | 0 |  | 0 | 0 | 0 | 0 | 0 |  |  |  | 0 | 0 | 0 | 0 | 0 | 0
PG&E GBA | Contra Costa | 115 | 0 | 0 | 0 | 0 | 0 |  |  |  | 0 | 0 | 0 | 0 | 0 | 0 |  | 0 | 0 | 0 | 0 | 0 |  |  |  | 0 | 0 | 0 | 0 | 0 | 0
PG&E GBA | Contra Costa | 230 | 0 | 0 | 0 | 0 | 0 |  |  |  | 0 | 0 | 0 | 0 | 0 | 0 |  | 0 | 0 | 0 | 0 | 0 |  |  |  | 0 | 0 | 0 | 0 | 0 | 0
PG&E GBA | Contra Costa PP | 230 | 0 | 0 | 0 | 0 | 0 |  |  |  | 0 | 0 | 0 | 0 | 0 | 0 |  | 0 | 0 | 0 | 0 | 0 |  |  |  | 0 | 0 | 0 | 0 | 0 | 0
SCE NOL | Control | 115 | 0 | 0 | 0 | 0 | 0 |  |  |  | 0 | 0 | 0 | 0 | 0 | 0 |  | 0 | 0 | 0 | 0 | 0 |  |  |  | 0 | 0 | 0 | 0 | 0 | 0
SCE NOL | Control | 55 | 0 | 0 | 0 | 0 | 0 |  |  |  | 0 | 0 | 0 | 0 | 0 | 0 |  | 0 | 0 | 0 | 0 | 0 |  |  |  | 0 | 0 | 0 | 0 | 0 | 0
PG&E GBA | Cooley Landing | 115 | 0 | 0 | 0 | 0 | 0 |  |  |  | 0 | 0 | 0 | 0 | 0 | 0 |  | 0 | 0 | 0 | 0 | 0 |  |  |  | 0 | 0 | 0 | 0 | 0 | 0
PG&E GBA | Cooley Landing | 60 | 0 | 0 | 0 | 0 | 0 |  |  |  | 0 | 0 | 0 | 0 | 0 | 0 |  | 0 | 0 | 0 | 0 | 0 |  |  |  | 0 | 0 | 0 | 0 | 0 | 0
SCE NOL | Coolwater | 230 | 0 | 0 | 0 | 0 | 0 |  |  |  | 0 | 0 | 0 | 0 | 0 | 0 |  | 0 | 0 | 0 | 0 | 0 |  |  |  | 0 | 0 | 0 | 0 | 0 | 0
SCE NOL | Coolwater | 115 | 0 | 0 | 0 | 0 | 0 |  |  |  | 0 | 0 | 0 | 0 | 0 | 0 |  | 0 | 0 | 0 | 0 | 0 |  |  |  | 0 | 0 | 0 | 0 | 0 | 0
PG&E KERN | Copus | 70 | 0 | 0 | 0 | 0 | 0 |  |  |  | 0 | 0 | 0 | 0 | 0 | 0 |  | 0 | 0 | 0 | 0 | 0 |  |  |  | 0 | 0 | 0 | 0 | 0 | 0
PG&E FRESNO | Corcoran | 70 | 0 | 0 | 0 | 0 | 0 |  |  |  | 0 | 0 | 0 | 0 | 0 | 0 |  | 0 | 0 | 0 | 0 | 0 |  |  |  | 0 | 0 | 0 | 0 | 0 | 0
PG&E FRESNO | Corcoran | 115 | 0 | 0 | 0 | 0 | 0 |  |  |  | 0 | 0 | 0 | 0 | 0 | 0 |  | 0 | 0 | 0 | 0 | 0 |  |  |  | 0 | 0 | 0 | 0 | 0 | 0
PG&E NGBA | Corona | 115 | 0 | 0 | 0 | 0 | 0 |  |  |  | 0 | 0 | 0 | 0 | 0 | 0 |  | 0 | 0 | 0 | 0 | 0 |  |  |  | 0 | 0 | 0 | 0 | 0 | 0
PG&E NGBA | Cortina | 230 | 0 | 0 | 0 | 0 | 0 |  |  |  | 0 | 0 | 0 | 0 | 0 | 0 |  | 0 | 0 | 0 | 0 | 0 |  |  |  | 0 | 0 | 0 | 0 | 0 | 0
PG&E NGBA | Cortina | 115 | 0 | 0 | 0 | 0 | 0 |  |  |  | 0 | 0 | 0 | 0 | 0 | 0 |  | 0 | 0 | 0 | 0 | 0 |  |  |  | 0 | 0 | 0 | 0 | 0 | 0
PG&E GBA | Cottle | 230 | 0 | 0 | 0 | 0 | 0 |  |  |  | 0 | 0 | 0 | 0 | 0 | 0 |  | 0 | 0 | 0 | 0 | 0 |  |  |  | 0 | 0 | 0 | 0 | 0 | 0
PG&E NGBA | Cottonwood | 115 | 0 | 0 | 0 | 0 | 0 |  |  |  | 0 | 0 | 0 | 0 | 0 | 0 |  | 0 | 0 | 0 | 0 | 0 |  |  |  | 0 | 0 | 0 | 0 | 0 | 0
PG&E NGBA | Cottonwood | 230 | 0 | 0 | 0 | 0 | 0 |  |  |  | 0 | 0 | 0 | 0 | 0 | 0 |  | 0 | 0 | 0 | 0 | 0 |  |  |  | 0 | 0 | 0 | 0 | 0 | 0
PG&E NGBA | Cottonwood | 60 | 0 | 0 | 0 | 0 | 0 |  |  |  | 0 | 0 | 0 | 0 | 0 | 0 |  | 0 | 0 | 0 | 0 | 0 |  |  |  | 0 | 0 | 0 | 0 | 0 | 0
PG&E NGBA | Cove Road | 230 | 0 | 0 | 0 | 0 | 0 |  |  |  | 0 | 0 | 0 | 0 | 0 | 0 |  | 0 | 0 | 0 | 0 | 0 |  |  |  | 0 | 0 | 0 | 0 | 0 | 0
PG&E GBA | Coyote | 230 | 0 | 0 | 0 | 0 | 0 |  |  |  | 0 | 0 | 0 | 0 | 0 | 0 |  | 0 | 0 | 0 | 0 | 0 |  |  |  | 0 | 0 | 0 | 0 | 0 | 0
PG&E GBA | Crazy Horse Canyon | 115 | 0 | 0 | 0 | 0 | 0 |  |  |  | 0 | 0 | 0 | 0 | 0 | 0 |  | 0 | 0 | 0 | 0 | 0 |  |  |  | 0 | 0 | 0 | 0 | 0 | 0
SDGE | Creelman | 69 | 0 | 0 | 0 | 0 | 0 |  |  |  | 0 | 0 | 0 | 0 | 0 | 0 |  | 0 | 0 | 0 | 0 | 0 |  |  |  | 0 | 0 | 0 | 0 | 0 | 0
PG&E FRESNO | Crescent | 70 | 0 | 0 | 0 | 0 | 0 |  |  |  | 0 | 0 | 0 | 0 | 0 | 0 |  | 0 | 0 | 0 | 0 | 0 |  |  |  | 0 | 0 | 0 | 0 | 0 | 0
PG&E FRESNO | Cressey | 115 | 0 | 0 | 0 | 0 | 0 |  |  |  | 0 | 0 | 0 | 0 | 0 | 0 |  | 0 | 0 | 0 | 0 | 0 |  |  |  | 0 | 0 | 0 | 0 | 0 | 0
PG&E NGBA | Cresta | 230 | 0 | 0 | 0 | 0 | 0 |  |  |  | 0 | 0 | 0 | 0 | 0 | 0 |  | 0 | 0 | 0 | 0 | 0 |  |  |  | 0 | 0 | 0 | 0 | 0 | 0
SDGE | Crestwood | 69 | 0 | 0 | 0 | 0 | 0 |  |  |  | 0 | 0 | 0 | 0 | 0 | 0 |  | 0 | 0 | 0 | 0 | 0 |  |  |  | 0 | 0 | 0 | 0 | 0 | 0
PG&E GBA | Crow Creek | 60 | 0 | 0 | 0 | 0 | 0 |  |  |  | 0 | 6 | 14 | 20 | 0 | 0 |  | 0 | 0 | 0 | 0 | 0 |  |  |  | 0 | 0 | 0 | 0 | 0 | 0
PG&E GBA | Crows Landing | 60 | 0 | 0 | 0 | 0 | 0 |  |  |  | 0 | 0 | 0 | 0 | 0 | 0 |  | 0 | 0 | 0 | 0 | 0 |  |  |  | 0 | 0 | 0 | 0 | 0 | 0
PG&E GBA | Curtis | 115 | 0 | 0 | 0 | 0 | 0 |  |  |  | 0 | 0 | 0 | 0 | 0 | 0 |  | 0 | 0 | 0 | 0 | 0 |  |  |  | 0 | 0 | 0 | 0 | 0 | 0
PG&E FRESNO | Dairyland | 115 | 0 | 0 | 0 | 0 | 0 |  |  |  | 0 | 0 | 0 | 0 | 0 | 0 |  | 0 | 0 | 0 | 0 | 0 |  |  |  | 0 | 0 | 0 | 0 | 0 | 0
PG&E NGBA | Davis | 115 | 0 | 0 | 0 | 0 | 0 |  |  |  | 0 | 0 | 0 | 0 | 0 | 0 |  | 0 | 0 | 0 | 0 | 0 |  |  |  | 0 | 0 | 0 | 0 | 0 | 0
SCE Metro | Del Amo | 500 | 0 | 0 | 0 | 0 | 0 |  |  |  | 0 | 0 | 0 | 0 | 0 | 0 |  | 0 | 0 | 0 | 0 | 0 |  |  |  | 0 | 0 | 0 | 0 | 0 | 0
SCE Metro | Del Amo | 230 | 0 | 0 | 0 | 0 | 0 |  |  |  | 0 | 0 | 0 | 0 | 0 | 0 |  | 0 | 0 | 0 | 0 | 0 |  |  |  | 0 | 0 | 0 | 0 | 0 | 0
SCE Eastern | Delaney | 500 | 0 | 0 | 0 | 0 | 0 |  |  |  | 0 | 0 | 0 | 0 | 0 | 0 |  | 0 | 0 | 0 | 0 | 0 |  |  |  | 0 | 0 | 0 | 0 | 0 | 0
PG&E NGBA | Delevan | 230 | 0 | 0 | 0 | 0 | 0 |  |  |  | 0 | 0 | 0 | 0 | 0 | 0 |  | 0 | 0 | 0 | 0 | 0 |  |  |  | 0 | 0 | 0 | 0 | 0 | 0
PG&E GBA | Delta PP | 230 | 0 | 0 | 0 | 0 | 0 |  |  |  | 0 | 0 | 0 | 0 | 0 | 0 |  | 0 | 0 | 0 | 0 | 0 |  |  |  | 0 | 0 | 0 | 0 | 0 | 0
SCE EOP | Desert View | 230 | 0 | 0 | 0 | 0 | 0 |  |  |  | 0 | 0 | 0 | 0 | 0 | 0 |  | 0 | 0 | 0 | 0 | 0 |  |  |  | 0 | 0 | 0 | 0 | 0 | 0
SCE Eastern | Devers | 230 | 0 | 0 | 57 | 0 | 0 |  |  |  | 0 | 0 | 0 | 345 | 360 | 0 |  | 0 | 0 | 0 | 0 | 0 |  |  |  | 0 | 0 | 0 | 0 | 0 | 0
SCE Eastern | Devers | 500 | 0 | 0 | 0 | 0 | 0 |  |  |  | 0 | 0 | 0 | 0 | 0 | 0 |  | 0 | 0 | 0 | 0 | 0 |  |  |  | 0 | 0 | 0 | 0 | 0 | 0
PG&E KERN | Diablo Canyon | 230 | 0 | 0 | 0 | 0 | 0 |  |  |  | 0 | 0 | 0 | 0 | 0 | 0 |  | 0 | 0 | 0 | 0 | 0 |  |  |  | 0 | 0 | 0 | 0 | 0 | 0
PG&E KERN | Diablo Canyon | 500 | 0 | 0 | 0 | 0 | 0 |  |  |  | 0 | 0 | 0 | 0 | 0 | 0 |  | 0 | 0 | 0 | 0 | 0 |  |  |  | 0 | 0 | 0 | 0 | 0 | 0
PG&E KERN | Divide | 115 | 0 | 0 | 0 | 0 | 0 |  |  |  | 0 | 0 | 0 | 0 | 0 | 0 |  | 0 | 0 | 0 | 0 | 0 |  |  |  | 0 | 0 | 0 | 0 | 0 | 0
PG&E GBA | Dixon Landing | 115 | 0 | 0 | 0 | 0 | 0 |  |  |  | 0 | 0 | 0 | 0 | 0 | 0 |  | 0 | 0 | 0 | 0 | 0 |  |  |  | 0 | 0 | 0 | 0 | 0 | 0
PG&E FRESNO | Dos Amigos | 230 | 0 | 0 | 0 | 0 | 0 |  |  |  | 0 | 0 | 0 | 0 | 0 | 0 |  | 0 | 0 | 0 | 0 | 0 |  |  |  | 0 | 0 | 0 | 0 | 0 | 0
PG&E NGBA | Drum | 115 | 0 | 0 | 0 | 0 | 0 |  |  |  | 0 | 0 | 0 | 0 | 0 | 0 |  | 0 | 0 | 0 | 0 | 0 |  |  |  | 0 | 0 | 0 | 0 | 0 | 0
PG&E GBA | Dumbarton | 115 | 0 | 0 | 0 | 0 | 0 |  |  |  | 0 | 0 | 0 | 0 | 0 | 0 |  | 0 | 0 | 0 | 0 | 0 |  |  |  | 0 | 0 | 0 | 0 | 0 | 0
SCE NOL | Dunn Siding | 115 | 0 | 0 | 0 | 0 | 0 |  |  |  | 0 | 0 | 0 | 0 | 0 | 0 |  | 0 | 0 | 0 | 0 | 0 |  |  |  | 0 | 0 | 0 | 0 | 0 | 0
SCE Eastern | Eagle Mountain | 230 | 0 | 0 | 0 | 0 | 0 |  |  |  | 0 | 0 | 0 | 0 | 0 | 0 |  | 0 | 0 | 0 | 0 | 0 |  |  |  | 0 | 0 | 0 | 0 | 0 | 0
PG&E NGBA | Eagle Rock (PGE) | 60 | 0 | 0 | 0 | 0 | 0 |  |  |  | 0 | 0 | 0 | 0 | 0 | 0 |  | 0 | 0 | 0 | 0 | 0 |  |  |  | 0 | 0 | 0 | 0 | 0 | 0
PG&E NGBA | Eagle Rock (PGE) | 115 | 0 | 0 | 0 | 0 | 0 |  |  |  | 0 | 0 | 0 | 0 | 0 | 0 |  | 7 | 0 | 0 | 0 | 0 |  |  |  | 0 | 0 | 0 | 0 | 0 | 0
SCE Metro | Eagle Rock (SCE) | 230 | 0 | 0 | 0 | 0 | 0 |  |  |  | 0 | 0 | 0 | 0 | 0 | 0 |  | 0 | 0 | 0 | 0 | 0 |  |  |  | 0 | 0 | 0 | 0 | 0 | 0
PG&E NGBA | East Marysville | 115 | 0 | 0 | 0 | 0 | 0 |  |  |  | 0 | 0 | 0 | 0 | 0 | 0 |  | 0 | 0 | 0 | 0 | 0 |  |  |  | 0 | 0 | 0 | 0 | 0 | 0
PG&E NGBA | East Nicolaus | 115 | 0 | 0 | 0 | 0 | 0 |  |  |  | 0 | 0 | 0 | 0 | 0 | 0 |  | 0 | 0 | 0 | 0 | 0 |  |  |  | 0 | 0 | 0 | 0 | 0 | 0
PG&E NGBA | East Nicolaus | 60 | 0 | 0 | 0 | 0 | 0 |  |  |  | 0 | 0 | 0 | 0 | 0 | 0 |  | 0 | 0 | 0 | 0 | 0 |  |  |  | 0 | 0 | 0 | 0 | 0 | 0
PG&E GBA | Eastshore | 115 | 0 | 0 | 0 | 0 | 0 |  |  |  | 0 | 0 | 0 | 0 | 0 | 0 |  | 0 | 0 | 0 | 0 | 0 |  |  |  | 0 | 0 | 0 | 0 | 0 | 0
PG&E GBA | Eastshore | 230 | 0 | 0 | 0 | 0 | 0 |  |  |  | 0 | 0 | 0 | 0 | 0 | 0 |  | 0 | 0 | 0 | 0 | 0 |  |  |  | 0 | 0 | 0 | 0 | 0 | 0
SDGE | ECO | 138 | 0 | 0 | 0 | 0 | 0 |  |  |  | 0 | 0 | 0 | 0 | 0 | 0 |  | 0 | 0 | 0 | 0 | 0 |  |  |  | 0 | 0 | 0 | 0 | 0 | 0
SDGE | ECO | 230 | 0 | 0 | 0 | 0 | 0 |  |  |  | 0 | 0 | 0 | 0 | 0 | 0 |  | 0 | 0 | 0 | 0 | 0 |  |  |  | 0 | 0 | 0 | 0 | 0 | 0
SDGE | ECO | 500 | 0 | 0 | 0 | 0 | 0 |  |  |  | 0 | 0 | 0 | 0 | 0 | 0 |  | 0 | 0 | 0 | 0 | 0 |  |  |  | 0 | 0 | 0 | 0 | 0 | 0
PG&E GBA | Edenvale | 115 | 0 | 0 | 0 | 0 | 0 |  |  |  | 0 | 0 | 0 | 0 | 0 | 0 |  | 0 | 0 | 0 | 0 | 0 |  |  |  | 0 | 0 | 0 | 0 | 0 | 0
PG&E GBA | Edes | 115 | 0 | 0 | 0 | 0 | 0 |  |  |  | 0 | 0 | 0 | 0 | 0 | 0 |  | 0 | 0 | 0 | 0 | 0 |  |  |  | 0 | 0 | 0 | 0 | 0 | 0
PG&E GBA | Eight Mile | 230 | 0 | 0 | 0 | 0 | 0 |  |  |  | 0 | 0 | 0 | 0 | 0 | 0 |  | 0 | 0 | 0 | 0 | 0 |  |  |  | 0 | 0 | 0 | 0 | 0 | 0
SDGE | El Cajon | 69 | 0 | 0 | 0 | 0 | 0 |  |  |  | 0 | 0 | 0 | 50 | 0 | 0 |  | 0 | 0 | 0 | 0 | 0 |  |  |  | 0 | 0 | 0 | 0 | 0 | 0
SCE Eastern | El Casco | 230 | 0 | 0 | 0 | 0 | 0 |  |  |  | 0 | 0 | 0 | 165 | 0 | 0 |  | 0 | 0 | 0 | 0 | 0 |  |  |  | 0 | 0 | 0 | 0 | 0 | 0
PG&E GBA | El Cerrito G | 115 | 0 | 0 | 0 | 0 | 0 |  |  |  | 0 | 0 | 0 | 0 | 0 | 0 |  | 0 | 0 | 0 | 0 | 0 |  |  |  | 0 | 0 | 0 | 0 | 0 | 0
PG&E NGBA | El Dorado PH | 115 | 0 | 0 | 0 | 0 | 0 |  |  |  | 0 | 0 | 0 | 0 | 0 | 0 |  | 0 | 0 | 0 | 0 | 0 |  |  |  | 0 | 0 | 0 | 0 | 0 | 0
PG&E FRESNO | El Nido (PGE) | 115 | 0 | 0 | 0 | 0 | 0 |  |  |  | 0 | 0 | 0 | 0 | 0 | 0 |  | 0 | 0 | 0 | 0 | 0 |  |  |  | 0 | 0 | 0 | 0 | 0 | 0
SCE Metro | El Nido (SCE) | 230 | 0 | 0 | 0 | 0 | 0 |  |  |  | 0 | 0 | 0 | 0 | 0 | 0 |  | 0 | 0 | 0 | 0 | 0 |  |  |  | 0 | 0 | 0 | 0 | 0 | 0
PG&E GBA | El Patio | 115 | 0 | 0 | 0 | 0 | 0 |  |  |  | 0 | 0 | 0 | 0 | 0 | 0 |  | 0 | 0 | 0 | 0 | 0 |  |  |  | 0 | 0 | 0 | 0 | 0 | 0
SCE Metro | El Segundo | 230 | 0 | 0 | 0 | 0 | 0 |  |  |  | 0 | 0 | 0 | 0 | 0 | 0 |  | 0 | 0 | 0 | 0 | 0 |  |  |  | 0 | 0 | 0 | 0 | 0 | 0
SCE EOP | Eldorado | 230 | 0 | 0 | 0 | 0 | 0 |  |  |  | 0 | 0 | 0 | 279 | 0 | 0 |  | 0 | 0 | 0 | 0 | 0 |  |  |  | 0 | 0 | 0 | 0 | 0 | 0
SCE EOP | Eldorado | 500 | 0 | 0 | 0 | 0 | 0 |  |  |  | 0 | 0 | 0 | 0 | 0 | 0 |  | 0 | 0 | 0 | 0 | 0 |  |  |  | 0 | 0 | 0 | 0 | 0 | 0
SCE Northern | Elizabeth Lake | 66 | 0 | 0 | 0 | 0 | 0 |  |  |  | 0 | 0 | 0 | 0 | 0 | 0 |  | 0 | 0 | 0 | 0 | 0 |  |  |  | 0 | 0 | 0 | 0 | 0 | 0
PG&E KERN | Elk Hills | 230 | 0 | 0 | 0 | 0 | 0 |  |  |  | 0 | 0 | 0 | 0 | 0 | 0 |  | 0 | 0 | 0 | 0 | 0 |  |  |  | 0 | 0 | 0 | 0 | 0 | 0
SDGE | Elliot | 69 | 0 | 0 | 0 | 0 | 0 |  |  |  | 0 | 0 | 0 | 9.75 | 0 | 0 |  | 0 | 0 | 0 | 0 | 0 |  |  |  | 0 | 0 | 0 | 0 | 0 | 0
SCE Metro | Ellis | 230 | 0 | 0 | 0 | 0 | 0 |  |  |  | 0 | 0 | 0 | 0 | 0 | 0 |  | 0 | 0 | 0 | 0 | 0 |  |  |  | 0 | 0 | 0 | 0 | 0 | 0
SDGE | Encina | 138 | 0 | 0 | 0 | 0 | 0 |  |  |  | 0 | 0 | 0 | 0 | 0 | 0 |  | 0 | 0 | 0 | 0 | 0 |  |  |  | 0 | 0 | 0 | 0 | 0 | 0
SDGE | Encina | 230 | 0 | 0 | 0 | 0 | 0 |  |  |  | 0 | 0 | 0 | 0 | 0 | 0 |  | 0 | 0 | 0 | 0 | 0 |  |  |  | 0 | 0 | 0 | 0 | 0 | 0
SDGE | Escondido | 230 | 0 | 0 | 0 | 0 | 0 |  |  |  | 0 | 0 | 0 | 0 | 0 | 0 |  | 0 | 0 | 0 | 0 | 0 |  |  |  | 0 | 0 | 0 | 0 | 0 | 0
SDGE | Escondido | 69 | 0 | 0 | 0 | 0 | 0 |  |  |  | 0 | 0 | 0 | 0 | 0 | 0 |  | 0 | 0 | 0 | 0 | 0 |  |  |  | 0 | 0 | 0 | 13 | 0 | 0
PG&E KERN | Estrella | 230 | 0 | 0 | 0 | 0 | 0 |  |  |  | 0 | 0 | 0 | 0 | 0 | 0 |  | 0 | 0 | 0 | 0 | 0 |  |  |  | 0 | 0 | 0 | 0 | 0 | 0
SCE Eastern | Etiwanda | 230 | 0 | 0 | 0 | 0 | 0 |  |  |  | 0 | 0 | 0 | 100 | 0 | 0 |  | 0 | 0 | 0 | 0 | 0 |  |  |  | 0 | 0 | 0 | 0 | 0 | 0
PG&E GBA | Evergreen | 115 | 0 | 0 | 0 | 0 | 0 |  |  |  | 0 | 0 | 0 | 0 | 0 | 0 |  | 0 | 0 | 0 | 0 | 0 |  |  |  | 0 | 0 | 0 | 0 | 0 | 0
PG&E GBA | Evergreen | 60 | 0 | 0 | 0 | 0 | 0 |  |  |  | 0 | 0 | 0 | 0 | 0 | 0 |  | 0 | 0 | 0 | 0 | 0 |  |  |  | 0 | 0 | 0 | 0 | 0 | 0
PG&E FRESNO | Excelsior | 115 | 0 | 0 | 0 | 0 | 0 |  |  |  | 0 | 0 | 0 | 0 | 0 | 0 |  | 0 | 0 | 0 | 0 | 0 |  |  |  | 0 | 0 | 0 | 0 | 0 | 0
PG&E FRESNO | Exchequer | 115 | 0 | 0 | 0 | 0 | 0 |  |  |  | 0 | 0 | 0 | 0 | 0 | 0 |  | 0 | 0 | 0 | 0 | 0 |  |  |  | 0 | 0 | 0 | 0 | 0 | 0
PG&E KERN | Fairway | 115 | 0 | 0 | 0 | 0 | 0 |  |  |  | 0 | 0 | 0 | 0 | 0 | 0 |  | 0 | 0 | 0 | 0 | 0 |  |  |  | 0 | 0 | 0 | 0 | 0 | 0
PG&E KERN | Famoso | 115 | 0 | 0 | 0 | 0 | 0 |  |  |  | 0 | 0 | 0 | 0 | 0 | 0 |  | 0 | 0 | 0 | 0 | 0 |  |  |  | 0 | 0 | 0 | 0 | 0 | 0
PG&E NGBA | Fern Road | 500 | 0 | 0 | 0 | 0 | 0 |  |  |  | 0 | 0 | 0 | 0 | 0 | 0 |  | 0 | 0 | 0 | 0 | 0 |  |  |  | 0 | 0 | 0 | 0 | 0 | 0
PG&E GBA | Fibreboard (SPI Sonora) | 115 | 0 | 0 | 0 | 0 | 0 |  |  |  | 0 | 0 | 0 | 0 | 0 | 0 |  | 0 | 0 | 0 | 0 | 0 |  |  |  | 0 | 0 | 0 | 0 | 0 | 0
PG&E FRESNO | Figarden | 230 | 0 | 0 | 0 | 0 | 0 |  |  |  | 0 | 0 | 0 | 0 | 0 | 0 |  | 0 | 0 | 0 | 0 | 0 |  |  |  | 0 | 0 | 0 | 0 | 0 | 0
PG&E FRESNO | Fink | 230 | 0 | 0 | 0 | 0 | 0 |  |  |  | 0 | 190 | 0 | 162 | 0 | 0 |  | 0 | 0 | 0 | 0 | 0 |  |  |  | 0 | 0 | 0 | 0 | 0 | 0
PG&E NGBA | Fitch Mountain | 60 | 0 | 0 | 0 | 0 | 0 |  |  |  | 0 | 0 | 0 | 0 | 0 | 0 |  | 0 | 0 | 0 | 0 | 0 |  |  |  | 0 | 0 | 0 | 0 | 0 | 0
PG&E GBA | FMC | 115 | 0 | 0 | 0 | 0 | 0 |  |  |  | 0 | 0 | 0 | 0 | 0 | 0 |  | 0 | 0 | 0 | 0 | 0 |  |  |  | 0 | 0 | 0 | 0 | 0 | 0
PG&E GBA | Fremont | 115 | 0 | 0 | 0 | 0 | 0 |  |  |  | 0 | 0 | 0 | 0 | 0 | 0 |  | 0 | 0 | 0 | 0 | 0 |  |  |  | 0 | 0 | 0 | 0 | 0 | 0
PG&E GBA | French Camp | 60 | 0 | 0 | 0 | 0 | 0 |  |  |  | 0 | 0 | 0 | 0 | 0 | 0 |  | 0 | 0 | 0 | 0 | 0 |  |  |  | 0 | 0 | 0 | 0 | 0 | 0
PG&E GBA | Frogtown | 115 | 0 | 0 | 0 | 0 | 0 |  |  |  | 0 | 0 | 0 | 0 | 0 | 0 |  | 0 | 0 | 0 | 0 | 0 |  |  |  | 0 | 0 | 0 | 0 | 0 | 0
PG&E NGBA | Fulton | 115 | 0 | 0 | 0 | 0 | 0 |  |  |  | 0 | 0 | 0 | 0 | 0 | 0 |  | 0 | 0 | 0 | 0 | 0 |  |  |  | 0 | 0 | 0 | 0 | 0 | 0
PG&E NGBA | Fulton | 230 | 18 | 0 | 0 | 0 | 0 |  |  |  | 0 | 0 | 0 | 38 | 0 | 0 |  | 0 | 0 | 0 | 0 | 0 |  |  |  | 0 | 0 | 0 | 0 | 0 | 0
PG&E NGBA | Fulton | 60 | 0 | 0 | 0 | 0 | 0 |  |  |  | 0 | 0 | 0 | 0 | 0 | 0 |  | 0 | 0 | 0 | 0 | 0 |  |  |  | 0 | 0 | 0 | 0 | 0 | 0
PG&E KERN | Ganso | 115 | 0 | 0 | 0 | 0 | 0 |  |  |  | 0 | 0 | 0 | 0 | 0 | 0 |  | 0 | 0 | 0 | 0 | 0 |  |  |  | 0 | 0 | 0 | 0 | 0 | 0
PG&E FRESNO | Gates | 230 | 0 | 0 | 0 | 0 | 0 |  |  |  | 0 | 0 | 0 | 0 | 0 | 0 |  | 0 | 0 | 0 | 0 | 0 |  |  |  | 0 | 0 | 0 | 0 | 0 | 0
PG&E FRESNO | Gates | 500 | 0 | 0 | 0 | 0 | 0 |  |  |  | 0 | 0 | 0 | 0 | 0 | 0 |  | 0 | 0 | 0 | 0 | 0 |  |  |  | 0 | 0 | 0 | 0 | 0 | 0
PG&E NGBA | Geysers 12 | 230 | 0 | 0 | 0 | 0 | 0 |  |  |  | 0 | 0 | 0 | 0 | 0 | 0 |  | 0 | 0 | 0 | 0 | 0 |  |  |  | 0 | 0 | 0 | 0 | 0 | 0
PG&E NGBA | Geysers 17 | 230 | 0 | 0 | 0 | 0 | 0 |  |  |  | 0 | 0 | 0 | 0 | 0 | 0 |  | 0 | 0 | 0 | 0 | 0 |  |  |  | 0 | 0 | 0 | 0 | 0 | 0
PG&E NGBA | Geysers 3 | 115 | 0 | 0 | 0 | 0 | 0 |  |  |  | 0 | 0 | 0 | 0 | 0 | 0 |  | 0 | 0 | 0 | 0 | 0 |  |  |  | 0 | 0 | 0 | 0 | 0 | 0
PG&E NGBA | Glenn | 230 | 0 | 0 | 0 | 0 | 0 |  |  |  | 0 | 0 | 0 | 0 | 0 | 0 |  | 0 | 0 | 0 | 0 | 0 |  |  |  | 0 | 0 | 0 | 0 | 0 | 0
PG&E NGBA | Glenn | 60 | 0 | 0 | 0 | 0 | 0 |  |  |  | 0 | 0 | 0 | 0 | 0 | 0 |  | 0 | 0 | 0 | 0 | 0 |  |  |  | 0 | 0 | 0 | 0 | 0 | 0
PG&E NGBA | Gold Hill | 115 | 0 | 0 | 0 | 0 | 0 |  |  |  | 0 | 0 | 0 | 0 | 0 | 0 |  | 0 | 0 | 0 | 0 | 0 |  |  |  | 0 | 0 | 0 | 0 | 0 | 0
PG&E NGBA | Gold Hill | 230 | 0 | 0 | 0 | 0 | 0 |  |  |  | 0 | 0 | 0 | 0 | 0 | 0 |  | 0 | 0 | 0 | 0 | 0 |  |  |  | 0 | 0 | 0 | 0 | 0 | 0
SCE Northern | Goleta | 230 | 0 | 0 | 0 | 0 | 0 |  |  |  | 0 | 0 | 0 | 60 | 0 | 0 |  | 0 | 0 | 0 | 0 | 0 |  |  |  | 0 | 0 | 0 | 0 | 0 | 0
SCE Metro | Goodrich | 230 | 0 | 0 | 0 | 0 | 0 |  |  |  | 0 | 0 | 0 | 0 | 0 | 0 |  | 0 | 0 | 0 | 0 | 0 |  |  |  | 0 | 0 | 0 | 0 | 0 | 0
PG&E KERN | Goose Lake | 115 | 0 | 0 | 0 | 0 | 0 |  |  |  | 0 | 0 | 0 | 0 | 0 | 0 |  | 0 | 0 | 0 | 0 | 0 |  |  |  | 0 | 0 | 0 | 0 | 0 | 0
SCE Metro | Gould | 230 | 0 | 0 | 0 | 0 | 0 |  |  |  | 0 | 0 | 0 | 0 | 0 | 0 |  | 0 | 0 | 0 | 0 | 0 |  |  |  | 0 | 0 | 0 | 0 | 0 | 0
PG&E NGBA | Grand Island | 115 | 0 | 0 | 0 | 0 | 0 |  |  |  | 0 | 0 | 0 | 0 | 0 | 0 |  | 0 | 0 | 0 | 0 | 0 |  |  |  | 0 | 0 | 0 | 0 | 0 | 0
SDGE | Granite | 69 | 0 | 0 | 0 | 0 | 0 |  |  |  | 0 | 0 | 0 | 0 | 0 | 0 |  | 0 | 0 | 0 | 0 | 0 |  |  |  | 0 | 0 | 0 | 0 | 0 | 0
PG&E GBA | Grant | 115 | 0 | 0 | 0 | 0 | 0 |  |  |  | 0 | 0 | 0 | 0 | 0 | 0 |  | 0 | 0 | 0 | 0 | 0 |  |  |  | 0 | 0 | 0 | 0 | 0 | 0
PG&E GBA | Green Valley | 115 | 0 | 0 | 0 | 0 | 0 |  |  |  | 0 | 0 | 0 | 0 | 0 | 0 |  | 0 | 0 | 0 | 0 | 0 |  |  |  | 0 | 0 | 0 | 0 | 0 | 0
PG&E NGBA | Greenleaf 1 | 115 | 0 | 0 | 0 | 0 | 0 |  |  |  | 0 | 0 | 0 | 0 | 0 | 0 |  | 0 | 0 | 0 | 0 | 0 |  |  |  | 0 | 0 | 0 | 0 | 0 | 0
PG&E FRESNO | Gregg | 230 | 0 | 0 | 0 | 0 | 0 |  |  |  | 0 | 0 | 0 | 0 | 0 | 0 |  | 0 | 0 | 0 | 0 | 0 |  |  |  | 0 | 0 | 0 | 0 | 0 | 0
PG&E FRESNO | Grimmway-Malaga | 115 | 0 | 0 | 0 | 0 | 0 |  |  |  | 0 | 0 | 0 | 0 | 0 | 0 |  | 0 | 0 | 0 | 0 | 0 |  |  |  | 0 | 0 | 0 | 0 | 0 | 0
PG&E NGBA | Grizzly | 230 | 0 | 0 | 0 | 0 | 0 |  |  |  | 0 | 0 | 0 | 0 | 0 | 0 |  | 0 | 0 | 0 | 0 | 0 |  |  |  | 0 | 0 | 0 | 0 | 0 | 0
PG&E FRESNO | Guernsey | 70 | 0 | 0 | 0 | 0 | 0 |  |  |  | 0 | 0 | 0 | 0 | 0 | 0 |  | 0 | 0 | 0 | 0 | 0 |  |  |  | 0 | 0 | 0 | 0 | 0 | 0
PG&E FRESNO | GWF Hanford | 115 | 0 | 0 | 0 | 0 | 0 |  |  |  | 0 | 0 | 0 | 48 | 0 | 0 |  | 0 | 0 | 0 | 0 | 0 |  |  |  | 0 | 0 | 0 | 99.4 | 0 | 0
PG&E FRESNO | Haas | 230 | 0 | 0 | 0 | 0 | 0 |  |  |  | 0 | 0 | 0 | 0 | 0 | 0 |  | 0 | 0 | 0 | 0 | 0 |  |  |  | 0 | 0 | 0 | 0 | 0 | 0
PG&E FRESNO | Hammonds | 115 | 0 | 0 | 0 | 0 | 0 |  |  |  | 0 | 0 | 0 | 0 | 0 | 0 |  | 0 | 0 | 0 | 0 | 0 |  |  |  | 0 | 0 | 0 | 0 | 0 | 0
SCE Metro | HarborGen | 230 | 0 | 0 | 0 | 0 | 0 |  |  |  | 0 | 0 | 0 | 0 | 0 | 0 |  | 0 | 0 | 0 | 0 | 0 |  |  |  | 0 | 0 | 0 | 0 | 0 | 0
PG&E NGBA | Harris | 60 | 0 | 0 | 0 | 0 | 0 |  |  |  | 0 | 0 | 0 | 0 | 0 | 0 |  | 0 | 0 | 0 | 0 | 0 |  |  |  | 0 | 0 | 0 | 0 | 0 | 0
SCE EOP | Harry Allen | 500 | 0 | 0 | 0 | 0 | 0 |  |  |  | 0 | 0 | 0 | 0 | 0 | 0 |  | 0 | 0 | 0 | 0 | 0 |  |  |  | 0 | 0 | 0 | 0 | 0 | 0
PG&E NGBA | Hartley | 60 | 0 | 0 | 0 | 0 | 0 |  |  |  | 0 | 0 | 0 | 0 | 0 | 0 |  | 0 | 0 | 0 | 0 | 0 |  |  |  | 0 | 0 | 0 | 0 | 0 | 0
SCE NOL | Harvard | 115 | 0 | 0 | 0 | 0 | 0 |  |  |  | 0 | 0 | 0 | 0 | 0 | 0 |  | 0 | 0 | 0 | 0 | 0 |  |  |  | 0 | 0 | 0 | 0 | 0 | 0
SDGE | Hassayampa | 500 | 0 | 0 | 0 | 0 | 0 |  |  |  | 0 | 52.5 | 0 | 10 | 0 | 0 |  | 0 | 0 | 0 | 0 | 0 |  |  |  | 0 | 0 | 0 | 0 | 0 | 0
PG&E FRESNO | Helm | 230 | 0 | 0 | 0 | 0 | 0 |  |  |  | 0 | 0 | 0 | 0 | 0 | 0 |  | 0 | 0 | 0 | 0 | 0 |  |  |  | 0 | 0 | 0 | 0 | 0 | 0
PG&E FRESNO | Helm | 70 | 0 | 0 | 0 | 0 | 0 |  |  |  | 0 | 0 | 0 | 0 | 0 | 0 |  | 0 | 0 | 0 | 0 | 0 |  |  |  | 0 | 0 | 0 | 0 | 0 | 0
PG&E FRESNO | Henrietta | 115 | 0 | 0 | 0 | 0 | 0 |  |  |  | 0 | 0 | 0 | 0 | 0 | 0 |  | 0 | 0 | 0 | 0 | 0 |  |  |  | 0 | 0 | 0 | 0 | 0 | 0
PG&E FRESNO | Henrietta | 230 | 0 | 0 | 0 | 0 | 0 |  |  |  | 0 | 0 | 0 | 0 | 0 | 0 |  | 0 | 0 | 0 | 0 | 0 |  |  |  | 0 | 0 | 0 | 0 | 0 | 0
PG&E FRESNO | Henrietta | 70 | 0 | 0 | 0 | 0 | 0 |  |  |  | 3 | 0 | 0 | 0 | 0 | 0 |  | 0 | 0 | 0 | 0 | 0 |  |  |  | 0 | 0 | 0 | 99.4 | 0 | 0
PG&E FRESNO | Herndon | 115 | 0 | 0 | 0 | 0 | 0 |  |  |  | 0 | 0 | 0 | 0 | 0 | 0 |  | 0 | 0 | 0 | 0 | 0 |  |  |  | 0 | 0 | 0 | 0 | 0 | 0
PG&E FRESNO | Herndon | 230 | 0 | 2 | 0 | 0 | 0 |  |  |  | 0 | 0 | 0 | 0 | 0 | 0 |  | 0 | 0 | 0 | 0 | 0 |  |  |  | 0 | 0 | 0 | 0 | 0 | 0
PG&E GBA | Hicks | 230 | 0 | 0 | 0 | 0 | 0 |  |  |  | 0 | 0 | 0 | 0 | 0 | 0 |  | 0 | 0 | 0 | 0 | 0 |  |  |  | 0 | 0 | 0 | 0 | 0 | 0
PG&E NGBA | Higgins | 115 | 0 | 0 | 0 | 0 | 0 |  |  |  | 0 | 0 | 0 | 0 | 0 | 0 |  | 0 | 0 | 0 | 0 | 0 |  |  |  | 0 | 0 | 0 | 0 | 0 | 0
PG&E NGBA | Hilltop | 345 | 0 | 0 | 0 | 0 | 0 |  |  |  | 0 | 0 | 0 | 0 | 0 | 0 |  | 0 | 0 | 0 | 0 | 0 |  |  |  | 0 | 0 | 0 | 0 | 0 | 0
SCE Metro | Hinson | 230 | 0 | 0 | 0 | 0 | 0 |  |  |  | 2.4 | 0 | 0 | 200 | 0 | 0 |  | 0 | 0 | 0 | 0 | 0 |  |  |  | 0 | 0 | 0 | 0 | 0 | 0
PG&E GBA | Hollister | 115 | 0 | 0 | 0 | 0 | 0 |  |  |  | 0 | 0 | 0 | 0 | 0 | 0 |  | 0 | 0 | 0 | 0 | 0 |  |  |  | 0 | 0 | 0 | 0 | 0 | 0
PG&E NGBA | Homestake | 115 | 0 | 0 | 0 | 0 | 0 |  |  |  | 0 | 0 | 0 | 0 | 0 | 0 |  | 0 | 0 | 0 | 0 | 0 |  |  |  | 0 | 0 | 0 | 0 | 0 | 0
PG&E NGBA | Honcut | 115 | 0 | 0 | 0 | 0 | 0 |  |  |  | 0 | 0 | 0 | 0 | 0 | 0 |  | 0 | 0 | 0 | 0 | 0 |  |  |  | 0 | 0 | 0 | 0 | 0 | 0
SDGE | Hoodoo Wash | 500 | 0 | 0 | 0 | 0 | 0 |  |  |  | 0 | 6 | 0 | 0 | 0 | 0 |  | 0 | 0 | 0 | 0 | 0 |  |  |  | 0 | 0 | 0 | 0 | 0 | 0
PG&E NGBA | Hopland | 115 | 0 | 0 | 0 | 0 | 0 |  |  |  | 0 | 0 | 0 | 0 | 0 | 0 |  | 0 | 0 | 0 | 0 | 0 |  |  |  | 0 | 0 | 0 | 0 | 0 | 0
PG&E NGBA | Hopland | 60 | 0 | 0 | 0 | 0 | 0 |  |  |  | 0 | 0 | 0 | 0 | 0 | 0 |  | 0 | 0 | 0 | 0 | 0 |  |  |  | 0 | 0 | 0 | 0 | 0 | 0
PG&E NGBA | Humboldt | 115 | 0 | 0 | 0 | 0 | 0 |  |  |  | 0 | 0 | 0 | 0 | 0 | 0 |  | 0 | 0 | 0 | 0 | 0 |  |  |  | 0 | 0 | 0 | 0 | 0 | 0
PG&E NGBA | Humboldt | 60 | 0 | 0 | 0 | 0 | 0 |  |  |  | 0 | 0 | 0 | 17.25 | 0 | 0 |  | 0 | 0 | 0 | 0 | 0 |  |  |  | 0 | 0 | 0 | 0 | 0 | 0
PG&E NGBA | Humboldt | 500 | 0 | 0 | 0 | 0 | 0 |  |  |  | 0 | 0 | 0 | 0 | 0 | 0 |  | 0 | 0 | 0 | 0 | 0 |  |  |  | 0 | 0 | 0 | 0 | 0 | 0
SCE Metro | Huntington Beach | 230 | 0 | 0 | 0 | 0 | 0 |  |  |  | 0 | 0 | 0 | 0 | 0 | 0 |  | 0 | 0 | 0 | 0 | 0 |  |  |  | 0 | 0 | 0 | 0 | 0 | 0
PG&E NGBA | Ignacio | 115 | 0 | 0 | 0 | 0 | 0 |  |  |  | 0 | 0 | 0 | 0 | 0 | 0 |  | 0 | 0 | 0 | 0 | 0 |  |  |  | 0 | 0 | 0 | 0 | 0 | 0
PG&E NGBA | Ignacio | 230 | 0 | 0 | 0 | 0 | 0 |  |  |  | 0 | 0 | 0 | 0 | 0 | 0 |  | 0 | 0 | 0 | 0 | 0 |  |  |  | 0 | 0 | 0 | 0 | 0 | 0
PG&E NGBA | Ignacio | 60 | 0 | 0 | 0 | 0 | 0 |  |  |  | 0 | 0 | 0 | 0 | 0 | 0 |  | 0 | 0 | 0 | 0 | 0 |  |  |  | 0 | 0 | 0 | 0 | 0 | 0
SDGE | Imperial Beach | 69 | 0 | 0 | 0 | 0 | 0 |  |  |  | 0 | 0 | 0 | 3 | 0 | 0 |  | 0 | 0 | 0 | 0 | 0 |  |  |  | 0 | 0 | 0 | 0 | 0 | 0
SDGE | Imperial Valley | 230 | 0 | 0 | 0 | 0 | 0 |  |  |  | 0 | 0 | 0 | 0 | 0 | 0 |  | 0 | 0 | 0 | 0 | 0 |  |  |  | 0 | 0 | 0 | 0 | 0 | 0
SDGE | Imperial Valley | 500 | 0 | 0 | 0 | 0 | 0 |  |  |  | 0 | 0 | 0 | 0 | 0 | 0 |  | 0 | 0 | 0 | 0 | 0 |  |  |  | 0 | 0 | 0 | 0 | 0 | 0
SCE EOP | Innovation | 138 | 0 | 0 | 0 | 0 | 0 |  |  |  | 0 | 0 | 0 | 0 | 0 | 0 |  | 0 | 0 | 0 | 0 | 0 |  |  |  | 0 | 0 | 0 | 0 | 0 | 0
SCE EOP | Innovation | 230 | 0 | 0 | 0 | 0 | 0 |  |  |  | 0 | 0 | 0 | 0 | 0 | 0 |  | 0 | 0 | 0 | 0 | 0 |  |  |  | 0 | 0 | 0 | 0 | 0 | 0
SCE NOL | Inyokern | 115 | 0 | 0 | 0 | 0 | 0 |  |  |  | 0 | 0 | 0 | 25 | 0 | 0 |  | 0 | 0 | 0 | 0 | 0 |  |  |  | 0 | 0 | 0 | 0 | 0 | 0
SCE EOP | IS Tap | 138 | 0 | 0 | 0 | 0 | 0 |  |  |  | 0 | 0 | 0 | 0 | 0 | 0 |  | 0 | 0 | 0 | 0 | 0 |  |  |  | 0 | 0 | 0 | 0 | 0 | 0
SCE EOP | Ivanpah | 115 | 0 | 0 | 0 | 0 | 0 |  |  |  | 0 | 0 | 0 | 0 | 0 | 0 |  | 0 | 0 | 0 | 0 | 0 |  |  |  | 0 | 0 | 0 | 0 | 0 | 0
SCE EOP | Ivanpah | 230 | 0 | 0 | 0 | 0 | 0 |  |  |  | 0 | 0 | 0 | 0 | 0 | 0 |  | 0 | 0 | 0 | 0 | 0 |  |  |  | 0 | 0 | 0 | 0 | 0 | 0
SCE EOP | Jackass (DOE) | 138 | 0 | 0 | 0 | 0 | 0 |  |  |  | 0 | 0 | 0 | 0 | 0 | 0 |  | 0 | 0 | 0 | 0 | 0 |  |  |  | 0 | 0 | 0 | 0 | 0 | 0
PG&E NGBA | James B Black | 230 | 0 | 0 | 0 | 0 | 0 |  |  |  | 0 | 0 | 0 | 0 | 0 | 0 |  | 0 | 0 | 0 | 0 | 0 |  |  |  | 0 | 0 | 0 | 0 | 0 | 0
PG&E GBA | Jefferson | 230 | 0 | 0 | 0 | 0 | 0 |  |  |  | 0 | 0 | 0 | 0 | 0 | 0 |  | 0 | 0 | 0 | 0 | 0 |  |  |  | 0 | 0 | 0 | 0 | 0 | 0
PG&E NGBA | Jessup | 115 | 0 | 0 | 0 | 0 | 0 |  |  |  | 0 | 0 | 0 | 0 | 0 | 0 |  | 0 | 0 | 0 | 0 | 0 |  |  |  | 0 | 0 | 0 | 0 | 0 | 0
SCE Metro | Johanna | 230 | 0 | 0 | 0 | 0 | 0 |  |  |  | 0 | 0 | 0 | 1.4 | 0 | 0 |  | 0 | 0 | 0 | 0 | 0 |  |  |  | 0 | 0 | 0 | 0 | 0 | 0
SCE Eastern | Julian Hinds | 230 | 0 | 0 | 0 | 0 | 0 |  |  |  | 0 | 0 | 0 | 0 | 0 | 0 |  | 0 | 0 | 0 | 0 | 0 |  |  |  | 0 | 0 | 0 | 0 | 0 | 0
PG&E GBA | Kasson | 115 | 0 | 0 | 0 | 0 | 0 |  |  |  | 0 | 0 | 0 | 0 | 0 | 0 |  | 0 | 0 | 0 | 0 | 0 |  |  |  | 0 | 0 | 0 | 0 | 0 | 0
PG&E GBA | Kasson | 60 | 0 | 0 | 0 | 0 | 0 |  |  |  | 0 | 0 | 0 | 0 | 0 | 0 |  | 0 | 0 | 0 | 0 | 0 |  |  |  | 0 | 0 | 0 | 0 | 0 | 0
PG&E FRESNO | Kearney | 230 | 0 | 0 | 0 | 0 | 0 |  |  |  | 10 | 0 | 0 | 0 | 0 | 0 |  | 0 | 0 | 0 | 0 | 0 |  |  |  | 0 | 0 | 0 | 0 | 0 | 0
PG&E FRESNO | Kearney | 70 | 0 | 0.55 | 0 | 0 | 0 |  |  |  | 0 | 0 | 0 | 0 | 0 | 0 |  | 0 | 0 | 0 | 0 | 0 |  |  |  | 0 | 0 | 0 | 0 | 0 | 0
PG&E GBA | Kelso | 230 | 0 | 0 | 0 | 0 | 0 |  |  |  | 0 | 0 | 0 | 0 | 0 | 0 |  | 0 | 0 | 0 | 0 | 0 |  |  |  | 0 | 0 | 0 | 0 | 0 | 0
PG&E FRESNO | Kerchoff 1 | 115 | 0 | 0 | 0 | 0 | 0 |  |  |  | 0 | 0 | 0 | 0 | 0 | 0 |  | 0 | 0 | 0 | 0 | 0 |  |  |  | 0 | 0 | 0 | 0 | 0 | 0
PG&E KERN | Kern Oil | 115 | 0 | 0 | 0 | 0 | 0 |  |  |  | 0 | 0 | 0 | 0 | 0 | 0 |  | 0 | 0 | 0 | 0 | 0 |  |  |  | 0 | 0 | 0 | 0 | 0 | 0
PG&E KERN | Kern PP | 115 | 0 | 0 | 0 | 0 | 0 |  |  |  | 0 | 0 | 0 | 0 | 0 | 0 |  | 0 | 0 | 0 | 0 | 0 |  |  |  | 0 | 0 | 0 | 0 | 0 | 0
PG&E KERN | Kern PP | 230 | 0 | 0 | 0 | 0 | 0 |  |  |  | 0 | 0 | 0 | 0 | 0 | 0 |  | 0 | 0 | 0 | 0 | 0 |  |  |  | 0 | 0 | 0 | 0 | 0 | 0
PG&E KERN | Kern PP | 70 | 0 | 0 | 0 | 0 | 0 |  |  |  | 0 | 0 | 0 | 0 | 0 | 0 |  | 0 | 0 | 0 | 0 | 0 |  |  |  | 0 | 0 | 0 | 0 | 0 | 0
PG&E KERN | Kernridge | 115 | 0 | 0 | 0 | 0 | 0 |  |  |  | 0 | 0 | 0 | 0 | 0 | 0 |  | 0 | 0 | 0 | 0 | 0 |  |  |  | 0 | 0 | 0 | 0 | 0 | 0
PG&E FRESNO | Kingsburg | 115 | 0 | 0 | 0 | 0 | 0 |  |  |  | 0 | 0 | 0 | 0 | 0 | 0 |  | 0 | 0 | 0 | 0 | 0 |  |  |  | 0 | 0 | 0 | 0 | 0 | 0
PG&E GBA | Kirker | 115 | 0 | 0 | 0 | 0 | 0 |  |  |  | 0 | 0 | 0 | 0 | 0 | 0 |  | 0 | 0 | 0 | 0 | 0 |  |  |  | 0 | 0 | 0 | 0 | 0 | 0
PG&E NGBA | Knights Landing | 115 | 0 | 0 | 0 | 0 | 0 |  |  |  | 0 | 0 | 0 | 0 | 0 | 0 |  | 0 | 0 | 0 | 0 | 0 |  |  |  | 0 | 0 | 0 | 0 | 0 | 0
PG&E NGBA | Konocti | 60 | 0 | 0 | 0 | 0 | 0 |  |  |  | 0 | 0 | 0 | 0 | 0 | 0 |  | 0 | 0 | 0 | 0 | 0 |  |  |  | 0 | 0 | 0 | 0 | 0 | 0
SCE NOL | Kramer | 115 | 0 | 0 | 0 | 0 | 0 |  |  |  | 0 | 0 | 0 | 0 | 0 | 0 |  | 0 | 0 | 0 | 0 | 0 |  |  |  | 0 | 0 | 0 | 0 | 0 | 0
SCE NOL | Kramer | 230 | 0 | 0 | 0 | 0 | 0 |  |  |  | 0 | 0 | 0 | 65 | 0 | 0 |  | 0 | 0 | 0 | 0 | 0 |  |  |  | 0 | 0 | 0 | 0 | 0 | 0
SCE Metro | La Cienega | 230 | 0 | 0 | 0 | 0 | 0 |  |  |  | 0 | 0 | 0 | 0 | 0 | 0 |  | 0 | 0 | 0 | 0 | 0 |  |  |  | 0 | 0 | 0 | 0 | 0 | 0
SCE Metro | La Fresa | 230 | 0 | 0 | 0 | 0 | 0 |  |  |  | 0.64 | 0 | 0 | 0 | 0 | 0 |  | 0 | 0 | 0 | 0 | 0 |  |  |  | 0 | 0 | 0 | 0 | 0 | 0
SCE Metro | Laguna Bell | 230 | 0 | 0 | 0 | 0 | 0 |  |  |  | 1.35 | 0 | 0 | 100 | 0 | 0 |  | 0 | 0 | 0 | 0 | 0 |  |  |  | 0 | 0 | 0 | 0 | 0 | 0
PG&E KERN | Lakeview | 70 | 0 | 0 | 0 | 0 | 0 |  |  |  | 0 | 0 | 89 | 0 | 0 | 0 |  | 0 | 0 | 0 | 0 | 0 |  |  |  | 0 | 0 | 0 | 0 | 0 | 0
PG&E NGBA | Lakeville | 230 | 0 | 0 | 0 | 0 | 0 |  |  |  | 0 | 0 | 0 | 0 | 0 | 0 |  | 0 | 0 | 0 | 0 | 0 |  |  |  | 0 | 0 | 0 | 0 | 0 | 0
PG&E NGBA | Lakeville | 60 | 0 | 0 | 0 | 0 | 0 |  |  |  | 0 | 0 | 0 | 0 | 0 | 0 |  | 0 | 0 | 0 | 0 | 0 |  |  |  | 0 | 0 | 0 | 0 | 0 | 0
PG&E NGBA | Lakeville | 115 | 0 | 0 | 0 | 0 | 0 |  |  |  | 0 | 0 | 0 | 0 | 0 | 0 |  | 0 | 0 | 0 | 0 | 0 |  |  |  | 0 | 0 | 0 | 0 | 0 | 0
PG&E GBA | Lakewood | 115 | 0 | 0 | 0 | 0 | 0 |  |  |  | 0 | 0 | 0 | 0 | 0 | 0 |  | 0 | 0 | 0 | 0 | 0 |  |  |  | 0 | 0 | 0 | 0 | 0 | 0
PG&E NGBA | Lambie | 230 | 0 | 0 | 0 | 0 | 0 |  |  |  | 0 | 0 | 0 | 0 | 0 | 0 |  | 0 | 0 | 0 | 0 | 0 |  |  |  | 0 | 0 | 0 | 0 | 0 | 0
PG&E GBA | Lammers | 115 | 0 | 0 | 0 | 0 | 0 |  |  |  | 0 | 0 | 0 | 0 | 0 | 0 |  | 0 | 0 | 0 | 0 | 0 |  |  |  | 0 | 0 | 0 | 0 | 0 | 0
PG&E KERN | Lamont | 115 | 0 | 0 | 0 | 0 | 0 |  |  |  | 0 | 0 | 0 | 0 | 0 | 0 |  | 0 | 0 | 0 | 0 | 0 |  |  |  | 0 | 0 | 0 | 0 | 0 | 0
PG&E FRESNO | Las Aguilas | 230 | 0 | 0 | 0 | 0 | 0 |  |  |  | 0 | 0 | 0 | 0 | 0 | 0 |  | 0 | 0 | 0 | 0 | 0 |  |  |  | 0 | 0 | 0 | 0 | 0 | 0
SCE EOP | Lathrop | 138 | 0 | 0 | 0 | 0 | 0 |  |  |  | 0 | 0 | 0 | 0 | 0 | 0 |  | 0 | 0 | 0 | 0 | 0 |  |  |  | 0 | 0 | 0 | 0 | 0 | 0
SCE EOP | Lathrop | 230 | 0 | 0 | 0 | 0 | 0 |  |  |  | 0 | 0 | 0 | 0 | 0 | 0 |  | 0 | 0 | 0 | 0 | 0 |  |  |  | 0 | 0 | 0 | 0 | 0 | 0
PG&E FRESNO | Le Grand | 115 | 0 | 0 | 0 | 0 | 0 |  |  |  | 0 | 0 | 0 | 0 | 0 | 0 |  | 0 | 0 | 0 | 0 | 0 |  |  |  | 0 | 0 | 0 | 0 | 0 | 0
PG&E FRESNO | Lemoore | 70 | 0 | 0 | 0 | 0 | 0 |  |  |  | 0 | 0 | 0 | 0 | 0 | 0 |  | 0 | 0 | 0 | 0 | 0 |  |  |  | 0 | 0 | 0 | 0 | 0 | 0
PG&E KERN | Lerdo | 115 | 0 | 0 | 0 | 0 | 0 |  |  |  | 0 | 0 | 0 | 0 | 0 | 0 |  | 0 | 0 | 0 | 0 | 0 |  |  |  | 0 | 0 | 0 | 0 | 0 | 0
SCE Metro | Lewis | 230 | 0 | 0 | 0 | 0 | 0 |  |  |  | 0 | 0 | 0 | 0 | 0 | 0 |  | 0 | 0 | 0 | 0 | 0 |  |  |  | 0 | 0 | 0 | 0 | 0 | 0
SCE Metro | Lighthipe | 230 | 0 | 0 | 0 | 0 | 0 |  |  |  | 2.34 | 1.32 | 0 | 0 | 0 | 0 |  | 0 | 0 | 0 | 0 | 0 |  |  |  | 0 | 0 | 0 | 0 | 0 | 0
SDGE | Lilac | 69 | 0 | 0 | 0 | 0 | 0 |  |  |  | 0 | 0 | 0 | 0 | 0 | 0 |  | 0 | 0 | 0 | 0 | 0 |  |  |  | 0 | 0 | 0 | 0 | 0 | 0
PG&E NGBA | Lincoln | 115 | 0 | 0 | 0 | 0 | 0 |  |  |  | 0 | 0 | 0 | 0 | 0 | 0 |  | 0 | 0 | 0 | 0 | 0 |  |  |  | 0 | 0 | 0 | 0 | 0 | 0
PG&E KERN | Live Oak | 115 | 0 | 0 | 0 | 0 | 0 |  |  |  | 0 | 0 | 0 | 0 | 0 | 0 |  | 0 | 0 | 0 | 0 | 0 |  |  |  | 0 | 0 | 0 | 0 | 0 | 0
PG&E GBA | Llagas | 115 | 0 | 0 | 0 | 0 | 0 |  |  |  | 0 | 0 | 0 | 0 | 0 | 0 |  | 0 | 0 | 0 | 0 | 0 |  |  |  | 0 | 0 | 0 | 0 | 0 | 0
PG&E GBA | Lockeford | 115 | 0 | 0 | 0 | 0 | 0 |  |  |  | 0 | 0 | 0 | 0 | 0 | 0 |  | 0 | 0 | 0 | 0 | 0 |  |  |  | 0 | 0 | 0 | 0 | 0 | 0
PG&E GBA | Lockeford | 230 | 0 | 0 | 0 | 0 | 0 |  |  |  | 0 | 0 | 0 | 0 | 0 | 0 |  | 0 | 0 | 0 | 0 | 0 |  |  |  | 0 | 0 | 0 | 0 | 0 | 0
PG&E GBA | Lockeford | 60 | 0 | 0 | 0 | 0 | 0 |  |  |  | 0 | 0 | 0 | 0 | 0 | 0 |  | 0 | 0 | 0 | 0 | 0 |  |  |  | 0 | 0 | 0 | 0 | 0 | 0
PG&E GBA | Lodi | 230 | 0 | 0 | 0 | 0 | 0 |  |  |  | 0 | 0 | 0 | 0 | 0 | 0 |  | 0 | 0 | 0 | 0 | 0 |  |  |  | 0 | 0 | 0 | 0 | 0 | 0
PG&E NGBA | Logan Creek | 230 | 0 | 0 | 0 | 0 | 0 |  |  |  | 0 | 0 | 0 | 0 | 0 | 0 |  | 0 | 0 | 0 | 0 | 0 |  |  |  | 0 | 0 | 0 | 0 | 0 | 0
PG&E GBA | Lone Tree | 230 | 0 | 0 | 0 | 0 | 0 |  |  |  | 0 | 0 | 0 | 0 | 0 | 0 |  | 0 | 0 | 0 | 0 | 0 |  |  |  | 0 | 0 | 0 | 0 | 0 | 0
PG&E FRESNO | Los Banos | 230 | 0 | 0 | 0 | 0 | 0 |  |  |  | 0 | 0 | 0 | 0 | 0 | 0 |  | 0 | 0 | 0 | 0 | 0 |  |  |  | 0 | 0 | 0 | 0 | 0 | 0
PG&E FRESNO | Los Banos | 500 | 0 | 0 | 0 | 0 | 0 |  |  |  | 0 | 0 | 0 | 0 | 0 | 0 |  | 0 | 0 | 0 | 0 | 0 |  |  |  | 0 | 0 | 0 | 0 | 0 | 0
SDGE | Los Coches | 138 | 0 | 0 | 0 | 0 | 0 |  |  |  | 0 | 0 | 0 | 0 | 0 | 0 |  | 0 | 0 | 0 | 0 | 0 |  |  |  | 0 | 0 | 0 | 0 | 0 | 0
SDGE | Los Coches | 69 | 0 | 0 | 0 | 0 | 0 |  |  |  | 0 | 0 | 0 | 1.5 | 0 | 0 |  | 0 | 0 | 0 | 0 | 0 |  |  |  | 0 | 0 | 0 | 0 | 0 | 0
PG&E GBA | Los Esteros | 115 | 0 | 0 | 0 | 0 | 0 |  |  |  | 0 | 0 | 0 | 0 | 0 | 0 |  | 0 | 0 | 0 | 0 | 0 |  |  |  | 0 | 0 | 0 | 0 | 0 | 0
PG&E GBA | Los Esteros | 230 | 0 | 0 | 0 | 0 | 0 |  |  |  | 0 | 0 | 0 | 0 | 0 | 0 |  | 0 | 0 | 0 | 0 | 0 |  |  |  | 0 | 0 | 0 | 0 | 0 | 0
PG&E GBA | Los Positas | 230 | 0 | 0 | 0 | 0 | 0 |  |  |  | 0 | 0 | 0 | 0 | 0 | 0 |  | 0 | 0 | 0 | 0 | 0 |  |  |  | 0 | 0 | 0 | 0 | 0 | 0
PG&E GBA | Los Positas | 60 | 0 | 0 | 0 | 0 | 0 |  |  |  | 0 | 0 | 0 | 0 | 0 | 0 |  | 0 | 0 | 0 | 0 | 0 |  |  |  | 0 | 0 | 0 | 0 | 0 | 0
SDGE | Loveland | 69 | 0 | 0 | 0 | 0 | 0 |  |  |  | 0 | 0 | 0 | 0 | 0 | 0 |  | 0 | 0 | 0 | 0 | 0 |  |  |  | 0 | 0 | 0 | 0 | 0 | 0
SCE NOL | Lugo | 230 | 0 | 0 | 0 | 0 | 0 |  |  |  | 0 | 0 | 0 | 0 | 0 | 0 |  | 0 | 0 | 0 | 0 | 0 |  |  |  | 0 | 0 | 0 | 0 | 0 | 0
SCE Metro | Lugo | 500 | 320 | 0 | 0 | 0 | 0 |  |  |  | 0 | 0 | 0 | 0 | 0 | 0 |  | 0 | 0 | 0 | 0 | 0 |  |  |  | 0 | 0 | 0 | 0 | 0 | 0
PG&E FRESNO | Madera | 70 | 0 | 0 | 0 | 0 | 0 |  |  |  | 0 | 0 | 0 | 0 | 0 | 0 |  | 0 | 0 | 0 | 0 | 0 |  |  |  | 0 | 0 | 0 | 0 | 0 | 0
PG&E NGBA | Madison | 115 | 0 | 0 | 0 | 0 | 0 |  |  |  | 0 | 0 | 0 | 0 | 0 | 0 |  | 0 | 0 | 0 | 0 | 0 |  |  |  | 0 | 0 | 0 | 0 | 0 | 0
PG&E KERN | Magunden | 115 | 0 | 0 | 0 | 0 | 0 |  |  |  | 0 | 0 | 0 | 0 | 0 | 0 |  | 0 | 0 | 0 | 0 | 0 |  |  |  | 0 | 0 | 0 | 0 | 0 | 0
SCE Northern | Magunden | 230 | 0 | 0 | 0 | 0 | 0 |  |  |  | 0 | 0 | 0 | 0 | 0 | 0 |  | 0 | 0 | 0 | 0 | 0 |  |  |  | 0 | 0 | 0 | 0 | 0 | 0
PG&E FRESNO | Malaga | 115 | 0 | 0 | 0 | 0 | 0 |  |  |  | 0 | 0 | 0 | 0 | 0 | 0 |  | 0 | 0 | 0 | 0 | 0 |  |  |  | 0 | 0 | 0 | 0 | 0 | 0
PG&E NGBA | Malin | 500 | 0 | 0 | 0 | 0 | 0 |  |  |  | 0 | 0 | 0 | 0 | 0 | 0 |  | 0 | 0 | 0 | 0 | 0 |  |  |  | 0 | 0 | 0 | 0 | 0 | 0
SCE Northern | Mandalay | 230 | 0 | 0 | 0 | 0 | 0 |  |  |  | 0 | 0 | 0 | 0 | 0 | 0 |  | 0 | 0 | 0 | 0 | 0 |  |  |  | 0 | 0 | 0 | 0 | 0 | 0
PG&E FRESNO | Manning | 230 | 0 | 0 | 0 | 0 | 0 |  |  |  | 0 | 0 | 0 | 0 | 0 | 0 |  | 0 | 0 | 0 | 0 | 0 |  |  |  | 0 | 0 | 0 | 0 | 0 | 0
PG&E FRESNO | Manning | 500 | 0 | 0 | 0 | 0 | 0 |  |  |  | 0 | 0 | 0 | 0 | 0 | 0 |  | 0 | 0 | 0 | 0 | 0 |  |  |  | 0 | 0 | 0 | 0 | 0 | 0
PG&E GBA | Manteca | 115 | 0 | 0 | 0 | 0 | 0 |  |  |  | 0 | 0 | 0 | 0 | 0 | 0 |  | 0 | 0 | 0 | 0 | 0 |  |  |  | 0 | 0 | 0 | 0 | 0 | 0
SDGE | Margarita | 138 | 0 | 0 | 0 | 0 | 0 |  |  |  | 0 | 0 | 0 | 0 | 0 | 0 |  | 0 | 0 | 0 | 0 | 0 |  |  |  | 0 | 0 | 0 | 0 | 0 | 0
PG&E GBA | Martin | 230 | 0 | 0 | 0 | 0 | 0 |  |  |  | 0 | 0 | 0 | 0 | 0 | 0 |  | 0 | 0 | 0 | 0 | 0 |  |  |  | 0 | 0 | 0 | 0 | 0 | 0
PG&E GBA | Martin | 115 | 0 | 0 | 0 | 0 | 0 |  |  |  | 0 | 0 | 0 | 0 | 0 | 0 |  | 0 | 0 | 0 | 0 | 0 |  |  |  | 0 | 0 | 0 | 0 | 0 | 0
PG&E GBA | Martinez | 115 | 0 | 0 | 0 | 0 | 0 |  |  |  | 0 | 0 | 0 | 0 | 0 | 0 |  | 0 | 0 | 0 | 0 | 0 |  |  |  | 0 | 0 | 0 | 0 | 0 | 0
PG&E FRESNO | Mc Mullin | 230 | 0 | 0 | 0 | 0 | 0 |  |  |  | 0 | 0 | 0 | 0 | 0 | 0 |  | 0 | 0 | 0 | 0 | 0 |  |  |  | 0 | 0 | 0 | 0 | 0 | 0
PG&E FRESNO | McCall | 115 | 0 | 0 | 0 | 0 | 0 |  |  |  | 0 | 0 | 0 | 0 | 0 | 0 |  | 0 | 0 | 0 | 0 | 0 |  |  |  | 0 | 0 | 0 | 0 | 0 | 0
PG&E FRESNO | McCall | 230 | 0 | 0 | 0 | 0 | 0 |  |  |  | 0 | 0 | 0 | 0 | 0 | 0 |  | 0 | 0 | 0 | 0 | 0 |  |  |  | 0 | 0 | 0 | 0 | 0 | 0
PG&E GBA | Meadow Lane | 115 | 0 | 0 | 0 | 0 | 0 |  |  |  | 0 | 0 | 0 | 0 | 0 | 0 |  | 0 | 0 | 0 | 0 | 0 |  |  |  | 0 | 0 | 0 | 0 | 0 | 0
PG&E GBA | Melones | 115 | 0 | 0 | 0 | 0 | 0 |  |  |  | 0 | 0 | 0 | 0 | 0 | 0 |  | 0 | 0 | 0 | 0 | 0 |  |  |  | 0 | 0 | 0 | 0 | 0 | 0
PG&E GBA | Melones | 230 | 0 | 0 | 0 | 0 | 0 |  |  |  | 0 | 0 | 0 | 0 | 0 | 0 |  | 0 | 0 | 0 | 0 | 0 |  |  |  | 0 | 0 | 0 | 0 | 0 | 0
SDGE | Melrose | 69 | 0 | 0 | 0 | 0 | 0 |  |  |  | 0 | 0 | 0 | 20 | 0 | 0 |  | 0 | 0 | 0 | 0 | 0 |  |  |  | 0 | 0 | 0 | 0 | 0 | 0
PG&E NGBA | Mendocino | 115 | 0 | 0 | 0 | 0 | 0 |  |  |  | 0 | 0 | 0 | 0 | 0 | 0 |  | 0 | 0 | 0 | 0 | 0 |  |  |  | 0 | 0 | 0 | 0 | 0 | 0
PG&E NGBA | Mendocino | 60 | 0 | 0 | 0 | 0 | 0 |  |  |  | 0 | 0 | 0 | 0 | 0 | 0 |  | 0 | 0 | 0 | 0 | 0 |  |  |  | 0 | 0 | 0 | 0 | 0 | 0
PG&E FRESNO | Mendota | 115 | 0 | 0 | 0 | 0 | 0 |  |  |  | 0 | 0 | 0 | 0 | 0 | 0 |  | 0 | 0 | 0 | 0 | 0 |  |  |  | 0 | 0 | 0 | 0 | 0 | 0
PG&E GBA | Menlo | 60 | 0 | 0 | 0 | 0 | 0 |  |  |  | 0 | 0 | 0 | 0 | 0 | 0 |  | 0 | 0 | 0 | 0 | 0 |  |  |  | 0 | 0 | 0 | 0 | 0 | 0
PG&E FRESNO | Merced | 115 | 0 | 0 | 0 | 0 | 0 |  |  |  | 0 | 0 | 0 | 0 | 0 | 0 |  | 0 | 0 | 0 | 0 | 0 |  |  |  | 0 | 0 | 0 | 0 | 0 | 0
SCE EOP | Mercury | 138 | 0 | 0 | 0 | 0 | 0 |  |  |  | 0 | 0 | 0 | 0 | 0 | 0 |  | 0 | 0 | 0 | 0 | 0 |  |  |  | 0 | 0 | 0 | 0 | 0 | 0
PG&E FRESNO | Mercy Springs | 70 | 0 | 0 | 0 | 0 | 0 |  |  |  | 0 | 0 | 0 | 0 | 0 | 0 |  | 0 | 0 | 0 | 0 | 0 |  |  |  | 0 | 0 | 0 | 0 | 0 | 0
PG&E NGBA | Meridian | 60 | 0 | 0 | 0 | 0 | 0 |  |  |  | 0 | 0 | 0 | 0 | 0 | 0 |  | 0 | 0 | 0 | 0 | 0 |  |  |  | 0 | 0 | 0 | 0 | 0 | 0
PG&E KERN | Mesa (PGE) | 115 | 0 | 0 | 0 | 0 | 0 |  |  |  | 0 | 0 | 0 | 0 | 0 | 0 |  | 0 | 0 | 0 | 0 | 0 |  |  |  | 0 | 0 | 0 | 0 | 0 | 0
PG&E KERN | Mesa (PGE) | 230 | 0 | 0 | 0 | 0 | 0 |  |  |  | 0 | 0 | 0 | 0 | 0 | 0 |  | 0 | 0 | 0 | 0 | 0 |  |  |  | 0 | 0 | 0 | 0 | 0 | 0
SCE Metro | Mesa (SCE) | 230 | 0 | 0 | 0 | 0 | 0 |  |  |  | 0 | 1.92 | 0 | 106.2 | 0 | 0 |  | 0 | 0 | 0 | 0 | 0 |  |  |  | 0 | 0 | 0 | 0 | 0 | 0
SCE Metro | Mesa (SCE) | 500 | 0 | 0 | 0 | 0 | 0 |  |  |  | 0 | 0 | 0 | 0 | 0 | 0 |  | 0 | 0 | 0 | 0 | 0 |  |  |  | 0 | 0 | 0 | 0 | 0 | 0
SDGE | Mesa Heights | 69 | 0 | 0 | 0 | 0 | 0 |  |  |  | 0 | 0 | 0 | 9 | 0 | 0 |  | 0 | 0 | 0 | 0 | 0 |  |  |  | 0 | 0 | 0 | 0 | 0 | 0
PG&E GBA | Metcalf | 115 | 0 | 0 | 0 | 0 | 0 |  |  |  | 0 | 0 | 0 | 0 | 0 | 0 |  | 0 | 0 | 0 | 0 | 0 |  |  |  | 0 | 0 | 0 | 0 | 0 | 0
PG&E GBA | Metcalf | 230 | 0 | 0 | 0 | 0 | 0 |  |  |  | 0 | 0 | 0 | 0 | 0 | 0 |  | 0 | 0 | 0 | 0 | 0 |  |  |  | 0 | 0 | 0 | 0 | 0 | 0
PG&E GBA | Metcalf | 500 | 0 | 0 | 0 | 0 | 0 |  |  |  | 0 | 0 | 0 | 0 | 0 | 0 |  | 0 | 0 | 0 | 0 | 0 |  |  |  | 0 | 0 | 0 | 0 | 0 | 0
PG&E KERN | Midway | 115 | 0 | 0 | 0 | 0 | 0 |  |  |  | 0 | 0 | 0 | 0 | 0 | 0 |  | 0 | 0 | 0 | 0 | 0 |  |  |  | 0 | 0 | 0 | 0 | 0 | 0
PG&E KERN | Midway | 230 | 0 | 0 | 0 | 0 | 0 |  |  |  | 0 | 0 | 0 | 0 | 0 | 0 |  | 0 | 0 | 0 | 0 | 0 |  |  |  | 0 | 0 | 0 | 0 | 0 | 0
PG&E KERN | Midway | 500 | 0 | 0 | 0 | 0 | 0 |  |  |  | 0 | 0 | 0 | 0 | 0 | 0 |  | 0 | 0 | 0 | 0 | 0 |  |  |  | 0 | 0 | 0 | 0 | 0 | 0
SDGE | Miguel | 230 | 0 | 0 | 0 | 0 | 0 |  |  |  | 0 | 0 | 0 | 0 | 0 | 0 |  | 0 | 0 | 0 | 0 | 0 |  |  |  | 0 | 0 | 0 | 0 | 0 | 0
SDGE | Miguel | 500 | 0 | 0 | 0 | 0 | 0 |  |  |  | 0 | 0 | 0 | 0 | 0 | 0 |  | 0 | 0 | 0 | 0 | 0 |  |  |  | 0 | 0 | 0 | 0 | 0 | 0
SDGE | Miguel | 69 | 0 | 0 | 0 | 0 | 0 |  |  |  | 0 | 0 | 0 | 9.75 | 0 | 0 |  | 0 | 0 | 0 | 0 | 0 |  |  |  | 0 | 0 | 0 | 0 | 0 | 0
PG&E GBA | Millbrae | 115 | 0 | 0 | 0 | 0 | 0 |  |  |  | 0 | 0 | 0 | 0 | 0 | 0 |  | 0 | 0 | 0 | 0 | 0 |  |  |  | 0 | 0 | 0 | 0 | 0 | 0
PG&E GBA | Miller | 115 | 0 | 0 | 0 | 0 | 0 |  |  |  | 0 | 0 | 0 | 0 | 0 | 0 |  | 0 | 0 | 0 | 0 | 0 |  |  |  | 0 | 0 | 0 | 0 | 0 | 0
SCE Metro | Mira Loma | 230 | 0 | 0 | 0 | 0 | 0 |  |  |  | 0 | 0 | 0 | 0 | 0 | 0 |  | 0 | 0 | 0 | 0 | 0 |  |  |  | 0 | 0 | 0 | 0 | 0 | 0
SCE Metro | Mira Loma | 500 | 0 | 0 | 0 | 0 | 0 |  |  |  | 0 | 0 | 0 | 0 | 0 | 0 |  | 0 | 0 | 0 | 0 | 0 |  |  |  | 0 | 0 | 0 | 0 | 0 | 0
SCE Eastern | Mirage | 115 | 0 | 0 | 0 | 0 | 0 |  |  |  | 0 | 0 | 0 | 0 | 0 | 0 |  | 0 | 0 | 0 | 0 | 0 |  |  |  | 0 | 0 | 0 | 0 | 0 | 0
SCE Eastern | Mirage | 230 | 0 | 0 | 0 | 0 | 0 |  |  |  | 0 | 0 | 132 | 150 | 0 | 0 |  | 0 | 0 | 0 | 0 | 0 |  |  |  | 0 | 0 | 0 | 0 | 0 | 0
SDGE | Mission | 138 | 0 | 0 | 0 | 0 | 0 |  |  |  | 0 | 0 | 0 | 0 | 0 | 0 |  | 0 | 0 | 0 | 0 | 0 |  |  |  | 0 | 0 | 0 | 0 | 0 | 0
SDGE | Mission | 230 | 0 | 0 | 0 | 0 | 0 |  |  |  | 0 | 0 | 0 | 0 | 0 | 0 |  | 0 | 0 | 0 | 0 | 0 |  |  |  | 0 | 0 | 0 | 0 | 0 | 0
SDGE | Mission | 69 | 0 | 0 | 0 | 0 | 0 |  |  |  | 0 | 0 | 0 | 0 | 0 | 0 |  | 0 | 0 | 0 | 0 | 0 |  |  |  | 0 | 0 | 0 | 0 | 0 | 0
PG&E GBA | Mi-Wuk | 115 | 0 | 0 | 0 | 0 | 0 |  |  |  | 0 | 0 | 0 | 0 | 0 | 0 |  | 0 | 0 | 0 | 0 | 0 |  |  |  | 0 | 0 | 0 | 0 | 0 | 0
SCE EOP | Mohave | 500 | 0 | 0 | 0 | 0 | 0 |  |  |  | 0 | 0 | 0 | 0 | 0 | 0 |  | 0 | 0 | 0 | 0 | 0 |  |  |  | 0 | 0 | 0 | 0 | 0 | 0
PG&E NGBA | Monroe | 115 | 0 | 0 | 0 | 0 | 0 |  |  |  | 0 | 0 | 0 | 0 | 0 | 0 |  | 0 | 0 | 0 | 0 | 0 |  |  |  | 0 | 0 | 0 | 0 | 0 | 0
SDGE | Monserate | 69 | 0 | 0 | 0 | 0 | 0 |  |  |  | 0 | 0 | 0 | 0 | 0 | 0 |  | 0 | 0 | 0 | 0 | 0 |  |  |  | 0 | 0 | 0 | 0 | 0 | 0
PG&E GBA | Monta Vista | 115 | 0 | 0 | 0 | 0 | 0 |  |  |  | 0 | 0 | 0 | 0 | 0 | 0 |  | 0 | 0 | 0 | 0 | 0 |  |  |  | 0 | 0 | 0 | 0 | 0 | 0
PG&E GBA | Monta Vista | 230 | 0 | 0 | 0 | 0 | 0 |  |  |  | 0 | 0 | 0 | 0 | 0 | 0 |  | 0 | 0 | 0 | 0 | 0 |  |  |  | 0 | 0 | 0 | 0 | 0 | 0
PG&E GBA | Monta Vista | 60 | 0 | 0 | 0 | 0 | 0 |  |  |  | 0 | 0 | 0 | 0 | 0 | 0 |  | 0 | 0 | 0 | 0 | 0 |  |  |  | 0 | 0 | 0 | 0 | 0 | 0
PG&E NGBA | Monticello | 115 | 0 | 0 | 0 | 0 | 0 |  |  |  | 0 | 0 | 0 | 0 | 0 | 0 |  | 0 | 0 | 0 | 0 | 0 |  |  |  | 0 | 0 | 0 | 0 | 0 | 0
SCE Northern | Moorpark | 230 | 0 | 0 | 0 | 0 | 0 |  |  |  | 0 | 0 | 0 | 0 | 0 | 0 |  | 0 | 0 | 0 | 0 | 0 |  |  |  | 0 | 0 | 0 | 0 | 0 | 0
SCE Northern | Moorpark | 66 | 0 | 0 | 0 | 0 | 0 |  |  |  | 0 | 0 | 0 | 0 | 0 | 0 |  | 0 | 0 | 0 | 0 | 0 |  |  |  | 0 | 0 | 0 | 0 | 0 | 0
PG&E GBA | Moraga | 115 | 0 | 0 | 0 | 0 | 0 |  |  |  | 0 | 0 | 0 | 0 | 0 | 0 |  | 0 | 0 | 0 | 0 | 0 |  |  |  | 0 | 0 | 0 | 0 | 0 | 0
PG&E GBA | Moraga | 230 | 0 | 0 | 0 | 0 | 0 |  |  |  | 0 | 0 | 0 | 0 | 0 | 0 |  | 0 | 0 | 0 | 0 | 0 |  |  |  | 0 | 0 | 0 | 0 | 0 | 0
PG&E GBA | Morgan Hill | 115 | 0 | 0 | 0 | 0 | 0 |  |  |  | 0 | 0 | 0 | 0 | 0 | 0 |  | 0 | 0 | 0 | 0 | 0 |  |  |  | 0 | 0 | 0 | 0 | 0 | 0
PG&E KERN | Morro Bay | 115 | 0 | 0 | 0 | 0 | 0 |  |  |  | 0 | 0 | 0 | 0 | 0 | 0 |  | 0 | 0 | 0 | 0 | 0 |  |  |  | 0 | 0 | 0 | 0 | 0 | 0
PG&E KERN | Morro Bay | 230 | 0 | 0 | 0 | 0 | 0 |  |  |  | 0 | 0 | 0 | 0 | 0 | 0 |  | 0 | 0 | 0 | 0 | 0 |  |  |  | 0 | 0 | 0 | 0 | 0 | 0
PG&E KERN | Morro Bay | 500 | 0 | 0 | 0 | 0 | 0 |  |  |  | 0 | 0 | 0 | 0 | 0 | 0 |  | 0 | 0 | 0 | 0 | 0 |  |  |  | 0 | 0 | 0 | 0 | 0 | 0
PG&E GBA | Moss Landing | 115 | 0 | 0 | 0 | 0 | 0 |  |  |  | 0 | 0 | 0 | 0 | 0 | 0 |  | 0 | 0 | 0 | 0 | 0 |  |  |  | 0 | 0 | 0 | 0 | 0 | 0
PG&E GBA | Moss Landing | 230 | 0 | 0 | 0 | 0 | 0 |  |  |  | 0 | 0 | 0 | 0 | 0 | 0 |  | 0 | 0 | 0 | 0 | 0 |  |  |  | 0 | 0 | 0 | 0 | 0 | 0
PG&E GBA | Moss Landing | 500 | 0 | 0 | 0 | 0 | 0 |  |  |  | 0 | 0 | 0 | 0 | 0 | 0 |  | 0 | 0 | 0 | 0 | 0 |  |  |  | 0 | 0 | 0 | 0 | 0 | 0
SCE EOP | Mountain Pass | 115 | 0 | 0 | 0 | 0 | 0 |  |  |  | 0 | 0 | 0 | 0 | 0 | 0 |  | 0 | 0 | 0 | 0 | 0 |  |  |  | 0 | 0 | 0 | 0 | 0 | 0
PG&E GBA | Mountain View | 115 | 0 | 0 | 0 | 0 | 0 |  |  |  | 0 | 0 | 0 | 0 | 0 | 0 |  | 0 | 0 | 0 | 0 | 0 |  |  |  | 0 | 0 | 0 | 0 | 0 | 0
PG&E GBA | Mt Eden | 115 | 0 | 0 | 0 | 0 | 0 |  |  |  | 0 | 0 | 0 | 0 | 0 | 0 |  | 0 | 0 | 0 | 0 | 0 |  |  |  | 0 | 0 | 0 | 0 | 0 | 0
PG&E KERN | Mt Poso | 115 | 0 | 0 | 0 | 0 | 0 |  |  |  | 0 | 0 | 0 | 0 | 0 | 0 |  | 0 | 0 | 0 | 0 | 0 |  |  |  | 0 | 0 | 0 | 0 | 0 | 0
SDGE | Murray | 69 | 0 | 0 | 0 | 0 | 0 |  |  |  | 0 | 0 | 0 | 0 | 0 | 0 |  | 0 | 0 | 0 | 0 | 0 |  |  |  | 0 | 0 | 0 | 0 | 0 | 0
PG&E FRESNO | Mustang | 230 | 0 | 0 | 0 | 0 | 0 |  |  |  | 0 | 0 | 0 | 0 | 0 | 0 |  | 0 | 0 | 0 | 0 | 0 |  |  |  | 0 | 0 | 0 | 0 | 0 | 0
SCE Northern | Neenach | 66 | 0 | 0 | 0 | 0 | 0 |  |  |  | 0 | 0 | 0 | 0 | 0 | 0 |  | 0 | 0 | 0 | 0 | 0 |  |  |  | 0 | 0 | 0 | 0 | 0 | 0
PG&E KERN | New Sub - Gates - Midway (Proposed) | 230 | 0 | 0 | 0 | 0 | 0 |  |  |  | 0 | 0 | 0 | 0 | 0 | 0 |  | 0 | 0 | 0 | 0 | 0 |  |  |  | 0 | 0 | 0 | 0 | 0 | 0
PG&E KERN | New Sub - Gates - Templeton (Proposed) | 230 | 0 | 0 | 0 | 0 | 0 |  |  |  | 0 | 0 | 0 | 0 | 0 | 0 |  | 0 | 0 | 0 | 0 | 0 |  |  |  | 0 | 0 | 0 | 0 | 0 | 0
SCE NOL | New Sub - Kramer - Lugo (Proposed) | 230 | 0 | 0 | 0 | 0 | 0 |  |  |  | 0 | 0 | 0 | 0 | 0 | 0 |  | 0 | 0 | 0 | 0 | 0 |  |  |  | 0 | 0 | 0 | 0 | 0 | 0
PG&E FRESNO | New Sub - Los Banos - Midway (Proposed) | 500 | 0 | 0 | 0 | 0 | 0 |  |  |  | 0 | 0 | 0 | 0 | 0 | 0 |  | 0 | 0 | 0 | 0 | 0 |  |  |  | 0 | 0 | 0 | 0 | 0 | 0
SCE NOL | New Sub - Lugo - Pisgah (Proposed) | 230 | 0 | 0 | 0 | 0 | 0 |  |  |  | 0 | 0 | 0 | 0 | 0 | 0 |  | 0 | 0 | 0 | 0 | 0 |  |  |  | 0 | 0 | 0 | 0 | 0 | 0
PG&E KERN | New Sub - Midway - Wheeler Ridge (Proposed) | 230 | 0 | 0 | 0 | 0 | 0 |  |  |  | 0 | 150 | 0 | 150 | 0 | 0 |  | 0 | 0 | 0 | 0 | 0 |  |  |  | 0 | 0 | 0 | 0 | 0 | 0
PG&E NGBA | New Sub - Near existing Leavitt (PSREC) | 345 | 0 | 0 | 0 | 0 | 0 |  |  |  | 0 | 0 | 0 | 0 | 0 | 0 |  | 0 | 0 | 0 | 0 | 0 |  |  |  | 0 | 0 | 0 | 0 | 0 | 0
PG&E NGBA | New Sub - Near existing Madeline (NVE) | 345 | 0 | 0 | 0 | 0 | 0 |  |  |  | 0 | 0 | 0 | 0 | 0 | 0 |  | 0 | 0 | 0 | 0 | 0 |  |  |  | 0 | 0 | 0 | 0 | 0 | 0
SDGE | New Sub - North Gila - IV (Proposed) | 500 | 0 | 0 | 0 | 0 | 0 |  |  |  | 0 | 0 | 0 | 0 | 0 | 0 |  | 0 | 0 | 0 | 0 | 0 |  |  |  | 0 | 0 | 0 | 0 | 0 | 0
PG&E NGBA | New Sub - Pit 1 - Cottonwood (Proposed) | 230 | 0 | 0 | 0 | 0 | 0 |  |  |  | 0 | 0 | 0 | 0 | 0 | 0 |  | 0 | 0 | 0 | 0 | 0 |  |  |  | 0 | 0 | 0 | 0 | 0 | 0
PG&E GBA | New Sub - Rancho Seco - Bellota (Proposed) | 230 | 0 | 0 | 0 | 0 | 0 |  |  |  | 0 | 0 | 0 | 0 | 0 | 0 |  | 0 | 0 | 0 | 0 | 0 |  |  |  | 0 | 0 | 0 | 0 | 0 | 0
SDGE | New Sub - Suncrest - Ocotillo (Proposed) | 500 | 0 | 0 | 0 | 0 | 0 |  |  |  | 0 | 0 | 0 | 0 | 0 | 0 |  | 0 | 0 | 0 | 0 | 0 |  |  |  | 0 | 0 | 0 | 0 | 0 | 0
PG&E FRESNO | New Sub - Westley - Quinto (Proposed) | 230 | 0 | 0 | 0 | 0 | 0 |  |  |  | 0 | 0 | 0 | 0 | 0 | 0 |  | 0 | 0 | 0 | 0 | 0 |  |  |  | 0 | 0 | 0 | 0 | 0 | 0
PG&E GBA | Newark | 115 | 0 | 0 | 0 | 0 | 0 |  |  |  | 0 | 0 | 0 | 0 | 0 | 0 |  | 0 | 0 | 0 | 0 | 0 |  |  |  | 0 | 0 | 0 | 0 | 0 | 0
PG&E GBA | Newark | 230 | 0 | 0 | 0 | 0 | 0 |  |  |  | 0 | 0 | 0 | 0 | 0 | 0 |  | 0 | 0 | 0 | 0 | 0 |  |  |  | 0 | 0 | 0 | 0 | 0 | 0
PG&E GBA | Newark | 60 | 0 | 0 | 0 | 0 | 0 |  |  |  | 0 | 0 | 0 | 0 | 0 | 0 |  | 0 | 0 | 0 | 0 | 0 |  |  |  | 0 | 0 | 0 | 0 | 0 | 0
PG&E FRESNO | Newhall | 115 | 0 | 0 | 0 | 0 | 0 |  |  |  | 0 | 0 | 0 | 0 | 0 | 0 |  | 0 | 0 | 0 | 0 | 0 |  |  |  | 0 | 0 | 0 | 0 | 0 | 0
PG&E KERN | Norco | 115 | 0 | 0 | 0 | 0 | 0 |  |  |  | 0 | 0 | 0 | 0 | 0 | 0 |  | 0 | 0 | 0 | 0 | 0 |  |  |  | 0 | 0 | 0 | 0 | 0 | 0
PG&E GBA | Nortech | 115 | 0 | 0 | 0 | 0 | 0 |  |  |  | 0 | 0 | 0 | 0 | 0 | 0 |  | 0 | 0 | 0 | 0 | 0 |  |  |  | 0 | 0 | 0 | 0 | 0 | 0
SDGE | North City Metering | 138 | 0 | 0 | 0 | 0 | 0 |  |  |  | 0 | 0 | 0 | 0 | 0 | 0 |  | 0 | 0 | 0 | 0 | 0 |  |  |  | 0 | 0 | 0 | 0 | 0 | 0
PG&E GBA | North Dublin | 230 | 0 | 0 | 0 | 0 | 0 |  |  |  | 0 | 0 | 0 | 0 | 0 | 0 |  | 0 | 0 | 0 | 0 | 0 |  |  |  | 0 | 0 | 0 | 0 | 0 | 0
SDGE | North Gila | 500 | 0 | 0 | 0 | 0 | 0 |  |  |  | 0 | 0 | 0 | 0 | 0 | 0 |  | 0 | 0 | 0 | 0 | 0 |  |  |  | 0 | 0 | 0 | 0 | 0 | 0
SCE Metro | North of SONGS | 230 | 0 | 0 | 0 | 0 | 0 |  |  |  | 0 | 0 | 0 | 0 | 0 | 0 |  | 0 | 0 | 0 | 0 | 0 |  |  |  | 0 | 0 | 0 | 0 | 0 | 0
SCE Metro | North of SONGS | 500 | 0 | 0 | 0 | 0 | 0 |  |  |  | 0 | 0 | 0 | 0 | 0 | 0 |  | 0 | 0 | 0 | 0 | 0 |  |  |  | 0 | 0 | 0 | 0 | 0 | 0
PG&E NGBA | Notre Dame | 115 | 0 | 0 | 0 | 0 | 0 |  |  |  | 0 | 0 | 0 | 0 | 0 | 0 |  | 0 | 0 | 0 | 0 | 0 |  |  |  | 0 | 0 | 0 | 0 | 0 | 0
PG&E GBA | Oakland C | 115 | 0 | 0 | 0 | 0 | 0 |  |  |  | 0 | 0 | 0 | 0 | 0 | 0 |  | 0 | 0 | 0 | 0 | 0 |  |  |  | 0 | 0 | 0 | 0 | 0 | 0
PG&E GBA | Oakland J | 115 | 0 | 0 | 0 | 0 | 0 |  |  |  | 0 | 0 | 0 | 0 | 0 | 0 |  | 0 | 0 | 0 | 0 | 0 |  |  |  | 0 | 0 | 0 | 0 | 0 | 0
PG&E GBA | Oakland L | 115 | 0 | 0 | 0 | 0 | 0 |  |  |  | 0 | 0 | 0 | 0 | 0 | 0 |  | 0 | 0 | 0 | 0 | 0 |  |  |  | 0 | 0 | 0 | 0 | 0 | 0
PG&E GBA | Oakland X | 115 | 0 | 0 | 0 | 0 | 0 |  |  |  | 0 | 0 | 0 | 0 | 0 | 0 |  | 0 | 0 | 0 | 0 | 0 |  |  |  | 0 | 0 | 0 | 0 | 0 | 0
SDGE | Ocean Ranch | 69 | 0 | 0 | 0 | 0 | 0 |  |  |  | 0 | 0 | 0 | 0 | 0 | 0 |  | 0 | 0 | 0 | 0 | 0 |  |  |  | 0 | 0 | 0 | 0 | 0 | 0
PG&E KERN | Oceano | 115 | 0 | 0 | 0 | 0 | 0 |  |  |  | 0 | 0 | 0 | 0 | 0 | 0 |  | 0 | 0 | 0 | 0 | 0 |  |  |  | 0 | 0 | 0 | 0 | 0 | 0
SDGE | Ocotillo Express | 500 | 0 | 0 | 0 | 0 | 0 |  |  |  | 0 | 0 | 0 | 0 | 0 | 0 |  | 0 | 0 | 0 | 0 | 0 |  |  |  | 0 | 0 | 0 | 0 | 0 | 0
PG&E KERN | Old River | 70 | 0 | 0 | 0 | 0 | 0 |  |  |  | 0 | 0 | 0 | 0 | 0 | 0 |  | 0 | 0 | 0 | 0 | 0 |  |  |  | 0 | 0 | 0 | 0 | 0 | 0
SDGE | Old Town | 230 | 0 | 0 | 0 | 0 | 0 |  |  |  | 0 | 0 | 0 | 0 | 0 | 0 |  | 0 | 0 | 0 | 0 | 0 |  |  |  | 0 | 0 | 0 | 0 | 0 | 0
SCE Metro | Olinda | 230 | 0 | 0 | 0 | 0 | 0 |  |  |  | 0 | 0 | 0 | 0 | 0 | 0 |  | 0 | 0 | 0 | 0 | 0 |  |  |  | 0 | 0 | 0 | 0 | 0 | 0
PG&E FRESNO | Olive | 115 | 0 | 0 | 0 | 0 | 0 |  |  |  | 0 | 40 | 0 | 0 | 0 | 0 |  | 0 | 0 | 0 | 0 | 0 |  |  |  | 0 | 0 | 0 | 0 | 0 | 0
PG&E NGBA | Olivehurst | 115 | 0 | 0 | 0 | 0 | 0 |  |  |  | 0 | 0 | 0 | 0 | 0 | 0 |  | 0 | 0 | 0 | 0 | 0 |  |  |  | 0 | 0 | 0 | 0 | 0 | 0
PG&E NGBA | Oregon Trail | 60 | 0 | 0 | 0 | 0 | 0 |  |  |  | 0 | 0 | 0 | 0 | 0 | 0 |  | 0 | 0 | 0 | 0 | 0 |  |  |  | 0 | 0 | 0 | 0 | 0 | 0
SCE Northern | Ormond Beach | 230 | 0 | 0 | 0 | 0 | 0 |  |  |  | 0 | 0 | 0 | 0 | 0 | 0 |  | 0 | 0 | 0 | 0 | 0 |  |  |  | 0 | 0 | 0 | 0 | 0 | 0
PG&E FRESNO | Oro Loma | 115 | 0 | 0 | 0 | 0 | 0 |  |  |  | 0 | 0 | 0 | 0 | 0 | 0 |  | 0 | 0 | 0 | 0 | 0 |  |  |  | 0 | 0 | 0 | 0 | 0 | 0
PG&E FRESNO | Oro Loma | 70 | 0 | 0 | 0 | 0 | 0 |  |  |  | 0 | 0 | 0 | 0 | 0 | 0 |  | 0 | 0 | 0 | 0 | 0 |  |  |  | 0 | 0 | 0 | 0 | 0 | 0
PG&E FRESNO | Orosi | 70 | 0 | 0 | 0 | 0 | 0 |  |  |  | 0 | 0 | 0 | 0 | 0 | 0 |  | 0 | 0 | 0 | 0 | 0 |  |  |  | 0 | 0 | 0 | 0 | 0 | 0
SDGE | Otay | 69 | 0 | 0 | 0 | 0 | 0 |  |  |  | 0 | 0 | 0 | 6 | 0 | 0 |  | 0 | 0 | 0 | 0 | 0 |  |  |  | 0 | 0 | 0 | 0 | 0 | 0
SDGE | Otay Mesa | 230 | 0 | 0 | 0 | 0 | 0 |  |  |  | 0 | 0 | 0 | 0 | 0 | 0 |  | 0 | 0 | 0 | 0 | 0 |  |  |  | 0 | 0 | 0 | 65 | 0 | 0
PG&E FRESNO | Padre Flats SW STA | 230 | 0 | 0 | 0 | 0 | 0 |  |  |  | 0 | 0 | 0 | 0 | 0 | 0 |  | 0 | 0 | 0 | 0 | 0 |  |  |  | 0 | 0 | 0 | 0 | 0 | 0
SCE EOP | Pahrump | 138 | 0 | 0 | 0 | 0 | 0 |  |  |  | 0 | 0 | 0 | 0 | 0 | 0 |  | 0 | 0 | 0 | 0 | 0 |  |  |  | 0 | 0 | 0 | 0 | 0 | 0
SCE EOP | Pahrump | 230 | 0 | 0 | 0 | 0 | 0 |  |  |  | 0 | 0 | 0 | 0 | 0 | 0 |  | 0 | 0 | 0 | 0 | 0 |  |  |  | 0 | 0 | 0 | 0 | 0 | 0
SDGE | Pala | 69 | 0 | 0 | 0 | 0 | 0 |  |  |  | 0 | 0 | 0 | 10 | 0 | 0 |  | 0 | 0 | 0 | 0 | 0 |  |  |  | 0 | 0 | 0 | 0 | 0 | 0
PG&E NGBA | Palermo | 115 | 0 | 0 | 0 | 0 | 0 |  |  |  | 0 | 0 | 0 | 0 | 0 | 0 |  | 0 | 0 | 0 | 0 | 0 |  |  |  | 0 | 0 | 0 | 0 | 0 | 0
PG&E NGBA | Palermo | 230 | 0 | 0 | 0 | 0 | 0 |  |  |  | 0 | 0 | 0 | 0 | 0 | 0 |  | 0 | 0 | 0 | 0 | 0 |  |  |  | 0 | 0 | 0 | 0 | 0 | 0
SCE Eastern | Palo Verde | 500 | 0 | 0 | 0 | 0 | 1585 |  |  |  | 0 | 0 | 0 | 0 | 0 | 0 |  | 0 | 0 | 0 | 0 | 0 |  |  |  | 0 | 0 | 0 | 0 | 0 | 0
SDGE | Palomar Energy | 230 | 0 | 0 | 0 | 0 | 0 |  |  |  | 0 | 0 | 0 | 0 | 0 | 0 |  | 0 | 0 | 0 | 0 | 0 |  |  |  | 0 | 0 | 0 | 0 | 0 | 0
PG&E KERN | Panama | 70 | 0 | 0 | 0 | 0 | 0 |  |  |  | 0 | 0 | 0 | 0 | 0 | 0 |  | 0 | 0 | 0 | 0 | 0 |  |  |  | 0 | 0 | 0 | 0 | 0 | 0
PG&E FRESNO | Panoche | 115 | 0 | 0 | 0 | 0 | 0 |  |  |  | 0 | 0 | 0 | 0 | 0 | 0 |  | 0 | 0 | 0 | 0 | 0 |  |  |  | 0 | 0 | 0 | 0 | 0 | 0
PG&E FRESNO | Panoche | 230 | 0 | 0 | 0 | 0 | 0 |  |  |  | 0 | 0 | 0 | 0 | 0 | 0 |  | 0 | 0 | 0 | 0 | 0 |  |  |  | 0 | 0 | 0 | 0 | 0 | 0
SCE Northern | Pardee | 230 | 0 | 0 | 0 | 0 | 0 |  |  |  | 0 | 0 | 0 | 80 | 0 | 0 |  | 0 | 0 | 0 | 0 | 0 |  |  |  | 0 | 0 | 0 | 0 | 0 | 0
PG&E NGBA | Parkway | 230 | 0 | 0 | 0 | 0 | 0 |  |  |  | 0 | 0 | 0 | 0 | 0 | 0 |  | 0 | 0 | 0 | 0 | 0 |  |  |  | 0 | 0 | 0 | 0 | 0 | 0
SCE Northern | Pastoria | 230 | 0 | 0 | 0 | 0 | 0 |  |  |  | 0 | 0 | 0 | 0 | 0 | 0 |  | 0 | 0 | 0 | 0 | 0 |  |  |  | 0 | 0 | 0 | 0 | 0 | 0
SCE Metro | Pauda | 230 | 0 | 0 | 0 | 0 | 0 |  |  |  | 0 | 0 | 0 | 120 | 0 | 0 |  | 0 | 0 | 0 | 0 | 0 |  |  |  | 0 | 0 | 0 | 0 | 0 | 0
PG&E GBA | Paul Sweet | 115 | 0 | 0 | 0 | 0 | 0 |  |  |  | 0 | 0 | 0 | 0 | 0 | 0 |  | 0 | 0 | 0 | 0 | 0 |  |  |  | 0 | 0 | 0 | 0 | 0 | 0
PG&E NGBA | Peabody | 230 | 0 | 0 | 0 | 0 | 0 |  |  |  | 0 | 0 | 0 | 0 | 0 | 0 |  | 0 | 0 | 0 | 0 | 0 |  |  |  | 0 | 0 | 0 | 0 | 0 | 0
PG&E NGBA | Pease | 115 | 0 | 0 | 0 | 0 | 0 |  |  |  | 0 | 0 | 0 | 0 | 0 | 0 |  | 0 | 0 | 0 | 0 | 0 |  |  |  | 0 | 0 | 0 | 0 | 0 | 0
PG&E NGBA | Pease | 60 | 0 | 0 | 0 | 0 | 0 |  |  |  | 0 | 0 | 0 | 0 | 0 | 0 |  | 0 | 0 | 0 | 0 | 0 |  |  |  | 0 | 0 | 0 | 0 | 0 | 0
SDGE | Penasquitos | 138 | 0 | 0 | 0 | 0 | 0 |  |  |  | 0 | 0 | 0 | 0 | 0 | 0 |  | 0 | 0 | 0 | 0 | 0 |  |  |  | 0 | 0 | 0 | 0 | 0 | 0
SDGE | Penasquitos | 230 | 0 | 0 | 0 | 0 | 0 |  |  |  | 0 | 0 | 0 | 0 | 0 | 0 |  | 0 | 0 | 0 | 0 | 0 |  |  |  | 0 | 0 | 0 | 0 | 0 | 0
SDGE | Penasquitos | 69 | 0 | 0 | 0 | 0 | 0 |  |  |  | 0 | 0 | 0 | 0 | 0 | 0 |  | 0 | 0 | 0 | 0 | 0 |  |  |  | 0 | 0 | 0 | 0 | 0 | 0
SDGE | Pendleton | 69 | 0 | 0 | 0 | 0 | 0 |  |  |  | 0 | 0 | 0 | 0 | 0 | 0 |  | 0 | 0 | 0 | 0 | 0 |  |  |  | 0 | 0 | 0 | 0 | 0 | 0
PG&E NGBA | Penngrove | 115 | 0 | 0 | 0 | 0 | 0 |  |  |  | 0 | 0 | 0 | 0 | 0 | 0 |  | 0 | 0 | 0 | 0 | 0 |  |  |  | 0 | 0 | 0 | 0 | 0 | 0
PG&E GBA | Peoria | 115 | 0 | 0 | 0 | 0 | 0 |  |  |  | 0 | 0 | 0 | 10 | 0 | 0 |  | 0 | 0 | 0 | 0 | 0 |  |  |  | 0 | 0 | 0 | 0 | 0 | 0
PG&E GBA | Piercy | 115 | 0 | 0 | 0 | 0 | 0 |  |  |  | 0 | 0 | 0 | 0 | 0 | 0 |  | 0 | 0 | 0 | 0 | 0 |  |  |  | 0 | 0 | 0 | 0 | 0 | 0
PG&E FRESNO | Pine Flat | 230 | 0 | 0 | 0 | 0 | 0 |  |  |  | 0 | 0 | 0 | 0 | 0 | 0 |  | 0 | 0 | 0 | 0 | 0 |  |  |  | 0 | 0 | 0 | 0 | 0 | 0
SCE NOL | Pisgah | 230 | 0 | 0 | 0 | 0 | 0 |  |  |  | 0 | 0 | 0 | 0 | 0 | 0 |  | 0 | 0 | 0 | 0 | 0 |  |  |  | 0 | 0 | 0 | 0 | 0 | 0
PG&E NGBA | Pit 1 | 230 | 0 | 0 | 0 | 0 | 0 |  |  |  | 0 | 0 | 0 | 0 | 0 | 0 |  | 0 | 0 | 0 | 0 | 0 |  |  |  | 0 | 0 | 0 | 0 | 0 | 0
PG&E NGBA | Pit 1 | 60 | 0 | 0 | 0 | 0 | 0 |  |  |  | 0 | 0 | 0 | 0 | 0 | 0 |  | 0 | 0 | 0 | 0 | 0 |  |  |  | 0 | 0 | 0 | 0 | 0 | 0
PG&E NGBA | Pit 3 | 230 | 0 | 0 | 0 | 0 | 0 |  |  |  | 0 | 0 | 0 | 0 | 0 | 0 |  | 0 | 0 | 0 | 0 | 0 |  |  |  | 0 | 0 | 0 | 0 | 0 | 0
PG&E NGBA | Pit 4 | 230 | 0 | 0 | 0 | 0 | 0 |  |  |  | 0 | 0 | 0 | 0 | 0 | 0 |  | 0 | 0 | 0 | 0 | 0 |  |  |  | 0 | 0 | 0 | 0 | 0 | 0
PG&E GBA | Pittsburg | 115 | 0 | 0 | 0 | 0 | 0 |  |  |  | 0 | 0 | 0 | 0 | 0 | 0 |  | 0 | 0 | 0 | 0 | 0 |  |  |  | 0 | 0 | 0 | 0 | 0 | 0
PG&E GBA | Pittsburg | 230 | 0 | 0 | 0 | 0 | 0 |  |  |  | 0 | 0 | 0 | 0 | 0 | 0 |  | 0 | 0 | 0 | 0 | 0 |  |  |  | 0 | 0 | 0 | 0 | 0 | 0
PG&E NGBA | Pleasant Grove | 115 | 0 | 0 | 0 | 0 | 0 |  |  |  | 0 | 0 | 0 | 0 | 0 | 0 |  | 0 | 0 | 0 | 0 | 0 |  |  |  | 0 | 0 | 0 | 0 | 0 | 0
PG&E NGBA | POE | 230 | 0 | 0 | 0 | 0 | 0 |  |  |  | 0 | 0 | 0 | 0 | 0 | 0 |  | 0 | 0 | 0 | 0 | 0 |  |  |  | 0 | 0 | 0 | 0 | 0 | 0
SDGE | Point Loma | 69 | 0 | 0 | 0 | 0 | 0 |  |  |  | 0 | 0 | 0 | 0 | 0 | 0 |  | 0 | 0 | 0 | 0 | 0 |  |  |  | 0 | 0 | 0 | 0 | 0 | 0
SDGE | Pomerado | 69 | 0 | 0 | 0 | 0 | 0 |  |  |  | 0 | 0 | 0 | 0 | 0 | 0 |  | 0 | 0 | 0 | 0 | 0 |  |  |  | 0 | 0 | 0 | 0 | 0 | 0
PG&E KERN | Poso Mountain | 115 | 0 | 0 | 0 | 0 | 0 |  |  |  | 0 | 0 | 0 | 0 | 0 | 0 |  | 0 | 0 | 0 | 0 | 0 |  |  |  | 0 | 0 | 0 | 0 | 0 | 0
SCE EOP | Primm | 230 | 0 | 0 | 0 | 0 | 0 |  |  |  | 0 | 0 | 0 | 0 | 0 | 0 |  | 0 | 0 | 0 | 0 | 0 |  |  |  | 0 | 0 | 0 | 0 | 0 | 0
PG&E NGBA | Putah Creek | 115 | 0 | 0 | 0 | 0 | 0 |  |  |  | 0 | 0 | 0 | 0 | 0 | 0 |  | 0 | 0 | 0 | 0 | 0 |  |  |  | 0 | 0 | 0 | 0 | 0 | 0
SDGE | Q1806 | 138 | 0 | 0 | 0 | 0 | 0 |  |  |  | 0 | 0 | 0 | 0 | 0 | 0 |  | 0 | 0 | 0 | 0 | 0 |  |  |  | 0 | 0 | 0 | 0 | 0 | 0
PG&E FRESNO | Quinto | 230 | 0 | 0 | 0 | 0 | 0 |  |  |  | 0 | 0 | 0 | 0 | 0 | 0 |  | 0 | 0 | 0 | 0 | 0 |  |  |  | 0 | 0 | 0 | 0 | 0 | 0
PG&E GBA | Race Track | 115 | 0 | 0 | 0 | 0 | 0 |  |  |  | 0 | 0 | 0 | 0 | 0 | 0 |  | 0 | 0 | 0 | 0 | 0 |  |  |  | 0 | 0 | 0 | 0 | 0 | 0
SDGE | Rancho Mission Viejo | 138 | 0 | 0 | 0 | 0 | 0 |  |  |  | 0 | 0 | 0 | 0 | 0 | 0 |  | 0 | 0 | 0 | 0 | 0 |  |  |  | 0 | 0 | 0 | 0 | 0 | 0
PG&E GBA | Rancho Seco | 230 | 0 | 0 | 0 | 0 | 0 |  |  |  | 0 | 0 | 0 | 0 | 0 | 0 |  | 0 | 0 | 0 | 0 | 0 |  |  |  | 0 | 0 | 0 | 0 | 0 | 0
SCE Metro | Rancho Vista | 230 | 0 | 0 | 0 | 0 | 0 |  |  |  | 0 | 0 | 0 | 0 | 0 | 0 |  | 0 | 0 | 0 | 0 | 0 |  |  |  | 0 | 0 | 0 | 0 | 0 | 0
SCE Metro | Rancho Vista | 500 | 0 | 0 | 0 | 0 | 0 |  |  |  | 0 | 0 | 0 | 0 | 0 | 0 |  | 0 | 0 | 0 | 0 | 0 |  |  |  | 0 | 0 | 0 | 0 | 0 | 0
SCE NOL | Ransburg | 115 | 0 | 0 | 0 | 0 | 0 |  |  |  | 0 | 0 | 0 | 0 | 0 | 0 |  | 0 | 0 | 0 | 0 | 0 |  |  |  | 0 | 0 | 0 | 0 | 0 | 0
PG&E GBA | Ravenswood | 115 | 0 | 0 | 0 | 0 | 0 |  |  |  | 0 | 0 | 0 | 0 | 0 | 0 |  | 0 | 0 | 0 | 0 | 0 |  |  |  | 0 | 0 | 0 | 0 | 0 | 0
PG&E GBA | Ravenswood | 230 | 0 | 0 | 0 | 0 | 0 |  |  |  | 0 | 0 | 0 | 0 | 0 | 0 |  | 0 | 0 | 0 | 0 | 0 |  |  |  | 0 | 0 | 0 | 0 | 0 | 0
SCE Northern | Rector | 230 | 0 | 0 | 0 | 0 | 0 |  |  |  | 3 | 0 | 0 | 0 | 0 | 0 |  | 0 | 0 | 0 | 0 | 0 |  |  |  | 0 | 0 | 0 | 0 | 0 | 0
SCE Eastern | Red Bluff | 230 | 0 | 0 | 0 | 0 | 0 |  |  |  | 0 | 0 | 463 | 416 | 0 | 0 |  | 0 | 0 | 0 | 0 | 0 |  |  |  | 0 | 0 | 0 | 0 | 0 | 0
SCE Eastern | Red Bluff | 500 | 0 | 0 | 0 | 0 | 0 |  |  |  | 0 | 0 | 0 | 0 | 0 | 0 |  | 0 | 0 | 0 | 0 | 0 |  |  |  | 0 | 0 | 0 | 0 | 0 | 0
PG&E NGBA | Redbud | 115 | 0 | 0 | 0 | 0 | 0 |  |  |  | 0 | 0 | 0 | 0 | 0 | 0 |  | 0 | 0 | 0 | 0 | 0 |  |  |  | 0 | 0 | 0 | 0 | 0 | 0
SCE Metro | Redondo | 230 | 0 | 0 | 0 | 0 | 0 |  |  |  | 0 | 0 | 0 | 0 | 0 | 0 |  | 0 | 0 | 0 | 0 | 0 |  |  |  | 0 | 0 | 0 | 0 | 0 | 0
PG&E FRESNO | Reedley | 115 | 0 | 0 | 0 | 0 | 0 |  |  |  | 0 | 0 | 0 | 0 | 0 | 0 |  | 0 | 0 | 0 | 0 | 0 |  |  |  | 0 | 0 | 0 | 0 | 0 | 0
PG&E KERN | Renfro | 115 | 0 | 0 | 0 | 0 | 0 |  |  |  | 0 | 0 | 0 | 0 | 0 | 0 |  | 0 | 0 | 0 | 0 | 0 |  |  |  | 0 | 0 | 0 | 0 | 0 | 0
PG&E GBA | Richmond R | 115 | 0 | 0 | 0 | 0 | 0 |  |  |  | 0 | 0 | 0 | 0 | 0 | 0 |  | 0 | 0 | 0 | 0 | 0 |  |  |  | 0 | 0 | 0 | 0 | 0 | 0
PG&E NGBA | Rincon | 115 | 0 | 0 | 0 | 0 | 0 |  |  |  | 0 | 0 | 0 | 0 | 0 | 0 |  | 0 | 0 | 0 | 0 | 0 |  |  |  | 0 | 0 | 0 | 0 | 0 | 0
PG&E KERN | Rio Bravo | 115 | 0 | 0 | 0 | 0 | 0 |  |  |  | 0 | 0 | 0 | 0 | 0 | 0 |  | 0 | 0 | 0 | 0 | 0 |  |  |  | 0 | 0 | 0 | 0 | 0 | 0
SCE Metro | Rio Hondo | 230 | 0 | 0 | 0 | 0 | 0 |  |  |  | 0 | 0 | 0 | 0 | 0 | 0 |  | 0 | 0 | 0 | 0 | 0 |  |  |  | 0 | 0 | 0 | 0 | 0 | 0
PG&E NGBA | Rio Oso | 115 | 0 | 0 | 0 | 0 | 0 |  |  |  | 0 | 0 | 0 | 0 | 0 | 0 |  | 0 | 0 | 0 | 0 | 0 |  |  |  | 0 | 0 | 0 | 0 | 0 | 0
PG&E NGBA | Rio Oso | 230 | 0 | 0 | 0 | 0 | 0 |  |  |  | 0 | 0 | 0 | 0 | 0 | 0 |  | 0 | 0 | 0 | 0 | 0 |  |  |  | 0 | 0 | 0 | 0 | 0 | 0
PG&E GBA | Ripon | 115 | 0 | 0 | 0 | 0 | 0 |  |  |  | 0 | 0 | 0 | 0 | 0 | 0 |  | 0 | 0 | 0 | 0 | 0 |  |  |  | 0 | 0 | 0 | 0 | 0 | 0
PG&E GBA | Riverbank | 115 | 0 | 0 | 0 | 0 | 0 |  |  |  | 0 | 0 | 0 | 0 | 0 | 0 |  | 0 | 0 | 0 | 0 | 0 |  |  |  | 0 | 0 | 0 | 0 | 0 | 0
SCE NOL | Roadway | 115 | 0 | 0 | 0 | 0 | 0 |  |  |  | 2 | 150 | 0 | 75 | 0 | 0 |  | 0 | 0 | 0 | 0 | 0 |  |  |  | 0 | 0 | 0 | 0 | 0 | 0
PG&E NGBA | Rock Creek 1 | 230 | 0 | 0 | 0 | 0 | 0 |  |  |  | 0 | 0 | 0 | 0 | 0 | 0 |  | 0 | 0 | 0 | 0 | 0 |  |  |  | 0 | 0 | 0 | 0 | 0 | 0
SCE Northern | Rosamond | 66 | 0 | 0 | 0 | 0 | 0 |  |  |  | 0 | 0 | 0 | 0 | 0 | 0 |  | 0 | 0 | 0 | 0 | 0 |  |  |  | 0 | 0 | 0 | 0 | 0 | 0
PG&E GBA | Rossmoor | 230 | 0 | 0 | 0 | 0 | 0 |  |  |  | 0 | 0 | 0 | 0 | 0 | 0 |  | 0 | 0 | 0 | 0 | 0 |  |  |  | 0 | 0 | 0 | 0 | 0 | 0
PG&E NGBA | Round Mountain | 230 | 0 | 0 | 0 | 0 | 0 |  |  |  | 0 | 0 | 0 | 0 | 0 | 0 |  | 0 | 0 | 0 | 0 | 0 |  |  |  | 0 | 0 | 0 | 0 | 0 | 0
PG&E NGBA | Round Mountain | 500 | 0 | 0 | 0 | 0 | 0 |  |  |  | 0 | 0 | 0 | 0 | 0 | 0 |  | 0 | 0 | 0 | 0 | 0 |  |  |  | 0 | 0 | 0 | 0 | 0 | 0
PG&E GBA | Salado | 115 | 0 | 0 | 0 | 0 | 0 |  |  |  | 0 | 0 | 0 | 0 | 0 | 0 |  | 0 | 0 | 0 | 0 | 0 |  |  |  | 0 | 0 | 0 | 0 | 0 | 0
PG&E GBA | Salado | 60 | 0 | 0 | 0 | 0 | 0 |  |  |  | 0 | 0 | 0 | 0 | 0 | 0 |  | 0 | 0 | 0 | 0 | 0 |  |  |  | 0 | 0 | 0 | 0 | 0 | 0
PG&E GBA | Salinas | 115 | 0 | 0 | 0 | 0 | 0 |  |  |  | 0 | 0 | 0 | 0 | 0 | 0 |  | 0 | 0 | 0 | 0 | 0 |  |  |  | 0 | 0 | 0 | 0 | 0 | 0
SDGE | Salt Creek | 69 | 0 | 0 | 0 | 0 | 0 |  |  |  | 0 | 0 | 0 | 0 | 0 | 0 |  | 0 | 0 | 0 | 0 | 0 |  |  |  | 0 | 0 | 0 | 0 | 0 | 0
SCE Eastern | San Bernardino | 230 | 0 | 0 | 0 | 0 | 0 |  |  |  | 0 | 0 | 0 | 0 | 0 | 0 |  | 0 | 0 | 0 | 0 | 0 |  |  |  | 0 | 0 | 0 | 0 | 0 | 0
PG&E GBA | SAN FRAN A (POTRERO PP) | 115 | 0 | 0 | 0 | 0 | 0 |  |  |  | 0 | 0 | 0 | 0 | 0 | 0 |  | 0 | 0 | 0 | 0 | 0 |  |  |  | 0 | 0 | 0 | 0 | 0 | 0
PG&E GBA | SAN FRAN A (POTRERO PP) | 230 | 0 | 0 | 0 | 0 | 0 |  |  |  | 0 | 0 | 0 | 0 | 0 | 0 |  | 0 | 0 | 0 | 0 | 0 |  |  |  | 0 | 0 | 0 | 0 | 0 | 0
PG&E GBA | San Jose A | 115 | 0 | 0 | 0 | 0 | 0 |  |  |  | 0 | 0 | 0 | 0 | 0 | 0 |  | 0 | 0 | 0 | 0 | 0 |  |  |  | 0 | 0 | 0 | 0 | 0 | 0
PG&E GBA | San Jose B | 115 | 0 | 0 | 0 | 0 | 0 |  |  |  | 0 | 0 | 0 | 0 | 0 | 0 |  | 0 | 0 | 0 | 0 | 0 |  |  |  | 0 | 0 | 0 | 0 | 0 | 0
PG&E GBA | San Leandro U | 115 | 0 | 0 | 0 | 0 | 0 |  |  |  | 0 | 0 | 0 | 0 | 0 | 0 |  | 0 | 0 | 0 | 0 | 0 |  |  |  | 0 | 0 | 0 | 0 | 0 | 0
PG&E KERN | San Luis Obispo | 115 | 0 | 0 | 0 | 0 | 0 |  |  |  | 0 | 0 | 0 | 0 | 0 | 0 |  | 0 | 0 | 0 | 0 | 0 |  |  |  | 0 | 0 | 0 | 0 | 0 | 0
PG&E KERN | San Luis Obispo | 70 | 0 | 0 | 0 | 0 | 0 |  |  |  | 0 | 0 | 0 | 0 | 0 | 0 |  | 0 | 0 | 0 | 0 | 0 |  |  |  | 0 | 0 | 0 | 0 | 0 | 0
SDGE | San Luis Rey | 230 | 0 | 0 | 0 | 0 | 0 |  |  |  | 0 | 0 | 0 | 0 | 0 | 0 |  | 0 | 0 | 0 | 0 | 0 |  |  |  | 0 | 0 | 0 | 0 | 0 | 0
SDGE | San Luis Rey | 69 | 0 | 0 | 0 | 0 | 0 |  |  |  | 0 | 0 | 0 | 0 | 0 | 0 |  | 0 | 0 | 0 | 0 | 0 |  |  |  | 0 | 0 | 0 | 0 | 0 | 0
SDGE | San Marcos | 69 | 0 | 0 | 0 | 0 | 0 |  |  |  | 0 | 0 | 0 | 0 | 0 | 0 |  | 0 | 0 | 0 | 0 | 0 |  |  |  | 0 | 0 | 0 | 0 | 0 | 0
SCE Metro | San Onofre | 230 | 0 | 0 | 0 | 0 | 0 |  |  |  | 0 | 0 | 0 | 0 | 0 | 0 |  | 0 | 0 | 0 | 0 | 0 |  |  |  | 0 | 0 | 0 | 0 | 0 | 0
PG&E GBA | San Pablo | 115 | 0 | 0 | 0 | 0 | 0 |  |  |  | 0 | 0 | 0 | 0 | 0 | 0 |  | 0 | 0 | 0 | 0 | 0 |  |  |  | 0 | 0 | 0 | 0 | 0 | 0
PG&E GBA | San Ramon | 230 | 0 | 0 | 0 | 0 | 0 |  |  |  | 0 | 0 | 0 | 0 | 0 | 0 |  | 0 | 0 | 0 | 0 | 0 |  |  |  | 0 | 0 | 0 | 0 | 0 | 0
SDGE | San Ysidro | 69 | 0 | 0 | 0 | 0 | 0 |  |  |  | 0 | 0 | 0 | 0 | 0 | 0 |  | 0 | 0 | 0 | 0 | 0 |  |  |  | 0 | 0 | 0 | 0 | 0 | 0
SCE NOL | Sandlot | 230 | 0 | 0 | 0 | 0 | 0 |  |  |  | 0 | 0 | 0 | 0 | 0 | 0 |  | 0 | 0 | 0 | 0 | 0 |  |  |  | 0 | 0 | 0 | 0 | 0 | 0
SCE EOP | Sandy | 138 | 0 | 0 | 0 | 0 | 0 |  |  |  | 0 | 0 | 0 | 0 | 0 | 0 |  | 0 | 0 | 0 | 0 | 0 |  |  |  | 0 | 0 | 0 | 0 | 0 | 0
PG&E FRESNO | Sanger | 115 | 0 | 0 | 0 | 0 | 0 |  |  |  | 0 | 0 | 0 | 0 | 0 | 0 |  | 0 | 0 | 0 | 0 | 0 |  |  |  | 0 | 0 | 0 | 0 | 0 | 0
SCE Northern | Santa Clara | 230 | 0 | 0 | 0 | 0 | 0 |  |  |  | 0 | 0 | 0 | 0 | 0 | 0 |  | 0 | 0 | 0 | 0 | 0 |  |  |  | 0 | 0 | 0 | 0 | 0 | 0
PG&E NGBA | Santa Rosa A | 115 | 0 | 0 | 0 | 0 | 0 |  |  |  | 0 | 0 | 0 | 0 | 0 | 0 |  | 0 | 0 | 0 | 0 | 0 |  |  |  | 0 | 0 | 0 | 0 | 0 | 0
PG&E GBA | Santa Teresa | 115 | 0 | 0 | 0 | 0 | 0 |  |  |  | 0 | 0 | 0 | 0 | 0 | 0 |  | 0 | 0 | 0 | 0 | 0 |  |  |  | 0 | 0 | 0 | 0 | 0 | 0
SDGE | Santee | 138 | 0 | 0 | 0 | 0 | 0 |  |  |  | 0 | 0 | 0 | 0 | 0 | 0 |  | 0 | 0 | 0 | 0 | 0 |  |  |  | 0 | 0 | 0 | 0 | 0 | 0
SCE Metro | Santiago | 230 | 0 | 0 | 0 | 0 | 0 |  |  |  | 0 | 0 | 0 | 0 | 0 | 0 |  | 0 | 0 | 0 | 0 | 0 |  |  |  | 0 | 0 | 0 | 0 | 0 | 0
PG&E GBA | Saratoga | 230 | 0 | 0 | 0 | 0 | 0 |  |  |  | 0 | 0 | 0 | 0 | 0 | 0 |  | 0 | 0 | 0 | 0 | 0 |  |  |  | 0 | 0 | 0 | 0 | 0 | 0
SCE Northern | Saugus | 230 | 0 | 0 | 0 | 0 | 0 |  |  |  | 0 | 0 | 0 | 0 | 0 | 0 |  | 0 | 0 | 0 | 0 | 0 |  |  |  | 0 | 0 | 0 | 0 | 0 | 0
PG&E FRESNO | Schindler | 115 | 0 | 0 | 0 | 0 | 0 |  |  |  | 0 | 0 | 0 | 0 | 0 | 0 |  | 0 | 0 | 0 | 0 | 0 |  |  |  | 0 | 0 | 0 | 0 | 0 | 0
PG&E FRESNO | Schindler | 70 | 0 | 0 | 0 | 0 | 0 |  |  |  | 0 | 0 | 0 | 0 | 0 | 0 |  | 0 | 0 | 0 | 0 | 0 |  |  |  | 0 | 0 | 0 | 0 | 0 | 0
PG&E GBA | Schulte | 115 | 0 | 0 | 0 | 0 | 0 |  |  |  | 0 | 0 | 0 | 0 | 0 | 0 |  | 0 | 0 | 0 | 0 | 0 |  |  |  | 0 | 0 | 0 | 0 | 0 | 0
SDGE | Scripps | 69 | 0 | 0 | 0 | 0 | 0 |  |  |  | 0 | 0 | 0 | 0 | 0 | 0 |  | 0 | 0 | 0 | 0 | 0 |  |  |  | 0 | 0 | 0 | 0 | 0 | 0
PG&E KERN | Semitropic | 115 | 0 | 0 | 0 | 0 | 0 |  |  |  | 0 | 0 | 0 | 0 | 0 | 0 |  | 0 | 0 | 0 | 0 | 0 |  |  |  | 0 | 0 | 0 | 0 | 0 | 0
SCE Metro | Serrano | 230 | 0 | 0 | 0 | 0 | 0 |  |  |  | 0 | 0 | 0 | 0 | 0 | 0 |  | 0 | 0 | 0 | 0 | 0 |  |  |  | 0 | 0 | 0 | 0 | 0 | 0
SCE Metro | Serrano | 500 | 0 | 0 | 0 | 0 | 0 |  |  |  | 0 | 0 | 0 | 0 | 0 | 0 |  | 0 | 0 | 0 | 0 | 0 |  |  |  | 0 | 0 | 0 | 0 | 0 | 0
SDGE | Shadowridge | 138 | 0 | 0 | 0 | 0 | 0 |  |  |  | 0 | 0 | 0 | 0 | 0 | 0 |  | 0 | 0 | 0 | 0 | 0 |  |  |  | 0 | 0 | 0 | 0 | 0 | 0
PG&E KERN | Shafter | 115 | 0 | 0 | 0 | 0 | 0 |  |  |  | 0 | 0 | 0 | 0 | 0 | 0 |  | 0 | 0 | 0 | 0 | 0 |  |  |  | 0 | 0 | 0 | 0 | 0 | 0
PG&E NGBA | Silverado | 115 | 0 | 0 | 0 | 0 | 0 |  |  |  | 0 | 0 | 0 | 0 | 0 | 0 |  | 0 | 0 | 0 | 0 | 0 |  |  |  | 0 | 0 | 0 | 0 | 0 | 0
SDGE | Silvergate | 230 | 0 | 0 | 0 | 0 | 0 |  |  |  | 0 | 0 | 0 | 200 | 0 | 0 |  | 0 | 0 | 0 | 0 | 0 |  |  |  | 0 | 0 | 0 | 0 | 0 | 0
SDGE | Silvergate | 69 | 0 | 0 | 0 | 0 | 0 |  |  |  | 0 | 0 | 0 | 0 | 0 | 0 |  | 0 | 0 | 0 | 0 | 0 |  |  |  | 0 | 0 | 0 | 0 | 0 | 0
PG&E KERN | Sisquoc | 115 | 0 | 0 | 0 | 0 | 0 |  |  |  | 0 | 0 | 0 | 0 | 0 | 0 |  | 0 | 0 | 0 | 0 | 0 |  |  |  | 0 | 0 | 0 | 0 | 0 | 0
SCE EOP | Sloan Canyon | 230 | 0 | 0 | 0 | 0 | 0 |  |  |  | 0 | 0 | 0 | 0 | 0 | 0 |  | 0 | 0 | 0 | 0 | 0 |  |  |  | 0 | 0 | 0 | 0 | 0 | 0
SCE EOP | Sloan Canyon | 500 | 0 | 0 | 0 | 0 | 0 |  |  |  | 0 | 0 | 0 | 0 | 0 | 0 |  | 0 | 0 | 0 | 0 | 0 |  |  |  | 0 | 0 | 0 | 0 | 0 | 0
PG&E KERN | Smyrna | 115 | 0 | 0 | 0 | 0 | 0 |  |  |  | 0 | 0 | 0 | 0 | 0 | 0 |  | 0 | 0 | 0 | 0 | 0 |  |  |  | 0 | 0 | 0 | 0 | 0 | 0
PG&E GBA | Sobrante | 115 | 0 | 0 | 0 | 0 | 0 |  |  |  | 0 | 0 | 0 | 0 | 0 | 0 |  | 0 | 0 | 0 | 0 | 0 |  |  |  | 0 | 0 | 0 | 0 | 0 | 0
PG&E GBA | Sobrante | 230 | 0 | 0 | 0 | 0 | 0 |  |  |  | 0 | 0 | 0 | 0 | 0 | 0 |  | 0 | 0 | 0 | 0 | 0 |  |  |  | 0 | 0 | 0 | 0 | 0 | 0
PG&E KERN | Solar | 230 | 0 | 0 | 0 | 0 | 0 |  |  |  | 0 | 0 | 0 | 0 | 0 | 0 |  | 0 | 0 | 0 | 0 | 0 |  |  |  | 0 | 0 | 0 | 0 | 0 | 0
PG&E GBA | Soledad | 115 | 0 | 0 | 0 | 0 | 0 |  |  |  | 0 | 0 | 0 | 0 | 0 | 0 |  | 0 | 0 | 0 | 0 | 0 |  |  |  | 0 | 0 | 0 | 0 | 0 | 0
PG&E GBA | Soledad | 60 | 0 | 0 | 0 | 0 | 0 |  |  |  | 0 | 0 | 0 | 0 | 0 | 0 |  | 0 | 0 | 0 | 0 | 0 |  |  |  | 0 | 0 | 0 | 0 | 0 | 0
SDGE | Spring Valley | 69 | 0 | 0 | 0 | 0 | 0 |  |  |  | 0 | 0 | 0 | 0 | 0 | 0 |  | 0 | 0 | 0 | 0 | 0 |  |  |  | 0 | 0 | 0 | 0 | 0 | 0
SCE Northern | Springville | 230 | 0 | 0 | 0 | 0 | 0 |  |  |  | 0 | 0 | 0 | 0 | 0 | 0 |  | 0 | 0 | 0 | 0 | 0 |  |  |  | 0 | 0 | 0 | 0 | 0 | 0
PG&E GBA | Stagg | 230 | 0 | 0 | 0 | 0 | 0 |  |  |  | 0 | 0 | 0 | 0 | 0 | 0 |  | 0 | 0 | 0 | 0 | 0 |  |  |  | 0 | 0 | 0 | 0 | 0 | 0
PG&E GBA | Standard Oil | 115 | 0 | 0 | 0 | 0 | 0 |  |  |  | 0 | 0 | 0 | 0 | 0 | 0 |  | 0 | 0 | 0 | 0 | 0 |  |  |  | 0 | 0 | 0 | 0 | 0 | 0
PG&E GBA | Stanislaus | 115 | 0 | 0 | 0 | 0 | 0 |  |  |  | 0 | 0 | 0 | 0 | 0 | 0 |  | 0 | 0 | 0 | 0 | 0 |  |  |  | 0 | 0 | 0 | 0 | 0 | 0
PG&E KERN | Stockdale | 115 | 0 | 0 | 0 | 0 | 0 |  |  |  | 0 | 0 | 0 | 0 | 0 | 0 |  | 0 | 0 | 0 | 0 | 0 |  |  |  | 0 | 0 | 0 | 0 | 0 | 0
PG&E KERN | Stockdale | 230 | 0 | 0 | 0 | 0 | 0 |  |  |  | 0 | 0 | 0 | 0 | 0 | 0 |  | 0 | 0 | 0 | 0 | 0 |  |  |  | 0 | 0 | 0 | 0 | 0 | 0
PG&E GBA | Stockton A | 115 | 0 | 0 | 0 | 0 | 0 |  |  |  | 0 | 0 | 0 | 0 | 0 | 0 |  | 0 | 0 | 0 | 0 | 0 |  |  |  | 0 | 0 | 0 | 0 | 0 | 0
PG&E GBA | Stone | 115 | 0 | 0 | 0 | 0 | 0 |  |  |  | 0 | 0 | 0 | 0 | 0 | 0 |  | 0 | 0 | 0 | 0 | 0 |  |  |  | 0 | 0 | 0 | 0 | 0 | 0
PG&E FRESNO | Storey | 230 | 0 | 0 | 0 | 0 | 0 |  |  |  | 0 | 0 | 0 | 0 | 0 | 0 |  | 0 | 0 | 0 | 0 | 0 |  |  |  | 0 | 0 | 0 | 0 | 0 | 0
PG&E NGBA | Summit | 115 | 0 | 0 | 0 | 0 | 0 |  |  |  | 0 | 0 | 0 | 0 | 0 | 0 |  | 0 | 0 | 0 | 0 | 0 |  |  |  | 0 | 0 | 0 | 0 | 0 | 0
SDGE | Suncrest | 230 | 0 | 0 | 0 | 0 | 0 |  |  |  | 0 | 0 | 0 | 0 | 0 | 0 |  | 0 | 0 | 0 | 0 | 0 |  |  |  | 0 | 0 | 0 | 0 | 0 | 0
SDGE | Suncrest | 500 | 0 | 0 | 0 | 0 | 0 |  |  |  | 0 | 0 | 0 | 0 | 0 | 0 |  | 0 | 0 | 0 | 0 | 0 |  |  |  | 0 | 0 | 0 | 0 | 0 | 0
PG&E KERN | Sunrise | 230 | 0 | 0 | 0 | 0 | 0 |  |  |  | 0 | 0 | 0 | 0 | 0 | 0 |  | 0 | 0 | 0 | 0 | 0 |  |  |  | 0 | 0 | 0 | 0 | 0 | 0
PG&E KERN | Sunset | 230 | 0 | 0 | 0 | 0 | 0 |  |  |  | 0 | 0 | 0 | 0 | 0 | 0 |  | 0 | 0 | 0 | 0 | 0 |  |  |  | 0 | 0 | 0 | 0 | 0 | 0
PG&E GBA | Swift | 115 | 0 | 0 | 0 | 0 | 0 |  |  |  | 0 | 0 | 0 | 0 | 0 | 0 |  | 0 | 0 | 0 | 0 | 0 |  |  |  | 0 | 0 | 0 | 0 | 0 | 0
SDGE | Sycamore Canyon | 138 | 0 | 0 | 0 | 0 | 0 |  |  |  | 0 | 0 | 0 | 0 | 0 | 0 |  | 0 | 0 | 0 | 0 | 0 |  |  |  | 0 | 0 | 0 | 0 | 0 | 0
SDGE | Sycamore Canyon | 230 | 0 | 0 | 0 | 0 | 0 |  |  |  | 0 | 0 | 0 | 0 | 0 | 0 |  | 0 | 0 | 0 | 0 | 0 |  |  |  | 0 | 0 | 0 | 0 | 0 | 0
SDGE | Sycamore Canyon | 69 | 0 | 0 | 0 | 0 | 0 |  |  |  | 0 | 0 | 0 | 0 | 0 | 0 |  | 0 | 0 | 0 | 0 | 0 |  |  |  | 0 | 0 | 0 | 0 | 0 | 0
SCE Northern | Sylmar | 230 | 0 | 0 | 0 | 0 | 0 |  |  |  | 0 | 0 | 0 | 0 | 0 | 0 |  | 0 | 0 | 0 | 0 | 0 |  |  |  | 0 | 0 | 0 | 0 | 0 | 0
PG&E NGBA | Table Mountain | 115 | 0 | 0 | 0 | 0 | 0 |  |  |  | 0 | 0 | 0 | 0 | 0 | 0 |  | 0 | 0 | 0 | 0 | 0 |  |  |  | 0 | 0 | 0 | 0 | 0 | 0
PG&E NGBA | Table Mountain | 230 | 0 | 0 | 0 | 0 | 0 |  |  |  | 0 | 0 | 0 | 0 | 0 | 0 |  | 0 | 0 | 0 | 0 | 0 |  |  |  | 0 | 0 | 0 | 0 | 0 | 0
PG&E NGBA | Table Mountain | 500 | 0 | 0 | 0 | 0 | 0 |  |  |  | 0 | 0 | 0 | 0 | 0 | 0 |  | 0 | 0 | 0 | 0 | 0 |  |  |  | 0 | 0 | 0 | 0 | 0 | 0
PG&E NGBA | Table Mountain | 60 | 0 | 0 | 0 | 0 | 0 |  |  |  | 0 | 0 | 0 | 0 | 0 | 0 |  | 0 | 0 | 0 | 0 | 0 |  |  |  | 0 | 0 | 0 | 0 | 0 | 0
PG&E KERN | Taft | 115 | 0 | 0 | 0 | 0 | 0 |  |  |  | 0 | 3 | 0 | 0 | 3 | 0 |  | 0 | 0 | 0 | 0 | 0 |  |  |  | 0 | 0 | 0 | 0 | 0 | 0
SDGE | Talega | 138 | 0 | 0 | 0 | 0 | 0 |  |  |  | 0 | 0 | 0 | 0 | 0 | 0 |  | 0 | 0 | 0 | 0 | 0 |  |  |  | 0 | 0 | 0 | 0 | 0 | 0
SDGE | Talega | 230 | 0 | 0 | 0 | 0 | 0 |  |  |  | 0 | 0 | 0 | 0 | 0 | 0 |  | 0 | 0 | 0 | 0 | 0 |  |  |  | 0 | 0 | 0 | 0 | 0 | 0
PG&E GBA | Tassajara | 230 | 0 | 0 | 0 | 0 | 0 |  |  |  | 0 | 0 | 0 | 0 | 0 | 0 |  | 0 | 0 | 0 | 0 | 0 |  |  |  | 0 | 0 | 0 | 0 | 0 | 0
PG&E KERN | Tejon | 70 | 0 | 0 | 0 | 0 | 0 |  |  |  | 0 | 0 | 0 | 0 | 0 | 0 |  | 0 | 0 | 0 | 0 | 0 |  |  |  | 0 | 0 | 0 | 0 | 0 | 0
SDGE | Telegraph Canyon | 138 | 0 | 0 | 0 | 0 | 0 |  |  |  | 0 | 0 | 0 | 0 | 0 | 0 |  | 0 | 0 | 0 | 0 | 0 |  |  |  | 0 | 0 | 0 | 0 | 0 | 0
PG&E KERN | Temblor | 115 | 0 | 0 | 0 | 0 | 0 |  |  |  | 0 | 0 | 0 | 0 | 0 | 0 |  | 0 | 0 | 0 | 0 | 0 |  |  |  | 0 | 0 | 0 | 0 | 0 | 0
PG&E KERN | Templeton | 230 | 0 | 0 | 0 | 0 | 0 |  |  |  | 0 | 0 | 0 | 0 | 0 | 0 |  | 0 | 0 | 0 | 0 | 0 |  |  |  | 0 | 0 | 0 | 0 | 0 | 0
PG&E KERN | Templeton | 70 | 0 | 0 | 0 | 0 | 0 |  |  |  | 0 | 0 | 0 | 0 | 0 | 0 |  | 0 | 0 | 0 | 0 | 0 |  |  |  | 0 | 0 | 0 | 0 | 0 | 0
PG&E GBA | Tesla | 115 | 0 | 0 | 0 | 0 | 0 |  |  |  | 0 | 0 | 0 | 0 | 0 | 0 |  | 0 | 0 | 0 | 0 | 0 |  |  |  | 0 | 0 | 0 | 0 | 0 | 0
PG&E GBA | Tesla | 230 | 0 | 0 | 0 | 0 | 0 |  |  |  | 0 | 0 | 0 | 0 | 0 | 0 |  | 0 | 0 | 0 | 0 | 0 |  |  |  | 0 | 0 | 0 | 0 | 0 | 0
PG&E GBA | Tesla | 500 | 0 | 0 | 0 | 0 | 0 |  |  |  | 0 | 0 | 0 | 0 | 0 | 0 |  | 0 | 0 | 0 | 0 | 0 |  |  |  | 0 | 0 | 0 | 0 | 0 | 0
PG&E KERN | Tevis | 115 | 0 | 0 | 0 | 0 | 0 |  |  |  | 0 | 0 | 0 | 0 | 0 | 0 |  | 0 | 0 | 0 | 0 | 0 |  |  |  | 0 | 0 | 0 | 0 | 0 | 0
SCE EOP | Thousandaire | 138 | 0 | 0 | 0 | 0 | 0 |  |  |  | 0 | 0 | 0 | 0 | 0 | 0 |  | 0 | 0 | 0 | 0 | 0 |  |  |  | 0 | 0 | 0 | 0 | 0 | 0
PG&E KERN | Topaz | 230 | 0 | 0 | 0 | 0 | 0 |  |  |  | 0 | 0 | 0 | 0 | 0 | 0 |  | 0 | 0 | 0 | 0 | 0 |  |  |  | 0 | 0 | 0 | 0 | 0 | 0
SCE NOL | Tortilla | 115 | 0 | 0 | 0 | 0 | 0 |  |  |  | 0 | 0 | 0 | 0 | 0 | 0 |  | 0 | 0 | 0 | 0 | 0 |  |  |  | 0 | 0 | 0 | 0 | 0 | 0
SDGE | Trabuco | 138 | 0 | 0 | 0 | 0 | 0 |  |  |  | 0 | 0 | 0 | 0 | 0 | 0 |  | 0 | 0 | 0 | 0 | 0 |  |  |  | 0 | 0 | 0 | 0 | 0 | 0
PG&E GBA | Tracy | 115 | 0 | 0 | 0 | 0 | 0 |  |  |  | 0 | 0 | 0 | 0 | 0 | 0 |  | 0 | 0 | 0 | 0 | 0 |  |  |  | 0 | 0 | 0 | 0 | 0 | 0
PG&E FRESNO | Tranquility | 230 | 0 | 0 | 0 | 0 | 0 |  |  |  | 0 | 0 | 400 | 200 | 0 | 0 |  | 0 | 0 | 0 | 0 | 0 |  |  |  | 0 | 0 | 0 | 0 | 0 | 0
PG&E GBA | Trimble | 115 | 0 | 0 | 0 | 0 | 0 |  |  |  | 0 | 0 | 0 | 0 | 0 | 0 |  | 0 | 0 | 0 | 0 | 0 |  |  |  | 0 | 0 | 0 | 0 | 0 | 0
SCE EOP | Trout Canyon | 230 | 0 | 0 | 0 | 0 | 0 |  |  |  | 0 | 60 | 0 | 25 | 0 | 0 |  | 0 | 0 | 0 | 0 | 0 |  |  |  | 0 | 0 | 0 | 0 | 0 | 0
SCE EOP | Trout Canyon | 500 | 0 | 0 | 0 | 0 | 0 |  |  |  | 0 | 0 | 0 | 0 | 0 | 0 |  | 0 | 0 | 0 | 0 | 0 |  |  |  | 0 | 0 | 0 | 0 | 0 | 0
PG&E NGBA | Tulucay | 230 | 0 | 0 | 0 | 0 | 0 |  |  |  | 0 | 0 | 0 | 0 | 0 | 0 |  | 0 | 0 | 0 | 0 | 0 |  |  |  | 0 | 0 | 0 | 0 | 0 | 0
PG&E NGBA | Tulucay | 60 | 0 | 0 | 0 | 0 | 0 |  |  |  | 0 | 0 | 0 | 0 | 0 | 0 |  | 0 | 0 | 0 | 0 | 0 |  |  |  | 0 | 0 | 0 | 0 | 0 | 0
PG&E KERN | Tupman | 115 | 0 | 0 | 0 | 0 | 0 |  |  |  | 0 | 0 | 0 | 0 | 0 | 0 |  | 0 | 0 | 0 | 0 | 0 |  |  |  | 0 | 0 | 0 | 0 | 0 | 0
PG&E NGBA | Ukiah | 115 | 0 | 0 | 0 | 0 | 0 |  |  |  | 0 | 0 | 0 | 0 | 0 | 0 |  | 0 | 0 | 0 | 0 | 0 |  |  |  | 0 | 0 | 0 | 0 | 0 | 0
PG&E KERN | Union (Estrella) | 70 | 0 | 0 | 0 | 0 | 0 |  |  |  | 0 | 0 | 0 | 0 | 0 | 0 |  | 0 | 0 | 0 | 0 | 0 |  |  |  | 0 | 0 | 0 | 0 | 0 | 0
PG&E NGBA | Vaca Dixon | 115 | 0 | 0 | 0 | 0 | 0 |  |  |  | 0 | 0 | 0 | 0 | 0 | 0 |  | 0 | 0 | 0 | 0 | 0 |  |  |  | 0 | 0 | 0 | 0 | 0 | 0
PG&E NGBA | Vaca Dixon | 230 | 0 | 0 | 0 | 0 | 0 |  |  |  | 0 | 0 | 0 | 0 | 0 | 0 |  | 0 | 0 | 0 | 0 | 0 |  |  |  | 0 | 0 | 0 | 0 | 0 | 0
PG&E NGBA | Vaca Dixon | 500 | 0 | 0 | 0 | 0 | 0 |  |  |  | 0 | 0 | 0 | 0 | 0 | 0 |  | 0 | 0 | 0 | 0 | 0 |  |  |  | 0 | 0 | 0 | 0 | 0 | 0
PG&E NGBA | Vaca Dixon | 60 | 0 | 0 | 0 | 0 | 0 |  |  |  | 0 | 0 | 0 | 0 | 0 | 0 |  | 0 | 0 | 0 | 0 | 0 |  |  |  | 0 | 0 | 0 | 0 | 0 | 0
SCE Eastern | Valley (SCE) | 500 | 0 | 0 | 0 | 0 | 0 |  |  |  | 0 | 0 | 0 | 640 | 0 | 0 |  | 0 | 0 | 0 | 0 | 0 |  |  |  | 0 | 0 | 0 | 0 | 0 | 0
SCE EOP | Valley (VEA) | 138 | 0 | 0 | 0 | 0 | 0 |  |  |  | 0 | 0 | 0 | 0 | 0 | 0 |  | 0 | 0 | 0 | 0 | 0 |  |  |  | 0 | 0 | 0 | 0 | 0 | 0
SDGE | Valley Center | 69 | 0 | 0 | 0 | 0 | 0 |  |  |  | 0 | 0 | 0 | 0 | 0 | 0 |  | 0 | 0 | 0 | 0 | 0 |  |  |  | 0 | 0 | 0 | 0 | 0 | 0
PG&E GBA | Valley Home | 115 | 0 | 0 | 0 | 0 | 0 |  |  |  | 0 | 0 | 0 | 0 | 0 | 0 |  | 0 | 0 | 0 | 0 | 0 |  |  |  | 0 | 0 | 0 | 0 | 0 | 0
PG&E GBA | Valley Springs | 230 | 0 | 0 | 0 | 0 | 0 |  |  |  | 0 | 0 | 0 | 0 | 0 | 0 |  | 0 | 0 | 0 | 0 | 0 |  |  |  | 0 | 0 | 0 | 0 | 0 | 0
PG&E GBA | Valley Springs | 60 | 0 | 0 | 0 | 0 | 0 |  |  |  | 0 | 0 | 0 | 0 | 0 | 0 |  | 0 | 0 | 0 | 0 | 0 |  |  |  | 0 | 0 | 0 | 0 | 0 | 0
SCE EOP | Valley Switch | 138 | 0 | 0 | 0 | 0 | 0 |  |  |  | 0 | 0 | 0 | 0 | 0 | 0 |  | 0 | 0 | 0 | 0 | 0 |  |  |  | 0 | 0 | 0 | 0 | 0 | 0
SCE EOP | Valley Switch | 230 | 0 | 0 | 0 | 0 | 0 |  |  |  | 0 | 0 | 0 | 0 | 0 | 0 |  | 0 | 0 | 0 | 0 | 0 |  |  |  | 0 | 0 | 0 | 0 | 0 | 0
PG&E GBA | Vasco | 230 | 0 | 0 | 0 | 0 | 0 |  |  |  | 0 | 0 | 0 | 0 | 0 | 0 |  | 0 | 0 | 0 | 0 | 0 |  |  |  | 0 | 0 | 0 | 0 | 0 | 0
PG&E GBA | Vasona | 230 | 0 | 0 | 0 | 0 | 0 |  |  |  | 0 | 0 | 0 | 0 | 0 | 0 |  | 0 | 0 | 0 | 0 | 0 |  |  |  | 0 | 0 | 0 | 0 | 0 | 0
SCE Northern | Vestal | 230 | 0 | 0 | 0 | 0 | 0 |  |  |  | 0 | 300 | 0 | 180 | 0 | 0 |  | 0 | 0 | 0 | 0 | 0 |  |  |  | 0 | 0 | 0 | 0 | 0 | 0
SCE Northern | Vestal | 66 | 0 | 0 | 0 | 0 | 0 |  |  |  | 0 | 0 | 0 | 80 | 0 | 0 |  | 0 | 0 | 0 | 0 | 0 |  |  |  | 0 | 0 | 0 | 0 | 0 | 0
SCE NOL | Victor | 115 | 0 | 0 | 0 | 0 | 0 |  |  |  | 0 | 0 | 0 | 0 | 0 | 0 |  | 0 | 0 | 0 | 0 | 0 |  |  |  | 0 | 0 | 0 | 0 | 0 | 0
SCE NOL | Victor | 230 | 0 | 0 | 0 | 0 | 0 |  |  |  | 5 | 0 | 0 | 0 | 0 | 0 |  | 0 | 0 | 0 | 0 | 0 |  |  |  | 0 | 0 | 0 | 0 | 0 | 0
SCE Metro | Viejo | 230 | 0 | 0 | 0 | 0 | 0 |  |  |  | 0 | 0 | 0 | 0 | 0 | 0 |  | 0 | 0 | 0 | 0 | 0 |  |  |  | 0 | 0 | 0 | 0 | 0 | 0
PG&E GBA | Vierra | 115 | 0 | 0 | 0 | 0 | 0 |  |  |  | 0 | 0 | 0 | 0 | 0 | 0 |  | 0 | 0 | 0 | 0 | 0 |  |  |  | 0 | 0 | 0 | 0 | 0 | 0
SCE Metro | Villa Park | 230 | 0 | 0 | 0 | 0 | 0 |  |  |  | 0 | 0 | 0 | 0 | 0 | 0 |  | 0 | 0 | 0 | 0 | 0 |  |  |  | 0 | 0 | 0 | 0 | 0 | 0
SCE Northern | Vincent | 230 | 0 | 0 | 0 | 0 | 0 |  |  |  | 0 | 0 | 0 | 340 | 0 | 0 |  | 0 | 0 | 0 | 0 | 0 |  |  |  | 0 | 0 | 0 | 0 | 0 | 0
SCE Northern | Vincent | 500 | 0 | 0 | 0 | 0 | 0 |  |  |  | 0 | 0 | 0 | 0 | 0 | 0 |  | 0 | 0 | 0 | 0 | 0 |  |  |  | 0 | 0 | 0 | 0 | 0 | 0
PG&E GBA | Vineyard | 230 | 0 | 0 | 0 | 0 | 0 |  |  |  | 0 | 0 | 0 | 0 | 0 | 0 |  | 0 | 0 | 0 | 0 | 0 |  |  |  | 0 | 0 | 0 | 0 | 0 | 0
SDGE | Vineyard | 69 | 0 | 0 | 0 | 0 | 0 |  |  |  | 0 | 0 | 0 | 0 | 0 | 0 |  | 0 | 0 | 0 | 0 | 0 |  |  |  | 0 | 0 | 0 | 0 | 0 | 0
SCE Eastern | Vista (SCE) | 230 | 0 | 0 | 0 | 0 | 0 |  |  |  | 0 | 0 | 0 | 0 | 0 | 0 |  | 0 | 0 | 0 | 0 | 0 |  |  |  | 0 | 0 | 0 | 0 | 0 | 0
SCE EOP | Vista (VEA) | 138 | 0 | 0 | 0 | 0 | 0 |  |  |  | 0 | 0 | 0 | 0 | 0 | 0 |  | 0 | 0 | 0 | 0 | 0 |  |  |  | 0 | 0 | 0 | 0 | 0 | 0
SCE EOP | Vista (VEA) | 230 | 0 | 0 | 0 | 0 | 0 |  |  |  | 0 | 0 | 0 | 0 | 0 | 0 |  | 0 | 0 | 0 | 0 | 0 |  |  |  | 0 | 0 | 0 | 0 | 0 | 0
PG&E FRESNO | Wahtoke | 115 | 0 | 0 | 0 | 0 | 0 |  |  |  | 0 | 0 | 0 | 0 | 0 | 0 |  | 0 | 0 | 0 | 0 | 0 |  |  |  | 0 | 0 | 0 | 0 | 0 | 0
SCE Northern | Wakefield | 66 | 0 | 0 | 0 | 0 | 0 |  |  |  | 0 | 0 | 0 | 30 | 0 | 0 |  | 0 | 0 | 0 | 0 | 0 |  |  |  | 0 | 0 | 0 | 0 | 0 | 0
SCE Metro | Walnut | 230 | 0 | 0 | 0 | 0 | 0 |  |  |  | 0 | 0 | 0 | 0 | 0 | 0 |  | 0 | 0 | 0 | 0 | 0 |  |  |  | 0 | 0 | 0 | 0 | 0 | 0
SCE Northern | Warne | 230 | 0 | 0 | 0 | 0 | 0 |  |  |  | 0 | 0 | 0 | 0 | 0 | 0 |  | 0 | 0 | 0 | 0 | 0 |  |  |  | 0 | 0 | 0 | 0 | 0 | 0
PG&E GBA | Warnerville | 230 | 0 | 0 | 0 | 0 | 0 |  |  |  | 0 | 0 | 0 | 0 | 0 | 0 |  | 0 | 0 | 0 | 0 | 0 |  |  |  | 0 | 0 | 0 | 0 | 0 | 0
PG&E FRESNO | Waukena | 115 | 0 | 0 | 0 | 0 | 0 |  |  |  | 0 | 0 | 0 | 0 | 0 | 0 |  | 0 | 0 | 0 | 0 | 0 |  |  |  | 0 | 0 | 0 | 0 | 0 | 0
PG&E GBA | Weber | 230 | 0 | 0 | 0 | 0 | 0 |  |  |  | 0 | 0 | 0 | 0 | 0 | 0 |  | 0 | 0 | 0 | 0 | 0 |  |  |  | 0 | 0 | 0 | 0 | 0 | 0
PG&E GBA | Weber | 60 | 0 | 0 | 0 | 0 | 0 |  |  |  | 0 | 0 | 0 | 0 | 0 | 0 |  | 0 | 0 | 0 | 0 | 0 |  |  |  | 0 | 0 | 0 | 0 | 0 | 0
PG&E FRESNO | West Fresno | 115 | 0 | 0 | 0 | 0 | 0 |  |  |  | 0 | 0 | 0 | 0 | 0 | 0 |  | 0 | 0 | 0 | 0 | 0 |  |  |  | 0 | 0 | 0 | 0 | 0 | 0
PG&E FRESNO | Westley | 230 | 0 | 0 | 0 | 0 | 0 |  |  |  | 0 | 0 | 0 | 0 | 0 | 0 |  | 0 | 0 | 0 | 0 | 0 |  |  |  | 0 | 0 | 0 | 0 | 0 | 0
PG&E KERN | Westpark | 115 | 0 | 0 | 0 | 0 | 0 |  |  |  | 0 | 0 | 0 | 0 | 0 | 0 |  | 0 | 0 | 0 | 0 | 0 |  |  |  | 0 | 0 | 0 | 0 | 0 | 0
PG&E KERN | Wheeler Ridge | 230 | 0 | 0 | 0 | 0 | 0 |  |  |  | 0 | 100 | 0 | 0 | 0 | 0 |  | 0 | 0 | 0 | 0 | 0 |  |  |  | 0 | 0 | 0 | 0 | 0 | 0
PG&E KERN | Wheeler Ridge | 115 | 0 | 0 | 0 | 0 | 0 |  |  |  | 0 | 0 | 0 | 0 | 0 | 0 |  | 0 | 0 | 0 | 0 | 0 |  |  |  | 0 | 0 | 0 | 0 | 0 | 0
PG&E KERN | Wheeler Ridge | 70 | 0 | 0 | 0 | 0 | 0 |  |  |  | 0 | 100 | 0 | 0 | 0 | 0 |  | 0 | 0 | 0 | 0 | 0 |  |  |  | 0 | 0 | 0 | 0 | 0 | 0
SCE Northern | Whirlwind | 230 | 0 | 0 | 0 | 0 | 0 |  |  |  | 0 | 174 | 0 | 235 | 0 | 200 |  | 0 | 0 | 0 | 0 | 0 |  |  |  | 0 | 0 | 0 | 0 | 0 | 0
SCE Northern | Whirlwind | 500 | 0 | 0 | 0 | 0 | 0 |  |  |  | 0 | 0 | 0 | 0 | 0 | 0 |  | 0 | 0 | 0 | 0 | 0 |  |  |  | 0 | 0 | 0 | 0 | 0 | 0
PG&E GBA | Whisman | 115 | 0 | 0 | 0 | 0 | 0 |  |  |  | 0 | 0 | 0 | 0 | 0 | 0 |  | 0 | 0 | 0 | 0 | 0 |  |  |  | 0 | 0 | 0 | 0 | 0 | 0
SCE Eastern | Wildlife | 230 | 0 | 0 | 0 | 0 | 0 |  |  |  | 0 | 0 | 0 | 0 | 0 | 0 |  | 0 | 0 | 0 | 0 | 0 |  |  |  | 0 | 0 | 0 | 0 | 0 | 0
PG&E FRESNO | Wilson | 115 | 0 | 0 | 0 | 0 | 0 |  |  |  | 0 | 0 | 0 | 0 | 0 | 0 |  | 0 | 0 | 0 | 0 | 0 |  |  |  | 0 | 0 | 0 | 0 | 0 | 0
PG&E FRESNO | Wilson | 230 | 0 | 0 | 0 | 0 | 0 |  |  |  | 0 | 0 | 0 | 0 | 0 | 0 |  | 0 | 0 | 0 | 0 | 0 |  |  |  | 0 | 0 | 0 | 0 | 0 | 0
SCE Northern | Windhub | 230 | 0 | 0 | 0 | 0 | 0 |  |  |  | 0 | 68 | 0 | 547 | 0 | 0 |  | 0 | 0 | 0 | 0 | 0 |  |  |  | 0 | 0 | 0 | 0 | 0 | 0
SCE Northern | Windhub | 500 | 0 | 0 | 0 | 0 | 0 |  |  |  | 0 | 0 | 0 | 0 | 0 | 0 |  | 0 | 0 | 0 | 0 | 0 |  |  |  | 0 | 0 | 0 | 0 | 0 | 0
PG&E GBA | Windmaster | 230 | 0 | 0 | 0 | 0 | 0 |  |  |  | 0 | 0 | 0 | 0 | 0 | 0 |  | 0 | 0 | 0 | 0 | 0 |  |  |  | 0 | 0 | 0 | 0 | 0 | 0
PG&E NGBA | Windsor | 60 | 0 | 0 | 0 | 0 | 0 |  |  |  | 0 | 0 | 0 | 0 | 0 | 0 |  | 0 | 0 | 0 | 0 | 0 |  |  |  | 0 | 0 | 0 | 0 | 0 | 0
PG&E NGBA | Woodland | 115 | 0 | 0 | 0 | 0 | 0 |  |  |  | 0 | 0 | 0 | 0 | 0 | 0 |  | 0 | 0 | 0 | 0 | 0 |  |  |  | 0 | 0 | 0 | 0 | 0 | 0
PG&E FRESNO | Woodward | 115 | 0 | 0 | 0 | 0 | 0 |  |  |  | 0 | 0 | 0 | 0 | 0 | 0 |  | 0 | 0 | 0 | 0 | 0 |  |  |  | 0 | 0 | 0 | 0 | 0 | 0
PG&E NGBA | Wyandotte | 115 | 0 | 0 | 0 | 0 | 0 |  |  |  | 0 | 0 | 0 | 0 | 0 | 0 |  | 0 | 0 | 0 | 0 | 0 |  |  |  | 0 | 0 | 0 | 0 | 0 | 0

## Interconnection_Criteria_README
2. Substation level interconnection viability
Criteria Purpose | Mapped candidate resources should fall within a viable distance of transmission, from economic, land-use, and environmental perspectives and be able to interconnect to transmission of an appropriate voltage in a viable and cost-effective manner.
Application of Criteria | Staff have only implemented the Distance to interconnection point and Interconnection voltage criteria analysis, currently. Staff will be working with CAISO and PTO staff to assess additional interconnection feasibility information for key substations with significant amounts of mapped resources, including fault duty limits, availability of interconnection bays, ability/options/limitations for substation expansion.
Criteria Definition | See pages 31 and 32 of the Busbar Mapping Methodology document (see README tab) for detail on criteria alignment levels for substation level interconnection viability, including both Distance to interconnection point (page 31) and Interconnection Voltage (page 32).
Criteria Alignment levels for Distance to interconnection |  |  |  |  | Criteria Alignment MW amount of Resources per substation voltage level. For high voltage sub, lower limit is per resources (e.g. 50 MW of wind) while upper limit is for total interconnection to bus (e.g. 50 MW, 400 MW solar, 200 MW storage)
| Wind &Geothermal |  | Solar
Level | < 200 MW | 200 MW or more | < 400 MW | 400 MW or more | Level | Less than 100 kV | 100 - 200 kV | 230 or 345 kV | 500 kV
1 | <10 mi | <10 mi | <5 mi | <5 mi | 1 | - | <50 MW | >200 MW & <1,500 MW | >400 MW & <2,000 MW
2 | <15 mi | <20 mi | <10 mi | <15 mi | 2 | - | <100 MW | >50 MW & <2,000 MW | >200 MW & <3,000 MW
3 | <15 mi | <20 mi | <15 mi | <20 mi | 3 | <50 MW | <200 MW | >50 MW & <3,000 MW | >200 MW & <4,000 MW
4 | <30 mi | >30 mi | <20 mi | <30 mi | 4 | <100 MW | <400 MW | >3,000 MW | <200 MW or >4,000 MW
5 | >30 mi | - | >20 mi | >30 mi | 5 | >100 MW | >400 MW | <50 MW | <100 MW
Tabs for Analysis
Ix_Summary_byArea |  |  | Summary of final mapping results for solar, wind, and geothermal by RESOLVE resource area and distance to interconnection
Distance_to_Tx |  |  | Calculates alignment with Distance to transmission for mapped solar, wind, and geothermal resources.
Voltage_Ix |  |  | Calculates Interconnection voltage alignment for mapped solar, wind, and battery.

## Ix_Summary_byArea
Interconnection viability criteria summmary by CAISO study areas for the 2041 portfolio. Shows the criteria alignment for the distance to transmission and interconnection to bus of appropriate voltage.
|  | 5 | 10 | 15 | 20 | 1 | 2 | 3 | 4 |  | 100 | 200 | 500 | 500 | 1 | 2 | 3 | 4 | 5
| Interconnection Distance Criteria | Maximum Distance from Substation |  |  |  | Criteria Alignment Flag |  |  |  | Interconnection Voltage Criteria | Interconnection Bus Voltage |  |  |  | Criteria Alignment Flag |  |  |  |  | Interconnection Upgrade Criteria | Upgrade | [5 empty] | Criteria Alignment Flag
| Solar Generic MWs Mapped (2041) | 5 mi | 10 mi | 15 mi | 20 mi | 1 | 2 | 3 | 4 | Solar & Battery Generic MWs Mapped (2041) | <100 kV | 100-200 kV | 230 kV /345 kV | 500 kV | 1 | 2 | 3 | 4 | 5 | Solar Generic MWs Mapped (2041) | Info not Available | Low | Mid | High | Short Circuit Duty Limit | New Substation | 1 | 2 | 3 | 4 | 5
PG&E NGBA | PG&E North of Greater Bay Study Area | 0 | 1457.3 | 0 | 0 | 457.3 | 1000 | 0 | 0 | PG&E North of Greater Bay Study Area | 0 | 100 | 600 | 757.3 | 1057.3 | 300 | 100 | 0 | 0 | PG&E North of Greater Bay Study Area | 1357.3 | 0 | 0 | 0 | 0 | 100 | 0 | 0 | 100 | 0 | 0
PG&E GBA | PG&E Greater Bay Study Area | 0 | 4587.5 | 0 | 0 | 2945 | 1642.5 | 0 | 0 | PG&E Greater Bay Study Area | 0 | 950 | 3650.5 | 0 | 814 | 3076.5 | 500 | 200 | 10 | PG&E Greater Bay Study Area | 4177.5 | 0 | 0 | 0 | 0 | 410 | 0 | 0 | 410 | 0 | 0
PG&E FRESNO | PG&E Fresno Study Area | 0 | 7079.6 | 0 | 0 | 6004.6 | 1075 | 0 | 0 | PG&E Fresno Study Area | 0 | 420 | 8782 | 3246.6 | 4321 | 7727.6 | 400 | 0 | 0 | PG&E Fresno Study Area | 2241 | 2069.6 | 0 | 1386 | 0 | 1383 | 100 | 1969.6 | 2769 | 0 | 0
PG&E KERN | PG&E Kern Study Area | 0 | 9533.2 | 560 | 0 | 8450 | 1643.2 | 0 | 0 | PG&E Kern Study Area | 0 | 1071.2 | 6752 | 2270 | 3370 | 3880 | 2631.2 | 200 | 12 | PG&E Kern Study Area | 5062 | 500 | 0 | 3871.2 | 660 | 0 | 500 | 0 | 3871.2 | 100 | 560
SCE Northern | SCE Northern Area | 0 | 8636 | 0 | 0 | 7736 | 900 | 0 | 0 | SCE Northern Area | 200 | 0 | 4289 | 4457 | 3707 | 3683 | 1356 | 0 | 200 | SCE Northern Area | 2500 | 0 | 0 | 0 | 1356 | 4680 | 0 | 0 | 0 | 1383 | 4653
SCE Metro | SCE Metro Study Area | 0 | 382 | 0 | 0 | 0 | 382 | 0 | 0 | SCE Metro Study Area | 0 | 0 | 6705 | 912 | 4727 | 2890 | 0 | 0 | 0 | SCE Metro Study Area | 382 | 0 | 0 | 0 | 0 | 0 | 0 | 0 | 0 | 0 | 0
SCE NOL | SCE North of Lugo Study Area | 0 | 1001 | 0 | 0 | 465 | 536 | 0 | 0 | SCE North of Lugo Study Area | 0 | 154 | 847 | 0 | 682 | 165 | 154 | 0 | 0 | SCE North of Lugo Study Area | 165 | 0 | 465 | 0 | 0 | 371 | 0 | 0 | 619 | 217 | 0
EOP | East of Pisgah Study Area | 0 | 1161.2 | 0 | 0 | 560 | 601.2 | 0 | 0 | East of Pisgah Study Area | 0 | 0 | 956.5 | 681.2 | 750 | 851.2 | 0 | 0 | 36.5 | East of Pisgah Study Area | 1161.2 | 0 | 0 | 0 | 0 | 0 | 0 | 0 | 0 | 0 | 0
SCE Eastern | SCE Eastern Study Area | 0 | 9074 | 1000 | 0 | 8474 | 1400 | 200 | 0 | SCE Eastern Study Area | 0 | 3984 | 1700 | 5292 | 3735 | 2200 | 1057 | 0 | 3984 | SCE Eastern Study Area | 8274 | 200 | 0 | 0 | 800 | 800 | 200 | 0 | 0 | 400 | 1200
SDGE | SDG&E Study Area | 500 | 14793.1 | 0 | 0 | 14916.5 | 376.6 | 0 | 0 | SDG&E Study Area | 0 | 301.6 | 625 | 15690.85 | 2869.35 | 694 | 100 | 12929.1 | 25 | SDG&E Study Area | 14110.5 | 82.6 | 100 | 0 | 0 | 1000 | 82.6 | 0 | 100 | 500 | 500
| Total Generic | 500 | 57704.9 | 1560 | 0 | 50008.4 | 9556.5 | 200 | 0 | Total Generic | 200 | 6980.8 | 34907 | 33306.95 | 26032.65 | 25467.3 | 6298.2 | 13329.1 | 4267.5 | Total Generic | 39430.5 | 2852.2 | 565 | 5257.2 | 2816 | 8744 | 882.6 | 1969.6 | 7869.2 | 2600 | 6913
|  | 10 | 15 | 20 | 30 | [15 empty] | 10 | 10 | 15 | 20 | 30 | 30
| Interconnection Distance Criteria | Maximum Distance from Substation |  |  |  | Criteria Alignment Flag |  |  |  | Interconnection Voltage Criteria | Interconnection Bus Voltage |  |  |  | Criteria Alignment Flag
| In-CAISO Wind Generic MWs Mapped (2041) | 10 mi | 15 mi | 20 mi | 30 mi | 1 | 2 | 3 | 4 | In-CAISO Wind Generic MWs Mapped (2041) | <100 kV | 100-200 kV | 230 kV /345 kV | 500 kV | 1 | 2 | 3 | 4 | 5 | Interconnection Upgrade Criteria | Upgrade | [5 empty] | Criteria Alignment Flag
PG&E NGBA | PG&E North of Greater Bay Study Area | 0 | 0 | 290 | 1460 | 0 | 220 | 1430 | 100 | PG&E North of Greater Bay Study Area | 0 | 432 | 1218 | 100 | 1148 | 70 | 0 | 532 | 0 | In-CAISO Wind Generic MWs Mapped (2041) | Info not Available | Low | Mid | High | Short Circuit Duty Limit | New Substation | 1 | 2 | 3 | 4 | 5
PG&E GBA | PG&E Greater Bay Study Area | 0 | 0 | 150 | 100 | 0 | 0 | 150 | 100 | PG&E Greater Bay Study Area | 0 | 150 | 100 | 0 | 0 | 100 | 150 | 0 | 0 | PG&E North of Greater Bay Study Area | 250 | 0 | 0 | 0 | 0 | 0 | 0 | 0 | 0 | 0 | 0
PG&E FRESNO | PG&E Fresno Study Area | 0 | 0 | 0 | 0 | 0 | 0 | 0 | 0 | PG&E Fresno Study Area | 0 | 0 | 0 | 0 | 0 | 0 | 0 | 0 | 0 | PG&E Greater Bay Study Area | 0 | 0 | 0 | 0 | 0 | 0 | 0 | 0 | 0 | 0 | 0
PG&E KERN | PG&E Kern Study Area | 0 | 0 | 0 | 0 | 0 | 0 | 0 | 0 | PG&E Kern Study Area | 0 | 0 | 0 | 0 | 0 | 0 | 0 | 0 | 0 | PG&E Fresno Study Area | 0 | 0 | 0 | 0 | 0 | 0 | 0 | 0 | 0 | 0 | 0
SCE Northern | SCE Northern Area | 0 | 0 | 0 | 0 | 0 | 0 | 0 | 0 | SCE Northern Area | 0 | 0 | 0 | 0 | 0 | 0 | 0 | 0 | 0 | PG&E Kern Study Area | 0 | 0 | 0 | 0 | 0 | 0 | 0 | 0 | 0 | 0 | 0
SCE Metro | SCE Metro Study Area | 0 | 0 | 0 | 0 | 0 | 0 | 0 | 0 | SCE Metro Study Area | 0 | 0 | 0 | 0 | 0 | 0 | 0 | 0 | 0 | SCE Northern Area | 0 | 0 | 0 | 0 | 0 | 0 | 0 | 0 | 0 | 0 | 0
SCE NOL | SCE North of Lugo Study Area | 0 | 0 | 0 | 0 | 0 | 0 | 0 | 0 | SCE North of Lugo Study Area | 0 | 0 | 0 | 0 | 0 | 0 | 0 | 0 | 0 | SCE Metro Study Area | 0 | 0 | 0 | 0 | 0 | 0 | 0 | 0 | 0 | 0 | 0
EOP | East of Pisgah Study Area | 0 | 0 | 250 | 0 | 0 | 0 | 250 | 0 | East of Pisgah Study Area | 0 | 0 | 150 | 100 | 0 | 150 | 0 | 100 | 0 | SCE North of Lugo Study Area | 150 | 0 | 100 | 0 | 0 | 0 | 0 | 0 | 0 | 0 | 100
SCE Eastern | SCE Eastern Study Area | 0 | 0 | 0 | 0 | 0 | 0 | 0 | 0 | SCE Eastern Study Area | 0 | 0 | 0 | 0 | 0 | 0 | 0 | 0 | 0 | East of Pisgah Study Area | 0 | 0 | 0 | 0 | 0 | 0 | 0 | 0 | 0 | 0 | 0
SDGE | SDG&E Study Area | 180 | 0 | 0 | 0 | 180 | 0 | 0 | 0 | SDG&E Study Area | 0 | 180 | 0 | 0 | 0 | 0 | 0 | 180 | 0 | SCE Eastern Study Area | 0 | 180 | 0 | 0 | 0 | 0 | 180 | 0 | 0 | 0 | 0
| Total Generic | 180 | 0 | 690 | 1560 | 180 | 220 | 1830 | 200 | Total Generic | 0 | 762 | 1468 | 200 | 1148 | 320 | 150 | 812 | 0 | SDG&E Study Area | 0 | 0 | 0 | 0 | 0 | 0 | 0 | 0 | 0 | 0 | 0
|  | 10 | 15 | 20 | >30 | [14 empty] | Total Generic | 400 | 180 | 100 | 0 | 0 | 0 | 180 | 0 | 0 | 0 | 100
| Interconnection Distance Criteria | Maximum Distance from Substation |  |  |  | Criteria Alignment Flag | [14 empty] | 10 | 10 | 15 | 20 | >30 | >30
| Geothermal Generic MWs Mapped (2041) | 10 mi | 15 mi | 20 mi | >30 mi | 1 | 2 | 3 | 4
PG&E NGBA | PG&E North of Greater Bay Study Area | 0 | 108 | 0 | 0 | 0 | 108 | 0 | 0 | [10 empty] | Interconnection Upgrade Criteria | Upgrade | [5 empty] | Criteria Alignment Flag
PG&E GBA | PG&E Greater Bay Study Area | 0 | 0 | 0 | 0 | 0 | 0 | 0 | 0 | [10 empty] | Geothermal Generic MWs Mapped (2041) | Info not Available | Low | Mid | High | Short Circuit Duty Limit | New Substation | 1 | 2 | 3 | 4 | 5
PG&E FRESNO | PG&E Fresno Study Area | 0 | 0 | 0 | 0 | 0 | 0 | 0 | 0 | [10 empty] | PG&E North of Greater Bay Study Area | 210 | 0 | 0 | 10 | 0 | 0 | 0 | 0 | 10 | 0 | 0
PG&E KERN | PG&E Kern Study Area | 0 | 0 | 0 | 0 | 0 | 0 | 0 | 0 | [10 empty] | PG&E Greater Bay Study Area | 0 | 0 | 0 | 0 | 0 | 0 | 0 | 0 | 0 | 0 | 0
SCE Northern | SCE Northern Area | 0 | 0 | 0 | 0 | 0 | 0 | 0 | 0 | [10 empty] | PG&E Fresno Study Area | 0 | 0 | 0 | 0 | 0 | 0 | 0 | 0 | 0 | 0 | 0
SCE Metro | SCE Metro Study Area | 0 | 0 | 0 | 0 | 0 | 0 | 0 | 0 | [10 empty] | PG&E Kern Study Area | 0 | 0 | 0 | 0 | 0 | 0 | 0 | 0 | 0 | 0 | 0
SCE NOL | SCE North of Lugo Study Area | 0 | 0 | 0 | 0 | 0 | 0 | 0 | 0 | [10 empty] | SCE Northern Area | 293 | 0 | 0 | 0 | 0 | 0 | 0 | 0 | 0 | 0 | 0
EOP | East of Pisgah Study Area | 0 | 0 | 0 | 436 | 0 | 0 | 0 | 436 | [10 empty] | SCE Metro Study Area | 436 | 0 | 0 | 427 | 741 | 0 | 0 | 0 | 0 | 427 | 741
SCE Eastern | SCE Eastern Study Area | 1317 | 0 | 0 | 0 | 1317 | 0 | 0 | 0 | [10 empty] | SCE North of Lugo Study Area | 1317 | 0 | 0 | 0 | 0 | 0 | 0 | 0 | 0 | 0 | 0
SDGE | SDG&E Study Area | 975 | 0 | 0 | 0 | 975 | 0 | 0 | 0 | [10 empty] | East of Pisgah Study Area | 0 | 0 | 0 | 0 | 0 | 975 | 0 | 0 | 0 | 975 | 0
| Total Generic | 2292 | 108 | 0 | 436 | 2292 | 108 | 0 | 436 | [10 empty] | SCE Eastern Study Area | 0 | 0 | 0 | 0 | 0 | 0 | 0 | 0 | 0 | 0 | 0
[20 empty] | SDG&E Study Area | 0 | 0 | 0 | 0 | 0 | 0 | 0 | 0 | 0 | 0 | 0
[20 empty] | Total Generic | 2256 | 0 | 0 | 437 | 741 | 975 | 0 | 0 | 10 | 1402 | 741

## Distance_to_Tx
Distance to interconnection analysis for onshore wind, solar, and geothermal resources mapped to in-CAISO substations in both the 2036 and 2041 mapped portfolios.
|  |  | 2036 - Mapped Generic Resources | [13 empty] | 2041 - Mapped Generic Resources | [13 empty] | Criteria Flags Table
|  |  | Wind | Wind | Onshore Wind | Solar | Solar | Solar | Geothermal | Has | Wind Distance | Wind | Solar Distance | Solar | Geothermal Distance | Geothermal Flag | Wind | Wind | Onshore Wind | Solar | Solar | Solar | Geothermal | Has | Wind Distance | Wind | Solar Distance | Solar | Geothermal Distance | Geothermal Flag | Flag | Wind &Geothermal |  | Solar
CAISO Study Area | Substation | Voltage | FCDS | EODS | Total | FCDS | EODS | Total | FCDS | Res | < miles | Flag | < miles | Flag | < miles | Flag | FCDS | EODS | Total | FCDS | EODS | Total | FCDS | Res | < miles | Flag | < miles | Flag | < miles | Flag |  | < 200MW | 200 or more | < 400 MW | 400 or more
PG&E KERN | 7th Standard | 115 | 0 | 0 | 0 | 0 | 90 | 90 | 0 | 1 | 0 | 1 | 10 | 2 |  |  | 0 | 0 | 0 | 0 | 90 | 90 | 0 | 1 | 0 | 1 | 10 | 2 |  |  | 1 | <10 mi | <10 mi | <5 | <10
SCE Metro | Alamitos | 230 | 0 | 0 | 0 | 0 | 0 | 0 | 0 | 0 | 0 | 1 | 10 | 2 |  |  | 0 | 0 | 0 | 382 | 0 | 382 | 0 | 1 | 0 | 1 | 10 | 2 |  |  | 2 | <15 | <20 | <10 | <15
SCE Eastern | Alberhill | 115 | 0 | 0 | 0 | 300 | 0 | 300 | 0 | 1 | 0 | 1 | 10 | 2 |  |  | 0 | 0 | 0 | 2984 | 1000 | 3984 | 0 | 1 | 0 | 1 | 10 | 1 |  |  | 3 | <20 | <30 | <15 | <20
SCE Eastern | Alberhill | 500 | 0 | 0 | 0 | 435 | 0 | 435 | 0 | 1 | 0 | 1 | 10 | 1 |  |  | 0 | 0 | 0 | 435 | 0 | 435 | 0 | 1 | 0 | 1 | 10 | 1 |  |  | 4 | <30 | >30 | <20 | <30
PG&E GBA | Alhambra | 115 | 0 | 0 | 0 | 0 | 0 | 0 | 0 | 0 | 0 | 1 | 10 | 2 |  |  | 0 | 0 | 0 | 0 | 0 | 0 | 0 | 0 | 0 | 1 | 10 | 2 |  |  | 5 | >30 | 0 | >20 | >30
PG&E FRESNO | Alpaugh | 115 | 0 | 0 | 0 | 0 | 0 | 0 | 0 | 0 | 10 | 1 | 10 | 2 |  |  | 0 | 0 | 0 | 0 | 0 | 0 | 0 | 0 | 10 | 1 | 10 | 2
SDGE | Alpine | 69 | 0 | 0 | 0 | 0 | 0 | 0 | 0 | 0 | 0 | 1 | 10 | 2 |  |  | 0 | 0 | 0 | 0 | 0 | 0 | 0 | 0 | 0 | 1 | 10 | 2
PG&E GBA | Altamont Midway (Sandhill) | 230 | 0 | 0 | 0 | 0 | 0 | 0 | 0 | 0 | 10 | 1 | 10 | 2 |  |  | 0 | 0 | 0 | 0 | 0 | 0 | 0 | 0 | 10 | 1 | 10 | 2
SCE Northern | Antelope | 66 | 0 | 0 | 0 | 0 | 0 | 0 | 0 | 0 | 0 | 1 | 10 | 2 |  |  | 0 | 0 | 0 | 0 | 0 | 0 | 0 | 0 | 10 | 1 | 10 | 2
SCE Northern | Antelope | 230 | 0 | 0 | 0 | 0 | 450 | 450 | 0 | 1 | 10 | 1 | 10 | 1 |  |  | 0 | 0 | 0 | 933 | 450 | 1383 | 0 | 1 | 10 | 1 | 10 | 1
SCE Northern | Antelope | 500 | 0 | 0 | 0 | 0 | 1000 | 1000 | 0 | 1 | 0 | 1 | 10 | 1 |  |  | 0 | 0 | 0 | 0 | 1000 | 1000 | 0 | 1 | 10 | 1 | 10 | 1
PG&E NGBA | Arcata | 60 | 0 | 0 | 0 | 0 | 0 | 0 | 0 | 0 | 0 | 1 | 10 | 2 |  |  | 0 | 0 | 0 | 0 | 0 | 0 | 0 | 0 | 0 | 1 | 10 | 2
PG&E KERN | Arco | 230 | 0 | 0 | 0 | 1840 | 0 | 1840 | 0 | 1 | 0 | 1 | 10 | 1 |  |  | 0 | 0 | 0 | 1840 | 0 | 1840 | 0 | 1 | 0 | 1 | 10 | 1
PG&E KERN | Arco | 70 | 0 | 0 | 0 | 0 | 0 | 0 | 0 | 0 | 0 | 1 | 10 | 2 |  |  | 0 | 0 | 0 | 0 | 0 | 0 | 0 | 0 | 0 | 1 | 10 | 2
SCE Metro | ArcoGen | 230 | 0 | 0 | 0 | 0 | 0 | 0 | 0 | 0 | 0 | 1 | 10 | 2 |  |  | 0 | 0 | 0 | 0 | 0 | 0 | 0 | 0 | 0 | 1 | 10 | 2
SDGE | Artesian | 230 | 0 | 0 | 0 | 0 | 0 | 0 | 0 | 0 | 0 | 1 | 10 | 2 |  |  | 0 | 0 | 0 | 0 | 0 | 0 | 0 | 0 | 0 | 1 | 10 | 2
SDGE | Artesian | 69 | 0 | 0 | 0 | 0 | 0 | 0 | 0 | 0 | 0 | 1 | 10 | 2 |  |  | 0 | 0 | 0 | 0 | 0 | 0 | 0 | 0 | 0 | 1 | 10 | 2
PG&E FRESNO | Ashlan | 230 | 0 | 0 | 0 | 0 | 0 | 0 | 0 | 0 | 0 | 1 | 10 | 2 |  |  | 0 | 0 | 0 | 0 | 0 | 0 | 0 | 0 | 0 | 1 | 10 | 2
PG&E NGBA | Atlantic | 115 | 0 | 0 | 0 | 0 | 0 | 0 | 0 | 0 | 0 | 1 | 10 | 2 |  |  | 0 | 0 | 0 | 0 | 0 | 0 | 0 | 0 | 0 | 1 | 10 | 2
PG&E NGBA | Atlantic | 230 | 0 | 0 | 0 | 0 | 0 | 0 | 0 | 0 | 0 | 1 | 10 | 2 |  |  | 0 | 0 | 0 | 0 | 0 | 0 | 0 | 0 | 0 | 1 | 10 | 2
PG&E NGBA | Atlantic | 60 | 0 | 0 | 0 | 0 | 0 | 0 | 0 | 0 | 0 | 1 | 10 | 2 |  |  | 0 | 0 | 0 | 0 | 0 | 0 | 0 | 0 | 0 | 1 | 10 | 2
PG&E FRESNO | Atwater | 115 | 0 | 0 | 0 | 0 | 0 | 0 | 0 | 0 | 0 | 1 | 10 | 2 |  |  | 0 | 0 | 0 | 0 | 0 | 0 | 0 | 0 | 0 | 1 | 10 | 2
PG&E GBA | Avena | 115 | 0 | 0 | 0 | 100 | 0 | 100 | 0 | 1 | 0 | 1 | 10 | 2 |  |  | 0 | 0 | 0 | 100 | 0 | 100 | 0 | 1 | 0 | 1 | 10 | 2
SDGE | Avocado | 69 | 0 | 0 | 0 | 0 | 0 | 0 | 0 | 0 | 0 | 1 | 10 | 2 |  |  | 0 | 0 | 0 | 0 | 0 | 0 | 0 | 0 | 0 | 1 | 10 | 2
PG&E NGBA | Bahia | 230 | 0 | 0 | 0 | 0 | 200 | 200 | 0 | 1 | 0 | 1 | 10 | 2 |  |  | 0 | 0 | 0 | 0 | 200 | 200 | 0 | 1 | 0 | 1 | 10 | 2
SCE Northern | Bailey | 230 | 0 | 0 | 0 | 0 | 0 | 0 | 0 | 0 | 0 | 1 | 10 | 2 |  |  | 0 | 0 | 0 | 0 | 0 | 0 | 0 | 0 | 0 | 1 | 10 | 2
SCE NOL | Baker | 115 | 0 | 0 | 0 | 0 | 0 | 0 | 0 | 0 | 0 | 1 | 10 | 2 |  |  | 0 | 0 | 0 | 0 | 0 | 0 | 0 | 0 | 0 | 1 | 10 | 2
PG&E KERN | Bakersfield | 230 | 0 | 0 | 0 | 0 | 0 | 0 | 0 | 0 | 0 | 1 | 10 | 2 |  |  | 0 | 0 | 0 | 0 | 0 | 0 | 0 | 0 | 0 | 1 | 10 | 2
PG&E FRESNO | Balch | 230 | 0 | 0 | 0 | 0 | 0 | 0 | 0 | 0 | 15 | 2 | 10 | 2 |  |  | 0 | 0 | 0 | 0 | 0 | 0 | 0 | 0 | 15 | 2 | 10 | 2
SCE Eastern | Bannister | 230 | 0 | 0 | 0 | 0 | 0 | 0 | 0 | 0 | 0 | 1 | 10 | 2 |  |  | 0 | 0 | 0 | 0 | 0 | 0 | 0 | 0 | 0 | 1 | 10 | 2
SCE Metro | Barre | 230 | 0 | 0 | 0 | 0 | 0 | 0 | 0 | 0 | 0 | 1 | 10 | 2 |  |  | 0 | 0 | 0 | 0 | 0 | 0 | 0 | 0 | 0 | 1 | 10 | 2
SDGE | Bay Boulevard | 69 | 0 | 0 | 0 | 0 | 0 | 0 | 0 | 0 | 0 | 1 | 10 | 2 |  |  | 0 | 0 | 0 | 0 | 0 | 0 | 0 | 0 | 0 | 1 | 10 | 2
SDGE | Bay Boulevard | 230 | 0 | 0 | 0 | 0 | 0 | 0 | 0 | 0 | 0 | 1 | 10 | 2 |  |  | 0 | 0 | 0 | 0 | 0 | 0 | 0 | 0 | 0 | 1 | 10 | 2
EOP | Beatty | 138 | 0 | 0 | 0 | 0 | 0 | 0 | 0 | 0 | 0 | 1 | 10 | 2 |  |  | 0 | 0 | 0 | 0 | 0 | 0 | 0 | 0 | 0 | 1 | 10 | 2
EOP | Beatty | 230 | 0 | 0 | 0 | 0 | 0 | 0 | 436 | 1 | 0 | 1 | 10 | 2 | 80 | 4 | 0 | 0 | 0 | 0 | 0 | 0 | 436 | 1 | 0 | 1 | 10 | 2 | 80 | 4
PG&E NGBA | Belden | 230 | 0 | 0 | 0 | 0 | 0 | 0 | 0 | 0 | 0 | 1 | 10 | 2 |  |  | 0 | 0 | 0 | 0 | 0 | 0 | 0 | 0 | 0 | 1 | 10 | 2
PG&E NGBA | Bell | 115 | 0 | 0 | 0 | 0 | 0 | 0 | 0 | 0 | 0 | 1 | 10 | 2 |  |  | 0 | 0 | 0 | 0 | 0 | 0 | 0 | 0 | 0 | 1 | 10 | 2
PG&E NGBA | Bellevue | 115 | 0 | 0 | 0 | 0 | 0 | 0 | 0 | 0 | 0 | 1 | 10 | 2 |  |  | 0 | 0 | 0 | 0 | 0 | 0 | 0 | 0 | 0 | 1 | 10 | 2
PG&E GBA | Bellota | 115 | 0 | 0 | 0 | 0 | 0 | 0 | 0 | 0 | 15 | 2 | 10 | 2 |  |  | 0 | 0 | 0 | 0 | 0 | 0 | 0 | 0 | 15 | 2 | 10 | 2
PG&E GBA | Bellota | 230 | 0 | 0 | 0 | 0 | 0 | 0 | 0 | 0 | 0 | 1 | 10 | 2 |  |  | 0 | 0 | 0 | 10 | 0 | 10 | 0 | 1 | 0 | 1 | 10 | 2
SCE Northern | Big Creek | 230 | 0 | 0 | 0 | 200 | 0 | 200 | 0 | 1 | 0 | 1 | 10 | 2 |  |  | 0 | 0 | 0 | 200 | 0 | 200 | 0 | 1 | 0 | 1 | 10 | 2
PG&E FRESNO | Biola | 70 | 0 | 0 | 0 | 0 | 0 | 0 | 0 | 0 | 0 | 1 | 10 | 2 |  |  | 0 | 0 | 0 | 0 | 0 | 0 | 0 | 0 | 0 | 1 | 10 | 2
PG&E GBA | Birds Landing | 230 | 0 | 0 | 0 | 0 | 100 | 100 | 0 | 1 | 15 | 2 | 10 | 2 |  |  | 0 | 0 | 0 | 0 | 100 | 100 | 0 | 1 | 15 | 2 | 10 | 2
SCE Northern | Bliss | 66 | 0 | 0 | 0 | 0 | 0 | 0 | 0 | 0 | 0 | 1 | 10 | 2 |  |  | 0 | 0 | 0 | 0 | 0 | 0 | 0 | 0 | 0 | 1 | 10 | 2
SCE Eastern | Blythe | 161 | 0 | 0 | 0 | 0 | 0 | 0 | 0 | 0 | 0 | 1 | 10 | 2 |  |  | 0 | 0 | 0 | 0 | 0 | 0 | 0 | 0 | 0 | 1 | 10 | 2
PG&E NGBA | Bogue | 115 | 0 | 0 | 0 | 0 | 0 | 0 | 0 | 0 | 0 | 1 | 10 | 2 |  |  | 0 | 0 | 0 | 0 | 0 | 0 | 0 | 0 | 0 | 1 | 10 | 2
PG&E FRESNO | Borden | 230 | 0 | 0 | 0 | 0 | 0 | 0 | 0 | 0 | 0 | 1 | 10 | 2 |  |  | 0 | 0 | 0 | 0 | 0 | 0 | 0 | 0 | 0 | 1 | 10 | 2
PG&E FRESNO | Borden | 70 | 0 | 0 | 0 | 0 | 0 | 0 | 0 | 0 | 0 | 1 | 10 | 2 |  |  | 0 | 0 | 0 | 0 | 0 | 0 | 0 | 0 | 0 | 1 | 10 | 2
SDGE | Boulevard East | 138 | 180 | 0 | 180 | 0 | 82.6 | 82.6 | 0 | 1 | 10 | 1 | 10 | 2 |  |  | 180 | 0 | 180 | 0 | 82.6 | 82.6 | 0 | 1 | 10 | 1 | 10 | 2
SDGE | Boulevard East | 69 | 0 | 0 | 0 | 0 | 0 | 0 | 0 | 0 | 0 | 1 | 10 | 2 |  |  | 0 | 0 | 0 | 0 | 0 | 0 | 0 | 0 | 0 | 1 | 10 | 2
PG&E GBA | Brentwood | 230 | 0 | 0 | 0 | 0 | 89.5 | 89.5 | 0 | 1 | 0 | 1 | 10 | 2 |  |  | 0 | 0 | 0 | 0 | 89.5 | 89.5 | 0 | 1 | 0 | 1 | 10 | 2
PG&E NGBA | Bridgeville | 115 | 0 | 0 | 0 | 0 | 0 | 0 | 185.7 | 1 | 0 | 1 | 10 | 2 |  |  | 212 | 0 | 212 | 0 | 0 | 0 | 185.7 | 1 | 30 | 3 | 10 | 2
PG&E NGBA | Brighton | 115 | 0 | 0 | 0 | 0 | 0 | 0 | 0 | 0 | 0 | 1 | 10 | 2 |  |  | 0 | 0 | 0 | 0 | 0 | 0 | 0 | 0 | 0 | 1 | 10 | 2
PG&E NGBA | Brighton | 230 | 0 | 0 | 0 | 0 | 0 | 0 | 0 | 0 | 0 | 1 | 10 | 2 |  |  | 0 | 0 | 0 | 0 | 0 | 0 | 0 | 0 | 0 | 1 | 10 | 2
PG&E NGBA | Brunswick | 115 | 0 | 0 | 0 | 0 | 0 | 0 | 0 | 0 | 0 | 1 | 10 | 2 |  |  | 0 | 0 | 0 | 0 | 0 | 0 | 0 | 0 | 0 | 1 | 10 | 2
PG&E NGBA | Bucks Creek | 230 | 0 | 0 | 0 | 0 | 0 | 0 | 0 | 0 | 0 | 1 | 10 | 2 |  |  | 0 | 0 | 0 | 0 | 0 | 0 | 0 | 0 | 0 | 1 | 10 | 2
PG&E KERN | Buena Vista | 230 | 0 | 0 | 0 | 0 | 0 | 0 | 0 | 0 | 0 | 1 | 10 | 2 |  |  | 0 | 0 | 0 | 0 | 0 | 0 | 0 | 0 | 0 | 1 | 10 | 2
PG&E FRESNO | Bullard | 115 | 0 | 0 | 0 | 0 | 0 | 0 | 0 | 0 | 0 | 1 | 10 | 2 |  |  | 0 | 0 | 0 | 0 | 0 | 0 | 0 | 0 | 0 | 1 | 10 | 2
PG&E GBA | Burlingame | 115 | 0 | 0 | 0 | 0 | 0 | 0 | 0 | 0 | 0 | 1 | 10 | 2 |  |  | 0 | 0 | 0 | 88 | 0 | 88 | 0 | 1 | 0 | 1 | 10 | 2
PG&E NGBA | Burney Forest | 230 | 0 | 0 | 0 | 0 | 0 | 0 | 0 | 0 | 0 | 1 | 10 | 2 |  |  | 0 | 0 | 0 | 0 | 0 | 0 | 0 | 0 | 0 | 1 | 10 | 2
PG&E NGBA | Butte | 115 | 0 | 0 | 0 | 0 | 0 | 0 | 0 | 0 | 0 | 1 | 10 | 2 |  |  | 0 | 0 | 0 | 0 | 0 | 0 | 0 | 0 | 0 | 1 | 10 | 2
PG&E KERN | Cabrillo | 115 | 0 | 0 | 0 | 0 | 0 | 0 | 0 | 0 | 30 | 4 | 10 | 2 |  |  | 0 | 0 | 0 | 0 | 0 | 0 | 0 | 0 | 30 | 4 | 10 | 2
PG&E FRESNO | Cal Flats | 230 | 0 | 0 | 0 | 0 | 0 | 0 | 0 | 0 | 0 | 1 | 10 | 2 |  |  | 0 | 0 | 0 | 0 | 0 | 0 | 0 | 0 | 0 | 1 | 10 | 2
SCE NOL | Calcite | 230 | 0 | 0 | 0 | 165 | 0 | 165 | 0 | 1 | 0 | 1 | 10 | 2 |  |  | 0 | 0 | 0 | 165 | 300 | 465 | 0 | 1 | 0 | 1 | 10 | 1
PG&E KERN | Caliente | 230 | 0 | 0 | 0 | 0 | 0 | 0 | 0 | 0 | 10 | 1 | 10 | 2 |  |  | 0 | 0 | 0 | 0 | 0 | 0 | 0 | 0 | 10 | 1 | 10 | 2
PG&E FRESNO | California Ave | 115 | 0 | 0 | 0 | 0 | 0 | 0 | 0 | 0 | 10 | 1 | 10 | 2 |  |  | 0 | 0 | 0 | 0 | 0 | 0 | 0 | 0 | 10 | 1 | 10 | 2
PG&E KERN | Callender | 115 | 0 | 0 | 0 | 0 | 0 | 0 | 0 | 0 | 0 | 1 | 10 | 2 |  |  | 0 | 0 | 0 | 0 | 0 | 0 | 0 | 0 | 0 | 1 | 10 | 2
PG&E NGBA | Calpella | 115 | 0 | 0 | 0 | 0 | 0 | 0 | 0 | 0 | 0 | 1 | 10 | 2 |  |  | 0 | 0 | 0 | 0 | 0 | 0 | 0 | 0 | 0 | 1 | 10 | 2
PG&E GBA | Camanche | 230 | 0 | 0 | 0 | 0 | 0 | 0 | 0 | 0 | 0 | 1 | 10 | 2 |  |  | 0 | 0 | 0 | 0 | 0 | 0 | 0 | 0 | 0 | 1 | 10 | 2
SDGE | Cameron | 69 | 0 | 0 | 0 | 0 | 0 | 0 | 0 | 0 | 0 | 1 | 10 | 2 |  |  | 0 | 0 | 0 | 0 | 0 | 0 | 0 | 0 | 0 | 1 | 10 | 2
SDGE | Cannon | 69 | 0 | 0 | 0 | 0 | 0 | 0 | 0 | 0 | 0 | 1 | 10 | 2 |  |  | 0 | 0 | 0 | 0 | 0 | 0 | 0 | 0 | 0 | 1 | 10 | 2
PG&E FRESNO | Cantua | 115 | 0 | 0 | 0 | 0 | 0 | 0 | 0 | 0 | 0 | 1 | 10 | 2 |  |  | 0 | 0 | 0 | 100 | 0 | 100 | 0 | 1 | 0 | 1 | 10 | 2
SDGE | Capistrano | 138 | 0 | 0 | 0 | 0 | 0 | 0 | 0 | 0 | 0 | 1 | 10 | 2 |  |  | 0 | 0 | 0 | 0 | 0 | 0 | 0 | 0 | 0 | 1 | 10 | 2
SDGE | Capistrano | 230 | 0 | 0 | 0 | 0 | 0 | 0 | 0 | 0 | 0 | 1 | 10 | 2 |  |  | 0 | 0 | 0 | 0 | 0 | 0 | 0 | 0 | 0 | 1 | 10 | 2
PG&E NGBA | Carberry | 230 | 0 | 0 | 0 | 0 | 0 | 0 | 0 | 0 | 0 | 1 | 10 | 2 |  |  | 0 | 0 | 0 | 0 | 0 | 0 | 0 | 0 | 0 | 1 | 10 | 2
SCE Eastern | Cardiff | 66 | 0 | 0 | 0 | 0 | 0 | 0 | 0 | 0 | 0 | 1 | 10 | 2 |  |  | 0 | 0 | 0 | 0 | 0 | 0 | 0 | 0 | 0 | 1 | 10 | 2
PG&E NGBA | Caribou | 60 | 0 | 0 | 0 | 0 | 0 | 0 | 0 | 0 | 15 | 2 | 10 | 2 |  |  | 0 | 0 | 0 | 0 | 0 | 0 | 0 | 0 | 15 | 2 | 10 | 2
PG&E NGBA | Caribou | 115 | 0 | 0 | 0 | 0 | 0 | 0 | 0 | 0 | 0 | 1 | 10 | 2 |  |  | 0 | 0 | 0 | 0 | 0 | 0 | 0 | 0 | 15 | 2 | 10 | 2
PG&E NGBA | Caribou | 230 | 0 | 0 | 0 | 0 | 0 | 0 | 0 | 0 | 0 | 1 | 10 | 2 |  |  | 0 | 0 | 0 | 0 | 0 | 0 | 0 | 0 | 15 | 2 | 10 | 2
EOP | Carpenter Canyon (fka Gamebird) | 138 | 0 | 0 | 0 | 0 | 0 | 0 | 0 | 0 | 0 | 1 | 10 | 2 |  |  | 0 | 0 | 0 | 0 | 0 | 0 | 0 | 0 | 0 | 1 | 10 | 2
EOP | Carpenter Canyon (fka Gamebird) | 230 | 0 | 0 | 0 | 0 | 0 | 0 | 0 | 0 | 0 | 1 | 10 | 2 |  |  | 0 | 0 | 0 | 0 | 0 | 0 | 0 | 0 | 0 | 1 | 10 | 2
PG&E NGBA | Carquinez | 115 | 0 | 0 | 0 | 0 | 0 | 0 | 0 | 0 | 0 | 1 | 10 | 2 |  |  | 0 | 0 | 0 | 0 | 0 | 0 | 0 | 0 | 0 | 1 | 10 | 2
SDGE | Carrizo Gorge | 138 | 0 | 0 | 0 | 0 | 0 | 0 | 0 | 0 | 0 | 1 | 10 | 2 |  |  | 0 | 0 | 0 | 0 | 0 | 0 | 0 | 0 | 0 | 1 | 10 | 2
PG&E KERN | Carrizo Plains | 115 | 0 | 0 | 0 | 0 | 0 | 0 | 0 | 0 | 0 | 1 | 10 | 2 |  |  | 0 | 0 | 0 | 0 | 0 | 0 | 0 | 0 | 0 | 1 | 10 | 2
PG&E KERN | Casaloma | 230 | 0 | 0 | 0 | 0 | 0 | 0 | 0 | 0 | 0 | 1 | 10 | 2 |  |  | 0 | 0 | 0 | 0 | 0 | 0 | 0 | 0 | 0 | 1 | 10 | 2
PG&E GBA | Castro Valley | 230 | 0 | 0 | 0 | 0 | 0 | 0 | 0 | 0 | 0 | 1 | 10 | 2 |  |  | 0 | 0 | 0 | 0 | 0 | 0 | 0 | 0 | 0 | 1 | 10 | 2
PG&E GBA | Cayetano | 230 | 0 | 0 | 0 | 0 | 0 | 0 | 0 | 0 | 0 | 1 | 10 | 2 |  |  | 0 | 0 | 0 | 0 | 0 | 0 | 0 | 0 | 0 | 1 | 10 | 2
SCE Metro | Center | 230 | 0 | 0 | 0 | 0 | 0 | 0 | 0 | 0 | 0 | 1 | 10 | 2 |  |  | 0 | 0 | 0 | 0 | 0 | 0 | 0 | 0 | 0 | 1 | 10 | 2
PG&E KERN | Charca | 115 | 0 | 0 | 0 | 0 | 0 | 0 | 0 | 0 | 0 | 1 | 10 | 2 |  |  | 0 | 0 | 0 | 0 | 0 | 0 | 0 | 0 | 0 | 1 | 10 | 2
EOP | Charleston | 138 | 0 | 0 | 0 | 0 | 0 | 0 | 0 | 0 | 0 | 1 | 10 | 2 |  |  | 0 | 0 | 0 | 0 | 0 | 0 | 0 | 0 | 0 | 1 | 10 | 2
SCE Metro | Chevmain | 230 | 0 | 0 | 0 | 0 | 0 | 0 | 0 | 0 | 0 | 1 | 10 | 2 |  |  | 0 | 0 | 0 | 0 | 0 | 0 | 0 | 0 | 0 | 1 | 10 | 2
SDGE | Chicarita | 138 | 0 | 0 | 0 | 0 | 0 | 0 | 0 | 0 | 0 | 1 | 10 | 2 |  |  | 0 | 0 | 0 | 0 | 0 | 0 | 0 | 0 | 0 | 1 | 10 | 2
SCE Metro | Chino | 230 | 0 | 0 | 0 | 0 | 0 | 0 | 0 | 0 | 10 | 1 | 10 | 2 |  |  | 0 | 0 | 0 | 0 | 0 | 0 | 0 | 0 | 10 | 1 | 10 | 2
PG&E FRESNO | Chowchilla | 115 | 0 | 0 | 0 | 0 | 0 | 0 | 0 | 0 | 0 | 1 | 10 | 2 |  |  | 0 | 0 | 0 | 0 | 0 | 0 | 0 | 0 | 0 | 1 | 10 | 2
PG&E GBA | Christie | 60 | 0 | 0 | 0 | 0 | 0 | 0 | 0 | 0 | 0 | 1 | 10 | 2 |  |  | 0 | 0 | 0 | 0 | 0 | 0 | 0 | 0 | 20 | 3 | 10 | 2
PG&E GBA | Christie | 115 | 0 | 0 | 0 | 0 | 0 | 0 | 0 | 0 | 20 | 3 | 10 | 2 |  |  | 0 | 0 | 0 | 0 | 0 | 0 | 0 | 0 | 20 | 3 | 10 | 2
SCE Eastern | Cielo Azul | 500 | 0 | 0 | 0 | 0 | 495 | 495 | 0 | 1 | 0 | 1 | 15 | 2 |  |  | 0 | 0 | 0 | 0 | 495 | 495 | 0 | 1 | 0 | 1 | 10 | 1
PG&E GBA | Clay | 60 | 0 | 0 | 0 | 0 | 0 | 0 | 0 | 0 | 0 | 1 | 10 | 2 |  |  | 0 | 0 | 0 | 0 | 0 | 0 | 0 | 0 | 0 | 1 | 10 | 2
PG&E GBA | Clayton | 115 | 0 | 0 | 0 | 0 | 0 | 0 | 0 | 0 | 0 | 1 | 10 | 2 |  |  | 0 | 0 | 0 | 0 | 0 | 0 | 0 | 0 | 0 | 1 | 10 | 2
PG&E NGBA | Cloverdale | 115 | 0 | 0 | 0 | 0 | 0 | 0 | 108 | 1 | 0 | 1 | 10 | 2 | 15 | 2 | 0 | 0 | 0 | 0 | 0 | 0 | 108 | 1 | 0 | 1 | 10 | 2 | 15 | 2
PG&E FRESNO | Clovis | 115 | 0 | 0 | 0 | 0 | 0 | 0 | 0 | 0 | 0 | 1 | 10 | 2 |  |  | 0 | 0 | 0 | 0 | 0 | 0 | 0 | 0 | 0 | 1 | 10 | 2
PG&E GBA | Coburn | 230 | 0 | 0 | 0 | 0 | 0 | 0 | 0 | 0 | 10 | 1 | 10 | 2 |  |  | 100 | 0 | 100 | 1244 | 0 | 1244 | 0 | 1 | 30 | 4 | 10 | 1
PG&E GBA | Coburn | 60 | 0 | 0 | 0 | 0 | 0 | 0 | 0 | 0 | 0 | 1 | 10 | 2 |  |  | 0 | 0 | 0 | 0 | 0 | 0 | 0 | 0 | 30 | 4 | 10 | 2
PG&E NGBA | Colgate | 230 | 0 | 0 | 0 | 0 | 0 | 0 | 0 | 0 | 0 | 1 | 10 | 2 |  |  | 0 | 0 | 0 | 0 | 0 | 0 | 0 | 0 | 0 | 1 | 10 | 2
PG&E GBA | Collierville | 230 | 0 | 0 | 0 | 0 | 0 | 0 | 0 | 0 | 15 | 2 | 10 | 2 |  |  | 0 | 0 | 0 | 0 | 0 | 0 | 0 | 0 | 15 | 2 | 10 | 2
PG&E GBA | Collinsville | 230 | 0 | 0 | 0 | 0 | 0 | 0 | 0 | 0 | 0 | 1 | 10 | 2 |  |  | 0 | 0 | 0 | 601 | 0 | 601 | 0 | 1 | 0 | 1 | 10 | 1
PG&E GBA | Collinsville | 500 | 0 | 0 | 0 | 0 | 0 | 0 | 0 | 0 | 0 | 1 | 10 | 2 |  |  | 0 | 0 | 0 | 0 | 0 | 0 | 0 | 0 | 0 | 1 | 10 | 2
SCE Eastern | Colorado River | 230 | 0 | 0 | 0 | 400 | 0 | 400 | 0 | 1 | 0 | 1 | 15 | 2 |  |  | 0 | 0 | 0 | 400 | 0 | 400 | 0 | 1 | 0 | 1 | 15 | 2
SCE Eastern | Colorado River | 500 | 0 | 0 | 0 | 0 | 0 | 0 | 0 | 0 | 0 | 1 | 10 | 2 |  |  | 0 | 0 | 0 | 0 | 0 | 0 | 0 | 0 | 0 | 1 | 10 | 2
PG&E KERN | Columbus | 115 | 0 | 0 | 0 | 100 | 0 | 100 | 0 | 1 | 15 | 2 | 10 | 2 |  |  | 0 | 0 | 0 | 100 | 0 | 100 | 0 | 1 | 15 | 2 | 10 | 2
PG&E GBA | Contra Costa | 115 | 0 | 0 | 0 | 0 | 0 | 0 | 0 | 0 | 15 | 2 | 10 | 2 |  |  | 0 | 0 | 0 | 0 | 0 | 0 | 0 | 0 | 15 | 2 | 10 | 2
PG&E GBA | Contra Costa | 230 | 0 | 0 | 0 | 0 | 0 | 0 | 0 | 0 | 15 | 2 | 10 | 2 |  |  | 0 | 0 | 0 | 0 | 0 | 0 | 0 | 0 | 15 | 2 | 10 | 2
PG&E GBA | Contra Costa PP | 230 | 0 | 0 | 0 | 0 | 0 | 0 | 0 | 0 | 0 | 1 | 10 | 2 |  |  | 0 | 0 | 0 | 0 | 0 | 0 | 0 | 0 | 0 | 1 | 10 | 2
SCE NOL | Control | 115 | 0 | 0 | 0 | 0 | 0 | 0 | 177 | 1 | 0 | 1 | 10 | 2 |  |  | 0 | 0 | 0 | 0 | 0 | 0 | 177 | 1 | 0 | 1 | 10 | 2
SCE NOL | Control | 55 | 0 | 0 | 0 | 0 | 0 | 0 | 0 | 0 | 0 | 1 | 10 | 2 |  |  | 0 | 0 | 0 | 0 | 0 | 0 | 0 | 0 | 0 | 1 | 10 | 2
PG&E GBA | Cooley Landing | 115 | 0 | 0 | 0 | 0 | 100 | 100 | 0 | 1 | 20 | 3 | 10 | 2 |  |  | 0 | 0 | 0 | 0 | 100 | 100 | 0 | 1 | 20 | 3 | 10 | 2
PG&E GBA | Cooley Landing | 60 | 0 | 0 | 0 | 0 | 0 | 0 | 0 | 0 | 0 | 1 | 10 | 2 |  |  | 0 | 0 | 0 | 0 | 0 | 0 | 0 | 0 | 20 | 3 | 10 | 2
SCE NOL | Coolwater | 230 | 0 | 0 | 0 | 0 | 0 | 0 | 0 | 0 | 0 | 1 | 10 | 2 |  |  | 0 | 0 | 0 | 0 | 0 | 0 | 0 | 0 | 20 | 3 | 10 | 2
SCE NOL | Coolwater | 115 | 0 | 0 | 0 | 0 | 0 | 0 | 0 | 0 | 20 | 3 | 10 | 2 |  |  | 0 | 0 | 0 | 0 | 0 | 0 | 0 | 0 | 20 | 3 | 10 | 2
PG&E KERN | Copus | 70 | 0 | 0 | 0 | 0 | 0 | 0 | 0 | 0 | 0 | 1 | 10 | 2 |  |  | 0 | 0 | 0 | 0 | 0 | 0 | 0 | 0 | 0 | 1 | 10 | 2
PG&E FRESNO | Corcoran | 70 | 0 | 0 | 0 | 0 | 0 | 0 | 0 | 0 | 0 | 1 | 10 | 2 |  |  | 0 | 0 | 0 | 0 | 0 | 0 | 0 | 0 | 0 | 1 | 10 | 2
PG&E FRESNO | Corcoran | 115 | 0 | 0 | 0 | 0 | 0 | 0 | 0 | 0 | 0 | 1 | 10 | 2 |  |  | 0 | 0 | 0 | 0 | 0 | 0 | 0 | 0 | 0 | 1 | 10 | 2
PG&E NGBA | Corona | 115 | 0 | 0 | 0 | 0 | 0 | 0 | 0 | 0 | 0 | 1 | 10 | 2 |  |  | 0 | 0 | 0 | 0 | 0 | 0 | 0 | 0 | 0 | 1 | 10 | 2
PG&E NGBA | Cortina | 230 | 0 | 0 | 0 | 0 | 0 | 0 | 0 | 0 | 0 | 1 | 10 | 2 |  |  | 0 | 0 | 0 | 0 | 0 | 0 | 0 | 0 | 0 | 1 | 10 | 2
PG&E NGBA | Cortina | 115 | 0 | 0 | 0 | 0 | 0 | 0 | 0 | 0 | 0 | 1 | 5 | 1 |  |  | 0 | 0 | 0 | 0 | 0 | 0 | 0 | 0 | 0 | 1 | 5 | 1
PG&E GBA | Cottle | 230 | 0 | 0 | 0 | 0 | 0 | 0 | 0 | 0 | 0 | 1 | 10 | 2 |  |  | 0 | 0 | 0 | 0 | 0 | 0 | 0 | 0 | 0 | 1 | 10 | 2
PG&E NGBA | Cottonwood | 115 | 0 | 0 | 0 | 0 | 0 | 0 | 0 | 0 | 0 | 1 | 10 | 2 |  |  | 0 | 0 | 0 | 0 | 0 | 0 | 0 | 0 | 30 | 4 | 10 | 2
PG&E NGBA | Cottonwood | 230 | 0 | 0 | 0 | 0 | 0 | 0 | 0 | 0 | 0 | 1 | 10 | 2 |  |  | 0 | 0 | 0 | 0 | 0 | 0 | 0 | 0 | 30 | 4 | 10 | 2
PG&E NGBA | Cottonwood | 60 | 0 | 0 | 0 | 0 | 0 | 0 | 0 | 0 | 0 | 1 | 10 | 2 |  |  | 0 | 0 | 0 | 0 | 0 | 0 | 0 | 0 | 30 | 4 | 10 | 2
PG&E NGBA | Cove Road | 230 | 0 | 0 | 0 | 0 | 0 | 0 | 0 | 0 | 0 | 1 | 10 | 2 |  |  | 0 | 0 | 0 | 0 | 0 | 0 | 0 | 0 | 0 | 1 | 10 | 2
PG&E GBA | Coyote | 230 | 0 | 0 | 0 | 100 | 0 | 100 | 37 | 1 | 0 | 1 | 10 | 2 |  |  | 0 | 0 | 0 | 100 | 0 | 100 | 37 | 1 | 0 | 1 | 10 | 2
PG&E GBA | Crazy Horse Canyon | 115 | 0 | 0 | 0 | 0 | 0 | 0 | 0 | 0 | 0 | 1 | 10 | 2 |  |  | 0 | 0 | 0 | 0 | 0 | 0 | 0 | 0 | 0 | 1 | 10 | 2
SDGE | Creelman | 69 | 0 | 0 | 0 | 0 | 0 | 0 | 0 | 0 | 0 | 1 | 10 | 2 |  |  | 0 | 0 | 0 | 0 | 0 | 0 | 0 | 0 | 0 | 1 | 10 | 2
PG&E FRESNO | Crescent | 70 | 0 | 0 | 0 | 0 | 0 | 0 | 0 | 0 | 0 | 1 | 10 | 2 |  |  | 0 | 0 | 0 | 0 | 0 | 0 | 0 | 0 | 0 | 1 | 10 | 2
PG&E FRESNO | Cressey | 115 | 0 | 0 | 0 | 0 | 0 | 0 | 0 | 0 | 0 | 1 | 10 | 2 |  |  | 0 | 0 | 0 | 0 | 0 | 0 | 0 | 0 | 0 | 1 | 10 | 2
PG&E NGBA | Cresta | 230 | 0 | 0 | 0 | 0 | 0 | 0 | 0 | 0 | 0 | 1 | 10 | 2 |  |  | 0 | 0 | 0 | 0 | 0 | 0 | 0 | 0 | 0 | 1 | 10 | 2
SDGE | Crestwood | 69 | 0 | 0 | 0 | 0 | 0 | 0 | 0 | 0 | 0 | 1 | 10 | 2 |  |  | 0 | 0 | 0 | 0 | 0 | 0 | 0 | 0 | 0 | 1 | 10 | 2
PG&E GBA | Crow Creek | 60 | 0 | 0 | 0 | 0 | 0 | 0 | 0 | 0 | 0 | 1 | 10 | 2 |  |  | 0 | 0 | 0 | 0 | 0 | 0 | 0 | 0 | 0 | 1 | 10 | 2
PG&E GBA | Crows Landing | 60 | 0 | 0 | 0 | 0 | 0 | 0 | 0 | 0 | 0 | 1 | 10 | 2 |  |  | 0 | 0 | 0 | 0 | 0 | 0 | 0 | 0 | 0 | 1 | 10 | 2
PG&E GBA | Curtis | 115 | 0 | 0 | 0 | 0 | 0 | 0 | 0 | 0 | 0 | 1 | 10 | 2 |  |  | 0 | 0 | 0 | 0 | 0 | 0 | 0 | 0 | 0 | 1 | 10 | 2
PG&E FRESNO | Dairyland | 115 | 0 | 0 | 0 | 0 | 0 | 0 | 0 | 0 | 0 | 1 | 10 | 2 |  |  | 0 | 0 | 0 | 0 | 0 | 0 | 0 | 0 | 0 | 1 | 10 | 2
PG&E NGBA | Davis | 115 | 0 | 0 | 0 | 0 | 100 | 100 | 0 | 1 | 0 | 1 | 10 | 2 |  |  | 0 | 0 | 0 | 0 | 100 | 100 | 0 | 1 | 0 | 1 | 10 | 2
SCE Metro | Del Amo | 500 | 0 | 0 | 0 | 0 | 0 | 0 | 0 | 0 | 0 | 1 | 10 | 2 |  |  | 0 | 0 | 0 | 0 | 0 | 0 | 0 | 0 | 0 | 1 | 10 | 2
SCE Metro | Del Amo | 230 | 0 | 0 | 0 | 0 | 0 | 0 | 0 | 0 | 0 | 1 | 10 | 2 |  |  | 0 | 0 | 0 | 0 | 0 | 0 | 0 | 0 | 0 | 1 | 10 | 2
SCE Eastern | Delaney | 500 | 0 | 0 | 0 | 0 | 1860 | 1860 | 0 | 1 | 0 | 1 | 10 | 1 |  |  | 0 | 0 | 0 | 0 | 1860 | 1860 | 0 | 1 | 0 | 1 | 10 | 1
PG&E NGBA | Delevan | 230 | 0 | 0 | 0 | 0 | 0 | 0 | 0 | 0 | 0 | 1 | 10 | 2 |  |  | 0 | 0 | 0 | 0 | 0 | 0 | 0 | 0 | 0 | 1 | 10 | 2
PG&E GBA | Delta PP | 230 | 0 | 0 | 0 | 0 | 0 | 0 | 0 | 0 | 0 | 1 | 10 | 2 |  |  | 0 | 0 | 0 | 0 | 0 | 0 | 0 | 0 | 0 | 1 | 10 | 2
EOP | Desert View | 230 | 0 | 0 | 0 | 0 | 0 | 0 | 0 | 0 | 0 | 1 | 10 | 2 |  |  | 0 | 0 | 0 | 0 | 0 | 0 | 0 | 0 | 0 | 1 | 10 | 2
SCE Eastern | Devers | 230 | 0 | 0 | 0 | 300 | 0 | 300 | 0 | 1 | 30 | 4 | 10 | 2 |  |  | 0 | 0 | 0 | 300 | 0 | 300 | 0 | 1 | 30 | 4 | 10 | 2
SCE Eastern | Devers | 500 | 0 | 0 | 0 | 0 | 0 | 0 | 0 | 0 | 0 | 1 | 10 | 2 |  |  | 0 | 0 | 0 | 0 | 0 | 0 | 0 | 0 | 30 | 4 | 10 | 2
PG&E KERN | Diablo Canyon | 230 | 0 | 0 | 0 | 0 | 0 | 0 | 0 | 0 | 0 | 1 | 10 | 2 |  |  | 0 | 0 | 0 | 0 | 0 | 0 | 0 | 0 | 0 | 1 | 10 | 2
PG&E KERN | Diablo Canyon | 500 | 0 | 0 | 0 | 0 | 0 | 0 | 0 | 0 | 0 | 1 | 10 | 2 |  |  | 0 | 0 | 0 | 0 | 0 | 0 | 0 | 0 | 0 | 1 | 10 | 2
PG&E KERN | Divide | 115 | 0 | 0 | 0 | 0 | 0 | 0 | 0 | 0 | 10 | 1 | 10 | 2 |  |  | 0 | 0 | 0 | 0 | 0 | 0 | 0 | 0 | 10 | 1 | 10 | 2
PG&E GBA | Dixon Landing | 115 | 0 | 0 | 0 | 0 | 0 | 0 | 23 | 1 | 0 | 1 | 10 | 2 |  |  | 0 | 0 | 0 | 0 | 0 | 0 | 23 | 1 | 0 | 1 | 10 | 2
PG&E FRESNO | Dos Amigos | 230 | 0 | 0 | 0 | 0 | 0 | 0 | 10 | 1 | 0 | 1 | 10 | 2 |  |  | 0 | 0 | 0 | 632 | 0 | 632 | 10 | 1 | 0 | 1 | 10 | 1
PG&E NGBA | Drum | 115 | 0 | 0 | 0 | 0 | 0 | 0 | 0 | 0 | 0 | 1 | 10 | 2 |  |  | 0 | 0 | 0 | 0 | 0 | 0 | 0 | 0 | 0 | 1 | 10 | 2
PG&E GBA | Dumbarton | 115 | 0 | 0 | 0 | 0 | 0 | 0 | 0 | 0 | 0 | 1 | 10 | 2 |  |  | 0 | 0 | 0 | 0 | 0 | 0 | 0 | 0 | 0 | 1 | 10 | 2
SCE NOL | Dunn Siding | 115 | 0 | 0 | 0 | 0 | 0 | 0 | 0 | 0 | 0 | 1 | 10 | 2 |  |  | 0 | 0 | 0 | 0 | 0 | 0 | 0 | 0 | 0 | 1 | 10 | 2
SCE Eastern | Eagle Mountain | 230 | 0 | 0 | 0 | 0 | 0 | 0 | 0 | 0 | 0 | 1 | 10 | 2 |  |  | 0 | 0 | 0 | 0 | 0 | 0 | 0 | 0 | 0 | 1 | 10 | 2
PG&E NGBA | Eagle Rock (PGE) | 60 | 0 | 0 | 0 | 0 | 0 | 0 | 0 | 0 | 0 | 1 | 10 | 2 |  |  | 0 | 0 | 0 | 0 | 0 | 0 | 0 | 0 | 15 | 2 | 10 | 2
PG&E NGBA | Eagle Rock (PGE) | 115 | 0 | 0 | 0 | 0 | 0 | 0 | 0 | 0 | 15 | 2 | 10 | 2 | 15 | 2 | 0 | 0 | 0 | 0 | 0 | 0 | 0 | 0 | 15 | 2 | 10 | 2 | 15 | 2
SCE Metro | Eagle Rock (SCE) | 230 | 0 | 0 | 0 | 0 | 0 | 0 | 0 | 0 | 10 | 1 | 10 | 2 |  |  | 0 | 0 | 0 | 0 | 0 | 0 | 0 | 0 | 10 | 1 | 10 | 2
PG&E NGBA | East Marysville | 115 | 0 | 0 | 0 | 0 | 0 | 0 | 0 | 0 | 0 | 1 | 10 | 2 |  |  | 0 | 0 | 0 | 0 | 0 | 0 | 0 | 0 | 0 | 1 | 10 | 2
PG&E NGBA | East Nicolaus | 115 | 0 | 0 | 0 | 0 | 0 | 0 | 0 | 0 | 0 | 1 | 10 | 2 |  |  | 0 | 0 | 0 | 0 | 0 | 0 | 0 | 0 | 0 | 1 | 10 | 2
PG&E NGBA | East Nicolaus | 60 | 0 | 0 | 0 | 0 | 0 | 0 | 0 | 0 | 0 | 1 | 10 | 2 |  |  | 0 | 0 | 0 | 0 | 0 | 0 | 0 | 0 | 0 | 1 | 10 | 2
PG&E GBA | Eastshore | 115 | 0 | 0 | 0 | 0 | 0 | 0 | 0 | 0 | 0 | 1 | 10 | 2 |  |  | 0 | 0 | 0 | 0 | 0 | 0 | 0 | 0 | 30 | 4 | 10 | 2
PG&E GBA | Eastshore | 230 | 0 | 0 | 0 | 0 | 0 | 0 | 0 | 0 | 0 | 1 | 10 | 2 |  |  | 0 | 0 | 0 | 0 | 0 | 0 | 0 | 0 | 30 | 4 | 10 | 2
SDGE | ECO | 138 | 0 | 0 | 0 | 0 | 0 | 0 | 0 | 0 | 20 | 3 | 10 | 2 |  |  | 0 | 0 | 0 | 0 | 100 | 100 | 0 | 1 | 20 | 3 | 10 | 2
SDGE | ECO | 230 | 0 | 0 | 0 | 0 | 0 | 0 | 0 | 0 | 20 | 3 | 10 | 2 |  |  | 0 | 0 | 0 | 0 | 0 | 0 | 0 | 0 | 20 | 3 | 10 | 2
SDGE | ECO | 500 | 0 | 0 | 0 | 0 | 0 | 0 | 0 | 0 | 20 | 3 | 10 | 2 |  |  | 0 | 0 | 0 | 0 | 0 | 0 | 0 | 0 | 20 | 3 | 10 | 2
PG&E GBA | Edenvale | 115 | 0 | 0 | 0 | 0 | 0 | 0 | 0 | 0 | 0 | 1 | 10 | 2 |  |  | 0 | 0 | 0 | 0 | 0 | 0 | 0 | 0 | 0 | 1 | 10 | 2
PG&E GBA | Edes | 115 | 0 | 0 | 0 | 0 | 0 | 0 | 0 | 0 | 0 | 1 | 10 | 2 |  |  | 0 | 0 | 0 | 0 | 0 | 0 | 0 | 0 | 0 | 1 | 10 | 2
PG&E GBA | Eight Mile | 230 | 0 | 0 | 0 | 0 | 1100 | 1100 | 0 | 1 | 0 | 1 | 10 | 1 |  |  | 0 | 0 | 0 | 0 | 1100 | 1100 | 0 | 1 | 0 | 1 | 10 | 1
SDGE | El Cajon | 69 | 0 | 0 | 0 | 0 | 0 | 0 | 0 | 0 | 0 | 1 | 10 | 2 |  |  | 0 | 0 | 0 | 0 | 0 | 0 | 0 | 0 | 0 | 1 | 10 | 2
SCE Eastern | El Casco | 230 | 0 | 0 | 0 | 0 | 0 | 0 | 0 | 0 | 0 | 1 | 10 | 2 |  |  | 0 | 0 | 0 | 0 | 0 | 0 | 0 | 0 | 0 | 1 | 10 | 2
PG&E GBA | El Cerrito G | 115 | 0 | 0 | 0 | 0 | 0 | 0 | 0 | 0 | 0 | 1 | 10 | 2 |  |  | 0 | 0 | 0 | 0 | 0 | 0 | 0 | 0 | 0 | 1 | 10 | 2
PG&E NGBA | El Dorado PH | 115 | 0 | 0 | 0 | 0 | 0 | 0 | 0 | 0 | 0 | 1 | 10 | 2 |  |  | 0 | 0 | 0 | 0 | 0 | 0 | 0 | 0 | 0 | 1 | 10 | 2
PG&E FRESNO | El Nido (PGE) | 115 | 0 | 0 | 0 | 0 | 0 | 0 | 10 | 1 | 0 | 1 | 10 | 2 |  |  | 0 | 0 | 0 | 0 | 0 | 0 | 10 | 1 | 0 | 1 | 10 | 2
SCE Metro | El Nido (SCE) | 230 | 0 | 0 | 0 | 0 | 0 | 0 | 0 | 0 | 0 | 1 | 10 | 2 |  |  | 0 | 0 | 0 | 0 | 0 | 0 | 0 | 0 | 0 | 1 | 10 | 2
PG&E GBA | El Patio | 115 | 0 | 0 | 0 | 0 | 0 | 0 | 0 | 0 | 0 | 1 | 10 | 2 |  |  | 0 | 0 | 0 | 0 | 0 | 0 | 0 | 0 | 0 | 1 | 10 | 2
SCE Metro | El Segundo | 230 | 0 | 0 | 0 | 0 | 0 | 0 | 0 | 0 | 0 | 1 | 10 | 2 |  |  | 0 | 0 | 0 | 0 | 0 | 0 | 0 | 0 | 0 | 1 | 10 | 2
EOP | Eldorado | 230 | 0 | 0 | 0 | 0 | 0 | 0 | 427 | 1 | 0 | 1 | 10 | 2 | N/A | N/A | 0 | 0 | 0 | 0 | 0 | 0 | 427 | 1 | 0 | 1 | 10 | 2 | N/A | N/A
EOP | Eldorado | 500 | 0 | 0 | 0 | 0 | 0 | 0 | 741 | 1 | 0 | 1 | 10 | 2 |  |  | 0 | 0 | 0 | 0 | 0 | 0 | 741 | 1 | 0 | 1 | 10 | 2
SCE Northern | Elizabeth Lake | 66 | 0 | 0 | 0 | 0 | 0 | 0 | 0 | 0 | 0 | 1 | 10 | 2 |  |  | 0 | 0 | 0 | 0 | 0 | 0 | 0 | 0 | 0 | 1 | 10 | 2
PG&E KERN | Elk Hills | 230 | 0 | 0 | 0 | 0 | 0 | 0 | 0 | 0 | 0 | 1 | 10 | 2 |  |  | 0 | 0 | 0 | 0 | 0 | 0 | 0 | 0 | 0 | 1 | 10 | 2
SDGE | Elliot | 69 | 0 | 0 | 0 | 0 | 0 | 0 | 0 | 0 | 0 | 1 | 10 | 2 |  |  | 0 | 0 | 0 | 0 | 0 | 0 | 0 | 0 | 0 | 1 | 10 | 2
SCE Metro | Ellis | 230 | 0 | 0 | 0 | 0 | 0 | 0 | 0 | 0 | 0 | 1 | 10 | 2 |  |  | 0 | 0 | 0 | 0 | 0 | 0 | 0 | 0 | 0 | 1 | 10 | 2
SDGE | Encina | 138 | 0 | 0 | 0 | 0 | 0 | 0 | 0 | 0 | 0 | 1 | 10 | 2 |  |  | 0 | 0 | 0 | 0 | 0 | 0 | 0 | 0 | 10 | 1 | 10 | 2
SDGE | Encina | 230 | 0 | 0 | 0 | 0 | 0 | 0 | 0 | 0 | 10 | 1 | 10 | 2 |  |  | 0 | 0 | 0 | 0 | 0 | 0 | 0 | 0 | 10 | 1 | 10 | 2
SDGE | Escondido | 230 | 0 | 0 | 0 | 0 | 0 | 0 | 0 | 0 | 0 | 1 | 10 | 2 |  |  | 0 | 0 | 0 | 0 | 0 | 0 | 0 | 0 | 0 | 1 | 10 | 2
SDGE | Escondido | 69 | 0 | 0 | 0 | 0 | 0 | 0 | 0 | 0 | 0 | 1 | 10 | 2 |  |  | 0 | 0 | 0 | 0 | 0 | 0 | 0 | 0 | 0 | 1 | 10 | 2
PG&E KERN | Estrella | 230 | 0 | 0 | 0 | 0 | 0 | 0 | 0 | 0 | 0 | 1 | 10 | 2 |  |  | 0 | 0 | 0 | 0 | 0 | 0 | 0 | 0 | 0 | 1 | 10 | 2
SCE Eastern | Etiwanda | 230 | 0 | 0 | 0 | 500 | 0 | 500 | 0 | 1 | 0 | 1 | 10 | 1 |  |  | 0 | 0 | 0 | 500 | 0 | 500 | 0 | 1 | 0 | 1 | 10 | 1
PG&E GBA | Evergreen | 115 | 0 | 0 | 0 | 0 | 0 | 0 | 0 | 0 | 0 | 1 | 10 | 2 |  |  | 0 | 0 | 0 | 0 | 0 | 0 | 0 | 0 | 0 | 1 | 10 | 2
PG&E GBA | Evergreen | 60 | 0 | 0 | 0 | 0 | 0 | 0 | 0 | 0 | 0 | 1 | 10 | 2 |  |  | 0 | 0 | 0 | 0 | 0 | 0 | 0 | 0 | 0 | 1 | 10 | 2
PG&E FRESNO | Excelsior | 115 | 0 | 0 | 0 | 0 | 0 | 0 | 0 | 0 | 0 | 1 | 10 | 2 |  |  | 0 | 0 | 0 | 0 | 0 | 0 | 0 | 0 | 0 | 1 | 10 | 2
PG&E FRESNO | Exchequer | 115 | 0 | 0 | 0 | 0 | 0 | 0 | 0 | 0 | 0 | 1 | 10 | 2 |  |  | 0 | 0 | 0 | 0 | 0 | 0 | 0 | 0 | 0 | 1 | 10 | 2
PG&E KERN | Fairway | 115 | 0 | 0 | 0 | 0 | 0 | 0 | 0 | 0 | 0 | 1 | 10 | 2 |  |  | 0 | 0 | 0 | 0 | 0 | 0 | 0 | 0 | 0 | 1 | 10 | 2
PG&E KERN | Famoso | 115 | 0 | 0 | 0 | 0 | 0 | 0 | 0 | 0 | 0 | 1 | 10 | 2 |  |  | 0 | 0 | 0 | 0 | 0 | 0 | 0 | 0 | 0 | 1 | 10 | 2
PG&E NGBA | Fern Road | 500 | 0 | 0 | 0 | 0 | 0 | 0 | 0 | 0 | 0 | 1 | 10 | 2 |  |  | 0 | 0 | 0 | 0 | 0 | 0 | 0 | 0 | 30 | 4 | 10 | 2
PG&E GBA | Fibreboard (SPI Sonora) | 115 | 0 | 0 | 0 | 0 | 0 | 0 | 0 | 0 | 15 | 2 | 10 | 2 |  |  | 0 | 0 | 0 | 0 | 0 | 0 | 0 | 0 | 15 | 2 | 10 | 2
PG&E FRESNO | Figarden | 230 | 0 | 0 | 0 | 0 | 0 | 0 | 0 | 0 | 0 | 1 | 10 | 2 |  |  | 0 | 0 | 0 | 0 | 0 | 0 | 0 | 0 | 0 | 1 | 10 | 2
PG&E FRESNO | Fink | 230 | 0 | 0 | 0 | 0 | 0 | 0 | 70 | 1 | 0 | 1 | 10 | 2 |  |  | 0 | 0 | 0 | 534 | 0 | 534 | 70 | 1 | 0 | 1 | 10 | 1
PG&E NGBA | Fitch Mountain | 60 | 0 | 0 | 0 | 0 | 0 | 0 | 0 | 0 | 0 | 1 | 10 | 2 |  |  | 0 | 0 | 0 | 0 | 0 | 0 | 0 | 0 | 0 | 1 | 10 | 2
PG&E GBA | FMC | 115 | 0 | 0 | 0 | 0 | 0 | 0 | 0 | 0 | 0 | 1 | 10 | 2 |  |  | 0 | 0 | 0 | 0 | 0 | 0 | 0 | 0 | 0 | 1 | 10 | 2
PG&E GBA | Fremont | 115 | 0 | 0 | 0 | 0 | 0 | 0 | 0 | 0 | 0 | 1 | 10 | 2 |  |  | 0 | 0 | 0 | 0 | 0 | 0 | 0 | 0 | 0 | 1 | 10 | 2
PG&E GBA | French Camp | 60 | 0 | 0 | 0 | 0 | 0 | 0 | 0 | 0 | 0 | 1 | 10 | 2 |  |  | 0 | 0 | 0 | 0 | 0 | 0 | 0 | 0 | 0 | 1 | 10 | 2
PG&E GBA | Frogtown | 115 | 0 | 0 | 0 | 0 | 0 | 0 | 0 | 0 | 0 | 1 | 10 | 2 |  |  | 0 | 0 | 0 | 0 | 0 | 0 | 0 | 0 | 0 | 1 | 10 | 2
PG&E NGBA | Fulton | 115 | 0 | 0 | 0 | 0 | 0 | 0 | 0 | 0 | 0 | 1 | 10 | 2 |  |  | 0 | 0 | 0 | 0 | 0 | 0 | 0 | 0 | 0 | 1 | 10 | 2
PG&E NGBA | Fulton | 230 | 0 | 0 | 0 | 0 | 0 | 0 | 0 | 0 | 0 | 1 | 10 | 2 | 15 | 2 | 0 | 0 | 0 | 0 | 0 | 0 | 0 | 0 | 0 | 1 | 10 | 2 | 15 | 2
PG&E NGBA | Fulton | 60 | 0 | 0 | 0 | 0 | 0 | 0 | 0 | 0 | 0 | 1 | 10 | 2 |  |  | 0 | 0 | 0 | 0 | 0 | 0 | 0 | 0 | 0 | 1 | 10 | 2
PG&E KERN | Ganso | 115 | 0 | 0 | 0 | 0 | 0 | 0 | 0 | 0 | 0 | 1 | 10 | 2 |  |  | 0 | 0 | 0 | 0 | 0 | 0 | 0 | 0 | 0 | 1 | 10 | 2
PG&E FRESNO | Gates | 230 | 0 | 0 | 0 | 0 | 0 | 0 | 0 | 0 | 0 | 1 | 10 | 2 |  |  | 0 | 0 | 0 | 0 | 0 | 0 | 0 | 0 | 0 | 1 | 10 | 2
PG&E FRESNO | Gates | 500 | 0 | 0 | 0 | 0 | 0 | 0 | 0 | 0 | 0 | 1 | 10 | 2 |  |  | 0 | 0 | 0 | 0 | 0 | 0 | 0 | 0 | 0 | 1 | 10 | 2
PG&E NGBA | Geysers 12 | 230 | 0 | 0 | 0 | 0 | 0 | 0 | 0 | 0 | 0 | 1 | 10 | 2 |  |  | 0 | 0 | 0 | 0 | 0 | 0 | 0 | 0 | 0 | 1 | 10 | 2
PG&E NGBA | Geysers 17 | 230 | 0 | 0 | 0 | 0 | 0 | 0 | 0 | 0 | 0 | 1 | 10 | 2 | 15 | 2 | 0 | 0 | 0 | 0 | 0 | 0 | 0 | 0 | 0 | 1 | 10 | 2 | 15 | 2
PG&E NGBA | Geysers 3 | 115 | 0 | 0 | 0 | 0 | 0 | 0 | 0 | 0 | 0 | 1 | 10 | 2 |  |  | 0 | 0 | 0 | 0 | 0 | 0 | 0 | 0 | 0 | 1 | 10 | 2
PG&E NGBA | Glenn | 230 | 0 | 0 | 0 | 0 | 0 | 0 | 0 | 0 | 10 | 1 | 10 | 2 |  |  | 0 | 0 | 0 | 0 | 0 | 0 | 0 | 0 | 10 | 1 | 10 | 2
PG&E NGBA | Glenn | 60 | 0 | 0 | 0 | 0 | 0 | 0 | 0 | 0 | 0 | 1 | 10 | 2 |  |  | 0 | 0 | 0 | 0 | 0 | 0 | 0 | 0 | 10 | 1 | 10 | 2
PG&E NGBA | Gold Hill | 115 | 0 | 0 | 0 | 0 | 0 | 0 | 0 | 0 | 0 | 1 | 10 | 2 |  |  | 0 | 0 | 0 | 0 | 0 | 0 | 0 | 0 | 10 | 1 | 10 | 2
PG&E NGBA | Gold Hill | 230 | 0 | 0 | 0 | 0 | 0 | 0 | 0 | 0 | 10 | 1 | 10 | 2 |  |  | 0 | 0 | 0 | 0 | 0 | 0 | 0 | 0 | 10 | 1 | 10 | 2
SCE Northern | Goleta | 230 | 0 | 0 | 0 | 0 | 0 | 0 | 0 | 0 | 0 | 1 | 10 | 2 |  |  | 0 | 0 | 0 | 0 | 0 | 0 | 0 | 0 | 0 | 1 | 10 | 2
SCE Metro | Goodrich | 230 | 0 | 0 | 0 | 0 | 0 | 0 | 0 | 0 | 0 | 1 | 10 | 2 |  |  | 0 | 0 | 0 | 0 | 0 | 0 | 0 | 0 | 0 | 1 | 10 | 2
PG&E KERN | Goose Lake | 115 | 0 | 0 | 0 | 0 | 0 | 0 | 0 | 0 | 0 | 1 | 10 | 2 |  |  | 0 | 0 | 0 | 0 | 0 | 0 | 0 | 0 | 0 | 1 | 10 | 2
SCE Metro | Gould | 230 | 0 | 0 | 0 | 0 | 0 | 0 | 0 | 0 | 0 | 1 | 10 | 2 |  |  | 0 | 0 | 0 | 0 | 0 | 0 | 0 | 0 | 0 | 1 | 10 | 2
PG&E NGBA | Grand Island | 115 | 0 | 0 | 0 | 0 | 0 | 0 | 0 | 0 | 0 | 1 | 10 | 2 |  |  | 0 | 0 | 0 | 0 | 0 | 0 | 0 | 0 | 0 | 1 | 10 | 2
SDGE | Granite | 69 | 0 | 0 | 0 | 0 | 0 | 0 | 0 | 0 | 0 | 1 | 10 | 2 |  |  | 0 | 0 | 0 | 0 | 0 | 0 | 0 | 0 | 0 | 1 | 10 | 2
PG&E GBA | Grant | 115 | 0 | 0 | 0 | 0 | 0 | 0 | 0 | 0 | 0 | 1 | 10 | 2 |  |  | 0 | 0 | 0 | 0 | 0 | 0 | 0 | 0 | 0 | 1 | 10 | 2
PG&E GBA | Green Valley | 115 | 0 | 0 | 0 | 0 | 0 | 0 | 0 | 0 | 0 | 1 | 10 | 2 |  |  | 0 | 0 | 0 | 0 | 0 | 0 | 0 | 0 | 0 | 1 | 10 | 2
PG&E NGBA | Greenleaf 1 | 115 | 0 | 0 | 0 | 0 | 0 | 0 | 0 | 0 | 0 | 1 | 10 | 2 |  |  | 0 | 0 | 0 | 0 | 0 | 0 | 0 | 0 | 0 | 1 | 10 | 2
PG&E FRESNO | Gregg | 230 | 0 | 0 | 0 | 0 | 0 | 0 | 0 | 0 | 10 | 1 | 10 | 2 |  |  | 0 | 0 | 0 | 0 | 0 | 0 | 0 | 0 | 10 | 1 | 10 | 2
PG&E FRESNO | Grimmway-Malaga | 115 | 0 | 0 | 0 | 0 | 0 | 0 | 0 | 0 | 0 | 1 | 10 | 2 |  |  | 0 | 0 | 0 | 0 | 0 | 0 | 0 | 0 | 0 | 1 | 10 | 2
PG&E NGBA | Grizzly | 230 | 0 | 0 | 0 | 0 | 0 | 0 | 0 | 0 | 15 | 2 | 10 | 2 |  |  | 0 | 0 | 0 | 0 | 0 | 0 | 0 | 0 | 15 | 2 | 10 | 2
PG&E FRESNO | Guernsey | 70 | 0 | 0 | 0 | 0 | 0 | 0 | 0 | 0 | 0 | 1 | 10 | 2 |  |  | 0 | 0 | 0 | 0 | 0 | 0 | 0 | 0 | 0 | 1 | 10 | 2
PG&E FRESNO | GWF Hanford | 115 | 0 | 0 | 0 | 0 | 0 | 0 | 0 | 0 | 0 | 1 | 10 | 2 |  |  | 0 | 0 | 0 | 0 | 0 | 0 | 0 | 0 | 0 | 1 | 10 | 2
PG&E FRESNO | Haas | 230 | 0 | 0 | 0 | 0 | 0 | 0 | 0 | 0 | 0 | 1 | 10 | 2 |  |  | 0 | 0 | 0 | 0 | 0 | 0 | 0 | 0 | 0 | 1 | 10 | 2
PG&E FRESNO | Hammonds | 115 | 0 | 0 | 0 | 100 | 0 | 100 | 0 | 1 | 0 | 1 | 10 | 2 |  |  | 0 | 0 | 0 | 100 | 0 | 100 | 0 | 1 | 0 | 1 | 10 | 2
SCE Metro | HarborGen | 230 | 0 | 0 | 0 | 0 | 0 | 0 | 0 | 0 | 0 | 1 | 10 | 2 |  |  | 0 | 0 | 0 | 0 | 0 | 0 | 0 | 0 | 0 | 1 | 10 | 2
PG&E NGBA | Harris | 60 | 0 | 0 | 0 | 0 | 0 | 0 | 0 | 0 | 0 | 1 | 10 | 2 |  |  | 0 | 0 | 0 | 0 | 0 | 0 | 0 | 0 | 0 | 1 | 10 | 2
EOP | Harry Allen | 500 | 0 | 0 | 0 | 0 | 301.2 | 301.2 | 0 | 1 | 0 | 1 | 10 | 2 |  |  | 0 | 0 | 0 | 0 | 301.2 | 301.2 | 0 | 1 | 0 | 1 | 10 | 2
PG&E NGBA | Hartley | 60 | 0 | 0 | 0 | 0 | 0 | 0 | 0 | 0 | 10 | 1 | 10 | 2 |  |  | 0 | 0 | 0 | 0 | 0 | 0 | 0 | 0 | 10 | 1 | 10 | 2
SCE NOL | Harvard | 115 | 0 | 0 | 0 | 0 | 0 | 0 | 0 | 0 | 0 | 1 | 10 | 2 |  |  | 0 | 0 | 0 | 0 | 0 | 0 | 0 | 0 | 0 | 1 | 10 | 2
SDGE | Hassayampa | 500 | 0 | 0 | 0 | 3634.5 | 1915 | 5549.5 | 0 | 1 | 0 | 1 | 10 | 1 |  |  | 0 | 0 | 0 | 3634.5 | 2415 | 6049.5 | 0 | 1 | 0 | 1 | 10 | 1
PG&E FRESNO | Helm | 230 | 0 | 0 | 0 | 0 | 0 | 0 | 0 | 0 | 0 | 1 | 10 | 2 |  |  | 0 | 0 | 0 | 749 | 0 | 749 | 0 | 1 | 0 | 1 | 10 | 1
PG&E FRESNO | Helm | 70 | 0 | 0 | 0 | 0 | 0 | 0 | 0 | 0 | 0 | 1 | 10 | 2 |  |  | 0 | 0 | 0 | 0 | 0 | 0 | 0 | 0 | 0 | 1 | 10 | 2
PG&E FRESNO | Henrietta | 115 | 0 | 0 | 0 | 0 | 0 | 0 | 0 | 0 | 0 | 1 | 10 | 2 |  |  | 0 | 0 | 0 | 0 | 0 | 0 | 0 | 0 | 0 | 1 | 10 | 2
PG&E FRESNO | Henrietta | 230 | 0 | 0 | 0 | 0 | 0 | 0 | 0 | 0 | 0 | 1 | 10 | 2 |  |  | 0 | 0 | 0 | 1186 | 0 | 1186 | 0 | 1 | 0 | 1 | 10 | 1
PG&E FRESNO | Henrietta | 70 | 0 | 0 | 0 | 0 | 0 | 0 | 0 | 0 | 0 | 1 | 10 | 2 |  |  | 0 | 0 | 0 | 0 | 0 | 0 | 0 | 0 | 0 | 1 | 10 | 2
PG&E FRESNO | Herndon | 115 | 0 | 0 | 0 | 0 | 0 | 0 | 0 | 0 | 0 | 1 | 10 | 2 |  |  | 0 | 0 | 0 | 0 | 0 | 0 | 0 | 0 | 0 | 1 | 10 | 2
PG&E FRESNO | Herndon | 230 | 0 | 0 | 0 | 0 | 0 | 0 | 0 | 0 | 0 | 1 | 10 | 2 |  |  | 0 | 0 | 0 | 0 | 0 | 0 | 0 | 0 | 0 | 1 | 10 | 2
PG&E GBA | Hicks | 230 | 0 | 0 | 0 | 0 | 0 | 0 | 0 | 0 | 0 | 1 | 10 | 2 |  |  | 0 | 0 | 0 | 106 | 0 | 106 | 0 | 1 | 0 | 1 | 10 | 2
PG&E NGBA | Higgins | 115 | 0 | 0 | 0 | 0 | 0 | 0 | 0 | 0 | 0 | 1 | 10 | 2 |  |  | 0 | 0 | 0 | 0 | 0 | 0 | 0 | 0 | 0 | 1 | 10 | 2
PG&E NGBA | Hilltop | 345 | 0 | 0 | 0 | 0 | 0 | 0 | 159 | 1 | 20 | 3 | 10 | 2 |  |  | 0 | 0 | 0 | 0 | 0 | 0 | 159 | 1 | 20 | 3 | 10 | 2
SCE Metro | Hinson | 230 | 0 | 0 | 0 | 0 | 0 | 0 | 0 | 0 | 0 | 1 | 10 | 2 |  |  | 0 | 0 | 0 | 0 | 0 | 0 | 0 | 0 | 0 | 1 | 10 | 2
PG&E GBA | Hollister | 115 | 0 | 0 | 0 | 0 | 0 | 0 | 164 | 1 | 0 | 1 | 10 | 2 |  |  | 0 | 0 | 0 | 0 | 0 | 0 | 164 | 1 | 0 | 1 | 10 | 2
PG&E NGBA | Homestake | 115 | 0 | 0 | 0 | 0 | 0 | 0 | 0 | 0 | 0 | 1 | 10 | 2 |  |  | 0 | 0 | 0 | 0 | 0 | 0 | 0 | 0 | 0 | 1 | 10 | 2
PG&E NGBA | Honcut | 115 | 0 | 0 | 0 | 0 | 0 | 0 | 0 | 0 | 0 | 1 | 10 | 2 |  |  | 0 | 0 | 0 | 0 | 0 | 0 | 0 | 0 | 0 | 1 | 10 | 2
SDGE | Hoodoo Wash | 500 | 0 | 0 | 0 | 0 | 4814 | 4814 | 0 | 1 | 0 | 1 | 10 | 1 |  |  | 0 | 0 | 0 | 303 | 5314 | 5617 | 0 | 1 | 0 | 1 | 10 | 1
PG&E NGBA | Hopland | 115 | 0 | 0 | 0 | 0 | 0 | 0 | 0 | 0 | 0 | 1 | 10 | 2 |  |  | 0 | 0 | 0 | 0 | 0 | 0 | 0 | 0 | 0 | 1 | 10 | 2
PG&E NGBA | Hopland | 60 | 0 | 0 | 0 | 0 | 0 | 0 | 0 | 0 | 0 | 1 | 10 | 2 |  |  | 0 | 0 | 0 | 0 | 0 | 0 | 0 | 0 | 0 | 1 | 10 | 2
PG&E NGBA | Humboldt | 115 | 0 | 0 | 0 | 0 | 0 | 0 | 0 | 0 | 0 | 1 | 10 | 2 |  |  | 0 | 0 | 0 | 0 | 0 | 0 | 0 | 0 | 30 | 4 | 10 | 2
PG&E NGBA | Humboldt | 60 | 0 | 0 | 0 | 0 | 0 | 0 | 0 | 0 | 0 | 1 | 10 | 2 |  |  | 0 | 0 | 0 | 0 | 0 | 0 | 0 | 0 | 30 | 4 | 10 | 2
PG&E NGBA | Humboldt | 500 | 0 | 0 | 0 | 0 | 457.3 | 457.3 | 0 | 1 | 0 | 1 | 10 | 1 |  |  | 100 | 0 | 100 | 0 | 457.3 | 457.3 | 0 | 1 | 30 | 4 | 10 | 1
SCE Metro | Huntington Beach | 230 | 0 | 0 | 0 | 0 | 0 | 0 | 0 | 0 | 0 | 1 | 10 | 2 |  |  | 0 | 0 | 0 | 0 | 0 | 0 | 0 | 0 | 0 | 1 | 10 | 2
PG&E NGBA | Ignacio | 115 | 0 | 0 | 0 | 0 | 0 | 0 | 0 | 0 | 0 | 1 | 10 | 2 |  |  | 0 | 0 | 0 | 0 | 0 | 0 | 0 | 0 | 0 | 1 | 10 | 2
PG&E NGBA | Ignacio | 230 | 0 | 0 | 0 | 0 | 0 | 0 | 0 | 0 | 0 | 1 | 10 | 2 |  |  | 0 | 0 | 0 | 0 | 0 | 0 | 0 | 0 | 0 | 1 | 10 | 2
PG&E NGBA | Ignacio | 60 | 0 | 0 | 0 | 0 | 0 | 0 | 0 | 0 | 0 | 1 | 10 | 2 |  |  | 0 | 0 | 0 | 0 | 0 | 0 | 0 | 0 | 0 | 1 | 10 | 2
SDGE | Imperial Beach | 69 | 0 | 0 | 0 | 0 | 0 | 0 | 0 | 0 | 0 | 1 | 10 | 2 |  |  | 0 | 0 | 0 | 0 | 0 | 0 | 0 | 0 | 0 | 1 | 10 | 2
SDGE | Imperial Valley | 230 | 0 | 0 | 0 | 500 | 0 | 500 | 975 | 1 | 0 | 1 | 5 | 1 | 10 | 1 | 0 | 0 | 0 | 500 | 0 | 500 | 975 | 1 | 30 | 4 | 5 | 1 | 10 | 1
SDGE | Imperial Valley | 500 | 0 | 0 | 0 | 0 | 0 | 0 | 0 | 0 | 30 | 4 | 10 | 2 |  |  | 0 | 0 | 0 | 250 | 250 | 500 | 0 | 1 | 30 | 4 | 10 | 1
EOP | Innovation | 138 | 0 | 0 | 0 | 0 | 0 | 0 | 0 | 0 | 0 | 1 | 10 | 2 |  |  | 0 | 0 | 0 | 0 | 0 | 0 | 0 | 0 | 0 | 1 | 10 | 2
EOP | Innovation | 230 | 0 | 0 | 0 | 0 | 0 | 0 | 0 | 0 | 0 | 1 | 5 | 1 |  |  | 0 | 0 | 0 | 0 | 0 | 0 | 0 | 0 | 0 | 1 | 5 | 1
SCE NOL | Inyokern | 115 | 0 | 0 | 0 | 0 | 0 | 0 | 116 | 1 | 0 | 1 | 10 | 2 |  |  | 0 | 0 | 0 | 0 | 0 | 0 | 116 | 1 | 0 | 1 | 10 | 2
EOP | IS Tap | 138 | 0 | 0 | 0 | 0 | 0 | 0 | 0 | 0 | 0 | 1 | 10 | 2 |  |  | 0 | 0 | 0 | 0 | 0 | 0 | 0 | 0 | 0 | 1 | 10 | 2
EOP | Ivanpah | 115 | 0 | 0 | 0 | 0 | 0 | 0 | 0 | 0 | 0 | 1 | 10 | 2 |  |  | 0 | 0 | 0 | 0 | 0 | 0 | 0 | 0 | 0 | 1 | 10 | 2
EOP | Ivanpah | 230 | 0 | 0 | 0 | 0 | 0 | 0 | 0 | 0 | 0 | 1 | 10 | 2 |  |  | 0 | 0 | 0 | 0 | 0 | 0 | 0 | 0 | 0 | 1 | 10 | 2
EOP | Jackass (DOE) | 138 | 0 | 0 | 0 | 0 | 0 | 0 | 0 | 0 | 0 | 1 | 10 | 2 |  |  | 0 | 0 | 0 | 0 | 0 | 0 | 0 | 0 | 0 | 1 | 10 | 2
PG&E NGBA | James B Black | 230 | 0 | 0 | 0 | 0 | 0 | 0 | 131 | 1 | 0 | 1 | 10 | 2 |  |  | 0 | 0 | 0 | 0 | 0 | 0 | 131 | 1 | 30 | 4 | 10 | 2
PG&E GBA | Jefferson | 230 | 0 | 0 | 0 | 0 | 0 | 0 | 0 | 0 | 0 | 1 | 10 | 2 |  |  | 0 | 0 | 0 | 0 | 0 | 0 | 0 | 0 | 0 | 1 | 10 | 2
PG&E NGBA | Jessup | 115 | 0 | 0 | 0 | 0 | 0 | 0 | 100 | 1 | 0 | 1 | 10 | 2 |  |  | 0 | 0 | 0 | 0 | 0 | 0 | 100 | 1 | 0 | 1 | 10 | 2
SCE Metro | Johanna | 230 | 0 | 0 | 0 | 0 | 0 | 0 | 0 | 0 | 0 | 1 | 10 | 2 |  |  | 0 | 0 | 0 | 0 | 0 | 0 | 0 | 0 | 0 | 1 | 10 | 2
SCE Eastern | Julian Hinds | 230 | 0 | 0 | 0 | 0 | 0 | 0 | 0 | 0 | 20 | 3 | 10 | 2 |  |  | 0 | 0 | 0 | 0 | 0 | 0 | 0 | 0 | 20 | 3 | 10 | 2
PG&E GBA | Kasson | 115 | 0 | 0 | 0 | 0 | 0 | 0 | 0 | 0 | 0 | 1 | 10 | 2 |  |  | 0 | 0 | 0 | 0 | 0 | 0 | 0 | 0 | 0 | 1 | 10 | 2
PG&E GBA | Kasson | 60 | 0 | 0 | 0 | 0 | 0 | 0 | 0 | 0 | 0 | 1 | 10 | 2 |  |  | 0 | 0 | 0 | 0 | 0 | 0 | 0 | 0 | 0 | 1 | 10 | 2
PG&E FRESNO | Kearney | 230 | 0 | 0 | 0 | 0 | 0 | 0 | 0 | 0 | 0 | 1 | 10 | 2 |  |  | 0 | 0 | 0 | 0 | 0 | 0 | 0 | 0 | 0 | 1 | 10 | 2
PG&E FRESNO | Kearney | 70 | 0 | 0 | 0 | 0 | 0 | 0 | 0 | 0 | 0 | 1 | 10 | 2 |  |  | 0 | 0 | 0 | 0 | 0 | 0 | 0 | 0 | 0 | 1 | 10 | 2
PG&E GBA | Kelso | 230 | 0 | 0 | 0 | 0 | 0 | 0 | 0 | 0 | 10 | 1 | 10 | 2 |  |  | 0 | 0 | 0 | 0 | 0 | 0 | 0 | 0 | 10 | 1 | 10 | 2
PG&E FRESNO | Kerchoff 1 | 115 | 0 | 0 | 0 | 0 | 0 | 0 | 0 | 0 | 0 | 1 | 10 | 2 |  |  | 0 | 0 | 0 | 0 | 0 | 0 | 0 | 0 | 0 | 1 | 10 | 2
PG&E KERN | Kern Oil | 115 | 0 | 0 | 0 | 0 | 100 | 100 | 0 | 1 | 0 | 1 | 10 | 2 |  |  | 0 | 0 | 0 | 0 | 100 | 100 | 0 | 1 | 0 | 1 | 10 | 2
PG&E KERN | Kern PP | 115 | 0 | 0 | 0 | 0 | 50 | 50 | 0 | 1 | 0 | 1 | 10 | 2 |  |  | 0 | 0 | 0 | 0 | 50 | 50 | 0 | 1 | 0 | 1 | 10 | 2
PG&E KERN | Kern PP | 230 | 0 | 0 | 0 | 0 | 0 | 0 | 0 | 0 | 0 | 1 | 10 | 2 |  |  | 0 | 0 | 0 | 0 | 0 | 0 | 0 | 0 | 0 | 1 | 10 | 2
PG&E KERN | Kern PP | 70 | 0 | 0 | 0 | 0 | 0 | 0 | 0 | 0 | 0 | 1 | 10 | 2 |  |  | 0 | 0 | 0 | 0 | 0 | 0 | 0 | 0 | 0 | 1 | 10 | 2
PG&E KERN | Kernridge | 115 | 0 | 0 | 0 | 0 | 0 | 0 | 0 | 0 | 0 | 1 | 10 | 2 |  |  | 0 | 0 | 0 | 0 | 0 | 0 | 0 | 0 | 0 | 1 | 10 | 2
PG&E FRESNO | Kingsburg | 115 | 0 | 0 | 0 | 0 | 0 | 0 | 0 | 0 | 0 | 1 | 10 | 2 |  |  | 0 | 0 | 0 | 0 | 0 | 0 | 0 | 0 | 0 | 1 | 10 | 2
PG&E GBA | Kirker | 115 | 0 | 0 | 0 | 0 | 0 | 0 | 0 | 0 | 0 | 1 | 10 | 2 |  |  | 0 | 0 | 0 | 0 | 0 | 0 | 0 | 0 | 0 | 1 | 10 | 2
PG&E NGBA | Knights Landing | 115 | 0 | 0 | 0 | 0 | 0 | 0 | 0 | 0 | 0 | 1 | 10 | 2 |  |  | 0 | 0 | 0 | 0 | 0 | 0 | 0 | 0 | 0 | 1 | 10 | 2
PG&E NGBA | Konocti | 60 | 0 | 0 | 0 | 0 | 0 | 0 | 0 | 0 | 0 | 1 | 10 | 2 |  |  | 0 | 0 | 0 | 0 | 0 | 0 | 0 | 0 | 0 | 1 | 10 | 2
SCE NOL | Kramer | 115 | 0 | 0 | 0 | 0 | 0 | 0 | 0 | 0 | 0 | 1 | 10 | 2 |  |  | 0 | 0 | 0 | 0 | 0 | 0 | 0 | 0 | 0 | 1 | 10 | 2
SCE NOL | Kramer | 230 | 0 | 0 | 0 | 0 | 0 | 0 | 0 | 0 | 0 | 1 | 10 | 2 |  |  | 0 | 0 | 0 | 0 | 0 | 0 | 0 | 0 | 0 | 1 | 10 | 2
SCE Metro | La Cienega | 230 | 0 | 0 | 0 | 0 | 0 | 0 | 0 | 0 | 0 | 1 | 10 | 2 |  |  | 0 | 0 | 0 | 0 | 0 | 0 | 0 | 0 | 0 | 1 | 10 | 2
SCE Metro | La Fresa | 230 | 0 | 0 | 0 | 0 | 0 | 0 | 0 | 0 | 0 | 1 | 10 | 2 |  |  | 0 | 0 | 0 | 0 | 0 | 0 | 0 | 0 | 0 | 1 | 10 | 2
SCE Metro | Laguna Bell | 230 | 0 | 0 | 0 | 0 | 0 | 0 | 0 | 0 | 0 | 1 | 10 | 2 |  |  | 0 | 0 | 0 | 0 | 0 | 0 | 0 | 0 | 0 | 1 | 10 | 2
PG&E KERN | Lakeview | 70 | 0 | 0 | 0 | 0 | 0 | 0 | 0 | 0 | 0 | 1 | 10 | 2 |  |  | 0 | 0 | 0 | 0 | 0 | 0 | 0 | 0 | 0 | 1 | 10 | 2
PG&E NGBA | Lakeville | 230 | 0 | 0 | 0 | 0 | 0 | 0 | 0 | 0 | 0 | 1 | 10 | 2 |  |  | 0 | 0 | 0 | 0 | 0 | 0 | 0 | 0 | 0 | 1 | 10 | 2
PG&E NGBA | Lakeville | 60 | 0 | 0 | 0 | 0 | 0 | 0 | 0 | 0 | 0 | 1 | 10 | 2 |  |  | 0 | 0 | 0 | 0 | 0 | 0 | 0 | 0 | 0 | 1 | 10 | 2
PG&E NGBA | Lakeville | 115 | 0 | 0 | 0 | 0 | 0 | 0 | 20 | 1 | 0 | 1 | 10 | 2 |  |  | 0 | 0 | 0 | 0 | 0 | 0 | 20 | 1 | 0 | 1 | 10 | 2
PG&E GBA | Lakewood | 115 | 0 | 0 | 0 | 0 | 0 | 0 | 0 | 0 | 0 | 1 | 10 | 2 |  |  | 0 | 0 | 0 | 0 | 0 | 0 | 0 | 0 | 0 | 1 | 10 | 2
PG&E NGBA | Lambie | 230 | 0 | 0 | 0 | 0 | 0 | 0 | 0 | 0 | 0 | 1 | 10 | 2 |  |  | 0 | 0 | 0 | 0 | 0 | 0 | 0 | 0 | 0 | 1 | 10 | 2
PG&E GBA | Lammers | 115 | 0 | 0 | 0 | 0 | 0 | 0 | 0 | 0 | 0 | 1 | 10 | 2 |  |  | 0 | 0 | 0 | 0 | 0 | 0 | 0 | 0 | 0 | 1 | 10 | 2
PG&E KERN | Lamont | 115 | 0 | 0 | 0 | 100 | 31.2 | 131.2 | 0 | 1 | 0 | 1 | 10 | 2 |  |  | 0 | 0 | 0 | 100 | 31.2 | 131.2 | 0 | 1 | 0 | 1 | 10 | 2
PG&E FRESNO | Las Aguilas | 230 | 0 | 0 | 0 | 0 | 0 | 0 | 0 | 0 | 0 | 1 | 10 | 2 |  |  | 0 | 0 | 0 | 0 | 0 | 0 | 0 | 0 | 0 | 1 | 10 | 2
EOP | Lathrop | 138 | 0 | 0 | 0 | 0 | 0 | 0 | 0 | 0 | 20 | 3 | 10 | 2 |  |  | 0 | 0 | 0 | 0 | 0 | 0 | 0 | 0 | 20 | 3 | 10 | 2
EOP | Lathrop | 230 | 150 | 0 | 150 | 0 | 560 | 560 | 0 | 1 | 20 | 3 | 10 | 1 |  |  | 150 | 0 | 150 | 0 | 560 | 560 | 0 | 1 | 20 | 3 | 10 | 1
PG&E FRESNO | Le Grand | 115 | 0 | 0 | 0 | 0 | 0 | 0 | 0 | 0 | 0 | 1 | 10 | 2 |  |  | 0 | 0 | 0 | 0 | 0 | 0 | 0 | 0 | 0 | 1 | 10 | 2
PG&E FRESNO | Lemoore | 70 | 0 | 0 | 0 | 0 | 0 | 0 | 0 | 0 | 0 | 1 | 10 | 2 |  |  | 0 | 0 | 0 | 0 | 0 | 0 | 0 | 0 | 0 | 1 | 10 | 2
PG&E KERN | Lerdo | 115 | 0 | 0 | 0 | 0 | 0 | 0 | 0 | 0 | 0 | 1 | 10 | 2 |  |  | 0 | 0 | 0 | 0 | 0 | 0 | 0 | 0 | 0 | 1 | 10 | 2
SCE Metro | Lewis | 230 | 0 | 0 | 0 | 0 | 0 | 0 | 0 | 0 | 0 | 1 | 10 | 2 |  |  | 0 | 0 | 0 | 0 | 0 | 0 | 0 | 0 | 0 | 1 | 10 | 2
SCE Metro | Lighthipe | 230 | 0 | 0 | 0 | 0 | 0 | 0 | 0 | 0 | 0 | 1 | 10 | 2 |  |  | 0 | 0 | 0 | 0 | 0 | 0 | 0 | 0 | 0 | 1 | 10 | 2
SDGE | Lilac | 69 | 0 | 0 | 0 | 0 | 0 | 0 | 0 | 0 | 0 | 1 | 10 | 2 |  |  | 0 | 0 | 0 | 0 | 0 | 0 | 0 | 0 | 0 | 1 | 10 | 2
PG&E NGBA | Lincoln | 115 | 0 | 0 | 0 | 0 | 0 | 0 | 0 | 0 | 0 | 1 | 10 | 2 |  |  | 0 | 0 | 0 | 0 | 0 | 0 | 0 | 0 | 0 | 1 | 10 | 2
PG&E KERN | Live Oak | 115 | 0 | 0 | 0 | 100 | 0 | 100 | 0 | 1 | 0 | 1 | 10 | 2 |  |  | 0 | 0 | 0 | 100 | 0 | 100 | 0 | 1 | 0 | 1 | 10 | 2
PG&E GBA | Llagas | 115 | 0 | 0 | 0 | 0 | 0 | 0 | 0 | 0 | 0 | 1 | 10 | 2 |  |  | 0 | 0 | 0 | 0 | 0 | 0 | 0 | 0 | 0 | 1 | 10 | 2
PG&E GBA | Lockeford | 115 | 0 | 0 | 0 | 0 | 0 | 0 | 0 | 0 | 0 | 1 | 10 | 2 |  |  | 0 | 0 | 0 | 0 | 0 | 0 | 0 | 0 | 0 | 1 | 10 | 2
PG&E GBA | Lockeford | 230 | 0 | 0 | 0 | 0 | 200 | 200 | 0 | 1 | 0 | 1 | 10 | 2 |  |  | 0 | 0 | 0 | 0 | 200 | 200 | 0 | 1 | 0 | 1 | 10 | 2
PG&E GBA | Lockeford | 60 | 0 | 0 | 0 | 0 | 0 | 0 | 0 | 0 | 0 | 1 | 10 | 2 |  |  | 0 | 0 | 0 | 0 | 0 | 0 | 0 | 0 | 0 | 1 | 10 | 2
PG&E GBA | Lodi | 230 | 0 | 0 | 0 | 0 | 0 | 0 | 0 | 0 | 0 | 1 | 10 | 2 |  |  | 0 | 0 | 0 | 0 | 0 | 0 | 0 | 0 | 0 | 1 | 10 | 2
PG&E NGBA | Logan Creek | 230 | 0 | 0 | 0 | 0 | 0 | 0 | 0 | 0 | 0 | 1 | 10 | 2 |  |  | 0 | 0 | 0 | 0 | 0 | 0 | 0 | 0 | 0 | 1 | 10 | 2
PG&E GBA | Lone Tree | 230 | 0 | 0 | 0 | 0 | 0 | 0 | 0 | 0 | 0 | 1 | 10 | 2 |  |  | 0 | 0 | 0 | 0 | 0 | 0 | 0 | 0 | 0 | 1 | 10 | 2
PG&E FRESNO | Los Banos | 230 | 0 | 0 | 0 | 100 | 0 | 100 | 10 | 1 | 30 | 4 | 10 | 2 |  |  | 0 | 0 | 0 | 100 | 0 | 100 | 10 | 1 | 30 | 4 | 10 | 2
PG&E FRESNO | Los Banos | 500 | 0 | 0 | 0 | 100 | 0 | 100 | 0 | 1 | 0 | 1 | 10 | 2 |  |  | 0 | 0 | 0 | 100 | 0 | 100 | 0 | 1 | 30 | 4 | 10 | 2
SDGE | Los Coches | 138 | 0 | 0 | 0 | 0 | 0 | 0 | 0 | 0 | 0 | 1 | 10 | 2 |  |  | 0 | 0 | 0 | 0 | 0 | 0 | 0 | 0 | 0 | 1 | 10 | 2
SDGE | Los Coches | 69 | 0 | 0 | 0 | 0 | 0 | 0 | 0 | 0 | 0 | 1 | 10 | 2 |  |  | 0 | 0 | 0 | 0 | 0 | 0 | 0 | 0 | 0 | 1 | 10 | 2
PG&E GBA | Los Esteros | 115 | 0 | 0 | 0 | 0 | 0 | 0 | 0 | 0 | 0 | 1 | 10 | 2 |  |  | 0 | 0 | 0 | 0 | 0 | 0 | 0 | 0 | 0 | 1 | 10 | 2
PG&E GBA | Los Esteros | 230 | 0 | 0 | 0 | 0 | 0 | 0 | 0 | 0 | 0 | 1 | 10 | 2 |  |  | 0 | 0 | 0 | 0 | 0 | 0 | 0 | 0 | 0 | 1 | 10 | 2
PG&E GBA | Los Positas | 230 | 0 | 0 | 0 | 0 | 0 | 0 | 0 | 0 | 0 | 1 | 10 | 2 |  |  | 0 | 0 | 0 | 0 | 0 | 0 | 0 | 0 | 0 | 1 | 10 | 2
PG&E GBA | Los Positas | 60 | 0 | 0 | 0 | 0 | 0 | 0 | 0 | 0 | 0 | 1 | 10 | 2 |  |  | 0 | 0 | 0 | 0 | 0 | 0 | 0 | 0 | 0 | 1 | 10 | 2
SDGE | Loveland | 69 | 0 | 0 | 0 | 0 | 0 | 0 | 0 | 0 | 0 | 1 | 10 | 2 |  |  | 0 | 0 | 0 | 0 | 0 | 0 | 0 | 0 | 0 | 1 | 10 | 2
SCE NOL | Lugo | 230 | 0 | 0 | 0 | 165 | 0 | 165 | 0 | 1 | 0 | 1 | 10 | 2 |  |  | 0 | 0 | 0 | 165 | 0 | 165 | 0 | 1 | 20 | 3 | 10 | 2
SCE Metro | Lugo | 500 | 0 | 0 | 0 | 0 | 0 | 0 | 0 | 0 | 20 | 3 | 10 | 2 | N/A | N/A | 0 | 0 | 0 | 0 | 0 | 0 | 0 | 0 | 20 | 3 | 10 | 2 | N/A | N/A
PG&E FRESNO | Madera | 70 | 0 | 0 | 0 | 0 | 0 | 0 | 0 | 0 | 0 | 1 | 10 | 2 |  |  | 0 | 0 | 0 | 0 | 0 | 0 | 0 | 0 | 0 | 1 | 10 | 2
PG&E NGBA | Madison | 115 | 0 | 0 | 0 | 0 | 0 | 0 | 0 | 0 | 20 | 3 | 5 | 1 |  |  | 0 | 0 | 0 | 0 | 0 | 0 | 0 | 0 | 20 | 3 | 5 | 1
PG&E KERN | Magunden | 115 | 0 | 0 | 0 | 100 | 0 | 100 | 0 | 1 | 0 | 1 | 10 | 2 |  |  | 0 | 0 | 0 | 100 | 0 | 100 | 0 | 1 | 0 | 1 | 10 | 2
SCE Northern | Magunden | 230 | 0 | 0 | 0 | 100 | 0 | 100 | 0 | 1 | 0 | 1 | 10 | 2 |  |  | 0 | 0 | 0 | 100 | 0 | 100 | 0 | 1 | 0 | 1 | 10 | 2
PG&E FRESNO | Malaga | 115 | 0 | 0 | 0 | 0 | 0 | 0 | 0 | 0 | 0 | 1 | 10 | 2 |  |  | 0 | 0 | 0 | 0 | 0 | 0 | 0 | 0 | 0 | 1 | 10 | 2
PG&E NGBA | Malin | 500 | 0 | 0 | 0 | 0 | 0 | 0 | 2133.8 | 1 | 0 | 1 | 10 | 2 |  |  | 0 | 0 | 0 | 0 | 0 | 0 | 2133.8 | 1 | 0 | 1 | 10 | 2
SCE Northern | Mandalay | 230 | 0 | 0 | 0 | 0 | 0 | 0 | 0 | 0 | 0 | 1 | 10 | 2 |  |  | 0 | 0 | 0 | 0 | 0 | 0 | 0 | 0 | 0 | 1 | 10 | 2
PG&E FRESNO | Manning | 230 | 0 | 0 | 0 | 100 | 0 | 100 | 0 | 1 | 0 | 1 | 10 | 2 |  |  | 0 | 0 | 0 | 100 | 0 | 100 | 0 | 1 | 0 | 1 | 10 | 2
PG&E FRESNO | Manning | 500 | 0 | 0 | 0 | 0 | 278.6 | 278.6 | 0 | 1 | 0 | 1 | 10 | 2 |  |  | 0 | 0 | 0 | 1591 | 278.6 | 1869.6 | 0 | 1 | 0 | 1 | 10 | 1
PG&E GBA | Manteca | 115 | 0 | 0 | 0 | 0 | 0 | 0 | 0 | 0 | 0 | 1 | 10 | 2 |  |  | 0 | 0 | 0 | 0 | 0 | 0 | 0 | 0 | 0 | 1 | 10 | 2
SDGE | Margarita | 138 | 0 | 0 | 0 | 0 | 0 | 0 | 0 | 0 | 0 | 1 | 10 | 2 |  |  | 0 | 0 | 0 | 94 | 0 | 94 | 0 | 1 | 0 | 1 | 10 | 2
PG&E GBA | Martin | 230 | 0 | 0 | 0 | 0 | 0 | 0 | 0 | 0 | 0 | 1 | 10 | 2 |  |  | 0 | 0 | 0 | 0 | 0 | 0 | 0 | 0 | 0 | 1 | 10 | 2
PG&E GBA | Martin | 115 | 0 | 0 | 0 | 0 | 0 | 0 | 0 | 0 | 0 | 1 | 10 | 2 |  |  | 0 | 0 | 0 | 0 | 0 | 0 | 0 | 0 | 0 | 1 | 10 | 2
PG&E GBA | Martinez | 115 | 0 | 0 | 0 | 0 | 0 | 0 | 0 | 0 | 0 | 1 | 10 | 2 |  |  | 0 | 0 | 0 | 0 | 0 | 0 | 0 | 0 | 0 | 1 | 10 | 2
PG&E FRESNO | Mc Mullin | 230 | 0 | 0 | 0 | 0 | 0 | 0 | 0 | 0 | 0 | 1 | 10 | 2 |  |  | 0 | 0 | 0 | 0 | 0 | 0 | 0 | 0 | 0 | 1 | 10 | 2
PG&E FRESNO | McCall | 115 | 0 | 0 | 0 | 0 | 0 | 0 | 0 | 0 | 0 | 1 | 10 | 2 |  |  | 0 | 0 | 0 | 0 | 0 | 0 | 0 | 0 | 0 | 1 | 10 | 2
PG&E FRESNO | McCall | 230 | 0 | 0 | 0 | 0 | 0 | 0 | 0 | 0 | 0 | 1 | 10 | 2 |  |  | 0 | 0 | 0 | 0 | 0 | 0 | 0 | 0 | 0 | 1 | 10 | 2
PG&E GBA | Meadow Lane | 115 | 0 | 0 | 0 | 0 | 0 | 0 | 0 | 0 | 0 | 1 | 10 | 2 |  |  | 0 | 0 | 0 | 0 | 0 | 0 | 0 | 0 | 0 | 1 | 10 | 2
PG&E GBA | Melones | 115 | 0 | 0 | 0 | 0 | 0 | 0 | 0 | 0 | 0 | 1 | 10 | 2 |  |  | 0 | 0 | 0 | 0 | 0 | 0 | 0 | 0 | 0 | 1 | 10 | 2
PG&E GBA | Melones | 230 | 0 | 0 | 0 | 0 | 0 | 0 | 0 | 0 | 0 | 1 | 10 | 2 |  |  | 0 | 0 | 0 | 0 | 0 | 0 | 0 | 0 | 0 | 1 | 10 | 2
SDGE | Melrose | 69 | 0 | 0 | 0 | 0 | 0 | 0 | 0 | 0 | 0 | 1 | 10 | 2 |  |  | 0 | 0 | 0 | 0 | 0 | 0 | 0 | 0 | 0 | 1 | 10 | 2
PG&E NGBA | Mendocino | 115 | 0 | 0 | 0 | 0 | 0 | 0 | 0 | 0 | 0 | 1 | 10 | 2 |  |  | 0 | 0 | 0 | 0 | 0 | 0 | 0 | 0 | 0 | 1 | 10 | 2
PG&E NGBA | Mendocino | 60 | 0 | 0 | 0 | 0 | 0 | 0 | 0 | 0 | 0 | 1 | 10 | 2 |  |  | 0 | 0 | 0 | 0 | 0 | 0 | 0 | 0 | 0 | 1 | 10 | 2
PG&E FRESNO | Mendota | 115 | 0 | 0 | 0 | 0 | 0 | 0 | 0 | 0 | 0 | 1 | 10 | 2 |  |  | 0 | 0 | 0 | 0 | 0 | 0 | 0 | 0 | 0 | 1 | 10 | 2
PG&E GBA | Menlo | 60 | 0 | 0 | 0 | 0 | 0 | 0 | 0 | 0 | 0 | 1 | 10 | 2 |  |  | 0 | 0 | 0 | 0 | 0 | 0 | 0 | 0 | 0 | 1 | 10 | 2
PG&E FRESNO | Merced | 115 | 0 | 0 | 0 | 0 | 0 | 0 | 0 | 0 | 0 | 1 | 10 | 2 |  |  | 0 | 0 | 0 | 0 | 0 | 0 | 0 | 0 | 0 | 1 | 10 | 2
EOP | Mercury | 138 | 0 | 0 | 0 | 0 | 0 | 0 | 0 | 0 | 0 | 1 | 10 | 2 |  |  | 0 | 0 | 0 | 0 | 0 | 0 | 0 | 0 | 0 | 1 | 10 | 2
PG&E FRESNO | Mercy Springs | 70 | 0 | 0 | 0 | 0 | 0 | 0 | 0 | 0 | 0 | 1 | 5 | 1 |  |  | 0 | 0 | 0 | 0 | 0 | 0 | 0 | 0 | 0 | 1 | 5 | 1
PG&E NGBA | Meridian | 60 | 0 | 0 | 0 | 0 | 0 | 0 | 0 | 0 | 0 | 1 | 10 | 2 |  |  | 0 | 0 | 0 | 0 | 0 | 0 | 0 | 0 | 0 | 1 | 10 | 2
PG&E KERN | Mesa (PGE) | 115 | 0 | 0 | 0 | 0 | 0 | 0 | 0 | 0 | 0 | 1 | 10 | 2 |  |  | 0 | 0 | 0 | 0 | 0 | 0 | 0 | 0 | 0 | 1 | 10 | 2
PG&E KERN | Mesa (PGE) | 230 | 0 | 0 | 0 | 0 | 0 | 0 | 0 | 0 | 0 | 1 | 10 | 2 |  |  | 0 | 0 | 0 | 0 | 0 | 0 | 0 | 0 | 0 | 1 | 10 | 2
SCE Metro | Mesa (SCE) | 230 | 0 | 0 | 0 | 0 | 0 | 0 | 0 | 0 | 0 | 1 | 10 | 2 |  |  | 0 | 0 | 0 | 0 | 0 | 0 | 0 | 0 | 0 | 1 | 10 | 2
SCE Metro | Mesa (SCE) | 500 | 0 | 0 | 0 | 0 | 0 | 0 | 0 | 0 | 0 | 1 | 10 | 2 |  |  | 0 | 0 | 0 | 0 | 0 | 0 | 0 | 0 | 0 | 1 | 10 | 2
SDGE | Mesa Heights | 69 | 0 | 0 | 0 | 0 | 0 | 0 | 0 | 0 | 0 | 1 | 10 | 2 |  |  | 0 | 0 | 0 | 0 | 0 | 0 | 0 | 0 | 0 | 1 | 10 | 2
PG&E GBA | Metcalf | 115 | 0 | 0 | 0 | 0 | 0 | 0 | 0 | 0 | 0 | 1 | 10 | 2 |  |  | 0 | 0 | 0 | 0 | 0 | 0 | 0 | 0 | 0 | 1 | 10 | 2
PG&E GBA | Metcalf | 230 | 0 | 0 | 0 | 0 | 0 | 0 | 0 | 0 | 0 | 1 | 10 | 2 |  |  | 0 | 0 | 0 | 0 | 0 | 0 | 0 | 0 | 0 | 1 | 10 | 2
PG&E GBA | Metcalf | 500 | 0 | 0 | 0 | 0 | 0 | 0 | 0 | 0 | 0 | 1 | 10 | 2 |  |  | 0 | 0 | 0 | 0 | 0 | 0 | 0 | 0 | 0 | 1 | 10 | 2
PG&E KERN | Midway | 115 | 0 | 0 | 0 | 0 | 0 | 0 | 0 | 0 | 20 | 3 | 15 | 3 |  |  | 0 | 0 | 0 | 0 | 0 | 0 | 0 | 0 | 20 | 3 | 15 | 3
PG&E KERN | Midway | 230 | 0 | 0 | 0 | 0 | 0 | 0 | 0 | 0 | 0 | 1 | 10 | 2 |  |  | 0 | 0 | 0 | 0 | 0 | 0 | 0 | 0 | 20 | 3 | 10 | 2
PG&E KERN | Midway | 500 | 0 | 0 | 0 | 400 | 160 | 560 | 0 | 1 | 0 | 1 | 15 | 2 |  |  | 0 | 0 | 0 | 400 | 160 | 560 | 0 | 1 | 20 | 3 | 15 | 2
SDGE | Miguel | 230 | 0 | 0 | 0 | 0 | 0 | 0 | 0 | 0 | 0 | 1 | 10 | 2 |  |  | 0 | 0 | 0 | 0 | 0 | 0 | 0 | 0 | 0 | 1 | 10 | 2
SDGE | Miguel | 500 | 0 | 0 | 0 | 0 | 0 | 0 | 0 | 0 | 0 | 1 | 10 | 2 |  |  | 0 | 0 | 0 | 0 | 0 | 0 | 0 | 0 | 0 | 1 | 10 | 2
SDGE | Miguel | 69 | 0 | 0 | 0 | 0 | 0 | 0 | 0 | 0 | 0 | 1 | 10 | 2 |  |  | 0 | 0 | 0 | 0 | 0 | 0 | 0 | 0 | 0 | 1 | 10 | 2
PG&E GBA | Millbrae | 115 | 0 | 0 | 0 | 0 | 0 | 0 | 0 | 0 | 0 | 1 | 10 | 2 |  |  | 0 | 0 | 0 | 0 | 0 | 0 | 0 | 0 | 0 | 1 | 10 | 2
PG&E GBA | Miller | 115 | 0 | 0 | 0 | 0 | 0 | 0 | 100 | 1 | 0 | 1 | 10 | 2 |  |  | 0 | 0 | 0 | 0 | 0 | 0 | 100 | 1 | 0 | 1 | 10 | 2
SCE Metro | Mira Loma | 230 | 0 | 0 | 0 | 0 | 0 | 0 | 0 | 0 | 0 | 1 | 10 | 2 |  |  | 0 | 0 | 0 | 0 | 0 | 0 | 0 | 0 | 0 | 1 | 10 | 2
SCE Metro | Mira Loma | 500 | 0 | 0 | 0 | 0 | 0 | 0 | 0 | 0 | 0 | 1 | 10 | 2 |  |  | 0 | 0 | 0 | 0 | 0 | 0 | 0 | 0 | 0 | 1 | 10 | 2
SCE Eastern | Mirage | 115 | 0 | 0 | 0 | 0 | 0 | 0 | 0 | 0 | 0 | 1 | 10 | 2 |  |  | 0 | 0 | 0 | 0 | 0 | 0 | 0 | 0 | 0 | 1 | 10 | 2
SCE Eastern | Mirage | 230 | 0 | 0 | 0 | 0 | 0 | 0 | 0 | 0 | 10 | 1 | 10 | 2 | 10 | 1 | 0 | 0 | 0 | 0 | 0 | 0 | 1317 | 1 | 10 | 1 | 10 | 2 | 10 | 1
SDGE | Mission | 138 | 0 | 0 | 0 | 0 | 0 | 0 | 0 | 0 | 0 | 1 | 10 | 2 |  |  | 0 | 0 | 0 | 0 | 0 | 0 | 0 | 0 | 0 | 1 | 10 | 2
SDGE | Mission | 230 | 0 | 0 | 0 | 0 | 0 | 0 | 0 | 0 | 0 | 1 | 10 | 2 |  |  | 0 | 0 | 0 | 0 | 0 | 0 | 0 | 0 | 0 | 1 | 10 | 2
SDGE | Mission | 69 | 0 | 0 | 0 | 0 | 0 | 0 | 0 | 0 | 0 | 1 | 10 | 2 |  |  | 0 | 0 | 0 | 0 | 0 | 0 | 0 | 0 | 0 | 1 | 10 | 2
PG&E GBA | Mi-Wuk | 115 | 0 | 0 | 0 | 0 | 0 | 0 | 0 | 0 | 0 | 1 | 10 | 2 |  |  | 0 | 0 | 0 | 0 | 0 | 0 | 0 | 0 | 0 | 1 | 10 | 2
EOP | Mohave | 500 | 100 | 0 | 100 | 0 | 0 | 0 | 0 | 1 | 20 | 3 | 10 | 2 |  |  | 100 | 0 | 100 | 0 | 0 | 0 | 0 | 1 | 20 | 3 | 10 | 2
PG&E NGBA | Monroe | 115 | 0 | 0 | 0 | 0 | 0 | 0 | 0 | 0 | 0 | 1 | 10 | 2 |  |  | 0 | 0 | 0 | 0 | 0 | 0 | 0 | 0 | 0 | 1 | 10 | 2
SDGE | Monserate | 69 | 0 | 0 | 0 | 0 | 0 | 0 | 0 | 0 | 0 | 1 | 10 | 2 |  |  | 0 | 0 | 0 | 0 | 0 | 0 | 0 | 0 | 0 | 1 | 10 | 2
PG&E GBA | Monta Vista | 115 | 0 | 0 | 0 | 0 | 0 | 0 | 0 | 0 | 0 | 1 | 10 | 2 |  |  | 0 | 0 | 0 | 0 | 0 | 0 | 0 | 0 | 0 | 1 | 10 | 2
PG&E GBA | Monta Vista | 230 | 0 | 0 | 0 | 0 | 0 | 0 | 0 | 0 | 0 | 1 | 10 | 2 |  |  | 0 | 0 | 0 | 0 | 0 | 0 | 0 | 0 | 0 | 1 | 10 | 2
PG&E GBA | Monta Vista | 60 | 0 | 0 | 0 | 0 | 0 | 0 | 0 | 0 | 0 | 1 | 10 | 2 |  |  | 0 | 0 | 0 | 0 | 0 | 0 | 0 | 0 | 0 | 1 | 10 | 2
PG&E NGBA | Monticello | 115 | 0 | 0 | 0 | 0 | 0 | 0 | 0 | 0 | 0 | 1 | 10 | 2 |  |  | 0 | 0 | 0 | 0 | 0 | 0 | 0 | 0 | 0 | 1 | 10 | 2
SCE Northern | Moorpark | 230 | 0 | 0 | 0 | 0 | 0 | 0 | 0 | 0 | 0 | 1 | 10 | 2 |  |  | 0 | 0 | 0 | 0 | 0 | 0 | 0 | 0 | 0 | 1 | 10 | 2
SCE Northern | Moorpark | 66 | 0 | 0 | 0 | 0 | 0 | 0 | 0 | 0 | 0 | 1 | 10 | 2 |  |  | 0 | 0 | 0 | 0 | 0 | 0 | 0 | 0 | 0 | 1 | 10 | 2
PG&E GBA | Moraga | 115 | 0 | 0 | 0 | 0 | 0 | 0 | 0 | 0 | 0 | 1 | 10 | 2 |  |  | 0 | 0 | 0 | 0 | 0 | 0 | 0 | 0 | 0 | 1 | 10 | 2
PG&E GBA | Moraga | 230 | 0 | 0 | 0 | 0 | 0 | 0 | 0 | 0 | 0 | 1 | 10 | 2 |  |  | 0 | 0 | 0 | 0 | 0 | 0 | 0 | 0 | 0 | 1 | 10 | 2
PG&E GBA | Morgan Hill | 115 | 0 | 0 | 0 | 0 | 0 | 0 | 0 | 0 | 0 | 1 | 10 | 2 |  |  | 0 | 0 | 0 | 0 | 0 | 0 | 0 | 0 | 0 | 1 | 10 | 2
PG&E KERN | Morro Bay | 115 | 0 | 0 | 0 | 0 | 0 | 0 | 0 | 0 | 0 | 1 | 10 | 2 |  |  | 0 | 0 | 0 | 0 | 0 | 0 | 0 | 0 | 0 | 1 | 10 | 2
PG&E KERN | Morro Bay | 230 | 0 | 0 | 0 | 0 | 0 | 0 | 0 | 0 | 0 | 1 | 10 | 2 |  |  | 0 | 0 | 0 | 0 | 0 | 0 | 0 | 0 | 0 | 1 | 10 | 2
PG&E KERN | Morro Bay | 500 | 0 | 0 | 0 | 600 | 1110 | 1710 | 0 | 1 | 0 | 1 | 10 | 1 |  |  | 0 | 0 | 0 | 600 | 1110 | 1710 | 0 | 1 | 0 | 1 | 10 | 1
PG&E GBA | Moss Landing | 115 | 0 | 0 | 0 | 0 | 0 | 0 | 50 | 1 | 0 | 1 | 10 | 2 |  |  | 0 | 0 | 0 | 0 | 0 | 0 | 50 | 1 | 20 | 3 | 10 | 2
PG&E GBA | Moss Landing | 230 | 0 | 0 | 0 | 0 | 0 | 0 | 0 | 0 | 20 | 3 | 10 | 2 |  |  | 0 | 0 | 0 | 0 | 0 | 0 | 0 | 0 | 20 | 3 | 10 | 2
PG&E GBA | Moss Landing | 500 | 0 | 0 | 0 | 0 | 0 | 0 | 0 | 0 | 0 | 1 | 10 | 2 |  |  | 0 | 0 | 0 | 0 | 0 | 0 | 0 | 0 | 20 | 3 | 10 | 2
EOP | Mountain Pass | 115 | 0 | 0 | 0 | 0 | 0 | 0 | 0 | 0 | 0 | 1 | 10 | 2 |  |  | 0 | 0 | 0 | 0 | 0 | 0 | 0 | 0 | 0 | 1 | 10 | 2
PG&E GBA | Mountain View | 115 | 0 | 0 | 0 | 0 | 0 | 0 | 0 | 0 | 0 | 1 | 10 | 2 |  |  | 0 | 0 | 0 | 0 | 0 | 0 | 0 | 0 | 0 | 1 | 10 | 2
PG&E GBA | Mt Eden | 115 | 0 | 0 | 0 | 0 | 0 | 0 | 0 | 0 | 0 | 1 | 10 | 2 |  |  | 0 | 0 | 0 | 0 | 0 | 0 | 0 | 0 | 0 | 1 | 10 | 2
PG&E KERN | Mt Poso | 115 | 0 | 0 | 0 | 0 | 0 | 0 | 0 | 0 | 0 | 1 | 10 | 2 |  |  | 0 | 0 | 0 | 0 | 0 | 0 | 0 | 0 | 0 | 1 | 10 | 2
SDGE | Murray | 69 | 0 | 0 | 0 | 0 | 0 | 0 | 0 | 0 | 0 | 1 | 10 | 2 |  |  | 0 | 0 | 0 | 0 | 0 | 0 | 0 | 0 | 0 | 1 | 10 | 2
PG&E FRESNO | Mustang | 230 | 0 | 0 | 0 | 0 | 0 | 0 | 0 | 0 | 0 | 1 | 10 | 2 |  |  | 0 | 0 | 0 | 0 | 0 | 0 | 0 | 0 | 0 | 1 | 10 | 2
SCE Northern | Neenach | 66 | 0 | 0 | 0 | 0 | 0 | 0 | 0 | 0 | 0 | 1 | 10 | 2 |  |  | 0 | 0 | 0 | 0 | 0 | 0 | 0 | 0 | 0 | 1 | 10 | 2
PG&E KERN | New Sub - Gates - Midway (Proposed) | 230 | 0 | 0 | 0 | 1900 | 0 | 1900 | 0 | 1 | 0 | 1 | 10 | 1 |  |  | 0 | 0 | 0 | 1900 | 0 | 1900 | 0 | 1 | 0 | 1 | 10 | 1
PG&E KERN | New Sub - Gates - Templeton (Proposed) | 230 | 0 | 0 | 0 | 0 | 600 | 600 | 0 | 1 | 0 | 1 | 10 | 1 |  |  | 0 | 0 | 0 | 0 | 600 | 600 | 0 | 1 | 0 | 1 | 10 | 1
SCE NOL | New Sub - Kramer - Lugo (Proposed) | 230 | 0 | 0 | 0 | 0 | 0 | 0 | 0 | 0 | 0 | 1 | 10 | 2 |  |  | 0 | 0 | 0 | 0 | 0 | 0 | 0 | 0 | 0 | 1 | 10 | 2
PG&E FRESNO | New Sub - Los Banos - Midway (Proposed) | 500 | 0 | 0 | 0 | 0 | 0 | 0 | 0 | 0 | 0 | 1 | 10 | 2 |  |  | 0 | 0 | 0 | 0 | 0 | 0 | 0 | 0 | 0 | 1 | 10 | 2
SCE NOL | New Sub - Lugo - Pisgah (Proposed) | 230 | 0 | 0 | 0 | 0 | 0 | 0 | 0 | 0 | 15 | 2 | 10 | 2 |  |  | 0 | 0 | 0 | 0 | 0 | 0 | 0 | 0 | 15 | 2 | 10 | 2
PG&E KERN | New Sub - Midway - Wheeler Ridge (Proposed) | 230 | 0 | 0 | 0 | 1900 | 0 | 1900 | 0 | 1 | 0 | 1 | 10 | 1 |  |  | 0 | 0 | 0 | 1900 | 0 | 1900 | 0 | 1 | 0 | 1 | 10 | 1
PG&E NGBA | New Sub - Near existing Leavitt (PSREC) | 345 | 102 | 0 | 102 | 0 | 0 | 0 | 19 | 1 | 30 | 4 | 10 | 2 |  |  | 448 | 0 | 448 | 0 | 0 | 0 | 19 | 1 | 30 | 3 | 10 | 2
PG&E NGBA | New Sub - Near existing Madeline (NVE) | 345 | 80 | 220 | 300 | 0 | 0 | 0 | 0 | 1 | 30 | 3 | 10 | 2 |  |  | 480 | 220 | 700 | 0 | 0 | 0 | 0 | 1 | 30 | 3 | 10 | 2
SDGE | New Sub - North Gila - IV (Proposed) | 500 | 0 | 0 | 0 | 500 | 0 | 500 | 0 | 1 | 0 | 1 | 10 | 1 |  |  | 0 | 0 | 0 | 750 | 250 | 1000 | 0 | 1 | 0 | 1 | 10 | 1
PG&E NGBA | New Sub - Pit 1 - Cottonwood (Proposed) | 230 | 0 | 0 | 0 | 0 | 0 | 0 | 0 | 0 | 15 | 2 | 10 | 2 |  |  | 0 | 0 | 0 | 0 | 0 | 0 | 0 | 0 | 15 | 2 | 10 | 2
PG&E GBA | New Sub - Rancho Seco - Bellota (Proposed) | 230 | 0 | 0 | 0 | 0 | 0 | 0 | 0 | 0 | 0 | 1 | 10 | 2 |  |  | 0 | 0 | 0 | 0 | 0 | 0 | 0 | 0 | 0 | 1 | 10 | 2
SDGE | New Sub - Suncrest - Ocotillo (Proposed) | 500 | 0 | 0 | 0 | 0 | 0 | 0 | 0 | 0 | 20 | 3 | 10 | 2 |  |  | 0 | 0 | 0 | 0 | 0 | 0 | 0 | 0 | 30 | 4 | 10 | 2
PG&E FRESNO | New Sub - Westley - Quinto (Proposed) | 230 | 0 | 0 | 0 | 0 | 0 | 0 | 80 | 1 | 0 | 1 | 10 | 2 |  |  | 0 | 0 | 0 | 0 | 0 | 0 | 80 | 1 | 0 | 1 | 10 | 2
PG&E GBA | Newark | 115 | 0 | 0 | 0 | 0 | 0 | 0 | 0 | 0 | 0 | 1 | 10 | 2 |  |  | 0 | 0 | 0 | 0 | 0 | 0 | 0 | 0 | 0 | 1 | 10 | 2
PG&E GBA | Newark | 230 | 0 | 0 | 0 | 0 | 0 | 0 | 0 | 0 | 0 | 1 | 10 | 2 |  |  | 0 | 0 | 0 | 0 | 0 | 0 | 0 | 0 | 0 | 1 | 10 | 2
PG&E GBA | Newark | 60 | 0 | 0 | 0 | 0 | 0 | 0 | 0 | 0 | 0 | 1 | 10 | 2 |  |  | 0 | 0 | 0 | 0 | 0 | 0 | 0 | 0 | 0 | 1 | 10 | 2
PG&E FRESNO | Newhall | 115 | 0 | 0 | 0 | 0 | 0 | 0 | 0 | 0 | 0 | 1 | 10 | 2 |  |  | 0 | 0 | 0 | 0 | 0 | 0 | 0 | 0 | 0 | 1 | 10 | 2
PG&E KERN | Norco | 115 | 0 | 0 | 0 | 0 | 0 | 0 | 0 | 0 | 15 | 2 | 10 | 2 |  |  | 0 | 0 | 0 | 0 | 0 | 0 | 0 | 0 | 15 | 2 | 10 | 2
PG&E GBA | Nortech | 115 | 0 | 0 | 0 | 0 | 0 | 0 | 0 | 0 | 15 | 2 | 10 | 2 |  |  | 0 | 0 | 0 | 80 | 0 | 80 | 0 | 1 | 15 | 2 | 10 | 2
SDGE | North City Metering | 138 | 0 | 0 | 0 | 0 | 0 | 0 | 0 | 0 | 15 | 2 | 10 | 2 |  |  | 0 | 0 | 0 | 0 | 0 | 0 | 0 | 0 | 15 | 2 | 10 | 2
PG&E GBA | North Dublin | 230 | 0 | 0 | 0 | 0 | 0 | 0 | 0 | 0 | 0 | 1 | 10 | 2 |  |  | 0 | 0 | 0 | 0 | 0 | 0 | 0 | 0 | 0 | 1 | 10 | 2
SDGE | North Gila | 500 | 0 | 0 | 0 | 500 | 0 | 500 | 0 | 1 | 0 | 1 | 10 | 1 |  |  | 0 | 0 | 0 | 750 | 500 | 1250 | 0 | 1 | 0 | 1 | 10 | 1
SCE Metro | North of SONGS | 230 | 0 | 0 | 0 | 0 | 0 | 0 | 0 | 0 | 0 | 1 | 10 | 2 |  |  | 0 | 0 | 0 | 0 | 0 | 0 | 0 | 0 | 0 | 1 | 10 | 2
SCE Metro | North of SONGS | 500 | 0 | 0 | 0 | 0 | 0 | 0 | 0 | 0 | 0 | 1 | 10 | 2 |  |  | 0 | 0 | 0 | 0 | 0 | 0 | 0 | 0 | 0 | 1 | 10 | 2
PG&E NGBA | Notre Dame | 115 | 0 | 0 | 0 | 0 | 0 | 0 | 0 | 0 | 0 | 1 | 10 | 2 |  |  | 0 | 0 | 0 | 0 | 0 | 0 | 0 | 0 | 0 | 1 | 10 | 2
PG&E GBA | Oakland C | 115 | 0 | 0 | 0 | 0 | 200 | 200 | 0 | 1 | 0 | 1 | 10 | 2 |  |  | 0 | 0 | 0 | 0 | 200 | 200 | 0 | 1 | 0 | 1 | 10 | 2
PG&E GBA | Oakland J | 115 | 0 | 0 | 0 | 0 | 0 | 0 | 0 | 0 | 10 | 1 | 10 | 2 |  |  | 0 | 0 | 0 | 0 | 0 | 0 | 0 | 0 | 10 | 1 | 10 | 2
PG&E GBA | Oakland L | 115 | 0 | 0 | 0 | 0 | 0 | 0 | 0 | 0 | 0 | 1 | 10 | 2 |  |  | 0 | 0 | 0 | 0 | 0 | 0 | 0 | 0 | 0 | 1 | 10 | 2
PG&E GBA | Oakland X | 115 | 0 | 0 | 0 | 0 | 100 | 100 | 0 | 1 | 0 | 1 | 10 | 2 |  |  | 0 | 0 | 0 | 0 | 100 | 100 | 0 | 1 | 0 | 1 | 10 | 2
SDGE | Ocean Ranch | 69 | 0 | 0 | 0 | 0 | 0 | 0 | 0 | 0 | 0 | 1 | 10 | 2 |  |  | 0 | 0 | 0 | 0 | 0 | 0 | 0 | 0 | 0 | 1 | 10 | 2
PG&E KERN | Oceano | 115 | 0 | 0 | 0 | 0 | 0 | 0 | 0 | 0 | 0 | 1 | 10 | 2 |  |  | 0 | 0 | 0 | 0 | 0 | 0 | 0 | 0 | 0 | 1 | 10 | 2
SDGE | Ocotillo Express | 500 | 0 | 0 | 0 | 0 | 0 | 0 | 0 | 0 | 20 | 3 | 10 | 2 |  |  | 0 | 0 | 0 | 0 | 0 | 0 | 0 | 0 | 30 | 4 | 10 | 2
PG&E KERN | Old River | 70 | 0 | 0 | 0 | 0 | 0 | 0 | 0 | 0 | 0 | 1 | 10 | 2 |  |  | 0 | 0 | 0 | 0 | 0 | 0 | 0 | 0 | 0 | 1 | 10 | 2
SDGE | Old Town | 230 | 0 | 0 | 0 | 0 | 0 | 0 | 0 | 0 | 0 | 1 | 10 | 2 |  |  | 0 | 0 | 0 | 0 | 0 | 0 | 0 | 0 | 0 | 1 | 10 | 2
SCE Metro | Olinda | 230 | 0 | 0 | 0 | 0 | 0 | 0 | 0 | 0 | 0 | 1 | 10 | 2 |  |  | 0 | 0 | 0 | 0 | 0 | 0 | 0 | 0 | 0 | 1 | 10 | 2
PG&E FRESNO | Olive | 115 | 0 | 0 | 0 | 0 | 0 | 0 | 0 | 0 | 0 | 1 | 5 | 1 |  |  | 0 | 0 | 0 | 0 | 0 | 0 | 0 | 0 | 0 | 1 | 5 | 1
PG&E NGBA | Olivehurst | 115 | 0 | 0 | 0 | 0 | 0 | 0 | 0 | 0 | 0 | 1 | 10 | 2 |  |  | 0 | 0 | 0 | 0 | 0 | 0 | 0 | 0 | 0 | 1 | 10 | 2
PG&E NGBA | Oregon Trail | 60 | 0 | 0 | 0 | 0 | 0 | 0 | 0 | 0 | 0 | 1 | 10 | 2 |  |  | 0 | 0 | 0 | 0 | 0 | 0 | 0 | 0 | 0 | 1 | 10 | 2
SCE Northern | Ormond Beach | 230 | 0 | 0 | 0 | 0 | 0 | 0 | 0 | 0 | 0 | 1 | 10 | 2 |  |  | 0 | 0 | 0 | 0 | 0 | 0 | 0 | 0 | 0 | 1 | 10 | 2
PG&E FRESNO | Oro Loma | 115 | 0 | 0 | 0 | 100 | 0 | 100 | 0 | 1 | 0 | 1 | 10 | 2 |  |  | 0 | 0 | 0 | 100 | 0 | 100 | 0 | 1 | 0 | 1 | 10 | 2
PG&E FRESNO | Oro Loma | 70 | 0 | 0 | 0 | 0 | 0 | 0 | 0 | 0 | 0 | 1 | 10 | 2 |  |  | 0 | 0 | 0 | 0 | 0 | 0 | 0 | 0 | 0 | 1 | 10 | 2
PG&E FRESNO | Orosi | 70 | 0 | 0 | 0 | 0 | 0 | 0 | 0 | 0 | 0 | 1 | 10 | 2 |  |  | 0 | 0 | 0 | 0 | 0 | 0 | 0 | 0 | 0 | 1 | 10 | 2
SDGE | Otay | 69 | 0 | 0 | 0 | 0 | 0 | 0 | 0 | 0 | 0 | 1 | 10 | 2 |  |  | 0 | 0 | 0 | 0 | 0 | 0 | 0 | 0 | 0 | 1 | 10 | 2
SDGE | Otay Mesa | 230 | 0 | 0 | 0 | 0 | 0 | 0 | 0 | 0 | 0 | 1 | 10 | 2 |  |  | 0 | 0 | 0 | 0 | 0 | 0 | 0 | 0 | 0 | 1 | 10 | 2
PG&E FRESNO | Padre Flats SW STA | 230 | 0 | 0 | 0 | 400 | 0 | 400 | 20 | 1 | 0 | 1 | 10 | 1 |  |  | 0 | 0 | 0 | 400 | 0 | 400 | 20 | 1 | 0 | 1 | 10 | 1
EOP | Pahrump | 138 | 0 | 0 | 0 | 0 | 0 | 0 | 0 | 0 | 0 | 1 | 10 | 2 |  |  | 0 | 0 | 0 | 0 | 0 | 0 | 0 | 0 | 0 | 1 | 10 | 2
EOP | Pahrump | 230 | 0 | 0 | 0 | 0 | 0 | 0 | 0 | 0 | 0 | 1 | 10 | 2 |  |  | 0 | 0 | 0 | 0 | 0 | 0 | 0 | 0 | 0 | 1 | 10 | 2
SDGE | Pala | 69 | 0 | 0 | 0 | 0 | 0 | 0 | 0 | 0 | 0 | 1 | 10 | 2 |  |  | 0 | 0 | 0 | 0 | 0 | 0 | 0 | 0 | 0 | 1 | 10 | 2
PG&E NGBA | Palermo | 115 | 0 | 0 | 0 | 0 | 0 | 0 | 0 | 0 | 0 | 1 | 10 | 2 |  |  | 0 | 0 | 0 | 0 | 0 | 0 | 0 | 0 | 0 | 1 | 10 | 2
PG&E NGBA | Palermo | 230 | 0 | 0 | 0 | 0 | 0 | 0 | 20 | 1 | 0 | 1 | 10 | 2 |  |  | 0 | 0 | 0 | 0 | 0 | 0 | 20 | 1 | 0 | 1 | 10 | 2
SCE Eastern | Palo Verde | 500 | 0 | 0 | 0 | 0 | 0 | 0 | 0 | 0 | 0 | 1 | 10 | 2 |  |  | 0 | 0 | 0 | 0 | 0 | 0 | 0 | 0 | 0 | 1 | 10 | 2
SDGE | Palomar Energy | 230 | 0 | 0 | 0 | 0 | 0 | 0 | 0 | 0 | 0 | 1 | 10 | 2 |  |  | 0 | 0 | 0 | 0 | 0 | 0 | 0 | 0 | 0 | 1 | 10 | 2
PG&E KERN | Panama | 70 | 0 | 0 | 0 | 0 | 0 | 0 | 0 | 0 | 0 | 1 | 10 | 2 |  |  | 0 | 0 | 0 | 0 | 0 | 0 | 0 | 0 | 0 | 1 | 10 | 2
PG&E FRESNO | Panoche | 115 | 0 | 0 | 0 | 0 | 0 | 0 | 0 | 0 | 0 | 1 | 10 | 2 |  |  | 0 | 0 | 0 | 0 | 0 | 0 | 0 | 0 | 0 | 1 | 10 | 2
PG&E FRESNO | Panoche | 230 | 0 | 0 | 0 | 0 | 0 | 0 | 0 | 0 | 0 | 1 | 10 | 2 |  |  | 0 | 0 | 0 | 0 | 0 | 0 | 0 | 0 | 0 | 1 | 10 | 2
SCE Northern | Pardee | 230 | 0 | 0 | 0 | 700 | 0 | 700 | 0 | 1 | 0 | 1 | 10 | 1 |  |  | 0 | 0 | 0 | 700 | 0 | 700 | 0 | 1 | 0 | 1 | 10 | 1
PG&E NGBA | Parkway | 230 | 0 | 0 | 0 | 0 | 0 | 0 | 0 | 0 | 0 | 1 | 10 | 2 |  |  | 0 | 0 | 0 | 0 | 0 | 0 | 0 | 0 | 0 | 1 | 10 | 2
SCE Northern | Pastoria | 230 | 0 | 0 | 0 | 0 | 0 | 0 | 0 | 0 | 0 | 1 | 10 | 2 |  |  | 0 | 0 | 0 | 0 | 0 | 0 | 0 | 0 | 0 | 1 | 10 | 2
SCE Metro | Pauda | 230 | 0 | 0 | 0 | 0 | 0 | 0 | 0 | 0 | 0 | 1 | 10 | 2 |  |  | 0 | 0 | 0 | 0 | 0 | 0 | 0 | 0 | 0 | 1 | 10 | 2
PG&E GBA | Paul Sweet | 115 | 0 | 0 | 0 | 0 | 0 | 0 | 0 | 0 | 0 | 1 | 10 | 2 |  |  | 0 | 0 | 0 | 0 | 0 | 0 | 0 | 0 | 0 | 1 | 10 | 2
PG&E NGBA | Peabody | 230 | 0 | 0 | 0 | 0 | 0 | 0 | 0 | 0 | 0 | 1 | 10 | 2 |  |  | 0 | 0 | 0 | 0 | 0 | 0 | 0 | 0 | 0 | 1 | 10 | 2
PG&E NGBA | Pease | 115 | 0 | 0 | 0 | 0 | 0 | 0 | 0 | 0 | 0 | 1 | 10 | 2 |  |  | 0 | 0 | 0 | 0 | 0 | 0 | 0 | 0 | 0 | 1 | 10 | 2
PG&E NGBA | Pease | 60 | 0 | 0 | 0 | 0 | 0 | 0 | 0 | 0 | 0 | 1 | 10 | 2 |  |  | 0 | 0 | 0 | 0 | 0 | 0 | 0 | 0 | 0 | 1 | 10 | 2
SDGE | Penasquitos | 138 | 0 | 0 | 0 | 0 | 0 | 0 | 0 | 0 | 10 | 1 | 10 | 2 |  |  | 0 | 0 | 0 | 0 | 0 | 0 | 0 | 0 | 10 | 1 | 10 | 2
SDGE | Penasquitos | 230 | 0 | 0 | 0 | 0 | 0 | 0 | 0 | 0 | 0 | 1 | 10 | 2 |  |  | 0 | 0 | 0 | 0 | 0 | 0 | 0 | 0 | 10 | 1 | 10 | 2
SDGE | Penasquitos | 69 | 0 | 0 | 0 | 0 | 0 | 0 | 0 | 0 | 30 | 4 | 10 | 2 |  |  | 0 | 0 | 0 | 0 | 0 | 0 | 0 | 0 | 10 | 1 | 10 | 2
SDGE | Pendleton | 69 | 0 | 0 | 0 | 0 | 0 | 0 | 0 | 0 | 0 | 1 | 10 | 2 |  |  | 0 | 0 | 0 | 0 | 0 | 0 | 0 | 0 | 0 | 1 | 10 | 2
PG&E NGBA | Penngrove | 115 | 0 | 0 | 0 | 0 | 0 | 0 | 0 | 0 | 0 | 1 | 10 | 2 |  |  | 0 | 0 | 0 | 0 | 0 | 0 | 0 | 0 | 0 | 1 | 10 | 2
PG&E GBA | Peoria | 115 | 0 | 0 | 0 | 0 | 0 | 0 | 0 | 0 | 15 | 2 | 10 | 2 |  |  | 0 | 0 | 0 | 0 | 0 | 0 | 0 | 0 | 15 | 2 | 10 | 2
PG&E GBA | Piercy | 115 | 0 | 0 | 0 | 0 | 0 | 0 | 0 | 0 | 0 | 1 | 10 | 2 |  |  | 0 | 0 | 0 | 0 | 0 | 0 | 0 | 0 | 0 | 1 | 10 | 2
PG&E FRESNO | Pine Flat | 230 | 0 | 0 | 0 | 0 | 0 | 0 | 0 | 0 | 0 | 1 | 10 | 2 |  |  | 0 | 0 | 0 | 0 | 0 | 0 | 0 | 0 | 0 | 1 | 10 | 2
SCE NOL | Pisgah | 230 | 0 | 0 | 0 | 0 | 0 | 0 | 0 | 0 | 0 | 1 | 10 | 2 |  |  | 0 | 0 | 0 | 217 | 0 | 217 | 0 | 1 | 0 | 1 | 10 | 2
PG&E NGBA | Pit 1 | 230 | 0 | 0 | 0 | 0 | 0 | 0 | 0 | 0 | 0 | 1 | 10 | 2 |  |  | 0 | 0 | 0 | 0 | 0 | 0 | 0 | 0 | 0 | 1 | 10 | 2
PG&E NGBA | Pit 1 | 60 | 0 | 0 | 0 | 0 | 0 | 0 | 0 | 0 | 0 | 1 | 10 | 2 |  |  | 0 | 0 | 0 | 0 | 0 | 0 | 0 | 0 | 0 | 1 | 10 | 2
PG&E NGBA | Pit 3 | 230 | 0 | 0 | 0 | 0 | 0 | 0 | 0 | 0 | 0 | 1 | 10 | 2 |  |  | 0 | 0 | 0 | 0 | 0 | 0 | 0 | 0 | 0 | 1 | 10 | 2
PG&E NGBA | Pit 4 | 230 | 0 | 0 | 0 | 0 | 0 | 0 | 0 | 0 | 0 | 1 | 10 | 2 |  |  | 0 | 0 | 0 | 0 | 0 | 0 | 0 | 0 | 0 | 1 | 10 | 2
PG&E GBA | Pittsburg | 115 | 0 | 0 | 0 | 0 | 0 | 0 | 0 | 0 | 0 | 1 | 10 | 2 |  |  | 0 | 0 | 0 | 0 | 0 | 0 | 0 | 0 | 0 | 1 | 10 | 2
PG&E GBA | Pittsburg | 230 | 0 | 0 | 0 | 0 | 0 | 0 | 0 | 0 | 0 | 1 | 10 | 2 |  |  | 0 | 0 | 0 | 0 | 0 | 0 | 0 | 0 | 0 | 1 | 10 | 2
PG&E NGBA | Pleasant Grove | 115 | 0 | 0 | 0 | 0 | 0 | 0 | 0 | 0 | 0 | 1 | 10 | 2 |  |  | 0 | 0 | 0 | 0 | 0 | 0 | 0 | 0 | 0 | 1 | 10 | 2
PG&E NGBA | POE | 230 | 0 | 0 | 0 | 0 | 0 | 0 | 0 | 0 | 0 | 1 | 10 | 2 |  |  | 0 | 0 | 0 | 0 | 0 | 0 | 0 | 0 | 0 | 1 | 10 | 2
SDGE | Point Loma | 69 | 0 | 0 | 0 | 0 | 0 | 0 | 0 | 0 | 0 | 1 | 10 | 2 |  |  | 0 | 0 | 0 | 0 | 0 | 0 | 0 | 0 | 0 | 1 | 10 | 2
SDGE | Pomerado | 69 | 0 | 0 | 0 | 0 | 0 | 0 | 0 | 0 | 0 | 1 | 10 | 2 |  |  | 0 | 0 | 0 | 0 | 0 | 0 | 0 | 0 | 0 | 1 | 10 | 2
PG&E KERN | Poso Mountain | 115 | 0 | 0 | 0 | 100 | 100 | 200 | 0 | 1 | 0 | 1 | 10 | 2 |  |  | 0 | 0 | 0 | 100 | 100 | 200 | 0 | 1 | 0 | 1 | 10 | 2
EOP | Primm | 230 | 0 | 0 | 0 | 0 | 0 | 0 | 0 | 0 | 0 | 1 | 10 | 2 |  |  | 0 | 0 | 0 | 0 | 0 | 0 | 0 | 0 | 0 | 1 | 10 | 2
PG&E NGBA | Putah Creek | 115 | 0 | 0 | 0 | 0 | 0 | 0 | 0 | 0 | 0 | 1 | 5 | 1 |  |  | 0 | 0 | 0 | 0 | 0 | 0 | 0 | 0 | 0 | 1 | 5 | 1
SDGE | Q1806 | 138 | 0 | 0 | 0 | 0 | 0 | 0 | 0 | 0 | 0 | 1 | 10 | 2 |  |  | 0 | 0 | 0 | 0 | 0 | 0 | 0 | 0 | 0 | 1 | 10 | 2
PG&E FRESNO | Quinto | 230 | 0 | 0 | 0 | 0 | 0 | 0 | 20 | 1 | 0 | 1 | 10 | 2 |  |  | 0 | 0 | 0 | 375 | 0 | 375 | 20 | 1 | 0 | 1 | 10 | 2
PG&E GBA | Race Track | 115 | 0 | 0 | 0 | 0 | 0 | 0 | 0 | 0 | 0 | 1 | 10 | 2 |  |  | 0 | 0 | 0 | 0 | 0 | 0 | 0 | 0 | 0 | 1 | 10 | 2
SDGE | Rancho Mission Viejo | 138 | 0 | 0 | 0 | 0 | 0 | 0 | 0 | 0 | 0 | 1 | 10 | 2 |  |  | 0 | 0 | 0 | 0 | 0 | 0 | 0 | 0 | 0 | 1 | 10 | 2
PG&E GBA | Rancho Seco | 230 | 0 | 0 | 0 | 0 | 0 | 0 | 0 | 0 | 0 | 1 | 10 | 2 |  |  | 0 | 0 | 0 | 0 | 0 | 0 | 0 | 0 | 0 | 1 | 10 | 2
SCE Metro | Rancho Vista | 230 | 0 | 0 | 0 | 0 | 0 | 0 | 0 | 0 | 0 | 1 | 10 | 2 |  |  | 0 | 0 | 0 | 0 | 0 | 0 | 0 | 0 | 0 | 1 | 10 | 2
SCE Metro | Rancho Vista | 500 | 0 | 0 | 0 | 0 | 0 | 0 | 0 | 0 | 0 | 1 | 10 | 2 |  |  | 0 | 0 | 0 | 0 | 0 | 0 | 0 | 0 | 0 | 1 | 10 | 2
SCE NOL | Ransburg | 115 | 0 | 0 | 0 | 0 | 0 | 0 | 0 | 0 | 0 | 1 | 10 | 2 |  |  | 0 | 0 | 0 | 0 | 0 | 0 | 0 | 0 | 0 | 1 | 10 | 2
PG&E GBA | Ravenswood | 115 | 0 | 0 | 0 | 0 | 0 | 0 | 0 | 0 | 0 | 1 | 10 | 2 |  |  | 0 | 0 | 0 | 0 | 0 | 0 | 0 | 0 | 0 | 1 | 10 | 2
PG&E GBA | Ravenswood | 230 | 0 | 0 | 0 | 0 | 100 | 100 | 0 | 1 | 0 | 1 | 10 | 2 |  |  | 0 | 0 | 0 | 0 | 100 | 100 | 0 | 1 | 0 | 1 | 10 | 2
SCE Northern | Rector | 230 | 0 | 0 | 0 | 0 | 0 | 0 | 0 | 0 | 0 | 1 | 10 | 2 |  |  | 0 | 0 | 0 | 0 | 0 | 0 | 0 | 0 | 0 | 1 | 10 | 2
SCE Eastern | Red Bluff | 230 | 0 | 0 | 0 | 0 | 200 | 200 | 0 | 1 | 0 | 1 | 15 | 3 |  |  | 0 | 0 | 0 | 0 | 200 | 200 | 0 | 1 | 0 | 1 | 15 | 3
SCE Eastern | Red Bluff | 500 | 0 | 0 | 0 | 0 | 400 | 400 | 0 | 1 | 0 | 1 | 15 | 2 |  |  | 0 | 0 | 0 | 0 | 400 | 400 | 0 | 1 | 0 | 1 | 15 | 2
PG&E NGBA | Redbud | 115 | 0 | 0 | 0 | 0 | 0 | 0 | 241 | 1 | 0 | 1 | 10 | 2 |  |  | 0 | 0 | 0 | 0 | 0 | 0 | 241 | 1 | 0 | 1 | 10 | 2
SCE Metro | Redondo | 230 | 0 | 0 | 0 | 0 | 0 | 0 | 0 | 0 | 0 | 1 | 10 | 2 |  |  | 0 | 0 | 0 | 0 | 0 | 0 | 0 | 0 | 0 | 1 | 10 | 2
PG&E FRESNO | Reedley | 115 | 0 | 0 | 0 | 0 | 0 | 0 | 0 | 0 | 0 | 1 | 10 | 2 |  |  | 0 | 0 | 0 | 0 | 0 | 0 | 0 | 0 | 0 | 1 | 10 | 2
PG&E KERN | Renfro | 115 | 0 | 0 | 0 | 0 | 0 | 0 | 0 | 0 | 0 | 1 | 10 | 2 |  |  | 0 | 0 | 0 | 0 | 0 | 0 | 0 | 0 | 0 | 1 | 10 | 2
PG&E GBA | Richmond R | 115 | 0 | 0 | 0 | 0 | 0 | 0 | 0 | 0 | 0 | 1 | 10 | 2 |  |  | 0 | 0 | 0 | 0 | 0 | 0 | 0 | 0 | 0 | 1 | 10 | 2
PG&E NGBA | Rincon | 115 | 0 | 0 | 0 | 0 | 0 | 0 | 50 | 1 | 0 | 1 | 10 | 2 |  |  | 0 | 0 | 0 | 0 | 0 | 0 | 50 | 1 | 0 | 1 | 10 | 2
PG&E KERN | Rio Bravo | 115 | 0 | 0 | 0 | 0 | 0 | 0 | 0 | 0 | 0 | 1 | 10 | 2 |  |  | 0 | 0 | 0 | 0 | 0 | 0 | 0 | 0 | 0 | 1 | 10 | 2
SCE Metro | Rio Hondo | 230 | 0 | 0 | 0 | 0 | 0 | 0 | 0 | 0 | 0 | 1 | 10 | 2 |  |  | 0 | 0 | 0 | 0 | 0 | 0 | 0 | 0 | 0 | 1 | 10 | 2
PG&E NGBA | Rio Oso | 115 | 0 | 0 | 0 | 0 | 0 | 0 | 0 | 0 | 0 | 1 | 10 | 2 |  |  | 0 | 0 | 0 | 0 | 0 | 0 | 0 | 0 | 0 | 1 | 10 | 2
PG&E NGBA | Rio Oso | 230 | 0 | 0 | 0 | 0 | 0 | 0 | 0 | 0 | 0 | 1 | 10 | 2 |  |  | 0 | 0 | 0 | 0 | 0 | 0 | 0 | 0 | 0 | 1 | 10 | 2
PG&E GBA | Ripon | 115 | 0 | 0 | 0 | 0 | 0 | 0 | 0 | 0 | 0 | 1 | 10 | 2 |  |  | 0 | 0 | 0 | 0 | 0 | 0 | 0 | 0 | 0 | 1 | 10 | 2
PG&E GBA | Riverbank | 115 | 0 | 0 | 0 | 0 | 0 | 0 | 0 | 0 | 0 | 1 | 10 | 2 |  |  | 0 | 0 | 0 | 0 | 0 | 0 | 0 | 0 | 0 | 1 | 10 | 2
SCE NOL | Roadway | 115 | 0 | 0 | 0 | 0 | 0 | 0 | 0 | 0 | 0 | 1 | 10 | 2 |  |  | 0 | 0 | 0 | 0 | 0 | 0 | 0 | 0 | 0 | 1 | 10 | 2
PG&E NGBA | Rock Creek 1 | 230 | 0 | 0 | 0 | 0 | 0 | 0 | 0 | 0 | 0 | 1 | 10 | 2 |  |  | 0 | 0 | 0 | 0 | 0 | 0 | 0 | 0 | 0 | 1 | 10 | 2
SCE Northern | Rosamond | 66 | 0 | 0 | 0 | 0 | 0 | 0 | 0 | 0 | 0 | 1 | 10 | 2 |  |  | 0 | 0 | 0 | 0 | 0 | 0 | 0 | 0 | 0 | 1 | 10 | 2
PG&E GBA | Rossmoor | 230 | 0 | 0 | 0 | 0 | 0 | 0 | 0 | 0 | 0 | 1 | 10 | 2 |  |  | 0 | 0 | 0 | 0 | 0 | 0 | 0 | 0 | 0 | 1 | 10 | 2
PG&E NGBA | Round Mountain | 230 | 0 | 0 | 0 | 0 | 0 | 0 | 0 | 0 | 10 | 1 | 10 | 2 |  |  | 0 | 0 | 0 | 0 | 0 | 0 | 0 | 0 | 10 | 1 | 10 | 2
PG&E NGBA | Round Mountain | 500 | 0 | 0 | 0 | 0 | 0 | 0 | 0 | 0 | 0 | 1 | 10 | 2 |  |  | 0 | 0 | 0 | 0 | 0 | 0 | 0 | 0 | 10 | 1 | 10 | 2
PG&E GBA | Salado | 115 | 0 | 0 | 0 | 0 | 0 | 0 | 0 | 0 | 0 | 1 | 10 | 2 |  |  | 0 | 0 | 0 | 69 | 0 | 69 | 0 | 1 | 0 | 1 | 10 | 2
PG&E GBA | Salado | 60 | 0 | 0 | 0 | 0 | 0 | 0 | 0 | 0 | 0 | 1 | 10 | 2 |  |  | 0 | 0 | 0 | 0 | 0 | 0 | 0 | 0 | 0 | 1 | 10 | 2
PG&E GBA | Salinas | 115 | 0 | 0 | 0 | 0 | 0 | 0 | 0 | 0 | 0 | 1 | 10 | 2 |  |  | 0 | 0 | 0 | 0 | 0 | 0 | 0 | 0 | 0 | 1 | 10 | 2
SDGE | Salt Creek | 69 | 0 | 0 | 0 | 0 | 0 | 0 | 0 | 0 | 0 | 1 | 10 | 2 |  |  | 0 | 0 | 0 | 0 | 0 | 0 | 0 | 0 | 0 | 1 | 10 | 2
SCE Eastern | San Bernardino | 230 | 0 | 0 | 0 | 0 | 0 | 0 | 0 | 0 | 0 | 1 | 10 | 2 |  |  | 0 | 0 | 0 | 0 | 0 | 0 | 0 | 0 | 0 | 1 | 10 | 2
PG&E GBA | SAN FRAN A (POTRERO PP) | 115 | 0 | 0 | 0 | 0 | 0 | 0 | 0 | 0 | 0 | 1 | 10 | 2 |  |  | 0 | 0 | 0 | 0 | 0 | 0 | 0 | 0 | 0 | 1 | 10 | 2
PG&E GBA | SAN FRAN A (POTRERO PP) | 230 | 0 | 0 | 0 | 0 | 0 | 0 | 0 | 0 | 0 | 1 | 10 | 2 |  |  | 0 | 0 | 0 | 0 | 0 | 0 | 0 | 0 | 0 | 1 | 10 | 2
PG&E GBA | San Jose A | 115 | 0 | 0 | 0 | 0 | 0 | 0 | 0 | 0 | 0 | 1 | 10 | 2 |  |  | 0 | 0 | 0 | 0 | 0 | 0 | 0 | 0 | 0 | 1 | 10 | 2
PG&E GBA | San Jose B | 115 | 0 | 0 | 0 | 0 | 0 | 0 | 0 | 0 | 0 | 1 | 10 | 2 |  |  | 0 | 0 | 0 | 0 | 0 | 0 | 0 | 0 | 0 | 1 | 10 | 2
PG&E GBA | San Leandro U | 115 | 0 | 0 | 0 | 0 | 0 | 0 | 0 | 0 | 0 | 1 | 10 | 2 |  |  | 0 | 0 | 0 | 0 | 0 | 0 | 0 | 0 | 0 | 1 | 10 | 2
PG&E KERN | San Luis Obispo | 115 | 0 | 0 | 0 | 0 | 0 | 0 | 0 | 0 | 0 | 1 | 10 | 2 |  |  | 0 | 0 | 0 | 0 | 0 | 0 | 0 | 0 | 0 | 1 | 10 | 2
PG&E KERN | San Luis Obispo | 70 | 0 | 0 | 0 | 0 | 0 | 0 | 0 | 0 | 0 | 1 | 10 | 2 |  |  | 0 | 0 | 0 | 0 | 0 | 0 | 0 | 0 | 0 | 1 | 10 | 2
SDGE | San Luis Rey | 230 | 0 | 0 | 0 | 0 | 0 | 0 | 0 | 0 | 0 | 1 | 10 | 2 |  |  | 0 | 0 | 0 | 0 | 0 | 0 | 0 | 0 | 0 | 1 | 10 | 2
SDGE | San Luis Rey | 69 | 0 | 0 | 0 | 0 | 0 | 0 | 0 | 0 | 0 | 1 | 10 | 2 |  |  | 0 | 0 | 0 | 0 | 0 | 0 | 0 | 0 | 0 | 1 | 10 | 2
SDGE | San Marcos | 69 | 0 | 0 | 0 | 0 | 0 | 0 | 0 | 0 | 0 | 1 | 10 | 2 |  |  | 0 | 0 | 0 | 0 | 0 | 0 | 0 | 0 | 0 | 1 | 10 | 2
SCE Metro | San Onofre | 230 | 0 | 0 | 0 | 0 | 0 | 0 | 0 | 0 | 0 | 1 | 10 | 2 |  |  | 0 | 0 | 0 | 0 | 0 | 0 | 0 | 0 | 0 | 1 | 10 | 2
PG&E GBA | San Pablo | 115 | 0 | 0 | 0 | 0 | 0 | 0 | 0 | 0 | 0 | 1 | 10 | 2 |  |  | 0 | 0 | 0 | 0 | 0 | 0 | 0 | 0 | 0 | 1 | 10 | 2
PG&E GBA | San Ramon | 230 | 0 | 0 | 0 | 0 | 0 | 0 | 0 | 0 | 0 | 1 | 10 | 2 |  |  | 0 | 0 | 0 | 0 | 0 | 0 | 0 | 0 | 0 | 1 | 10 | 2
SDGE | San Ysidro | 69 | 0 | 0 | 0 | 0 | 0 | 0 | 0 | 0 | 0 | 1 | 10 | 2 |  |  | 0 | 0 | 0 | 0 | 0 | 0 | 0 | 0 | 0 | 1 | 10 | 2
SCE NOL | Sandlot | 230 | 0 | 0 | 0 | 0 | 0 | 0 | 0 | 0 | 0 | 1 | 10 | 2 |  |  | 0 | 0 | 0 | 0 | 0 | 0 | 0 | 0 | 0 | 1 | 10 | 2
EOP | Sandy | 138 | 0 | 0 | 0 | 0 | 0 | 0 | 0 | 0 | 0 | 1 | 10 | 2 |  |  | 0 | 0 | 0 | 0 | 0 | 0 | 0 | 0 | 0 | 1 | 10 | 2
PG&E FRESNO | Sanger | 115 | 0 | 0 | 0 | 0 | 0 | 0 | 0 | 0 | 0 | 1 | 10 | 2 |  |  | 0 | 0 | 0 | 0 | 0 | 0 | 0 | 0 | 0 | 1 | 10 | 2
SCE Northern | Santa Clara | 230 | 0 | 0 | 0 | 0 | 0 | 0 | 0 | 0 | 0 | 1 | 10 | 2 |  |  | 0 | 0 | 0 | 0 | 0 | 0 | 0 | 0 | 0 | 1 | 10 | 2
PG&E NGBA | Santa Rosa A | 115 | 0 | 0 | 0 | 0 | 0 | 0 | 0 | 0 | 0 | 1 | 10 | 2 |  |  | 0 | 0 | 0 | 0 | 0 | 0 | 0 | 0 | 0 | 1 | 10 | 2
PG&E GBA | Santa Teresa | 115 | 0 | 0 | 0 | 0 | 0 | 0 | 0 | 0 | 0 | 1 | 10 | 2 |  |  | 0 | 0 | 0 | 0 | 0 | 0 | 0 | 0 | 0 | 1 | 10 | 2
SDGE | Santee | 138 | 0 | 0 | 0 | 0 | 0 | 0 | 0 | 0 | 0 | 1 | 10 | 2 |  |  | 0 | 0 | 0 | 0 | 0 | 0 | 0 | 0 | 0 | 1 | 10 | 2
SCE Metro | Santiago | 230 | 0 | 0 | 0 | 0 | 0 | 0 | 0 | 0 | 0 | 1 | 10 | 2 |  |  | 0 | 0 | 0 | 0 | 0 | 0 | 0 | 0 | 0 | 1 | 10 | 2
PG&E GBA | Saratoga | 230 | 0 | 0 | 0 | 0 | 0 | 0 | 0 | 0 | 0 | 1 | 10 | 2 |  |  | 0 | 0 | 0 | 0 | 0 | 0 | 0 | 0 | 0 | 1 | 10 | 2
SCE Northern | Saugus | 230 | 0 | 0 | 0 | 0 | 0 | 0 | 0 | 0 | 0 | 1 | 10 | 2 |  |  | 0 | 0 | 0 | 0 | 0 | 0 | 0 | 0 | 0 | 1 | 10 | 2
PG&E FRESNO | Schindler | 115 | 0 | 0 | 0 | 100 | 0 | 100 | 0 | 1 | 0 | 1 | 10 | 2 |  |  | 0 | 0 | 0 | 100 | 0 | 100 | 0 | 1 | 0 | 1 | 10 | 2
PG&E FRESNO | Schindler | 70 | 0 | 0 | 0 | 0 | 0 | 0 | 0 | 0 | 0 | 1 | 10 | 2 |  |  | 0 | 0 | 0 | 0 | 0 | 0 | 0 | 0 | 0 | 1 | 10 | 2
PG&E GBA | Schulte | 115 | 0 | 0 | 0 | 100 | 0 | 100 | 0 | 1 | 0 | 1 | 10 | 2 |  |  | 0 | 0 | 0 | 100 | 0 | 100 | 0 | 1 | 0 | 1 | 10 | 2
SDGE | Scripps | 69 | 0 | 0 | 0 | 0 | 0 | 0 | 0 | 0 | 0 | 1 | 10 | 2 |  |  | 0 | 0 | 0 | 0 | 0 | 0 | 0 | 0 | 0 | 1 | 10 | 2
PG&E KERN | Semitropic | 115 | 0 | 0 | 0 | 0 | 0 | 0 | 0 | 0 | 0 | 1 | 10 | 2 |  |  | 0 | 0 | 0 | 0 | 0 | 0 | 0 | 0 | 0 | 1 | 10 | 2
SCE Metro | Serrano | 230 | 0 | 0 | 0 | 0 | 0 | 0 | 0 | 0 | 0 | 1 | 10 | 2 |  |  | 0 | 0 | 0 | 0 | 0 | 0 | 0 | 0 | 0 | 1 | 10 | 2
SCE Metro | Serrano | 500 | 0 | 0 | 0 | 0 | 0 | 0 | 0 | 0 | 0 | 1 | 10 | 2 |  |  | 0 | 0 | 0 | 0 | 0 | 0 | 0 | 0 | 0 | 1 | 10 | 2
SDGE | Shadowridge | 138 | 0 | 0 | 0 | 0 | 0 | 0 | 0 | 0 | 0 | 1 | 10 | 2 |  |  | 0 | 0 | 0 | 0 | 0 | 0 | 0 | 0 | 0 | 1 | 10 | 2
PG&E KERN | Shafter | 115 | 0 | 0 | 0 | 0 | 100 | 100 | 0 | 1 | 0 | 1 | 10 | 2 |  |  | 0 | 0 | 0 | 0 | 100 | 100 | 0 | 1 | 0 | 1 | 10 | 2
PG&E NGBA | Silverado | 115 | 0 | 0 | 0 | 0 | 0 | 0 | 0 | 0 | 0 | 1 | 10 | 2 |  |  | 0 | 0 | 0 | 0 | 0 | 0 | 0 | 0 | 0 | 1 | 10 | 2
SDGE | Silvergate | 230 | 0 | 0 | 0 | 0 | 100 | 100 | 0 | 1 | 0 | 1 | 10 | 2 |  |  | 0 | 0 | 0 | 0 | 100 | 100 | 0 | 1 | 0 | 1 | 10 | 2
SDGE | Silvergate | 69 | 0 | 0 | 0 | 0 | 0 | 0 | 0 | 0 | 0 | 1 | 10 | 2 |  |  | 0 | 0 | 0 | 0 | 0 | 0 | 0 | 0 | 0 | 1 | 10 | 2
PG&E KERN | Sisquoc | 115 | 0 | 0 | 0 | 0 | 0 | 0 | 0 | 0 | 0 | 1 | 10 | 2 |  |  | 0 | 0 | 0 | 0 | 0 | 0 | 0 | 0 | 0 | 1 | 10 | 2
EOP | Sloan Canyon | 230 | 0 | 0 | 0 | 0 | 0 | 0 | 0 | 0 | 20 | 3 | 10 | 2 |  |  | 0 | 0 | 0 | 0 | 0 | 0 | 0 | 0 | 20 | 3 | 10 | 2
EOP | Sloan Canyon | 500 | 0 | 0 | 0 | 0 | 0 | 0 | 0 | 0 | 0 | 1 | 10 | 2 |  |  | 0 | 0 | 0 | 0 | 0 | 0 | 0 | 0 | 20 | 3 | 10 | 2
PG&E KERN | Smyrna | 115 | 0 | 0 | 0 | 0 | 0 | 0 | 0 | 0 | 0 | 1 | 10 | 2 |  |  | 0 | 0 | 0 | 0 | 0 | 0 | 0 | 0 | 0 | 1 | 10 | 2
PG&E GBA | Sobrante | 115 | 0 | 0 | 0 | 0 | 0 | 0 | 0 | 0 | 0 | 1 | 10 | 2 |  |  | 0 | 0 | 0 | 0 | 0 | 0 | 0 | 0 | 0 | 1 | 10 | 2
PG&E GBA | Sobrante | 230 | 0 | 0 | 0 | 0 | 0 | 0 | 0 | 0 | 0 | 1 | 10 | 2 |  |  | 0 | 0 | 0 | 0 | 0 | 0 | 0 | 0 | 0 | 1 | 10 | 2
PG&E KERN | Solar | 230 | 0 | 0 | 0 | 0 | 0 | 0 | 0 | 0 | 0 | 1 | 10 | 2 |  |  | 0 | 0 | 0 | 0 | 0 | 0 | 0 | 0 | 0 | 1 | 10 | 2
PG&E GBA | Soledad | 115 | 0 | 0 | 0 | 0 | 0 | 0 | 0 | 0 | 0 | 1 | 10 | 2 |  |  | 150 | 0 | 150 | 0 | 0 | 0 | 0 | 1 | 20 | 3 | 10 | 2
PG&E GBA | Soledad | 60 | 0 | 0 | 0 | 0 | 0 | 0 | 0 | 0 | 10 | 1 | 10 | 2 |  |  | 0 | 0 | 0 | 0 | 0 | 0 | 0 | 0 | 10 | 1 | 10 | 2
SDGE | Spring Valley | 69 | 0 | 0 | 0 | 0 | 0 | 0 | 0 | 0 | 0 | 1 | 10 | 2 |  |  | 0 | 0 | 0 | 0 | 0 | 0 | 0 | 0 | 0 | 1 | 10 | 2
SCE Northern | Springville | 230 | 0 | 0 | 0 | 0 | 0 | 0 | 0 | 0 | 0 | 1 | 10 | 2 |  |  | 0 | 0 | 0 | 0 | 0 | 0 | 0 | 0 | 0 | 1 | 10 | 2
PG&E GBA | Stagg | 230 | 0 | 0 | 0 | 0 | 0 | 0 | 0 | 0 | 0 | 1 | 10 | 2 |  |  | 0 | 0 | 0 | 0 | 0 | 0 | 0 | 0 | 0 | 1 | 10 | 2
PG&E GBA | Standard Oil | 115 | 0 | 0 | 0 | 0 | 0 | 0 | 0 | 0 | 0 | 1 | 10 | 2 |  |  | 0 | 0 | 0 | 0 | 0 | 0 | 0 | 0 | 0 | 1 | 10 | 2
PG&E GBA | Stanislaus | 115 | 0 | 0 | 0 | 0 | 0 | 0 | 0 | 0 | 0 | 1 | 10 | 2 |  |  | 0 | 0 | 0 | 0 | 0 | 0 | 0 | 0 | 0 | 1 | 10 | 2
PG&E KERN | Stockdale | 115 | 0 | 0 | 0 | 0 | 0 | 0 | 0 | 0 | 0 | 1 | 10 | 2 |  |  | 0 | 0 | 0 | 0 | 0 | 0 | 0 | 0 | 0 | 1 | 10 | 2
PG&E KERN | Stockdale | 230 | 0 | 0 | 0 | 0 | 0 | 0 | 0 | 0 | 0 | 1 | 10 | 2 |  |  | 0 | 0 | 0 | 12 | 0 | 12 | 0 | 1 | 0 | 1 | 10 | 2
PG&E GBA | Stockton A | 115 | 0 | 0 | 0 | 0 | 0 | 0 | 0 | 0 | 0 | 1 | 10 | 2 |  |  | 0 | 0 | 0 | 0 | 0 | 0 | 0 | 0 | 0 | 1 | 10 | 2
PG&E GBA | Stone | 115 | 0 | 0 | 0 | 0 | 0 | 0 | 0 | 0 | 0 | 1 | 10 | 2 |  |  | 0 | 0 | 0 | 0 | 0 | 0 | 0 | 0 | 0 | 1 | 10 | 2
PG&E FRESNO | Storey | 230 | 0 | 0 | 0 | 0 | 0 | 0 | 0 | 0 | 0 | 1 | 10 | 2 |  |  | 0 | 0 | 0 | 0 | 0 | 0 | 0 | 0 | 0 | 1 | 10 | 2
PG&E NGBA | Summit | 115 | 0 | 0 | 0 | 0 | 0 | 0 | 10 | 1 | 20 | 3 | 10 | 2 |  |  | 220 | 0 | 220 | 0 | 0 | 0 | 10 | 1 | 20 | 2 | 10 | 2
SDGE | Suncrest | 230 | 0 | 0 | 0 | 0 | 0 | 0 | 0 | 0 | 0 | 1 | 10 | 2 |  |  | 0 | 0 | 0 | 0 | 0 | 0 | 0 | 0 | 0 | 1 | 10 | 2
SDGE | Suncrest | 500 | 0 | 0 | 0 | 0 | 0 | 0 | 0 | 0 | 0 | 1 | 10 | 2 |  |  | 0 | 0 | 0 | 0 | 0 | 0 | 0 | 0 | 0 | 1 | 10 | 2
PG&E KERN | Sunrise | 230 | 0 | 0 | 0 | 0 | 0 | 0 | 0 | 0 | 0 | 1 | 10 | 2 |  |  | 0 | 0 | 0 | 0 | 0 | 0 | 0 | 0 | 0 | 1 | 10 | 2
PG&E KERN | Sunset | 230 | 0 | 0 | 0 | 0 | 0 | 0 | 0 | 0 | 0 | 1 | 10 | 2 |  |  | 0 | 0 | 0 | 0 | 0 | 0 | 0 | 0 | 0 | 1 | 10 | 2
PG&E GBA | Swift | 115 | 0 | 0 | 0 | 0 | 0 | 0 | 34 | 1 | 0 | 1 | 10 | 2 |  |  | 0 | 0 | 0 | 0 | 0 | 0 | 34 | 1 | 0 | 1 | 10 | 2
SDGE | Sycamore Canyon | 138 | 0 | 0 | 0 | 0 | 0 | 0 | 0 | 0 | 0 | 1 | 10 | 2 |  |  | 0 | 0 | 0 | 0 | 0 | 0 | 0 | 0 | 0 | 1 | 10 | 2
SDGE | Sycamore Canyon | 230 | 0 | 0 | 0 | 0 | 0 | 0 | 0 | 0 | 0 | 1 | 10 | 2 |  |  | 0 | 0 | 0 | 0 | 0 | 0 | 0 | 0 | 0 | 1 | 10 | 2
SDGE | Sycamore Canyon | 69 | 0 | 0 | 0 | 0 | 0 | 0 | 0 | 0 | 0 | 1 | 10 | 2 |  |  | 0 | 0 | 0 | 0 | 0 | 0 | 0 | 0 | 0 | 1 | 10 | 2
SCE Northern | Sylmar | 230 | 0 | 0 | 0 | 200 | 0 | 200 | 0 | 1 | 0 | 1 | 10 | 2 |  |  | 0 | 0 | 0 | 200 | 0 | 200 | 0 | 1 | 0 | 1 | 10 | 2
PG&E NGBA | Table Mountain | 115 | 0 | 0 | 0 | 0 | 0 | 0 | 0 | 0 | 0 | 1 | 10 | 2 |  |  | 0 | 0 | 0 | 0 | 0 | 0 | 0 | 0 | 10 | 1 | 10 | 2
PG&E NGBA | Table Mountain | 230 | 0 | 0 | 0 | 0 | 200 | 200 | 0 | 1 | 10 | 1 | 10 | 2 |  |  | 0 | 0 | 0 | 0 | 200 | 200 | 0 | 1 | 10 | 1 | 10 | 2
PG&E NGBA | Table Mountain | 500 | 0 | 0 | 0 | 0 | 0 | 0 | 0 | 0 | 0 | 1 | 10 | 2 |  |  | 0 | 0 | 0 | 0 | 0 | 0 | 0 | 0 | 10 | 1 | 10 | 2
PG&E NGBA | Table Mountain | 60 | 0 | 0 | 0 | 0 | 0 | 0 | 0 | 0 | 0 | 1 | 10 | 2 |  |  | 0 | 0 | 0 | 0 | 0 | 0 | 0 | 0 | 0 | 1 | 10 | 2
PG&E KERN | Taft | 115 | 0 | 0 | 0 | 0 | 0 | 0 | 0 | 0 | 0 | 1 | 10 | 2 |  |  | 0 | 0 | 0 | 0 | 0 | 0 | 0 | 0 | 0 | 1 | 10 | 2
SDGE | Talega | 138 | 0 | 0 | 0 | 0 | 0 | 0 | 0 | 0 | 0 | 1 | 10 | 2 |  |  | 0 | 0 | 0 | 0 | 0 | 0 | 0 | 0 | 0 | 1 | 10 | 2
SDGE | Talega | 230 | 0 | 0 | 0 | 0 | 0 | 0 | 0 | 0 | 0 | 1 | 10 | 2 |  |  | 0 | 0 | 0 | 0 | 0 | 0 | 0 | 0 | 0 | 1 | 10 | 2
PG&E GBA | Tassajara | 230 | 0 | 0 | 0 | 0 | 0 | 0 | 0 | 0 | 0 | 1 | 10 | 2 |  |  | 0 | 0 | 0 | 0 | 0 | 0 | 0 | 0 | 0 | 1 | 10 | 2
PG&E KERN | Tejon | 70 | 0 | 0 | 0 | 0 | 0 | 0 | 0 | 0 | 0 | 1 | 10 | 2 |  |  | 0 | 0 | 0 | 0 | 0 | 0 | 0 | 0 | 0 | 1 | 10 | 2
SDGE | Telegraph Canyon | 138 | 0 | 0 | 0 | 0 | 0 | 0 | 0 | 0 | 0 | 1 | 10 | 2 |  |  | 0 | 0 | 0 | 0 | 0 | 0 | 0 | 0 | 0 | 1 | 10 | 2
PG&E KERN | Temblor | 115 | 0 | 0 | 0 | 0 | 0 | 0 | 0 | 0 | 0 | 1 | 10 | 2 |  |  | 0 | 0 | 0 | 0 | 0 | 0 | 0 | 0 | 0 | 1 | 10 | 2
PG&E KERN | Templeton | 230 | 0 | 0 | 0 | 0 | 0 | 0 | 0 | 0 | 10 | 1 | 10 | 2 |  |  | 0 | 0 | 0 | 0 | 0 | 0 | 0 | 0 | 10 | 1 | 10 | 2
PG&E KERN | Templeton | 70 | 0 | 0 | 0 | 0 | 0 | 0 | 0 | 0 | 0 | 1 | 10 | 2 |  |  | 0 | 0 | 0 | 0 | 0 | 0 | 0 | 0 | 10 | 1 | 10 | 2
PG&E GBA | Tesla | 115 | 0 | 0 | 0 | 0 | 0 | 0 | 0 | 0 | 0 | 1 | 10 | 2 |  |  | 0 | 0 | 0 | 0 | 0 | 0 | 0 | 0 | 15 | 2 | 10 | 2
PG&E GBA | Tesla | 230 | 0 | 0 | 0 | 0 | 0 | 0 | 0 | 0 | 15 | 2 | 10 | 2 |  |  | 0 | 0 | 0 | 0 | 0 | 0 | 0 | 0 | 15 | 2 | 10 | 2
PG&E GBA | Tesla | 500 | 0 | 0 | 0 | 0 | 0 | 0 | 0 | 0 | 15 | 2 | 10 | 2 |  |  | 0 | 0 | 0 | 0 | 0 | 0 | 0 | 0 | 15 | 2 | 10 | 2
PG&E KERN | Tevis | 115 | 0 | 0 | 0 | 100 | 0 | 100 | 0 | 1 | 0 | 1 | 10 | 2 |  |  | 0 | 0 | 0 | 100 | 0 | 100 | 0 | 1 | 0 | 1 | 10 | 2
EOP | Thousandaire | 138 | 0 | 0 | 0 | 0 | 0 | 0 | 0 | 0 | 0 | 1 | 10 | 2 |  |  | 0 | 0 | 0 | 0 | 0 | 0 | 0 | 0 | 0 | 1 | 10 | 2
PG&E KERN | Topaz | 230 | 0 | 0 | 0 | 0 | 0 | 0 | 0 | 0 | 0 | 1 | 10 | 2 |  |  | 0 | 0 | 0 | 0 | 0 | 0 | 0 | 0 | 0 | 1 | 10 | 2
SCE NOL | Tortilla | 115 | 0 | 0 | 0 | 0 | 0 | 0 | 0 | 0 | 0 | 1 | 10 | 2 |  |  | 0 | 0 | 0 | 0 | 0 | 0 | 0 | 0 | 0 | 1 | 10 | 2
SDGE | Trabuco | 138 | 0 | 0 | 0 | 0 | 0 | 0 | 0 | 0 | 0 | 1 | 10 | 2 |  |  | 0 | 0 | 0 | 0 | 0 | 0 | 0 | 0 | 0 | 1 | 10 | 2
PG&E GBA | Tracy | 115 | 0 | 0 | 0 | 0 | 0 | 0 | 0 | 0 | 0 | 1 | 10 | 2 |  |  | 0 | 0 | 0 | 0 | 0 | 0 | 0 | 0 | 0 | 1 | 10 | 2
PG&E FRESNO | Tranquility | 230 | 0 | 0 | 0 | 434 | 200 | 634 | 0 | 1 | 0 | 1 | 10 | 1 |  |  | 0 | 0 | 0 | 434 | 200 | 634 | 0 | 1 | 0 | 1 | 10 | 1
PG&E GBA | Trimble | 115 | 0 | 0 | 0 | 0 | 0 | 0 | 0 | 0 | 0 | 1 | 10 | 2 |  |  | 0 | 0 | 0 | 0 | 0 | 0 | 0 | 0 | 0 | 1 | 10 | 2
EOP | Trout Canyon | 230 | 0 | 0 | 0 | 0 | 0 | 0 | 0 | 0 | 20 | 3 | 15 | 3 |  |  | 0 | 0 | 0 | 0 | 0 | 0 | 0 | 0 | 20 | 3 | 15 | 3
EOP | Trout Canyon | 500 | 0 | 0 | 0 | 0 | 300 | 300 | 0 | 1 | 0 | 1 | 10 | 2 |  |  | 0 | 0 | 0 | 0 | 300 | 300 | 0 | 1 | 20 | 3 | 10 | 2
PG&E NGBA | Tulucay | 230 | 0 | 0 | 0 | 0 | 0 | 0 | 0 | 0 | 0 | 1 | 10 | 2 |  |  | 0 | 0 | 0 | 0 | 0 | 0 | 0 | 0 | 0 | 1 | 10 | 2
PG&E NGBA | Tulucay | 60 | 0 | 0 | 0 | 0 | 0 | 0 | 0 | 0 | 0 | 1 | 10 | 2 |  |  | 0 | 0 | 0 | 0 | 0 | 0 | 0 | 0 | 0 | 1 | 10 | 2
PG&E KERN | Tupman | 115 | 0 | 0 | 0 | 0 | 0 | 0 | 0 | 0 | 0 | 1 | 10 | 2 |  |  | 0 | 0 | 0 | 0 | 0 | 0 | 0 | 0 | 0 | 1 | 10 | 2
PG&E NGBA | Ukiah | 115 | 0 | 0 | 0 | 0 | 0 | 0 | 0 | 0 | 0 | 1 | 10 | 2 |  |  | 0 | 0 | 0 | 0 | 0 | 0 | 0 | 0 | 0 | 1 | 10 | 2
PG&E KERN | Union (Estrella) | 70 | 0 | 0 | 0 | 0 | 0 | 0 | 0 | 0 | 0 | 1 | 10 | 2 |  |  | 0 | 0 | 0 | 0 | 0 | 0 | 0 | 0 | 0 | 1 | 10 | 2
PG&E NGBA | Vaca Dixon | 115 | 0 | 0 | 0 | 0 | 0 | 0 | 0 | 0 | 0 | 1 | 10 | 2 |  |  | 0 | 0 | 0 | 0 | 0 | 0 | 0 | 0 | 20 | 3 | 10 | 2
PG&E NGBA | Vaca Dixon | 230 | 0 | 0 | 0 | 0 | 200 | 200 | 0 | 1 | 0 | 1 | 10 | 2 |  |  | 70 | 0 | 70 | 0 | 200 | 200 | 0 | 1 | 20 | 3 | 10 | 2
PG&E NGBA | Vaca Dixon | 500 | 0 | 0 | 0 | 0 | 300 | 300 | 0 | 1 | 0 | 1 | 10 | 2 |  |  | 0 | 0 | 0 | 0 | 300 | 300 | 0 | 1 | 20 | 3 | 10 | 2
PG&E NGBA | Vaca Dixon | 60 | 0 | 0 | 0 | 0 | 0 | 0 | 0 | 0 | 0 | 1 | 10 | 2 |  |  | 0 | 0 | 0 | 0 | 0 | 0 | 0 | 0 | 0 | 1 | 10 | 2
SCE Eastern | Valley (SCE) | 500 | 0 | 0 | 0 | 500 | 0 | 500 | 0 | 1 | 0 | 1 | 10 | 1 |  |  | 0 | 0 | 0 | 500 | 700 | 1200 | 0 | 1 | 0 | 1 | 10 | 1
EOP | Valley (VEA) | 138 | 0 | 0 | 0 | 0 | 0 | 0 | 0 | 0 | 0 | 1 | 10 | 2 |  |  | 0 | 0 | 0 | 0 | 0 | 0 | 0 | 0 | 0 | 1 | 10 | 2
SDGE | Valley Center | 69 | 0 | 0 | 0 | 0 | 0 | 0 | 0 | 0 | 0 | 1 | 10 | 2 |  |  | 0 | 0 | 0 | 0 | 0 | 0 | 0 | 0 | 0 | 1 | 10 | 2
PG&E GBA | Valley Home | 115 | 0 | 0 | 0 | 0 | 100 | 100 | 0 | 1 | 0 | 1 | 10 | 2 |  |  | 0 | 0 | 0 | 0 | 100 | 100 | 0 | 1 | 0 | 1 | 10 | 2
PG&E GBA | Valley Springs | 230 | 0 | 0 | 0 | 0 | 0 | 0 | 0 | 0 | 0 | 1 | 10 | 2 |  |  | 0 | 0 | 0 | 0 | 0 | 0 | 0 | 0 | 0 | 1 | 10 | 2
PG&E GBA | Valley Springs | 60 | 0 | 0 | 0 | 0 | 0 | 0 | 0 | 0 | 0 | 1 | 10 | 2 |  |  | 0 | 0 | 0 | 0 | 0 | 0 | 0 | 0 | 0 | 1 | 10 | 2
EOP | Valley Switch | 138 | 0 | 0 | 0 | 0 | 0 | 0 | 0 | 0 | 0 | 1 | 10 | 2 |  |  | 0 | 0 | 0 | 0 | 0 | 0 | 0 | 0 | 0 | 1 | 10 | 2
EOP | Valley Switch | 230 | 0 | 0 | 0 | 0 | 0 | 0 | 0 | 0 | 0 | 1 | 10 | 2 |  |  | 0 | 0 | 0 | 0 | 0 | 0 | 0 | 0 | 0 | 1 | 10 | 2
PG&E GBA | Vasco | 230 | 0 | 0 | 0 | 0 | 0 | 0 | 0 | 0 | 0 | 1 | 10 | 2 |  |  | 0 | 0 | 0 | 0 | 0 | 0 | 0 | 0 | 0 | 1 | 10 | 2
PG&E GBA | Vasona | 230 | 0 | 0 | 0 | 0 | 0 | 0 | 0 | 0 | 0 | 1 | 10 | 2 |  |  | 0 | 0 | 0 | 0 | 0 | 0 | 0 | 0 | 0 | 1 | 10 | 2
SCE Northern | Vestal | 230 | 0 | 0 | 0 | 200 | 0 | 200 | 0 | 1 | 0 | 1 | 10 | 2 |  |  | 0 | 0 | 0 | 200 | 0 | 200 | 0 | 1 | 0 | 1 | 10 | 2
SCE Northern | Vestal | 66 | 0 | 0 | 0 | 0 | 0 | 0 | 0 | 0 | 0 | 1 | 10 | 2 |  |  | 0 | 0 | 0 | 0 | 0 | 0 | 0 | 0 | 0 | 1 | 10 | 2
SCE NOL | Victor | 115 | 0 | 0 | 0 | 0 | 0 | 0 | 0 | 0 | 0 | 1 | 10 | 2 |  |  | 0 | 0 | 0 | 154 | 0 | 154 | 0 | 1 | 0 | 1 | 10 | 2
SCE NOL | Victor | 230 | 0 | 0 | 0 | 0 | 0 | 0 | 0 | 0 | 0 | 1 | 10 | 2 |  |  | 0 | 0 | 0 | 0 | 0 | 0 | 0 | 0 | 0 | 1 | 10 | 2
SCE Metro | Viejo | 230 | 0 | 0 | 0 | 0 | 0 | 0 | 0 | 0 | 0 | 1 | 10 | 2 |  |  | 0 | 0 | 0 | 0 | 0 | 0 | 0 | 0 | 0 | 1 | 10 | 2
PG&E GBA | Vierra | 115 | 0 | 0 | 0 | 0 | 0 | 0 | 0 | 0 | 0 | 1 | 10 | 2 |  |  | 0 | 0 | 0 | 0 | 0 | 0 | 0 | 0 | 0 | 1 | 10 | 2
SCE Metro | Villa Park | 230 | 0 | 0 | 0 | 0 | 0 | 0 | 0 | 0 | 0 | 1 | 10 | 2 |  |  | 0 | 0 | 0 | 0 | 0 | 0 | 0 | 0 | 0 | 1 | 10 | 2
SCE Northern | Vincent | 230 | 0 | 0 | 0 | 0 | 0 | 0 | 0 | 0 | 0 | 1 | 10 | 2 |  |  | 0 | 0 | 0 | 0 | 0 | 0 | 0 | 0 | 0 | 1 | 10 | 2
SCE Northern | Vincent | 500 | 0 | 0 | 0 | 0 | 0 | 0 | 0 | 0 | 0 | 1 | 10 | 2 |  |  | 0 | 0 | 0 | 2050 | 0 | 2050 | 0 | 1 | 0 | 1 | 10 | 1
PG&E GBA | Vineyard | 230 | 0 | 0 | 0 | 0 | 0 | 0 | 0 | 0 | 0 | 1 | 10 | 2 |  |  | 0 | 0 | 0 | 0 | 0 | 0 | 0 | 0 | 0 | 1 | 10 | 2
SDGE | Vineyard | 69 | 0 | 0 | 0 | 0 | 0 | 0 | 0 | 0 | 0 | 1 | 10 | 2 |  |  | 0 | 0 | 0 | 0 | 0 | 0 | 0 | 0 | 0 | 1 | 10 | 2
SCE Eastern | Vista (SCE) | 230 | 0 | 0 | 0 | 300 | 0 | 300 | 0 | 1 | 0 | 1 | 10 | 2 |  |  | 0 | 0 | 0 | 300 | 0 | 300 | 0 | 1 | 0 | 1 | 10 | 2
EOP | Vista (VEA) | 138 | 0 | 0 | 0 | 0 | 0 | 0 | 0 | 0 | 0 | 1 | 10 | 2 |  |  | 0 | 0 | 0 | 0 | 0 | 0 | 0 | 0 | 0 | 1 | 10 | 2
EOP | Vista (VEA) | 230 | 0 | 0 | 0 | 0 | 0 | 0 | 0 | 0 | 0 | 1 | 10 | 2 |  |  | 0 | 0 | 0 | 0 | 0 | 0 | 0 | 0 | 0 | 1 | 10 | 2
PG&E FRESNO | Wahtoke | 115 | 0 | 0 | 0 | 0 | 0 | 0 | 0 | 0 | 0 | 1 | 10 | 2 |  |  | 0 | 0 | 0 | 0 | 0 | 0 | 0 | 0 | 0 | 1 | 10 | 2
SCE Northern | Wakefield | 66 | 0 | 0 | 0 | 200 | 0 | 200 | 0 | 1 | 0 | 1 | 10 | 2 |  |  | 0 | 0 | 0 | 200 | 0 | 200 | 0 | 1 | 0 | 1 | 10 | 2
SCE Metro | Walnut | 230 | 0 | 0 | 0 | 0 | 0 | 0 | 0 | 0 | 0 | 1 | 10 | 2 |  |  | 0 | 0 | 0 | 0 | 0 | 0 | 0 | 0 | 0 | 1 | 10 | 2
SCE Northern | Warne | 230 | 0 | 0 | 0 | 0 | 0 | 0 | 0 | 0 | 0 | 1 | 10 | 2 |  |  | 0 | 0 | 0 | 0 | 0 | 0 | 0 | 0 | 0 | 1 | 10 | 2
PG&E GBA | Warnerville | 230 | 0 | 0 | 0 | 0 | 0 | 0 | 0 | 0 | 0 | 1 | 10 | 2 |  |  | 0 | 0 | 0 | 0 | 0 | 0 | 0 | 0 | 0 | 1 | 10 | 2
PG&E FRESNO | Waukena | 115 | 0 | 0 | 0 | 0 | 0 | 0 | 0 | 0 | 0 | 1 | 10 | 2 |  |  | 0 | 0 | 0 | 0 | 0 | 0 | 0 | 0 | 0 | 1 | 10 | 2
PG&E GBA | Weber | 230 | 0 | 0 | 0 | 0 | 0 | 0 | 0 | 0 | 0 | 1 | 10 | 2 |  |  | 0 | 0 | 0 | 0 | 0 | 0 | 0 | 0 | 0 | 1 | 10 | 2
PG&E GBA | Weber | 60 | 0 | 0 | 0 | 0 | 0 | 0 | 0 | 0 | 0 | 1 | 10 | 2 |  |  | 0 | 0 | 0 | 0 | 0 | 0 | 0 | 0 | 0 | 1 | 10 | 2
PG&E FRESNO | West Fresno | 115 | 0 | 0 | 0 | 0 | 0 | 0 | 0 | 0 | 0 | 1 | 10 | 2 |  |  | 0 | 0 | 0 | 0 | 0 | 0 | 0 | 0 | 0 | 1 | 10 | 2
PG&E FRESNO | Westley | 230 | 0 | 0 | 0 | 0 | 0 | 0 | 0 | 0 | 0 | 1 | 10 | 2 |  |  | 0 | 0 | 0 | 0 | 0 | 0 | 0 | 0 | 0 | 1 | 10 | 2
PG&E KERN | Westpark | 115 | 0 | 0 | 0 | 0 | 0 | 0 | 0 | 0 | 0 | 1 | 10 | 2 |  |  | 0 | 0 | 0 | 0 | 0 | 0 | 0 | 0 | 0 | 1 | 10 | 2
PG&E KERN | Wheeler Ridge | 230 | 0 | 0 | 0 | 500 | 0 | 500 | 0 | 1 | 0 | 1 | 10 | 1 |  |  | 0 | 0 | 0 | 500 | 0 | 500 | 0 | 1 | 0 | 1 | 10 | 1
PG&E KERN | Wheeler Ridge | 115 | 0 | 0 | 0 | 0 | 0 | 0 | 0 | 0 | 0 | 1 | 10 | 2 |  |  | 0 | 0 | 0 | 0 | 0 | 0 | 0 | 0 | 0 | 1 | 10 | 2
PG&E KERN | Wheeler Ridge | 70 | 0 | 0 | 0 | 0 | 0 | 0 | 0 | 0 | 0 | 1 | 10 | 2 |  |  | 0 | 0 | 0 | 0 | 0 | 0 | 0 | 0 | 0 | 1 | 10 | 2
SCE Northern | Whirlwind | 230 | 0 | 0 | 0 | 1356 | 0 | 1356 | 0 | 1 | 10 | 1 | 10 | 1 |  |  | 0 | 0 | 0 | 1356 | 0 | 1356 | 0 | 1 | 10 | 1 | 10 | 1
SCE Northern | Whirlwind | 500 | 0 | 0 | 0 | 1247 | 0 | 1247 | 0 | 1 | 0 | 1 | 10 | 1 |  |  | 0 | 0 | 0 | 1247 | 0 | 1247 | 0 | 1 | 10 | 1 | 10 | 1
PG&E GBA | Whisman | 115 | 0 | 0 | 0 | 0 | 0 | 0 | 0 | 0 | 0 | 1 | 10 | 2 |  |  | 0 | 0 | 0 | 0 | 0 | 0 | 0 | 0 | 0 | 1 | 10 | 2
SCE Eastern | Wildlife | 230 | 0 | 0 | 0 | 0 | 0 | 0 | 0 | 0 | 0 | 1 | 10 | 2 |  |  | 0 | 0 | 0 | 0 | 0 | 0 | 0 | 0 | 0 | 1 | 10 | 2
PG&E FRESNO | Wilson | 115 | 0 | 0 | 0 | 0 | 0 | 0 | 0 | 0 | 0 | 1 | 10 | 2 |  |  | 0 | 0 | 0 | 0 | 0 | 0 | 0 | 0 | 20 | 3 | 10 | 2
PG&E FRESNO | Wilson | 230 | 0 | 0 | 0 | 0 | 0 | 0 | 0 | 0 | 20 | 3 | 10 | 2 |  |  | 0 | 0 | 0 | 0 | 0 | 0 | 0 | 0 | 20 | 3 | 10 | 2
SCE Northern | Windhub | 230 | 0 | 0 | 0 | 0 | 0 | 0 | 0 | 0 | 10 | 1 | 15 | 3 |  |  | 0 | 0 | 0 | 0 | 0 | 0 | 0 | 0 | 10 | 1 | 15 | 3
SCE Northern | Windhub | 500 | 0 | 0 | 0 | 0 | 0 | 0 | 0 | 0 | 0 | 1 | 15 | 3 |  |  | 0 | 0 | 0 | 0 | 0 | 0 | 0 | 0 | 30 | 4 | 15 | 3
PG&E GBA | Windmaster | 230 | 0 | 0 | 0 | 0 | 0 | 0 | 0 | 0 | 0 | 1 | 10 | 2 |  |  | 0 | 0 | 0 | 0 | 0 | 0 | 0 | 0 | 0 | 1 | 10 | 2
PG&E NGBA | Windsor | 60 | 0 | 0 | 0 | 0 | 0 | 0 | 0 | 0 | 0 | 1 | 10 | 2 |  |  | 0 | 0 | 0 | 0 | 0 | 0 | 0 | 0 | 0 | 1 | 10 | 2
PG&E NGBA | Woodland | 115 | 0 | 0 | 0 | 0 | 0 | 0 | 0 | 0 | 0 | 1 | 5 | 1 |  |  | 0 | 0 | 0 | 0 | 0 | 0 | 0 | 0 | 0 | 1 | 5 | 1
PG&E FRESNO | Woodward | 115 | 0 | 0 | 0 | 0 | 0 | 0 | 0 | 0 | 0 | 1 | 10 | 2 |  |  | 0 | 0 | 0 | 0 | 0 | 0 | 0 | 0 | 0 | 1 | 10 | 2
PG&E NGBA | Wyandotte | 115 | 0 | 0 | 0 | 0 | 0 | 0 | 0 | 0 | 0 | 1 | 10 | 2 |  |  | 0 | 0 | 0 | 0 | 0 | 0 | 0 | 0 | 0 | 1 | 10 | 2

## Voltage_Ix
Interconnection voltage analysis for onshore wind, solar, and battery storage mapped to in-CAISO substations in both the 2036 and 2041 mapped portfolios.
|  |  | 2036 In-Dev and Generic | [11 empty] | 2040 Generic Only | [8 empty] | 2041 In-Dev and Generic
|  |  | Wind | Wind | Wind | Solar | Solar | Battery_4hr | Battery_8hr | Solar&Battery | All Resources | Total MW Voltage | Wind Voltage | Solar & Storage Voltage | Wind | Wind | Wind | Solar | Solar | Battery_4hr | Battery_8hr | Solar&Battery | All Resources | Wind | Wind | Wind | Solar | Solar | Battery_4hr | Battery_8hr | Solar&Battery | All Resources | Total MW (Res Max)Voltage | Wind Only Voltage | Solar & Storage Only Voltage |  | <100 KV |  | 100-200 kV | 230 or 345 kV (Res Min) | 230 or 345 kV total Max | 500 kV (Res Min) | 500 kV (Total Max)
CAISO Study Area | Substation | Voltage | FCDS | EODS | Total | FCDS | EODS | FCDS | FCDS | Total | Total | Flag | Flag | Flag | FCDS | EODS | Total | FCDS | EODS | FCDS | FCDS | Total | Total | FCDS | EODS | Total | FCDS | EODS | FCDS | FCDS | Total | Total | Flag | Flag | Flag | 1 |  | 1. less than | 50 | 200 | 1000 | 400 | 2000
PG&E KERN | 7th Standard | 115 | 0 | 0 | 0 | 0 | 90 | 0 | 0 | 90 | 90 | 2 | 1 | 2 | 0 | 0 | 0 | 0 | 90 | 0 | 0 | 90 | 90 | 0 | 0 | 0 | 0 | 90 | 0 | 0 | 90 | 90 | 2 | 1 | 2 | 2 |  | 2. less than | 100 | 50 | 2000 | 200 | 3000
SCE Metro | Alamitos | 230 | 0 | 0 | 0 | 0 | 0 | 82 | 188 | 270 | 270 | 1 | 1 | 1 | 0 | 0 | 0 | 382 | 0 | 0 | 188 | 570 | 570 | 0 | 0 | 0 | 382 | 0 | 82 | 188 | 652 | 652 | 1 | 1 | 1 | 3. Less than | 50 | 3. less than | 200 | 50 | 3000 | 200 | 4000
SCE Eastern | Alberhill | 115 | 0 | 0 | 0 | 300 | 0 | 0 | 0 | 300 | 300 | 4 | 1 | 4 | 0 | 0 | 0 | 2984 | 1000 | 0 | 0 | 3984 | 3984 | 0 | 0 | 0 | 2984 | 1000 | 0 | 0 | 3984 | 3984 | 5 | 1 | 5 | 4. less than | 100 | 4. less than | 400 |  | 3000 | 100 | 4000
SCE Eastern | Alberhill | 500 | 0 | 0 | 0 | 435 | 0 | 0 | 0 | 435 | 435 | 1 | 1 | 1 | 0 | 0 | 0 | 435 | 0 | 0 | 0 | 435 | 435 | 0 | 0 | 0 | 435 | 0 | 0 | 0 | 435 | 435 | 1 | 1 | 1 | 5. greater than | 100 | 5. greater than | 400 | 50 |  | 100
PG&E GBA | Alhambra | 115 | 0 | 0 | 0 | 0 | 0 | 0 | 0 | 0 | 0 | 1 | 1 | 1 | 0 | 0 | 0 | 0 | 0 | 0 | 0 | 0 | 0 | 0 | 0 | 0 | 0 | 0 | 0 | 0 | 0 | 0 | 1 | 1 | 1
PG&E FRESNO | Alpaugh | 115 | 0 | 0 | 0 | 0 | 0 | 0 | 0 | 0 | 0 | 1 | 1 | 1 | 0 | 0 | 0 | 0 | 0 | 0 | 0 | 0 | 0 | 0 | 0 | 0 | 0 | 0 | 0 | 0 | 0 | 0 | 1 | 1 | 1
SDGE | Alpine | 69 | 0 | 0 | 0 | 0 | 0 | 6 | 0 | 6 | 6 | 3 | 1 | 3 | 0 | 0 | 0 | 0 | 0 | 0 | 0 | 0 | 0 | 0 | 0 | 0 | 0 | 0 | 6 | 0 | 6 | 6 | 3 | 1 | 3
PG&E GBA | Altamont Midway (Sandhill) | 230 | 0 | 0 | 0 | 0 | 0 | 0 | 0 | 0 | 0 | 1 | 1 | 1 | 0 | 0 | 0 | 0 | 0 | 0 | 0 | 0 | 0 | 0 | 0 | 0 | 0 | 0 | 0 | 0 | 0 | 0 | 1 | 1 | 1
SCE Northern | Antelope | 66 | 0 | 0 | 0 | 0 | 0 | 0 | 0 | 0 | 0 | 1 | 1 | 1 | 0 | 0 | 0 | 0 | 0 | 0 | 0 | 0 | 0 | 0 | 0 | 0 | 0 | 0 | 0 | 0 | 0 | 0 | 1 | 1 | 1
SCE Northern | Antelope | 230 | 0 | 0 | 0 | 0 | 450 | 0 | 150 | 600 | 600 | 1 | 1 | 1 | 0 | 0 | 0 | 933 | 450 | 0 | 150 | 1533 | 1533 | 0 | 0 | 0 | 933 | 450 | 0 | 150 | 1533 | 1533 | 2 | 1 | 2
SCE Northern | Antelope | 500 | 0 | 0 | 0 | 0 | 1000 | 0 | 160 | 1160 | 1160 | 1 | 1 | 1 | 0 | 0 | 0 | 0 | 1000 | 0 | 160 | 1160 | 1160 | 0 | 0 | 0 | 0 | 1000 | 0 | 160 | 1160 | 1160 | 1 | 1 | 1
PG&E NGBA | Arcata | 60 | 0 | 0 | 0 | 0 | 0 | 2.5 | 0 | 2.5 | 2.5 | 3 | 1 | 3 | 0 | 0 | 0 | 0 | 0 | 0 | 0 | 0 | 0 | 0 | 0 | 0 | 0 | 0 | 2.5 | 0 | 2.5 | 2.5 | 3 | 1 | 3
PG&E KERN | Arco | 230 | 0 | 0 | 0 | 1840 | 0 | 0 | 0 | 1840 | 1840 | 2 | 1 | 2 | 0 | 0 | 0 | 1840 | 0 | 0 | 0 | 1840 | 1840 | 0 | 0 | 0 | 1840 | 0 | 0 | 0 | 1840 | 1840 | 2 | 1 | 2
PG&E KERN | Arco | 70 | 0 | 0 | 0 | 60 | 0 | 2 | 0 | 62 | 62 | 4 | 1 | 4 | 0 | 0 | 0 | 0 | 0 | 0 | 0 | 0 | 0 | 0 | 0 | 0 | 60 | 0 | 2 | 0 | 62 | 62 | 4 | 1 | 4
SCE Metro | ArcoGen | 230 | 0 | 0 | 0 | 0 | 0 | 0 | 920 | 920 | 920 | 1 | 1 | 1 | 0 | 0 | 0 | 0 | 0 | 0 | 920 | 920 | 920 | 0 | 0 | 0 | 0 | 0 | 0 | 920 | 920 | 920 | 1 | 1 | 1
SDGE | Artesian | 230 | 0 | 0 | 0 | 0 | 0 | 0 | 0 | 0 | 0 | 1 | 1 | 1 | 0 | 0 | 0 | 0 | 0 | 0 | 0 | 0 | 0 | 0 | 0 | 0 | 0 | 0 | 0 | 0 | 0 | 0 | 1 | 1 | 1
SDGE | Artesian | 69 | 0 | 0 | 0 | 0 | 0 | 0 | 0 | 0 | 0 | 1 | 1 | 1 | 0 | 0 | 0 | 0 | 0 | 0 | 0 | 0 | 0 | 0 | 0 | 0 | 0 | 0 | 0 | 0 | 0 | 0 | 1 | 1 | 1
PG&E FRESNO | Ashlan | 230 | 0 | 0 | 0 | 0 | 0 | 0 | 0 | 0 | 0 | 1 | 1 | 1 | 0 | 0 | 0 | 0 | 0 | 0 | 0 | 0 | 0 | 0 | 0 | 0 | 0 | 0 | 0 | 0 | 0 | 0 | 1 | 1 | 1
PG&E NGBA | Atlantic | 115 | 0 | 0 | 0 | 0 | 0 | 0 | 0 | 0 | 0 | 1 | 1 | 1 | 0 | 0 | 0 | 0 | 0 | 0 | 0 | 0 | 0 | 0 | 0 | 0 | 0 | 0 | 0 | 0 | 0 | 0 | 1 | 1 | 1
PG&E NGBA | Atlantic | 230 | 0 | 0 | 0 | 0 | 0 | 0 | 0 | 0 | 0 | 1 | 1 | 1 | 0 | 0 | 0 | 0 | 0 | 0 | 0 | 0 | 0 | 0 | 0 | 0 | 0 | 0 | 0 | 0 | 0 | 0 | 1 | 1 | 1
PG&E NGBA | Atlantic | 60 | 0 | 0 | 0 | 0 | 0 | 0 | 0 | 0 | 0 | 1 | 1 | 1 | 0 | 0 | 0 | 0 | 0 | 0 | 0 | 0 | 0 | 0 | 0 | 0 | 0 | 0 | 0 | 0 | 0 | 0 | 1 | 1 | 1
PG&E FRESNO | Atwater | 115 | 0 | 0 | 0 | 0 | 0 | 0 | 0 | 0 | 0 | 1 | 1 | 1 | 0 | 0 | 0 | 0 | 0 | 0 | 0 | 0 | 0 | 0 | 0 | 0 | 0 | 0 | 0 | 0 | 0 | 0 | 1 | 1 | 1
PG&E GBA | Avena | 115 | 0 | 0 | 0 | 100 | 0 | 0 | 0 | 100 | 100 | 3 | 1 | 3 | 0 | 0 | 0 | 100 | 0 | 0 | 0 | 100 | 100 | 0 | 0 | 0 | 100 | 0 | 0 | 0 | 100 | 100 | 3 | 1 | 3
SDGE | Avocado | 69 | 0 | 0 | 0 | 0 | 0 | 0 | 0 | 0 | 0 | 1 | 1 | 1 | 0 | 0 | 0 | 0 | 0 | 0 | 0 | 0 | 0 | 0 | 0 | 0 | 0 | 0 | 0 | 0 | 0 | 0 | 1 | 1 | 1
PG&E NGBA | Bahia | 230 | 0 | 0 | 0 | 0 | 200 | 0 | 0 | 200 | 200 | 1 | 1 | 1 | 0 | 0 | 0 | 0 | 200 | 0 | 0 | 200 | 200 | 0 | 0 | 0 | 0 | 200 | 0 | 0 | 200 | 200 | 1 | 1 | 1
SCE Northern | Bailey | 230 | 0 | 0 | 0 | 0 | 0 | 0 | 0 | 0 | 0 | 1 | 1 | 1 | 0 | 0 | 0 | 0 | 0 | 0 | 0 | 0 | 0 | 0 | 0 | 0 | 0 | 0 | 0 | 0 | 0 | 0 | 1 | 1 | 1
SCE NOL | Baker | 115 | 0 | 0 | 0 | 0 | 0 | 0 | 0 | 0 | 0 | 1 | 1 | 1 | 0 | 0 | 0 | 0 | 0 | 0 | 0 | 0 | 0 | 0 | 0 | 0 | 0 | 0 | 0 | 0 | 0 | 0 | 1 | 1 | 1
PG&E KERN | Bakersfield | 230 | 0 | 0 | 0 | 0 | 0 | 0 | 0 | 0 | 0 | 1 | 1 | 1 | 0 | 0 | 0 | 0 | 0 | 0 | 0 | 0 | 0 | 0 | 0 | 0 | 0 | 0 | 0 | 0 | 0 | 0 | 1 | 1 | 1
PG&E FRESNO | Balch | 230 | 0 | 0 | 0 | 0 | 0 | 0 | 0 | 0 | 0 | 1 | 1 | 1 | 0 | 0 | 0 | 0 | 0 | 0 | 0 | 0 | 0 | 0 | 0 | 0 | 0 | 0 | 0 | 0 | 0 | 0 | 1 | 1 | 1
SCE Eastern | Bannister | 230 | 0 | 0 | 0 | 0 | 0 | 0 | 0 | 0 | 0 | 1 | 1 | 1 | 0 | 0 | 0 | 0 | 0 | 0 | 0 | 0 | 0 | 0 | 0 | 0 | 0 | 0 | 0 | 0 | 0 | 0 | 1 | 1 | 1
SCE Metro | Barre | 230 | 0 | 0 | 0 | 0 | 0 | 0 | 935 | 935 | 935 | 1 | 1 | 1 | 0 | 0 | 0 | 0 | 0 | 0 | 935 | 935 | 935 | 0 | 0 | 0 | 0 | 0 | 0 | 935 | 935 | 935 | 1 | 1 | 1
SDGE | Bay Boulevard | 69 | 0 | 0 | 0 | 0 | 0 | 0 | 0 | 0 | 0 | 1 | 1 | 1 | 0 | 0 | 0 | 0 | 0 | 0 | 0 | 0 | 0 | 0 | 0 | 0 | 0 | 0 | 0 | 0 | 0 | 0 | 1 | 1 | 1
SDGE | Bay Boulevard | 230 | 0 | 0 | 0 | 0 | 0 | 0 | 0 | 0 | 0 | 1 | 1 | 1 | 0 | 0 | 0 | 0 | 0 | 0 | 0 | 0 | 0 | 0 | 0 | 0 | 0 | 0 | 0 | 0 | 0 | 0 | 1 | 1 | 1
EOP | Beatty | 138 | 0 | 0 | 0 | 0 | 0 | 0 | 0 | 0 | 0 | 1 | 1 | 1 | 0 | 0 | 0 | 0 | 0 | 0 | 0 | 0 | 0 | 0 | 0 | 0 | 0 | 0 | 0 | 0 | 0 | 0 | 1 | 1 | 1
EOP | Beatty | 230 | 0 | 0 | 0 | 0 | 0 | 0 | 170 | 170 | 170 | 1 | 1 | 2 | 0 | 0 | 0 | 0 | 0 | 0 | 170 | 170 | 170 | 0 | 0 | 0 | 0 | 0 | 0 | 170 | 170 | 170 | 1 | 1 | 2
PG&E NGBA | Belden | 230 | 0 | 0 | 0 | 0 | 0 | 0 | 0 | 0 | 0 | 1 | 1 | 1 | 0 | 0 | 0 | 0 | 0 | 0 | 0 | 0 | 0 | 0 | 0 | 0 | 0 | 0 | 0 | 0 | 0 | 0 | 1 | 1 | 1
PG&E NGBA | Bell | 115 | 0 | 0 | 0 | 0 | 0 | 0 | 0 | 0 | 0 | 1 | 1 | 1 | 0 | 0 | 0 | 0 | 0 | 0 | 0 | 0 | 0 | 0 | 0 | 0 | 0 | 0 | 0 | 0 | 0 | 0 | 1 | 1 | 1
PG&E NGBA | Bellevue | 115 | 0 | 0 | 0 | 0 | 0 | 0 | 0 | 0 | 0 | 1 | 1 | 1 | 0 | 0 | 0 | 0 | 0 | 0 | 0 | 0 | 0 | 0 | 0 | 0 | 0 | 0 | 0 | 0 | 0 | 0 | 1 | 1 | 1
PG&E GBA | Bellota | 115 | 0 | 0 | 0 | 0 | 0 | 0 | 0 | 0 | 0 | 1 | 1 | 1 | 0 | 0 | 0 | 0 | 0 | 0 | 0 | 0 | 0 | 0 | 0 | 0 | 0 | 0 | 0 | 0 | 0 | 0 | 1 | 1 | 1
PG&E GBA | Bellota | 230 | 0 | 0 | 0 | 0 | 0 | 0 | 0 | 0 | 0 | 1 | 1 | 1 | 0 | 0 | 0 | 10 | 0 | 0 | 0 | 10 | 10 | 0 | 0 | 0 | 10 | 0 | 0 | 0 | 10 | 10 | 1 | 1 | 5
SCE Northern | Big Creek | 230 | 0 | 0 | 0 | 200 | 0 | 0 | 0 | 200 | 200 | 1 | 1 | 1 | 0 | 0 | 0 | 200 | 0 | 0 | 0 | 200 | 200 | 0 | 0 | 0 | 200 | 0 | 0 | 0 | 200 | 200 | 1 | 1 | 1
PG&E FRESNO | Biola | 70 | 0 | 0 | 0 | 0 | 0 | 0 | 0 | 0 | 0 | 1 | 1 | 1 | 0 | 0 | 0 | 0 | 0 | 0 | 0 | 0 | 0 | 0 | 0 | 0 | 0 | 0 | 0 | 0 | 0 | 0 | 1 | 1 | 1
PG&E GBA | Birds Landing | 230 | 0 | 0 | 0 | 0 | 100 | 0 | 0 | 100 | 100 | 1 | 1 | 2 | 0 | 0 | 0 | 0 | 100 | 0 | 0 | 100 | 100 | 0 | 0 | 0 | 0 | 100 | 0 | 0 | 100 | 100 | 1 | 1 | 2
SCE Northern | Bliss | 66 | 0 | 0 | 0 | 0 | 0 | 0 | 0 | 0 | 0 | 1 | 1 | 1 | 0 | 0 | 0 | 0 | 0 | 0 | 0 | 0 | 0 | 0 | 0 | 0 | 0 | 0 | 0 | 0 | 0 | 0 | 1 | 1 | 1
SCE Eastern | Blythe | 161 | 0 | 0 | 0 | 0 | 160 | 160 | 0 | 320 | 320 | 4 | 1 | 4 | 0 | 0 | 0 | 0 | 0 | 0 | 0 | 0 | 0 | 0 | 0 | 0 | 0 | 160 | 160 | 0 | 320 | 320 | 4 | 1 | 4
PG&E NGBA | Bogue | 115 | 0 | 0 | 0 | 0 | 0 | 0 | 0 | 0 | 0 | 1 | 1 | 1 | 0 | 0 | 0 | 0 | 0 | 0 | 0 | 0 | 0 | 0 | 0 | 0 | 0 | 0 | 0 | 0 | 0 | 0 | 1 | 1 | 1
PG&E FRESNO | Borden | 230 | 0 | 0 | 0 | 0 | 0 | 0 | 0 | 0 | 0 | 1 | 1 | 1 | 0 | 0 | 0 | 0 | 0 | 0 | 0 | 0 | 0 | 0 | 0 | 0 | 0 | 0 | 0 | 0 | 0 | 0 | 1 | 1 | 1
PG&E FRESNO | Borden | 70 | 0 | 0 | 0 | 0 | 0 | 0 | 0 | 0 | 0 | 1 | 1 | 1 | 0 | 0 | 0 | 0 | 0 | 0 | 0 | 0 | 0 | 0 | 0 | 0 | 0 | 0 | 0 | 0 | 0 | 0 | 1 | 1 | 1
SDGE | Boulevard East | 138 | 180 | 0 | 180 | 0 | 82.6 | 0 | 0 | 82.6 | 262.6 | 4 | 4 | 4 | 180 | 0 | 180 | 0 | 82.6 | 0 | 0 | 82.6 | 262.6 | 180 | 0 | 180 | 0 | 82.6 | 0 | 0 | 82.6 | 262.6 | 4 | 4 | 4
SDGE | Boulevard East | 69 | 0 | 0 | 0 | 0 | 17.4 | 17.4 | 0 | 34.8 | 34.8 | 3 | 1 | 3 | 0 | 0 | 0 | 0 | 0 | 0 | 0 | 0 | 0 | 0 | 0 | 0 | 0 | 17.4 | 17.4 | 0 | 34.8 | 34.8 | 3 | 1 | 3
PG&E GBA | Brentwood | 230 | 0 | 0 | 0 | 0 | 89.5 | 0 | 0 | 89.5 | 89.5 | 1 | 1 | 2 | 0 | 0 | 0 | 0 | 89.5 | 0 | 0 | 89.5 | 89.5 | 0 | 0 | 0 | 0 | 89.5 | 0 | 0 | 89.5 | 89.5 | 1 | 1 | 2
PG&E NGBA | Bridgeville | 115 | 0 | 0 | 0 | 0 | 0 | 0 | 0 | 0 | 0 | 1 | 1 | 1 | 212 | 0 | 212 | 0 | 0 | 0 | 0 | 0 | 212 | 212 | 0 | 212 | 0 | 0 | 0 | 0 | 0 | 212 | 4 | 4 | 1
PG&E NGBA | Brighton | 115 | 0 | 0 | 0 | 0 | 0 | 0 | 0 | 0 | 0 | 1 | 1 | 1 | 0 | 0 | 0 | 0 | 0 | 0 | 0 | 0 | 0 | 0 | 0 | 0 | 0 | 0 | 0 | 0 | 0 | 0 | 1 | 1 | 1
PG&E NGBA | Brighton | 230 | 0 | 0 | 0 | 0 | 0 | 0 | 0 | 0 | 0 | 1 | 1 | 1 | 0 | 0 | 0 | 0 | 0 | 0 | 0 | 0 | 0 | 0 | 0 | 0 | 0 | 0 | 0 | 0 | 0 | 0 | 1 | 1 | 1
PG&E NGBA | Brunswick | 115 | 0 | 0 | 0 | 0 | 0 | 0 | 0 | 0 | 0 | 1 | 1 | 1 | 0 | 0 | 0 | 0 | 0 | 0 | 0 | 0 | 0 | 0 | 0 | 0 | 0 | 0 | 0 | 0 | 0 | 0 | 1 | 1 | 1
PG&E NGBA | Bucks Creek | 230 | 0 | 0 | 0 | 0 | 0 | 0 | 0 | 0 | 0 | 1 | 1 | 1 | 0 | 0 | 0 | 0 | 0 | 0 | 0 | 0 | 0 | 0 | 0 | 0 | 0 | 0 | 0 | 0 | 0 | 0 | 1 | 1 | 1
PG&E KERN | Buena Vista | 230 | 0 | 0 | 0 | 0 | 0 | 0 | 0 | 0 | 0 | 1 | 1 | 1 | 0 | 0 | 0 | 0 | 0 | 0 | 0 | 0 | 0 | 0 | 0 | 0 | 0 | 0 | 0 | 0 | 0 | 0 | 1 | 1 | 1
PG&E FRESNO | Bullard | 115 | 0 | 0 | 0 | 0 | 0 | 0 | 0 | 0 | 0 | 1 | 1 | 1 | 0 | 0 | 0 | 0 | 0 | 0 | 0 | 0 | 0 | 0 | 0 | 0 | 0 | 0 | 0 | 0 | 0 | 0 | 1 | 1 | 1
PG&E GBA | Burlingame | 115 | 0 | 0 | 0 | 0 | 0 | 0 | 0 | 0 | 0 | 1 | 1 | 1 | 0 | 0 | 0 | 88 | 0 | 0 | 0 | 88 | 88 | 0 | 0 | 0 | 88 | 0 | 0 | 0 | 88 | 88 | 2 | 1 | 2
PG&E NGBA | Burney Forest | 230 | 0 | 0 | 0 | 0 | 0 | 0 | 0 | 0 | 0 | 1 | 1 | 1 | 0 | 0 | 0 | 0 | 0 | 0 | 0 | 0 | 0 | 0 | 0 | 0 | 0 | 0 | 0 | 0 | 0 | 0 | 1 | 1 | 1
PG&E NGBA | Butte | 115 | 0 | 0 | 0 | 0 | 0 | 0 | 0 | 0 | 0 | 1 | 1 | 1 | 0 | 0 | 0 | 0 | 0 | 0 | 0 | 0 | 0 | 0 | 0 | 0 | 0 | 0 | 0 | 0 | 0 | 0 | 1 | 1 | 1
PG&E KERN | Cabrillo | 115 | 0 | 0 | 0 | 0 | 0 | 0 | 0 | 0 | 0 | 1 | 1 | 1 | 0 | 0 | 0 | 0 | 0 | 0 | 0 | 0 | 0 | 0 | 0 | 0 | 0 | 0 | 0 | 0 | 0 | 0 | 1 | 1 | 1
PG&E FRESNO | Cal Flats | 230 | 0 | 0 | 0 | 0 | 0 | 0 | 0 | 0 | 0 | 1 | 1 | 1 | 0 | 0 | 0 | 0 | 0 | 0 | 0 | 0 | 0 | 0 | 0 | 0 | 0 | 0 | 0 | 0 | 0 | 0 | 1 | 1 | 1
SCE NOL | Calcite | 230 | 0 | 0 | 0 | 165 | 0 | 0 | 0 | 165 | 165 | 1 | 1 | 2 | 0 | 0 | 0 | 165 | 300 | 0 | 0 | 465 | 465 | 0 | 0 | 0 | 165 | 300 | 0 | 0 | 465 | 465 | 1 | 1 | 1
PG&E KERN | Caliente | 230 | 0 | 0 | 0 | 0 | 0 | 0 | 0 | 0 | 0 | 1 | 1 | 1 | 0 | 0 | 0 | 0 | 0 | 0 | 0 | 0 | 0 | 0 | 0 | 0 | 0 | 0 | 0 | 0 | 0 | 0 | 1 | 1 | 1
PG&E FRESNO | California Ave | 115 | 0 | 0 | 0 | 0 | 0 | 0 | 0 | 0 | 0 | 1 | 1 | 1 | 0 | 0 | 0 | 0 | 0 | 0 | 0 | 0 | 0 | 0 | 0 | 0 | 0 | 0 | 0 | 0 | 0 | 0 | 1 | 1 | 1
PG&E KERN | Callender | 115 | 0 | 0 | 0 | 0 | 0 | 0 | 0 | 0 | 0 | 1 | 1 | 1 | 0 | 0 | 0 | 0 | 0 | 0 | 0 | 0 | 0 | 0 | 0 | 0 | 0 | 0 | 0 | 0 | 0 | 0 | 1 | 1 | 1
PG&E NGBA | Calpella | 115 | 0 | 0 | 0 | 0 | 0 | 0 | 0 | 0 | 0 | 1 | 1 | 1 | 0 | 0 | 0 | 0 | 0 | 0 | 0 | 0 | 0 | 0 | 0 | 0 | 0 | 0 | 0 | 0 | 0 | 0 | 1 | 1 | 1
PG&E GBA | Camanche | 230 | 0 | 0 | 0 | 0 | 0 | 0 | 0 | 0 | 0 | 1 | 1 | 1 | 0 | 0 | 0 | 0 | 0 | 0 | 0 | 0 | 0 | 0 | 0 | 0 | 0 | 0 | 0 | 0 | 0 | 0 | 1 | 1 | 1
SDGE | Cameron | 69 | 0 | 0 | 0 | 0 | 0 | 0 | 0 | 0 | 0 | 1 | 1 | 1 | 0 | 0 | 0 | 0 | 0 | 0 | 0 | 0 | 0 | 0 | 0 | 0 | 0 | 0 | 0 | 0 | 0 | 0 | 1 | 1 | 1
SDGE | Cannon | 69 | 0 | 0 | 0 | 0 | 0 | 0 | 0 | 0 | 0 | 1 | 1 | 1 | 0 | 0 | 0 | 0 | 0 | 0 | 0 | 0 | 0 | 0 | 0 | 0 | 0 | 0 | 0 | 0 | 0 | 0 | 1 | 1 | 1
PG&E FRESNO | Cantua | 115 | 0 | 0 | 0 | 0 | 0 | 0 | 0 | 0 | 0 | 1 | 1 | 1 | 0 | 0 | 0 | 100 | 0 | 0 | 0 | 100 | 100 | 0 | 0 | 0 | 100 | 0 | 0 | 0 | 100 | 100 | 3 | 1 | 3
SDGE | Capistrano | 138 | 0 | 0 | 0 | 0 | 0 | 0 | 25 | 25 | 25 | 1 | 1 | 1 | 0 | 0 | 0 | 0 | 0 | 0 | 25 | 25 | 25 | 0 | 0 | 0 | 0 | 0 | 0 | 25 | 25 | 25 | 1 | 1 | 1
SDGE | Capistrano | 230 | 0 | 0 | 0 | 0 | 0 | 0 | 25 | 25 | 25 | 1 | 1 | 5 | 0 | 0 | 0 | 0 | 0 | 0 | 25 | 25 | 25 | 0 | 0 | 0 | 0 | 0 | 0 | 25 | 25 | 25 | 1 | 1 | 5
PG&E NGBA | Carberry | 230 | 0 | 0 | 0 | 0 | 0 | 0 | 0 | 0 | 0 | 1 | 1 | 1 | 0 | 0 | 0 | 0 | 0 | 0 | 0 | 0 | 0 | 0 | 0 | 0 | 0 | 0 | 0 | 0 | 0 | 0 | 1 | 1 | 1
SCE Eastern | Cardiff | 66 | 0 | 0 | 0 | 0 | 0 | 0 | 0 | 0 | 0 | 1 | 1 | 1 | 0 | 0 | 0 | 0 | 0 | 0 | 0 | 0 | 0 | 0 | 0 | 0 | 0 | 0 | 0 | 0 | 0 | 0 | 1 | 1 | 1
PG&E NGBA | Caribou | 60 | 0 | 0 | 0 | 0 | 0 | 0 | 0 | 0 | 0 | 1 | 1 | 1 | 0 | 0 | 0 | 0 | 0 | 0 | 0 | 0 | 0 | 0 | 0 | 0 | 0 | 0 | 0 | 0 | 0 | 0 | 1 | 1 | 1
PG&E NGBA | Caribou | 115 | 0 | 0 | 0 | 0 | 0 | 0 | 0 | 0 | 0 | 1 | 1 | 1 | 0 | 0 | 0 | 0 | 0 | 0 | 0 | 0 | 0 | 0 | 0 | 0 | 0 | 0 | 0 | 0 | 0 | 0 | 1 | 1 | 1
PG&E NGBA | Caribou | 230 | 0 | 0 | 0 | 0 | 0 | 0 | 0 | 0 | 0 | 1 | 1 | 1 | 0 | 0 | 0 | 0 | 0 | 0 | 0 | 0 | 0 | 0 | 0 | 0 | 0 | 0 | 0 | 0 | 0 | 0 | 1 | 1 | 1
EOP | Carpenter Canyon (fka Gamebird) | 138 | 0 | 0 | 0 | 0 | 0 | 0 | 0 | 0 | 0 | 1 | 1 | 1 | 0 | 0 | 0 | 0 | 0 | 0 | 0 | 0 | 0 | 0 | 0 | 0 | 0 | 0 | 0 | 0 | 0 | 0 | 1 | 1 | 1
EOP | Carpenter Canyon (fka Gamebird) | 230 | 0 | 0 | 0 | 0 | 0 | 0 | 36.5 | 36.5 | 36.5 | 1 | 1 | 5 | 0 | 0 | 0 | 0 | 0 | 0 | 36.5 | 36.5 | 36.5 | 0 | 0 | 0 | 0 | 0 | 0 | 36.5 | 36.5 | 36.5 | 1 | 1 | 5
PG&E NGBA | Carquinez | 115 | 0 | 0 | 0 | 0 | 0 | 0 | 0 | 0 | 0 | 1 | 1 | 1 | 0 | 0 | 0 | 0 | 0 | 0 | 0 | 0 | 0 | 0 | 0 | 0 | 0 | 0 | 0 | 0 | 0 | 0 | 1 | 1 | 1
SDGE | Carrizo Gorge | 138 | 0 | 0 | 0 | 0 | 0 | 70 | 0 | 70 | 70 | 2 | 1 | 2 | 0 | 0 | 0 | 0 | 0 | 0 | 0 | 0 | 0 | 0 | 0 | 0 | 0 | 0 | 70 | 0 | 70 | 70 | 2 | 1 | 2
PG&E KERN | Carrizo Plains | 115 | 0 | 0 | 0 | 0 | 0 | 0 | 0 | 0 | 0 | 1 | 1 | 1 | 0 | 0 | 0 | 0 | 0 | 0 | 0 | 0 | 0 | 0 | 0 | 0 | 0 | 0 | 0 | 0 | 0 | 0 | 1 | 1 | 1
PG&E KERN | Casaloma | 230 | 0 | 0 | 0 | 0 | 0 | 0 | 0 | 0 | 0 | 1 | 1 | 1 | 0 | 0 | 0 | 0 | 0 | 0 | 0 | 0 | 0 | 0 | 0 | 0 | 0 | 0 | 0 | 0 | 0 | 0 | 1 | 1 | 1
PG&E GBA | Castro Valley | 230 | 0 | 0 | 0 | 0 | 0 | 0 | 0 | 0 | 0 | 1 | 1 | 1 | 0 | 0 | 0 | 0 | 0 | 0 | 0 | 0 | 0 | 0 | 0 | 0 | 0 | 0 | 0 | 0 | 0 | 0 | 1 | 1 | 1
PG&E GBA | Cayetano | 230 | 0 | 0 | 0 | 0 | 0 | 0 | 0 | 0 | 0 | 1 | 1 | 1 | 0 | 0 | 0 | 0 | 0 | 0 | 0 | 0 | 0 | 0 | 0 | 0 | 0 | 0 | 0 | 0 | 0 | 0 | 1 | 1 | 1
SCE Metro | Center | 230 | 0 | 0 | 0 | 0 | 0 | 0 | 1000 | 1000 | 1000 | 2 | 1 | 2 | 0 | 0 | 0 | 0 | 0 | 0 | 1000 | 1000 | 1000 | 0 | 0 | 0 | 0 | 0 | 0 | 1000 | 1000 | 1000 | 2 | 1 | 2
PG&E KERN | Charca | 115 | 0 | 0 | 0 | 0 | 0 | 0 | 0 | 0 | 0 | 1 | 1 | 1 | 0 | 0 | 0 | 0 | 0 | 0 | 0 | 0 | 0 | 0 | 0 | 0 | 0 | 0 | 0 | 0 | 0 | 0 | 1 | 1 | 1
EOP | Charleston | 138 | 0 | 0 | 0 | 0 | 0 | 0 | 0 | 0 | 0 | 1 | 1 | 1 | 0 | 0 | 0 | 0 | 0 | 0 | 0 | 0 | 0 | 0 | 0 | 0 | 0 | 0 | 0 | 0 | 0 | 0 | 1 | 1 | 1
SCE Metro | Chevmain | 230 | 0 | 0 | 0 | 0 | 0 | 0 | 1000 | 1000 | 1000 | 2 | 1 | 2 | 0 | 0 | 0 | 0 | 0 | 0 | 1000 | 1000 | 1000 | 0 | 0 | 0 | 0 | 0 | 0 | 1000 | 1000 | 1000 | 2 | 1 | 2
SDGE | Chicarita | 138 | 0 | 0 | 0 | 0 | 0 | 0 | 0 | 0 | 0 | 1 | 1 | 1 | 0 | 0 | 0 | 0 | 0 | 0 | 0 | 0 | 0 | 0 | 0 | 0 | 0 | 0 | 0 | 0 | 0 | 0 | 1 | 1 | 1
SCE Metro | Chino | 230 | 0 | 0 | 0 | 0 | 0 | 225 | 800 | 1025 | 1025 | 2 | 1 | 2 | 0 | 0 | 0 | 0 | 0 | 0 | 800 | 800 | 800 | 0 | 0 | 0 | 0 | 0 | 225 | 800 | 1025 | 1025 | 2 | 1 | 2
PG&E FRESNO | Chowchilla | 115 | 0 | 0 | 0 | 0 | 0 | 0 | 0 | 0 | 0 | 1 | 1 | 1 | 0 | 0 | 0 | 0 | 0 | 0 | 0 | 0 | 0 | 0 | 0 | 0 | 0 | 0 | 0 | 0 | 0 | 0 | 1 | 1 | 1
PG&E GBA | Christie | 60 | 0 | 0 | 0 | 0 | 0 | 0 | 0 | 0 | 0 | 1 | 1 | 1 | 0 | 0 | 0 | 0 | 0 | 0 | 0 | 0 | 0 | 0 | 0 | 0 | 0 | 0 | 0 | 0 | 0 | 0 | 1 | 1 | 1
PG&E GBA | Christie | 115 | 0 | 0 | 0 | 0 | 0 | 0 | 0 | 0 | 0 | 1 | 1 | 1 | 0 | 0 | 0 | 0 | 0 | 0 | 0 | 0 | 0 | 0 | 0 | 0 | 0 | 0 | 0 | 0 | 0 | 0 | 1 | 1 | 1
SCE Eastern | Cielo Azul | 500 | 0 | 0 | 0 | 0 | 2520 | 471.516 | 562 | 3553.516 | 3553.516 | 3 | 1 | 3 | 0 | 0 | 0 | 0 | 495 | 0 | 562 | 1057 | 1057 | 0 | 0 | 0 | 0 | 2520 | 471.516 | 562 | 3553.516 | 3553.516 | 3 | 1 | 3
PG&E GBA | Clay | 60 | 0 | 0 | 0 | 0 | 0 | 0 | 0 | 0 | 0 | 1 | 1 | 1 | 0 | 0 | 0 | 0 | 0 | 0 | 0 | 0 | 0 | 0 | 0 | 0 | 0 | 0 | 0 | 0 | 0 | 0 | 1 | 1 | 1
PG&E GBA | Clayton | 115 | 0 | 0 | 0 | 0 | 0 | 0 | 0 | 0 | 0 | 1 | 1 | 1 | 0 | 0 | 0 | 0 | 0 | 0 | 0 | 0 | 0 | 0 | 0 | 0 | 0 | 0 | 0 | 0 | 0 | 0 | 1 | 1 | 1
PG&E NGBA | Cloverdale | 115 | 0 | 0 | 0 | 0 | 0 | 0 | 0 | 0 | 0 | 1 | 1 | 1 | 0 | 0 | 0 | 0 | 0 | 0 | 0 | 0 | 0 | 0 | 0 | 0 | 0 | 0 | 0 | 0 | 0 | 0 | 1 | 1 | 1
PG&E FRESNO | Clovis | 115 | 0 | 0 | 0 | 0 | 0 | 0 | 0 | 0 | 0 | 1 | 1 | 1 | 0 | 0 | 0 | 0 | 0 | 0 | 0 | 0 | 0 | 0 | 0 | 0 | 0 | 0 | 0 | 0 | 0 | 0 | 1 | 1 | 1
PG&E GBA | Coburn | 230 | 0 | 0 | 0 | 0 | 0 | 0 | 0 | 0 | 0 | 1 | 1 | 1 | 100 | 0 | 100 | 1244 | 0 | 0 | 0 | 1244 | 1344 | 100 | 0 | 100 | 1244 | 0 | 0 | 0 | 1244 | 1344 | 2 | 2 | 2
PG&E GBA | Coburn | 60 | 0 | 0 | 0 | 0 | 0 | 0 | 0 | 0 | 0 | 1 | 1 | 1 | 0 | 0 | 0 | 0 | 0 | 0 | 0 | 0 | 0 | 0 | 0 | 0 | 0 | 0 | 0 | 0 | 0 | 0 | 1 | 1 | 1
PG&E NGBA | Colgate | 230 | 0 | 0 | 0 | 0 | 0 | 0 | 0 | 0 | 0 | 1 | 1 | 1 | 0 | 0 | 0 | 0 | 0 | 0 | 0 | 0 | 0 | 0 | 0 | 0 | 0 | 0 | 0 | 0 | 0 | 0 | 1 | 1 | 1
PG&E GBA | Collierville | 230 | 0 | 0 | 0 | 0 | 0 | 0 | 0 | 0 | 0 | 1 | 1 | 1 | 0 | 0 | 0 | 0 | 0 | 0 | 0 | 0 | 0 | 0 | 0 | 0 | 0 | 0 | 0 | 0 | 0 | 0 | 1 | 1 | 1
PG&E GBA | Collinsville | 230 | 0 | 0 | 0 | 0 | 0 | 0 | 0 | 0 | 0 | 1 | 1 | 1 | 0 | 0 | 0 | 601 | 0 | 0 | 0 | 601 | 601 | 0 | 0 | 0 | 601 | 0 | 0 | 0 | 601 | 601 | 1 | 1 | 1
PG&E GBA | Collinsville | 500 | 0 | 0 | 0 | 0 | 0 | 0 | 0 | 0 | 0 | 1 | 1 | 1 | 0 | 0 | 0 | 0 | 0 | 0 | 0 | 0 | 0 | 0 | 0 | 0 | 0 | 0 | 0 | 0 | 0 | 0 | 1 | 1 | 1
SCE Eastern | Colorado River | 230 | 0 | 0 | 0 | 400 | 500 | 30 | 0 | 930 | 930 | 1 | 1 | 1 | 0 | 0 | 0 | 400 | 0 | 0 | 0 | 400 | 400 | 0 | 0 | 0 | 400 | 500 | 30 | 0 | 930 | 930 | 1 | 1 | 1
SCE Eastern | Colorado River | 500 | 0 | 0 | 0 | 350 | 350 | 0 | 0 | 700 | 700 | 1 | 1 | 1 | 0 | 0 | 0 | 0 | 0 | 0 | 0 | 0 | 0 | 0 | 0 | 0 | 0 | 0 | 0 | 0 | 0 | 0 | 1 | 1 | 1
PG&E KERN | Columbus | 115 | 0 | 0 | 0 | 100 | 0 | 0 | 0 | 100 | 100 | 3 | 1 | 3 | 0 | 0 | 0 | 100 | 0 | 0 | 0 | 100 | 100 | 0 | 0 | 0 | 100 | 0 | 0 | 0 | 100 | 100 | 3 | 1 | 3
PG&E GBA | Contra Costa | 115 | 0 | 0 | 0 | 0 | 0 | 0 | 0 | 0 | 0 | 1 | 1 | 1 | 0 | 0 | 0 | 0 | 0 | 0 | 0 | 0 | 0 | 0 | 0 | 0 | 0 | 0 | 0 | 0 | 0 | 0 | 1 | 1 | 1
PG&E GBA | Contra Costa | 230 | 0 | 0 | 0 | 0 | 0 | 0 | 0 | 0 | 0 | 1 | 1 | 1 | 0 | 0 | 0 | 0 | 0 | 0 | 0 | 0 | 0 | 0 | 0 | 0 | 0 | 0 | 0 | 0 | 0 | 0 | 1 | 1 | 1
PG&E GBA | Contra Costa PP | 230 | 0 | 0 | 0 | 0 | 0 | 0 | 0 | 0 | 0 | 1 | 1 | 1 | 0 | 0 | 0 | 0 | 0 | 0 | 0 | 0 | 0 | 0 | 0 | 0 | 0 | 0 | 0 | 0 | 0 | 0 | 1 | 1 | 1
SCE NOL | Control | 115 | 0 | 0 | 0 | 0 | 0 | 0 | 0 | 0 | 0 | 1 | 1 | 1 | 0 | 0 | 0 | 0 | 0 | 0 | 0 | 0 | 0 | 0 | 0 | 0 | 0 | 0 | 0 | 0 | 0 | 0 | 1 | 1 | 1
SCE NOL | Control | 55 | 0 | 0 | 0 | 0 | 0 | 0 | 0 | 0 | 0 | 1 | 1 | 1 | 0 | 0 | 0 | 0 | 0 | 0 | 0 | 0 | 0 | 0 | 0 | 0 | 0 | 0 | 0 | 0 | 0 | 0 | 1 | 1 | 1
PG&E GBA | Cooley Landing | 115 | 0 | 0 | 0 | 0 | 100 | 0 | 0 | 100 | 100 | 3 | 1 | 3 | 0 | 0 | 0 | 0 | 100 | 0 | 0 | 100 | 100 | 0 | 0 | 0 | 0 | 100 | 0 | 0 | 100 | 100 | 3 | 1 | 3
PG&E GBA | Cooley Landing | 60 | 0 | 0 | 0 | 0 | 0 | 0 | 0 | 0 | 0 | 1 | 1 | 1 | 0 | 0 | 0 | 0 | 0 | 0 | 0 | 0 | 0 | 0 | 0 | 0 | 0 | 0 | 0 | 0 | 0 | 0 | 1 | 1 | 1
SCE NOL | Coolwater | 230 | 0 | 0 | 0 | 0 | 0 | 0 | 0 | 0 | 0 | 1 | 1 | 1 | 0 | 0 | 0 | 0 | 0 | 0 | 0 | 0 | 0 | 0 | 0 | 0 | 0 | 0 | 0 | 0 | 0 | 0 | 1 | 1 | 1
SCE NOL | Coolwater | 115 | 0 | 0 | 0 | 0 | 0 | 113.5 | 0 | 113.5 | 113.5 | 3 | 1 | 3 | 0 | 0 | 0 | 0 | 0 | 0 | 0 | 0 | 0 | 0 | 0 | 0 | 0 | 0 | 113.5 | 0 | 113.5 | 113.5 | 3 | 1 | 3
PG&E KERN | Copus | 70 | 0 | 0 | 0 | 0 | 0 | 0 | 0 | 0 | 0 | 1 | 1 | 1 | 0 | 0 | 0 | 0 | 0 | 0 | 0 | 0 | 0 | 0 | 0 | 0 | 0 | 0 | 0 | 0 | 0 | 0 | 1 | 1 | 1
PG&E FRESNO | Corcoran | 70 | 0 | 0 | 0 | 0 | 0 | 0 | 0 | 0 | 0 | 1 | 1 | 1 | 0 | 0 | 0 | 0 | 0 | 0 | 0 | 0 | 0 | 0 | 0 | 0 | 0 | 0 | 0 | 0 | 0 | 0 | 1 | 1 | 1
PG&E FRESNO | Corcoran | 115 | 0 | 0 | 0 | 0 | 0 | 0 | 0 | 0 | 0 | 1 | 1 | 1 | 0 | 0 | 0 | 0 | 0 | 0 | 0 | 0 | 0 | 0 | 0 | 0 | 0 | 0 | 0 | 0 | 0 | 0 | 1 | 1 | 1
PG&E NGBA | Corona | 115 | 0 | 0 | 0 | 0 | 0 | 0 | 0 | 0 | 0 | 1 | 1 | 1 | 0 | 0 | 0 | 0 | 0 | 0 | 0 | 0 | 0 | 0 | 0 | 0 | 0 | 0 | 0 | 0 | 0 | 0 | 1 | 1 | 1
PG&E NGBA | Cortina | 230 | 0 | 0 | 0 | 0 | 0 | 0 | 0 | 0 | 0 | 1 | 1 | 1 | 0 | 0 | 0 | 0 | 0 | 0 | 0 | 0 | 0 | 0 | 0 | 0 | 0 | 0 | 0 | 0 | 0 | 0 | 1 | 1 | 1
PG&E NGBA | Cortina | 115 | 0 | 0 | 0 | 0 | 0 | 0 | 0 | 0 | 0 | 1 | 1 | 1 | 0 | 0 | 0 | 0 | 0 | 0 | 0 | 0 | 0 | 0 | 0 | 0 | 0 | 0 | 0 | 0 | 0 | 0 | 1 | 1 | 1
PG&E GBA | Cottle | 230 | 0 | 0 | 0 | 0 | 0 | 0 | 0 | 0 | 0 | 1 | 1 | 1 | 0 | 0 | 0 | 0 | 0 | 0 | 0 | 0 | 0 | 0 | 0 | 0 | 0 | 0 | 0 | 0 | 0 | 0 | 1 | 1 | 1
PG&E NGBA | Cottonwood | 115 | 0 | 0 | 0 | 0 | 0 | 0 | 0 | 0 | 0 | 1 | 1 | 1 | 0 | 0 | 0 | 0 | 0 | 0 | 0 | 0 | 0 | 0 | 0 | 0 | 0 | 0 | 0 | 0 | 0 | 0 | 1 | 1 | 1
PG&E NGBA | Cottonwood | 230 | 0 | 0 | 0 | 0 | 0 | 0 | 0 | 0 | 0 | 1 | 1 | 1 | 0 | 0 | 0 | 0 | 0 | 0 | 0 | 0 | 0 | 0 | 0 | 0 | 0 | 0 | 0 | 0 | 0 | 0 | 1 | 1 | 1
PG&E NGBA | Cottonwood | 60 | 0 | 0 | 0 | 0 | 0 | 0 | 0 | 0 | 0 | 1 | 1 | 1 | 0 | 0 | 0 | 0 | 0 | 0 | 0 | 0 | 0 | 0 | 0 | 0 | 0 | 0 | 0 | 0 | 0 | 0 | 1 | 1 | 1
PG&E NGBA | Cove Road | 230 | 0 | 0 | 0 | 0 | 0 | 0 | 0 | 0 | 0 | 1 | 1 | 1 | 0 | 0 | 0 | 0 | 0 | 0 | 0 | 0 | 0 | 0 | 0 | 0 | 0 | 0 | 0 | 0 | 0 | 0 | 1 | 1 | 1
PG&E GBA | Coyote | 230 | 0 | 0 | 0 | 100 | 0 | 0 | 0 | 100 | 100 | 1 | 1 | 2 | 0 | 0 | 0 | 100 | 0 | 0 | 0 | 100 | 100 | 0 | 0 | 0 | 100 | 0 | 0 | 0 | 100 | 100 | 1 | 1 | 2
PG&E GBA | Crazy Horse Canyon | 115 | 0 | 0 | 0 | 0 | 0 | 0 | 0 | 0 | 0 | 1 | 1 | 1 | 0 | 0 | 0 | 0 | 0 | 0 | 0 | 0 | 0 | 0 | 0 | 0 | 0 | 0 | 0 | 0 | 0 | 0 | 1 | 1 | 1
SDGE | Creelman | 69 | 0 | 0 | 0 | 0 | 0 | 7.36 | 0 | 7.36 | 7.36 | 3 | 1 | 3 | 0 | 0 | 0 | 0 | 0 | 0 | 0 | 0 | 0 | 0 | 0 | 0 | 0 | 0 | 7.36 | 0 | 7.36 | 7.36 | 3 | 1 | 3
PG&E FRESNO | Crescent | 70 | 0 | 0 | 0 | 0 | 35 | 35 | 0 | 70 | 70 | 4 | 1 | 4 | 0 | 0 | 0 | 0 | 0 | 0 | 0 | 0 | 0 | 0 | 0 | 0 | 0 | 35 | 35 | 0 | 70 | 70 | 4 | 1 | 4
PG&E FRESNO | Cressey | 115 | 0 | 0 | 0 | 0 | 0 | 0 | 0 | 0 | 0 | 1 | 1 | 1 | 0 | 0 | 0 | 0 | 0 | 0 | 0 | 0 | 0 | 0 | 0 | 0 | 0 | 0 | 0 | 0 | 0 | 0 | 1 | 1 | 1
PG&E NGBA | Cresta | 230 | 0 | 0 | 0 | 0 | 0 | 0 | 0 | 0 | 0 | 1 | 1 | 1 | 0 | 0 | 0 | 0 | 0 | 0 | 0 | 0 | 0 | 0 | 0 | 0 | 0 | 0 | 0 | 0 | 0 | 0 | 1 | 1 | 1
SDGE | Crestwood | 69 | 0 | 0 | 0 | 0 | 0 | 0 | 0 | 0 | 0 | 1 | 1 | 1 | 0 | 0 | 0 | 0 | 0 | 0 | 0 | 0 | 0 | 0 | 0 | 0 | 0 | 0 | 0 | 0 | 0 | 0 | 1 | 1 | 1
PG&E GBA | Crow Creek | 60 | 0 | 0 | 0 | 0 | 0 | 0 | 0 | 0 | 0 | 1 | 1 | 1 | 0 | 0 | 0 | 0 | 0 | 0 | 0 | 0 | 0 | 0 | 0 | 0 | 0 | 0 | 0 | 0 | 0 | 0 | 1 | 1 | 1
PG&E GBA | Crows Landing | 60 | 0 | 0 | 0 | 0 | 0 | 0 | 0 | 0 | 0 | 1 | 1 | 1 | 0 | 0 | 0 | 0 | 0 | 0 | 0 | 0 | 0 | 0 | 0 | 0 | 0 | 0 | 0 | 0 | 0 | 0 | 1 | 1 | 1
PG&E GBA | Curtis | 115 | 0 | 0 | 0 | 0 | 0 | 0 | 0 | 0 | 0 | 1 | 1 | 1 | 0 | 0 | 0 | 0 | 0 | 0 | 0 | 0 | 0 | 0 | 0 | 0 | 0 | 0 | 0 | 0 | 0 | 0 | 1 | 1 | 1
PG&E FRESNO | Dairyland | 115 | 0 | 0 | 0 | 0 | 0 | 0 | 0 | 0 | 0 | 1 | 1 | 1 | 0 | 0 | 0 | 0 | 0 | 0 | 0 | 0 | 0 | 0 | 0 | 0 | 0 | 0 | 0 | 0 | 0 | 0 | 1 | 1 | 1
PG&E NGBA | Davis | 115 | 0 | 0 | 0 | 0 | 100 | 0 | 0 | 100 | 100 | 3 | 1 | 3 | 0 | 0 | 0 | 0 | 100 | 0 | 0 | 100 | 100 | 0 | 0 | 0 | 0 | 100 | 0 | 0 | 100 | 100 | 3 | 1 | 3
SCE Metro | Del Amo | 500 | 0 | 0 | 0 | 0 | 0 | 0 | 912 | 912 | 912 | 1 | 1 | 1 | 0 | 0 | 0 | 0 | 0 | 0 | 912 | 912 | 912 | 0 | 0 | 0 | 0 | 0 | 0 | 912 | 912 | 912 | 1 | 1 | 1
SCE Metro | Del Amo | 230 | 0 | 0 | 0 | 0 | 0 | 0 | 800 | 800 | 800 | 1 | 1 | 1 | 0 | 0 | 0 | 0 | 0 | 0 | 800 | 800 | 800 | 0 | 0 | 0 | 0 | 0 | 0 | 800 | 800 | 800 | 1 | 1 | 1
SCE Eastern | Delaney | 500 | 0 | 0 | 0 | 0 | 1860 | 0 | 340 | 2200 | 2200 | 2 | 1 | 2 | 0 | 0 | 0 | 0 | 1860 | 0 | 340 | 2200 | 2200 | 0 | 0 | 0 | 0 | 1860 | 0 | 340 | 2200 | 2200 | 2 | 1 | 2
PG&E NGBA | Delevan | 230 | 0 | 0 | 0 | 0 | 0 | 0 | 0 | 0 | 0 | 1 | 1 | 1 | 0 | 0 | 0 | 0 | 0 | 0 | 0 | 0 | 0 | 0 | 0 | 0 | 0 | 0 | 0 | 0 | 0 | 0 | 1 | 1 | 1
PG&E GBA | Delta PP | 230 | 0 | 0 | 0 | 0 | 0 | 0 | 0 | 0 | 0 | 1 | 1 | 1 | 0 | 0 | 0 | 0 | 0 | 0 | 0 | 0 | 0 | 0 | 0 | 0 | 0 | 0 | 0 | 0 | 0 | 0 | 1 | 1 | 1
EOP | Desert View | 230 | 0 | 0 | 0 | 0 | 0 | 0 | 0 | 0 | 0 | 1 | 1 | 1 | 0 | 0 | 0 | 0 | 0 | 0 | 0 | 0 | 0 | 0 | 0 | 0 | 0 | 0 | 0 | 0 | 0 | 0 | 1 | 1 | 1
SCE Eastern | Devers | 230 | 0 | 0 | 0 | 300 | 0 | 200 | 100 | 600 | 600 | 1 | 1 | 1 | 0 | 0 | 0 | 300 | 0 | 0 | 0 | 300 | 300 | 0 | 0 | 0 | 300 | 0 | 200 | 100 | 600 | 600 | 1 | 1 | 1
SCE Eastern | Devers | 500 | 0 | 0 | 0 | 0 | 0 | 0 | 0 | 0 | 0 | 1 | 1 | 1 | 0 | 0 | 0 | 0 | 0 | 0 | 0 | 0 | 0 | 0 | 0 | 0 | 0 | 0 | 0 | 0 | 0 | 0 | 1 | 1 | 1
PG&E KERN | Diablo Canyon | 230 | 0 | 0 | 0 | 0 | 0 | 0 | 0 | 0 | 0 | 1 | 1 | 1 | 0 | 0 | 0 | 0 | 0 | 0 | 0 | 0 | 0 | 0 | 0 | 0 | 0 | 0 | 0 | 0 | 0 | 0 | 1 | 1 | 1
PG&E KERN | Diablo Canyon | 500 | 0 | 0 | 0 | 0 | 0 | 0 | 0 | 0 | 0 | 1 | 1 | 1 | 0 | 0 | 0 | 0 | 0 | 0 | 0 | 0 | 0 | 0 | 0 | 0 | 0 | 0 | 0 | 0 | 0 | 0 | 1 | 1 | 1
PG&E KERN | Divide | 115 | 0 | 0 | 0 | 0 | 0 | 0 | 0 | 0 | 0 | 1 | 1 | 1 | 0 | 0 | 0 | 0 | 0 | 0 | 0 | 0 | 0 | 0 | 0 | 0 | 0 | 0 | 0 | 0 | 0 | 0 | 1 | 1 | 1
PG&E GBA | Dixon Landing | 115 | 0 | 0 | 0 | 0 | 0 | 0 | 0 | 0 | 0 | 1 | 1 | 1 | 0 | 0 | 0 | 0 | 0 | 0 | 0 | 0 | 0 | 0 | 0 | 0 | 0 | 0 | 0 | 0 | 0 | 0 | 1 | 1 | 1
PG&E FRESNO | Dos Amigos | 230 | 0 | 0 | 0 | 0 | 0 | 0 | 758 | 758 | 758 | 1 | 1 | 1 | 0 | 0 | 0 | 632 | 0 | 0 | 758 | 1390 | 1390 | 0 | 0 | 0 | 632 | 0 | 0 | 758 | 1390 | 1390 | 2 | 1 | 2
PG&E NGBA | Drum | 115 | 0 | 0 | 0 | 0 | 0 | 0 | 0 | 0 | 0 | 1 | 1 | 1 | 0 | 0 | 0 | 0 | 0 | 0 | 0 | 0 | 0 | 0 | 0 | 0 | 0 | 0 | 0 | 0 | 0 | 0 | 1 | 1 | 1
PG&E GBA | Dumbarton | 115 | 0 | 0 | 0 | 0 | 0 | 0 | 0 | 0 | 0 | 1 | 1 | 1 | 0 | 0 | 0 | 0 | 0 | 0 | 0 | 0 | 0 | 0 | 0 | 0 | 0 | 0 | 0 | 0 | 0 | 0 | 1 | 1 | 1
SCE NOL | Dunn Siding | 115 | 0 | 0 | 0 | 0 | 0 | 0 | 0 | 0 | 0 | 1 | 1 | 1 | 0 | 0 | 0 | 0 | 0 | 0 | 0 | 0 | 0 | 0 | 0 | 0 | 0 | 0 | 0 | 0 | 0 | 0 | 1 | 1 | 1
SCE Eastern | Eagle Mountain | 230 | 0 | 0 | 0 | 0 | 0 | 0 | 0 | 0 | 0 | 1 | 1 | 1 | 0 | 0 | 0 | 0 | 0 | 0 | 0 | 0 | 0 | 0 | 0 | 0 | 0 | 0 | 0 | 0 | 0 | 0 | 1 | 1 | 1
PG&E NGBA | Eagle Rock (PGE) | 60 | 0 | 0 | 0 | 0 | 0 | 0 | 0 | 0 | 0 | 1 | 1 | 1 | 0 | 0 | 0 | 0 | 0 | 0 | 0 | 0 | 0 | 0 | 0 | 0 | 0 | 0 | 0 | 0 | 0 | 0 | 1 | 1 | 1
PG&E NGBA | Eagle Rock (PGE) | 115 | 0 | 0 | 0 | 0 | 0 | 0 | 0 | 0 | 0 | 1 | 1 | 1 | 0 | 0 | 0 | 0 | 0 | 0 | 0 | 0 | 0 | 0 | 0 | 0 | 0 | 0 | 0 | 0 | 0 | 0 | 1 | 1 | 1
SCE Metro | Eagle Rock (SCE) | 230 | 0 | 0 | 0 | 0 | 0 | 0 | 590 | 590 | 590 | 1 | 1 | 1 | 0 | 0 | 0 | 0 | 0 | 0 | 590 | 590 | 590 | 0 | 0 | 0 | 0 | 0 | 0 | 590 | 590 | 590 | 1 | 1 | 1
PG&E NGBA | East Marysville | 115 | 0 | 0 | 0 | 0 | 0 | 0 | 0 | 0 | 0 | 1 | 1 | 1 | 0 | 0 | 0 | 0 | 0 | 0 | 0 | 0 | 0 | 0 | 0 | 0 | 0 | 0 | 0 | 0 | 0 | 0 | 1 | 1 | 1
PG&E NGBA | East Nicolaus | 115 | 0 | 0 | 0 | 0 | 0 | 0 | 0 | 0 | 0 | 1 | 1 | 1 | 0 | 0 | 0 | 0 | 0 | 0 | 0 | 0 | 0 | 0 | 0 | 0 | 0 | 0 | 0 | 0 | 0 | 0 | 1 | 1 | 1
PG&E NGBA | East Nicolaus | 60 | 0 | 0 | 0 | 0 | 0 | 0 | 0 | 0 | 0 | 1 | 1 | 1 | 0 | 0 | 0 | 0 | 0 | 0 | 0 | 0 | 0 | 0 | 0 | 0 | 0 | 0 | 0 | 0 | 0 | 0 | 1 | 1 | 1
PG&E GBA | Eastshore | 115 | 0 | 0 | 0 | 0 | 0 | 0 | 0 | 0 | 0 | 1 | 1 | 1 | 0 | 0 | 0 | 0 | 0 | 0 | 0 | 0 | 0 | 0 | 0 | 0 | 0 | 0 | 0 | 0 | 0 | 0 | 1 | 1 | 1
PG&E GBA | Eastshore | 230 | 0 | 0 | 0 | 0 | 0 | 0 | 0 | 0 | 0 | 1 | 1 | 1 | 0 | 0 | 0 | 0 | 0 | 0 | 0 | 0 | 0 | 0 | 0 | 0 | 0 | 0 | 0 | 0 | 0 | 0 | 1 | 1 | 1
SDGE | ECO | 138 | 0 | 0 | 0 | 0 | 0 | 0 | 0 | 0 | 0 | 1 | 1 | 1 | 0 | 0 | 0 | 0 | 100 | 0 | 0 | 100 | 100 | 0 | 0 | 0 | 0 | 100 | 0 | 0 | 100 | 100 | 3 | 1 | 3
SDGE | ECO | 230 | 0 | 0 | 0 | 0 | 0 | 0 | 0 | 0 | 0 | 1 | 1 | 1 | 0 | 0 | 0 | 0 | 0 | 0 | 0 | 0 | 0 | 0 | 0 | 0 | 0 | 0 | 0 | 0 | 0 | 0 | 1 | 1 | 1
SDGE | ECO | 500 | 0 | 0 | 0 | 0 | 0 | 0 | 0 | 0 | 0 | 1 | 1 | 1 | 0 | 0 | 0 | 0 | 0 | 0 | 0 | 0 | 0 | 0 | 0 | 0 | 0 | 0 | 0 | 0 | 0 | 0 | 1 | 1 | 1
PG&E GBA | Edenvale | 115 | 0 | 0 | 0 | 0 | 0 | 0 | 0 | 0 | 0 | 1 | 1 | 1 | 0 | 0 | 0 | 0 | 0 | 0 | 0 | 0 | 0 | 0 | 0 | 0 | 0 | 0 | 0 | 0 | 0 | 0 | 1 | 1 | 1
PG&E GBA | Edes | 115 | 0 | 0 | 0 | 0 | 0 | 0 | 0 | 0 | 0 | 1 | 1 | 1 | 0 | 0 | 0 | 0 | 0 | 0 | 0 | 0 | 0 | 0 | 0 | 0 | 0 | 0 | 0 | 0 | 0 | 0 | 1 | 1 | 1
PG&E GBA | Eight Mile | 230 | 0 | 0 | 0 | 0 | 1100 | 0 | 0 | 1100 | 1100 | 2 | 1 | 2 | 0 | 0 | 0 | 0 | 1100 | 0 | 0 | 1100 | 1100 | 0 | 0 | 0 | 0 | 1100 | 0 | 0 | 1100 | 1100 | 2 | 1 | 2
SDGE | El Cajon | 69 | 0 | 0 | 0 | 0 | 0 | 0 | 0 | 0 | 0 | 1 | 1 | 1 | 0 | 0 | 0 | 0 | 0 | 0 | 0 | 0 | 0 | 0 | 0 | 0 | 0 | 0 | 0 | 0 | 0 | 0 | 1 | 1 | 1
SCE Eastern | El Casco | 230 | 0 | 0 | 0 | 0 | 0 | 0 | 0 | 0 | 0 | 1 | 1 | 1 | 0 | 0 | 0 | 0 | 0 | 0 | 0 | 0 | 0 | 0 | 0 | 0 | 0 | 0 | 0 | 0 | 0 | 0 | 1 | 1 | 1
PG&E GBA | El Cerrito G | 115 | 0 | 0 | 0 | 0 | 0 | 0 | 0 | 0 | 0 | 1 | 1 | 1 | 0 | 0 | 0 | 0 | 0 | 0 | 0 | 0 | 0 | 0 | 0 | 0 | 0 | 0 | 0 | 0 | 0 | 0 | 1 | 1 | 1
PG&E NGBA | El Dorado PH | 115 | 0 | 0 | 0 | 0 | 0 | 0 | 0 | 0 | 0 | 1 | 1 | 1 | 0 | 0 | 0 | 0 | 0 | 0 | 0 | 0 | 0 | 0 | 0 | 0 | 0 | 0 | 0 | 0 | 0 | 0 | 1 | 1 | 1
PG&E FRESNO | El Nido (PGE) | 115 | 0 | 0 | 0 | 0 | 0 | 0 | 0 | 0 | 0 | 1 | 1 | 1 | 0 | 0 | 0 | 0 | 0 | 0 | 0 | 0 | 0 | 0 | 0 | 0 | 0 | 0 | 0 | 0 | 0 | 0 | 1 | 1 | 1
SCE Metro | El Nido (SCE) | 230 | 0 | 0 | 0 | 0 | 0 | 0 | 90 | 90 | 90 | 1 | 1 | 2 | 0 | 0 | 0 | 0 | 0 | 0 | 90 | 90 | 90 | 0 | 0 | 0 | 0 | 0 | 0 | 90 | 90 | 90 | 1 | 1 | 2
PG&E GBA | El Patio | 115 | 0 | 0 | 0 | 0 | 0 | 0 | 0 | 0 | 0 | 1 | 1 | 1 | 0 | 0 | 0 | 0 | 0 | 0 | 0 | 0 | 0 | 0 | 0 | 0 | 0 | 0 | 0 | 0 | 0 | 0 | 1 | 1 | 1
SCE Metro | El Segundo | 230 | 0 | 0 | 0 | 0 | 0 | 0 | 0 | 0 | 0 | 1 | 1 | 1 | 0 | 0 | 0 | 0 | 0 | 0 | 0 | 0 | 0 | 0 | 0 | 0 | 0 | 0 | 0 | 0 | 0 | 0 | 1 | 1 | 1
EOP | Eldorado | 230 | 0 | 0 | 0 | 0 | 0 | 0 | 0 | 0 | 0 | 1 | 1 | 1 | 0 | 0 | 0 | 0 | 0 | 0 | 0 | 0 | 0 | 0 | 0 | 0 | 0 | 0 | 0 | 0 | 0 | 0 | 1 | 1 | 1
EOP | Eldorado | 500 | 0 | 0 | 0 | 0 | 0 | 0 | 0 | 0 | 0 | 1 | 1 | 1 | 0 | 0 | 0 | 0 | 0 | 0 | 0 | 0 | 0 | 0 | 0 | 0 | 0 | 0 | 0 | 0 | 0 | 0 | 1 | 1 | 1
SCE Northern | Elizabeth Lake | 66 | 0 | 0 | 0 | 0 | 0 | 0 | 0 | 0 | 0 | 1 | 1 | 1 | 0 | 0 | 0 | 0 | 0 | 0 | 0 | 0 | 0 | 0 | 0 | 0 | 0 | 0 | 0 | 0 | 0 | 0 | 1 | 1 | 1
PG&E KERN | Elk Hills | 230 | 0 | 0 | 0 | 0 | 0 | 0 | 0 | 0 | 0 | 1 | 1 | 1 | 0 | 0 | 0 | 0 | 0 | 0 | 0 | 0 | 0 | 0 | 0 | 0 | 0 | 0 | 0 | 0 | 0 | 0 | 1 | 1 | 1
SDGE | Elliot | 69 | 0 | 0 | 0 | 0 | 0 | 0 | 0 | 0 | 0 | 1 | 1 | 1 | 0 | 0 | 0 | 0 | 0 | 0 | 0 | 0 | 0 | 0 | 0 | 0 | 0 | 0 | 0 | 0 | 0 | 0 | 1 | 1 | 1
SCE Metro | Ellis | 230 | 0 | 0 | 0 | 0 | 0 | 0 | 0 | 0 | 0 | 1 | 1 | 1 | 0 | 0 | 0 | 0 | 0 | 0 | 0 | 0 | 0 | 0 | 0 | 0 | 0 | 0 | 0 | 0 | 0 | 0 | 1 | 1 | 1
SDGE | Encina | 138 | 0 | 0 | 0 | 0 | 0 | 0 | 0 | 0 | 0 | 1 | 1 | 1 | 0 | 0 | 0 | 0 | 0 | 0 | 0 | 0 | 0 | 0 | 0 | 0 | 0 | 0 | 0 | 0 | 0 | 0 | 1 | 1 | 1
SDGE | Encina | 230 | 0 | 0 | 0 | 0 | 0 | 0 | 0 | 0 | 0 | 1 | 1 | 1 | 0 | 0 | 0 | 0 | 0 | 0 | 0 | 0 | 0 | 0 | 0 | 0 | 0 | 0 | 0 | 0 | 0 | 0 | 1 | 1 | 1
SDGE | Escondido | 230 | 0 | 0 | 0 | 0 | 0 | 0 | 0 | 0 | 0 | 1 | 1 | 1 | 0 | 0 | 0 | 0 | 0 | 0 | 0 | 0 | 0 | 0 | 0 | 0 | 0 | 0 | 0 | 0 | 0 | 0 | 1 | 1 | 1
SDGE | Escondido | 69 | 0 | 0 | 0 | 0 | 0 | 13 | 0 | 13 | 13 | 3 | 1 | 3 | 0 | 0 | 0 | 0 | 0 | 0 | 0 | 0 | 0 | 0 | 0 | 0 | 0 | 0 | 13 | 0 | 13 | 13 | 3 | 1 | 3
PG&E KERN | Estrella | 230 | 0 | 0 | 0 | 0 | 0 | 0 | 0 | 0 | 0 | 1 | 1 | 1 | 0 | 0 | 0 | 0 | 0 | 0 | 0 | 0 | 0 | 0 | 0 | 0 | 0 | 0 | 0 | 0 | 0 | 0 | 1 | 1 | 1
SCE Eastern | Etiwanda | 230 | 0 | 0 | 0 | 500 | 0 | 70 | 0 | 570 | 570 | 1 | 1 | 1 | 0 | 0 | 0 | 500 | 0 | 0 | 0 | 500 | 500 | 0 | 0 | 0 | 500 | 0 | 70 | 0 | 570 | 570 | 1 | 1 | 1
PG&E GBA | Evergreen | 115 | 0 | 0 | 0 | 0 | 0 | 0 | 0 | 0 | 0 | 1 | 1 | 1 | 0 | 0 | 0 | 0 | 0 | 0 | 0 | 0 | 0 | 0 | 0 | 0 | 0 | 0 | 0 | 0 | 0 | 0 | 1 | 1 | 1
PG&E GBA | Evergreen | 60 | 0 | 0 | 0 | 0 | 0 | 0 | 0 | 0 | 0 | 1 | 1 | 1 | 0 | 0 | 0 | 0 | 0 | 0 | 0 | 0 | 0 | 0 | 0 | 0 | 0 | 0 | 0 | 0 | 0 | 0 | 1 | 1 | 1
PG&E FRESNO | Excelsior | 115 | 0 | 0 | 0 | 0 | 0 | 0 | 0 | 0 | 0 | 1 | 1 | 1 | 0 | 0 | 0 | 0 | 0 | 0 | 0 | 0 | 0 | 0 | 0 | 0 | 0 | 0 | 0 | 0 | 0 | 0 | 1 | 1 | 1
PG&E FRESNO | Exchequer | 115 | 0 | 0 | 0 | 0 | 0 | 0 | 0 | 0 | 0 | 1 | 1 | 1 | 0 | 0 | 0 | 0 | 0 | 0 | 0 | 0 | 0 | 0 | 0 | 0 | 0 | 0 | 0 | 0 | 0 | 0 | 1 | 1 | 1
PG&E KERN | Fairway | 115 | 0 | 0 | 0 | 0 | 0 | 0 | 0 | 0 | 0 | 1 | 1 | 1 | 0 | 0 | 0 | 0 | 0 | 0 | 0 | 0 | 0 | 0 | 0 | 0 | 0 | 0 | 0 | 0 | 0 | 0 | 1 | 1 | 1
PG&E KERN | Famoso | 115 | 0 | 0 | 0 | 0 | 0 | 0 | 0 | 0 | 0 | 1 | 1 | 1 | 0 | 0 | 0 | 0 | 0 | 0 | 0 | 0 | 0 | 0 | 0 | 0 | 0 | 0 | 0 | 0 | 0 | 0 | 1 | 1 | 1
PG&E NGBA | Fern Road | 500 | 0 | 0 | 0 | 0 | 0 | 0 | 0 | 0 | 0 | 1 | 1 | 1 | 0 | 0 | 0 | 0 | 0 | 0 | 0 | 0 | 0 | 0 | 0 | 0 | 0 | 0 | 0 | 0 | 0 | 0 | 1 | 1 | 1
PG&E GBA | Fibreboard (SPI Sonora) | 115 | 0 | 0 | 0 | 0 | 0 | 0 | 0 | 0 | 0 | 1 | 1 | 1 | 0 | 0 | 0 | 0 | 0 | 0 | 0 | 0 | 0 | 0 | 0 | 0 | 0 | 0 | 0 | 0 | 0 | 0 | 1 | 1 | 1
PG&E FRESNO | Figarden | 230 | 0 | 0 | 0 | 0 | 0 | 0 | 0 | 0 | 0 | 1 | 1 | 1 | 0 | 0 | 0 | 0 | 0 | 0 | 0 | 0 | 0 | 0 | 0 | 0 | 0 | 0 | 0 | 0 | 0 | 0 | 1 | 1 | 1
PG&E FRESNO | Fink | 230 | 0 | 0 | 0 | 0 | 0 | 0 | 900 | 900 | 900 | 1 | 1 | 1 | 0 | 0 | 0 | 534 | 0 | 0 | 900 | 1434 | 1434 | 0 | 0 | 0 | 534 | 0 | 0 | 900 | 1434 | 1434 | 2 | 1 | 2
PG&E NGBA | Fitch Mountain | 60 | 0 | 0 | 0 | 0 | 0 | 0 | 0 | 0 | 0 | 1 | 1 | 1 | 0 | 0 | 0 | 0 | 0 | 0 | 0 | 0 | 0 | 0 | 0 | 0 | 0 | 0 | 0 | 0 | 0 | 0 | 1 | 1 | 1
PG&E GBA | FMC | 115 | 0 | 0 | 0 | 0 | 0 | 0 | 0 | 0 | 0 | 1 | 1 | 1 | 0 | 0 | 0 | 0 | 0 | 0 | 0 | 0 | 0 | 0 | 0 | 0 | 0 | 0 | 0 | 0 | 0 | 0 | 1 | 1 | 1
PG&E GBA | Fremont | 115 | 0 | 0 | 0 | 0 | 0 | 0 | 0 | 0 | 0 | 1 | 1 | 1 | 0 | 0 | 0 | 0 | 0 | 0 | 0 | 0 | 0 | 0 | 0 | 0 | 0 | 0 | 0 | 0 | 0 | 0 | 1 | 1 | 1
PG&E GBA | French Camp | 60 | 0 | 0 | 0 | 0 | 0 | 0 | 0 | 0 | 0 | 1 | 1 | 1 | 0 | 0 | 0 | 0 | 0 | 0 | 0 | 0 | 0 | 0 | 0 | 0 | 0 | 0 | 0 | 0 | 0 | 0 | 1 | 1 | 1
PG&E GBA | Frogtown | 115 | 0 | 0 | 0 | 0 | 0 | 0 | 0 | 0 | 0 | 1 | 1 | 1 | 0 | 0 | 0 | 0 | 0 | 0 | 0 | 0 | 0 | 0 | 0 | 0 | 0 | 0 | 0 | 0 | 0 | 0 | 1 | 1 | 1
PG&E NGBA | Fulton | 115 | 0 | 0 | 0 | 0 | 0 | 0 | 0 | 0 | 0 | 1 | 1 | 1 | 0 | 0 | 0 | 0 | 0 | 0 | 0 | 0 | 0 | 0 | 0 | 0 | 0 | 0 | 0 | 0 | 0 | 0 | 1 | 1 | 1
PG&E NGBA | Fulton | 230 | 0 | 0 | 0 | 0 | 0 | 0 | 0 | 0 | 0 | 1 | 1 | 1 | 0 | 0 | 0 | 0 | 0 | 0 | 0 | 0 | 0 | 0 | 0 | 0 | 0 | 0 | 0 | 0 | 0 | 0 | 1 | 1 | 1
PG&E NGBA | Fulton | 60 | 0 | 0 | 0 | 0 | 0 | 0 | 0 | 0 | 0 | 1 | 1 | 1 | 0 | 0 | 0 | 0 | 0 | 0 | 0 | 0 | 0 | 0 | 0 | 0 | 0 | 0 | 0 | 0 | 0 | 0 | 1 | 1 | 1
PG&E KERN | Ganso | 115 | 0 | 0 | 0 | 0 | 0 | 0 | 0 | 0 | 0 | 1 | 1 | 1 | 0 | 0 | 0 | 0 | 0 | 0 | 0 | 0 | 0 | 0 | 0 | 0 | 0 | 0 | 0 | 0 | 0 | 0 | 1 | 1 | 1
PG&E FRESNO | Gates | 230 | 0 | 0 | 0 | 166 | 477.5 | 0 | 0 | 643.5 | 643.5 | 1 | 1 | 1 | 0 | 0 | 0 | 0 | 0 | 0 | 0 | 0 | 0 | 0 | 0 | 0 | 166 | 477.5 | 0 | 0 | 643.5 | 643.5 | 1 | 1 | 1
PG&E FRESNO | Gates | 500 | 0 | 0 | 0 | 0 | 0 | 190 | 35 | 225 | 225 | 1 | 1 | 2 | 0 | 0 | 0 | 0 | 0 | 0 | 0 | 0 | 0 | 0 | 0 | 0 | 0 | 0 | 190 | 35 | 225 | 225 | 1 | 1 | 2
PG&E NGBA | Geysers 12 | 230 | 0 | 0 | 0 | 0 | 0 | 0 | 0 | 0 | 0 | 1 | 1 | 1 | 0 | 0 | 0 | 0 | 0 | 0 | 0 | 0 | 0 | 0 | 0 | 0 | 0 | 0 | 0 | 0 | 0 | 0 | 1 | 1 | 1
PG&E NGBA | Geysers 17 | 230 | 0 | 0 | 0 | 0 | 0 | 0 | 0 | 0 | 0 | 1 | 1 | 1 | 0 | 0 | 0 | 0 | 0 | 0 | 0 | 0 | 0 | 0 | 0 | 0 | 0 | 0 | 0 | 0 | 0 | 0 | 1 | 1 | 1
PG&E NGBA | Geysers 3 | 115 | 0 | 0 | 0 | 0 | 0 | 0 | 0 | 0 | 0 | 1 | 1 | 1 | 0 | 0 | 0 | 0 | 0 | 0 | 0 | 0 | 0 | 0 | 0 | 0 | 0 | 0 | 0 | 0 | 0 | 0 | 1 | 1 | 1
PG&E NGBA | Glenn | 230 | 0 | 0 | 0 | 0 | 0 | 0 | 0 | 0 | 0 | 1 | 1 | 1 | 0 | 0 | 0 | 0 | 0 | 0 | 0 | 0 | 0 | 0 | 0 | 0 | 0 | 0 | 0 | 0 | 0 | 0 | 1 | 1 | 1
PG&E NGBA | Glenn | 60 | 0 | 0 | 0 | 0 | 0 | 0 | 0 | 0 | 0 | 1 | 1 | 1 | 0 | 0 | 0 | 0 | 0 | 0 | 0 | 0 | 0 | 0 | 0 | 0 | 0 | 0 | 0 | 0 | 0 | 0 | 1 | 1 | 1
PG&E NGBA | Gold Hill | 115 | 0 | 0 | 0 | 0 | 0 | 0 | 0 | 0 | 0 | 1 | 1 | 1 | 0 | 0 | 0 | 0 | 0 | 0 | 0 | 0 | 0 | 0 | 0 | 0 | 0 | 0 | 0 | 0 | 0 | 0 | 1 | 1 | 1
PG&E NGBA | Gold Hill | 230 | 0 | 0 | 0 | 0 | 0 | 0 | 0 | 0 | 0 | 1 | 1 | 1 | 0 | 0 | 0 | 0 | 0 | 0 | 0 | 0 | 0 | 0 | 0 | 0 | 0 | 0 | 0 | 0 | 0 | 0 | 1 | 1 | 1
SCE Northern | Goleta | 230 | 0 | 0 | 0 | 0 | 0 | 10 | 0 | 10 | 10 | 1 | 1 | 5 | 0 | 0 | 0 | 0 | 0 | 0 | 0 | 0 | 0 | 0 | 0 | 0 | 0 | 0 | 10 | 0 | 10 | 10 | 1 | 1 | 5
SCE Metro | Goodrich | 230 | 0 | 0 | 0 | 0 | 0 | 0 | 0 | 0 | 0 | 1 | 1 | 1 | 0 | 0 | 0 | 0 | 0 | 0 | 0 | 0 | 0 | 0 | 0 | 0 | 0 | 0 | 0 | 0 | 0 | 0 | 1 | 1 | 1
PG&E KERN | Goose Lake | 115 | 0 | 0 | 0 | 0 | 0 | 0 | 0 | 0 | 0 | 1 | 1 | 1 | 0 | 0 | 0 | 0 | 0 | 0 | 0 | 0 | 0 | 0 | 0 | 0 | 0 | 0 | 0 | 0 | 0 | 0 | 1 | 1 | 1
SCE Metro | Gould | 230 | 0 | 0 | 0 | 0 | 0 | 0 | 0 | 0 | 0 | 1 | 1 | 1 | 0 | 0 | 0 | 0 | 0 | 0 | 0 | 0 | 0 | 0 | 0 | 0 | 0 | 0 | 0 | 0 | 0 | 0 | 1 | 1 | 1
PG&E NGBA | Grand Island | 115 | 0 | 0 | 0 | 0 | 0 | 0 | 0 | 0 | 0 | 1 | 1 | 1 | 0 | 0 | 0 | 0 | 0 | 0 | 0 | 0 | 0 | 0 | 0 | 0 | 0 | 0 | 0 | 0 | 0 | 0 | 1 | 1 | 1
SDGE | Granite | 69 | 0 | 0 | 0 | 0 | 0 | 2.25 | 0 | 2.25 | 2.25 | 3 | 1 | 3 | 0 | 0 | 0 | 0 | 0 | 0 | 0 | 0 | 0 | 0 | 0 | 0 | 0 | 0 | 2.25 | 0 | 2.25 | 2.25 | 3 | 1 | 3
PG&E GBA | Grant | 115 | 0 | 0 | 0 | 0 | 0 | 0 | 0 | 0 | 0 | 1 | 1 | 1 | 0 | 0 | 0 | 0 | 0 | 0 | 0 | 0 | 0 | 0 | 0 | 0 | 0 | 0 | 0 | 0 | 0 | 0 | 1 | 1 | 1
PG&E GBA | Green Valley | 115 | 0 | 0 | 0 | 0 | 0 | 0 | 0 | 0 | 0 | 1 | 1 | 1 | 0 | 0 | 0 | 0 | 0 | 0 | 0 | 0 | 0 | 0 | 0 | 0 | 0 | 0 | 0 | 0 | 0 | 0 | 1 | 1 | 1
PG&E NGBA | Greenleaf 1 | 115 | 0 | 0 | 0 | 0 | 0 | 0 | 0 | 0 | 0 | 1 | 1 | 1 | 0 | 0 | 0 | 0 | 0 | 0 | 0 | 0 | 0 | 0 | 0 | 0 | 0 | 0 | 0 | 0 | 0 | 0 | 1 | 1 | 1
PG&E FRESNO | Gregg | 230 | 0 | 0 | 0 | 0 | 0 | 0 | 0 | 0 | 0 | 1 | 1 | 1 | 0 | 0 | 0 | 0 | 0 | 0 | 0 | 0 | 0 | 0 | 0 | 0 | 0 | 0 | 0 | 0 | 0 | 0 | 1 | 1 | 1
PG&E FRESNO | Grimmway-Malaga | 115 | 0 | 0 | 0 | 0 | 0 | 0 | 0 | 0 | 0 | 1 | 1 | 1 | 0 | 0 | 0 | 0 | 0 | 0 | 0 | 0 | 0 | 0 | 0 | 0 | 0 | 0 | 0 | 0 | 0 | 0 | 1 | 1 | 1
PG&E NGBA | Grizzly | 230 | 0 | 0 | 0 | 0 | 0 | 0 | 0 | 0 | 0 | 1 | 1 | 1 | 0 | 0 | 0 | 0 | 0 | 0 | 0 | 0 | 0 | 0 | 0 | 0 | 0 | 0 | 0 | 0 | 0 | 0 | 1 | 1 | 1
PG&E FRESNO | Guernsey | 70 | 0 | 0 | 0 | 0 | 0 | 0 | 0 | 0 | 0 | 1 | 1 | 1 | 0 | 0 | 0 | 0 | 0 | 0 | 0 | 0 | 0 | 0 | 0 | 0 | 0 | 0 | 0 | 0 | 0 | 0 | 1 | 1 | 1
PG&E FRESNO | GWF Hanford | 115 | 0 | 0 | 0 | 0 | 0 | 131.4 | 0 | 131.4 | 131.4 | 3 | 1 | 3 | 0 | 0 | 0 | 0 | 0 | 0 | 0 | 0 | 0 | 0 | 0 | 0 | 0 | 0 | 131.4 | 0 | 131.4 | 131.4 | 3 | 1 | 3
PG&E FRESNO | Haas | 230 | 0 | 0 | 0 | 0 | 0 | 0 | 0 | 0 | 0 | 1 | 1 | 1 | 0 | 0 | 0 | 0 | 0 | 0 | 0 | 0 | 0 | 0 | 0 | 0 | 0 | 0 | 0 | 0 | 0 | 0 | 1 | 1 | 1
PG&E FRESNO | Hammonds | 115 | 0 | 0 | 0 | 100 | 0 | 0 | 0 | 100 | 100 | 3 | 1 | 3 | 0 | 0 | 0 | 100 | 0 | 0 | 0 | 100 | 100 | 0 | 0 | 0 | 100 | 0 | 0 | 0 | 100 | 100 | 3 | 1 | 3
SCE Metro | HarborGen | 230 | 0 | 0 | 0 | 0 | 0 | 0 | 0 | 0 | 0 | 1 | 1 | 1 | 0 | 0 | 0 | 0 | 0 | 0 | 0 | 0 | 0 | 0 | 0 | 0 | 0 | 0 | 0 | 0 | 0 | 0 | 1 | 1 | 1
PG&E NGBA | Harris | 60 | 0 | 0 | 0 | 0 | 0 | 0 | 0 | 0 | 0 | 1 | 1 | 1 | 0 | 0 | 0 | 0 | 0 | 0 | 0 | 0 | 0 | 0 | 0 | 0 | 0 | 0 | 0 | 0 | 0 | 0 | 1 | 1 | 1
EOP | Harry Allen | 500 | 0 | 0 | 0 | 0 | 301.2 | 0 | 0 | 301.2 | 301.2 | 1 | 1 | 2 | 0 | 0 | 0 | 0 | 301.2 | 0 | 0 | 301.2 | 301.2 | 0 | 0 | 0 | 0 | 301.2 | 0 | 0 | 301.2 | 301.2 | 1 | 1 | 2
PG&E NGBA | Hartley | 60 | 0 | 0 | 0 | 0 | 0 | 0 | 0 | 0 | 0 | 1 | 1 | 1 | 0 | 0 | 0 | 0 | 0 | 0 | 0 | 0 | 0 | 0 | 0 | 0 | 0 | 0 | 0 | 0 | 0 | 0 | 1 | 1 | 1
SCE NOL | Harvard | 115 | 0 | 0 | 0 | 0 | 0 | 0 | 0 | 0 | 0 | 1 | 1 | 1 | 0 | 0 | 0 | 0 | 0 | 0 | 0 | 0 | 0 | 0 | 0 | 0 | 0 | 0 | 0 | 0 | 0 | 0 | 1 | 1 | 1
SDGE | Hassayampa | 500 | 0 | 0 | 0 | 3634.5 | 2000 | 85 | 815 | 6534.5 | 6534.5 | 4 | 1 | 4 | 0 | 0 | 0 | 3634.5 | 2415 | 0 | 815 | 6864.5 | 6864.5 | 0 | 0 | 0 | 3634.5 | 2500 | 85 | 815 | 7034.5 | 7034.5 | 4 | 1 | 4
PG&E FRESNO | Helm | 230 | 0 | 0 | 0 | 0 | 0 | 0 | 0 | 0 | 0 | 1 | 1 | 1 | 0 | 0 | 0 | 749 | 0 | 0 | 0 | 749 | 749 | 0 | 0 | 0 | 749 | 0 | 0 | 0 | 749 | 749 | 1 | 1 | 1
PG&E FRESNO | Helm | 70 | 0 | 0 | 0 | 0 | 0 | 0 | 0 | 0 | 0 | 1 | 1 | 1 | 0 | 0 | 0 | 0 | 0 | 0 | 0 | 0 | 0 | 0 | 0 | 0 | 0 | 0 | 0 | 0 | 0 | 0 | 1 | 1 | 1
PG&E FRESNO | Henrietta | 115 | 0 | 0 | 0 | 0 | 0 | 0 | 20 | 20 | 20 | 1 | 1 | 1 | 0 | 0 | 0 | 0 | 0 | 0 | 20 | 20 | 20 | 0 | 0 | 0 | 0 | 0 | 0 | 20 | 20 | 20 | 1 | 1 | 1
PG&E FRESNO | Henrietta | 230 | 0 | 0 | 0 | 0 | 0 | 0 | 314 | 314 | 314 | 1 | 1 | 1 | 0 | 0 | 0 | 1186 | 0 | 0 | 314 | 1500 | 1500 | 0 | 0 | 0 | 1186 | 0 | 0 | 314 | 1500 | 1500 | 2 | 1 | 2
PG&E FRESNO | Henrietta | 70 | 0 | 0 | 0 | 0 | 0 | 173.2 | 0 | 173.2 | 173.2 | 5 | 1 | 5 | 0 | 0 | 0 | 0 | 0 | 0 | 0 | 0 | 0 | 0 | 0 | 0 | 0 | 0 | 173.2 | 0 | 173.2 | 173.2 | 5 | 1 | 5
PG&E FRESNO | Herndon | 115 | 0 | 0 | 0 | 0 | 0 | 0 | 0 | 0 | 0 | 1 | 1 | 1 | 0 | 0 | 0 | 0 | 0 | 0 | 0 | 0 | 0 | 0 | 0 | 0 | 0 | 0 | 0 | 0 | 0 | 0 | 1 | 1 | 1
PG&E FRESNO | Herndon | 230 | 0 | 0 | 0 | 0 | 0 | 0 | 0 | 0 | 0 | 1 | 1 | 1 | 0 | 0 | 0 | 0 | 0 | 0 | 0 | 0 | 0 | 0 | 0 | 0 | 0 | 0 | 0 | 0 | 0 | 0 | 1 | 1 | 1
PG&E GBA | Hicks | 230 | 0 | 0 | 0 | 0 | 0 | 0 | 0 | 0 | 0 | 1 | 1 | 1 | 0 | 0 | 0 | 106 | 0 | 0 | 0 | 106 | 106 | 0 | 0 | 0 | 106 | 0 | 0 | 0 | 106 | 106 | 1 | 1 | 2
PG&E NGBA | Higgins | 115 | 0 | 0 | 0 | 0 | 0 | 0 | 0 | 0 | 0 | 1 | 1 | 1 | 0 | 0 | 0 | 0 | 0 | 0 | 0 | 0 | 0 | 0 | 0 | 0 | 0 | 0 | 0 | 0 | 0 | 0 | 1 | 1 | 1
PG&E NGBA | Hilltop | 345 | 0 | 0 | 0 | 0 | 0 | 0 | 0 | 0 | 0 | 1 | 1 | 1 | 0 | 0 | 0 | 0 | 0 | 0 | 0 | 0 | 0 | 0 | 0 | 0 | 0 | 0 | 0 | 0 | 0 | 0 | 1 | 1 | 1
SCE Metro | Hinson | 230 | 0 | 0 | 0 | 0 | 0 | 325 | 0 | 325 | 325 | 1 | 1 | 1 | 0 | 0 | 0 | 0 | 0 | 0 | 0 | 0 | 0 | 0 | 0 | 0 | 0 | 0 | 325 | 0 | 325 | 325 | 1 | 1 | 1
PG&E GBA | Hollister | 115 | 0 | 0 | 0 | 0 | 0 | 0 | 0 | 0 | 0 | 1 | 1 | 1 | 0 | 0 | 0 | 0 | 0 | 0 | 0 | 0 | 0 | 0 | 0 | 0 | 0 | 0 | 0 | 0 | 0 | 0 | 1 | 1 | 1
PG&E NGBA | Homestake | 115 | 0 | 0 | 0 | 0 | 0 | 0 | 0 | 0 | 0 | 1 | 1 | 1 | 0 | 0 | 0 | 0 | 0 | 0 | 0 | 0 | 0 | 0 | 0 | 0 | 0 | 0 | 0 | 0 | 0 | 0 | 1 | 1 | 1
PG&E NGBA | Honcut | 115 | 0 | 0 | 0 | 0 | 0 | 0 | 0 | 0 | 0 | 1 | 1 | 1 | 0 | 0 | 0 | 0 | 0 | 0 | 0 | 0 | 0 | 0 | 0 | 0 | 0 | 0 | 0 | 0 | 0 | 0 | 1 | 1 | 1
SDGE | Hoodoo Wash | 500 | 0 | 0 | 0 | 237.5 | 4993 | 297.5 | 365 | 5893 | 5893 | 4 | 1 | 4 | 0 | 0 | 0 | 303 | 5314 | 0 | 365 | 5982 | 5982 | 0 | 0 | 0 | 540.5 | 5493 | 297.5 | 365 | 6696 | 6696 | 4 | 1 | 4
PG&E NGBA | Hopland | 115 | 0 | 0 | 0 | 0 | 0 | 0 | 0 | 0 | 0 | 1 | 1 | 1 | 0 | 0 | 0 | 0 | 0 | 0 | 0 | 0 | 0 | 0 | 0 | 0 | 0 | 0 | 0 | 0 | 0 | 0 | 1 | 1 | 1
PG&E NGBA | Hopland | 60 | 0 | 0 | 0 | 0 | 0 | 0 | 0 | 0 | 0 | 1 | 1 | 1 | 0 | 0 | 0 | 0 | 0 | 0 | 0 | 0 | 0 | 0 | 0 | 0 | 0 | 0 | 0 | 0 | 0 | 0 | 1 | 1 | 1
PG&E NGBA | Humboldt | 115 | 0 | 0 | 0 | 0 | 0 | 0 | 0 | 0 | 0 | 1 | 1 | 1 | 0 | 0 | 0 | 0 | 0 | 0 | 0 | 0 | 0 | 0 | 0 | 0 | 0 | 0 | 0 | 0 | 0 | 0 | 1 | 1 | 1
PG&E NGBA | Humboldt | 60 | 0 | 0 | 0 | 0 | 0 | 0 | 0 | 0 | 0 | 1 | 1 | 1 | 0 | 0 | 0 | 0 | 0 | 0 | 0 | 0 | 0 | 0 | 0 | 0 | 0 | 0 | 0 | 0 | 0 | 0 | 1 | 1 | 1
PG&E NGBA | Humboldt | 500 | 0 | 0 | 0 | 0 | 457.3 | 0 | 0 | 457.3 | 457.3 | 1 | 1 | 1 | 100 | 0 | 100 | 0 | 457.3 | 0 | 0 | 457.3 | 557.3 | 100 | 0 | 100 | 0 | 457.3 | 0 | 0 | 457.3 | 557.3 | 1 | 4 | 1
SCE Metro | Huntington Beach | 230 | 0 | 0 | 0 | 0 | 0 | 0 | 0 | 0 | 0 | 1 | 1 | 1 | 0 | 0 | 0 | 0 | 0 | 0 | 0 | 0 | 0 | 0 | 0 | 0 | 0 | 0 | 0 | 0 | 0 | 0 | 1 | 1 | 1
PG&E NGBA | Ignacio | 115 | 0 | 0 | 0 | 0 | 0 | 0 | 0 | 0 | 0 | 1 | 1 | 1 | 0 | 0 | 0 | 0 | 0 | 0 | 0 | 0 | 0 | 0 | 0 | 0 | 0 | 0 | 0 | 0 | 0 | 0 | 1 | 1 | 1
PG&E NGBA | Ignacio | 230 | 0 | 0 | 0 | 0 | 0 | 0 | 0 | 0 | 0 | 1 | 1 | 1 | 0 | 0 | 0 | 0 | 0 | 0 | 0 | 0 | 0 | 0 | 0 | 0 | 0 | 0 | 0 | 0 | 0 | 0 | 1 | 1 | 1
PG&E NGBA | Ignacio | 60 | 0 | 0 | 0 | 0 | 0 | 0 | 0 | 0 | 0 | 1 | 1 | 1 | 0 | 0 | 0 | 0 | 0 | 0 | 0 | 0 | 0 | 0 | 0 | 0 | 0 | 0 | 0 | 0 | 0 | 0 | 1 | 1 | 1
SDGE | Imperial Beach | 69 | 0 | 0 | 0 | 0 | 0 | 0 | 0 | 0 | 0 | 1 | 1 | 1 | 0 | 0 | 0 | 0 | 0 | 0 | 0 | 0 | 0 | 0 | 0 | 0 | 0 | 0 | 0 | 0 | 0 | 0 | 1 | 1 | 1
SDGE | Imperial Valley | 230 | 0 | 0 | 0 | 500 | 107 | 528 | 0 | 1135 | 1135 | 2 | 1 | 2 | 0 | 0 | 0 | 500 | 0 | 0 | 0 | 500 | 500 | 0 | 0 | 0 | 500 | 107 | 528 | 0 | 1135 | 1135 | 2 | 1 | 2
SDGE | Imperial Valley | 500 | 0 | 0 | 0 | 0 | 0 | 0 | 0 | 0 | 0 | 1 | 1 | 1 | 0 | 0 | 0 | 250 | 250 | 0 | 0 | 500 | 500 | 0 | 0 | 0 | 250 | 250 | 0 | 0 | 500 | 500 | 1 | 1 | 1
EOP | Innovation | 138 | 0 | 0 | 0 | 0 | 0 | 0 | 0 | 0 | 0 | 1 | 1 | 1 | 0 | 0 | 0 | 0 | 0 | 0 | 0 | 0 | 0 | 0 | 0 | 0 | 0 | 0 | 0 | 0 | 0 | 0 | 1 | 1 | 1
EOP | Innovation | 230 | 0 | 0 | 0 | 0 | 0 | 0 | 0 | 0 | 0 | 1 | 1 | 1 | 0 | 0 | 0 | 0 | 0 | 0 | 0 | 0 | 0 | 0 | 0 | 0 | 0 | 0 | 0 | 0 | 0 | 0 | 1 | 1 | 1
SCE NOL | Inyokern | 115 | 0 | 0 | 0 | 0 | 31.8 | 0 | 0 | 31.8 | 31.8 | 1 | 1 | 1 | 0 | 0 | 0 | 0 | 0 | 0 | 0 | 0 | 0 | 0 | 0 | 0 | 0 | 31.8 | 0 | 0 | 31.8 | 31.8 | 1 | 1 | 1
EOP | IS Tap | 138 | 0 | 0 | 0 | 0 | 0 | 0 | 0 | 0 | 0 | 1 | 1 | 1 | 0 | 0 | 0 | 0 | 0 | 0 | 0 | 0 | 0 | 0 | 0 | 0 | 0 | 0 | 0 | 0 | 0 | 0 | 1 | 1 | 1
EOP | Ivanpah | 115 | 0 | 0 | 0 | 0 | 0 | 0 | 0 | 0 | 0 | 1 | 1 | 1 | 0 | 0 | 0 | 0 | 0 | 0 | 0 | 0 | 0 | 0 | 0 | 0 | 0 | 0 | 0 | 0 | 0 | 0 | 1 | 1 | 1
EOP | Ivanpah | 230 | 0 | 0 | 0 | 0 | 0 | 0 | 0 | 0 | 0 | 1 | 1 | 1 | 0 | 0 | 0 | 0 | 0 | 0 | 0 | 0 | 0 | 0 | 0 | 0 | 0 | 0 | 0 | 0 | 0 | 0 | 1 | 1 | 1
EOP | Jackass (DOE) | 138 | 0 | 0 | 0 | 0 | 0 | 0 | 0 | 0 | 0 | 1 | 1 | 1 | 0 | 0 | 0 | 0 | 0 | 0 | 0 | 0 | 0 | 0 | 0 | 0 | 0 | 0 | 0 | 0 | 0 | 0 | 1 | 1 | 1
PG&E NGBA | James B Black | 230 | 0 | 0 | 0 | 0 | 0 | 0 | 0 | 0 | 0 | 1 | 1 | 1 | 0 | 0 | 0 | 0 | 0 | 0 | 0 | 0 | 0 | 0 | 0 | 0 | 0 | 0 | 0 | 0 | 0 | 0 | 1 | 1 | 1
PG&E GBA | Jefferson | 230 | 0 | 0 | 0 | 0 | 0 | 0 | 0 | 0 | 0 | 1 | 1 | 1 | 0 | 0 | 0 | 0 | 0 | 0 | 0 | 0 | 0 | 0 | 0 | 0 | 0 | 0 | 0 | 0 | 0 | 0 | 1 | 1 | 1
PG&E NGBA | Jessup | 115 | 0 | 0 | 0 | 0 | 0 | 0 | 0 | 0 | 0 | 1 | 1 | 1 | 0 | 0 | 0 | 0 | 0 | 0 | 0 | 0 | 0 | 0 | 0 | 0 | 0 | 0 | 0 | 0 | 0 | 0 | 1 | 1 | 1
SCE Metro | Johanna | 230 | 0 | 0 | 0 | 0 | 0 | 0 | 0 | 0 | 0 | 1 | 1 | 1 | 0 | 0 | 0 | 0 | 0 | 0 | 0 | 0 | 0 | 0 | 0 | 0 | 0 | 0 | 0 | 0 | 0 | 0 | 1 | 1 | 1
SCE Eastern | Julian Hinds | 230 | 0 | 0 | 0 | 0 | 0 | 0 | 0 | 0 | 0 | 1 | 1 | 1 | 0 | 0 | 0 | 0 | 0 | 0 | 0 | 0 | 0 | 0 | 0 | 0 | 0 | 0 | 0 | 0 | 0 | 0 | 1 | 1 | 1
PG&E GBA | Kasson | 115 | 0 | 0 | 0 | 0 | 0 | 0 | 0 | 0 | 0 | 1 | 1 | 1 | 0 | 0 | 0 | 0 | 0 | 0 | 0 | 0 | 0 | 0 | 0 | 0 | 0 | 0 | 0 | 0 | 0 | 0 | 1 | 1 | 1
PG&E GBA | Kasson | 60 | 0 | 0 | 0 | 0 | 0 | 0 | 0 | 0 | 0 | 1 | 1 | 1 | 0 | 0 | 0 | 0 | 0 | 0 | 0 | 0 | 0 | 0 | 0 | 0 | 0 | 0 | 0 | 0 | 0 | 0 | 1 | 1 | 1
PG&E FRESNO | Kearney | 230 | 0 | 0 | 0 | 0 | 0 | 0 | 0 | 0 | 0 | 1 | 1 | 1 | 0 | 0 | 0 | 0 | 0 | 0 | 0 | 0 | 0 | 0 | 0 | 0 | 0 | 0 | 0 | 0 | 0 | 0 | 1 | 1 | 1
PG&E FRESNO | Kearney | 70 | 0 | 0 | 0 | 0 | 0 | 0 | 0 | 0 | 0 | 1 | 1 | 1 | 0 | 0 | 0 | 0 | 0 | 0 | 0 | 0 | 0 | 0 | 0 | 0 | 0 | 0 | 0 | 0 | 0 | 0 | 1 | 1 | 1
PG&E GBA | Kelso | 230 | 0 | 0 | 0 | 0 | 0 | 90.7 | 0 | 90.7 | 90.7 | 1 | 1 | 2 | 0 | 0 | 0 | 0 | 0 | 0 | 0 | 0 | 0 | 0 | 0 | 0 | 0 | 0 | 90.7 | 0 | 90.7 | 90.7 | 1 | 1 | 2
PG&E FRESNO | Kerchoff 1 | 115 | 0 | 0 | 0 | 0 | 0 | 0 | 0 | 0 | 0 | 1 | 1 | 1 | 0 | 0 | 0 | 0 | 0 | 0 | 0 | 0 | 0 | 0 | 0 | 0 | 0 | 0 | 0 | 0 | 0 | 0 | 1 | 1 | 1
PG&E KERN | Kern Oil | 115 | 0 | 0 | 0 | 0 | 100 | 0 | 0 | 100 | 100 | 3 | 1 | 3 | 0 | 0 | 0 | 0 | 100 | 0 | 0 | 100 | 100 | 0 | 0 | 0 | 0 | 100 | 0 | 0 | 100 | 100 | 3 | 1 | 3
PG&E KERN | Kern PP | 115 | 0 | 0 | 0 | 0 | 50 | 0 | 0 | 50 | 50 | 2 | 1 | 2 | 0 | 0 | 0 | 0 | 50 | 0 | 0 | 50 | 50 | 0 | 0 | 0 | 0 | 50 | 0 | 0 | 50 | 50 | 2 | 1 | 2
PG&E KERN | Kern PP | 230 | 0 | 0 | 0 | 0 | 0 | 0 | 0 | 0 | 0 | 1 | 1 | 1 | 0 | 0 | 0 | 0 | 0 | 0 | 0 | 0 | 0 | 0 | 0 | 0 | 0 | 0 | 0 | 0 | 0 | 0 | 1 | 1 | 1
PG&E KERN | Kern PP | 70 | 0 | 0 | 0 | 0 | 0 | 0 | 0 | 0 | 0 | 1 | 1 | 1 | 0 | 0 | 0 | 0 | 0 | 0 | 0 | 0 | 0 | 0 | 0 | 0 | 0 | 0 | 0 | 0 | 0 | 0 | 1 | 1 | 1
PG&E KERN | Kernridge | 115 | 0 | 0 | 0 | 0 | 0 | 0 | 0 | 0 | 0 | 1 | 1 | 1 | 0 | 0 | 0 | 0 | 0 | 0 | 0 | 0 | 0 | 0 | 0 | 0 | 0 | 0 | 0 | 0 | 0 | 0 | 1 | 1 | 1
PG&E FRESNO | Kingsburg | 115 | 0 | 0 | 0 | 0 | 0 | 0 | 0 | 0 | 0 | 1 | 1 | 1 | 0 | 0 | 0 | 0 | 0 | 0 | 0 | 0 | 0 | 0 | 0 | 0 | 0 | 0 | 0 | 0 | 0 | 0 | 1 | 1 | 1
PG&E GBA | Kirker | 115 | 0 | 0 | 0 | 0 | 0 | 0 | 0 | 0 | 0 | 1 | 1 | 1 | 0 | 0 | 0 | 0 | 0 | 0 | 0 | 0 | 0 | 0 | 0 | 0 | 0 | 0 | 0 | 0 | 0 | 0 | 1 | 1 | 1
PG&E NGBA | Knights Landing | 115 | 0 | 0 | 0 | 0 | 0 | 0 | 0 | 0 | 0 | 1 | 1 | 1 | 0 | 0 | 0 | 0 | 0 | 0 | 0 | 0 | 0 | 0 | 0 | 0 | 0 | 0 | 0 | 0 | 0 | 0 | 1 | 1 | 1
PG&E NGBA | Konocti | 60 | 0 | 0 | 0 | 0 | 0 | 0 | 0 | 0 | 0 | 1 | 1 | 1 | 0 | 0 | 0 | 0 | 0 | 0 | 0 | 0 | 0 | 0 | 0 | 0 | 0 | 0 | 0 | 0 | 0 | 0 | 1 | 1 | 1
SCE NOL | Kramer | 115 | 0 | 0 | 0 | 0 | 4 | 0 | 6 | 10 | 10 | 1 | 1 | 1 | 0 | 0 | 0 | 0 | 0 | 0 | 0 | 0 | 0 | 0 | 0 | 0 | 0 | 4 | 0 | 6 | 10 | 10 | 1 | 1 | 1
SCE NOL | Kramer | 230 | 0 | 0 | 0 | 70 | 200 | 225 | 0 | 495 | 495 | 1 | 1 | 1 | 0 | 0 | 0 | 0 | 0 | 0 | 0 | 0 | 0 | 0 | 0 | 0 | 70 | 200 | 225 | 0 | 495 | 495 | 1 | 1 | 1
SCE Metro | La Cienega | 230 | 0 | 0 | 0 | 0 | 0 | 0 | 0 | 0 | 0 | 1 | 1 | 1 | 0 | 0 | 0 | 0 | 0 | 0 | 0 | 0 | 0 | 0 | 0 | 0 | 0 | 0 | 0 | 0 | 0 | 0 | 1 | 1 | 1
SCE Metro | La Fresa | 230 | 0 | 0 | 0 | 0 | 0 | 0 | 0 | 0 | 0 | 1 | 1 | 1 | 0 | 0 | 0 | 0 | 0 | 0 | 0 | 0 | 0 | 0 | 0 | 0 | 0 | 0 | 0 | 0 | 0 | 0 | 1 | 1 | 1
SCE Metro | Laguna Bell | 230 | 0 | 0 | 0 | 0 | 0 | 250 | 0 | 250 | 250 | 1 | 1 | 1 | 0 | 0 | 0 | 0 | 0 | 0 | 0 | 0 | 0 | 0 | 0 | 0 | 0 | 0 | 250 | 0 | 250 | 250 | 1 | 1 | 1
PG&E KERN | Lakeview | 70 | 0 | 0 | 0 | 0 | 0 | 65.6 | 0 | 65.6 | 65.6 | 4 | 1 | 4 | 0 | 0 | 0 | 0 | 0 | 0 | 0 | 0 | 0 | 0 | 0 | 0 | 0 | 0 | 65.6 | 0 | 65.6 | 65.6 | 4 | 1 | 4
PG&E NGBA | Lakeville | 230 | 0 | 0 | 0 | 0 | 0 | 0 | 0 | 0 | 0 | 1 | 1 | 1 | 0 | 0 | 0 | 0 | 0 | 0 | 0 | 0 | 0 | 0 | 0 | 0 | 0 | 0 | 0 | 0 | 0 | 0 | 1 | 1 | 1
PG&E NGBA | Lakeville | 60 | 0 | 0 | 0 | 0 | 0 | 0 | 0 | 0 | 0 | 1 | 1 | 1 | 0 | 0 | 0 | 0 | 0 | 0 | 0 | 0 | 0 | 0 | 0 | 0 | 0 | 0 | 0 | 0 | 0 | 0 | 1 | 1 | 1
PG&E NGBA | Lakeville | 115 | 0 | 0 | 0 | 0 | 0 | 50 | 0 | 50 | 50 | 2 | 1 | 2 | 0 | 0 | 0 | 0 | 0 | 0 | 0 | 0 | 0 | 0 | 0 | 0 | 0 | 0 | 50 | 0 | 50 | 50 | 2 | 1 | 2
PG&E GBA | Lakewood | 115 | 0 | 0 | 0 | 0 | 0 | 0 | 0 | 0 | 0 | 1 | 1 | 1 | 0 | 0 | 0 | 0 | 0 | 0 | 0 | 0 | 0 | 0 | 0 | 0 | 0 | 0 | 0 | 0 | 0 | 0 | 1 | 1 | 1
PG&E NGBA | Lambie | 230 | 0 | 0 | 0 | 0 | 0 | 0 | 0 | 0 | 0 | 1 | 1 | 1 | 0 | 0 | 0 | 0 | 0 | 0 | 0 | 0 | 0 | 0 | 0 | 0 | 0 | 0 | 0 | 0 | 0 | 0 | 1 | 1 | 1
PG&E GBA | Lammers | 115 | 0 | 0 | 0 | 0 | 0 | 0 | 0 | 0 | 0 | 1 | 1 | 1 | 0 | 0 | 0 | 0 | 0 | 0 | 0 | 0 | 0 | 0 | 0 | 0 | 0 | 0 | 0 | 0 | 0 | 0 | 1 | 1 | 1
PG&E KERN | Lamont | 115 | 0 | 0 | 0 | 100 | 31.2 | 0 | 0 | 131.2 | 131.2 | 3 | 1 | 3 | 0 | 0 | 0 | 100 | 31.2 | 0 | 0 | 131.2 | 131.2 | 0 | 0 | 0 | 100 | 31.2 | 0 | 0 | 131.2 | 131.2 | 3 | 1 | 3
PG&E FRESNO | Las Aguilas | 230 | 0 | 0 | 0 | 0 | 0 | 0 | 0 | 0 | 0 | 1 | 1 | 1 | 0 | 0 | 0 | 0 | 0 | 0 | 0 | 0 | 0 | 0 | 0 | 0 | 0 | 0 | 0 | 0 | 0 | 0 | 1 | 1 | 1
EOP | Lathrop | 138 | 0 | 0 | 0 | 0 | 0 | 0 | 0 | 0 | 0 | 1 | 1 | 1 | 0 | 0 | 0 | 0 | 0 | 0 | 0 | 0 | 0 | 0 | 0 | 0 | 0 | 0 | 0 | 0 | 0 | 0 | 1 | 1 | 1
EOP | Lathrop | 230 | 150 | 0 | 150 | 0 | 560 | 0 | 190 | 750 | 900 | 1 | 2 | 1 | 150 | 0 | 150 | 0 | 560 | 0 | 190 | 750 | 900 | 150 | 0 | 150 | 0 | 560 | 0 | 190 | 750 | 900 | 1 | 2 | 1
PG&E FRESNO | Le Grand | 115 | 0 | 0 | 0 | 0 | 0 | 0 | 0 | 0 | 0 | 1 | 1 | 1 | 0 | 0 | 0 | 0 | 0 | 0 | 0 | 0 | 0 | 0 | 0 | 0 | 0 | 0 | 0 | 0 | 0 | 0 | 1 | 1 | 1
PG&E FRESNO | Lemoore | 70 | 0 | 0 | 0 | 0 | 0 | 0 | 0 | 0 | 0 | 1 | 1 | 1 | 0 | 0 | 0 | 0 | 0 | 0 | 0 | 0 | 0 | 0 | 0 | 0 | 0 | 0 | 0 | 0 | 0 | 0 | 1 | 1 | 1
PG&E KERN | Lerdo | 115 | 0 | 0 | 0 | 0 | 0 | 0 | 0 | 0 | 0 | 1 | 1 | 1 | 0 | 0 | 0 | 0 | 0 | 0 | 0 | 0 | 0 | 0 | 0 | 0 | 0 | 0 | 0 | 0 | 0 | 0 | 1 | 1 | 1
SCE Metro | Lewis | 230 | 0 | 0 | 0 | 0 | 0 | 0 | 0 | 0 | 0 | 1 | 1 | 1 | 0 | 0 | 0 | 0 | 0 | 0 | 0 | 0 | 0 | 0 | 0 | 0 | 0 | 0 | 0 | 0 | 0 | 0 | 1 | 1 | 1
SCE Metro | Lighthipe | 230 | 0 | 0 | 0 | 0 | 0 | 0 | 0 | 0 | 0 | 1 | 1 | 1 | 0 | 0 | 0 | 0 | 0 | 0 | 0 | 0 | 0 | 0 | 0 | 0 | 0 | 0 | 0 | 0 | 0 | 0 | 1 | 1 | 1
SDGE | Lilac | 69 | 0 | 0 | 0 | 0 | 0 | 0 | 0 | 0 | 0 | 1 | 1 | 1 | 0 | 0 | 0 | 0 | 0 | 0 | 0 | 0 | 0 | 0 | 0 | 0 | 0 | 0 | 0 | 0 | 0 | 0 | 1 | 1 | 1
PG&E NGBA | Lincoln | 115 | 0 | 0 | 0 | 0 | 0 | 0 | 0 | 0 | 0 | 1 | 1 | 1 | 0 | 0 | 0 | 0 | 0 | 0 | 0 | 0 | 0 | 0 | 0 | 0 | 0 | 0 | 0 | 0 | 0 | 0 | 1 | 1 | 1
PG&E KERN | Live Oak | 115 | 0 | 0 | 0 | 100 | 0 | 0 | 0 | 100 | 100 | 3 | 1 | 3 | 0 | 0 | 0 | 100 | 0 | 0 | 0 | 100 | 100 | 0 | 0 | 0 | 100 | 0 | 0 | 0 | 100 | 100 | 3 | 1 | 3
PG&E GBA | Llagas | 115 | 0 | 0 | 0 | 0 | 0 | 0 | 0 | 0 | 0 | 1 | 1 | 1 | 0 | 0 | 0 | 0 | 0 | 0 | 0 | 0 | 0 | 0 | 0 | 0 | 0 | 0 | 0 | 0 | 0 | 0 | 1 | 1 | 1
PG&E GBA | Lockeford | 115 | 0 | 0 | 0 | 0 | 0 | 0 | 0 | 0 | 0 | 1 | 1 | 1 | 0 | 0 | 0 | 0 | 0 | 0 | 0 | 0 | 0 | 0 | 0 | 0 | 0 | 0 | 0 | 0 | 0 | 0 | 1 | 1 | 1
PG&E GBA | Lockeford | 230 | 0 | 0 | 0 | 0 | 200 | 0 | 0 | 200 | 200 | 1 | 1 | 1 | 0 | 0 | 0 | 0 | 200 | 0 | 0 | 200 | 200 | 0 | 0 | 0 | 0 | 200 | 0 | 0 | 200 | 200 | 1 | 1 | 1
PG&E GBA | Lockeford | 60 | 0 | 0 | 0 | 0 | 0 | 0 | 0 | 0 | 0 | 1 | 1 | 1 | 0 | 0 | 0 | 0 | 0 | 0 | 0 | 0 | 0 | 0 | 0 | 0 | 0 | 0 | 0 | 0 | 0 | 0 | 1 | 1 | 1
PG&E GBA | Lodi | 230 | 0 | 0 | 0 | 0 | 0 | 0 | 0 | 0 | 0 | 1 | 1 | 1 | 0 | 0 | 0 | 0 | 0 | 0 | 0 | 0 | 0 | 0 | 0 | 0 | 0 | 0 | 0 | 0 | 0 | 0 | 1 | 1 | 1
PG&E NGBA | Logan Creek | 230 | 0 | 0 | 0 | 0 | 0 | 0 | 0 | 0 | 0 | 1 | 1 | 1 | 0 | 0 | 0 | 0 | 0 | 0 | 0 | 0 | 0 | 0 | 0 | 0 | 0 | 0 | 0 | 0 | 0 | 0 | 1 | 1 | 1
PG&E GBA | Lone Tree | 230 | 0 | 0 | 0 | 0 | 0 | 0 | 0 | 0 | 0 | 1 | 1 | 1 | 0 | 0 | 0 | 0 | 0 | 0 | 0 | 0 | 0 | 0 | 0 | 0 | 0 | 0 | 0 | 0 | 0 | 0 | 1 | 1 | 1
PG&E FRESNO | Los Banos | 230 | 0 | 69.3 | 69.3 | 100 | 0 | 0 | 300 | 400 | 469.3 | 1 | 2 | 1 | 0 | 0 | 0 | 100 | 0 | 0 | 300 | 400 | 400 | 0 | 69.3 | 69.3 | 100 | 0 | 0 | 300 | 400 | 469.3 | 1 | 2 | 1
PG&E FRESNO | Los Banos | 500 | 0 | 0 | 0 | 100 | 0 | 0 | 477 | 577 | 577 | 1 | 1 | 1 | 0 | 0 | 0 | 100 | 0 | 0 | 477 | 577 | 577 | 0 | 0 | 0 | 100 | 0 | 0 | 477 | 577 | 577 | 1 | 1 | 1
SDGE | Los Coches | 138 | 0 | 0 | 0 | 0 | 0 | 0 | 0 | 0 | 0 | 1 | 1 | 1 | 0 | 0 | 0 | 0 | 0 | 0 | 0 | 0 | 0 | 0 | 0 | 0 | 0 | 0 | 0 | 0 | 0 | 0 | 1 | 1 | 1
SDGE | Los Coches | 69 | 0 | 0 | 0 | 0 | 0 | 0 | 0 | 0 | 0 | 1 | 1 | 1 | 0 | 0 | 0 | 0 | 0 | 0 | 0 | 0 | 0 | 0 | 0 | 0 | 0 | 0 | 0 | 0 | 0 | 0 | 1 | 1 | 1
PG&E GBA | Los Esteros | 115 | 0 | 0 | 0 | 0 | 0 | 0 | 0 | 0 | 0 | 1 | 1 | 1 | 0 | 0 | 0 | 0 | 0 | 0 | 0 | 0 | 0 | 0 | 0 | 0 | 0 | 0 | 0 | 0 | 0 | 0 | 1 | 1 | 1
PG&E GBA | Los Esteros | 230 | 0 | 0 | 0 | 0 | 0 | 0 | 0 | 0 | 0 | 1 | 1 | 1 | 0 | 0 | 0 | 0 | 0 | 0 | 0 | 0 | 0 | 0 | 0 | 0 | 0 | 0 | 0 | 0 | 0 | 0 | 1 | 1 | 1
PG&E GBA | Los Positas | 230 | 0 | 0 | 0 | 0 | 0 | 0 | 0 | 0 | 0 | 1 | 1 | 1 | 0 | 0 | 0 | 0 | 0 | 0 | 0 | 0 | 0 | 0 | 0 | 0 | 0 | 0 | 0 | 0 | 0 | 0 | 1 | 1 | 1
PG&E GBA | Los Positas | 60 | 0 | 0 | 0 | 0 | 0 | 0 | 0 | 0 | 0 | 1 | 1 | 1 | 0 | 0 | 0 | 0 | 0 | 0 | 0 | 0 | 0 | 0 | 0 | 0 | 0 | 0 | 0 | 0 | 0 | 0 | 1 | 1 | 1
SDGE | Loveland | 69 | 0 | 0 | 0 | 0 | 0 | 0 | 0 | 0 | 0 | 1 | 1 | 1 | 0 | 0 | 0 | 0 | 0 | 0 | 0 | 0 | 0 | 0 | 0 | 0 | 0 | 0 | 0 | 0 | 0 | 0 | 1 | 1 | 1
SCE NOL | Lugo | 230 | 0 | 0 | 0 | 165 | 0 | 0 | 0 | 165 | 165 | 1 | 1 | 2 | 0 | 0 | 0 | 165 | 0 | 0 | 0 | 165 | 165 | 0 | 0 | 0 | 165 | 0 | 0 | 0 | 165 | 165 | 1 | 1 | 2
SCE Metro | Lugo | 500 | 0 | 0 | 0 | 0 | 0 | 0 | 0 | 0 | 0 | 1 | 1 | 1 | 0 | 0 | 0 | 0 | 0 | 0 | 0 | 0 | 0 | 0 | 0 | 0 | 0 | 0 | 0 | 0 | 0 | 0 | 1 | 1 | 1
PG&E FRESNO | Madera | 70 | 0 | 0 | 0 | 0 | 0 | 0 | 0 | 0 | 0 | 1 | 1 | 1 | 0 | 0 | 0 | 0 | 0 | 0 | 0 | 0 | 0 | 0 | 0 | 0 | 0 | 0 | 0 | 0 | 0 | 0 | 1 | 1 | 1
PG&E NGBA | Madison | 115 | 0 | 0 | 0 | 0 | 13 | 10.2 | 0 | 23.2 | 23.2 | 1 | 1 | 1 | 0 | 0 | 0 | 0 | 0 | 0 | 0 | 0 | 0 | 0 | 0 | 0 | 0 | 13 | 10.2 | 0 | 23.2 | 23.2 | 1 | 1 | 1
PG&E KERN | Magunden | 115 | 0 | 0 | 0 | 100 | 0 | 0 | 0 | 100 | 100 | 3 | 1 | 3 | 0 | 0 | 0 | 100 | 0 | 0 | 0 | 100 | 100 | 0 | 0 | 0 | 100 | 0 | 0 | 0 | 100 | 100 | 3 | 1 | 3
SCE Northern | Magunden | 230 | 0 | 0 | 0 | 100 | 0 | 0 | 0 | 100 | 100 | 1 | 1 | 2 | 0 | 0 | 0 | 100 | 0 | 0 | 0 | 100 | 100 | 0 | 0 | 0 | 100 | 0 | 0 | 0 | 100 | 100 | 1 | 1 | 2
PG&E FRESNO | Malaga | 115 | 0 | 0 | 0 | 0 | 0 | 0 | 0 | 0 | 0 | 1 | 1 | 1 | 0 | 0 | 0 | 0 | 0 | 0 | 0 | 0 | 0 | 0 | 0 | 0 | 0 | 0 | 0 | 0 | 0 | 0 | 1 | 1 | 1
PG&E NGBA | Malin | 500 | 0 | 0 | 0 | 0 | 0 | 0 | 0 | 0 | 0 | 1 | 1 | 1 | 0 | 0 | 0 | 0 | 0 | 0 | 0 | 0 | 0 | 0 | 0 | 0 | 0 | 0 | 0 | 0 | 0 | 0 | 1 | 1 | 1
SCE Northern | Mandalay | 230 | 0 | 0 | 0 | 0 | 0 | 0 | 0 | 0 | 0 | 1 | 1 | 1 | 0 | 0 | 0 | 0 | 0 | 0 | 0 | 0 | 0 | 0 | 0 | 0 | 0 | 0 | 0 | 0 | 0 | 0 | 1 | 1 | 1
PG&E FRESNO | Manning | 230 | 0 | 0 | 0 | 100 | 0 | 0 | 0 | 100 | 100 | 1 | 1 | 2 | 0 | 0 | 0 | 100 | 0 | 0 | 0 | 100 | 100 | 0 | 0 | 0 | 100 | 0 | 0 | 0 | 100 | 100 | 1 | 1 | 2
PG&E FRESNO | Manning | 500 | 0 | 0 | 0 | 0 | 278.6 | 0 | 800 | 1078.6 | 1078.6 | 1 | 1 | 1 | 0 | 0 | 0 | 1591 | 278.6 | 0 | 800 | 2669.6 | 2669.6 | 0 | 0 | 0 | 1591 | 278.6 | 0 | 800 | 2669.6 | 2669.6 | 2 | 1 | 2
PG&E GBA | Manteca | 115 | 0 | 0 | 0 | 0 | 0 | 0 | 0 | 0 | 0 | 1 | 1 | 1 | 0 | 0 | 0 | 0 | 0 | 0 | 0 | 0 | 0 | 0 | 0 | 0 | 0 | 0 | 0 | 0 | 0 | 0 | 1 | 1 | 1
SDGE | Margarita | 138 | 0 | 0 | 0 | 0 | 0 | 0 | 0 | 0 | 0 | 1 | 1 | 1 | 0 | 0 | 0 | 94 | 0 | 0 | 0 | 94 | 94 | 0 | 0 | 0 | 94 | 0 | 0 | 0 | 94 | 94 | 2 | 1 | 2
PG&E GBA | Martin | 230 | 0 | 0 | 0 | 0 | 0 | 0 | 0 | 0 | 0 | 1 | 1 | 1 | 0 | 0 | 0 | 0 | 0 | 0 | 0 | 0 | 0 | 0 | 0 | 0 | 0 | 0 | 0 | 0 | 0 | 0 | 1 | 1 | 1
PG&E GBA | Martin | 115 | 0 | 0 | 0 | 0 | 0 | 188 | 0 | 188 | 188 | 3 | 1 | 3 | 0 | 0 | 0 | 0 | 0 | 0 | 0 | 0 | 0 | 0 | 0 | 0 | 0 | 0 | 188 | 0 | 188 | 188 | 3 | 1 | 3
PG&E GBA | Martinez | 115 | 0 | 0 | 0 | 0 | 0 | 0 | 0 | 0 | 0 | 1 | 1 | 1 | 0 | 0 | 0 | 0 | 0 | 0 | 0 | 0 | 0 | 0 | 0 | 0 | 0 | 0 | 0 | 0 | 0 | 0 | 1 | 1 | 1
PG&E FRESNO | Mc Mullin | 230 | 0 | 0 | 0 | 0 | 0 | 0 | 0 | 0 | 0 | 1 | 1 | 1 | 0 | 0 | 0 | 0 | 0 | 0 | 0 | 0 | 0 | 0 | 0 | 0 | 0 | 0 | 0 | 0 | 0 | 0 | 1 | 1 | 1
PG&E FRESNO | McCall | 115 | 0 | 0 | 0 | 0 | 0 | 0 | 0 | 0 | 0 | 1 | 1 | 1 | 0 | 0 | 0 | 0 | 0 | 0 | 0 | 0 | 0 | 0 | 0 | 0 | 0 | 0 | 0 | 0 | 0 | 0 | 1 | 1 | 1
PG&E FRESNO | McCall | 230 | 0 | 0 | 0 | 0 | 0 | 0 | 0 | 0 | 0 | 1 | 1 | 1 | 0 | 0 | 0 | 0 | 0 | 0 | 0 | 0 | 0 | 0 | 0 | 0 | 0 | 0 | 0 | 0 | 0 | 0 | 1 | 1 | 1
PG&E GBA | Meadow Lane | 115 | 0 | 0 | 0 | 0 | 0 | 0 | 0 | 0 | 0 | 1 | 1 | 1 | 0 | 0 | 0 | 0 | 0 | 0 | 0 | 0 | 0 | 0 | 0 | 0 | 0 | 0 | 0 | 0 | 0 | 0 | 1 | 1 | 1
PG&E GBA | Melones | 115 | 0 | 0 | 0 | 0 | 0 | 0 | 0 | 0 | 0 | 1 | 1 | 1 | 0 | 0 | 0 | 0 | 0 | 0 | 0 | 0 | 0 | 0 | 0 | 0 | 0 | 0 | 0 | 0 | 0 | 0 | 1 | 1 | 1
PG&E GBA | Melones | 230 | 0 | 0 | 0 | 0 | 0 | 0 | 0 | 0 | 0 | 1 | 1 | 1 | 0 | 0 | 0 | 0 | 0 | 0 | 0 | 0 | 0 | 0 | 0 | 0 | 0 | 0 | 0 | 0 | 0 | 0 | 1 | 1 | 1
SDGE | Melrose | 69 | 0 | 0 | 0 | 0 | 0 | 0 | 0 | 0 | 0 | 1 | 1 | 1 | 0 | 0 | 0 | 0 | 0 | 0 | 0 | 0 | 0 | 0 | 0 | 0 | 0 | 0 | 0 | 0 | 0 | 0 | 1 | 1 | 1
PG&E NGBA | Mendocino | 115 | 0 | 0 | 0 | 0 | 0 | 0 | 0 | 0 | 0 | 1 | 1 | 1 | 0 | 0 | 0 | 0 | 0 | 0 | 0 | 0 | 0 | 0 | 0 | 0 | 0 | 0 | 0 | 0 | 0 | 0 | 1 | 1 | 1
PG&E NGBA | Mendocino | 60 | 0 | 0 | 0 | 0 | 0 | 0 | 0 | 0 | 0 | 1 | 1 | 1 | 0 | 0 | 0 | 0 | 0 | 0 | 0 | 0 | 0 | 0 | 0 | 0 | 0 | 0 | 0 | 0 | 0 | 0 | 1 | 1 | 1
PG&E FRESNO | Mendota | 115 | 0 | 0 | 0 | 0 | 0 | 0 | 0 | 0 | 0 | 1 | 1 | 1 | 0 | 0 | 0 | 0 | 0 | 0 | 0 | 0 | 0 | 0 | 0 | 0 | 0 | 0 | 0 | 0 | 0 | 0 | 1 | 1 | 1
PG&E GBA | Menlo | 60 | 0 | 0 | 0 | 0 | 0 | 0 | 0 | 0 | 0 | 1 | 1 | 1 | 0 | 0 | 0 | 0 | 0 | 0 | 0 | 0 | 0 | 0 | 0 | 0 | 0 | 0 | 0 | 0 | 0 | 0 | 1 | 1 | 1
PG&E FRESNO | Merced | 115 | 0 | 0 | 0 | 0 | 0 | 0 | 0 | 0 | 0 | 1 | 1 | 1 | 0 | 0 | 0 | 0 | 0 | 0 | 0 | 0 | 0 | 0 | 0 | 0 | 0 | 0 | 0 | 0 | 0 | 0 | 1 | 1 | 1
EOP | Mercury | 138 | 0 | 0 | 0 | 0 | 0 | 0 | 0 | 0 | 0 | 1 | 1 | 1 | 0 | 0 | 0 | 0 | 0 | 0 | 0 | 0 | 0 | 0 | 0 | 0 | 0 | 0 | 0 | 0 | 0 | 0 | 1 | 1 | 1
PG&E FRESNO | Mercy Springs | 70 | 0 | 0 | 0 | 0 | 75 | 78 | 0 | 153 | 153 | 5 | 1 | 5 | 0 | 0 | 0 | 0 | 0 | 0 | 0 | 0 | 0 | 0 | 0 | 0 | 0 | 75 | 78 | 0 | 153 | 153 | 5 | 1 | 5
PG&E NGBA | Meridian | 60 | 0 | 0 | 0 | 0 | 0 | 0 | 0 | 0 | 0 | 1 | 1 | 1 | 0 | 0 | 0 | 0 | 0 | 0 | 0 | 0 | 0 | 0 | 0 | 0 | 0 | 0 | 0 | 0 | 0 | 0 | 1 | 1 | 1
PG&E KERN | Mesa (PGE) | 115 | 0 | 0 | 0 | 0 | 0 | 0 | 0 | 0 | 0 | 1 | 1 | 1 | 0 | 0 | 0 | 0 | 0 | 0 | 0 | 0 | 0 | 0 | 0 | 0 | 0 | 0 | 0 | 0 | 0 | 0 | 1 | 1 | 1
PG&E KERN | Mesa (PGE) | 230 | 0 | 0 | 0 | 0 | 0 | 0 | 0 | 0 | 0 | 1 | 1 | 1 | 0 | 0 | 0 | 0 | 0 | 0 | 0 | 0 | 0 | 0 | 0 | 0 | 0 | 0 | 0 | 0 | 0 | 0 | 1 | 1 | 1
SCE Metro | Mesa (SCE) | 230 | 0 | 0 | 0 | 0 | 0 | 0 | 0 | 0 | 0 | 1 | 1 | 1 | 0 | 0 | 0 | 0 | 0 | 0 | 0 | 0 | 0 | 0 | 0 | 0 | 0 | 0 | 0 | 0 | 0 | 0 | 1 | 1 | 1
SCE Metro | Mesa (SCE) | 500 | 0 | 0 | 0 | 0 | 0 | 0 | 0 | 0 | 0 | 1 | 1 | 1 | 0 | 0 | 0 | 0 | 0 | 0 | 0 | 0 | 0 | 0 | 0 | 0 | 0 | 0 | 0 | 0 | 0 | 0 | 1 | 1 | 1
SDGE | Mesa Heights | 69 | 0 | 0 | 0 | 0 | 0 | 0 | 0 | 0 | 0 | 1 | 1 | 1 | 0 | 0 | 0 | 0 | 0 | 0 | 0 | 0 | 0 | 0 | 0 | 0 | 0 | 0 | 0 | 0 | 0 | 0 | 1 | 1 | 1
PG&E GBA | Metcalf | 115 | 0 | 0 | 0 | 0 | 0 | 0 | 0 | 0 | 0 | 1 | 1 | 1 | 0 | 0 | 0 | 0 | 0 | 0 | 0 | 0 | 0 | 0 | 0 | 0 | 0 | 0 | 0 | 0 | 0 | 0 | 1 | 1 | 1
PG&E GBA | Metcalf | 230 | 0 | 0 | 0 | 0 | 0 | 0 | 0 | 0 | 0 | 1 | 1 | 1 | 0 | 0 | 0 | 0 | 0 | 0 | 0 | 0 | 0 | 0 | 0 | 0 | 0 | 0 | 0 | 0 | 0 | 0 | 1 | 1 | 1
PG&E GBA | Metcalf | 500 | 0 | 0 | 0 | 0 | 0 | 0 | 0 | 0 | 0 | 1 | 1 | 1 | 0 | 0 | 0 | 0 | 0 | 0 | 0 | 0 | 0 | 0 | 0 | 0 | 0 | 0 | 0 | 0 | 0 | 0 | 1 | 1 | 1
PG&E KERN | Midway | 115 | 0 | 0 | 0 | 0 | 0 | 0 | 0 | 0 | 0 | 1 | 1 | 1 | 0 | 0 | 0 | 0 | 0 | 0 | 0 | 0 | 0 | 0 | 0 | 0 | 0 | 0 | 0 | 0 | 0 | 0 | 1 | 1 | 1
PG&E KERN | Midway | 230 | 0 | 0 | 0 | 0 | 0 | 0 | 0 | 0 | 0 | 1 | 1 | 1 | 0 | 0 | 0 | 0 | 0 | 0 | 0 | 0 | 0 | 0 | 0 | 0 | 0 | 0 | 0 | 0 | 0 | 0 | 1 | 1 | 1
PG&E KERN | Midway | 500 | 0 | 0 | 0 | 400 | 160 | 0 | 0 | 560 | 560 | 1 | 1 | 1 | 0 | 0 | 0 | 400 | 160 | 0 | 0 | 560 | 560 | 0 | 0 | 0 | 400 | 160 | 0 | 0 | 560 | 560 | 1 | 1 | 1
SDGE | Miguel | 230 | 0 | 0 | 0 | 0 | 0 | 0 | 0 | 0 | 0 | 1 | 1 | 1 | 0 | 0 | 0 | 0 | 0 | 0 | 0 | 0 | 0 | 0 | 0 | 0 | 0 | 0 | 0 | 0 | 0 | 0 | 1 | 1 | 1
SDGE | Miguel | 500 | 0 | 0 | 0 | 0 | 0 | 0 | 0 | 0 | 0 | 1 | 1 | 1 | 0 | 0 | 0 | 0 | 0 | 0 | 0 | 0 | 0 | 0 | 0 | 0 | 0 | 0 | 0 | 0 | 0 | 0 | 1 | 1 | 1
SDGE | Miguel | 69 | 0 | 0 | 0 | 0 | 0 | 0 | 0 | 0 | 0 | 1 | 1 | 1 | 0 | 0 | 0 | 0 | 0 | 0 | 0 | 0 | 0 | 0 | 0 | 0 | 0 | 0 | 0 | 0 | 0 | 0 | 1 | 1 | 1
PG&E GBA | Millbrae | 115 | 0 | 0 | 0 | 0 | 0 | 0 | 0 | 0 | 0 | 1 | 1 | 1 | 0 | 0 | 0 | 0 | 0 | 0 | 0 | 0 | 0 | 0 | 0 | 0 | 0 | 0 | 0 | 0 | 0 | 0 | 1 | 1 | 1
PG&E GBA | Miller | 115 | 0 | 0 | 0 | 0 | 0 | 0 | 0 | 0 | 0 | 1 | 1 | 1 | 0 | 0 | 0 | 0 | 0 | 0 | 0 | 0 | 0 | 0 | 0 | 0 | 0 | 0 | 0 | 0 | 0 | 0 | 1 | 1 | 1
SCE Metro | Mira Loma | 230 | 0 | 0 | 0 | 0 | 0 | 42 | 0 | 42 | 42 | 1 | 1 | 5 | 0 | 0 | 0 | 0 | 0 | 0 | 0 | 0 | 0 | 0 | 0 | 0 | 0 | 0 | 42 | 0 | 42 | 42 | 1 | 1 | 5
SCE Metro | Mira Loma | 500 | 0 | 0 | 0 | 0 | 0 | 0 | 0 | 0 | 0 | 1 | 1 | 1 | 0 | 0 | 0 | 0 | 0 | 0 | 0 | 0 | 0 | 0 | 0 | 0 | 0 | 0 | 0 | 0 | 0 | 0 | 1 | 1 | 1
SCE Eastern | Mirage | 115 | 0 | 0 | 0 | 0 | 0 | 0 | 0 | 0 | 0 | 1 | 1 | 1 | 0 | 0 | 0 | 0 | 0 | 0 | 0 | 0 | 0 | 0 | 0 | 0 | 0 | 0 | 0 | 0 | 0 | 0 | 1 | 1 | 1
SCE Eastern | Mirage | 230 | 0 | 0 | 0 | 0 | 0 | 0 | 0 | 0 | 0 | 1 | 1 | 1 | 0 | 0 | 0 | 0 | 0 | 0 | 0 | 0 | 0 | 0 | 0 | 0 | 0 | 0 | 0 | 0 | 0 | 0 | 1 | 1 | 1
SDGE | Mission | 138 | 0 | 0 | 0 | 0 | 0 | 0 | 0 | 0 | 0 | 1 | 1 | 1 | 0 | 0 | 0 | 0 | 0 | 0 | 0 | 0 | 0 | 0 | 0 | 0 | 0 | 0 | 0 | 0 | 0 | 0 | 1 | 1 | 1
SDGE | Mission | 230 | 0 | 0 | 0 | 0 | 0 | 0 | 0 | 0 | 0 | 1 | 1 | 1 | 0 | 0 | 0 | 0 | 0 | 0 | 0 | 0 | 0 | 0 | 0 | 0 | 0 | 0 | 0 | 0 | 0 | 0 | 1 | 1 | 1
SDGE | Mission | 69 | 0 | 0 | 0 | 0 | 0 | 0 | 0 | 0 | 0 | 1 | 1 | 1 | 0 | 0 | 0 | 0 | 0 | 0 | 0 | 0 | 0 | 0 | 0 | 0 | 0 | 0 | 0 | 0 | 0 | 0 | 1 | 1 | 1
PG&E GBA | Mi-Wuk | 115 | 0 | 0 | 0 | 0 | 0 | 0 | 0 | 0 | 0 | 1 | 1 | 1 | 0 | 0 | 0 | 0 | 0 | 0 | 0 | 0 | 0 | 0 | 0 | 0 | 0 | 0 | 0 | 0 | 0 | 0 | 1 | 1 | 1
EOP | Mohave | 500 | 100 | 0 | 100 | 0 | 0 | 0 | 0 | 0 | 100 | 1 | 4 | 1 | 100 | 0 | 100 | 0 | 0 | 0 | 0 | 0 | 100 | 100 | 0 | 100 | 0 | 0 | 0 | 0 | 0 | 100 | 1 | 4 | 1
PG&E NGBA | Monroe | 115 | 0 | 0 | 0 | 0 | 0 | 0 | 0 | 0 | 0 | 1 | 1 | 1 | 0 | 0 | 0 | 0 | 0 | 0 | 0 | 0 | 0 | 0 | 0 | 0 | 0 | 0 | 0 | 0 | 0 | 0 | 1 | 1 | 1
SDGE | Monserate | 69 | 0 | 0 | 0 | 0 | 0 | 0 | 0 | 0 | 0 | 1 | 1 | 1 | 0 | 0 | 0 | 0 | 0 | 0 | 0 | 0 | 0 | 0 | 0 | 0 | 0 | 0 | 0 | 0 | 0 | 0 | 1 | 1 | 1
PG&E GBA | Monta Vista | 115 | 0 | 0 | 0 | 0 | 0 | 0 | 0 | 0 | 0 | 1 | 1 | 1 | 0 | 0 | 0 | 0 | 0 | 0 | 0 | 0 | 0 | 0 | 0 | 0 | 0 | 0 | 0 | 0 | 0 | 0 | 1 | 1 | 1
PG&E GBA | Monta Vista | 230 | 0 | 0 | 0 | 0 | 0 | 0 | 0 | 0 | 0 | 1 | 1 | 1 | 0 | 0 | 0 | 0 | 0 | 0 | 0 | 0 | 0 | 0 | 0 | 0 | 0 | 0 | 0 | 0 | 0 | 0 | 1 | 1 | 1
PG&E GBA | Monta Vista | 60 | 0 | 0 | 0 | 0 | 0 | 0 | 0 | 0 | 0 | 1 | 1 | 1 | 0 | 0 | 0 | 0 | 0 | 0 | 0 | 0 | 0 | 0 | 0 | 0 | 0 | 0 | 0 | 0 | 0 | 0 | 1 | 1 | 1
PG&E NGBA | Monticello | 115 | 0 | 0 | 0 | 0 | 0 | 0 | 0 | 0 | 0 | 1 | 1 | 1 | 0 | 0 | 0 | 0 | 0 | 0 | 0 | 0 | 0 | 0 | 0 | 0 | 0 | 0 | 0 | 0 | 0 | 0 | 1 | 1 | 1
SCE Northern | Moorpark | 230 | 0 | 0 | 0 | 0 | 0 | 350 | 0 | 350 | 350 | 1 | 1 | 1 | 0 | 0 | 0 | 0 | 0 | 0 | 0 | 0 | 0 | 0 | 0 | 0 | 0 | 0 | 350 | 0 | 350 | 350 | 1 | 1 | 1
SCE Northern | Moorpark | 66 | 0 | 0 | 0 | 0 | 0 | 0 | 0 | 0 | 0 | 1 | 1 | 1 | 0 | 0 | 0 | 0 | 0 | 0 | 0 | 0 | 0 | 0 | 0 | 0 | 0 | 0 | 0 | 0 | 0 | 0 | 1 | 1 | 1
PG&E GBA | Moraga | 115 | 0 | 0 | 0 | 0 | 0 | 0 | 0 | 0 | 0 | 1 | 1 | 1 | 0 | 0 | 0 | 0 | 0 | 0 | 0 | 0 | 0 | 0 | 0 | 0 | 0 | 0 | 0 | 0 | 0 | 0 | 1 | 1 | 1
PG&E GBA | Moraga | 230 | 0 | 0 | 0 | 0 | 0 | 0 | 0 | 0 | 0 | 1 | 1 | 1 | 0 | 0 | 0 | 0 | 0 | 0 | 0 | 0 | 0 | 0 | 0 | 0 | 0 | 0 | 0 | 0 | 0 | 0 | 1 | 1 | 1
PG&E GBA | Morgan Hill | 115 | 0 | 0 | 0 | 0 | 0 | 0 | 0 | 0 | 0 | 1 | 1 | 1 | 0 | 0 | 0 | 0 | 0 | 0 | 0 | 0 | 0 | 0 | 0 | 0 | 0 | 0 | 0 | 0 | 0 | 0 | 1 | 1 | 1
PG&E KERN | Morro Bay | 115 | 0 | 0 | 0 | 0 | 0 | 0 | 0 | 0 | 0 | 1 | 1 | 1 | 0 | 0 | 0 | 0 | 0 | 0 | 0 | 0 | 0 | 0 | 0 | 0 | 0 | 0 | 0 | 0 | 0 | 0 | 1 | 1 | 1
PG&E KERN | Morro Bay | 230 | 0 | 0 | 0 | 0 | 0 | 0 | 0 | 0 | 0 | 1 | 1 | 1 | 0 | 0 | 0 | 0 | 0 | 0 | 0 | 0 | 0 | 0 | 0 | 0 | 0 | 0 | 0 | 0 | 0 | 0 | 1 | 1 | 1
PG&E KERN | Morro Bay | 500 | 0 | 0 | 0 | 600 | 1110 | 0 | 0 | 1710 | 1710 | 1 | 1 | 1 | 0 | 0 | 0 | 600 | 1110 | 0 | 0 | 1710 | 1710 | 0 | 0 | 0 | 600 | 1110 | 0 | 0 | 1710 | 1710 | 1 | 1 | 1
PG&E GBA | Moss Landing | 115 | 0 | 0 | 0 | 0 | 0 | 0 | 0 | 0 | 0 | 1 | 1 | 1 | 0 | 0 | 0 | 0 | 0 | 0 | 0 | 0 | 0 | 0 | 0 | 0 | 0 | 0 | 0 | 0 | 0 | 0 | 1 | 1 | 1
PG&E GBA | Moss Landing | 230 | 0 | 0 | 0 | 0 | 0 | 0 | 0 | 0 | 0 | 1 | 1 | 1 | 0 | 0 | 0 | 0 | 0 | 0 | 0 | 0 | 0 | 0 | 0 | 0 | 0 | 0 | 0 | 0 | 0 | 0 | 1 | 1 | 1
PG&E GBA | Moss Landing | 500 | 0 | 0 | 0 | 0 | 0 | 0 | 0 | 0 | 0 | 1 | 1 | 1 | 0 | 0 | 0 | 0 | 0 | 0 | 0 | 0 | 0 | 0 | 0 | 0 | 0 | 0 | 0 | 0 | 0 | 0 | 1 | 1 | 1
EOP | Mountain Pass | 115 | 0 | 0 | 0 | 0 | 0 | 0 | 0 | 0 | 0 | 1 | 1 | 1 | 0 | 0 | 0 | 0 | 0 | 0 | 0 | 0 | 0 | 0 | 0 | 0 | 0 | 0 | 0 | 0 | 0 | 0 | 1 | 1 | 1
PG&E GBA | Mountain View | 115 | 0 | 0 | 0 | 0 | 0 | 0 | 0 | 0 | 0 | 1 | 1 | 1 | 0 | 0 | 0 | 0 | 0 | 0 | 0 | 0 | 0 | 0 | 0 | 0 | 0 | 0 | 0 | 0 | 0 | 0 | 1 | 1 | 1
PG&E GBA | Mt Eden | 115 | 0 | 0 | 0 | 0 | 0 | 0 | 0 | 0 | 0 | 1 | 1 | 1 | 0 | 0 | 0 | 0 | 0 | 0 | 0 | 0 | 0 | 0 | 0 | 0 | 0 | 0 | 0 | 0 | 0 | 0 | 1 | 1 | 1
PG&E KERN | Mt Poso | 115 | 0 | 0 | 0 | 0 | 0 | 0 | 0 | 0 | 0 | 1 | 1 | 1 | 0 | 0 | 0 | 0 | 0 | 0 | 0 | 0 | 0 | 0 | 0 | 0 | 0 | 0 | 0 | 0 | 0 | 0 | 1 | 1 | 1
SDGE | Murray | 69 | 0 | 0 | 0 | 0 | 0 | 0 | 0 | 0 | 0 | 1 | 1 | 1 | 0 | 0 | 0 | 0 | 0 | 0 | 0 | 0 | 0 | 0 | 0 | 0 | 0 | 0 | 0 | 0 | 0 | 0 | 1 | 1 | 1
PG&E FRESNO | Mustang | 230 | 0 | 0 | 0 | 0 | 0 | 0 | 0 | 0 | 0 | 1 | 1 | 1 | 0 | 0 | 0 | 0 | 0 | 0 | 0 | 0 | 0 | 0 | 0 | 0 | 0 | 0 | 0 | 0 | 0 | 0 | 1 | 1 | 1
SCE Northern | Neenach | 66 | 0 | 0 | 0 | 0 | 0 | 0 | 0 | 0 | 0 | 1 | 1 | 1 | 0 | 0 | 0 | 0 | 0 | 0 | 0 | 0 | 0 | 0 | 0 | 0 | 0 | 0 | 0 | 0 | 0 | 0 | 1 | 1 | 1
PG&E KERN | New Sub - Gates - Midway (Proposed) | 230 | 0 | 0 | 0 | 1900 | 440 | 238.5 | 0 | 2578.5 | 2578.5 | 3 | 1 | 3 | 0 | 0 | 0 | 1900 | 0 | 0 | 0 | 1900 | 1900 | 0 | 0 | 0 | 1900 | 440 | 238.5 | 0 | 2578.5 | 2578.5 | 3 | 1 | 3
PG&E KERN | New Sub - Gates - Templeton (Proposed) | 230 | 0 | 0 | 0 | 0 | 600 | 0 | 0 | 600 | 600 | 1 | 1 | 1 | 0 | 0 | 0 | 0 | 600 | 0 | 0 | 600 | 600 | 0 | 0 | 0 | 0 | 600 | 0 | 0 | 600 | 600 | 1 | 1 | 1
SCE NOL | New Sub - Kramer - Lugo (Proposed) | 230 | 0 | 0 | 0 | 0 | 0 | 0 | 0 | 0 | 0 | 1 | 1 | 1 | 0 | 0 | 0 | 0 | 0 | 0 | 0 | 0 | 0 | 0 | 0 | 0 | 0 | 0 | 0 | 0 | 0 | 0 | 1 | 1 | 1
PG&E FRESNO | New Sub - Los Banos - Midway (Proposed) | 500 | 0 | 0 | 0 | 0 | 0 | 0 | 0 | 0 | 0 | 1 | 1 | 1 | 0 | 0 | 0 | 0 | 0 | 0 | 0 | 0 | 0 | 0 | 0 | 0 | 0 | 0 | 0 | 0 | 0 | 0 | 1 | 1 | 1
SCE NOL | New Sub - Lugo - Pisgah (Proposed) | 230 | 0 | 0 | 0 | 0 | 0 | 0 | 0 | 0 | 0 | 1 | 1 | 1 | 0 | 0 | 0 | 0 | 0 | 0 | 0 | 0 | 0 | 0 | 0 | 0 | 0 | 0 | 0 | 0 | 0 | 0 | 1 | 1 | 1
PG&E KERN | New Sub - Midway - Wheeler Ridge (Proposed) | 230 | 0 | 0 | 0 | 1900 | 0 | 0 | 0 | 1900 | 1900 | 2 | 1 | 2 | 0 | 0 | 0 | 1900 | 0 | 0 | 0 | 1900 | 1900 | 0 | 0 | 0 | 1900 | 0 | 0 | 0 | 1900 | 1900 | 2 | 1 | 2
PG&E NGBA | New Sub - Near existing Leavitt (PSREC) | 345 | 102 | 0 | 102 | 0 | 0 | 0 | 0 | 0 | 102 | 1 | 2 | 1 | 448 | 0 | 448 | 0 | 0 | 0 | 0 | 0 | 448 | 448 | 0 | 448 | 0 | 0 | 0 | 0 | 0 | 448 | 1 | 1 | 1
PG&E NGBA | New Sub - Near existing Madeline (NVE) | 345 | 80 | 220 | 300 | 0 | 0 | 0 | 0 | 0 | 300 | 1 | 1 | 1 | 480 | 220 | 700 | 0 | 0 | 0 | 0 | 0 | 700 | 480 | 220 | 700 | 0 | 0 | 0 | 0 | 0 | 700 | 1 | 1 | 1
SDGE | New Sub - North Gila - IV (Proposed) | 500 | 0 | 0 | 0 | 500 | 0 | 0 | 0 | 500 | 500 | 1 | 1 | 1 | 0 | 0 | 0 | 750 | 250 | 0 | 0 | 1000 | 1000 | 0 | 0 | 0 | 750 | 250 | 0 | 0 | 1000 | 1000 | 1 | 1 | 1
PG&E NGBA | New Sub - Pit 1 - Cottonwood (Proposed) | 230 | 0 | 0 | 0 | 0 | 0 | 0 | 0 | 0 | 0 | 1 | 1 | 1 | 0 | 0 | 0 | 0 | 0 | 0 | 0 | 0 | 0 | 0 | 0 | 0 | 0 | 0 | 0 | 0 | 0 | 0 | 1 | 1 | 1
PG&E GBA | New Sub - Rancho Seco - Bellota (Proposed) | 230 | 0 | 0 | 0 | 0 | 0 | 0 | 0 | 0 | 0 | 1 | 1 | 1 | 0 | 0 | 0 | 0 | 0 | 0 | 0 | 0 | 0 | 0 | 0 | 0 | 0 | 0 | 0 | 0 | 0 | 0 | 1 | 1 | 1
SDGE | New Sub - Suncrest - Ocotillo (Proposed) | 500 | 0 | 0 | 0 | 0 | 0 | 0 | 0 | 0 | 0 | 1 | 1 | 1 | 0 | 0 | 0 | 0 | 0 | 0 | 0 | 0 | 0 | 0 | 0 | 0 | 0 | 0 | 0 | 0 | 0 | 0 | 1 | 1 | 1
PG&E FRESNO | New Sub - Westley - Quinto (Proposed) | 230 | 0 | 0 | 0 | 0 | 0 | 0 | 900 | 900 | 900 | 1 | 1 | 1 | 0 | 0 | 0 | 0 | 0 | 0 | 900 | 900 | 900 | 0 | 0 | 0 | 0 | 0 | 0 | 900 | 900 | 900 | 1 | 1 | 1
PG&E GBA | Newark | 115 | 0 | 0 | 0 | 0 | 0 | 0 | 0 | 0 | 0 | 1 | 1 | 1 | 0 | 0 | 0 | 0 | 0 | 0 | 0 | 0 | 0 | 0 | 0 | 0 | 0 | 0 | 0 | 0 | 0 | 0 | 1 | 1 | 1
PG&E GBA | Newark | 230 | 0 | 0 | 0 | 0 | 0 | 0 | 0 | 0 | 0 | 1 | 1 | 1 | 0 | 0 | 0 | 0 | 0 | 0 | 0 | 0 | 0 | 0 | 0 | 0 | 0 | 0 | 0 | 0 | 0 | 0 | 1 | 1 | 1
PG&E GBA | Newark | 60 | 0 | 0 | 0 | 0 | 0 | 0 | 0 | 0 | 0 | 1 | 1 | 1 | 0 | 0 | 0 | 0 | 0 | 0 | 0 | 0 | 0 | 0 | 0 | 0 | 0 | 0 | 0 | 0 | 0 | 0 | 1 | 1 | 1
PG&E FRESNO | Newhall | 115 | 0 | 0 | 0 | 0 | 0 | 0 | 0 | 0 | 0 | 1 | 1 | 1 | 0 | 0 | 0 | 0 | 0 | 0 | 0 | 0 | 0 | 0 | 0 | 0 | 0 | 0 | 0 | 0 | 0 | 0 | 1 | 1 | 1
PG&E KERN | Norco | 115 | 0 | 0 | 0 | 0 | 0 | 0 | 0 | 0 | 0 | 1 | 1 | 1 | 0 | 0 | 0 | 0 | 0 | 0 | 0 | 0 | 0 | 0 | 0 | 0 | 0 | 0 | 0 | 0 | 0 | 0 | 1 | 1 | 1
PG&E GBA | Nortech | 115 | 0 | 0 | 0 | 0 | 0 | 0 | 0 | 0 | 0 | 1 | 1 | 1 | 0 | 0 | 0 | 80 | 0 | 0 | 0 | 80 | 80 | 0 | 0 | 0 | 80 | 0 | 0 | 0 | 80 | 80 | 2 | 1 | 2
SDGE | North City Metering | 138 | 0 | 0 | 0 | 0 | 0 | 0 | 0 | 0 | 0 | 1 | 1 | 1 | 0 | 0 | 0 | 0 | 0 | 0 | 0 | 0 | 0 | 0 | 0 | 0 | 0 | 0 | 0 | 0 | 0 | 0 | 1 | 1 | 1
PG&E GBA | North Dublin | 230 | 0 | 0 | 0 | 0 | 0 | 0 | 0 | 0 | 0 | 1 | 1 | 1 | 0 | 0 | 0 | 0 | 0 | 0 | 0 | 0 | 0 | 0 | 0 | 0 | 0 | 0 | 0 | 0 | 0 | 0 | 1 | 1 | 1
SDGE | North Gila | 500 | 0 | 0 | 0 | 500 | 0 | 0 | 94.35 | 594.35 | 594.35 | 1 | 1 | 1 | 0 | 0 | 0 | 750 | 500 | 0 | 94.35 | 1344.35 | 1344.35 | 0 | 0 | 0 | 750 | 500 | 0 | 94.35 | 1344.35 | 1344.35 | 1 | 1 | 1
SCE Metro | North of SONGS | 230 | 0 | 0 | 0 | 0 | 0 | 0 | 0 | 0 | 0 | 1 | 1 | 1 | 0 | 0 | 0 | 0 | 0 | 0 | 0 | 0 | 0 | 0 | 0 | 0 | 0 | 0 | 0 | 0 | 0 | 0 | 1 | 1 | 1
SCE Metro | North of SONGS | 500 | 0 | 0 | 0 | 0 | 0 | 0 | 0 | 0 | 0 | 1 | 1 | 1 | 0 | 0 | 0 | 0 | 0 | 0 | 0 | 0 | 0 | 0 | 0 | 0 | 0 | 0 | 0 | 0 | 0 | 0 | 1 | 1 | 1
PG&E NGBA | Notre Dame | 115 | 0 | 0 | 0 | 0 | 0 | 0 | 0 | 0 | 0 | 1 | 1 | 1 | 0 | 0 | 0 | 0 | 0 | 0 | 0 | 0 | 0 | 0 | 0 | 0 | 0 | 0 | 0 | 0 | 0 | 0 | 1 | 1 | 1
PG&E GBA | Oakland C | 115 | 0 | 0 | 0 | 0 | 200 | 0 | 0 | 200 | 200 | 4 | 1 | 4 | 0 | 0 | 0 | 0 | 200 | 0 | 0 | 200 | 200 | 0 | 0 | 0 | 0 | 200 | 0 | 0 | 200 | 200 | 4 | 1 | 4
PG&E GBA | Oakland J | 115 | 0 | 0 | 0 | 0 | 0 | 0 | 0 | 0 | 0 | 1 | 1 | 1 | 0 | 0 | 0 | 0 | 0 | 0 | 0 | 0 | 0 | 0 | 0 | 0 | 0 | 0 | 0 | 0 | 0 | 0 | 1 | 1 | 1
PG&E GBA | Oakland L | 115 | 0 | 0 | 0 | 0 | 0 | 0 | 0 | 0 | 0 | 1 | 1 | 1 | 0 | 0 | 0 | 0 | 0 | 0 | 0 | 0 | 0 | 0 | 0 | 0 | 0 | 0 | 0 | 0 | 0 | 0 | 1 | 1 | 1
PG&E GBA | Oakland X | 115 | 0 | 0 | 0 | 0 | 100 | 0 | 0 | 100 | 100 | 3 | 1 | 3 | 0 | 0 | 0 | 0 | 100 | 0 | 0 | 100 | 100 | 0 | 0 | 0 | 0 | 100 | 0 | 0 | 100 | 100 | 3 | 1 | 3
SDGE | Ocean Ranch | 69 | 0 | 0 | 0 | 0 | 0 | 0 | 0 | 0 | 0 | 1 | 1 | 1 | 0 | 0 | 0 | 0 | 0 | 0 | 0 | 0 | 0 | 0 | 0 | 0 | 0 | 0 | 0 | 0 | 0 | 0 | 1 | 1 | 1
PG&E KERN | Oceano | 115 | 0 | 0 | 0 | 0 | 0 | 0 | 0 | 0 | 0 | 1 | 1 | 1 | 0 | 0 | 0 | 0 | 0 | 0 | 0 | 0 | 0 | 0 | 0 | 0 | 0 | 0 | 0 | 0 | 0 | 0 | 1 | 1 | 1
SDGE | Ocotillo Express | 500 | 0 | 0 | 0 | 0 | 0 | 0 | 0 | 0 | 0 | 1 | 1 | 1 | 0 | 0 | 0 | 0 | 0 | 0 | 0 | 0 | 0 | 0 | 0 | 0 | 0 | 0 | 0 | 0 | 0 | 0 | 1 | 1 | 1
PG&E KERN | Old River | 70 | 0 | 0 | 0 | 0 | 0 | 0 | 0 | 0 | 0 | 1 | 1 | 1 | 0 | 0 | 0 | 0 | 0 | 0 | 0 | 0 | 0 | 0 | 0 | 0 | 0 | 0 | 0 | 0 | 0 | 0 | 1 | 1 | 1
SDGE | Old Town | 230 | 0 | 0 | 0 | 0 | 0 | 0 | 0 | 0 | 0 | 1 | 1 | 1 | 0 | 0 | 0 | 0 | 0 | 0 | 0 | 0 | 0 | 0 | 0 | 0 | 0 | 0 | 0 | 0 | 0 | 0 | 1 | 1 | 1
SCE Metro | Olinda | 230 | 0 | 0 | 0 | 0 | 0 | 0 | 0 | 0 | 0 | 1 | 1 | 1 | 0 | 0 | 0 | 0 | 0 | 0 | 0 | 0 | 0 | 0 | 0 | 0 | 0 | 0 | 0 | 0 | 0 | 0 | 1 | 1 | 1
PG&E FRESNO | Olive | 115 | 0 | 0 | 0 | 0 | 0 | 20 | 0 | 20 | 20 | 1 | 1 | 1 | 0 | 0 | 0 | 0 | 0 | 0 | 0 | 0 | 0 | 0 | 0 | 0 | 0 | 0 | 20 | 0 | 20 | 20 | 1 | 1 | 1
PG&E NGBA | Olivehurst | 115 | 0 | 0 | 0 | 0 | 0 | 0 | 0 | 0 | 0 | 1 | 1 | 1 | 0 | 0 | 0 | 0 | 0 | 0 | 0 | 0 | 0 | 0 | 0 | 0 | 0 | 0 | 0 | 0 | 0 | 0 | 1 | 1 | 1
PG&E NGBA | Oregon Trail | 60 | 0 | 0 | 0 | 0 | 0 | 0 | 0 | 0 | 0 | 1 | 1 | 1 | 0 | 0 | 0 | 0 | 0 | 0 | 0 | 0 | 0 | 0 | 0 | 0 | 0 | 0 | 0 | 0 | 0 | 0 | 1 | 1 | 1
SCE Northern | Ormond Beach | 230 | 0 | 0 | 0 | 0 | 0 | 0 | 0 | 0 | 0 | 1 | 1 | 1 | 0 | 0 | 0 | 0 | 0 | 0 | 0 | 0 | 0 | 0 | 0 | 0 | 0 | 0 | 0 | 0 | 0 | 0 | 1 | 1 | 1
PG&E FRESNO | Oro Loma | 115 | 0 | 0 | 0 | 100 | 0 | 0 | 0 | 100 | 100 | 3 | 1 | 3 | 0 | 0 | 0 | 100 | 0 | 0 | 0 | 100 | 100 | 0 | 0 | 0 | 100 | 0 | 0 | 0 | 100 | 100 | 3 | 1 | 3
PG&E FRESNO | Oro Loma | 70 | 0 | 0 | 0 | 0 | 0 | 0 | 0 | 0 | 0 | 1 | 1 | 1 | 0 | 0 | 0 | 0 | 0 | 0 | 0 | 0 | 0 | 0 | 0 | 0 | 0 | 0 | 0 | 0 | 0 | 0 | 1 | 1 | 1
PG&E FRESNO | Orosi | 70 | 0 | 0 | 0 | 0 | 0 | 0 | 0 | 0 | 0 | 1 | 1 | 1 | 0 | 0 | 0 | 0 | 0 | 0 | 0 | 0 | 0 | 0 | 0 | 0 | 0 | 0 | 0 | 0 | 0 | 0 | 1 | 1 | 1
SDGE | Otay | 69 | 0 | 0 | 0 | 0 | 0 | 49.7 | 0 | 49.7 | 49.7 | 3 | 1 | 3 | 0 | 0 | 0 | 0 | 0 | 0 | 0 | 0 | 0 | 0 | 0 | 0 | 0 | 0 | 49.7 | 0 | 49.7 | 49.7 | 3 | 1 | 3
SDGE | Otay Mesa | 230 | 0 | 0 | 0 | 0 | 0 | 65 | 0 | 65 | 65 | 1 | 1 | 2 | 0 | 0 | 0 | 0 | 0 | 0 | 0 | 0 | 0 | 0 | 0 | 0 | 0 | 0 | 65 | 0 | 65 | 65 | 1 | 1 | 2
PG&E FRESNO | Padre Flats SW STA | 230 | 0 | 0 | 0 | 400 | 0 | 0 | 0 | 400 | 400 | 1 | 1 | 1 | 0 | 0 | 0 | 400 | 0 | 0 | 0 | 400 | 400 | 0 | 0 | 0 | 400 | 0 | 0 | 0 | 400 | 400 | 1 | 1 | 1
EOP | Pahrump | 138 | 0 | 0 | 0 | 0 | 0 | 0 | 0 | 0 | 0 | 1 | 1 | 1 | 0 | 0 | 0 | 0 | 0 | 0 | 0 | 0 | 0 | 0 | 0 | 0 | 0 | 0 | 0 | 0 | 0 | 0 | 1 | 1 | 1
EOP | Pahrump | 230 | 0 | 0 | 0 | 0 | 0 | 0 | 0 | 0 | 0 | 1 | 1 | 1 | 0 | 0 | 0 | 0 | 0 | 0 | 0 | 0 | 0 | 0 | 0 | 0 | 0 | 0 | 0 | 0 | 0 | 0 | 1 | 1 | 1
SDGE | Pala | 69 | 0 | 0 | 0 | 0 | 0 | 0 | 0 | 0 | 0 | 1 | 1 | 1 | 0 | 0 | 0 | 0 | 0 | 0 | 0 | 0 | 0 | 0 | 0 | 0 | 0 | 0 | 0 | 0 | 0 | 0 | 1 | 1 | 1
PG&E NGBA | Palermo | 115 | 0 | 0 | 0 | 0 | 0 | 0 | 0 | 0 | 0 | 1 | 1 | 1 | 0 | 0 | 0 | 0 | 0 | 0 | 0 | 0 | 0 | 0 | 0 | 0 | 0 | 0 | 0 | 0 | 0 | 0 | 1 | 1 | 1
PG&E NGBA | Palermo | 230 | 0 | 0 | 0 | 0 | 0 | 0 | 0 | 0 | 0 | 1 | 1 | 1 | 0 | 0 | 0 | 0 | 0 | 0 | 0 | 0 | 0 | 0 | 0 | 0 | 0 | 0 | 0 | 0 | 0 | 0 | 1 | 1 | 1
SCE Eastern | Palo Verde | 500 | 0 | 0 | 0 | 0 | 0 | 0 | 0 | 0 | 0 | 1 | 1 | 1 | 0 | 0 | 0 | 0 | 0 | 0 | 0 | 0 | 0 | 0 | 0 | 0 | 0 | 0 | 0 | 0 | 0 | 0 | 1 | 1 | 1
SDGE | Palomar Energy | 230 | 0 | 0 | 0 | 0 | 0 | 0 | 0 | 0 | 0 | 1 | 1 | 1 | 0 | 0 | 0 | 0 | 0 | 0 | 0 | 0 | 0 | 0 | 0 | 0 | 0 | 0 | 0 | 0 | 0 | 0 | 1 | 1 | 1
PG&E KERN | Panama | 70 | 0 | 0 | 0 | 0 | 0 | 0 | 0 | 0 | 0 | 1 | 1 | 1 | 0 | 0 | 0 | 0 | 0 | 0 | 0 | 0 | 0 | 0 | 0 | 0 | 0 | 0 | 0 | 0 | 0 | 0 | 1 | 1 | 1
PG&E FRESNO | Panoche | 115 | 0 | 0 | 0 | 0 | 0 | 0 | 0 | 0 | 0 | 1 | 1 | 1 | 0 | 0 | 0 | 0 | 0 | 0 | 0 | 0 | 0 | 0 | 0 | 0 | 0 | 0 | 0 | 0 | 0 | 0 | 1 | 1 | 1
PG&E FRESNO | Panoche | 230 | 0 | 0 | 0 | 0 | 0 | 0 | 0 | 0 | 0 | 1 | 1 | 1 | 0 | 0 | 0 | 0 | 0 | 0 | 0 | 0 | 0 | 0 | 0 | 0 | 0 | 0 | 0 | 0 | 0 | 0 | 1 | 1 | 1
SCE Northern | Pardee | 230 | 0 | 0 | 0 | 700 | 0 | 15 | 0 | 715 | 715 | 1 | 1 | 1 | 0 | 0 | 0 | 700 | 0 | 0 | 0 | 700 | 700 | 0 | 0 | 0 | 700 | 0 | 15 | 0 | 715 | 715 | 1 | 1 | 1
PG&E NGBA | Parkway | 230 | 0 | 0 | 0 | 0 | 0 | 0 | 0 | 0 | 0 | 1 | 1 | 1 | 0 | 0 | 0 | 0 | 0 | 0 | 0 | 0 | 0 | 0 | 0 | 0 | 0 | 0 | 0 | 0 | 0 | 0 | 1 | 1 | 1
SCE Northern | Pastoria | 230 | 0 | 0 | 0 | 0 | 105 | 80 | 0 | 185 | 185 | 1 | 1 | 2 | 0 | 0 | 0 | 0 | 0 | 0 | 0 | 0 | 0 | 0 | 0 | 0 | 0 | 105 | 80 | 0 | 185 | 185 | 1 | 1 | 2
SCE Metro | Pauda | 230 | 0 | 0 | 0 | 0 | 0 | 0 | 0 | 0 | 0 | 1 | 1 | 1 | 0 | 0 | 0 | 0 | 0 | 0 | 0 | 0 | 0 | 0 | 0 | 0 | 0 | 0 | 0 | 0 | 0 | 0 | 1 | 1 | 1
PG&E GBA | Paul Sweet | 115 | 0 | 0 | 0 | 0 | 0 | 0 | 13 | 13 | 13 | 1 | 1 | 1 | 0 | 0 | 0 | 0 | 0 | 0 | 13 | 13 | 13 | 0 | 0 | 0 | 0 | 0 | 0 | 13 | 13 | 13 | 1 | 1 | 1
PG&E NGBA | Peabody | 230 | 0 | 0 | 0 | 0 | 0 | 0 | 0 | 0 | 0 | 1 | 1 | 1 | 0 | 0 | 0 | 0 | 0 | 0 | 0 | 0 | 0 | 0 | 0 | 0 | 0 | 0 | 0 | 0 | 0 | 0 | 1 | 1 | 1
PG&E NGBA | Pease | 115 | 0 | 0 | 0 | 0 | 0 | 0 | 0 | 0 | 0 | 1 | 1 | 1 | 0 | 0 | 0 | 0 | 0 | 0 | 0 | 0 | 0 | 0 | 0 | 0 | 0 | 0 | 0 | 0 | 0 | 0 | 1 | 1 | 1
PG&E NGBA | Pease | 60 | 0 | 0 | 0 | 0 | 0 | 0 | 0 | 0 | 0 | 1 | 1 | 1 | 0 | 0 | 0 | 0 | 0 | 0 | 0 | 0 | 0 | 0 | 0 | 0 | 0 | 0 | 0 | 0 | 0 | 0 | 1 | 1 | 1
SDGE | Penasquitos | 138 | 0 | 0 | 0 | 0 | 0 | 0 | 0 | 0 | 0 | 1 | 1 | 1 | 0 | 0 | 0 | 0 | 0 | 0 | 0 | 0 | 0 | 0 | 0 | 0 | 0 | 0 | 0 | 0 | 0 | 0 | 1 | 1 | 1
SDGE | Penasquitos | 230 | 0 | 0 | 0 | 0 | 0 | 0 | 0 | 0 | 0 | 1 | 1 | 1 | 0 | 0 | 0 | 0 | 0 | 0 | 0 | 0 | 0 | 0 | 0 | 0 | 0 | 0 | 0 | 0 | 0 | 0 | 1 | 1 | 1
SDGE | Penasquitos | 69 | 0 | 0 | 0 | 0 | 0 | 0 | 0 | 0 | 0 | 1 | 1 | 1 | 0 | 0 | 0 | 0 | 0 | 0 | 0 | 0 | 0 | 0 | 0 | 0 | 0 | 0 | 0 | 0 | 0 | 0 | 1 | 1 | 1
SDGE | Pendleton | 69 | 0 | 0 | 0 | 0 | 0 | 0 | 50 | 50 | 50 | 4 | 1 | 4 | 0 | 0 | 0 | 0 | 0 | 0 | 0 | 0 | 0 | 0 | 0 | 0 | 0 | 0 | 0 | 50 | 50 | 50 | 4 | 1 | 4
PG&E NGBA | Penngrove | 115 | 0 | 0 | 0 | 0 | 0 | 0 | 0 | 0 | 0 | 1 | 1 | 1 | 0 | 0 | 0 | 0 | 0 | 0 | 0 | 0 | 0 | 0 | 0 | 0 | 0 | 0 | 0 | 0 | 0 | 0 | 1 | 1 | 1
PG&E GBA | Peoria | 115 | 0 | 0 | 0 | 0 | 0 | 0 | 0 | 0 | 0 | 1 | 1 | 1 | 0 | 0 | 0 | 0 | 0 | 0 | 0 | 0 | 0 | 0 | 0 | 0 | 0 | 0 | 0 | 0 | 0 | 0 | 1 | 1 | 1
PG&E GBA | Piercy | 115 | 0 | 0 | 0 | 0 | 0 | 0 | 0 | 0 | 0 | 1 | 1 | 1 | 0 | 0 | 0 | 0 | 0 | 0 | 0 | 0 | 0 | 0 | 0 | 0 | 0 | 0 | 0 | 0 | 0 | 0 | 1 | 1 | 1
PG&E FRESNO | Pine Flat | 230 | 0 | 0 | 0 | 0 | 0 | 0 | 0 | 0 | 0 | 1 | 1 | 1 | 0 | 0 | 0 | 0 | 0 | 0 | 0 | 0 | 0 | 0 | 0 | 0 | 0 | 0 | 0 | 0 | 0 | 0 | 1 | 1 | 1
SCE NOL | Pisgah | 230 | 0 | 0 | 0 | 0 | 0 | 0 | 0 | 0 | 0 | 1 | 1 | 1 | 0 | 0 | 0 | 217 | 0 | 0 | 0 | 217 | 217 | 0 | 0 | 0 | 217 | 0 | 0 | 0 | 217 | 217 | 1 | 1 | 1
PG&E NGBA | Pit 1 | 230 | 0 | 0 | 0 | 0 | 0 | 0 | 0 | 0 | 0 | 1 | 1 | 1 | 0 | 0 | 0 | 0 | 0 | 0 | 0 | 0 | 0 | 0 | 0 | 0 | 0 | 0 | 0 | 0 | 0 | 0 | 1 | 1 | 1
PG&E NGBA | Pit 1 | 60 | 0 | 0 | 0 | 0 | 0 | 0 | 0 | 0 | 0 | 1 | 1 | 1 | 0 | 0 | 0 | 0 | 0 | 0 | 0 | 0 | 0 | 0 | 0 | 0 | 0 | 0 | 0 | 0 | 0 | 0 | 1 | 1 | 1
PG&E NGBA | Pit 3 | 230 | 0 | 0 | 0 | 0 | 0 | 0 | 0 | 0 | 0 | 1 | 1 | 1 | 0 | 0 | 0 | 0 | 0 | 0 | 0 | 0 | 0 | 0 | 0 | 0 | 0 | 0 | 0 | 0 | 0 | 0 | 1 | 1 | 1
PG&E NGBA | Pit 4 | 230 | 0 | 0 | 0 | 0 | 0 | 0 | 0 | 0 | 0 | 1 | 1 | 1 | 0 | 0 | 0 | 0 | 0 | 0 | 0 | 0 | 0 | 0 | 0 | 0 | 0 | 0 | 0 | 0 | 0 | 0 | 1 | 1 | 1
PG&E GBA | Pittsburg | 115 | 0 | 0 | 0 | 0 | 0 | 0 | 0 | 0 | 0 | 1 | 1 | 1 | 0 | 0 | 0 | 0 | 0 | 0 | 0 | 0 | 0 | 0 | 0 | 0 | 0 | 0 | 0 | 0 | 0 | 0 | 1 | 1 | 1
PG&E GBA | Pittsburg | 230 | 0 | 0 | 0 | 0 | 0 | 0 | 0 | 0 | 0 | 1 | 1 | 1 | 0 | 0 | 0 | 0 | 0 | 0 | 0 | 0 | 0 | 0 | 0 | 0 | 0 | 0 | 0 | 0 | 0 | 0 | 1 | 1 | 1
PG&E NGBA | Pleasant Grove | 115 | 0 | 0 | 0 | 0 | 0 | 0 | 0 | 0 | 0 | 1 | 1 | 1 | 0 | 0 | 0 | 0 | 0 | 0 | 0 | 0 | 0 | 0 | 0 | 0 | 0 | 0 | 0 | 0 | 0 | 0 | 1 | 1 | 1
PG&E NGBA | POE | 230 | 0 | 0 | 0 | 0 | 0 | 0 | 0 | 0 | 0 | 1 | 1 | 1 | 0 | 0 | 0 | 0 | 0 | 0 | 0 | 0 | 0 | 0 | 0 | 0 | 0 | 0 | 0 | 0 | 0 | 0 | 1 | 1 | 1
SDGE | Point Loma | 69 | 0 | 0 | 0 | 0 | 0 | 0 | 0 | 0 | 0 | 1 | 1 | 1 | 0 | 0 | 0 | 0 | 0 | 0 | 0 | 0 | 0 | 0 | 0 | 0 | 0 | 0 | 0 | 0 | 0 | 0 | 1 | 1 | 1
SDGE | Pomerado | 69 | 0 | 0 | 0 | 0 | 0 | 100 | 0 | 100 | 100 | 5 | 1 | 5 | 0 | 0 | 0 | 0 | 0 | 0 | 0 | 0 | 0 | 0 | 0 | 0 | 0 | 0 | 100 | 0 | 100 | 100 | 5 | 1 | 5
PG&E KERN | Poso Mountain | 115 | 0 | 0 | 0 | 100 | 100 | 0 | 0 | 200 | 200 | 4 | 1 | 4 | 0 | 0 | 0 | 100 | 100 | 0 | 0 | 200 | 200 | 0 | 0 | 0 | 100 | 100 | 0 | 0 | 200 | 200 | 4 | 1 | 4
EOP | Primm | 230 | 0 | 0 | 0 | 0 | 0 | 200 | 0 | 200 | 200 | 1 | 1 | 1 | 0 | 0 | 0 | 0 | 0 | 0 | 0 | 0 | 0 | 0 | 0 | 0 | 0 | 0 | 200 | 0 | 200 | 200 | 1 | 1 | 1
PG&E NGBA | Putah Creek | 115 | 0 | 0 | 0 | 0 | 0 | 0 | 0 | 0 | 0 | 1 | 1 | 1 | 0 | 0 | 0 | 0 | 0 | 0 | 0 | 0 | 0 | 0 | 0 | 0 | 0 | 0 | 0 | 0 | 0 | 0 | 1 | 1 | 1
SDGE | Q1806 | 138 | 0 | 0 | 0 | 0 | 0 | 0 | 0 | 0 | 0 | 1 | 1 | 1 | 0 | 0 | 0 | 0 | 0 | 0 | 0 | 0 | 0 | 0 | 0 | 0 | 0 | 0 | 0 | 0 | 0 | 0 | 1 | 1 | 1
PG&E FRESNO | Quinto | 230 | 0 | 0 | 0 | 0 | 0 | 0 | 0 | 0 | 0 | 1 | 1 | 1 | 0 | 0 | 0 | 375 | 0 | 0 | 0 | 375 | 375 | 0 | 0 | 0 | 375 | 0 | 0 | 0 | 375 | 375 | 1 | 1 | 1
PG&E GBA | Race Track | 115 | 0 | 0 | 0 | 0 | 0 | 0 | 0 | 0 | 0 | 1 | 1 | 1 | 0 | 0 | 0 | 0 | 0 | 0 | 0 | 0 | 0 | 0 | 0 | 0 | 0 | 0 | 0 | 0 | 0 | 0 | 1 | 1 | 1
SDGE | Rancho Mission Viejo | 138 | 0 | 0 | 0 | 0 | 0 | 0 | 0 | 0 | 0 | 1 | 1 | 1 | 0 | 0 | 0 | 0 | 0 | 0 | 0 | 0 | 0 | 0 | 0 | 0 | 0 | 0 | 0 | 0 | 0 | 0 | 1 | 1 | 1
PG&E GBA | Rancho Seco | 230 | 0 | 0 | 0 | 0 | 0 | 0 | 0 | 0 | 0 | 1 | 1 | 1 | 0 | 0 | 0 | 0 | 0 | 0 | 0 | 0 | 0 | 0 | 0 | 0 | 0 | 0 | 0 | 0 | 0 | 0 | 1 | 1 | 1
SCE Metro | Rancho Vista | 230 | 0 | 0 | 0 | 0 | 0 | 0 | 0 | 0 | 0 | 1 | 1 | 1 | 0 | 0 | 0 | 0 | 0 | 0 | 0 | 0 | 0 | 0 | 0 | 0 | 0 | 0 | 0 | 0 | 0 | 0 | 1 | 1 | 1
SCE Metro | Rancho Vista | 500 | 0 | 0 | 0 | 0 | 0 | 0 | 0 | 0 | 0 | 1 | 1 | 1 | 0 | 0 | 0 | 0 | 0 | 0 | 0 | 0 | 0 | 0 | 0 | 0 | 0 | 0 | 0 | 0 | 0 | 0 | 1 | 1 | 1
SCE NOL | Ransburg | 115 | 0 | 0 | 0 | 0 | 0 | 0 | 0 | 0 | 0 | 1 | 1 | 1 | 0 | 0 | 0 | 0 | 0 | 0 | 0 | 0 | 0 | 0 | 0 | 0 | 0 | 0 | 0 | 0 | 0 | 0 | 1 | 1 | 1
PG&E GBA | Ravenswood | 115 | 0 | 0 | 0 | 0 | 0 | 0 | 0 | 0 | 0 | 1 | 1 | 1 | 0 | 0 | 0 | 0 | 0 | 0 | 0 | 0 | 0 | 0 | 0 | 0 | 0 | 0 | 0 | 0 | 0 | 0 | 1 | 1 | 1
PG&E GBA | Ravenswood | 230 | 0 | 0 | 0 | 0 | 100 | 0 | 0 | 100 | 100 | 1 | 1 | 2 | 0 | 0 | 0 | 0 | 100 | 0 | 0 | 100 | 100 | 0 | 0 | 0 | 0 | 100 | 0 | 0 | 100 | 100 | 1 | 1 | 2
SCE Northern | Rector | 230 | 0 | 0 | 0 | 0 | 0 | 0 | 0 | 0 | 0 | 1 | 1 | 1 | 0 | 0 | 0 | 0 | 0 | 0 | 0 | 0 | 0 | 0 | 0 | 0 | 0 | 0 | 0 | 0 | 0 | 0 | 1 | 1 | 1
SCE Eastern | Red Bluff | 230 | 0 | 0 | 0 | 0 | 200 | 0 | 0 | 200 | 200 | 1 | 1 | 1 | 0 | 0 | 0 | 0 | 200 | 0 | 0 | 200 | 200 | 0 | 0 | 0 | 0 | 200 | 0 | 0 | 200 | 200 | 1 | 1 | 1
SCE Eastern | Red Bluff | 500 | 0 | 0 | 0 | 175 | 400 | 100 | 0 | 675 | 675 | 1 | 1 | 1 | 0 | 0 | 0 | 0 | 400 | 0 | 0 | 400 | 400 | 0 | 0 | 0 | 175 | 400 | 100 | 0 | 675 | 675 | 1 | 1 | 1
PG&E NGBA | Redbud | 115 | 0 | 0 | 0 | 0 | 0 | 0 | 0 | 0 | 0 | 1 | 1 | 1 | 0 | 0 | 0 | 0 | 0 | 0 | 0 | 0 | 0 | 0 | 0 | 0 | 0 | 0 | 0 | 0 | 0 | 0 | 1 | 1 | 1
SCE Metro | Redondo | 230 | 0 | 0 | 0 | 0 | 0 | 0 | 0 | 0 | 0 | 1 | 1 | 1 | 0 | 0 | 0 | 0 | 0 | 0 | 0 | 0 | 0 | 0 | 0 | 0 | 0 | 0 | 0 | 0 | 0 | 0 | 1 | 1 | 1
PG&E FRESNO | Reedley | 115 | 0 | 0 | 0 | 0 | 0 | 0 | 0 | 0 | 0 | 1 | 1 | 1 | 0 | 0 | 0 | 0 | 0 | 0 | 0 | 0 | 0 | 0 | 0 | 0 | 0 | 0 | 0 | 0 | 0 | 0 | 1 | 1 | 1
PG&E KERN | Renfro | 115 | 0 | 0 | 0 | 0 | 0 | 0 | 0 | 0 | 0 | 1 | 1 | 1 | 0 | 0 | 0 | 0 | 0 | 0 | 0 | 0 | 0 | 0 | 0 | 0 | 0 | 0 | 0 | 0 | 0 | 0 | 1 | 1 | 1
PG&E GBA | Richmond R | 115 | 0 | 0 | 0 | 0 | 0 | 0 | 0 | 0 | 0 | 1 | 1 | 1 | 0 | 0 | 0 | 0 | 0 | 0 | 0 | 0 | 0 | 0 | 0 | 0 | 0 | 0 | 0 | 0 | 0 | 0 | 1 | 1 | 1
PG&E NGBA | Rincon | 115 | 0 | 0 | 0 | 0 | 0 | 0 | 0 | 0 | 0 | 1 | 1 | 1 | 0 | 0 | 0 | 0 | 0 | 0 | 0 | 0 | 0 | 0 | 0 | 0 | 0 | 0 | 0 | 0 | 0 | 0 | 1 | 1 | 1
PG&E KERN | Rio Bravo | 115 | 0 | 0 | 0 | 0 | 0 | 0 | 0 | 0 | 0 | 1 | 1 | 1 | 0 | 0 | 0 | 0 | 0 | 0 | 0 | 0 | 0 | 0 | 0 | 0 | 0 | 0 | 0 | 0 | 0 | 0 | 1 | 1 | 1
SCE Metro | Rio Hondo | 230 | 0 | 0 | 0 | 0 | 0 | 265 | 10 | 275 | 275 | 1 | 1 | 1 | 0 | 0 | 0 | 0 | 0 | 0 | 0 | 0 | 0 | 0 | 0 | 0 | 0 | 0 | 265 | 10 | 275 | 275 | 1 | 1 | 1
PG&E NGBA | Rio Oso | 115 | 0 | 0 | 0 | 0 | 0 | 0 | 0 | 0 | 0 | 1 | 1 | 1 | 0 | 0 | 0 | 0 | 0 | 0 | 0 | 0 | 0 | 0 | 0 | 0 | 0 | 0 | 0 | 0 | 0 | 0 | 1 | 1 | 1
PG&E NGBA | Rio Oso | 230 | 0 | 0 | 0 | 0 | 0 | 0 | 0 | 0 | 0 | 1 | 1 | 1 | 0 | 0 | 0 | 0 | 0 | 0 | 0 | 0 | 0 | 0 | 0 | 0 | 0 | 0 | 0 | 0 | 0 | 0 | 1 | 1 | 1
PG&E GBA | Ripon | 115 | 0 | 0 | 0 | 0 | 0 | 99 | 0 | 99 | 99 | 2 | 1 | 2 | 0 | 0 | 0 | 0 | 0 | 0 | 0 | 0 | 0 | 0 | 0 | 0 | 0 | 0 | 99 | 0 | 99 | 99 | 2 | 1 | 2
PG&E GBA | Riverbank | 115 | 0 | 0 | 0 | 0 | 0 | 0 | 0 | 0 | 0 | 1 | 1 | 1 | 0 | 0 | 0 | 0 | 0 | 0 | 0 | 0 | 0 | 0 | 0 | 0 | 0 | 0 | 0 | 0 | 0 | 0 | 1 | 1 | 1
SCE NOL | Roadway | 115 | 0 | 0 | 0 | 0 | 0 | 0 | 0 | 0 | 0 | 1 | 1 | 1 | 0 | 0 | 0 | 0 | 0 | 0 | 0 | 0 | 0 | 0 | 0 | 0 | 0 | 0 | 0 | 0 | 0 | 0 | 1 | 1 | 1
PG&E NGBA | Rock Creek 1 | 230 | 0 | 0 | 0 | 0 | 0 | 0 | 0 | 0 | 0 | 1 | 1 | 1 | 0 | 0 | 0 | 0 | 0 | 0 | 0 | 0 | 0 | 0 | 0 | 0 | 0 | 0 | 0 | 0 | 0 | 0 | 1 | 1 | 1
SCE Northern | Rosamond | 66 | 0 | 0 | 0 | 0 | 0 | 0 | 0 | 0 | 0 | 1 | 1 | 1 | 0 | 0 | 0 | 0 | 0 | 0 | 0 | 0 | 0 | 0 | 0 | 0 | 0 | 0 | 0 | 0 | 0 | 0 | 1 | 1 | 1
PG&E GBA | Rossmoor | 230 | 0 | 0 | 0 | 0 | 0 | 0 | 0 | 0 | 0 | 1 | 1 | 1 | 0 | 0 | 0 | 0 | 0 | 0 | 0 | 0 | 0 | 0 | 0 | 0 | 0 | 0 | 0 | 0 | 0 | 0 | 1 | 1 | 1
PG&E NGBA | Round Mountain | 230 | 0 | 0 | 0 | 0 | 0 | 0 | 0 | 0 | 0 | 1 | 1 | 1 | 0 | 0 | 0 | 0 | 0 | 0 | 0 | 0 | 0 | 0 | 0 | 0 | 0 | 0 | 0 | 0 | 0 | 0 | 1 | 1 | 1
PG&E NGBA | Round Mountain | 500 | 0 | 0 | 0 | 0 | 0 | 0 | 0 | 0 | 0 | 1 | 1 | 1 | 0 | 0 | 0 | 0 | 0 | 0 | 0 | 0 | 0 | 0 | 0 | 0 | 0 | 0 | 0 | 0 | 0 | 0 | 1 | 1 | 1
PG&E GBA | Salado | 115 | 0 | 0 | 0 | 0 | 0 | 0 | 0 | 0 | 0 | 1 | 1 | 1 | 0 | 0 | 0 | 69 | 0 | 0 | 0 | 69 | 69 | 0 | 0 | 0 | 69 | 0 | 0 | 0 | 69 | 69 | 2 | 1 | 2
PG&E GBA | Salado | 60 | 0 | 0 | 0 | 0 | 0 | 0 | 0 | 0 | 0 | 1 | 1 | 1 | 0 | 0 | 0 | 0 | 0 | 0 | 0 | 0 | 0 | 0 | 0 | 0 | 0 | 0 | 0 | 0 | 0 | 0 | 1 | 1 | 1
PG&E GBA | Salinas | 115 | 0 | 0 | 0 | 0 | 0 | 0 | 0 | 0 | 0 | 1 | 1 | 1 | 0 | 0 | 0 | 0 | 0 | 0 | 0 | 0 | 0 | 0 | 0 | 0 | 0 | 0 | 0 | 0 | 0 | 0 | 1 | 1 | 1
SDGE | Salt Creek | 69 | 0 | 0 | 0 | 0 | 0 | 0 | 0 | 0 | 0 | 1 | 1 | 1 | 0 | 0 | 0 | 0 | 0 | 0 | 0 | 0 | 0 | 0 | 0 | 0 | 0 | 0 | 0 | 0 | 0 | 0 | 1 | 1 | 1
SCE Eastern | San Bernardino | 230 | 0 | 0 | 0 | 0 | 0 | 0 | 0 | 0 | 0 | 1 | 1 | 1 | 0 | 0 | 0 | 0 | 0 | 0 | 0 | 0 | 0 | 0 | 0 | 0 | 0 | 0 | 0 | 0 | 0 | 0 | 1 | 1 | 1
PG&E GBA | SAN FRAN A (POTRERO PP) | 115 | 0 | 0 | 0 | 0 | 0 | 0 | 0 | 0 | 0 | 1 | 1 | 1 | 0 | 0 | 0 | 0 | 0 | 0 | 0 | 0 | 0 | 0 | 0 | 0 | 0 | 0 | 0 | 0 | 0 | 0 | 1 | 1 | 1
PG&E GBA | SAN FRAN A (POTRERO PP) | 230 | 0 | 0 | 0 | 0 | 0 | 0 | 0 | 0 | 0 | 1 | 1 | 1 | 0 | 0 | 0 | 0 | 0 | 0 | 0 | 0 | 0 | 0 | 0 | 0 | 0 | 0 | 0 | 0 | 0 | 0 | 1 | 1 | 1
PG&E GBA | San Jose A | 115 | 0 | 0 | 0 | 0 | 0 | 0 | 0 | 0 | 0 | 1 | 1 | 1 | 0 | 0 | 0 | 0 | 0 | 0 | 0 | 0 | 0 | 0 | 0 | 0 | 0 | 0 | 0 | 0 | 0 | 0 | 1 | 1 | 1
PG&E GBA | San Jose B | 115 | 0 | 0 | 0 | 0 | 0 | 0 | 0 | 0 | 0 | 1 | 1 | 1 | 0 | 0 | 0 | 0 | 0 | 0 | 0 | 0 | 0 | 0 | 0 | 0 | 0 | 0 | 0 | 0 | 0 | 0 | 1 | 1 | 1
PG&E GBA | San Leandro U | 115 | 0 | 0 | 0 | 0 | 0 | 0 | 0 | 0 | 0 | 1 | 1 | 1 | 0 | 0 | 0 | 0 | 0 | 0 | 0 | 0 | 0 | 0 | 0 | 0 | 0 | 0 | 0 | 0 | 0 | 0 | 1 | 1 | 1
PG&E KERN | San Luis Obispo | 115 | 0 | 0 | 0 | 0 | 0 | 0 | 0 | 0 | 0 | 1 | 1 | 1 | 0 | 0 | 0 | 0 | 0 | 0 | 0 | 0 | 0 | 0 | 0 | 0 | 0 | 0 | 0 | 0 | 0 | 0 | 1 | 1 | 1
PG&E KERN | San Luis Obispo | 70 | 0 | 0 | 0 | 0 | 0 | 0 | 0 | 0 | 0 | 1 | 1 | 1 | 0 | 0 | 0 | 0 | 0 | 0 | 0 | 0 | 0 | 0 | 0 | 0 | 0 | 0 | 0 | 0 | 0 | 0 | 1 | 1 | 1
SDGE | San Luis Rey | 230 | 0 | 0 | 0 | 0 | 0 | 0 | 0 | 0 | 0 | 1 | 1 | 1 | 0 | 0 | 0 | 0 | 0 | 0 | 0 | 0 | 0 | 0 | 0 | 0 | 0 | 0 | 0 | 0 | 0 | 0 | 1 | 1 | 1
SDGE | San Luis Rey | 69 | 0 | 0 | 0 | 0 | 0 | 0 | 0 | 0 | 0 | 1 | 1 | 1 | 0 | 0 | 0 | 0 | 0 | 0 | 0 | 0 | 0 | 0 | 0 | 0 | 0 | 0 | 0 | 0 | 0 | 0 | 1 | 1 | 1
SDGE | San Marcos | 69 | 0 | 0 | 0 | 0 | 0 | 0 | 0 | 0 | 0 | 1 | 1 | 1 | 0 | 0 | 0 | 0 | 0 | 0 | 0 | 0 | 0 | 0 | 0 | 0 | 0 | 0 | 0 | 0 | 0 | 0 | 1 | 1 | 1
SCE Metro | San Onofre | 230 | 0 | 0 | 0 | 0 | 0 | 0 | 0 | 0 | 0 | 1 | 1 | 1 | 0 | 0 | 0 | 0 | 0 | 0 | 0 | 0 | 0 | 0 | 0 | 0 | 0 | 0 | 0 | 0 | 0 | 0 | 1 | 1 | 1
PG&E GBA | San Pablo | 115 | 0 | 0 | 0 | 0 | 0 | 0 | 0 | 0 | 0 | 1 | 1 | 1 | 0 | 0 | 0 | 0 | 0 | 0 | 0 | 0 | 0 | 0 | 0 | 0 | 0 | 0 | 0 | 0 | 0 | 0 | 1 | 1 | 1
PG&E GBA | San Ramon | 230 | 0 | 0 | 0 | 0 | 0 | 0 | 0 | 0 | 0 | 1 | 1 | 1 | 0 | 0 | 0 | 0 | 0 | 0 | 0 | 0 | 0 | 0 | 0 | 0 | 0 | 0 | 0 | 0 | 0 | 0 | 1 | 1 | 1
SDGE | San Ysidro | 69 | 0 | 0 | 0 | 0 | 0 | 0 | 0 | 0 | 0 | 1 | 1 | 1 | 0 | 0 | 0 | 0 | 0 | 0 | 0 | 0 | 0 | 0 | 0 | 0 | 0 | 0 | 0 | 0 | 0 | 0 | 1 | 1 | 1
SCE NOL | Sandlot | 230 | 0 | 0 | 0 | 0 | 0 | 0 | 0 | 0 | 0 | 1 | 1 | 1 | 0 | 0 | 0 | 0 | 0 | 0 | 0 | 0 | 0 | 0 | 0 | 0 | 0 | 0 | 0 | 0 | 0 | 0 | 1 | 1 | 1
EOP | Sandy | 138 | 0 | 0 | 0 | 0 | 0 | 0 | 0 | 0 | 0 | 1 | 1 | 1 | 0 | 0 | 0 | 0 | 0 | 0 | 0 | 0 | 0 | 0 | 0 | 0 | 0 | 0 | 0 | 0 | 0 | 0 | 1 | 1 | 1
PG&E FRESNO | Sanger | 115 | 0 | 0 | 0 | 0 | 0 | 0 | 0 | 0 | 0 | 1 | 1 | 1 | 0 | 0 | 0 | 0 | 0 | 0 | 0 | 0 | 0 | 0 | 0 | 0 | 0 | 0 | 0 | 0 | 0 | 0 | 1 | 1 | 1
SCE Northern | Santa Clara | 230 | 0 | 0 | 0 | 0 | 0 | 0 | 0 | 0 | 0 | 1 | 1 | 1 | 0 | 0 | 0 | 0 | 0 | 0 | 0 | 0 | 0 | 0 | 0 | 0 | 0 | 0 | 0 | 0 | 0 | 0 | 1 | 1 | 1
PG&E NGBA | Santa Rosa A | 115 | 0 | 0 | 0 | 0 | 0 | 0 | 0 | 0 | 0 | 1 | 1 | 1 | 0 | 0 | 0 | 0 | 0 | 0 | 0 | 0 | 0 | 0 | 0 | 0 | 0 | 0 | 0 | 0 | 0 | 0 | 1 | 1 | 1
PG&E GBA | Santa Teresa | 115 | 0 | 0 | 0 | 0 | 0 | 0 | 0 | 0 | 0 | 1 | 1 | 1 | 0 | 0 | 0 | 0 | 0 | 0 | 0 | 0 | 0 | 0 | 0 | 0 | 0 | 0 | 0 | 0 | 0 | 0 | 1 | 1 | 1
SDGE | Santee | 138 | 0 | 0 | 0 | 0 | 0 | 10 | 0 | 10 | 10 | 1 | 1 | 1 | 0 | 0 | 0 | 0 | 0 | 0 | 0 | 0 | 0 | 0 | 0 | 0 | 0 | 0 | 10 | 0 | 10 | 10 | 1 | 1 | 1
SCE Metro | Santiago | 230 | 0 | 0 | 0 | 0 | 0 | 0 | 0 | 0 | 0 | 1 | 1 | 1 | 0 | 0 | 0 | 0 | 0 | 0 | 0 | 0 | 0 | 0 | 0 | 0 | 0 | 0 | 0 | 0 | 0 | 0 | 1 | 1 | 1
PG&E GBA | Saratoga | 230 | 0 | 0 | 0 | 0 | 0 | 0 | 0 | 0 | 0 | 1 | 1 | 1 | 0 | 0 | 0 | 0 | 0 | 0 | 0 | 0 | 0 | 0 | 0 | 0 | 0 | 0 | 0 | 0 | 0 | 0 | 1 | 1 | 1
SCE Northern | Saugus | 230 | 0 | 0 | 0 | 0 | 0 | 0 | 0 | 0 | 0 | 1 | 1 | 1 | 0 | 0 | 0 | 0 | 0 | 0 | 0 | 0 | 0 | 0 | 0 | 0 | 0 | 0 | 0 | 0 | 0 | 0 | 1 | 1 | 1
PG&E FRESNO | Schindler | 115 | 0 | 0 | 0 | 100 | 0 | 0 | 0 | 100 | 100 | 3 | 1 | 3 | 0 | 0 | 0 | 100 | 0 | 0 | 0 | 100 | 100 | 0 | 0 | 0 | 100 | 0 | 0 | 0 | 100 | 100 | 3 | 1 | 3
PG&E FRESNO | Schindler | 70 | 0 | 0 | 0 | 0 | 0 | 0 | 0 | 0 | 0 | 1 | 1 | 1 | 0 | 0 | 0 | 0 | 0 | 0 | 0 | 0 | 0 | 0 | 0 | 0 | 0 | 0 | 0 | 0 | 0 | 0 | 1 | 1 | 1
PG&E GBA | Schulte | 115 | 0 | 0 | 0 | 100 | 0 | 13.3 | 0 | 113.3 | 113.3 | 3 | 1 | 3 | 0 | 0 | 0 | 100 | 0 | 0 | 0 | 100 | 100 | 0 | 0 | 0 | 100 | 0 | 13.3 | 0 | 113.3 | 113.3 | 3 | 1 | 3
SDGE | Scripps | 69 | 0 | 0 | 0 | 0 | 0 | 0 | 0 | 0 | 0 | 1 | 1 | 1 | 0 | 0 | 0 | 0 | 0 | 0 | 0 | 0 | 0 | 0 | 0 | 0 | 0 | 0 | 0 | 0 | 0 | 0 | 1 | 1 | 1
PG&E KERN | Semitropic | 115 | 0 | 0 | 0 | 0 | 0 | 0 | 0 | 0 | 0 | 1 | 1 | 1 | 0 | 0 | 0 | 0 | 0 | 0 | 0 | 0 | 0 | 0 | 0 | 0 | 0 | 0 | 0 | 0 | 0 | 0 | 1 | 1 | 1
SCE Metro | Serrano | 230 | 0 | 0 | 0 | 0 | 0 | 0 | 0 | 0 | 0 | 1 | 1 | 1 | 0 | 0 | 0 | 0 | 0 | 0 | 0 | 0 | 0 | 0 | 0 | 0 | 0 | 0 | 0 | 0 | 0 | 0 | 1 | 1 | 1
SCE Metro | Serrano | 500 | 0 | 0 | 0 | 0 | 0 | 0 | 0 | 0 | 0 | 1 | 1 | 1 | 0 | 0 | 0 | 0 | 0 | 0 | 0 | 0 | 0 | 0 | 0 | 0 | 0 | 0 | 0 | 0 | 0 | 0 | 1 | 1 | 1
SDGE | Shadowridge | 138 | 0 | 0 | 0 | 0 | 0 | 0 | 0 | 0 | 0 | 1 | 1 | 1 | 0 | 0 | 0 | 0 | 0 | 0 | 0 | 0 | 0 | 0 | 0 | 0 | 0 | 0 | 0 | 0 | 0 | 0 | 1 | 1 | 1
PG&E KERN | Shafter | 115 | 0 | 0 | 0 | 0 | 100 | 0 | 0 | 100 | 100 | 3 | 1 | 3 | 0 | 0 | 0 | 0 | 100 | 0 | 0 | 100 | 100 | 0 | 0 | 0 | 0 | 100 | 0 | 0 | 100 | 100 | 3 | 1 | 3
PG&E NGBA | Silverado | 115 | 0 | 0 | 0 | 0 | 0 | 0 | 0 | 0 | 0 | 1 | 1 | 1 | 0 | 0 | 0 | 0 | 0 | 0 | 0 | 0 | 0 | 0 | 0 | 0 | 0 | 0 | 0 | 0 | 0 | 0 | 1 | 1 | 1
SDGE | Silvergate | 230 | 0 | 0 | 0 | 0 | 100 | 0 | 0 | 100 | 100 | 1 | 1 | 2 | 0 | 0 | 0 | 0 | 100 | 0 | 0 | 100 | 100 | 0 | 0 | 0 | 0 | 100 | 0 | 0 | 100 | 100 | 1 | 1 | 2
SDGE | Silvergate | 69 | 0 | 0 | 0 | 0 | 0 | 0 | 0 | 0 | 0 | 1 | 1 | 1 | 0 | 0 | 0 | 0 | 0 | 0 | 0 | 0 | 0 | 0 | 0 | 0 | 0 | 0 | 0 | 0 | 0 | 0 | 1 | 1 | 1
PG&E KERN | Sisquoc | 115 | 0 | 0 | 0 | 0 | 0 | 0 | 0 | 0 | 0 | 1 | 1 | 1 | 0 | 0 | 0 | 0 | 0 | 0 | 0 | 0 | 0 | 0 | 0 | 0 | 0 | 0 | 0 | 0 | 0 | 0 | 1 | 1 | 1
EOP | Sloan Canyon | 230 | 0 | 0 | 0 | 0 | 0 | 0 | 0 | 0 | 0 | 1 | 1 | 1 | 0 | 0 | 0 | 0 | 0 | 0 | 0 | 0 | 0 | 0 | 0 | 0 | 0 | 0 | 0 | 0 | 0 | 0 | 1 | 1 | 1
EOP | Sloan Canyon | 500 | 0 | 0 | 0 | 0 | 0 | 0 | 0 | 0 | 0 | 1 | 1 | 1 | 0 | 0 | 0 | 0 | 0 | 0 | 0 | 0 | 0 | 0 | 0 | 0 | 0 | 0 | 0 | 0 | 0 | 0 | 1 | 1 | 1
PG&E KERN | Smyrna | 115 | 0 | 0 | 0 | 0 | 0 | 0 | 0 | 0 | 0 | 1 | 1 | 1 | 0 | 0 | 0 | 0 | 0 | 0 | 0 | 0 | 0 | 0 | 0 | 0 | 0 | 0 | 0 | 0 | 0 | 0 | 1 | 1 | 1
PG&E GBA | Sobrante | 115 | 0 | 0 | 0 | 0 | 0 | 0 | 0 | 0 | 0 | 1 | 1 | 1 | 0 | 0 | 0 | 0 | 0 | 0 | 0 | 0 | 0 | 0 | 0 | 0 | 0 | 0 | 0 | 0 | 0 | 0 | 1 | 1 | 1
PG&E GBA | Sobrante | 230 | 0 | 0 | 0 | 0 | 0 | 0 | 0 | 0 | 0 | 1 | 1 | 1 | 0 | 0 | 0 | 0 | 0 | 0 | 0 | 0 | 0 | 0 | 0 | 0 | 0 | 0 | 0 | 0 | 0 | 0 | 1 | 1 | 1
PG&E KERN | Solar | 230 | 0 | 0 | 0 | 0 | 0 | 0 | 0 | 0 | 0 | 1 | 1 | 1 | 0 | 0 | 0 | 0 | 0 | 0 | 0 | 0 | 0 | 0 | 0 | 0 | 0 | 0 | 0 | 0 | 0 | 0 | 1 | 1 | 1
PG&E GBA | Soledad | 115 | 0 | 0 | 0 | 0 | 0 | 0 | 0 | 0 | 0 | 1 | 1 | 1 | 150 | 0 | 150 | 0 | 0 | 0 | 0 | 0 | 150 | 150 | 0 | 150 | 0 | 0 | 0 | 0 | 0 | 150 | 3 | 3 | 1
PG&E GBA | Soledad | 60 | 0 | 0 | 0 | 0 | 0 | 0 | 0 | 0 | 0 | 1 | 1 | 1 | 0 | 0 | 0 | 0 | 0 | 0 | 0 | 0 | 0 | 0 | 0 | 0 | 0 | 0 | 0 | 0 | 0 | 0 | 1 | 1 | 1
SDGE | Spring Valley | 69 | 0 | 0 | 0 | 0 | 0 | 0 | 0 | 0 | 0 | 1 | 1 | 1 | 0 | 0 | 0 | 0 | 0 | 0 | 0 | 0 | 0 | 0 | 0 | 0 | 0 | 0 | 0 | 0 | 0 | 0 | 1 | 1 | 1
SCE Northern | Springville | 230 | 0 | 0 | 0 | 0 | 0 | 225 | 0 | 225 | 225 | 1 | 1 | 1 | 0 | 0 | 0 | 0 | 0 | 0 | 0 | 0 | 0 | 0 | 0 | 0 | 0 | 0 | 225 | 0 | 225 | 225 | 1 | 1 | 1
PG&E GBA | Stagg | 230 | 0 | 0 | 0 | 0 | 0 | 0 | 0 | 0 | 0 | 1 | 1 | 1 | 0 | 0 | 0 | 0 | 0 | 0 | 0 | 0 | 0 | 0 | 0 | 0 | 0 | 0 | 0 | 0 | 0 | 0 | 1 | 1 | 1
PG&E GBA | Standard Oil | 115 | 0 | 0 | 0 | 0 | 0 | 0 | 0 | 0 | 0 | 1 | 1 | 1 | 0 | 0 | 0 | 0 | 0 | 0 | 0 | 0 | 0 | 0 | 0 | 0 | 0 | 0 | 0 | 0 | 0 | 0 | 1 | 1 | 1
PG&E GBA | Stanislaus | 115 | 0 | 0 | 0 | 0 | 0 | 0 | 0 | 0 | 0 | 1 | 1 | 1 | 0 | 0 | 0 | 0 | 0 | 0 | 0 | 0 | 0 | 0 | 0 | 0 | 0 | 0 | 0 | 0 | 0 | 0 | 1 | 1 | 1
PG&E KERN | Stockdale | 115 | 0 | 0 | 0 | 0 | 0 | 0 | 0 | 0 | 0 | 1 | 1 | 1 | 0 | 0 | 0 | 0 | 0 | 0 | 0 | 0 | 0 | 0 | 0 | 0 | 0 | 0 | 0 | 0 | 0 | 0 | 1 | 1 | 1
PG&E KERN | Stockdale | 230 | 0 | 0 | 0 | 0 | 0 | 0 | 0 | 0 | 0 | 1 | 1 | 1 | 0 | 0 | 0 | 12 | 0 | 0 | 0 | 12 | 12 | 0 | 0 | 0 | 12 | 0 | 0 | 0 | 12 | 12 | 1 | 1 | 5
PG&E GBA | Stockton A | 115 | 0 | 0 | 0 | 0 | 0 | 0 | 0 | 0 | 0 | 1 | 1 | 1 | 0 | 0 | 0 | 0 | 0 | 0 | 0 | 0 | 0 | 0 | 0 | 0 | 0 | 0 | 0 | 0 | 0 | 0 | 1 | 1 | 1
PG&E GBA | Stone | 115 | 0 | 0 | 0 | 0 | 0 | 0 | 0 | 0 | 0 | 1 | 1 | 1 | 0 | 0 | 0 | 0 | 0 | 0 | 0 | 0 | 0 | 0 | 0 | 0 | 0 | 0 | 0 | 0 | 0 | 0 | 1 | 1 | 1
PG&E FRESNO | Storey | 230 | 0 | 0 | 0 | 0 | 0 | 0 | 0 | 0 | 0 | 1 | 1 | 1 | 0 | 0 | 0 | 0 | 0 | 0 | 0 | 0 | 0 | 0 | 0 | 0 | 0 | 0 | 0 | 0 | 0 | 0 | 1 | 1 | 1
PG&E NGBA | Summit | 115 | 0 | 0 | 0 | 0 | 0 | 0 | 0 | 0 | 0 | 1 | 1 | 1 | 220 | 0 | 220 | 0 | 0 | 0 | 0 | 0 | 220 | 220 | 0 | 220 | 0 | 0 | 0 | 0 | 0 | 220 | 4 | 4 | 1
SDGE | Suncrest | 230 | 0 | 0 | 0 | 0 | 0 | 0 | 0 | 0 | 0 | 1 | 1 | 1 | 0 | 0 | 0 | 0 | 0 | 0 | 0 | 0 | 0 | 0 | 0 | 0 | 0 | 0 | 0 | 0 | 0 | 0 | 1 | 1 | 1
SDGE | Suncrest | 500 | 0 | 0 | 0 | 0 | 0 | 0 | 0 | 0 | 0 | 1 | 1 | 1 | 0 | 0 | 0 | 0 | 0 | 0 | 0 | 0 | 0 | 0 | 0 | 0 | 0 | 0 | 0 | 0 | 0 | 0 | 1 | 1 | 1
PG&E KERN | Sunrise | 230 | 0 | 0 | 0 | 0 | 0 | 0 | 0 | 0 | 0 | 1 | 1 | 1 | 0 | 0 | 0 | 0 | 0 | 0 | 0 | 0 | 0 | 0 | 0 | 0 | 0 | 0 | 0 | 0 | 0 | 0 | 1 | 1 | 1
PG&E KERN | Sunset | 230 | 0 | 0 | 0 | 0 | 0 | 0 | 0 | 0 | 0 | 1 | 1 | 1 | 0 | 0 | 0 | 0 | 0 | 0 | 0 | 0 | 0 | 0 | 0 | 0 | 0 | 0 | 0 | 0 | 0 | 0 | 1 | 1 | 1
PG&E GBA | Swift | 115 | 0 | 0 | 0 | 0 | 0 | 0 | 0 | 0 | 0 | 1 | 1 | 1 | 0 | 0 | 0 | 0 | 0 | 0 | 0 | 0 | 0 | 0 | 0 | 0 | 0 | 0 | 0 | 0 | 0 | 0 | 1 | 1 | 1
SDGE | Sycamore Canyon | 138 | 0 | 0 | 0 | 0 | 0 | 0 | 0 | 0 | 0 | 1 | 1 | 1 | 0 | 0 | 0 | 0 | 0 | 0 | 0 | 0 | 0 | 0 | 0 | 0 | 0 | 0 | 0 | 0 | 0 | 0 | 1 | 1 | 1
SDGE | Sycamore Canyon | 230 | 0 | 0 | 0 | 0 | 0 | 0 | 0 | 0 | 0 | 1 | 1 | 1 | 0 | 0 | 0 | 0 | 0 | 0 | 0 | 0 | 0 | 0 | 0 | 0 | 0 | 0 | 0 | 0 | 0 | 0 | 1 | 1 | 1
SDGE | Sycamore Canyon | 69 | 0 | 0 | 0 | 0 | 0 | 0 | 0 | 0 | 0 | 1 | 1 | 1 | 0 | 0 | 0 | 0 | 0 | 0 | 0 | 0 | 0 | 0 | 0 | 0 | 0 | 0 | 0 | 0 | 0 | 0 | 1 | 1 | 1
SCE Northern | Sylmar | 230 | 0 | 0 | 0 | 200 | 0 | 0 | 0 | 200 | 200 | 1 | 1 | 1 | 0 | 0 | 0 | 200 | 0 | 0 | 0 | 200 | 200 | 0 | 0 | 0 | 200 | 0 | 0 | 0 | 200 | 200 | 1 | 1 | 1
PG&E NGBA | Table Mountain | 115 | 0 | 0 | 0 | 0 | 0 | 0 | 0 | 0 | 0 | 1 | 1 | 1 | 0 | 0 | 0 | 0 | 0 | 0 | 0 | 0 | 0 | 0 | 0 | 0 | 0 | 0 | 0 | 0 | 0 | 0 | 1 | 1 | 1
PG&E NGBA | Table Mountain | 230 | 0 | 0 | 0 | 0 | 200 | 0 | 0 | 200 | 200 | 1 | 1 | 1 | 0 | 0 | 0 | 0 | 200 | 0 | 0 | 200 | 200 | 0 | 0 | 0 | 0 | 200 | 0 | 0 | 200 | 200 | 1 | 1 | 1
PG&E NGBA | Table Mountain | 500 | 0 | 0 | 0 | 0 | 0 | 0 | 0 | 0 | 0 | 1 | 1 | 1 | 0 | 0 | 0 | 0 | 0 | 0 | 0 | 0 | 0 | 0 | 0 | 0 | 0 | 0 | 0 | 0 | 0 | 0 | 1 | 1 | 1
PG&E NGBA | Table Mountain | 60 | 0 | 0 | 0 | 0 | 0 | 0 | 0 | 0 | 0 | 1 | 1 | 1 | 0 | 0 | 0 | 0 | 0 | 0 | 0 | 0 | 0 | 0 | 0 | 0 | 0 | 0 | 0 | 0 | 0 | 0 | 1 | 1 | 1
PG&E KERN | Taft | 115 | 0 | 0 | 0 | 0 | 0 | 0 | 0 | 0 | 0 | 1 | 1 | 1 | 0 | 0 | 0 | 0 | 0 | 0 | 0 | 0 | 0 | 0 | 0 | 0 | 0 | 0 | 0 | 0 | 0 | 0 | 1 | 1 | 1
SDGE | Talega | 138 | 0 | 0 | 0 | 0 | 0 | 0 | 0 | 0 | 0 | 1 | 1 | 1 | 0 | 0 | 0 | 0 | 0 | 0 | 0 | 0 | 0 | 0 | 0 | 0 | 0 | 0 | 0 | 0 | 0 | 0 | 1 | 1 | 1
SDGE | Talega | 230 | 0 | 0 | 0 | 0 | 0 | 0 | 0 | 0 | 0 | 1 | 1 | 1 | 0 | 0 | 0 | 0 | 0 | 0 | 0 | 0 | 0 | 0 | 0 | 0 | 0 | 0 | 0 | 0 | 0 | 0 | 1 | 1 | 1
PG&E GBA | Tassajara | 230 | 0 | 0 | 0 | 0 | 0 | 0 | 0 | 0 | 0 | 1 | 1 | 1 | 0 | 0 | 0 | 0 | 0 | 0 | 0 | 0 | 0 | 0 | 0 | 0 | 0 | 0 | 0 | 0 | 0 | 0 | 1 | 1 | 1
PG&E KERN | Tejon | 70 | 0 | 0 | 0 | 0 | 0 | 0 | 0 | 0 | 0 | 1 | 1 | 1 | 0 | 0 | 0 | 0 | 0 | 0 | 0 | 0 | 0 | 0 | 0 | 0 | 0 | 0 | 0 | 0 | 0 | 0 | 1 | 1 | 1
SDGE | Telegraph Canyon | 138 | 0 | 0 | 0 | 0 | 0 | 0 | 0 | 0 | 0 | 1 | 1 | 1 | 0 | 0 | 0 | 0 | 0 | 0 | 0 | 0 | 0 | 0 | 0 | 0 | 0 | 0 | 0 | 0 | 0 | 0 | 1 | 1 | 1
PG&E KERN | Temblor | 115 | 0 | 0 | 0 | 0 | 0 | 0 | 0 | 0 | 0 | 1 | 1 | 1 | 0 | 0 | 0 | 0 | 0 | 0 | 0 | 0 | 0 | 0 | 0 | 0 | 0 | 0 | 0 | 0 | 0 | 0 | 1 | 1 | 1
PG&E KERN | Templeton | 230 | 0 | 0 | 0 | 0 | 0 | 0 | 0 | 0 | 0 | 1 | 1 | 1 | 0 | 0 | 0 | 0 | 0 | 0 | 0 | 0 | 0 | 0 | 0 | 0 | 0 | 0 | 0 | 0 | 0 | 0 | 1 | 1 | 1
PG&E KERN | Templeton | 70 | 0 | 0 | 0 | 0 | 0 | 0 | 0 | 0 | 0 | 1 | 1 | 1 | 0 | 0 | 0 | 0 | 0 | 0 | 0 | 0 | 0 | 0 | 0 | 0 | 0 | 0 | 0 | 0 | 0 | 0 | 1 | 1 | 1
PG&E GBA | Tesla | 115 | 0 | 0 | 0 | 0 | 0 | 0 | 0 | 0 | 0 | 1 | 1 | 1 | 0 | 0 | 0 | 0 | 0 | 0 | 0 | 0 | 0 | 0 | 0 | 0 | 0 | 0 | 0 | 0 | 0 | 0 | 1 | 1 | 1
PG&E GBA | Tesla | 230 | 0 | 0 | 0 | 0 | 0 | 125 | 0 | 125 | 125 | 1 | 1 | 2 | 0 | 0 | 0 | 0 | 0 | 0 | 0 | 0 | 0 | 0 | 0 | 0 | 0 | 0 | 125 | 0 | 125 | 125 | 1 | 1 | 2
PG&E GBA | Tesla | 500 | 0 | 0 | 0 | 0 | 0 | 0 | 0 | 0 | 0 | 1 | 1 | 1 | 0 | 0 | 0 | 0 | 0 | 0 | 0 | 0 | 0 | 0 | 0 | 0 | 0 | 0 | 0 | 0 | 0 | 0 | 1 | 1 | 1
PG&E KERN | Tevis | 115 | 0 | 0 | 0 | 100 | 0 | 0 | 0 | 100 | 100 | 3 | 1 | 3 | 0 | 0 | 0 | 100 | 0 | 0 | 0 | 100 | 100 | 0 | 0 | 0 | 100 | 0 | 0 | 0 | 100 | 100 | 3 | 1 | 3
EOP | Thousandaire | 138 | 0 | 0 | 0 | 0 | 0 | 0 | 0 | 0 | 0 | 1 | 1 | 1 | 0 | 0 | 0 | 0 | 0 | 0 | 0 | 0 | 0 | 0 | 0 | 0 | 0 | 0 | 0 | 0 | 0 | 0 | 1 | 1 | 1
PG&E KERN | Topaz | 230 | 0 | 0 | 0 | 0 | 0 | 0 | 0 | 0 | 0 | 1 | 1 | 1 | 0 | 0 | 0 | 0 | 0 | 0 | 0 | 0 | 0 | 0 | 0 | 0 | 0 | 0 | 0 | 0 | 0 | 0 | 1 | 1 | 1
SCE NOL | Tortilla | 115 | 0 | 0 | 0 | 0 | 0 | 0 | 0 | 0 | 0 | 1 | 1 | 1 | 0 | 0 | 0 | 0 | 0 | 0 | 0 | 0 | 0 | 0 | 0 | 0 | 0 | 0 | 0 | 0 | 0 | 0 | 1 | 1 | 1
SDGE | Trabuco | 138 | 0 | 0 | 0 | 0 | 0 | 0 | 0 | 0 | 0 | 1 | 1 | 1 | 0 | 0 | 0 | 0 | 0 | 0 | 0 | 0 | 0 | 0 | 0 | 0 | 0 | 0 | 0 | 0 | 0 | 0 | 1 | 1 | 1
PG&E GBA | Tracy | 115 | 0 | 0 | 0 | 0 | 0 | 0 | 0 | 0 | 0 | 1 | 1 | 1 | 0 | 0 | 0 | 0 | 0 | 0 | 0 | 0 | 0 | 0 | 0 | 0 | 0 | 0 | 0 | 0 | 0 | 0 | 1 | 1 | 1
PG&E FRESNO | Tranquility | 230 | 0 | 0 | 0 | 434 | 600 | 352 | 0 | 1386 | 1386 | 2 | 1 | 2 | 0 | 0 | 0 | 434 | 200 | 0 | 0 | 634 | 634 | 0 | 0 | 0 | 434 | 600 | 352 | 0 | 1386 | 1386 | 2 | 1 | 2
PG&E GBA | Trimble | 115 | 0 | 0 | 0 | 0 | 0 | 0 | 0 | 0 | 0 | 1 | 1 | 1 | 0 | 0 | 0 | 0 | 0 | 0 | 0 | 0 | 0 | 0 | 0 | 0 | 0 | 0 | 0 | 0 | 0 | 0 | 1 | 1 | 1
EOP | Trout Canyon | 230 | 0 | 0 | 0 | 65 | 650 | 485 | 0 | 1200 | 1200 | 2 | 1 | 2 | 0 | 0 | 0 | 0 | 0 | 0 | 0 | 0 | 0 | 0 | 0 | 0 | 65 | 650 | 485 | 0 | 1200 | 1200 | 2 | 1 | 2
EOP | Trout Canyon | 500 | 0 | 0 | 0 | 0 | 300 | 0 | 80 | 380 | 380 | 1 | 1 | 2 | 0 | 0 | 0 | 0 | 300 | 0 | 80 | 380 | 380 | 0 | 0 | 0 | 0 | 300 | 0 | 80 | 380 | 380 | 1 | 1 | 2
PG&E NGBA | Tulucay | 230 | 0 | 0 | 0 | 0 | 0 | 0 | 0 | 0 | 0 | 1 | 1 | 1 | 0 | 0 | 0 | 0 | 0 | 0 | 0 | 0 | 0 | 0 | 0 | 0 | 0 | 0 | 0 | 0 | 0 | 0 | 1 | 1 | 1
PG&E NGBA | Tulucay | 60 | 0 | 0 | 0 | 0 | 0 | 0 | 0 | 0 | 0 | 1 | 1 | 1 | 0 | 0 | 0 | 0 | 0 | 0 | 0 | 0 | 0 | 0 | 0 | 0 | 0 | 0 | 0 | 0 | 0 | 0 | 1 | 1 | 1
PG&E KERN | Tupman | 115 | 0 | 0 | 0 | 0 | 0 | 0 | 0 | 0 | 0 | 1 | 1 | 1 | 0 | 0 | 0 | 0 | 0 | 0 | 0 | 0 | 0 | 0 | 0 | 0 | 0 | 0 | 0 | 0 | 0 | 0 | 1 | 1 | 1
PG&E NGBA | Ukiah | 115 | 0 | 0 | 0 | 0 | 0 | 0 | 0 | 0 | 0 | 1 | 1 | 1 | 0 | 0 | 0 | 0 | 0 | 0 | 0 | 0 | 0 | 0 | 0 | 0 | 0 | 0 | 0 | 0 | 0 | 0 | 1 | 1 | 1
PG&E KERN | Union (Estrella) | 70 | 0 | 0 | 0 | 0 | 0 | 0 | 0 | 0 | 0 | 1 | 1 | 1 | 0 | 0 | 0 | 0 | 0 | 0 | 0 | 0 | 0 | 0 | 0 | 0 | 0 | 0 | 0 | 0 | 0 | 0 | 1 | 1 | 1
PG&E NGBA | Vaca Dixon | 115 | 0 | 0 | 0 | 0 | 0 | 0 | 0 | 0 | 0 | 1 | 1 | 1 | 0 | 0 | 0 | 0 | 0 | 0 | 0 | 0 | 0 | 0 | 0 | 0 | 0 | 0 | 0 | 0 | 0 | 0 | 1 | 1 | 1
PG&E NGBA | Vaca Dixon | 230 | 0 | 0 | 0 | 0 | 200 | 300 | 0 | 500 | 500 | 1 | 1 | 1 | 70 | 0 | 70 | 0 | 200 | 0 | 0 | 200 | 270 | 70 | 0 | 70 | 0 | 200 | 300 | 0 | 500 | 570 | 1 | 2 | 1
PG&E NGBA | Vaca Dixon | 500 | 0 | 0 | 0 | 0 | 300 | 0 | 0 | 300 | 300 | 1 | 1 | 2 | 0 | 0 | 0 | 0 | 300 | 0 | 0 | 300 | 300 | 0 | 0 | 0 | 0 | 300 | 0 | 0 | 300 | 300 | 1 | 1 | 2
PG&E NGBA | Vaca Dixon | 60 | 0 | 0 | 0 | 0 | 0 | 0 | 0 | 0 | 0 | 1 | 1 | 1 | 0 | 0 | 0 | 0 | 0 | 0 | 0 | 0 | 0 | 0 | 0 | 0 | 0 | 0 | 0 | 0 | 0 | 0 | 1 | 1 | 1
SCE Eastern | Valley (SCE) | 500 | 0 | 0 | 0 | 500 | 0 | 310 | 0 | 810 | 810 | 1 | 1 | 1 | 0 | 0 | 0 | 500 | 700 | 0 | 0 | 1200 | 1200 | 0 | 0 | 0 | 500 | 700 | 310 | 0 | 1510 | 1510 | 1 | 1 | 1
EOP | Valley (VEA) | 138 | 0 | 0 | 0 | 0 | 0 | 0 | 0 | 0 | 0 | 1 | 1 | 1 | 0 | 0 | 0 | 0 | 0 | 0 | 0 | 0 | 0 | 0 | 0 | 0 | 0 | 0 | 0 | 0 | 0 | 0 | 1 | 1 | 1
SDGE | Valley Center | 69 | 0 | 0 | 0 | 0 | 0 | 0 | 0 | 0 | 0 | 1 | 1 | 1 | 0 | 0 | 0 | 0 | 0 | 0 | 0 | 0 | 0 | 0 | 0 | 0 | 0 | 0 | 0 | 0 | 0 | 0 | 1 | 1 | 1
PG&E GBA | Valley Home | 115 | 0 | 0 | 0 | 0 | 100 | 0 | 0 | 100 | 100 | 3 | 1 | 3 | 0 | 0 | 0 | 0 | 100 | 0 | 0 | 100 | 100 | 0 | 0 | 0 | 0 | 100 | 0 | 0 | 100 | 100 | 3 | 1 | 3
PG&E GBA | Valley Springs | 230 | 0 | 0 | 0 | 0 | 0 | 0 | 0 | 0 | 0 | 1 | 1 | 1 | 0 | 0 | 0 | 0 | 0 | 0 | 0 | 0 | 0 | 0 | 0 | 0 | 0 | 0 | 0 | 0 | 0 | 0 | 1 | 1 | 1
PG&E GBA | Valley Springs | 60 | 0 | 0 | 0 | 0 | 0 | 0 | 0 | 0 | 0 | 1 | 1 | 1 | 0 | 0 | 0 | 0 | 0 | 0 | 0 | 0 | 0 | 0 | 0 | 0 | 0 | 0 | 0 | 0 | 0 | 0 | 1 | 1 | 1
EOP | Valley Switch | 138 | 0 | 0 | 0 | 0 | 0 | 0 | 0 | 0 | 0 | 1 | 1 | 1 | 0 | 0 | 0 | 0 | 0 | 0 | 0 | 0 | 0 | 0 | 0 | 0 | 0 | 0 | 0 | 0 | 0 | 0 | 1 | 1 | 1
EOP | Valley Switch | 230 | 0 | 0 | 0 | 0 | 0 | 0 | 0 | 0 | 0 | 1 | 1 | 1 | 0 | 0 | 0 | 0 | 0 | 0 | 0 | 0 | 0 | 0 | 0 | 0 | 0 | 0 | 0 | 0 | 0 | 0 | 1 | 1 | 1
PG&E GBA | Vasco | 230 | 0 | 0 | 0 | 0 | 0 | 0 | 0 | 0 | 0 | 1 | 1 | 1 | 0 | 0 | 0 | 0 | 0 | 0 | 0 | 0 | 0 | 0 | 0 | 0 | 0 | 0 | 0 | 0 | 0 | 0 | 1 | 1 | 1
PG&E GBA | Vasona | 230 | 0 | 0 | 0 | 0 | 0 | 0 | 0 | 0 | 0 | 1 | 1 | 1 | 0 | 0 | 0 | 0 | 0 | 0 | 0 | 0 | 0 | 0 | 0 | 0 | 0 | 0 | 0 | 0 | 0 | 0 | 1 | 1 | 1
SCE Northern | Vestal | 230 | 0 | 0 | 0 | 200 | 50 | 50 | 0 | 300 | 300 | 1 | 1 | 1 | 0 | 0 | 0 | 200 | 0 | 0 | 0 | 200 | 200 | 0 | 0 | 0 | 200 | 50 | 50 | 0 | 300 | 300 | 1 | 1 | 1
SCE Northern | Vestal | 66 | 0 | 0 | 0 | 0 | 0 | 0 | 0 | 0 | 0 | 1 | 1 | 1 | 0 | 0 | 0 | 0 | 0 | 0 | 0 | 0 | 0 | 0 | 0 | 0 | 0 | 0 | 0 | 0 | 0 | 0 | 1 | 1 | 1
SCE NOL | Victor | 115 | 0 | 0 | 0 | 0 | 0 | 0 | 0 | 0 | 0 | 1 | 1 | 1 | 0 | 0 | 0 | 154 | 0 | 0 | 0 | 154 | 154 | 0 | 0 | 0 | 154 | 0 | 0 | 0 | 154 | 154 | 3 | 1 | 3
SCE NOL | Victor | 230 | 0 | 0 | 0 | 0 | 0 | 0 | 0 | 0 | 0 | 1 | 1 | 1 | 0 | 0 | 0 | 0 | 0 | 0 | 0 | 0 | 0 | 0 | 0 | 0 | 0 | 0 | 0 | 0 | 0 | 0 | 1 | 1 | 1
SCE Metro | Viejo | 230 | 0 | 0 | 0 | 0 | 0 | 0 | 0 | 0 | 0 | 1 | 1 | 1 | 0 | 0 | 0 | 0 | 0 | 0 | 0 | 0 | 0 | 0 | 0 | 0 | 0 | 0 | 0 | 0 | 0 | 0 | 1 | 1 | 1
PG&E GBA | Vierra | 115 | 0 | 0 | 0 | 0 | 0 | 92 | 0 | 92 | 92 | 2 | 1 | 2 | 0 | 0 | 0 | 0 | 0 | 0 | 0 | 0 | 0 | 0 | 0 | 0 | 0 | 0 | 92 | 0 | 92 | 92 | 2 | 1 | 2
SCE Metro | Villa Park | 230 | 0 | 0 | 0 | 0 | 0 | 0 | 0 | 0 | 0 | 1 | 1 | 1 | 0 | 0 | 0 | 0 | 0 | 0 | 0 | 0 | 0 | 0 | 0 | 0 | 0 | 0 | 0 | 0 | 0 | 0 | 1 | 1 | 1
SCE Northern | Vincent | 230 | 0 | 0 | 0 | 0 | 0 | 59 | 0 | 59 | 59 | 1 | 1 | 2 | 0 | 0 | 0 | 0 | 0 | 0 | 0 | 0 | 0 | 0 | 0 | 0 | 0 | 0 | 59 | 0 | 59 | 59 | 1 | 1 | 2
SCE Northern | Vincent | 500 | 0 | 0 | 0 | 0 | 0 | 0 | 0 | 0 | 0 | 1 | 1 | 1 | 0 | 0 | 0 | 2050 | 0 | 0 | 0 | 2050 | 2050 | 0 | 0 | 0 | 2050 | 0 | 0 | 0 | 2050 | 2050 | 2 | 1 | 2
PG&E GBA | Vineyard | 230 | 0 | 0 | 0 | 0 | 0 | 0 | 0 | 0 | 0 | 1 | 1 | 1 | 0 | 0 | 0 | 0 | 0 | 0 | 0 | 0 | 0 | 0 | 0 | 0 | 0 | 0 | 0 | 0 | 0 | 0 | 1 | 1 | 1
SDGE | Vineyard | 69 | 0 | 0 | 0 | 0 | 0 | 0 | 0 | 0 | 0 | 1 | 1 | 1 | 0 | 0 | 0 | 0 | 0 | 0 | 0 | 0 | 0 | 0 | 0 | 0 | 0 | 0 | 0 | 0 | 0 | 0 | 1 | 1 | 1
SCE Eastern | Vista (SCE) | 230 | 0 | 0 | 0 | 300 | 0 | 0 | 0 | 300 | 300 | 1 | 1 | 1 | 0 | 0 | 0 | 300 | 0 | 0 | 0 | 300 | 300 | 0 | 0 | 0 | 300 | 0 | 0 | 0 | 300 | 300 | 1 | 1 | 1
EOP | Vista (VEA) | 138 | 0 | 0 | 0 | 0 | 0 | 0 | 0 | 0 | 0 | 1 | 1 | 1 | 0 | 0 | 0 | 0 | 0 | 0 | 0 | 0 | 0 | 0 | 0 | 0 | 0 | 0 | 0 | 0 | 0 | 0 | 1 | 1 | 1
EOP | Vista (VEA) | 230 | 0 | 0 | 0 | 0 | 0 | 0 | 0 | 0 | 0 | 1 | 1 | 1 | 0 | 0 | 0 | 0 | 0 | 0 | 0 | 0 | 0 | 0 | 0 | 0 | 0 | 0 | 0 | 0 | 0 | 0 | 1 | 1 | 1
PG&E FRESNO | Wahtoke | 115 | 0 | 0 | 0 | 0 | 0 | 0 | 0 | 0 | 0 | 1 | 1 | 1 | 0 | 0 | 0 | 0 | 0 | 0 | 0 | 0 | 0 | 0 | 0 | 0 | 0 | 0 | 0 | 0 | 0 | 0 | 1 | 1 | 1
SCE Northern | Wakefield | 66 | 0 | 0 | 0 | 200 | 0 | 30 | 0 | 230 | 230 | 5 | 1 | 5 | 0 | 0 | 0 | 200 | 0 | 0 | 0 | 200 | 200 | 0 | 0 | 0 | 200 | 0 | 30 | 0 | 230 | 230 | 5 | 1 | 5
SCE Metro | Walnut | 230 | 0 | 0 | 0 | 0 | 0 | 400 | 0 | 400 | 400 | 1 | 1 | 1 | 0 | 0 | 0 | 0 | 0 | 0 | 0 | 0 | 0 | 0 | 0 | 0 | 0 | 0 | 400 | 0 | 400 | 400 | 1 | 1 | 1
SCE Northern | Warne | 230 | 0 | 0 | 0 | 0 | 0 | 0 | 0 | 0 | 0 | 1 | 1 | 1 | 0 | 0 | 0 | 0 | 0 | 0 | 0 | 0 | 0 | 0 | 0 | 0 | 0 | 0 | 0 | 0 | 0 | 0 | 1 | 1 | 1
PG&E GBA | Warnerville | 230 | 0 | 0 | 0 | 0 | 0 | 0 | 0 | 0 | 0 | 1 | 1 | 1 | 0 | 0 | 0 | 0 | 0 | 0 | 0 | 0 | 0 | 0 | 0 | 0 | 0 | 0 | 0 | 0 | 0 | 0 | 1 | 1 | 1
PG&E FRESNO | Waukena | 115 | 0 | 0 | 0 | 0 | 0 | 0 | 0 | 0 | 0 | 1 | 1 | 1 | 0 | 0 | 0 | 0 | 0 | 0 | 0 | 0 | 0 | 0 | 0 | 0 | 0 | 0 | 0 | 0 | 0 | 0 | 1 | 1 | 1
PG&E GBA | Weber | 230 | 0 | 0 | 0 | 0 | 0 | 0 | 0 | 0 | 0 | 1 | 1 | 1 | 0 | 0 | 0 | 0 | 0 | 0 | 0 | 0 | 0 | 0 | 0 | 0 | 0 | 0 | 0 | 0 | 0 | 0 | 1 | 1 | 1
PG&E GBA | Weber | 60 | 0 | 0 | 0 | 0 | 0 | 20 | 0 | 20 | 20 | 3 | 1 | 3 | 0 | 0 | 0 | 0 | 0 | 0 | 0 | 0 | 0 | 0 | 0 | 0 | 0 | 0 | 20 | 0 | 20 | 20 | 3 | 1 | 3
PG&E FRESNO | West Fresno | 115 | 0 | 0 | 0 | 0 | 0 | 0 | 0 | 0 | 0 | 1 | 1 | 1 | 0 | 0 | 0 | 0 | 0 | 0 | 0 | 0 | 0 | 0 | 0 | 0 | 0 | 0 | 0 | 0 | 0 | 0 | 1 | 1 | 1
PG&E FRESNO | Westley | 230 | 0 | 0 | 0 | 0 | 0 | 0 | 900 | 900 | 900 | 1 | 1 | 1 | 0 | 0 | 0 | 0 | 0 | 0 | 900 | 900 | 900 | 0 | 0 | 0 | 0 | 0 | 0 | 900 | 900 | 900 | 1 | 1 | 1
PG&E KERN | Westpark | 115 | 0 | 0 | 0 | 0 | 0 | 0 | 0 | 0 | 0 | 1 | 1 | 1 | 0 | 0 | 0 | 0 | 0 | 0 | 0 | 0 | 0 | 0 | 0 | 0 | 0 | 0 | 0 | 0 | 0 | 0 | 1 | 1 | 1
PG&E KERN | Wheeler Ridge | 230 | 0 | 0 | 0 | 500 | 0 | 0 | 0 | 500 | 500 | 1 | 1 | 1 | 0 | 0 | 0 | 500 | 0 | 0 | 0 | 500 | 500 | 0 | 0 | 0 | 500 | 0 | 0 | 0 | 500 | 500 | 1 | 1 | 1
PG&E KERN | Wheeler Ridge | 115 | 0 | 0 | 0 | 0 | 0 | 0 | 0 | 0 | 0 | 1 | 1 | 1 | 0 | 0 | 0 | 0 | 0 | 0 | 0 | 0 | 0 | 0 | 0 | 0 | 0 | 0 | 0 | 0 | 0 | 0 | 1 | 1 | 1
PG&E KERN | Wheeler Ridge | 70 | 0 | 0 | 0 | 0 | 0 | 92 | 0 | 92 | 92 | 4 | 1 | 4 | 0 | 0 | 0 | 0 | 0 | 0 | 0 | 0 | 0 | 0 | 0 | 0 | 0 | 0 | 92 | 0 | 92 | 92 | 4 | 1 | 4
SCE Northern | Whirlwind | 230 | 0 | 0 | 0 | 1400 | 188 | 550 | 523 | 2661 | 2661 | 3 | 1 | 3 | 0 | 0 | 0 | 1356 | 0 | 0 | 0 | 1356 | 1356 | 0 | 0 | 0 | 1400 | 188 | 550 | 523 | 2661 | 2661 | 3 | 1 | 3
SCE Northern | Whirlwind | 500 | 0 | 0 | 0 | 1247 | 0 | 0 | 0 | 1247 | 1247 | 1 | 1 | 1 | 0 | 0 | 0 | 1247 | 0 | 0 | 0 | 1247 | 1247 | 0 | 0 | 0 | 1247 | 0 | 0 | 0 | 1247 | 1247 | 1 | 1 | 1
PG&E GBA | Whisman | 115 | 0 | 0 | 0 | 0 | 0 | 0 | 0 | 0 | 0 | 1 | 1 | 1 | 0 | 0 | 0 | 0 | 0 | 0 | 0 | 0 | 0 | 0 | 0 | 0 | 0 | 0 | 0 | 0 | 0 | 0 | 1 | 1 | 1
SCE Eastern | Wildlife | 230 | 0 | 0 | 0 | 0 | 0 | 0 | 0 | 0 | 0 | 1 | 1 | 1 | 0 | 0 | 0 | 0 | 0 | 0 | 0 | 0 | 0 | 0 | 0 | 0 | 0 | 0 | 0 | 0 | 0 | 0 | 1 | 1 | 1
PG&E FRESNO | Wilson | 115 | 0 | 0 | 0 | 0 | 0 | 0 | 0 | 0 | 0 | 1 | 1 | 1 | 0 | 0 | 0 | 0 | 0 | 0 | 0 | 0 | 0 | 0 | 0 | 0 | 0 | 0 | 0 | 0 | 0 | 0 | 1 | 1 | 1
PG&E FRESNO | Wilson | 230 | 0 | 0 | 0 | 0 | 0 | 0 | 0 | 0 | 0 | 1 | 1 | 1 | 0 | 0 | 0 | 0 | 0 | 0 | 0 | 0 | 0 | 0 | 0 | 0 | 0 | 0 | 0 | 0 | 0 | 0 | 1 | 1 | 1
SCE Northern | Windhub | 230 | 0 | 0 | 0 | 0 | 1020 | 500 | 0 | 1520 | 1520 | 2 | 1 | 2 | 0 | 0 | 0 | 0 | 0 | 0 | 0 | 0 | 0 | 0 | 0 | 0 | 0 | 1020 | 500 | 0 | 1520 | 1520 | 2 | 1 | 2
SCE Northern | Windhub | 500 | 0 | 0 | 0 | 153 | 0 | 15 | 0 | 168 | 168 | 1 | 1 | 4 | 0 | 0 | 0 | 0 | 0 | 0 | 0 | 0 | 0 | 0 | 0 | 0 | 153 | 0 | 15 | 0 | 168 | 168 | 1 | 1 | 4
PG&E GBA | Windmaster | 230 | 0 | 0 | 0 | 0 | 0 | 0 | 0 | 0 | 0 | 1 | 1 | 1 | 0 | 0 | 0 | 0 | 0 | 0 | 0 | 0 | 0 | 0 | 0 | 0 | 0 | 0 | 0 | 0 | 0 | 0 | 1 | 1 | 1
PG&E NGBA | Windsor | 60 | 0 | 0 | 0 | 0 | 0 | 0 | 0 | 0 | 0 | 1 | 1 | 1 | 0 | 0 | 0 | 0 | 0 | 0 | 0 | 0 | 0 | 0 | 0 | 0 | 0 | 0 | 0 | 0 | 0 | 0 | 1 | 1 | 1
PG&E NGBA | Woodland | 115 | 0 | 0 | 0 | 0 | 12 | 0 | 0 | 12 | 12 | 1 | 1 | 1 | 0 | 0 | 0 | 0 | 0 | 0 | 0 | 0 | 0 | 0 | 0 | 0 | 0 | 12 | 0 | 0 | 12 | 12 | 1 | 1 | 1
PG&E FRESNO | Woodward | 115 | 0 | 0 | 0 | 0 | 0 | 0 | 0 | 0 | 0 | 1 | 1 | 1 | 0 | 0 | 0 | 0 | 0 | 0 | 0 | 0 | 0 | 0 | 0 | 0 | 0 | 0 | 0 | 0 | 0 | 0 | 1 | 1 | 1
PG&E NGBA | Wyandotte | 115 | 0 | 0 | 0 | 0 | 0 | 0 | 0 | 0 | 0 | 1 | 1 | 1 | 0 | 0 | 0 | 0 | 0 | 0 | 0 | 0 | 0 | 0 | 0 | 0 | 0 | 0 | 0 | 0 | 0 | 0 | 1 | 1 | 1

## Upgrades_Ix
[9 empty] | Substation Prioritization |  |  |  | Available Positions | [6 empty] | Logic Flags |  |  |  | Upgrade Criteria | [5 empty] | Upgrade Results
2041 - Mapped Generic Resources
|  | Wind | Wind | Onshore Wind | Solar | Solar | Solar | Geothermal | Busbar | PTO | Default Capacity | Have info from IOU | Current Open Bay | Future Open Bay | No Current or Future Open Bay | Position Available | High Availability | Mid Availability | Low Availability | Expansion available beyond existing footprint | Expansion available within existing footprint | Cannot accept due to SCD | New Substation | Info Not Available | Short Circuit Duty Limit | New Substation | High | Mid | Low | Upgrade Assignment | Crtieria Alignment Score
CAISO Study Area |  | FCDS | EODS | Total | FCDS | EODS | Total | FCDS |  |  | MW |  | PGE | PGE | PGE | SDGE | SCE | SCE | SCE | SDGE
PG&E KERN | 7th Standard | 0 | 0 | 0 | 0 | 90 | 90 | 0 | 7th Standard | 115 | 100 | FALSE | FALSE | FALSE | TRUE | FALSE | FALSE | FALSE | FALSE | FALSE | FALSE | FALSE | TRUE | TRUE | FALSE | FALSE | FALSE | FALSE | FALSE | Info Not Available
SCE Metro | Alamitos | 0 | 0 | 0 | 382 | 0 | 382 | 0 | Alamitos | 230 | 1500 | FALSE | FALSE | FALSE | TRUE | FALSE | FALSE | FALSE | FALSE | FALSE | FALSE | FALSE | TRUE | TRUE | FALSE | FALSE | FALSE | FALSE | FALSE | Info Not Available
SCE Eastern | Alberhill | 0 | 0 | 0 | 2984 | 1000 | 3984 | 0 | Alberhill | 115 | 100 | FALSE | FALSE | FALSE | TRUE | FALSE | FALSE | FALSE | FALSE | FALSE | FALSE | FALSE | TRUE | TRUE | FALSE | FALSE | FALSE | FALSE | FALSE | Info Not Available
SCE Eastern | Alberhill | 0 | 0 | 0 | 435 | 0 | 435 | 0 | Alberhill | 500 | 3000 | FALSE | FALSE | FALSE | TRUE | FALSE | FALSE | FALSE | FALSE | FALSE | FALSE | FALSE | TRUE | TRUE | FALSE | FALSE | FALSE | FALSE | FALSE | Info Not Available
PG&E GBA | Alhambra | 0 | 0 | 0 | 0 | 0 | 0 | 0 | Alhambra | 115 | 100 | FALSE | FALSE | FALSE | TRUE | FALSE | FALSE | FALSE | FALSE | FALSE | FALSE | FALSE | TRUE | TRUE | FALSE | FALSE | FALSE | FALSE | FALSE | Info Not Available
PG&E FRESNO | Alpaugh | 0 | 0 | 0 | 0 | 0 | 0 | 0 | Alpaugh | 115 | 100 | TRUE | FALSE | FALSE | TRUE | FALSE | FALSE | FALSE | FALSE | FALSE | TRUE | FALSE | FALSE | FALSE | FALSE | FALSE | TRUE | FALSE | FALSE | High | 3
SDGE | Alpine | 0 | 0 | 0 | 0 | 0 | 0 | 0 | Alpine | 69 | 0 | FALSE | FALSE | FALSE | TRUE | FALSE | FALSE | FALSE | FALSE | FALSE | FALSE | FALSE | TRUE | TRUE | FALSE | FALSE | FALSE | FALSE | FALSE | Info Not Available
PG&E GBA | Altamont Midway (Sandhill) | 0 | 0 | 0 | 0 | 0 | 0 | 0 | Altamont Midway (Sandhill) | 230 | 1500 | FALSE | FALSE | FALSE | TRUE | FALSE | FALSE | FALSE | FALSE | FALSE | FALSE | FALSE | TRUE | TRUE | FALSE | FALSE | FALSE | FALSE | FALSE | Info Not Available
SCE Northern | Antelope | 0 | 0 | 0 | 0 | 0 | 0 | 0 | Antelope | 66 | 0 | FALSE | FALSE | FALSE | TRUE | FALSE | FALSE | FALSE | FALSE | FALSE | FALSE | FALSE | TRUE | TRUE | FALSE | FALSE | FALSE | FALSE | FALSE | Info Not Available
SCE Northern | Antelope | 0 | 0 | 0 | 933 | 450 | 1383 | 0 | Antelope | 230 | 1500 | TRUE | FALSE | FALSE | TRUE | FALSE | FALSE | FALSE | TRUE | FALSE | FALSE | FALSE | TRUE | FALSE | FALSE | TRUE | FALSE | FALSE | FALSE | New Substation | 4
SCE Northern | Antelope | 0 | 0 | 0 | 0 | 1000 | 1000 | 0 | Antelope | 500 | 3000 | FALSE | FALSE | FALSE | TRUE | FALSE | FALSE | FALSE | FALSE | FALSE | FALSE | FALSE | TRUE | TRUE | FALSE | FALSE | FALSE | FALSE | FALSE | Info Not Available
PG&E NGBA | Arcata | 0 | 0 | 0 | 0 | 0 | 0 | 0 | Arcata | 60 | 0 | FALSE | FALSE | FALSE | TRUE | FALSE | FALSE | FALSE | FALSE | FALSE | FALSE | FALSE | TRUE | TRUE | FALSE | FALSE | FALSE | FALSE | FALSE | Info Not Available
PG&E KERN | Arco | 0 | 0 | 0 | 1840 | 0 | 1840 | 0 | Arco | 230 | 1500 | TRUE | FALSE | TRUE | TRUE | FALSE | FALSE | FALSE | FALSE | FALSE | TRUE | FALSE | FALSE | FALSE | FALSE | FALSE | TRUE | TRUE | FALSE | High | 3
PG&E KERN | Arco | 0 | 0 | 0 | 0 | 0 | 0 | 0 | Arco | 70 | 0 | FALSE | FALSE | FALSE | TRUE | FALSE | FALSE | FALSE | FALSE | FALSE | FALSE | FALSE | TRUE | TRUE | FALSE | FALSE | FALSE | FALSE | FALSE | Info Not Available
SCE Metro | ArcoGen | 0 | 0 | 0 | 0 | 0 | 0 | 0 | ArcoGen | 230 | 1500 | FALSE | FALSE | FALSE | TRUE | FALSE | FALSE | FALSE | FALSE | FALSE | FALSE | FALSE | TRUE | TRUE | FALSE | FALSE | FALSE | FALSE | FALSE | Info Not Available
SDGE | Artesian | 0 | 0 | 0 | 0 | 0 | 0 | 0 | Artesian | 230 | 1500 | FALSE | FALSE | FALSE | TRUE | FALSE | FALSE | FALSE | FALSE | FALSE | FALSE | FALSE | TRUE | TRUE | FALSE | FALSE | FALSE | FALSE | FALSE | Info Not Available
SDGE | Artesian | 0 | 0 | 0 | 0 | 0 | 0 | 0 | Artesian | 69 | 0 | FALSE | FALSE | FALSE | TRUE | FALSE | FALSE | FALSE | FALSE | FALSE | FALSE | FALSE | TRUE | TRUE | FALSE | FALSE | FALSE | FALSE | FALSE | Info Not Available
PG&E FRESNO | Ashlan | 0 | 0 | 0 | 0 | 0 | 0 | 0 | Ashlan | 230 | 1500 | FALSE | FALSE | FALSE | TRUE | FALSE | FALSE | FALSE | FALSE | FALSE | FALSE | FALSE | TRUE | TRUE | FALSE | FALSE | FALSE | FALSE | FALSE | Info Not Available
PG&E NGBA | Atlantic | 0 | 0 | 0 | 0 | 0 | 0 | 0 | Atlantic | 115 | 100 | FALSE | FALSE | FALSE | TRUE | FALSE | FALSE | FALSE | FALSE | FALSE | FALSE | FALSE | TRUE | TRUE | FALSE | FALSE | FALSE | FALSE | FALSE | Info Not Available
PG&E NGBA | Atlantic | 0 | 0 | 0 | 0 | 0 | 0 | 0 | Atlantic | 230 | 1500 | FALSE | FALSE | FALSE | TRUE | FALSE | FALSE | FALSE | FALSE | FALSE | FALSE | FALSE | TRUE | TRUE | FALSE | FALSE | FALSE | FALSE | FALSE | Info Not Available
PG&E NGBA | Atlantic | 0 | 0 | 0 | 0 | 0 | 0 | 0 | Atlantic | 60 | 0 | FALSE | FALSE | FALSE | TRUE | FALSE | FALSE | FALSE | FALSE | FALSE | FALSE | FALSE | TRUE | TRUE | FALSE | FALSE | FALSE | FALSE | FALSE | Info Not Available
PG&E FRESNO | Atwater | 0 | 0 | 0 | 0 | 0 | 0 | 0 | Atwater | 115 | 100 | FALSE | FALSE | FALSE | TRUE | FALSE | FALSE | FALSE | FALSE | FALSE | FALSE | FALSE | TRUE | TRUE | FALSE | FALSE | FALSE | FALSE | FALSE | Info Not Available
PG&E GBA | Avena | 0 | 0 | 0 | 100 | 0 | 100 | 0 | Avena | 115 | 100 | FALSE | FALSE | FALSE | TRUE | FALSE | FALSE | FALSE | FALSE | FALSE | FALSE | FALSE | TRUE | TRUE | FALSE | FALSE | FALSE | FALSE | FALSE | Info Not Available
SDGE | Avocado | 0 | 0 | 0 | 0 | 0 | 0 | 0 | Avocado | 69 | 0 | FALSE | FALSE | FALSE | TRUE | FALSE | FALSE | FALSE | FALSE | FALSE | FALSE | FALSE | TRUE | TRUE | FALSE | FALSE | FALSE | FALSE | FALSE | Info Not Available
PG&E NGBA | Bahia | 0 | 0 | 0 | 0 | 200 | 200 | 0 | Bahia | 230 | 1500 | FALSE | FALSE | FALSE | TRUE | FALSE | FALSE | FALSE | FALSE | FALSE | FALSE | FALSE | TRUE | TRUE | FALSE | FALSE | FALSE | FALSE | FALSE | Info Not Available
SCE Northern | Bailey | 0 | 0 | 0 | 0 | 0 | 0 | 0 | Bailey | 230 | 1500 | FALSE | FALSE | FALSE | TRUE | FALSE | FALSE | FALSE | FALSE | FALSE | FALSE | FALSE | TRUE | TRUE | FALSE | FALSE | FALSE | FALSE | FALSE | Info Not Available
SCE NOL | Baker | 0 | 0 | 0 | 0 | 0 | 0 | 0 | Baker | 115 | 100 | FALSE | FALSE | FALSE | TRUE | FALSE | FALSE | FALSE | FALSE | FALSE | FALSE | FALSE | TRUE | TRUE | FALSE | FALSE | FALSE | FALSE | FALSE | Info Not Available
PG&E KERN | Bakersfield | 0 | 0 | 0 | 0 | 0 | 0 | 0 | Bakersfield | 230 | 1500 | FALSE | FALSE | FALSE | TRUE | FALSE | FALSE | FALSE | FALSE | FALSE | FALSE | FALSE | TRUE | TRUE | FALSE | FALSE | FALSE | FALSE | FALSE | Info Not Available
PG&E FRESNO | Balch | 0 | 0 | 0 | 0 | 0 | 0 | 0 | Balch | 230 | 1500 | FALSE | FALSE | FALSE | TRUE | FALSE | FALSE | FALSE | FALSE | FALSE | FALSE | FALSE | TRUE | TRUE | FALSE | FALSE | FALSE | FALSE | FALSE | Info Not Available
SCE Eastern | Bannister | 0 | 0 | 0 | 0 | 0 | 0 | 0 | Bannister | 230 | 1500 | FALSE | FALSE | FALSE | TRUE | FALSE | FALSE | FALSE | FALSE | FALSE | FALSE | FALSE | FALSE | TRUE | FALSE | FALSE | FALSE | FALSE | FALSE | Info Not Available
SCE Metro | Barre | 0 | 0 | 0 | 0 | 0 | 0 | 0 | Barre | 230 | 1500 | FALSE | FALSE | FALSE | TRUE | FALSE | FALSE | FALSE | FALSE | FALSE | FALSE | FALSE | TRUE | TRUE | FALSE | FALSE | FALSE | FALSE | FALSE | Info Not Available
SDGE | Bay Boulevard | 0 | 0 | 0 | 0 | 0 | 0 | 0 | Bay Boulevard | 69 | 0 | FALSE | FALSE | FALSE | TRUE | FALSE | FALSE | FALSE | FALSE | FALSE | FALSE | FALSE | TRUE | TRUE | FALSE | FALSE | FALSE | FALSE | FALSE | Info Not Available
SDGE | Bay Boulevard | 0 | 0 | 0 | 0 | 0 | 0 | 0 | Bay Boulevard | 230 | 1500 | FALSE | FALSE | FALSE | TRUE | FALSE | FALSE | FALSE | FALSE | FALSE | FALSE | FALSE | TRUE | TRUE | FALSE | FALSE | FALSE | FALSE | FALSE | Info Not Available
EOP | Beatty | 0 | 0 | 0 | 0 | 0 | 0 | 0 | Beatty | 138 | 100 | FALSE | FALSE | FALSE | TRUE | FALSE | FALSE | FALSE | FALSE | FALSE | FALSE | FALSE | FALSE | TRUE | FALSE | FALSE | FALSE | FALSE | FALSE | Info Not Available
EOP | Beatty | 0 | 0 | 0 | 0 | 0 | 0 | 436 | Beatty | 230 | 1500 | FALSE | FALSE | FALSE | TRUE | FALSE | FALSE | FALSE | FALSE | FALSE | FALSE | FALSE | TRUE | TRUE | FALSE | FALSE | FALSE | FALSE | FALSE | Info Not Available
PG&E NGBA | Belden | 0 | 0 | 0 | 0 | 0 | 0 | 0 | Belden | 230 | 1500 | FALSE | FALSE | FALSE | TRUE | FALSE | FALSE | FALSE | FALSE | FALSE | FALSE | FALSE | TRUE | TRUE | FALSE | FALSE | FALSE | FALSE | FALSE | Info Not Available
PG&E NGBA | Bell | 0 | 0 | 0 | 0 | 0 | 0 | 0 | Bell | 115 | 100 | FALSE | FALSE | FALSE | TRUE | FALSE | FALSE | FALSE | FALSE | FALSE | FALSE | FALSE | TRUE | TRUE | FALSE | FALSE | FALSE | FALSE | FALSE | Info Not Available
PG&E NGBA | Bellevue | 0 | 0 | 0 | 0 | 0 | 0 | 0 | Bellevue | 115 | 100 | FALSE | FALSE | FALSE | TRUE | FALSE | FALSE | FALSE | FALSE | FALSE | FALSE | FALSE | TRUE | TRUE | FALSE | FALSE | FALSE | FALSE | FALSE | Info Not Available
PG&E GBA | Bellota | 0 | 0 | 0 | 0 | 0 | 0 | 0 | Bellota | 115 | 100 | TRUE | FALSE | TRUE | TRUE | FALSE | FALSE | FALSE | FALSE | FALSE | TRUE | FALSE | FALSE | FALSE | FALSE | FALSE | TRUE | TRUE | FALSE | High | 3
PG&E GBA | Bellota | 0 | 0 | 0 | 10 | 0 | 10 | 0 | Bellota | 230 | 1500 | TRUE | FALSE | FALSE | TRUE | FALSE | FALSE | FALSE | FALSE | FALSE | FALSE | FALSE | TRUE | FALSE | FALSE | TRUE | FALSE | FALSE | FALSE | New Substation | 3
SCE Northern | Big Creek | 0 | 0 | 0 | 200 | 0 | 200 | 0 | Big Creek | 230 | 1500 | FALSE | FALSE | FALSE | TRUE | FALSE | FALSE | FALSE | FALSE | FALSE | FALSE | FALSE | TRUE | TRUE | FALSE | FALSE | FALSE | FALSE | FALSE | Info Not Available
PG&E FRESNO | Biola | 0 | 0 | 0 | 0 | 0 | 0 | 0 | Biola | 70 | 0 | FALSE | FALSE | FALSE | TRUE | FALSE | FALSE | FALSE | FALSE | FALSE | FALSE | FALSE | TRUE | TRUE | FALSE | FALSE | FALSE | FALSE | FALSE | Info Not Available
PG&E GBA | Birds Landing | 0 | 0 | 0 | 0 | 100 | 100 | 0 | Birds Landing | 230 | 1500 | TRUE | FALSE | FALSE | TRUE | FALSE | FALSE | FALSE | FALSE | FALSE | FALSE | FALSE | TRUE | FALSE | FALSE | TRUE | FALSE | FALSE | FALSE | New Substation | 3
SCE Northern | Bliss | 0 | 0 | 0 | 0 | 0 | 0 | 0 | Bliss | 66 | 0 | FALSE | FALSE | FALSE | TRUE | FALSE | FALSE | FALSE | FALSE | FALSE | FALSE | FALSE | TRUE | TRUE | FALSE | FALSE | FALSE | FALSE | FALSE | Info Not Available
SCE Eastern | Blythe | 0 | 0 | 0 | 0 | 0 | 0 | 0 | Blythe | 161 | 100 | TRUE | FALSE | FALSE | TRUE | FALSE | FALSE | FALSE | TRUE | FALSE | FALSE | FALSE | TRUE | FALSE | FALSE | TRUE | FALSE | FALSE | FALSE | New Substation | 3
PG&E NGBA | Bogue | 0 | 0 | 0 | 0 | 0 | 0 | 0 | Bogue | 115 | 100 | FALSE | FALSE | FALSE | TRUE | FALSE | FALSE | FALSE | FALSE | FALSE | FALSE | FALSE | TRUE | TRUE | FALSE | FALSE | FALSE | FALSE | FALSE | Info Not Available
PG&E FRESNO | Borden | 0 | 0 | 0 | 0 | 0 | 0 | 0 | Borden | 230 | 1500 | TRUE | TRUE | TRUE | FALSE | FALSE | FALSE | FALSE | FALSE | FALSE | TRUE | FALSE | FALSE | FALSE | FALSE | FALSE | FALSE | FALSE | TRUE | Low | 1
PG&E FRESNO | Borden | 0 | 0 | 0 | 0 | 0 | 0 | 0 | Borden | 70 | 0 | FALSE | FALSE | FALSE | TRUE | FALSE | FALSE | FALSE | FALSE | FALSE | FALSE | FALSE | TRUE | TRUE | FALSE | FALSE | FALSE | FALSE | FALSE | Info Not Available
SDGE | Boulevard East | 180 | 0 | 180 | 0 | 82.6 | 82.6 | 0 | Boulevard East | 138 | 100 | TRUE | FALSE | FALSE | TRUE | TRUE | FALSE | FALSE | FALSE | TRUE | TRUE | FALSE | FALSE | FALSE | FALSE | FALSE | FALSE | FALSE | TRUE | Low | 1
SDGE | Boulevard East | 0 | 0 | 0 | 0 | 0 | 0 | 0 | Boulevard East | 69 | 0 | FALSE | FALSE | FALSE | TRUE | FALSE | FALSE | FALSE | FALSE | FALSE | FALSE | FALSE | TRUE | TRUE | FALSE | FALSE | FALSE | FALSE | FALSE | Info Not Available
PG&E GBA | Brentwood | 0 | 0 | 0 | 0 | 89.5 | 89.5 | 0 | Brentwood | 230 | 1500 | FALSE | FALSE | FALSE | TRUE | FALSE | FALSE | FALSE | FALSE | FALSE | FALSE | FALSE | TRUE | TRUE | FALSE | FALSE | FALSE | FALSE | FALSE | Info Not Available
PG&E NGBA | Bridgeville | 212 | 0 | 212 | 0 | 0 | 0 | 185.7 | Bridgeville | 115 | 100 | FALSE | FALSE | FALSE | TRUE | FALSE | FALSE | FALSE | FALSE | FALSE | FALSE | FALSE | TRUE | TRUE | FALSE | FALSE | FALSE | FALSE | FALSE | Info Not Available
PG&E NGBA | Brighton | 0 | 0 | 0 | 0 | 0 | 0 | 0 | Brighton | 115 | 100 | FALSE | FALSE | FALSE | TRUE | FALSE | FALSE | FALSE | FALSE | FALSE | FALSE | FALSE | TRUE | TRUE | FALSE | FALSE | FALSE | FALSE | FALSE | Info Not Available
PG&E NGBA | Brighton | 0 | 0 | 0 | 0 | 0 | 0 | 0 | Brighton | 230 | 1500 | FALSE | FALSE | FALSE | TRUE | FALSE | FALSE | FALSE | FALSE | FALSE | FALSE | FALSE | TRUE | TRUE | FALSE | FALSE | FALSE | FALSE | FALSE | Info Not Available
PG&E NGBA | Brunswick | 0 | 0 | 0 | 0 | 0 | 0 | 0 | Brunswick | 115 | 100 | FALSE | FALSE | FALSE | TRUE | FALSE | FALSE | FALSE | FALSE | FALSE | FALSE | FALSE | TRUE | TRUE | FALSE | FALSE | FALSE | FALSE | FALSE | Info Not Available
PG&E NGBA | Bucks Creek | 0 | 0 | 0 | 0 | 0 | 0 | 0 | Bucks Creek | 230 | 1500 | FALSE | FALSE | FALSE | TRUE | FALSE | FALSE | FALSE | FALSE | FALSE | FALSE | FALSE | TRUE | TRUE | FALSE | FALSE | FALSE | FALSE | FALSE | Info Not Available
PG&E KERN | Buena Vista Pumps | 0 | 0 | 0 | 0 | 0 | 0 | 0 | Buena Vista | 230 | 1500 | FALSE | FALSE | FALSE | TRUE | FALSE | FALSE | FALSE | FALSE | FALSE | FALSE | FALSE | TRUE | TRUE | FALSE | FALSE | FALSE | FALSE | FALSE | Info Not Available
PG&E FRESNO | Bullard | 0 | 0 | 0 | 0 | 0 | 0 | 0 | Bullard | 115 | 100 | FALSE | FALSE | FALSE | TRUE | FALSE | FALSE | FALSE | FALSE | FALSE | FALSE | FALSE | TRUE | TRUE | FALSE | FALSE | FALSE | FALSE | FALSE | Info Not Available
PG&E GBA | Burlingame | 0 | 0 | 0 | 88 | 0 | 88 | 0 | Burlingame | 115 | 100 | FALSE | FALSE | FALSE | TRUE | FALSE | FALSE | FALSE | FALSE | FALSE | FALSE | FALSE | TRUE | TRUE | FALSE | FALSE | FALSE | FALSE | FALSE | Info Not Available
PG&E NGBA | Burney Forest | 0 | 0 | 0 | 0 | 0 | 0 | 0 | Burney Forest | 230 | 1500 | FALSE | FALSE | FALSE | TRUE | FALSE | FALSE | FALSE | FALSE | FALSE | FALSE | FALSE | TRUE | TRUE | FALSE | FALSE | FALSE | FALSE | FALSE | Info Not Available
PG&E NGBA | Butte | 0 | 0 | 0 | 0 | 0 | 0 | 0 | Butte | 115 | 100 | FALSE | FALSE | FALSE | TRUE | FALSE | FALSE | FALSE | FALSE | FALSE | FALSE | FALSE | TRUE | TRUE | FALSE | FALSE | FALSE | FALSE | FALSE | Info Not Available
PG&E KERN | Cabrillo | 0 | 0 | 0 | 0 | 0 | 0 | 0 | Cabrillo | 115 | 100 | FALSE | FALSE | FALSE | TRUE | FALSE | FALSE | FALSE | FALSE | FALSE | FALSE | FALSE | TRUE | TRUE | FALSE | FALSE | FALSE | FALSE | FALSE | Info Not Available
PG&E FRESNO | Cal Flats | 0 | 0 | 0 | 0 | 0 | 0 | 0 | Cal Flats | 230 | 1500 | FALSE | FALSE | FALSE | TRUE | FALSE | FALSE | FALSE | FALSE | FALSE | FALSE | FALSE | TRUE | TRUE | FALSE | FALSE | FALSE | FALSE | FALSE | Info Not Available
SCE NOL | Calcite | 0 | 0 | 0 | 165 | 300 | 465 | 0 | Calcite | 230 | 1500 | TRUE | FALSE | FALSE | TRUE | FALSE | FALSE | TRUE | FALSE | FALSE | TRUE | FALSE | FALSE | FALSE | FALSE | FALSE | FALSE | TRUE | FALSE | Mid | 3
PG&E KERN | Caliente | 0 | 0 | 0 | 0 | 0 | 0 | 0 | Caliente | 230 | 1500 | TRUE | TRUE | TRUE | FALSE | FALSE | FALSE | FALSE | FALSE | FALSE | TRUE | FALSE | FALSE | FALSE | FALSE | FALSE | FALSE | FALSE | TRUE | Low | 1
PG&E FRESNO | California Ave | 0 | 0 | 0 | 0 | 0 | 0 | 0 | California Ave | 115 | 100 | FALSE | FALSE | FALSE | TRUE | FALSE | FALSE | FALSE | FALSE | FALSE | FALSE | FALSE | TRUE | TRUE | FALSE | FALSE | FALSE | FALSE | FALSE | Info Not Available
PG&E KERN | Callender | 0 | 0 | 0 | 0 | 0 | 0 | 0 | Callender | 115 | 100 | FALSE | FALSE | FALSE | TRUE | FALSE | FALSE | FALSE | FALSE | FALSE | FALSE | FALSE | TRUE | TRUE | FALSE | FALSE | FALSE | FALSE | FALSE | Info Not Available
PG&E NGBA | Calpella | 0 | 0 | 0 | 0 | 0 | 0 | 0 | Calpella | 115 | 100 | FALSE | FALSE | FALSE | TRUE | FALSE | FALSE | FALSE | FALSE | FALSE | FALSE | FALSE | TRUE | TRUE | FALSE | FALSE | FALSE | FALSE | FALSE | Info Not Available
PG&E GBA | Camanche | 0 | 0 | 0 | 0 | 0 | 0 | 0 | Camanche | 230 | 1500 | FALSE | FALSE | FALSE | TRUE | FALSE | FALSE | FALSE | FALSE | FALSE | FALSE | FALSE | TRUE | TRUE | FALSE | FALSE | FALSE | FALSE | FALSE | Info Not Available
SDGE | Cameron | 0 | 0 | 0 | 0 | 0 | 0 | 0 | Cameron | 69 | 0 | FALSE | FALSE | FALSE | TRUE | FALSE | FALSE | FALSE | FALSE | FALSE | FALSE | FALSE | TRUE | TRUE | FALSE | FALSE | FALSE | FALSE | FALSE | Info Not Available
SDGE | Cannon | 0 | 0 | 0 | 0 | 0 | 0 | 0 | Cannon | 69 | 0 | FALSE | FALSE | FALSE | TRUE | FALSE | FALSE | FALSE | FALSE | FALSE | FALSE | FALSE | TRUE | TRUE | FALSE | FALSE | FALSE | FALSE | FALSE | Info Not Available
PG&E FRESNO | Cantua | 0 | 0 | 0 | 100 | 0 | 100 | 0 | Cantua | 115 | 100 | FALSE | FALSE | FALSE | TRUE | FALSE | FALSE | FALSE | FALSE | FALSE | FALSE | FALSE | TRUE | TRUE | FALSE | FALSE | FALSE | FALSE | FALSE | Info Not Available
SDGE | Capistrano | 0 | 0 | 0 | 0 | 0 | 0 | 0 | Capistrano | 138 | 100 | FALSE | FALSE | FALSE | TRUE | FALSE | FALSE | FALSE | FALSE | FALSE | FALSE | FALSE | TRUE | TRUE | FALSE | FALSE | FALSE | FALSE | FALSE | Info Not Available
SDGE | Capistrano | 0 | 0 | 0 | 0 | 0 | 0 | 0 | Capistrano | 230 | 1500 | FALSE | FALSE | FALSE | TRUE | FALSE | FALSE | FALSE | FALSE | FALSE | FALSE | FALSE | TRUE | TRUE | FALSE | FALSE | FALSE | FALSE | FALSE | Info Not Available
PG&E NGBA | Carberry | 0 | 0 | 0 | 0 | 0 | 0 | 0 | Carberry | 230 | 1500 | FALSE | FALSE | FALSE | TRUE | FALSE | FALSE | FALSE | FALSE | FALSE | FALSE | FALSE | TRUE | TRUE | FALSE | FALSE | FALSE | FALSE | FALSE | Info Not Available
SCE Eastern | Cardiff | 0 | 0 | 0 | 0 | 0 | 0 | 0 | Cardiff | 66 | 0 | FALSE | FALSE | FALSE | TRUE | FALSE | FALSE | FALSE | FALSE | FALSE | FALSE | FALSE | TRUE | TRUE | FALSE | FALSE | FALSE | FALSE | FALSE | Info Not Available
PG&E NGBA | Caribou | 0 | 0 | 0 | 0 | 0 | 0 | 0 | Caribou | 60 | 0 | FALSE | FALSE | FALSE | TRUE | FALSE | FALSE | FALSE | FALSE | FALSE | FALSE | FALSE | TRUE | TRUE | FALSE | FALSE | FALSE | FALSE | FALSE | Info Not Available
PG&E NGBA | Caribou | 0 | 0 | 0 | 0 | 0 | 0 | 0 | Caribou | 115 | 100 | FALSE | FALSE | FALSE | TRUE | FALSE | FALSE | FALSE | FALSE | FALSE | FALSE | FALSE | TRUE | TRUE | FALSE | FALSE | FALSE | FALSE | FALSE | Info Not Available
PG&E NGBA | Caribou | 0 | 0 | 0 | 0 | 0 | 0 | 0 | Caribou | 230 | 1500 | FALSE | FALSE | FALSE | TRUE | FALSE | FALSE | FALSE | FALSE | FALSE | FALSE | FALSE | TRUE | TRUE | FALSE | FALSE | FALSE | FALSE | FALSE | Info Not Available
EOP | Carpenter Canyon (fka Gamebird) | 0 | 0 | 0 | 0 | 0 | 0 | 0 | Carpenter Canyon (fka Gamebird) | 138 | 100 | FALSE | FALSE | FALSE | TRUE | FALSE | FALSE | FALSE | FALSE | FALSE | FALSE | FALSE | TRUE | TRUE | FALSE | FALSE | FALSE | FALSE | FALSE | Info Not Available
EOP | Carpenter Canyon (fka Gamebird) | 0 | 0 | 0 | 0 | 0 | 0 | 0 | Carpenter Canyon (fka Gamebird) | 230 | 1500 | FALSE | FALSE | FALSE | TRUE | FALSE | FALSE | FALSE | FALSE | FALSE | FALSE | FALSE | TRUE | TRUE | FALSE | FALSE | FALSE | FALSE | FALSE | Info Not Available
PG&E NGBA | Carquinez | 0 | 0 | 0 | 0 | 0 | 0 | 0 | Carquinez | 115 | 100 | FALSE | FALSE | FALSE | TRUE | FALSE | FALSE | FALSE | FALSE | FALSE | FALSE | FALSE | TRUE | TRUE | FALSE | FALSE | FALSE | FALSE | FALSE | Info Not Available
SDGE | Carrizo Gorge | 0 | 0 | 0 | 0 | 0 | 0 | 0 | Carrizo Gorge | 138 | 100 | FALSE | FALSE | FALSE | TRUE | FALSE | FALSE | FALSE | FALSE | FALSE | FALSE | FALSE | TRUE | TRUE | FALSE | FALSE | FALSE | FALSE | FALSE | Info Not Available
PG&E KERN | Carrizo Plains | 0 | 0 | 0 | 0 | 0 | 0 | 0 | Carrizo Plains | 115 | 100 | FALSE | FALSE | FALSE | TRUE | FALSE | FALSE | FALSE | FALSE | FALSE | FALSE | FALSE | TRUE | TRUE | FALSE | FALSE | FALSE | FALSE | FALSE | Info Not Available
PG&E KERN | Casaloma | 0 | 0 | 0 | 0 | 0 | 0 | 0 | Casaloma | 230 | 1500 | FALSE | FALSE | FALSE | TRUE | FALSE | FALSE | FALSE | FALSE | FALSE | FALSE | FALSE | TRUE | TRUE | FALSE | FALSE | FALSE | FALSE | FALSE | Info Not Available
PG&E GBA | Castro Valley | 0 | 0 | 0 | 0 | 0 | 0 | 0 | Castro Valley | 230 | 1500 | FALSE | FALSE | FALSE | TRUE | FALSE | FALSE | FALSE | FALSE | FALSE | FALSE | FALSE | TRUE | TRUE | FALSE | FALSE | FALSE | FALSE | FALSE | Info Not Available
PG&E GBA | Cayetano | 0 | 0 | 0 | 0 | 0 | 0 | 0 | Cayetano | 230 | 1500 | FALSE | FALSE | FALSE | TRUE | FALSE | FALSE | FALSE | FALSE | FALSE | FALSE | FALSE | TRUE | TRUE | FALSE | FALSE | FALSE | FALSE | FALSE | Info Not Available
SCE Metro | Center | 0 | 0 | 0 | 0 | 0 | 0 | 0 | Center | 230 | 1500 | FALSE | FALSE | FALSE | TRUE | FALSE | FALSE | FALSE | FALSE | FALSE | FALSE | FALSE | TRUE | TRUE | FALSE | FALSE | FALSE | FALSE | FALSE | Info Not Available
PG&E KERN | Charca | 0 | 0 | 0 | 0 | 0 | 0 | 0 | Charca | 115 | 100 | FALSE | FALSE | FALSE | TRUE | FALSE | FALSE | FALSE | FALSE | FALSE | FALSE | FALSE | TRUE | TRUE | FALSE | FALSE | FALSE | FALSE | FALSE | Info Not Available
EOP | Charleston | 0 | 0 | 0 | 0 | 0 | 0 | 0 | Charleston | 138 | 100 | FALSE | FALSE | FALSE | TRUE | FALSE | FALSE | FALSE | FALSE | FALSE | FALSE | FALSE | TRUE | TRUE | FALSE | FALSE | FALSE | FALSE | FALSE | Info Not Available
SCE Metro | Chevmain | 0 | 0 | 0 | 0 | 0 | 0 | 0 | Chevmain | 230 | 1500 | FALSE | FALSE | FALSE | TRUE | FALSE | FALSE | FALSE | FALSE | FALSE | FALSE | FALSE | TRUE | TRUE | FALSE | FALSE | FALSE | FALSE | FALSE | Info Not Available
SDGE | Chicarita | 0 | 0 | 0 | 0 | 0 | 0 | 0 | Chicarita | 138 | 100 | FALSE | FALSE | FALSE | TRUE | FALSE | FALSE | FALSE | FALSE | FALSE | FALSE | FALSE | TRUE | TRUE | FALSE | FALSE | FALSE | FALSE | FALSE | Info Not Available
SCE Metro | Chino | 0 | 0 | 0 | 0 | 0 | 0 | 0 | Chino | 230 | 1500 | FALSE | FALSE | FALSE | TRUE | FALSE | FALSE | FALSE | FALSE | FALSE | FALSE | FALSE | TRUE | TRUE | FALSE | FALSE | FALSE | FALSE | FALSE | Info Not Available
PG&E FRESNO | Chowchilla | 0 | 0 | 0 | 0 | 0 | 0 | 0 | Chowchilla | 115 | 100 | FALSE | FALSE | FALSE | TRUE | FALSE | FALSE | FALSE | FALSE | FALSE | FALSE | FALSE | TRUE | TRUE | FALSE | FALSE | FALSE | FALSE | FALSE | Info Not Available
PG&E GBA | Christie | 0 | 0 | 0 | 0 | 0 | 0 | 0 | Christie | 60 | 0 | FALSE | FALSE | FALSE | TRUE | FALSE | FALSE | FALSE | FALSE | FALSE | FALSE | FALSE | TRUE | TRUE | FALSE | FALSE | FALSE | FALSE | FALSE | Info Not Available
PG&E GBA | Christie | 0 | 0 | 0 | 0 | 0 | 0 | 0 | Christie | 115 | 100 | FALSE | FALSE | FALSE | TRUE | FALSE | FALSE | FALSE | FALSE | FALSE | FALSE | FALSE | TRUE | TRUE | FALSE | FALSE | FALSE | FALSE | FALSE | Info Not Available
SCE Eastern | Cielo Azul | 0 | 0 | 0 | 0 | 495 | 495 | 0 | Cielo Azul | 500 | 3000 | FALSE | FALSE | FALSE | TRUE | FALSE | FALSE | FALSE | FALSE | FALSE | FALSE | FALSE | TRUE | TRUE | FALSE | FALSE | FALSE | FALSE | FALSE | Info Not Available
PG&E GBA | Clay | 0 | 0 | 0 | 0 | 0 | 0 | 0 | Clay | 60 | 0 | FALSE | FALSE | FALSE | TRUE | FALSE | FALSE | FALSE | FALSE | FALSE | FALSE | FALSE | TRUE | TRUE | FALSE | FALSE | FALSE | FALSE | FALSE | Info Not Available
PG&E GBA | Clayton | 0 | 0 | 0 | 0 | 0 | 0 | 0 | Clayton | 115 | 100 | FALSE | FALSE | FALSE | TRUE | FALSE | FALSE | FALSE | FALSE | FALSE | FALSE | FALSE | TRUE | TRUE | FALSE | FALSE | FALSE | FALSE | FALSE | Info Not Available
PG&E NGBA | Cloverdale | 0 | 0 | 0 | 0 | 0 | 0 | 108 | Cloverdale | 115 | 100 | FALSE | FALSE | FALSE | TRUE | FALSE | FALSE | FALSE | FALSE | FALSE | FALSE | FALSE | TRUE | TRUE | FALSE | FALSE | FALSE | FALSE | FALSE | Info Not Available
PG&E FRESNO | Clovis | 0 | 0 | 0 | 0 | 0 | 0 | 0 | Clovis | 115 | 100 | FALSE | FALSE | FALSE | TRUE | FALSE | FALSE | FALSE | FALSE | FALSE | FALSE | FALSE | TRUE | TRUE | FALSE | FALSE | FALSE | FALSE | FALSE | Info Not Available
PG&E GBA | Coburn | 100 | 0 | 100 | 1244 | 0 | 1244 | 0 | Coburn | 230 | 1500 | FALSE | FALSE | FALSE | TRUE | FALSE | FALSE | FALSE | FALSE | FALSE | FALSE | FALSE | TRUE | TRUE | FALSE | FALSE | FALSE | FALSE | FALSE | Info Not Available
PG&E GBA | Coburn | 0 | 0 | 0 | 0 | 0 | 0 | 0 | Coburn | 60 | 0 | FALSE | FALSE | FALSE | TRUE | FALSE | FALSE | FALSE | FALSE | FALSE | FALSE | FALSE | TRUE | TRUE | FALSE | FALSE | FALSE | FALSE | FALSE | Info Not Available
PG&E NGBA | Colgate | 0 | 0 | 0 | 0 | 0 | 0 | 0 | Colgate | 230 | 1500 | FALSE | FALSE | FALSE | TRUE | FALSE | FALSE | FALSE | FALSE | FALSE | FALSE | FALSE | TRUE | TRUE | FALSE | FALSE | FALSE | FALSE | FALSE | Info Not Available
PG&E GBA | Collierville | 0 | 0 | 0 | 0 | 0 | 0 | 0 | Collierville | 230 | 1500 | FALSE | FALSE | FALSE | TRUE | FALSE | FALSE | FALSE | FALSE | FALSE | FALSE | FALSE | TRUE | TRUE | FALSE | FALSE | FALSE | FALSE | FALSE | Info Not Available
PG&E GBA | Collinsville | 0 | 0 | 0 | 601 | 0 | 601 | 0 | Collinsville | 230 | 1500 | FALSE | FALSE | FALSE | TRUE | FALSE | FALSE | FALSE | FALSE | FALSE | FALSE | FALSE | TRUE | TRUE | FALSE | FALSE | FALSE | FALSE | FALSE | Info Not Available
PG&E GBA | Collinsville | 0 | 0 | 0 | 0 | 0 | 0 | 0 | Collinsville | 500 | 3000 | FALSE | FALSE | FALSE | TRUE | FALSE | FALSE | FALSE | FALSE | FALSE | FALSE | FALSE | TRUE | TRUE | FALSE | FALSE | FALSE | FALSE | FALSE | Info Not Available
SCE Eastern | Colorado River | 0 | 0 | 0 | 400 | 0 | 400 | 0 | Colorado River | 230 | 1500 | TRUE | FALSE | FALSE | TRUE | FALSE | TRUE | FALSE | FALSE | FALSE | FALSE | FALSE | TRUE | FALSE | FALSE | TRUE | FALSE | FALSE | TRUE | New Substation | 4
SCE Eastern | Colorado River | 0 | 0 | 0 | 0 | 0 | 0 | 0 | Colorado River | 500 | 3000 | TRUE | FALSE | FALSE | TRUE | FALSE | TRUE | FALSE | FALSE | FALSE | TRUE | FALSE | FALSE | FALSE | FALSE | FALSE | FALSE | FALSE | TRUE | Low | 2
PG&E KERN | Columbus | 0 | 0 | 0 | 100 | 0 | 100 | 0 | Columbus | 115 | 100 | FALSE | FALSE | FALSE | TRUE | FALSE | FALSE | FALSE | FALSE | FALSE | FALSE | FALSE | TRUE | TRUE | FALSE | FALSE | FALSE | FALSE | FALSE | Info Not Available
PG&E GBA | Contra Costa | 0 | 0 | 0 | 0 | 0 | 0 | 0 | Contra Costa | 115 | 100 | FALSE | FALSE | FALSE | TRUE | FALSE | FALSE | FALSE | FALSE | FALSE | FALSE | FALSE | TRUE | TRUE | FALSE | FALSE | FALSE | FALSE | FALSE | Info Not Available
PG&E GBA | Contra Costa | 0 | 0 | 0 | 0 | 0 | 0 | 0 | Contra Costa | 230 | 1500 | FALSE | FALSE | FALSE | TRUE | FALSE | FALSE | FALSE | FALSE | FALSE | FALSE | FALSE | TRUE | TRUE | FALSE | FALSE | FALSE | FALSE | FALSE | Info Not Available
PG&E GBA | Contra Costa PP | 0 | 0 | 0 | 0 | 0 | 0 | 0 | Contra Costa PP | 230 | 1500 | FALSE | FALSE | FALSE | TRUE | FALSE | FALSE | FALSE | FALSE | FALSE | FALSE | FALSE | TRUE | TRUE | FALSE | FALSE | FALSE | FALSE | FALSE | Info Not Available
SCE NOL | Control | 0 | 0 | 0 | 0 | 0 | 0 | 177 | Control | 115 | 100 | FALSE | FALSE | FALSE | TRUE | FALSE | FALSE | FALSE | FALSE | FALSE | FALSE | FALSE | TRUE | TRUE | FALSE | FALSE | FALSE | FALSE | FALSE | Info Not Available
SCE NOL | Control | 0 | 0 | 0 | 0 | 0 | 0 | 0 | Control | 55 | 0 | FALSE | FALSE | FALSE | TRUE | FALSE | FALSE | FALSE | FALSE | FALSE | FALSE | FALSE | TRUE | TRUE | FALSE | FALSE | FALSE | FALSE | FALSE | Info Not Available
PG&E GBA | Cooley Landing | 0 | 0 | 0 | 0 | 100 | 100 | 0 | Cooley Landing | 115 | 100 | FALSE | FALSE | FALSE | TRUE | FALSE | FALSE | FALSE | FALSE | FALSE | FALSE | FALSE | TRUE | TRUE | FALSE | FALSE | FALSE | FALSE | FALSE | Info Not Available
PG&E GBA | Cooley Landing | 0 | 0 | 0 | 0 | 0 | 0 | 0 | Cooley Landing | 60 | 0 | FALSE | FALSE | FALSE | TRUE | FALSE | FALSE | FALSE | FALSE | FALSE | FALSE | FALSE | TRUE | TRUE | FALSE | FALSE | FALSE | FALSE | FALSE | Info Not Available
SCE NOL | Coolwater | 0 | 0 | 0 | 0 | 0 | 0 | 0 | Coolwater | 230 | 1500 | FALSE | FALSE | FALSE | TRUE | FALSE | FALSE | FALSE | FALSE | FALSE | FALSE | FALSE | TRUE | TRUE | FALSE | FALSE | FALSE | FALSE | FALSE | Info Not Available
SCE NOL | Coolwater | 0 | 0 | 0 | 0 | 0 | 0 | 0 | Coolwater | 115 | 100 | TRUE | FALSE | FALSE | TRUE | FALSE | FALSE | FALSE | TRUE | FALSE | FALSE | FALSE | TRUE | FALSE | FALSE | TRUE | FALSE | FALSE | FALSE | New Substation | 3
PG&E KERN | Copus | 0 | 0 | 0 | 0 | 0 | 0 | 0 | Copus | 70 | 0 | FALSE | FALSE | FALSE | TRUE | FALSE | FALSE | FALSE | FALSE | FALSE | FALSE | FALSE | TRUE | TRUE | FALSE | FALSE | FALSE | FALSE | FALSE | Info Not Available
PG&E FRESNO | Corcoran | 0 | 0 | 0 | 0 | 0 | 0 | 0 | Corcoran | 70 | 0 | FALSE | FALSE | FALSE | TRUE | FALSE | FALSE | FALSE | FALSE | FALSE | FALSE | FALSE | TRUE | TRUE | FALSE | FALSE | FALSE | FALSE | FALSE | Info Not Available
PG&E FRESNO | Corcoran | 0 | 0 | 0 | 0 | 0 | 0 | 0 | Corcoran | 115 | 100 | FALSE | FALSE | FALSE | TRUE | FALSE | FALSE | FALSE | FALSE | FALSE | FALSE | FALSE | TRUE | TRUE | FALSE | FALSE | FALSE | FALSE | FALSE | Info Not Available
PG&E NGBA | Corona | 0 | 0 | 0 | 0 | 0 | 0 | 0 | Corona | 115 | 100 | FALSE | FALSE | FALSE | TRUE | FALSE | FALSE | FALSE | FALSE | FALSE | FALSE | FALSE | TRUE | TRUE | FALSE | FALSE | FALSE | FALSE | FALSE | Info Not Available
PG&E NGBA | Cortina | 0 | 0 | 0 | 0 | 0 | 0 | 0 | Cortina | 230 | 1500 | TRUE | FALSE | FALSE | TRUE | FALSE | FALSE | FALSE | FALSE | FALSE | FALSE | FALSE | TRUE | FALSE | FALSE | TRUE | FALSE | FALSE | FALSE | New Substation | 3
PG&E NGBA | Cortina | 0 | 0 | 0 | 0 | 0 | 0 | 0 | Cortina | 115 | 100 | TRUE | TRUE | FALSE | TRUE | FALSE | FALSE | FALSE | FALSE | FALSE | TRUE | FALSE | FALSE | FALSE | FALSE | FALSE | FALSE | FALSE | TRUE | Low | 1
PG&E GBA | Cottle | 0 | 0 | 0 | 0 | 0 | 0 | 0 | Cottle | 230 | 1500 | TRUE | FALSE | FALSE | TRUE | FALSE | FALSE | FALSE | FALSE | FALSE | FALSE | FALSE | TRUE | FALSE | FALSE | TRUE | FALSE | FALSE | FALSE | New Substation | 3
PG&E NGBA | Cottonwood | 0 | 0 | 0 | 0 | 0 | 0 | 0 | Cottonwood | 115 | 100 | FALSE | FALSE | FALSE | TRUE | FALSE | FALSE | FALSE | FALSE | FALSE | FALSE | FALSE | TRUE | TRUE | FALSE | FALSE | FALSE | FALSE | FALSE | Info Not Available
PG&E NGBA | Cottonwood | 0 | 0 | 0 | 0 | 0 | 0 | 0 | Cottonwood | 230 | 1500 | FALSE | FALSE | FALSE | TRUE | FALSE | FALSE | FALSE | FALSE | FALSE | FALSE | FALSE | TRUE | TRUE | FALSE | FALSE | FALSE | FALSE | FALSE | Info Not Available
PG&E NGBA | Cottonwood | 0 | 0 | 0 | 0 | 0 | 0 | 0 | Cottonwood | 60 | 0 | FALSE | FALSE | FALSE | TRUE | FALSE | FALSE | FALSE | FALSE | FALSE | FALSE | FALSE | TRUE | TRUE | FALSE | FALSE | FALSE | FALSE | FALSE | Info Not Available
PG&E NGBA | Cove Road | 0 | 0 | 0 | 0 | 0 | 0 | 0 | Cove Road | 230 | 1500 | FALSE | FALSE | FALSE | TRUE | FALSE | FALSE | FALSE | FALSE | FALSE | FALSE | FALSE | TRUE | TRUE | FALSE | FALSE | FALSE | FALSE | FALSE | Info Not Available
PG&E GBA | Coyote | 0 | 0 | 0 | 100 | 0 | 100 | 37 | Coyote | 230 | 1500 | FALSE | FALSE | FALSE | TRUE | FALSE | FALSE | FALSE | FALSE | FALSE | FALSE | FALSE | TRUE | TRUE | FALSE | FALSE | FALSE | FALSE | FALSE | Info Not Available
PG&E GBA | Crazy Horse Canyon | 0 | 0 | 0 | 0 | 0 | 0 | 0 | Crazy Horse Canyon | 115 | 100 | FALSE | FALSE | FALSE | TRUE | FALSE | FALSE | FALSE | FALSE | FALSE | FALSE | FALSE | TRUE | TRUE | FALSE | FALSE | FALSE | FALSE | FALSE | Info Not Available
SDGE | Creelman | 0 | 0 | 0 | 0 | 0 | 0 | 0 | Creelman | 69 | 0 | FALSE | FALSE | FALSE | TRUE | FALSE | FALSE | FALSE | FALSE | FALSE | FALSE | FALSE | TRUE | TRUE | FALSE | FALSE | FALSE | FALSE | FALSE | Info Not Available
PG&E FRESNO | Crescent | 0 | 0 | 0 | 0 | 0 | 0 | 0 | Crescent | 70 | 0 | FALSE | FALSE | FALSE | TRUE | FALSE | FALSE | FALSE | FALSE | FALSE | FALSE | FALSE | TRUE | TRUE | FALSE | FALSE | FALSE | FALSE | FALSE | Info Not Available
PG&E FRESNO | Cressey | 0 | 0 | 0 | 0 | 0 | 0 | 0 | Cressey | 115 | 100 | FALSE | FALSE | FALSE | TRUE | FALSE | FALSE | FALSE | FALSE | FALSE | FALSE | FALSE | TRUE | TRUE | FALSE | FALSE | FALSE | FALSE | FALSE | Info Not Available
PG&E NGBA | Cresta | 0 | 0 | 0 | 0 | 0 | 0 | 0 | Cresta | 230 | 1500 | FALSE | FALSE | FALSE | TRUE | FALSE | FALSE | FALSE | FALSE | FALSE | FALSE | FALSE | TRUE | TRUE | FALSE | FALSE | FALSE | FALSE | FALSE | Info Not Available
SDGE | Crestwood | 0 | 0 | 0 | 0 | 0 | 0 | 0 | Crestwood | 69 | 0 | FALSE | FALSE | FALSE | TRUE | FALSE | FALSE | FALSE | FALSE | FALSE | FALSE | FALSE | TRUE | TRUE | FALSE | FALSE | FALSE | FALSE | FALSE | Info Not Available
PG&E GBA | Crow Creek | 0 | 0 | 0 | 0 | 0 | 0 | 0 | Crow Creek | 60 | 0 | FALSE | FALSE | FALSE | TRUE | FALSE | FALSE | FALSE | FALSE | FALSE | FALSE | FALSE | TRUE | TRUE | FALSE | FALSE | FALSE | FALSE | FALSE | Info Not Available
PG&E GBA | Crows Landing | 0 | 0 | 0 | 0 | 0 | 0 | 0 | Crows Landing | 60 | 0 | FALSE | FALSE | FALSE | TRUE | FALSE | FALSE | FALSE | FALSE | FALSE | FALSE | FALSE | TRUE | TRUE | FALSE | FALSE | FALSE | FALSE | FALSE | Info Not Available
PG&E GBA | Curtis | 0 | 0 | 0 | 0 | 0 | 0 | 0 | Curtis | 115 | 100 | FALSE | FALSE | FALSE | TRUE | FALSE | FALSE | FALSE | FALSE | FALSE | FALSE | FALSE | TRUE | TRUE | FALSE | FALSE | FALSE | FALSE | FALSE | Info Not Available
PG&E FRESNO | Dairyland | 0 | 0 | 0 | 0 | 0 | 0 | 0 | Dairyland | 115 | 100 | FALSE | FALSE | FALSE | TRUE | FALSE | FALSE | FALSE | FALSE | FALSE | FALSE | FALSE | TRUE | TRUE | FALSE | FALSE | FALSE | FALSE | FALSE | Info Not Available
PG&E NGBA | Davis | 0 | 0 | 0 | 0 | 100 | 100 | 0 | Davis | 115 | 100 | TRUE | FALSE | FALSE | TRUE | FALSE | FALSE | FALSE | FALSE | FALSE | FALSE | FALSE | TRUE | FALSE | FALSE | TRUE | FALSE | FALSE | FALSE | New Substation | 3
SCE Metro | Del Amo | 0 | 0 | 0 | 0 | 0 | 0 | 0 | Del Amo | 500 | 3000 | FALSE | FALSE | FALSE | TRUE | FALSE | FALSE | FALSE | FALSE | FALSE | FALSE | FALSE | TRUE | TRUE | FALSE | FALSE | FALSE | FALSE | FALSE | Info Not Available
SCE Metro | Del Amo | 0 | 0 | 0 | 0 | 0 | 0 | 0 | Del Amo | 230 | 1500 | FALSE | FALSE | FALSE | TRUE | FALSE | FALSE | FALSE | FALSE | FALSE | FALSE | FALSE | TRUE | TRUE | FALSE | FALSE | FALSE | FALSE | FALSE | Info Not Available
SCE Eastern | Delaney | 0 | 0 | 0 | 0 | 1860 | 1860 | 0 | Delaney | 500 | 3000 | FALSE | FALSE | FALSE | TRUE | FALSE | FALSE | FALSE | FALSE | FALSE | FALSE | FALSE | TRUE | TRUE | FALSE | FALSE | FALSE | FALSE | FALSE | Info Not Available
PG&E NGBA | Delevan | 0 | 0 | 0 | 0 | 0 | 0 | 0 | Delevan | 230 | 1500 | TRUE | FALSE | FALSE | TRUE | FALSE | FALSE | FALSE | FALSE | FALSE | FALSE | FALSE | TRUE | FALSE | FALSE | TRUE | FALSE | FALSE | FALSE | New Substation | 3
PG&E GBA | Delta PP | 0 | 0 | 0 | 0 | 0 | 0 | 0 | Delta PP | 230 | 1500 | FALSE | FALSE | FALSE | TRUE | FALSE | FALSE | FALSE | FALSE | FALSE | FALSE | FALSE | TRUE | TRUE | FALSE | FALSE | FALSE | FALSE | FALSE | Info Not Available
EOP | Desert View | 0 | 0 | 0 | 0 | 0 | 0 | 0 | Desert View | 230 | 1500 | FALSE | FALSE | FALSE | TRUE | FALSE | FALSE | FALSE | FALSE | FALSE | FALSE | FALSE | TRUE | TRUE | FALSE | FALSE | FALSE | FALSE | FALSE | Info Not Available
SCE Eastern | Devers | 0 | 0 | 0 | 300 | 0 | 300 | 0 | Devers | 230 | 1500 | TRUE | FALSE | FALSE | TRUE | FALSE | FALSE | TRUE | FALSE | FALSE | FALSE | TRUE | TRUE | FALSE | TRUE | TRUE | FALSE | TRUE | FALSE | Short Circuit Duty Limit | 5
SCE Eastern | Devers | 0 | 0 | 0 | 0 | 0 | 0 | 0 | Devers | 500 | 3000 | FALSE | FALSE | FALSE | TRUE | FALSE | FALSE | FALSE | FALSE | FALSE | FALSE | FALSE | TRUE | TRUE | FALSE | FALSE | FALSE | FALSE | FALSE | Info Not Available
PG&E KERN | Diablo Canyon | 0 | 0 | 0 | 0 | 0 | 0 | 0 | Diablo Canyon | 230 | 1500 | TRUE | FALSE | FALSE | TRUE | FALSE | FALSE | FALSE | FALSE | FALSE | FALSE | FALSE | TRUE | FALSE | FALSE | TRUE | FALSE | FALSE | FALSE | New Substation | 3
PG&E KERN | Diablo Canyon | 0 | 0 | 0 | 0 | 0 | 0 | 0 | Diablo Canyon | 500 | 3000 | TRUE | FALSE | FALSE | TRUE | FALSE | FALSE | FALSE | FALSE | FALSE | FALSE | FALSE | TRUE | FALSE | FALSE | TRUE | FALSE | FALSE | FALSE | New Substation | 5
PG&E KERN | Divide | 0 | 0 | 0 | 0 | 0 | 0 | 0 | Divide | 115 | 100 | FALSE | FALSE | FALSE | TRUE | FALSE | FALSE | FALSE | FALSE | FALSE | FALSE | FALSE | TRUE | TRUE | FALSE | FALSE | FALSE | FALSE | FALSE | Info Not Available
PG&E GBA | Dixon Landing | 0 | 0 | 0 | 0 | 0 | 0 | 23 | Dixon Landing | 115 | 100 | FALSE | FALSE | FALSE | TRUE | FALSE | FALSE | FALSE | FALSE | FALSE | FALSE | FALSE | TRUE | TRUE | FALSE | FALSE | FALSE | FALSE | FALSE | Info Not Available
PG&E FRESNO | Dos Amigos | 0 | 0 | 0 | 632 | 0 | 632 | 10 | Dos Amigos | 230 | 1500 | FALSE | FALSE | FALSE | TRUE | FALSE | FALSE | FALSE | FALSE | FALSE | FALSE | FALSE | TRUE | TRUE | FALSE | FALSE | FALSE | FALSE | FALSE | Info Not Available
PG&E NGBA | Drum | 0 | 0 | 0 | 0 | 0 | 0 | 0 | Drum | 115 | 100 | FALSE | FALSE | FALSE | TRUE | FALSE | FALSE | FALSE | FALSE | FALSE | FALSE | FALSE | TRUE | TRUE | FALSE | FALSE | FALSE | FALSE | FALSE | Info Not Available
PG&E GBA | Dumbarton | 0 | 0 | 0 | 0 | 0 | 0 | 0 | Dumbarton | 115 | 100 | FALSE | FALSE | FALSE | TRUE | FALSE | FALSE | FALSE | FALSE | FALSE | FALSE | FALSE | TRUE | TRUE | FALSE | FALSE | FALSE | FALSE | FALSE | Info Not Available
SCE NOL | Dunn Siding | 0 | 0 | 0 | 0 | 0 | 0 | 0 | Dunn Siding | 115 | 100 | FALSE | FALSE | FALSE | TRUE | FALSE | FALSE | FALSE | FALSE | FALSE | FALSE | FALSE | TRUE | TRUE | FALSE | FALSE | FALSE | FALSE | FALSE | Info Not Available
SCE Eastern | Eagle Mountain | 0 | 0 | 0 | 0 | 0 | 0 | 0 | Eagle Mountain | 230 | 1500 | FALSE | FALSE | FALSE | TRUE | FALSE | FALSE | FALSE | FALSE | FALSE | FALSE | FALSE | TRUE | TRUE | FALSE | FALSE | FALSE | FALSE | FALSE | Info Not Available
PG&E NGBA | Eagle Rock (PGE) | 0 | 0 | 0 | 0 | 0 | 0 | 0 | Eagle Rock (PGE) | 60 | 0 | FALSE | FALSE | FALSE | TRUE | FALSE | FALSE | FALSE | FALSE | FALSE | FALSE | FALSE | TRUE | TRUE | FALSE | FALSE | FALSE | FALSE | FALSE | Info Not Available
PG&E NGBA | Eagle Rock (PGE) | 0 | 0 | 0 | 0 | 0 | 0 | 0 | Eagle Rock (PGE) | 115 | 100 | TRUE | FALSE | TRUE | TRUE | FALSE | FALSE | FALSE | FALSE | FALSE | TRUE | FALSE | FALSE | FALSE | FALSE | FALSE | TRUE | TRUE | FALSE | High | 3
SCE Metro | Eagle Rock (SCE) | 0 | 0 | 0 | 0 | 0 | 0 | 0 | Eagle Rock (SCE) | 230 | 1500 | FALSE | FALSE | FALSE | TRUE | FALSE | FALSE | FALSE | FALSE | FALSE | FALSE | FALSE | TRUE | TRUE | FALSE | FALSE | FALSE | FALSE | FALSE | Info Not Available
PG&E NGBA | East Marysville | 0 | 0 | 0 | 0 | 0 | 0 | 0 | East Marysville | 115 | 100 | FALSE | FALSE | FALSE | TRUE | FALSE | FALSE | FALSE | FALSE | FALSE | FALSE | FALSE | TRUE | TRUE | FALSE | FALSE | FALSE | FALSE | FALSE | Info Not Available
PG&E NGBA | East Nicolaus | 0 | 0 | 0 | 0 | 0 | 0 | 0 | East Nicolaus | 115 | 100 | FALSE | FALSE | FALSE | TRUE | FALSE | FALSE | FALSE | FALSE | FALSE | FALSE | FALSE | TRUE | TRUE | FALSE | FALSE | FALSE | FALSE | FALSE | Info Not Available
PG&E NGBA | East Nicolaus | 0 | 0 | 0 | 0 | 0 | 0 | 0 | East Nicolaus | 60 | 0 | FALSE | FALSE | FALSE | TRUE | FALSE | FALSE | FALSE | FALSE | FALSE | FALSE | FALSE | TRUE | TRUE | FALSE | FALSE | FALSE | FALSE | FALSE | Info Not Available
PG&E GBA | Eastshore | 0 | 0 | 0 | 0 | 0 | 0 | 0 | Eastshore | 115 | 100 | TRUE | FALSE | FALSE | TRUE | FALSE | FALSE | FALSE | FALSE | FALSE | FALSE | TRUE | TRUE | FALSE | TRUE | TRUE | FALSE | FALSE | FALSE | Short Circuit Duty Limit | 4
PG&E GBA | Eastshore | 0 | 0 | 0 | 0 | 0 | 0 | 0 | Eastshore | 230 | 1500 | FALSE | FALSE | FALSE | TRUE | FALSE | FALSE | FALSE | FALSE | FALSE | FALSE | FALSE | TRUE | TRUE | FALSE | FALSE | FALSE | FALSE | FALSE | Info Not Available
SDGE | ECO | 0 | 0 | 0 | 0 | 100 | 100 | 0 | ECO | 138 | 100 | TRUE | FALSE | FALSE | TRUE | TRUE | FALSE | FALSE | FALSE | FALSE | TRUE | FALSE | FALSE | FALSE | FALSE | FALSE | FALSE | TRUE | FALSE | Mid | 3
SDGE | ECO | 0 | 0 | 0 | 0 | 0 | 0 | 0 | ECO | 230 | 1500 | FALSE | FALSE | FALSE | TRUE | FALSE | FALSE | FALSE | FALSE | FALSE | FALSE | FALSE | TRUE | TRUE | FALSE | FALSE | FALSE | FALSE | FALSE | Info Not Available
SDGE | ECO | 0 | 0 | 0 | 0 | 0 | 0 | 0 | ECO | 500 | 3000 | FALSE | FALSE | FALSE | TRUE | FALSE | FALSE | FALSE | FALSE | FALSE | FALSE | FALSE | TRUE | TRUE | FALSE | FALSE | FALSE | FALSE | FALSE | Info Not Available
PG&E GBA | Edenvale | 0 | 0 | 0 | 0 | 0 | 0 | 0 | Edenvale | 115 | 100 | FALSE | FALSE | FALSE | TRUE | FALSE | FALSE | FALSE | FALSE | FALSE | FALSE | FALSE | TRUE | TRUE | FALSE | FALSE | FALSE | FALSE | FALSE | Info Not Available
PG&E GBA | Edes | 0 | 0 | 0 | 0 | 0 | 0 | 0 | Edes | 115 | 100 | FALSE | FALSE | FALSE | TRUE | FALSE | FALSE | FALSE | FALSE | FALSE | FALSE | FALSE | TRUE | TRUE | FALSE | FALSE | FALSE | FALSE | FALSE | Info Not Available
PG&E GBA | Eight Mile | 0 | 0 | 0 | 0 | 1100 | 1100 | 0 | Eight Mile | 230 | 1500 | FALSE | FALSE | FALSE | TRUE | FALSE | FALSE | FALSE | FALSE | FALSE | FALSE | FALSE | TRUE | TRUE | FALSE | FALSE | FALSE | FALSE | FALSE | Info Not Available
SDGE | El Cajon | 0 | 0 | 0 | 0 | 0 | 0 | 0 | El Cajon | 69 | 0 | FALSE | FALSE | FALSE | TRUE | FALSE | FALSE | FALSE | FALSE | FALSE | FALSE | FALSE | TRUE | TRUE | FALSE | FALSE | FALSE | FALSE | FALSE | Info Not Available
SCE Eastern | El Casco | 0 | 0 | 0 | 0 | 0 | 0 | 0 | El Casco | 230 | 1500 | FALSE | FALSE | FALSE | TRUE | FALSE | FALSE | FALSE | FALSE | FALSE | FALSE | FALSE | TRUE | TRUE | FALSE | FALSE | FALSE | FALSE | FALSE | Info Not Available
PG&E GBA | El Cerrito G | 0 | 0 | 0 | 0 | 0 | 0 | 0 | El Cerrito G | 115 | 100 | FALSE | FALSE | FALSE | TRUE | FALSE | FALSE | FALSE | FALSE | FALSE | FALSE | FALSE | TRUE | TRUE | FALSE | FALSE | FALSE | FALSE | FALSE | Info Not Available
PG&E NGBA | El Dorado PH | 0 | 0 | 0 | 0 | 0 | 0 | 0 | El Dorado PH | 115 | 100 | FALSE | FALSE | FALSE | TRUE | FALSE | FALSE | FALSE | FALSE | FALSE | FALSE | FALSE | TRUE | TRUE | FALSE | FALSE | FALSE | FALSE | FALSE | Info Not Available
PG&E FRESNO | El Nido (PGE) | 0 | 0 | 0 | 0 | 0 | 0 | 10 | El Nido (PGE) | 115 | 100 | FALSE | FALSE | FALSE | TRUE | FALSE | FALSE | FALSE | FALSE | FALSE | FALSE | FALSE | TRUE | TRUE | FALSE | FALSE | FALSE | FALSE | FALSE | Info Not Available
SCE Metro | El Nido (SCE) | 0 | 0 | 0 | 0 | 0 | 0 | 0 | El Nido (SCE) | 230 | 1500 | FALSE | FALSE | FALSE | TRUE | FALSE | FALSE | FALSE | FALSE | FALSE | FALSE | FALSE | TRUE | TRUE | FALSE | FALSE | FALSE | FALSE | FALSE | Info Not Available
PG&E GBA | El Patio | 0 | 0 | 0 | 0 | 0 | 0 | 0 | El Patio | 115 | 100 | FALSE | FALSE | FALSE | TRUE | FALSE | FALSE | FALSE | FALSE | FALSE | FALSE | FALSE | TRUE | TRUE | FALSE | FALSE | FALSE | FALSE | FALSE | Info Not Available
SCE Metro | El Segundo | 0 | 0 | 0 | 0 | 0 | 0 | 0 | El Segundo | 230 | 1500 | FALSE | FALSE | FALSE | TRUE | FALSE | FALSE | FALSE | FALSE | FALSE | FALSE | FALSE | TRUE | TRUE | FALSE | FALSE | FALSE | FALSE | FALSE | Info Not Available
EOP | Eldorado | 0 | 0 | 0 | 0 | 0 | 0 | 427 | Eldorado | 230 | 1500 | TRUE | FALSE | FALSE | TRUE | FALSE | FALSE | FALSE | TRUE | FALSE | TRUE | FALSE | FALSE | FALSE | FALSE | FALSE | TRUE | FALSE | FALSE | High | 4
EOP | Eldorado | 0 | 0 | 0 | 0 | 0 | 0 | 741 | Eldorado | 500 | 3000 | TRUE | FALSE | FALSE | TRUE | FALSE | FALSE | FALSE | TRUE | FALSE | TRUE | TRUE | FALSE | FALSE | TRUE | FALSE | TRUE | FALSE | FALSE | Short Circuit Duty Limit | 5
SCE Northern | Elizabeth Lake | 0 | 0 | 0 | 0 | 0 | 0 | 0 | Elizabeth Lake | 66 | 0 | FALSE | FALSE | FALSE | TRUE | FALSE | FALSE | FALSE | FALSE | FALSE | FALSE | FALSE | TRUE | TRUE | FALSE | FALSE | FALSE | FALSE | FALSE | Info Not Available
PG&E KERN | Elk Hills | 0 | 0 | 0 | 0 | 0 | 0 | 0 | Elk Hills | 230 | 1500 | FALSE | FALSE | FALSE | TRUE | FALSE | FALSE | FALSE | FALSE | FALSE | FALSE | FALSE | TRUE | TRUE | FALSE | FALSE | FALSE | FALSE | FALSE | Info Not Available
SDGE | Elliott | 0 | 0 | 0 | 0 | 0 | 0 | 0 | Elliot | 69 | 0 | FALSE | FALSE | FALSE | TRUE | FALSE | FALSE | FALSE | FALSE | FALSE | FALSE | FALSE | TRUE | TRUE | FALSE | FALSE | FALSE | FALSE | FALSE | Info Not Available
SCE Metro | Ellis | 0 | 0 | 0 | 0 | 0 | 0 | 0 | Ellis | 230 | 1500 | FALSE | FALSE | FALSE | TRUE | FALSE | FALSE | FALSE | FALSE | FALSE | FALSE | FALSE | TRUE | TRUE | FALSE | FALSE | FALSE | FALSE | FALSE | Info Not Available
SDGE | Encina | 0 | 0 | 0 | 0 | 0 | 0 | 0 | Encina | 138 | 100 | TRUE | FALSE | FALSE | TRUE | FALSE | FALSE | FALSE | FALSE | FALSE | FALSE | FALSE | TRUE | FALSE | FALSE | TRUE | FALSE | FALSE | FALSE | New Substation | 3
SDGE | Encina | 0 | 0 | 0 | 0 | 0 | 0 | 0 | Encina | 230 | 1500 | FALSE | FALSE | FALSE | TRUE | FALSE | FALSE | FALSE | FALSE | FALSE | FALSE | FALSE | TRUE | TRUE | FALSE | FALSE | FALSE | FALSE | FALSE | Info Not Available
SDGE | Escondido | 0 | 0 | 0 | 0 | 0 | 0 | 0 | Escondido | 230 | 1500 | FALSE | FALSE | FALSE | TRUE | FALSE | FALSE | FALSE | FALSE | FALSE | FALSE | FALSE | TRUE | TRUE | FALSE | FALSE | FALSE | FALSE | FALSE | Info Not Available
SDGE | Escondido | 0 | 0 | 0 | 0 | 0 | 0 | 0 | Escondido | 69 | 0 | FALSE | FALSE | FALSE | TRUE | FALSE | FALSE | FALSE | FALSE | FALSE | FALSE | FALSE | TRUE | TRUE | FALSE | FALSE | FALSE | FALSE | FALSE | Info Not Available
PG&E KERN | Estrella | 0 | 0 | 0 | 0 | 0 | 0 | 0 | Estrella | 230 | 1500 | FALSE | FALSE | FALSE | TRUE | FALSE | FALSE | FALSE | FALSE | FALSE | FALSE | FALSE | TRUE | TRUE | FALSE | FALSE | FALSE | FALSE | FALSE | Info Not Available
SCE Eastern | Etiwanda | 0 | 0 | 0 | 500 | 0 | 500 | 0 | Etiwanda | 230 | 1500 | TRUE | FALSE | FALSE | TRUE | FALSE | FALSE | TRUE | FALSE | FALSE | TRUE | TRUE | FALSE | FALSE | TRUE | FALSE | FALSE | TRUE | FALSE | Short Circuit Duty Limit | 5
PG&E GBA | Evergreen | 0 | 0 | 0 | 0 | 0 | 0 | 0 | Evergreen | 115 | 100 | FALSE | FALSE | FALSE | TRUE | FALSE | FALSE | FALSE | FALSE | FALSE | FALSE | FALSE | TRUE | TRUE | FALSE | FALSE | FALSE | FALSE | FALSE | Info Not Available
PG&E GBA | Evergreen | 0 | 0 | 0 | 0 | 0 | 0 | 0 | Evergreen | 60 | 0 | FALSE | FALSE | FALSE | TRUE | FALSE | FALSE | FALSE | FALSE | FALSE | FALSE | FALSE | TRUE | TRUE | FALSE | FALSE | FALSE | FALSE | FALSE | Info Not Available
PG&E FRESNO | Excelsior | 0 | 0 | 0 | 0 | 0 | 0 | 0 | Excelsior | 115 | 100 | TRUE | TRUE | TRUE | FALSE | FALSE | FALSE | FALSE | FALSE | FALSE | TRUE | FALSE | FALSE | FALSE | FALSE | FALSE | FALSE | FALSE | TRUE | Low | 1
PG&E FRESNO | Exchequer | 0 | 0 | 0 | 0 | 0 | 0 | 0 | Exchequer | 115 | 100 | FALSE | FALSE | FALSE | TRUE | FALSE | FALSE | FALSE | FALSE | FALSE | FALSE | FALSE | TRUE | TRUE | FALSE | FALSE | FALSE | FALSE | FALSE | Info Not Available
PG&E KERN | Fairway | 0 | 0 | 0 | 0 | 0 | 0 | 0 | Fairway | 115 | 100 | FALSE | FALSE | FALSE | TRUE | FALSE | FALSE | FALSE | FALSE | FALSE | FALSE | FALSE | TRUE | TRUE | FALSE | FALSE | FALSE | FALSE | FALSE | Info Not Available
PG&E KERN | Famoso | 0 | 0 | 0 | 0 | 0 | 0 | 0 | Famoso | 115 | 100 | FALSE | FALSE | FALSE | TRUE | FALSE | FALSE | FALSE | FALSE | FALSE | FALSE | FALSE | TRUE | TRUE | FALSE | FALSE | FALSE | FALSE | FALSE | Info Not Available
PG&E NGBA | Fern Road | 0 | 0 | 0 | 0 | 0 | 0 | 0 | Fern Road | 500 | 3000 | FALSE | FALSE | FALSE | TRUE | FALSE | FALSE | FALSE | FALSE | FALSE | FALSE | FALSE | TRUE | TRUE | FALSE | FALSE | FALSE | FALSE | FALSE | Info Not Available
PG&E GBA | Fibreboard (SPI Sonora) | 0 | 0 | 0 | 0 | 0 | 0 | 0 | Fibreboard (SPI Sonora) | 115 | 100 | FALSE | FALSE | FALSE | TRUE | FALSE | FALSE | FALSE | FALSE | FALSE | FALSE | FALSE | TRUE | TRUE | FALSE | FALSE | FALSE | FALSE | FALSE | Info Not Available
PG&E FRESNO | Figarden | 0 | 0 | 0 | 0 | 0 | 0 | 0 | Figarden | 230 | 1500 | FALSE | FALSE | FALSE | TRUE | FALSE | FALSE | FALSE | FALSE | FALSE | FALSE | FALSE | TRUE | TRUE | FALSE | FALSE | FALSE | FALSE | FALSE | Info Not Available
PG&E FRESNO | Fink | 0 | 0 | 0 | 534 | 0 | 534 | 70 | Fink | 230 | 1500 | FALSE | FALSE | FALSE | TRUE | FALSE | FALSE | FALSE | FALSE | FALSE | FALSE | FALSE | TRUE | TRUE | FALSE | FALSE | FALSE | FALSE | FALSE | Info Not Available
PG&E NGBA | Fitch Mountain | 0 | 0 | 0 | 0 | 0 | 0 | 0 | Fitch Mountain | 60 | 0 | FALSE | FALSE | FALSE | TRUE | FALSE | FALSE | FALSE | FALSE | FALSE | FALSE | FALSE | TRUE | TRUE | FALSE | FALSE | FALSE | FALSE | FALSE | Info Not Available
PG&E GBA | FMC | 0 | 0 | 0 | 0 | 0 | 0 | 0 | FMC | 115 | 100 | FALSE | FALSE | FALSE | TRUE | FALSE | FALSE | FALSE | FALSE | FALSE | FALSE | FALSE | TRUE | TRUE | FALSE | FALSE | FALSE | FALSE | FALSE | Info Not Available
PG&E GBA | Fremont | 0 | 0 | 0 | 0 | 0 | 0 | 0 | Fremont | 115 | 100 | FALSE | FALSE | FALSE | TRUE | FALSE | FALSE | FALSE | FALSE | FALSE | FALSE | FALSE | TRUE | TRUE | FALSE | FALSE | FALSE | FALSE | FALSE | Info Not Available
PG&E GBA | French Camp | 0 | 0 | 0 | 0 | 0 | 0 | 0 | French Camp | 60 | 0 | FALSE | FALSE | FALSE | TRUE | FALSE | FALSE | FALSE | FALSE | FALSE | FALSE | FALSE | TRUE | TRUE | FALSE | FALSE | FALSE | FALSE | FALSE | Info Not Available
PG&E GBA | Frogtown | 0 | 0 | 0 | 0 | 0 | 0 | 0 | Frogtown | 115 | 100 | FALSE | FALSE | FALSE | TRUE | FALSE | FALSE | FALSE | FALSE | FALSE | FALSE | FALSE | TRUE | TRUE | FALSE | FALSE | FALSE | FALSE | FALSE | Info Not Available
PG&E NGBA | Fulton | 0 | 0 | 0 | 0 | 0 | 0 | 0 | Fulton | 115 | 100 | TRUE | TRUE | FALSE | TRUE | FALSE | FALSE | FALSE | FALSE | FALSE | TRUE | FALSE | FALSE | FALSE | FALSE | FALSE | FALSE | FALSE | TRUE | Low | 1
PG&E NGBA | Fulton | 0 | 0 | 0 | 0 | 0 | 0 | 0 | Fulton | 230 | 1500 | FALSE | FALSE | FALSE | TRUE | FALSE | FALSE | FALSE | FALSE | FALSE | FALSE | FALSE | TRUE | TRUE | FALSE | FALSE | FALSE | FALSE | FALSE | Info Not Available
PG&E NGBA | Fulton | 0 | 0 | 0 | 0 | 0 | 0 | 0 | Fulton | 60 | 0 | FALSE | FALSE | FALSE | TRUE | FALSE | FALSE | FALSE | FALSE | FALSE | FALSE | FALSE | TRUE | TRUE | FALSE | FALSE | FALSE | FALSE | FALSE | Info Not Available
PG&E KERN | Ganso | 0 | 0 | 0 | 0 | 0 | 0 | 0 | Ganso | 115 | 100 | FALSE | FALSE | FALSE | TRUE | FALSE | FALSE | FALSE | FALSE | FALSE | FALSE | FALSE | TRUE | TRUE | FALSE | FALSE | FALSE | FALSE | FALSE | Info Not Available
PG&E FRESNO | Gates | 0 | 0 | 0 | 0 | 0 | 0 | 0 | Gates | 230 | 1500 | TRUE | FALSE | FALSE | TRUE | FALSE | FALSE | FALSE | FALSE | FALSE | FALSE | TRUE | TRUE | FALSE | TRUE | TRUE | FALSE | FALSE | FALSE | Short Circuit Duty Limit | 4
PG&E FRESNO | Gates | 0 | 0 | 0 | 0 | 0 | 0 | 0 | Gates | 500 | 3000 | TRUE | FALSE | FALSE | TRUE | FALSE | FALSE | FALSE | FALSE | FALSE | FALSE | FALSE | TRUE | FALSE | FALSE | TRUE | FALSE | FALSE | FALSE | New Substation | 5
PG&E NGBA | Geysers 12 | 0 | 0 | 0 | 0 | 0 | 0 | 0 | Geysers 12 | 230 | 1500 | FALSE | FALSE | FALSE | TRUE | FALSE | FALSE | FALSE | FALSE | FALSE | FALSE | FALSE | TRUE | TRUE | FALSE | FALSE | FALSE | FALSE | FALSE | Info Not Available
PG&E NGBA | Geysers 17 | 0 | 0 | 0 | 0 | 0 | 0 | 0 | Geysers 17 | 230 | 1500 | FALSE | FALSE | FALSE | TRUE | FALSE | FALSE | FALSE | FALSE | FALSE | FALSE | FALSE | TRUE | TRUE | FALSE | FALSE | FALSE | FALSE | FALSE | Info Not Available
PG&E NGBA | Geysers 3 | 0 | 0 | 0 | 0 | 0 | 0 | 0 | Geysers 3 | 115 | 100 | FALSE | FALSE | FALSE | TRUE | FALSE | FALSE | FALSE | FALSE | FALSE | FALSE | FALSE | TRUE | TRUE | FALSE | FALSE | FALSE | FALSE | FALSE | Info Not Available
PG&E NGBA | Glenn | 0 | 0 | 0 | 0 | 0 | 0 | 0 | Glenn | 230 | 1500 | TRUE | FALSE | FALSE | TRUE | FALSE | FALSE | FALSE | FALSE | FALSE | FALSE | FALSE | TRUE | FALSE | FALSE | TRUE | FALSE | FALSE | FALSE | New Substation | 3
PG&E NGBA | Glenn | 0 | 0 | 0 | 0 | 0 | 0 | 0 | Glenn | 60 | 0 | FALSE | FALSE | FALSE | TRUE | FALSE | FALSE | FALSE | FALSE | FALSE | FALSE | FALSE | TRUE | TRUE | FALSE | FALSE | FALSE | FALSE | FALSE | Info Not Available
PG&E NGBA | Gold Hill | 0 | 0 | 0 | 0 | 0 | 0 | 0 | Gold Hill | 115 | 100 | FALSE | FALSE | FALSE | TRUE | FALSE | FALSE | FALSE | FALSE | FALSE | FALSE | FALSE | TRUE | TRUE | FALSE | FALSE | FALSE | FALSE | FALSE | Info Not Available
PG&E NGBA | Gold Hill | 0 | 0 | 0 | 0 | 0 | 0 | 0 | Gold Hill | 230 | 1500 | FALSE | FALSE | FALSE | TRUE | FALSE | FALSE | FALSE | FALSE | FALSE | FALSE | FALSE | TRUE | TRUE | FALSE | FALSE | FALSE | FALSE | FALSE | Info Not Available
SCE Northern | Goleta | 0 | 0 | 0 | 0 | 0 | 0 | 0 | Goleta | 230 | 1500 | FALSE | FALSE | FALSE | TRUE | FALSE | FALSE | FALSE | FALSE | FALSE | FALSE | FALSE | TRUE | TRUE | FALSE | FALSE | FALSE | FALSE | FALSE | Info Not Available
SCE Metro | Goodrich | 0 | 0 | 0 | 0 | 0 | 0 | 0 | Goodrich | 230 | 1500 | FALSE | FALSE | FALSE | TRUE | FALSE | FALSE | FALSE | FALSE | FALSE | FALSE | FALSE | TRUE | TRUE | FALSE | FALSE | FALSE | FALSE | FALSE | Info Not Available
PG&E KERN | Goose Lake | 0 | 0 | 0 | 0 | 0 | 0 | 0 | Goose Lake | 115 | 100 | FALSE | FALSE | FALSE | TRUE | FALSE | FALSE | FALSE | FALSE | FALSE | FALSE | FALSE | TRUE | TRUE | FALSE | FALSE | FALSE | FALSE | FALSE | Info Not Available
SCE Metro | Gould | 0 | 0 | 0 | 0 | 0 | 0 | 0 | Gould | 230 | 1500 | FALSE | FALSE | FALSE | TRUE | FALSE | FALSE | FALSE | FALSE | FALSE | FALSE | FALSE | TRUE | TRUE | FALSE | FALSE | FALSE | FALSE | FALSE | Info Not Available
PG&E NGBA | Grand Island | 0 | 0 | 0 | 0 | 0 | 0 | 0 | Grand Island | 115 | 100 | FALSE | FALSE | FALSE | TRUE | FALSE | FALSE | FALSE | FALSE | FALSE | FALSE | FALSE | TRUE | TRUE | FALSE | FALSE | FALSE | FALSE | FALSE | Info Not Available
SDGE | Granite Hills | 0 | 0 | 0 | 0 | 0 | 0 | 0 | Granite | 69 | 0 | FALSE | FALSE | FALSE | TRUE | FALSE | FALSE | FALSE | FALSE | FALSE | FALSE | FALSE | TRUE | TRUE | FALSE | FALSE | FALSE | FALSE | FALSE | Info Not Available
PG&E GBA | Grant | 0 | 0 | 0 | 0 | 0 | 0 | 0 | Grant | 115 | 100 | FALSE | FALSE | FALSE | TRUE | FALSE | FALSE | FALSE | FALSE | FALSE | FALSE | FALSE | TRUE | TRUE | FALSE | FALSE | FALSE | FALSE | FALSE | Info Not Available
PG&E GBA | Green Valley | 0 | 0 | 0 | 0 | 0 | 0 | 0 | Green Valley | 115 | 100 | TRUE | TRUE | FALSE | TRUE | FALSE | FALSE | FALSE | FALSE | FALSE | TRUE | FALSE | FALSE | FALSE | FALSE | FALSE | FALSE | FALSE | TRUE | Low | 1
PG&E NGBA | Greenleaf 1 | 0 | 0 | 0 | 0 | 0 | 0 | 0 | Greenleaf 1 | 115 | 100 | FALSE | FALSE | FALSE | TRUE | FALSE | FALSE | FALSE | FALSE | FALSE | FALSE | FALSE | TRUE | TRUE | FALSE | FALSE | FALSE | FALSE | FALSE | Info Not Available
PG&E FRESNO | Gregg | 0 | 0 | 0 | 0 | 0 | 0 | 0 | Gregg | 230 | 1500 | FALSE | FALSE | FALSE | TRUE | FALSE | FALSE | FALSE | FALSE | FALSE | FALSE | FALSE | TRUE | TRUE | FALSE | FALSE | FALSE | FALSE | FALSE | Info Not Available
PG&E FRESNO | Grimmway-Malaga | 0 | 0 | 0 | 0 | 0 | 0 | 0 | Grimmway-Malaga | 115 | 100 | FALSE | FALSE | FALSE | TRUE | FALSE | FALSE | FALSE | FALSE | FALSE | FALSE | FALSE | TRUE | TRUE | FALSE | FALSE | FALSE | FALSE | FALSE | Info Not Available
PG&E NGBA | Grizzly | 0 | 0 | 0 | 0 | 0 | 0 | 0 | Grizzly | 230 | 1500 | FALSE | FALSE | FALSE | TRUE | FALSE | FALSE | FALSE | FALSE | FALSE | FALSE | FALSE | TRUE | TRUE | FALSE | FALSE | FALSE | FALSE | FALSE | Info Not Available
PG&E FRESNO | Guernsey | 0 | 0 | 0 | 0 | 0 | 0 | 0 | Guernsey | 70 | 0 | FALSE | FALSE | FALSE | TRUE | FALSE | FALSE | FALSE | FALSE | FALSE | FALSE | FALSE | TRUE | TRUE | FALSE | FALSE | FALSE | FALSE | FALSE | Info Not Available
PG&E FRESNO | GWF Hanford | 0 | 0 | 0 | 0 | 0 | 0 | 0 | GWF Hanford | 115 | 100 | FALSE | FALSE | FALSE | TRUE | FALSE | FALSE | FALSE | FALSE | FALSE | FALSE | FALSE | TRUE | TRUE | FALSE | FALSE | FALSE | FALSE | FALSE | Info Not Available
PG&E FRESNO | Haas | 0 | 0 | 0 | 0 | 0 | 0 | 0 | Haas | 230 | 1500 | FALSE | FALSE | FALSE | TRUE | FALSE | FALSE | FALSE | FALSE | FALSE | FALSE | FALSE | TRUE | TRUE | FALSE | FALSE | FALSE | FALSE | FALSE | Info Not Available
PG&E FRESNO | Hammonds | 0 | 0 | 0 | 100 | 0 | 100 | 0 | Hammonds | 115 | 100 | FALSE | FALSE | FALSE | TRUE | FALSE | FALSE | FALSE | FALSE | FALSE | FALSE | FALSE | TRUE | TRUE | FALSE | FALSE | FALSE | FALSE | FALSE | Info Not Available
SCE Metro | HarborGen | 0 | 0 | 0 | 0 | 0 | 0 | 0 | HarborGen | 230 | 1500 | FALSE | FALSE | FALSE | TRUE | FALSE | FALSE | FALSE | FALSE | FALSE | FALSE | FALSE | TRUE | TRUE | FALSE | FALSE | FALSE | FALSE | FALSE | Info Not Available
PG&E NGBA | Harris | 0 | 0 | 0 | 0 | 0 | 0 | 0 | Harris | 60 | 0 | FALSE | FALSE | FALSE | TRUE | FALSE | FALSE | FALSE | FALSE | FALSE | FALSE | FALSE | TRUE | TRUE | FALSE | FALSE | FALSE | FALSE | FALSE | Info Not Available
EOP | Harry Allen | 0 | 0 | 0 | 0 | 301.2 | 301.2 | 0 | Harry Allen | 500 | 3000 | FALSE | FALSE | FALSE | TRUE | FALSE | FALSE | FALSE | FALSE | FALSE | FALSE | FALSE | TRUE | TRUE | FALSE | FALSE | FALSE | FALSE | FALSE | Info Not Available
PG&E NGBA | Hartley | 0 | 0 | 0 | 0 | 0 | 0 | 0 | Hartley | 60 | 0 | FALSE | FALSE | FALSE | TRUE | FALSE | FALSE | FALSE | FALSE | FALSE | FALSE | FALSE | TRUE | TRUE | FALSE | FALSE | FALSE | FALSE | FALSE | Info Not Available
SCE NOL | Harvard | 0 | 0 | 0 | 0 | 0 | 0 | 0 | Harvard | 115 | 100 | FALSE | FALSE | FALSE | TRUE | FALSE | FALSE | FALSE | FALSE | FALSE | FALSE | FALSE | TRUE | TRUE | FALSE | FALSE | FALSE | FALSE | FALSE | Info Not Available
SDGE | Hassayampa | 0 | 0 | 0 | 3634.5 | 2415 | 6049.5 | 0 | Hassayampa | 500 | 3000 | FALSE | FALSE | FALSE | TRUE | FALSE | FALSE | FALSE | FALSE | FALSE | FALSE | FALSE | TRUE | TRUE | FALSE | FALSE | FALSE | FALSE | FALSE | Info Not Available
PG&E FRESNO | Helm | 0 | 0 | 0 | 749 | 0 | 749 | 0 | Helm | 230 | 1500 | TRUE | FALSE | FALSE | TRUE | FALSE | FALSE | FALSE | FALSE | FALSE | FALSE | FALSE | TRUE | FALSE | FALSE | TRUE | FALSE | FALSE | FALSE | New Substation | 3
PG&E FRESNO | Helm | 0 | 0 | 0 | 0 | 0 | 0 | 0 | Helm | 70 | 0 | FALSE | FALSE | FALSE | TRUE | FALSE | FALSE | FALSE | FALSE | FALSE | FALSE | FALSE | TRUE | TRUE | FALSE | FALSE | FALSE | FALSE | FALSE | Info Not Available
PG&E FRESNO | Henrietta | 0 | 0 | 0 | 0 | 0 | 0 | 0 | Henrietta | 115 | 100 | TRUE | FALSE | FALSE | TRUE | FALSE | FALSE | FALSE | FALSE | FALSE | TRUE | FALSE | FALSE | FALSE | FALSE | FALSE | TRUE | FALSE | FALSE | High | 3
PG&E FRESNO | Henrietta | 0 | 0 | 0 | 1186 | 0 | 1186 | 0 | Henrietta | 230 | 1500 | TRUE | FALSE | FALSE | TRUE | FALSE | FALSE | FALSE | FALSE | FALSE | TRUE | FALSE | FALSE | FALSE | FALSE | FALSE | TRUE | FALSE | FALSE | High | 3
PG&E FRESNO | Henrietta | 0 | 0 | 0 | 0 | 0 | 0 | 0 | Henrietta | 70 | 0 | FALSE | FALSE | FALSE | TRUE | FALSE | FALSE | FALSE | FALSE | FALSE | FALSE | FALSE | TRUE | TRUE | FALSE | FALSE | FALSE | FALSE | FALSE | Info Not Available
PG&E FRESNO | Herndon | 0 | 0 | 0 | 0 | 0 | 0 | 0 | Herndon | 115 | 100 | FALSE | FALSE | FALSE | TRUE | FALSE | FALSE | FALSE | FALSE | FALSE | FALSE | FALSE | TRUE | TRUE | FALSE | FALSE | FALSE | FALSE | FALSE | Info Not Available
PG&E FRESNO | Herndon | 0 | 0 | 0 | 0 | 0 | 0 | 0 | Herndon | 230 | 1500 | FALSE | FALSE | FALSE | TRUE | FALSE | FALSE | FALSE | FALSE | FALSE | FALSE | FALSE | TRUE | TRUE | FALSE | FALSE | FALSE | FALSE | FALSE | Info Not Available
PG&E GBA | Hicks | 0 | 0 | 0 | 106 | 0 | 106 | 0 | Hicks | 230 | 1500 | FALSE | FALSE | FALSE | TRUE | FALSE | FALSE | FALSE | FALSE | FALSE | FALSE | FALSE | TRUE | TRUE | FALSE | FALSE | FALSE | FALSE | FALSE | Info Not Available
PG&E NGBA | Higgins | 0 | 0 | 0 | 0 | 0 | 0 | 0 | Higgins | 115 | 100 | FALSE | FALSE | FALSE | TRUE | FALSE | FALSE | FALSE | FALSE | FALSE | FALSE | FALSE | TRUE | TRUE | FALSE | FALSE | FALSE | FALSE | FALSE | Info Not Available
PG&E NGBA | Hilltop | 0 | 0 | 0 | 0 | 0 | 0 | 159 | Hilltop | 345 | 3000 | FALSE | FALSE | FALSE | TRUE | FALSE | FALSE | FALSE | FALSE | FALSE | FALSE | FALSE | FALSE | TRUE | FALSE | FALSE | FALSE | FALSE | FALSE | Info Not Available
SCE Metro | Hinson | 0 | 0 | 0 | 0 | 0 | 0 | 0 | Hinson | 230 | 1500 | FALSE | FALSE | FALSE | TRUE | FALSE | FALSE | FALSE | FALSE | FALSE | FALSE | FALSE | TRUE | TRUE | FALSE | FALSE | FALSE | FALSE | FALSE | Info Not Available
PG&E GBA | Hollister | 0 | 0 | 0 | 0 | 0 | 0 | 164 | Hollister | 115 | 100 | TRUE | FALSE | FALSE | TRUE | FALSE | FALSE | FALSE | FALSE | FALSE | FALSE | FALSE | TRUE | FALSE | FALSE | TRUE | FALSE | FALSE | FALSE | New Substation | 3
PG&E NGBA | Homestake | 0 | 0 | 0 | 0 | 0 | 0 | 0 | Homestake | 115 | 100 | FALSE | FALSE | FALSE | TRUE | FALSE | FALSE | FALSE | FALSE | FALSE | FALSE | FALSE | TRUE | TRUE | FALSE | FALSE | FALSE | FALSE | FALSE | Info Not Available
PG&E NGBA | Honcut | 0 | 0 | 0 | 0 | 0 | 0 | 0 | Honcut | 115 | 100 | FALSE | FALSE | FALSE | TRUE | FALSE | FALSE | FALSE | FALSE | FALSE | FALSE | FALSE | TRUE | TRUE | FALSE | FALSE | FALSE | FALSE | FALSE | Info Not Available
SDGE | Hoodoo Wash | 0 | 0 | 0 | 303 | 5314 | 5617 | 0 | Hoodoo Wash | 500 | 3000 | FALSE | FALSE | FALSE | TRUE | FALSE | FALSE | FALSE | FALSE | FALSE | FALSE | FALSE | TRUE | TRUE | FALSE | FALSE | FALSE | FALSE | FALSE | Info Not Available
PG&E NGBA | Hopland | 0 | 0 | 0 | 0 | 0 | 0 | 0 | Hopland | 115 | 100 | FALSE | FALSE | FALSE | TRUE | FALSE | FALSE | FALSE | FALSE | FALSE | FALSE | FALSE | TRUE | TRUE | FALSE | FALSE | FALSE | FALSE | FALSE | Info Not Available
PG&E NGBA | Hopland | 0 | 0 | 0 | 0 | 0 | 0 | 0 | Hopland | 60 | 0 | FALSE | FALSE | FALSE | TRUE | FALSE | FALSE | FALSE | FALSE | FALSE | FALSE | FALSE | TRUE | TRUE | FALSE | FALSE | FALSE | FALSE | FALSE | Info Not Available
PG&E NGBA | Humboldt | 0 | 0 | 0 | 0 | 0 | 0 | 0 | Humboldt | 115 | 100 | TRUE | FALSE | FALSE | TRUE | FALSE | FALSE | FALSE | FALSE | FALSE | FALSE | FALSE | TRUE | FALSE | FALSE | TRUE | FALSE | FALSE | FALSE | New Substation | 3
PG&E NGBA | Humboldt | 0 | 0 | 0 | 0 | 0 | 0 | 0 | Humboldt | 60 | 0 | FALSE | FALSE | FALSE | TRUE | FALSE | FALSE | FALSE | FALSE | FALSE | FALSE | FALSE | TRUE | TRUE | FALSE | FALSE | FALSE | FALSE | FALSE | Info Not Available
PG&E NGBA | Humboldt | 100 | 0 | 100 | 0 | 457.3 | 457.3 | 0 | Humboldt | 500 | 3000 | FALSE | FALSE | FALSE | TRUE | FALSE | FALSE | FALSE | FALSE | FALSE | FALSE | FALSE | TRUE | TRUE | FALSE | FALSE | FALSE | FALSE | FALSE | Info Not Available
SCE Metro | Huntington Beach | 0 | 0 | 0 | 0 | 0 | 0 | 0 | Huntington Beach | 230 | 1500 | FALSE | FALSE | FALSE | TRUE | FALSE | FALSE | FALSE | FALSE | FALSE | FALSE | FALSE | TRUE | TRUE | FALSE | FALSE | FALSE | FALSE | FALSE | Info Not Available
PG&E NGBA | Ignacio | 0 | 0 | 0 | 0 | 0 | 0 | 0 | Ignacio | 115 | 100 | TRUE | FALSE | FALSE | TRUE | FALSE | FALSE | FALSE | FALSE | FALSE | FALSE | FALSE | TRUE | FALSE | FALSE | TRUE | FALSE | FALSE | FALSE | New Substation | 3
PG&E NGBA | Ignacio | 0 | 0 | 0 | 0 | 0 | 0 | 0 | Ignacio | 230 | 1500 | TRUE | FALSE | FALSE | TRUE | FALSE | FALSE | FALSE | FALSE | FALSE | FALSE | FALSE | TRUE | FALSE | FALSE | TRUE | FALSE | FALSE | FALSE | New Substation | 3
PG&E NGBA | Ignacio | 0 | 0 | 0 | 0 | 0 | 0 | 0 | Ignacio | 60 | 0 | TRUE | FALSE | FALSE | TRUE | FALSE | FALSE | FALSE | FALSE | FALSE | FALSE | FALSE | TRUE | FALSE | FALSE | TRUE | FALSE | FALSE | FALSE | New Substation | 3
SDGE | Imperial Beach | 0 | 0 | 0 | 0 | 0 | 0 | 0 | Imperial Beach | 69 | 0 | FALSE | FALSE | FALSE | TRUE | FALSE | FALSE | FALSE | FALSE | FALSE | FALSE | FALSE | TRUE | TRUE | FALSE | FALSE | FALSE | FALSE | FALSE | Info Not Available
SDGE | Imperial Valley | 0 | 0 | 0 | 500 | 0 | 500 | 975 | Imperial Valley | 230 | 1500 | TRUE | FALSE | FALSE | TRUE | FALSE | FALSE | FALSE | FALSE | FALSE | FALSE | FALSE | TRUE | FALSE | FALSE | TRUE | FALSE | FALSE | FALSE | New Substation | 4
SDGE | Imperial Valley | 0 | 0 | 0 | 250 | 250 | 500 | 0 | Imperial Valley | 500 | 3000 | TRUE | FALSE | FALSE | TRUE | FALSE | FALSE | FALSE | FALSE | FALSE | FALSE | FALSE | TRUE | FALSE | FALSE | TRUE | FALSE | FALSE | FALSE | New Substation | 5
EOP | Innovation | 0 | 0 | 0 | 0 | 0 | 0 | 0 | Innovation | 138 | 100 | FALSE | FALSE | FALSE | TRUE | FALSE | FALSE | FALSE | FALSE | FALSE | FALSE | FALSE | TRUE | TRUE | FALSE | FALSE | FALSE | FALSE | FALSE | Info Not Available
EOP | Innovation | 0 | 0 | 0 | 0 | 0 | 0 | 0 | Innovation | 230 | 1500 | FALSE | FALSE | FALSE | TRUE | FALSE | FALSE | FALSE | FALSE | FALSE | FALSE | FALSE | TRUE | TRUE | FALSE | FALSE | FALSE | FALSE | FALSE | Info Not Available
SCE NOL | Inyokern | 0 | 0 | 0 | 0 | 0 | 0 | 116 | Inyokern | 115 | 100 | FALSE | FALSE | FALSE | TRUE | FALSE | FALSE | FALSE | FALSE | FALSE | FALSE | FALSE | TRUE | TRUE | FALSE | FALSE | FALSE | FALSE | FALSE | Info Not Available
EOP | IS Tap | 0 | 0 | 0 | 0 | 0 | 0 | 0 | IS Tap | 138 | 100 | FALSE | FALSE | FALSE | TRUE | FALSE | FALSE | FALSE | FALSE | FALSE | FALSE | FALSE | FALSE | TRUE | FALSE | FALSE | FALSE | FALSE | FALSE | Info Not Available
EOP | Ivanpah | 0 | 0 | 0 | 0 | 0 | 0 | 0 | Ivanpah | 115 | 100 | FALSE | FALSE | FALSE | TRUE | FALSE | FALSE | FALSE | FALSE | FALSE | FALSE | FALSE | TRUE | TRUE | FALSE | FALSE | FALSE | FALSE | FALSE | Info Not Available
EOP | Ivanpah | 0 | 0 | 0 | 0 | 0 | 0 | 0 | Ivanpah | 230 | 1500 | FALSE | FALSE | FALSE | TRUE | FALSE | FALSE | FALSE | FALSE | FALSE | FALSE | FALSE | TRUE | TRUE | FALSE | FALSE | FALSE | FALSE | FALSE | Info Not Available
EOP | Jackass (DOE) | 0 | 0 | 0 | 0 | 0 | 0 | 0 | Jackass (DOE) | 138 | 100 | FALSE | FALSE | FALSE | TRUE | FALSE | FALSE | FALSE | FALSE | FALSE | FALSE | FALSE | FALSE | TRUE | FALSE | FALSE | FALSE | FALSE | FALSE | Info Not Available
PG&E NGBA | James B Black | 0 | 0 | 0 | 0 | 0 | 0 | 131 | James B Black | 230 | 1500 | FALSE | FALSE | FALSE | TRUE | FALSE | FALSE | FALSE | FALSE | FALSE | FALSE | FALSE | TRUE | TRUE | FALSE | FALSE | FALSE | FALSE | FALSE | Info Not Available
PG&E GBA | Jefferson | 0 | 0 | 0 | 0 | 0 | 0 | 0 | Jefferson | 230 | 1500 | FALSE | FALSE | FALSE | TRUE | FALSE | FALSE | FALSE | FALSE | FALSE | FALSE | FALSE | TRUE | TRUE | FALSE | FALSE | FALSE | FALSE | FALSE | Info Not Available
PG&E NGBA | Jessup | 0 | 0 | 0 | 0 | 0 | 0 | 100 | Jessup | 115 | 100 | FALSE | FALSE | FALSE | TRUE | FALSE | FALSE | FALSE | FALSE | FALSE | FALSE | FALSE | TRUE | TRUE | FALSE | FALSE | FALSE | FALSE | FALSE | Info Not Available
SCE Metro | Johanna | 0 | 0 | 0 | 0 | 0 | 0 | 0 | Johanna | 230 | 1500 | FALSE | FALSE | FALSE | TRUE | FALSE | FALSE | FALSE | FALSE | FALSE | FALSE | FALSE | TRUE | TRUE | FALSE | FALSE | FALSE | FALSE | FALSE | Info Not Available
SCE Eastern | Julian Hinds | 0 | 0 | 0 | 0 | 0 | 0 | 0 | Julian Hinds | 230 | 1500 | FALSE | FALSE | FALSE | TRUE | FALSE | FALSE | FALSE | FALSE | FALSE | FALSE | FALSE | TRUE | TRUE | FALSE | FALSE | FALSE | FALSE | FALSE | Info Not Available
PG&E GBA | Kasson | 0 | 0 | 0 | 0 | 0 | 0 | 0 | Kasson | 115 | 100 | FALSE | FALSE | FALSE | TRUE | FALSE | FALSE | FALSE | FALSE | FALSE | FALSE | FALSE | TRUE | TRUE | FALSE | FALSE | FALSE | FALSE | FALSE | Info Not Available
PG&E GBA | Kasson | 0 | 0 | 0 | 0 | 0 | 0 | 0 | Kasson | 60 | 0 | FALSE | FALSE | FALSE | TRUE | FALSE | FALSE | FALSE | FALSE | FALSE | FALSE | FALSE | TRUE | TRUE | FALSE | FALSE | FALSE | FALSE | FALSE | Info Not Available
PG&E FRESNO | Kearney | 0 | 0 | 0 | 0 | 0 | 0 | 0 | Kearney | 230 | 1500 | FALSE | FALSE | FALSE | TRUE | FALSE | FALSE | FALSE | FALSE | FALSE | FALSE | FALSE | TRUE | TRUE | FALSE | FALSE | FALSE | FALSE | FALSE | Info Not Available
PG&E FRESNO | Kearney | 0 | 0 | 0 | 0 | 0 | 0 | 0 | Kearney | 70 | 0 | FALSE | FALSE | FALSE | TRUE | FALSE | FALSE | FALSE | FALSE | FALSE | FALSE | FALSE | TRUE | TRUE | FALSE | FALSE | FALSE | FALSE | FALSE | Info Not Available
PG&E GBA | Kelso | 0 | 0 | 0 | 0 | 0 | 0 | 0 | Kelso | 230 | 1500 | FALSE | FALSE | FALSE | TRUE | FALSE | FALSE | FALSE | FALSE | FALSE | FALSE | FALSE | TRUE | TRUE | FALSE | FALSE | FALSE | FALSE | FALSE | Info Not Available
PG&E FRESNO | Kerchoff 1 | 0 | 0 | 0 | 0 | 0 | 0 | 0 | Kerchoff 1 | 115 | 100 | FALSE | FALSE | FALSE | TRUE | FALSE | FALSE | FALSE | FALSE | FALSE | FALSE | FALSE | TRUE | TRUE | FALSE | FALSE | FALSE | FALSE | FALSE | Info Not Available
PG&E KERN | Kern Oil | 0 | 0 | 0 | 0 | 100 | 100 | 0 | Kern Oil | 115 | 100 | FALSE | FALSE | FALSE | TRUE | FALSE | FALSE | FALSE | FALSE | FALSE | FALSE | FALSE | TRUE | TRUE | FALSE | FALSE | FALSE | FALSE | FALSE | Info Not Available
PG&E KERN | Kern PP | 0 | 0 | 0 | 0 | 50 | 50 | 0 | Kern PP | 115 | 100 | FALSE | FALSE | FALSE | TRUE | FALSE | FALSE | FALSE | FALSE | FALSE | FALSE | FALSE | TRUE | TRUE | FALSE | FALSE | FALSE | FALSE | FALSE | Info Not Available
PG&E KERN | Kern PP | 0 | 0 | 0 | 0 | 0 | 0 | 0 | Kern PP | 230 | 1500 | FALSE | FALSE | FALSE | TRUE | FALSE | FALSE | FALSE | FALSE | FALSE | FALSE | FALSE | TRUE | TRUE | FALSE | FALSE | FALSE | FALSE | FALSE | Info Not Available
PG&E KERN | Kern PP | 0 | 0 | 0 | 0 | 0 | 0 | 0 | Kern PP | 70 | 0 | FALSE | FALSE | FALSE | TRUE | FALSE | FALSE | FALSE | FALSE | FALSE | FALSE | FALSE | TRUE | TRUE | FALSE | FALSE | FALSE | FALSE | FALSE | Info Not Available
PG&E KERN | Kernridge | 0 | 0 | 0 | 0 | 0 | 0 | 0 | Kernridge | 115 | 100 | FALSE | FALSE | FALSE | TRUE | FALSE | FALSE | FALSE | FALSE | FALSE | FALSE | FALSE | TRUE | TRUE | FALSE | FALSE | FALSE | FALSE | FALSE | Info Not Available
PG&E FRESNO | Kingsburg | 0 | 0 | 0 | 0 | 0 | 0 | 0 | Kingsburg | 115 | 100 | FALSE | FALSE | FALSE | TRUE | FALSE | FALSE | FALSE | FALSE | FALSE | FALSE | FALSE | TRUE | TRUE | FALSE | FALSE | FALSE | FALSE | FALSE | Info Not Available
PG&E GBA | Kirker | 0 | 0 | 0 | 0 | 0 | 0 | 0 | Kirker | 115 | 100 | FALSE | FALSE | FALSE | TRUE | FALSE | FALSE | FALSE | FALSE | FALSE | FALSE | FALSE | TRUE | TRUE | FALSE | FALSE | FALSE | FALSE | FALSE | Info Not Available
PG&E NGBA | Knights Landing | 0 | 0 | 0 | 0 | 0 | 0 | 0 | Knights Landing | 115 | 100 | FALSE | FALSE | FALSE | TRUE | FALSE | FALSE | FALSE | FALSE | FALSE | FALSE | FALSE | TRUE | TRUE | FALSE | FALSE | FALSE | FALSE | FALSE | Info Not Available
PG&E NGBA | Konocti | 0 | 0 | 0 | 0 | 0 | 0 | 0 | Konocti | 60 | 0 | FALSE | FALSE | FALSE | TRUE | FALSE | FALSE | FALSE | FALSE | FALSE | FALSE | FALSE | TRUE | TRUE | FALSE | FALSE | FALSE | FALSE | FALSE | Info Not Available
SCE NOL | Kramer | 0 | 0 | 0 | 0 | 0 | 0 | 0 | Kramer | 115 | 100 | TRUE | FALSE | FALSE | TRUE | FALSE | FALSE | FALSE | TRUE | FALSE | FALSE | FALSE | TRUE | FALSE | FALSE | TRUE | FALSE | FALSE | FALSE | New Substation | 3
SCE NOL | Kramer | 0 | 0 | 0 | 0 | 0 | 0 | 0 | Kramer | 230 | 1500 | TRUE | FALSE | FALSE | TRUE | FALSE | FALSE | FALSE | TRUE | FALSE | FALSE | FALSE | TRUE | FALSE | FALSE | TRUE | FALSE | FALSE | FALSE | New Substation | 4
SCE Metro | La Cienega | 0 | 0 | 0 | 0 | 0 | 0 | 0 | La Cienega | 230 | 1500 | FALSE | FALSE | FALSE | TRUE | FALSE | FALSE | FALSE | FALSE | FALSE | FALSE | FALSE | TRUE | TRUE | FALSE | FALSE | FALSE | FALSE | FALSE | Info Not Available
SCE Metro | La Fresa | 0 | 0 | 0 | 0 | 0 | 0 | 0 | La Fresa | 230 | 1500 | FALSE | FALSE | FALSE | TRUE | FALSE | FALSE | FALSE | FALSE | FALSE | FALSE | FALSE | TRUE | TRUE | FALSE | FALSE | FALSE | FALSE | FALSE | Info Not Available
SCE Metro | Laguna Bell | 0 | 0 | 0 | 0 | 0 | 0 | 0 | Laguna Bell | 230 | 1500 | TRUE | FALSE | FALSE | TRUE | FALSE | FALSE | TRUE | FALSE | FALSE | TRUE | TRUE | FALSE | FALSE | TRUE | FALSE | FALSE | TRUE | FALSE | Short Circuit Duty Limit | 5
PG&E KERN | Lakeview | 0 | 0 | 0 | 0 | 0 | 0 | 0 | Lakeview | 70 | 0 | FALSE | FALSE | FALSE | TRUE | FALSE | FALSE | FALSE | FALSE | FALSE | FALSE | FALSE | TRUE | TRUE | FALSE | FALSE | FALSE | FALSE | FALSE | Info Not Available
PG&E NGBA | Lakeville | 0 | 0 | 0 | 0 | 0 | 0 | 0 | Lakeville | 230 | 1500 | TRUE | FALSE | FALSE | TRUE | FALSE | FALSE | FALSE | FALSE | FALSE | FALSE | FALSE | TRUE | FALSE | FALSE | TRUE | FALSE | FALSE | FALSE | New Substation | 3
PG&E NGBA | Lakeville | 0 | 0 | 0 | 0 | 0 | 0 | 0 | Lakeville | 60 | 0 | FALSE | FALSE | FALSE | TRUE | FALSE | FALSE | FALSE | FALSE | FALSE | FALSE | FALSE | TRUE | TRUE | FALSE | FALSE | FALSE | FALSE | FALSE | Info Not Available
PG&E NGBA | Lakeville | 0 | 0 | 0 | 0 | 0 | 0 | 20 | Lakeville | 115 | 100 | TRUE | FALSE | FALSE | TRUE | FALSE | FALSE | FALSE | FALSE | FALSE | FALSE | FALSE | TRUE | FALSE | FALSE | TRUE | FALSE | FALSE | FALSE | New Substation | 3
PG&E GBA | Lakewood | 0 | 0 | 0 | 0 | 0 | 0 | 0 | Lakewood | 115 | 100 | FALSE | FALSE | FALSE | TRUE | FALSE | FALSE | FALSE | FALSE | FALSE | FALSE | FALSE | TRUE | TRUE | FALSE | FALSE | FALSE | FALSE | FALSE | Info Not Available
PG&E NGBA | Lambie | 0 | 0 | 0 | 0 | 0 | 0 | 0 | Lambie | 230 | 1500 | FALSE | FALSE | FALSE | TRUE | FALSE | FALSE | FALSE | FALSE | FALSE | FALSE | FALSE | TRUE | TRUE | FALSE | FALSE | FALSE | FALSE | FALSE | Info Not Available
PG&E GBA | Lammers | 0 | 0 | 0 | 0 | 0 | 0 | 0 | Lammers | 115 | 100 | TRUE | FALSE | FALSE | TRUE | FALSE | FALSE | FALSE | FALSE | FALSE | FALSE | FALSE | TRUE | FALSE | FALSE | TRUE | FALSE | FALSE | FALSE | New Substation | 3
PG&E KERN | Lamont | 0 | 0 | 0 | 100 | 31.2 | 131.2 | 0 | Lamont | 115 | 100 | TRUE | FALSE | TRUE | TRUE | FALSE | FALSE | FALSE | FALSE | FALSE | TRUE | FALSE | FALSE | FALSE | FALSE | FALSE | TRUE | TRUE | FALSE | High | 3
PG&E FRESNO | Las Aguilas | 0 | 0 | 0 | 0 | 0 | 0 | 0 | Las Aguilas | 230 | 1500 | FALSE | FALSE | FALSE | TRUE | FALSE | FALSE | FALSE | FALSE | FALSE | FALSE | FALSE | TRUE | TRUE | FALSE | FALSE | FALSE | FALSE | FALSE | Info Not Available
EOP | Lathrop | 0 | 0 | 0 | 0 | 0 | 0 | 0 | Lathrop | 138 | 100 | FALSE | FALSE | FALSE | TRUE | FALSE | FALSE | FALSE | FALSE | FALSE | FALSE | FALSE | FALSE | TRUE | FALSE | FALSE | FALSE | FALSE | FALSE | Info Not Available
EOP | Lathrop | 150 | 0 | 150 | 0 | 560 | 560 | 0 | Lathrop | 230 | 1500 | FALSE | FALSE | FALSE | TRUE | FALSE | FALSE | FALSE | FALSE | FALSE | FALSE | FALSE | TRUE | TRUE | FALSE | FALSE | FALSE | FALSE | FALSE | Info Not Available
PG&E FRESNO | Le Grand | 0 | 0 | 0 | 0 | 0 | 0 | 0 | Le Grand | 115 | 100 | TRUE | FALSE | TRUE | TRUE | FALSE | FALSE | FALSE | FALSE | FALSE | TRUE | FALSE | FALSE | FALSE | FALSE | FALSE | TRUE | TRUE | FALSE | High | 3
PG&E FRESNO | Lemoore | 0 | 0 | 0 | 0 | 0 | 0 | 0 | Lemoore | 70 | 0 | FALSE | FALSE | FALSE | TRUE | FALSE | FALSE | FALSE | FALSE | FALSE | FALSE | FALSE | TRUE | TRUE | FALSE | FALSE | FALSE | FALSE | FALSE | Info Not Available
PG&E KERN | Lerdo | 0 | 0 | 0 | 0 | 0 | 0 | 0 | Lerdo | 115 | 100 | FALSE | FALSE | FALSE | TRUE | FALSE | FALSE | FALSE | FALSE | FALSE | FALSE | FALSE | TRUE | TRUE | FALSE | FALSE | FALSE | FALSE | FALSE | Info Not Available
SCE Metro | Lewis | 0 | 0 | 0 | 0 | 0 | 0 | 0 | Lewis | 230 | 1500 | FALSE | FALSE | FALSE | TRUE | FALSE | FALSE | FALSE | FALSE | FALSE | FALSE | FALSE | TRUE | TRUE | FALSE | FALSE | FALSE | FALSE | FALSE | Info Not Available
SCE Metro | Lighthipe | 0 | 0 | 0 | 0 | 0 | 0 | 0 | Lighthipe | 230 | 1500 | FALSE | FALSE | FALSE | TRUE | FALSE | FALSE | FALSE | FALSE | FALSE | FALSE | FALSE | TRUE | TRUE | FALSE | FALSE | FALSE | FALSE | FALSE | Info Not Available
SDGE | Lilac | 0 | 0 | 0 | 0 | 0 | 0 | 0 | Lilac | 69 | 0 | FALSE | FALSE | FALSE | TRUE | FALSE | FALSE | FALSE | FALSE | FALSE | FALSE | FALSE | TRUE | TRUE | FALSE | FALSE | FALSE | FALSE | FALSE | Info Not Available
PG&E NGBA | Lincoln | 0 | 0 | 0 | 0 | 0 | 0 | 0 | Lincoln | 115 | 100 | FALSE | FALSE | FALSE | TRUE | FALSE | FALSE | FALSE | FALSE | FALSE | FALSE | FALSE | TRUE | TRUE | FALSE | FALSE | FALSE | FALSE | FALSE | Info Not Available
PG&E KERN | Live Oak | 0 | 0 | 0 | 100 | 0 | 100 | 0 | Live Oak | 115 | 100 | FALSE | FALSE | FALSE | TRUE | FALSE | FALSE | FALSE | FALSE | FALSE | FALSE | FALSE | TRUE | TRUE | FALSE | FALSE | FALSE | FALSE | FALSE | Info Not Available
PG&E GBA | Llagas | 0 | 0 | 0 | 0 | 0 | 0 | 0 | Llagas | 115 | 100 | FALSE | FALSE | FALSE | TRUE | FALSE | FALSE | FALSE | FALSE | FALSE | FALSE | FALSE | TRUE | TRUE | FALSE | FALSE | FALSE | FALSE | FALSE | Info Not Available
PG&E GBA | Lockeford | 0 | 0 | 0 | 0 | 0 | 0 | 0 | Lockeford | 115 | 100 | FALSE | FALSE | FALSE | TRUE | FALSE | FALSE | FALSE | FALSE | FALSE | FALSE | FALSE | TRUE | TRUE | FALSE | FALSE | FALSE | FALSE | FALSE | Info Not Available
PG&E GBA | Lockeford | 0 | 0 | 0 | 0 | 200 | 200 | 0 | Lockeford | 230 | 1500 | FALSE | FALSE | FALSE | TRUE | FALSE | FALSE | FALSE | FALSE | FALSE | FALSE | FALSE | TRUE | TRUE | FALSE | FALSE | FALSE | FALSE | FALSE | Info Not Available
PG&E GBA | Lockeford | 0 | 0 | 0 | 0 | 0 | 0 | 0 | Lockeford | 60 | 0 | FALSE | FALSE | FALSE | TRUE | FALSE | FALSE | FALSE | FALSE | FALSE | FALSE | FALSE | TRUE | TRUE | FALSE | FALSE | FALSE | FALSE | FALSE | Info Not Available
PG&E GBA | Lodi | 0 | 0 | 0 | 0 | 0 | 0 | 0 | Lodi | 230 | 1500 | FALSE | FALSE | FALSE | TRUE | FALSE | FALSE | FALSE | FALSE | FALSE | FALSE | FALSE | TRUE | TRUE | FALSE | FALSE | FALSE | FALSE | FALSE | Info Not Available
PG&E NGBA | Logan Creek | 0 | 0 | 0 | 0 | 0 | 0 | 0 | Logan Creek | 230 | 1500 | FALSE | FALSE | FALSE | TRUE | FALSE | FALSE | FALSE | FALSE | FALSE | FALSE | FALSE | TRUE | TRUE | FALSE | FALSE | FALSE | FALSE | FALSE | Info Not Available
PG&E GBA | Lone Tree | 0 | 0 | 0 | 0 | 0 | 0 | 0 | Lone Tree | 230 | 1500 | FALSE | FALSE | FALSE | TRUE | FALSE | FALSE | FALSE | FALSE | FALSE | FALSE | FALSE | TRUE | TRUE | FALSE | FALSE | FALSE | FALSE | FALSE | Info Not Available
PG&E FRESNO | Los Banos | 0 | 0 | 0 | 100 | 0 | 100 | 10 | Los Banos | 230 | 1500 | TRUE | FALSE | TRUE | TRUE | FALSE | FALSE | FALSE | FALSE | FALSE | TRUE | FALSE | FALSE | FALSE | FALSE | FALSE | TRUE | TRUE | FALSE | High | 3
PG&E FRESNO | Los Banos | 0 | 0 | 0 | 100 | 0 | 100 | 0 | Los Banos | 500 | 3000 | TRUE | TRUE | TRUE | FALSE | FALSE | FALSE | FALSE | FALSE | FALSE | TRUE | FALSE | FALSE | FALSE | FALSE | FALSE | FALSE | FALSE | TRUE | Low | 2
SDGE | Los Coches | 0 | 0 | 0 | 0 | 0 | 0 | 0 | Los Coches | 138 | 100 | FALSE | FALSE | FALSE | TRUE | FALSE | FALSE | FALSE | FALSE | FALSE | FALSE | FALSE | TRUE | TRUE | FALSE | FALSE | FALSE | FALSE | FALSE | Info Not Available
SDGE | Los Coches | 0 | 0 | 0 | 0 | 0 | 0 | 0 | Los Coches | 69 | 0 | FALSE | FALSE | FALSE | TRUE | FALSE | FALSE | FALSE | FALSE | FALSE | FALSE | FALSE | TRUE | TRUE | FALSE | FALSE | FALSE | FALSE | FALSE | Info Not Available
PG&E GBA | Los Esteros | 0 | 0 | 0 | 0 | 0 | 0 | 0 | Los Esteros | 115 | 100 | TRUE | FALSE | FALSE | TRUE | FALSE | FALSE | FALSE | FALSE | FALSE | FALSE | TRUE | TRUE | FALSE | TRUE | TRUE | FALSE | FALSE | FALSE | Short Circuit Duty Limit | 4
PG&E GBA | Los Esteros | 0 | 0 | 0 | 0 | 0 | 0 | 0 | Los Esteros | 230 | 1500 | FALSE | FALSE | FALSE | TRUE | FALSE | FALSE | FALSE | FALSE | FALSE | FALSE | FALSE | TRUE | TRUE | FALSE | FALSE | FALSE | FALSE | FALSE | Info Not Available
PG&E GBA | Las Positas | 0 | 0 | 0 | 0 | 0 | 0 | 0 | Los Positas | 230 | 1500 | TRUE | FALSE | FALSE | TRUE | FALSE | FALSE | FALSE | FALSE | FALSE | FALSE | FALSE | TRUE | FALSE | FALSE | TRUE | FALSE | FALSE | FALSE | New Substation | 3
PG&E GBA | Las Positas | 0 | 0 | 0 | 0 | 0 | 0 | 0 | Los Positas | 60 | 0 | TRUE | FALSE | FALSE | TRUE | FALSE | FALSE | FALSE | FALSE | FALSE | FALSE | FALSE | TRUE | FALSE | FALSE | TRUE | FALSE | FALSE | FALSE | New Substation | 3
SDGE | Loveland | 0 | 0 | 0 | 0 | 0 | 0 | 0 | Loveland | 69 | 0 | FALSE | FALSE | FALSE | TRUE | FALSE | FALSE | FALSE | FALSE | FALSE | FALSE | FALSE | TRUE | TRUE | FALSE | FALSE | FALSE | FALSE | FALSE | Info Not Available
SCE NOL | Lugo | 0 | 0 | 0 | 165 | 0 | 165 | 0 | Lugo | 230 | 1500 | FALSE | FALSE | FALSE | TRUE | FALSE | FALSE | FALSE | FALSE | FALSE | FALSE | FALSE | TRUE | TRUE | FALSE | FALSE | FALSE | FALSE | FALSE | Info Not Available
SCE NOL | Lugo | 0 | 0 | 0 | 0 | 0 | 0 | 0 | Lugo | 500 | 3000 | TRUE | FALSE | FALSE | TRUE | FALSE | FALSE | TRUE | FALSE | FALSE | TRUE | FALSE | FALSE | FALSE | FALSE | FALSE | FALSE | TRUE | FALSE | Mid | 5
PG&E FRESNO | Madera | 0 | 0 | 0 | 0 | 0 | 0 | 0 | Madera | 70 | 0 | FALSE | FALSE | FALSE | TRUE | FALSE | FALSE | FALSE | FALSE | FALSE | FALSE | FALSE | TRUE | TRUE | FALSE | FALSE | FALSE | FALSE | FALSE | Info Not Available
PG&E NGBA | Madison | 0 | 0 | 0 | 0 | 0 | 0 | 0 | Madison | 115 | 100 | FALSE | FALSE | FALSE | TRUE | FALSE | FALSE | FALSE | FALSE | FALSE | FALSE | FALSE | TRUE | TRUE | FALSE | FALSE | FALSE | FALSE | FALSE | Info Not Available
PG&E KERN | Magunden | 0 | 0 | 0 | 100 | 0 | 100 | 0 | Magunden | 115 | 100 | FALSE | FALSE | FALSE | TRUE | FALSE | FALSE | FALSE | FALSE | FALSE | FALSE | FALSE | TRUE | TRUE | FALSE | FALSE | FALSE | FALSE | FALSE | Info Not Available
PG&E KERN | Magunden | 0 | 0 | 0 | 0 | 0 | 0 | 0 | Magunden | 230 | 1500 | FALSE | FALSE | FALSE | TRUE | FALSE | FALSE | FALSE | FALSE | FALSE | FALSE | FALSE | TRUE | TRUE | FALSE | FALSE | FALSE | FALSE | FALSE | Info Not Available
PG&E FRESNO | Malaga | 0 | 0 | 0 | 0 | 0 | 0 | 0 | Malaga | 115 | 100 | FALSE | FALSE | FALSE | TRUE | FALSE | FALSE | FALSE | FALSE | FALSE | FALSE | FALSE | TRUE | TRUE | FALSE | FALSE | FALSE | FALSE | FALSE | Info Not Available
PG&E NGBA | Malin | 0 | 0 | 0 | 0 | 0 | 0 | 2133.8 | Malin | 500 | 3000 | FALSE | FALSE | FALSE | TRUE | FALSE | FALSE | FALSE | FALSE | FALSE | FALSE | FALSE | TRUE | TRUE | FALSE | FALSE | FALSE | FALSE | FALSE | Info Not Available
SCE Northern | Mandalay | 0 | 0 | 0 | 0 | 0 | 0 | 0 | Mandalay | 230 | 1500 | FALSE | FALSE | FALSE | TRUE | FALSE | FALSE | FALSE | FALSE | FALSE | FALSE | FALSE | TRUE | TRUE | FALSE | FALSE | FALSE | FALSE | FALSE | Info Not Available
PG&E FRESNO | Manning | 0 | 0 | 0 | 100 | 0 | 100 | 0 | Manning | 230 | 1500 | TRUE | TRUE | TRUE | FALSE | TRUE | TRUE | FALSE | FALSE | TRUE | FALSE | FALSE | FALSE | FALSE | FALSE | FALSE | FALSE | FALSE | TRUE | Low | 1 | MANUAL CHANGE
PG&E FRESNO | Manning | 0 | 0 | 0 | 1591 | 278.6 | 1869.6 | 0 | Manning | 500 | 3000 | TRUE | TRUE | TRUE | FALSE | TRUE | TRUE | FALSE | FALSE | TRUE | FALSE | FALSE | FALSE | FALSE | FALSE | FALSE | FALSE | FALSE | TRUE | Low | 2 | MANUAL CHANGE
PG&E GBA | Manteca | 0 | 0 | 0 | 0 | 0 | 0 | 0 | Manteca | 115 | 100 | FALSE | FALSE | FALSE | TRUE | FALSE | FALSE | FALSE | FALSE | FALSE | FALSE | FALSE | TRUE | TRUE | FALSE | FALSE | FALSE | FALSE | FALSE | Info Not Available
SDGE | Margarita | 0 | 0 | 0 | 94 | 0 | 94 | 0 | Margarita | 138 | 100 | FALSE | FALSE | FALSE | TRUE | FALSE | FALSE | FALSE | FALSE | FALSE | FALSE | FALSE | TRUE | TRUE | FALSE | FALSE | FALSE | FALSE | FALSE | Info Not Available
PG&E GBA | Martin | 0 | 0 | 0 | 0 | 0 | 0 | 0 | Martin | 230 | 1500 | TRUE | FALSE | FALSE | TRUE | FALSE | FALSE | FALSE | FALSE | FALSE | FALSE | FALSE | TRUE | FALSE | FALSE | TRUE | FALSE | FALSE | FALSE | New Substation | 3
PG&E GBA | Martin | 0 | 0 | 0 | 0 | 0 | 0 | 0 | Martin | 115 | 100 | TRUE | TRUE | FALSE | TRUE | FALSE | FALSE | FALSE | FALSE | FALSE | TRUE | TRUE | FALSE | FALSE | TRUE | FALSE | FALSE | FALSE | TRUE | Short Circuit Duty Limit | 4
PG&E GBA | Martinez | 0 | 0 | 0 | 0 | 0 | 0 | 0 | Martinez | 115 | 100 | FALSE | FALSE | FALSE | TRUE | FALSE | FALSE | FALSE | FALSE | FALSE | FALSE | FALSE | TRUE | TRUE | FALSE | FALSE | FALSE | FALSE | FALSE | Info Not Available
PG&E FRESNO | Mc Mullin | 0 | 0 | 0 | 0 | 0 | 0 | 0 | Mc Mullin | 230 | 1500 | FALSE | FALSE | FALSE | TRUE | FALSE | FALSE | FALSE | FALSE | FALSE | FALSE | FALSE | TRUE | TRUE | FALSE | FALSE | FALSE | FALSE | FALSE | Info Not Available
PG&E FRESNO | McCall | 0 | 0 | 0 | 0 | 0 | 0 | 0 | McCall | 115 | 100 | FALSE | FALSE | FALSE | TRUE | FALSE | FALSE | FALSE | FALSE | FALSE | FALSE | FALSE | TRUE | TRUE | FALSE | FALSE | FALSE | FALSE | FALSE | Info Not Available
PG&E FRESNO | McCall | 0 | 0 | 0 | 0 | 0 | 0 | 0 | McCall | 230 | 1500 | FALSE | FALSE | FALSE | TRUE | FALSE | FALSE | FALSE | FALSE | FALSE | FALSE | FALSE | TRUE | TRUE | FALSE | FALSE | FALSE | FALSE | FALSE | Info Not Available
PG&E GBA | Meadow Lane | 0 | 0 | 0 | 0 | 0 | 0 | 0 | Meadow Lane | 115 | 100 | FALSE | FALSE | FALSE | TRUE | FALSE | FALSE | FALSE | FALSE | FALSE | FALSE | FALSE | TRUE | TRUE | FALSE | FALSE | FALSE | FALSE | FALSE | Info Not Available
PG&E GBA | Melones | 0 | 0 | 0 | 0 | 0 | 0 | 0 | Melones | 115 | 100 | FALSE | FALSE | FALSE | TRUE | FALSE | FALSE | FALSE | FALSE | FALSE | FALSE | FALSE | TRUE | TRUE | FALSE | FALSE | FALSE | FALSE | FALSE | Info Not Available
PG&E GBA | Melones | 0 | 0 | 0 | 0 | 0 | 0 | 0 | Melones | 230 | 1500 | FALSE | FALSE | FALSE | TRUE | FALSE | FALSE | FALSE | FALSE | FALSE | FALSE | FALSE | TRUE | TRUE | FALSE | FALSE | FALSE | FALSE | FALSE | Info Not Available
SDGE | Melrose | 0 | 0 | 0 | 0 | 0 | 0 | 0 | Melrose | 69 | 0 | FALSE | FALSE | FALSE | TRUE | FALSE | FALSE | FALSE | FALSE | FALSE | FALSE | FALSE | TRUE | TRUE | FALSE | FALSE | FALSE | FALSE | FALSE | Info Not Available
PG&E NGBA | Mendocino | 0 | 0 | 0 | 0 | 0 | 0 | 0 | Mendocino | 115 | 100 | FALSE | FALSE | FALSE | TRUE | FALSE | FALSE | FALSE | FALSE | FALSE | FALSE | FALSE | TRUE | TRUE | FALSE | FALSE | FALSE | FALSE | FALSE | Info Not Available
PG&E NGBA | Mendocino | 0 | 0 | 0 | 0 | 0 | 0 | 0 | Mendocino | 60 | 0 | FALSE | FALSE | FALSE | TRUE | FALSE | FALSE | FALSE | FALSE | FALSE | FALSE | FALSE | TRUE | TRUE | FALSE | FALSE | FALSE | FALSE | FALSE | Info Not Available
PG&E FRESNO | Mendota | 0 | 0 | 0 | 0 | 0 | 0 | 0 | Mendota | 115 | 100 | TRUE | TRUE | TRUE | FALSE | FALSE | FALSE | FALSE | FALSE | FALSE | TRUE | FALSE | FALSE | FALSE | FALSE | FALSE | FALSE | FALSE | TRUE | Low | 1
PG&E GBA | Menlo | 0 | 0 | 0 | 0 | 0 | 0 | 0 | Menlo | 60 | 0 | FALSE | FALSE | FALSE | TRUE | FALSE | FALSE | FALSE | FALSE | FALSE | FALSE | FALSE | TRUE | TRUE | FALSE | FALSE | FALSE | FALSE | FALSE | Info Not Available
PG&E FRESNO | Merced | 0 | 0 | 0 | 0 | 0 | 0 | 0 | Merced | 115 | 100 | FALSE | FALSE | FALSE | TRUE | FALSE | FALSE | FALSE | FALSE | FALSE | FALSE | FALSE | TRUE | TRUE | FALSE | FALSE | FALSE | FALSE | FALSE | Info Not Available
EOP | Mercury | 0 | 0 | 0 | 0 | 0 | 0 | 0 | Mercury | 138 | 100 | FALSE | FALSE | FALSE | TRUE | FALSE | FALSE | FALSE | FALSE | FALSE | FALSE | FALSE | FALSE | TRUE | FALSE | FALSE | FALSE | FALSE | FALSE | Info Not Available
PG&E FRESNO | Mercy Springs | 0 | 0 | 0 | 0 | 0 | 0 | 0 | Mercy Springs | 70 | 0 | FALSE | FALSE | FALSE | TRUE | FALSE | FALSE | FALSE | FALSE | FALSE | FALSE | FALSE | TRUE | TRUE | FALSE | FALSE | FALSE | FALSE | FALSE | Info Not Available
PG&E NGBA | Meridian | 0 | 0 | 0 | 0 | 0 | 0 | 0 | Meridian | 60 | 0 | FALSE | FALSE | FALSE | TRUE | FALSE | FALSE | FALSE | FALSE | FALSE | FALSE | FALSE | TRUE | TRUE | FALSE | FALSE | FALSE | FALSE | FALSE | Info Not Available
PG&E KERN | Mesa (PGE) | 0 | 0 | 0 | 0 | 0 | 0 | 0 | Mesa (PGE) | 115 | 100 | FALSE | FALSE | FALSE | TRUE | FALSE | FALSE | FALSE | FALSE | FALSE | FALSE | FALSE | TRUE | TRUE | FALSE | FALSE | FALSE | FALSE | FALSE | Info Not Available
PG&E KERN | Mesa (PGE) | 0 | 0 | 0 | 0 | 0 | 0 | 0 | Mesa (PGE) | 230 | 1500 | FALSE | FALSE | FALSE | TRUE | FALSE | FALSE | FALSE | FALSE | FALSE | FALSE | FALSE | TRUE | TRUE | FALSE | FALSE | FALSE | FALSE | FALSE | Info Not Available
SCE Metro | Mesa (SCE) | 0 | 0 | 0 | 0 | 0 | 0 | 0 | Mesa (SCE) | 230 | 1500 | FALSE | FALSE | FALSE | TRUE | FALSE | FALSE | FALSE | FALSE | FALSE | FALSE | FALSE | TRUE | TRUE | FALSE | FALSE | FALSE | FALSE | FALSE | Info Not Available
SCE Metro | Mesa (SCE) | 0 | 0 | 0 | 0 | 0 | 0 | 0 | Mesa (SCE) | 500 | 3000 | FALSE | FALSE | FALSE | TRUE | FALSE | FALSE | FALSE | FALSE | FALSE | FALSE | FALSE | TRUE | TRUE | FALSE | FALSE | FALSE | FALSE | FALSE | Info Not Available
SDGE | Mesa Heights | 0 | 0 | 0 | 0 | 0 | 0 | 0 | Mesa Heights | 69 | 0 | FALSE | FALSE | FALSE | TRUE | FALSE | FALSE | FALSE | FALSE | FALSE | FALSE | FALSE | TRUE | TRUE | FALSE | FALSE | FALSE | FALSE | FALSE | Info Not Available
PG&E GBA | Metcalf | 0 | 0 | 0 | 0 | 0 | 0 | 0 | Metcalf | 115 | 100 | TRUE | FALSE | FALSE | TRUE | FALSE | FALSE | FALSE | FALSE | FALSE | FALSE | TRUE | TRUE | FALSE | TRUE | TRUE | FALSE | FALSE | FALSE | Short Circuit Duty Limit | 4
PG&E GBA | Metcalf | 0 | 0 | 0 | 0 | 0 | 0 | 0 | Metcalf | 230 | 1500 | TRUE | FALSE | FALSE | TRUE | FALSE | FALSE | FALSE | FALSE | FALSE | FALSE | TRUE | TRUE | FALSE | TRUE | TRUE | FALSE | FALSE | FALSE | Short Circuit Duty Limit | 4
PG&E GBA | Metcalf | 0 | 0 | 0 | 0 | 0 | 0 | 0 | Metcalf | 500 | 3000 | TRUE | FALSE | FALSE | TRUE | FALSE | FALSE | FALSE | FALSE | FALSE | FALSE | TRUE | TRUE | FALSE | TRUE | TRUE | FALSE | FALSE | FALSE | Short Circuit Duty Limit | 5
PG&E KERN | Midway | 0 | 0 | 0 | 0 | 0 | 0 | 0 | Midway | 115 | 100 | TRUE | FALSE | TRUE | TRUE | FALSE | FALSE | FALSE | FALSE | FALSE | FALSE | TRUE | TRUE | FALSE | TRUE | TRUE | FALSE | TRUE | FALSE | Short Circuit Duty Limit | 4
PG&E KERN | Midway | 0 | 0 | 0 | 0 | 0 | 0 | 0 | Midway | 230 | 1500 | TRUE | FALSE | FALSE | TRUE | FALSE | FALSE | FALSE | FALSE | FALSE | FALSE | TRUE | TRUE | FALSE | TRUE | TRUE | FALSE | FALSE | FALSE | Short Circuit Duty Limit | 4
PG&E KERN | Midway | 0 | 0 | 0 | 400 | 160 | 560 | 0 | Midway | 500 | 3000 | TRUE | FALSE | FALSE | TRUE | FALSE | FALSE | FALSE | FALSE | FALSE | FALSE | TRUE | TRUE | FALSE | TRUE | TRUE | FALSE | FALSE | FALSE | Short Circuit Duty Limit | 5
SDGE | Miguel | 0 | 0 | 0 | 0 | 0 | 0 | 0 | Miguel | 230 | 1500 | FALSE | FALSE | FALSE | TRUE | FALSE | FALSE | FALSE | FALSE | FALSE | FALSE | FALSE | TRUE | TRUE | FALSE | FALSE | FALSE | FALSE | FALSE | Info Not Available
SDGE | Miguel | 0 | 0 | 0 | 0 | 0 | 0 | 0 | Miguel | 500 | 3000 | FALSE | FALSE | FALSE | TRUE | FALSE | FALSE | FALSE | FALSE | FALSE | FALSE | FALSE | TRUE | TRUE | FALSE | FALSE | FALSE | FALSE | FALSE | Info Not Available
SDGE | Miguel | 0 | 0 | 0 | 0 | 0 | 0 | 0 | Miguel | 69 | 0 | FALSE | FALSE | FALSE | TRUE | FALSE | FALSE | FALSE | FALSE | FALSE | FALSE | FALSE | TRUE | TRUE | FALSE | FALSE | FALSE | FALSE | FALSE | Info Not Available
PG&E GBA | Millbrae | 0 | 0 | 0 | 0 | 0 | 0 | 0 | Millbrae | 115 | 100 | FALSE | FALSE | FALSE | TRUE | FALSE | FALSE | FALSE | FALSE | FALSE | FALSE | FALSE | TRUE | TRUE | FALSE | FALSE | FALSE | FALSE | FALSE | Info Not Available
PG&E GBA | Miller | 0 | 0 | 0 | 0 | 0 | 0 | 100 | Miller | 115 | 100 | FALSE | FALSE | FALSE | TRUE | FALSE | FALSE | FALSE | FALSE | FALSE | FALSE | FALSE | TRUE | TRUE | FALSE | FALSE | FALSE | FALSE | FALSE | Info Not Available
SCE Metro | Mira Loma | 0 | 0 | 0 | 0 | 0 | 0 | 0 | Mira Loma | 230 | 1500 | TRUE | FALSE | FALSE | TRUE | FALSE | TRUE | FALSE | FALSE | FALSE | TRUE | TRUE | FALSE | FALSE | TRUE | FALSE | FALSE | FALSE | TRUE | Short Circuit Duty Limit | 5
SCE Metro | Mira Loma | 0 | 0 | 0 | 0 | 0 | 0 | 0 | Mira Loma | 500 | 3000 | TRUE | FALSE | FALSE | TRUE | FALSE | TRUE | FALSE | FALSE | FALSE | TRUE | TRUE | FALSE | FALSE | TRUE | FALSE | FALSE | FALSE | TRUE | Short Circuit Duty Limit | 5
SCE Eastern | Mirage | 0 | 0 | 0 | 0 | 0 | 0 | 0 | Mirage | 115 | 100 | FALSE | FALSE | FALSE | TRUE | FALSE | FALSE | FALSE | FALSE | FALSE | FALSE | FALSE | TRUE | TRUE | FALSE | FALSE | FALSE | FALSE | FALSE | Info Not Available
SCE Eastern | Mirage | 0 | 0 | 0 | 0 | 0 | 0 | 1317 | Mirage | 230 | 1500 | FALSE | FALSE | FALSE | TRUE | FALSE | FALSE | FALSE | FALSE | FALSE | FALSE | FALSE | TRUE | TRUE | FALSE | FALSE | FALSE | FALSE | FALSE | Info Not Available
SDGE | Mission | 0 | 0 | 0 | 0 | 0 | 0 | 0 | Mission | 138 | 100 | FALSE | FALSE | FALSE | TRUE | FALSE | FALSE | FALSE | FALSE | FALSE | FALSE | FALSE | TRUE | TRUE | FALSE | FALSE | FALSE | FALSE | FALSE | Info Not Available
SDGE | Mission | 0 | 0 | 0 | 0 | 0 | 0 | 0 | Mission | 230 | 1500 | FALSE | FALSE | FALSE | TRUE | FALSE | FALSE | FALSE | FALSE | FALSE | FALSE | FALSE | TRUE | TRUE | FALSE | FALSE | FALSE | FALSE | FALSE | Info Not Available
SDGE | Mission | 0 | 0 | 0 | 0 | 0 | 0 | 0 | Mission | 69 | 0 | FALSE | FALSE | FALSE | TRUE | FALSE | FALSE | FALSE | FALSE | FALSE | FALSE | FALSE | TRUE | TRUE | FALSE | FALSE | FALSE | FALSE | FALSE | Info Not Available
PG&E GBA | Mi-Wuk | 0 | 0 | 0 | 0 | 0 | 0 | 0 | Mi-Wuk | 115 | 100 | FALSE | FALSE | FALSE | TRUE | FALSE | FALSE | FALSE | FALSE | FALSE | FALSE | FALSE | TRUE | TRUE | FALSE | FALSE | FALSE | FALSE | FALSE | Info Not Available
EOP | Mohave | 100 | 0 | 100 | 0 | 0 | 0 | 0 | Mohave | 500 | 3000 | TRUE | FALSE | FALSE | TRUE | FALSE | FALSE | TRUE | FALSE | FALSE | TRUE | FALSE | FALSE | FALSE | FALSE | FALSE | FALSE | TRUE | FALSE | Mid | 5
PG&E NGBA | Monroe | 0 | 0 | 0 | 0 | 0 | 0 | 0 | Monroe | 115 | 100 | FALSE | FALSE | FALSE | TRUE | FALSE | FALSE | FALSE | FALSE | FALSE | FALSE | FALSE | TRUE | TRUE | FALSE | FALSE | FALSE | FALSE | FALSE | Info Not Available
SDGE | Monserate | 0 | 0 | 0 | 0 | 0 | 0 | 0 | Monserate | 69 | 0 | FALSE | FALSE | FALSE | TRUE | FALSE | FALSE | FALSE | FALSE | FALSE | FALSE | FALSE | TRUE | TRUE | FALSE | FALSE | FALSE | FALSE | FALSE | Info Not Available
PG&E GBA | Monta Vista | 0 | 0 | 0 | 0 | 0 | 0 | 0 | Monta Vista | 115 | 100 | FALSE | FALSE | FALSE | TRUE | FALSE | FALSE | FALSE | FALSE | FALSE | FALSE | FALSE | TRUE | TRUE | FALSE | FALSE | FALSE | FALSE | FALSE | Info Not Available
PG&E GBA | Monta Vista | 0 | 0 | 0 | 0 | 0 | 0 | 0 | Monta Vista | 230 | 1500 | FALSE | FALSE | FALSE | TRUE | FALSE | FALSE | FALSE | FALSE | FALSE | FALSE | FALSE | TRUE | TRUE | FALSE | FALSE | FALSE | FALSE | FALSE | Info Not Available
PG&E GBA | Monta Vista | 0 | 0 | 0 | 0 | 0 | 0 | 0 | Monta Vista | 60 | 0 | FALSE | FALSE | FALSE | TRUE | FALSE | FALSE | FALSE | FALSE | FALSE | FALSE | FALSE | TRUE | TRUE | FALSE | FALSE | FALSE | FALSE | FALSE | Info Not Available
PG&E NGBA | Monticello | 0 | 0 | 0 | 0 | 0 | 0 | 0 | Monticello | 115 | 100 | FALSE | FALSE | FALSE | TRUE | FALSE | FALSE | FALSE | FALSE | FALSE | FALSE | FALSE | TRUE | TRUE | FALSE | FALSE | FALSE | FALSE | FALSE | Info Not Available
SCE Northern | Moorpark | 0 | 0 | 0 | 0 | 0 | 0 | 0 | Moorpark | 230 | 1500 | TRUE | FALSE | FALSE | TRUE | FALSE | FALSE | FALSE | TRUE | FALSE | FALSE | FALSE | TRUE | FALSE | FALSE | TRUE | FALSE | FALSE | FALSE | New Substation | 4
SCE Northern | Moorpark | 0 | 0 | 0 | 0 | 0 | 0 | 0 | Moorpark | 66 | 0 | FALSE | FALSE | FALSE | TRUE | FALSE | FALSE | FALSE | FALSE | FALSE | FALSE | FALSE | TRUE | TRUE | FALSE | FALSE | FALSE | FALSE | FALSE | Info Not Available
PG&E GBA | Moraga | 0 | 0 | 0 | 0 | 0 | 0 | 0 | Moraga | 115 | 100 | FALSE | FALSE | FALSE | TRUE | FALSE | FALSE | FALSE | FALSE | FALSE | FALSE | FALSE | TRUE | TRUE | FALSE | FALSE | FALSE | FALSE | FALSE | Info Not Available
PG&E GBA | Moraga | 0 | 0 | 0 | 0 | 0 | 0 | 0 | Moraga | 230 | 1500 | FALSE | FALSE | FALSE | TRUE | FALSE | FALSE | FALSE | FALSE | FALSE | FALSE | FALSE | TRUE | TRUE | FALSE | FALSE | FALSE | FALSE | FALSE | Info Not Available
PG&E GBA | Morgan Hill | 0 | 0 | 0 | 0 | 0 | 0 | 0 | Morgan Hill | 115 | 100 | FALSE | FALSE | FALSE | TRUE | FALSE | FALSE | FALSE | FALSE | FALSE | FALSE | FALSE | TRUE | TRUE | FALSE | FALSE | FALSE | FALSE | FALSE | Info Not Available
PG&E KERN | Morro Bay | 0 | 0 | 0 | 0 | 0 | 0 | 0 | Morro Bay | 115 | 100 | FALSE | FALSE | FALSE | TRUE | FALSE | FALSE | FALSE | FALSE | FALSE | FALSE | FALSE | TRUE | TRUE | FALSE | FALSE | FALSE | FALSE | FALSE | Info Not Available
PG&E KERN | Morro Bay | 0 | 0 | 0 | 0 | 0 | 0 | 0 | Morro Bay | 230 | 1500 | FALSE | FALSE | FALSE | TRUE | FALSE | FALSE | FALSE | FALSE | FALSE | FALSE | FALSE | TRUE | TRUE | FALSE | FALSE | FALSE | FALSE | FALSE | Info Not Available
PG&E KERN | Morro Bay | 0 | 0 | 0 | 600 | 1110 | 1710 | 0 | Morro Bay | 500 | 3000 | FALSE | FALSE | FALSE | TRUE | FALSE | FALSE | FALSE | FALSE | FALSE | FALSE | FALSE | TRUE | TRUE | FALSE | FALSE | FALSE | FALSE | FALSE | Info Not Available
PG&E GBA | Moss Landing | 0 | 0 | 0 | 0 | 0 | 0 | 50 | Moss Landing | 115 | 100 | FALSE | FALSE | FALSE | TRUE | FALSE | FALSE | FALSE | FALSE | FALSE | FALSE | FALSE | TRUE | TRUE | FALSE | FALSE | FALSE | FALSE | FALSE | Info Not Available
PG&E GBA | Moss Landing | 0 | 0 | 0 | 0 | 0 | 0 | 0 | Moss Landing | 230 | 1500 | FALSE | FALSE | FALSE | TRUE | FALSE | FALSE | FALSE | FALSE | FALSE | FALSE | FALSE | TRUE | TRUE | FALSE | FALSE | FALSE | FALSE | FALSE | Info Not Available
PG&E GBA | Moss Landing | 0 | 0 | 0 | 0 | 0 | 0 | 0 | Moss Landing | 500 | 3000 | TRUE | FALSE | FALSE | TRUE | FALSE | FALSE | FALSE | FALSE | FALSE | FALSE | FALSE | TRUE | FALSE | FALSE | TRUE | FALSE | FALSE | FALSE | New Substation | 5
EOP | Mountain Pass | 0 | 0 | 0 | 0 | 0 | 0 | 0 | Mountain Pass | 115 | 100 | FALSE | FALSE | FALSE | TRUE | FALSE | FALSE | FALSE | FALSE | FALSE | FALSE | FALSE | TRUE | TRUE | FALSE | FALSE | FALSE | FALSE | FALSE | Info Not Available
PG&E GBA | Mountain View | 0 | 0 | 0 | 0 | 0 | 0 | 0 | Mountain View | 115 | 100 | FALSE | FALSE | FALSE | TRUE | FALSE | FALSE | FALSE | FALSE | FALSE | FALSE | FALSE | TRUE | TRUE | FALSE | FALSE | FALSE | FALSE | FALSE | Info Not Available
PG&E GBA | Mt Eden | 0 | 0 | 0 | 0 | 0 | 0 | 0 | Mt Eden | 115 | 100 | FALSE | FALSE | FALSE | TRUE | FALSE | FALSE | FALSE | FALSE | FALSE | FALSE | FALSE | TRUE | TRUE | FALSE | FALSE | FALSE | FALSE | FALSE | Info Not Available
PG&E KERN | Mt Poso | 0 | 0 | 0 | 0 | 0 | 0 | 0 | Mt Poso | 115 | 100 | FALSE | FALSE | FALSE | TRUE | FALSE | FALSE | FALSE | FALSE | FALSE | FALSE | FALSE | TRUE | TRUE | FALSE | FALSE | FALSE | FALSE | FALSE | Info Not Available
SDGE | Murray | 0 | 0 | 0 | 0 | 0 | 0 | 0 | Murray | 69 | 0 | FALSE | FALSE | FALSE | TRUE | FALSE | FALSE | FALSE | FALSE | FALSE | FALSE | FALSE | TRUE | TRUE | FALSE | FALSE | FALSE | FALSE | FALSE | Info Not Available
PG&E FRESNO | Mustang | 0 | 0 | 0 | 0 | 0 | 0 | 0 | Mustang | 230 | 1500 | FALSE | FALSE | FALSE | TRUE | FALSE | FALSE | FALSE | FALSE | FALSE | FALSE | FALSE | TRUE | TRUE | FALSE | FALSE | FALSE | FALSE | FALSE | Info Not Available
SCE Northern | Neenach | 0 | 0 | 0 | 0 | 0 | 0 | 0 | Neenach | 66 | 0 | FALSE | FALSE | FALSE | TRUE | FALSE | FALSE | FALSE | FALSE | FALSE | FALSE | FALSE | TRUE | TRUE | FALSE | FALSE | FALSE | FALSE | FALSE | Info Not Available
PG&E KERN | New Sub - Gates - Midway (Proposed) | 0 | 0 | 0 | 1900 | 0 | 1900 | 0 | New Sub - Gates - Midway (Proposed) | 230 | 1500 | TRUE | FALSE | TRUE | TRUE | FALSE | FALSE | FALSE | FALSE | FALSE | TRUE | FALSE | FALSE | FALSE | FALSE | FALSE | TRUE | TRUE | FALSE | High | 3
PG&E KERN | New Sub - Gates - Templeton (Proposed) | 0 | 0 | 0 | 0 | 600 | 600 | 0 | New Sub - Gates - Templeton (Proposed) | 230 | 1500 | FALSE | FALSE | FALSE | TRUE | FALSE | FALSE | FALSE | FALSE | FALSE | FALSE | FALSE | TRUE | TRUE | FALSE | FALSE | FALSE | FALSE | FALSE | Info Not Available
SCE NOL | New Sub - Kramer - Lugo (Proposed) | 0 | 0 | 0 | 0 | 0 | 0 | 0 | New Sub - Kramer - Lugo (Proposed) | 230 | 1500 | FALSE | FALSE | FALSE | TRUE | FALSE | FALSE | FALSE | FALSE | FALSE | FALSE | FALSE | TRUE | TRUE | FALSE | FALSE | FALSE | FALSE | FALSE | Info Not Available
PG&E FRESNO | New Sub - Los Banos - Midway (Proposed) | 0 | 0 | 0 | 0 | 0 | 0 | 0 | New Sub - Los Banos - Midway (Proposed) | 500 | 3000 | TRUE | FALSE | TRUE | TRUE | FALSE | FALSE | FALSE | FALSE | FALSE | TRUE | FALSE | FALSE | FALSE | FALSE | FALSE | TRUE | TRUE | FALSE | High | 5
SCE NOL | New Sub - Lugo - Pisgah (Proposed) | 0 | 0 | 0 | 0 | 0 | 0 | 0 | New Sub - Lugo - Pisgah (Proposed) | 230 | 1500 | FALSE | FALSE | FALSE | TRUE | FALSE | FALSE | FALSE | FALSE | FALSE | FALSE | FALSE | TRUE | TRUE | FALSE | FALSE | FALSE | FALSE | FALSE | Info Not Available
PG&E KERN | New Sub - Midway - Wheeler Ridge (Proposed) | 0 | 0 | 0 | 1900 | 0 | 1900 | 0 | New Sub - Midway - Wheeler Ridge (Proposed) | 230 | 1500 | FALSE | FALSE | FALSE | TRUE | FALSE | FALSE | FALSE | FALSE | FALSE | FALSE | FALSE | TRUE | TRUE | FALSE | FALSE | FALSE | FALSE | FALSE | Info Not Available
PG&E NGBA | New Sub - Near existing Leavitt (PSREC) | 448 | 0 | 448 | 0 | 0 | 0 | 19 | New Sub - Near existing Leavitt (PSREC) | 345 | 100 | FALSE | FALSE | FALSE | TRUE | FALSE | FALSE | FALSE | FALSE | FALSE | FALSE | FALSE | FALSE | TRUE | FALSE | FALSE | FALSE | FALSE | FALSE | Info Not Available
PG&E NGBA | New Sub - Near existing Madeline (NVE) | 480 | 220 | 700 | 0 | 0 | 0 | 0 | New Sub - Near existing Madeline (NVE) | 345 | 0 | FALSE | FALSE | FALSE | TRUE | FALSE | FALSE | FALSE | FALSE | FALSE | FALSE | FALSE | FALSE | TRUE | FALSE | FALSE | FALSE | FALSE | FALSE | Info Not Available
SDGE | New Sub - North Gila - IV (Proposed) | 0 | 0 | 0 | 750 | 250 | 1000 | 0 | New Sub - North Gila - IV (Proposed) | 500 | 3000 | FALSE | FALSE | FALSE | TRUE | FALSE | FALSE | FALSE | FALSE | FALSE | FALSE | FALSE | TRUE | TRUE | FALSE | FALSE | FALSE | FALSE | FALSE | Info Not Available
PG&E NGBA | New Sub - Pit 1 - Cottonwood (Proposed) | 0 | 0 | 0 | 0 | 0 | 0 | 0 | New Sub - Pit 1 - Cottonwood (Proposed) | 230 | 1500 | FALSE | FALSE | FALSE | TRUE | FALSE | FALSE | FALSE | FALSE | FALSE | FALSE | FALSE | TRUE | TRUE | FALSE | FALSE | FALSE | FALSE | FALSE | Info Not Available
PG&E GBA | New Sub - Rancho Seco - Bellota (Proposed) | 0 | 0 | 0 | 0 | 0 | 0 | 0 | New Sub - Rancho Seco - Bellota (Proposed) | 230 | 1500 | FALSE | FALSE | FALSE | TRUE | FALSE | FALSE | FALSE | FALSE | FALSE | FALSE | FALSE | TRUE | TRUE | FALSE | FALSE | FALSE | FALSE | FALSE | Info Not Available
SDGE | New Sub - Suncrest - Ocotillo (Proposed) | 0 | 0 | 0 | 0 | 0 | 0 | 0 | New Sub - Suncrest - Ocotillo (Proposed) | 500 | 3000 | FALSE | FALSE | FALSE | TRUE | FALSE | FALSE | FALSE | FALSE | FALSE | FALSE | FALSE | TRUE | TRUE | FALSE | FALSE | FALSE | FALSE | FALSE | Info Not Available
PG&E FRESNO | New Sub - Westley - Quinto (Proposed) | 0 | 0 | 0 | 0 | 0 | 0 | 80 | New Sub - Westley - Quinto (Proposed) | 230 | 1500 | FALSE | FALSE | FALSE | TRUE | FALSE | FALSE | FALSE | FALSE | FALSE | FALSE | FALSE | TRUE | TRUE | FALSE | FALSE | FALSE | FALSE | FALSE | Info Not Available
PG&E GBA | Newark | 0 | 0 | 0 | 0 | 0 | 0 | 0 | Newark | 115 | 100 | FALSE | FALSE | FALSE | TRUE | FALSE | FALSE | FALSE | FALSE | FALSE | FALSE | FALSE | TRUE | TRUE | FALSE | FALSE | FALSE | FALSE | FALSE | Info Not Available
PG&E GBA | Newark | 0 | 0 | 0 | 0 | 0 | 0 | 0 | Newark | 230 | 1500 | TRUE | FALSE | FALSE | TRUE | FALSE | FALSE | FALSE | FALSE | FALSE | FALSE | TRUE | TRUE | FALSE | TRUE | TRUE | FALSE | FALSE | FALSE | Short Circuit Duty Limit | 4
PG&E GBA | Newark | 0 | 0 | 0 | 0 | 0 | 0 | 0 | Newark | 60 | 0 | TRUE | FALSE | FALSE | TRUE | FALSE | FALSE | FALSE | FALSE | FALSE | FALSE | TRUE | TRUE | FALSE | TRUE | TRUE | FALSE | FALSE | FALSE | Short Circuit Duty Limit | 3
PG&E FRESNO | Newhall | 0 | 0 | 0 | 0 | 0 | 0 | 0 | Newhall | 115 | 100 | FALSE | FALSE | FALSE | TRUE | FALSE | FALSE | FALSE | FALSE | FALSE | FALSE | FALSE | TRUE | TRUE | FALSE | FALSE | FALSE | FALSE | FALSE | Info Not Available
PG&E KERN | Norco | 0 | 0 | 0 | 0 | 0 | 0 | 0 | Norco | 115 | 100 | FALSE | FALSE | FALSE | TRUE | FALSE | FALSE | FALSE | FALSE | FALSE | FALSE | FALSE | TRUE | TRUE | FALSE | FALSE | FALSE | FALSE | FALSE | Info Not Available
PG&E GBA | Nortech | 0 | 0 | 0 | 80 | 0 | 80 | 0 | Nortech | 115 | 100 | FALSE | FALSE | FALSE | TRUE | FALSE | FALSE | FALSE | FALSE | FALSE | FALSE | FALSE | TRUE | TRUE | FALSE | FALSE | FALSE | FALSE | FALSE | Info Not Available
SDGE | North City Metering | 0 | 0 | 0 | 0 | 0 | 0 | 0 | North City Metering | 138 | 100 | FALSE | FALSE | FALSE | TRUE | FALSE | FALSE | FALSE | FALSE | FALSE | FALSE | FALSE | TRUE | TRUE | FALSE | FALSE | FALSE | FALSE | FALSE | Info Not Available
PG&E GBA | North Dublin | 0 | 0 | 0 | 0 | 0 | 0 | 0 | North Dublin | 230 | 1500 | FALSE | FALSE | FALSE | TRUE | FALSE | FALSE | FALSE | FALSE | FALSE | FALSE | FALSE | TRUE | TRUE | FALSE | FALSE | FALSE | FALSE | FALSE | Info Not Available
SDGE | North Gila | 0 | 0 | 0 | 750 | 500 | 1250 | 0 | North Gila | 500 | 3000 | FALSE | FALSE | FALSE | TRUE | FALSE | FALSE | FALSE | FALSE | FALSE | FALSE | FALSE | TRUE | TRUE | FALSE | FALSE | FALSE | FALSE | FALSE | Info Not Available
SCE Metro | North of SONGS | 0 | 0 | 0 | 0 | 0 | 0 | 0 | North of SONGS | 230 | 1500 | FALSE | FALSE | FALSE | TRUE | FALSE | FALSE | FALSE | FALSE | FALSE | FALSE | FALSE | TRUE | TRUE | FALSE | FALSE | FALSE | FALSE | FALSE | Info Not Available
SCE Metro | North of SONGS | 0 | 0 | 0 | 0 | 0 | 0 | 0 | North of SONGS | 500 | 3000 | FALSE | FALSE | FALSE | TRUE | FALSE | FALSE | FALSE | FALSE | FALSE | FALSE | FALSE | TRUE | TRUE | FALSE | FALSE | FALSE | FALSE | FALSE | Info Not Available
PG&E NGBA | Notre Dame | 0 | 0 | 0 | 0 | 0 | 0 | 0 | Notre Dame | 115 | 100 | FALSE | FALSE | FALSE | TRUE | FALSE | FALSE | FALSE | FALSE | FALSE | FALSE | FALSE | TRUE | TRUE | FALSE | FALSE | FALSE | FALSE | FALSE | Info Not Available
PG&E GBA | Oakland C | 0 | 0 | 0 | 0 | 200 | 200 | 0 | Oakland C | 115 | 100 | TRUE | FALSE | FALSE | TRUE | FALSE | FALSE | FALSE | FALSE | FALSE | FALSE | FALSE | TRUE | FALSE | FALSE | TRUE | FALSE | FALSE | FALSE | New Substation | 3
PG&E GBA | Oakland J | 0 | 0 | 0 | 0 | 0 | 0 | 0 | Oakland J | 115 | 100 | FALSE | FALSE | FALSE | TRUE | FALSE | FALSE | FALSE | FALSE | FALSE | FALSE | FALSE | TRUE | TRUE | FALSE | FALSE | FALSE | FALSE | FALSE | Info Not Available
PG&E GBA | Oakland L | 0 | 0 | 0 | 0 | 0 | 0 | 0 | Oakland L | 115 | 100 | FALSE | FALSE | FALSE | TRUE | FALSE | FALSE | FALSE | FALSE | FALSE | FALSE | FALSE | TRUE | TRUE | FALSE | FALSE | FALSE | FALSE | FALSE | Info Not Available
PG&E GBA | Oakland X | 0 | 0 | 0 | 0 | 100 | 100 | 0 | Oakland X | 115 | 100 | FALSE | FALSE | FALSE | TRUE | FALSE | FALSE | FALSE | FALSE | FALSE | FALSE | FALSE | TRUE | TRUE | FALSE | FALSE | FALSE | FALSE | FALSE | Info Not Available
SDGE | Ocean Ranch | 0 | 0 | 0 | 0 | 0 | 0 | 0 | Ocean Ranch | 69 | 0 | FALSE | FALSE | FALSE | TRUE | FALSE | FALSE | FALSE | FALSE | FALSE | FALSE | FALSE | TRUE | TRUE | FALSE | FALSE | FALSE | FALSE | FALSE | Info Not Available
PG&E KERN | Oceano | 0 | 0 | 0 | 0 | 0 | 0 | 0 | Oceano | 115 | 100 | FALSE | FALSE | FALSE | TRUE | FALSE | FALSE | FALSE | FALSE | FALSE | FALSE | FALSE | TRUE | TRUE | FALSE | FALSE | FALSE | FALSE | FALSE | Info Not Available
SDGE | Ocotillo Express | 0 | 0 | 0 | 0 | 0 | 0 | 0 | Ocotillo Express | 500 | 3000 | FALSE | FALSE | FALSE | TRUE | FALSE | FALSE | FALSE | FALSE | FALSE | FALSE | FALSE | TRUE | TRUE | FALSE | FALSE | FALSE | FALSE | FALSE | Info Not Available
PG&E KERN | Old River | 0 | 0 | 0 | 0 | 0 | 0 | 0 | Old River | 70 | 0 | FALSE | FALSE | FALSE | TRUE | FALSE | FALSE | FALSE | FALSE | FALSE | FALSE | FALSE | TRUE | TRUE | FALSE | FALSE | FALSE | FALSE | FALSE | Info Not Available
SDGE | Old Town | 0 | 0 | 0 | 0 | 0 | 0 | 0 | Old Town | 230 | 1500 | FALSE | FALSE | FALSE | TRUE | FALSE | FALSE | FALSE | FALSE | FALSE | FALSE | FALSE | TRUE | TRUE | FALSE | FALSE | FALSE | FALSE | FALSE | Info Not Available
SCE Metro | Olinda | 0 | 0 | 0 | 0 | 0 | 0 | 0 | Olinda | 230 | 1500 | FALSE | FALSE | FALSE | TRUE | FALSE | FALSE | FALSE | FALSE | FALSE | FALSE | FALSE | TRUE | TRUE | FALSE | FALSE | FALSE | FALSE | FALSE | Info Not Available
PG&E FRESNO | Olive | 0 | 0 | 0 | 0 | 0 | 0 | 0 | Olive | 115 | 100 | TRUE | FALSE | TRUE | TRUE | FALSE | FALSE | FALSE | FALSE | FALSE | TRUE | FALSE | FALSE | FALSE | FALSE | FALSE | TRUE | TRUE | FALSE | High | 3
PG&E NGBA | Olivehurst | 0 | 0 | 0 | 0 | 0 | 0 | 0 | Olivehurst | 115 | 100 | FALSE | FALSE | FALSE | TRUE | FALSE | FALSE | FALSE | FALSE | FALSE | FALSE | FALSE | TRUE | TRUE | FALSE | FALSE | FALSE | FALSE | FALSE | Info Not Available
PG&E NGBA | Oregon Trail | 0 | 0 | 0 | 0 | 0 | 0 | 0 | Oregon Trail | 60 | 0 | FALSE | FALSE | FALSE | TRUE | FALSE | FALSE | FALSE | FALSE | FALSE | FALSE | FALSE | TRUE | TRUE | FALSE | FALSE | FALSE | FALSE | FALSE | Info Not Available
SCE Northern | Ormond Beach | 0 | 0 | 0 | 0 | 0 | 0 | 0 | Ormond Beach | 230 | 1500 | FALSE | FALSE | FALSE | TRUE | FALSE | FALSE | FALSE | FALSE | FALSE | FALSE | FALSE | TRUE | TRUE | FALSE | FALSE | FALSE | FALSE | FALSE | Info Not Available
PG&E FRESNO | Oro Loma | 0 | 0 | 0 | 100 | 0 | 100 | 0 | Oro Loma | 115 | 100 | FALSE | FALSE | FALSE | TRUE | FALSE | FALSE | FALSE | FALSE | FALSE | FALSE | FALSE | TRUE | TRUE | FALSE | FALSE | FALSE | FALSE | FALSE | Info Not Available
PG&E FRESNO | Oro Loma | 0 | 0 | 0 | 0 | 0 | 0 | 0 | Oro Loma | 70 | 0 | FALSE | FALSE | FALSE | TRUE | FALSE | FALSE | FALSE | FALSE | FALSE | FALSE | FALSE | TRUE | TRUE | FALSE | FALSE | FALSE | FALSE | FALSE | Info Not Available
PG&E FRESNO | Orosi | 0 | 0 | 0 | 0 | 0 | 0 | 0 | Orosi | 70 | 0 | FALSE | FALSE | FALSE | TRUE | FALSE | FALSE | FALSE | FALSE | FALSE | FALSE | FALSE | TRUE | TRUE | FALSE | FALSE | FALSE | FALSE | FALSE | Info Not Available
SDGE | Otay | 0 | 0 | 0 | 0 | 0 | 0 | 0 | Otay | 69 | 0 | FALSE | FALSE | FALSE | TRUE | FALSE | FALSE | FALSE | FALSE | FALSE | FALSE | FALSE | TRUE | TRUE | FALSE | FALSE | FALSE | FALSE | FALSE | Info Not Available
SDGE | Otay Mesa | 0 | 0 | 0 | 0 | 0 | 0 | 0 | Otay Mesa | 230 | 1500 | FALSE | FALSE | FALSE | TRUE | FALSE | FALSE | FALSE | FALSE | FALSE | FALSE | FALSE | TRUE | TRUE | FALSE | FALSE | FALSE | FALSE | FALSE | Info Not Available
PG&E FRESNO | Padre Flats SW STA | 0 | 0 | 0 | 400 | 0 | 400 | 20 | Padre Flats SW STA | 230 | 1500 | FALSE | FALSE | FALSE | TRUE | FALSE | FALSE | FALSE | FALSE | FALSE | FALSE | FALSE | TRUE | TRUE | FALSE | FALSE | FALSE | FALSE | FALSE | Info Not Available
EOP | Pahrump | 0 | 0 | 0 | 0 | 0 | 0 | 0 | Pahrump | 138 | 100 | FALSE | FALSE | FALSE | TRUE | FALSE | FALSE | FALSE | FALSE | FALSE | FALSE | FALSE | TRUE | TRUE | FALSE | FALSE | FALSE | FALSE | FALSE | Info Not Available
EOP | Pahrump | 0 | 0 | 0 | 0 | 0 | 0 | 0 | Pahrump | 230 | 1500 | FALSE | FALSE | FALSE | TRUE | FALSE | FALSE | FALSE | FALSE | FALSE | FALSE | FALSE | TRUE | TRUE | FALSE | FALSE | FALSE | FALSE | FALSE | Info Not Available
SDGE | Pala | 0 | 0 | 0 | 0 | 0 | 0 | 0 | Pala | 69 | 0 | FALSE | FALSE | FALSE | TRUE | FALSE | FALSE | FALSE | FALSE | FALSE | FALSE | FALSE | TRUE | TRUE | FALSE | FALSE | FALSE | FALSE | FALSE | Info Not Available
PG&E NGBA | Palermo | 0 | 0 | 0 | 0 | 0 | 0 | 0 | Palermo | 115 | 100 | TRUE | FALSE | TRUE | TRUE | FALSE | FALSE | FALSE | FALSE | FALSE | TRUE | TRUE | FALSE | FALSE | TRUE | FALSE | TRUE | TRUE | FALSE | Short Circuit Duty Limit | 4
PG&E NGBA | Palermo | 0 | 0 | 0 | 0 | 0 | 0 | 20 | Palermo | 230 | 1500 | FALSE | FALSE | FALSE | TRUE | FALSE | FALSE | FALSE | FALSE | FALSE | FALSE | FALSE | TRUE | TRUE | FALSE | FALSE | FALSE | FALSE | FALSE | Info Not Available
SCE Eastern | Palo Verde | 0 | 0 | 0 | 0 | 0 | 0 | 0 | Palo Verde | 500 | 3000 | FALSE | FALSE | FALSE | TRUE | FALSE | FALSE | FALSE | FALSE | FALSE | FALSE | FALSE | TRUE | TRUE | FALSE | FALSE | FALSE | FALSE | FALSE | Info Not Available
SDGE | Palomar Energy | 0 | 0 | 0 | 0 | 0 | 0 | 0 | Palomar Energy | 230 | 1500 | FALSE | FALSE | FALSE | TRUE | FALSE | FALSE | FALSE | FALSE | FALSE | FALSE | FALSE | TRUE | TRUE | FALSE | FALSE | FALSE | FALSE | FALSE | Info Not Available
PG&E KERN | Panama | 0 | 0 | 0 | 0 | 0 | 0 | 0 | Panama | 70 | 0 | FALSE | FALSE | FALSE | TRUE | FALSE | FALSE | FALSE | FALSE | FALSE | FALSE | FALSE | TRUE | TRUE | FALSE | FALSE | FALSE | FALSE | FALSE | Info Not Available
PG&E FRESNO | Panoche | 0 | 0 | 0 | 0 | 0 | 0 | 0 | Panoche | 115 | 100 | FALSE | FALSE | FALSE | TRUE | FALSE | FALSE | FALSE | FALSE | FALSE | FALSE | FALSE | TRUE | TRUE | FALSE | FALSE | FALSE | FALSE | FALSE | Info Not Available
PG&E FRESNO | Panoche | 0 | 0 | 0 | 0 | 0 | 0 | 0 | Panoche | 230 | 1500 | TRUE | FALSE | TRUE | TRUE | FALSE | FALSE | FALSE | FALSE | FALSE | TRUE | FALSE | FALSE | FALSE | FALSE | FALSE | TRUE | TRUE | FALSE | High | 3
SCE Northern | Pardee | 0 | 0 | 0 | 700 | 0 | 700 | 0 | Pardee | 230 | 1500 | FALSE | FALSE | FALSE | TRUE | FALSE | FALSE | FALSE | FALSE | FALSE | FALSE | FALSE | TRUE | TRUE | FALSE | FALSE | FALSE | FALSE | FALSE | Info Not Available
PG&E NGBA | Parkway | 0 | 0 | 0 | 0 | 0 | 0 | 0 | Parkway | 230 | 1500 | FALSE | FALSE | FALSE | TRUE | FALSE | FALSE | FALSE | FALSE | FALSE | FALSE | FALSE | TRUE | TRUE | FALSE | FALSE | FALSE | FALSE | FALSE | Info Not Available
SCE Northern | Pastoria | 0 | 0 | 0 | 0 | 0 | 0 | 0 | Pastoria | 230 | 1500 | FALSE | FALSE | FALSE | TRUE | FALSE | FALSE | FALSE | FALSE | FALSE | FALSE | FALSE | TRUE | TRUE | FALSE | FALSE | FALSE | FALSE | FALSE | Info Not Available
SCE Metro | Padua | 0 | 0 | 0 | 0 | 0 | 0 | 0 | Pauda | 230 | 1500 | FALSE | FALSE | FALSE | TRUE | FALSE | FALSE | FALSE | FALSE | FALSE | FALSE | FALSE | TRUE | TRUE | FALSE | FALSE | FALSE | FALSE | FALSE | Info Not Available
PG&E GBA | Paul Sweet | 0 | 0 | 0 | 0 | 0 | 0 | 0 | Paul Sweet | 115 | 100 | FALSE | FALSE | FALSE | TRUE | FALSE | FALSE | FALSE | FALSE | FALSE | FALSE | FALSE | TRUE | TRUE | FALSE | FALSE | FALSE | FALSE | FALSE | Info Not Available
PG&E NGBA | Peabody | 0 | 0 | 0 | 0 | 0 | 0 | 0 | Peabody | 230 | 1500 | FALSE | FALSE | FALSE | TRUE | FALSE | FALSE | FALSE | FALSE | FALSE | FALSE | FALSE | TRUE | TRUE | FALSE | FALSE | FALSE | FALSE | FALSE | Info Not Available
PG&E NGBA | Pease | 0 | 0 | 0 | 0 | 0 | 0 | 0 | Pease | 115 | 100 | FALSE | FALSE | FALSE | TRUE | FALSE | FALSE | FALSE | FALSE | FALSE | FALSE | FALSE | TRUE | TRUE | FALSE | FALSE | FALSE | FALSE | FALSE | Info Not Available
PG&E NGBA | Pease | 0 | 0 | 0 | 0 | 0 | 0 | 0 | Pease | 60 | 0 | FALSE | FALSE | FALSE | TRUE | FALSE | FALSE | FALSE | FALSE | FALSE | FALSE | FALSE | TRUE | TRUE | FALSE | FALSE | FALSE | FALSE | FALSE | Info Not Available
SDGE | Penasquitos | 0 | 0 | 0 | 0 | 0 | 0 | 0 | Penasquitos | 138 | 100 | FALSE | FALSE | FALSE | TRUE | FALSE | FALSE | FALSE | FALSE | FALSE | FALSE | FALSE | TRUE | TRUE | FALSE | FALSE | FALSE | FALSE | FALSE | Info Not Available
SDGE | Penasquitos | 0 | 0 | 0 | 0 | 0 | 0 | 0 | Penasquitos | 230 | 1500 | FALSE | FALSE | FALSE | TRUE | FALSE | FALSE | FALSE | FALSE | FALSE | FALSE | FALSE | TRUE | TRUE | FALSE | FALSE | FALSE | FALSE | FALSE | Info Not Available
SDGE | Penasquitos | 0 | 0 | 0 | 0 | 0 | 0 | 0 | Penasquitos | 69 | 0 | FALSE | FALSE | FALSE | TRUE | FALSE | FALSE | FALSE | FALSE | FALSE | FALSE | FALSE | TRUE | TRUE | FALSE | FALSE | FALSE | FALSE | FALSE | Info Not Available
SDGE | Pendleton | 0 | 0 | 0 | 0 | 0 | 0 | 0 | Pendleton | 69 | 0 | FALSE | FALSE | FALSE | TRUE | FALSE | FALSE | FALSE | FALSE | FALSE | FALSE | FALSE | TRUE | TRUE | FALSE | FALSE | FALSE | FALSE | FALSE | Info Not Available
PG&E NGBA | Penngrove | 0 | 0 | 0 | 0 | 0 | 0 | 0 | Penngrove | 115 | 100 | FALSE | FALSE | FALSE | TRUE | FALSE | FALSE | FALSE | FALSE | FALSE | FALSE | FALSE | TRUE | TRUE | FALSE | FALSE | FALSE | FALSE | FALSE | Info Not Available
PG&E GBA | Peoria | 0 | 0 | 0 | 0 | 0 | 0 | 0 | Peoria | 115 | 100 | FALSE | FALSE | FALSE | TRUE | FALSE | FALSE | FALSE | FALSE | FALSE | FALSE | FALSE | TRUE | TRUE | FALSE | FALSE | FALSE | FALSE | FALSE | Info Not Available
PG&E GBA | Piercy | 0 | 0 | 0 | 0 | 0 | 0 | 0 | Piercy | 115 | 100 | FALSE | FALSE | FALSE | TRUE | FALSE | FALSE | FALSE | FALSE | FALSE | FALSE | FALSE | TRUE | TRUE | FALSE | FALSE | FALSE | FALSE | FALSE | Info Not Available
PG&E FRESNO | Pine Flat | 0 | 0 | 0 | 0 | 0 | 0 | 0 | Pine Flat | 230 | 1500 | FALSE | FALSE | FALSE | TRUE | FALSE | FALSE | FALSE | FALSE | FALSE | FALSE | FALSE | TRUE | TRUE | FALSE | FALSE | FALSE | FALSE | FALSE | Info Not Available
SCE NOL | Pisgah | 0 | 0 | 0 | 217 | 0 | 217 | 0 | Pisgah | 230 | 1500 | TRUE | FALSE | FALSE | TRUE | FALSE | FALSE | FALSE | TRUE | FALSE | FALSE | FALSE | TRUE | FALSE | FALSE | TRUE | FALSE | FALSE | FALSE | New Substation | 4
PG&E NGBA | Pit 1 | 0 | 0 | 0 | 0 | 0 | 0 | 0 | Pit 1 | 230 | 1500 | FALSE | FALSE | FALSE | TRUE | FALSE | FALSE | FALSE | FALSE | FALSE | FALSE | FALSE | TRUE | TRUE | FALSE | FALSE | FALSE | FALSE | FALSE | Info Not Available
PG&E NGBA | Pit 1 | 0 | 0 | 0 | 0 | 0 | 0 | 0 | Pit 1 | 60 | 0 | FALSE | FALSE | FALSE | TRUE | FALSE | FALSE | FALSE | FALSE | FALSE | FALSE | FALSE | TRUE | TRUE | FALSE | FALSE | FALSE | FALSE | FALSE | Info Not Available
PG&E NGBA | Pit 3 | 0 | 0 | 0 | 0 | 0 | 0 | 0 | Pit 3 | 230 | 1500 | FALSE | FALSE | FALSE | TRUE | FALSE | FALSE | FALSE | FALSE | FALSE | FALSE | FALSE | TRUE | TRUE | FALSE | FALSE | FALSE | FALSE | FALSE | Info Not Available
PG&E NGBA | Pit 4 | 0 | 0 | 0 | 0 | 0 | 0 | 0 | Pit 4 | 230 | 1500 | FALSE | FALSE | FALSE | TRUE | FALSE | FALSE | FALSE | FALSE | FALSE | FALSE | FALSE | TRUE | TRUE | FALSE | FALSE | FALSE | FALSE | FALSE | Info Not Available
PG&E GBA | Pittsburg | 0 | 0 | 0 | 0 | 0 | 0 | 0 | Pittsburg | 115 | 100 | TRUE | FALSE | FALSE | TRUE | FALSE | FALSE | FALSE | FALSE | FALSE | FALSE | TRUE | TRUE | FALSE | TRUE | TRUE | FALSE | FALSE | FALSE | Short Circuit Duty Limit | 4
PG&E GBA | Pittsburg | 0 | 0 | 0 | 0 | 0 | 0 | 0 | Pittsburg | 230 | 1500 | TRUE | FALSE | FALSE | TRUE | FALSE | FALSE | FALSE | FALSE | FALSE | FALSE | TRUE | TRUE | FALSE | TRUE | TRUE | FALSE | FALSE | FALSE | Short Circuit Duty Limit | 4
PG&E NGBA | Pleasant Grove | 0 | 0 | 0 | 0 | 0 | 0 | 0 | Pleasant Grove | 115 | 100 | FALSE | FALSE | FALSE | TRUE | FALSE | FALSE | FALSE | FALSE | FALSE | FALSE | FALSE | TRUE | TRUE | FALSE | FALSE | FALSE | FALSE | FALSE | Info Not Available
PG&E NGBA | Poe | 0 | 0 | 0 | 0 | 0 | 0 | 0 | Poe | 230 | 1500 | FALSE | FALSE | FALSE | TRUE | FALSE | FALSE | FALSE | FALSE | FALSE | FALSE | FALSE | TRUE | TRUE | FALSE | FALSE | FALSE | FALSE | FALSE | Info Not Available
SDGE | Point Loma | 0 | 0 | 0 | 0 | 0 | 0 | 0 | Point Loma | 69 | 0 | FALSE | FALSE | FALSE | TRUE | FALSE | FALSE | FALSE | FALSE | FALSE | FALSE | FALSE | TRUE | TRUE | FALSE | FALSE | FALSE | FALSE | FALSE | Info Not Available
SDGE | Pomerado | 0 | 0 | 0 | 0 | 0 | 0 | 0 | Pomerado | 69 | 0 | FALSE | FALSE | FALSE | TRUE | FALSE | FALSE | FALSE | FALSE | FALSE | FALSE | FALSE | TRUE | TRUE | FALSE | FALSE | FALSE | FALSE | FALSE | Info Not Available
PG&E KERN | Poso Mountain | 0 | 0 | 0 | 100 | 100 | 200 | 0 | Poso Mountain | 115 | 100 | FALSE | FALSE | FALSE | TRUE | FALSE | FALSE | FALSE | FALSE | FALSE | FALSE | FALSE | TRUE | TRUE | FALSE | FALSE | FALSE | FALSE | FALSE | Info Not Available
EOP | Primm | 0 | 0 | 0 | 0 | 0 | 0 | 0 | Primm | 230 | 1500 | FALSE | FALSE | FALSE | TRUE | FALSE | FALSE | FALSE | FALSE | FALSE | FALSE | FALSE | TRUE | TRUE | FALSE | FALSE | FALSE | FALSE | FALSE | Info Not Available
PG&E NGBA | Putah Creek | 0 | 0 | 0 | 0 | 0 | 0 | 0 | Putah Creek | 115 | 100 | FALSE | FALSE | FALSE | TRUE | FALSE | FALSE | FALSE | FALSE | FALSE | FALSE | FALSE | TRUE | TRUE | FALSE | FALSE | FALSE | FALSE | FALSE | Info Not Available
SDGE | Q1806 | 0 | 0 | 0 | 0 | 0 | 0 | 0 | Q1806 | 138 | 100 | FALSE | FALSE | FALSE | TRUE | FALSE | FALSE | FALSE | FALSE | FALSE | FALSE | FALSE | TRUE | TRUE | FALSE | FALSE | FALSE | FALSE | FALSE | Info Not Available
PG&E FRESNO | Quinto | 0 | 0 | 0 | 375 | 0 | 375 | 20 | Quinto | 230 | 1500 | FALSE | FALSE | FALSE | TRUE | FALSE | FALSE | FALSE | FALSE | FALSE | FALSE | FALSE | TRUE | TRUE | FALSE | FALSE | FALSE | FALSE | FALSE | Info Not Available
PG&E GBA | Race Track | 0 | 0 | 0 | 0 | 0 | 0 | 0 | Race Track | 115 | 100 | FALSE | FALSE | FALSE | TRUE | FALSE | FALSE | FALSE | FALSE | FALSE | FALSE | FALSE | TRUE | TRUE | FALSE | FALSE | FALSE | FALSE | FALSE | Info Not Available
SDGE | Rancho Mission Viejo | 0 | 0 | 0 | 0 | 0 | 0 | 0 | Rancho Mission Viejo | 138 | 100 | FALSE | FALSE | FALSE | TRUE | FALSE | FALSE | FALSE | FALSE | FALSE | FALSE | FALSE | TRUE | TRUE | FALSE | FALSE | FALSE | FALSE | FALSE | Info Not Available
PG&E GBA | Rancho Seco | 0 | 0 | 0 | 0 | 0 | 0 | 0 | Rancho Seco | 230 | 1500 | FALSE | FALSE | FALSE | TRUE | FALSE | FALSE | FALSE | FALSE | FALSE | FALSE | FALSE | TRUE | TRUE | FALSE | FALSE | FALSE | FALSE | FALSE | Info Not Available
SCE Metro | Rancho Vista | 0 | 0 | 0 | 0 | 0 | 0 | 0 | Rancho Vista | 230 | 1500 | FALSE | FALSE | FALSE | TRUE | FALSE | FALSE | FALSE | FALSE | FALSE | FALSE | FALSE | TRUE | TRUE | FALSE | FALSE | FALSE | FALSE | FALSE | Info Not Available
SCE Metro | Rancho Vista | 0 | 0 | 0 | 0 | 0 | 0 | 0 | Rancho Vista | 500 | 3000 | FALSE | FALSE | FALSE | TRUE | FALSE | FALSE | FALSE | FALSE | FALSE | FALSE | FALSE | TRUE | TRUE | FALSE | FALSE | FALSE | FALSE | FALSE | Info Not Available
SCE NOL | Randsburg | 0 | 0 | 0 | 0 | 0 | 0 | 0 | Ransburg | 115 | 100 | FALSE | FALSE | FALSE | TRUE | FALSE | FALSE | FALSE | FALSE | FALSE | FALSE | FALSE | TRUE | TRUE | FALSE | FALSE | FALSE | FALSE | FALSE | Info Not Available
PG&E GBA | Ravenswood | 0 | 0 | 0 | 0 | 0 | 0 | 0 | Ravenswood | 115 | 100 | FALSE | FALSE | FALSE | TRUE | FALSE | FALSE | FALSE | FALSE | FALSE | FALSE | FALSE | TRUE | TRUE | FALSE | FALSE | FALSE | FALSE | FALSE | Info Not Available
PG&E GBA | Ravenswood | 0 | 0 | 0 | 0 | 100 | 100 | 0 | Ravenswood | 230 | 1500 | FALSE | FALSE | FALSE | TRUE | FALSE | FALSE | FALSE | FALSE | FALSE | FALSE | FALSE | TRUE | TRUE | FALSE | FALSE | FALSE | FALSE | FALSE | Info Not Available
SCE Northern | Rector | 0 | 0 | 0 | 0 | 0 | 0 | 0 | Rector | 230 | 1500 | FALSE | FALSE | FALSE | TRUE | FALSE | FALSE | FALSE | FALSE | FALSE | FALSE | FALSE | TRUE | TRUE | FALSE | FALSE | FALSE | FALSE | FALSE | Info Not Available
SCE Eastern | Red Bluff | 0 | 0 | 0 | 0 | 200 | 200 | 0 | Red Bluff | 230 | 1500 | TRUE | FALSE | FALSE | TRUE | FALSE | TRUE | FALSE | FALSE | FALSE | TRUE | FALSE | FALSE | FALSE | FALSE | FALSE | FALSE | FALSE | TRUE | Low | 1
SCE Eastern | Red Bluff | 0 | 0 | 0 | 0 | 400 | 400 | 0 | Red Bluff | 500 | 3000 | TRUE | FALSE | FALSE | TRUE | FALSE | FALSE | TRUE | FALSE | FALSE | FALSE | FALSE | TRUE | FALSE | FALSE | TRUE | FALSE | TRUE | FALSE | New Substation | 5
PG&E NGBA | Redbud | 0 | 0 | 0 | 0 | 0 | 0 | 241 | Redbud | 115 | 100 | FALSE | FALSE | FALSE | TRUE | FALSE | FALSE | FALSE | FALSE | FALSE | FALSE | FALSE | TRUE | TRUE | FALSE | FALSE | FALSE | FALSE | FALSE | Info Not Available
SCE Metro | Redondo | 0 | 0 | 0 | 0 | 0 | 0 | 0 | Redondo | 230 | 1500 | FALSE | FALSE | FALSE | TRUE | FALSE | FALSE | FALSE | FALSE | FALSE | FALSE | FALSE | TRUE | TRUE | FALSE | FALSE | FALSE | FALSE | FALSE | Info Not Available
PG&E FRESNO | Reedley | 0 | 0 | 0 | 0 | 0 | 0 | 0 | Reedley | 115 | 100 | FALSE | FALSE | FALSE | TRUE | FALSE | FALSE | FALSE | FALSE | FALSE | FALSE | FALSE | TRUE | TRUE | FALSE | FALSE | FALSE | FALSE | FALSE | Info Not Available
PG&E KERN | Renfro | 0 | 0 | 0 | 0 | 0 | 0 | 0 | Renfro | 115 | 100 | FALSE | FALSE | FALSE | TRUE | FALSE | FALSE | FALSE | FALSE | FALSE | FALSE | FALSE | TRUE | TRUE | FALSE | FALSE | FALSE | FALSE | FALSE | Info Not Available
PG&E GBA | Richmond R | 0 | 0 | 0 | 0 | 0 | 0 | 0 | Richmond R | 115 | 100 | FALSE | FALSE | FALSE | TRUE | FALSE | FALSE | FALSE | FALSE | FALSE | FALSE | FALSE | TRUE | TRUE | FALSE | FALSE | FALSE | FALSE | FALSE | Info Not Available
PG&E NGBA | Rincon | 0 | 0 | 0 | 0 | 0 | 0 | 50 | Rincon | 115 | 100 | FALSE | FALSE | FALSE | TRUE | FALSE | FALSE | FALSE | FALSE | FALSE | FALSE | FALSE | TRUE | TRUE | FALSE | FALSE | FALSE | FALSE | FALSE | Info Not Available
PG&E KERN | Rio Bravo | 0 | 0 | 0 | 0 | 0 | 0 | 0 | Rio Bravo | 115 | 100 | TRUE | FALSE | FALSE | TRUE | FALSE | FALSE | FALSE | FALSE | FALSE | TRUE | TRUE | FALSE | FALSE | TRUE | FALSE | TRUE | FALSE | FALSE | Short Circuit Duty Limit | 4
SCE Metro | Rio Hondo | 0 | 0 | 0 | 0 | 0 | 0 | 0 | Rio Hondo | 230 | 1500 | TRUE | FALSE | FALSE | TRUE | FALSE | TRUE | FALSE | FALSE | FALSE | TRUE | FALSE | FALSE | FALSE | FALSE | FALSE | FALSE | FALSE | TRUE | Low | 1
PG&E NGBA | Rio Oso | 0 | 0 | 0 | 0 | 0 | 0 | 0 | Rio Oso | 115 | 100 | FALSE | FALSE | FALSE | TRUE | FALSE | FALSE | FALSE | FALSE | FALSE | FALSE | FALSE | TRUE | TRUE | FALSE | FALSE | FALSE | FALSE | FALSE | Info Not Available
PG&E NGBA | Rio Oso | 0 | 0 | 0 | 0 | 0 | 0 | 0 | Rio Oso | 230 | 1500 | FALSE | FALSE | FALSE | TRUE | FALSE | FALSE | FALSE | FALSE | FALSE | FALSE | FALSE | TRUE | TRUE | FALSE | FALSE | FALSE | FALSE | FALSE | Info Not Available
PG&E GBA | Ripon | 0 | 0 | 0 | 0 | 0 | 0 | 0 | Ripon | 115 | 100 | TRUE | FALSE | FALSE | TRUE | FALSE | FALSE | FALSE | FALSE | FALSE | FALSE | FALSE | TRUE | FALSE | FALSE | TRUE | FALSE | FALSE | FALSE | New Substation | 3
PG&E GBA | Riverbank | 0 | 0 | 0 | 0 | 0 | 0 | 0 | Riverbank | 115 | 100 | FALSE | FALSE | FALSE | TRUE | FALSE | FALSE | FALSE | FALSE | FALSE | FALSE | FALSE | TRUE | TRUE | FALSE | FALSE | FALSE | FALSE | FALSE | Info Not Available
SCE NOL | Roadway | 0 | 0 | 0 | 0 | 0 | 0 | 0 | Roadway | 115 | 100 | TRUE | FALSE | FALSE | TRUE | FALSE | FALSE | FALSE | TRUE | FALSE | FALSE | FALSE | TRUE | FALSE | FALSE | TRUE | FALSE | FALSE | FALSE | New Substation | 3
PG&E NGBA | Rock Creek 1 | 0 | 0 | 0 | 0 | 0 | 0 | 0 | Rock Creek 1 | 230 | 1500 | FALSE | FALSE | FALSE | TRUE | FALSE | FALSE | FALSE | FALSE | FALSE | FALSE | FALSE | TRUE | TRUE | FALSE | FALSE | FALSE | FALSE | FALSE | Info Not Available
SCE Northern | Rosamond | 0 | 0 | 0 | 0 | 0 | 0 | 0 | Rosamond | 66 | 0 | FALSE | FALSE | FALSE | TRUE | FALSE | FALSE | FALSE | FALSE | FALSE | FALSE | FALSE | TRUE | TRUE | FALSE | FALSE | FALSE | FALSE | FALSE | Info Not Available
PG&E GBA | Rossmoor | 0 | 0 | 0 | 0 | 0 | 0 | 0 | Rossmoor | 230 | 1500 | FALSE | FALSE | FALSE | TRUE | FALSE | FALSE | FALSE | FALSE | FALSE | FALSE | FALSE | TRUE | TRUE | FALSE | FALSE | FALSE | FALSE | FALSE | Info Not Available
PG&E NGBA | Round Mountain | 0 | 0 | 0 | 0 | 0 | 0 | 0 | Round Mountain | 230 | 1500 | FALSE | FALSE | FALSE | TRUE | FALSE | FALSE | FALSE | FALSE | FALSE | FALSE | FALSE | TRUE | TRUE | FALSE | FALSE | FALSE | FALSE | FALSE | Info Not Available
PG&E NGBA | Round Mountain | 0 | 0 | 0 | 0 | 0 | 0 | 0 | Round Mountain | 500 | 3000 | FALSE | FALSE | FALSE | TRUE | FALSE | FALSE | FALSE | FALSE | FALSE | FALSE | FALSE | TRUE | TRUE | FALSE | FALSE | FALSE | FALSE | FALSE | Info Not Available
PG&E GBA | Salado | 0 | 0 | 0 | 69 | 0 | 69 | 0 | Salado | 115 | 100 | FALSE | FALSE | FALSE | TRUE | FALSE | FALSE | FALSE | FALSE | FALSE | FALSE | FALSE | TRUE | TRUE | FALSE | FALSE | FALSE | FALSE | FALSE | Info Not Available
PG&E GBA | Salado | 0 | 0 | 0 | 0 | 0 | 0 | 0 | Salado | 60 | 0 | FALSE | FALSE | FALSE | TRUE | FALSE | FALSE | FALSE | FALSE | FALSE | FALSE | FALSE | TRUE | TRUE | FALSE | FALSE | FALSE | FALSE | FALSE | Info Not Available
PG&E GBA | Salinas | 0 | 0 | 0 | 0 | 0 | 0 | 0 | Salinas | 115 | 100 | FALSE | FALSE | FALSE | TRUE | FALSE | FALSE | FALSE | FALSE | FALSE | FALSE | FALSE | TRUE | TRUE | FALSE | FALSE | FALSE | FALSE | FALSE | Info Not Available
SDGE | Salt Creek | 0 | 0 | 0 | 0 | 0 | 0 | 0 | Salt Creek | 69 | 0 | FALSE | FALSE | FALSE | TRUE | FALSE | FALSE | FALSE | FALSE | FALSE | FALSE | FALSE | TRUE | TRUE | FALSE | FALSE | FALSE | FALSE | FALSE | Info Not Available
SCE Eastern | San Bernardino | 0 | 0 | 0 | 0 | 0 | 0 | 0 | San Bernardino | 230 | 1500 | FALSE | FALSE | FALSE | TRUE | FALSE | FALSE | FALSE | FALSE | FALSE | FALSE | FALSE | TRUE | TRUE | FALSE | FALSE | FALSE | FALSE | FALSE | Info Not Available
PG&E GBA | SAN FRAN A (POTRERO PP) | 0 | 0 | 0 | 0 | 0 | 0 | 0 | SAN FRAN A (POTRERO PP) | 115 | 100 | FALSE | FALSE | FALSE | TRUE | FALSE | FALSE | FALSE | FALSE | FALSE | FALSE | FALSE | TRUE | TRUE | FALSE | FALSE | FALSE | FALSE | FALSE | Info Not Available
PG&E GBA | SAN FRAN A (POTRERO PP) | 0 | 0 | 0 | 0 | 0 | 0 | 0 | SAN FRAN A (POTRERO PP) | 230 | 1500 | FALSE | FALSE | FALSE | TRUE | FALSE | FALSE | FALSE | FALSE | FALSE | FALSE | FALSE | TRUE | TRUE | FALSE | FALSE | FALSE | FALSE | FALSE | Info Not Available
PG&E GBA | San Jose A | 0 | 0 | 0 | 0 | 0 | 0 | 0 | San Jose A | 115 | 100 | FALSE | FALSE | FALSE | TRUE | FALSE | FALSE | FALSE | FALSE | FALSE | FALSE | FALSE | TRUE | TRUE | FALSE | FALSE | FALSE | FALSE | FALSE | Info Not Available
PG&E GBA | San Jose B | 0 | 0 | 0 | 0 | 0 | 0 | 0 | San Jose B | 115 | 100 | FALSE | FALSE | FALSE | TRUE | FALSE | FALSE | FALSE | FALSE | FALSE | FALSE | FALSE | TRUE | TRUE | FALSE | FALSE | FALSE | FALSE | FALSE | Info Not Available
PG&E GBA | San Leandro U | 0 | 0 | 0 | 0 | 0 | 0 | 0 | San Leandro U | 115 | 100 | FALSE | FALSE | FALSE | TRUE | FALSE | FALSE | FALSE | FALSE | FALSE | FALSE | FALSE | TRUE | TRUE | FALSE | FALSE | FALSE | FALSE | FALSE | Info Not Available
PG&E KERN | San Luis Obispo | 0 | 0 | 0 | 0 | 0 | 0 | 0 | San Luis Obispo | 115 | 100 | FALSE | FALSE | FALSE | TRUE | FALSE | FALSE | FALSE | FALSE | FALSE | FALSE | FALSE | TRUE | TRUE | FALSE | FALSE | FALSE | FALSE | FALSE | Info Not Available
PG&E KERN | San Luis Obispo | 0 | 0 | 0 | 0 | 0 | 0 | 0 | San Luis Obispo | 70 | 0 | FALSE | FALSE | FALSE | TRUE | FALSE | FALSE | FALSE | FALSE | FALSE | FALSE | FALSE | TRUE | TRUE | FALSE | FALSE | FALSE | FALSE | FALSE | Info Not Available
SDGE | San Luis Rey | 0 | 0 | 0 | 0 | 0 | 0 | 0 | San Luis Rey | 230 | 1500 | FALSE | FALSE | FALSE | TRUE | FALSE | FALSE | FALSE | FALSE | FALSE | FALSE | FALSE | TRUE | TRUE | FALSE | FALSE | FALSE | FALSE | FALSE | Info Not Available
SDGE | San Luis Rey | 0 | 0 | 0 | 0 | 0 | 0 | 0 | San Luis Rey | 69 | 0 | FALSE | FALSE | FALSE | TRUE | FALSE | FALSE | FALSE | FALSE | FALSE | FALSE | FALSE | TRUE | TRUE | FALSE | FALSE | FALSE | FALSE | FALSE | Info Not Available
SDGE | San Marcos | 0 | 0 | 0 | 0 | 0 | 0 | 0 | San Marcos | 69 | 0 | FALSE | FALSE | FALSE | TRUE | FALSE | FALSE | FALSE | FALSE | FALSE | FALSE | FALSE | TRUE | TRUE | FALSE | FALSE | FALSE | FALSE | FALSE | Info Not Available
SCE Metro | San Onofre | 0 | 0 | 0 | 0 | 0 | 0 | 0 | San Onofre | 230 | 1500 | FALSE | FALSE | FALSE | TRUE | FALSE | FALSE | FALSE | FALSE | FALSE | FALSE | FALSE | TRUE | TRUE | FALSE | FALSE | FALSE | FALSE | FALSE | Info Not Available
PG&E GBA | San Pablo | 0 | 0 | 0 | 0 | 0 | 0 | 0 | San Pablo | 115 | 100 | FALSE | FALSE | FALSE | TRUE | FALSE | FALSE | FALSE | FALSE | FALSE | FALSE | FALSE | TRUE | TRUE | FALSE | FALSE | FALSE | FALSE | FALSE | Info Not Available
PG&E GBA | San Ramon | 0 | 0 | 0 | 0 | 0 | 0 | 0 | San Ramon | 230 | 1500 | FALSE | FALSE | FALSE | TRUE | FALSE | FALSE | FALSE | FALSE | FALSE | FALSE | FALSE | TRUE | TRUE | FALSE | FALSE | FALSE | FALSE | FALSE | Info Not Available
SDGE | San Ysidro | 0 | 0 | 0 | 0 | 0 | 0 | 0 | San Ysidro | 69 | 0 | FALSE | FALSE | FALSE | TRUE | FALSE | FALSE | FALSE | FALSE | FALSE | FALSE | FALSE | TRUE | TRUE | FALSE | FALSE | FALSE | FALSE | FALSE | Info Not Available
SCE NOL | Sandlot | 0 | 0 | 0 | 0 | 0 | 0 | 0 | Sandlot | 230 | 1500 | FALSE | FALSE | FALSE | TRUE | FALSE | FALSE | FALSE | FALSE | FALSE | FALSE | FALSE | TRUE | TRUE | FALSE | FALSE | FALSE | FALSE | FALSE | Info Not Available
EOP | Sandy | 0 | 0 | 0 | 0 | 0 | 0 | 0 | Sandy | 138 | 100 | FALSE | FALSE | FALSE | TRUE | FALSE | FALSE | FALSE | FALSE | FALSE | FALSE | FALSE | TRUE | TRUE | FALSE | FALSE | FALSE | FALSE | FALSE | Info Not Available
PG&E FRESNO | Sanger | 0 | 0 | 0 | 0 | 0 | 0 | 0 | Sanger | 115 | 100 | TRUE | FALSE | TRUE | TRUE | FALSE | FALSE | FALSE | FALSE | FALSE | TRUE | FALSE | FALSE | FALSE | FALSE | FALSE | TRUE | TRUE | FALSE | High | 3
SCE Northern | Santa Clara | 0 | 0 | 0 | 0 | 0 | 0 | 0 | Santa Clara | 230 | 1500 | FALSE | FALSE | FALSE | TRUE | FALSE | FALSE | FALSE | FALSE | FALSE | FALSE | FALSE | TRUE | TRUE | FALSE | FALSE | FALSE | FALSE | FALSE | Info Not Available
PG&E NGBA | Santa Rosa A | 0 | 0 | 0 | 0 | 0 | 0 | 0 | Santa Rosa A | 115 | 100 | FALSE | FALSE | FALSE | TRUE | FALSE | FALSE | FALSE | FALSE | FALSE | FALSE | FALSE | TRUE | TRUE | FALSE | FALSE | FALSE | FALSE | FALSE | Info Not Available
PG&E GBA | Santa Teresa | 0 | 0 | 0 | 0 | 0 | 0 | 0 | Santa Teresa | 115 | 100 | TRUE | FALSE | FALSE | TRUE | FALSE | FALSE | FALSE | FALSE | FALSE | FALSE | FALSE | TRUE | FALSE | FALSE | TRUE | FALSE | FALSE | FALSE | New Substation | 3
SDGE | Santee | 0 | 0 | 0 | 0 | 0 | 0 | 0 | Santee | 138 | 100 | FALSE | FALSE | FALSE | TRUE | FALSE | FALSE | FALSE | FALSE | FALSE | FALSE | FALSE | TRUE | TRUE | FALSE | FALSE | FALSE | FALSE | FALSE | Info Not Available
SCE Metro | Santiago | 0 | 0 | 0 | 0 | 0 | 0 | 0 | Santiago | 230 | 1500 | FALSE | FALSE | FALSE | TRUE | FALSE | FALSE | FALSE | FALSE | FALSE | FALSE | FALSE | TRUE | TRUE | FALSE | FALSE | FALSE | FALSE | FALSE | Info Not Available
PG&E GBA | Saratoga | 0 | 0 | 0 | 0 | 0 | 0 | 0 | Saratoga | 230 | 1500 | FALSE | FALSE | FALSE | TRUE | FALSE | FALSE | FALSE | FALSE | FALSE | FALSE | FALSE | TRUE | TRUE | FALSE | FALSE | FALSE | FALSE | FALSE | Info Not Available
SCE Northern | Saugus | 0 | 0 | 0 | 0 | 0 | 0 | 0 | Saugus | 230 | 1500 | FALSE | FALSE | FALSE | TRUE | FALSE | FALSE | FALSE | FALSE | FALSE | FALSE | FALSE | TRUE | TRUE | FALSE | FALSE | FALSE | FALSE | FALSE | Info Not Available
PG&E FRESNO | Schindler | 0 | 0 | 0 | 100 | 0 | 100 | 0 | Schindler | 115 | 100 | TRUE | FALSE | TRUE | TRUE | FALSE | FALSE | FALSE | FALSE | FALSE | TRUE | FALSE | FALSE | FALSE | FALSE | FALSE | TRUE | TRUE | FALSE | High | 3
PG&E FRESNO | Schindler | 0 | 0 | 0 | 0 | 0 | 0 | 0 | Schindler | 70 | 0 | FALSE | FALSE | FALSE | TRUE | FALSE | FALSE | FALSE | FALSE | FALSE | FALSE | FALSE | TRUE | TRUE | FALSE | FALSE | FALSE | FALSE | FALSE | Info Not Available
PG&E GBA | Schulte | 0 | 0 | 0 | 100 | 0 | 100 | 0 | Schulte | 115 | 100 | TRUE | FALSE | FALSE | TRUE | FALSE | FALSE | FALSE | FALSE | FALSE | FALSE | FALSE | TRUE | FALSE | FALSE | TRUE | FALSE | FALSE | FALSE | New Substation | 3
SDGE | Scripps | 0 | 0 | 0 | 0 | 0 | 0 | 0 | Scripps | 69 | 0 | FALSE | FALSE | FALSE | TRUE | FALSE | FALSE | FALSE | FALSE | FALSE | FALSE | FALSE | TRUE | TRUE | FALSE | FALSE | FALSE | FALSE | FALSE | Info Not Available
PG&E KERN | Semitropic | 0 | 0 | 0 | 0 | 0 | 0 | 0 | Semitropic | 115 | 100 | FALSE | FALSE | FALSE | TRUE | FALSE | FALSE | FALSE | FALSE | FALSE | FALSE | FALSE | TRUE | TRUE | FALSE | FALSE | FALSE | FALSE | FALSE | Info Not Available
SCE Metro | Serrano | 0 | 0 | 0 | 0 | 0 | 0 | 0 | Serrano | 230 | 1500 | TRUE | FALSE | FALSE | TRUE | FALSE | FALSE | FALSE | TRUE | FALSE | TRUE | TRUE | FALSE | FALSE | TRUE | FALSE | TRUE | FALSE | FALSE | Short Circuit Duty Limit | 5
SCE Metro | Serrano | 0 | 0 | 0 | 0 | 0 | 0 | 0 | Serrano | 500 | 3000 | TRUE | FALSE | FALSE | TRUE | FALSE | FALSE | FALSE | TRUE | FALSE | TRUE | TRUE | FALSE | FALSE | TRUE | FALSE | TRUE | FALSE | FALSE | Short Circuit Duty Limit | 5
SDGE | Shadowridge | 0 | 0 | 0 | 0 | 0 | 0 | 0 | Shadowridge | 138 | 100 | FALSE | FALSE | FALSE | TRUE | FALSE | FALSE | FALSE | FALSE | FALSE | FALSE | FALSE | TRUE | TRUE | FALSE | FALSE | FALSE | FALSE | FALSE | Info Not Available
PG&E KERN | Shafter | 0 | 0 | 0 | 0 | 100 | 100 | 0 | Shafter | 115 | 100 | FALSE | FALSE | FALSE | TRUE | FALSE | FALSE | FALSE | FALSE | FALSE | FALSE | FALSE | TRUE | TRUE | FALSE | FALSE | FALSE | FALSE | FALSE | Info Not Available
PG&E NGBA | Silverado | 0 | 0 | 0 | 0 | 0 | 0 | 0 | Silverado | 115 | 100 | FALSE | FALSE | FALSE | TRUE | FALSE | FALSE | FALSE | FALSE | FALSE | FALSE | FALSE | TRUE | TRUE | FALSE | FALSE | FALSE | FALSE | FALSE | Info Not Available
SDGE | Silvergate | 0 | 0 | 0 | 0 | 100 | 100 | 0 | Silvergate | 230 | 1500 | FALSE | FALSE | FALSE | TRUE | FALSE | FALSE | FALSE | FALSE | FALSE | FALSE | FALSE | TRUE | TRUE | FALSE | FALSE | FALSE | FALSE | FALSE | Info Not Available
SDGE | Silvergate | 0 | 0 | 0 | 0 | 0 | 0 | 0 | Silvergate | 69 | 0 | FALSE | FALSE | FALSE | TRUE | FALSE | FALSE | FALSE | FALSE | FALSE | FALSE | FALSE | TRUE | TRUE | FALSE | FALSE | FALSE | FALSE | FALSE | Info Not Available
PG&E KERN | Sisquoc | 0 | 0 | 0 | 0 | 0 | 0 | 0 | Sisquoc | 115 | 100 | FALSE | FALSE | FALSE | TRUE | FALSE | FALSE | FALSE | FALSE | FALSE | FALSE | FALSE | TRUE | TRUE | FALSE | FALSE | FALSE | FALSE | FALSE | Info Not Available
EOP | Sloan Canyon | 0 | 0 | 0 | 0 | 0 | 0 | 0 | Sloan Canyon | 230 | 1500 | FALSE | FALSE | FALSE | TRUE | FALSE | FALSE | FALSE | FALSE | FALSE | FALSE | FALSE | TRUE | TRUE | FALSE | FALSE | FALSE | FALSE | FALSE | Info Not Available
EOP | Sloan Canyon | 0 | 0 | 0 | 0 | 0 | 0 | 0 | Sloan Canyon | 500 | 3000 | FALSE | FALSE | FALSE | TRUE | FALSE | FALSE | FALSE | FALSE | FALSE | FALSE | FALSE | TRUE | TRUE | FALSE | FALSE | FALSE | FALSE | FALSE | Info Not Available
PG&E KERN | Smyrna | 0 | 0 | 0 | 0 | 0 | 0 | 0 | Smyrna | 115 | 100 | FALSE | FALSE | FALSE | TRUE | FALSE | FALSE | FALSE | FALSE | FALSE | FALSE | FALSE | TRUE | TRUE | FALSE | FALSE | FALSE | FALSE | FALSE | Info Not Available
PG&E GBA | Sobrante | 0 | 0 | 0 | 0 | 0 | 0 | 0 | Sobrante | 115 | 100 | FALSE | FALSE | FALSE | TRUE | FALSE | FALSE | FALSE | FALSE | FALSE | FALSE | FALSE | TRUE | TRUE | FALSE | FALSE | FALSE | FALSE | FALSE | Info Not Available
PG&E GBA | Sobrante | 0 | 0 | 0 | 0 | 0 | 0 | 0 | Sobrante | 230 | 1500 | FALSE | FALSE | FALSE | TRUE | FALSE | FALSE | FALSE | FALSE | FALSE | FALSE | FALSE | TRUE | TRUE | FALSE | FALSE | FALSE | FALSE | FALSE | Info Not Available
PG&E KERN | Solar | 0 | 0 | 0 | 0 | 0 | 0 | 0 | Solar | 230 | 1500 | FALSE | FALSE | FALSE | TRUE | FALSE | FALSE | FALSE | FALSE | FALSE | FALSE | FALSE | TRUE | TRUE | FALSE | FALSE | FALSE | FALSE | FALSE | Info Not Available
PG&E GBA | Soledad | 150 | 0 | 150 | 0 | 0 | 0 | 0 | Soledad | 115 | 100 | FALSE | FALSE | FALSE | TRUE | FALSE | FALSE | FALSE | FALSE | FALSE | FALSE | FALSE | TRUE | TRUE | FALSE | FALSE | FALSE | FALSE | FALSE | Info Not Available
PG&E GBA | Soledad | 0 | 0 | 0 | 0 | 0 | 0 | 0 | Soledad | 60 | 0 | FALSE | FALSE | FALSE | TRUE | FALSE | FALSE | FALSE | FALSE | FALSE | FALSE | FALSE | TRUE | TRUE | FALSE | FALSE | FALSE | FALSE | FALSE | Info Not Available
SDGE | Spring Valley | 0 | 0 | 0 | 0 | 0 | 0 | 0 | Spring Valley | 69 | 0 | FALSE | FALSE | FALSE | TRUE | FALSE | FALSE | FALSE | FALSE | FALSE | FALSE | FALSE | TRUE | TRUE | FALSE | FALSE | FALSE | FALSE | FALSE | Info Not Available
SCE Northern | Springville | 0 | 0 | 0 | 0 | 0 | 0 | 0 | Springville | 230 | 1500 | TRUE | FALSE | FALSE | TRUE | FALSE | FALSE | TRUE | FALSE | FALSE | FALSE | FALSE | TRUE | FALSE | FALSE | TRUE | FALSE | TRUE | FALSE | New Substation | 4
PG&E GBA | Stagg | 0 | 0 | 0 | 0 | 0 | 0 | 0 | Stagg | 230 | 1500 | FALSE | FALSE | FALSE | TRUE | FALSE | FALSE | FALSE | FALSE | FALSE | FALSE | FALSE | TRUE | TRUE | FALSE | FALSE | FALSE | FALSE | FALSE | Info Not Available
PG&E GBA | Standard Oil | 0 | 0 | 0 | 0 | 0 | 0 | 0 | Standard Oil | 115 | 100 | FALSE | FALSE | FALSE | TRUE | FALSE | FALSE | FALSE | FALSE | FALSE | FALSE | FALSE | TRUE | TRUE | FALSE | FALSE | FALSE | FALSE | FALSE | Info Not Available
PG&E GBA | Stanislaus | 0 | 0 | 0 | 0 | 0 | 0 | 0 | Stanislaus | 115 | 100 | FALSE | FALSE | FALSE | TRUE | FALSE | FALSE | FALSE | FALSE | FALSE | FALSE | FALSE | TRUE | TRUE | FALSE | FALSE | FALSE | FALSE | FALSE | Info Not Available
PG&E KERN | Stockdale | 0 | 0 | 0 | 0 | 0 | 0 | 0 | Stockdale | 115 | 100 | FALSE | FALSE | FALSE | TRUE | FALSE | FALSE | FALSE | FALSE | FALSE | FALSE | FALSE | TRUE | TRUE | FALSE | FALSE | FALSE | FALSE | FALSE | Info Not Available
PG&E KERN | Stockdale | 0 | 0 | 0 | 12 | 0 | 12 | 0 | Stockdale | 230 | 1500 | FALSE | FALSE | FALSE | TRUE | FALSE | FALSE | FALSE | FALSE | FALSE | FALSE | FALSE | TRUE | TRUE | FALSE | FALSE | FALSE | FALSE | FALSE | Info Not Available
PG&E GBA | Stockton A | 0 | 0 | 0 | 0 | 0 | 0 | 0 | Stockton A | 115 | 100 | FALSE | FALSE | FALSE | TRUE | FALSE | FALSE | FALSE | FALSE | FALSE | FALSE | FALSE | TRUE | TRUE | FALSE | FALSE | FALSE | FALSE | FALSE | Info Not Available
PG&E GBA | Stone | 0 | 0 | 0 | 0 | 0 | 0 | 0 | Stone | 115 | 100 | FALSE | FALSE | FALSE | TRUE | FALSE | FALSE | FALSE | FALSE | FALSE | FALSE | FALSE | TRUE | TRUE | FALSE | FALSE | FALSE | FALSE | FALSE | Info Not Available
PG&E FRESNO | Storey | 0 | 0 | 0 | 0 | 0 | 0 | 0 | Storey | 230 | 1500 | FALSE | FALSE | FALSE | TRUE | FALSE | FALSE | FALSE | FALSE | FALSE | FALSE | FALSE | TRUE | TRUE | FALSE | FALSE | FALSE | FALSE | FALSE | Info Not Available
PG&E NGBA | Summit | 220 | 0 | 220 | 0 | 0 | 0 | 10 | Summit | 115 | 100 | FALSE | FALSE | FALSE | TRUE | FALSE | FALSE | FALSE | FALSE | FALSE | FALSE | FALSE | TRUE | TRUE | FALSE | FALSE | FALSE | FALSE | FALSE | Info Not Available
SDGE | Suncrest | 0 | 0 | 0 | 0 | 0 | 0 | 0 | Suncrest | 230 | 1500 | FALSE | FALSE | FALSE | TRUE | FALSE | FALSE | FALSE | FALSE | FALSE | FALSE | FALSE | TRUE | TRUE | FALSE | FALSE | FALSE | FALSE | FALSE | Info Not Available
SDGE | Suncrest | 0 | 0 | 0 | 0 | 0 | 0 | 0 | Suncrest | 500 | 3000 | FALSE | FALSE | FALSE | TRUE | FALSE | FALSE | FALSE | FALSE | FALSE | FALSE | FALSE | TRUE | TRUE | FALSE | FALSE | FALSE | FALSE | FALSE | Info Not Available
PG&E KERN | Sunrise | 0 | 0 | 0 | 0 | 0 | 0 | 0 | Sunrise | 230 | 1500 | FALSE | FALSE | FALSE | TRUE | FALSE | FALSE | FALSE | FALSE | FALSE | FALSE | FALSE | TRUE | TRUE | FALSE | FALSE | FALSE | FALSE | FALSE | Info Not Available
PG&E KERN | Sunset | 0 | 0 | 0 | 0 | 0 | 0 | 0 | Sunset | 230 | 1500 | FALSE | FALSE | FALSE | TRUE | FALSE | FALSE | FALSE | FALSE | FALSE | FALSE | FALSE | TRUE | TRUE | FALSE | FALSE | FALSE | FALSE | FALSE | Info Not Available
PG&E GBA | Swift | 0 | 0 | 0 | 0 | 0 | 0 | 34 | Swift | 115 | 100 | FALSE | FALSE | FALSE | TRUE | FALSE | FALSE | FALSE | FALSE | FALSE | FALSE | FALSE | TRUE | TRUE | FALSE | FALSE | FALSE | FALSE | FALSE | Info Not Available
SDGE | Sycamore Canyon | 0 | 0 | 0 | 0 | 0 | 0 | 0 | Sycamore Canyon | 138 | 100 | TRUE | FALSE | FALSE | TRUE | FALSE | FALSE | FALSE | FALSE | FALSE | FALSE | FALSE | TRUE | FALSE | FALSE | TRUE | FALSE | FALSE | FALSE | New Substation | 3
SDGE | Sycamore Canyon | 0 | 0 | 0 | 0 | 0 | 0 | 0 | Sycamore Canyon | 230 | 1500 | FALSE | FALSE | FALSE | TRUE | FALSE | FALSE | FALSE | FALSE | FALSE | FALSE | FALSE | TRUE | TRUE | FALSE | FALSE | FALSE | FALSE | FALSE | Info Not Available
SDGE | Sycamore Canyon | 0 | 0 | 0 | 0 | 0 | 0 | 0 | Sycamore Canyon | 69 | 0 | FALSE | FALSE | FALSE | TRUE | FALSE | FALSE | FALSE | FALSE | FALSE | FALSE | FALSE | TRUE | TRUE | FALSE | FALSE | FALSE | FALSE | FALSE | Info Not Available
SCE Northern | Sylmar | 0 | 0 | 0 | 200 | 0 | 200 | 0 | Sylmar | 230 | 1500 | FALSE | FALSE | FALSE | TRUE | FALSE | FALSE | FALSE | FALSE | FALSE | FALSE | FALSE | TRUE | TRUE | FALSE | FALSE | FALSE | FALSE | FALSE | Info Not Available
PG&E NGBA | Table Mountain | 0 | 0 | 0 | 0 | 0 | 0 | 0 | Table Mountain | 115 | 100 | FALSE | FALSE | FALSE | TRUE | FALSE | FALSE | FALSE | FALSE | FALSE | FALSE | FALSE | TRUE | TRUE | FALSE | FALSE | FALSE | FALSE | FALSE | Info Not Available
PG&E NGBA | Table Mountain | 0 | 0 | 0 | 0 | 200 | 200 | 0 | Table Mountain | 230 | 1500 | FALSE | FALSE | FALSE | TRUE | FALSE | FALSE | FALSE | FALSE | FALSE | FALSE | FALSE | TRUE | TRUE | FALSE | FALSE | FALSE | FALSE | FALSE | Info Not Available
PG&E NGBA | Table Mountain | 0 | 0 | 0 | 0 | 0 | 0 | 0 | Table Mountain | 500 | 3000 | FALSE | FALSE | FALSE | TRUE | FALSE | FALSE | FALSE | FALSE | FALSE | FALSE | FALSE | TRUE | TRUE | FALSE | FALSE | FALSE | FALSE | FALSE | Info Not Available
PG&E NGBA | Table Mountain | 0 | 0 | 0 | 0 | 0 | 0 | 0 | Table Mountain | 60 | 0 | FALSE | FALSE | FALSE | TRUE | FALSE | FALSE | FALSE | FALSE | FALSE | FALSE | FALSE | TRUE | TRUE | FALSE | FALSE | FALSE | FALSE | FALSE | Info Not Available
PG&E KERN | Taft | 0 | 0 | 0 | 0 | 0 | 0 | 0 | Taft | 115 | 100 | FALSE | FALSE | FALSE | TRUE | FALSE | FALSE | FALSE | FALSE | FALSE | FALSE | FALSE | TRUE | TRUE | FALSE | FALSE | FALSE | FALSE | FALSE | Info Not Available
SDGE | Talega | 0 | 0 | 0 | 0 | 0 | 0 | 0 | Talega | 138 | 100 | TRUE | FALSE | FALSE | TRUE | TRUE | FALSE | FALSE | FALSE | FALSE | TRUE | FALSE | FALSE | FALSE | FALSE | FALSE | FALSE | TRUE | FALSE | Mid | 3
SDGE | Talega | 0 | 0 | 0 | 0 | 0 | 0 | 0 | Talega | 230 | 1500 | FALSE | FALSE | FALSE | TRUE | FALSE | FALSE | FALSE | FALSE | FALSE | FALSE | FALSE | TRUE | TRUE | FALSE | FALSE | FALSE | FALSE | FALSE | Info Not Available
PG&E GBA | Tassajara | 0 | 0 | 0 | 0 | 0 | 0 | 0 | Tassajara | 230 | 1500 | FALSE | FALSE | FALSE | TRUE | FALSE | FALSE | FALSE | FALSE | FALSE | FALSE | FALSE | TRUE | TRUE | FALSE | FALSE | FALSE | FALSE | FALSE | Info Not Available
PG&E KERN | Tejon | 0 | 0 | 0 | 0 | 0 | 0 | 0 | Tejon | 70 | 0 | FALSE | FALSE | FALSE | TRUE | FALSE | FALSE | FALSE | FALSE | FALSE | FALSE | FALSE | TRUE | TRUE | FALSE | FALSE | FALSE | FALSE | FALSE | Info Not Available
SDGE | Telegraph Canyon | 0 | 0 | 0 | 0 | 0 | 0 | 0 | Telegraph Canyon | 138 | 100 | FALSE | FALSE | FALSE | TRUE | FALSE | FALSE | FALSE | FALSE | FALSE | FALSE | FALSE | TRUE | TRUE | FALSE | FALSE | FALSE | FALSE | FALSE | Info Not Available
PG&E KERN | Temblor | 0 | 0 | 0 | 0 | 0 | 0 | 0 | Temblor | 115 | 100 | FALSE | FALSE | FALSE | TRUE | FALSE | FALSE | FALSE | FALSE | FALSE | FALSE | FALSE | TRUE | TRUE | FALSE | FALSE | FALSE | FALSE | FALSE | Info Not Available
PG&E KERN | Templeton | 0 | 0 | 0 | 0 | 0 | 0 | 0 | Templeton | 230 | 1500 | FALSE | FALSE | FALSE | TRUE | FALSE | FALSE | FALSE | FALSE | FALSE | FALSE | FALSE | TRUE | TRUE | FALSE | FALSE | FALSE | FALSE | FALSE | Info Not Available
PG&E KERN | Templeton | 0 | 0 | 0 | 0 | 0 | 0 | 0 | Templeton | 70 | 0 | FALSE | FALSE | FALSE | TRUE | FALSE | FALSE | FALSE | FALSE | FALSE | FALSE | FALSE | TRUE | TRUE | FALSE | FALSE | FALSE | FALSE | FALSE | Info Not Available
PG&E GBA | Tesla | 0 | 0 | 0 | 0 | 0 | 0 | 0 | Tesla | 115 | 100 | FALSE | FALSE | FALSE | TRUE | FALSE | FALSE | FALSE | FALSE | FALSE | FALSE | FALSE | TRUE | TRUE | FALSE | FALSE | FALSE | FALSE | FALSE | Info Not Available
PG&E GBA | Tesla | 0 | 0 | 0 | 0 | 0 | 0 | 0 | Tesla | 230 | 1500 | TRUE | FALSE | FALSE | TRUE | FALSE | FALSE | FALSE | FALSE | FALSE | FALSE | TRUE | TRUE | FALSE | TRUE | TRUE | FALSE | FALSE | FALSE | Short Circuit Duty Limit | 4
PG&E GBA | Tesla | 0 | 0 | 0 | 0 | 0 | 0 | 0 | Tesla | 500 | 3000 | TRUE | FALSE | FALSE | TRUE | FALSE | FALSE | FALSE | FALSE | FALSE | FALSE | TRUE | TRUE | FALSE | TRUE | TRUE | FALSE | FALSE | FALSE | Short Circuit Duty Limit | 5
PG&E KERN | Tevis | 0 | 0 | 0 | 100 | 0 | 100 | 0 | Tevis | 115 | 100 | TRUE | FALSE | FALSE | TRUE | FALSE | FALSE | FALSE | FALSE | FALSE | FALSE | TRUE | TRUE | FALSE | TRUE | TRUE | FALSE | FALSE | FALSE | Short Circuit Duty Limit | 4
EOP | Thousandaire | 0 | 0 | 0 | 0 | 0 | 0 | 0 | Thousandaire | 138 | 100 | FALSE | FALSE | FALSE | TRUE | FALSE | FALSE | FALSE | FALSE | FALSE | FALSE | FALSE | TRUE | TRUE | FALSE | FALSE | FALSE | FALSE | FALSE | Info Not Available
PG&E KERN | Topaz | 0 | 0 | 0 | 0 | 0 | 0 | 0 | Topaz | 230 | 1500 | FALSE | FALSE | FALSE | TRUE | FALSE | FALSE | FALSE | FALSE | FALSE | FALSE | FALSE | TRUE | TRUE | FALSE | FALSE | FALSE | FALSE | FALSE | Info Not Available
SCE NOL | Tortilla | 0 | 0 | 0 | 0 | 0 | 0 | 0 | Tortilla | 115 | 100 | FALSE | FALSE | FALSE | TRUE | FALSE | FALSE | FALSE | FALSE | FALSE | FALSE | FALSE | TRUE | TRUE | FALSE | FALSE | FALSE | FALSE | FALSE | Info Not Available
SDGE | Trabuco | 0 | 0 | 0 | 0 | 0 | 0 | 0 | Trabuco | 138 | 100 | FALSE | FALSE | FALSE | TRUE | FALSE | FALSE | FALSE | FALSE | FALSE | FALSE | FALSE | TRUE | TRUE | FALSE | FALSE | FALSE | FALSE | FALSE | Info Not Available
PG&E GBA | Tracy | 0 | 0 | 0 | 0 | 0 | 0 | 0 | Tracy | 115 | 100 | FALSE | FALSE | FALSE | TRUE | FALSE | FALSE | FALSE | FALSE | FALSE | FALSE | FALSE | TRUE | TRUE | FALSE | FALSE | FALSE | FALSE | FALSE | Info Not Available
PG&E FRESNO | Tranquility | 0 | 0 | 0 | 434 | 200 | 634 | 0 | Tranquility | 230 | 1500 | TRUE | FALSE | FALSE | TRUE | FALSE | FALSE | FALSE | FALSE | FALSE | FALSE | FALSE | TRUE | FALSE | FALSE | TRUE | FALSE | FALSE | FALSE | New Substation | 3
PG&E GBA | Trimble | 0 | 0 | 0 | 0 | 0 | 0 | 0 | Trimble | 115 | 100 | FALSE | FALSE | FALSE | TRUE | FALSE | FALSE | FALSE | FALSE | FALSE | FALSE | FALSE | TRUE | TRUE | FALSE | FALSE | FALSE | FALSE | FALSE | Info Not Available
EOP | Trout Canyon | 0 | 0 | 0 | 0 | 0 | 0 | 0 | Trout Canyon | 230 | 1500 | FALSE | FALSE | FALSE | TRUE | FALSE | FALSE | FALSE | FALSE | FALSE | FALSE | FALSE | TRUE | TRUE | FALSE | FALSE | FALSE | FALSE | FALSE | Info Not Available
EOP | Trout Canyon | 0 | 0 | 0 | 0 | 300 | 300 | 0 | Trout Canyon | 500 | 3000 | FALSE | FALSE | FALSE | TRUE | FALSE | FALSE | FALSE | FALSE | FALSE | FALSE | FALSE | TRUE | TRUE | FALSE | FALSE | FALSE | FALSE | FALSE | Info Not Available
PG&E NGBA | Tulucay | 0 | 0 | 0 | 0 | 0 | 0 | 0 | Tulucay | 230 | 1500 | FALSE | FALSE | FALSE | TRUE | FALSE | FALSE | FALSE | FALSE | FALSE | FALSE | FALSE | TRUE | TRUE | FALSE | FALSE | FALSE | FALSE | FALSE | Info Not Available
PG&E NGBA | Tulucay | 0 | 0 | 0 | 0 | 0 | 0 | 0 | Tulucay | 60 | 0 | FALSE | FALSE | FALSE | TRUE | FALSE | FALSE | FALSE | FALSE | FALSE | FALSE | FALSE | TRUE | TRUE | FALSE | FALSE | FALSE | FALSE | FALSE | Info Not Available
PG&E KERN | Tupman | 0 | 0 | 0 | 0 | 0 | 0 | 0 | Tupman | 115 | 100 | FALSE | FALSE | FALSE | TRUE | FALSE | FALSE | FALSE | FALSE | FALSE | FALSE | FALSE | TRUE | TRUE | FALSE | FALSE | FALSE | FALSE | FALSE | Info Not Available
PG&E NGBA | Ukiah | 0 | 0 | 0 | 0 | 0 | 0 | 0 | Ukiah | 115 | 100 | FALSE | FALSE | FALSE | TRUE | FALSE | FALSE | FALSE | FALSE | FALSE | FALSE | FALSE | TRUE | TRUE | FALSE | FALSE | FALSE | FALSE | FALSE | Info Not Available
PG&E KERN | Union (Estrella) | 0 | 0 | 0 | 0 | 0 | 0 | 0 | Union (Estrella) | 70 | 0 | FALSE | FALSE | FALSE | TRUE | FALSE | FALSE | FALSE | FALSE | FALSE | FALSE | FALSE | TRUE | TRUE | FALSE | FALSE | FALSE | FALSE | FALSE | Info Not Available
PG&E NGBA | Vaca Dixon | 0 | 0 | 0 | 0 | 0 | 0 | 0 | Vaca Dixon | 115 | 100 | TRUE | FALSE | FALSE | TRUE | FALSE | FALSE | FALSE | FALSE | FALSE | FALSE | TRUE | TRUE | FALSE | TRUE | TRUE | FALSE | FALSE | FALSE | Short Circuit Duty Limit | 4
PG&E NGBA | Vaca Dixon | 70 | 0 | 70 | 0 | 200 | 200 | 0 | Vaca Dixon | 230 | 1500 | FALSE | FALSE | FALSE | TRUE | FALSE | FALSE | FALSE | FALSE | FALSE | FALSE | FALSE | TRUE | TRUE | FALSE | FALSE | FALSE | FALSE | FALSE | Info Not Available
PG&E NGBA | Vaca Dixon | 0 | 0 | 0 | 0 | 300 | 300 | 0 | Vaca Dixon | 500 | 3000 | FALSE | FALSE | FALSE | TRUE | FALSE | FALSE | FALSE | FALSE | FALSE | FALSE | FALSE | TRUE | TRUE | FALSE | FALSE | FALSE | FALSE | FALSE | Info Not Available
PG&E NGBA | Vaca Dixon | 0 | 0 | 0 | 0 | 0 | 0 | 0 | Vaca Dixon | 60 | 0 | FALSE | FALSE | FALSE | TRUE | FALSE | FALSE | FALSE | FALSE | FALSE | FALSE | FALSE | TRUE | TRUE | FALSE | FALSE | FALSE | FALSE | FALSE | Info Not Available
SCE Eastern | Valley (SCE) | 0 | 0 | 0 | 500 | 700 | 1200 | 0 | Valley (SCE) | 500 | 3000 | FALSE | FALSE | FALSE | TRUE | FALSE | FALSE | FALSE | FALSE | FALSE | FALSE | FALSE | TRUE | TRUE | FALSE | FALSE | FALSE | FALSE | FALSE | Info Not Available
EOP | Valley (VEA) | 0 | 0 | 0 | 0 | 0 | 0 | 0 | Valley (VEA) | 138 | 100 | FALSE | FALSE | FALSE | TRUE | FALSE | FALSE | FALSE | FALSE | FALSE | FALSE | FALSE | FALSE | TRUE | FALSE | FALSE | FALSE | FALSE | FALSE | Info Not Available
SDGE | Valley Center | 0 | 0 | 0 | 0 | 0 | 0 | 0 | Valley Center | 69 | 0 | FALSE | FALSE | FALSE | TRUE | FALSE | FALSE | FALSE | FALSE | FALSE | FALSE | FALSE | TRUE | TRUE | FALSE | FALSE | FALSE | FALSE | FALSE | Info Not Available
PG&E GBA | Valley Home | 0 | 0 | 0 | 0 | 100 | 100 | 0 | Valley Home | 115 | 100 | FALSE | FALSE | FALSE | TRUE | FALSE | FALSE | FALSE | FALSE | FALSE | FALSE | FALSE | TRUE | TRUE | FALSE | FALSE | FALSE | FALSE | FALSE | Info Not Available
PG&E GBA | Valley Springs | 0 | 0 | 0 | 0 | 0 | 0 | 0 | Valley Springs | 230 | 1500 | FALSE | FALSE | FALSE | TRUE | FALSE | FALSE | FALSE | FALSE | FALSE | FALSE | FALSE | TRUE | TRUE | FALSE | FALSE | FALSE | FALSE | FALSE | Info Not Available
PG&E GBA | Valley Springs | 0 | 0 | 0 | 0 | 0 | 0 | 0 | Valley Springs | 60 | 0 | FALSE | FALSE | FALSE | TRUE | FALSE | FALSE | FALSE | FALSE | FALSE | FALSE | FALSE | TRUE | TRUE | FALSE | FALSE | FALSE | FALSE | FALSE | Info Not Available
EOP | Valley Switch | 0 | 0 | 0 | 0 | 0 | 0 | 0 | Valley Switch | 138 | 100 | FALSE | FALSE | FALSE | TRUE | FALSE | FALSE | FALSE | FALSE | FALSE | FALSE | FALSE | FALSE | TRUE | FALSE | FALSE | FALSE | FALSE | FALSE | Info Not Available
EOP | Valley Switch | 0 | 0 | 0 | 0 | 0 | 0 | 0 | Valley Switch | 230 | 1500 | FALSE | FALSE | FALSE | TRUE | FALSE | FALSE | FALSE | FALSE | FALSE | FALSE | FALSE | TRUE | TRUE | FALSE | FALSE | FALSE | FALSE | FALSE | Info Not Available
PG&E GBA | Vasco | 0 | 0 | 0 | 0 | 0 | 0 | 0 | Vasco | 230 | 1500 | FALSE | FALSE | FALSE | TRUE | FALSE | FALSE | FALSE | FALSE | FALSE | FALSE | FALSE | TRUE | TRUE | FALSE | FALSE | FALSE | FALSE | FALSE | Info Not Available
PG&E GBA | Vasona | 0 | 0 | 0 | 0 | 0 | 0 | 0 | Vasona | 230 | 1500 | FALSE | FALSE | FALSE | TRUE | FALSE | FALSE | FALSE | FALSE | FALSE | FALSE | FALSE | TRUE | TRUE | FALSE | FALSE | FALSE | FALSE | FALSE | Info Not Available
SCE Northern | Vestal | 0 | 0 | 0 | 200 | 0 | 200 | 0 | Vestal | 230 | 1500 | FALSE | FALSE | FALSE | TRUE | FALSE | FALSE | FALSE | FALSE | FALSE | FALSE | FALSE | TRUE | TRUE | FALSE | FALSE | FALSE | FALSE | FALSE | Info Not Available
SCE Northern | Vestal | 0 | 0 | 0 | 0 | 0 | 0 | 0 | Vestal | 66 | 0 | FALSE | FALSE | FALSE | TRUE | FALSE | FALSE | FALSE | FALSE | FALSE | FALSE | FALSE | TRUE | TRUE | FALSE | FALSE | FALSE | FALSE | FALSE | Info Not Available
SCE NOL | Victor | 0 | 0 | 0 | 154 | 0 | 154 | 0 | Victor | 115 | 100 | TRUE | FALSE | FALSE | TRUE | FALSE | FALSE | FALSE | TRUE | FALSE | FALSE | FALSE | TRUE | FALSE | FALSE | TRUE | FALSE | FALSE | FALSE | New Substation | 3
SCE NOL | Victor | 0 | 0 | 0 | 0 | 0 | 0 | 0 | Victor | 230 | 1500 | TRUE | FALSE | FALSE | TRUE | FALSE | FALSE | FALSE | TRUE | FALSE | TRUE | FALSE | FALSE | FALSE | FALSE | FALSE | TRUE | FALSE | FALSE | High | 4
SCE Metro | Viejo | 0 | 0 | 0 | 0 | 0 | 0 | 0 | Viejo | 230 | 1500 | FALSE | FALSE | FALSE | TRUE | FALSE | FALSE | FALSE | FALSE | FALSE | FALSE | FALSE | TRUE | TRUE | FALSE | FALSE | FALSE | FALSE | FALSE | Info Not Available
PG&E GBA | Vierra | 0 | 0 | 0 | 0 | 0 | 0 | 0 | Vierra | 115 | 100 | FALSE | FALSE | FALSE | TRUE | FALSE | FALSE | FALSE | FALSE | FALSE | FALSE | FALSE | TRUE | TRUE | FALSE | FALSE | FALSE | FALSE | FALSE | Info Not Available
SCE Metro | Villa Park | 0 | 0 | 0 | 0 | 0 | 0 | 0 | Villa Park | 230 | 1500 | FALSE | FALSE | FALSE | TRUE | FALSE | FALSE | FALSE | FALSE | FALSE | FALSE | FALSE | TRUE | TRUE | FALSE | FALSE | FALSE | FALSE | FALSE | Info Not Available
SCE Northern | Vincent | 0 | 0 | 0 | 0 | 0 | 0 | 0 | Vincent | 230 | 1500 | TRUE | FALSE | FALSE | TRUE | FALSE | FALSE | FALSE | TRUE | FALSE | FALSE | FALSE | TRUE | FALSE | FALSE | TRUE | FALSE | FALSE | FALSE | New Substation | 4
SCE Northern | Vincent | 0 | 0 | 0 | 2050 | 0 | 2050 | 0 | Vincent | 500 | 3000 | TRUE | FALSE | FALSE | TRUE | FALSE | FALSE | FALSE | TRUE | FALSE | FALSE | FALSE | TRUE | FALSE | FALSE | TRUE | FALSE | FALSE | FALSE | New Substation | 5
PG&E GBA | Vine | 0 | 0 | 0 | 0 | 0 | 0 | 0 | Vineyard | 69 | 0 | FALSE | FALSE | FALSE | TRUE | FALSE | FALSE | FALSE | FALSE | FALSE | FALSE | FALSE | TRUE | TRUE | FALSE | FALSE | FALSE | FALSE | FALSE | Info Not Available
PG&E GBA | Vineyard | 0 | 0 | 0 | 0 | 0 | 0 | 0 | Vineyard | 230 | 1500 | FALSE | FALSE | FALSE | TRUE | FALSE | FALSE | FALSE | FALSE | FALSE | FALSE | FALSE | TRUE | TRUE | FALSE | FALSE | FALSE | FALSE | FALSE | Info Not Available
SCE Eastern | Vista (SCE) | 0 | 0 | 0 | 300 | 0 | 300 | 0 | Vista (SCE) | 230 | 1500 | FALSE | FALSE | FALSE | TRUE | FALSE | FALSE | FALSE | FALSE | FALSE | FALSE | FALSE | TRUE | TRUE | FALSE | FALSE | FALSE | FALSE | FALSE | Info Not Available
EOP | Vista (VEA) | 0 | 0 | 0 | 0 | 0 | 0 | 0 | Vista (VEA) | 138 | 100 | FALSE | FALSE | FALSE | TRUE | FALSE | FALSE | FALSE | FALSE | FALSE | FALSE | FALSE | FALSE | TRUE | FALSE | FALSE | FALSE | FALSE | FALSE | Info Not Available
EOP | Vista (VEA) | 0 | 0 | 0 | 0 | 0 | 0 | 0 | Vista (VEA) | 230 | 1500 | FALSE | FALSE | FALSE | TRUE | FALSE | FALSE | FALSE | FALSE | FALSE | FALSE | FALSE | FALSE | TRUE | FALSE | FALSE | FALSE | FALSE | FALSE | Info Not Available
PG&E FRESNO | Wahtoke | 0 | 0 | 0 | 0 | 0 | 0 | 0 | Wahtoke | 115 | 100 | FALSE | FALSE | FALSE | TRUE | FALSE | FALSE | FALSE | FALSE | FALSE | FALSE | FALSE | TRUE | TRUE | FALSE | FALSE | FALSE | FALSE | FALSE | Info Not Available
SCE Northern | Wakefield | 0 | 0 | 0 | 200 | 0 | 200 | 0 | Wakefield | 66 | 0 | FALSE | FALSE | FALSE | TRUE | FALSE | FALSE | FALSE | FALSE | FALSE | FALSE | FALSE | TRUE | TRUE | FALSE | FALSE | FALSE | FALSE | FALSE | Info Not Available
SCE Metro | Walnut | 0 | 0 | 0 | 0 | 0 | 0 | 0 | Walnut | 230 | 1500 | FALSE | FALSE | FALSE | TRUE | FALSE | FALSE | FALSE | FALSE | FALSE | FALSE | FALSE | TRUE | TRUE | FALSE | FALSE | FALSE | FALSE | FALSE | Info Not Available
SCE Northern | Warne | 0 | 0 | 0 | 0 | 0 | 0 | 0 | Warne | 230 | 1500 | FALSE | FALSE | FALSE | TRUE | FALSE | FALSE | FALSE | FALSE | FALSE | FALSE | FALSE | TRUE | TRUE | FALSE | FALSE | FALSE | FALSE | FALSE | Info Not Available
PG&E GBA | Warnerville | 0 | 0 | 0 | 0 | 0 | 0 | 0 | Warnerville | 230 | 1500 | FALSE | FALSE | FALSE | TRUE | FALSE | FALSE | FALSE | FALSE | FALSE | FALSE | FALSE | TRUE | TRUE | FALSE | FALSE | FALSE | FALSE | FALSE | Info Not Available
PG&E FRESNO | Waukena | 0 | 0 | 0 | 0 | 0 | 0 | 0 | Waukena | 115 | 100 | FALSE | FALSE | FALSE | TRUE | FALSE | FALSE | FALSE | FALSE | FALSE | FALSE | FALSE | TRUE | TRUE | FALSE | FALSE | FALSE | FALSE | FALSE | Info Not Available
PG&E GBA | Weber | 0 | 0 | 0 | 0 | 0 | 0 | 0 | Weber | 230 | 1500 | FALSE | FALSE | FALSE | TRUE | FALSE | FALSE | FALSE | FALSE | FALSE | FALSE | FALSE | TRUE | TRUE | FALSE | FALSE | FALSE | FALSE | FALSE | Info Not Available
PG&E GBA | Weber | 0 | 0 | 0 | 0 | 0 | 0 | 0 | Weber | 60 | 0 | TRUE | FALSE | FALSE | TRUE | FALSE | FALSE | FALSE | FALSE | FALSE | FALSE | FALSE | TRUE | FALSE | FALSE | TRUE | FALSE | FALSE | FALSE | New Substation | 3
PG&E FRESNO | West Fresno | 0 | 0 | 0 | 0 | 0 | 0 | 0 | West Fresno | 115 | 100 | FALSE | FALSE | FALSE | TRUE | FALSE | FALSE | FALSE | FALSE | FALSE | FALSE | FALSE | TRUE | TRUE | FALSE | FALSE | FALSE | FALSE | FALSE | Info Not Available
PG&E FRESNO | Westley | 0 | 0 | 0 | 0 | 0 | 0 | 0 | Westley | 230 | 1500 | FALSE | FALSE | FALSE | TRUE | FALSE | FALSE | FALSE | FALSE | FALSE | FALSE | FALSE | TRUE | TRUE | FALSE | FALSE | FALSE | FALSE | FALSE | Info Not Available
PG&E KERN | Westpark | 0 | 0 | 0 | 0 | 0 | 0 | 0 | Westpark | 115 | 100 | FALSE | FALSE | FALSE | TRUE | FALSE | FALSE | FALSE | FALSE | FALSE | FALSE | FALSE | TRUE | TRUE | FALSE | FALSE | FALSE | FALSE | FALSE | Info Not Available
PG&E KERN | Wheeler Ridge | 0 | 0 | 0 | 500 | 0 | 500 | 0 | Wheeler Ridge | 230 | 1500 | TRUE | TRUE | TRUE | FALSE | FALSE | FALSE | FALSE | FALSE | FALSE | TRUE | FALSE | FALSE | FALSE | FALSE | FALSE | FALSE | FALSE | TRUE | Low | 1
PG&E KERN | Wheeler Ridge | 0 | 0 | 0 | 0 | 0 | 0 | 0 | Wheeler Ridge | 115 | 100 | TRUE | FALSE | FALSE | TRUE | FALSE | FALSE | FALSE | FALSE | FALSE | FALSE | FALSE | TRUE | FALSE | FALSE | TRUE | FALSE | FALSE | FALSE | New Substation | 3
PG&E KERN | Wheeler Ridge | 0 | 0 | 0 | 0 | 0 | 0 | 0 | Wheeler Ridge | 70 | 0 | FALSE | FALSE | FALSE | TRUE | FALSE | FALSE | FALSE | FALSE | FALSE | FALSE | FALSE | TRUE | TRUE | FALSE | FALSE | FALSE | FALSE | FALSE | Info Not Available
SCE Northern | Whirlwind | 0 | 0 | 0 | 1356 | 0 | 1356 | 0 | Whirlwind | 230 | 1500 | TRUE | FALSE | FALSE | TRUE | FALSE | FALSE | FALSE | TRUE | FALSE | FALSE | TRUE | TRUE | FALSE | TRUE | TRUE | FALSE | FALSE | FALSE | Short Circuit Duty Limit | 5
SCE Northern | Whirlwind | 0 | 0 | 0 | 1247 | 0 | 1247 | 0 | Whirlwind | 500 | 3000 | TRUE | FALSE | FALSE | TRUE | FALSE | FALSE | FALSE | TRUE | FALSE | FALSE | FALSE | TRUE | FALSE | FALSE | TRUE | FALSE | FALSE | FALSE | New Substation | 5
PG&E GBA | Whisman | 0 | 0 | 0 | 0 | 0 | 0 | 0 | Whisman | 115 | 100 | FALSE | FALSE | FALSE | TRUE | FALSE | FALSE | FALSE | FALSE | FALSE | FALSE | FALSE | TRUE | TRUE | FALSE | FALSE | FALSE | FALSE | FALSE | Info Not Available
SCE Eastern | Wildlife | 0 | 0 | 0 | 0 | 0 | 0 | 0 | Wildlife | 230 | 1500 | FALSE | FALSE | FALSE | TRUE | FALSE | FALSE | FALSE | FALSE | FALSE | FALSE | FALSE | TRUE | TRUE | FALSE | FALSE | FALSE | FALSE | FALSE | Info Not Available
PG&E FRESNO | Wilson | 0 | 0 | 0 | 0 | 0 | 0 | 0 | Wilson | 115 | 100 | TRUE | FALSE | FALSE | TRUE | FALSE | FALSE | FALSE | FALSE | FALSE | FALSE | TRUE | TRUE | FALSE | TRUE | TRUE | FALSE | FALSE | FALSE | Short Circuit Duty Limit | 4
PG&E FRESNO | Wilson | 0 | 0 | 0 | 0 | 0 | 0 | 0 | Wilson | 230 | 1500 | FALSE | FALSE | FALSE | TRUE | FALSE | FALSE | FALSE | FALSE | FALSE | FALSE | FALSE | TRUE | TRUE | FALSE | FALSE | FALSE | FALSE | FALSE | Info Not Available
SCE Northern | Windhub | 0 | 0 | 0 | 0 | 0 | 0 | 0 | Windhub | 230 | 1500 | TRUE | FALSE | FALSE | TRUE | FALSE | FALSE | FALSE | TRUE | FALSE | FALSE | FALSE | TRUE | FALSE | FALSE | TRUE | FALSE | FALSE | FALSE | New Substation | 4
SCE Northern | Windhub | 0 | 0 | 0 | 0 | 0 | 0 | 0 | Windhub | 500 | 3000 | TRUE | FALSE | FALSE | TRUE | FALSE | FALSE | FALSE | TRUE | FALSE | FALSE | FALSE | TRUE | FALSE | FALSE | TRUE | FALSE | FALSE | FALSE | New Substation | 5
PG&E GBA | Windmaster | 0 | 0 | 0 | 0 | 0 | 0 | 0 | Windmaster | 230 | 1500 | FALSE | FALSE | FALSE | TRUE | FALSE | FALSE | FALSE | FALSE | FALSE | FALSE | FALSE | TRUE | TRUE | FALSE | FALSE | FALSE | FALSE | FALSE | Info Not Available
PG&E NGBA | Windsor | 0 | 0 | 0 | 0 | 0 | 0 | 0 | Windsor | 60 | 0 | FALSE | FALSE | FALSE | TRUE | FALSE | FALSE | FALSE | FALSE | FALSE | FALSE | FALSE | TRUE | TRUE | FALSE | FALSE | FALSE | FALSE | FALSE | Info Not Available
PG&E NGBA | Woodland | 0 | 0 | 0 | 0 | 0 | 0 | 0 | Woodland | 115 | 100 | FALSE | FALSE | FALSE | TRUE | FALSE | FALSE | FALSE | FALSE | FALSE | FALSE | FALSE | TRUE | TRUE | FALSE | FALSE | FALSE | FALSE | FALSE | Info Not Available
PG&E FRESNO | Woodward | 0 | 0 | 0 | 0 | 0 | 0 | 0 | Woodward | 115 | 100 | FALSE | FALSE | FALSE | TRUE | FALSE | FALSE | FALSE | FALSE | FALSE | FALSE | FALSE | TRUE | TRUE | FALSE | FALSE | FALSE | FALSE | FALSE | Info Not Available
PG&E NGBA | Wyandotte | 0 | 0 | 0 | 0 | 0 | 0 | 0 | Wyandotte | 115 | 100 | FALSE | FALSE | FALSE | TRUE | FALSE | FALSE | FALSE | FALSE | FALSE | FALSE | FALSE | TRUE | TRUE | FALSE | FALSE | FALSE | FALSE | FALSE | Info Not Available

## LandUse_Env_Criteria_README
3. Land-use implications and feasibility & 4. Environmental (conservation and biological) impact factors
Criteria Purpose | Resources allocated should not exceed available land area to accommodate the resources within the viable distance of the substation and should limit the potential implications, i.e., potential impacts to or conflicts with existing and future land use applications. Mapping will prioritize areas of lower potential land-use implications and higher feasibility for resource development, while seeking to limit locating resources to areas of high potential implications and likely more difficult development potential.
Criteria Application | 3. & 4. Criteria datasets are applied to mapped utility-scale solar, onshore in-CAISO & in-state wind, and in-state geothermal. Note the parcelization, CEC Cropland, and overdrafted groundwater datasets analysis are only applied to utility-scale solar. For out-of-state resources but in-CAISO, only the WECC environmental and land-use screen is applied. Out-of-CAISO resources are included at their CAISO intertie point but land-use analysis is currently not applied. For resources mapped to Baja California, Mexico, staff also have not applied any land-use analysis.
Distance from Sub | Land-use implications and environmental impacts analysis for onshore wind and solar is done for the resource potential around substations within a series of distances. For solar the analysis currently includes 5, 10, 15, and 20 mile analysis. For on-shore wind analysis includes 10, 15, and 20 mile analysis with select substations also having 30 mile analysis where alternative substations are more than 30 miles away.
In-State Geothermal & PSH Analysis | Land-use and environmental criteria analysis is applied to geothermal and PSH resources mapped to Californian locations. While analysis for onshore wind and solar are calculated based on amounts mapped to substations, for geothermal the analysis is centered on the identified geothermal area.
Including Resources in Baseline not yet Online | The IRP baseline includes resources contracted by LSEs that are not yet online and not yet constructed. Because they are in the baseline, these resources are not included in the mapped portfolio amounts. Environmental and land-use analysis includes work that excludes the footprints of existing solar and wind resource projects from the resource potential to ensure that the portfolio resources are not mapped based on resource potential areas occupied by existing projects. Staff use the USGS USWTDB for existing wind projects and the CEC’s existing solar footprint analysis for solar. Since the baseline resource still in-development, with online dates later than that, will not be captured in the existing footprint data, staff are adding the MW amounts of these baseline resources at their interconnection locations to account for their utilization of land as well. These values are shown in “LandUse_Env_Summary_2036” and “_2041” tabs.
Excluding Already Online Resources in Portfolio And Likely Repowers | Similarly, the portfolio includes in-development resources not in the IRP baseline that have already come online. If these came online before 9/1/24, it is likely that these resource footprints are already captured in the existing resource footprint analysis. Staff, therefore, subtract the MWs of these projects from the total mapped portfolio amounts for this land-use and environmental analysis. Additionally, some of the mapped resources align with identified or likely (based on commercial development interest data) repower projects which utilize existing footprint land. The MW attributed to these potential projects are also subtracted from the MW amount used for analysis.
Resource Density | Staff assume a 10 acres/MW density assumption for utility scale solar, a 40 acres/MW density for on-shore in-CAISO wind, and a 5 acres/MW density for geothermal.
Onshore In-state Wind Resource Potential Spatial Attributes | For mapping analysis, staff have used 6.5 m/s derived from Global Wind Atlas Annual Mean Wind Spin to identify the base wind resource potential to which the land-use and environmental analysis is applied. Staff are not changing any of the environmental, land-use, or protected layer exclusions criteria or application.
Tabs for Analysis
LandUse_Env_SubSummary_2036 |  | Summary of the criteria alignment for mapped solar, wind, and geothermal resources in the 2036 portfolio
LandUse_Env_SubSummary_2041 |  | Summary of the criteria alignment for mapped solar, wind, and geothermal resources in the 2041 portfolio
Land_EnvAnalysis_Solar_2036 |  | Land-use and environmental criteria analysis for in-state mapped solar resources in the 2036 portfolio
Land_OOS_Analysis_Solar_2036 |  | Land-use criteria analysis of out-of-state in-CAISO solar resources in the 2036 portfolio
Land_EnvAnalysis_Wind_2036 |  | Land-use and environmental criteria analysis for in-state mapped onshore wind resources in the 2036 portfolio
Land_OOS_Analysis_Wind_2036 |  | Land-use criteria analysis of out-of-state in-CAISO wind resources in the 2036 portfolio
Land_EnvAnalysis_Solar_2041 |  | Land-use and environmental criteria analysis for in-state mapped solar resources in the 2041 portfolio
Land_OOS_Analysis_Solar_2041 |  | Land-use criteria analysis of out-of-state in-CAISO solar resources in the 2041 portfolio
Land_EnvAnalysis_Wind_2041 |  | Land-use and environmental criteria analysis for in-state mapped onshore wind resources in the 2041 portfolio
Land_OOS_Analysis_Wind_2041 |  | Land-use criteria analysis of out-of-state in-CAISO wind resources in the 2041 portfolio
Land_EnvAnalysis_Geo |  | Land-use and environmental criteria analysis for in-state mapped geothermal for the 2036 and 2041 portfolios
Land_EnvPSH |  | Land-use and environmental criteria analysis for in-state mapped Pumped storage for the 2036 and 2041 portfolios
LandEnv_Solar_Data_5mi |  | CEC developed land-use and environmental data for solar resources within 5 mile radius of substations
LandEnv_Solar_Data_10mi |  | CEC developed land-use and environmental data for solar resources within 10 mile radius of substations
LandEnv_Solar_Data_15mi |  | CEC developed land-use and environmental data for solar resources within 15 mile radius of substations
LandEnv_Solar_Data_20mi |  | CEC developed land-use and environmental data for solar resources within 20 mile radius of substations
LandEnv_Wind_Data_10mi |  | CEC developed land-use and environmental data for onshore wind resources within 10 mile radius of substations
LandEnv_Wind_Data_15mi |  | CEC developed land-use and environmental data for onshore wind resources within 15 mile radius of substations
LandEnv_Wind_Data_20mi |  | CEC developed land-use and environmental data for onshore wind resources within 20 mile radius of substations
LandEnv_Wind_Data_30mi |  | CEC developed land-use and environmental data for onshore wind resources within 30 mile radius of substations
LandEnvData_SolarWind_OOS |  | Onshore wind and solar land-use data for all radii for CAISO substations out-of-state
LandEnvData_Geo |  | CEC developed land-use and environmental data for known geothermal areas
EnvScreens_Reconciliation |  | Summary of resources that need to be reconciled between the IRP baseline and the land-use baseline

## LandUse-Env_Summary_byArea
The tables below summarize the mapping of the 2041 portfolio resulting alignment with land-use feasibility and environmental conservation and biological implications criteria for solar, wind, and geothermal resources.
[20 empty] | ACE Connectivity Criteria Alignment | ACE Biodiversity Criteria Alignment | ACE Irreplaceability Criteria Alignment | All ACE Criteria Alignment | Intactness Criteria Alignment | Wetlands Criteria Alignment
| 2041 Portfolio Mapping | Core Land-use Screen Criteria Alignment |  |  |  | Parcelization Criteria Alignment - Highest Flag |  |  |  | Cropland Index Criteria Alignment - Highest Flag |  |  |  | Overdrafted Groundwater Basin |  | Fire Threat Criteria Alignment - Highest Flag |  |  |  | ACE Connectivity Criteria Alignment - Highest Flag |  |  |  | ACE Biodiversity Criteria Alignment - Highest Flag |  |  |  | ACE Irreplaceability Criteria Alignment - Highest Flag |  |  |  | All ACE Criteria Alignment - Highest Flag |  |  |  | Intactness Criteria Alignment - Highest Flag |  |  |  | Wetlands Criteria Alignment - Highest Flag
| Solar | 1 or 2 | 3 | 4 | 5 | 1 or 2 | 3 | 4 | 5 | 1 or 2 | 3 | 4 | 5 | In | Out | 1 or 2 | 3 | 4 | 5 | 1 or 2 | 3 | 4 | 5 | 1 or 2 | 3 | 4 | 5 | 1 or 2 | 3 | 4 | 5 | 1 or 2 | 3 | 4 | 5 | 1 or 2 | 3 | 4 | 5 | 1 or 2 | 3 | 4 | 5
| PG&E North of Greater Bay Study Area | 1482.3 | 0 | 0 | 0 | 982.3 | 500 | 0 | 0 | 1382.3 | 100 | 0 | 0 | 0 | 1482.3 | 1482.3 | 0 | 0 | 0 | 1269.3 | 213 | 0 | 0 | 1482.3 | 0 | 0 | 0 | 1482.3 | 0 | 0 | 0 | 1069.3 | 213 | 200 | 0 | 1482.3 | 0 | 0 | 0 | 1482.3 | 0 | 0 | 0 | PG&E NGBA
| PG&E Greater Bay Study Area | 2613.5 | 380 | 1394 | 200 | 4193.5 | 194 | 0 | 200 | 3093.5 | 1100 | 394 | 0 | 1679 | 2908.5 | 2362.5 | 1945 | 0 | 280 | 4381.5 | 206 | 0 | 0 | 4387.5 | 200 | 0 | 0 | 4199.5 | 188 | 200 | 0 | 3993.5 | 200 | 394 | 0 | 4587.5 | 0 | 0 | 0 | 4587.5 | 0 | 0 | 0 | PG&E GBA
| PG&E Fresno Study Area | 5586 | 534 | 1969.6 | 0 | 6120 | 1969.6 | 0 | 0 | 6120 | 1969.6 | 0 | 0 | 8089.6 | 0 | 6323.6 | 1766 | 0 | 0 | 8089.6 | 0 | 0 | 0 | 8089.6 | 0 | 0 | 0 | 8089.6 | 0 | 0 | 0 | 8089.6 | 0 | 0 | 0 | 8089.6 | 0 | 0 | 0 | 8089.6 | 0 | 0 | 0 | PG&E FRESNO
| PG&E Kern Study Area | 2838.45 | 2340 | 3800 | 1710 | 8978.45 | 1710 | 0 | 0 | 6978.45 | 2000 | 0 | 1710 | 8883.2 | 1805.25 | 8778.45 | 200 | 0 | 1710 | 8778.45 | 200 | 1710 | 0 | 10688.45 | 0 | 0 | 0 | 8978.45 | 1710 | 0 | 0 | 6783.2 | 2195.25 | 0 | 1710 | 8978.45 | 0 | 1710 | 0 | 10688.45 | 0 | 0 | 0 | PG&E KERN
| SCE Northern Area | 7023.65 | 805 | 2450 | 0 | 3010.65 | 0 | 0 | 7268 | 7828.65 | 0 | 200 | 2250 | 350 | 9928.65 | 5635 | 3743.65 | 0 | 900 | 10278.65 | 0 | 0 | 0 | 8228.65 | 2050 | 0 | 0 | 8228.65 | 2050 | 0 | 0 | 8028.65 | 200 | 2050 | 0 | 8228.65 | 2050 | 0 | 0 | 10278.65 | 0 | 0 | 0 | SCE Northern
| SCE Metro Study Area | 0 | 0 | 0 | 382 | 0 | 0 | 0 | 382 | 382 | 0 | 0 | 0 | 0 | 382 | 382 | 0 | 0 | 0 | 0 | 382 | 0 | 0 | 0 | 382 | 0 | 0 | 0 | 0 | 0 | 382 | 0 | 0 | 0 | 382 | 0 | 382 | 0 | 0 | 0 | 382 | 0 | 0 | SCE Metro
| SCE North of Lugo Study Area | 815.8 | 0 | 491 | 0 | 382 | 459.8 | 0 | 465 | 1306.8 | 0 | 0 | 0 | 31.8 | 1275 | 1141.8 | 165 | 0 | 0 | 1032.8 | 0 | 274 | 0 | 924.8 | 382 | 0 | 0 | 1089.8 | 0 | 217 | 0 | 650.8 | 165 | 217 | 274 | 1306.8 | 0 | 0 | 0 | 1306.8 | 0 | 0 | 0 | SCE NOL
| East of Pisgah Study Area | 1510 | 0 | 300 | 0 | 0 | 0 | 0 | 0 | 0 | 0 | 0 | 0 | 0 | 2111.2 | 0 | 0 | 0 | 0 | 0 | 0 | 0 | 0 | 0 | 0 | 0 | 0 | 0 | 0 | 0 | 0 | 0 | 0 | 0 | 0 | 0 | 0 | 0 | 0 | 0 | 0 | 0 | 0 | EOP
| SCE Eastern Study Area | 5740 | 1200 | 775 | 5219 | 1835 | 300 | 0 | 6419 | 460 | 2100 | 1575 | 4419 | 0 | 12934 | 2135 | 0 | 0 | 6419 | 3635 | 0 | 0 | 4919 | 3335 | 300 | 500 | 4419 | 2135 | 1200 | 800 | 4419 | 2135 | 1200 | 0 | 5219 | 3635 | 0 | 500 | 4419 | 3635 | 500 | 0 | 4419 | SCE Eastern
| SDG&E Study Area | 294 | 0 | 1600 | 14025 | 1394 | 500 | 0 | 607 | 394 | 0 | 0 | 2107 | 0 | 15919 | 2307 | 0 | 0 | 194 | 1894 | 607 | 0 | 0 | 1894 | 0 | 607 | 0 | 1794 | 0 | 707 | 0 | 1700 | 94 | 707 | 0 | 1894 | 607 | 0 | 0 | 1894 | 607 | 0 | 0 | SDGE
| Total: | 27903.7 | 5259 | 12779.6 | 21536 | 26895.9 | 5633.4 | 0 | 15341 | 27945.7 | 7269.6 | 2169 | 10486 | 19033.6 | 48745.9 | 30547.65 | 7819.65 | 0 | 9503 | 39359.3 | 1608 | 1984 | 4919 | 39030.3 | 3314 | 1107 | 4419 | 35997.3 | 5148 | 1924 | 4801 | 32450.05 | 4267.25 | 3568 | 7585 | 38202.3 | 3039 | 2210 | 4419 | 41962.3 | 1489 | 0 | 4419
Analysis with 6.5 m/s derived from Global Wind Atlas Annual Mean Wind Spin. | 2041 Portfolio Mapping | Core Land-use Screen Criteria Alignment |  |  |  | Fire Threat Criteria Alignment - Highest Flag |  |  |  | ACE Connectivity Criteria Alignment - Highest Flag |  |  |  | ACE Biodiversity Criteria Alignment - Highest Flag |  |  |  | ACE Irreplaceability Criteria Alignment - Highest Flag |  |  |  | All ACE Criteria Alignment - Highest Flag |  |  |  | Intactness Criteria Alignment - Highest Flag |  |  |  | Wetlands Criteria Alignment - Highest Flag | [14 empty] | Initial 2040 Portfolio Mapping | Core Land-use Screen Criteria Alignment |  |  |  | Fire Threat Criteria Alignment - Highest Flag |  |  |  | ACE Connectivity Criteria Alignment - Highest Flag |  |  |  | ACE Biodiversity Criteria Alignment - Highest Flag |  |  |  | ACE Irreplaceability Criteria Alignment - Highest Flag |  |  |  | All ACE Criteria Alignment - Highest Flag |  |  |  | Intactness Criteria Alignment - Highest Flag |  |  |  | Wetlands Criteria Alignment - Highest Flag
| Onshore Wind | 1 or 2 | 3 | 4 | 5 | 1 or 2 | 3 | 4 | 5 | 1 or 2 | 3 | 4 | 5 | 1 or 2 | 3 | 4 | 5 | 1 or 2 | 3 | 4 | 5 | 1 or 2 | 3 | 4 | 5 | 1 or 2 | 3 | 4 | 5 | 1 or 2 | 3 | 4 | 5 | [11 empty] | Onshore Wind | 1 or 2 | 3 | 4 | 5 | 1 or 2 | 3 | 4 | 5 | 1 or 2 | 3 | 4 | 5 | 1 or 2 | 3 | 4 | 5 | 1 or 2 | 3 | 4 | 5 | 1 or 2 | 3 | 4 | 5 | 1 or 2 | 3 | 4 | 5 | 1 or 2 | 3 | 4 | 5
| PG&E North of Greater Bay Study Area | 70 | 100 | 1580 | 0 | 532 | 70 | 0 | 1148 | 1750 | 0 | 0 | 0 | 1750 | 0 | 0 | 0 | 1750 | 0 | 0 | 0 | 1750 | 0 | 0 | 0 | 290 | 1012 | 448 | 0 | 1750 | 0 | 0 | 0 | [10 empty] | PG&E NGBA | PG&E North of Greater Bay | 858.5 | 0 | 944.2 | 0 | 465.5 | 0 | 0 | 1337.2 | 1689.7 | 113 | 0 | 0 | 1802.7 | 0 | 0 | 0 | 1671.5 | 131.2 | 0 | 0 | 1558.5 | 0 | 0 | 244.2 | 746.7 | 1056 | 0 | 0 | 1802.7 | 0 | 0 | 0
| PG&E Greater Bay Study Area | 100 | 0 | 150 | 0 | 0 | 0 | 150 | 100 | 100 | 150 | 0 | 0 | 250 | 0 | 0 | 0 | 100 | 150 | 0 | 0 | 100 | 150 | 0 | 0 | 100 | 150 | 0 | 0 | 250 | 0 | 0 | 0 | [10 empty] | PG&E GBA | PG&E Greater Bay | 109.45 | 0 | 551 | 0 | 660.45 | 0 | 0 | 0 | 660.45 | 0 | 0 | 0 | 660.45 | 0 | 0 | 0 | 660.45 | 0 | 0 | 0 | 660.45 | 0 | 0 | 0 | 660.45 | 0 | 0 | 0 | 660.45 | 0 | 0 | 0
| PG&E Fresno Study Area | 0 | 0 | 0 | 69.3 | 0 | 0 | 0 | 69.3 | 0 | 0 | 0 | 69.3 | 69.3 | 0 | 0 | 0 | 69.3 | 0 | 0 | 0 | 0 | 0 | 0 | 69.3 | 0 | 0 | 0 | 69.3 | 69.3 | 0 | 0 | 0 | [10 empty] | PG&E FRESNO | PG&E Fresno | 500 | 0 | 0 | 0 | 500 | 0 | 0 | 0 | 390 | 110 | 0 | 0 | 500 | 0 | 0 | 0 | 500 | 0 | 0 | 0 | 390 | 110 | 0 | 0 | 500 | 0 | 0 | 0 | 500 | 0 | 0 | 0
| PG&E Kern Study Area | 0 | 0 | 0 | 95.25 | 0 | 0 | 0 | 95.25 | 0 | 95.25 | 0 | 0 | 95.25 | 0 | 0 | 0 | 95.25 | 0 | 0 | 0 | 0 | 0 | 95.25 | 0 | 95.25 | 0 | 0 | 0 | 95.25 | 0 | 0 | 0 | [10 empty] | PG&E KERN | PG&E Kern | 113.07 | 0 | 91.2 | 0 | 0 | 0 | 0 | 204.27 | 204.27 | 0 | 0 | 0 | 204.27 | 0 | 0 | 0 | 204.27 | 0 | 0 | 0 | 113.07 | 91.2 | 0 | 0 | 204.27 | 0 | 0 | 0 | 204.27 | 0 | 0 | 0
| SCE Northern Area | 82.65 | 0 | 0 | 0 | 82.65 | 0 | 0 | 0 | 82.65 | 0 | 0 | 0 | 82.65 | 0 | 0 | 0 | 82.65 | 0 | 0 | 0 | 0 | 82.65 | 0 | 0 | 82.65 | 0 | 0 | 0 | 82.65 | 0 | 0 | 0 | [10 empty] | SCE Northern | SCE Northern Area | 500 | 0 | 174 | 0 | 474 | 0 | 0 | 200 | 674 | 0 | 0 | 0 | 674 | 0 | 0 | 0 | 674 | 0 | 0 | 0 | 500 | 174 | 0 | 0 | 674 | 0 | 0 | 0 | 674 | 0 | 0 | 0
| SCE Metro Study Area | 0 | 0 | 0 | 0 | 0 | 0 | 0 | 0 | 0 | 0 | 0 | 0 | 0 | 0 | 0 | 0 | 0 | 0 | 0 | 0 | 0 | 0 | 0 | 0 | 0 | 0 | 0 | 0 | 0 | 0 | 0 | 0 | [10 empty] | SCE Metro | SCE Metro | 0 | 0 | 0 | 0 | 0 | 0 | 0 | 0 | 0 | 0 | 0 | 0 | 0 | 0 | 0 | 0 | 0 | 0 | 0 | 0 | 0 | 0 | 0 | 0 | 0 | 0 | 0 | 0 | 0 | 0 | 0 | 0
| SCE North of Lugo Study Area | 0 | 0 | 0 | 0 | 0 | 0 | 0 | 0 | 0 | 0 | 0 | 0 | 0 | 0 | 0 | 0 | 0 | 0 | 0 | 0 | 0 | 0 | 0 | 0 | 0 | 0 | 0 | 0 | 0 | 0 | 0 | 0 | [10 empty] | SCE NOL | SCE North of Lugo | 362.18 | 0 | 0 | 0 | 362.18 | 0 | 0 | 0 | 362.18 | 0 | 0 | 0 | 362.18 | 0 | 0 | 0 | 362.18 | 0 | 0 | 0 | 362.18 | 0 | 0 | 0 | 362.18 | 0 | 0 | 0 | 362.18 | 0 | 0 | 0
| East of Pisgah Study Area | 0 | 250 | 0 | 0 | 0 | 0 | 0 | 0 | 0 | 0 | 0 | 0 | 0 | 0 | 0 | 0 | 0 | 0 | 0 | 0 | 0 | 0 | 0 | 0 | 0 | 0 | 0 | 0 | 0 | 0 | 0 | 0 | [10 empty] | EOP | East of Pisgah | 1228.5 | 0 | 0 | 0 | 0 | 0 | 0 | 0 | 0 | 0 | 0 | 0 | 0 | 0 | 0 | 0 | 0 | 0 | 0 | 0 | 0 | 0 | 0 | 0 | 0 | 0 | 0 | 0 | 0 | 0 | 0 | 0
| SCE Eastern Study Area | 0 | 0 | 0 | 0 | 0 | 0 | 0 | 0 | 0 | 0 | 0 | 0 | 0 | 0 | 0 | 0 | 0 | 0 | 0 | 0 | 0 | 0 | 0 | 0 | 0 | 0 | 0 | 0 | 0 | 0 | 0 | 0 | [10 empty] | SCE Eastern | SCE Eastern | 0 | 234.5 | 0 | 0 | 0 | 0 | 0 | 234.5 | 234.5 | 0 | 0 | 0 | 234.5 | 0 | 0 | 0 | 234.5 | 0 | 0 | 0 | 234.5 | 0 | 0 | 0 | 234.5 | 0 | 0 | 0 | 234.5 | 0 | 0 | 0
| SDG&E Study Area | 0 | 180 | 0 | 0 | 0 | 0 | 0 | 180 | 180 | 0 | 0 | 0 | 180 | 0 | 0 | 0 | 180 | 0 | 0 | 0 | 180 | 0 | 0 | 0 | 180 | 0 | 0 | 0 | 180 | 0 | 0 | 0 | [10 empty] | SDGE | SDG&E | 63.3 | 0 | 400 | 0 | 0 | 0 | 0 | 463.3 | 463.3 | 0 | 0 | 0 | 463.3 | 0 | 0 | 0 | 463.3 | 0 | 0 | 0 | 463.3 | 0 | 0 | 0 | 463.3 | 0 | 0 | 0 | 463.3 | 0 | 0 | 0
| Total: | 252.65 | 530 | 1730 | 164.55 | 614.65 | 70 | 150 | 1592.55 | 2112.65 | 245.25 | 0 | 69.3 | 2427.2 | 0 | 0 | 0 | 2277.2 | 150 | 0 | 0 | 2030 | 232.65 | 95.25 | 69.3 | 747.9 | 1162 | 448 | 69.3 | 2427.2 | 0 | 0 | 0 | [11 empty] | Total: | 3735 | 234.5 | 2160.4 | 0 | 2462.13 | 0 | 0 | 2439.27 | 4678.4 | 223 | 0 | 0 | 4901.4 | 0 | 0 | 0 | 4770.2 | 131.2 | 0 | 0 | 4282 | 375.2 | 0 | 244.2 | 3845.4 | 1056 | 0 | 0 | 4901.4 | 0 | 0 | 0
| 2041 Portfolio Mapping | Core Land-use Screen Criteria Alignment |  |  |  | Fire Threat Criteria Alignment - Highest Flag |  |  |  | ACE Connectivity Criteria Alignment - Highest Flag |  |  |  | ACE Biodiversity Criteria Alignment - Highest Flag |  |  |  | ACE Irreplaceability Criteria Alignment - Highest Flag |  |  |  | All ACE Criteria Alignment - Highest Flag |  |  |  | Intactness Criteria Alignment - Highest Flag |  |  |  | Wetlands Criteria Alignment - Highest Flag
| Geothermal | 1 or 2 | 3 | 4 | 5 | 1 or 2 | 3 | 4 | 5 | 1 or 2 | 3 | 4 | 5 | 1 or 2 | 3 | 4 | 5 | 1 or 2 | 3 | 4 | 5 | 1 or 2 | 3 | 4 | 5 | 1 or 2 | 3 | 4 | 5 | 1 or 2 | 3 | 4 | 5
| Geysers | 378.2 | 0 | 0 | 0 | 0 | 0 | 0 | 378.2 | 378.2 | 0 | 0 | 0 | 378.2 | 0 | 0 | 0 | 378.2 | 0 | 0 | 0 | 0 | 378.2 | 0 | 0 | 378.2 | 0 | 0 | 0 | 378.2 | 0 | 0 | 0
| Mono - Long Valley | 0 | 0 | 0 | 0 | 0 | 0 | 0 | 0 | 0 | 0 | 0 | 0 | 0 | 0 | 0 | 0 | 0 | 0 | 0 | 0 | 0 | 0 | 0 | 0 | 0 | 0 | 0 | 0 | 0 | 0 | 0 | 0
| Salton Sea | 1347 | 0 | 0 | 0 | 1347 | 0 | 0 | 0 | 1347 | 0 | 0 | 0 | 1347 | 0 | 0 | 0 | 1347 | 0 | 0 | 0 | 1347 | 0 | 0 | 0 | 1347 | 0 | 0 | 0 | 1347 | 0 | 0 | 0
| East Brawley | 1000 | 0 | 0 | 0 | 1000 | 0 | 0 | 0 | 1000 | 0 | 0 | 0 | 1000 | 0 | 0 | 0 | 1000 | 0 | 0 | 0 | 1000 | 0 | 0 | 0 | 1000 | 0 | 0 | 0 | 1000 | 0 | 0 | 0
| Total (MW): | 2725.2 | 0 | 0 | 0 | 2347 | 0 | 0 | 378.2 | 2725.2 | 0 | 0 | 0 | 2725.2 | 0 | 0 | 0 | 2725.2 | 0 | 0 | 0 | 2347 | 378.2 | 0 | 0 | 2725.2 | 0 | 0 | 0 | 2725.2 | 0 | 0 | 0

## LandUse_Env_SubSummary_2036
This tab shows by substation the land-use and environmental criteria for the mapped solar, wind, and geothermal resources for the 2036 portfolio. The MWs mapped, the adjustments for baseline resources, online resources, and likely repower projects, the needed distance from substation for analysis, and the resulting criteria flags for the land-use and environmental impacts criteria are shown by substation and renewable resource type. The mapping info and results are shown for onshore wind in columns F through T, solar in columns V through AM, and geothermal in columns AO through BA.
[6 empty] | Onshore In-CAISO Wind | [15 empty] | Solar Analysis | [18 empty] | Geothermal
[6 empty] | Mapped Resources |  | Adjustments to Analysis |  |  | Analysis Amount | [10 empty] | Mapped Resources |  | Adjustments to Analysis |  |  | Analysis Amount | [13 empty] | Mapped Resources | Adjustments | Analysis Amount
[6 empty] | Wind | Wind | Exclude | Include | Exclude | Onshore Wind | Distance | [9 empty] | Solar | Solar | Exclude | Include | Exclude | Solar | Distance | [12 empty] | Geothermal | Include | Geothermal
CAISO Study Area | Substation | Voltage | Sub Name in Screens Analysis | In or <5 mi from Overdrafted Basin | Is OOS/out-of-CAISO | FCDS | EODS | In-Dev Res. Online & Captured in Land-use Exclusions | Baseline Resources not yet Constructed | Likely Repower (existing project footprints) | Total for Env/Land-Use Analysis | Distance from Substation | Core Screen Criteria Alignment Level | Fire Threat Criteria Alignment Level | ACE Connectivity Criteria Alignment | ACE Biodiversity Criteria Alignment | ACE Irreplaceability Criteria Alignment | All ACE Criteria Alignment | Intactness Criteria Alignment | Wetlands Criteria Alignment |  | FCDS | EODS | In-Dev Res. Online & Captured in Land-use Exclusions | Baseline Resources not yet Constructed | Likely Repower MWs | Total for Env/Land-Use Analysis | Distance from Substation | Core Screen Criteria Alignment Level | Parcelization Criteria Alignment Level | Cropland Index Criteria Alignment Level | Overdrafted Basin Criteria Alignment Level | Fire Threat Criteria Alignment Level | ACE Connectivity Criteria Alignment | ACE Biodiversity Criteria Alignment | ACE Irreplaceability Criteria Alignment | All ACE Criteria Alignment | Intactness Criteria Alignment | Wetlands Criteria Alignment |  | FCDS | Baseline Resources not yet constructed | Total for Env/Land-Use Analysis |  | Geothermal Field | Core Screen Criteria Alignment Level | Fire Threat Criteria Alignment Level | ACE Connectivity Criteria Alignment | ACE Biodiversity Criteria Alignment | ACE Irreplaceability Criteria Alignment | All ACE Criteria Alignment | Intactness Criteria Alignment | Wetlands Criteria Alignment
PG&E KERN | 7th Standard | 115 | 7th Standard | 1 |  | 0 | 0 | 0 | 0 |  | 0 |  | N/A | N/A | N/A | N/A | N/A | N/A | N/A | N/A |  | 0 | 90 | 0 | 0 |  | 90 | 10 | 1 | 2 | 2 | 1 | 1 | 1 | 1 | 1 | 1 | 1 | 1 |  | 0 | 0 | 0
SCE Metro | Alamitos | 230 | Alamitos | 2 |  | 0 | 0 | 0 | 0 |  | 0 |  | N/A | N/A | N/A | N/A | N/A | N/A | N/A | N/A |  | 0 | 0 | 0 | 0 |  | 0 | 10 | 1 | 1 | 1 | 2 | 1 | 1 | 1 | 3 | 3 | 1 | 1 |  | 0 | 0 | 0
SCE Eastern | Alberhill | 115 | Alberhill | 2 |  | 0 | 0 | 0 | 0 |  | 0 |  | N/A | N/A | N/A | N/A | N/A | N/A | N/A | N/A |  | 300 | 0 | 0 | 0 |  | 300 | 10 | 4 | 5 | 5 | 2 | 5 | 2 | 2 | 2 | 4 | 2 | 2 |  | 0 | 0 | 0
SCE Eastern | Alberhill | 500 | Alberhill | 2 |  | 0 | 0 | 0 | 0 |  | 0 |  | N/A | N/A | N/A | N/A | N/A | N/A | N/A | N/A |  | 435 | 0 | 0 | 0 |  | 435 | 10 | 4 | 5 | 5 | 2 | 5 | 2 | 2 | 2 | 4 | 2 | 2 |  | 0 | 0 | 0
PG&E GBA | Alhambra | 115 | Alhambra | 2 |  | 0 | 0 | 0 | 0 |  | 0 |  | N/A | N/A | N/A | N/A | N/A | N/A | N/A | N/A |  | 0 | 0 | 0 | 0 |  | 0 | 10 | 1 | 1 | 1 | 2 | 2 | 1 | 2 | 2 | 3 | 1 | 1 |  | 0 | 0 | 0
PG&E FRESNO | Alpaugh | 115 | Alpaugh | 1 |  | 0 | 0 | 0 | 0 |  | 0 | 10 | 1 | 1 | 1 | 1 | 1 | 1 | 1 | 1 |  | 0 | 0 | 0 | 0 |  | 0 | 10 | 1 | 1 | 1 | 1 | 1 | 1 | 1 | 1 | 1 | 1 | 1 |  | 0 | 0 | 0
SDGE | Alpine | 69 | Alpine | 2 |  | 0 | 0 | 0 | 0 |  | 0 |  | N/A | N/A | N/A | N/A | N/A | N/A | N/A | N/A |  | 0 | 0 | 0 | 0 |  | 0 | 10 | 1 | 1 | 1 | 2 | 5 | 1 | 1 | 2 | 3 | 2 | 1 |  | 0 | 0 | 0
PG&E GBA | Altamont Midway (Sandhill) | 230 | Altamont Midway (Sandhill) | 2 |  | 0 | 0 | 0 | 0 |  | 0 | 10 | 1 | 5 | 3 | 3 | 5 | 5 | 1 | 1 |  | 0 | 0 | 0 | 0 |  | 0 | 10 | 1 | 1 | 1 | 2 | 5 | 2 | 2 | 2 | 3 | 1 | 1 |  | 0 | 0 | 0
SCE Northern | Antelope | 66 | Antelope | 2 |  | 0 | 0 | 0 | 0 |  | 0 |  | N/A | N/A | N/A | N/A | N/A | N/A | N/A | N/A |  | 0 | 0 | 0 | 0 |  | 0 | 10 | 2 | 5 | 1 | 2 | 3 | 1 | 1 | 1 | 2 | 1 | 1 |  | 0 | 0 | 0
SCE Northern | Antelope | 230 | Antelope | 2 |  | 0 | 0 | 0 | 0 |  | 0 | 10 | 1 | 3 | 1 | 1 | 1 | 1 | 1 | 1 |  | 0 | 450 | 0 | 0 |  | 450 | 10 | 2 | 5 | 1 | 2 | 3 | 1 | 1 | 1 | 2 | 1 | 1 |  | 0 | 0 | 0
SCE Northern | Antelope | 500 | Antelope | 2 |  | 0 | 0 | 0 | 0 |  | 0 |  | N/A | N/A | N/A | N/A | N/A | N/A | N/A | N/A |  | 0 | 1000 | 0 | 0 |  | 1000 | 10 | 2 | 5 | 1 | 2 | 3 | 1 | 1 | 1 | 2 | 1 | 1 |  | 0 | 0 | 0
PG&E NGBA | Arcata | 60 | Arcata | 2 |  | 0 | 0 | 0 | 0 |  | 0 |  | N/A | N/A | N/A | N/A | N/A | N/A | N/A | N/A |  | 0 | 0 | 0 | 0 |  | 0 | 10 | 1 | 1 | 1 | 2 | 1 | 1 | 1 | 2 | 2 | 1 | 1 |  | 0 | 0 | 0
PG&E KERN | Arco | 230 | Arco | 1 |  | 0 | 0 | 0 | 0 |  | 0 |  | N/A | N/A | N/A | N/A | N/A | N/A | N/A | N/A |  | 1840 | 0 | 0 | 0 |  | 1840 | 10 | 4 | 2 | 3 | 1 | 2 | 2 | 1 | 1 | 3 | 1 | 1 |  | 0 | 0 | 0
PG&E KERN | Arco | 70 | Arco | 1 |  | 0 | 0 | 0 | 0 |  | 0 |  | N/A | N/A | N/A | N/A | N/A | N/A | N/A | N/A |  | 60 | 0 | 0 | 0 |  | 60 | 10 | 4 | 2 | 3 | 1 | 2 | 2 | 1 | 1 | 3 | 1 | 1 |  | 0 | 0 | 0
SCE Metro | ArcoGen | 230 | Arcogen | 2 |  | 0 | 0 | 0 | 0 |  | 0 |  | N/A | N/A | N/A | N/A | N/A | N/A | N/A | N/A |  | 0 | 0 | 0 | 0 |  | 0 | 10 | 1 | 1 | 1 | 2 | 1 | 1 | 1 | 2 | 2 | 1 | 1 |  | 0 | 0 | 0
SDGE | Artesian | 230 | Artesian | 2 |  | 0 | 0 | 0 | 0 |  | 0 |  | N/A | N/A | N/A | N/A | N/A | N/A | N/A | N/A |  | 0 | 0 | 0 | 0 |  | 0 | 10 | 1 | 1 | 1 | 2 | 5 | 2 | 2 | 1 | 3 | 1 | 1 |  | 0 | 0 | 0
SDGE | Artesian | 69 | Artesian | 2 |  | 0 | 0 | 0 | 0 |  | 0 |  | N/A | N/A | N/A | N/A | N/A | N/A | N/A | N/A |  | 0 | 0 | 0 | 0 |  | 0 | 10 | 1 | 1 | 1 | 2 | 5 | 2 | 2 | 1 | 3 | 1 | 1 |  | 0 | 0 | 0
PG&E FRESNO | Ashlan | 230 | Ashlan | 1 |  | 0 | 0 | 0 | 0 |  | 0 |  | N/A | N/A | N/A | N/A | N/A | N/A | N/A | N/A |  | 0 | 0 | 0 | 0 |  | 0 | 10 | 1 | 1 | 2 | 1 | 1 | 1 | 1 | 1 | 1 | 1 | 1 |  | 0 | 0 | 0
PG&E NGBA | Atlantic | 115 | Atlantic | 2 |  | 0 | 0 | 0 | 0 |  | 0 |  | N/A | N/A | N/A | N/A | N/A | N/A | N/A | N/A |  | 0 | 0 | 0 | 0 |  | 0 | 10 | 1 | 1 | 1 | 2 | 3 | 1 | 1 | 1 | 1 | 1 | 1 |  | 0 | 0 | 0
PG&E NGBA | Atlantic | 230 | Atlantic | 2 |  | 0 | 0 | 0 | 0 |  | 0 |  | N/A | N/A | N/A | N/A | N/A | N/A | N/A | N/A |  | 0 | 0 | 0 | 0 |  | 0 | 10 | 1 | 1 | 1 | 2 | 3 | 1 | 1 | 1 | 1 | 1 | 1 |  | 0 | 0 | 0
PG&E NGBA | Atlantic | 60 | Atlantic | 2 |  | 0 | 0 | 0 | 0 |  | 0 |  | N/A | N/A | N/A | N/A | N/A | N/A | N/A | N/A |  | 0 | 0 | 0 | 0 |  | 0 | 10 | 1 | 1 | 1 | 2 | 3 | 1 | 1 | 1 | 1 | 1 | 1 |  | 0 | 0 | 0
PG&E FRESNO | Atwater | 115 | Atwater | 1 |  | 0 | 0 | 0 | 0 |  | 0 |  | N/A | N/A | N/A | N/A | N/A | N/A | N/A | N/A |  | 0 | 0 | 0 | 0 |  | 0 | 10 | 1 | 1 | 1 | 1 | 1 | 1 | 1 | 1 | 2 | 1 | 1 |  | 0 | 0 | 0
PG&E GBA | Avena | 115 | Avena | 1 |  | 0 | 0 | 0 | 0 |  | 0 |  | N/A | N/A | N/A | N/A | N/A | N/A | N/A | N/A |  | 100 | 0 | 0 | 0 |  | 100 | 10 | 1 | 2 | 1 | 1 | 1 | 1 | 1 | 1 | 1 | 1 | 1 |  | 0 | 0 | 0
SDGE | Avocado | 69 | Avocado | 2 |  | 0 | 0 | 0 | 0 |  | 0 |  | N/A | N/A | N/A | N/A | N/A | N/A | N/A | N/A |  | 0 | 0 | 0 | 0 |  | 0 | 10 | 1 | 1 | 1 | 2 | 5 | 3 | 1 | 1 | 3 | 1 | 1 |  | 0 | 0 | 0
PG&E NGBA | Bahia | 230 | Bahia | 2 |  | 0 | 0 | 0 | 0 |  | 0 |  | N/A | N/A | N/A | N/A | N/A | N/A | N/A | N/A |  | 0 | 200 | 0 | 0 |  | 200 | 10 | 2 | 2 | 1 | 2 | 2 | 1 | 1 | 1 | 3 | 1 | 1 |  | 0 | 0 | 0
SCE Northern | Bailey | 230 | Bailey | 2 |  | 0 | 0 | 0 | 0 |  | 0 |  | N/A | N/A | N/A | N/A | N/A | N/A | N/A | N/A |  | 0 | 0 | 0 | 0 |  | 0 | 10 | 1 | 1 | 1 | 2 | 5 | 2 | 2 | 2 | 5 | 2 | 1 |  | 0 | 0 | 0
SCE NOL | Baker | 115 | Baker | 2 |  | 0 | 0 | 0 | 0 |  | 0 |  | N/A | N/A | N/A | N/A | N/A | N/A | N/A | N/A |  | 0 | 0 | 0 | 0 |  | 0 | 10 | 1 | 1 | 1 | 2 | 1 | 1 | 1 | 1 | 1 | 2 | 1 |  | 0 | 0 | 0
PG&E KERN | Bakersfield | 230 | Bakersfield | 1 |  | 0 | 0 | 0 | 0 |  | 0 |  | N/A | N/A | N/A | N/A | N/A | N/A | N/A | N/A |  | 0 | 0 | 0 | 0 |  | 0 | 10 | 1 | 1 | 1 | 1 | 2 | 1 | 1 | 1 | 2 | 1 | 1 |  | 0 | 0 | 0
PG&E FRESNO | Balch | 230 | Balch | 2 |  | 0 | 0 | 0 | 0 |  | 0 | 15 | 1 | 1 | 1 | 1 | 1 | 1 | 1 | 1 |  | 0 | 0 | 0 | 0 |  | 0 | 10 | 1 | 1 | 1 | 2 | 5 | 1 | 1 | 1 | 2 | 3 | 1 |  | 0 | 0 | 0
SCE Eastern | Bannister | 230 | Bannister | 2 |  | 0 | 0 | 0 | 0 |  | 0 |  | N/A | N/A | N/A | N/A | N/A | N/A | N/A | N/A |  | 0 | 0 | 0 | 0 |  | 0 | 10 | 1 | 1 | 1 | 2 | 1 | 1 | 1 | 2 | 2 | 1 | 1 |  | 0 | 44 | 44 |  | Truckhaven | 1 | 1 | 1 | 1 | 1 | 1 | 2 | 1
SCE Metro | Barre | 230 | Barre | 2 |  | 0 | 0 | 0 | 0 |  | 0 |  | N/A | N/A | N/A | N/A | N/A | N/A | N/A | N/A |  | 0 | 0 | 0 | 0 |  | 0 | 10 | 1 | 1 | 1 | 2 | 1 | 1 | 1 | 5 | 5 | 1 | 1 |  | 0 | 0 | 0
SDGE | Bay Boulevard | 69 | Bay Boulevard | 2 |  | 0 | 0 | 0 | 0 |  | 0 |  | N/A | N/A | N/A | N/A | N/A | N/A | N/A | N/A |  | 0 | 0 | 0 | 0 |  | 0 | 10 | 1 | 1 | 1 | 2 | 2 | 1 | 2 | 4 | 4 | 1 | 1 |  | 0 | 0 | 0
SDGE | Bay Boulevard | 230 | Bay Boulevard | 2 |  | 0 | 0 | 0 | 0 |  | 0 |  | N/A | N/A | N/A | N/A | N/A | N/A | N/A | N/A |  | 0 | 0 | 0 | 0 |  | 0 | 10 | 1 | 1 | 1 | 2 | 2 | 1 | 2 | 4 | 4 | 1 | 1 |  | 0 | 0 | 0
EOP | Beatty | 138 | Beatty | 2 | OOS | 0 | 0 | 0 | 0 |  | 0 |  | N/A | N/A | N/A | N/A | N/A | N/A | N/A | N/A |  | 0 | 0 | 0 | 0 |  | 0 | 10 | 1 | N/A | N/A | 2 | N/A | N/A | N/A | N/A | N/A | N/A | N/A |  | 0 | 0 | 0
EOP | Beatty | 230 | Beatty | 2 | OOS | 0 | 0 | 0 | 0 |  | 0 |  | N/A | N/A | N/A | N/A | N/A | N/A | N/A | N/A |  | 0 | 0 | 0 | 0 |  | 0 | 10 | 1 | N/A | N/A | 2 | N/A | N/A | N/A | N/A | N/A | N/A | N/A |  | 436 | 0 | 436 |  | OOS | N/A | N/A | N/A | N/A | N/A | N/A | N/A | N/A
PG&E NGBA | Belden | 230 | Belden | 2 |  | 0 | 0 | 0 | 0 |  | 0 |  | N/A | N/A | N/A | N/A | N/A | N/A | N/A | N/A |  | 0 | 0 | 0 | 0 |  | 0 | 10 | 1 | 1 | 1 | 2 | 4 | 1 | 2 | 2 | 3 | 2 | 1 |  | 0 | 0 | 0
PG&E NGBA | Bell | 115 | Bell | 2 |  | 0 | 0 | 0 | 0 |  | 0 |  | N/A | N/A | N/A | N/A | N/A | N/A | N/A | N/A |  | 0 | 0 | 0 | 0 |  | 0 | 10 | 1 | 1 | 1 | 2 | 5 | 3 | 1 | 1 | 3 | 1 | 1 |  | 0 | 0 | 0
PG&E NGBA | Bellevue | 115 | Bellevue | 2 |  | 0 | 0 | 0 | 0 |  | 0 |  | N/A | N/A | N/A | N/A | N/A | N/A | N/A | N/A |  | 0 | 0 | 0 | 0 |  | 0 | 10 | 1 | 1 | 1 | 2 | 2 | 1 | 1 | 2 | 3 | 1 | 1 |  | 0 | 0 | 0
PG&E GBA | Bellota | 115 | Bellota | 1 |  | 0 | 0 | 0 | 0 |  | 0 | 15 | 1 | 1 | 1 | 1 | 1 | 1 | 1 | 1 |  | 0 | 0 | 0 | 0 |  | 0 | 10 | 1 | 1 | 1 | 1 | 2 | 1 | 1 | 1 | 2 | 1 | 1 |  | 0 | 0 | 0
PG&E GBA | Bellota | 230 | Bellota | 1 |  | 0 | 0 | 0 | 0 |  | 0 |  | N/A | N/A | N/A | N/A | N/A | N/A | N/A | N/A |  | 0 | 0 | 0 | 0 |  | 0 | 10 | 1 | 1 | 1 | 1 | 2 | 1 | 1 | 1 | 2 | 1 | 1 |  | 0 | 0 | 0
SCE Northern | Big Creek | 230 | Big Creek | 2 |  | 0 | 0 | 0 | 0 |  | 0 |  | N/A | N/A | N/A | N/A | N/A | N/A | N/A | N/A |  | 200 | 0 | 0 | 0 |  | 200 | 10 | 4 | 1 | 4 | 2 | 2 | 1 | 2 | 1 | 3 | 2 | 1 |  | 0 | 0 | 0
PG&E FRESNO | Biola | 70 | Biola | 1 |  | 0 | 0 | 0 | 0 |  | 0 |  | N/A | N/A | N/A | N/A | N/A | N/A | N/A | N/A |  | 0 | 0 | 0 | 0 |  | 0 | 10 | 1 | 1 | 2 | 1 | 1 | 1 | 1 | 1 | 1 | 1 | 1 |  | 0 | 0 | 0
PG&E GBA | Birds Landing | 230 | Birds Landing | 2 |  | 0 | 0 | 0 | 0 |  | 0 | 15 | 1 | 2 | 1 | 1 | 1 | 2 | 1 | 1 |  | 0 | 100 | 0 | 0 |  | 100 | 10 | 1 | 1 | 1 | 2 | 3 | 1 | 1 | 1 | 1 | 1 | 1 |  | 0 | 0 | 0
SCE Northern | Bliss | 66 | Bliss | 1 |  | 0 | 0 | 0 | 0 |  | 0 |  | N/A | N/A | N/A | N/A | N/A | N/A | N/A | N/A |  | 0 | 0 | 0 | 0 |  | 0 | 10 | 1 | 1 | 2 | 1 | 1 | 1 | 1 | 1 | 1 | 1 | 1 |  | 0 | 0 | 0
SCE Eastern | Blythe | 161 | Blythe | 2 |  | 0 | 0 | 0 | 0 |  | 0 |  | N/A | N/A | N/A | N/A | N/A | N/A | N/A | N/A |  | 0 | 160 | 0 | 0 |  | 160 | 10 | 1 | 1 | 1 | 2 | 1 | 1 | 1 | 1 | 1 | 1 | 1 |  | 0 | 0 | 0
PG&E NGBA | Bogue | 115 | Bogue | 2 |  | 0 | 0 | 0 | 0 |  | 0 |  | N/A | N/A | N/A | N/A | N/A | N/A | N/A | N/A |  | 0 | 0 | 0 | 0 |  | 0 | 10 | 1 | 1 | 2 | 2 | 1 | 1 | 1 | 1 | 2 | 1 | 1 |  | 0 | 0 | 0
PG&E FRESNO | Borden | 230 | Borden | 1 |  | 0 | 0 | 0 | 0 |  | 0 |  | N/A | N/A | N/A | N/A | N/A | N/A | N/A | N/A |  | 0 | 0 | 0 | 0 |  | 0 | 10 | 1 | 1 | 1 | 1 | 2 | 1 | 1 | 1 | 2 | 1 | 1 |  | 0 | 0 | 0
PG&E FRESNO | Borden | 70 | Borden | 1 |  | 0 | 0 | 0 | 0 |  | 0 |  | N/A | N/A | N/A | N/A | N/A | N/A | N/A | N/A |  | 0 | 0 | 0 | 0 |  | 0 | 10 | 1 | 1 | 1 | 1 | 2 | 1 | 1 | 1 | 2 | 1 | 1 |  | 0 | 0 | 0
This tab shows by substation the land-use and environmental criteria for the mapped solar, wind, and geothermal resources for the 2036 portfolio. The MWs mapped, the adjustments for baseline resources, online resources, and likely repower projects, the needed distance from substation for analysis, and the resulting criteria flags for the land-use and environmental impacts criteria are shown by substation and renewable resource type. The mapping info and results are shown for onshore wind in columns F through T, solar in columns V through AM, and geothermal in columns AO through BA. | SDGE | PG&E NGBA | SCE NOL | PG&E KERN | PG&E NGBA | PG&E NGBA | PG&E GBA | PG&E GBA | SDGE | PG&E GBA | PG&E KERN | PG&E GBA | Alberhill | Buena Vista | Contra Costa | East Nicolaus | Glenn | Inyokern | Logan Creek | Miguel | Norco | Pisgah | San Leandro U | Sunrise | Victor | 230 | 230 | 230 | 115 | 115 | 115 | 230 | 230 | 115 | 115 | 115 | 115 | 230 | Artesian | Cannon | Cortina | El Nido (SCE) | Grizzly | Kelso | Madison | Monserate | Ocotillo Express | Q1806 | Santa Rosa A | Tassajara | Walnut | 2 | 2
SDGE | Boulevard East | 69 | Boulevard East | 2 |  | 0 | 0 | 0 | 0 |  | 0 |  | N/A | N/A | N/A | N/A | N/A | N/A | N/A | N/A |  | 0 | 17.4 | 0 | 0 |  | 17.4 | 10 | 1 | 1 | 1 | 2 | 5 | 1 | 1 | 1 | 1 | 1 | 1 |  | 0 | 0 | 0
PG&E GBA | Brentwood | 230 | Brentwood | 2 |  | 0 | 0 | 0 | 0 |  | 0 |  | N/A | N/A | N/A | N/A | N/A | N/A | N/A | N/A |  | 0 | 89.5 | 0 | 0 |  | 89.5 | 10 | 2 | 1 | 1 | 2 | 2 | 1 | 1 | 1 | 2 | 1 | 1 |  | 0 | 0 | 0
PG&E NGBA | Bridgeville | 115 | Bridgeville | 2 |  | 0 | 0 | 0 | 0 |  | 0 |  | N/A | N/A | N/A | N/A | N/A | N/A | N/A | N/A |  | 0 | 0 | 0 | 0 |  | 0 | 10 | 1 | 1 | 1 | 2 | 1 | 1 | 1 | 1 | 1 | 2 | 1 |  | 185.7 | 0 | 185.7 |  | EGS
PG&E NGBA | Brighton | 115 | Brighton | 2 |  | 0 | 0 | 0 | 0 |  | 0 |  | N/A | N/A | N/A | N/A | N/A | N/A | N/A | N/A |  | 0 | 0 | 0 | 0 |  | 0 | 10 | 1 | 1 | 1 | 2 | 2 | 1 | 1 | 1 | 1 | 1 | 1 |  | 0 | 0 | 0
PG&E NGBA | Brighton | 230 | Brighton | 2 |  | 0 | 0 | 0 | 0 |  | 0 |  | N/A | N/A | N/A | N/A | N/A | N/A | N/A | N/A |  | 0 | 0 | 0 | 0 |  | 0 | 10 | 1 | 1 | 1 | 2 | 2 | 1 | 1 | 1 | 1 | 1 | 1 |  | 0 | 0 | 0
PG&E NGBA | Brunswick | 115 | Brunswick | 2 |  | 0 | 0 | 0 | 0 |  | 0 |  | N/A | N/A | N/A | N/A | N/A | N/A | N/A | N/A |  | 0 | 0 | 0 | 0 |  | 0 | 10 | 1 | 1 | 1 | 2 | 5 | 3 | 1 | 1 | 3 | 1 | 1 |  | 0 | 0 | 0
PG&E NGBA | Bucks Creek | 230 | Bucks Creek | 2 |  | 0 | 0 | 0 | 0 |  | 0 |  | N/A | N/A | N/A | N/A | N/A | N/A | N/A | N/A |  | 0 | 0 | 0 | 0 |  | 0 | 10 | 1 | 1 | 1 | 2 | 5 | 1 | 2 | 2 | 3 | 2 | 1 |  | 0 | 0 | 0
PG&E KERN | Buena Vista | 230 | Buena Vista | 1 |  | 0 | 0 | 0 | 0 |  | 0 |  | N/A | N/A | N/A | N/A | N/A | N/A | N/A | N/A |  | 0 | 0 | 0 | 0 |  | 0 | 10 | 1 | 1 | 2 | 1 | 2 | 1 | 1 | 1 | 1 | 1 | 1 |  | 0 | 0 | 0
PG&E FRESNO | Bullard | 115 | Bullard | 1 |  | 0 | 0 | 0 | 0 |  | 0 |  | N/A | N/A | N/A | N/A | N/A | N/A | N/A | N/A |  | 0 | 0 | 0 | 0 |  | 0 | 10 | 1 | 1 | 1 | 1 | 2 | 1 | 1 | 1 | 2 | 1 | 1 |  | 0 | 0 | 0
PG&E GBA | Burlingame | 115 | Burlingame | 2 |  | 0 | 0 | 0 | 0 |  | 0 |  | N/A | N/A | N/A | N/A | N/A | N/A | N/A | N/A |  | 0 | 0 | 0 | 0 |  | 0 | 10 | 1 | 1 | 1 | 2 | 1 | 1 | 2 | 3 | 4 | 1 | 1 |  | 0 | 0 | 0
PG&E NGBA | Burney Forest | 230 | Burney Forest | 2 |  | 0 | 0 | 0 | 0 |  | 0 |  | N/A | N/A | N/A | N/A | N/A | N/A | N/A | N/A |  | 0 | 0 | 0 | 0 |  | 0 | 10 | 1 | 1 | 1 | 2 | 3 | 1 | 1 | 1 | 1 | 1 | 1 |  | 0 | 0 | 0
PG&E NGBA | Butte | 115 | Butte | 2 |  | 0 | 0 | 0 | 0 |  | 0 |  | N/A | N/A | N/A | N/A | N/A | N/A | N/A | N/A |  | 0 | 0 | 0 | 0 |  | 0 | 10 | 1 | 1 | 1 | 2 | 2 | 2 | 1 | 1 | 2 | 1 | 1 |  | 0 | 0 | 0
This tab shows by substation the land-use and environmental criteria for the mapped solar, wind, and geothermal resources for the 2036 portfolio. The MWs mapped, the adjustments for baseline resources, online resources, and likely repower projects, the needed distance from substation for analysis, and the resulting criteria flags for the land-use and environmental impacts criteria are shown by substation and renewable resource type. The mapping info and results are shown for onshore wind in columns F through T, solar in columns V through AM, and geothermal in columns AO through BA.
PG&E FRESNO | Cal Flats | 230 | Cal Flats | 2 |  | 0 | 0 | 0 | 0 |  | 0 |  | N/A | N/A | N/A | N/A | N/A | N/A | N/A | N/A |  | 0 | 0 | 0 | 0 |  | 0 | 10 | 1 | 1 | 1 | 2 | 5 | 1 | 1 | 1 | 2 | 3 | 1 |  | 0 | 0 | 0
SCE NOL | Calcite | 230 | Calcite | 2 |  | 0 | 0 | 0 | 0 |  | 0 |  | N/A | N/A | N/A | N/A | N/A | N/A | N/A | N/A |  | 165 | 0 | 0 | 0 |  | 165 | 10 | 1 | 3 | 1 | 2 | 1 | 1 | 1 | 1 | 2 | 1 | 1 |  | 0 | 0 | 0
PG&E KERN | Caliente | 230 | Caliente | 2 |  | 0 | 0 | 0 | 0 |  | 0 | 10 | 1 | 3 | 2 | 1 | 1 | 2 | 2 | 1 |  | 0 | 0 | 0 | 0 |  | 0 | 10 | 1 | 1 | 1 | 2 | 2 | 2 | 1 | 1 | 3 | 1 | 1 |  | 0 | 0 | 0
PG&E FRESNO | California Ave | 115 | California Ave | 1 |  | 0 | 0 | 0 | 0 |  | 0 | 10 | 1 | 1 | 1 | 1 | 1 | 1 | 1 | 1 |  | 0 | 0 | 0 | 0 |  | 0 | 10 | 1 | 1 | 2 | 1 | 1 | 1 | 1 | 1 | 1 | 1 | 1 |  | 0 | 0 | 0
PG&E KERN | Callender | 115 | Callender | 2 |  | 0 | 0 | 0 | 0 |  | 0 |  | N/A | N/A | N/A | N/A | N/A | N/A | N/A | N/A |  | 0 | 0 | 0 | 0 |  | 0 | 10 | 1 | 1 | 1 | 2 | 2 | 1 | 1 | 1 | 1 | 1 | 1 |  | 0 | 0 | 0
PG&E NGBA | Calpella | 115 | Calpella | 2 |  | 0 | 0 | 0 | 0 |  | 0 |  | N/A | N/A | N/A | N/A | N/A | N/A | N/A | N/A |  | 0 | 0 | 0 | 0 |  | 0 | 10 | 1 | 1 | 1 | 2 | 3 | 1 | 1 | 1 | 2 | 2 | 1 |  | 0 | 0 | 0
PG&E GBA | Camanche | 230 | Camanche | 1 |  | 0 | 0 | 0 | 0 |  | 0 |  | N/A | N/A | N/A | N/A | N/A | N/A | N/A | N/A |  | 0 | 0 | 0 | 0 |  | 0 | 10 | 1 | 1 | 1 | 1 | 1 | 2 | 1 | 2 | 3 | 1 | 1 |  | 0 | 0 | 0
SDGE | Cameron | 69 | Cameron | 2 |  | 0 | 0 | 0 | 0 |  | 0 |  | N/A | N/A | N/A | N/A | N/A | N/A | N/A | N/A |  | 0 | 0 | 0 | 0 |  | 0 | 10 | 1 | 1 | 1 | 2 | 5 | 1 | 1 | 1 | 1 | 1 | 1 |  | 0 | 0 | 0
SDGE | Cannon | 69 | Cannon | 2 |  | 0 | 0 | 0 | 0 |  | 0 |  | N/A | N/A | N/A | N/A | N/A | N/A | N/A | N/A |  | 0 | 0 | 0 | 0 |  | 0 | 10 | 1 | 1 | 1 | 2 | 1 | 1 | 1 | 1 | 2 | 1 | 1 |  | 0 | 0 | 0
PG&E FRESNO | Cantua | 115 | Cantua | 1 |  | 0 | 0 | 0 | 0 |  | 0 |  | N/A | N/A | N/A | N/A | N/A | N/A | N/A | N/A |  | 0 | 0 | 0 | 0 |  | 0 | 10 | 1 | 1 | 1 | 1 | 2 | 1 | 1 | 1 | 1 | 1 | 1 |  | 0 | 0 | 0
SDGE | Capistrano | 138 | Capistrano | 2 |  | 0 | 0 | 0 | 0 |  | 0 |  | N/A | N/A | N/A | N/A | N/A | N/A | N/A | N/A |  | 0 | 0 | 0 | 0 |  | 0 | 10 | 1 | 1 | 1 | 2 | 5 | 1 | 2 | 3 | 3 | 2 | 1 |  | 0 | 0 | 0
SDGE | Capistrano | 230 | Capistrano | 2 |  | 0 | 0 | 0 | 0 |  | 0 |  | N/A | N/A | N/A | N/A | N/A | N/A | N/A | N/A |  | 0 | 0 | 0 | 0 |  | 0 | 10 | 1 | 1 | 1 | 2 | 5 | 1 | 2 | 3 | 3 | 2 | 1 |  | 0 | 0 | 0
PG&E NGBA | Carberry | 230 | Carberry | 2 |  | 0 | 0 | 0 | 0 |  | 0 |  | N/A | N/A | N/A | N/A | N/A | N/A | N/A | N/A |  | 0 | 0 | 0 | 0 |  | 0 | 10 | 1 | 1 | 1 | 2 | 3 | 2 | 1 | 1 | 2 | 1 | 1 |  | 0 | 0 | 0
SCE Eastern | Cardiff | 66 | Cardiff | 2 |  | 0 | 0 | 0 | 0 |  | 0 |  | N/A | N/A | N/A | N/A | N/A | N/A | N/A | N/A |  | 0 | 0 | 0 | 0 |  | 0 | 10 | 1 | 1 | 1 | 2 | 5 | 1 | 2 | 2 | 3 | 1 | 1 |  | 0 | 0 | 0
PG&E NGBA | Caribou | 60 | Caribou | 2 |  | 0 | 0 | 0 | 0 |  | 0 | 15 | 1 | 3 | 1 | 3 | 2 | 3 | 3 | 1 |  | 0 | 0 | 0 | 0 |  | 0 | 10 | 1 | 1 | 1 | 2 | 5 | 1 | 1 | 1 | 2 | 1 | 1 |  | 0 | 0 | 0
PG&E NGBA | Caribou | 115 | Caribou | 2 |  | 0 | 0 | 0 | 0 |  | 0 |  | N/A | N/A | N/A | N/A | N/A | N/A | N/A | N/A |  | 0 | 0 | 0 | 0 |  | 0 | 10 | 1 | 1 | 1 | 2 | 5 | 1 | 1 | 1 | 2 | 1 | 1 |  | 0 | 0 | 0
PG&E NGBA | Caribou | 230 | Caribou | 2 |  | 0 | 0 | 0 | 0 |  | 0 |  | N/A | N/A | N/A | N/A | N/A | N/A | N/A | N/A |  | 0 | 0 | 0 | 0 |  | 0 | 10 | 1 | 1 | 1 | 2 | 5 | 1 | 1 | 1 | 2 | 1 | 1 |  | 0 | 0 | 0
EOP | Carpenter Canyon (fka Gamebird) | 138 | Carpenter Canyon (fka Gamebird) | 2 | OOS | 0 | 0 | 0 | 0 |  | 0 |  | N/A | N/A | N/A | N/A | N/A | N/A | N/A | N/A |  | 0 | 0 | 0 | 0 |  | 0 | 10 | 1 | N/A | N/A | 2 | N/A | N/A | N/A | N/A | N/A | N/A | N/A |  | 0 | 0 | 0
EOP | Carpenter Canyon (fka Gamebird) | 230 | Carpenter Canyon (fka Gamebird) | 2 | OOS | 0 | 0 | 0 | 0 |  | 0 |  | N/A | N/A | N/A | N/A | N/A | N/A | N/A | N/A |  | 0 | 0 | 0 | 0 |  | 0 | 10 | 1 | N/A | N/A | 2 | N/A | N/A | N/A | N/A | N/A | N/A | N/A |  | 0 | 0 | 0
PG&E NGBA | Carquinez | 115 | Carquinez | 2 |  | 0 | 0 | 0 | 0 |  | 0 |  | N/A | N/A | N/A | N/A | N/A | N/A | N/A | N/A |  | 0 | 0 | 0 | 0 |  | 0 | 10 | 1 | 1 | 1 | 2 | 2 | 1 | 1 | 1 | 3 | 1 | 1 |  | 0 | 0 | 0
SDGE | Carrizo Gorge | 138 | Carrizo Gorge | 2 |  | 0 | 0 | 0 | 0 |  | 0 |  | N/A | N/A | N/A | N/A | N/A | N/A | N/A | N/A |  | 0 | 0 | 0 | 0 |  | 0 | 10 | 1 | 1 | 1 | 2 | 5 | 1 | 1 | 1 | 1 | 1 | 1 |  | 0 | 0 | 0
PG&E KERN | Carrizo Plains | 115 | Carrizo Plains | 1 |  | 0 | 0 | 0 | 0 |  | 0 |  | N/A | N/A | N/A | N/A | N/A | N/A | N/A | N/A |  | 0 | 0 | 0 | 0 |  | 0 | 10 | 1 | 1 | 1 | 1 | 3 | 1 | 1 | 1 | 2 | 2 | 1 |  | 0 | 0 | 0
PG&E KERN | Casaloma | 230 | Casaloma | 1 |  | 0 | 0 | 0 | 0 |  | 0 |  | N/A | N/A | N/A | N/A | N/A | N/A | N/A | N/A |  | 0 | 0 | 0 | 0 |  | 0 | 10 | 1 | 1 | 2 | 1 | 1 | 1 | 1 | 1 | 1 | 1 | 1 |  | 0 | 0 | 0
PG&E GBA | Castro Valley | 230 | Castro Valley | 2 |  | 0 | 0 | 0 | 0 |  | 0 |  | N/A | N/A | N/A | N/A | N/A | N/A | N/A | N/A |  | 0 | 0 | 0 | 0 |  | 0 | 10 | 1 | 1 | 1 | 2 | 5 | 3 | 1 | 2 | 4 | 1 | 1 |  | 0 | 0 | 0
PG&E GBA | Cayetano | 230 | Cayetano | 2 |  | 0 | 0 | 0 | 0 |  | 0 |  | N/A | N/A | N/A | N/A | N/A | N/A | N/A | N/A |  | 0 | 0 | 0 | 0 |  | 0 | 10 | 1 | 1 | 1 | 2 | 5 | 2 | 2 | 3 | 3 | 1 | 1 |  | 0 | 0 | 0
SCE Metro | Center | 230 | Center | 2 |  | 0 | 0 | 0 | 0 |  | 0 |  | N/A | N/A | N/A | N/A | N/A | N/A | N/A | N/A |  | 0 | 0 | 0 | 0 |  | 0 | 10 | 1 | 1 | 1 | 2 | 1 | 1 | 1 | 1 | 1 | 1 | 1 |  | 0 | 0 | 0
PG&E KERN | Charca | 115 | Charca | 1 |  | 0 | 0 | 0 | 0 |  | 0 |  | N/A | N/A | N/A | N/A | N/A | N/A | N/A | N/A |  | 0 | 0 | 0 | 0 |  | 0 | 10 | 1 | 1 | 3 | 1 | 1 | 1 | 1 | 1 | 1 | 1 | 1 |  | 0 | 0 | 0
EOP | Charleston | 138 | Charleston | 2 | OOS | 0 | 0 | 0 | 0 |  | 0 |  | N/A | N/A | N/A | N/A | N/A | N/A | N/A | N/A |  | 0 | 0 | 0 | 0 |  | 0 | 10 | 1 | N/A | N/A | 2 | N/A | N/A | N/A | N/A | N/A | N/A | N/A |  | 0 | 0 | 0
SCE Metro | Chevmain | 230 | Chevmain | 2 |  | 0 | 0 | 0 | 0 |  | 0 |  | N/A | N/A | N/A | N/A | N/A | N/A | N/A | N/A |  | 0 | 0 | 0 | 0 |  | 0 | 10 | 1 | 1 | 1 | 2 | 1 | 1 | 1 | 2 | 3 | 1 | 1 |  | 0 | 0 | 0
SDGE | Chicarita | 138 | Chicarita | 2 |  | 0 | 0 | 0 | 0 |  | 0 |  | N/A | N/A | N/A | N/A | N/A | N/A | N/A | N/A |  | 0 | 0 | 0 | 0 |  | 0 | 10 | 1 | 1 | 1 | 2 | 5 | 2 | 2 | 2 | 3 | 1 | 1 |  | 0 | 0 | 0
SCE Metro | Chino | 230 | Chino | 2 |  | 0 | 0 | 0 | 0 |  | 0 | 10 | 1 | 1 | 1 | 1 | 1 | 1 | 1 | 1 |  | 0 | 0 | 0 | 0 |  | 0 | 10 | 1 | 1 | 1 | 2 | 3 | 1 | 1 | 1 | 1 | 1 | 1 |  | 0 | 0 | 0
PG&E FRESNO | Chowchilla | 115 | Chowchilla | 1 |  | 0 | 0 | 0 | 0 |  | 0 |  | N/A | N/A | N/A | N/A | N/A | N/A | N/A | N/A |  | 0 | 0 | 0 | 0 |  | 0 | 10 | 1 | 1 | 1 | 1 | 2 | 1 | 1 | 1 | 2 | 1 | 1 |  | 0 | 0 | 0
PG&E GBA | Christie | 60 | Christie | 2 |  | 0 | 0 | 0 | 0 |  | 0 |  | N/A | N/A | N/A | N/A | N/A | N/A | N/A | N/A |  | 0 | 0 | 0 | 0 |  | 0 | 10 | 1 | 1 | 1 | 2 | 2 | 1 | 1 | 2 | 3 | 1 | 1 |  | 0 | 0 | 0
PG&E GBA | Christie | 115 | Christie | 2 |  | 0 | 0 | 0 | 0 |  | 0 | 20 | 1 | 2 | 2 | 1 | 1 | 3 | 1 | 1 |  | 0 | 0 | 0 | 0 |  | 0 | 10 | 1 | 1 | 1 | 2 | 2 | 1 | 1 | 2 | 3 | 1 | 1 |  | 0 | 0 | 0
SCE Eastern | Cielo Azul | 500 | Cielo Azul | 2 | OOS | 0 | 0 | 0 | 0 |  | 0 |  | N/A | N/A | N/A | N/A | N/A | N/A | N/A | N/A |  | 0 | 2520 | 0 | 0 |  | 2520 | 15 | 2 | N/A | N/A | 2 | N/A | N/A | N/A | N/A | N/A | N/A | N/A |  | 0 | 0 | 0
PG&E GBA | Clay | 60 | Clay | 2 |  | 0 | 0 | 0 | 0 |  | 0 |  | N/A | N/A | N/A | N/A | N/A | N/A | N/A | N/A |  | 0 | 0 | 0 | 0 |  | 0 | 10 | 1 | 1 | 1 | 2 | 3 | 4 | 1 | 2 | 5 | 2 | 1 |  | 0 | 0 | 0
PG&E GBA | Clayton | 115 | Clayton | 2 |  | 0 | 0 | 0 | 0 |  | 0 |  | N/A | N/A | N/A | N/A | N/A | N/A | N/A | N/A |  | 0 | 0 | 0 | 0 |  | 0 | 10 | 1 | 1 | 1 | 2 | 5 | 2 | 3 | 2 | 3 | 1 | 1 |  | 0 | 0 | 0
PG&E NGBA | Cloverdale | 115 | Cloverdale | 2 |  | 0 | 0 | 0 | 0 |  | 0 |  | N/A | N/A | N/A | N/A | N/A | N/A | N/A | N/A |  | 0 | 0 | 0 | 0 |  | 0 | 10 | 1 | 1 | 1 | 2 | 4 | 2 | 1 | 2 | 3 | 1 | 1 |  | 112.2 | 0 | 112.2 |  | Geysers | 1 | 5 | 2 | 1 | 2 | 3 | 1 | 1
PG&E FRESNO | Clovis | 115 | Clovis | 1 |  | 0 | 0 | 0 | 0 |  | 0 |  | N/A | N/A | N/A | N/A | N/A | N/A | N/A | N/A |  | 0 | 0 | 0 | 0 |  | 0 | 10 | 1 | 1 | 1 | 1 | 3 | 2 | 1 | 1 | 2 | 1 | 1 |  | 0 | 0 | 0
PG&E GBA | Coburn | 230 | Coburn | 2 |  | 0 | 0 | 0 | 0 |  | 0 | 10 | 1 | 5 | 2 | 1 | 1 | 2 | 1 | 1 |  | 0 | 0 | 0 | 0 |  | 0 | 10 | 1 | 1 | 1 | 2 | 3 | 1 | 1 | 1 | 1 | 1 | 1 |  | 0 | 0 | 0
PG&E GBA | Coburn | 60 | Coburn | 2 |  | 0 | 0 | 0 | 0 |  | 0 |  | N/A | N/A | N/A | N/A | N/A | N/A | N/A | N/A |  | 0 | 0 | 0 | 0 |  | 0 | 10 | 1 | 1 | 1 | 2 | 3 | 1 | 1 | 1 | 1 | 1 | 1 |  | 0 | 0 | 0
PG&E NGBA | Colgate | 230 | Colgate | 2 |  | 0 | 0 | 0 | 0 |  | 0 |  | N/A | N/A | N/A | N/A | N/A | N/A | N/A | N/A |  | 0 | 0 | 0 | 0 |  | 0 | 10 | 1 | 1 | 1 | 2 | 5 | 3 | 1 | 1 | 4 | 1 | 1 |  | 0 | 0 | 0
PG&E GBA | Collierville | 230 | Collierville | 2 |  | 0 | 0 | 0 | 0 |  | 0 | 15 | 1 | 5 | 1 | 1 | 1 | 1 | 1 | 1 |  | 0 | 0 | 0 | 0 |  | 0 | 10 | 1 | 1 | 1 | 2 | 5 | 1 | 1 | 1 | 2 | 1 | 1 |  | 0 | 0 | 0
PG&E GBA | Collinsville | 230 | Collinsville | 2 |  | 0 | 0 | 0 | 0 |  | 0 |  | N/A | N/A | N/A | N/A | N/A | N/A | N/A | N/A |  | 0 | 0 | 0 | 0 |  | 0 | 10 | 1 | 1 | 1 | 2 | 3 | 1 | 1 | 1 | 1 | 1 | 1 |  | 0 | 0 | 0
PG&E GBA | Collinsville | 500 | Collinsville | 2 |  | 0 | 0 | 0 | 0 |  | 0 |  | N/A | N/A | N/A | N/A | N/A | N/A | N/A | N/A |  | 0 | 0 | 0 | 0 |  | 0 | 10 | 1 | 1 | 1 | 2 | 3 | 1 | 1 | 1 | 1 | 1 | 1 |  | 0 | 0 | 0
SCE Eastern | Colorado River | 230 | Colorado River | 2 |  | 0 | 0 | 0 | 0 |  | 0 |  | N/A | N/A | N/A | N/A | N/A | N/A | N/A | N/A |  | 400 | 500 | 0 | 0 |  | 900 | 15 | 3 | 2 | 5 | 2 | 1 | 1 | 1 | 1 | 2 | 1 | 1 |  | 0 | 0 | 0
SCE Eastern | Colorado River | 500 | Colorado River | 2 |  | 0 | 0 | 0 | 0 |  | 0 |  | N/A | N/A | N/A | N/A | N/A | N/A | N/A | N/A |  | 350 | 350 | 0 | 0 |  | 700 | 10 | 4 | 2 | 5 | 2 | 1 | 2 | 2 | 2 | 2 | 2 | 1 |  | 0 | 0 | 0
PG&E KERN | Columbus | 115 | Columbus | 1 |  | 0 | 0 | 0 | 0 |  | 0 | 15 | 1 | 1 | 1 | 1 | 1 | 1 | 1 | 1 |  | 100 | 0 | 0 | 0 |  | 100 | 10 | 1 | 1 | 1 | 1 | 2 | 2 | 1 | 1 | 2 | 1 | 1 |  | 0 | 0 | 0
PG&E GBA | Contra Costa | 115 | Contra Costa | 2 |  | 0 | 0 | 0 | 0 |  | 0 | 15 | 1 | 2 | 1 | 2 | 1 | 2 | 1 | 1 |  | 0 | 0 | 0 | 0 |  | 0 | 10 | 1 | 1 | 1 | 2 | 3 | 1 | 2 | 1 | 2 | 1 | 1 |  | 0 | 0 | 0
PG&E GBA | Contra Costa | 230 | Contra Costa | 2 |  | 0 | 0 | 0 | 0 |  | 0 | 15 | 1 | 2 | 1 | 2 | 1 | 2 | 1 | 1 |  | 0 | 0 | 0 | 0 |  | 0 | 10 | 1 | 1 | 1 | 2 | 3 | 1 | 2 | 1 | 2 | 1 | 1 |  | 0 | 0 | 0
PG&E GBA | Contra Costa PP | 230 | Contra Costa PP | 2 |  | 0 | 0 | 0 | 0 |  | 0 |  | N/A | N/A | N/A | N/A | N/A | N/A | N/A | N/A |  | 0 | 0 | 0 | 0 |  | 0 | 10 | 1 | 1 | 1 | 2 | 2 | 1 | 1 | 1 | 1 | 1 | 1 |  | 0 | 0 | 0
SCE NOL | Control | 115 | Control | 2 |  | 0 | 0 | 0 | 0 |  | 0 |  | N/A | N/A | N/A | N/A | N/A | N/A | N/A | N/A |  | 0 | 0 | 0 | 0 |  | 0 | 10 | 1 | 1 | 1 | 2 | 1 | 1 | 1 | 1 | 1 | 3 | 1 |  | 177 | 0 | 177 |  | OOS | N/A | N/A | N/A | N/A | N/A | N/A | N/A | N/A
SCE NOL | Control | 55 | Control | 2 | OOS | 0 | 0 | 0 | 0 |  | 0 |  | N/A | N/A | N/A | N/A | N/A | N/A | N/A | N/A |  | 0 | 0 | 0 | 0 |  | 0 | 10 | #N/A | N/A | N/A | 2 | N/A | N/A | N/A | N/A | N/A | N/A | N/A |  | 0 | 0 | 0
PG&E GBA | Cooley Landing | 115 | Cooley Landing | 2 |  | 0 | 0 | 0 | 0 |  | 0 | 20 | 1 | 1 | 1 | 1 | 1 | 1 | 1 | 1 |  | 0 | 100 | 0 | 0 |  | 100 | 10 | 5 | 5 | 4 | 2 | 1 | 2 | 3 | 4 | 4 | 1 | 2 |  | 0 | 0 | 0
PG&E GBA | Cooley Landing | 60 | Cooley Landing | 2 |  | 0 | 0 | 0 | 0 |  | 0 |  | N/A | N/A | N/A | N/A | N/A | N/A | N/A | N/A |  | 0 | 0 | 0 | 0 |  | 0 | 10 | 5 | 5 | 4 | 2 | 1 | 2 | 3 | 4 | 4 | 1 | 2 |  | 0 | 0 | 0
SCE NOL | Coolwater | 230 | Coolwater | 2 |  | 0 | 0 | 0 | 0 |  | 0 |  | N/A | N/A | N/A | N/A | N/A | N/A | N/A | N/A |  | 0 | 0 | 0 | 0 |  | 0 | 10 | 1 | 1 | 1 | 2 | 1 | 3 | 1 | 1 | 3 | 1 | 1 |  | 0 | 0 | 0
SCE NOL | Coolwater | 115 | Coolwater | 2 |  | 0 | 0 | 0 | 0 |  | 0 | 20 | 1 | 1 | 1 | 1 | 1 | 1 | 2 | 1 |  | 0 | 0 | 0 | 0 |  | 0 | 10 | 1 | 1 | 1 | 2 | 1 | 3 | 1 | 1 | 3 | 1 | 1 |  | 0 | 0 | 0
PG&E KERN | Copus | 70 | Copus | 1 |  | 0 | 0 | 0 | 0 |  | 0 |  | N/A | N/A | N/A | N/A | N/A | N/A | N/A | N/A |  | 0 | 0 | 0 | 0 |  | 0 | 10 | 1 | 1 | 1 | 1 | 1 | 1 | 1 | 1 | 2 | 1 | 1 |  | 0 | 0 | 0
PG&E FRESNO | Corcoran | 70 | Corcoran | 1 |  | 0 | 0 | 0 | 0 |  | 0 |  | N/A | N/A | N/A | N/A | N/A | N/A | N/A | N/A |  | 0 | 0 | 0 | 0 |  | 0 | 10 | 1 | 1 | 1 | 1 | 1 | 1 | 1 | 1 | 1 | 1 | 1 |  | 0 | 0 | 0
PG&E FRESNO | Corcoran | 115 | Corcoran | 1 |  | 0 | 0 | 0 | 0 |  | 0 |  | N/A | N/A | N/A | N/A | N/A | N/A | N/A | N/A |  | 0 | 0 | 0 | 0 |  | 0 | 10 | 1 | 1 | 1 | 1 | 1 | 1 | 1 | 1 | 1 | 1 | 1 |  | 0 | 0 | 0
PG&E NGBA | Corona | 115 | Corona | 2 |  | 0 | 0 | 0 | 0 |  | 0 |  | N/A | N/A | N/A | N/A | N/A | N/A | N/A | N/A |  | 0 | 0 | 0 | 0 |  | 0 | 10 | 1 | 1 | 1 | 2 | 3 | 2 | 1 | 2 | 3 | 1 | 1 |  | 0 | 0 | 0
PG&E NGBA | Cortina | 230 | Cortina | 2 |  | 0 | 0 | 0 | 0 |  | 0 |  | N/A | N/A | N/A | N/A | N/A | N/A | N/A | N/A |  | 0 | 0 | 0 | 0 |  | 0 | 10 | 1 | 1 | 1 | 2 | 5 | 1 | 1 | 1 | 3 | 1 | 1 |  | 0 | 0 | 0
PG&E NGBA | Cortina | 115 | Cortina | 2 |  | 0 | 0 | 0 | 0 |  | 0 |  | N/A | N/A | N/A | N/A | N/A | N/A | N/A | N/A |  | 0 | 0 | 0 | 0 |  | 0 | 5 | 1 | 1 | 1 | 2 | 4 | 1 | 1 | 1 | 3 | 1 | 1 |  | 0 | 0 | 0
PG&E GBA | Cottle | 230 | Cottle | 1 |  | 0 | 0 | 0 | 0 |  | 0 |  | N/A | N/A | N/A | N/A | N/A | N/A | N/A | N/A |  | 0 | 0 | 0 | 0 |  | 0 | 10 | 1 | 1 | 1 | 1 | 2 | 2 | 1 | 1 | 3 | 1 | 1 |  | 0 | 0 | 0
PG&E NGBA | Cottonwood | 115 | Cottonwood | 2 |  | 0 | 0 | 0 | 0 |  | 0 |  | N/A | N/A | N/A | N/A | N/A | N/A | N/A | N/A |  | 0 | 0 | 0 | 0 |  | 0 | 10 | 1 | 1 | 1 | 2 | 5 | 1 | 1 | 1 | 2 | 1 | 1 |  | 0 | 0 | 0
PG&E NGBA | Cottonwood | 230 | Cottonwood | 2 |  | 0 | 0 | 0 | 0 |  | 0 |  | N/A | N/A | N/A | N/A | N/A | N/A | N/A | N/A |  | 0 | 0 | 0 | 0 |  | 0 | 10 | 1 | 1 | 1 | 2 | 5 | 1 | 1 | 1 | 2 | 1 | 1 |  | 0 | 0 | 0
PG&E NGBA | Cottonwood | 60 | Cottonwood | 2 |  | 0 | 0 | 0 | 0 |  | 0 |  | N/A | N/A | N/A | N/A | N/A | N/A | N/A | N/A |  | 0 | 0 | 0 | 0 |  | 0 | 10 | 1 | 1 | 1 | 2 | 5 | 1 | 1 | 1 | 2 | 1 | 1 |  | 0 | 0 | 0
PG&E NGBA | Cove Road | 230 | Cove Road | 2 |  | 0 | 0 | 0 | 0 |  | 0 |  | N/A | N/A | N/A | N/A | N/A | N/A | N/A | N/A |  | 0 | 0 | 0 | 0 |  | 0 | 10 | 1 | 1 | 1 | 2 | 5 | 2 | 1 | 1 | 3 | 1 | 1 |  | 0 | 0 | 0
PG&E GBA | Coyote | 230 | Coyote | 2 |  | 0 | 0 | 0 | 0 |  | 0 |  | N/A | N/A | N/A | N/A | N/A | N/A | N/A | N/A |  | 100 | 0 | 0 | 0 |  | 100 | 10 | 3 | 1 | 2 | 2 | 5 | 3 | 1 | 1 | 3 | 2 | 1 |  | 37 | 0 | 37 |  | EGS
PG&E GBA | Crazy Horse Canyon | 115 | Crazy Horse Canyon | 1 |  | 0 | 0 | 0 | 0 |  | 0 |  | N/A | N/A | N/A | N/A | N/A | N/A | N/A | N/A |  | 0 | 0 | 0 | 0 |  | 0 | 10 | 1 | 1 | 1 | 1 | 2 | 1 | 1 | 1 | 1 | 1 | 1 |  | 0 | 0 | 0
SDGE | Creelman | 69 | Creelman | 2 |  | 0 | 0 | 0 | 0 |  | 0 |  | N/A | N/A | N/A | N/A | N/A | N/A | N/A | N/A |  | 0 | 0 | 0 | 0 |  | 0 | 10 | 1 | 1 | 1 | 2 | 5 | 2 | 1 | 1 | 3 | 1 | 1 |  | 0 | 0 | 0
PG&E FRESNO | Crescent | 70 | Crescent | 1 |  | 0 | 0 | 0 | 0 |  | 0 |  | N/A | N/A | N/A | N/A | N/A | N/A | N/A | N/A |  | 0 | 35 | 0 | 0 |  | 35 | 10 | 1 | 1 | 1 | 1 | 1 | 1 | 1 | 1 | 1 | 1 | 1 |  | 0 | 0 | 0
PG&E FRESNO | Cressey | 115 | Cressey | 1 |  | 0 | 0 | 0 | 0 |  | 0 |  | N/A | N/A | N/A | N/A | N/A | N/A | N/A | N/A |  | 0 | 0 | 0 | 0 |  | 0 | 10 | 1 | 1 | 1 | 1 | 1 | 1 | 1 | 1 | 1 | 1 | 1 |  | 0 | 0 | 0
PG&E NGBA | Cresta | 230 | Cresta | 2 |  | 0 | 0 | 0 | 0 |  | 0 |  | N/A | N/A | N/A | N/A | N/A | N/A | N/A | N/A |  | 0 | 0 | 0 | 0 |  | 0 | 10 | 1 | 1 | 1 | 2 | 5 | 1 | 1 | 3 | 3 | 1 | 1 |  | 0 | 0 | 0
SDGE | Crestwood | 69 | Crestwood | 2 |  | 0 | 0 | 0 | 0 |  | 0 |  | N/A | N/A | N/A | N/A | N/A | N/A | N/A | N/A |  | 0 | 0 | 0 | 0 |  | 0 | 10 | 1 | 1 | 1 | 2 | 5 | 1 | 1 | 1 | 1 | 1 | 1 |  | 0 | 0 | 0
PG&E GBA | Crow Creek | 60 | Crow Creek | 1 |  | 0 | 0 | 0 | 0 |  | 0 |  | N/A | N/A | N/A | N/A | N/A | N/A | N/A | N/A |  | 0 | 0 | 0 | 0 |  | 0 | 10 | 1 | 1 | 1 | 1 | 2 | 1 | 1 | 1 | 2 | 1 | 1 |  | 0 | 0 | 0
PG&E GBA | Crows Landing | 60 | Crows Landing | 1 |  | 0 | 0 | 0 | 0 |  | 0 |  | N/A | N/A | N/A | N/A | N/A | N/A | N/A | N/A |  | 0 | 0 | 0 | 0 |  | 0 | 10 | 1 | 1 | 1 | 1 | 2 | 1 | 1 | 1 | 1 | 1 | 1 |  | 0 | 0 | 0
PG&E GBA | Curtis | 115 | Curtis | 2 |  | 0 | 0 | 0 | 0 |  | 0 |  | N/A | N/A | N/A | N/A | N/A | N/A | N/A | N/A |  | 0 | 0 | 0 | 0 |  | 0 | 10 | 1 | 1 | 1 | 2 | 5 | 1 | 1 | 1 | 3 | 1 | 1 |  | 0 | 0 | 0
PG&E FRESNO | Dairyland | 115 | Dairyland | 1 |  | 0 | 0 | 0 | 0 |  | 0 |  | N/A | N/A | N/A | N/A | N/A | N/A | N/A | N/A |  | 0 | 0 | 0 | 0 |  | 0 | 10 | 1 | 1 | 1 | 1 | 1 | 1 | 1 | 1 | 1 | 1 | 1 |  | 0 | 0 | 0
PG&E NGBA | Davis | 115 | Davis | 2 |  | 0 | 0 | 0 | 0 |  | 0 |  | N/A | N/A | N/A | N/A | N/A | N/A | N/A | N/A |  | 0 | 100 | 0 | 0 |  | 100 | 10 | 1 | 1 | 3 | 2 | 1 | 1 | 1 | 1 | 1 | 1 | 1 |  | 0 | 0 | 0
SCE Metro | Del Amo | 500 | Del Amo | 2 |  | 0 | 0 | 0 | 0 |  | 0 |  | N/A | N/A | N/A | N/A | N/A | N/A | N/A | N/A |  | 0 | 0 | 0 | 0 |  | 0 | 10 | 1 | 1 | 1 | 2 | 1 | 1 | 1 | 1 | 1 | 1 | 1 |  | 0 | 0 | 0
SCE Metro | Del Amo | 230 | Del Amo | 2 |  | 0 | 0 | 0 | 0 |  | 0 |  | N/A | N/A | N/A | N/A | N/A | N/A | N/A | N/A |  | 0 | 0 | 0 | 0 |  | 0 | 10 | 1 | 1 | 1 | 2 | 1 | 1 | 1 | 1 | 1 | 1 | 1 |  | 0 | 0 | 0
SCE Eastern | Delaney | 500 | Delaney | 2 | OOS | 0 | 0 | 0 | 0 |  | 0 |  | N/A | N/A | N/A | N/A | N/A | N/A | N/A | N/A |  | 0 | 1860 | 0 | 0 |  | 1860 | 10 | 2 | N/A | N/A | 2 | N/A | N/A | N/A | N/A | N/A | N/A | N/A |  | 0 | 0 | 0
PG&E NGBA | Delevan | 230 | Delevan | 2 |  | 0 | 0 | 0 | 0 |  | 0 |  | N/A | N/A | N/A | N/A | N/A | N/A | N/A | N/A |  | 0 | 0 | 0 | 0 |  | 0 | 10 | 1 | 1 | 1 | 2 | 3 | 1 | 1 | 1 | 2 | 1 | 1 |  | 0 | 0 | 0
PG&E GBA | Delta PP | 230 | Delta PP | 2 |  | 0 | 0 | 0 | 0 |  | 0 |  | N/A | N/A | N/A | N/A | N/A | N/A | N/A | N/A |  | 0 | 0 | 0 | 0 |  | 0 | 10 | 1 | 1 | 1 | 2 | 3 | 2 | 1 | 1 | 2 | 1 | 1 |  | 0 | 0 | 0
EOP | Desert View | 230 | Desert View | 2 | OOS | 0 | 0 | 0 | 0 |  | 0 |  | N/A | N/A | N/A | N/A | N/A | N/A | N/A | N/A |  | 0 | 0 | 0 | 0 |  | 0 | 10 | 1 | N/A | N/A | 2 | N/A | N/A | N/A | N/A | N/A | N/A | N/A |  | 0 | 0 | 0
SCE Eastern | Devers | 230 | Devers | 2 |  | 0 | 0 | 0 | 0 |  | 0 | 30 | 1 | 3 | 1 | 1 | 1 | 1 | 2 | 1 |  | 300 | 0 | 0 | 0 |  | 300 | 10 | 2 | 3 | 1 | 2 | 2 | 1 | 2 | 1 | 2 | 1 | 1 |  | 0 | 0 | 0
SCE Eastern | Devers | 500 | Devers | 2 |  | 0 | 0 | 0 | 0 |  | 0 |  | N/A | N/A | N/A | N/A | N/A | N/A | N/A | N/A |  | 0 | 0 | 0 | 0 |  | 0 | 10 | 2 | 3 | 1 | 2 | 2 | 1 | 2 | 1 | 2 | 1 | 1 |  | 0 | 0 | 0
PG&E KERN | Diablo Canyon | 230 | Diablo Canyon | 2 |  | 0 | 0 | 0 | 0 |  | 0 |  | N/A | N/A | N/A | N/A | N/A | N/A | N/A | N/A |  | 0 | 0 | 0 | 0 |  | 0 | 10 | 1 | 1 | 1 | 2 | 5 | 1 | 1 | 3 | 3 | 2 | 1 |  | 0 | 0 | 0
PG&E KERN | Diablo Canyon | 500 | Diablo Canyon | 2 |  | 0 | 0 | 0 | 0 |  | 0 |  | N/A | N/A | N/A | N/A | N/A | N/A | N/A | N/A |  | 0 | 0 | 0 | 0 |  | 0 | 10 | 1 | 1 | 1 | 2 | 5 | 1 | 1 | 3 | 3 | 2 | 1 |  | 0 | 0 | 0
PG&E KERN | Divide | 115 | Divide | 2 |  | 0 | 0 | 0 | 0 |  | 0 | 10 | 1 | 1 | 4 | 1 | 1 | 4 | 1 | 1 |  | 0 | 0 | 0 | 0 |  | 0 | 10 | 1 | 1 | 1 | 2 | 1 | 1 | 1 | 2 | 2 | 1 | 1 |  | 0 | 0 | 0
PG&E GBA | Dixon Landing | 115 | Dixon Landing | 2 |  | 0 | 0 | 0 | 0 |  | 0 |  | N/A | N/A | N/A | N/A | N/A | N/A | N/A | N/A |  | 0 | 0 | 0 | 0 |  | 0 | 10 | 1 | 1 | 1 | 2 | 5 | 2 | 1 | 2 | 2 | 2 | 1 |  | 23 | 0 | 23 |  | EGS
PG&E FRESNO | Dos Amigos | 230 | Dos Amigos | 1 |  | 0 | 0 | 0 | 0 |  | 0 |  | N/A | N/A | N/A | N/A | N/A | N/A | N/A | N/A |  | 0 | 0 | 0 | 0 |  | 0 | 10 | 1 | 1 | 1 | 1 | 3 | 2 | 1 | 1 | 2 | 1 | 1 |  | 10 | 0 | 10 |  | EGS
PG&E NGBA | Drum | 115 | Drum | 2 |  | 0 | 0 | 0 | 0 |  | 0 |  | N/A | N/A | N/A | N/A | N/A | N/A | N/A | N/A |  | 0 | 0 | 0 | 0 |  | 0 | 10 | 1 | 1 | 1 | 2 | 5 | 1 | 1 | 1 | 1 | 1 | 1 |  | 0 | 0 | 0
PG&E GBA | Dumbarton | 115 | Dumbarton | 2 |  | 0 | 0 | 0 | 0 |  | 0 |  | N/A | N/A | N/A | N/A | N/A | N/A | N/A | N/A |  | 0 | 0 | 0 | 0 |  | 0 | 10 | 1 | 1 | 1 | 2 | 5 | 2 | 1 | 3 | 3 | 1 | 1 |  | 0 | 0 | 0
SCE NOL | Dunn Siding | 115 | Dunn Siding | 2 |  | 0 | 0 | 0 | 0 |  | 0 |  | N/A | N/A | N/A | N/A | N/A | N/A | N/A | N/A |  | 0 | 0 | 0 | 0 |  | 0 | 10 | 1 | 1 | 1 | 2 | 1 | 1 | 1 | 1 | 2 | 2 | 1 |  | 0 | 0 | 0
SCE Eastern | Eagle Mountain | 230 | Eagle Mountain | 2 |  | 0 | 0 | 0 | 0 |  | 0 |  | N/A | N/A | N/A | N/A | N/A | N/A | N/A | N/A |  | 0 | 0 | 0 | 0 |  | 0 | 10 | 1 | 1 | 1 | 2 | 1 | 1 | 1 | 1 | 1 | 2 | 1 |  | 0 | 0 | 0
PG&E NGBA | Eagle Rock (PGE) | 60 | Eagle Rock (PGE) | 2 |  | 0 | 0 | 0 | 0 |  | 0 |  | N/A | N/A | N/A | N/A | N/A | N/A | N/A | N/A |  | 0 | 0 | 0 | 0 |  | 0 | 10 | 1 | 1 | 1 | 2 | 5 | 2 | 2 | 3 | 4 | 1 | 1 |  | 0 | 0 | 0
PG&E NGBA | Eagle Rock (PGE) | 115 | Eagle Rock (PGE) | 2 |  | 0 | 0 | 0 | 0 |  | 0 | 15 | 1 | 5 | 4 | 1 | 2 | 5 | 1 | 1 |  | 0 | 0 | 0 | 0 |  | 0 | 10 | 1 | 1 | 1 | 2 | 5 | 2 | 2 | 3 | 4 | 1 | 1 |  | 7 | 0 | 7 |  | Geysers | 1 | 5 | 2 | 1 | 2 | 3 | 1 | 1
SCE Metro | Eagle Rock (SCE) | 230 | Eagle Rock (SCE) | 2 |  | 0 | 0 | 0 | 0 |  | 0 | 10 | 1 | 1 | 1 | 1 | 1 | 1 | 1 | 1 |  | 0 | 0 | 0 | 0 |  | 0 | 10 | 1 | 1 | 1 | 2 | 3 | 1 | 1 | 1 | 1 | 1 | 1 |  | 0 | 0 | 0
PG&E NGBA | East Marysville | 115 | East Marysville | 2 |  | 0 | 0 | 0 | 0 |  | 0 |  | N/A | N/A | N/A | N/A | N/A | N/A | N/A | N/A |  | 0 | 0 | 0 | 0 |  | 0 | 10 | 1 | 1 | 1 | 2 | 1 | 1 | 1 | 1 | 2 | 1 | 1 |  | 0 | 0 | 0
PG&E NGBA | East Nicolaus | 115 | East Nicolaus | 2 |  | 0 | 0 | 0 | 0 |  | 0 |  | N/A | N/A | N/A | N/A | N/A | N/A | N/A | N/A |  | 0 | 0 | 0 | 0 |  | 0 | 10 | 1 | 1 | 2 | 2 | 1 | 1 | 1 | 1 | 2 | 1 | 1 |  | 0 | 0 | 0
PG&E NGBA | East Nicolaus | 60 | East Nicolaus | 2 |  | 0 | 0 | 0 | 0 |  | 0 |  | N/A | N/A | N/A | N/A | N/A | N/A | N/A | N/A |  | 0 | 0 | 0 | 0 |  | 0 | 10 | 1 | 1 | 2 | 2 | 1 | 1 | 1 | 1 | 2 | 1 | 1 |  | 0 | 0 | 0
PG&E GBA | Eastshore | 115 | Eastshore | 2 |  | 0 | 0 | 0 | 0 |  | 0 |  | N/A | N/A | N/A | N/A | N/A | N/A | N/A | N/A |  | 0 | 0 | 0 | 0 |  | 0 | 10 | 1 | 1 | 1 | 2 | 3 | 1 | 1 | 2 | 3 | 1 | 1 |  | 0 | 0 | 0
PG&E GBA | Eastshore | 230 | Eastshore | 2 |  | 0 | 0 | 0 | 0 |  | 0 |  | N/A | N/A | N/A | N/A | N/A | N/A | N/A | N/A |  | 0 | 0 | 0 | 0 |  | 0 | 10 | 1 | 1 | 1 | 2 | 3 | 1 | 1 | 2 | 3 | 1 | 1 |  | 0 | 0 | 0
SDGE | ECO | 138 | ECO | 2 |  | 0 | 0 | 0 | 0 |  | 0 | 20 | 1 | 4 | 1 | 1 | 1 | 1 | 1 | 1 |  | 0 | 0 | 0 | 0 |  | 0 | 10 | 1 | 1 | 1 | 2 | 2 | 1 | 1 | 1 | 2 | 1 | 1 |  | 0 | 0 | 0
SDGE | ECO | 230 | OOS (Baja Mexico) | 2 | OOS | 0 | 0 | 0 | 0 |  | 0 | 20 | #N/A | N/A | N/A | N/A | N/A | N/A | N/A | N/A |  | 0 | 0 | 0 | 0 |  | 0 | 10 | #N/A | N/A | N/A | 2 | N/A | N/A | N/A | N/A | N/A | N/A | N/A |  | 0 | 0 | 0
SDGE | ECO | 500 | OOS (Baja Mexico) | 2 | OOS | 0 | 0 | 0 | 0 |  | 0 | 20 | #N/A | N/A | N/A | N/A | N/A | N/A | N/A | N/A |  | 0 | 0 | 0 | 0 |  | 0 | 10 | #N/A | N/A | N/A | 2 | N/A | N/A | N/A | N/A | N/A | N/A | N/A |  | 0 | 0 | 0
PG&E GBA | Edenvale | 115 | Edenvale | 2 |  | 0 | 0 | 0 | 0 |  | 0 |  | N/A | N/A | N/A | N/A | N/A | N/A | N/A | N/A |  | 0 | 0 | 0 | 0 |  | 0 | 10 | 1 | 1 | 1 | 2 | 5 | 3 | 1 | 1 | 3 | 2 | 1 |  | 0 | 0 | 0
PG&E GBA | Edes | 115 | Edes | 2 |  | 0 | 0 | 0 | 0 |  | 0 |  | N/A | N/A | N/A | N/A | N/A | N/A | N/A | N/A |  | 0 | 0 | 0 | 0 |  | 0 | 10 | 1 | 1 | 1 | 2 | 3 | 2 | 1 | 2 | 3 | 1 | 1 |  | 0 | 0 | 0
PG&E GBA | Eight Mile | 230 | Eight Mile | 1 |  | 0 | 0 | 0 | 0 |  | 0 |  | N/A | N/A | N/A | N/A | N/A | N/A | N/A | N/A |  | 0 | 1100 | 0 | 0 |  | 1100 | 10 | 4 | 2 | 3 | 1 | 1 | 1 | 1 | 1 | 1 | 1 | 1 |  | 0 | 0 | 0
SDGE | El Cajon | 69 | El Cajon | 2 |  | 0 | 0 | 0 | 0 |  | 0 |  | N/A | N/A | N/A | N/A | N/A | N/A | N/A | N/A |  | 0 | 0 | 0 | 0 |  | 0 | 10 | 1 | 1 | 1 | 2 | 5 | 2 | 2 | 2 | 3 | 1 | 1 |  | 0 | 0 | 0
SCE Eastern | El Casco | 230 | El Casco | 2 |  | 0 | 0 | 0 | 0 |  | 0 |  | N/A | N/A | N/A | N/A | N/A | N/A | N/A | N/A |  | 0 | 0 | 0 | 0 |  | 0 | 10 | 1 | 1 | 1 | 2 | 5 | 1 | 1 | 2 | 3 | 1 | 1 |  | 0 | 0 | 0
PG&E GBA | El Cerrito G | 115 | El Cerrito G | 2 |  | 0 | 0 | 0 | 0 |  | 0 |  | N/A | N/A | N/A | N/A | N/A | N/A | N/A | N/A |  | 0 | 0 | 0 | 0 |  | 0 | 10 | 1 | 1 | 1 | 2 | 2 | 1 | 2 | 3 | 3 | 1 | 1 |  | 0 | 0 | 0
PG&E NGBA | El Dorado PH | 115 | El Dorado PH | 2 |  | 0 | 0 | 0 | 0 |  | 0 |  | N/A | N/A | N/A | N/A | N/A | N/A | N/A | N/A |  | 0 | 0 | 0 | 0 |  | 0 | 10 | 1 | 1 | 1 | 2 | 5 | 2 | 1 | 1 | 3 | 1 | 1 |  | 0 | 0 | 0
PG&E FRESNO | El Nido (PGE) | 115 | El Nido (PGE) | 1 |  | 0 | 0 | 0 | 0 |  | 0 |  | N/A | N/A | N/A | N/A | N/A | N/A | N/A | N/A |  | 0 | 0 | 0 | 0 |  | 0 | 10 | 1 | 1 | 1 | 1 | 1 | 1 | 1 | 1 | 2 | 1 | 1 |  | 10 | 0 | 10 |  | EGS
SCE Metro | El Nido (SCE) | 230 | El Nido (SCE) | 2 |  | 0 | 0 | 0 | 0 |  | 0 |  | N/A | N/A | N/A | N/A | N/A | N/A | N/A | N/A |  | 0 | 0 | 0 | 0 |  | 0 | 10 | 1 | 1 | 1 | 2 | 1 | 1 | 1 | 2 | 3 | 1 | 1 |  | 0 | 0 | 0
PG&E GBA | El Patio | 115 | El Patio | 2 |  | 0 | 0 | 0 | 0 |  | 0 |  | N/A | N/A | N/A | N/A | N/A | N/A | N/A | N/A |  | 0 | 0 | 0 | 0 |  | 0 | 10 | 1 | 1 | 1 | 2 | 2 | 3 | 1 | 3 | 3 | 1 | 1 |  | 0 | 0 | 0
SCE Metro | El Segundo | 230 | El Segundo | 2 |  | 0 | 0 | 0 | 0 |  | 0 |  | N/A | N/A | N/A | N/A | N/A | N/A | N/A | N/A |  | 0 | 0 | 0 | 0 |  | 0 | 10 | 1 | 1 | 1 | 2 | 1 | 1 | 1 | 2 | 3 | 1 | 1 |  | 0 | 0 | 0
EOP | Eldorado | 230 | Eldorado | 2 | OOS | 0 | 0 | 0 | 0 |  | 0 |  | N/A | N/A | N/A | N/A | N/A | N/A | N/A | N/A |  | 0 | 0 | 0 | 0 |  | 0 | 10 | 1 | N/A | N/A | 2 | N/A | N/A | N/A | N/A | N/A | N/A | N/A |  | 472 | 0 | 472 |  | OOS | N/A | N/A | N/A | N/A | N/A | N/A | N/A | N/A
EOP | Eldorado | 500 | Eldorado | 2 | OOS | 0 | 0 | 0 | 0 |  | 0 |  | N/A | N/A | N/A | N/A | N/A | N/A | N/A | N/A |  | 0 | 0 | 0 | 0 |  | 0 | 10 | 1 | N/A | N/A | 2 | N/A | N/A | N/A | N/A | N/A | N/A | N/A |  | 741 | 0 | 741 |  | OOS | N/A | N/A | N/A | N/A | N/A | N/A | N/A | N/A
SCE Northern | Elizabeth Lake | 66 | Elizabeth Lake | 2 |  | 0 | 0 | 0 | 0 |  | 0 |  | N/A | N/A | N/A | N/A | N/A | N/A | N/A | N/A |  | 0 | 0 | 0 | 0 |  | 0 | 10 | 1 | 1 | 1 | 2 | 5 | 1 | 1 | 1 | 2 | 1 | 1 |  | 0 | 0 | 0
PG&E KERN | Elk Hills | 230 | Elk Hills | 1 |  | 0 | 0 | 0 | 0 |  | 0 |  | N/A | N/A | N/A | N/A | N/A | N/A | N/A | N/A |  | 0 | 0 | 0 | 0 |  | 0 | 10 | 1 | 1 | 1 | 1 | 1 | 1 | 2 | 4 | 4 | 1 | 1 |  | 0 | 0 | 0
SDGE | Elliot | 69 | Elliot | 2 |  | 0 | 0 | 0 | 0 |  | 0 |  | N/A | N/A | N/A | N/A | N/A | N/A | N/A | N/A |  | 0 | 0 | 0 | 0 |  | 0 | 10 | 1 | 1 | 1 | 2 | 2 | 1 | 1 | 1 | 3 | 1 | 1 |  | 0 | 0 | 0
SCE Metro | Ellis | 230 | Ellis | 2 |  | 0 | 0 | 0 | 0 |  | 0 |  | N/A | N/A | N/A | N/A | N/A | N/A | N/A | N/A |  | 0 | 0 | 0 | 0 |  | 0 | 10 | 1 | 1 | 1 | 2 | 1 | 1 | 1 | 5 | 5 | 1 | 1 |  | 0 | 0 | 0
SDGE | Encina | 138 | Encina | 2 |  | 0 | 0 | 0 | 0 |  | 0 |  | N/A | N/A | N/A | N/A | N/A | N/A | N/A | N/A |  | 0 | 0 | 0 | 0 |  | 0 | 10 | 1 | 1 | 1 | 2 | 1 | 1 | 2 | 2 | 3 | 1 | 1 |  | 0 | 0 | 0
SDGE | Encina | 230 | Encina | 2 |  | 0 | 0 | 0 | 0 |  | 0 | 10 | 1 | 1 | 1 | 3 | 3 | 3 | 1 | 1 |  | 0 | 0 | 0 | 0 |  | 0 | 10 | 1 | 1 | 1 | 2 | 1 | 1 | 2 | 2 | 3 | 1 | 1 |  | 0 | 0 | 0
SDGE | Escondido | 230 | Escondido | 2 |  | 0 | 0 | 0 | 0 |  | 0 |  | N/A | N/A | N/A | N/A | N/A | N/A | N/A | N/A |  | 0 | 0 | 0 | 0 |  | 0 | 10 | 1 | 1 | 1 | 2 | 4 | 1 | 1 | 1 | 2 | 1 | 1 |  | 0 | 0 | 0
SDGE | Escondido | 69 | Escondido | 2 |  | 0 | 0 | 0 | 0 |  | 0 |  | N/A | N/A | N/A | N/A | N/A | N/A | N/A | N/A |  | 0 | 0 | 0 | 0 |  | 0 | 10 | 1 | 1 | 1 | 2 | 4 | 1 | 1 | 1 | 2 | 1 | 1 |  | 0 | 0 | 0
PG&E KERN | Estrella | 230 | Estrella | 1 |  | 0 | 0 | 0 | 0 |  | 0 |  | N/A | N/A | N/A | N/A | N/A | N/A | N/A | N/A |  | 0 | 0 | 0 | 0 |  | 0 | 10 | 1 | 1 | 1 | 1 | 2 | 1 | 1 | 1 | 1 | 1 | 1 |  | 0 | 0 | 0
SCE Eastern | Etiwanda | 230 | Etiwanda | 2 |  | 0 | 0 | 0 | 0 |  | 0 |  | N/A | N/A | N/A | N/A | N/A | N/A | N/A | N/A |  | 500 | 0 | 0 | 0 |  | 500 | 10 | 5 | 5 | 4 | 2 | 5 | 5 | 4 | 4 | 5 | 4 | 3 |  | 0 | 0 | 0
PG&E GBA | Evergreen | 115 | Evergreen | 2 |  | 0 | 0 | 0 | 0 |  | 0 |  | N/A | N/A | N/A | N/A | N/A | N/A | N/A | N/A |  | 0 | 0 | 0 | 0 |  | 0 | 10 | 1 | 1 | 1 | 2 | 5 | 1 | 1 | 1 | 2 | 2 | 1 |  | 0 | 0 | 0
PG&E GBA | Evergreen | 60 | Evergreen | 2 |  | 0 | 0 | 0 | 0 |  | 0 |  | N/A | N/A | N/A | N/A | N/A | N/A | N/A | N/A |  | 0 | 0 | 0 | 0 |  | 0 | 10 | 1 | 1 | 1 | 2 | 5 | 1 | 1 | 1 | 2 | 2 | 1 |  | 0 | 0 | 0
PG&E FRESNO | Excelsior | 115 | Excelsior | 1 |  | 0 | 0 | 0 | 0 |  | 0 |  | N/A | N/A | N/A | N/A | N/A | N/A | N/A | N/A |  | 0 | 0 | 0 | 0 |  | 0 | 10 | 1 | 1 | 2 | 1 | 1 | 1 | 1 | 1 | 1 | 1 | 1 |  | 0 | 0 | 0
PG&E FRESNO | Exchequer | 115 | Exchequer | 1 |  | 0 | 0 | 0 | 0 |  | 0 |  | N/A | N/A | N/A | N/A | N/A | N/A | N/A | N/A |  | 0 | 0 | 0 | 0 |  | 0 | 10 | 1 | 1 | 1 | 1 | 3 | 3 | 1 | 1 | 4 | 3 | 1 |  | 0 | 0 | 0
PG&E KERN | Fairway | 115 | Fairway | 2 |  | 0 | 0 | 0 | 0 |  | 0 |  | N/A | N/A | N/A | N/A | N/A | N/A | N/A | N/A |  | 0 | 0 | 0 | 0 |  | 0 | 10 | 1 | 1 | 1 | 2 | 1 | 1 | 1 | 1 | 1 | 1 | 1 |  | 0 | 0 | 0
PG&E KERN | Famoso | 115 | Famoso | 1 |  | 0 | 0 | 0 | 0 |  | 0 |  | N/A | N/A | N/A | N/A | N/A | N/A | N/A | N/A |  | 0 | 0 | 0 | 0 |  | 0 | 10 | 1 | 1 | 3 | 1 | 2 | 1 | 1 | 1 | 1 | 1 | 1 |  | 0 | 0 | 0
PG&E NGBA | Fern Road | 500 | Fern Road | 2 |  | 0 | 0 | 0 | 0 |  | 0 |  | N/A | N/A | N/A | N/A | N/A | N/A | N/A | N/A |  | 0 | 0 | 0 | 0 |  | 0 | 10 | 1 | 1 | 1 | 2 | 5 | 3 | 1 | 1 | 4 | 1 | 1 |  | 0 | 0 | 0
PG&E GBA | Fibreboard (SPI Sonora) | 115 | No Analysis | 2 |  | 0 | 0 | 0 | 0 |  | 0 | 15 | N/A | N/A | N/A | N/A | N/A | N/A | N/A | N/A |  | 0 | 0 | 0 | 0 |  | 0 | 10 | N/A | N/A | N/A | 2 | N/A | N/A | N/A | N/A | N/A | N/A | N/A |  | 0 | 0 | 0
PG&E FRESNO | Figarden | 230 | Figarden | 1 |  | 0 | 0 | 0 | 0 |  | 0 |  | N/A | N/A | N/A | N/A | N/A | N/A | N/A | N/A |  | 0 | 0 | 0 | 0 |  | 0 | 10 | 1 | 1 | 2 | 1 | 1 | 1 | 1 | 1 | 1 | 1 | 1 |  | 0 | 0 | 0
PG&E FRESNO | Fink | 230 | Fink | 1 |  | 0 | 0 | 0 | 0 |  | 0 |  | N/A | N/A | N/A | N/A | N/A | N/A | N/A | N/A |  | 0 | 0 | 0 | 0 |  | 0 | 10 | 1 | 1 | 1 | 1 | 3 | 1 | 1 | 1 | 2 | 1 | 1 |  | 70 | 0 | 70
PG&E NGBA | Fitch Mountain | 60 | Fitch Mountain | 2 |  | 0 | 0 | 0 | 0 |  | 0 |  | N/A | N/A | N/A | N/A | N/A | N/A | N/A | N/A |  | 0 | 0 | 0 | 0 |  | 0 | 10 | 1 | 1 | 1 | 2 | 1 | 1 | 2 | 3 | 4 | 1 | 1 |  | 0 | 0 | 0
PG&E GBA | FMC | 115 | FMC | 2 |  | 0 | 0 | 0 | 0 |  | 0 |  | N/A | N/A | N/A | N/A | N/A | N/A | N/A | N/A |  | 0 | 0 | 0 | 0 |  | 0 | 10 | 1 | 1 | 1 | 2 | 5 | 1 | 1 | 1 | 1 | 2 | 1 |  | 0 | 0 | 0
PG&E GBA | Fremont | 115 | Fremont | 2 |  | 0 | 0 | 0 | 0 |  | 0 |  | N/A | N/A | N/A | N/A | N/A | N/A | N/A | N/A |  | 0 | 0 | 0 | 0 |  | 0 | 10 | 1 | 1 | 1 | 2 | 5 | 2 | 1 | 2 | 3 | 2 | 1 |  | 0 | 0 | 0
PG&E GBA | French Camp | 60 | French Camp | 1 |  | 0 | 0 | 0 | 0 |  | 0 |  | N/A | N/A | N/A | N/A | N/A | N/A | N/A | N/A |  | 0 | 0 | 0 | 0 |  | 0 | 10 | 1 | 1 | 2 | 1 | 1 | 1 | 1 | 1 | 1 | 1 | 1 |  | 0 | 0 | 0
PG&E GBA | Frogtown | 115 | Frogtown | 2 |  | 0 | 0 | 0 | 0 |  | 0 |  | N/A | N/A | N/A | N/A | N/A | N/A | N/A | N/A |  | 0 | 0 | 0 | 0 |  | 0 | 10 | 1 | 1 | 1 | 2 | 5 | 3 | 1 | 1 | 3 | 2 | 1 |  | 0 | 0 | 0
PG&E NGBA | Fulton | 115 | Fulton | 2 |  | 0 | 0 | 0 | 0 |  | 0 |  | N/A | N/A | N/A | N/A | N/A | N/A | N/A | N/A |  | 0 | 0 | 0 | 0 |  | 0 | 10 | 1 | 1 | 1 | 2 | 1 | 1 | 2 | 3 | 4 | 1 | 1 |  | 0 | 0 | 0
PG&E NGBA | Fulton | 230 | Fulton | 2 |  | 0 | 0 | 0 | 0 |  | 0 |  | N/A | N/A | N/A | N/A | N/A | N/A | N/A | N/A |  | 0 | 0 | 0 | 0 |  | 0 | 10 | 1 | 1 | 1 | 2 | 1 | 1 | 2 | 3 | 4 | 1 | 1 |  | 0 | 18 | 18 |  | Geysers | 1 | 5 | 2 | 1 | 2 | 3 | 1 | 1
PG&E NGBA | Fulton | 60 | Fulton | 2 |  | 0 | 0 | 0 | 0 |  | 0 |  | N/A | N/A | N/A | N/A | N/A | N/A | N/A | N/A |  | 0 | 0 | 0 | 0 |  | 0 | 10 | 1 | 1 | 1 | 2 | 1 | 1 | 2 | 3 | 4 | 1 | 1 |  | 0 | 0 | 0
PG&E KERN | Ganso | 115 | Ganso | 1 |  | 0 | 0 | 0 | 0 |  | 0 |  | N/A | N/A | N/A | N/A | N/A | N/A | N/A | N/A |  | 0 | 0 | 0 | 0 |  | 0 | 10 | 1 | 1 | 2 | 1 | 1 | 1 | 1 | 1 | 1 | 1 | 1 |  | 0 | 0 | 0
PG&E FRESNO | Gates | 230 | Gates | 1 |  | 0 | 0 | 0 | 0 |  | 0 |  | N/A | N/A | N/A | N/A | N/A | N/A | N/A | N/A |  | 166 | 477.5 | 0 | 0 |  | 643.5 | 10 | 2 | 1 | 2 | 1 | 1 | 1 | 1 | 1 | 1 | 1 | 1 |  | 0 | 0 | 0
PG&E FRESNO | Gates | 500 | Gates | 1 |  | 0 | 0 | 0 | 0 |  | 0 |  | N/A | N/A | N/A | N/A | N/A | N/A | N/A | N/A |  | 0 | 0 | 0 | 0 |  | 0 | 10 | 2 | 1 | 2 | 1 | 1 | 1 | 1 | 1 | 1 | 1 | 1 |  | 0 | 0 | 0
PG&E NGBA | Geysers 12 | 230 | Geysers Tap 12 | 2 |  | 0 | 0 | 0 | 0 |  | 0 |  | N/A | N/A | N/A | N/A | N/A | N/A | N/A | N/A |  | 0 | 0 | 0 | 0 |  | 0 | 10 | 1 | 1 | 1 | 2 | 3 | 2 | 2 | 3 | 5 | 1 | 1 |  | 0 | 0 | 0
PG&E NGBA | Geysers 17 | 230 | Geysers Tap 12 | 2 |  | 0 | 0 | 0 | 0 |  | 0 |  | N/A | N/A | N/A | N/A | N/A | N/A | N/A | N/A |  | 0 | 0 | 0 | 0 |  | 0 | 10 | 1 | 1 | 1 | 2 | 3 | 2 | 2 | 3 | 5 | 1 | 1 |  | 0 | 0 | 0 |  | Geysers | 1 | 5 | 2 | 1 | 2 | 3 | 1 | 1
PG&E NGBA | Geysers 3 | 115 | Geysers Tap 12 | 2 |  | 0 | 0 | 0 | 0 |  | 0 |  | N/A | N/A | N/A | N/A | N/A | N/A | N/A | N/A |  | 0 | 0 | 0 | 0 |  | 0 | 10 | 1 | 1 | 1 | 2 | 3 | 2 | 2 | 3 | 5 | 1 | 1 |  | 0 | 0 | 0
PG&E NGBA | Glenn | 230 | Glenn | 2 |  | 0 | 0 | 0 | 0 |  | 0 | 10 | 1 | 5 | 5 | 1 | 1 | 5 | 5 | 1 |  | 0 | 0 | 0 | 0 |  | 0 | 10 | 1 | 1 | 2 | 2 | 1 | 2 | 1 | 1 | 2 | 1 | 1 |  | 0 | 0 | 0
PG&E NGBA | Glenn | 60 | Glenn | 2 |  | 0 | 0 | 0 | 0 |  | 0 |  | N/A | N/A | N/A | N/A | N/A | N/A | N/A | N/A |  | 0 | 0 | 0 | 0 |  | 0 | 10 | 1 | 1 | 2 | 2 | 1 | 2 | 1 | 1 | 2 | 1 | 1 |  | 0 | 0 | 0
PG&E NGBA | Gold Hill | 115 | Gold Hill | 2 |  | 0 | 0 | 0 | 0 |  | 0 |  | N/A | N/A | N/A | N/A | N/A | N/A | N/A | N/A |  | 0 | 0 | 0 | 0 |  | 0 | 10 | 1 | 1 | 1 | 2 | 2 | 1 | 1 | 1 | 2 | 1 | 1 |  | 0 | 0 | 0
PG&E NGBA | Gold Hill | 230 | Gold Hill | 2 |  | 0 | 0 | 0 | 0 |  | 0 | 10 | 1 | 1 | 1 | 1 | 1 | 1 | 1 | 1 |  | 0 | 0 | 0 | 0 |  | 0 | 10 | 1 | 1 | 1 | 2 | 2 | 1 | 1 | 1 | 2 | 1 | 1 |  | 0 | 0 | 0
SCE Northern | Goleta | 230 | Goleta | 2 |  | 0 | 0 | 0 | 0 |  | 0 |  | N/A | N/A | N/A | N/A | N/A | N/A | N/A | N/A |  | 0 | 0 | 0 | 0 |  | 0 | 10 | 1 | 1 | 1 | 2 | 5 | 1 | 1 | 1 | 1 | 2 | 1 |  | 0 | 0 | 0
SCE Metro | Goodrich | 230 | Goodrich | 2 |  | 0 | 0 | 0 | 0 |  | 0 |  | N/A | N/A | N/A | N/A | N/A | N/A | N/A | N/A |  | 0 | 0 | 0 | 0 |  | 0 | 10 | 1 | 1 | 1 | 2 | 5 | 1 | 2 | 5 | 5 | 5 | 1 |  | 0 | 0 | 0
PG&E KERN | Goose Lake | 115 | Goose Lake | 1 |  | 0 | 0 | 0 | 0 |  | 0 |  | N/A | N/A | N/A | N/A | N/A | N/A | N/A | N/A |  | 0 | 0 | 0 | 0 |  | 0 | 10 | 1 | 1 | 2 | 1 | 1 | 1 | 1 | 1 | 2 | 1 | 1 |  | 0 | 0 | 0
SCE Metro | Gould | 230 | Gould | 2 |  | 0 | 0 | 0 | 0 |  | 0 |  | N/A | N/A | N/A | N/A | N/A | N/A | N/A | N/A |  | 0 | 0 | 0 | 0 |  | 0 | 10 | 1 | 1 | 1 | 2 | 3 | 1 | 1 | 1 | 1 | 1 | 1 |  | 0 | 0 | 0
PG&E NGBA | Grand Island | 115 | Grand Island | 1 |  | 0 | 0 | 0 | 0 |  | 0 |  | N/A | N/A | N/A | N/A | N/A | N/A | N/A | N/A |  | 0 | 0 | 0 | 0 |  | 0 | 10 | 1 | 1 | 1 | 1 | 1 | 1 | 1 | 1 | 1 | 1 | 1 |  | 0 | 0 | 0
SDGE | Granite | 69 | Granite | 2 |  | 0 | 0 | 0 | 0 |  | 0 |  | N/A | N/A | N/A | N/A | N/A | N/A | N/A | N/A |  | 0 | 0 | 0 | 0 |  | 0 | 10 | 1 | 1 | 1 | 2 | 2 | 2 | 1 | 1 | 2 | 1 | 1 |  | 0 | 0 | 0
PG&E GBA | Grant | 115 | Grant | 2 |  | 0 | 0 | 0 | 0 |  | 0 |  | N/A | N/A | N/A | N/A | N/A | N/A | N/A | N/A |  | 0 | 0 | 0 | 0 |  | 0 | 10 | 1 | 1 | 1 | 2 | 3 | 2 | 1 | 2 | 3 | 1 | 1 |  | 0 | 0 | 0
PG&E GBA | Green Valley | 115 | Green Valley | 1 |  | 0 | 0 | 0 | 0 |  | 0 |  | N/A | N/A | N/A | N/A | N/A | N/A | N/A | N/A |  | 0 | 0 | 0 | 0 |  | 0 | 10 | 1 | 1 | 1 | 1 | 2 | 1 | 1 | 1 | 2 | 1 | 1 |  | 0 | 0 | 0
PG&E NGBA | Greenleaf 1 | 115 | Greenleaf 1 | 2 |  | 0 | 0 | 0 | 0 |  | 0 |  | N/A | N/A | N/A | N/A | N/A | N/A | N/A | N/A |  | 0 | 0 | 0 | 0 |  | 0 | 10 | 1 | 1 | 2 | 2 | 1 | 1 | 1 | 2 | 2 | 1 | 1 |  | 0 | 0 | 0
PG&E FRESNO | Gregg | 230 | Gregg | 1 |  | 0 | 0 | 0 | 0 |  | 0 | 10 | 1 | 1 | 1 | 1 | 1 | 1 | 1 | 1 |  | 0 | 0 | 0 | 0 |  | 0 | 10 | 1 | 1 | 2 | 1 | 2 | 1 | 1 | 1 | 1 | 1 | 1 |  | 0 | 0 | 0
PG&E FRESNO | Grimmway-Malaga | 115 | Grimmway-Malaga | 1 |  | 0 | 0 | 0 | 0 |  | 0 |  | N/A | N/A | N/A | N/A | N/A | N/A | N/A | N/A |  | 0 | 0 | 0 | 0 |  | 0 | 10 | 1 | 1 | 2 | 1 | 1 | 1 | 1 | 1 | 1 | 1 | 1 |  | 0 | 0 | 0
PG&E NGBA | Grizzly | 230 | Grizzly | 2 |  | 0 | 0 | 0 | 0 |  | 0 | 15 | 1 | 3 | 1 | 3 | 3 | 5 | 3 | 1 |  | 0 | 0 | 0 | 0 |  | 0 | 10 | 1 | 1 | 1 | 2 | 5 | 1 | 1 | 2 | 3 | 2 | 1 |  | 0 | 0 | 0
PG&E FRESNO | Guernsey | 70 | Guernsey | 1 |  | 0 | 0 | 0 | 0 |  | 0 |  | N/A | N/A | N/A | N/A | N/A | N/A | N/A | N/A |  | 0 | 0 | 0 | 0 |  | 0 | 10 | 1 | 1 | 1 | 1 | 1 | 1 | 1 | 1 | 1 | 1 | 1 |  | 0 | 0 | 0
PG&E FRESNO | GWF Hanford | 115 | GWF Hanford | 2 |  | 0 | 0 | 0 | 0 |  | 0 |  | N/A | N/A | N/A | N/A | N/A | N/A | N/A | N/A |  | 0 | 0 | 0 | 0 |  | 0 | 10 | 1 | 1 | 1 | 2 | 1 | 1 | 1 | 1 | 1 | 1 | 1 |  | 0 | 0 | 0
PG&E FRESNO | Haas | 230 | Haas | 2 |  | 0 | 0 | 0 | 0 |  | 0 |  | N/A | N/A | N/A | N/A | N/A | N/A | N/A | N/A |  | 0 | 0 | 0 | 0 |  | 0 | 10 | 1 | 1 | 1 | 2 | 5 | 1 | 2 | 1 | 2 | 3 | 1 |  | 0 | 0 | 0
PG&E FRESNO | Hammonds | 115 | Hammonds | 1 |  | 0 | 0 | 0 | 0 |  | 0 |  | N/A | N/A | N/A | N/A | N/A | N/A | N/A | N/A |  | 100 | 0 | 0 | 0 |  | 100 | 10 | 1 | 1 | 2 | 1 | 1 | 1 | 1 | 1 | 1 | 1 | 1 |  | 0 | 0 | 0
SCE Metro | HarborGen | 230 | Harborgen | 2 |  | 0 | 0 | 0 | 0 |  | 0 |  | N/A | N/A | N/A | N/A | N/A | N/A | N/A | N/A |  | 0 | 0 | 0 | 0 |  | 0 | 10 | 1 | 1 | 1 | 2 | 1 | 1 | 1 | 2 | 2 | 1 | 1 |  | 0 | 0 | 0
PG&E NGBA | Harris | 60 | Harris | 2 |  | 0 | 0 | 0 | 0 |  | 0 |  | N/A | N/A | N/A | N/A | N/A | N/A | N/A | N/A |  | 0 | 0 | 0 | 0 |  | 0 | 10 | 1 | 1 | 1 | 2 | 1 | 1 | 1 | 2 | 2 | 1 | 1 |  | 0 | 0 | 0
EOP | Harry Allen | 500 | Harry Allen | 2 | OOS | 0 | 0 | 0 | 0 |  | 0 |  | N/A | N/A | N/A | N/A | N/A | N/A | N/A | N/A |  | 0 | 301.2 | 0 | 0 |  | 301.2 | 10 | #N/A | N/A | N/A | 2 | N/A | N/A | N/A | N/A | N/A | N/A | N/A |  | 0 | 0 | 0
PG&E NGBA | Hartley | 60 | Hartley | 2 |  | 0 | 0 | 0 | 0 |  | 0 | 10 | 1 | 5 | 3 | 1 | 1 | 3 | 1 | 1 |  | 0 | 0 | 0 | 0 |  | 0 | 10 | 1 | 1 | 1 | 2 | 5 | 1 | 1 | 1 | 2 | 1 | 1 |  | 0 | 0 | 0
SCE NOL | Harvard | 115 | Harvard | 2 |  | 0 | 0 | 0 | 0 |  | 0 |  | N/A | N/A | N/A | N/A | N/A | N/A | N/A | N/A |  | 0 | 0 | 0 | 0 |  | 0 | 10 | 1 | 1 | 1 | 2 | 1 | 1 | 1 | 1 | 1 | 1 | 1 |  | 0 | 0 | 0
SDGE | Hassayampa | 500 | Hassayampa | 2 | OOS | 0 | 0 | 0 | 0 |  | 0 |  | N/A | N/A | N/A | N/A | N/A | N/A | N/A | N/A |  | 3634.5 | 2000 | 0 | 0 |  | 5634.5 | 10 | 4 | N/A | N/A | 2 | N/A | N/A | N/A | N/A | N/A | N/A | N/A |  | 0 | 0 | 0
PG&E FRESNO | Helm | 230 | Helm | 1 |  | 0 | 0 | 0 | 0 |  | 0 |  | N/A | N/A | N/A | N/A | N/A | N/A | N/A | N/A |  | 0 | 0 | 0 | 0 |  | 0 | 10 | 1 | 1 | 1 | 1 | 1 | 1 | 1 | 1 | 1 | 1 | 1 |  | 0 | 0 | 0
PG&E FRESNO | Helm | 70 | Helm | 1 |  | 0 | 0 | 0 | 0 |  | 0 |  | N/A | N/A | N/A | N/A | N/A | N/A | N/A | N/A |  | 0 | 0 | 0 | 0 |  | 0 | 10 | 1 | 1 | 1 | 1 | 1 | 1 | 1 | 1 | 1 | 1 | 1 |  | 0 | 0 | 0
PG&E FRESNO | Henrietta | 115 | Henrietta | 1 |  | 0 | 0 | 0 | 0 |  | 0 |  | N/A | N/A | N/A | N/A | N/A | N/A | N/A | N/A |  | 0 | 0 | 0 | 0 |  | 0 | 10 | 1 | 1 | 1 | 1 | 1 | 1 | 1 | 1 | 1 | 1 | 1 |  | 0 | 0 | 0
PG&E FRESNO | Henrietta | 230 | Henrietta | 1 |  | 0 | 0 | 0 | 0 |  | 0 |  | N/A | N/A | N/A | N/A | N/A | N/A | N/A | N/A |  | 0 | 0 | 0 | 0 |  | 0 | 10 | 1 | 1 | 1 | 1 | 1 | 1 | 1 | 1 | 1 | 1 | 1 |  | 0 | 0 | 0
PG&E FRESNO | Henrietta | 70 | Henrietta | 1 |  | 0 | 0 | 0 | 0 |  | 0 |  | N/A | N/A | N/A | N/A | N/A | N/A | N/A | N/A |  | 0 | 0 | 0 | 0 |  | 0 | 10 | 1 | 1 | 1 | 1 | 1 | 1 | 1 | 1 | 1 | 1 | 1 |  | 0 | 0 | 0
PG&E FRESNO | Herndon | 115 | Herndon | 1 |  | 0 | 0 | 0 | 0 |  | 0 |  | N/A | N/A | N/A | N/A | N/A | N/A | N/A | N/A |  | 0 | 0 | 0 | 0 |  | 0 | 10 | 1 | 1 | 2 | 1 | 1 | 1 | 1 | 1 | 1 | 1 | 1 |  | 0 | 0 | 0
PG&E FRESNO | Herndon | 230 | Herndon | 1 |  | 0 | 0 | 0 | 0 |  | 0 |  | N/A | N/A | N/A | N/A | N/A | N/A | N/A | N/A |  | 0 | 0 | 0 | 0 |  | 0 | 10 | 1 | 1 | 2 | 1 | 1 | 1 | 1 | 1 | 1 | 1 | 1 |  | 0 | 0 | 0
PG&E GBA | Hicks | 230 | Hicks | 2 |  | 0 | 0 | 0 | 0 |  | 0 |  | N/A | N/A | N/A | N/A | N/A | N/A | N/A | N/A |  | 0 | 0 | 0 | 0 |  | 0 | 10 | 1 | 1 | 1 | 2 | 2 | 3 | 1 | 2 | 4 | 1 | 1 |  | 0 | 0 | 0
PG&E NGBA | Higgins | 115 | Higgins | 2 |  | 0 | 0 | 0 | 0 |  | 0 |  | N/A | N/A | N/A | N/A | N/A | N/A | N/A | N/A |  | 0 | 0 | 0 | 0 |  | 0 | 10 | 1 | 1 | 1 | 2 | 5 | 3 | 1 | 1 | 3 | 1 | 1 |  | 0 | 0 | 0
PG&E NGBA | Hilltop | 345 | Hilltop | 2 |  | 0 | 0 | 0 | 0 |  | 0 | 20 | 1 | 2 | 2 | 1 | 1 | 3 | 2 | 1 |  | 0 | 0 | 0 | 0 |  | 0 | 10 | 1 | 1 | 1 | 2 | 1 | 1 | 1 | 1 | 2 | 2 | 1 |  | 159 | 0 | 159 |  | Lake City - Surprise Valley 1 | 1 | 2 | 1 | 1 | 1 | 3 | 1 | 1
SCE Metro | Hinson | 230 | Hinson | 2 |  | 0 | 0 | 0 | 0 |  | 0 |  | N/A | N/A | N/A | N/A | N/A | N/A | N/A | N/A |  | 0 | 0 | 0 | 0 |  | 0 | 10 | 1 | 1 | 1 | 2 | 1 | 1 | 1 | 2 | 2 | 1 | 1 |  | 0 | 0 | 0
PG&E GBA | Hollister | 115 | Hollister | 2 |  | 0 | 0 | 0 | 0 |  | 0 |  | N/A | N/A | N/A | N/A | N/A | N/A | N/A | N/A |  | 0 | 0 | 0 | 0 |  | 0 | 10 | 1 | 1 | 1 | 2 | 3 | 1 | 1 | 1 | 2 | 1 | 1 |  | 164 | 0 | 164 |  | EGS
PG&E NGBA | Homestake | 115 | Homestake | 2 |  | 0 | 0 | 0 | 0 |  | 0 |  | N/A | N/A | N/A | N/A | N/A | N/A | N/A | N/A |  | 0 | 0 | 0 | 0 |  | 0 | 10 | 1 | 1 | 1 | 2 | 5 | 2 | 1 | 1 | 3 | 2 | 1 |  | 0 | 0 | 0
PG&E NGBA | Honcut | 115 | Honcut | 2 |  | 0 | 0 | 0 | 0 |  | 0 |  | N/A | N/A | N/A | N/A | N/A | N/A | N/A | N/A |  | 0 | 0 | 0 | 0 |  | 0 | 10 | 1 | 1 | 1 | 2 | 2 | 3 | 1 | 1 | 3 | 1 | 1 |  | 0 | 0 | 0
SDGE | Hoodoo Wash | 500 | Hoodoo Wash | 2 | OOS | 0 | 0 | 0 | 0 |  | 0 |  | N/A | N/A | N/A | N/A | N/A | N/A | N/A | N/A |  | 237.5 | 4993 | 0 | 0 |  | 5230.5 | 10 | 5 | N/A | N/A | 2 | N/A | N/A | N/A | N/A | N/A | N/A | N/A |  | 0 | 0 | 0
PG&E NGBA | Hopland | 115 | Hopland | 2 |  | 0 | 0 | 0 | 0 |  | 0 |  | N/A | N/A | N/A | N/A | N/A | N/A | N/A | N/A |  | 0 | 0 | 0 | 0 |  | 0 | 10 | 1 | 1 | 1 | 2 | 5 | 3 | 1 | 1 | 3 | 1 | 1 |  | 0 | 0 | 0
PG&E NGBA | Hopland | 60 | Hopland | 2 |  | 0 | 0 | 0 | 0 |  | 0 |  | N/A | N/A | N/A | N/A | N/A | N/A | N/A | N/A |  | 0 | 0 | 0 | 0 |  | 0 | 10 | 1 | 1 | 1 | 2 | 5 | 3 | 1 | 1 | 3 | 1 | 1 |  | 0 | 0 | 0
PG&E NGBA | Humboldt | 115 | Humboldt | 2 |  | 0 | 0 | 0 | 0 |  | 0 |  | N/A | N/A | N/A | N/A | N/A | N/A | N/A | N/A |  | 0 | 0 | 0 | 0 |  | 0 | 10 | 2 | 1 | 1 | 2 | 1 | 1 | 1 | 2 | 2 | 1 | 1 |  | 0 | 0 | 0
PG&E NGBA | Humboldt | 60 | Humboldt | 2 |  | 0 | 0 | 0 | 0 |  | 0 |  | N/A | N/A | N/A | N/A | N/A | N/A | N/A | N/A |  | 0 | 0 | 0 | 0 |  | 0 | 10 | 2 | 1 | 1 | 2 | 1 | 1 | 1 | 2 | 2 | 1 | 1 |  | 0 | 0 | 0
PG&E NGBA | Humboldt | 500 | Humboldt | 2 |  | 0 | 0 | 0 | 0 |  | 0 |  | N/A | N/A | N/A | N/A | N/A | N/A | N/A | N/A |  | 0 | 457.3 | 0 | 0 |  | 457.3 | 10 | 2 | 1 | 1 | 2 | 1 | 1 | 1 | 2 | 2 | 1 | 1 |  | 0 | 0 | 0
SCE Metro | Huntington Beach | 230 | Huntington Beach | 2 |  | 0 | 0 | 0 | 0 |  | 0 |  | N/A | N/A | N/A | N/A | N/A | N/A | N/A | N/A |  | 0 | 0 | 0 | 0 |  | 0 | 10 | 1 | 1 | 1 | 2 | 1 | 1 | 1 | 5 | 5 | 1 | 1 |  | 0 | 0 | 0
PG&E NGBA | Ignacio | 115 | Ignacio | 2 |  | 0 | 0 | 0 | 0 |  | 0 |  | N/A | N/A | N/A | N/A | N/A | N/A | N/A | N/A |  | 0 | 0 | 0 | 0 |  | 0 | 10 | 1 | 1 | 1 | 2 | 2 | 2 | 1 | 1 | 3 | 1 | 1 |  | 0 | 0 | 0
PG&E NGBA | Ignacio | 230 | Ignacio | 2 |  | 0 | 0 | 0 | 0 |  | 0 |  | N/A | N/A | N/A | N/A | N/A | N/A | N/A | N/A |  | 0 | 0 | 0 | 0 |  | 0 | 10 | 1 | 1 | 1 | 2 | 2 | 2 | 1 | 1 | 3 | 1 | 1 |  | 0 | 0 | 0
PG&E NGBA | Ignacio | 60 | Ignacio | 2 |  | 0 | 0 | 0 | 0 |  | 0 |  | N/A | N/A | N/A | N/A | N/A | N/A | N/A | N/A |  | 0 | 0 | 0 | 0 |  | 0 | 10 | 1 | 1 | 1 | 2 | 2 | 2 | 1 | 1 | 3 | 1 | 1 |  | 0 | 0 | 0
SDGE | Imperial Beach | 69 | Imperial Beach | 2 |  | 0 | 0 | 0 | 0 |  | 0 |  | N/A | N/A | N/A | N/A | N/A | N/A | N/A | N/A |  | 0 | 0 | 0 | 0 |  | 0 | 10 | 1 | 1 | 1 | 2 | 2 | 1 | 2 | 4 | 4 | 1 | 1 |  | 0 | 0 | 0
SDGE | Imperial Valley | 230 | Imperial Valley | 2 |  | 0 | 0 | 0 | 0 |  | 0 |  | N/A | N/A | N/A | N/A | N/A | N/A | N/A | N/A |  | 500 | 107 | 0 | 0 |  | 607 | 5 | 5 | 5 | 4 | 2 | 1 | 2 | 2 | 2 | 2 | 2 | 2 |  | 1000 | 0 | 1000 |  | East Brawley | 1 | 1 | 1 | 1 | 1 | 1 | 1 | 1
SDGE | Imperial Valley | 500 | Imperial Valley | 2 |  | 0 | 0 | 0 | 0 |  | 0 | 30 | 1 | 1 | 1 | 1 | 1 | 1 | 3 | 1 |  | 0 | 0 | 0 | 0 |  | 0 | 10 | 3 | 3 | 2 | 2 | 1 | 1 | 1 | 1 | 1 | 1 | 1 |  | 0 | 0 | 0
EOP | Innovation | 138 | Innovation | 2 | OOS | 0 | 0 | 0 | 0 |  | 0 |  | N/A | N/A | N/A | N/A | N/A | N/A | N/A | N/A |  | 0 | 0 | 0 | 0 |  | 0 | 10 | 1 | N/A | N/A | 2 | N/A | N/A | N/A | N/A | N/A | N/A | N/A |  | 0 | 0 | 0
EOP | Innovation | 230 | Innovation | 2 | OOS | 0 | 0 | 0 | 0 |  | 0 |  | N/A | N/A | N/A | N/A | N/A | N/A | N/A | N/A |  | 0 | 0 | 0 | 0 |  | 0 | 5 | 1 | N/A | N/A | 2 | N/A | N/A | N/A | N/A | N/A | N/A | N/A |  | 0 | 0 | 0
SCE NOL | Inyokern | 115 | Inyokern | 1 |  | 0 | 0 | 0 | 0 |  | 0 |  | N/A | N/A | N/A | N/A | N/A | N/A | N/A | N/A |  | 0 | 31.8 | 0 | 0 |  | 31.8 | 10 | 1 | 3 | 1 | 1 | 1 | 2 | 1 | 1 | 2 | 1 | 1 |  | 116 | 0 | 116 |  | Coso Hot Springs | 1 | 1 | 1 | 1 | 1 | 1 | 4 | 1
EOP | IS Tap | 138 | IS Tap | 2 | OOS | 0 | 0 | 0 | 0 |  | 0 |  | N/A | N/A | N/A | N/A | N/A | N/A | N/A | N/A |  | 0 | 0 | 0 | 0 |  | 0 | 10 | #N/A | N/A | N/A | 2 | N/A | N/A | N/A | N/A | N/A | N/A | N/A |  | 0 | 0 | 0
EOP | Ivanpah | 115 | Ivanpah | 2 | OOS | 0 | 0 | 0 | 0 |  | 0 |  | N/A | N/A | N/A | N/A | N/A | N/A | N/A | N/A |  | 0 | 0 | 0 | 0 |  | 0 | 10 | #N/A | N/A | N/A | 2 | N/A | N/A | N/A | N/A | N/A | N/A | N/A |  | 0 | 0 | 0
EOP | Ivanpah | 230 | Ivanpah | 2 | OOS | 0 | 0 | 0 | 0 |  | 0 |  | N/A | N/A | N/A | N/A | N/A | N/A | N/A | N/A |  | 0 | 0 | 0 | 0 |  | 0 | 10 | #N/A | N/A | N/A | 2 | N/A | N/A | N/A | N/A | N/A | N/A | N/A |  | 0 | 0 | 0
EOP | Jackass (DOE) | 138 | Jackass (DOE) | 2 | OOS | 0 | 0 | 0 | 0 |  | 0 |  | N/A | N/A | N/A | N/A | N/A | N/A | N/A | N/A |  | 0 | 0 | 0 | 0 |  | 0 | 10 | 1 | N/A | N/A | 2 | N/A | N/A | N/A | N/A | N/A | N/A | N/A |  | 0 | 0 | 0
PG&E NGBA | James B Black | 230 | James B Black | 2 |  | 0 | 0 | 0 | 0 |  | 0 |  | N/A | N/A | N/A | N/A | N/A | N/A | N/A | N/A |  | 0 | 0 | 0 | 0 |  | 0 | 10 | 1 | 1 | 1 | 2 | 5 | 1 | 1 | 1 | 1 | 1 | 1 |  | 131 | 0 | 131 |  | EGS
PG&E GBA | Jefferson | 230 | Jefferson | 2 |  | 0 | 0 | 0 | 0 |  | 0 |  | N/A | N/A | N/A | N/A | N/A | N/A | N/A | N/A |  | 0 | 0 | 0 | 0 |  | 0 | 10 | 1 | 1 | 1 | 2 | 1 | 1 | 2 | 2 | 3 | 1 | 1 |  | 0 | 0 | 0
PG&E NGBA | Jessup | 115 | Jessup | 2 |  | 0 | 0 | 0 | 0 |  | 0 |  | N/A | N/A | N/A | N/A | N/A | N/A | N/A | N/A |  | 0 | 0 | 0 | 0 |  | 0 | 10 | 1 | 1 | 1 | 2 | 5 | 2 | 1 | 1 | 3 | 1 | 1 |  | 100 | 0 | 100 |  | EGS
SCE Metro | Johanna | 230 | Johanna | 2 |  | 0 | 0 | 0 | 0 |  | 0 |  | N/A | N/A | N/A | N/A | N/A | N/A | N/A | N/A |  | 0 | 0 | 0 | 0 |  | 0 | 10 | 1 | 1 | 1 | 2 | 1 | 1 | 1 | 3 | 3 | 1 | 1 |  | 0 | 0 | 0
SCE Eastern | Julian Hinds | 230 | Julian Hinds | 2 |  | 0 | 0 | 0 | 0 |  | 0 | 20 | 1 | 1 | 1 | 1 | 1 | 1 | 2 | 1 |  | 0 | 0 | 0 | 0 |  | 0 | 10 | 1 | 1 | 1 | 2 | 1 | 5 | 1 | 1 | 5 | 1 | 1 |  | 0 | 0 | 0
PG&E GBA | Kasson | 115 | Kasson | 1 |  | 0 | 0 | 0 | 0 |  | 0 |  | N/A | N/A | N/A | N/A | N/A | N/A | N/A | N/A |  | 0 | 0 | 0 | 0 |  | 0 | 10 | 1 | 1 | 2 | 1 | 1 | 1 | 1 | 1 | 1 | 1 | 1 |  | 0 | 0 | 0
PG&E GBA | Kasson | 60 | Kasson | 1 |  | 0 | 0 | 0 | 0 |  | 0 |  | N/A | N/A | N/A | N/A | N/A | N/A | N/A | N/A |  | 0 | 0 | 0 | 0 |  | 0 | 10 | 1 | 1 | 2 | 1 | 1 | 1 | 1 | 1 | 1 | 1 | 1 |  | 0 | 0 | 0
PG&E FRESNO | Kearney | 230 | Kearney | 1 |  | 0 | 0 | 0 | 0 |  | 0 |  | N/A | N/A | N/A | N/A | N/A | N/A | N/A | N/A |  | 0 | 0 | 0 | 0 |  | 0 | 10 | 1 | 1 | 2 | 1 | 1 | 1 | 1 | 1 | 1 | 1 | 1 |  | 0 | 0 | 0
PG&E FRESNO | Kearney | 70 | Kearney | 1 |  | 0 | 0 | 0 | 0 |  | 0 |  | N/A | N/A | N/A | N/A | N/A | N/A | N/A | N/A |  | 0 | 0 | 0 | 0 |  | 0 | 10 | 1 | 1 | 2 | 1 | 1 | 1 | 1 | 1 | 1 | 1 | 1 |  | 0 | 0 | 0
PG&E GBA | Kelso | 230 | Kelso | 2 |  | 0 | 0 | 0 | 0 |  | 0 | 10 | 1 | 5 | 3 | 3 | 5 | 5 | 1 | 1 |  | 0 | 0 | 0 | 0 |  | 0 | 10 | 1 | 1 | 1 | 2 | 2 | 2 | 1 | 1 | 2 | 1 | 1 |  | 0 | 0 | 0
PG&E FRESNO | Kerchoff 1 | 115 | Kerchoff 1 | 2 |  | 0 | 0 | 0 | 0 |  | 0 |  | N/A | N/A | N/A | N/A | N/A | N/A | N/A | N/A |  | 0 | 0 | 0 | 0 |  | 0 | 10 | 1 | 1 | 1 | 2 | 5 | 2 | 1 | 1 | 3 | 1 | 1 |  | 0 | 0 | 0
PG&E KERN | Kern Oil | 115 | Kern Oil | 1 |  | 0 | 0 | 0 | 0 |  | 0 |  | N/A | N/A | N/A | N/A | N/A | N/A | N/A | N/A |  | 0 | 100 | 0 | 0 |  | 100 | 10 | 1 | 1 | 1 | 1 | 2 | 2 | 1 | 1 | 2 | 1 | 1 |  | 0 | 0 | 0
PG&E KERN | Kern PP | 115 | Kern PP | 1 |  | 0 | 0 | 0 | 0 |  | 0 |  | N/A | N/A | N/A | N/A | N/A | N/A | N/A | N/A |  | 0 | 50 | 0 | 0 |  | 50 | 10 | 1 | 2 | 1 | 1 | 1 | 1 | 1 | 1 | 1 | 1 | 1 |  | 0 | 0 | 0
PG&E KERN | Kern PP | 230 | Kern PP | 1 |  | 0 | 0 | 0 | 0 |  | 0 |  | N/A | N/A | N/A | N/A | N/A | N/A | N/A | N/A |  | 0 | 0 | 0 | 0 |  | 0 | 10 | 1 | 2 | 1 | 1 | 1 | 1 | 1 | 1 | 1 | 1 | 1 |  | 0 | 0 | 0
PG&E KERN | Kern PP | 70 | Kern PP | 1 |  | 0 | 0 | 0 | 0 |  | 0 |  | N/A | N/A | N/A | N/A | N/A | N/A | N/A | N/A |  | 0 | 0 | 0 | 0 |  | 0 | 10 | 1 | 2 | 1 | 1 | 1 | 1 | 1 | 1 | 1 | 1 | 1 |  | 0 | 0 | 0
PG&E KERN | Kernridge | 115 | Kernridge | 1 |  | 0 | 0 | 0 | 0 |  | 0 |  | N/A | N/A | N/A | N/A | N/A | N/A | N/A | N/A |  | 0 | 0 | 0 | 0 |  | 0 | 10 | 1 | 1 | 1 | 1 | 1 | 2 | 1 | 1 | 3 | 1 | 1 |  | 0 | 0 | 0
PG&E FRESNO | Kingsburg | 115 | Kingsburg | 1 |  | 0 | 0 | 0 | 0 |  | 0 |  | N/A | N/A | N/A | N/A | N/A | N/A | N/A | N/A |  | 0 | 0 | 0 | 0 |  | 0 | 10 | 1 | 1 | 2 | 1 | 1 | 1 | 1 | 1 | 1 | 1 | 1 |  | 0 | 0 | 0
PG&E GBA | Kirker | 115 | Kirker | 2 |  | 0 | 0 | 0 | 0 |  | 0 |  | N/A | N/A | N/A | N/A | N/A | N/A | N/A | N/A |  | 0 | 0 | 0 | 0 |  | 0 | 10 | 1 | 1 | 1 | 2 | 3 | 1 | 1 | 1 | 2 | 1 | 1 |  | 0 | 0 | 0
PG&E NGBA | Knights Landing | 115 | Knights Landing | 2 |  | 0 | 0 | 0 | 0 |  | 0 |  | N/A | N/A | N/A | N/A | N/A | N/A | N/A | N/A |  | 0 | 0 | 0 | 0 |  | 0 | 10 | 1 | 1 | 2 | 2 | 1 | 1 | 1 | 2 | 3 | 1 | 1 |  | 0 | 0 | 0
PG&E NGBA | Konocti | 60 | Konocti | 2 |  | 0 | 0 | 0 | 0 |  | 0 |  | N/A | N/A | N/A | N/A | N/A | N/A | N/A | N/A |  | 0 | 0 | 0 | 0 |  | 0 | 10 | 1 | 1 | 1 | 2 | 5 | 1 | 1 | 2 | 3 | 1 | 1 |  | 0 | 0 | 0
SCE NOL | Kramer | 115 | Kramer | 2 |  | 0 | 0 | 0 | 0 |  | 0 |  | N/A | N/A | N/A | N/A | N/A | N/A | N/A | N/A |  | 0 | 4 | 0 | 0 |  | 4 | 10 | 4 | 3 | 1 | 2 | 1 | 4 | 1 | 1 | 5 | 1 | 1 |  | 0 | 0 | 0
SCE NOL | Kramer | 230 | Kramer | 2 |  | 0 | 0 | 0 | 0 |  | 0 |  | N/A | N/A | N/A | N/A | N/A | N/A | N/A | N/A |  | 70 | 200 | 0 | 0 |  | 270 | 10 | 4 | 3 | 1 | 2 | 1 | 4 | 1 | 1 | 5 | 1 | 1 |  | 0 | 0 | 0
SCE Metro | La Cienega | 230 | La Cienega | 2 |  | 0 | 0 | 0 | 0 |  | 0 |  | N/A | N/A | N/A | N/A | N/A | N/A | N/A | N/A |  | 0 | 0 | 0 | 0 |  | 0 | 10 | 1 | 1 | 1 | 2 | 5 | 1 | 1 | 1 | 1 | 1 | 1 |  | 0 | 0 | 0
SCE Metro | La Fresa | 230 | La Fresa | 2 |  | 0 | 0 | 0 | 0 |  | 0 |  | N/A | N/A | N/A | N/A | N/A | N/A | N/A | N/A |  | 0 | 0 | 0 | 0 |  | 0 | 10 | 1 | 1 | 1 | 2 | 1 | 1 | 1 | 3 | 3 | 1 | 1 |  | 0 | 0 | 0
SCE Metro | Laguna Bell | 230 | Laguna Bell | 2 |  | 0 | 0 | 0 | 0 |  | 0 |  | N/A | N/A | N/A | N/A | N/A | N/A | N/A | N/A |  | 0 | 0 | 0 | 0 |  | 0 | 10 | 1 | 1 | 1 | 2 | 1 | 1 | 1 | 1 | 1 | 1 | 1 |  | 0 | 0 | 0
PG&E KERN | Lakeview | 70 | Lakeview | 1 |  | 0 | 0 | 0 | 0 |  | 0 |  | N/A | N/A | N/A | N/A | N/A | N/A | N/A | N/A |  | 0 | 0 | 0 | 0 |  | 0 | 10 | 1 | 1 | 2 | 1 | 1 | 1 | 1 | 1 | 1 | 1 | 1 |  | 0 | 0 | 0
PG&E NGBA | Lakeville | 230 | Lakeville | 2 |  | 0 | 0 | 0 | 0 |  | 0 |  | N/A | N/A | N/A | N/A | N/A | N/A | N/A | N/A |  | 0 | 0 | 0 | 0 |  | 0 | 10 | 1 | 1 | 1 | 2 | 3 | 3 | 1 | 2 | 3 | 1 | 1 |  | 0 | 0 | 0
PG&E NGBA | Lakeville | 60 | Lakeville | 2 |  | 0 | 0 | 0 | 0 |  | 0 |  | N/A | N/A | N/A | N/A | N/A | N/A | N/A | N/A |  | 0 | 0 | 0 | 0 |  | 0 | 10 | 1 | 1 | 1 | 2 | 3 | 3 | 1 | 2 | 3 | 1 | 1 |  | 0 | 0 | 0
PG&E NGBA | Lakeville | 115 | Lakeville | 2 |  | 0 | 0 | 0 | 0 |  | 0 |  | N/A | N/A | N/A | N/A | N/A | N/A | N/A | N/A |  | 0 | 0 | 0 | 0 |  | 0 | 10 | 1 | 1 | 1 | 2 | 3 | 3 | 1 | 2 | 3 | 1 | 1 |  | 20 | 0 | 20 |  | Boyes HS | 2 | 1 | 2 | 4 | 5 | 5 | 2 | 4
PG&E GBA | Lakewood | 115 | Lakewood | 2 |  | 0 | 0 | 0 | 0 |  | 0 |  | N/A | N/A | N/A | N/A | N/A | N/A | N/A | N/A |  | 0 | 0 | 0 | 0 |  | 0 | 10 | 1 | 1 | 1 | 2 | 5 | 2 | 2 | 3 | 4 | 1 | 1 |  | 0 | 0 | 0
PG&E NGBA | Lambie | 230 | Lambie | 2 |  | 0 | 0 | 0 | 0 |  | 0 |  | N/A | N/A | N/A | N/A | N/A | N/A | N/A | N/A |  | 0 | 0 | 0 | 0 |  | 0 | 10 | 1 | 1 | 1 | 2 | 3 | 1 | 1 | 1 | 2 | 1 | 1 |  | 0 | 0 | 0
PG&E GBA | Lammers | 115 | Lammers | 1 |  | 0 | 0 | 0 | 0 |  | 0 |  | N/A | N/A | N/A | N/A | N/A | N/A | N/A | N/A |  | 0 | 0 | 0 | 0 |  | 0 | 10 | 1 | 1 | 1 | 1 | 3 | 2 | 1 | 1 | 2 | 1 | 1 |  | 0 | 0 | 0
PG&E KERN | Lamont | 115 | Lamont | 1 |  | 0 | 0 | 0 | 0 |  | 0 |  | N/A | N/A | N/A | N/A | N/A | N/A | N/A | N/A |  | 100 | 31.2 | 0 | 0 |  | 131.2 | 10 | 1 | 1 | 2 | 1 | 1 | 1 | 1 | 1 | 1 | 1 | 1 |  | 0 | 0 | 0
PG&E FRESNO | Las Aguilas | 230 | Las Aguilas | 2 |  | 0 | 0 | 0 | 0 |  | 0 |  | N/A | N/A | N/A | N/A | N/A | N/A | N/A | N/A |  | 0 | 0 | 0 | 0 |  | 0 | 10 | 1 | 1 | 1 | 2 | 5 | 3 | 1 | 1 | 3 | 3 | 1 |  | 0 | 0 | 0
EOP | Lathrop | 138 | Lathrop | 2 | OOS | 0 | 0 | 0 | 0 |  | 0 | 20 | 3 | N/A | N/A | N/A | N/A | N/A | N/A | N/A |  | 0 | 0 | 0 | 0 |  | 0 | 10 | 1 | N/A | N/A | 2 | N/A | N/A | N/A | N/A | N/A | N/A | N/A |  | 0 | 0 | 0
This tab shows by substation the land-use and environmental criteria for the mapped solar, wind, and geothermal resources for the 2036 portfolio. The MWs mapped, the adjustments for baseline resources, online resources, and likely repower projects, the needed distance from substation for analysis, and the resulting criteria flags for the land-use and environmental impacts criteria are shown by substation and renewable resource type. The mapping info and results are shown for onshore wind in columns F through T, solar in columns V through AM, and geothermal in columns AO through BA. | SDGE | PG&E NGBA | SCE NOL | PG&E KERN | PG&E NGBA | PG&E NGBA | PG&E GBA | PG&E GBA | SDGE | PG&E GBA | PG&E KERN | PG&E GBA | Alberhill | Buena Vista | Contra Costa | East Nicolaus | Glenn | Inyokern | Logan Creek | Miguel | Norco | Pisgah | San Leandro U | Sunrise | Victor | 230 | 230 | 230 | 115 | 115 | 115 | 230 | 230 | 115 | 115 | 115 | 115 | 230 | Artesian | Cannon | Cortina | El Nido (SCE) | Grizzly | Kelso | Madison | Monserate | Ocotillo Express | Q1806 | Santa Rosa A | Tassajara | Walnut | 2 | 2
PG&E FRESNO | Le Grand | 115 | Le Grand | 1 |  | 0 | 0 | 0 | 0 |  | 0 |  | N/A | N/A | N/A | N/A | N/A | N/A | N/A | N/A |  | 0 | 0 | 0 | 0 |  | 0 | 10 | 1 | 1 | 1 | 1 | 2 | 1 | 1 | 1 | 2 | 1 | 1 |  | 0 | 0 | 0
PG&E FRESNO | Lemoore | 70 | Lemoore | 1 |  | 0 | 0 | 0 | 0 |  | 0 |  | N/A | N/A | N/A | N/A | N/A | N/A | N/A | N/A |  | 0 | 0 | 0 | 0 |  | 0 | 10 | 1 | 1 | 1 | 1 | 1 | 1 | 1 | 1 | 1 | 1 | 1 |  | 0 | 0 | 0
PG&E KERN | Lerdo | 115 | Lerdo | 1 |  | 0 | 0 | 0 | 0 |  | 0 |  | N/A | N/A | N/A | N/A | N/A | N/A | N/A | N/A |  | 0 | 0 | 0 | 0 |  | 0 | 10 | 1 | 1 | 2 | 1 | 2 | 1 | 1 | 1 | 1 | 1 | 1 |  | 0 | 0 | 0
SCE Metro | Lewis | 230 | Lewis | 2 |  | 0 | 0 | 0 | 0 |  | 0 |  | N/A | N/A | N/A | N/A | N/A | N/A | N/A | N/A |  | 0 | 0 | 0 | 0 |  | 0 | 10 | 1 | 1 | 1 | 2 | 2 | 1 | 1 | 1 | 1 | 1 | 1 |  | 0 | 0 | 0
SCE Metro | Lighthipe | 230 | Lighthipe | 2 |  | 0 | 0 | 0 | 0 |  | 0 |  | N/A | N/A | N/A | N/A | N/A | N/A | N/A | N/A |  | 0 | 0 | 0 | 0 |  | 0 | 10 | 1 | 1 | 1 | 2 | 1 | 1 | 1 | 1 | 1 | 1 | 1 |  | 0 | 0 | 0
SDGE | Lilac | 69 | Lilac | 2 |  | 0 | 0 | 0 | 0 |  | 0 |  | N/A | N/A | N/A | N/A | N/A | N/A | N/A | N/A |  | 0 | 0 | 0 | 0 |  | 0 | 10 | 1 | 1 | 1 | 2 | 5 | 1 | 1 | 1 | 2 | 1 | 1 |  | 0 | 0 | 0
PG&E NGBA | Lincoln | 115 | Lincoln | 2 |  | 0 | 0 | 0 | 0 |  | 0 |  | N/A | N/A | N/A | N/A | N/A | N/A | N/A | N/A |  | 0 | 0 | 0 | 0 |  | 0 | 10 | 1 | 1 | 1 | 2 | 3 | 2 | 1 | 1 | 2 | 1 | 1 |  | 0 | 0 | 0
PG&E KERN | Live Oak | 115 | Live Oak | 1 |  | 0 | 0 | 0 | 0 |  | 0 |  | N/A | N/A | N/A | N/A | N/A | N/A | N/A | N/A |  | 100 | 0 | 0 | 0 |  | 100 | 10 | 1 | 2 | 1 | 1 | 1 | 1 | 1 | 1 | 1 | 1 | 1 |  | 0 | 0 | 0
PG&E GBA | Llagas | 115 | Llagas | 2 |  | 0 | 0 | 0 | 0 |  | 0 |  | N/A | N/A | N/A | N/A | N/A | N/A | N/A | N/A |  | 0 | 0 | 0 | 0 |  | 0 | 10 | 1 | 1 | 1 | 2 | 3 | 2 | 1 | 1 | 2 | 1 | 1 |  | 0 | 0 | 0
PG&E GBA | Lockeford | 115 | Lockeford | 1 |  | 0 | 0 | 0 | 0 |  | 0 |  | N/A | N/A | N/A | N/A | N/A | N/A | N/A | N/A |  | 0 | 0 | 0 | 0 |  | 0 | 10 | 1 | 2 | 1 | 1 | 1 | 1 | 1 | 1 | 1 | 1 | 1 |  | 0 | 0 | 0
PG&E GBA | Lockeford | 230 | Lockeford | 1 |  | 0 | 0 | 0 | 0 |  | 0 |  | N/A | N/A | N/A | N/A | N/A | N/A | N/A | N/A |  | 0 | 200 | 0 | 0 |  | 200 | 10 | 1 | 2 | 1 | 1 | 1 | 1 | 1 | 1 | 1 | 1 | 1 |  | 0 | 0 | 0
PG&E GBA | Lockeford | 60 | Lockeford | 1 |  | 0 | 0 | 0 | 0 |  | 0 |  | N/A | N/A | N/A | N/A | N/A | N/A | N/A | N/A |  | 0 | 0 | 0 | 0 |  | 0 | 10 | 1 | 2 | 1 | 1 | 1 | 1 | 1 | 1 | 1 | 1 | 1 |  | 0 | 0 | 0
PG&E GBA | Lodi | 230 | Lodi | 1 |  | 0 | 0 | 0 | 0 |  | 0 |  | N/A | N/A | N/A | N/A | N/A | N/A | N/A | N/A |  | 0 | 0 | 0 | 0 |  | 0 | 10 | 1 | 1 | 2 | 1 | 1 | 1 | 1 | 1 | 1 | 1 | 1 |  | 0 | 0 | 0
PG&E NGBA | Logan Creek | 230 | Logan Creek | 2 |  | 0 | 0 | 0 | 0 |  | 0 |  | N/A | N/A | N/A | N/A | N/A | N/A | N/A | N/A |  | 0 | 0 | 0 | 0 |  | 0 | 10 | 1 | 1 | 1 | 2 | 2 | 1 | 1 | 1 | 1 | 1 | 1 |  | 0 | 0 | 0
PG&E GBA | Lone Tree | 230 | Lone Tree | 2 |  | 0 | 0 | 0 | 0 |  | 0 |  | N/A | N/A | N/A | N/A | N/A | N/A | N/A | N/A |  | 0 | 0 | 0 | 0 |  | 0 | 10 | 1 | 1 | 1 | 2 | 3 | 1 | 2 | 2 | 2 | 1 | 1 |  | 0 | 0 | 0
This tab shows by substation the land-use and environmental criteria for the mapped solar, wind, and geothermal resources for the 2036 portfolio. The MWs mapped, the adjustments for baseline resources, online resources, and likely repower projects, the needed distance from substation for analysis, and the resulting criteria flags for the land-use and environmental impacts criteria are shown by substation and renewable resource type. The mapping info and results are shown for onshore wind in columns F through T, solar in columns V through AM, and geothermal in columns AO through BA.
PG&E FRESNO | Los Banos | 500 | Los Banos | 1 |  | 0 | 0 | 0 | 0 |  | 0 |  | N/A | N/A | N/A | N/A | N/A | N/A | N/A | N/A |  | 100 | 0 | 0 | 0 |  | 100 | 10 | 1 | 1 | 1 | 1 | 3 | 2 | 1 | 1 | 2 | 1 | 1 |  | 0 | 0 | 0
SDGE | Los Coches | 138 | Los Coches | 2 |  | 0 | 0 | 0 | 0 |  | 0 |  | N/A | N/A | N/A | N/A | N/A | N/A | N/A | N/A |  | 0 | 0 | 0 | 0 |  | 0 | 10 | 1 | 1 | 1 | 2 | 5 | 2 | 1 | 2 | 3 | 1 | 1 |  | 0 | 0 | 0
SDGE | Los Coches | 69 | Los Coches | 2 |  | 0 | 0 | 0 | 0 |  | 0 |  | N/A | N/A | N/A | N/A | N/A | N/A | N/A | N/A |  | 0 | 0 | 0 | 0 |  | 0 | 10 | 1 | 1 | 1 | 2 | 5 | 2 | 1 | 2 | 3 | 1 | 1 |  | 0 | 0 | 0
PG&E GBA | Los Esteros | 115 | Los Esteros | 2 |  | 0 | 0 | 0 | 0 |  | 0 |  | N/A | N/A | N/A | N/A | N/A | N/A | N/A | N/A |  | 0 | 0 | 0 | 0 |  | 0 | 10 | 1 | 1 | 1 | 2 | 5 | 1 | 1 | 1 | 2 | 2 | 1 |  | 0 | 0 | 0
PG&E GBA | Los Esteros | 230 | Los Esteros | 2 |  | 0 | 0 | 0 | 0 |  | 0 |  | N/A | N/A | N/A | N/A | N/A | N/A | N/A | N/A |  | 0 | 0 | 0 | 0 |  | 0 | 10 | 1 | 1 | 1 | 2 | 5 | 1 | 1 | 1 | 2 | 2 | 1 |  | 0 | 0 | 0
PG&E GBA | Los Positas | 230 | Los Positas | 2 |  | 0 | 0 | 0 | 0 |  | 0 |  | N/A | N/A | N/A | N/A | N/A | N/A | N/A | N/A |  | 0 | 0 | 0 | 0 |  | 0 | 10 | 1 | 1 | 1 | 2 | 5 | 2 | 2 | 3 | 3 | 1 | 1 |  | 0 | 0 | 0
PG&E GBA | Los Positas | 60 | Los Positas | 2 |  | 0 | 0 | 0 | 0 |  | 0 |  | N/A | N/A | N/A | N/A | N/A | N/A | N/A | N/A |  | 0 | 0 | 0 | 0 |  | 0 | 10 | 1 | 1 | 1 | 2 | 5 | 2 | 2 | 3 | 3 | 1 | 1 |  | 0 | 0 | 0
SDGE | Loveland | 69 | Loveland | 2 |  | 0 | 0 | 0 | 0 |  | 0 |  | N/A | N/A | N/A | N/A | N/A | N/A | N/A | N/A |  | 0 | 0 | 0 | 0 |  | 0 | 10 | 1 | 1 | 1 | 2 | 5 | 1 | 1 | 2 | 3 | 1 | 1 |  | 0 | 0 | 0
SCE NOL | Lugo | 230 | Lugo | 2 |  | 0 | 0 | 0 | 0 |  | 0 |  | N/A | N/A | N/A | N/A | N/A | N/A | N/A | N/A |  | 165 | 0 | 0 | 0 |  | 165 | 10 | 2 | 1 | 1 | 2 | 3 | 1 | 3 | 2 | 3 | 1 | 1 |  | 0 | 0 | 0
SCE Metro | Lugo | 500 | Lugo | 2 |  | 0 | 0 | 0 | 0 |  | 0 | 20 | 1 | 3 | 2 | 1 | 1 | 3 | 1 | 1 |  | 0 | 0 | 0 | 0 |  | 0 | 10 | 2 | 1 | 1 | 2 | 3 | 1 | 3 | 2 | 3 | 1 | 1 |  | 203 | 0 | 203 |  | OOS | N/A | N/A | N/A | N/A | N/A | N/A | N/A | N/A
PG&E FRESNO | Madera | 70 | Madera | 1 |  | 0 | 0 | 0 | 0 |  | 0 |  | N/A | N/A | N/A | N/A | N/A | N/A | N/A | N/A |  | 0 | 0 | 0 | 0 |  | 0 | 10 | 1 | 1 | 2 | 1 | 2 | 1 | 1 | 1 | 1 | 1 | 1 |  | 0 | 0 | 0
PG&E NGBA | Madison | 115 | Madison | 2 |  | 0 | 0 | 0 | 0 |  | 0 | 20 | 1 | 5 | 3 | 1 | 1 | 3 | 3 | 1 |  | 0 | 13 | 0 | 0 |  | 13 | 5 | 1 | 1 | 2 | 2 | 1 | 3 | 1 | 1 | 3 | 1 | 1 |  | 0 | 0 | 0
PG&E KERN | Magunden | 115 | Magunden | 1 |  | 0 | 0 | 0 | 0 |  | 0 |  | N/A | N/A | N/A | N/A | N/A | N/A | N/A | N/A |  | 100 | 0 | 0 | 0 |  | 100 | 10 | 1 | 2 | 1 | 1 | 2 | 1 | 1 | 1 | 2 | 1 | 1 |  | 0 | 0 | 0
SCE Northern | Magunden | 230 | Magunden | 1 |  | 0 | 0 | 0 | 0 |  | 0 |  | N/A | N/A | N/A | N/A | N/A | N/A | N/A | N/A |  | 100 | 0 | 0 | 0 |  | 100 | 10 | 1 | 2 | 1 | 1 | 2 | 1 | 1 | 1 | 2 | 1 | 1 |  | 0 | 0 | 0
PG&E FRESNO | Malaga | 115 | Malaga | 1 |  | 0 | 0 | 0 | 0 |  | 0 |  | N/A | N/A | N/A | N/A | N/A | N/A | N/A | N/A |  | 0 | 0 | 0 | 0 |  | 0 | 10 | 1 | 1 | 2 | 1 | 1 | 1 | 1 | 1 | 1 | 1 | 1 |  | 0 | 0 | 0
PG&E NGBA | Malin | 500 | Malin | 2 |  | 0 | 0 | 0 | 0 |  | 0 |  | N/A | N/A | N/A | N/A | N/A | N/A | N/A | N/A |  | 0 | 0 | 0 | 0 |  | 0 | 10 | 1 | 1 | 1 | 2 | 1 | 2 | 1 | 1 | 2 | 1 | 1 |  | 2133.8 | 0 | 2133.8 |  | Glass Mountain | 1 | 1 | 3 | 1 | 1 | 3 | 5 | 1
SCE Northern | Mandalay | 230 | Mandalay | 1 |  | 0 | 0 | 0 | 0 |  | 0 |  | N/A | N/A | N/A | N/A | N/A | N/A | N/A | N/A |  | 0 | 0 | 0 | 0 |  | 0 | 10 | 1 | 1 | 1 | 1 | 1 | 1 | 1 | 1 | 1 | 1 | 1 |  | 0 | 0 | 0
PG&E FRESNO | Manning | 230 | Manning | 1 |  | 0 | 0 | 0 | 0 |  | 0 |  | N/A | N/A | N/A | N/A | N/A | N/A | N/A | N/A |  | 100 | 0 | 0 | 0 |  | 100 | 10 | 2 | 1 | 2 | 1 | 1 | 1 | 1 | 1 | 1 | 1 | 1 |  | 0 | 0 | 0
PG&E FRESNO | Manning | 500 | Manning | 1 |  | 0 | 0 | 0 | 0 |  | 0 |  | N/A | N/A | N/A | N/A | N/A | N/A | N/A | N/A |  | 0 | 278.6 | 0 | 0 |  | 278.6 | 10 | 2 | 1 | 2 | 1 | 1 | 1 | 1 | 1 | 1 | 1 | 1 |  | 0 | 0 | 0
PG&E GBA | Manteca | 115 | Manteca | 1 |  | 0 | 0 | 0 | 0 |  | 0 |  | N/A | N/A | N/A | N/A | N/A | N/A | N/A | N/A |  | 0 | 0 | 0 | 0 |  | 0 | 10 | 1 | 1 | 2 | 1 | 1 | 1 | 1 | 1 | 1 | 1 | 1 |  | 0 | 0 | 0
SDGE | Margarita | 138 | Margarita | 2 |  | 0 | 0 | 0 | 0 |  | 0 |  | N/A | N/A | N/A | N/A | N/A | N/A | N/A | N/A |  | 0 | 0 | 0 | 0 |  | 0 | 10 | 1 | 1 | 1 | 2 | 5 | 1 | 2 | 2 | 3 | 2 | 1 |  | 0 | 0 | 0
PG&E GBA | Martin | 230 | Martin | 2 |  | 0 | 0 | 0 | 0 |  | 0 |  | N/A | N/A | N/A | N/A | N/A | N/A | N/A | N/A |  | 0 | 0 | 0 | 0 |  | 0 | 10 | 1 | 1 | 1 | 2 | 1 | 1 | 1 | 1 | 1 | 1 | 1 |  | 0 | 0 | 0
PG&E GBA | Martin | 115 | Martin | 2 |  | 0 | 0 | 0 | 0 |  | 0 |  | N/A | N/A | N/A | N/A | N/A | N/A | N/A | N/A |  | 0 | 0 | 0 | 0 |  | 0 | 10 | 1 | 1 | 1 | 2 | 1 | 1 | 1 | 1 | 1 | 1 | 1 |  | 0 | 0 | 0
PG&E GBA | Martinez | 115 | Martinez | 2 |  | 0 | 0 | 0 | 0 |  | 0 |  | N/A | N/A | N/A | N/A | N/A | N/A | N/A | N/A |  | 0 | 0 | 0 | 0 |  | 0 | 10 | 1 | 1 | 1 | 2 | 2 | 1 | 1 | 2 | 3 | 1 | 1 |  | 0 | 0 | 0
PG&E FRESNO | Mc Mullin | 230 | Mc Mullin | 1 |  | 0 | 0 | 0 | 0 |  | 0 |  | N/A | N/A | N/A | N/A | N/A | N/A | N/A | N/A |  | 0 | 0 | 0 | 0 |  | 0 | 10 | 1 | 1 | 1 | 1 | 1 | 1 | 1 | 1 | 1 | 1 | 1 |  | 0 | 0 | 0
PG&E FRESNO | McCall | 115 | McCall | 1 |  | 0 | 0 | 0 | 0 |  | 0 |  | N/A | N/A | N/A | N/A | N/A | N/A | N/A | N/A |  | 0 | 0 | 0 | 0 |  | 0 | 10 | 1 | 1 | 2 | 1 | 1 | 1 | 1 | 1 | 1 | 1 | 1 |  | 0 | 0 | 0
PG&E FRESNO | McCall | 230 | McCall | 1 |  | 0 | 0 | 0 | 0 |  | 0 |  | N/A | N/A | N/A | N/A | N/A | N/A | N/A | N/A |  | 0 | 0 | 0 | 0 |  | 0 | 10 | 1 | 1 | 2 | 1 | 1 | 1 | 1 | 1 | 1 | 1 | 1 |  | 0 | 0 | 0
PG&E GBA | Meadow Lane | 115 | Meadow Lane | 2 |  | 0 | 0 | 0 | 0 |  | 0 |  | N/A | N/A | N/A | N/A | N/A | N/A | N/A | N/A |  | 0 | 0 | 0 | 0 |  | 0 | 10 | 1 | 1 | 1 | 2 | 3 | 1 | 2 | 2 | 3 | 1 | 1 |  | 0 | 0 | 0
PG&E GBA | Melones | 115 | Melones | 2 |  | 0 | 0 | 0 | 0 |  | 0 |  | N/A | N/A | N/A | N/A | N/A | N/A | N/A | N/A |  | 0 | 0 | 0 | 0 |  | 0 | 10 | 1 | 1 | 1 | 2 | 5 | 2 | 1 | 2 | 3 | 2 | 1 |  | 0 | 0 | 0
PG&E GBA | Melones | 230 | Melones | 2 |  | 0 | 0 | 0 | 0 |  | 0 |  | N/A | N/A | N/A | N/A | N/A | N/A | N/A | N/A |  | 0 | 0 | 0 | 0 |  | 0 | 10 | 1 | 1 | 1 | 2 | 5 | 2 | 1 | 2 | 3 | 2 | 1 |  | 0 | 0 | 0
SDGE | Melrose | 69 | Melrose | 2 |  | 0 | 0 | 0 | 0 |  | 0 |  | N/A | N/A | N/A | N/A | N/A | N/A | N/A | N/A |  | 0 | 0 | 0 | 0 |  | 0 | 10 | 1 | 1 | 1 | 2 | 2 | 3 | 1 | 2 | 3 | 1 | 1 |  | 0 | 0 | 0
PG&E NGBA | Mendocino | 115 | Mendocino | 2 |  | 0 | 0 | 0 | 0 |  | 0 |  | N/A | N/A | N/A | N/A | N/A | N/A | N/A | N/A |  | 0 | 0 | 0 | 0 |  | 0 | 10 | 1 | 1 | 1 | 2 | 3 | 1 | 1 | 1 | 2 | 1 | 1 |  | 0 | 0 | 0
PG&E NGBA | Mendocino | 60 | Mendocino | 2 |  | 0 | 0 | 0 | 0 |  | 0 |  | N/A | N/A | N/A | N/A | N/A | N/A | N/A | N/A |  | 0 | 0 | 0 | 0 |  | 0 | 10 | 1 | 1 | 1 | 2 | 3 | 1 | 1 | 1 | 2 | 1 | 1 |  | 0 | 0 | 0
PG&E FRESNO | Mendota | 115 | Mendota | 1 |  | 0 | 0 | 0 | 0 |  | 0 |  | N/A | N/A | N/A | N/A | N/A | N/A | N/A | N/A |  | 0 | 0 | 0 | 0 |  | 0 | 10 | 1 | 1 | 1 | 1 | 1 | 1 | 1 | 1 | 1 | 1 | 1 |  | 0 | 0 | 0
PG&E GBA | Menlo | 60 | Menlo | 2 |  | 0 | 0 | 0 | 0 |  | 0 |  | N/A | N/A | N/A | N/A | N/A | N/A | N/A | N/A |  | 0 | 0 | 0 | 0 |  | 0 | 10 | 1 | 1 | 1 | 2 | 1 | 3 | 2 | 3 | 5 | 1 | 1 |  | 0 | 0 | 0
PG&E FRESNO | Merced | 115 | Merced | 1 |  | 0 | 0 | 0 | 0 |  | 0 |  | N/A | N/A | N/A | N/A | N/A | N/A | N/A | N/A |  | 0 | 0 | 0 | 0 |  | 0 | 10 | 1 | 1 | 1 | 1 | 1 | 2 | 1 | 1 | 3 | 1 | 1 |  | 0 | 0 | 0
EOP | Mercury | 138 | Mercury | 2 |  | 0 | 0 | 0 | 0 |  | 0 |  | N/A | N/A | N/A | N/A | N/A | N/A | N/A | N/A |  | 0 | 0 | 0 | 0 |  | 0 | 10 | 1 | 1 | 1 | 2 | 1 | 1 | 1 | 1 | 1 | 1 | 1 |  | 0 | 0 | 0
PG&E FRESNO | Mercy Springs | 70 | Mercy Springs | 1 |  | 0 | 0 | 0 | 0 |  | 0 |  | N/A | N/A | N/A | N/A | N/A | N/A | N/A | N/A |  | 0 | 75 | 0 | 0 |  | 75 | 5 | 1 | 1 | 1 | 1 | 2 | 2 | 1 | 1 | 2 | 1 | 1 |  | 0 | 0 | 0
PG&E NGBA | Meridian | 60 | Meridian | 2 |  | 0 | 0 | 0 | 0 |  | 0 |  | N/A | N/A | N/A | N/A | N/A | N/A | N/A | N/A |  | 0 | 0 | 0 | 0 |  | 0 | 10 | 1 | 1 | 2 | 2 | 1 | 1 | 1 | 2 | 3 | 1 | 1 |  | 0 | 0 | 0
PG&E KERN | Mesa (PGE) | 115 | Mesa (PGE) | 2 |  | 0 | 0 | 0 | 0 |  | 0 |  | N/A | N/A | N/A | N/A | N/A | N/A | N/A | N/A |  | 0 | 0 | 0 | 0 |  | 0 | 10 | 1 | 1 | 1 | 2 | 2 | 1 | 1 | 1 | 1 | 1 | 1 |  | 0 | 0 | 0
PG&E KERN | Mesa (PGE) | 230 | Mesa (PGE) | 2 |  | 0 | 0 | 0 | 0 |  | 0 |  | N/A | N/A | N/A | N/A | N/A | N/A | N/A | N/A |  | 0 | 0 | 0 | 0 |  | 0 | 10 | 1 | 1 | 1 | 2 | 2 | 1 | 1 | 1 | 1 | 1 | 1 |  | 0 | 0 | 0
SCE Metro | Mesa (SCE) | 230 | Mesa (SCE) | 2 |  | 0 | 0 | 0 | 0 |  | 0 |  | N/A | N/A | N/A | N/A | N/A | N/A | N/A | N/A |  | 0 | 0 | 0 | 0 |  | 0 | 10 | 1 | 1 | 1 | 2 | 1 | 1 | 1 | 1 | 1 | 1 | 1 |  | 0 | 0 | 0
SCE Metro | Mesa (SCE) | 500 | Mesa (SCE) | 2 |  | 0 | 0 | 0 | 0 |  | 0 |  | N/A | N/A | N/A | N/A | N/A | N/A | N/A | N/A |  | 0 | 0 | 0 | 0 |  | 0 | 10 | 1 | 1 | 1 | 2 | 1 | 1 | 1 | 1 | 1 | 1 | 1 |  | 0 | 0 | 0
SDGE | Mesa Heights | 69 | Mesa Heights | 2 |  | 0 | 0 | 0 | 0 |  | 0 |  | N/A | N/A | N/A | N/A | N/A | N/A | N/A | N/A |  | 0 | 0 | 0 | 0 |  | 0 | 10 | 1 | 1 | 1 | 2 | 1 | 1 | 1 | 2 | 3 | 1 | 1 |  | 0 | 0 | 0
PG&E GBA | Metcalf | 115 | Metcalf | 2 |  | 0 | 0 | 0 | 0 |  | 0 |  | N/A | N/A | N/A | N/A | N/A | N/A | N/A | N/A |  | 0 | 0 | 0 | 0 |  | 0 | 10 | 1 | 1 | 1 | 2 | 5 | 3 | 1 | 1 | 3 | 2 | 1 |  | 0 | 0 | 0
PG&E GBA | Metcalf | 230 | Metcalf | 2 |  | 0 | 0 | 0 | 0 |  | 0 |  | N/A | N/A | N/A | N/A | N/A | N/A | N/A | N/A |  | 0 | 0 | 0 | 0 |  | 0 | 10 | 1 | 1 | 1 | 2 | 5 | 3 | 1 | 1 | 3 | 2 | 1 |  | 0 | 0 | 0
PG&E GBA | Metcalf | 500 | Metcalf | 2 |  | 0 | 0 | 0 | 0 |  | 0 |  | N/A | N/A | N/A | N/A | N/A | N/A | N/A | N/A |  | 0 | 0 | 0 | 0 |  | 0 | 10 | 1 | 1 | 1 | 2 | 5 | 3 | 1 | 1 | 3 | 2 | 1 |  | 0 | 0 | 0
PG&E KERN | Midway | 115 | Midway | 1 |  | 0 | 0 | 0 | 0 |  | 0 | 20 | 1 | 1 | 1 | 1 | 1 | 1 | 1 | 1 |  | 0 | 0 | 0 | 0 |  | 0 | 15 | 1 | 1 | 2 | 1 | 1 | 1 | 1 | 2 | 2 | 1 | 1 |  | 0 | 0 | 0
PG&E KERN | Midway | 230 | Midway | 1 |  | 0 | 0 | 0 | 0 |  | 0 |  | N/A | N/A | N/A | N/A | N/A | N/A | N/A | N/A |  | 0 | 0 | 0 | 0 |  | 0 | 10 | 2 | 1 | 2 | 1 | 1 | 1 | 1 | 2 | 2 | 1 | 1 |  | 0 | 0 | 0
PG&E KERN | Midway | 500 | Midway | 1 |  | 0 | 0 | 0 | 0 |  | 0 |  | N/A | N/A | N/A | N/A | N/A | N/A | N/A | N/A |  | 400 | 160 | 0 | 0 |  | 560 | 15 | 1 | 1 | 2 | 1 | 1 | 1 | 1 | 2 | 2 | 1 | 1 |  | 0 | 0 | 0
SDGE | Miguel | 230 | Miguel | 2 |  | 0 | 0 | 0 | 0 |  | 0 |  | N/A | N/A | N/A | N/A | N/A | N/A | N/A | N/A |  | 0 | 0 | 0 | 0 |  | 0 | 10 | 1 | 1 | 1 | 2 | 3 | 1 | 3 | 4 | 5 | 1 | 1 |  | 0 | 0 | 0
SDGE | Miguel | 500 | Miguel | 2 |  | 0 | 0 | 0 | 0 |  | 0 |  | N/A | N/A | N/A | N/A | N/A | N/A | N/A | N/A |  | 0 | 0 | 0 | 0 |  | 0 | 10 | 1 | 1 | 1 | 2 | 3 | 1 | 3 | 4 | 5 | 1 | 1 |  | 0 | 0 | 0
SDGE | Miguel | 69 | Miguel | 2 |  | 0 | 0 | 0 | 0 |  | 0 |  | N/A | N/A | N/A | N/A | N/A | N/A | N/A | N/A |  | 0 | 0 | 0 | 0 |  | 0 | 10 | 1 | 1 | 1 | 2 | 3 | 1 | 3 | 4 | 5 | 1 | 1 |  | 0 | 0 | 0
PG&E GBA | Millbrae | 115 | Millbrae | 2 |  | 0 | 0 | 0 | 0 |  | 0 |  | N/A | N/A | N/A | N/A | N/A | N/A | N/A | N/A |  | 0 | 0 | 0 | 0 |  | 0 | 10 | 1 | 1 | 1 | 2 | 1 | 1 | 2 | 3 | 4 | 1 | 1 |  | 0 | 0 | 0
PG&E GBA | Miller | 115 | Miller | 1 |  | 0 | 0 | 0 | 0 |  | 0 |  | N/A | N/A | N/A | N/A | N/A | N/A | N/A | N/A |  | 0 | 0 | 0 | 0 |  | 0 | 10 | 1 | 1 | 1 | 1 | 3 | 1 | 1 | 1 | 1 | 1 | 1 |  | 100 | 0 | 100 |  | EGS
SCE Metro | Mira Loma | 230 | Mira Loma | 2 |  | 0 | 0 | 0 | 0 |  | 0 |  | N/A | N/A | N/A | N/A | N/A | N/A | N/A | N/A |  | 0 | 0 | 0 | 0 |  | 0 | 10 | 1 | 1 | 1 | 2 | 2 | 1 | 1 | 1 | 1 | 1 | 1 |  | 0 | 0 | 0
SCE Metro | Mira Loma | 500 | Mira Loma | 2 |  | 0 | 0 | 0 | 0 |  | 0 |  | N/A | N/A | N/A | N/A | N/A | N/A | N/A | N/A |  | 0 | 0 | 0 | 0 |  | 0 | 10 | 1 | 1 | 1 | 2 | 2 | 1 | 1 | 1 | 1 | 1 | 1 |  | 0 | 0 | 0
SCE Eastern | Mirage | 115 | Mirage | 2 |  | 0 | 0 | 0 | 0 |  | 0 |  | N/A | N/A | N/A | N/A | N/A | N/A | N/A | N/A |  | 0 | 0 | 0 | 0 |  | 0 | 10 | 1 | 1 | 1 | 2 | 1 | 1 | 1 | 1 | 1 | 1 | 1 |  | 0 | 0 | 0
SCE Eastern | Mirage | 230 | Mirage | 2 |  | 0 | 0 | 0 | 0 |  | 0 | 10 | 1 | 1 | 1 | 1 | 1 | 1 | 1 | 1 |  | 0 | 0 | 0 | 0 |  | 0 | 10 | 1 | 1 | 1 | 2 | 1 | 1 | 1 | 1 | 1 | 1 | 1 |  | 1347 | 0 | 1347 |  | Salton Sea | 1 | 1 | 1 | 2 | 2 | 2 | 1 | 1
SDGE | Mission | 138 | Mission | 2 |  | 0 | 0 | 0 | 0 |  | 0 |  | N/A | N/A | N/A | N/A | N/A | N/A | N/A | N/A |  | 0 | 0 | 0 | 0 |  | 0 | 10 | 1 | 1 | 1 | 2 | 1 | 1 | 1 | 2 | 3 | 1 | 1 |  | 0 | 0 | 0
SDGE | Mission | 230 | Mission | 2 |  | 0 | 0 | 0 | 0 |  | 0 |  | N/A | N/A | N/A | N/A | N/A | N/A | N/A | N/A |  | 0 | 0 | 0 | 0 |  | 0 | 10 | 1 | 1 | 1 | 2 | 1 | 1 | 1 | 2 | 3 | 1 | 1 |  | 0 | 0 | 0
SDGE | Mission | 69 | Mission | 2 |  | 0 | 0 | 0 | 0 |  | 0 |  | N/A | N/A | N/A | N/A | N/A | N/A | N/A | N/A |  | 0 | 0 | 0 | 0 |  | 0 | 10 | 1 | 1 | 1 | 2 | 1 | 1 | 1 | 2 | 3 | 1 | 1 |  | 0 | 0 | 0
PG&E GBA | Mi-Wuk | 115 | Mi-Wuk | 2 |  | 0 | 0 | 0 | 0 |  | 0 |  | N/A | N/A | N/A | N/A | N/A | N/A | N/A | N/A |  | 0 | 0 | 0 | 0 |  | 0 | 10 | 1 | 1 | 1 | 2 | 5 | 1 | 1 | 2 | 2 | 1 | 1 |  | 0 | 0 | 0
This tab shows by substation the land-use and environmental criteria for the mapped solar, wind, and geothermal resources for the 2036 portfolio. The MWs mapped, the adjustments for baseline resources, online resources, and likely repower projects, the needed distance from substation for analysis, and the resulting criteria flags for the land-use and environmental impacts criteria are shown by substation and renewable resource type. The mapping info and results are shown for onshore wind in columns F through T, solar in columns V through AM, and geothermal in columns AO through BA. | SDGE | PG&E NGBA | SCE NOL | PG&E KERN | PG&E NGBA | PG&E NGBA | PG&E GBA | PG&E GBA | SDGE | PG&E GBA | PG&E KERN | PG&E GBA | Alberhill | Buena Vista | Contra Costa | East Nicolaus | Glenn | Inyokern | Logan Creek | Miguel | Norco | Pisgah | San Leandro U | Sunrise | Victor | 230 | 230 | 230 | 115 | 115 | 115 | 230 | 230 | 115 | 115 | 115 | 115 | 230 | Artesian | Cannon | Cortina | El Nido (SCE) | Grizzly | Kelso | Madison | Monserate | Ocotillo Express | Q1806 | Santa Rosa A | Tassajara | Walnut | 2 | 2
PG&E NGBA | Monroe | 115 | Monroe | 2 |  | 0 | 0 | 0 | 0 |  | 0 |  | N/A | N/A | N/A | N/A | N/A | N/A | N/A | N/A |  | 0 | 0 | 0 | 0 |  | 0 | 10 | 1 | 1 | 1 | 2 | 1 | 1 | 2 | 3 | 3 | 1 | 1 |  | 0 | 0 | 0
SDGE | Monserate | 69 | Monserate | 2 |  | 0 | 0 | 0 | 0 |  | 0 |  | N/A | N/A | N/A | N/A | N/A | N/A | N/A | N/A |  | 0 | 0 | 0 | 0 |  | 0 | 10 | 1 | 1 | 1 | 2 | 4 | 3 | 1 | 1 | 3 | 1 | 1 |  | 0 | 0 | 0
PG&E GBA | Monta Vista | 115 | Monta Vista | 2 |  | 0 | 0 | 0 | 0 |  | 0 |  | N/A | N/A | N/A | N/A | N/A | N/A | N/A | N/A |  | 0 | 0 | 0 | 0 |  | 0 | 10 | 1 | 1 | 1 | 2 | 1 | 3 | 1 | 2 | 4 | 1 | 1 |  | 0 | 0 | 0
PG&E GBA | Monta Vista | 230 | Monta Vista | 2 |  | 0 | 0 | 0 | 0 |  | 0 |  | N/A | N/A | N/A | N/A | N/A | N/A | N/A | N/A |  | 0 | 0 | 0 | 0 |  | 0 | 10 | 1 | 1 | 1 | 2 | 1 | 3 | 1 | 2 | 4 | 1 | 1 |  | 0 | 0 | 0
PG&E GBA | Monta Vista | 60 | Monta Vista | 2 |  | 0 | 0 | 0 | 0 |  | 0 |  | N/A | N/A | N/A | N/A | N/A | N/A | N/A | N/A |  | 0 | 0 | 0 | 0 |  | 0 | 10 | 1 | 1 | 1 | 2 | 1 | 3 | 1 | 2 | 4 | 1 | 1 |  | 0 | 0 | 0
PG&E NGBA | Monticello | 115 | Monticello | 2 |  | 0 | 0 | 0 | 0 |  | 0 |  | N/A | N/A | N/A | N/A | N/A | N/A | N/A | N/A |  | 0 | 0 | 0 | 0 |  | 0 | 10 | 1 | 1 | 1 | 2 | 3 | 3 | 1 | 1 | 3 | 2 | 1 |  | 0 | 0 | 0
SCE Northern | Moorpark | 230 | Moorpark | 1 |  | 0 | 0 | 0 | 0 |  | 0 |  | N/A | N/A | N/A | N/A | N/A | N/A | N/A | N/A |  | 0 | 0 | 0 | 0 |  | 0 | 10 | 1 | 1 | 1 | 1 | 2 | 1 | 1 | 1 | 1 | 1 | 1 |  | 0 | 0 | 0
SCE Northern | Moorpark | 66 | Moorpark | 1 |  | 0 | 0 | 0 | 0 |  | 0 |  | N/A | N/A | N/A | N/A | N/A | N/A | N/A | N/A |  | 0 | 0 | 0 | 0 |  | 0 | 10 | 1 | 1 | 1 | 1 | 2 | 1 | 1 | 1 | 1 | 1 | 1 |  | 0 | 0 | 0
PG&E GBA | Moraga | 115 | Moraga | 2 |  | 0 | 0 | 0 | 0 |  | 0 |  | N/A | N/A | N/A | N/A | N/A | N/A | N/A | N/A |  | 0 | 0 | 0 | 0 |  | 0 | 10 | 1 | 1 | 1 | 2 | 3 | 2 | 2 | 3 | 4 | 1 | 1 |  | 0 | 0 | 0
PG&E GBA | Moraga | 230 | Moraga | 2 |  | 0 | 0 | 0 | 0 |  | 0 |  | N/A | N/A | N/A | N/A | N/A | N/A | N/A | N/A |  | 0 | 0 | 0 | 0 |  | 0 | 10 | 1 | 1 | 1 | 2 | 3 | 2 | 2 | 3 | 4 | 1 | 1 |  | 0 | 0 | 0
PG&E GBA | Morgan Hill | 115 | Morgan Hill | 2 |  | 0 | 0 | 0 | 0 |  | 0 |  | N/A | N/A | N/A | N/A | N/A | N/A | N/A | N/A |  | 0 | 0 | 0 | 0 |  | 0 | 10 | 1 | 1 | 1 | 2 | 5 | 3 | 1 | 1 | 3 | 1 | 1 |  | 0 | 0 | 0
PG&E KERN | Morro Bay | 115 | Morro Bay | 2 |  | 0 | 0 | 0 | 0 |  | 0 |  | N/A | N/A | N/A | N/A | N/A | N/A | N/A | N/A |  | 0 | 0 | 0 | 0 |  | 0 | 10 | 5 | 3 | 5 | 2 | 5 | 4 | 2 | 3 | 5 | 4 | 2 |  | 0 | 0 | 0
PG&E KERN | Morro Bay | 230 | Morro Bay | 2 |  | 0 | 0 | 0 | 0 |  | 0 |  | N/A | N/A | N/A | N/A | N/A | N/A | N/A | N/A |  | 0 | 0 | 0 | 0 |  | 0 | 10 | 5 | 3 | 5 | 2 | 5 | 4 | 2 | 3 | 5 | 4 | 2 |  | 0 | 0 | 0
PG&E KERN | Morro Bay | 500 | Morro Bay | 2 |  | 0 | 0 | 0 | 0 |  | 0 |  | N/A | N/A | N/A | N/A | N/A | N/A | N/A | N/A |  | 600 | 1110 | 0 | 0 |  | 1710 | 10 | 5 | 3 | 5 | 2 | 5 | 4 | 2 | 3 | 5 | 4 | 2 |  | 0 | 0 | 0
PG&E GBA | Moss Landing | 115 | Moss Landing | 1 |  | 0 | 0 | 0 | 0 |  | 0 |  | N/A | N/A | N/A | N/A | N/A | N/A | N/A | N/A |  | 0 | 0 | 0 | 0 |  | 0 | 10 | 1 | 1 | 1 | 1 | 1 | 1 | 1 | 1 | 1 | 1 | 1 |  | 50 | 0 | 50 |  | EGS
PG&E GBA | Moss Landing | 230 | Moss Landing | 1 |  | 0 | 0 | 0 | 0 |  | 0 | 20 | 1 | 1 | 1 | 2 | 2 | 2 | 1 | 1 |  | 0 | 0 | 0 | 0 |  | 0 | 10 | 1 | 1 | 1 | 1 | 1 | 1 | 1 | 1 | 1 | 1 | 1 |  | 0 | 0 | 0
PG&E GBA | Moss Landing | 500 | Moss Landing | 1 |  | 0 | 0 | 0 | 0 |  | 0 |  | N/A | N/A | N/A | N/A | N/A | N/A | N/A | N/A |  | 0 | 0 | 0 | 0 |  | 0 | 10 | 1 | 1 | 1 | 1 | 1 | 1 | 1 | 1 | 1 | 1 | 1 |  | 0 | 0 | 0
EOP | Mountain Pass | 115 | Mountain Pass | 2 |  | 0 | 0 | 0 | 0 |  | 0 |  | N/A | N/A | N/A | N/A | N/A | N/A | N/A | N/A |  | 0 | 0 | 0 | 0 |  | 0 | 10 | 1 | 1 | 1 | 2 | 1 | 1 | 2 | 1 | 2 | 2 | 1 |  | 0 | 0 | 0
PG&E GBA | Mountain View | 115 | Mountain View | 2 |  | 0 | 0 | 0 | 0 |  | 0 |  | N/A | N/A | N/A | N/A | N/A | N/A | N/A | N/A |  | 0 | 0 | 0 | 0 |  | 0 | 10 | 1 | 1 | 1 | 2 | 1 | 2 | 1 | 3 | 4 | 1 | 1 |  | 0 | 0 | 0
PG&E GBA | Mt Eden | 115 | Mt Eden | 2 |  | 0 | 0 | 0 | 0 |  | 0 |  | N/A | N/A | N/A | N/A | N/A | N/A | N/A | N/A |  | 0 | 0 | 0 | 0 |  | 0 | 10 | 1 | 1 | 1 | 2 | 3 | 2 | 1 | 2 | 3 | 1 | 1 |  | 0 | 0 | 0
PG&E KERN | Mt Poso | 115 | Mt Poso | 1 |  | 0 | 0 | 0 | 0 |  | 0 |  | N/A | N/A | N/A | N/A | N/A | N/A | N/A | N/A |  | 0 | 0 | 0 | 0 |  | 0 | 10 | 1 | 1 | 1 | 1 | 2 | 1 | 1 | 1 | 1 | 1 | 1 |  | 0 | 0 | 0
SDGE | Murray | 69 | Murray | 2 |  | 0 | 0 | 0 | 0 |  | 0 |  | N/A | N/A | N/A | N/A | N/A | N/A | N/A | N/A |  | 0 | 0 | 0 | 0 |  | 0 | 10 | 1 | 1 | 1 | 2 | 5 | 2 | 3 | 2 | 5 | 1 | 1 |  | 0 | 0 | 0
PG&E FRESNO | Mustang | 230 | Mustang | 1 |  | 0 | 0 | 0 | 0 |  | 0 |  | N/A | N/A | N/A | N/A | N/A | N/A | N/A | N/A |  | 0 | 0 | 0 | 0 |  | 0 | 10 | 1 | 1 | 1 | 1 | 1 | 1 | 1 | 1 | 1 | 1 | 1 |  | 0 | 0 | 0
SCE Northern | Neenach | 66 | Neenach | 2 |  | 0 | 0 | 0 | 0 |  | 0 |  | N/A | N/A | N/A | N/A | N/A | N/A | N/A | N/A |  | 0 | 0 | 0 | 0 |  | 0 | 10 | 1 | 1 | 1 | 2 | 2 | 1 | 1 | 1 | 2 | 1 | 1 |  | 0 | 0 | 0
PG&E KERN | New Sub - Gates - Midway (Proposed) | 230 | New Sub - Gates - Midway (Proposed) | 1 |  | 0 | 0 | 0 | 0 |  | 0 |  | N/A | N/A | N/A | N/A | N/A | N/A | N/A | N/A |  | 1900 | 440 | 0 | 0 |  | 2340 | 10 | 3 | 2 | 2 | 1 | 2 | 2 | 1 | 1 | 2 | 1 | 1 |  | 0 | 0 | 0
PG&E KERN | New Sub - Gates - Templeton (Proposed) | 230 | New Sub - Gates - Templeton (Proposed) | 1 |  | 0 | 0 | 0 | 0 |  | 0 |  | N/A | N/A | N/A | N/A | N/A | N/A | N/A | N/A |  | 0 | 600 | 0 | 0 |  | 600 | 10 | 2 | 1 | 2 | 1 | 2 | 2 | 1 | 1 | 2 | 1 | 1 |  | 0 | 0 | 0
SCE NOL | New Sub - Kramer - Lugo (Proposed) | 230 | New Sub - Kramer - Lugo (Proposed) | 2 |  | 0 | 0 | 0 | 0 |  | 0 |  | N/A | N/A | N/A | N/A | N/A | N/A | N/A | N/A |  | 0 | 0 | 0 | 0 |  | 0 | 10 | 1 | 1 | 1 | 2 | 1 | 1 | 1 | 1 | 2 | 1 | 1 |  | 0 | 0 | 0
PG&E FRESNO | New Sub - Los Banos - Midway (Proposed) | 500 | New Sub - Los Banos - Midway (Proposed) | 1 |  | 0 | 0 | 0 | 0 |  | 0 |  | N/A | N/A | N/A | N/A | N/A | N/A | N/A | N/A |  | 0 | 0 | 0 | 0 |  | 0 | 10 | 1 | 1 | 1 | 1 | 1 | 1 | 1 | 1 | 1 | 1 | 1 |  | 0 | 0 | 0
SCE NOL | New Sub - Lugo - Pisgah (Proposed) | 230 | New Sub - Lugo - Pisgah (Proposed) | 2 |  | 0 | 0 | 0 | 0 |  | 0 | 15 | 1 | 1 | 1 | 1 | 1 | 1 | 3 | 1 |  | 0 | 0 | 0 | 0 |  | 0 | 10 | 1 | 1 | 1 | 2 | 1 | 1 | 1 | 1 | 1 | 3 | 1 |  | 0 | 0 | 0
PG&E KERN | New Sub - Midway - Wheeler Ridge (Proposed) | 230 | New Sub - Midway - Wheeler Ridge (Proposed) | 1 |  | 0 | 0 | 0 | 0 |  | 0 |  | N/A | N/A | N/A | N/A | N/A | N/A | N/A | N/A |  | 1900 | 0 | 0 | 0 |  | 1900 | 10 | 4 | 2 | 2 | 1 | 1 | 1 | 2 | 2 | 2 | 1 | 1 |  | 0 | 0 | 0
This tab shows by substation the land-use and environmental criteria for the mapped solar, wind, and geothermal resources for the 2036 portfolio. The MWs mapped, the adjustments for baseline resources, online resources, and likely repower projects, the needed distance from substation for analysis, and the resulting criteria flags for the land-use and environmental impacts criteria are shown by substation and renewable resource type. The mapping info and results are shown for onshore wind in columns F through T, solar in columns V through AM, and geothermal in columns AO through BA.
[6 empty] | Onshore In-CAISO Wind | [15 empty] | Solar Analysis | [18 empty] | Geothermal
SDGE | New Sub - North Gila - IV (Proposed) | 500 | New Sub - North Gila - IV (Proposed) | 2 |  | 0 | 0 | 0 | 0 |  | 0 |  | N/A | N/A | N/A | N/A | N/A | N/A | N/A | N/A |  | 500 | 0 | 0 | 0 |  | 500 | 10 | 3 | 2 | 2 | 2 | 1 | 1 | 1 | 1 | 1 | 1 | 1 |  | 0 | 0 | 0
PG&E NGBA | New Sub - Pit 1 - Cottonwood (Proposed) | 230 | New Sub - Pit 1 - Cottonwood (Proposed) | 2 |  | 0 | 0 | 0 | 0 |  | 0 | 15 | 1 | 5 | 2 | 1 | 1 | 3 | 1 | 1 |  | 0 | 0 | 0 | 0 |  | 0 | 10 | 1 | 1 | 1 | 2 | 5 | 2 | 1 | 1 | 2 | 1 | 1 |  | 0 | 0 | 0
PG&E GBA | New Sub - Rancho Seco - Bellota (Proposed) | 230 | New Sub - Rancho Seco - Bellota (Proposed) | 1 |  | 0 | 0 | 0 | 0 |  | 0 |  | N/A | N/A | N/A | N/A | N/A | N/A | N/A | N/A |  | 0 | 0 | 0 | 0 |  | 0 | 10 | 1 | 1 | 1 | 1 | 1 | 1 | 1 | 2 | 3 | 1 | 1 |  | 0 | 0 | 0
SDGE | New Sub - Suncrest - Ocotillo (Proposed) | 500 | New Sub - Suncrest - Ocotillo (Proposed) | 2 |  | 0 | 0 | 0 | 0 |  | 0 | 20 | 1 | 5 | 1 | 1 | 1 | 2 | 1 | 1 |  | 0 | 0 | 0 | 0 |  | 0 | 10 | 1 | 1 | 1 | 2 | 5 | 1 | 1 | 1 | 2 | 2 | 1 |  | 0 | 0 | 0
PG&E FRESNO | New Sub - Westley - Quinto (Proposed) | 230 | New Sub - Westley - Quinto (Proposed) | 1 |  | 0 | 0 | 0 | 0 |  | 0 |  | N/A | N/A | N/A | N/A | N/A | N/A | N/A | N/A |  | 0 | 0 | 0 | 0 |  | 0 | 10 | 1 | 1 | 1 | 1 | 3 | 3 | 1 | 1 | 3 | 1 | 1 |  | 80 | 0 | 80 |  | EGS
PG&E GBA | Newark | 115 | Newark | 2 |  | 0 | 0 | 0 | 0 |  | 0 |  | N/A | N/A | N/A | N/A | N/A | N/A | N/A | N/A |  | 0 | 0 | 0 | 0 |  | 0 | 10 | 1 | 1 | 1 | 2 | 5 | 2 | 1 | 3 | 3 | 1 | 1 |  | 0 | 0 | 0
PG&E GBA | Newark | 230 | Newark | 2 |  | 0 | 0 | 0 | 0 |  | 0 |  | N/A | N/A | N/A | N/A | N/A | N/A | N/A | N/A |  | 0 | 0 | 0 | 0 |  | 0 | 10 | 1 | 1 | 1 | 2 | 5 | 2 | 1 | 3 | 3 | 1 | 1 |  | 0 | 0 | 0
PG&E GBA | Newark | 60 | Newark | 2 |  | 0 | 0 | 0 | 0 |  | 0 |  | N/A | N/A | N/A | N/A | N/A | N/A | N/A | N/A |  | 0 | 0 | 0 | 0 |  | 0 | 10 | 1 | 1 | 1 | 2 | 5 | 2 | 1 | 3 | 3 | 1 | 1 |  | 0 | 0 | 0
PG&E FRESNO | Newhall | 115 | Newhall | 1 |  | 0 | 0 | 0 | 0 |  | 0 |  | N/A | N/A | N/A | N/A | N/A | N/A | N/A | N/A |  | 0 | 0 | 0 | 0 |  | 0 | 10 | 1 | 1 | 1 | 1 | 2 | 2 | 1 | 1 | 2 | 1 | 1 |  | 0 | 0 | 0
PG&E KERN | Norco | 115 | Norco | 1 |  | 0 | 0 | 0 | 0 |  | 0 | 15 | 1 | 1 | 1 | 1 | 1 | 1 | 1 | 1 |  | 0 | 0 | 0 | 0 |  | 0 | 10 | 1 | 1 | 1 | 1 | 1 | 1 | 2 | 3 | 3 | 1 | 1 |  | 0 | 0 | 0
PG&E GBA | Nortech | 115 | Nortech | 2 |  | 0 | 0 | 0 | 0 |  | 0 | 15 | 1 | 5 | 3 | 3 | 3 | 4 | 3 | 1 |  | 0 | 0 | 0 | 0 |  | 0 | 10 | 1 | 1 | 1 | 2 | 5 | 1 | 1 | 1 | 1 | 2 | 1 |  | 0 | 0 | 0
SDGE | North City Metering | 138 | North City Metering | 2 |  | 0 | 0 | 0 | 0 |  | 0 | 15 | 1 | 1 | 1 | 1 | 2 | 2 | 1 | 1 |  | 0 | 0 | 0 | 0 |  | 0 | 10 | 1 | 1 | 1 | 2 | 2 | 1 | 1 | 1 | 2 | 1 | 1 |  | 0 | 0 | 0
PG&E GBA | North Dublin | 230 | North Dublin | 2 |  | 0 | 0 | 0 | 0 |  | 0 |  | N/A | N/A | N/A | N/A | N/A | N/A | N/A | N/A |  | 0 | 0 | 0 | 0 |  | 0 | 10 | 1 | 1 | 1 | 2 | 5 | 1 | 1 | 3 | 3 | 1 | 1 |  | 0 | 0 | 0
SDGE | North Gila | 500 | North Gila | 2 |  | 0 | 0 | 0 | 0 |  | 0 |  | N/A | N/A | N/A | N/A | N/A | N/A | N/A | N/A |  | 500 | 0 | 0 | 0 |  | 500 | 10 | 4 | 2 | 5 | 2 | 1 | 1 | 1 | 1 | 1 | 1 | 1 |  | 0 | 0 | 0
SCE Metro | North of SONGS | 230 | North of SONGS | 2 |  | 0 | 0 | 0 | 0 |  | 0 |  | N/A | N/A | N/A | N/A | N/A | N/A | N/A | N/A |  | 0 | 0 | 0 | 0 |  | 0 | 10 | 1 | 1 | 1 | 2 | 5 | 1 | 2 | 2 | 3 | 2 | 1 |  | 0 | 0 | 0
SCE Metro | North of SONGS | 500 | North of SONGS | 2 |  | 0 | 0 | 0 | 0 |  | 0 |  | N/A | N/A | N/A | N/A | N/A | N/A | N/A | N/A |  | 0 | 0 | 0 | 0 |  | 0 | 10 | 1 | 1 | 1 | 2 | 5 | 1 | 2 | 2 | 3 | 2 | 1 |  | 0 | 0 | 0
PG&E NGBA | Notre Dame | 115 | Notre Dame | 2 |  | 0 | 0 | 0 | 0 |  | 0 |  | N/A | N/A | N/A | N/A | N/A | N/A | N/A | N/A |  | 0 | 0 | 0 | 0 |  | 0 | 10 | 1 | 1 | 1 | 2 | 2 | 2 | 1 | 1 | 3 | 1 | 1 |  | 0 | 0 | 0
PG&E GBA | Oakland C | 115 | Oakland C | 2 |  | 0 | 0 | 0 | 0 |  | 0 |  | N/A | N/A | N/A | N/A | N/A | N/A | N/A | N/A |  | 0 | 200 | 0 | 0 |  | 200 | 10 | 3 | 2 | 1 | 2 | 1 | 2 | 2 | 2 | 2 | 1 | 1 |  | 0 | 0 | 0
PG&E GBA | Oakland J | 115 | Oakland J | 2 |  | 0 | 0 | 0 | 0 |  | 0 | 10 | 1 | 1 | 1 | 1 | 1 | 1 | 1 | 1 |  | 0 | 0 | 0 | 0 |  | 0 | 10 | 1 | 1 | 1 | 2 | 2 | 2 | 1 | 2 | 3 | 1 | 1 |  | 0 | 0 | 0
PG&E GBA | Oakland L | 115 | Oakland L | 2 |  | 0 | 0 | 0 | 0 |  | 0 |  | N/A | N/A | N/A | N/A | N/A | N/A | N/A | N/A |  | 0 | 0 | 0 | 0 |  | 0 | 10 | 1 | 1 | 1 | 2 | 2 | 1 | 1 | 3 | 3 | 1 | 1 |  | 0 | 0 | 0
PG&E GBA | Oakland X | 115 | Oakland X | 2 |  | 0 | 0 | 0 | 0 |  | 0 |  | N/A | N/A | N/A | N/A | N/A | N/A | N/A | N/A |  | 0 | 100 | 0 | 0 |  | 100 | 10 | 2 | 1 | 1 | 2 | 2 | 2 | 1 | 3 | 3 | 1 | 1 |  | 0 | 0 | 0
SDGE | Ocean Ranch | 69 | Ocean Ranch | 2 |  | 0 | 0 | 0 | 0 |  | 0 |  | N/A | N/A | N/A | N/A | N/A | N/A | N/A | N/A |  | 0 | 0 | 0 | 0 |  | 0 | 10 | 1 | 1 | 1 | 2 | 1 | 3 | 1 | 2 | 3 | 1 | 1 |  | 0 | 0 | 0
PG&E KERN | Oceano | 115 | Oceano | 2 |  | 0 | 0 | 0 | 0 |  | 0 |  | N/A | N/A | N/A | N/A | N/A | N/A | N/A | N/A |  | 0 | 0 | 0 | 0 |  | 0 | 10 | 1 | 1 | 1 | 2 | 2 | 1 | 1 | 1 | 1 | 1 | 1 |  | 0 | 0 | 0
SDGE | Ocotillo Express | 500 | Ocotillo Express | 2 |  | 0 | 0 | 0 | 0 |  | 0 | 20 | 1 | 4 | 1 | 1 | 1 | 1 | 1 | 1 |  | 0 | 0 | 0 | 0 |  | 0 | 10 | 1 | 1 | 1 | 2 | 1 | 1 | 1 | 1 | 2 | 1 | 1 |  | 0 | 0 | 0
PG&E KERN | Old River | 70 | Old River | 1 |  | 0 | 0 | 0 | 0 |  | 0 |  | N/A | N/A | N/A | N/A | N/A | N/A | N/A | N/A |  | 0 | 0 | 0 | 0 |  | 0 | 10 | 1 | 1 | 2 | 1 | 1 | 1 | 1 | 1 | 1 | 1 | 1 |  | 0 | 0 | 0
SDGE | Old Town | 230 | Old Town | 2 |  | 0 | 0 | 0 | 0 |  | 0 |  | N/A | N/A | N/A | N/A | N/A | N/A | N/A | N/A |  | 0 | 0 | 0 | 0 |  | 0 | 10 | 1 | 1 | 1 | 2 | 1 | 1 | 1 | 3 | 3 | 1 | 1 |  | 0 | 0 | 0
SCE Metro | Olinda | 230 | Olinda | 2 |  | 0 | 0 | 0 | 0 |  | 0 |  | N/A | N/A | N/A | N/A | N/A | N/A | N/A | N/A |  | 0 | 0 | 0 | 0 |  | 0 | 10 | 1 | 1 | 1 | 2 | 5 | 2 | 1 | 1 | 2 | 1 | 1 |  | 0 | 0 | 0
PG&E FRESNO | Olive | 115 | Olive | 1 |  | 0 | 0 | 0 | 0 |  | 0 |  | N/A | N/A | N/A | N/A | N/A | N/A | N/A | N/A |  | 0 | 0 | 0 | 0 |  | 0 | 5 | 1 | 1 | 1 | 1 | 2 | 1 | 1 | 1 | 2 | 1 | 1 |  | 0 | 0 | 0
PG&E NGBA | Olivehurst | 115 | Olivehurst | 2 |  | 0 | 0 | 0 | 0 |  | 0 |  | N/A | N/A | N/A | N/A | N/A | N/A | N/A | N/A |  | 0 | 0 | 0 | 0 |  | 0 | 10 | 1 | 1 | 2 | 2 | 1 | 1 | 1 | 1 | 1 | 1 | 1 |  | 0 | 0 | 0
PG&E NGBA | Oregon Trail | 60 | Oregon Trail | 2 |  | 0 | 0 | 0 | 0 |  | 0 |  | N/A | N/A | N/A | N/A | N/A | N/A | N/A | N/A |  | 0 | 0 | 0 | 0 |  | 0 | 10 | 1 | 1 | 1 | 2 | 5 | 3 | 1 | 1 | 3 | 1 | 1 |  | 0 | 0 | 0
SCE Northern | Ormond Beach | 230 | Ormond Beach | 1 |  | 0 | 0 | 0 | 0 |  | 0 |  | N/A | N/A | N/A | N/A | N/A | N/A | N/A | N/A |  | 0 | 0 | 0 | 0 |  | 0 | 10 | 1 | 1 | 2 | 1 | 1 | 1 | 1 | 1 | 1 | 1 | 1 |  | 0 | 0 | 0
PG&E FRESNO | Oro Loma | 115 | Oro Loma | 1 |  | 0 | 0 | 0 | 0 |  | 0 |  | N/A | N/A | N/A | N/A | N/A | N/A | N/A | N/A |  | 100 | 0 | 0 | 0 |  | 100 | 10 | 1 | 1 | 1 | 1 | 1 | 1 | 1 | 1 | 1 | 1 | 1 |  | 0 | 0 | 0
PG&E FRESNO | Oro Loma | 70 | Oro Loma | 1 |  | 0 | 0 | 0 | 0 |  | 0 |  | N/A | N/A | N/A | N/A | N/A | N/A | N/A | N/A |  | 0 | 0 | 0 | 0 |  | 0 | 10 | 1 | 1 | 1 | 1 | 1 | 1 | 1 | 1 | 1 | 1 | 1 |  | 0 | 0 | 0
PG&E FRESNO | Orosi | 70 | Orosi | 1 |  | 0 | 0 | 0 | 0 |  | 0 |  | N/A | N/A | N/A | N/A | N/A | N/A | N/A | N/A |  | 0 | 0 | 0 | 0 |  | 0 | 10 | 1 | 1 | 1 | 1 | 1 | 1 | 1 | 1 | 2 | 1 | 1 |  | 0 | 0 | 0
SDGE | Otay | 69 | Otay | 2 |  | 0 | 0 | 0 | 0 |  | 0 |  | N/A | N/A | N/A | N/A | N/A | N/A | N/A | N/A |  | 0 | 0 | 0 | 0 |  | 0 | 10 | 1 | 1 | 1 | 2 | 2 | 1 | 3 | 4 | 5 | 1 | 1 |  | 0 | 0 | 0
SDGE | Otay Mesa | 230 | Otay Mesa | 2 |  | 0 | 0 | 0 | 0 |  | 0 |  | N/A | N/A | N/A | N/A | N/A | N/A | N/A | N/A |  | 0 | 0 | 0 | 0 |  | 0 | 10 | 1 | 1 | 1 | 2 | 5 | 1 | 4 | 4 | 5 | 1 | 1 |  | 0 | 0 | 0
PG&E FRESNO | Padre Flats SW STA | 230 | Padre Flats SW STA | 1 |  | 0 | 0 | 0 | 0 |  | 0 |  | N/A | N/A | N/A | N/A | N/A | N/A | N/A | N/A |  | 400 | 0 | 0 | 0 |  | 400 | 10 | 2 | 1 | 1 | 1 | 3 | 2 | 1 | 1 | 2 | 1 | 1 |  | 20 | 0 | 20 |  | EGS
EOP | Pahrump | 138 | Pahrump | 2 |  | 0 | 0 | 0 | 0 |  | 0 |  | N/A | N/A | N/A | N/A | N/A | N/A | N/A | N/A |  | 0 | 0 | 0 | 0 |  | 0 | 10 | 1 | 1 | 1 | 2 | 1 | 1 | 1 | 1 | 1 | 1 | 1 |  | 0 | 0 | 0
EOP | Pahrump | 230 | Pahrump | 2 |  | 0 | 0 | 0 | 0 |  | 0 |  | N/A | N/A | N/A | N/A | N/A | N/A | N/A | N/A |  | 0 | 0 | 0 | 0 |  | 0 | 10 | 1 | 1 | 1 | 2 | 1 | 1 | 1 | 1 | 1 | 1 | 1 |  | 0 | 0 | 0
SDGE | Pala | 69 | Pala | 2 |  | 0 | 0 | 0 | 0 |  | 0 |  | N/A | N/A | N/A | N/A | N/A | N/A | N/A | N/A |  | 0 | 0 | 0 | 0 |  | 0 | 10 | 1 | 1 | 1 | 2 | 5 | 2 | 1 | 1 | 2 | 1 | 1 |  | 0 | 0 | 0
PG&E NGBA | Palermo | 115 | Palermo | 2 |  | 0 | 0 | 0 | 0 |  | 0 |  | N/A | N/A | N/A | N/A | N/A | N/A | N/A | N/A |  | 0 | 0 | 0 | 0 |  | 0 | 10 | 1 | 1 | 1 | 2 | 3 | 3 | 1 | 1 | 4 | 1 | 1 |  | 0 | 0 | 0
PG&E NGBA | Palermo | 230 | Palermo | 2 |  | 0 | 0 | 0 | 0 |  | 0 |  | N/A | N/A | N/A | N/A | N/A | N/A | N/A | N/A |  | 0 | 0 | 0 | 0 |  | 0 | 10 | 1 | 1 | 1 | 2 | 3 | 3 | 1 | 1 | 4 | 1 | 1 |  | 20 | 0 | 20 |  | Carson River | 2 | 5 | 5 | 2 | 2 | 5 | 5 | 2
SCE Eastern | Palo Verde | 500 | Palo Verde | 2 |  | 0 | 0 | 0 | 0 |  | 0 |  | N/A | N/A | N/A | N/A | N/A | N/A | N/A | N/A |  | 0 | 0 | 0 | 0 |  | 0 | 10 | 1 | 1 | 1 | 2 | 1 | 1 | 1 | 1 | 1 | 1 | 1 |  | 0 | 0 | 0
SDGE | Palomar Energy | 230 | Palomar Energy | 2 |  | 0 | 0 | 0 | 0 |  | 0 |  | N/A | N/A | N/A | N/A | N/A | N/A | N/A | N/A |  | 0 | 0 | 0 | 0 |  | 0 | 10 | 1 | 1 | 1 | 2 | 2 | 1 | 1 | 1 | 2 | 1 | 1 |  | 0 | 0 | 0
PG&E KERN | Panama | 70 | Panama | 1 |  | 0 | 0 | 0 | 0 |  | 0 |  | N/A | N/A | N/A | N/A | N/A | N/A | N/A | N/A |  | 0 | 0 | 0 | 0 |  | 0 | 10 | 1 | 1 | 2 | 1 | 1 | 1 | 1 | 1 | 1 | 1 | 1 |  | 0 | 0 | 0
PG&E FRESNO | Panoche | 115 | Panoche | 1 |  | 0 | 0 | 0 | 0 |  | 0 |  | N/A | N/A | N/A | N/A | N/A | N/A | N/A | N/A |  | 0 | 0 | 0 | 0 |  | 0 | 10 | 1 | 1 | 2 | 1 | 1 | 1 | 1 | 1 | 1 | 1 | 1 |  | 0 | 0 | 0
PG&E FRESNO | Panoche | 230 | Panoche | 1 |  | 0 | 0 | 0 | 0 |  | 0 |  | N/A | N/A | N/A | N/A | N/A | N/A | N/A | N/A |  | 0 | 0 | 0 | 0 |  | 0 | 10 | 1 | 1 | 2 | 1 | 1 | 1 | 1 | 1 | 1 | 1 | 1 |  | 0 | 0 | 0
SCE Northern | Pardee | 230 | Pardee | 2 |  | 0 | 0 | 0 | 0 |  | 0 |  | N/A | N/A | N/A | N/A | N/A | N/A | N/A | N/A |  | 700 | 0 | 0 | 0 |  | 700 | 10 | 3 | 2 | 1 | 2 | 5 | 1 | 1 | 1 | 2 | 1 | 1 |  | 0 | 0 | 0
PG&E NGBA | Parkway | 230 | Parkway | 2 |  | 0 | 0 | 0 | 0 |  | 0 |  | N/A | N/A | N/A | N/A | N/A | N/A | N/A | N/A |  | 0 | 0 | 0 | 0 |  | 0 | 10 | 1 | 1 | 1 | 2 | 2 | 1 | 1 | 1 | 3 | 1 | 1 |  | 0 | 0 | 0
SCE Northern | Pastoria | 230 | Pastoria | 2 |  | 0 | 0 | 0 | 0 |  | 0 |  | N/A | N/A | N/A | N/A | N/A | N/A | N/A | N/A |  | 0 | 105 | 0 | 0 |  | 105 | 10 | 3 | 1 | 2 | 2 | 3 | 2 | 1 | 1 | 2 | 1 | 1 |  | 0 | 0 | 0
SCE Metro | Pauda | 230 | Pauda | 2 |  | 0 | 0 | 0 | 0 |  | 0 |  | N/A | N/A | N/A | N/A | N/A | N/A | N/A | N/A |  | 0 | 0 | 0 | 0 |  | 0 | 10 | 1 | 1 | 1 | 2 | 5 | 1 | 1 | 1 | 1 | 1 | 1 |  | 0 | 0 | 0
PG&E GBA | Paul Sweet | 115 | Paul Sweet | 1 |  | 0 | 0 | 0 | 0 |  | 0 |  | N/A | N/A | N/A | N/A | N/A | N/A | N/A | N/A |  | 0 | 0 | 0 | 0 |  | 0 | 10 | 1 | 1 | 1 | 1 | 1 | 1 | 1 | 3 | 3 | 1 | 1 |  | 0 | 0 | 0
PG&E NGBA | Peabody | 230 | Peabody | 2 |  | 0 | 0 | 0 | 0 |  | 0 |  | N/A | N/A | N/A | N/A | N/A | N/A | N/A | N/A |  | 0 | 0 | 0 | 0 |  | 0 | 10 | 1 | 1 | 1 | 2 | 3 | 1 | 1 | 1 | 2 | 1 | 1 |  | 0 | 0 | 0
PG&E NGBA | Pease | 115 | Pease | 2 |  | 0 | 0 | 0 | 0 |  | 0 |  | N/A | N/A | N/A | N/A | N/A | N/A | N/A | N/A |  | 0 | 0 | 0 | 0 |  | 0 | 10 | 1 | 1 | 1 | 2 | 1 | 1 | 1 | 1 | 2 | 1 | 1 |  | 0 | 0 | 0
PG&E NGBA | Pease | 60 | Pease | 2 |  | 0 | 0 | 0 | 0 |  | 0 |  | N/A | N/A | N/A | N/A | N/A | N/A | N/A | N/A |  | 0 | 0 | 0 | 0 |  | 0 | 10 | 1 | 1 | 1 | 2 | 1 | 1 | 1 | 1 | 2 | 1 | 1 |  | 0 | 0 | 0
SDGE | Penasquitos | 138 | Penasquitos | 2 |  | 0 | 0 | 0 | 0 |  | 0 | 10 | 1 | 1 | 1 | 1 | 2 | 2 | 1 | 1 |  | 0 | 0 | 0 | 0 |  | 0 | 10 | 1 | 1 | 1 | 2 | 1 | 1 | 2 | 2 | 3 | 1 | 1 |  | 0 | 0 | 0
SDGE | Penasquitos | 230 | Penasquitos | 2 |  | 0 | 0 | 0 | 0 |  | 0 |  | N/A | N/A | N/A | N/A | N/A | N/A | N/A | N/A |  | 0 | 0 | 0 | 0 |  | 0 | 10 | 1 | 1 | 1 | 2 | 1 | 1 | 2 | 2 | 3 | 1 | 1 |  | 0 | 0 | 0
SDGE | Penasquitos | 69 | Penasquitos | 2 |  | 0 | 0 | 0 | 0 |  | 0 | 30 | 1 | 1 | 1 | 1 | 2 | 2 | 1 | 1 |  | 0 | 0 | 0 | 0 |  | 0 | 10 | 1 | 1 | 1 | 2 | 1 | 1 | 2 | 2 | 3 | 1 | 1 |  | 0 | 0 | 0
SDGE | Pendleton | 69 | Pendleton | 2 |  | 0 | 0 | 0 | 0 |  | 0 |  | N/A | N/A | N/A | N/A | N/A | N/A | N/A | N/A |  | 0 | 0 | 0 | 0 |  | 0 | 10 | 1 | 1 | 1 | 2 | 5 | 3 | 1 | 1 | 3 | 1 | 1 |  | 0 | 0 | 0
PG&E NGBA | Penngrove | 115 | Penngrove | 2 |  | 0 | 0 | 0 | 0 |  | 0 |  | N/A | N/A | N/A | N/A | N/A | N/A | N/A | N/A |  | 0 | 0 | 0 | 0 |  | 0 | 10 | 1 | 1 | 1 | 2 | 3 | 2 | 1 | 2 | 3 | 1 | 1 |  | 0 | 0 | 0
PG&E GBA | Peoria | 115 | Peoria | 2 |  | 0 | 0 | 0 | 0 |  | 0 | 15 | 1 | 1 | 1 | 1 | 1 | 1 | 1 | 1 |  | 0 | 0 | 0 | 0 |  | 0 | 10 | 1 | 1 | 1 | 2 | 5 | 2 | 1 | 1 | 3 | 2 | 1 |  | 0 | 0 | 0
PG&E GBA | Piercy | 115 | Piercy | 2 |  | 0 | 0 | 0 | 0 |  | 0 |  | N/A | N/A | N/A | N/A | N/A | N/A | N/A | N/A |  | 0 | 0 | 0 | 0 |  | 0 | 10 | 1 | 1 | 1 | 2 | 5 | 3 | 1 | 1 | 3 | 2 | 1 |  | 0 | 0 | 0
PG&E FRESNO | Pine Flat | 230 | Pine Flat | 1 |  | 0 | 0 | 0 | 0 |  | 0 |  | N/A | N/A | N/A | N/A | N/A | N/A | N/A | N/A |  | 0 | 0 | 0 | 0 |  | 0 | 10 | 1 | 1 | 1 | 1 | 5 | 3 | 1 | 1 | 3 | 3 | 1 |  | 0 | 0 | 0
SCE NOL | Pisgah | 230 | Pisgah | 2 |  | 0 | 0 | 0 | 0 |  | 0 |  | N/A | N/A | N/A | N/A | N/A | N/A | N/A | N/A |  | 0 | 0 | 0 | 0 |  | 0 | 10 | 1 | 1 | 1 | 2 | 1 | 2 | 3 | 3 | 3 | 2 | 1 |  | 0 | 0 | 0
PG&E NGBA | Pit 1 | 230 | Pit 1 | 2 |  | 0 | 0 | 0 | 0 |  | 0 |  | N/A | N/A | N/A | N/A | N/A | N/A | N/A | N/A |  | 0 | 0 | 0 | 0 |  | 0 | 10 | 1 | 1 | 1 | 2 | 1 | 1 | 1 | 1 | 2 | 1 | 1 |  | 0 | 0 | 0
PG&E NGBA | Pit 1 | 60 | Pit 1 | 2 |  | 0 | 0 | 0 | 0 |  | 0 |  | N/A | N/A | N/A | N/A | N/A | N/A | N/A | N/A |  | 0 | 0 | 0 | 0 |  | 0 | 10 | 1 | 1 | 1 | 2 | 1 | 1 | 1 | 1 | 2 | 1 | 1 |  | 0 | 0 | 0
PG&E NGBA | Pit 3 | 230 | Pit 3 | 2 |  | 0 | 0 | 0 | 0 |  | 0 |  | N/A | N/A | N/A | N/A | N/A | N/A | N/A | N/A |  | 0 | 0 | 0 | 0 |  | 0 | 10 | 1 | 1 | 1 | 2 | 3 | 1 | 1 | 1 | 1 | 1 | 1 |  | 0 | 0 | 0
PG&E NGBA | Pit 4 | 230 | Pit 4 | 2 |  | 0 | 0 | 0 | 0 |  | 0 |  | N/A | N/A | N/A | N/A | N/A | N/A | N/A | N/A |  | 0 | 0 | 0 | 0 |  | 0 | 10 | 1 | 1 | 1 | 2 | 5 | 1 | 1 | 1 | 1 | 1 | 1 |  | 0 | 0 | 0
PG&E GBA | Pittsburg | 115 | Pittsburg | 2 |  | 0 | 0 | 0 | 0 |  | 0 |  | N/A | N/A | N/A | N/A | N/A | N/A | N/A | N/A |  | 0 | 0 | 0 | 0 |  | 0 | 10 | 1 | 1 | 1 | 2 | 3 | 1 | 1 | 1 | 2 | 1 | 1 |  | 0 | 0 | 0
PG&E GBA | Pittsburg | 230 | Pittsburg | 2 |  | 0 | 0 | 0 | 0 |  | 0 |  | N/A | N/A | N/A | N/A | N/A | N/A | N/A | N/A |  | 0 | 0 | 0 | 0 |  | 0 | 10 | 1 | 1 | 1 | 2 | 3 | 1 | 1 | 1 | 2 | 1 | 1 |  | 0 | 0 | 0
PG&E NGBA | Pleasant Grove | 115 | Pleasant Grove | 2 |  | 0 | 0 | 0 | 0 |  | 0 |  | N/A | N/A | N/A | N/A | N/A | N/A | N/A | N/A |  | 0 | 0 | 0 | 0 |  | 0 | 10 | 1 | 1 | 1 | 2 | 2 | 1 | 1 | 1 | 1 | 1 | 1 |  | 0 | 0 | 0
PG&E NGBA | POE | 230 | POE | 2 |  | 0 | 0 | 0 | 0 |  | 0 |  | N/A | N/A | N/A | N/A | N/A | N/A | N/A | N/A |  | 0 | 0 | 0 | 0 |  | 0 | 10 | 1 | 1 | 1 | 2 | 2 | 1 | 1 | 3 | 3 | 1 | 1 |  | 0 | 0 | 0
SDGE | Point Loma | 69 | Point Loma | 2 |  | 0 | 0 | 0 | 0 |  | 0 |  | N/A | N/A | N/A | N/A | N/A | N/A | N/A | N/A |  | 0 | 0 | 0 | 0 |  | 0 | 10 | 1 | 1 | 1 | 2 | 1 | 1 | 1 | 3 | 3 | 1 | 1 |  | 0 | 0 | 0
SDGE | Pomerado | 69 | Pomerado | 2 |  | 0 | 0 | 0 | 0 |  | 0 |  | N/A | N/A | N/A | N/A | N/A | N/A | N/A | N/A |  | 0 | 0 | 0 | 0 |  | 0 | 10 | 1 | 1 | 1 | 2 | 5 | 3 | 2 | 2 | 5 | 1 | 1 |  | 0 | 0 | 0
PG&E KERN | Poso Mountain | 115 | Poso Mountain | 1 |  | 0 | 0 | 0 | 0 |  | 0 |  | N/A | N/A | N/A | N/A | N/A | N/A | N/A | N/A |  | 100 | 100 | 0 | 0 |  | 200 | 10 | 1 | 1 | 1 | 1 | 3 | 3 | 1 | 1 | 3 | 1 | 1 |  | 0 | 0 | 0
EOP | Primm | 230 | Primm | 2 |  | 0 | 0 | 0 | 0 |  | 0 |  | N/A | N/A | N/A | N/A | N/A | N/A | N/A | N/A |  | 0 | 0 | 0 | 0 |  | 0 | 10 | 1 | 1 | 1 | 2 | 1 | 1 | 1 | 1 | 1 | 1 | 1 |  | 0 | 0 | 0
PG&E NGBA | Putah Creek | 115 | Putah Creek | 2 |  | 0 | 0 | 0 | 0 |  | 0 |  | N/A | N/A | N/A | N/A | N/A | N/A | N/A | N/A |  | 0 | 0 | 0 | 0 |  | 0 | 5 | 1 | 1 | 1 | 2 | 3 | 2 | 1 | 1 | 2 | 1 | 1 |  | 0 | 0 | 0
SDGE | Q1806 | 138 | Q1806 | 2 |  | 0 | 0 | 0 | 0 |  | 0 |  | N/A | N/A | N/A | N/A | N/A | N/A | N/A | N/A |  | 0 | 0 | 0 | 0 |  | 0 | 10 | 1 | 1 | 1 | 2 | 5 | 1 | 2 | 3 | 3 | 2 | 1 |  | 0 | 0 | 0
PG&E FRESNO | Quinto | 230 | Quinto | 1 |  | 0 | 0 | 0 | 0 |  | 0 |  | N/A | N/A | N/A | N/A | N/A | N/A | N/A | N/A |  | 0 | 0 | 0 | 0 |  | 0 | 10 | 1 | 1 | 1 | 1 | 2 | 2 | 1 | 1 | 2 | 1 | 1 |  | 20 | 0 | 20 |  | EGS
PG&E GBA | Race Track | 115 | Race Track | 2 |  | 0 | 0 | 0 | 0 |  | 0 |  | N/A | N/A | N/A | N/A | N/A | N/A | N/A | N/A |  | 0 | 0 | 0 | 0 |  | 0 | 10 | 1 | 1 | 1 | 2 | 5 | 1 | 1 | 1 | 2 | 1 | 1 |  | 0 | 0 | 0
SDGE | Rancho Mission Viejo | 138 | Rancho Mission Viejo | 2 |  | 0 | 0 | 0 | 0 |  | 0 |  | N/A | N/A | N/A | N/A | N/A | N/A | N/A | N/A |  | 0 | 0 | 0 | 0 |  | 0 | 10 | 1 | 1 | 1 | 2 | 5 | 1 | 2 | 2 | 3 | 2 | 1 |  | 0 | 0 | 0
PG&E GBA | Rancho Seco | 230 | Rancho Seco | 1 |  | 0 | 0 | 0 | 0 |  | 0 |  | N/A | N/A | N/A | N/A | N/A | N/A | N/A | N/A |  | 0 | 0 | 0 | 0 |  | 0 | 10 | 1 | 1 | 1 | 1 | 1 | 3 | 1 | 2 | 3 | 1 | 1 |  | 0 | 0 | 0
SCE Metro | Rancho Vista | 230 | Rancho Vista | 2 |  | 0 | 0 | 0 | 0 |  | 0 |  | N/A | N/A | N/A | N/A | N/A | N/A | N/A | N/A |  | 0 | 0 | 0 | 0 |  | 0 | 10 | 1 | 1 | 1 | 2 | 5 | 1 | 1 | 1 | 1 | 1 | 1 |  | 0 | 0 | 0
SCE Metro | Rancho Vista | 500 | Rancho Vista | 2 |  | 0 | 0 | 0 | 0 |  | 0 |  | N/A | N/A | N/A | N/A | N/A | N/A | N/A | N/A |  | 0 | 0 | 0 | 0 |  | 0 | 10 | 1 | 1 | 1 | 2 | 5 | 1 | 1 | 1 | 1 | 1 | 1 |  | 0 | 0 | 0
SCE NOL | Ransburg | 115 | Ransburg | 2 |  | 0 | 0 | 0 | 0 |  | 0 |  | N/A | N/A | N/A | N/A | N/A | N/A | N/A | N/A |  | 0 | 0 | 0 | 0 |  | 0 | 10 | 1 | 1 | 1 | 2 | 1 | 1 | 1 | 1 | 1 | 1 | 1 |  | 0 | 0 | 0
PG&E GBA | Ravenswood | 115 | Ravenswood | 2 |  | 0 | 0 | 0 | 0 |  | 0 |  | N/A | N/A | N/A | N/A | N/A | N/A | N/A | N/A |  | 0 | 0 | 0 | 0 |  | 0 | 10 | 5 | 5 | 4 | 2 | 1 | 2 | 3 | 4 | 4 | 1 | 2 |  | 0 | 0 | 0
PG&E GBA | Ravenswood | 230 | Ravenswood | 2 |  | 0 | 0 | 0 | 0 |  | 0 |  | N/A | N/A | N/A | N/A | N/A | N/A | N/A | N/A |  | 0 | 100 | 0 | 0 |  | 100 | 10 | 5 | 5 | 4 | 2 | 1 | 2 | 3 | 4 | 4 | 1 | 2 |  | 0 | 0 | 0
SCE Northern | Rector | 230 | Rector | 1 |  | 0 | 0 | 0 | 0 |  | 0 |  | N/A | N/A | N/A | N/A | N/A | N/A | N/A | N/A |  | 0 | 0 | 0 | 0 |  | 0 | 10 | 1 | 1 | 2 | 1 | 1 | 1 | 1 | 1 | 1 | 1 | 1 |  | 0 | 0 | 0
SCE Eastern | Red Bluff | 230 | Red Bluff | 2 |  | 0 | 0 | 0 | 0 |  | 0 |  | N/A | N/A | N/A | N/A | N/A | N/A | N/A | N/A |  | 0 | 200 | 0 | 0 |  | 200 | 15 | 4 | 2 | 4 | 2 | 1 | 2 | 1 | 1 | 2 | 2 | 1 |  | 0 | 0 | 0
SCE Eastern | Red Bluff | 500 | Red Bluff | 2 |  | 0 | 0 | 0 | 0 |  | 0 |  | N/A | N/A | N/A | N/A | N/A | N/A | N/A | N/A |  | 175 | 400 | 0 | 0 |  | 575 | 15 | 4 | 2 | 4 | 2 | 1 | 2 | 1 | 1 | 2 | 2 | 1 |  | 0 | 0 | 0
PG&E NGBA | Redbud | 115 | Redbud | 2 |  | 0 | 0 | 0 | 0 |  | 0 |  | N/A | N/A | N/A | N/A | N/A | N/A | N/A | N/A |  | 0 | 0 | 0 | 0 |  | 0 | 10 | 1 | 1 | 1 | 2 | 5 | 1 | 1 | 1 | 2 | 1 | 1 |  | 241 | 0 | 241 |  | Geysers | 1 | 5 | 2 | 1 | 2 | 3 | 1 | 1
SCE Metro | Redondo | 230 | Redondo | 2 |  | 0 | 0 | 0 | 0 |  | 0 |  | N/A | N/A | N/A | N/A | N/A | N/A | N/A | N/A |  | 0 | 0 | 0 | 0 |  | 0 | 10 | 1 | 1 | 1 | 2 | 1 | 1 | 1 | 3 | 3 | 1 | 1 |  | 0 | 0 | 0
PG&E FRESNO | Reedley | 115 | Reedley | 1 |  | 0 | 0 | 0 | 0 |  | 0 |  | N/A | N/A | N/A | N/A | N/A | N/A | N/A | N/A |  | 0 | 0 | 0 | 0 |  | 0 | 10 | 1 | 1 | 1 | 1 | 1 | 1 | 1 | 1 | 1 | 1 | 1 |  | 0 | 0 | 0
PG&E KERN | Renfro | 115 | Renfro | 1 |  | 0 | 0 | 0 | 0 |  | 0 |  | N/A | N/A | N/A | N/A | N/A | N/A | N/A | N/A |  | 0 | 0 | 0 | 0 |  | 0 | 10 | 1 | 1 | 2 | 1 | 1 | 1 | 1 | 1 | 1 | 1 | 1 |  | 0 | 0 | 0
PG&E GBA | Richmond R | 115 | Richmond R | 2 |  | 0 | 0 | 0 | 0 |  | 0 |  | N/A | N/A | N/A | N/A | N/A | N/A | N/A | N/A |  | 0 | 0 | 0 | 0 |  | 0 | 10 | 1 | 1 | 1 | 2 | 2 | 1 | 2 | 2 | 2 | 1 | 1 |  | 0 | 0 | 0
PG&E NGBA | Rincon | 115 | Rincon | 2 |  | 0 | 0 | 0 | 0 |  | 0 |  | N/A | N/A | N/A | N/A | N/A | N/A | N/A | N/A |  | 0 | 0 | 0 | 0 |  | 0 | 10 | 1 | 1 | 1 | 2 | 1 | 2 | 1 | 3 | 3 | 1 | 1 |  | 50 | 0 | 50 |  | Calistoga | 1 | 1 | 2 | 3 | 4 | 5 | 1 | 1
PG&E KERN | Rio Bravo | 115 | Rio Bravo | 1 |  | 0 | 0 | 0 | 0 |  | 0 |  | N/A | N/A | N/A | N/A | N/A | N/A | N/A | N/A |  | 0 | 0 | 0 | 0 |  | 0 | 10 | 1 | 1 | 2 | 1 | 1 | 1 | 1 | 1 | 1 | 1 | 1 |  | 0 | 0 | 0
SCE Metro | Rio Hondo | 230 | Rio Hondo | 2 |  | 0 | 0 | 0 | 0 |  | 0 |  | N/A | N/A | N/A | N/A | N/A | N/A | N/A | N/A |  | 0 | 0 | 0 | 0 |  | 0 | 10 | 1 | 1 | 1 | 2 | 5 | 1 | 1 | 3 | 3 | 3 | 1 |  | 0 | 0 | 0
PG&E NGBA | Rio Oso | 115 | Rio Oso | 2 |  | 0 | 0 | 0 | 0 |  | 0 |  | N/A | N/A | N/A | N/A | N/A | N/A | N/A | N/A |  | 0 | 0 | 0 | 0 |  | 0 | 10 | 1 | 1 | 1 | 2 | 1 | 1 | 1 | 1 | 2 | 1 | 1 |  | 0 | 0 | 0
PG&E NGBA | Rio Oso | 230 | Rio Oso | 2 |  | 0 | 0 | 0 | 0 |  | 0 |  | N/A | N/A | N/A | N/A | N/A | N/A | N/A | N/A |  | 0 | 0 | 0 | 0 |  | 0 | 10 | 1 | 1 | 1 | 2 | 1 | 1 | 1 | 1 | 2 | 1 | 1 |  | 0 | 0 | 0
PG&E GBA | Ripon | 115 | Ripon | 1 |  | 0 | 0 | 0 | 0 |  | 0 |  | N/A | N/A | N/A | N/A | N/A | N/A | N/A | N/A |  | 0 | 0 | 0 | 0 |  | 0 | 10 | 1 | 1 | 2 | 1 | 1 | 1 | 1 | 1 | 1 | 1 | 1 |  | 0 | 0 | 0
PG&E GBA | Riverbank | 115 | Riverbank | 1 |  | 0 | 0 | 0 | 0 |  | 0 |  | N/A | N/A | N/A | N/A | N/A | N/A | N/A | N/A |  | 0 | 0 | 0 | 0 |  | 0 | 10 | 1 | 1 | 1 | 1 | 2 | 2 | 1 | 1 | 2 | 1 | 1 |  | 0 | 0 | 0
SCE NOL | Roadway | 115 | Roadway | 2 |  | 0 | 0 | 0 | 0 |  | 0 |  | N/A | N/A | N/A | N/A | N/A | N/A | N/A | N/A |  | 0 | 0 | 0 | 0 |  | 0 | 10 | 1 | 1 | 1 | 2 | 1 | 1 | 1 | 1 | 2 | 1 | 1 |  | 0 | 0 | 0
PG&E NGBA | Rock Creek 1 | 230 | Rock Creek 1 | 2 |  | 0 | 0 | 0 | 0 |  | 0 |  | N/A | N/A | N/A | N/A | N/A | N/A | N/A | N/A |  | 0 | 0 | 0 | 0 |  | 0 | 10 | 1 | 1 | 1 | 2 | 5 | 1 | 1 | 2 | 3 | 2 | 1 |  | 0 | 0 | 0
SCE Northern | Rosamond | 66 | Rosamond | 2 |  | 0 | 0 | 0 | 0 |  | 0 |  | N/A | N/A | N/A | N/A | N/A | N/A | N/A | N/A |  | 0 | 0 | 0 | 0 |  | 0 | 10 | 1 | 1 | 1 | 2 | 1 | 1 | 1 | 1 | 1 | 1 | 1 |  | 0 | 0 | 0
PG&E GBA | Rossmoor | 230 | Rossmoor | 2 |  | 0 | 0 | 0 | 0 |  | 0 |  | N/A | N/A | N/A | N/A | N/A | N/A | N/A | N/A |  | 0 | 0 | 0 | 0 |  | 0 | 10 | 1 | 1 | 1 | 2 | 5 | 3 | 2 | 3 | 5 | 1 | 1 |  | 0 | 0 | 0
PG&E NGBA | Round Mountain | 230 | Round Mountain | 2 |  | 0 | 0 | 0 | 0 |  | 0 | 10 | 1 | 5 | 3 | 1 | 1 | 3 | 1 | 1 |  | 0 | 0 | 0 | 0 |  | 0 | 10 | 1 | 1 | 1 | 2 | 5 | 3 | 1 | 1 | 3 | 1 | 1 |  | 0 | 0 | 0
PG&E NGBA | Round Mountain | 500 | Round Mountain | 2 |  | 0 | 0 | 0 | 0 |  | 0 |  | N/A | N/A | N/A | N/A | N/A | N/A | N/A | N/A |  | 0 | 0 | 0 | 0 |  | 0 | 10 | 1 | 1 | 1 | 2 | 5 | 3 | 1 | 1 | 3 | 1 | 1 |  | 0 | 0 | 0
PG&E GBA | Salado | 115 | Salado | 1 |  | 0 | 0 | 0 | 0 |  | 0 |  | N/A | N/A | N/A | N/A | N/A | N/A | N/A | N/A |  | 0 | 0 | 0 | 0 |  | 0 | 10 | 1 | 1 | 1 | 1 | 2 | 2 | 1 | 1 | 2 | 1 | 1 |  | 0 | 0 | 0
PG&E GBA | Salado | 60 | Salado | 1 |  | 0 | 0 | 0 | 0 |  | 0 |  | N/A | N/A | N/A | N/A | N/A | N/A | N/A | N/A |  | 0 | 0 | 0 | 0 |  | 0 | 10 | 1 | 1 | 1 | 1 | 2 | 2 | 1 | 1 | 2 | 1 | 1 |  | 0 | 0 | 0
PG&E GBA | Salinas | 115 | Salinas | 1 |  | 0 | 0 | 0 | 0 |  | 0 |  | N/A | N/A | N/A | N/A | N/A | N/A | N/A | N/A |  | 0 | 0 | 0 | 0 |  | 0 | 10 | 1 | 1 | 2 | 1 | 2 | 1 | 1 | 1 | 1 | 1 | 1 |  | 0 | 0 | 0
SDGE | Salt Creek | 69 | Salt Creek | 2 |  | 0 | 0 | 0 | 0 |  | 0 |  | N/A | N/A | N/A | N/A | N/A | N/A | N/A | N/A |  | 0 | 0 | 0 | 0 |  | 0 | 10 | 1 | 1 | 1 | 2 | 3 | 1 | 3 | 4 | 5 | 1 | 1 |  | 0 | 0 | 0
SCE Eastern | San Bernardino | 230 | San Bernardino | 2 |  | 0 | 0 | 0 | 0 |  | 0 |  | N/A | N/A | N/A | N/A | N/A | N/A | N/A | N/A |  | 0 | 0 | 0 | 0 |  | 0 | 10 | 1 | 1 | 1 | 2 | 5 | 1 | 1 | 2 | 3 | 1 | 1 |  | 0 | 0 | 0
PG&E GBA | SAN FRAN A (POTRERO PP) | 115 | SAN FRAN A (POTRERO PP) | 2 |  | 0 | 0 | 0 | 0 |  | 0 |  | N/A | N/A | N/A | N/A | N/A | N/A | N/A | N/A |  | 0 | 0 | 0 | 0 |  | 0 | 10 | 1 | 1 | 1 | 2 | 1 | 1 | 1 | 1 | 1 | 1 | 1 |  | 0 | 0 | 0
PG&E GBA | SAN FRAN A (POTRERO PP) | 230 | SAN FRAN A (POTRERO PP) | 2 |  | 0 | 0 | 0 | 0 |  | 0 |  | N/A | N/A | N/A | N/A | N/A | N/A | N/A | N/A |  | 0 | 0 | 0 | 0 |  | 0 | 10 | 1 | 1 | 1 | 2 | 1 | 1 | 1 | 1 | 1 | 1 | 1 |  | 0 | 0 | 0
PG&E GBA | San Jose A | 115 | San Jose A | 2 |  | 0 | 0 | 0 | 0 |  | 0 |  | N/A | N/A | N/A | N/A | N/A | N/A | N/A | N/A |  | 0 | 0 | 0 | 0 |  | 0 | 10 | 1 | 1 | 1 | 2 | 5 | 1 | 1 | 1 | 1 | 2 | 1 |  | 0 | 0 | 0
PG&E GBA | San Jose B | 115 | San Jose B | 2 |  | 0 | 0 | 0 | 0 |  | 0 |  | N/A | N/A | N/A | N/A | N/A | N/A | N/A | N/A |  | 0 | 0 | 0 | 0 |  | 0 | 10 | 1 | 1 | 1 | 2 | 5 | 1 | 1 | 1 | 1 | 2 | 1 |  | 0 | 0 | 0
PG&E GBA | San Leandro U | 115 | San Leandro U | 2 |  | 0 | 0 | 0 | 0 |  | 0 |  | N/A | N/A | N/A | N/A | N/A | N/A | N/A | N/A |  | 0 | 0 | 0 | 0 |  | 0 | 10 | 1 | 1 | 1 | 2 | 3 | 3 | 1 | 2 | 4 | 1 | 1 |  | 0 | 0 | 0
PG&E KERN | San Luis Obispo | 115 | San Luis Obispo | 2 |  | 0 | 0 | 0 | 0 |  | 0 |  | N/A | N/A | N/A | N/A | N/A | N/A | N/A | N/A |  | 0 | 0 | 0 | 0 |  | 0 | 10 | 1 | 1 | 1 | 2 | 5 | 1 | 1 | 2 | 3 | 1 | 1 |  | 0 | 0 | 0
PG&E KERN | San Luis Obispo | 70 | San Luis Obispo | 2 |  | 0 | 0 | 0 | 0 |  | 0 |  | N/A | N/A | N/A | N/A | N/A | N/A | N/A | N/A |  | 0 | 0 | 0 | 0 |  | 0 | 10 | 1 | 1 | 1 | 2 | 5 | 1 | 1 | 2 | 3 | 1 | 1 |  | 0 | 0 | 0
SDGE | San Luis Rey | 230 | San Luis Rey | 2 |  | 0 | 0 | 0 | 0 |  | 0 |  | N/A | N/A | N/A | N/A | N/A | N/A | N/A | N/A |  | 0 | 0 | 0 | 0 |  | 0 | 10 | 1 | 1 | 1 | 2 | 1 | 2 | 2 | 2 | 3 | 1 | 1 |  | 0 | 0 | 0
SDGE | San Luis Rey | 69 | San Luis Rey | 2 |  | 0 | 0 | 0 | 0 |  | 0 |  | N/A | N/A | N/A | N/A | N/A | N/A | N/A | N/A |  | 0 | 0 | 0 | 0 |  | 0 | 10 | 1 | 1 | 1 | 2 | 1 | 2 | 2 | 2 | 3 | 1 | 1 |  | 0 | 0 | 0
SDGE | San Marcos | 69 | San Marcos | 2 |  | 0 | 0 | 0 | 0 |  | 0 |  | N/A | N/A | N/A | N/A | N/A | N/A | N/A | N/A |  | 0 | 0 | 0 | 0 |  | 0 | 10 | 1 | 1 | 1 | 2 | 2 | 2 | 1 | 1 | 3 | 1 | 1 |  | 0 | 0 | 0
SCE Metro | San Onofre | 230 | San Onofre | 2 |  | 0 | 0 | 0 | 0 |  | 0 |  | N/A | N/A | N/A | N/A | N/A | N/A | N/A | N/A |  | 0 | 0 | 0 | 0 |  | 0 | 10 | 1 | 1 | 1 | 2 | 5 | 1 | 3 | 3 | 3 | 3 | 1 |  | 0 | 0 | 0
PG&E GBA | San Pablo | 115 | San Pablo | 2 |  | 0 | 0 | 0 | 0 |  | 0 |  | N/A | N/A | N/A | N/A | N/A | N/A | N/A | N/A |  | 0 | 0 | 0 | 0 |  | 0 | 10 | 1 | 1 | 1 | 2 | 2 | 1 | 2 | 3 | 3 | 1 | 1 |  | 0 | 0 | 0
PG&E GBA | San Ramon | 230 | San Ramon | 2 |  | 0 | 0 | 0 | 0 |  | 0 |  | N/A | N/A | N/A | N/A | N/A | N/A | N/A | N/A |  | 0 | 0 | 0 | 0 |  | 0 | 10 | 1 | 1 | 1 | 2 | 5 | 2 | 1 | 2 | 3 | 1 | 1 |  | 0 | 0 | 0
SDGE | San Ysidro | 69 | San Ysidro | 2 |  | 0 | 0 | 0 | 0 |  | 0 |  | N/A | N/A | N/A | N/A | N/A | N/A | N/A | N/A |  | 0 | 0 | 0 | 0 |  | 0 | 10 | 1 | 1 | 1 | 2 | 3 | 1 | 4 | 4 | 5 | 1 | 1 |  | 0 | 0 | 0
SCE NOL | Sandlot | 230 | Sandlot | 2 |  | 0 | 0 | 0 | 0 |  | 0 |  | N/A | N/A | N/A | N/A | N/A | N/A | N/A | N/A |  | 0 | 0 | 0 | 0 |  | 0 | 10 | 1 | 1 | 1 | 2 | 1 | 1 | 1 | 1 | 2 | 1 | 1 |  | 0 | 0 | 0
EOP | Sandy | 138 | Sandy | 2 |  | 0 | 0 | 0 | 0 |  | 0 |  | N/A | N/A | N/A | N/A | N/A | N/A | N/A | N/A |  | 0 | 0 | 0 | 0 |  | 0 | 10 | 1 | 1 | 1 | 2 | 1 | 1 | 1 | 1 | 1 | 1 | 1 |  | 0 | 0 | 0
PG&E FRESNO | Sanger | 115 | Sanger | 1 |  | 0 | 0 | 0 | 0 |  | 0 |  | N/A | N/A | N/A | N/A | N/A | N/A | N/A | N/A |  | 0 | 0 | 0 | 0 |  | 0 | 10 | 1 | 1 | 2 | 1 | 1 | 1 | 1 | 1 | 1 | 1 | 1 |  | 0 | 0 | 0
SCE Northern | Santa Clara | 230 | Santa Clara | 2 |  | 0 | 0 | 0 | 0 |  | 0 |  | N/A | N/A | N/A | N/A | N/A | N/A | N/A | N/A |  | 0 | 0 | 0 | 0 |  | 0 | 10 | 1 | 1 | 1 | 2 | 1 | 1 | 1 | 1 | 1 | 1 | 1 |  | 0 | 0 | 0
PG&E NGBA | Santa Rosa A | 115 | Santa Rosa A | 2 |  | 0 | 0 | 0 | 0 |  | 0 |  | N/A | N/A | N/A | N/A | N/A | N/A | N/A | N/A |  | 0 | 0 | 0 | 0 |  | 0 | 10 | 1 | 1 | 1 | 2 | 1 | 2 | 1 | 3 | 3 | 1 | 1 |  | 0 | 0 | 0
PG&E GBA | Santa Teresa | 115 | Santa Teresa | 2 |  | 0 | 0 | 0 | 0 |  | 0 |  | N/A | N/A | N/A | N/A | N/A | N/A | N/A | N/A |  | 0 | 0 | 0 | 0 |  | 0 | 10 | 1 | 1 | 1 | 2 | 5 | 3 | 1 | 1 | 3 | 2 | 1 |  | 0 | 0 | 0
SDGE | Santee | 138 | Santee | 2 |  | 0 | 0 | 0 | 0 |  | 0 |  | N/A | N/A | N/A | N/A | N/A | N/A | N/A | N/A |  | 0 | 0 | 0 | 0 |  | 0 | 10 | 1 | 1 | 1 | 2 | 5 | 3 | 1 | 2 | 4 | 1 | 1 |  | 0 | 0 | 0
SCE Metro | Santiago | 230 | Santiago | 2 |  | 0 | 0 | 0 | 0 |  | 0 |  | N/A | N/A | N/A | N/A | N/A | N/A | N/A | N/A |  | 0 | 0 | 0 | 0 |  | 0 | 10 | 1 | 1 | 1 | 2 | 5 | 1 | 1 | 2 | 3 | 1 | 1 |  | 0 | 0 | 0
PG&E GBA | Saratoga | 230 | Saratoga | 2 |  | 0 | 0 | 0 | 0 |  | 0 |  | N/A | N/A | N/A | N/A | N/A | N/A | N/A | N/A |  | 0 | 0 | 0 | 0 |  | 0 | 10 | 1 | 1 | 1 | 2 | 1 | 3 | 1 | 2 | 5 | 1 | 1 |  | 0 | 0 | 0
SCE Northern | Saugus | 230 | Saugus | 2 |  | 0 | 0 | 0 | 0 |  | 0 |  | N/A | N/A | N/A | N/A | N/A | N/A | N/A | N/A |  | 0 | 0 | 0 | 0 |  | 0 | 10 | 1 | 1 | 1 | 2 | 5 | 1 | 1 | 1 | 2 | 1 | 1 |  | 0 | 0 | 0
PG&E FRESNO | Schindler | 115 | Schindler | 1 |  | 0 | 0 | 0 | 0 |  | 0 |  | N/A | N/A | N/A | N/A | N/A | N/A | N/A | N/A |  | 100 | 0 | 0 | 0 |  | 100 | 10 | 1 | 1 | 1 | 1 | 1 | 1 | 1 | 1 | 1 | 1 | 1 |  | 0 | 0 | 0
PG&E FRESNO | Schindler | 70 | Schindler | 1 |  | 0 | 0 | 0 | 0 |  | 0 |  | N/A | N/A | N/A | N/A | N/A | N/A | N/A | N/A |  | 0 | 0 | 0 | 0 |  | 0 | 10 | 1 | 1 | 1 | 1 | 1 | 1 | 1 | 1 | 1 | 1 | 1 |  | 0 | 0 | 0
PG&E GBA | Schulte | 115 | Schulte | 1 |  | 0 | 0 | 0 | 0 |  | 0 |  | N/A | N/A | N/A | N/A | N/A | N/A | N/A | N/A |  | 100 | 0 | 0 | 0 |  | 100 | 10 | 4 | 2 | 1 | 1 | 5 | 1 | 2 | 2 | 2 | 2 | 1 |  | 0 | 0 | 0
SDGE | Scripps | 69 | Scripps | 2 |  | 0 | 0 | 0 | 0 |  | 0 |  | N/A | N/A | N/A | N/A | N/A | N/A | N/A | N/A |  | 0 | 0 | 0 | 0 |  | 0 | 10 | 1 | 1 | 1 | 2 | 5 | 3 | 1 | 2 | 5 | 1 | 1 |  | 0 | 0 | 0
PG&E KERN | Semitropic | 115 | Semitropic | 1 |  | 0 | 0 | 0 | 0 |  | 0 |  | N/A | N/A | N/A | N/A | N/A | N/A | N/A | N/A |  | 0 | 0 | 0 | 0 |  | 0 | 10 | 1 | 1 | 2 | 1 | 1 | 1 | 1 | 1 | 2 | 1 | 1 |  | 0 | 0 | 0
SCE Metro | Serrano | 230 | Serrano | 2 |  | 0 | 0 | 0 | 0 |  | 0 |  | N/A | N/A | N/A | N/A | N/A | N/A | N/A | N/A |  | 0 | 0 | 0 | 0 |  | 0 | 10 | 1 | 1 | 1 | 2 | 5 | 2 | 1 | 1 | 3 | 2 | 1 |  | 0 | 0 | 0
SCE Metro | Serrano | 500 | Serrano | 2 |  | 0 | 0 | 0 | 0 |  | 0 |  | N/A | N/A | N/A | N/A | N/A | N/A | N/A | N/A |  | 0 | 0 | 0 | 0 |  | 0 | 10 | 1 | 1 | 1 | 2 | 5 | 2 | 1 | 1 | 3 | 2 | 1 |  | 0 | 0 | 0
SDGE | Shadowridge | 138 | Shadowridge | 2 |  | 0 | 0 | 0 | 0 |  | 0 |  | N/A | N/A | N/A | N/A | N/A | N/A | N/A | N/A |  | 0 | 0 | 0 | 0 |  | 0 | 10 | 1 | 1 | 1 | 2 | 1 | 2 | 1 | 1 | 3 | 1 | 1 |  | 0 | 0 | 0
PG&E KERN | Shafter | 115 | Shafter | 1 |  | 0 | 0 | 0 | 0 |  | 0 |  | N/A | N/A | N/A | N/A | N/A | N/A | N/A | N/A |  | 0 | 100 | 0 | 0 |  | 100 | 10 | 1 | 1 | 3 | 1 | 1 | 1 | 1 | 1 | 1 | 1 | 1 |  | 0 | 0 | 0
PG&E NGBA | Silverado | 115 | Silverado | 2 |  | 0 | 0 | 0 | 0 |  | 0 |  | N/A | N/A | N/A | N/A | N/A | N/A | N/A | N/A |  | 0 | 0 | 0 | 0 |  | 0 | 10 | 1 | 1 | 1 | 2 | 2 | 3 | 1 | 2 | 4 | 1 | 1 |  | 0 | 0 | 0
SDGE | Silvergate | 230 | Silvergate | 2 |  | 0 | 0 | 0 | 0 |  | 0 |  | N/A | N/A | N/A | N/A | N/A | N/A | N/A | N/A |  | 0 | 100 | 0 | 0 |  | 100 | 10 | 4 | 2 | 1 | 2 | 1 | 1 | 2 | 4 | 4 | 1 | 1 |  | 0 | 0 | 0
SDGE | Silvergate | 69 | Silvergate | 2 |  | 0 | 0 | 0 | 0 |  | 0 |  | N/A | N/A | N/A | N/A | N/A | N/A | N/A | N/A |  | 0 | 0 | 0 | 0 |  | 0 | 10 | 4 | 2 | 1 | 2 | 1 | 1 | 2 | 4 | 4 | 1 | 1 |  | 0 | 0 | 0
PG&E KERN | Sisquoc | 115 | Sisquoc | 2 |  | 0 | 0 | 0 | 0 |  | 0 |  | N/A | N/A | N/A | N/A | N/A | N/A | N/A | N/A |  | 0 | 0 | 0 | 0 |  | 0 | 10 | 1 | 1 | 1 | 2 | 2 | 1 | 1 | 1 | 1 | 1 | 1 |  | 0 | 0 | 0
EOP | Sloan Canyon | 230 | Sloan Canyon | 2 |  | 0 | 0 | 0 | 0 |  | 0 | 20 | 1 | 1 | 1 | 1 | 1 | 1 | 1 | 1 |  | 0 | 0 | 0 | 0 |  | 0 | 10 | 1 | 1 | 1 | 2 | 1 | 1 | 1 | 1 | 1 | 1 | 1 |  | 0 | 0 | 0
EOP | Sloan Canyon | 500 | Sloan Canyon | 2 |  | 0 | 0 | 0 | 0 |  | 0 |  | N/A | N/A | N/A | N/A | N/A | N/A | N/A | N/A |  | 0 | 0 | 0 | 0 |  | 0 | 10 | 1 | 1 | 1 | 2 | 1 | 1 | 1 | 1 | 1 | 1 | 1 |  | 0 | 0 | 0
PG&E KERN | Smyrna | 115 | Smyrna | 1 |  | 0 | 0 | 0 | 0 |  | 0 |  | N/A | N/A | N/A | N/A | N/A | N/A | N/A | N/A |  | 0 | 0 | 0 | 0 |  | 0 | 10 | 1 | 1 | 1 | 1 | 1 | 1 | 1 | 1 | 1 | 1 | 1 |  | 0 | 0 | 0
PG&E GBA | Sobrante | 115 | Sobrante | 2 |  | 0 | 0 | 0 | 0 |  | 0 |  | N/A | N/A | N/A | N/A | N/A | N/A | N/A | N/A |  | 0 | 0 | 0 | 0 |  | 0 | 10 | 1 | 1 | 1 | 2 | 3 | 1 | 2 | 3 | 3 | 1 | 1 |  | 0 | 0 | 0
PG&E GBA | Sobrante | 230 | Sobrante | 2 |  | 0 | 0 | 0 | 0 |  | 0 |  | N/A | N/A | N/A | N/A | N/A | N/A | N/A | N/A |  | 0 | 0 | 0 | 0 |  | 0 | 10 | 1 | 1 | 1 | 2 | 3 | 1 | 2 | 3 | 3 | 1 | 1 |  | 0 | 0 | 0
PG&E KERN | Solar | 230 | Solar | 2 |  | 0 | 0 | 0 | 0 |  | 0 |  | N/A | N/A | N/A | N/A | N/A | N/A | N/A | N/A |  | 0 | 0 | 0 | 0 |  | 0 | 10 | 1 | 1 | 1 | 2 | 5 | 1 | 1 | 1 | 2 | 2 | 1 |  | 0 | 0 | 0
PG&E GBA | Soledad | 115 | Soledad | 2 |  | 0 | 0 | 0 | 0 |  | 0 |  | N/A | N/A | N/A | N/A | N/A | N/A | N/A | N/A |  | 0 | 0 | 0 | 0 |  | 0 | 10 | 1 | 1 | 1 | 2 | 5 | 1 | 1 | 1 | 1 | 1 | 1 |  | 0 | 0 | 0
PG&E GBA | Soledad | 60 | Soledad | 2 |  | 0 | 0 | 0 | 0 |  | 0 | 10 | 1 | 2 | 1 | 1 | 1 | 1 | 1 | 1 |  | 0 | 0 | 0 | 0 |  | 0 | 10 | 1 | 1 | 1 | 2 | 5 | 1 | 1 | 1 | 1 | 1 | 1 |  | 0 | 0 | 0
SDGE | Spring Valley | 69 | Spring Valley | 2 |  | 0 | 0 | 0 | 0 |  | 0 |  | N/A | N/A | N/A | N/A | N/A | N/A | N/A | N/A |  | 0 | 0 | 0 | 0 |  | 0 | 10 | 1 | 1 | 1 | 2 | 5 | 1 | 3 | 3 | 5 | 1 | 1 |  | 0 | 0 | 0
SCE Northern | Springville | 230 | Springville | 1 |  | 0 | 0 | 0 | 0 |  | 0 |  | N/A | N/A | N/A | N/A | N/A | N/A | N/A | N/A |  | 0 | 0 | 0 | 0 |  | 0 | 10 | 1 | 1 | 1 | 1 | 2 | 2 | 1 | 1 | 3 | 2 | 1 |  | 0 | 0 | 0
PG&E GBA | Stagg | 230 | Stagg | 1 |  | 0 | 0 | 0 | 0 |  | 0 |  | N/A | N/A | N/A | N/A | N/A | N/A | N/A | N/A |  | 0 | 0 | 0 | 0 |  | 0 | 10 | 1 | 1 | 3 | 1 | 1 | 1 | 1 | 1 | 1 | 1 | 1 |  | 0 | 0 | 0
PG&E GBA | Standard Oil | 115 | Standard Oil | 2 |  | 0 | 0 | 0 | 0 |  | 0 |  | N/A | N/A | N/A | N/A | N/A | N/A | N/A | N/A |  | 0 | 0 | 0 | 0 |  | 0 | 10 | 1 | 1 | 1 | 2 | 2 | 1 | 2 | 2 | 2 | 1 | 1 |  | 0 | 0 | 0
PG&E GBA | Stanislaus | 115 | Stanislaus | 2 |  | 0 | 0 | 0 | 0 |  | 0 |  | N/A | N/A | N/A | N/A | N/A | N/A | N/A | N/A |  | 0 | 0 | 0 | 0 |  | 0 | 10 | 1 | 1 | 1 | 2 | 2 | 2 | 1 | 1 | 2 | 1 | 1 |  | 0 | 0 | 0
PG&E KERN | Stockdale | 115 | Stockdale | 1 |  | 0 | 0 | 0 | 0 |  | 0 |  | N/A | N/A | N/A | N/A | N/A | N/A | N/A | N/A |  | 0 | 0 | 0 | 0 |  | 0 | 10 | 1 | 1 | 2 | 1 | 1 | 1 | 1 | 1 | 1 | 1 | 1 |  | 0 | 0 | 0
PG&E KERN | Stockdale | 230 | Stockdale | 1 |  | 0 | 0 | 0 | 0 |  | 0 |  | N/A | N/A | N/A | N/A | N/A | N/A | N/A | N/A |  | 0 | 0 | 0 | 0 |  | 0 | 10 | 1 | 1 | 2 | 1 | 1 | 1 | 1 | 1 | 1 | 1 | 1 |  | 0 | 0 | 0
PG&E GBA | Stockton A | 115 | Stockton A | 1 |  | 0 | 0 | 0 | 0 |  | 0 |  | N/A | N/A | N/A | N/A | N/A | N/A | N/A | N/A |  | 0 | 0 | 0 | 0 |  | 0 | 10 | 1 | 1 | 3 | 1 | 1 | 1 | 1 | 1 | 1 | 1 | 1 |  | 0 | 0 | 0
PG&E GBA | Stone | 115 | Stone | 2 |  | 0 | 0 | 0 | 0 |  | 0 |  | N/A | N/A | N/A | N/A | N/A | N/A | N/A | N/A |  | 0 | 0 | 0 | 0 |  | 0 | 10 | 1 | 1 | 1 | 2 | 5 | 1 | 1 | 1 | 1 | 2 | 1 |  | 0 | 0 | 0
PG&E FRESNO | Storey | 230 | Storey | 1 |  | 0 | 0 | 0 | 0 |  | 0 |  | N/A | N/A | N/A | N/A | N/A | N/A | N/A | N/A |  | 0 | 0 | 0 | 0 |  | 0 | 10 | 1 | 1 | 1 | 1 | 2 | 1 | 1 | 1 | 2 | 1 | 1 |  | 0 | 0 | 0
PG&E NGBA | Summit | 115 | Summit | 2 |  | 0 | 0 | 0 | 0 |  | 0 | 20 | 1 | 2 | 1 | 1 | 1 | 2 | 2 | 1 |  | 0 | 0 | 0 | 0 |  | 0 | 10 | 1 | 1 | 1 | 2 | 2 | 1 | 1 | 1 | 2 | 2 | 1 |  | 10 | 0 | 10 |  | OOS | N/A | N/A | N/A | N/A | N/A | N/A | N/A | N/A
SDGE | Suncrest | 230 | Suncrest | 2 |  | 0 | 0 | 0 | 0 |  | 0 |  | N/A | N/A | N/A | N/A | N/A | N/A | N/A | N/A |  | 0 | 0 | 0 | 0 |  | 0 | 10 | 1 | 1 | 1 | 2 | 5 | 1 | 1 | 2 | 2 | 2 | 1 |  | 0 | 0 | 0
SDGE | Suncrest | 500 | Suncrest | 2 |  | 0 | 0 | 0 | 0 |  | 0 |  | N/A | N/A | N/A | N/A | N/A | N/A | N/A | N/A |  | 0 | 0 | 0 | 0 |  | 0 | 10 | 1 | 1 | 1 | 2 | 5 | 1 | 1 | 2 | 2 | 2 | 1 |  | 0 | 0 | 0
PG&E KERN | Sunrise | 230 | Sunrise | 1 |  | 0 | 0 | 0 | 0 |  | 0 |  | N/A | N/A | N/A | N/A | N/A | N/A | N/A | N/A |  | 0 | 0 | 0 | 0 |  | 0 | 10 | 1 | 1 | 1 | 1 | 1 | 1 | 1 | 3 | 3 | 1 | 1 |  | 0 | 0 | 0
PG&E KERN | Sunset | 230 | Sunset | 1 |  | 0 | 0 | 0 | 0 |  | 0 |  | N/A | N/A | N/A | N/A | N/A | N/A | N/A | N/A |  | 0 | 0 | 0 | 0 |  | 0 | 10 | 1 | 1 | 1 | 1 | 1 | 1 | 1 | 2 | 2 | 1 | 1 |  | 0 | 0 | 0
PG&E GBA | Swift | 115 | Swift | 2 |  | 0 | 0 | 0 | 0 |  | 0 |  | N/A | N/A | N/A | N/A | N/A | N/A | N/A | N/A |  | 0 | 0 | 0 | 0 |  | 0 | 10 | 1 | 1 | 1 | 2 | 5 | 2 | 1 | 1 | 2 | 2 | 1 |  | 34 | 0 | 34 |  | EGS
SDGE | Sycamore Canyon | 138 | Sycamore Canyon | 2 |  | 0 | 0 | 0 | 0 |  | 0 |  | N/A | N/A | N/A | N/A | N/A | N/A | N/A | N/A |  | 0 | 0 | 0 | 0 |  | 0 | 10 | 1 | 1 | 1 | 2 | 5 | 3 | 2 | 2 | 5 | 1 | 1 |  | 0 | 0 | 0
SDGE | Sycamore Canyon | 230 | Sycamore Canyon | 2 |  | 0 | 0 | 0 | 0 |  | 0 |  | N/A | N/A | N/A | N/A | N/A | N/A | N/A | N/A |  | 0 | 0 | 0 | 0 |  | 0 | 10 | 1 | 1 | 1 | 2 | 5 | 3 | 2 | 2 | 5 | 1 | 1 |  | 0 | 0 | 0
SDGE | Sycamore Canyon | 69 | Sycamore Canyon | 2 |  | 0 | 0 | 0 | 0 |  | 0 |  | N/A | N/A | N/A | N/A | N/A | N/A | N/A | N/A |  | 0 | 0 | 0 | 0 |  | 0 | 10 | 1 | 1 | 1 | 2 | 5 | 3 | 2 | 2 | 5 | 1 | 1 |  | 0 | 0 | 0
SCE Northern | Sylmar | 230 | Sylmar | 2 |  | 0 | 0 | 0 | 0 |  | 0 |  | N/A | N/A | N/A | N/A | N/A | N/A | N/A | N/A |  | 200 | 0 | 0 | 0 |  | 200 | 10 | 4 | 2 | 5 | 2 | 5 | 2 | 1 | 2 | 2 | 2 | 2 |  | 0 | 0 | 0
PG&E NGBA | Table Mountain | 115 | Table Mountain | 2 |  | 0 | 0 | 0 | 0 |  | 0 |  | N/A | N/A | N/A | N/A | N/A | N/A | N/A | N/A |  | 0 | 0 | 0 | 0 |  | 0 | 10 | 2 | 1 | 1 | 2 | 2 | 3 | 1 | 2 | 4 | 1 | 1 |  | 0 | 0 | 0
PG&E NGBA | Table Mountain | 230 | Table Mountain | 2 |  | 0 | 0 | 0 | 0 |  | 0 | 10 | 1 | 1 | 1 | 1 | 1 | 1 | 1 | 1 |  | 0 | 200 | 0 | 0 |  | 200 | 10 | 2 | 1 | 1 | 2 | 2 | 3 | 1 | 2 | 4 | 1 | 1 |  | 0 | 0 | 0
PG&E NGBA | Table Mountain | 500 | Table Mountain | 2 |  | 0 | 0 | 0 | 0 |  | 0 |  | N/A | N/A | N/A | N/A | N/A | N/A | N/A | N/A |  | 0 | 0 | 0 | 0 |  | 0 | 10 | 2 | 1 | 1 | 2 | 2 | 3 | 1 | 2 | 4 | 1 | 1 |  | 0 | 0 | 0
PG&E NGBA | Table Mountain | 60 | Table Mountain | 2 |  | 0 | 0 | 0 | 0 |  | 0 |  | N/A | N/A | N/A | N/A | N/A | N/A | N/A | N/A |  | 0 | 0 | 0 | 0 |  | 0 | 10 | 2 | 1 | 1 | 2 | 2 | 3 | 1 | 2 | 4 | 1 | 1 |  | 0 | 0 | 0
PG&E KERN | Taft | 115 | Taft | 1 |  | 0 | 0 | 0 | 0 |  | 0 |  | N/A | N/A | N/A | N/A | N/A | N/A | N/A | N/A |  | 0 | 0 | 0 | 0 |  | 0 | 10 | 1 | 1 | 1 | 1 | 1 | 1 | 2 | 3 | 4 | 1 | 1 |  | 0 | 0 | 0
SDGE | Talega | 138 | Talega | 2 |  | 0 | 0 | 0 | 0 |  | 0 |  | N/A | N/A | N/A | N/A | N/A | N/A | N/A | N/A |  | 0 | 0 | 0 | 0 |  | 0 | 10 | 1 | 1 | 1 | 2 | 5 | 1 | 2 | 2 | 3 | 2 | 1 |  | 0 | 0 | 0
SDGE | Talega | 230 | Talega | 2 |  | 0 | 0 | 0 | 0 |  | 0 |  | N/A | N/A | N/A | N/A | N/A | N/A | N/A | N/A |  | 0 | 0 | 0 | 0 |  | 0 | 10 | 1 | 1 | 1 | 2 | 5 | 1 | 2 | 2 | 3 | 2 | 1 |  | 0 | 0 | 0
PG&E GBA | Tassajara | 230 | Tassajara | 2 |  | 0 | 0 | 0 | 0 |  | 0 |  | N/A | N/A | N/A | N/A | N/A | N/A | N/A | N/A |  | 0 | 0 | 0 | 0 |  | 0 | 10 | 1 | 1 | 1 | 2 | 5 | 2 | 2 | 3 | 3 | 1 | 1 |  | 0 | 0 | 0
PG&E KERN | Tejon | 70 | Tejon | 1 |  | 0 | 0 | 0 | 0 |  | 0 |  | N/A | N/A | N/A | N/A | N/A | N/A | N/A | N/A |  | 0 | 0 | 0 | 0 |  | 0 | 10 | 1 | 1 | 2 | 1 | 2 | 1 | 1 | 1 | 1 | 1 | 1 |  | 0 | 0 | 0
SDGE | Telegraph Canyon | 138 | Telegraph Canyon | 2 |  | 0 | 0 | 0 | 0 |  | 0 |  | N/A | N/A | N/A | N/A | N/A | N/A | N/A | N/A |  | 0 | 0 | 0 | 0 |  | 0 | 10 | 1 | 1 | 1 | 2 | 3 | 1 | 3 | 4 | 5 | 1 | 1 |  | 0 | 0 | 0
PG&E KERN | Temblor | 115 | Temblor | 1 |  | 0 | 0 | 0 | 0 |  | 0 |  | N/A | N/A | N/A | N/A | N/A | N/A | N/A | N/A |  | 0 | 0 | 0 | 0 |  | 0 | 10 | 1 | 1 | 1 | 1 | 1 | 1 | 1 | 1 | 2 | 1 | 1 |  | 0 | 0 | 0
PG&E KERN | Templeton | 230 | Templeton | 1 |  | 0 | 0 | 0 | 0 |  | 0 | 10 | 1 | 5 | 3 | 1 | 1 | 3 | 2 | 1 |  | 0 | 0 | 0 | 0 |  | 0 | 10 | 1 | 1 | 1 | 1 | 3 | 1 | 1 | 1 | 1 | 1 | 1 |  | 0 | 0 | 0
PG&E KERN | Templeton | 70 | Templeton | 1 |  | 0 | 0 | 0 | 0 |  | 0 |  | N/A | N/A | N/A | N/A | N/A | N/A | N/A | N/A |  | 0 | 0 | 0 | 0 |  | 0 | 10 | 1 | 1 | 1 | 1 | 3 | 1 | 1 | 1 | 1 | 1 | 1 |  | 0 | 0 | 0
PG&E GBA | Tesla | 115 | Tesla | 2 |  | 0 | 0 | 0 | 0 |  | 0 |  | N/A | N/A | N/A | N/A | N/A | N/A | N/A | N/A |  | 0 | 0 | 0 | 0 |  | 0 | 10 | 1 | 1 | 1 | 2 | 3 | 3 | 2 | 2 | 3 | 1 | 1 |  | 0 | 0 | 0
PG&E GBA | Tesla | 230 | Tesla | 2 |  | 0 | 0 | 0 | 0 |  | 0 | 15 | 1 | 5 | 4 | 3 | 4 | 5 | 1 | 1 |  | 0 | 0 | 0 | 0 |  | 0 | 10 | 1 | 1 | 1 | 2 | 3 | 3 | 2 | 2 | 3 | 1 | 1 |  | 0 | 0 | 0
PG&E GBA | Tesla | 500 | Tesla | 2 |  | 0 | 0 | 0 | 0 |  | 0 | 15 | 1 | 5 | 4 | 3 | 4 | 5 | 1 | 1 |  | 0 | 0 | 0 | 0 |  | 0 | 10 | 1 | 1 | 1 | 2 | 3 | 3 | 2 | 2 | 3 | 1 | 1 |  | 0 | 0 | 0
PG&E KERN | Tevis | 115 | Tevis | 1 |  | 0 | 0 | 0 | 0 |  | 0 |  | N/A | N/A | N/A | N/A | N/A | N/A | N/A | N/A |  | 100 | 0 | 0 | 0 |  | 100 | 10 | 1 | 1 | 2 | 1 | 1 | 1 | 1 | 2 | 2 | 1 | 1 |  | 0 | 0 | 0
EOP | Thousandaire | 138 | Thousandaire | 2 |  | 0 | 0 | 0 | 0 |  | 0 |  | N/A | N/A | N/A | N/A | N/A | N/A | N/A | N/A |  | 0 | 0 | 0 | 0 |  | 0 | 10 | 1 | 1 | 1 | 2 | 1 | 1 | 1 | 1 | 1 | 1 | 1 |  | 0 | 0 | 0
PG&E KERN | Topaz | 230 | Topaz | 2 |  | 0 | 0 | 0 | 0 |  | 0 |  | N/A | N/A | N/A | N/A | N/A | N/A | N/A | N/A |  | 0 | 0 | 0 | 0 |  | 0 | 10 | 1 | 1 | 1 | 2 | 5 | 1 | 1 | 1 | 2 | 2 | 1 |  | 0 | 0 | 0
SCE NOL | Tortilla | 115 | Tortilla | 2 |  | 0 | 0 | 0 | 0 |  | 0 |  | N/A | N/A | N/A | N/A | N/A | N/A | N/A | N/A |  | 0 | 0 | 0 | 0 |  | 0 | 10 | 1 | 1 | 1 | 2 | 1 | 2 | 2 | 1 | 3 | 1 | 1 |  | 0 | 0 | 0
SDGE | Trabuco | 138 | Trabuco | 2 |  | 0 | 0 | 0 | 0 |  | 0 |  | N/A | N/A | N/A | N/A | N/A | N/A | N/A | N/A |  | 0 | 0 | 0 | 0 |  | 0 | 10 | 1 | 1 | 1 | 2 | 5 | 1 | 2 | 3 | 3 | 2 | 1 |  | 0 | 0 | 0
PG&E GBA | Tracy | 115 | Tracy | 2 |  | 0 | 0 | 0 | 0 |  | 0 |  | N/A | N/A | N/A | N/A | N/A | N/A | N/A | N/A |  | 0 | 0 | 0 | 0 |  | 0 | 10 | 1 | 1 | 1 | 2 | 2 | 2 | 1 | 1 | 2 | 1 | 1 |  | 0 | 0 | 0
PG&E FRESNO | Tranquility | 230 | Tranquility | 1 |  | 0 | 0 | 0 | 0 |  | 0 |  | N/A | N/A | N/A | N/A | N/A | N/A | N/A | N/A |  | 434 | 600 | 0 | 0 |  | 1034 | 10 | 1 | 2 | 1 | 1 | 1 | 1 | 1 | 1 | 1 | 1 | 1 |  | 0 | 0 | 0
PG&E GBA | Trimble | 115 | Trimble | 2 |  | 0 | 0 | 0 | 0 |  | 0 |  | N/A | N/A | N/A | N/A | N/A | N/A | N/A | N/A |  | 0 | 0 | 0 | 0 |  | 0 | 10 | 1 | 1 | 1 | 2 | 5 | 1 | 1 | 1 | 1 | 2 | 1 |  | 0 | 0 | 0
EOP | Trout Canyon | 230 | Trout Canyon | 2 |  | 0 | 0 | 0 | 0 |  | 0 | 20 | 1 | 1 | 1 | 1 | 1 | 1 | 3 | 1 |  | 65 | 650 | 0 | 0 |  | 715 | 15 | 2 | 2 | 1 | 2 | 1 | 1 | 1 | 1 | 1 | 1 | 1 |  | 0 | 0 | 0
EOP | Trout Canyon | 500 | Trout Canyon | 2 |  | 0 | 0 | 0 | 0 |  | 0 |  | N/A | N/A | N/A | N/A | N/A | N/A | N/A | N/A |  | 0 | 300 | 0 | 0 |  | 300 | 10 | 4 | 5 | 1 | 2 | 1 | 2 | 2 | 2 | 2 | 2 | 2 |  | 0 | 0 | 0
PG&E NGBA | Tulucay | 230 | Tulucay | 2 |  | 0 | 0 | 0 | 0 |  | 0 |  | N/A | N/A | N/A | N/A | N/A | N/A | N/A | N/A |  | 0 | 0 | 0 | 0 |  | 0 | 10 | 1 | 1 | 1 | 2 | 2 | 2 | 1 | 1 | 3 | 1 | 1 |  | 0 | 0 | 0
PG&E NGBA | Tulucay | 60 | Tulucay | 2 |  | 0 | 0 | 0 | 0 |  | 0 |  | N/A | N/A | N/A | N/A | N/A | N/A | N/A | N/A |  | 0 | 0 | 0 | 0 |  | 0 | 10 | 1 | 1 | 1 | 2 | 2 | 2 | 1 | 1 | 3 | 1 | 1 |  | 0 | 0 | 0
PG&E KERN | Tupman | 115 | Tupman | 1 |  | 0 | 0 | 0 | 0 |  | 0 |  | N/A | N/A | N/A | N/A | N/A | N/A | N/A | N/A |  | 0 | 0 | 0 | 0 |  | 0 | 10 | 1 | 1 | 1 | 1 | 1 | 1 | 1 | 2 | 2 | 1 | 1 |  | 0 | 0 | 0
PG&E NGBA | Ukiah | 115 | Ukiah | 2 |  | 0 | 0 | 0 | 0 |  | 0 |  | N/A | N/A | N/A | N/A | N/A | N/A | N/A | N/A |  | 0 | 0 | 0 | 0 |  | 0 | 10 | 1 | 1 | 1 | 2 | 5 | 1 | 1 | 2 | 2 | 2 | 1 |  | 0 | 0 | 0
PG&E KERN | Union (Estrella) | 70 | Union (Estrella) | 1 |  | 0 | 0 | 0 | 0 |  | 0 |  | N/A | N/A | N/A | N/A | N/A | N/A | N/A | N/A |  | 0 | 0 | 0 | 0 |  | 0 | 10 | 1 | 1 | 1 | 1 | 2 | 1 | 1 | 1 | 1 | 1 | 1 |  | 0 | 0 | 0
PG&E NGBA | Vaca Dixon | 115 | Vaca Dixon | 2 |  | 0 | 0 | 0 | 0 |  | 0 |  | N/A | N/A | N/A | N/A | N/A | N/A | N/A | N/A |  | 0 | 0 | 0 | 0 |  | 0 | 10 | 2 | 3 | 2 | 2 | 2 | 1 | 1 | 1 | 1 | 1 | 1 |  | 0 | 0 | 0
PG&E NGBA | Vaca Dixon | 230 | Vaca Dixon | 2 |  | 0 | 0 | 0 | 0 |  | 0 |  | N/A | N/A | N/A | N/A | N/A | N/A | N/A | N/A |  | 0 | 200 | 0 | 0 |  | 200 | 10 | 2 | 3 | 2 | 2 | 2 | 1 | 1 | 1 | 1 | 1 | 1 |  | 0 | 0 | 0
PG&E NGBA | Vaca Dixon | 500 | Vaca Dixon | 2 |  | 0 | 0 | 0 | 0 |  | 0 |  | N/A | N/A | N/A | N/A | N/A | N/A | N/A | N/A |  | 0 | 300 | 0 | 0 |  | 300 | 10 | 2 | 3 | 2 | 2 | 2 | 1 | 1 | 1 | 1 | 1 | 1 |  | 0 | 0 | 0
PG&E NGBA | Vaca Dixon | 60 | Vaca Dixon | 2 |  | 0 | 0 | 0 | 0 |  | 0 |  | N/A | N/A | N/A | N/A | N/A | N/A | N/A | N/A |  | 0 | 0 | 0 | 0 |  | 0 | 10 | 2 | 3 | 2 | 2 | 2 | 1 | 1 | 1 | 1 | 1 | 1 |  | 0 | 0 | 0
SCE Eastern | Valley (SCE) | 500 | Valley | 2 |  | 0 | 0 | 0 | 0 |  | 0 |  | N/A | N/A | N/A | N/A | N/A | N/A | N/A | N/A |  | 500 | 0 | 0 | 0 |  | 500 | 10 | 2 | 1 | 1 | 2 | 5 | 1 | 1 | 2 | 2 | 1 | 1 |  | 0 | 0 | 0
EOP | Valley (VEA) | 138 | Valley (VEA) | 2 |  | 0 | 0 | 0 | 0 |  | 0 |  | N/A | N/A | N/A | N/A | N/A | N/A | N/A | N/A |  | 0 | 0 | 0 | 0 |  | 0 | 10 | 1 | 1 | 1 | 2 | 1 | 1 | 1 | 1 | 1 | 1 | 1 |  | 0 | 0 | 0
SDGE | Valley Center | 69 | Valley Center | 2 |  | 0 | 0 | 0 | 0 |  | 0 |  | N/A | N/A | N/A | N/A | N/A | N/A | N/A | N/A |  | 0 | 0 | 0 | 0 |  | 0 | 10 | 1 | 1 | 1 | 2 | 5 | 1 | 1 | 1 | 2 | 1 | 1 |  | 0 | 0 | 0
PG&E GBA | Valley Home | 115 | Valley Home | 1 |  | 0 | 0 | 0 | 0 |  | 0 |  | N/A | N/A | N/A | N/A | N/A | N/A | N/A | N/A |  | 0 | 100 | 0 | 0 |  | 100 | 10 | 1 | 1 | 1 | 1 | 2 | 1 | 1 | 1 | 2 | 1 | 1 |  | 0 | 0 | 0
PG&E GBA | Valley Springs | 230 | Valley Springs | 1 |  | 0 | 0 | 0 | 0 |  | 0 |  | N/A | N/A | N/A | N/A | N/A | N/A | N/A | N/A |  | 0 | 0 | 0 | 0 |  | 0 | 10 | 1 | 1 | 1 | 1 | 3 | 4 | 1 | 1 | 5 | 2 | 1 |  | 0 | 0 | 0
PG&E GBA | Valley Springs | 60 | Valley Springs | 1 |  | 0 | 0 | 0 | 0 |  | 0 |  | N/A | N/A | N/A | N/A | N/A | N/A | N/A | N/A |  | 0 | 0 | 0 | 0 |  | 0 | 10 | 1 | 1 | 1 | 1 | 3 | 4 | 1 | 1 | 5 | 2 | 1 |  | 0 | 0 | 0
EOP | Valley Switch | 138 | Valley Switch | 2 |  | 0 | 0 | 0 | 0 |  | 0 |  | N/A | N/A | N/A | N/A | N/A | N/A | N/A | N/A |  | 0 | 0 | 0 | 0 |  | 0 | 10 | 1 | 1 | 1 | 2 | 1 | 1 | 1 | 1 | 1 | 1 | 1 |  | 0 | 0 | 0
EOP | Valley Switch | 230 | Valley Switch | 2 |  | 0 | 0 | 0 | 0 |  | 0 |  | N/A | N/A | N/A | N/A | N/A | N/A | N/A | N/A |  | 0 | 0 | 0 | 0 |  | 0 | 10 | 1 | 1 | 1 | 2 | 1 | 1 | 1 | 1 | 1 | 1 | 1 |  | 0 | 0 | 0
PG&E GBA | Vasco | 230 | Vasco | 2 |  | 0 | 0 | 0 | 0 |  | 0 |  | N/A | N/A | N/A | N/A | N/A | N/A | N/A | N/A |  | 0 | 0 | 0 | 0 |  | 0 | 10 | 1 | 1 | 1 | 2 | 5 | 2 | 2 | 3 | 4 | 1 | 1 |  | 0 | 0 | 0
PG&E GBA | Vasona | 230 | Vasona | 2 |  | 0 | 0 | 0 | 0 |  | 0 |  | N/A | N/A | N/A | N/A | N/A | N/A | N/A | N/A |  | 0 | 0 | 0 | 0 |  | 0 | 10 | 1 | 1 | 1 | 2 | 1 | 2 | 1 | 3 | 5 | 1 | 1 |  | 0 | 0 | 0
SCE Northern | Vestal | 230 | Vestal | 1 |  | 0 | 0 | 0 | 0 |  | 0 |  | N/A | N/A | N/A | N/A | N/A | N/A | N/A | N/A |  | 200 | 50 | 0 | 0 |  | 250 | 10 | 1 | 1 | 1 | 1 | 2 | 1 | 1 | 1 | 1 | 1 | 1 |  | 0 | 0 | 0
SCE Northern | Vestal | 66 | Vestal | 1 |  | 0 | 0 | 0 | 0 |  | 0 |  | N/A | N/A | N/A | N/A | N/A | N/A | N/A | N/A |  | 0 | 0 | 0 | 0 |  | 0 | 10 | 1 | 1 | 1 | 1 | 2 | 1 | 1 | 1 | 1 | 1 | 1 |  | 0 | 0 | 0
SCE NOL | Victor | 115 | Victor | 2 |  | 0 | 0 | 0 | 0 |  | 0 |  | N/A | N/A | N/A | N/A | N/A | N/A | N/A | N/A |  | 0 | 0 | 0 | 0 |  | 0 | 10 | 1 | 1 | 1 | 2 | 1 | 1 | 1 | 1 | 2 | 1 | 1 |  | 0 | 0 | 0
SCE NOL | Victor | 230 | Victor | 2 |  | 0 | 0 | 0 | 0 |  | 0 |  | N/A | N/A | N/A | N/A | N/A | N/A | N/A | N/A |  | 0 | 0 | 0 | 0 |  | 0 | 10 | 1 | 1 | 1 | 2 | 1 | 1 | 1 | 1 | 2 | 1 | 1 |  | 0 | 0 | 0
SCE Metro | Viejo | 230 | Viejo | 2 |  | 0 | 0 | 0 | 0 |  | 0 |  | N/A | N/A | N/A | N/A | N/A | N/A | N/A | N/A |  | 0 | 0 | 0 | 0 |  | 0 | 10 | 1 | 1 | 1 | 2 | 5 | 1 | 1 | 2 | 3 | 2 | 1 |  | 0 | 0 | 0
PG&E GBA | Vierra | 115 | Vierra | 1 |  | 0 | 0 | 0 | 0 |  | 0 |  | N/A | N/A | N/A | N/A | N/A | N/A | N/A | N/A |  | 0 | 0 | 0 | 0 |  | 0 | 10 | 1 | 1 | 2 | 1 | 1 | 1 | 1 | 1 | 1 | 1 | 1 |  | 0 | 0 | 0
SCE Metro | Villa Park | 230 | Villa Park | 2 |  | 0 | 0 | 0 | 0 |  | 0 |  | N/A | N/A | N/A | N/A | N/A | N/A | N/A | N/A |  | 0 | 0 | 0 | 0 |  | 0 | 10 | 1 | 1 | 1 | 2 | 5 | 2 | 1 | 1 | 3 | 1 | 1 |  | 0 | 0 | 0
SCE Northern | Vincent | 230 | Vincent | 2 |  | 0 | 0 | 0 | 0 |  | 0 |  | N/A | N/A | N/A | N/A | N/A | N/A | N/A | N/A |  | 0 | 0 | 0 | 0 |  | 0 | 10 | 1 | 1 | 1 | 2 | 2 | 1 | 1 | 1 | 1 | 1 | 1 |  | 0 | 0 | 0
SCE Northern | Vincent | 500 | Vincent | 2 |  | 0 | 0 | 0 | 0 |  | 0 |  | N/A | N/A | N/A | N/A | N/A | N/A | N/A | N/A |  | 0 | 0 | 0 | 0 |  | 0 | 10 | 1 | 1 | 1 | 2 | 2 | 1 | 1 | 1 | 1 | 1 | 1 |  | 0 | 0 | 0
PG&E GBA | Vineyard | 230 | Vineyard | 2 |  | 0 | 0 | 0 | 0 |  | 0 |  | N/A | N/A | N/A | N/A | N/A | N/A | N/A | N/A |  | 0 | 0 | 0 | 0 |  | 0 | 10 | 1 | 1 | 1 | 2 | 5 | 2 | 1 | 2 | 3 | 1 | 1 |  | 0 | 0 | 0
SDGE | Vineyard | 69 | Vineyard | 2 |  | 0 | 0 | 0 | 0 |  | 0 |  | N/A | N/A | N/A | N/A | N/A | N/A | N/A | N/A |  | 0 | 0 | 0 | 0 |  | 0 | 10 | 1 | 1 | 1 | 2 | 5 | 2 | 1 | 2 | 3 | 1 | 1 |  | 0 | 0 | 0
SCE Eastern | Vista (SCE) | 230 | Vista (SCE) | 2 |  | 0 | 0 | 0 | 0 |  | 0 |  | N/A | N/A | N/A | N/A | N/A | N/A | N/A | N/A |  | 300 | 0 | 0 | 0 |  | 300 | 10 | 5 | 5 | 4 | 2 | 5 | 2 | 3 | 4 | 5 | 2 | 2 |  | 0 | 0 | 0
EOP | Vista (VEA) | 138 | Vista (VEA) | 2 |  | 0 | 0 | 0 | 0 |  | 0 |  | N/A | N/A | N/A | N/A | N/A | N/A | N/A | N/A |  | 0 | 0 | 0 | 0 |  | 0 | 10 | 1 | 1 | 1 | 2 | 1 | 1 | 1 | 1 | 1 | 1 | 1 |  | 0 | 0 | 0
EOP | Vista (VEA) | 230 | Vista (VEA) | 2 |  | 0 | 0 | 0 | 0 |  | 0 |  | N/A | N/A | N/A | N/A | N/A | N/A | N/A | N/A |  | 0 | 0 | 0 | 0 |  | 0 | 10 | 1 | 1 | 1 | 2 | 1 | 1 | 1 | 1 | 1 | 1 | 1 |  | 0 | 0 | 0
PG&E FRESNO | Wahtoke | 115 | Wahtoke | 1 |  | 0 | 0 | 0 | 0 |  | 0 |  | N/A | N/A | N/A | N/A | N/A | N/A | N/A | N/A |  | 0 | 0 | 0 | 0 |  | 0 | 10 | 1 | 1 | 2 | 1 | 1 | 1 | 1 | 1 | 1 | 1 | 1 |  | 0 | 0 | 0
SCE Northern | Wakefield | 66 | Wakefield | 2 |  | 0 | 0 | 0 | 0 |  | 0 |  | N/A | N/A | N/A | N/A | N/A | N/A | N/A | N/A |  | 200 | 0 | 0 | 0 |  | 200 | 10 | 1 | 1 | 1 | 2 | 1 | 1 | 1 | 1 | 1 | 1 | 1 |  | 0 | 0 | 0
SCE Metro | Walnut | 230 | Walnut | 2 |  | 0 | 0 | 0 | 0 |  | 0 |  | N/A | N/A | N/A | N/A | N/A | N/A | N/A | N/A |  | 0 | 0 | 0 | 0 |  | 0 | 10 | 1 | 1 | 1 | 2 | 5 | 2 | 1 | 1 | 2 | 2 | 1 |  | 0 | 0 | 0
SCE Northern | Warne | 230 | Warne | 2 |  | 0 | 0 | 0 | 0 |  | 0 |  | N/A | N/A | N/A | N/A | N/A | N/A | N/A | N/A |  | 0 | 0 | 0 | 0 |  | 0 | 10 | 1 | 1 | 1 | 2 | 5 | 3 | 1 | 1 | 5 | 2 | 1 |  | 0 | 0 | 0
PG&E GBA | Warnerville | 230 | Warnerville | 2 |  | 0 | 0 | 0 | 0 |  | 0 |  | N/A | N/A | N/A | N/A | N/A | N/A | N/A | N/A |  | 0 | 0 | 0 | 0 |  | 0 | 10 | 1 | 1 | 1 | 2 | 2 | 2 | 1 | 1 | 3 | 1 | 1 |  | 0 | 0 | 0
PG&E FRESNO | Waukena | 115 | Waukena | 1 |  | 0 | 0 | 0 | 0 |  | 0 |  | N/A | N/A | N/A | N/A | N/A | N/A | N/A | N/A |  | 0 | 0 | 0 | 0 |  | 0 | 10 | 1 | 1 | 1 | 1 | 1 | 1 | 1 | 1 | 1 | 1 | 1 |  | 0 | 0 | 0
PG&E GBA | Weber | 230 | Weber | 1 |  | 0 | 0 | 0 | 0 |  | 0 |  | N/A | N/A | N/A | N/A | N/A | N/A | N/A | N/A |  | 0 | 0 | 0 | 0 |  | 0 | 10 | 1 | 1 | 2 | 1 | 1 | 1 | 1 | 1 | 1 | 1 | 1 |  | 0 | 0 | 0
PG&E GBA | Weber | 60 | Weber | 1 |  | 0 | 0 | 0 | 0 |  | 0 |  | N/A | N/A | N/A | N/A | N/A | N/A | N/A | N/A |  | 0 | 0 | 0 | 0 |  | 0 | 10 | 1 | 1 | 2 | 1 | 1 | 1 | 1 | 1 | 1 | 1 | 1 |  | 0 | 0 | 0
PG&E FRESNO | West Fresno | 115 | West Fresno | 1 |  | 0 | 0 | 0 | 0 |  | 0 |  | N/A | N/A | N/A | N/A | N/A | N/A | N/A | N/A |  | 0 | 0 | 0 | 0 |  | 0 | 10 | 1 | 1 | 2 | 1 | 1 | 1 | 1 | 1 | 1 | 1 | 1 |  | 0 | 0 | 0
PG&E FRESNO | Westley | 230 | Westley | 1 |  | 0 | 0 | 0 | 0 |  | 0 |  | N/A | N/A | N/A | N/A | N/A | N/A | N/A | N/A |  | 0 | 0 | 0 | 0 |  | 0 | 10 | 1 | 1 | 1 | 1 | 3 | 3 | 1 | 1 | 3 | 1 | 1 |  | 0 | 0 | 0
PG&E KERN | Westpark | 115 | Westpark | 1 |  | 0 | 0 | 0 | 0 |  | 0 |  | N/A | N/A | N/A | N/A | N/A | N/A | N/A | N/A |  | 0 | 0 | 0 | 0 |  | 0 | 10 | 1 | 1 | 1 | 1 | 1 | 1 | 1 | 1 | 1 | 1 | 1 |  | 0 | 0 | 0
PG&E KERN | Wheeler Ridge | 230 | Wheeler Ridge | 1 |  | 0 | 0 | 0 | 0 |  | 0 |  | N/A | N/A | N/A | N/A | N/A | N/A | N/A | N/A |  | 500 | 0 | 0 | 0 |  | 500 | 10 | 2 | 2 | 2 | 1 | 1 | 1 | 1 | 1 | 1 | 1 | 1 |  | 0 | 0 | 0
PG&E KERN | Wheeler Ridge | 115 | Wheeler Ridge | 1 |  | 0 | 0 | 0 | 0 |  | 0 |  | N/A | N/A | N/A | N/A | N/A | N/A | N/A | N/A |  | 0 | 0 | 0 | 0 |  | 0 | 10 | 2 | 2 | 2 | 1 | 1 | 1 | 1 | 1 | 1 | 1 | 1 |  | 0 | 0 | 0
PG&E KERN | Wheeler Ridge | 70 | Wheeler Ridge | 1 |  | 0 | 0 | 0 | 0 |  | 0 |  | N/A | N/A | N/A | N/A | N/A | N/A | N/A | N/A |  | 0 | 0 | 0 | 0 |  | 0 | 10 | 2 | 2 | 2 | 1 | 1 | 1 | 1 | 1 | 1 | 1 | 1 |  | 0 | 0 | 0
SCE Northern | Whirlwind | 230 | Whirlwind | 2 |  | 0 | 0 | 0 | 0 |  | 0 | 10 | 1 | 1 | 1 | 1 | 1 | 2 | 1 | 1 |  | 1400 | 188 | 0 | 0 |  | 1588 | 10 | 2 | 5 | 1 | 2 | 1 | 2 | 2 | 2 | 2 | 2 | 1 |  | 0 | 0 | 0
SCE Northern | Whirlwind | 500 | Whirlwind | 2 |  | 0 | 0 | 0 | 0 |  | 0 |  | N/A | N/A | N/A | N/A | N/A | N/A | N/A | N/A |  | 1247 | 0 | 0 | 0 |  | 1247 | 10 | 2 | 5 | 1 | 2 | 1 | 2 | 2 | 2 | 2 | 2 | 1 |  | 0 | 0 | 0
PG&E GBA | Whisman | 115 | Whisman | 2 |  | 0 | 0 | 0 | 0 |  | 0 |  | N/A | N/A | N/A | N/A | N/A | N/A | N/A | N/A |  | 0 | 0 | 0 | 0 |  | 0 | 10 | 1 | 1 | 1 | 2 | 1 | 2 | 2 | 3 | 4 | 1 | 1 |  | 0 | 0 | 0
SCE Eastern | Wildlife | 230 | Wildlife | 2 |  | 0 | 0 | 0 | 0 |  | 0 |  | N/A | N/A | N/A | N/A | N/A | N/A | N/A | N/A |  | 0 | 0 | 0 | 0 |  | 0 | 10 | 1 | 1 | 1 | 2 | 2 | 1 | 1 | 1 | 1 | 1 | 1 |  | 0 | 0 | 0
PG&E FRESNO | Wilson | 115 | Wilson | 1 |  | 0 | 0 | 0 | 0 |  | 0 |  | N/A | N/A | N/A | N/A | N/A | N/A | N/A | N/A |  | 0 | 0 | 0 | 0 |  | 0 | 10 | 1 | 1 | 1 | 1 | 2 | 2 | 2 | 2 | 3 | 1 | 1 |  | 0 | 0 | 0
PG&E FRESNO | Wilson | 230 | Wilson | 1 |  | 0 | 0 | 0 | 0 |  | 0 | 20 | 1 | 1 | 1 | 1 | 1 | 1 | 1 | 1 |  | 0 | 0 | 0 | 0 |  | 0 | 10 | 1 | 1 | 1 | 1 | 2 | 2 | 2 | 2 | 3 | 1 | 1 |  | 0 | 0 | 0
This tab shows by substation the land-use and environmental criteria for the mapped solar, wind, and geothermal resources for the 2036 portfolio. The MWs mapped, the adjustments for baseline resources, online resources, and likely repower projects, the needed distance from substation for analysis, and the resulting criteria flags for the land-use and environmental impacts criteria are shown by substation and renewable resource type. The mapping info and results are shown for onshore wind in columns F through T, solar in columns V through AM, and geothermal in columns AO through BA. | SDGE | PG&E NGBA | SCE NOL | PG&E KERN | PG&E NGBA | PG&E NGBA | PG&E GBA | PG&E GBA | SDGE | PG&E GBA | PG&E KERN | PG&E GBA | Alberhill | Buena Vista | Contra Costa | East Nicolaus | Glenn | Inyokern | Logan Creek | Miguel | Norco | Pisgah | San Leandro U | Sunrise | Victor | 230 | 230 | 230 | 115 | 115 | 115 | 230 | 230 | 115 | 115 | 115 | 115 | 230 | Artesian | Cannon | Cortina | El Nido (SCE) | Grizzly | Kelso | Madison | Monserate | Ocotillo Express | Q1806 | Santa Rosa A | Tassajara | Walnut | 2 | 2
SCE Northern | Windhub | 500 | Windhub | 2 |  | 0 | 0 | 0 | 0 |  | 0 |  | N/A | N/A | N/A | N/A | N/A | N/A | N/A | N/A |  | 153 | 0 | 0 | 0 |  | 153 | 15 | 1 | 2 | 1 | 2 | 3 | 1 | 1 | 1 | 2 | 1 | 1 |  | 0 | 0 | 0
PG&E GBA | Windmaster | 230 | Windmaster | 2 |  | 0 | 0 | 0 | 0 |  | 0 |  | N/A | N/A | N/A | N/A | N/A | N/A | N/A | N/A |  | 0 | 0 | 0 | 0 |  | 0 | 10 | 1 | 1 | 1 | 2 | 3 | 2 | 1 | 2 | 2 | 1 | 1 |  | 0 | 0 | 0
PG&E NGBA | Windsor | 60 | Windsor | 2 |  | 0 | 0 | 0 | 0 |  | 0 |  | N/A | N/A | N/A | N/A | N/A | N/A | N/A | N/A |  | 0 | 0 | 0 | 0 |  | 0 | 10 | 1 | 1 | 1 | 2 | 2 | 1 | 2 | 2 | 2 | 1 | 1 |  | 0 | 0 | 0
PG&E NGBA | Woodland | 115 | Woodland | 2 |  | 0 | 0 | 0 | 0 |  | 0 |  | N/A | N/A | N/A | N/A | N/A | N/A | N/A | N/A |  | 0 | 12 | 0 | 0 |  | 12 | 5 | 1 | 1 | 2 | 2 | 1 | 2 | 1 | 1 | 2 | 1 | 1 |  | 0 | 0 | 0
PG&E FRESNO | Woodward | 115 | Woodward | 1 |  | 0 | 0 | 0 | 0 |  | 0 |  | N/A | N/A | N/A | N/A | N/A | N/A | N/A | N/A |  | 0 | 0 | 0 | 0 |  | 0 | 10 | 1 | 1 | 1 | 1 | 3 | 2 | 2 | 2 | 3 | 1 | 1 |  | 0 | 0 | 0
PG&E NGBA | Wyandotte | 115 | Wyandotte | 2 |  | 0 | 0 | 0 | 0 |  | 0 |  | N/A | N/A | N/A | N/A | N/A | N/A | N/A | N/A |  | 0 | 0 | 0 | 0 |  | 0 | 10 | 1 | 1 | 1 | 2 | 3 | 3 | 1 | 1 | 4 | 1 | 1 |  | 0 | 0 | 0

## LandUse_Env_SubSummary_2041
This tab shows by substation the land-use and environmental criteria for the mapped solar, wind, and geothermal resources for the 2041 portfolio. The MWs mapped, the adjustments for baseline resources, online resources, and likely repower projects, the needed distance from substation for analysis, and the resulting criteria flags for the land-use and environmental impacts criteria are shown by substation and renewable resource type. The mapping info and results are shown for onshore wind in columns G through U, solar in columns W through AN, and geothermal in columns AP through BB.
[6 empty] | Onshore In-CAISO Wind | [14 empty] | Solar Analysis | [17 empty] | Geothermal
[6 empty] | Mapped Resources |  | Adjustments to Analysis |  |  | Analysis Amount | [9 empty] | Mapped Resources |  | Adjustments to Analysis |  |  | Analysis Amount | [12 empty] | Mapped Resources | Adjustments | Analysis Amount
[6 empty] | Wind | Wind | Exclude | Include | Exclude | Onshore Wind | Distance | [8 empty] | Solar | Solar | Exclude | Include | Exclude | Solar | Distance | [11 empty] | Geothermal | Include | Geothermal
CAISO Study Area | Substation | Voltage | Sub Name in Screens Analysis | In or <5 mi from Overdrafted Basin | Is OOS/out-of-CAISO | FCDS | EODS | In-Dev Res. Online & Captured in Land-use Exclusions | Baseline Resources not yet Constructed | Likely Repower (existing project footprints) | Total for Env/Land-Use Analysis | Distance from Substation | Core Screen Criteria Alignment Level | Fire Threat Criteria Alignment Level | ACE Connectivity Criteria Alignment | ACE Biodiversity Criteria Alignment | ACE Irreplaceability Criteria Alignment | All ACE Criteria Alignment | Intactness Criteria Alignment | Wetlands Criteria Alignment | FCDS | EODS | In-Dev Res. Online & Captured in Land-use Exclusions | Baseline Resources not yet Constructed | Likely Repower MWs | Total for Env/Land-Use Analysis | Distance from Substation | Core Screen Criteria Alignment Level | Parcelization Criteria Alignment Level | Cropland Index Criteria Alignment Level | Overdrafted Basin Criteria Alignment Level | Fire Threat Criteria Alignment Level | ACE Connectivity Criteria Alignment | ACE Biodiversity Criteria Alignment | ACE Irreplaceability Criteria Alignment | All ACE Criteria Alignment | Intactness Criteria Alignment | Wetlands Criteria Alignment | FCDS | Baseline Resources not yet in Env Screens | Total for Env/Land-Use Analysis | Geothermal Field | Core Screen Criteria Alignment Level | Fire Threat Criteria Alignment Level | ACE Connectivity Criteria Alignment | ACE Biodiversity Criteria Alignment | ACE Irreplaceability Criteria Alignment | All ACE Criteria Alignment | Intactness Criteria Alignment | Wetlands Criteria Alignment
PG&E KERN | 7th Standard | 115 | 7th Standard | 1 |  | 0 | 0 | 0 | 0 |  | 0 |  | N/A | N/A | N/A | N/A | N/A | N/A | N/A | N/A | 0 | 90 | 0 | 0 |  | 90 | 10 | 1 | 2 | 2 | 1 | 1 | 1 | 1 | 1 | 1 | 1 | 1 | 0 | 0 | 0
SCE Metro | Alamitos | 230 | Alamitos | 2 |  | 0 | 0 | 0 | 0 |  | 0 |  | N/A | N/A | N/A | N/A | N/A | N/A | N/A | N/A | 382 | 0 | 0 | 0 |  | 382 | 10 | 5 | 5 | 1 | 2 | 1 | 3 | 3 | 5 | 5 | 3 | 3 | 0 | 0 | 0
SCE Eastern | Alberhill | 115 | Alberhill | 2 |  | 0 | 0 | 0 | 0 |  | 0 |  | N/A | N/A | N/A | N/A | N/A | N/A | N/A | N/A | 2984 | 1000 | 0 | 0 |  | 3984 | 10 | 5 | 5 | 5 | 2 | 5 | 5 | 5 | 5 | 5 | 5 | 5 | 0 | 0 | 0
SCE Eastern | Alberhill | 500 | Alberhill | 2 |  | 0 | 0 | 0 | 0 |  | 0 |  | N/A | N/A | N/A | N/A | N/A | N/A | N/A | N/A | 435 | 0 | 0 | 0 |  | 435 | 10 | 5 | 5 | 5 | 2 | 5 | 5 | 5 | 5 | 5 | 5 | 5 | 0 | 0 | 0
PG&E GBA | Alhambra | 115 | Alhambra | 2 |  | 0 | 0 | 0 | 0 |  | 0 |  | N/A | N/A | N/A | N/A | N/A | N/A | N/A | N/A | 0 | 0 | 0 | 0 |  | 0 | 10 | 1 | 1 | 1 | 2 | 2 | 1 | 2 | 2 | 3 | 1 | 1 | 0 | 0 | 0
PG&E FRESNO | Alpaugh | 115 | Alpaugh | 1 |  | 0 | 0 | 0 | 0 |  | 0 | 10 | 1 | 1 | 1 | 1 | 1 | 1 | 1 | 1 | 0 | 0 | 0 | 0 |  | 0 | 10 | 1 | 1 | 1 | 1 | 1 | 1 | 1 | 1 | 1 | 1 | 1 | 0 | 0 | 0
SDGE | Alpine | 69 | Alpine | 2 |  | 0 | 0 | 0 | 0 |  | 0 |  | N/A | N/A | N/A | N/A | N/A | N/A | N/A | N/A | 0 | 0 | 0 | 0 |  | 0 | 10 | 1 | 1 | 1 | 2 | 5 | 1 | 1 | 2 | 3 | 2 | 1 | 0 | 0 | 0
PG&E GBA | Altamont Midway (Sandhill) | 230 | Altamont Midway (Sandhill) | 2 |  | 0 | 0 | 0 | 0 |  | 0 | 10 | 1 | 5 | 3 | 3 | 5 | 5 | 1 | 1 | 0 | 0 | 0 | 0 |  | 0 | 10 | 1 | 1 | 1 | 2 | 5 | 2 | 2 | 2 | 3 | 1 | 1 | 0 | 0 | 0
SCE Northern | Antelope | 66 | Antelope | 2 |  | 0 | 0 | 0 | 0 |  | 0 | 10 | 1 | 3 | 1 | 1 | 1 | 1 | 1 | 1 | 0 | 0 | 0 | 0 |  | 0 | 10 | 2 | 5 | 1 | 2 | 3 | 2 | 2 | 2 | 2 | 2 | 2 | 0 | 0 | 0
SCE Northern | Antelope | 230 | Antelope | 2 |  | 0 | 0 | 0 | 0 |  | 0 | 10 | 1 | 3 | 1 | 1 | 1 | 1 | 1 | 1 | 933 | 450 | 0 | 0 |  | 1383 | 10 | 2 | 5 | 1 | 2 | 3 | 2 | 2 | 2 | 2 | 2 | 2 | 0 | 0 | 0
SCE Northern | Antelope | 500 | Antelope | 2 |  | 0 | 0 | 0 | 0 |  | 0 | 10 | 1 | 3 | 1 | 1 | 1 | 1 | 1 | 1 | 0 | 1000 | 0 | 0 |  | 1000 | 10 | 2 | 5 | 1 | 2 | 3 | 2 | 2 | 2 | 2 | 2 | 2 | 0 | 0 | 0
PG&E NGBA | Arcata | 60 | Arcata | 2 |  | 0 | 0 | 0 | 0 |  | 0 |  | N/A | N/A | N/A | N/A | N/A | N/A | N/A | N/A | 0 | 0 | 0 | 0 |  | 0 | 10 | 1 | 1 | 1 | 2 | 1 | 1 | 1 | 2 | 2 | 1 | 1 | 0 | 0 | 0
PG&E KERN | Arco | 230 | Arco | 1 |  | 0 | 0 | 0 | 0 |  | 0 |  | N/A | N/A | N/A | N/A | N/A | N/A | N/A | N/A | 1840 | 0 | 0 | 0 |  | 1840 | 10 | 4 | 2 | 3 | 1 | 2 | 2 | 1 | 1 | 3 | 1 | 1 | 0 | 0 | 0
PG&E KERN | Arco | 70 | Arco | 1 |  | 0 | 0 | 0 | 0 |  | 0 |  | N/A | N/A | N/A | N/A | N/A | N/A | N/A | N/A | 60 | 0 | 0 | 0 |  | 60 | 10 | 4 | 2 | 3 | 1 | 2 | 2 | 1 | 1 | 3 | 1 | 1 | 0 | 0 | 0
SCE Metro | ArcoGen | 230 | Arcogen | 2 |  | 0 | 0 | 0 | 0 |  | 0 |  | N/A | N/A | N/A | N/A | N/A | N/A | N/A | N/A | 0 | 0 | 0 | 0 |  | 0 | 10 | 1 | 1 | 1 | 2 | 1 | 1 | 1 | 2 | 2 | 1 | 1 | 0 | 0 | 0
SDGE | Artesian | 230 | Artesian | 2 |  | 0 | 0 | 0 | 0 |  | 0 |  | N/A | N/A | N/A | N/A | N/A | N/A | N/A | N/A | 0 | 0 | 0 | 0 |  | 0 | 10 | 1 | 1 | 1 | 2 | 5 | 2 | 2 | 1 | 3 | 1 | 1 | 0 | 0 | 0
SDGE | Artesian | 69 | Artesian | 2 |  | 0 | 0 | 0 | 0 |  | 0 |  | N/A | N/A | N/A | N/A | N/A | N/A | N/A | N/A | 0 | 0 | 0 | 0 |  | 0 | 10 | 1 | 1 | 1 | 2 | 5 | 2 | 2 | 1 | 3 | 1 | 1 | 0 | 0 | 0
PG&E FRESNO | Ashlan | 230 | Ashlan | 1 |  | 0 | 0 | 0 | 0 |  | 0 |  | N/A | N/A | N/A | N/A | N/A | N/A | N/A | N/A | 0 | 0 | 0 | 0 |  | 0 | 10 | 1 | 1 | 2 | 1 | 1 | 1 | 1 | 1 | 1 | 1 | 1 | 0 | 0 | 0
PG&E NGBA | Atlantic | 115 | Atlantic | 2 |  | 0 | 0 | 0 | 0 |  | 0 |  | N/A | N/A | N/A | N/A | N/A | N/A | N/A | N/A | 0 | 0 | 0 | 0 |  | 0 | 10 | 1 | 1 | 1 | 2 | 3 | 1 | 1 | 1 | 1 | 1 | 1 | 0 | 0 | 0
PG&E NGBA | Atlantic | 230 | Atlantic | 2 |  | 0 | 0 | 0 | 0 |  | 0 |  | N/A | N/A | N/A | N/A | N/A | N/A | N/A | N/A | 0 | 0 | 0 | 0 |  | 0 | 10 | 1 | 1 | 1 | 2 | 3 | 1 | 1 | 1 | 1 | 1 | 1 | 0 | 0 | 0
PG&E NGBA | Atlantic | 60 | Atlantic | 2 |  | 0 | 0 | 0 | 0 |  | 0 |  | N/A | N/A | N/A | N/A | N/A | N/A | N/A | N/A | 0 | 0 | 0 | 0 |  | 0 | 10 | 1 | 1 | 1 | 2 | 3 | 1 | 1 | 1 | 1 | 1 | 1 | 0 | 0 | 0
PG&E FRESNO | Atwater | 115 | Atwater | 1 |  | 0 | 0 | 0 | 0 |  | 0 |  | N/A | N/A | N/A | N/A | N/A | N/A | N/A | N/A | 0 | 0 | 0 | 0 |  | 0 | 10 | 1 | 1 | 1 | 1 | 1 | 1 | 1 | 1 | 2 | 1 | 1 | 0 | 0 | 0
PG&E GBA | Avena | 115 | Avena | 1 |  | 0 | 0 | 0 | 0 |  | 0 |  | N/A | N/A | N/A | N/A | N/A | N/A | N/A | N/A | 100 | 0 | 0 | 0 |  | 100 | 10 | 1 | 2 | 1 | 1 | 1 | 1 | 1 | 1 | 1 | 1 | 1 | 0 | 0 | 0
SDGE | Avocado | 69 | Avocado | 2 |  | 0 | 0 | 0 | 0 |  | 0 |  | N/A | N/A | N/A | N/A | N/A | N/A | N/A | N/A | 0 | 0 | 0 | 0 |  | 0 | 10 | 1 | 1 | 1 | 2 | 5 | 3 | 1 | 1 | 3 | 1 | 1 | 0 | 0 | 0
PG&E NGBA | Bahia | 230 | Bahia | 2 |  | 0 | 0 | 0 | 0 |  | 0 |  | N/A | N/A | N/A | N/A | N/A | N/A | N/A | N/A | 0 | 200 | 0 | 0 |  | 200 | 10 | 2 | 2 | 1 | 2 | 2 | 1 | 1 | 1 | 3 | 1 | 1 | 0 | 0 | 0
SCE Northern | Bailey | 230 | Bailey | 2 |  | 0 | 0 | 0 | 0 |  | 0 |  | N/A | N/A | N/A | N/A | N/A | N/A | N/A | N/A | 0 | 0 | 0 | 0 |  | 0 | 10 | 1 | 1 | 1 | 2 | 5 | 2 | 2 | 2 | 5 | 2 | 1 | 0 | 0 | 0
SCE NOL | Baker | 115 | Baker | 2 |  | 0 | 0 | 0 | 0 |  | 0 |  | N/A | N/A | N/A | N/A | N/A | N/A | N/A | N/A | 0 | 0 | 0 | 0 |  | 0 | 10 | 1 | 1 | 1 | 2 | 1 | 1 | 1 | 1 | 1 | 2 | 1 | 0 | 0 | 0
PG&E KERN | Bakersfield | 230 | Bakersfield | 1 |  | 0 | 0 | 0 | 0 |  | 0 |  | N/A | N/A | N/A | N/A | N/A | N/A | N/A | N/A | 0 | 0 | 0 | 0 |  | 0 | 10 | 1 | 1 | 1 | 1 | 2 | 1 | 1 | 1 | 2 | 1 | 1 | 0 | 0 | 0
PG&E FRESNO | Balch | 230 | Balch | 2 |  | 0 | 0 | 0 | 0 |  | 0 | 15 | 1 | 1 | 1 | 1 | 1 | 1 | 1 | 1 | 0 | 0 | 0 | 0 |  | 0 | 10 | 1 | 1 | 1 | 2 | 5 | 1 | 1 | 1 | 2 | 3 | 1 | 0 | 0 | 0
SCE Eastern | Bannister | 230 | Bannister | 2 |  | 0 | 0 | 0 | 0 |  | 0 |  | N/A | N/A | N/A | N/A | N/A | N/A | N/A | N/A | 0 | 0 | 0 | 0 |  | 0 | 10 | 1 | 1 | 1 | 2 | 1 | 1 | 1 | 2 | 2 | 1 | 1 | 0 | 44 | 44 | Truckhaven | 1 | 1 | 1 | 1 | 1 | 1 | 2 | 1
SCE Metro | Barre | 230 | Barre | 2 |  | 0 | 0 | 0 | 0 |  | 0 |  | N/A | N/A | N/A | N/A | N/A | N/A | N/A | N/A | 0 | 0 | 0 | 0 |  | 0 | 10 | 1 | 1 | 1 | 2 | 1 | 1 | 1 | 5 | 5 | 1 | 1 | 0 | 0 | 0
SDGE | Bay Boulevard | 69 | Bay Boulevard | 2 |  | 0 | 0 | 0 | 0 |  | 0 |  | N/A | N/A | N/A | N/A | N/A | N/A | N/A | N/A | 0 | 0 | 0 | 0 |  | 0 | 10 | 1 | 1 | 1 | 2 | 2 | 1 | 2 | 4 | 4 | 1 | 1 | 0 | 0 | 0
SDGE | Bay Boulevard | 230 | Bay Boulevard | 2 |  | 0 | 0 | 0 | 0 |  | 0 |  | N/A | N/A | N/A | N/A | N/A | N/A | N/A | N/A | 0 | 0 | 0 | 0 |  | 0 | 10 | 1 | 1 | 1 | 2 | 2 | 1 | 2 | 4 | 4 | 1 | 1 | 0 | 0 | 0
EOP | Beatty | 138 | Beatty | 2 | OOS | 0 | 0 | 0 | 0 |  | 0 |  | N/A | N/A | N/A | N/A | N/A | N/A | N/A | N/A | 0 | 0 | 0 | 0 |  | 0 | 10 | 1 | N/A | N/A | 2 | N/A | N/A | N/A | N/A | N/A | N/A | N/A | 0 | 0 | 0
EOP | Beatty | 230 | Beatty | 2 | OOS | 0 | 0 | 0 | 0 |  | 0 |  | N/A | N/A | N/A | N/A | N/A | N/A | N/A | N/A | 0 | 0 | 0 | 0 |  | 0 | 10 | 1 | N/A | N/A | 2 | N/A | N/A | N/A | N/A | N/A | N/A | N/A | 436 | 0 | 436 | OOS | N/A | N/A | N/A | N/A | N/A | N/A | N/A | N/A
PG&E NGBA | Belden | 230 | Belden | 2 |  | 0 | 0 | 0 | 0 |  | 0 |  | N/A | N/A | N/A | N/A | N/A | N/A | N/A | N/A | 0 | 0 | 0 | 0 |  | 0 | 10 | 1 | 1 | 1 | 2 | 4 | 1 | 2 | 2 | 3 | 2 | 1 | 0 | 0 | 0
PG&E NGBA | Bell | 115 | Bell | 2 |  | 0 | 0 | 0 | 0 |  | 0 |  | N/A | N/A | N/A | N/A | N/A | N/A | N/A | N/A | 0 | 0 | 0 | 0 |  | 0 | 10 | 1 | 1 | 1 | 2 | 5 | 3 | 1 | 1 | 3 | 1 | 1 | 0 | 0 | 0
PG&E NGBA | Bellevue | 115 | Bellevue | 2 |  | 0 | 0 | 0 | 0 |  | 0 |  | N/A | N/A | N/A | N/A | N/A | N/A | N/A | N/A | 0 | 0 | 0 | 0 |  | 0 | 10 | 1 | 1 | 1 | 2 | 2 | 1 | 1 | 2 | 3 | 1 | 1 | 0 | 0 | 0
PG&E GBA | Bellota | 115 | Bellota | 1 |  | 0 | 0 | 0 | 0 |  | 0 | 15 | 1 | 1 | 1 | 1 | 1 | 1 | 1 | 1 | 0 | 0 | 0 | 0 |  | 0 | 10 | 1 | 1 | 1 | 1 | 2 | 1 | 1 | 1 | 2 | 1 | 1 | 0 | 0 | 0
PG&E GBA | Bellota | 230 | Bellota | 1 |  | 0 | 0 | 0 | 0 |  | 0 |  | N/A | N/A | N/A | N/A | N/A | N/A | N/A | N/A | 10 | 0 | 0 | 0 |  | 10 | 10 | 1 | 1 | 1 | 1 | 2 | 1 | 1 | 1 | 2 | 1 | 1 | 0 | 0 | 0
SCE Northern | Big Creek | 230 | Big Creek | 2 |  | 0 | 0 | 0 | 0 |  | 0 |  | N/A | N/A | N/A | N/A | N/A | N/A | N/A | N/A | 200 | 0 | 0 | 0 |  | 200 | 10 | 4 | 1 | 4 | 2 | 2 | 1 | 2 | 1 | 3 | 2 | 1 | 0 | 0 | 0
PG&E FRESNO | Biola | 70 | Biola | 1 |  | 0 | 0 | 0 | 0 |  | 0 |  | N/A | N/A | N/A | N/A | N/A | N/A | N/A | N/A | 0 | 0 | 0 | 0 |  | 0 | 10 | 1 | 1 | 2 | 1 | 1 | 1 | 1 | 1 | 1 | 1 | 1 | 0 | 0 | 0
PG&E GBA | Birds Landing | 230 | Birds Landing | 2 |  | 0 | 0 | 0 | 0 |  | 0 | 15 | 1 | 2 | 1 | 1 | 1 | 2 | 1 | 1 | 0 | 100 | 0 | 0 |  | 100 | 10 | 1 | 1 | 1 | 2 | 3 | 1 | 1 | 1 | 1 | 1 | 1 | 0 | 0 | 0
SCE Northern | Bliss | 66 | Bliss | 1 |  | 0 | 0 | 0 | 0 |  | 0 |  | N/A | N/A | N/A | N/A | N/A | N/A | N/A | N/A | 0 | 0 | 0 | 0 |  | 0 | 10 | 1 | 1 | 2 | 1 | 1 | 1 | 1 | 1 | 1 | 1 | 1 | 0 | 0 | 0
SCE Eastern | Blythe | 161 | Blythe | 2 |  | 0 | 0 | 0 | 0 |  | 0 |  | N/A | N/A | N/A | N/A | N/A | N/A | N/A | N/A | 0 | 160 | 0 | 0 |  | 160 | 10 | 1 | 1 | 1 | 2 | 1 | 1 | 1 | 1 | 1 | 1 | 1 | 0 | 0 | 0
PG&E NGBA | Bogue | 115 | Bogue | 2 |  | 0 | 0 | 0 | 0 |  | 0 |  | N/A | N/A | N/A | N/A | N/A | N/A | N/A | N/A | 0 | 0 | 0 | 0 |  | 0 | 10 | 1 | 1 | 2 | 2 | 1 | 1 | 1 | 1 | 2 | 1 | 1 | 0 | 0 | 0
PG&E FRESNO | Borden | 230 | Borden | 1 |  | 0 | 0 | 0 | 0 |  | 0 |  | N/A | N/A | N/A | N/A | N/A | N/A | N/A | N/A | 0 | 0 | 0 | 0 |  | 0 | 10 | 1 | 1 | 1 | 1 | 2 | 1 | 1 | 1 | 2 | 1 | 1 | 0 | 0 | 0
PG&E FRESNO | Borden | 70 | Borden | 1 |  | 0 | 0 | 0 | 0 |  | 0 |  | N/A | N/A | N/A | N/A | N/A | N/A | N/A | N/A | 0 | 0 | 0 | 0 |  | 0 | 10 | 1 | 1 | 1 | 1 | 2 | 1 | 1 | 1 | 2 | 1 | 1 | 0 | 0 | 0
SDGE | Boulevard East | 138 | Boulevard East | 2 |  | 180 | 0 | 0 | 0 |  | 180 | 10 | 3 | 5 | 2 | 2 | 2 | 2 | 2 | 2 | 0 | 82.6 | 0 | 0 |  | 82.6 | 10 | 1 | 1 | 1 | 2 | 5 | 1 | 1 | 1 | 1 | 1 | 1 | 0 | 0 | 0
SDGE | Boulevard East | 69 | Boulevard East | 2 |  | 0 | 0 | 0 | 0 |  | 0 |  | N/A | N/A | N/A | N/A | N/A | N/A | N/A | N/A | 0 | 17.4 | 0 | 0 |  | 17.4 | 10 | 1 | 1 | 1 | 2 | 5 | 1 | 1 | 1 | 1 | 1 | 1 | 0 | 0 | 0
PG&E GBA | Brentwood | 230 | Brentwood | 2 |  | 0 | 0 | 0 | 0 |  | 0 |  | N/A | N/A | N/A | N/A | N/A | N/A | N/A | N/A | 0 | 89.5 | 0 | 0 |  | 89.5 | 10 | 2 | 1 | 1 | 2 | 2 | 1 | 1 | 1 | 2 | 1 | 1 | 0 | 0 | 0
PG&E NGBA | Bridgeville | 115 | Bridgeville | 2 |  | 212 | 0 | 0 | 0 |  | 212 | 30 | 4 | 2 | 2 | 2 | 2 | 2 | 3 | 2 | 0 | 0 | 0 | 0 |  | 0 | 10 | 1 | 1 | 1 | 2 | 1 | 1 | 1 | 1 | 1 | 2 | 1 | 185.7 | 0 | 185.7 | EGS
PG&E NGBA | Brighton | 115 | Brighton | 2 |  | 0 | 0 | 0 | 0 |  | 0 |  | N/A | N/A | N/A | N/A | N/A | N/A | N/A | N/A | 0 | 0 | 0 | 0 |  | 0 | 10 | 1 | 1 | 1 | 2 | 2 | 1 | 1 | 1 | 1 | 1 | 1 | 0 | 0 | 0
PG&E NGBA | Brighton | 230 | Brighton | 2 |  | 0 | 0 | 0 | 0 |  | 0 |  | N/A | N/A | N/A | N/A | N/A | N/A | N/A | N/A | 0 | 0 | 0 | 0 |  | 0 | 10 | 1 | 1 | 1 | 2 | 2 | 1 | 1 | 1 | 1 | 1 | 1 | 0 | 0 | 0
PG&E NGBA | Brunswick | 115 | Brunswick | 2 |  | 0 | 0 | 0 | 0 |  | 0 |  | N/A | N/A | N/A | N/A | N/A | N/A | N/A | N/A | 0 | 0 | 0 | 0 |  | 0 | 10 | 1 | 1 | 1 | 2 | 5 | 3 | 1 | 1 | 3 | 1 | 1 | 0 | 0 | 0
PG&E NGBA | Bucks Creek | 230 | Bucks Creek | 2 |  | 0 | 0 | 0 | 0 |  | 0 |  | N/A | N/A | N/A | N/A | N/A | N/A | N/A | N/A | 0 | 0 | 0 | 0 |  | 0 | 10 | 1 | 1 | 1 | 2 | 5 | 1 | 2 | 2 | 3 | 2 | 1 | 0 | 0 | 0
PG&E KERN | Buena Vista | 230 | Buena Vista | 1 |  | 0 | 0 | 0 | 0 |  | 0 |  | N/A | N/A | N/A | N/A | N/A | N/A | N/A | N/A | 0 | 0 | 0 | 0 |  | 0 | 10 | 1 | 1 | 2 | 1 | 2 | 1 | 1 | 1 | 1 | 1 | 1 | 0 | 0 | 0
PG&E FRESNO | Bullard | 115 | Bullard | 1 |  | 0 | 0 | 0 | 0 |  | 0 |  | N/A | N/A | N/A | N/A | N/A | N/A | N/A | N/A | 0 | 0 | 0 | 0 |  | 0 | 10 | 1 | 1 | 1 | 1 | 2 | 1 | 1 | 1 | 2 | 1 | 1 | 0 | 0 | 0
PG&E GBA | Burlingame | 115 | Burlingame | 2 |  | 0 | 0 | 0 | 0 |  | 0 |  | N/A | N/A | N/A | N/A | N/A | N/A | N/A | N/A | 88 | 0 | 0 | 0 |  | 88 | 10 | 4 | 3 | 4 | 2 | 1 | 1 | 2 | 3 | 4 | 1 | 1 | 0 | 0 | 0
PG&E NGBA | Burney Forest | 230 | Burney Forest | 2 |  | 0 | 0 | 0 | 0 |  | 0 |  | N/A | N/A | N/A | N/A | N/A | N/A | N/A | N/A | 0 | 0 | 0 | 0 |  | 0 | 10 | 1 | 1 | 1 | 2 | 3 | 1 | 1 | 1 | 1 | 1 | 1 | 0 | 0 | 0
PG&E NGBA | Butte | 115 | Butte | 2 |  | 0 | 0 | 0 | 0 |  | 0 |  | N/A | N/A | N/A | N/A | N/A | N/A | N/A | N/A | 0 | 0 | 0 | 0 |  | 0 | 10 | 1 | 1 | 1 | 2 | 2 | 2 | 1 | 1 | 2 | 1 | 1 | 0 | 0 | 0
PG&E KERN | Cabrillo | 115 | Cabrillo | 2 |  | 0 | 0 | 0 | 95.25 |  | 95.25 | 30 | 5 | 5 | 3 | 1 | 1 | 4 | 2 | 1 | 0 | 0 | 0 | 95.25 |  | 95.25 | 10 | 1 | 1 | 1 | 2 | 2 | 1 | 1 | 2 | 3 | 1 | 1 | 0 | 0 | 0
PG&E FRESNO | Cal Flats | 230 | Cal Flats | 2 |  | 0 | 0 | 0 | 0 |  | 0 |  | N/A | N/A | N/A | N/A | N/A | N/A | N/A | N/A | 0 | 0 | 0 | 0 |  | 0 | 10 | 1 | 1 | 1 | 2 | 5 | 1 | 1 | 1 | 2 | 3 | 1 | 0 | 0 | 0
SCE NOL | Calcite | 230 | Calcite | 2 |  | 0 | 0 | 0 | 0 |  | 0 |  | N/A | N/A | N/A | N/A | N/A | N/A | N/A | N/A | 165 | 300 | 0 | 0 |  | 465 | 10 | 1 | 5 | 1 | 2 | 1 | 1 | 1 | 1 | 2 | 1 | 1 | 0 | 0 | 0
PG&E KERN | Caliente | 230 | Caliente | 2 |  | 0 | 0 | 0 | 0 |  | 0 | 10 | 1 | 3 | 2 | 1 | 1 | 2 | 2 | 1 | 0 | 0 | 0 | 0 |  | 0 | 10 | 1 | 1 | 1 | 2 | 2 | 2 | 1 | 1 | 3 | 1 | 1 | 0 | 0 | 0
PG&E FRESNO | California Ave | 115 | California Ave | 1 |  | 0 | 0 | 0 | 0 |  | 0 | 10 | 1 | 1 | 1 | 1 | 1 | 1 | 1 | 1 | 0 | 0 | 0 | 0 |  | 0 | 10 | 1 | 1 | 2 | 1 | 1 | 1 | 1 | 1 | 1 | 1 | 1 | 0 | 0 | 0
PG&E KERN | Callender | 115 | Callender | 2 |  | 0 | 0 | 0 | 0 |  | 0 |  | N/A | N/A | N/A | N/A | N/A | N/A | N/A | N/A | 0 | 0 | 0 | 0 |  | 0 | 10 | 1 | 1 | 1 | 2 | 2 | 1 | 1 | 1 | 1 | 1 | 1 | 0 | 0 | 0
PG&E NGBA | Calpella | 115 | Calpella | 2 |  | 0 | 0 | 0 | 0 |  | 0 |  | N/A | N/A | N/A | N/A | N/A | N/A | N/A | N/A | 0 | 0 | 0 | 0 |  | 0 | 10 | 1 | 1 | 1 | 2 | 3 | 1 | 1 | 1 | 2 | 2 | 1 | 0 | 0 | 0
PG&E GBA | Camanche | 230 | Camanche | 1 |  | 0 | 0 | 0 | 0 |  | 0 |  | N/A | N/A | N/A | N/A | N/A | N/A | N/A | N/A | 0 | 0 | 0 | 0 |  | 0 | 10 | 1 | 1 | 1 | 1 | 1 | 2 | 1 | 2 | 3 | 1 | 1 | 0 | 0 | 0
SDGE | Cameron | 69 | Cameron | 2 |  | 0 | 0 | 0 | 0 |  | 0 |  | N/A | N/A | N/A | N/A | N/A | N/A | N/A | N/A | 0 | 0 | 0 | 0 |  | 0 | 10 | 1 | 1 | 1 | 2 | 5 | 1 | 1 | 1 | 1 | 1 | 1 | 0 | 0 | 0
SDGE | Cannon | 69 | Cannon | 2 |  | 0 | 0 | 0 | 0 |  | 0 |  | N/A | N/A | N/A | N/A | N/A | N/A | N/A | N/A | 0 | 0 | 0 | 0 |  | 0 | 10 | 1 | 1 | 1 | 2 | 1 | 1 | 1 | 1 | 2 | 1 | 1 | 0 | 0 | 0
PG&E FRESNO | Cantua | 115 | Cantua | 1 |  | 0 | 0 | 0 | 0 |  | 0 |  | N/A | N/A | N/A | N/A | N/A | N/A | N/A | N/A | 100 | 0 | 0 | 0 |  | 100 | 10 | 1 | 1 | 1 | 1 | 2 | 1 | 1 | 1 | 1 | 1 | 1 | 0 | 0 | 0
SDGE | Capistrano | 138 | Capistrano | 2 |  | 0 | 0 | 0 | 0 |  | 0 |  | N/A | N/A | N/A | N/A | N/A | N/A | N/A | N/A | 0 | 0 | 0 | 0 |  | 0 | 10 | 1 | 1 | 1 | 2 | 5 | 1 | 2 | 3 | 3 | 2 | 1 | 0 | 0 | 0
SDGE | Capistrano | 230 | Capistrano | 2 |  | 0 | 0 | 0 | 0 |  | 0 |  | N/A | N/A | N/A | N/A | N/A | N/A | N/A | N/A | 0 | 0 | 0 | 0 |  | 0 | 10 | 1 | 1 | 1 | 2 | 5 | 1 | 2 | 3 | 3 | 2 | 1 | 0 | 0 | 0
PG&E NGBA | Carberry | 230 | Carberry | 2 |  | 0 | 0 | 0 | 0 |  | 0 |  | N/A | N/A | N/A | N/A | N/A | N/A | N/A | N/A | 0 | 0 | 0 | 0 |  | 0 | 10 | 1 | 1 | 1 | 2 | 3 | 2 | 1 | 1 | 2 | 1 | 1 | 0 | 0 | 0
SCE Eastern | Cardiff | 66 | Cardiff | 2 |  | 0 | 0 | 0 | 0 |  | 0 |  | N/A | N/A | N/A | N/A | N/A | N/A | N/A | N/A | 0 | 0 | 0 | 0 |  | 0 | 10 | 1 | 1 | 1 | 2 | 5 | 1 | 2 | 2 | 3 | 1 | 1 | 0 | 0 | 0
PG&E NGBA | Caribou | 60 | Caribou | 2 |  | 0 | 0 | 0 | 0 |  | 0 | 15 | 1 | 3 | 1 | 3 | 2 | 3 | 3 | 1 | 0 | 0 | 0 | 0 |  | 0 | 10 | 1 | 1 | 1 | 2 | 5 | 1 | 1 | 1 | 2 | 1 | 1 | 0 | 0 | 0
PG&E NGBA | Caribou | 115 | Caribou | 2 |  | 0 | 0 | 0 | 0 |  | 0 | 15 | 1 | 3 | 1 | 3 | 2 | 3 | 3 | 1 | 0 | 0 | 0 | 0 |  | 0 | 10 | 1 | 1 | 1 | 2 | 5 | 1 | 1 | 1 | 2 | 1 | 1 | 0 | 0 | 0
PG&E NGBA | Caribou | 230 | Caribou | 2 |  | 0 | 0 | 0 | 0 |  | 0 | 15 | 1 | 3 | 1 | 3 | 2 | 3 | 3 | 1 | 0 | 0 | 0 | 0 |  | 0 | 10 | 1 | 1 | 1 | 2 | 5 | 1 | 1 | 1 | 2 | 1 | 1 | 0 | 0 | 0
EOP | Carpenter Canyon (fka Gamebird) | 138 | Carpenter Canyon (fka Gamebird) | 2 | OOS | 0 | 0 | 0 | 0 |  | 0 |  | N/A | N/A | N/A | N/A | N/A | N/A | N/A | N/A | 0 | 0 | 0 | 0 |  | 0 | 10 | 1 | N/A | N/A | 2 | N/A | N/A | N/A | N/A | N/A | N/A | N/A | 0 | 0 | 0
EOP | Carpenter Canyon (fka Gamebird) | 230 | Carpenter Canyon (fka Gamebird) | 2 | OOS | 0 | 0 | 0 | 0 |  | 0 |  | N/A | N/A | N/A | N/A | N/A | N/A | N/A | N/A | 0 | 0 | 0 | 0 |  | 0 | 10 | 1 | N/A | N/A | 2 | N/A | N/A | N/A | N/A | N/A | N/A | N/A | 0 | 0 | 0
PG&E NGBA | Carquinez | 115 | Carquinez | 2 |  | 0 | 0 | 0 | 0 |  | 0 |  | N/A | N/A | N/A | N/A | N/A | N/A | N/A | N/A | 0 | 0 | 0 | 0 |  | 0 | 10 | 1 | 1 | 1 | 2 | 2 | 1 | 1 | 1 | 3 | 1 | 1 | 0 | 0 | 0
SDGE | Carrizo Gorge | 138 | Carrizo Gorge | 2 |  | 0 | 0 | 0 | 0 |  | 0 |  | N/A | N/A | N/A | N/A | N/A | N/A | N/A | N/A | 0 | 0 | 0 | 0 |  | 0 | 10 | 1 | 1 | 1 | 2 | 5 | 1 | 1 | 1 | 1 | 1 | 1 | 0 | 0 | 0
PG&E KERN | Carrizo Plains | 115 | Carrizo Plains | 1 |  | 0 | 0 | 0 | 0 |  | 0 |  | N/A | N/A | N/A | N/A | N/A | N/A | N/A | N/A | 0 | 0 | 0 | 0 |  | 0 | 10 | 1 | 1 | 1 | 1 | 3 | 1 | 1 | 1 | 2 | 2 | 1 | 0 | 0 | 0
PG&E KERN | Casaloma | 230 | Casaloma | 1 |  | 0 | 0 | 0 | 0 |  | 0 |  | N/A | N/A | N/A | N/A | N/A | N/A | N/A | N/A | 0 | 0 | 0 | 0 |  | 0 | 10 | 1 | 1 | 2 | 1 | 1 | 1 | 1 | 1 | 1 | 1 | 1 | 0 | 0 | 0
PG&E GBA | Castro Valley | 230 | Castro Valley | 2 |  | 0 | 0 | 0 | 0 |  | 0 |  | N/A | N/A | N/A | N/A | N/A | N/A | N/A | N/A | 0 | 0 | 0 | 0 |  | 0 | 10 | 1 | 1 | 1 | 2 | 5 | 3 | 1 | 2 | 4 | 1 | 1 | 0 | 0 | 0
PG&E GBA | Cayetano | 230 | Cayetano | 2 |  | 0 | 0 | 0 | 0 |  | 0 |  | N/A | N/A | N/A | N/A | N/A | N/A | N/A | N/A | 0 | 0 | 0 | 0 |  | 0 | 10 | 1 | 1 | 1 | 2 | 5 | 2 | 2 | 3 | 3 | 1 | 1 | 0 | 0 | 0
SCE Metro | Center | 230 | Center | 2 |  | 0 | 0 | 0 | 0 |  | 0 |  | N/A | N/A | N/A | N/A | N/A | N/A | N/A | N/A | 0 | 0 | 0 | 0 |  | 0 | 10 | 1 | 1 | 1 | 2 | 1 | 1 | 1 | 1 | 1 | 1 | 1 | 0 | 0 | 0
PG&E KERN | Charca | 115 | Charca | 1 |  | 0 | 0 | 0 | 0 |  | 0 |  | N/A | N/A | N/A | N/A | N/A | N/A | N/A | N/A | 0 | 0 | 0 | 0 |  | 0 | 10 | 1 | 1 | 3 | 1 | 1 | 1 | 1 | 1 | 1 | 1 | 1 | 0 | 0 | 0
EOP | Charleston | 138 | Charleston | 2 | OOS | 0 | 0 | 0 | 0 |  | 0 |  | N/A | N/A | N/A | N/A | N/A | N/A | N/A | N/A | 0 | 0 | 0 | 0 |  | 0 | 10 | 1 | N/A | N/A | 2 | N/A | N/A | N/A | N/A | N/A | N/A | N/A | 0 | 0 | 0
SCE Metro | Chevmain | 230 | Chevmain | 2 |  | 0 | 0 | 0 | 0 |  | 0 |  | N/A | N/A | N/A | N/A | N/A | N/A | N/A | N/A | 0 | 0 | 0 | 0 |  | 0 | 10 | 1 | 1 | 1 | 2 | 1 | 1 | 1 | 2 | 3 | 1 | 1 | 0 | 0 | 0
SDGE | Chicarita | 138 | Chicarita | 2 |  | 0 | 0 | 0 | 0 |  | 0 |  | N/A | N/A | N/A | N/A | N/A | N/A | N/A | N/A | 0 | 0 | 0 | 0 |  | 0 | 10 | 1 | 1 | 1 | 2 | 5 | 2 | 2 | 2 | 3 | 1 | 1 | 0 | 0 | 0
SCE Metro | Chino | 230 | Chino | 2 |  | 0 | 0 | 0 | 0 |  | 0 | 10 | 1 | 1 | 1 | 1 | 1 | 1 | 1 | 1 | 0 | 0 | 0 | 0 |  | 0 | 10 | 1 | 1 | 1 | 2 | 3 | 1 | 1 | 1 | 1 | 1 | 1 | 0 | 0 | 0
PG&E FRESNO | Chowchilla | 115 | Chowchilla | 1 |  | 0 | 0 | 0 | 0 |  | 0 |  | N/A | N/A | N/A | N/A | N/A | N/A | N/A | N/A | 0 | 0 | 0 | 0 |  | 0 | 10 | 1 | 1 | 1 | 1 | 2 | 1 | 1 | 1 | 2 | 1 | 1 | 0 | 0 | 0
PG&E GBA | Christie | 60 | Christie | 2 |  | 0 | 0 | 0 | 0 |  | 0 | 20 | 1 | 2 | 2 | 1 | 1 | 3 | 1 | 1 | 0 | 0 | 0 | 0 |  | 0 | 10 | 1 | 1 | 1 | 2 | 2 | 1 | 1 | 2 | 3 | 1 | 1 | 0 | 0 | 0
PG&E GBA | Christie | 115 | Christie | 2 |  | 0 | 0 | 0 | 0 |  | 0 | 20 | 1 | 2 | 2 | 1 | 1 | 3 | 1 | 1 | 0 | 0 | 0 | 0 |  | 0 | 10 | 1 | 1 | 1 | 2 | 2 | 1 | 1 | 2 | 3 | 1 | 1 | 0 | 0 | 0
SCE Eastern | Cielo Azul | 500 | Cielo Azul | 2 | OOS | 0 | 0 | 0 | 0 |  | 0 |  | N/A | N/A | N/A | N/A | N/A | N/A | N/A | N/A | 0 | 2520 | 0 | 0 |  | 2520 | 10 | 2 | N/A | N/A | 2 | N/A | N/A | N/A | N/A | N/A | N/A | N/A | 0 | 0 | 0
PG&E GBA | Clay | 60 | Clay | 2 |  | 0 | 0 | 0 | 0 |  | 0 |  | N/A | N/A | N/A | N/A | N/A | N/A | N/A | N/A | 0 | 0 | 0 | 0 |  | 0 | 10 | 1 | 1 | 1 | 2 | 3 | 4 | 1 | 2 | 5 | 2 | 1 | 0 | 0 | 0
PG&E GBA | Clayton | 115 | Clayton | 2 |  | 0 | 0 | 0 | 0 |  | 0 |  | N/A | N/A | N/A | N/A | N/A | N/A | N/A | N/A | 0 | 0 | 0 | 0 |  | 0 | 10 | 1 | 1 | 1 | 2 | 5 | 2 | 3 | 2 | 3 | 1 | 1 | 0 | 0 | 0
PG&E NGBA | Cloverdale | 115 | Cloverdale | 2 |  | 0 | 0 | 0 | 0 |  | 0 |  | N/A | N/A | N/A | N/A | N/A | N/A | N/A | N/A | 0 | 0 | 0 | 0 |  | 0 | 10 | 1 | 1 | 1 | 2 | 4 | 2 | 1 | 2 | 3 | 1 | 1 | 112.2 | 0 | 112.2 | Geysers | 1 | 5 | 2 | 1 | 2 | 3 | 1 | 1
PG&E FRESNO | Clovis | 115 | Clovis | 1 |  | 0 | 0 | 0 | 0 |  | 0 |  | N/A | N/A | N/A | N/A | N/A | N/A | N/A | N/A | 0 | 0 | 0 | 0 |  | 0 | 10 | 1 | 1 | 1 | 1 | 3 | 2 | 1 | 1 | 2 | 1 | 1 | 0 | 0 | 0
PG&E GBA | Coburn | 230 | Coburn | 2 |  | 100 | 0 | 0 | 0 |  | 100 | 30 | 2 | 5 | 2 | 2 | 2 | 2 | 2 | 2 | 1244 | 0 | 0 | 0 |  | 1244 | 10 | 2 | 1 | 1 | 2 | 3 | 1 | 1 | 1 | 1 | 1 | 1 | 0 | 0 | 0
PG&E GBA | Coburn | 60 | Coburn | 2 |  | 0 | 0 | 0 | 0 |  | 0 | 30 | 2 | 5 | 2 | 2 | 2 | 2 | 2 | 2 | 0 | 0 | 0 | 0 |  | 0 | 10 | 2 | 1 | 1 | 2 | 3 | 1 | 1 | 1 | 1 | 1 | 1 | 0 | 0 | 0
PG&E NGBA | Colgate | 230 | Colgate | 2 |  | 0 | 0 | 0 | 0 |  | 0 |  | N/A | N/A | N/A | N/A | N/A | N/A | N/A | N/A | 0 | 0 | 0 | 0 |  | 0 | 10 | 1 | 1 | 1 | 2 | 5 | 3 | 1 | 1 | 4 | 1 | 1 | 0 | 0 | 0
PG&E GBA | Collierville | 230 | Collierville | 2 |  | 0 | 0 | 0 | 0 |  | 0 | 15 | 1 | 5 | 1 | 1 | 1 | 1 | 1 | 1 | 0 | 0 | 0 | 0 |  | 0 | 10 | 1 | 1 | 1 | 2 | 5 | 1 | 1 | 1 | 2 | 1 | 1 | 0 | 0 | 0
PG&E GBA | Collinsville | 230 | Collinsville | 2 |  | 0 | 0 | 0 | 0 |  | 0 |  | N/A | N/A | N/A | N/A | N/A | N/A | N/A | N/A | 601 | 0 | 0 | 0 |  | 601 | 10 | 1 | 2 | 1 | 2 | 3 | 1 | 1 | 1 | 1 | 1 | 1 | 0 | 0 | 0
PG&E GBA | Collinsville | 500 | Collinsville | 2 |  | 0 | 0 | 0 | 0 |  | 0 |  | N/A | N/A | N/A | N/A | N/A | N/A | N/A | N/A | 0 | 0 | 0 | 0 |  | 0 | 10 | 1 | 2 | 1 | 2 | 3 | 1 | 1 | 1 | 1 | 1 | 1 | 0 | 0 | 0
SCE Eastern | Colorado River | 230 | Colorado River | 2 |  | 0 | 0 | 0 | 0 |  | 0 |  | N/A | N/A | N/A | N/A | N/A | N/A | N/A | N/A | 400 | 500 | 0 | 0 |  | 900 | 15 | 2 | 1 | 3 | 2 | 1 | 1 | 1 | 1 | 2 | 1 | 1 | 0 | 0 | 0
SCE Eastern | Colorado River | 500 | Colorado River | 2 |  | 0 | 0 | 0 | 0 |  | 0 |  | N/A | N/A | N/A | N/A | N/A | N/A | N/A | N/A | 0 | 0 | 0 | 0 |  | 0 | 10 | 3 | 2 | 3 | 2 | 1 | 1 | 1 | 1 | 2 | 2 | 1 | 0 | 0 | 0
PG&E KERN | Columbus | 115 | Columbus | 1 |  | 0 | 0 | 0 | 0 |  | 0 | 15 | 1 | 1 | 1 | 1 | 1 | 1 | 1 | 1 | 100 | 0 | 0 | 0 |  | 100 | 10 | 1 | 1 | 1 | 1 | 2 | 2 | 1 | 1 | 2 | 1 | 1 | 0 | 0 | 0
PG&E GBA | Contra Costa | 115 | Contra Costa | 2 |  | 0 | 0 | 0 | 0 |  | 0 | 15 | 1 | 2 | 1 | 2 | 1 | 2 | 1 | 1 | 0 | 0 | 0 | 0 |  | 0 | 10 | 1 | 1 | 1 | 2 | 3 | 1 | 2 | 1 | 2 | 1 | 1 | 0 | 0 | 0
PG&E GBA | Contra Costa | 230 | Contra Costa | 2 |  | 0 | 0 | 0 | 0 |  | 0 | 15 | 1 | 2 | 1 | 2 | 1 | 2 | 1 | 1 | 0 | 0 | 0 | 0 |  | 0 | 10 | 1 | 1 | 1 | 2 | 3 | 1 | 2 | 1 | 2 | 1 | 1 | 0 | 0 | 0
PG&E GBA | Contra Costa PP | 230 | Contra Costa PP | 2 |  | 0 | 0 | 0 | 0 |  | 0 |  | N/A | N/A | N/A | N/A | N/A | N/A | N/A | N/A | 0 | 0 | 0 | 0 |  | 0 | 10 | 1 | 1 | 1 | 2 | 2 | 1 | 1 | 1 | 1 | 1 | 1 | 0 | 0 | 0
SCE NOL | Control | 115 | Control | 2 |  | 0 | 0 | 0 | 0 |  | 0 |  | N/A | N/A | N/A | N/A | N/A | N/A | N/A | N/A | 0 | 0 | 0 | 0 |  | 0 | 10 | 1 | 1 | 1 | 2 | 1 | 1 | 1 | 1 | 1 | 3 | 1 | 177 | 0 | 177 | OOS | N/A | N/A | N/A | N/A | N/A | N/A | N/A | N/A
SCE NOL | Control | 55 | Control | 2 | OOS | 0 | 0 | 0 | 0 |  | 0 |  | N/A | N/A | N/A | N/A | N/A | N/A | N/A | N/A | 0 | 0 | 0 | 0 |  | 0 | 10 | #N/A | N/A | N/A | 2 | N/A | N/A | N/A | N/A | N/A | N/A | N/A | 0 | 0 | 0
PG&E GBA | Cooley Landing | 115 | Cooley Landing | 2 |  | 0 | 0 | 0 | 0 |  | 0 | 20 | 1 | 1 | 1 | 1 | 1 | 1 | 1 | 1 | 0 | 100 | 0 | 0 |  | 100 | 10 | 5 | 5 | 4 | 2 | 1 | 2 | 3 | 4 | 4 | 1 | 2 | 0 | 0 | 0
PG&E GBA | Cooley Landing | 60 | Cooley Landing | 2 |  | 0 | 0 | 0 | 0 |  | 0 | 20 | 1 | 1 | 1 | 1 | 1 | 1 | 1 | 1 | 0 | 0 | 0 | 0 |  | 0 | 10 | 5 | 5 | 4 | 2 | 1 | 2 | 3 | 4 | 4 | 1 | 2 | 0 | 0 | 0
SCE NOL | Coolwater | 230 | Coolwater | 2 |  | 0 | 0 | 0 | 0 |  | 0 | 20 | 1 | 1 | 1 | 1 | 1 | 1 | 2 | 1 | 0 | 0 | 0 | 0 |  | 0 | 10 | 1 | 1 | 1 | 2 | 1 | 3 | 1 | 1 | 3 | 1 | 1 | 0 | 0 | 0
SCE NOL | Coolwater | 115 | Coolwater | 2 |  | 0 | 0 | 0 | 0 |  | 0 | 20 | 1 | 1 | 1 | 1 | 1 | 1 | 2 | 1 | 0 | 0 | 0 | 0 |  | 0 | 10 | 1 | 1 | 1 | 2 | 1 | 3 | 1 | 1 | 3 | 1 | 1 | 0 | 0 | 0
PG&E KERN | Copus | 70 | Copus | 1 |  | 0 | 0 | 0 | 0 |  | 0 |  | N/A | N/A | N/A | N/A | N/A | N/A | N/A | N/A | 0 | 0 | 0 | 0 |  | 0 | 10 | 1 | 1 | 1 | 1 | 1 | 1 | 1 | 1 | 2 | 1 | 1 | 0 | 0 | 0
PG&E FRESNO | Corcoran | 70 | Corcoran | 1 |  | 0 | 0 | 0 | 0 |  | 0 |  | N/A | N/A | N/A | N/A | N/A | N/A | N/A | N/A | 0 | 0 | 0 | 0 |  | 0 | 10 | 1 | 1 | 1 | 1 | 1 | 1 | 1 | 1 | 1 | 1 | 1 | 0 | 0 | 0
PG&E FRESNO | Corcoran | 115 | Corcoran | 1 |  | 0 | 0 | 0 | 0 |  | 0 |  | N/A | N/A | N/A | N/A | N/A | N/A | N/A | N/A | 0 | 0 | 0 | 0 |  | 0 | 10 | 1 | 1 | 1 | 1 | 1 | 1 | 1 | 1 | 1 | 1 | 1 | 0 | 0 | 0
PG&E NGBA | Corona | 115 | Corona | 2 |  | 0 | 0 | 0 | 0 |  | 0 |  | N/A | N/A | N/A | N/A | N/A | N/A | N/A | N/A | 0 | 0 | 0 | 0 |  | 0 | 10 | 1 | 1 | 1 | 2 | 3 | 2 | 1 | 2 | 3 | 1 | 1 | 0 | 0 | 0
PG&E NGBA | Cortina | 230 | Cortina | 2 |  | 0 | 0 | 0 | 0 |  | 0 |  | N/A | N/A | N/A | N/A | N/A | N/A | N/A | N/A | 0 | 0 | 0 | 0 |  | 0 | 10 | 1 | 1 | 1 | 2 | 5 | 1 | 1 | 1 | 3 | 1 | 1 | 0 | 0 | 0
PG&E NGBA | Cortina | 115 | Cortina | 2 |  | 0 | 0 | 0 | 0 |  | 0 |  | N/A | N/A | N/A | N/A | N/A | N/A | N/A | N/A | 0 | 0 | 0 | 0 |  | 0 | 5 | 1 | 1 | 1 | 2 | 4 | 1 | 1 | 1 | 3 | 1 | 1 | 0 | 0 | 0
PG&E GBA | Cottle | 230 | Cottle | 1 |  | 0 | 0 | 0 | 0 |  | 0 |  | N/A | N/A | N/A | N/A | N/A | N/A | N/A | N/A | 0 | 0 | 0 | 0 |  | 0 | 10 | 1 | 1 | 1 | 1 | 2 | 2 | 1 | 1 | 3 | 1 | 1 | 0 | 0 | 0
PG&E NGBA | Cottonwood | 115 | Cottonwood | 2 |  | 0 | 0 | 0 | 0 |  | 0 | 30 | 1 | 5 | 1 | 1 | 1 | 1 | 2 | 1 | 0 | 0 | 0 | 0 |  | 0 | 10 | 1 | 1 | 1 | 2 | 5 | 1 | 1 | 1 | 2 | 1 | 1 | 0 | 0 | 0
PG&E NGBA | Cottonwood | 230 | Cottonwood | 2 |  | 0 | 0 | 0 | 0 |  | 0 | 30 | 1 | 5 | 1 | 1 | 1 | 1 | 2 | 1 | 0 | 0 | 0 | 0 |  | 0 | 10 | 1 | 1 | 1 | 2 | 5 | 1 | 1 | 1 | 2 | 1 | 1 | 0 | 0 | 0
PG&E NGBA | Cottonwood | 60 | Cottonwood | 2 |  | 0 | 0 | 0 | 0 |  | 0 | 30 | 1 | 5 | 1 | 1 | 1 | 1 | 2 | 1 | 0 | 0 | 0 | 0 |  | 0 | 10 | 1 | 1 | 1 | 2 | 5 | 1 | 1 | 1 | 2 | 1 | 1 | 0 | 0 | 0
PG&E NGBA | Cove Road | 230 | Cove Road | 2 |  | 0 | 0 | 0 | 0 |  | 0 |  | N/A | N/A | N/A | N/A | N/A | N/A | N/A | N/A | 0 | 0 | 0 | 0 |  | 0 | 10 | 1 | 1 | 1 | 2 | 5 | 2 | 1 | 1 | 3 | 1 | 1 | 0 | 0 | 0
PG&E GBA | Coyote | 230 | Coyote | 2 |  | 0 | 0 | 0 | 0 |  | 0 |  | N/A | N/A | N/A | N/A | N/A | N/A | N/A | N/A | 100 | 0 | 0 | 0 |  | 100 | 10 | 3 | 1 | 2 | 2 | 5 | 3 | 1 | 1 | 3 | 2 | 1 | 37 | 0 | 37 | EGS
PG&E GBA | Crazy Horse Canyon | 115 | Crazy Horse Canyon | 1 |  | 0 | 0 | 0 | 0 |  | 0 |  | N/A | N/A | N/A | N/A | N/A | N/A | N/A | N/A | 0 | 0 | 0 | 0 |  | 0 | 10 | 1 | 1 | 1 | 1 | 2 | 1 | 1 | 1 | 1 | 1 | 1 | 0 | 0 | 0
SDGE | Creelman | 69 | Creelman | 2 |  | 0 | 0 | 0 | 0 |  | 0 |  | N/A | N/A | N/A | N/A | N/A | N/A | N/A | N/A | 0 | 0 | 0 | 0 |  | 0 | 10 | 1 | 1 | 1 | 2 | 5 | 2 | 1 | 1 | 3 | 1 | 1 | 0 | 0 | 0
PG&E FRESNO | Crescent | 70 | Crescent | 1 |  | 0 | 0 | 0 | 0 |  | 0 |  | N/A | N/A | N/A | N/A | N/A | N/A | N/A | N/A | 0 | 35 | 0 | 0 |  | 35 | 10 | 1 | 1 | 1 | 1 | 1 | 1 | 1 | 1 | 1 | 1 | 1 | 0 | 0 | 0
PG&E FRESNO | Cressey | 115 | Cressey | 1 |  | 0 | 0 | 0 | 0 |  | 0 |  | N/A | N/A | N/A | N/A | N/A | N/A | N/A | N/A | 0 | 0 | 0 | 0 |  | 0 | 10 | 1 | 1 | 1 | 1 | 1 | 1 | 1 | 1 | 1 | 1 | 1 | 0 | 0 | 0
PG&E NGBA | Cresta | 230 | Cresta | 2 |  | 0 | 0 | 0 | 0 |  | 0 |  | N/A | N/A | N/A | N/A | N/A | N/A | N/A | N/A | 0 | 0 | 0 | 0 |  | 0 | 10 | 1 | 1 | 1 | 2 | 5 | 1 | 1 | 3 | 3 | 1 | 1 | 0 | 0 | 0
SDGE | Crestwood | 69 | Crestwood | 2 |  | 0 | 0 | 0 | 0 |  | 0 |  | N/A | N/A | N/A | N/A | N/A | N/A | N/A | N/A | 0 | 0 | 0 | 0 |  | 0 | 10 | 1 | 1 | 1 | 2 | 5 | 1 | 1 | 1 | 1 | 1 | 1 | 0 | 0 | 0
PG&E GBA | Crow Creek | 60 | Crow Creek | 1 |  | 0 | 0 | 0 | 0 |  | 0 |  | N/A | N/A | N/A | N/A | N/A | N/A | N/A | N/A | 0 | 0 | 0 | 0 |  | 0 | 10 | 1 | 1 | 1 | 1 | 2 | 1 | 1 | 1 | 2 | 1 | 1 | 0 | 0 | 0
PG&E GBA | Crows Landing | 60 | Crows Landing | 1 |  | 0 | 0 | 0 | 0 |  | 0 |  | N/A | N/A | N/A | N/A | N/A | N/A | N/A | N/A | 0 | 0 | 0 | 0 |  | 0 | 10 | 1 | 1 | 1 | 1 | 2 | 1 | 1 | 1 | 1 | 1 | 1 | 0 | 0 | 0
PG&E GBA | Curtis | 115 | Curtis | 2 |  | 0 | 0 | 0 | 0 |  | 0 |  | N/A | N/A | N/A | N/A | N/A | N/A | N/A | N/A | 0 | 0 | 0 | 0 |  | 0 | 10 | 1 | 1 | 1 | 2 | 5 | 1 | 1 | 1 | 3 | 1 | 1 | 0 | 0 | 0
PG&E FRESNO | Dairyland | 115 | Dairyland | 1 |  | 0 | 0 | 0 | 0 |  | 0 |  | N/A | N/A | N/A | N/A | N/A | N/A | N/A | N/A | 0 | 0 | 0 | 0 |  | 0 | 10 | 1 | 1 | 1 | 1 | 1 | 1 | 1 | 1 | 1 | 1 | 1 | 0 | 0 | 0
PG&E NGBA | Davis | 115 | Davis | 2 |  | 0 | 0 | 0 | 0 |  | 0 |  | N/A | N/A | N/A | N/A | N/A | N/A | N/A | N/A | 0 | 100 | 0 | 0 |  | 100 | 10 | 1 | 1 | 3 | 2 | 1 | 1 | 1 | 1 | 1 | 1 | 1 | 0 | 0 | 0
SCE Metro | Del Amo | 500 | Del Amo | 2 |  | 0 | 0 | 0 | 0 |  | 0 |  | N/A | N/A | N/A | N/A | N/A | N/A | N/A | N/A | 0 | 0 | 0 | 0 |  | 0 | 10 | 1 | 1 | 1 | 2 | 1 | 1 | 1 | 1 | 1 | 1 | 1 | 0 | 0 | 0
SCE Metro | Del Amo | 230 | Del Amo | 2 |  | 0 | 0 | 0 | 0 |  | 0 |  | N/A | N/A | N/A | N/A | N/A | N/A | N/A | N/A | 0 | 0 | 0 | 0 |  | 0 | 10 | 1 | 1 | 1 | 2 | 1 | 1 | 1 | 1 | 1 | 1 | 1 | 0 | 0 | 0
SCE Eastern | Delaney | 500 | Delaney | 2 | OOS | 0 | 0 | 0 | 0 |  | 0 |  | N/A | N/A | N/A | N/A | N/A | N/A | N/A | N/A | 0 | 1860 | 0 | 0 |  | 1860 | 10 | 2 | N/A | N/A | 2 | N/A | N/A | N/A | N/A | N/A | N/A | N/A | 0 | 0 | 0
PG&E NGBA | Delevan | 230 | Delevan | 2 |  | 0 | 0 | 0 | 0 |  | 0 |  | N/A | N/A | N/A | N/A | N/A | N/A | N/A | N/A | 0 | 0 | 0 | 0 |  | 0 | 10 | 1 | 1 | 1 | 2 | 3 | 1 | 1 | 1 | 2 | 1 | 1 | 0 | 0 | 0
PG&E GBA | Delta PP | 230 | Delta PP | 2 |  | 0 | 0 | 0 | 0 |  | 0 |  | N/A | N/A | N/A | N/A | N/A | N/A | N/A | N/A | 0 | 0 | 0 | 0 |  | 0 | 10 | 1 | 1 | 1 | 2 | 3 | 2 | 1 | 1 | 2 | 1 | 1 | 0 | 0 | 0
EOP | Desert View | 230 | Desert View | 2 | OOS | 0 | 0 | 0 | 0 |  | 0 |  | N/A | N/A | N/A | N/A | N/A | N/A | N/A | N/A | 0 | 0 | 0 | 0 |  | 0 | 10 | 1 | N/A | N/A | 2 | N/A | N/A | N/A | N/A | N/A | N/A | N/A | 0 | 0 | 0
SCE Eastern | Devers | 230 | Devers | 2 |  | 0 | 0 | 0 | 0 |  | 0 | 30 | 1 | 3 | 1 | 1 | 1 | 1 | 2 | 1 | 300 | 0 | 0 | 0 |  | 300 | 10 | 2 | 3 | 1 | 2 | 2 | 1 | 2 | 1 | 2 | 1 | 1 | 0 | 0 | 0
SCE Eastern | Devers | 500 | Devers | 2 |  | 0 | 0 | 0 | 0 |  | 0 | 30 | 1 | 3 | 1 | 1 | 1 | 1 | 2 | 1 | 0 | 0 | 0 | 0 |  | 0 | 10 | 2 | 3 | 1 | 2 | 2 | 1 | 2 | 1 | 2 | 1 | 1 | 0 | 0 | 0
PG&E KERN | Diablo Canyon | 230 | Diablo Canyon | 2 |  | 0 | 0 | 0 | 0 |  | 0 |  | N/A | N/A | N/A | N/A | N/A | N/A | N/A | N/A | 0 | 0 | 0 | 0 |  | 0 | 10 | 1 | 1 | 1 | 2 | 5 | 1 | 1 | 3 | 3 | 2 | 1 | 0 | 0 | 0
PG&E KERN | Diablo Canyon | 500 | Diablo Canyon | 2 |  | 0 | 0 | 0 | 0 |  | 0 |  | N/A | N/A | N/A | N/A | N/A | N/A | N/A | N/A | 0 | 0 | 0 | 0 |  | 0 | 10 | 1 | 1 | 1 | 2 | 5 | 1 | 1 | 3 | 3 | 2 | 1 | 0 | 0 | 0
PG&E KERN | Divide | 115 | Divide | 2 |  | 0 | 0 | 0 | 0 |  | 0 | 10 | 1 | 1 | 4 | 1 | 1 | 4 | 1 | 1 | 0 | 0 | 0 | 0 |  | 0 | 10 | 1 | 1 | 1 | 2 | 1 | 1 | 1 | 2 | 2 | 1 | 1 | 0 | 0 | 0
PG&E GBA | Dixon Landing | 115 | Dixon Landing | 2 |  | 0 | 0 | 0 | 0 |  | 0 |  | N/A | N/A | N/A | N/A | N/A | N/A | N/A | N/A | 0 | 0 | 0 | 0 |  | 0 | 10 | 1 | 1 | 1 | 2 | 5 | 2 | 1 | 2 | 2 | 2 | 1 | 23 | 0 | 23 | EGS
PG&E FRESNO | Dos Amigos | 230 | Dos Amigos | 1 |  | 0 | 0 | 0 | 0 |  | 0 |  | N/A | N/A | N/A | N/A | N/A | N/A | N/A | N/A | 632 | 0 | 0 | 0 |  | 632 | 10 | 2 | 1 | 2 | 1 | 3 | 2 | 1 | 1 | 2 | 1 | 1 | 10 | 0 | 10 | EGS
PG&E NGBA | Drum | 115 | Drum | 2 |  | 0 | 0 | 0 | 0 |  | 0 |  | N/A | N/A | N/A | N/A | N/A | N/A | N/A | N/A | 0 | 0 | 0 | 0 |  | 0 | 10 | 1 | 1 | 1 | 2 | 5 | 1 | 1 | 1 | 1 | 1 | 1 | 0 | 0 | 0
PG&E GBA | Dumbarton | 115 | Dumbarton | 2 |  | 0 | 0 | 0 | 0 |  | 0 |  | N/A | N/A | N/A | N/A | N/A | N/A | N/A | N/A | 0 | 0 | 0 | 0 |  | 0 | 10 | 1 | 1 | 1 | 2 | 5 | 2 | 1 | 3 | 3 | 1 | 1 | 0 | 0 | 0
SCE NOL | Dunn Siding | 115 | Dunn Siding | 2 |  | 0 | 0 | 0 | 0 |  | 0 |  | N/A | N/A | N/A | N/A | N/A | N/A | N/A | N/A | 0 | 0 | 0 | 0 |  | 0 | 10 | 1 | 1 | 1 | 2 | 1 | 1 | 1 | 1 | 2 | 2 | 1 | 0 | 0 | 0
SCE Eastern | Eagle Mountain | 230 | Eagle Mountain | 2 |  | 0 | 0 | 0 | 0 |  | 0 |  | N/A | N/A | N/A | N/A | N/A | N/A | N/A | N/A | 0 | 0 | 0 | 0 |  | 0 | 10 | 1 | 1 | 1 | 2 | 1 | 1 | 1 | 1 | 1 | 2 | 1 | 0 | 0 | 0
PG&E NGBA | Eagle Rock (PGE) | 60 | Eagle Rock (PGE) | 2 |  | 0 | 0 | 0 | 0 |  | 0 | 15 | 1 | 5 | 4 | 1 | 2 | 5 | 1 | 1 | 0 | 0 | 0 | 0 |  | 0 | 10 | 1 | 1 | 1 | 2 | 5 | 2 | 2 | 3 | 4 | 1 | 1 | 0 | 0 | 0
PG&E NGBA | Eagle Rock (PGE) | 115 | Eagle Rock (PGE) | 2 |  | 0 | 0 | 0 | 0 |  | 0 | 15 | 1 | 5 | 4 | 1 | 2 | 5 | 1 | 1 | 0 | 0 | 0 | 0 |  | 0 | 10 | 1 | 1 | 1 | 2 | 5 | 2 | 2 | 3 | 4 | 1 | 1 | 7 | 0 | 7 | Geysers | 1 | 5 | 2 | 1 | 2 | 3 | 1 | 1
SCE Metro | Eagle Rock (SCE) | 230 | Eagle Rock (SCE) | 2 |  | 0 | 0 | 0 | 0 |  | 0 | 10 | 1 | 1 | 1 | 1 | 1 | 1 | 1 | 1 | 0 | 0 | 0 | 0 |  | 0 | 10 | 1 | 1 | 1 | 2 | 3 | 1 | 1 | 1 | 1 | 1 | 1 | 0 | 0 | 0
PG&E NGBA | East Marysville | 115 | East Marysville | 2 |  | 0 | 0 | 0 | 0 |  | 0 |  | N/A | N/A | N/A | N/A | N/A | N/A | N/A | N/A | 0 | 0 | 0 | 0 |  | 0 | 10 | 1 | 1 | 1 | 2 | 1 | 1 | 1 | 1 | 2 | 1 | 1 | 0 | 0 | 0
PG&E NGBA | East Nicolaus | 115 | East Nicolaus | 2 |  | 0 | 0 | 0 | 0 |  | 0 |  | N/A | N/A | N/A | N/A | N/A | N/A | N/A | N/A | 0 | 0 | 0 | 0 |  | 0 | 10 | 1 | 1 | 2 | 2 | 1 | 1 | 1 | 1 | 2 | 1 | 1 | 0 | 0 | 0
PG&E NGBA | East Nicolaus | 60 | East Nicolaus | 2 |  | 0 | 0 | 0 | 0 |  | 0 |  | N/A | N/A | N/A | N/A | N/A | N/A | N/A | N/A | 0 | 0 | 0 | 0 |  | 0 | 10 | 1 | 1 | 2 | 2 | 1 | 1 | 1 | 1 | 2 | 1 | 1 | 0 | 0 | 0
PG&E GBA | Eastshore | 115 | Eastshore | 2 |  | 0 | 0 | 0 | 0 |  | 0 | 30 | 1 | 5 | 3 | 2 | 3 | 4 | 1 | 1 | 0 | 0 | 0 | 0 |  | 0 | 10 | 1 | 1 | 1 | 2 | 3 | 1 | 1 | 2 | 3 | 1 | 1 | 0 | 0 | 0
PG&E GBA | Eastshore | 230 | Eastshore | 2 |  | 0 | 0 | 0 | 0 |  | 0 | 30 | 1 | 5 | 3 | 2 | 3 | 4 | 1 | 1 | 0 | 0 | 0 | 0 |  | 0 | 10 | 1 | 1 | 1 | 2 | 3 | 1 | 1 | 2 | 3 | 1 | 1 | 0 | 0 | 0
SDGE | ECO | 138 | ECO | 2 |  | 0 | 0 | 0 | 0 |  | 0 | 20 | 1 | 4 | 1 | 1 | 1 | 1 | 1 | 1 | 0 | 100 | 0 | 0 |  | 100 | 10 | 1 | 2 | 1 | 2 | 2 | 1 | 1 | 1 | 2 | 1 | 1 | 0 | 0 | 0
SDGE | ECO | 230 | OOS (Baja Mexico) | 2 | OOS (Baja Mexico) | 0 | 0 | 0 | 0 |  | 0 | 20 | #N/A | #N/A | #N/A | #N/A | #N/A | #N/A | #N/A | #N/A | 0 | 0 | 0 | 0 |  | 0 | 10 | #N/A | #N/A | #N/A | 2 | #N/A | #N/A | #N/A | #N/A | #N/A | #N/A | #N/A | 0 | 0 | 0
SDGE | ECO | 500 | OOS (Baja Mexico) | 2 | OOS (Baja Mexico) | 0 | 0 | 0 | 0 |  | 0 | 20 | #N/A | #N/A | #N/A | #N/A | #N/A | #N/A | #N/A | #N/A | 0 | 0 | 0 | 0 |  | 0 | 10 | #N/A | #N/A | #N/A | 2 | #N/A | #N/A | #N/A | #N/A | #N/A | #N/A | #N/A | 0 | 0 | 0
PG&E GBA | Edenvale | 115 | Edenvale | 2 |  | 0 | 0 | 0 | 0 |  | 0 |  | N/A | N/A | N/A | N/A | N/A | N/A | N/A | N/A | 0 | 0 | 0 | 0 |  | 0 | 10 | 1 | 1 | 1 | 2 | 5 | 3 | 1 | 1 | 3 | 2 | 1 | 0 | 0 | 0
PG&E GBA | Edes | 115 | Edes | 2 |  | 0 | 0 | 0 | 0 |  | 0 |  | N/A | N/A | N/A | N/A | N/A | N/A | N/A | N/A | 0 | 0 | 0 | 0 |  | 0 | 10 | 1 | 1 | 1 | 2 | 3 | 2 | 1 | 2 | 3 | 1 | 1 | 0 | 0 | 0
PG&E GBA | Eight Mile | 230 | Eight Mile | 1 |  | 0 | 0 | 0 | 0 |  | 0 |  | N/A | N/A | N/A | N/A | N/A | N/A | N/A | N/A | 0 | 1100 | 0 | 0 |  | 1100 | 10 | 4 | 2 | 3 | 1 | 1 | 1 | 1 | 1 | 1 | 1 | 1 | 0 | 0 | 0
SDGE | El Cajon | 69 | El Cajon | 2 |  | 0 | 0 | 0 | 0 |  | 0 |  | N/A | N/A | N/A | N/A | N/A | N/A | N/A | N/A | 0 | 0 | 0 | 0 |  | 0 | 10 | 1 | 1 | 1 | 2 | 5 | 2 | 2 | 2 | 3 | 1 | 1 | 0 | 0 | 0
SCE Eastern | El Casco | 230 | El Casco | 2 |  | 0 | 0 | 0 | 0 |  | 0 |  | N/A | N/A | N/A | N/A | N/A | N/A | N/A | N/A | 0 | 0 | 0 | 0 |  | 0 | 10 | 1 | 1 | 1 | 2 | 5 | 1 | 1 | 2 | 3 | 1 | 1 | 0 | 0 | 0
PG&E GBA | El Cerrito G | 115 | El Cerrito G | 2 |  | 0 | 0 | 0 | 0 |  | 0 |  | N/A | N/A | N/A | N/A | N/A | N/A | N/A | N/A | 0 | 0 | 0 | 0 |  | 0 | 10 | 1 | 1 | 1 | 2 | 2 | 1 | 2 | 3 | 3 | 1 | 1 | 0 | 0 | 0
PG&E NGBA | El Dorado PH | 115 | El Dorado PH | 2 |  | 0 | 0 | 0 | 0 |  | 0 |  | N/A | N/A | N/A | N/A | N/A | N/A | N/A | N/A | 0 | 0 | 0 | 0 |  | 0 | 10 | 1 | 1 | 1 | 2 | 5 | 2 | 1 | 1 | 3 | 1 | 1 | 0 | 0 | 0
PG&E FRESNO | El Nido (PGE) | 115 | El Nido (PGE) | 1 |  | 0 | 0 | 0 | 0 |  | 0 |  | N/A | N/A | N/A | N/A | N/A | N/A | N/A | N/A | 0 | 0 | 0 | 0 |  | 0 | 10 | 1 | 1 | 1 | 1 | 1 | 1 | 1 | 1 | 2 | 1 | 1 | 10 | 0 | 10 | EGS
SCE Metro | El Nido (SCE) | 230 | El Nido (SCE) | 2 |  | 0 | 0 | 0 | 0 |  | 0 |  | N/A | N/A | N/A | N/A | N/A | N/A | N/A | N/A | 0 | 0 | 0 | 0 |  | 0 | 10 | 1 | 1 | 1 | 2 | 1 | 1 | 1 | 2 | 3 | 1 | 1 | 0 | 0 | 0
PG&E GBA | El Patio | 115 | El Patio | 2 |  | 0 | 0 | 0 | 0 |  | 0 |  | N/A | N/A | N/A | N/A | N/A | N/A | N/A | N/A | 0 | 0 | 0 | 0 |  | 0 | 10 | 1 | 1 | 1 | 2 | 2 | 3 | 1 | 3 | 3 | 1 | 1 | 0 | 0 | 0
SCE Metro | El Segundo | 230 | El Segundo | 2 |  | 0 | 0 | 0 | 0 |  | 0 |  | N/A | N/A | N/A | N/A | N/A | N/A | N/A | N/A | 0 | 0 | 0 | 0 |  | 0 | 10 | 1 | 1 | 1 | 2 | 1 | 1 | 1 | 2 | 3 | 1 | 1 | 0 | 0 | 0
EOP | Eldorado | 230 | Eldorado | 2 | OOS | 0 | 0 | 0 | 0 |  | 0 |  | N/A | N/A | N/A | N/A | N/A | N/A | N/A | N/A | 0 | 0 | 0 | 0 |  | 0 | 10 | 1 | N/A | N/A | 2 | N/A | N/A | N/A | N/A | N/A | N/A | N/A | 472 | 0 | 472 | OOS | N/A | N/A | N/A | N/A | N/A | N/A | N/A | N/A
EOP | Eldorado | 500 | Eldorado | 2 | OOS | 0 | 0 | 0 | 0 |  | 0 |  | N/A | N/A | N/A | N/A | N/A | N/A | N/A | N/A | 0 | 0 | 0 | 0 |  | 0 | 10 | 1 | N/A | N/A | 2 | N/A | N/A | N/A | N/A | N/A | N/A | N/A | 741 | 0 | 741 | OOS | N/A | N/A | N/A | N/A | N/A | N/A | N/A | N/A
SCE Northern | Elizabeth Lake | 66 | Elizabeth Lake | 2 |  | 0 | 0 | 0 | 0 |  | 0 |  | N/A | N/A | N/A | N/A | N/A | N/A | N/A | N/A | 0 | 0 | 0 | 0 |  | 0 | 10 | 1 | 1 | 1 | 2 | 5 | 1 | 1 | 1 | 2 | 1 | 1 | 0 | 0 | 0
PG&E KERN | Elk Hills | 230 | Elk Hills | 1 |  | 0 | 0 | 0 | 0 |  | 0 |  | N/A | N/A | N/A | N/A | N/A | N/A | N/A | N/A | 0 | 0 | 0 | 0 |  | 0 | 10 | 1 | 1 | 1 | 1 | 1 | 1 | 2 | 4 | 4 | 1 | 1 | 0 | 0 | 0
SDGE | Elliot | 69 | Elliot | 2 |  | 0 | 0 | 0 | 0 |  | 0 |  | N/A | N/A | N/A | N/A | N/A | N/A | N/A | N/A | 0 | 0 | 0 | 0 |  | 0 | 10 | 1 | 1 | 1 | 2 | 2 | 1 | 1 | 1 | 3 | 1 | 1 | 0 | 0 | 0
SCE Metro | Ellis | 230 | Ellis | 2 |  | 0 | 0 | 0 | 0 |  | 0 |  | N/A | N/A | N/A | N/A | N/A | N/A | N/A | N/A | 0 | 0 | 0 | 0 |  | 0 | 10 | 1 | 1 | 1 | 2 | 1 | 1 | 1 | 5 | 5 | 1 | 1 | 0 | 0 | 0
SDGE | Encina | 138 | Encina | 2 |  | 0 | 0 | 0 | 0 |  | 0 | 10 | 1 | 1 | 1 | 3 | 3 | 3 | 1 | 1 | 0 | 0 | 0 | 0 |  | 0 | 10 | 1 | 1 | 1 | 2 | 1 | 1 | 2 | 2 | 3 | 1 | 1 | 0 | 0 | 0
SDGE | Encina | 230 | Encina | 2 |  | 0 | 0 | 0 | 0 |  | 0 | 10 | 1 | 1 | 1 | 3 | 3 | 3 | 1 | 1 | 0 | 0 | 0 | 0 |  | 0 | 10 | 1 | 1 | 1 | 2 | 1 | 1 | 2 | 2 | 3 | 1 | 1 | 0 | 0 | 0
SDGE | Escondido | 230 | Escondido | 2 |  | 0 | 0 | 0 | 0 |  | 0 |  | N/A | N/A | N/A | N/A | N/A | N/A | N/A | N/A | 0 | 0 | 0 | 0 |  | 0 | 10 | 1 | 1 | 1 | 2 | 4 | 1 | 1 | 1 | 2 | 1 | 1 | 0 | 0 | 0
SDGE | Escondido | 69 | Escondido | 2 |  | 0 | 0 | 0 | 0 |  | 0 |  | N/A | N/A | N/A | N/A | N/A | N/A | N/A | N/A | 0 | 0 | 0 | 0 |  | 0 | 10 | 1 | 1 | 1 | 2 | 4 | 1 | 1 | 1 | 2 | 1 | 1 | 0 | 0 | 0
PG&E KERN | Estrella | 230 | Estrella | 1 |  | 0 | 0 | 0 | 0 |  | 0 |  | N/A | N/A | N/A | N/A | N/A | N/A | N/A | N/A | 0 | 0 | 0 | 0 |  | 0 | 10 | 1 | 1 | 1 | 1 | 2 | 1 | 1 | 1 | 1 | 1 | 1 | 0 | 0 | 0
SCE Eastern | Etiwanda | 230 | Etiwanda | 2 |  | 0 | 0 | 0 | 0 |  | 0 |  | N/A | N/A | N/A | N/A | N/A | N/A | N/A | N/A | 500 | 0 | 0 | 0 |  | 500 | 10 | 5 | 5 | 4 | 2 | 5 | 5 | 4 | 4 | 5 | 4 | 3 | 0 | 0 | 0
PG&E GBA | Evergreen | 115 | Evergreen | 2 |  | 0 | 0 | 0 | 0 |  | 0 |  | N/A | N/A | N/A | N/A | N/A | N/A | N/A | N/A | 0 | 0 | 0 | 0 |  | 0 | 10 | 1 | 1 | 1 | 2 | 5 | 1 | 1 | 1 | 2 | 2 | 1 | 0 | 0 | 0
PG&E GBA | Evergreen | 60 | Evergreen | 2 |  | 0 | 0 | 0 | 0 |  | 0 |  | N/A | N/A | N/A | N/A | N/A | N/A | N/A | N/A | 0 | 0 | 0 | 0 |  | 0 | 10 | 1 | 1 | 1 | 2 | 5 | 1 | 1 | 1 | 2 | 2 | 1 | 0 | 0 | 0
PG&E FRESNO | Excelsior | 115 | Excelsior | 1 |  | 0 | 0 | 0 | 0 |  | 0 |  | N/A | N/A | N/A | N/A | N/A | N/A | N/A | N/A | 0 | 0 | 0 | 0 |  | 0 | 10 | 1 | 1 | 2 | 1 | 1 | 1 | 1 | 1 | 1 | 1 | 1 | 0 | 0 | 0
PG&E FRESNO | Exchequer | 115 | Exchequer | 1 |  | 0 | 0 | 0 | 0 |  | 0 |  | N/A | N/A | N/A | N/A | N/A | N/A | N/A | N/A | 0 | 0 | 0 | 0 |  | 0 | 10 | 1 | 1 | 1 | 1 | 3 | 3 | 1 | 1 | 4 | 3 | 1 | 0 | 0 | 0
PG&E KERN | Fairway | 115 | Fairway | 2 |  | 0 | 0 | 0 | 0 |  | 0 |  | N/A | N/A | N/A | N/A | N/A | N/A | N/A | N/A | 0 | 0 | 0 | 0 |  | 0 | 10 | 1 | 1 | 1 | 2 | 1 | 1 | 1 | 1 | 1 | 1 | 1 | 0 | 0 | 0
PG&E KERN | Famoso | 115 | Famoso | 1 |  | 0 | 0 | 0 | 0 |  | 0 |  | N/A | N/A | N/A | N/A | N/A | N/A | N/A | N/A | 0 | 0 | 0 | 0 |  | 0 | 10 | 1 | 1 | 3 | 1 | 2 | 1 | 1 | 1 | 1 | 1 | 1 | 0 | 0 | 0
PG&E NGBA | Fern Road | 500 | Fern Road | 2 |  | 0 | 0 | 0 | 0 |  | 0 | 30 | 1 | 3 | 1 | 1 | 1 | 3 | 2 | 1 | 0 | 0 | 0 | 0 |  | 0 | 10 | 1 | 1 | 1 | 2 | 5 | 3 | 1 | 1 | 4 | 1 | 1 | 0 | 0 | 0
PG&E GBA | Fibreboard (SPI Sonora) | 115 | No Analysis | 2 |  | 0 | 0 | 0 | 0 |  | 0 | 15 | N/A | N/A | N/A | N/A | N/A | N/A | N/A | N/A | 0 | 0 | 0 | 0 |  | 0 | 10 | N/A | N/A | N/A | 2 | N/A | N/A | N/A | N/A | N/A | N/A | N/A | 0 | 0 | 0
PG&E FRESNO | Figarden | 230 | Figarden | 1 |  | 0 | 0 | 0 | 0 |  | 0 |  | N/A | N/A | N/A | N/A | N/A | N/A | N/A | N/A | 0 | 0 | 0 | 0 |  | 0 | 10 | 1 | 1 | 2 | 1 | 1 | 1 | 1 | 1 | 1 | 1 | 1 | 0 | 0 | 0
PG&E FRESNO | Fink | 230 | Fink | 1 |  | 0 | 0 | 0 | 0 |  | 0 |  | N/A | N/A | N/A | N/A | N/A | N/A | N/A | N/A | 534 | 0 | 0 | 0 |  | 534 | 10 | 3 | 1 | 2 | 1 | 3 | 1 | 1 | 1 | 2 | 1 | 1 | 70 | 0 | 70
PG&E NGBA | Fitch Mountain | 60 | Fitch Mountain | 2 |  | 0 | 0 | 0 | 0 |  | 0 |  | N/A | N/A | N/A | N/A | N/A | N/A | N/A | N/A | 0 | 0 | 0 | 0 |  | 0 | 10 | 1 | 1 | 1 | 2 | 1 | 1 | 2 | 3 | 4 | 1 | 1 | 0 | 0 | 0
PG&E GBA | FMC | 115 | FMC | 2 |  | 0 | 0 | 0 | 0 |  | 0 |  | N/A | N/A | N/A | N/A | N/A | N/A | N/A | N/A | 0 | 0 | 0 | 0 |  | 0 | 10 | 1 | 1 | 1 | 2 | 5 | 1 | 1 | 1 | 1 | 2 | 1 | 0 | 0 | 0
PG&E GBA | Fremont | 115 | Fremont | 2 |  | 0 | 0 | 0 | 0 |  | 0 |  | N/A | N/A | N/A | N/A | N/A | N/A | N/A | N/A | 0 | 0 | 0 | 0 |  | 0 | 10 | 1 | 1 | 1 | 2 | 5 | 2 | 1 | 2 | 3 | 2 | 1 | 0 | 0 | 0
PG&E GBA | French Camp | 60 | French Camp | 1 |  | 0 | 0 | 0 | 0 |  | 0 |  | N/A | N/A | N/A | N/A | N/A | N/A | N/A | N/A | 0 | 0 | 0 | 0 |  | 0 | 10 | 1 | 1 | 2 | 1 | 1 | 1 | 1 | 1 | 1 | 1 | 1 | 0 | 0 | 0
PG&E GBA | Frogtown | 115 | Frogtown | 2 |  | 0 | 0 | 0 | 0 |  | 0 |  | N/A | N/A | N/A | N/A | N/A | N/A | N/A | N/A | 0 | 0 | 0 | 0 |  | 0 | 10 | 1 | 1 | 1 | 2 | 5 | 3 | 1 | 1 | 3 | 2 | 1 | 0 | 0 | 0
PG&E NGBA | Fulton | 115 | Fulton | 2 |  | 0 | 0 | 0 | 0 |  | 0 |  | N/A | N/A | N/A | N/A | N/A | N/A | N/A | N/A | 0 | 0 | 0 | 0 |  | 0 | 10 | 1 | 1 | 1 | 2 | 1 | 1 | 2 | 3 | 4 | 1 | 1 | 0 | 0 | 0
PG&E NGBA | Fulton | 230 | Fulton | 2 |  | 0 | 0 | 0 | 0 |  | 0 |  | N/A | N/A | N/A | N/A | N/A | N/A | N/A | N/A | 0 | 0 | 0 | 0 |  | 0 | 10 | 1 | 1 | 1 | 2 | 1 | 1 | 2 | 3 | 4 | 1 | 1 | 0 | 18 | 18 | Geysers | 1 | 5 | 2 | 1 | 2 | 3 | 1 | 1
PG&E NGBA | Fulton | 60 | Fulton | 2 |  | 0 | 0 | 0 | 0 |  | 0 |  | N/A | N/A | N/A | N/A | N/A | N/A | N/A | N/A | 0 | 0 | 0 | 0 |  | 0 | 10 | 1 | 1 | 1 | 2 | 1 | 1 | 2 | 3 | 4 | 1 | 1 | 0 | 0 | 0
PG&E KERN | Ganso | 115 | Ganso | 1 |  | 0 | 0 | 0 | 0 |  | 0 |  | N/A | N/A | N/A | N/A | N/A | N/A | N/A | N/A | 0 | 0 | 0 | 0 |  | 0 | 10 | 1 | 1 | 2 | 1 | 1 | 1 | 1 | 1 | 1 | 1 | 1 | 0 | 0 | 0
PG&E FRESNO | Gates | 230 | Gates | 1 |  | 0 | 0 | 0 | 0 |  | 0 |  | N/A | N/A | N/A | N/A | N/A | N/A | N/A | N/A | 166 | 477.5 | 143.5 | 0 |  | 500 | 10 | 2 | 1 | 2 | 1 | 1 | 1 | 1 | 1 | 1 | 1 | 1 | 0 | 0 | 0
PG&E FRESNO | Gates | 500 | Gates | 1 |  | 0 | 0 | 0 | 0 |  | 0 |  | N/A | N/A | N/A | N/A | N/A | N/A | N/A | N/A | 0 | 0 | 0 | 0 |  | 0 | 10 | 2 | 1 | 2 | 1 | 1 | 1 | 1 | 1 | 1 | 1 | 1 | 0 | 0 | 0
PG&E NGBA | Geysers 12 | 230 | Geysers Tap 12 | 2 |  | 0 | 0 | 0 | 0 |  | 0 |  | N/A | N/A | N/A | N/A | N/A | N/A | N/A | N/A | 0 | 0 | 0 | 0 |  | 0 | 10 | 1 | 1 | 1 | 2 | 3 | 2 | 2 | 3 | 5 | 1 | 1 | 0 | 0 | 0
PG&E NGBA | Geysers 17 | 230 | Geysers Tap 12 | 2 |  | 0 | 0 | 0 | 0 |  | 0 |  | N/A | N/A | N/A | N/A | N/A | N/A | N/A | N/A | 0 | 0 | 0 | 0 |  | 0 | 10 | 1 | 1 | 1 | 2 | 3 | 2 | 2 | 3 | 5 | 1 | 1 | 0 | 0 | 0 | Geysers | 1 | 5 | 2 | 1 | 2 | 3 | 1 | 1
PG&E NGBA | Geysers 3 | 115 | Geysers Tap 12 | 2 |  | 0 | 0 | 0 | 0 |  | 0 |  | N/A | N/A | N/A | N/A | N/A | N/A | N/A | N/A | 0 | 0 | 0 | 0 |  | 0 | 10 | 1 | 1 | 1 | 2 | 3 | 2 | 2 | 3 | 5 | 1 | 1 | 0 | 0 | 0
PG&E NGBA | Glenn | 230 | Glenn | 2 |  | 0 | 0 | 0 | 0 |  | 0 | 10 | 1 | 5 | 5 | 1 | 1 | 5 | 5 | 1 | 0 | 0 | 0 | 0 |  | 0 | 10 | 1 | 1 | 2 | 2 | 1 | 2 | 1 | 1 | 2 | 1 | 1 | 0 | 0 | 0
PG&E NGBA | Glenn | 60 | Glenn | 2 |  | 0 | 0 | 0 | 0 |  | 0 | 10 | 1 | 5 | 5 | 1 | 1 | 5 | 5 | 1 | 0 | 0 | 0 | 0 |  | 0 | 10 | 1 | 1 | 2 | 2 | 1 | 2 | 1 | 1 | 2 | 1 | 1 | 0 | 0 | 0
PG&E NGBA | Gold Hill | 115 | Gold Hill | 2 |  | 0 | 0 | 0 | 0 |  | 0 | 10 | 1 | 1 | 1 | 1 | 1 | 1 | 1 | 1 | 0 | 0 | 0 | 0 |  | 0 | 10 | 1 | 1 | 1 | 2 | 2 | 1 | 1 | 1 | 2 | 1 | 1 | 0 | 0 | 0
PG&E NGBA | Gold Hill | 230 | Gold Hill | 2 |  | 0 | 0 | 0 | 0 |  | 0 | 10 | 1 | 1 | 1 | 1 | 1 | 1 | 1 | 1 | 0 | 0 | 0 | 0 |  | 0 | 10 | 1 | 1 | 1 | 2 | 2 | 1 | 1 | 1 | 2 | 1 | 1 | 0 | 0 | 0
SCE Northern | Goleta | 230 | Goleta | 2 |  | 0 | 0 | 0 | 0 |  | 0 |  | N/A | N/A | N/A | N/A | N/A | N/A | N/A | N/A | 0 | 0 | 0 | 0 |  | 0 | 10 | 1 | 1 | 1 | 2 | 5 | 1 | 1 | 1 | 1 | 2 | 1 | 0 | 0 | 0
SCE Metro | Goodrich | 230 | Goodrich | 2 |  | 0 | 0 | 0 | 0 |  | 0 |  | N/A | N/A | N/A | N/A | N/A | N/A | N/A | N/A | 0 | 0 | 0 | 0 |  | 0 | 10 | 1 | 1 | 1 | 2 | 5 | 1 | 2 | 5 | 5 | 5 | 1 | 0 | 0 | 0
PG&E KERN | Goose Lake | 115 | Goose Lake | 1 |  | 0 | 0 | 0 | 0 |  | 0 |  | N/A | N/A | N/A | N/A | N/A | N/A | N/A | N/A | 0 | 0 | 0 | 0 |  | 0 | 10 | 1 | 1 | 2 | 1 | 1 | 1 | 1 | 1 | 2 | 1 | 1 | 0 | 0 | 0
SCE Metro | Gould | 230 | Gould | 2 |  | 0 | 0 | 0 | 0 |  | 0 |  | N/A | N/A | N/A | N/A | N/A | N/A | N/A | N/A | 0 | 0 | 0 | 0 |  | 0 | 10 | 1 | 1 | 1 | 2 | 3 | 1 | 1 | 1 | 1 | 1 | 1 | 0 | 0 | 0
PG&E NGBA | Grand Island | 115 | Grand Island | 1 |  | 0 | 0 | 0 | 0 |  | 0 |  | N/A | N/A | N/A | N/A | N/A | N/A | N/A | N/A | 0 | 0 | 0 | 0 |  | 0 | 10 | 1 | 1 | 1 | 1 | 1 | 1 | 1 | 1 | 1 | 1 | 1 | 0 | 0 | 0
SDGE | Granite | 69 | Granite | 2 |  | 0 | 0 | 0 | 0 |  | 0 |  | N/A | N/A | N/A | N/A | N/A | N/A | N/A | N/A | 0 | 0 | 0 | 0 |  | 0 | 10 | 1 | 1 | 1 | 2 | 2 | 2 | 1 | 1 | 2 | 1 | 1 | 0 | 0 | 0
PG&E GBA | Grant | 115 | Grant | 2 |  | 0 | 0 | 0 | 0 |  | 0 |  | N/A | N/A | N/A | N/A | N/A | N/A | N/A | N/A | 0 | 0 | 0 | 0 |  | 0 | 10 | 1 | 1 | 1 | 2 | 3 | 2 | 1 | 2 | 3 | 1 | 1 | 0 | 0 | 0
PG&E GBA | Green Valley | 115 | Green Valley | 1 |  | 0 | 0 | 0 | 0 |  | 0 |  | N/A | N/A | N/A | N/A | N/A | N/A | N/A | N/A | 0 | 0 | 0 | 0 |  | 0 | 10 | 1 | 1 | 1 | 1 | 2 | 1 | 1 | 1 | 2 | 1 | 1 | 0 | 0 | 0
PG&E NGBA | Greenleaf 1 | 115 | Greenleaf 1 | 2 |  | 0 | 0 | 0 | 0 |  | 0 |  | N/A | N/A | N/A | N/A | N/A | N/A | N/A | N/A | 0 | 0 | 0 | 0 |  | 0 | 10 | 1 | 1 | 2 | 2 | 1 | 1 | 1 | 2 | 2 | 1 | 1 | 0 | 0 | 0
PG&E FRESNO | Gregg | 230 | Gregg | 1 |  | 0 | 0 | 0 | 0 |  | 0 | 10 | 1 | 1 | 1 | 1 | 1 | 1 | 1 | 1 | 0 | 0 | 0 | 0 |  | 0 | 10 | 1 | 1 | 2 | 1 | 2 | 1 | 1 | 1 | 1 | 1 | 1 | 0 | 0 | 0
PG&E FRESNO | Grimmway-Malaga | 115 | Grimmway-Malaga | 1 |  | 0 | 0 | 0 | 0 |  | 0 |  | N/A | N/A | N/A | N/A | N/A | N/A | N/A | N/A | 0 | 0 | 0 | 0 |  | 0 | 10 | 1 | 1 | 2 | 1 | 1 | 1 | 1 | 1 | 1 | 1 | 1 | 0 | 0 | 0
PG&E NGBA | Grizzly | 230 | Grizzly | 2 |  | 0 | 0 | 0 | 0 |  | 0 | 15 | 1 | 3 | 1 | 3 | 3 | 5 | 3 | 1 | 0 | 0 | 0 | 0 |  | 0 | 10 | 1 | 1 | 1 | 2 | 5 | 1 | 1 | 2 | 3 | 2 | 1 | 0 | 0 | 0
PG&E FRESNO | Guernsey | 70 | Guernsey | 1 |  | 0 | 0 | 0 | 0 |  | 0 |  | N/A | N/A | N/A | N/A | N/A | N/A | N/A | N/A | 0 | 0 | 0 | 0 |  | 0 | 10 | 1 | 1 | 1 | 1 | 1 | 1 | 1 | 1 | 1 | 1 | 1 | 0 | 0 | 0
PG&E FRESNO | GWF Hanford | 115 | GWF Hanford | 2 |  | 0 | 0 | 0 | 0 |  | 0 |  | N/A | N/A | N/A | N/A | N/A | N/A | N/A | N/A | 0 | 0 | 0 | 0 |  | 0 | 10 | 1 | 1 | 1 | 2 | 1 | 1 | 1 | 1 | 1 | 1 | 1 | 0 | 0 | 0
PG&E FRESNO | Haas | 230 | Haas | 2 |  | 0 | 0 | 0 | 0 |  | 0 |  | N/A | N/A | N/A | N/A | N/A | N/A | N/A | N/A | 0 | 0 | 0 | 0 |  | 0 | 10 | 1 | 1 | 1 | 2 | 5 | 1 | 2 | 1 | 2 | 3 | 1 | 0 | 0 | 0
PG&E FRESNO | Hammonds | 115 | Hammonds | 1 |  | 0 | 0 | 0 | 0 |  | 0 |  | N/A | N/A | N/A | N/A | N/A | N/A | N/A | N/A | 100 | 0 | 0 | 0 |  | 100 | 10 | 1 | 1 | 2 | 1 | 1 | 1 | 1 | 1 | 1 | 1 | 1 | 0 | 0 | 0
SCE Metro | HarborGen | 230 | Harborgen | 2 |  | 0 | 0 | 0 | 0 |  | 0 |  | N/A | N/A | N/A | N/A | N/A | N/A | N/A | N/A | 0 | 0 | 0 | 0 |  | 0 | 10 | 1 | 1 | 1 | 2 | 1 | 1 | 1 | 2 | 2 | 1 | 1 | 0 | 0 | 0
PG&E NGBA | Harris | 60 | Harris | 2 |  | 0 | 0 | 0 | 0 |  | 0 |  | N/A | N/A | N/A | N/A | N/A | N/A | N/A | N/A | 0 | 0 | 0 | 0 |  | 0 | 10 | 1 | 1 | 1 | 2 | 1 | 1 | 1 | 2 | 2 | 1 | 1 | 0 | 0 | 0
EOP | Harry Allen | 500 | Harry Allen | 2 | OOS | 0 | 0 | 0 | 0 |  | 0 |  | N/A | N/A | N/A | N/A | N/A | N/A | N/A | N/A | 0 | 301.2 | 0 | 0 |  | 301.2 | 10 | #N/A | N/A | N/A | 2 | N/A | N/A | N/A | N/A | N/A | N/A | N/A | 0 | 0 | 0
PG&E NGBA | Hartley | 60 | Hartley | 2 |  | 0 | 0 | 0 | 0 |  | 0 | 10 | 1 | 5 | 3 | 1 | 1 | 3 | 1 | 1 | 0 | 0 | 0 | 0 |  | 0 | 10 | 1 | 1 | 1 | 2 | 5 | 1 | 1 | 1 | 2 | 1 | 1 | 0 | 0 | 0
SCE NOL | Harvard | 115 | Harvard | 2 |  | 0 | 0 | 0 | 0 |  | 0 |  | N/A | N/A | N/A | N/A | N/A | N/A | N/A | N/A | 0 | 0 | 0 | 0 |  | 0 | 10 | 1 | 1 | 1 | 2 | 1 | 1 | 1 | 1 | 1 | 1 | 1 | 0 | 0 | 0
SDGE | Hassayampa | 500 | Hassayampa | 2 | OOS | 0 | 0 | 0 | 0 |  | 0 |  | N/A | N/A | N/A | N/A | N/A | N/A | N/A | N/A | 3634.5 | 2500 | 0 | 0 |  | 6134.5 | 10 | 5 | N/A | N/A | 2 | N/A | N/A | N/A | N/A | N/A | N/A | N/A | 0 | 0 | 0
PG&E FRESNO | Helm | 230 | Helm | 1 |  | 0 | 0 | 0 | 0 |  | 0 |  | N/A | N/A | N/A | N/A | N/A | N/A | N/A | N/A | 749 | 0 | 0 | 0 |  | 749 | 10 | 1 | 1 | 1 | 1 | 1 | 1 | 1 | 1 | 1 | 1 | 1 | 0 | 0 | 0
PG&E FRESNO | Helm | 70 | Helm | 1 |  | 0 | 0 | 0 | 0 |  | 0 |  | N/A | N/A | N/A | N/A | N/A | N/A | N/A | N/A | 0 | 0 | 0 | 0 |  | 0 | 10 | 1 | 1 | 1 | 1 | 1 | 1 | 1 | 1 | 1 | 1 | 1 | 0 | 0 | 0
PG&E FRESNO | Henrietta | 115 | Henrietta | 1 |  | 0 | 0 | 0 | 0 |  | 0 |  | N/A | N/A | N/A | N/A | N/A | N/A | N/A | N/A | 0 | 0 | 0 | 0 |  | 0 | 10 | 1 | 2 | 1 | 1 | 1 | 1 | 1 | 1 | 1 | 1 | 1 | 0 | 0 | 0
PG&E FRESNO | Henrietta | 230 | Henrietta | 1 |  | 0 | 0 | 0 | 0 |  | 0 |  | N/A | N/A | N/A | N/A | N/A | N/A | N/A | N/A | 1186 | 0 | 0 | 0 |  | 1186 | 10 | 1 | 2 | 1 | 1 | 1 | 1 | 1 | 1 | 1 | 1 | 1 | 0 | 0 | 0
PG&E FRESNO | Henrietta | 70 | Henrietta | 1 |  | 0 | 0 | 0 | 0 |  | 0 |  | N/A | N/A | N/A | N/A | N/A | N/A | N/A | N/A | 0 | 0 | 0 | 0 |  | 0 | 10 | 1 | 2 | 1 | 1 | 1 | 1 | 1 | 1 | 1 | 1 | 1 | 0 | 0 | 0
PG&E FRESNO | Herndon | 115 | Herndon | 1 |  | 0 | 0 | 0 | 0 |  | 0 |  | N/A | N/A | N/A | N/A | N/A | N/A | N/A | N/A | 0 | 0 | 0 | 0 |  | 0 | 10 | 1 | 1 | 2 | 1 | 1 | 1 | 1 | 1 | 1 | 1 | 1 | 0 | 0 | 0
PG&E FRESNO | Herndon | 230 | Herndon | 1 |  | 0 | 0 | 0 | 0 |  | 0 |  | N/A | N/A | N/A | N/A | N/A | N/A | N/A | N/A | 0 | 0 | 0 | 0 |  | 0 | 10 | 1 | 1 | 2 | 1 | 1 | 1 | 1 | 1 | 1 | 1 | 1 | 0 | 0 | 0
PG&E GBA | Hicks | 230 | Hicks | 2 |  | 0 | 0 | 0 | 0 |  | 0 |  | N/A | N/A | N/A | N/A | N/A | N/A | N/A | N/A | 106 | 0 | 0 | 0 |  | 106 | 10 | 4 | 3 | 4 | 2 | 2 | 3 | 1 | 2 | 4 | 1 | 1 | 0 | 0 | 0
PG&E NGBA | Higgins | 115 | Higgins | 2 |  | 0 | 0 | 0 | 0 |  | 0 |  | N/A | N/A | N/A | N/A | N/A | N/A | N/A | N/A | 0 | 0 | 0 | 0 |  | 0 | 10 | 1 | 1 | 1 | 2 | 5 | 3 | 1 | 1 | 3 | 1 | 1 | 0 | 0 | 0
PG&E NGBA | Hilltop | 345 | Hilltop | 2 |  | 0 | 0 | 0 | 0 |  | 0 | 20 | 1 | 2 | 2 | 1 | 1 | 3 | 2 | 1 | 0 | 0 | 0 | 0 |  | 0 | 10 | 1 | 1 | 1 | 2 | 1 | 1 | 1 | 1 | 2 | 2 | 1 | 159 | 0 | 159 | Lake City - Surprise Valley 1 | 1 | 2 | 1 | 1 | 1 | 3 | 1 | 1
SCE Metro | Hinson | 230 | Hinson | 2 |  | 0 | 0 | 0 | 0 |  | 0 |  | N/A | N/A | N/A | N/A | N/A | N/A | N/A | N/A | 0 | 0 | 0 | 0 |  | 0 | 10 | 1 | 1 | 1 | 2 | 1 | 1 | 1 | 2 | 2 | 1 | 1 | 0 | 0 | 0
PG&E GBA | Hollister | 115 | Hollister | 2 |  | 0 | 0 | 0 | 0 |  | 0 |  | N/A | N/A | N/A | N/A | N/A | N/A | N/A | N/A | 0 | 0 | 0 | 0 |  | 0 | 10 | 1 | 1 | 1 | 2 | 3 | 1 | 1 | 1 | 2 | 1 | 1 | 164 | 0 | 164 | EGS
PG&E NGBA | Homestake | 115 | Homestake | 2 |  | 0 | 0 | 0 | 0 |  | 0 |  | N/A | N/A | N/A | N/A | N/A | N/A | N/A | N/A | 0 | 0 | 0 | 0 |  | 0 | 10 | 1 | 1 | 1 | 2 | 5 | 2 | 1 | 1 | 3 | 2 | 1 | 0 | 0 | 0
PG&E NGBA | Honcut | 115 | Honcut | 2 |  | 0 | 0 | 0 | 0 |  | 0 |  | N/A | N/A | N/A | N/A | N/A | N/A | N/A | N/A | 0 | 0 | 0 | 0 |  | 0 | 10 | 1 | 1 | 1 | 2 | 2 | 3 | 1 | 1 | 3 | 1 | 1 | 0 | 0 | 0
SDGE | Hoodoo Wash | 500 | Hoodoo Wash | 2 | OOS | 0 | 0 | 0 | 0 |  | 0 |  | N/A | N/A | N/A | N/A | N/A | N/A | N/A | N/A | 540.5 | 5493 | 0 | 0 |  | 6033.5 | 10 | 5 | N/A | N/A | 2 | N/A | N/A | N/A | N/A | N/A | N/A | N/A | 0 | 0 | 0
PG&E NGBA | Hopland | 115 | Hopland | 2 |  | 0 | 0 | 0 | 0 |  | 0 |  | N/A | N/A | N/A | N/A | N/A | N/A | N/A | N/A | 0 | 0 | 0 | 0 |  | 0 | 10 | 1 | 1 | 1 | 2 | 5 | 3 | 1 | 1 | 3 | 1 | 1 | 0 | 0 | 0
PG&E NGBA | Hopland | 60 | Hopland | 2 |  | 0 | 0 | 0 | 0 |  | 0 |  | N/A | N/A | N/A | N/A | N/A | N/A | N/A | N/A | 0 | 0 | 0 | 0 |  | 0 | 10 | 1 | 1 | 1 | 2 | 5 | 3 | 1 | 1 | 3 | 1 | 1 | 0 | 0 | 0
PG&E NGBA | Humboldt | 115 | Humboldt | 2 |  | 0 | 0 | 0 | 0 |  | 0 | 30 | 3 | 2 | 1 | 1 | 1 | 1 | 3 | 1 | 0 | 0 | 0 | 0 |  | 0 | 10 | 2 | 1 | 1 | 2 | 1 | 1 | 1 | 2 | 2 | 1 | 1 | 0 | 0 | 0
PG&E NGBA | Humboldt | 60 | Humboldt | 2 |  | 0 | 0 | 0 | 0 |  | 0 | 30 | 3 | 2 | 1 | 1 | 1 | 1 | 3 | 1 | 0 | 0 | 0 | 0 |  | 0 | 10 | 2 | 1 | 1 | 2 | 1 | 1 | 1 | 2 | 2 | 1 | 1 | 0 | 0 | 0
PG&E NGBA | Humboldt | 500 | Humboldt | 2 |  | 100 | 0 | 0 | 0 |  | 100 | 30 | 3 | 2 | 1 | 1 | 1 | 1 | 3 | 1 | 0 | 457.3 | 0 | 0 |  | 457.3 | 10 | 2 | 1 | 1 | 2 | 1 | 1 | 1 | 2 | 2 | 1 | 1 | 0 | 0 | 0
SCE Metro | Huntington Beach | 230 | Huntington Beach | 2 |  | 0 | 0 | 0 | 0 |  | 0 |  | N/A | N/A | N/A | N/A | N/A | N/A | N/A | N/A | 0 | 0 | 0 | 0 |  | 0 | 10 | 1 | 1 | 1 | 2 | 1 | 1 | 1 | 5 | 5 | 1 | 1 | 0 | 0 | 0
PG&E NGBA | Ignacio | 115 | Ignacio | 2 |  | 0 | 0 | 0 | 0 |  | 0 |  | N/A | N/A | N/A | N/A | N/A | N/A | N/A | N/A | 0 | 0 | 0 | 0 |  | 0 | 10 | 1 | 1 | 1 | 2 | 2 | 2 | 1 | 1 | 3 | 1 | 1 | 0 | 0 | 0
PG&E NGBA | Ignacio | 230 | Ignacio | 2 |  | 0 | 0 | 0 | 0 |  | 0 |  | N/A | N/A | N/A | N/A | N/A | N/A | N/A | N/A | 0 | 0 | 0 | 0 |  | 0 | 10 | 1 | 1 | 1 | 2 | 2 | 2 | 1 | 1 | 3 | 1 | 1 | 0 | 0 | 0
PG&E NGBA | Ignacio | 60 | Ignacio | 2 |  | 0 | 0 | 0 | 0 |  | 0 |  | N/A | N/A | N/A | N/A | N/A | N/A | N/A | N/A | 0 | 0 | 0 | 0 |  | 0 | 10 | 1 | 1 | 1 | 2 | 2 | 2 | 1 | 1 | 3 | 1 | 1 | 0 | 0 | 0
SDGE | Imperial Beach | 69 | Imperial Beach | 2 |  | 0 | 0 | 0 | 0 |  | 0 |  | N/A | N/A | N/A | N/A | N/A | N/A | N/A | N/A | 0 | 0 | 0 | 0 |  | 0 | 10 | 1 | 1 | 1 | 2 | 2 | 1 | 2 | 4 | 4 | 1 | 1 | 0 | 0 | 0
SDGE | Imperial Valley | 230 | Imperial Valley | 2 |  | 0 | 0 | 0 | 0 |  | 0 | 30 | 1 | 1 | 1 | 1 | 1 | 1 | 3 | 1 | 500 | 107 | 0 | 0 |  | 607 | 5 | 5 | 5 | 5 | 2 | 1 | 3 | 4 | 4 | 4 | 3 | 3 | 1000 | 0 | 1000 | East Brawley | 1 | 1 | 1 | 1 | 1 | 1 | 1 | 1
SDGE | Imperial Valley | 500 | Imperial Valley | 2 |  | 0 | 0 | 0 | 0 |  | 0 | 30 | 1 | 1 | 1 | 1 | 1 | 1 | 3 | 1 | 250 | 250 | 0 | 0 |  | 500 | 10 | 4 | 3 | 5 | 2 | 1 | 1 | 2 | 2 | 2 | 1 | 2 | 0 | 0 | 0
EOP | Innovation | 138 | Innovation | 2 | OOS | 0 | 0 | 0 | 0 |  | 0 |  | N/A | N/A | N/A | N/A | N/A | N/A | N/A | N/A | 0 | 0 | 0 | 0 |  | 0 | 10 | 1 | N/A | N/A | 2 | N/A | N/A | N/A | N/A | N/A | N/A | N/A | 0 | 0 | 0
EOP | Innovation | 230 | Innovation | 2 | OOS | 0 | 0 | 0 | 0 |  | 0 |  | N/A | N/A | N/A | N/A | N/A | N/A | N/A | N/A | 0 | 0 | 0 | 0 |  | 0 | 5 | 1 | N/A | N/A | 2 | N/A | N/A | N/A | N/A | N/A | N/A | N/A | 0 | 0 | 0
SCE NOL | Inyokern | 115 | Inyokern | 1 |  | 0 | 0 | 0 | 0 |  | 0 |  | N/A | N/A | N/A | N/A | N/A | N/A | N/A | N/A | 0 | 31.8 | 0 | 0 |  | 31.8 | 10 | 1 | 3 | 1 | 1 | 1 | 2 | 1 | 1 | 2 | 1 | 1 | 116 | 0 | 116 | Coso Hot Springs | 1 | 1 | 1 | 1 | 1 | 1 | 4 | 1
EOP | IS Tap | 138 | IS Tap | 2 | OOS | 0 | 0 | 0 | 0 |  | 0 |  | N/A | N/A | N/A | N/A | N/A | N/A | N/A | N/A | 0 | 0 | 0 | 0 |  | 0 | 10 | #N/A | N/A | N/A | 2 | N/A | N/A | N/A | N/A | N/A | N/A | N/A | 0 | 0 | 0
EOP | Ivanpah | 115 | Ivanpah | 2 | OOS | 0 | 0 | 0 | 0 |  | 0 |  | N/A | N/A | N/A | N/A | N/A | N/A | N/A | N/A | 0 | 0 | 0 | 0 |  | 0 | 10 | #N/A | N/A | N/A | 2 | N/A | N/A | N/A | N/A | N/A | N/A | N/A | 0 | 0 | 0
EOP | Ivanpah | 230 | Ivanpah | 2 | OOS | 0 | 0 | 0 | 0 |  | 0 |  | N/A | N/A | N/A | N/A | N/A | N/A | N/A | N/A | 0 | 0 | 0 | 0 |  | 0 | 10 | #N/A | N/A | N/A | 2 | N/A | N/A | N/A | N/A | N/A | N/A | N/A | 0 | 0 | 0
EOP | Jackass (DOE) | 138 | Jackass (DOE) | 2 | OOS | 0 | 0 | 0 | 0 |  | 0 |  | N/A | N/A | N/A | N/A | N/A | N/A | N/A | N/A | 0 | 0 | 0 | 0 |  | 0 | 10 | 1 | N/A | N/A | 2 | N/A | N/A | N/A | N/A | N/A | N/A | N/A | 0 | 0 | 0
PG&E NGBA | James B Black | 230 | James B Black | 2 |  | 0 | 0 | 0 | 0 |  | 0 | 30 | 1 | 5 | 1 | 1 | 1 | 2 | 2 | 1 | 0 | 0 | 0 | 0 |  | 0 | 10 | 1 | 1 | 1 | 2 | 5 | 1 | 1 | 1 | 1 | 1 | 1 | 131 | 0 | 131 | EGS
PG&E GBA | Jefferson | 230 | Jefferson | 2 |  | 0 | 0 | 0 | 0 |  | 0 |  | N/A | N/A | N/A | N/A | N/A | N/A | N/A | N/A | 0 | 0 | 0 | 0 |  | 0 | 10 | 1 | 1 | 1 | 2 | 1 | 1 | 2 | 2 | 3 | 1 | 1 | 0 | 0 | 0
PG&E NGBA | Jessup | 115 | Jessup | 2 |  | 0 | 0 | 0 | 0 |  | 0 |  | N/A | N/A | N/A | N/A | N/A | N/A | N/A | N/A | 0 | 0 | 0 | 0 |  | 0 | 10 | 1 | 1 | 1 | 2 | 5 | 2 | 1 | 1 | 3 | 1 | 1 | 100 | 0 | 100 | EGS
SCE Metro | Johanna | 230 | Johanna | 2 |  | 0 | 0 | 0 | 0 |  | 0 |  | N/A | N/A | N/A | N/A | N/A | N/A | N/A | N/A | 0 | 0 | 0 | 0 |  | 0 | 10 | 1 | 1 | 1 | 2 | 1 | 1 | 1 | 3 | 3 | 1 | 1 | 0 | 0 | 0
SCE Eastern | Julian Hinds | 230 | Julian Hinds | 2 |  | 0 | 0 | 0 | 0 |  | 0 | 20 | 1 | 1 | 1 | 1 | 1 | 1 | 2 | 1 | 0 | 0 | 0 | 0 |  | 0 | 10 | 1 | 1 | 1 | 2 | 1 | 5 | 1 | 1 | 5 | 1 | 1 | 0 | 0 | 0
PG&E GBA | Kasson | 115 | Kasson | 1 |  | 0 | 0 | 0 | 0 |  | 0 |  | N/A | N/A | N/A | N/A | N/A | N/A | N/A | N/A | 0 | 0 | 0 | 0 |  | 0 | 10 | 1 | 1 | 2 | 1 | 1 | 1 | 1 | 1 | 1 | 1 | 1 | 0 | 0 | 0
PG&E GBA | Kasson | 60 | Kasson | 1 |  | 0 | 0 | 0 | 0 |  | 0 |  | N/A | N/A | N/A | N/A | N/A | N/A | N/A | N/A | 0 | 0 | 0 | 0 |  | 0 | 10 | 1 | 1 | 2 | 1 | 1 | 1 | 1 | 1 | 1 | 1 | 1 | 0 | 0 | 0
PG&E FRESNO | Kearney | 230 | Kearney | 1 |  | 0 | 0 | 0 | 0 |  | 0 |  | N/A | N/A | N/A | N/A | N/A | N/A | N/A | N/A | 0 | 0 | 0 | 0 |  | 0 | 10 | 1 | 1 | 2 | 1 | 1 | 1 | 1 | 1 | 1 | 1 | 1 | 0 | 0 | 0
PG&E FRESNO | Kearney | 70 | Kearney | 1 |  | 0 | 0 | 0 | 0 |  | 0 |  | N/A | N/A | N/A | N/A | N/A | N/A | N/A | N/A | 0 | 0 | 0 | 0 |  | 0 | 10 | 1 | 1 | 2 | 1 | 1 | 1 | 1 | 1 | 1 | 1 | 1 | 0 | 0 | 0
PG&E GBA | Kelso | 230 | Kelso | 2 |  | 0 | 0 | 0 | 0 |  | 0 | 10 | 1 | 5 | 3 | 3 | 5 | 5 | 1 | 1 | 0 | 0 | 0 | 0 |  | 0 | 10 | 1 | 1 | 1 | 2 | 2 | 2 | 1 | 1 | 2 | 1 | 1 | 0 | 0 | 0
PG&E FRESNO | Kerchoff 1 | 115 | Kerchoff 1 | 2 |  | 0 | 0 | 0 | 0 |  | 0 |  | N/A | N/A | N/A | N/A | N/A | N/A | N/A | N/A | 0 | 0 | 0 | 0 |  | 0 | 10 | 1 | 1 | 1 | 2 | 5 | 2 | 1 | 1 | 3 | 1 | 1 | 0 | 0 | 0
PG&E KERN | Kern Oil | 115 | Kern Oil | 1 |  | 0 | 0 | 0 | 0 |  | 0 |  | N/A | N/A | N/A | N/A | N/A | N/A | N/A | N/A | 0 | 100 | 0 | 0 |  | 100 | 10 | 1 | 1 | 1 | 1 | 2 | 2 | 1 | 1 | 2 | 1 | 1 | 0 | 0 | 0
PG&E KERN | Kern PP | 115 | Kern PP | 1 |  | 0 | 0 | 0 | 0 |  | 0 |  | N/A | N/A | N/A | N/A | N/A | N/A | N/A | N/A | 0 | 50 | 0 | 0 |  | 50 | 10 | 1 | 2 | 1 | 1 | 1 | 1 | 1 | 1 | 1 | 1 | 1 | 0 | 0 | 0
PG&E KERN | Kern PP | 230 | Kern PP | 1 |  | 0 | 0 | 0 | 0 |  | 0 |  | N/A | N/A | N/A | N/A | N/A | N/A | N/A | N/A | 0 | 0 | 0 | 0 |  | 0 | 10 | 1 | 2 | 1 | 1 | 1 | 1 | 1 | 1 | 1 | 1 | 1 | 0 | 0 | 0
PG&E KERN | Kern PP | 70 | Kern PP | 1 |  | 0 | 0 | 0 | 0 |  | 0 |  | N/A | N/A | N/A | N/A | N/A | N/A | N/A | N/A | 0 | 0 | 0 | 0 |  | 0 | 10 | 1 | 2 | 1 | 1 | 1 | 1 | 1 | 1 | 1 | 1 | 1 | 0 | 0 | 0
PG&E KERN | Kernridge | 115 | Kernridge | 1 |  | 0 | 0 | 0 | 0 |  | 0 |  | N/A | N/A | N/A | N/A | N/A | N/A | N/A | N/A | 0 | 0 | 0 | 0 |  | 0 | 10 | 1 | 1 | 1 | 1 | 1 | 2 | 1 | 1 | 3 | 1 | 1 | 0 | 0 | 0
PG&E FRESNO | Kingsburg | 115 | Kingsburg | 1 |  | 0 | 0 | 0 | 0 |  | 0 |  | N/A | N/A | N/A | N/A | N/A | N/A | N/A | N/A | 0 | 0 | 0 | 0 |  | 0 | 10 | 1 | 1 | 2 | 1 | 1 | 1 | 1 | 1 | 1 | 1 | 1 | 0 | 0 | 0
PG&E GBA | Kirker | 115 | Kirker | 2 |  | 0 | 0 | 0 | 0 |  | 0 |  | N/A | N/A | N/A | N/A | N/A | N/A | N/A | N/A | 0 | 0 | 0 | 0 |  | 0 | 10 | 1 | 1 | 1 | 2 | 3 | 1 | 1 | 1 | 2 | 1 | 1 | 0 | 0 | 0
PG&E NGBA | Knights Landing | 115 | Knights Landing | 2 |  | 0 | 0 | 0 | 0 |  | 0 |  | N/A | N/A | N/A | N/A | N/A | N/A | N/A | N/A | 0 | 0 | 0 | 0 |  | 0 | 10 | 1 | 1 | 2 | 2 | 1 | 1 | 1 | 2 | 3 | 1 | 1 | 0 | 0 | 0
PG&E NGBA | Konocti | 60 | Konocti | 2 |  | 0 | 0 | 0 | 0 |  | 0 |  | N/A | N/A | N/A | N/A | N/A | N/A | N/A | N/A | 0 | 0 | 0 | 0 |  | 0 | 10 | 1 | 1 | 1 | 2 | 5 | 1 | 1 | 2 | 3 | 1 | 1 | 0 | 0 | 0
SCE NOL | Kramer | 115 | Kramer | 2 |  | 0 | 0 | 0 | 0 |  | 0 |  | N/A | N/A | N/A | N/A | N/A | N/A | N/A | N/A | 0 | 4 | 0 | 0 |  | 4 | 10 | 4 | 3 | 1 | 2 | 1 | 4 | 1 | 1 | 5 | 1 | 1 | 0 | 0 | 0
SCE NOL | Kramer | 230 | Kramer | 2 |  | 0 | 0 | 0 | 0 |  | 0 |  | N/A | N/A | N/A | N/A | N/A | N/A | N/A | N/A | 70 | 200 | 0 | 0 |  | 270 | 10 | 4 | 3 | 1 | 2 | 1 | 4 | 1 | 1 | 5 | 1 | 1 | 0 | 0 | 0
SCE Metro | La Cienega | 230 | La Cienega | 2 |  | 0 | 0 | 0 | 0 |  | 0 |  | N/A | N/A | N/A | N/A | N/A | N/A | N/A | N/A | 0 | 0 | 0 | 0 |  | 0 | 10 | 1 | 1 | 1 | 2 | 5 | 1 | 1 | 1 | 1 | 1 | 1 | 0 | 0 | 0
SCE Metro | La Fresa | 230 | La Fresa | 2 |  | 0 | 0 | 0 | 0 |  | 0 |  | N/A | N/A | N/A | N/A | N/A | N/A | N/A | N/A | 0 | 0 | 0 | 0 |  | 0 | 10 | 1 | 1 | 1 | 2 | 1 | 1 | 1 | 3 | 3 | 1 | 1 | 0 | 0 | 0
SCE Metro | Laguna Bell | 230 | Laguna Bell | 2 |  | 0 | 0 | 0 | 0 |  | 0 |  | N/A | N/A | N/A | N/A | N/A | N/A | N/A | N/A | 0 | 0 | 0 | 0 |  | 0 | 10 | 1 | 1 | 1 | 2 | 1 | 1 | 1 | 1 | 1 | 1 | 1 | 0 | 0 | 0
PG&E KERN | Lakeview | 70 | Lakeview | 1 |  | 0 | 0 | 0 | 0 |  | 0 |  | N/A | N/A | N/A | N/A | N/A | N/A | N/A | N/A | 0 | 0 | 0 | 0 |  | 0 | 10 | 1 | 1 | 2 | 1 | 1 | 1 | 1 | 1 | 1 | 1 | 1 | 0 | 0 | 0
PG&E NGBA | Lakeville | 230 | Lakeville | 2 |  | 0 | 0 | 0 | 0 |  | 0 |  | N/A | N/A | N/A | N/A | N/A | N/A | N/A | N/A | 0 | 0 | 0 | 0 |  | 0 | 10 | 1 | 1 | 1 | 2 | 3 | 3 | 1 | 2 | 3 | 1 | 1 | 0 | 0 | 0
PG&E NGBA | Lakeville | 60 | Lakeville | 2 |  | 0 | 0 | 0 | 0 |  | 0 |  | N/A | N/A | N/A | N/A | N/A | N/A | N/A | N/A | 0 | 0 | 0 | 0 |  | 0 | 10 | 1 | 1 | 1 | 2 | 3 | 3 | 1 | 2 | 3 | 1 | 1 | 0 | 0 | 0
PG&E NGBA | Lakeville | 115 | Lakeville | 2 |  | 0 | 0 | 0 | 0 |  | 0 |  | N/A | N/A | N/A | N/A | N/A | N/A | N/A | N/A | 0 | 0 | 0 | 0 |  | 0 | 10 | 1 | 1 | 1 | 2 | 3 | 3 | 1 | 2 | 3 | 1 | 1 | 20 | 0 | 20 | Boyes HS | 2 | 1 | 2 | 4 | 5 | 5 | 2 | 4
PG&E GBA | Lakewood | 115 | Lakewood | 2 |  | 0 | 0 | 0 | 0 |  | 0 |  | N/A | N/A | N/A | N/A | N/A | N/A | N/A | N/A | 0 | 0 | 0 | 0 |  | 0 | 10 | 1 | 1 | 1 | 2 | 5 | 2 | 2 | 3 | 4 | 1 | 1 | 0 | 0 | 0
PG&E NGBA | Lambie | 230 | Lambie | 2 |  | 0 | 0 | 0 | 0 |  | 0 |  | N/A | N/A | N/A | N/A | N/A | N/A | N/A | N/A | 0 | 0 | 0 | 0 |  | 0 | 10 | 1 | 1 | 1 | 2 | 3 | 1 | 1 | 1 | 2 | 1 | 1 | 0 | 0 | 0
PG&E GBA | Lammers | 115 | Lammers | 1 |  | 0 | 0 | 0 | 0 |  | 0 |  | N/A | N/A | N/A | N/A | N/A | N/A | N/A | N/A | 0 | 0 | 0 | 0 |  | 0 | 10 | 1 | 1 | 1 | 1 | 3 | 2 | 1 | 1 | 2 | 1 | 1 | 0 | 0 | 0
PG&E KERN | Lamont | 115 | Lamont | 1 |  | 0 | 0 | 0 | 0 |  | 0 |  | N/A | N/A | N/A | N/A | N/A | N/A | N/A | N/A | 100 | 31.2 | 0 | 0 |  | 131.2 | 10 | 1 | 1 | 2 | 1 | 1 | 1 | 1 | 1 | 1 | 1 | 1 | 0 | 0 | 0
PG&E FRESNO | Las Aguilas | 230 | Las Aguilas | 2 |  | 0 | 0 | 0 | 0 |  | 0 |  | N/A | N/A | N/A | N/A | N/A | N/A | N/A | N/A | 0 | 0 | 0 | 0 |  | 0 | 10 | 1 | 1 | 1 | 2 | 5 | 3 | 1 | 1 | 3 | 3 | 1 | 0 | 0 | 0
EOP | Lathrop | 138 | Lathrop | 2 | OOS | 0 | 0 | 0 | 0 |  | 0 | 20 | 3 | N/A | N/A | N/A | N/A | N/A | N/A | N/A | 0 | 0 | 0 | 0 |  | 0 | 10 | 1 | N/A | N/A | 2 | N/A | N/A | N/A | N/A | N/A | N/A | N/A | 0 | 0 | 0
EOP | Lathrop | 230 | Lathrop | 2 | OOS | 150 | 0 | 0 | 0 |  | 150 | 20 | 3 | N/A | N/A | N/A | N/A | N/A | N/A | N/A | 0 | 560 | 0 | 0 |  | 560 | 10 | 1 | N/A | N/A | 2 | N/A | N/A | N/A | N/A | N/A | N/A | N/A | 0 | 0 | 0
PG&E FRESNO | Le Grand | 115 | Le Grand | 1 |  | 0 | 0 | 0 | 0 |  | 0 |  | N/A | N/A | N/A | N/A | N/A | N/A | N/A | N/A | 0 | 0 | 0 | 0 |  | 0 | 10 | 1 | 1 | 1 | 1 | 2 | 1 | 1 | 1 | 2 | 1 | 1 | 0 | 0 | 0
PG&E FRESNO | Lemoore | 70 | Lemoore | 1 |  | 0 | 0 | 0 | 0 |  | 0 |  | N/A | N/A | N/A | N/A | N/A | N/A | N/A | N/A | 0 | 0 | 0 | 0 |  | 0 | 10 | 1 | 1 | 1 | 1 | 1 | 1 | 1 | 1 | 1 | 1 | 1 | 0 | 0 | 0
PG&E KERN | Lerdo | 115 | Lerdo | 1 |  | 0 | 0 | 0 | 0 |  | 0 |  | N/A | N/A | N/A | N/A | N/A | N/A | N/A | N/A | 0 | 0 | 0 | 0 |  | 0 | 10 | 1 | 1 | 2 | 1 | 2 | 1 | 1 | 1 | 1 | 1 | 1 | 0 | 0 | 0
SCE Metro | Lewis | 230 | Lewis | 2 |  | 0 | 0 | 0 | 0 |  | 0 |  | N/A | N/A | N/A | N/A | N/A | N/A | N/A | N/A | 0 | 0 | 0 | 0 |  | 0 | 10 | 1 | 1 | 1 | 2 | 2 | 1 | 1 | 1 | 1 | 1 | 1 | 0 | 0 | 0
SCE Metro | Lighthipe | 230 | Lighthipe | 2 |  | 0 | 0 | 0 | 0 |  | 0 |  | N/A | N/A | N/A | N/A | N/A | N/A | N/A | N/A | 0 | 0 | 0 | 0 |  | 0 | 10 | 1 | 1 | 1 | 2 | 1 | 1 | 1 | 1 | 1 | 1 | 1 | 0 | 0 | 0
SDGE | Lilac | 69 | Lilac | 2 |  | 0 | 0 | 0 | 0 |  | 0 |  | N/A | N/A | N/A | N/A | N/A | N/A | N/A | N/A | 0 | 0 | 0 | 0 |  | 0 | 10 | 1 | 1 | 1 | 2 | 5 | 1 | 1 | 1 | 2 | 1 | 1 | 0 | 0 | 0
PG&E NGBA | Lincoln | 115 | Lincoln | 2 |  | 0 | 0 | 0 | 0 |  | 0 |  | N/A | N/A | N/A | N/A | N/A | N/A | N/A | N/A | 0 | 0 | 0 | 0 |  | 0 | 10 | 1 | 1 | 1 | 2 | 3 | 2 | 1 | 1 | 2 | 1 | 1 | 0 | 0 | 0
PG&E KERN | Live Oak | 115 | Live Oak | 1 |  | 0 | 0 | 0 | 0 |  | 0 |  | N/A | N/A | N/A | N/A | N/A | N/A | N/A | N/A | 100 | 0 | 0 | 0 |  | 100 | 10 | 1 | 2 | 1 | 1 | 1 | 1 | 1 | 1 | 1 | 1 | 1 | 0 | 0 | 0
PG&E GBA | Llagas | 115 | Llagas | 2 |  | 0 | 0 | 0 | 0 |  | 0 |  | N/A | N/A | N/A | N/A | N/A | N/A | N/A | N/A | 0 | 0 | 0 | 0 |  | 0 | 10 | 1 | 1 | 1 | 2 | 3 | 2 | 1 | 1 | 2 | 1 | 1 | 0 | 0 | 0
PG&E GBA | Lockeford | 115 | Lockeford | 1 |  | 0 | 0 | 0 | 0 |  | 0 |  | N/A | N/A | N/A | N/A | N/A | N/A | N/A | N/A | 0 | 0 | 0 | 0 |  | 0 | 10 | 1 | 2 | 1 | 1 | 1 | 1 | 1 | 1 | 1 | 1 | 1 | 0 | 0 | 0
PG&E GBA | Lockeford | 230 | Lockeford | 1 |  | 0 | 0 | 0 | 0 |  | 0 |  | N/A | N/A | N/A | N/A | N/A | N/A | N/A | N/A | 0 | 200 | 0 | 0 |  | 200 | 10 | 1 | 2 | 1 | 1 | 1 | 1 | 1 | 1 | 1 | 1 | 1 | 0 | 0 | 0
PG&E GBA | Lockeford | 60 | Lockeford | 1 |  | 0 | 0 | 0 | 0 |  | 0 |  | N/A | N/A | N/A | N/A | N/A | N/A | N/A | N/A | 0 | 0 | 0 | 0 |  | 0 | 10 | 1 | 2 | 1 | 1 | 1 | 1 | 1 | 1 | 1 | 1 | 1 | 0 | 0 | 0
PG&E GBA | Lodi | 230 | Lodi | 1 |  | 0 | 0 | 0 | 0 |  | 0 |  | N/A | N/A | N/A | N/A | N/A | N/A | N/A | N/A | 0 | 0 | 0 | 0 |  | 0 | 10 | 1 | 1 | 2 | 1 | 1 | 1 | 1 | 1 | 1 | 1 | 1 | 0 | 0 | 0
PG&E NGBA | Logan Creek | 230 | Logan Creek | 2 |  | 0 | 0 | 0 | 0 |  | 0 |  | N/A | N/A | N/A | N/A | N/A | N/A | N/A | N/A | 0 | 0 | 0 | 0 |  | 0 | 10 | 1 | 1 | 1 | 2 | 2 | 1 | 1 | 1 | 1 | 1 | 1 | 0 | 0 | 0
PG&E GBA | Lone Tree | 230 | Lone Tree | 2 |  | 0 | 0 | 0 | 0 |  | 0 |  | N/A | N/A | N/A | N/A | N/A | N/A | N/A | N/A | 0 | 0 | 0 | 0 |  | 0 | 10 | 1 | 1 | 1 | 2 | 3 | 1 | 2 | 2 | 2 | 1 | 1 | 0 | 0 | 0
PG&E FRESNO | Los Banos | 230 | Los Banos | 1 |  | 0 | 69.3 | 0 | 0 |  | 69.3 | 30 | 5 | 5 | 5 | 2 | 2 | 5 | 5 | 2 | 100 | 0 | 0 | 0 |  | 100 | 10 | 1 | 1 | 1 | 1 | 3 | 2 | 1 | 1 | 2 | 1 | 1 | 10 | 0 | 10 | EGS
PG&E FRESNO | Los Banos | 500 | Los Banos | 1 |  | 0 | 0 | 0 | 0 |  | 0 | 30 | 5 | 5 | 5 | 2 | 2 | 5 | 5 | 2 | 100 | 0 | 0 | 0 |  | 100 | 10 | 1 | 1 | 1 | 1 | 3 | 2 | 1 | 1 | 2 | 1 | 1 | 0 | 0 | 0
SDGE | Los Coches | 138 | Los Coches | 2 |  | 0 | 0 | 0 | 0 |  | 0 |  | N/A | N/A | N/A | N/A | N/A | N/A | N/A | N/A | 0 | 0 | 0 | 0 |  | 0 | 10 | 1 | 1 | 1 | 2 | 5 | 2 | 1 | 2 | 3 | 1 | 1 | 0 | 0 | 0
SDGE | Los Coches | 69 | Los Coches | 2 |  | 0 | 0 | 0 | 0 |  | 0 |  | N/A | N/A | N/A | N/A | N/A | N/A | N/A | N/A | 0 | 0 | 0 | 0 |  | 0 | 10 | 1 | 1 | 1 | 2 | 5 | 2 | 1 | 2 | 3 | 1 | 1 | 0 | 0 | 0
PG&E GBA | Los Esteros | 115 | Los Esteros | 2 |  | 0 | 0 | 0 | 0 |  | 0 |  | N/A | N/A | N/A | N/A | N/A | N/A | N/A | N/A | 0 | 0 | 0 | 0 |  | 0 | 10 | 1 | 1 | 1 | 2 | 5 | 1 | 1 | 1 | 2 | 2 | 1 | 0 | 0 | 0
PG&E GBA | Los Esteros | 230 | Los Esteros | 2 |  | 0 | 0 | 0 | 0 |  | 0 |  | N/A | N/A | N/A | N/A | N/A | N/A | N/A | N/A | 0 | 0 | 0 | 0 |  | 0 | 10 | 1 | 1 | 1 | 2 | 5 | 1 | 1 | 1 | 2 | 2 | 1 | 0 | 0 | 0
PG&E GBA | Los Positas | 230 | Los Positas | 2 |  | 0 | 0 | 0 | 0 |  | 0 |  | N/A | N/A | N/A | N/A | N/A | N/A | N/A | N/A | 0 | 0 | 0 | 0 |  | 0 | 10 | 1 | 1 | 1 | 2 | 5 | 2 | 2 | 3 | 3 | 1 | 1 | 0 | 0 | 0
PG&E GBA | Los Positas | 60 | Los Positas | 2 |  | 0 | 0 | 0 | 0 |  | 0 |  | N/A | N/A | N/A | N/A | N/A | N/A | N/A | N/A | 0 | 0 | 0 | 0 |  | 0 | 10 | 1 | 1 | 1 | 2 | 5 | 2 | 2 | 3 | 3 | 1 | 1 | 0 | 0 | 0
SDGE | Loveland | 69 | Loveland | 2 |  | 0 | 0 | 0 | 0 |  | 0 |  | N/A | N/A | N/A | N/A | N/A | N/A | N/A | N/A | 0 | 0 | 0 | 0 |  | 0 | 10 | 1 | 1 | 1 | 2 | 5 | 1 | 1 | 2 | 3 | 1 | 1 | 0 | 0 | 0
SCE NOL | Lugo | 230 | Lugo | 2 |  | 0 | 0 | 0 | 0 |  | 0 | 20 | 1 | 3 | 2 | 1 | 1 | 3 | 1 | 1 | 165 | 0 | 0 | 0 |  | 165 | 10 | 2 | 1 | 1 | 2 | 3 | 1 | 3 | 2 | 3 | 1 | 1 | 0 | 0 | 0
SCE Metro | Lugo | 500 | Lugo | 2 | OOS | 0 | 0 | 0 | 0 |  | 0 | 20 | #N/A | N/A | N/A | N/A | N/A | N/A | N/A | N/A | 0 | 0 | 0 | 0 |  | 0 | 10 | #N/A | N/A | N/A | 2 | N/A | N/A | N/A | N/A | N/A | N/A | N/A | 203 | 0 | 203 | OOS | N/A | N/A | N/A | N/A | N/A | N/A | N/A | N/A
PG&E FRESNO | Madera | 70 | Madera | 1 |  | 0 | 0 | 0 | 0 |  | 0 |  | N/A | N/A | N/A | N/A | N/A | N/A | N/A | N/A | 0 | 0 | 0 | 0 |  | 0 | 10 | 1 | 1 | 2 | 1 | 2 | 1 | 1 | 1 | 1 | 1 | 1 | 0 | 0 | 0
PG&E NGBA | Madison | 115 | Madison | 2 |  | 0 | 0 | 0 | 0 |  | 0 | 20 | 1 | 5 | 3 | 1 | 1 | 3 | 3 | 1 | 0 | 13 | 0 | 0 |  | 13 | 5 | 1 | 1 | 2 | 2 | 1 | 3 | 1 | 1 | 3 | 1 | 1 | 0 | 0 | 0
PG&E KERN | Magunden | 115 | Magunden | 1 |  | 0 | 0 | 0 | 0 |  | 0 |  | N/A | N/A | N/A | N/A | N/A | N/A | N/A | N/A | 100 | 0 | 0 | 0 |  | 100 | 10 | 1 | 2 | 1 | 1 | 2 | 1 | 1 | 1 | 2 | 1 | 1 | 0 | 0 | 0
SCE Northern | Magunden | 230 | Magunden | 1 |  | 0 | 0 | 0 | 0 |  | 0 |  | N/A | N/A | N/A | N/A | N/A | N/A | N/A | N/A | 100 | 0 | 0 | 0 |  | 100 | 10 | 1 | 2 | 1 | 1 | 2 | 1 | 1 | 1 | 2 | 1 | 1 | 0 | 0 | 0
PG&E FRESNO | Malaga | 115 | Malaga | 1 |  | 0 | 0 | 0 | 0 |  | 0 |  | N/A | N/A | N/A | N/A | N/A | N/A | N/A | N/A | 0 | 0 | 0 | 0 |  | 0 | 10 | 1 | 1 | 2 | 1 | 1 | 1 | 1 | 1 | 1 | 1 | 1 | 0 | 0 | 0
PG&E NGBA | Malin | 500 | Malin | 2 |  | 0 | 0 | 0 | 0 |  | 0 |  | N/A | N/A | N/A | N/A | N/A | N/A | N/A | N/A | 0 | 0 | 0 | 0 |  | 0 | 10 | 1 | 1 | 1 | 2 | 1 | 2 | 1 | 1 | 2 | 1 | 1 | 2133.8 | 0 | 548.8 | Glass Mountain | 1 | 1 | 3 | 1 | 1 | 3 | 5 | 1
SCE Northern | Mandalay | 230 | Mandalay | 1 |  | 0 | 0 | 0 | 0 |  | 0 |  | N/A | N/A | N/A | N/A | N/A | N/A | N/A | N/A | 0 | 0 | 0 | 0 |  | 0 | 10 | 1 | 1 | 1 | 1 | 1 | 1 | 1 | 1 | 1 | 1 | 1 | 0 | 0 | 0
PG&E FRESNO | Manning | 230 | Manning | 1 |  | 0 | 0 | 0 | 0 |  | 0 |  | N/A | N/A | N/A | N/A | N/A | N/A | N/A | N/A | 100 | 0 | 0 | 0 |  | 100 | 10 | 4 | 3 | 3 | 1 | 1 | 2 | 1 | 2 | 2 | 1 | 1 | 0 | 0 | 0
PG&E FRESNO | Manning | 500 | Manning | 1 |  | 0 | 0 | 0 | 0 |  | 0 |  | N/A | N/A | N/A | N/A | N/A | N/A | N/A | N/A | 1591 | 278.6 | 0 | 0 |  | 1869.6 | 10 | 4 | 3 | 3 | 1 | 1 | 2 | 1 | 2 | 2 | 1 | 1 | 0 | 0 | 0
PG&E GBA | Manteca | 115 | Manteca | 1 |  | 0 | 0 | 0 | 0 |  | 0 |  | N/A | N/A | N/A | N/A | N/A | N/A | N/A | N/A | 0 | 0 | 0 | 0 |  | 0 | 10 | 1 | 1 | 2 | 1 | 1 | 1 | 1 | 1 | 1 | 1 | 1 | 0 | 0 | 0
SDGE | Margarita | 138 | Margarita | 2 |  | 0 | 0 | 0 | 0 |  | 0 |  | N/A | N/A | N/A | N/A | N/A | N/A | N/A | N/A | 94 | 0 | 0 | 0 |  | 94 | 10 | 2 | 2 | 1 | 2 | 5 | 1 | 2 | 2 | 3 | 2 | 1 | 0 | 0 | 0
PG&E GBA | Martin | 230 | Martin | 2 |  | 0 | 0 | 0 | 0 |  | 0 |  | N/A | N/A | N/A | N/A | N/A | N/A | N/A | N/A | 0 | 0 | 0 | 0 |  | 0 | 10 | 1 | 1 | 1 | 2 | 1 | 1 | 1 | 1 | 1 | 1 | 1 | 0 | 0 | 0
PG&E GBA | Martin | 115 | Martin | 2 |  | 0 | 0 | 0 | 0 |  | 0 |  | N/A | N/A | N/A | N/A | N/A | N/A | N/A | N/A | 0 | 0 | 0 | 0 |  | 0 | 10 | 1 | 1 | 1 | 2 | 1 | 1 | 1 | 1 | 1 | 1 | 1 | 0 | 0 | 0
PG&E GBA | Martinez | 115 | Martinez | 2 |  | 0 | 0 | 0 | 0 |  | 0 |  | N/A | N/A | N/A | N/A | N/A | N/A | N/A | N/A | 0 | 0 | 0 | 0 |  | 0 | 10 | 1 | 1 | 1 | 2 | 2 | 1 | 1 | 2 | 3 | 1 | 1 | 0 | 0 | 0
PG&E FRESNO | Mc Mullin | 230 | Mc Mullin | 1 |  | 0 | 0 | 0 | 0 |  | 0 |  | N/A | N/A | N/A | N/A | N/A | N/A | N/A | N/A | 0 | 0 | 0 | 0 |  | 0 | 10 | 1 | 1 | 1 | 1 | 1 | 1 | 1 | 1 | 1 | 1 | 1 | 0 | 0 | 0
PG&E FRESNO | McCall | 115 | McCall | 1 |  | 0 | 0 | 0 | 0 |  | 0 |  | N/A | N/A | N/A | N/A | N/A | N/A | N/A | N/A | 0 | 0 | 0 | 0 |  | 0 | 10 | 1 | 1 | 2 | 1 | 1 | 1 | 1 | 1 | 1 | 1 | 1 | 0 | 0 | 0
PG&E FRESNO | McCall | 230 | McCall | 1 |  | 0 | 0 | 0 | 0 |  | 0 |  | N/A | N/A | N/A | N/A | N/A | N/A | N/A | N/A | 0 | 0 | 0 | 0 |  | 0 | 10 | 1 | 1 | 2 | 1 | 1 | 1 | 1 | 1 | 1 | 1 | 1 | 0 | 0 | 0
PG&E GBA | Meadow Lane | 115 | Meadow Lane | 2 |  | 0 | 0 | 0 | 0 |  | 0 |  | N/A | N/A | N/A | N/A | N/A | N/A | N/A | N/A | 0 | 0 | 0 | 0 |  | 0 | 10 | 1 | 1 | 1 | 2 | 3 | 1 | 2 | 2 | 3 | 1 | 1 | 0 | 0 | 0
PG&E GBA | Melones | 115 | Melones | 2 |  | 0 | 0 | 0 | 0 |  | 0 |  | N/A | N/A | N/A | N/A | N/A | N/A | N/A | N/A | 0 | 0 | 0 | 0 |  | 0 | 10 | 1 | 1 | 1 | 2 | 5 | 2 | 1 | 2 | 3 | 2 | 1 | 0 | 0 | 0
PG&E GBA | Melones | 230 | Melones | 2 |  | 0 | 0 | 0 | 0 |  | 0 |  | N/A | N/A | N/A | N/A | N/A | N/A | N/A | N/A | 0 | 0 | 0 | 0 |  | 0 | 10 | 1 | 1 | 1 | 2 | 5 | 2 | 1 | 2 | 3 | 2 | 1 | 0 | 0 | 0
SDGE | Melrose | 69 | Melrose | 2 |  | 0 | 0 | 0 | 0 |  | 0 |  | N/A | N/A | N/A | N/A | N/A | N/A | N/A | N/A | 0 | 0 | 0 | 0 |  | 0 | 10 | 1 | 1 | 1 | 2 | 2 | 3 | 1 | 2 | 3 | 1 | 1 | 0 | 0 | 0
PG&E NGBA | Mendocino | 115 | Mendocino | 2 |  | 0 | 0 | 0 | 0 |  | 0 |  | N/A | N/A | N/A | N/A | N/A | N/A | N/A | N/A | 0 | 0 | 0 | 0 |  | 0 | 10 | 1 | 1 | 1 | 2 | 3 | 1 | 1 | 1 | 2 | 1 | 1 | 0 | 0 | 0
PG&E NGBA | Mendocino | 60 | Mendocino | 2 |  | 0 | 0 | 0 | 0 |  | 0 |  | N/A | N/A | N/A | N/A | N/A | N/A | N/A | N/A | 0 | 0 | 0 | 0 |  | 0 | 10 | 1 | 1 | 1 | 2 | 3 | 1 | 1 | 1 | 2 | 1 | 1 | 0 | 0 | 0
PG&E FRESNO | Mendota | 115 | Mendota | 1 |  | 0 | 0 | 0 | 0 |  | 0 |  | N/A | N/A | N/A | N/A | N/A | N/A | N/A | N/A | 0 | 0 | 0 | 0 |  | 0 | 10 | 1 | 1 | 1 | 1 | 1 | 1 | 1 | 1 | 1 | 1 | 1 | 0 | 0 | 0
PG&E GBA | Menlo | 60 | Menlo | 2 |  | 0 | 0 | 0 | 0 |  | 0 |  | N/A | N/A | N/A | N/A | N/A | N/A | N/A | N/A | 0 | 0 | 0 | 0 |  | 0 | 10 | 1 | 1 | 1 | 2 | 1 | 3 | 2 | 3 | 5 | 1 | 1 | 0 | 0 | 0
PG&E FRESNO | Merced | 115 | Merced | 1 |  | 0 | 0 | 0 | 0 |  | 0 |  | N/A | N/A | N/A | N/A | N/A | N/A | N/A | N/A | 0 | 0 | 0 | 0 |  | 0 | 10 | 1 | 1 | 1 | 1 | 1 | 2 | 1 | 1 | 3 | 1 | 1 | 0 | 0 | 0
EOP | Mercury | 138 | Mercury | 2 | OOS | 0 | 0 | 0 | 0 |  | 0 |  | N/A | N/A | N/A | N/A | N/A | N/A | N/A | N/A | 0 | 0 | 0 | 0 |  | 0 | 10 | 1 | N/A | N/A | 2 | N/A | N/A | N/A | N/A | N/A | N/A | N/A | 0 | 0 | 0
PG&E FRESNO | Mercy Springs | 70 | Mercy Springs | 1 |  | 0 | 0 | 0 | 0 |  | 0 |  | N/A | N/A | N/A | N/A | N/A | N/A | N/A | N/A | 0 | 75 | 0 | 0 |  | 75 | 5 | 1 | 1 | 1 | 1 | 2 | 2 | 1 | 1 | 2 | 1 | 1 | 0 | 0 | 0
PG&E NGBA | Meridian | 60 | Meridian | 2 |  | 0 | 0 | 0 | 0 |  | 0 |  | N/A | N/A | N/A | N/A | N/A | N/A | N/A | N/A | 0 | 0 | 0 | 0 |  | 0 | 10 | 1 | 1 | 2 | 2 | 1 | 1 | 1 | 2 | 3 | 1 | 1 | 0 | 0 | 0
PG&E KERN | Mesa (PGE) | 115 | Mesa (PGE) | 2 |  | 0 | 0 | 0 | 0 |  | 0 |  | N/A | N/A | N/A | N/A | N/A | N/A | N/A | N/A | 0 | 0 | 0 | 0 |  | 0 | 10 | 1 | 1 | 1 | 2 | 2 | 1 | 1 | 1 | 1 | 1 | 1 | 0 | 0 | 0
PG&E KERN | Mesa (PGE) | 230 | Mesa (PGE) | 2 |  | 0 | 0 | 0 | 0 |  | 0 |  | N/A | N/A | N/A | N/A | N/A | N/A | N/A | N/A | 0 | 0 | 0 | 0 |  | 0 | 10 | 1 | 1 | 1 | 2 | 2 | 1 | 1 | 1 | 1 | 1 | 1 | 0 | 0 | 0
SCE Metro | Mesa (SCE) | 230 | Mesa (SCE) | 2 |  | 0 | 0 | 0 | 0 |  | 0 |  | N/A | N/A | N/A | N/A | N/A | N/A | N/A | N/A | 0 | 0 | 0 | 0 |  | 0 | 10 | 1 | 1 | 1 | 2 | 1 | 1 | 1 | 1 | 1 | 1 | 1 | 0 | 0 | 0
SCE Metro | Mesa (SCE) | 500 | Mesa (SCE) | 2 |  | 0 | 0 | 0 | 0 |  | 0 |  | N/A | N/A | N/A | N/A | N/A | N/A | N/A | N/A | 0 | 0 | 0 | 0 |  | 0 | 10 | 1 | 1 | 1 | 2 | 1 | 1 | 1 | 1 | 1 | 1 | 1 | 0 | 0 | 0
SDGE | Mesa Heights | 69 | Mesa Heights | 2 |  | 0 | 0 | 0 | 0 |  | 0 |  | N/A | N/A | N/A | N/A | N/A | N/A | N/A | N/A | 0 | 0 | 0 | 0 |  | 0 | 10 | 1 | 1 | 1 | 2 | 1 | 1 | 1 | 2 | 3 | 1 | 1 | 0 | 0 | 0
PG&E GBA | Metcalf | 115 | Metcalf | 2 |  | 0 | 0 | 0 | 0 |  | 0 |  | N/A | N/A | N/A | N/A | N/A | N/A | N/A | N/A | 0 | 0 | 0 | 0 |  | 0 | 10 | 1 | 1 | 1 | 2 | 5 | 3 | 1 | 1 | 3 | 2 | 1 | 0 | 0 | 0
PG&E GBA | Metcalf | 230 | Metcalf | 2 |  | 0 | 0 | 0 | 0 |  | 0 |  | N/A | N/A | N/A | N/A | N/A | N/A | N/A | N/A | 0 | 0 | 0 | 0 |  | 0 | 10 | 1 | 1 | 1 | 2 | 5 | 3 | 1 | 1 | 3 | 2 | 1 | 0 | 0 | 0
PG&E GBA | Metcalf | 500 | Metcalf | 2 |  | 0 | 0 | 0 | 0 |  | 0 |  | N/A | N/A | N/A | N/A | N/A | N/A | N/A | N/A | 0 | 0 | 0 | 0 |  | 0 | 10 | 1 | 1 | 1 | 2 | 5 | 3 | 1 | 1 | 3 | 2 | 1 | 0 | 0 | 0
PG&E KERN | Midway | 115 | Midway | 1 |  | 0 | 0 | 0 | 0 |  | 0 | 20 | 1 | 1 | 1 | 1 | 1 | 1 | 1 | 1 | 0 | 0 | 0 | 0 |  | 0 | 15 | 1 | 1 | 2 | 1 | 1 | 1 | 1 | 2 | 2 | 1 | 1 | 0 | 0 | 0
PG&E KERN | Midway | 230 | Midway | 1 |  | 0 | 0 | 0 | 0 |  | 0 | 20 | 1 | 1 | 1 | 1 | 1 | 1 | 1 | 1 | 0 | 0 | 0 | 0 |  | 0 | 10 | 2 | 1 | 2 | 1 | 1 | 1 | 1 | 2 | 2 | 1 | 1 | 0 | 0 | 0
PG&E KERN | Midway | 500 | Midway | 1 |  | 0 | 0 | 0 | 0 |  | 0 | 20 | 1 | 1 | 1 | 1 | 1 | 1 | 1 | 1 | 400 | 160 | 0 | 0 |  | 560 | 15 | 1 | 1 | 2 | 1 | 1 | 1 | 1 | 2 | 2 | 1 | 1 | 0 | 0 | 0
SDGE | Miguel | 230 | Miguel | 2 |  | 0 | 0 | 0 | 0 |  | 0 |  | N/A | N/A | N/A | N/A | N/A | N/A | N/A | N/A | 0 | 0 | 0 | 0 |  | 0 | 10 | 1 | 1 | 1 | 2 | 3 | 1 | 3 | 4 | 5 | 1 | 1 | 0 | 0 | 0
SDGE | Miguel | 500 | Miguel | 2 |  | 0 | 0 | 0 | 0 |  | 0 |  | N/A | N/A | N/A | N/A | N/A | N/A | N/A | N/A | 0 | 0 | 0 | 0 |  | 0 | 10 | 1 | 1 | 1 | 2 | 3 | 1 | 3 | 4 | 5 | 1 | 1 | 0 | 0 | 0
SDGE | Miguel | 69 | Miguel | 2 |  | 0 | 0 | 0 | 0 |  | 0 |  | N/A | N/A | N/A | N/A | N/A | N/A | N/A | N/A | 0 | 0 | 0 | 0 |  | 0 | 10 | 1 | 1 | 1 | 2 | 3 | 1 | 3 | 4 | 5 | 1 | 1 | 0 | 0 | 0
PG&E GBA | Millbrae | 115 | Millbrae | 2 |  | 0 | 0 | 0 | 0 |  | 0 |  | N/A | N/A | N/A | N/A | N/A | N/A | N/A | N/A | 0 | 0 | 0 | 0 |  | 0 | 10 | 1 | 1 | 1 | 2 | 1 | 1 | 2 | 3 | 4 | 1 | 1 | 0 | 0 | 0
PG&E GBA | Miller | 115 | Miller | 1 |  | 0 | 0 | 0 | 0 |  | 0 |  | N/A | N/A | N/A | N/A | N/A | N/A | N/A | N/A | 0 | 0 | 0 | 0 |  | 0 | 10 | 1 | 1 | 1 | 1 | 3 | 1 | 1 | 1 | 1 | 1 | 1 | 100 | 0 | 100 | EGS
SCE Metro | Mira Loma | 230 | Mira Loma | 2 |  | 0 | 0 | 0 | 0 |  | 0 |  | N/A | N/A | N/A | N/A | N/A | N/A | N/A | N/A | 0 | 0 | 0 | 0 |  | 0 | 10 | 1 | 1 | 1 | 2 | 2 | 1 | 1 | 1 | 1 | 1 | 1 | 0 | 0 | 0
SCE Metro | Mira Loma | 500 | Mira Loma | 2 |  | 0 | 0 | 0 | 0 |  | 0 |  | N/A | N/A | N/A | N/A | N/A | N/A | N/A | N/A | 0 | 0 | 0 | 0 |  | 0 | 10 | 1 | 1 | 1 | 2 | 2 | 1 | 1 | 1 | 1 | 1 | 1 | 0 | 0 | 0
SCE Eastern | Mirage | 115 | Mirage | 2 |  | 0 | 0 | 0 | 0 |  | 0 |  | N/A | N/A | N/A | N/A | N/A | N/A | N/A | N/A | 0 | 0 | 0 | 0 |  | 0 | 10 | 1 | 1 | 1 | 2 | 1 | 1 | 1 | 1 | 1 | 1 | 1 | 0 | 0 | 0
SCE Eastern | Mirage | 230 | Mirage | 2 |  | 0 | 0 | 0 | 0 |  | 0 | 10 | 1 | 1 | 1 | 1 | 1 | 1 | 1 | 1 | 0 | 0 | 0 | 0 |  | 0 | 10 | 1 | 1 | 1 | 2 | 1 | 1 | 1 | 1 | 1 | 1 | 1 | 1347 | 0 | 1347 | Salton Sea | 1 | 1 | 1 | 2 | 2 | 2 | 1 | 1
SDGE | Mission | 138 | Mission | 2 |  | 0 | 0 | 0 | 0 |  | 0 |  | N/A | N/A | N/A | N/A | N/A | N/A | N/A | N/A | 0 | 0 | 0 | 0 |  | 0 | 10 | 1 | 1 | 1 | 2 | 1 | 1 | 1 | 2 | 3 | 1 | 1 | 0 | 0 | 0
SDGE | Mission | 230 | Mission | 2 |  | 0 | 0 | 0 | 0 |  | 0 |  | N/A | N/A | N/A | N/A | N/A | N/A | N/A | N/A | 0 | 0 | 0 | 0 |  | 0 | 10 | 1 | 1 | 1 | 2 | 1 | 1 | 1 | 2 | 3 | 1 | 1 | 0 | 0 | 0
SDGE | Mission | 69 | Mission | 2 |  | 0 | 0 | 0 | 0 |  | 0 |  | N/A | N/A | N/A | N/A | N/A | N/A | N/A | N/A | 0 | 0 | 0 | 0 |  | 0 | 10 | 1 | 1 | 1 | 2 | 1 | 1 | 1 | 2 | 3 | 1 | 1 | 0 | 0 | 0
PG&E GBA | Mi-Wuk | 115 | Mi-Wuk | 2 |  | 0 | 0 | 0 | 0 |  | 0 |  | N/A | N/A | N/A | N/A | N/A | N/A | N/A | N/A | 0 | 0 | 0 | 0 |  | 0 | 10 | 1 | 1 | 1 | 2 | 5 | 1 | 1 | 2 | 2 | 1 | 1 | 0 | 0 | 0
EOP | Mohave | 500 | Mohave | 2 | OOS | 100 | 0 | 0 | 0 |  | 100 | 20 | 3 | N/A | N/A | N/A | N/A | N/A | N/A | N/A | 0 | 0 | 0 | 0 |  | 0 | 10 | 1 | N/A | N/A | 2 | N/A | N/A | N/A | N/A | N/A | N/A | N/A | 0 | 0 | 0
PG&E NGBA | Monroe | 115 | Monroe | 2 |  | 0 | 0 | 0 | 0 |  | 0 |  | N/A | N/A | N/A | N/A | N/A | N/A | N/A | N/A | 0 | 0 | 0 | 0 |  | 0 | 10 | 1 | 1 | 1 | 2 | 1 | 1 | 2 | 3 | 3 | 1 | 1 | 0 | 0 | 0
SDGE | Monserate | 69 | Monserate | 2 |  | 0 | 0 | 0 | 0 |  | 0 |  | N/A | N/A | N/A | N/A | N/A | N/A | N/A | N/A | 0 | 0 | 0 | 0 |  | 0 | 10 | 1 | 1 | 1 | 2 | 4 | 3 | 1 | 1 | 3 | 1 | 1 | 0 | 0 | 0
PG&E GBA | Monta Vista | 115 | Monta Vista | 2 |  | 0 | 0 | 0 | 0 |  | 0 |  | N/A | N/A | N/A | N/A | N/A | N/A | N/A | N/A | 0 | 0 | 0 | 0 |  | 0 | 10 | 1 | 1 | 1 | 2 | 1 | 3 | 1 | 2 | 4 | 1 | 1 | 0 | 0 | 0
PG&E GBA | Monta Vista | 230 | Monta Vista | 2 |  | 0 | 0 | 0 | 0 |  | 0 |  | N/A | N/A | N/A | N/A | N/A | N/A | N/A | N/A | 0 | 0 | 0 | 0 |  | 0 | 10 | 1 | 1 | 1 | 2 | 1 | 3 | 1 | 2 | 4 | 1 | 1 | 0 | 0 | 0
PG&E GBA | Monta Vista | 60 | Monta Vista | 2 |  | 0 | 0 | 0 | 0 |  | 0 |  | N/A | N/A | N/A | N/A | N/A | N/A | N/A | N/A | 0 | 0 | 0 | 0 |  | 0 | 10 | 1 | 1 | 1 | 2 | 1 | 3 | 1 | 2 | 4 | 1 | 1 | 0 | 0 | 0
PG&E NGBA | Monticello | 115 | Monticello | 2 |  | 0 | 0 | 0 | 0 |  | 0 |  | N/A | N/A | N/A | N/A | N/A | N/A | N/A | N/A | 0 | 0 | 0 | 0 |  | 0 | 10 | 1 | 1 | 1 | 2 | 3 | 3 | 1 | 1 | 3 | 2 | 1 | 0 | 0 | 0
SCE Northern | Moorpark | 230 | Moorpark | 1 |  | 0 | 0 | 0 | 0 |  | 0 |  | N/A | N/A | N/A | N/A | N/A | N/A | N/A | N/A | 0 | 0 | 0 | 0 |  | 0 | 10 | 1 | 1 | 1 | 1 | 2 | 1 | 1 | 1 | 1 | 1 | 1 | 0 | 0 | 0
SCE Northern | Moorpark | 66 | Moorpark | 1 |  | 0 | 0 | 0 | 0 |  | 0 |  | N/A | N/A | N/A | N/A | N/A | N/A | N/A | N/A | 0 | 0 | 0 | 0 |  | 0 | 10 | 1 | 1 | 1 | 1 | 2 | 1 | 1 | 1 | 1 | 1 | 1 | 0 | 0 | 0
PG&E GBA | Moraga | 115 | Moraga | 2 |  | 0 | 0 | 0 | 0 |  | 0 |  | N/A | N/A | N/A | N/A | N/A | N/A | N/A | N/A | 0 | 0 | 0 | 0 |  | 0 | 10 | 1 | 1 | 1 | 2 | 3 | 2 | 2 | 3 | 4 | 1 | 1 | 0 | 0 | 0
PG&E GBA | Moraga | 230 | Moraga | 2 |  | 0 | 0 | 0 | 0 |  | 0 |  | N/A | N/A | N/A | N/A | N/A | N/A | N/A | N/A | 0 | 0 | 0 | 0 |  | 0 | 10 | 1 | 1 | 1 | 2 | 3 | 2 | 2 | 3 | 4 | 1 | 1 | 0 | 0 | 0
PG&E GBA | Morgan Hill | 115 | Morgan Hill | 2 |  | 0 | 0 | 0 | 0 |  | 0 |  | N/A | N/A | N/A | N/A | N/A | N/A | N/A | N/A | 0 | 0 | 0 | 0 |  | 0 | 10 | 1 | 1 | 1 | 2 | 5 | 3 | 1 | 1 | 3 | 1 | 1 | 0 | 0 | 0
PG&E KERN | Morro Bay | 115 | Morro Bay | 2 |  | 0 | 0 | 0 | 0 |  | 0 |  | N/A | N/A | N/A | N/A | N/A | N/A | N/A | N/A | 0 | 0 | 0 | 0 |  | 0 | 10 | 5 | 3 | 5 | 2 | 5 | 4 | 2 | 3 | 5 | 4 | 2 | 0 | 0 | 0
PG&E KERN | Morro Bay | 230 | Morro Bay | 2 |  | 0 | 0 | 0 | 0 |  | 0 |  | N/A | N/A | N/A | N/A | N/A | N/A | N/A | N/A | 0 | 0 | 0 | 0 |  | 0 | 10 | 5 | 3 | 5 | 2 | 5 | 4 | 2 | 3 | 5 | 4 | 2 | 0 | 0 | 0
PG&E KERN | Morro Bay | 500 | Morro Bay | 2 |  | 0 | 0 | 0 | 0 |  | 0 |  | N/A | N/A | N/A | N/A | N/A | N/A | N/A | N/A | 600 | 1110 | 0 | 0 |  | 1710 | 10 | 5 | 3 | 5 | 2 | 5 | 4 | 2 | 3 | 5 | 4 | 2 | 0 | 0 | 0
PG&E GBA | Moss Landing | 115 | Moss Landing | 1 |  | 0 | 0 | 0 | 0 |  | 0 | 20 | 1 | 1 | 1 | 2 | 2 | 2 | 1 | 1 | 0 | 0 | 0 | 0 |  | 0 | 10 | 1 | 1 | 1 | 1 | 1 | 1 | 1 | 1 | 1 | 1 | 1 | 50 | 0 | 50 | EGS
PG&E GBA | Moss Landing | 230 | Moss Landing | 1 |  | 0 | 0 | 0 | 0 |  | 0 | 20 | 1 | 1 | 1 | 2 | 2 | 2 | 1 | 1 | 0 | 0 | 0 | 0 |  | 0 | 10 | 1 | 1 | 1 | 1 | 1 | 1 | 1 | 1 | 1 | 1 | 1 | 0 | 0 | 0
PG&E GBA | Moss Landing | 500 | Moss Landing | 1 |  | 0 | 0 | 0 | 0 |  | 0 | 20 | 1 | 1 | 1 | 2 | 2 | 2 | 1 | 1 | 0 | 0 | 0 | 0 |  | 0 | 10 | 1 | 1 | 1 | 1 | 1 | 1 | 1 | 1 | 1 | 1 | 1 | 0 | 0 | 0
EOP | Mountain Pass | 115 | Mountain Pass | 2 | OOS | 0 | 0 | 0 | 0 |  | 0 |  | N/A | N/A | N/A | N/A | N/A | N/A | N/A | N/A | 0 | 0 | 0 | 0 |  | 0 | 10 | #N/A | N/A | N/A | 2 | N/A | N/A | N/A | N/A | N/A | N/A | N/A | 0 | 0 | 0
PG&E GBA | Mountain View | 115 | Mountain View | 2 |  | 0 | 0 | 0 | 0 |  | 0 |  | N/A | N/A | N/A | N/A | N/A | N/A | N/A | N/A | 0 | 0 | 0 | 0 |  | 0 | 10 | 1 | 1 | 1 | 2 | 1 | 2 | 1 | 3 | 4 | 1 | 1 | 0 | 0 | 0
PG&E GBA | Mt Eden | 115 | Mt Eden | 2 |  | 0 | 0 | 0 | 0 |  | 0 |  | N/A | N/A | N/A | N/A | N/A | N/A | N/A | N/A | 0 | 0 | 0 | 0 |  | 0 | 10 | 1 | 1 | 1 | 2 | 3 | 2 | 1 | 2 | 3 | 1 | 1 | 0 | 0 | 0
PG&E KERN | Mt Poso | 115 | Mt Poso | 1 |  | 0 | 0 | 0 | 0 |  | 0 |  | N/A | N/A | N/A | N/A | N/A | N/A | N/A | N/A | 0 | 0 | 0 | 0 |  | 0 | 10 | 1 | 1 | 1 | 1 | 2 | 1 | 1 | 1 | 1 | 1 | 1 | 0 | 0 | 0
SDGE | Murray | 69 | Murray | 2 |  | 0 | 0 | 0 | 0 |  | 0 |  | N/A | N/A | N/A | N/A | N/A | N/A | N/A | N/A | 0 | 0 | 0 | 0 |  | 0 | 10 | 1 | 1 | 1 | 2 | 5 | 2 | 3 | 2 | 5 | 1 | 1 | 0 | 0 | 0
PG&E FRESNO | Mustang | 230 | Mustang | 1 |  | 0 | 0 | 0 | 0 |  | 0 |  | N/A | N/A | N/A | N/A | N/A | N/A | N/A | N/A | 0 | 0 | 0 | 0 |  | 0 | 10 | 1 | 1 | 1 | 1 | 1 | 1 | 1 | 1 | 1 | 1 | 1 | 0 | 0 | 0
SCE Northern | Neenach | 66 | Neenach | 2 |  | 0 | 0 | 0 | 0 |  | 0 |  | N/A | N/A | N/A | N/A | N/A | N/A | N/A | N/A | 0 | 0 | 0 | 0 |  | 0 | 10 | 1 | 1 | 1 | 2 | 2 | 1 | 1 | 1 | 2 | 1 | 1 | 0 | 0 | 0
PG&E KERN | New Sub - Gates - Midway (Proposed) | 230 | New Sub - Gates - Midway (Proposed) | 1 |  | 0 | 0 | 0 | 0 |  | 0 |  | N/A | N/A | N/A | N/A | N/A | N/A | N/A | N/A | 1900 | 440 | 0 | 0 |  | 2340 | 10 | 3 | 2 | 2 | 1 | 2 | 2 | 1 | 1 | 2 | 1 | 1 | 0 | 0 | 0
PG&E KERN | New Sub - Gates - Templeton (Proposed) | 230 | New Sub - Gates - Templeton (Proposed) | 1 |  | 0 | 0 | 0 | 0 |  | 0 |  | N/A | N/A | N/A | N/A | N/A | N/A | N/A | N/A | 0 | 600 | 0 | 0 |  | 600 | 10 | 2 | 1 | 2 | 1 | 2 | 2 | 1 | 1 | 2 | 1 | 1 | 0 | 0 | 0
SCE NOL | New Sub - Kramer - Lugo (Proposed) | 230 | New Sub - Kramer - Lugo (Proposed) | 2 |  | 0 | 0 | 0 | 0 |  | 0 |  | N/A | N/A | N/A | N/A | N/A | N/A | N/A | N/A | 0 | 0 | 0 | 0 |  | 0 | 10 | 1 | 1 | 1 | 2 | 1 | 1 | 1 | 1 | 2 | 1 | 1 | 0 | 0 | 0
PG&E FRESNO | New Sub - Los Banos - Midway (Proposed) | 500 | New Sub - Los Banos - Midway (Proposed) | 1 |  | 0 | 0 | 0 | 0 |  | 0 |  | N/A | N/A | N/A | N/A | N/A | N/A | N/A | N/A | 0 | 0 | 0 | 0 |  | 0 | 10 | 1 | 1 | 1 | 1 | 1 | 1 | 1 | 1 | 1 | 1 | 1 | 0 | 0 | 0
SCE NOL | New Sub - Lugo - Pisgah (Proposed) | 230 | New Sub - Lugo - Pisgah (Proposed) | 2 |  | 0 | 0 | 0 | 0 |  | 0 | 15 | 1 | 1 | 1 | 1 | 1 | 1 | 3 | 1 | 0 | 0 | 0 | 0 |  | 0 | 10 | 1 | 1 | 1 | 2 | 1 | 1 | 1 | 1 | 1 | 3 | 1 | 0 | 0 | 0
PG&E KERN | New Sub - Midway - Wheeler Ridge (Proposed) | 230 | New Sub - Midway - Wheeler Ridge (Proposed) | 1 |  | 0 | 0 | 0 | 0 |  | 0 |  | N/A | N/A | N/A | N/A | N/A | N/A | N/A | N/A | 1900 | 0 | 0 | 0 |  | 1900 | 10 | 4 | 2 | 2 | 1 | 1 | 1 | 2 | 2 | 2 | 1 | 1 | 0 | 0 | 0
PG&E NGBA | New Sub - Near existing Leavitt (PSREC) | 345 | Leavitt | 2 |  | 448 | 0 | 0 | 0 |  | 448 | 30 | 4 | 5 | 2 | 1 | 2 | 2 | 4 | 1 | 0 | 0 | 0 | 0 |  | 0 | 10 | 1 | 1 | 1 | 2 | 5 | 1 | 1 | 1 | 3 | 1 | 1 | 19 | 0 | 19 | Wendel - Amedee | 1 | 3 | 1 | 2 | 2 | 3 | 1 | 1
PG&E NGBA | New Sub - Near existing Madeline (NVE) | 345 | Madeline | 2 |  | 480 | 220 | 0 | 0 |  | 700 | 30 | 4 | 5 | 1 | 1 | 1 | 2 | 3 | 1 | 0 | 0 | 0 | 0 |  | 0 | 10 | 1 | 1 | 1 | 2 | 5 | 1 | 1 | 1 | 1 | 3 | 1 | 0 | 0 | 0
SDGE | New Sub - North Gila - IV (Proposed) | 500 | New Sub - North Gila - IV (Proposed) | 2 |  | 0 | 0 | 0 | 0 |  | 0 |  | N/A | N/A | N/A | N/A | N/A | N/A | N/A | N/A | 750 | 250 | 0 | 0 |  | 1000 | 10 | 4 | 2 | 5 | 2 | 1 | 2 | 2 | 2 | 2 | 2 | 2 | 0 | 0 | 0
PG&E NGBA | New Sub - Pit 1 - Cottonwood (Proposed) | 230 | New Sub - Pit 1 - Cottonwood (Proposed) | 2 |  | 0 | 0 | 0 | 0 |  | 0 | 15 | 1 | 5 | 2 | 1 | 1 | 3 | 1 | 1 | 0 | 0 | 0 | 0 |  | 0 | 10 | 1 | 1 | 1 | 2 | 5 | 2 | 1 | 1 | 2 | 1 | 1 | 0 | 0 | 0
PG&E GBA | New Sub - Rancho Seco - Bellota (Proposed) | 230 | New Sub - Rancho Seco - Bellota (Proposed) | 1 |  | 0 | 0 | 0 | 0 |  | 0 |  | N/A | N/A | N/A | N/A | N/A | N/A | N/A | N/A | 0 | 0 | 0 | 0 |  | 0 | 10 | 1 | 1 | 1 | 1 | 1 | 1 | 1 | 2 | 3 | 1 | 1 | 0 | 0 | 0
SDGE | New Sub - Suncrest - Ocotillo (Proposed) | 500 | New Sub - Suncrest - Ocotillo (Proposed) | 2 |  | 0 | 0 | 0 | 0 |  | 0 | 30 | 1 | 5 | 1 | 1 | 1 | 2 | 1 | 1 | 0 | 0 | 0 | 0 |  | 0 | 10 | 1 | 1 | 1 | 2 | 5 | 1 | 1 | 1 | 2 | 2 | 1 | 0 | 0 | 0
PG&E FRESNO | New Sub - Westley - Quinto (Proposed) | 230 | New Sub - Westley - Quinto (Proposed) | 1 |  | 0 | 0 | 0 | 0 |  | 0 |  | N/A | N/A | N/A | N/A | N/A | N/A | N/A | N/A | 0 | 0 | 0 | 0 |  | 0 | 10 | 1 | 1 | 1 | 1 | 3 | 3 | 1 | 1 | 3 | 1 | 1 | 80 | 0 | 80 | EGS
PG&E GBA | Newark | 115 | Newark | 2 |  | 0 | 0 | 0 | 0 |  | 0 |  | N/A | N/A | N/A | N/A | N/A | N/A | N/A | N/A | 0 | 0 | 0 | 0 |  | 0 | 10 | 1 | 1 | 1 | 2 | 5 | 2 | 1 | 3 | 3 | 1 | 1 | 0 | 0 | 0
PG&E GBA | Newark | 230 | Newark | 2 |  | 0 | 0 | 0 | 0 |  | 0 |  | N/A | N/A | N/A | N/A | N/A | N/A | N/A | N/A | 0 | 0 | 0 | 0 |  | 0 | 10 | 1 | 1 | 1 | 2 | 5 | 2 | 1 | 3 | 3 | 1 | 1 | 0 | 0 | 0
PG&E GBA | Newark | 60 | Newark | 2 |  | 0 | 0 | 0 | 0 |  | 0 |  | N/A | N/A | N/A | N/A | N/A | N/A | N/A | N/A | 0 | 0 | 0 | 0 |  | 0 | 10 | 1 | 1 | 1 | 2 | 5 | 2 | 1 | 3 | 3 | 1 | 1 | 0 | 0 | 0
PG&E FRESNO | Newhall | 115 | Newhall | 1 |  | 0 | 0 | 0 | 0 |  | 0 |  | N/A | N/A | N/A | N/A | N/A | N/A | N/A | N/A | 0 | 0 | 0 | 0 |  | 0 | 10 | 1 | 1 | 1 | 1 | 2 | 2 | 1 | 1 | 2 | 1 | 1 | 0 | 0 | 0
PG&E KERN | Norco | 115 | Norco | 1 |  | 0 | 0 | 0 | 0 |  | 0 | 15 | 1 | 1 | 1 | 1 | 1 | 1 | 1 | 1 | 0 | 0 | 0 | 0 |  | 0 | 10 | 1 | 1 | 1 | 1 | 1 | 1 | 2 | 3 | 3 | 1 | 1 | 0 | 0 | 0
PG&E GBA | Nortech | 115 | Nortech | 2 |  | 0 | 0 | 0 | 0 |  | 0 | 15 | 1 | 5 | 3 | 3 | 3 | 4 | 3 | 1 | 80 | 0 | 0 | 0 |  | 80 | 10 | 3 | 2 | 1 | 2 | 5 | 1 | 1 | 1 | 1 | 2 | 1 | 0 | 0 | 0
SDGE | North City Metering | 138 | North City Metering | 2 |  | 0 | 0 | 0 | 0 |  | 0 | 15 | 1 | 1 | 1 | 1 | 2 | 2 | 1 | 1 | 0 | 0 | 0 | 0 |  | 0 | 10 | 1 | 1 | 1 | 2 | 2 | 1 | 1 | 1 | 2 | 1 | 1 | 0 | 0 | 0
PG&E GBA | North Dublin | 230 | North Dublin | 2 |  | 0 | 0 | 0 | 0 |  | 0 |  | N/A | N/A | N/A | N/A | N/A | N/A | N/A | N/A | 0 | 0 | 0 | 0 |  | 0 | 10 | 1 | 1 | 1 | 2 | 5 | 1 | 1 | 3 | 3 | 1 | 1 | 0 | 0 | 0
SDGE | North Gila | 500 | North Gila | 2 | OOS | 0 | 0 | 0 | 0 |  | 0 |  | N/A | N/A | N/A | N/A | N/A | N/A | N/A | N/A | 750 | 500 | 0 | 0 |  | 1250 | 10 | 5 | N/A | N/A | 2 | N/A | N/A | N/A | N/A | N/A | N/A | N/A | 0 | 0 | 0
SCE Metro | North of SONGS | 230 | North of SONGS | 2 |  | 0 | 0 | 0 | 0 |  | 0 |  | N/A | N/A | N/A | N/A | N/A | N/A | N/A | N/A | 0 | 0 | 0 | 0 |  | 0 | 10 | 1 | 1 | 1 | 2 | 5 | 1 | 2 | 2 | 3 | 2 | 1 | 0 | 0 | 0
SCE Metro | North of SONGS | 500 | North of SONGS | 2 |  | 0 | 0 | 0 | 0 |  | 0 |  | N/A | N/A | N/A | N/A | N/A | N/A | N/A | N/A | 0 | 0 | 0 | 0 |  | 0 | 10 | 1 | 1 | 1 | 2 | 5 | 1 | 2 | 2 | 3 | 2 | 1 | 0 | 0 | 0
PG&E NGBA | Notre Dame | 115 | Notre Dame | 2 |  | 0 | 0 | 0 | 0 |  | 0 |  | N/A | N/A | N/A | N/A | N/A | N/A | N/A | N/A | 0 | 0 | 0 | 0 |  | 0 | 10 | 1 | 1 | 1 | 2 | 2 | 2 | 1 | 1 | 3 | 1 | 1 | 0 | 0 | 0
PG&E GBA | Oakland C | 115 | Oakland C | 2 |  | 0 | 0 | 0 | 0 |  | 0 |  | N/A | N/A | N/A | N/A | N/A | N/A | N/A | N/A | 0 | 200 | 0 | 0 |  | 200 | 10 | 3 | 2 | 1 | 2 | 1 | 2 | 2 | 2 | 2 | 1 | 1 | 0 | 0 | 0
PG&E GBA | Oakland J | 115 | Oakland J | 2 |  | 0 | 0 | 0 | 0 |  | 0 | 10 | 1 | 1 | 1 | 1 | 1 | 1 | 1 | 1 | 0 | 0 | 0 | 0 |  | 0 | 10 | 1 | 1 | 1 | 2 | 2 | 2 | 1 | 2 | 3 | 1 | 1 | 0 | 0 | 0
PG&E GBA | Oakland L | 115 | Oakland L | 2 |  | 0 | 0 | 0 | 0 |  | 0 |  | N/A | N/A | N/A | N/A | N/A | N/A | N/A | N/A | 0 | 0 | 0 | 0 |  | 0 | 10 | 1 | 1 | 1 | 2 | 2 | 1 | 1 | 3 | 3 | 1 | 1 | 0 | 0 | 0
PG&E GBA | Oakland X | 115 | Oakland X | 2 |  | 0 | 0 | 0 | 0 |  | 0 |  | N/A | N/A | N/A | N/A | N/A | N/A | N/A | N/A | 0 | 100 | 0 | 0 |  | 100 | 10 | 2 | 1 | 1 | 2 | 2 | 2 | 1 | 3 | 3 | 1 | 1 | 0 | 0 | 0
SDGE | Ocean Ranch | 69 | Ocean Ranch | 2 |  | 0 | 0 | 0 | 0 |  | 0 |  | N/A | N/A | N/A | N/A | N/A | N/A | N/A | N/A | 0 | 0 | 0 | 0 |  | 0 | 10 | 1 | 1 | 1 | 2 | 1 | 3 | 1 | 2 | 3 | 1 | 1 | 0 | 0 | 0
PG&E KERN | Oceano | 115 | Oceano | 2 |  | 0 | 0 | 0 | 0 |  | 0 |  | N/A | N/A | N/A | N/A | N/A | N/A | N/A | N/A | 0 | 0 | 0 | 0 |  | 0 | 10 | 1 | 1 | 1 | 2 | 2 | 1 | 1 | 1 | 1 | 1 | 1 | 0 | 0 | 0
SDGE | Ocotillo Express | 500 | Ocotillo Express | 2 |  | 0 | 0 | 0 | 0 |  | 0 | 30 | 1 | 4 | 1 | 1 | 1 | 1 | 2 | 1 | 0 | 0 | 0 | 0 |  | 0 | 10 | 1 | 1 | 1 | 2 | 1 | 1 | 1 | 1 | 2 | 1 | 1 | 0 | 0 | 0
PG&E KERN | Old River | 70 | Old River | 1 |  | 0 | 0 | 0 | 0 |  | 0 |  | N/A | N/A | N/A | N/A | N/A | N/A | N/A | N/A | 0 | 0 | 0 | 0 |  | 0 | 10 | 1 | 1 | 2 | 1 | 1 | 1 | 1 | 1 | 1 | 1 | 1 | 0 | 0 | 0
SDGE | Old Town | 230 | Old Town | 2 |  | 0 | 0 | 0 | 0 |  | 0 |  | N/A | N/A | N/A | N/A | N/A | N/A | N/A | N/A | 0 | 0 | 0 | 0 |  | 0 | 10 | 1 | 1 | 1 | 2 | 1 | 1 | 1 | 3 | 3 | 1 | 1 | 0 | 0 | 0
SCE Metro | Olinda | 230 | Olinda | 2 |  | 0 | 0 | 0 | 0 |  | 0 |  | N/A | N/A | N/A | N/A | N/A | N/A | N/A | N/A | 0 | 0 | 0 | 0 |  | 0 | 10 | 1 | 1 | 1 | 2 | 5 | 2 | 1 | 1 | 2 | 1 | 1 | 0 | 0 | 0
PG&E FRESNO | Olive | 115 | Olive | 1 |  | 0 | 0 | 0 | 0 |  | 0 |  | N/A | N/A | N/A | N/A | N/A | N/A | N/A | N/A | 0 | 0 | 0 | 0 |  | 0 | 5 | 1 | 1 | 1 | 1 | 2 | 1 | 1 | 1 | 2 | 1 | 1 | 0 | 0 | 0
PG&E NGBA | Olivehurst | 115 | Olivehurst | 2 |  | 0 | 0 | 0 | 0 |  | 0 |  | N/A | N/A | N/A | N/A | N/A | N/A | N/A | N/A | 0 | 0 | 0 | 0 |  | 0 | 10 | 1 | 1 | 2 | 2 | 1 | 1 | 1 | 1 | 1 | 1 | 1 | 0 | 0 | 0
PG&E NGBA | Oregon Trail | 60 | Oregon Trail | 2 |  | 0 | 0 | 0 | 0 |  | 0 |  | N/A | N/A | N/A | N/A | N/A | N/A | N/A | N/A | 0 | 0 | 0 | 0 |  | 0 | 10 | 1 | 1 | 1 | 2 | 5 | 3 | 1 | 1 | 3 | 1 | 1 | 0 | 0 | 0
SCE Northern | Ormond Beach | 230 | Ormond Beach | 1 |  | 0 | 0 | 0 | 0 |  | 0 |  | N/A | N/A | N/A | N/A | N/A | N/A | N/A | N/A | 0 | 0 | 0 | 0 |  | 0 | 10 | 1 | 1 | 2 | 1 | 1 | 1 | 1 | 1 | 1 | 1 | 1 | 0 | 0 | 0
PG&E FRESNO | Oro Loma | 115 | Oro Loma | 1 |  | 0 | 0 | 0 | 0 |  | 0 |  | N/A | N/A | N/A | N/A | N/A | N/A | N/A | N/A | 100 | 0 | 0 | 0 |  | 100 | 10 | 1 | 1 | 1 | 1 | 1 | 1 | 1 | 1 | 1 | 1 | 1 | 0 | 0 | 0
PG&E FRESNO | Oro Loma | 70 | Oro Loma | 1 |  | 0 | 0 | 0 | 0 |  | 0 |  | N/A | N/A | N/A | N/A | N/A | N/A | N/A | N/A | 0 | 0 | 0 | 0 |  | 0 | 10 | 1 | 1 | 1 | 1 | 1 | 1 | 1 | 1 | 1 | 1 | 1 | 0 | 0 | 0
PG&E FRESNO | Orosi | 70 | Orosi | 1 |  | 0 | 0 | 0 | 0 |  | 0 |  | N/A | N/A | N/A | N/A | N/A | N/A | N/A | N/A | 0 | 0 | 0 | 0 |  | 0 | 10 | 1 | 1 | 1 | 1 | 1 | 1 | 1 | 1 | 2 | 1 | 1 | 0 | 0 | 0
SDGE | Otay | 69 | Otay | 2 |  | 0 | 0 | 0 | 0 |  | 0 |  | N/A | N/A | N/A | N/A | N/A | N/A | N/A | N/A | 0 | 0 | 0 | 0 |  | 0 | 10 | 1 | 1 | 1 | 2 | 2 | 1 | 3 | 4 | 5 | 1 | 1 | 0 | 0 | 0
SDGE | Otay Mesa | 230 | Otay Mesa | 2 |  | 0 | 0 | 0 | 0 |  | 0 |  | N/A | N/A | N/A | N/A | N/A | N/A | N/A | N/A | 0 | 0 | 0 | 0 |  | 0 | 10 | 1 | 1 | 1 | 2 | 5 | 1 | 4 | 4 | 5 | 1 | 1 | 0 | 0 | 0
PG&E FRESNO | Padre Flats SW STA | 230 | Padre Flats SW STA | 1 |  | 0 | 0 | 0 | 0 |  | 0 |  | N/A | N/A | N/A | N/A | N/A | N/A | N/A | N/A | 400 | 0 | 0 | 0 |  | 400 | 10 | 2 | 1 | 1 | 1 | 3 | 2 | 1 | 1 | 2 | 1 | 1 | 20 | 0 | 20 | EGS
EOP | Pahrump | 138 | Pahrump | 2 | OOS | 0 | 0 | 0 | 0 |  | 0 |  | N/A | N/A | N/A | N/A | N/A | N/A | N/A | N/A | 0 | 0 | 0 | 0 |  | 0 | 10 | 1 | N/A | N/A | 2 | N/A | N/A | N/A | N/A | N/A | N/A | N/A | 0 | 0 | 0
EOP | Pahrump | 230 | Pahrump | 2 | OOS | 0 | 0 | 0 | 0 |  | 0 |  | N/A | N/A | N/A | N/A | N/A | N/A | N/A | N/A | 0 | 0 | 0 | 0 |  | 0 | 10 | 1 | N/A | N/A | 2 | N/A | N/A | N/A | N/A | N/A | N/A | N/A | 0 | 0 | 0
SDGE | Pala | 69 | Pala | 2 |  | 0 | 0 | 0 | 0 |  | 0 |  | N/A | N/A | N/A | N/A | N/A | N/A | N/A | N/A | 0 | 0 | 0 | 0 |  | 0 | 10 | 1 | 1 | 1 | 2 | 5 | 2 | 1 | 1 | 2 | 1 | 1 | 0 | 0 | 0
PG&E NGBA | Palermo | 115 | Palermo | 2 |  | 0 | 0 | 0 | 0 |  | 0 |  | N/A | N/A | N/A | N/A | N/A | N/A | N/A | N/A | 0 | 0 | 0 | 0 |  | 0 | 10 | 1 | 1 | 1 | 2 | 3 | 3 | 1 | 1 | 4 | 1 | 1 | 0 | 0 | 0
PG&E NGBA | Palermo | 230 | Palermo | 2 |  | 0 | 0 | 0 | 0 |  | 0 |  | N/A | N/A | N/A | N/A | N/A | N/A | N/A | N/A | 0 | 0 | 0 | 0 |  | 0 | 10 | 1 | 1 | 1 | 2 | 3 | 3 | 1 | 1 | 4 | 1 | 1 | 20 | 0 | 20 | Carson River | 2 | 5 | 5 | 2 | 2 | 5 | 5 | 2
SCE Eastern | Palo Verde | 500 | Palo Verde | 2 |  | 0 | 0 | 0 | 0 |  | 0 |  | N/A | N/A | N/A | N/A | N/A | N/A | N/A | N/A | 0 | 0 | 0 | 0 |  | 0 | 10 | 1 | 1 | 1 | 2 | 1 | 1 | 1 | 1 | 1 | 1 | 1 | 0 | 0 | 0
SDGE | Palomar Energy | 230 | Palomar Energy | 2 |  | 0 | 0 | 0 | 0 |  | 0 |  | N/A | N/A | N/A | N/A | N/A | N/A | N/A | N/A | 0 | 0 | 0 | 0 |  | 0 | 10 | 1 | 1 | 1 | 2 | 2 | 1 | 1 | 1 | 2 | 1 | 1 | 0 | 0 | 0
PG&E KERN | Panama | 70 | Panama | 1 |  | 0 | 0 | 0 | 0 |  | 0 |  | N/A | N/A | N/A | N/A | N/A | N/A | N/A | N/A | 0 | 0 | 0 | 0 |  | 0 | 10 | 1 | 1 | 2 | 1 | 1 | 1 | 1 | 1 | 1 | 1 | 1 | 0 | 0 | 0
PG&E FRESNO | Panoche | 115 | Panoche | 1 |  | 0 | 0 | 0 | 0 |  | 0 |  | N/A | N/A | N/A | N/A | N/A | N/A | N/A | N/A | 0 | 0 | 0 | 0 |  | 0 | 10 | 1 | 1 | 2 | 1 | 1 | 1 | 1 | 1 | 1 | 1 | 1 | 0 | 0 | 0
PG&E FRESNO | Panoche | 230 | Panoche | 1 |  | 0 | 0 | 0 | 0 |  | 0 |  | N/A | N/A | N/A | N/A | N/A | N/A | N/A | N/A | 0 | 0 | 0 | 0 |  | 0 | 10 | 1 | 1 | 2 | 1 | 1 | 1 | 1 | 1 | 1 | 1 | 1 | 0 | 0 | 0
SCE Northern | Pardee | 230 | Pardee | 2 |  | 0 | 0 | 0 | 0 |  | 0 |  | N/A | N/A | N/A | N/A | N/A | N/A | N/A | N/A | 700 | 0 | 0 | 0 |  | 700 | 10 | 3 | 2 | 1 | 2 | 5 | 1 | 1 | 1 | 2 | 1 | 1 | 0 | 0 | 0
PG&E NGBA | Parkway | 230 | Parkway | 2 |  | 0 | 0 | 0 | 0 |  | 0 |  | N/A | N/A | N/A | N/A | N/A | N/A | N/A | N/A | 0 | 0 | 0 | 0 |  | 0 | 10 | 1 | 1 | 1 | 2 | 2 | 1 | 1 | 1 | 3 | 1 | 1 | 0 | 0 | 0
SCE Northern | Pastoria | 230 | Pastoria | 2 |  | 0 | 0 | 0 | 0 |  | 0 |  | N/A | N/A | N/A | N/A | N/A | N/A | N/A | N/A | 0 | 105 | 0 | 0 |  | 105 | 10 | 3 | 1 | 2 | 2 | 3 | 2 | 1 | 1 | 2 | 1 | 1 | 0 | 0 | 0
SCE Metro | Pauda | 230 | Pauda | 2 |  | 0 | 0 | 0 | 0 |  | 0 |  | N/A | N/A | N/A | N/A | N/A | N/A | N/A | N/A | 0 | 0 | 0 | 0 |  | 0 | 10 | 1 | 1 | 1 | 2 | 5 | 1 | 1 | 1 | 1 | 1 | 1 | 0 | 0 | 0
PG&E GBA | Paul Sweet | 115 | Paul Sweet | 1 |  | 0 | 0 | 0 | 0 |  | 0 |  | N/A | N/A | N/A | N/A | N/A | N/A | N/A | N/A | 0 | 0 | 0 | 0 |  | 0 | 10 | 1 | 1 | 1 | 1 | 1 | 1 | 1 | 3 | 3 | 1 | 1 | 0 | 0 | 0
PG&E NGBA | Peabody | 230 | Peabody | 2 |  | 0 | 0 | 0 | 0 |  | 0 |  | N/A | N/A | N/A | N/A | N/A | N/A | N/A | N/A | 0 | 0 | 0 | 0 |  | 0 | 10 | 1 | 1 | 1 | 2 | 3 | 1 | 1 | 1 | 2 | 1 | 1 | 0 | 0 | 0
PG&E NGBA | Pease | 115 | Pease | 2 |  | 0 | 0 | 0 | 0 |  | 0 |  | N/A | N/A | N/A | N/A | N/A | N/A | N/A | N/A | 0 | 0 | 0 | 0 |  | 0 | 10 | 1 | 1 | 1 | 2 | 1 | 1 | 1 | 1 | 2 | 1 | 1 | 0 | 0 | 0
PG&E NGBA | Pease | 60 | Pease | 2 |  | 0 | 0 | 0 | 0 |  | 0 |  | N/A | N/A | N/A | N/A | N/A | N/A | N/A | N/A | 0 | 0 | 0 | 0 |  | 0 | 10 | 1 | 1 | 1 | 2 | 1 | 1 | 1 | 1 | 2 | 1 | 1 | 0 | 0 | 0
SDGE | Penasquitos | 138 | Penasquitos | 2 |  | 0 | 0 | 0 | 0 |  | 0 | 10 | 1 | 1 | 1 | 1 | 2 | 2 | 1 | 1 | 0 | 0 | 0 | 0 |  | 0 | 10 | 1 | 1 | 1 | 2 | 1 | 1 | 2 | 2 | 3 | 1 | 1 | 0 | 0 | 0
SDGE | Penasquitos | 230 | Penasquitos | 2 |  | 0 | 0 | 0 | 0 |  | 0 | 10 | 1 | 1 | 1 | 1 | 2 | 2 | 1 | 1 | 0 | 0 | 0 | 0 |  | 0 | 10 | 1 | 1 | 1 | 2 | 1 | 1 | 2 | 2 | 3 | 1 | 1 | 0 | 0 | 0
SDGE | Penasquitos | 69 | Penasquitos | 2 |  | 0 | 0 | 0 | 0 |  | 0 | 10 | 1 | 1 | 1 | 1 | 2 | 2 | 1 | 1 | 0 | 0 | 0 | 0 |  | 0 | 10 | 1 | 1 | 1 | 2 | 1 | 1 | 2 | 2 | 3 | 1 | 1 | 0 | 0 | 0
SDGE | Pendleton | 69 | Pendleton | 2 |  | 0 | 0 | 0 | 0 |  | 0 |  | N/A | N/A | N/A | N/A | N/A | N/A | N/A | N/A | 0 | 0 | 0 | 0 |  | 0 | 10 | 1 | 1 | 1 | 2 | 5 | 3 | 1 | 1 | 3 | 1 | 1 | 0 | 0 | 0
PG&E NGBA | Penngrove | 115 | Penngrove | 2 |  | 0 | 0 | 0 | 0 |  | 0 |  | N/A | N/A | N/A | N/A | N/A | N/A | N/A | N/A | 0 | 0 | 0 | 0 |  | 0 | 10 | 1 | 1 | 1 | 2 | 3 | 2 | 1 | 2 | 3 | 1 | 1 | 0 | 0 | 0
PG&E GBA | Peoria | 115 | Peoria | 2 |  | 0 | 0 | 0 | 0 |  | 0 | 15 | 1 | 1 | 1 | 1 | 1 | 1 | 1 | 1 | 0 | 0 | 0 | 0 |  | 0 | 10 | 1 | 1 | 1 | 2 | 5 | 2 | 1 | 1 | 3 | 2 | 1 | 0 | 0 | 0
PG&E GBA | Piercy | 115 | Piercy | 2 |  | 0 | 0 | 0 | 0 |  | 0 |  | N/A | N/A | N/A | N/A | N/A | N/A | N/A | N/A | 0 | 0 | 0 | 0 |  | 0 | 10 | 1 | 1 | 1 | 2 | 5 | 3 | 1 | 1 | 3 | 2 | 1 | 0 | 0 | 0
PG&E FRESNO | Pine Flat | 230 | Pine Flat | 1 |  | 0 | 0 | 0 | 0 |  | 0 |  | N/A | N/A | N/A | N/A | N/A | N/A | N/A | N/A | 0 | 0 | 0 | 0 |  | 0 | 10 | 1 | 1 | 1 | 1 | 5 | 3 | 1 | 1 | 3 | 3 | 1 | 0 | 0 | 0
SCE NOL | Pisgah | 230 | Pisgah | 2 |  | 0 | 0 | 0 | 0 |  | 0 |  | N/A | N/A | N/A | N/A | N/A | N/A | N/A | N/A | 217 | 0 | 0 | 0 |  | 217 | 10 | 4 | 2 | 1 | 2 | 1 | 2 | 3 | 4 | 4 | 2 | 1 | 0 | 0 | 0
PG&E NGBA | Pit 1 | 230 | Pit 1 | 2 |  | 0 | 0 | 0 | 0 |  | 0 |  | N/A | N/A | N/A | N/A | N/A | N/A | N/A | N/A | 0 | 0 | 0 | 0 |  | 0 | 10 | 1 | 1 | 1 | 2 | 1 | 1 | 1 | 1 | 2 | 1 | 1 | 0 | 0 | 0
PG&E NGBA | Pit 1 | 60 | Pit 1 | 2 |  | 0 | 0 | 0 | 0 |  | 0 |  | N/A | N/A | N/A | N/A | N/A | N/A | N/A | N/A | 0 | 0 | 0 | 0 |  | 0 | 10 | 1 | 1 | 1 | 2 | 1 | 1 | 1 | 1 | 2 | 1 | 1 | 0 | 0 | 0
PG&E NGBA | Pit 3 | 230 | Pit 3 | 2 |  | 0 | 0 | 0 | 0 |  | 0 |  | N/A | N/A | N/A | N/A | N/A | N/A | N/A | N/A | 0 | 0 | 0 | 0 |  | 0 | 10 | 1 | 1 | 1 | 2 | 3 | 1 | 1 | 1 | 1 | 1 | 1 | 0 | 0 | 0
PG&E NGBA | Pit 4 | 230 | Pit 4 | 2 |  | 0 | 0 | 0 | 0 |  | 0 |  | N/A | N/A | N/A | N/A | N/A | N/A | N/A | N/A | 0 | 0 | 0 | 0 |  | 0 | 10 | 1 | 1 | 1 | 2 | 5 | 1 | 1 | 1 | 1 | 1 | 1 | 0 | 0 | 0
PG&E GBA | Pittsburg | 115 | Pittsburg | 2 |  | 0 | 0 | 0 | 0 |  | 0 |  | N/A | N/A | N/A | N/A | N/A | N/A | N/A | N/A | 0 | 0 | 0 | 0 |  | 0 | 10 | 1 | 1 | 1 | 2 | 3 | 1 | 1 | 1 | 2 | 1 | 1 | 0 | 0 | 0
PG&E GBA | Pittsburg | 230 | Pittsburg | 2 |  | 0 | 0 | 0 | 0 |  | 0 |  | N/A | N/A | N/A | N/A | N/A | N/A | N/A | N/A | 0 | 0 | 0 | 0 |  | 0 | 10 | 1 | 1 | 1 | 2 | 3 | 1 | 1 | 1 | 2 | 1 | 1 | 0 | 0 | 0
PG&E NGBA | Pleasant Grove | 115 | Pleasant Grove | 2 |  | 0 | 0 | 0 | 0 |  | 0 |  | N/A | N/A | N/A | N/A | N/A | N/A | N/A | N/A | 0 | 0 | 0 | 0 |  | 0 | 10 | 1 | 1 | 1 | 2 | 2 | 1 | 1 | 1 | 1 | 1 | 1 | 0 | 0 | 0
PG&E NGBA | POE | 230 | POE | 2 |  | 0 | 0 | 0 | 0 |  | 0 |  | N/A | N/A | N/A | N/A | N/A | N/A | N/A | N/A | 0 | 0 | 0 | 0 |  | 0 | 10 | 1 | 1 | 1 | 2 | 2 | 1 | 1 | 3 | 3 | 1 | 1 | 0 | 0 | 0
SDGE | Point Loma | 69 | Point Loma | 2 |  | 0 | 0 | 0 | 0 |  | 0 |  | N/A | N/A | N/A | N/A | N/A | N/A | N/A | N/A | 0 | 0 | 0 | 0 |  | 0 | 10 | 1 | 1 | 1 | 2 | 1 | 1 | 1 | 3 | 3 | 1 | 1 | 0 | 0 | 0
SDGE | Pomerado | 69 | Pomerado | 2 |  | 0 | 0 | 0 | 0 |  | 0 |  | N/A | N/A | N/A | N/A | N/A | N/A | N/A | N/A | 0 | 0 | 0 | 0 |  | 0 | 10 | 1 | 1 | 1 | 2 | 5 | 3 | 2 | 2 | 5 | 1 | 1 | 0 | 0 | 0
PG&E KERN | Poso Mountain | 115 | Poso Mountain | 1 |  | 0 | 0 | 0 | 0 |  | 0 |  | N/A | N/A | N/A | N/A | N/A | N/A | N/A | N/A | 100 | 100 | 0 | 0 |  | 200 | 10 | 1 | 1 | 1 | 1 | 3 | 3 | 1 | 1 | 3 | 1 | 1 | 0 | 0 | 0
EOP | Primm | 230 | Primm | 2 | OOS | 0 | 0 | 0 | 0 |  | 0 |  | N/A | N/A | N/A | N/A | N/A | N/A | N/A | N/A | 0 | 0 | 0 | 0 |  | 0 | 10 | 1 | N/A | N/A | 2 | N/A | N/A | N/A | N/A | N/A | N/A | N/A | 0 | 0 | 0
PG&E NGBA | Putah Creek | 115 | Putah Creek | 2 |  | 0 | 0 | 0 | 0 |  | 0 |  | N/A | N/A | N/A | N/A | N/A | N/A | N/A | N/A | 0 | 0 | 0 | 0 |  | 0 | 5 | 1 | 1 | 1 | 2 | 3 | 2 | 1 | 1 | 2 | 1 | 1 | 0 | 0 | 0
SDGE | Q1806 | 138 | Q1806 | 2 |  | 0 | 0 | 0 | 0 |  | 0 |  | N/A | N/A | N/A | N/A | N/A | N/A | N/A | N/A | 0 | 0 | 0 | 0 |  | 0 | 10 | 1 | 1 | 1 | 2 | 5 | 1 | 2 | 3 | 3 | 2 | 1 | 0 | 0 | 0
PG&E FRESNO | Quinto | 230 | Quinto | 1 |  | 0 | 0 | 0 | 0 |  | 0 |  | N/A | N/A | N/A | N/A | N/A | N/A | N/A | N/A | 375 | 0 | 0 | 0 |  | 375 | 10 | 2 | 1 | 1 | 1 | 2 | 2 | 1 | 1 | 2 | 1 | 1 | 20 | 0 | 20 | EGS
PG&E GBA | Race Track | 115 | Race Track | 2 |  | 0 | 0 | 0 | 0 |  | 0 |  | N/A | N/A | N/A | N/A | N/A | N/A | N/A | N/A | 0 | 0 | 0 | 0 |  | 0 | 10 | 1 | 1 | 1 | 2 | 5 | 1 | 1 | 1 | 2 | 1 | 1 | 0 | 0 | 0
SDGE | Rancho Mission Viejo | 138 | Rancho Mission Viejo | 2 |  | 0 | 0 | 0 | 0 |  | 0 |  | N/A | N/A | N/A | N/A | N/A | N/A | N/A | N/A | 0 | 0 | 0 | 0 |  | 0 | 10 | 1 | 1 | 1 | 2 | 5 | 1 | 2 | 2 | 3 | 2 | 1 | 0 | 0 | 0
PG&E GBA | Rancho Seco | 230 | Rancho Seco | 1 |  | 0 | 0 | 0 | 0 |  | 0 |  | N/A | N/A | N/A | N/A | N/A | N/A | N/A | N/A | 0 | 0 | 0 | 0 |  | 0 | 10 | 1 | 1 | 1 | 1 | 1 | 3 | 1 | 2 | 3 | 1 | 1 | 0 | 0 | 0
SCE Metro | Rancho Vista | 230 | Rancho Vista | 2 |  | 0 | 0 | 0 | 0 |  | 0 |  | N/A | N/A | N/A | N/A | N/A | N/A | N/A | N/A | 0 | 0 | 0 | 0 |  | 0 | 10 | 1 | 1 | 1 | 2 | 5 | 1 | 1 | 1 | 1 | 1 | 1 | 0 | 0 | 0
SCE Metro | Rancho Vista | 500 | Rancho Vista | 2 |  | 0 | 0 | 0 | 0 |  | 0 |  | N/A | N/A | N/A | N/A | N/A | N/A | N/A | N/A | 0 | 0 | 0 | 0 |  | 0 | 10 | 1 | 1 | 1 | 2 | 5 | 1 | 1 | 1 | 1 | 1 | 1 | 0 | 0 | 0
SCE NOL | Ransburg | 115 | Ransburg | 2 |  | 0 | 0 | 0 | 0 |  | 0 |  | N/A | N/A | N/A | N/A | N/A | N/A | N/A | N/A | 0 | 0 | 0 | 0 |  | 0 | 10 | 1 | 1 | 1 | 2 | 1 | 1 | 1 | 1 | 1 | 1 | 1 | 0 | 0 | 0
PG&E GBA | Ravenswood | 115 | Ravenswood | 2 |  | 0 | 0 | 0 | 0 |  | 0 |  | N/A | N/A | N/A | N/A | N/A | N/A | N/A | N/A | 0 | 0 | 0 | 0 |  | 0 | 10 | 5 | 5 | 4 | 2 | 1 | 2 | 3 | 4 | 4 | 1 | 2 | 0 | 0 | 0
PG&E GBA | Ravenswood | 230 | Ravenswood | 2 |  | 0 | 0 | 0 | 0 |  | 0 |  | N/A | N/A | N/A | N/A | N/A | N/A | N/A | N/A | 0 | 100 | 0 | 0 |  | 100 | 10 | 5 | 5 | 4 | 2 | 1 | 2 | 3 | 4 | 4 | 1 | 2 | 0 | 0 | 0
SCE Northern | Rector | 230 | Rector | 1 |  | 0 | 0 | 0 | 0 |  | 0 |  | N/A | N/A | N/A | N/A | N/A | N/A | N/A | N/A | 0 | 0 | 0 | 0 |  | 0 | 10 | 1 | 1 | 2 | 1 | 1 | 1 | 1 | 1 | 1 | 1 | 1 | 0 | 0 | 0
SCE Eastern | Red Bluff | 230 | Red Bluff | 2 |  | 0 | 0 | 0 | 0 |  | 0 |  | N/A | N/A | N/A | N/A | N/A | N/A | N/A | N/A | 0 | 200 | 0 | 0 |  | 200 | 15 | 4 | 2 | 4 | 2 | 1 | 2 | 1 | 1 | 2 | 2 | 1 | 0 | 0 | 0
SCE Eastern | Red Bluff | 500 | Red Bluff | 2 |  | 0 | 0 | 0 | 0 |  | 0 |  | N/A | N/A | N/A | N/A | N/A | N/A | N/A | N/A | 175 | 400 | 0 | 0 |  | 575 | 15 | 4 | 2 | 4 | 2 | 1 | 2 | 1 | 1 | 2 | 2 | 1 | 0 | 0 | 0
PG&E NGBA | Redbud | 115 | Redbud | 2 |  | 0 | 0 | 0 | 0 |  | 0 |  | N/A | N/A | N/A | N/A | N/A | N/A | N/A | N/A | 0 | 0 | 0 | 0 |  | 0 | 10 | 1 | 1 | 1 | 2 | 5 | 1 | 1 | 1 | 2 | 1 | 1 | 241 | 0 | 241 | Geysers | 1 | 5 | 2 | 1 | 2 | 3 | 1 | 1
SCE Metro | Redondo | 230 | Redondo | 2 |  | 0 | 0 | 0 | 0 |  | 0 |  | N/A | N/A | N/A | N/A | N/A | N/A | N/A | N/A | 0 | 0 | 0 | 0 |  | 0 | 10 | 1 | 1 | 1 | 2 | 1 | 1 | 1 | 3 | 3 | 1 | 1 | 0 | 0 | 0
PG&E FRESNO | Reedley | 115 | Reedley | 1 |  | 0 | 0 | 0 | 0 |  | 0 |  | N/A | N/A | N/A | N/A | N/A | N/A | N/A | N/A | 0 | 0 | 0 | 0 |  | 0 | 10 | 1 | 1 | 1 | 1 | 1 | 1 | 1 | 1 | 1 | 1 | 1 | 0 | 0 | 0
PG&E KERN | Renfro | 115 | Renfro | 1 |  | 0 | 0 | 0 | 0 |  | 0 |  | N/A | N/A | N/A | N/A | N/A | N/A | N/A | N/A | 0 | 0 | 0 | 0 |  | 0 | 10 | 1 | 1 | 2 | 1 | 1 | 1 | 1 | 1 | 1 | 1 | 1 | 0 | 0 | 0
PG&E GBA | Richmond R | 115 | Richmond R | 2 |  | 0 | 0 | 0 | 0 |  | 0 |  | N/A | N/A | N/A | N/A | N/A | N/A | N/A | N/A | 0 | 0 | 0 | 0 |  | 0 | 10 | 1 | 1 | 1 | 2 | 2 | 1 | 2 | 2 | 2 | 1 | 1 | 0 | 0 | 0
PG&E NGBA | Rincon | 115 | Rincon | 2 |  | 0 | 0 | 0 | 0 |  | 0 |  | N/A | N/A | N/A | N/A | N/A | N/A | N/A | N/A | 0 | 0 | 0 | 0 |  | 0 | 10 | 1 | 1 | 1 | 2 | 1 | 2 | 1 | 3 | 3 | 1 | 1 | 50 | 0 | 50 | Calistoga | 1 | 1 | 2 | 3 | 4 | 5 | 1 | 1
PG&E KERN | Rio Bravo | 115 | Rio Bravo | 1 |  | 0 | 0 | 0 | 0 |  | 0 |  | N/A | N/A | N/A | N/A | N/A | N/A | N/A | N/A | 0 | 0 | 0 | 0 |  | 0 | 10 | 1 | 1 | 2 | 1 | 1 | 1 | 1 | 1 | 1 | 1 | 1 | 0 | 0 | 0
SCE Metro | Rio Hondo | 230 | Rio Hondo | 2 |  | 0 | 0 | 0 | 0 |  | 0 |  | N/A | N/A | N/A | N/A | N/A | N/A | N/A | N/A | 0 | 0 | 0 | 0 |  | 0 | 10 | 1 | 1 | 1 | 2 | 5 | 1 | 1 | 3 | 3 | 3 | 1 | 0 | 0 | 0
PG&E NGBA | Rio Oso | 115 | Rio Oso | 2 |  | 0 | 0 | 0 | 0 |  | 0 |  | N/A | N/A | N/A | N/A | N/A | N/A | N/A | N/A | 0 | 0 | 0 | 0 |  | 0 | 10 | 1 | 1 | 1 | 2 | 1 | 1 | 1 | 1 | 2 | 1 | 1 | 0 | 0 | 0
PG&E NGBA | Rio Oso | 230 | Rio Oso | 2 |  | 0 | 0 | 0 | 0 |  | 0 |  | N/A | N/A | N/A | N/A | N/A | N/A | N/A | N/A | 0 | 0 | 0 | 0 |  | 0 | 10 | 1 | 1 | 1 | 2 | 1 | 1 | 1 | 1 | 2 | 1 | 1 | 0 | 0 | 0
PG&E GBA | Ripon | 115 | Ripon | 1 |  | 0 | 0 | 0 | 0 |  | 0 |  | N/A | N/A | N/A | N/A | N/A | N/A | N/A | N/A | 0 | 0 | 0 | 0 |  | 0 | 10 | 1 | 1 | 2 | 1 | 1 | 1 | 1 | 1 | 1 | 1 | 1 | 0 | 0 | 0
PG&E GBA | Riverbank | 115 | Riverbank | 1 |  | 0 | 0 | 0 | 0 |  | 0 |  | N/A | N/A | N/A | N/A | N/A | N/A | N/A | N/A | 0 | 0 | 0 | 0 |  | 0 | 10 | 1 | 1 | 1 | 1 | 2 | 2 | 1 | 1 | 2 | 1 | 1 | 0 | 0 | 0
SCE NOL | Roadway | 115 | Roadway | 2 |  | 0 | 0 | 0 | 0 |  | 0 |  | N/A | N/A | N/A | N/A | N/A | N/A | N/A | N/A | 0 | 0 | 0 | 0 |  | 0 | 10 | 1 | 1 | 1 | 2 | 1 | 1 | 1 | 1 | 2 | 1 | 1 | 0 | 0 | 0
PG&E NGBA | Rock Creek 1 | 230 | Rock Creek 1 | 2 |  | 0 | 0 | 0 | 0 |  | 0 |  | N/A | N/A | N/A | N/A | N/A | N/A | N/A | N/A | 0 | 0 | 0 | 0 |  | 0 | 10 | 1 | 1 | 1 | 2 | 5 | 1 | 1 | 2 | 3 | 2 | 1 | 0 | 0 | 0
SCE Northern | Rosamond | 66 | Rosamond | 2 |  | 0 | 0 | 0 | 0 |  | 0 |  | N/A | N/A | N/A | N/A | N/A | N/A | N/A | N/A | 0 | 0 | 0 | 0 |  | 0 | 10 | 1 | 1 | 1 | 2 | 1 | 1 | 1 | 1 | 1 | 1 | 1 | 0 | 0 | 0
PG&E GBA | Rossmoor | 230 | Rossmoor | 2 |  | 0 | 0 | 0 | 0 |  | 0 |  | N/A | N/A | N/A | N/A | N/A | N/A | N/A | N/A | 0 | 0 | 0 | 0 |  | 0 | 10 | 1 | 1 | 1 | 2 | 5 | 3 | 2 | 3 | 5 | 1 | 1 | 0 | 0 | 0
PG&E NGBA | Round Mountain | 230 | Round Mountain | 2 |  | 0 | 0 | 0 | 0 |  | 0 | 10 | 1 | 5 | 3 | 1 | 1 | 3 | 1 | 1 | 0 | 0 | 0 | 0 |  | 0 | 10 | 1 | 1 | 1 | 2 | 5 | 3 | 1 | 1 | 3 | 1 | 1 | 0 | 0 | 0
PG&E NGBA | Round Mountain | 500 | Round Mountain | 2 |  | 0 | 0 | 0 | 0 |  | 0 | 10 | 1 | 5 | 3 | 1 | 1 | 3 | 1 | 1 | 0 | 0 | 0 | 0 |  | 0 | 10 | 1 | 1 | 1 | 2 | 5 | 3 | 1 | 1 | 3 | 1 | 1 | 0 | 0 | 0
PG&E GBA | Salado | 115 | Salado | 1 |  | 0 | 0 | 0 | 0 |  | 0 |  | N/A | N/A | N/A | N/A | N/A | N/A | N/A | N/A | 69 | 0 | 0 | 0 |  | 69 | 10 | 1 | 1 | 1 | 1 | 2 | 2 | 1 | 1 | 2 | 1 | 1 | 0 | 0 | 0
PG&E GBA | Salado | 60 | Salado | 1 |  | 0 | 0 | 0 | 0 |  | 0 |  | N/A | N/A | N/A | N/A | N/A | N/A | N/A | N/A | 0 | 0 | 0 | 0 |  | 0 | 10 | 1 | 1 | 1 | 1 | 2 | 2 | 1 | 1 | 2 | 1 | 1 | 0 | 0 | 0
PG&E GBA | Salinas | 115 | Salinas | 1 |  | 0 | 0 | 0 | 0 |  | 0 |  | N/A | N/A | N/A | N/A | N/A | N/A | N/A | N/A | 0 | 0 | 0 | 0 |  | 0 | 10 | 1 | 1 | 2 | 1 | 2 | 1 | 1 | 1 | 1 | 1 | 1 | 0 | 0 | 0
SDGE | Salt Creek | 69 | Salt Creek | 2 |  | 0 | 0 | 0 | 0 |  | 0 |  | N/A | N/A | N/A | N/A | N/A | N/A | N/A | N/A | 0 | 0 | 0 | 0 |  | 0 | 10 | 1 | 1 | 1 | 2 | 3 | 1 | 3 | 4 | 5 | 1 | 1 | 0 | 0 | 0
SCE Eastern | San Bernardino | 230 | San Bernardino | 2 |  | 0 | 0 | 0 | 0 |  | 0 |  | N/A | N/A | N/A | N/A | N/A | N/A | N/A | N/A | 0 | 0 | 0 | 0 |  | 0 | 10 | 1 | 1 | 1 | 2 | 5 | 1 | 1 | 2 | 3 | 1 | 1 | 0 | 0 | 0
PG&E GBA | SAN FRAN A (POTRERO PP) | 115 | SAN FRAN A (POTRERO PP) | 2 |  | 0 | 0 | 0 | 0 |  | 0 |  | N/A | N/A | N/A | N/A | N/A | N/A | N/A | N/A | 0 | 0 | 0 | 0 |  | 0 | 10 | 1 | 1 | 1 | 2 | 1 | 1 | 1 | 1 | 1 | 1 | 1 | 0 | 0 | 0
PG&E GBA | SAN FRAN A (POTRERO PP) | 230 | SAN FRAN A (POTRERO PP) | 2 |  | 0 | 0 | 0 | 0 |  | 0 |  | N/A | N/A | N/A | N/A | N/A | N/A | N/A | N/A | 0 | 0 | 0 | 0 |  | 0 | 10 | 1 | 1 | 1 | 2 | 1 | 1 | 1 | 1 | 1 | 1 | 1 | 0 | 0 | 0
PG&E GBA | San Jose A | 115 | San Jose A | 2 |  | 0 | 0 | 0 | 0 |  | 0 |  | N/A | N/A | N/A | N/A | N/A | N/A | N/A | N/A | 0 | 0 | 0 | 0 |  | 0 | 10 | 1 | 1 | 1 | 2 | 5 | 1 | 1 | 1 | 1 | 2 | 1 | 0 | 0 | 0
PG&E GBA | San Jose B | 115 | San Jose B | 2 |  | 0 | 0 | 0 | 0 |  | 0 |  | N/A | N/A | N/A | N/A | N/A | N/A | N/A | N/A | 0 | 0 | 0 | 0 |  | 0 | 10 | 1 | 1 | 1 | 2 | 5 | 1 | 1 | 1 | 1 | 2 | 1 | 0 | 0 | 0
PG&E GBA | San Leandro U | 115 | San Leandro U | 2 |  | 0 | 0 | 0 | 0 |  | 0 |  | N/A | N/A | N/A | N/A | N/A | N/A | N/A | N/A | 0 | 0 | 0 | 0 |  | 0 | 10 | 1 | 1 | 1 | 2 | 3 | 3 | 1 | 2 | 4 | 1 | 1 | 0 | 0 | 0
PG&E KERN | San Luis Obispo | 115 | San Luis Obispo | 2 |  | 0 | 0 | 0 | 0 |  | 0 |  | N/A | N/A | N/A | N/A | N/A | N/A | N/A | N/A | 0 | 0 | 0 | 0 |  | 0 | 10 | 1 | 1 | 1 | 2 | 5 | 1 | 1 | 2 | 3 | 1 | 1 | 0 | 0 | 0
PG&E KERN | San Luis Obispo | 70 | San Luis Obispo | 2 |  | 0 | 0 | 0 | 0 |  | 0 |  | N/A | N/A | N/A | N/A | N/A | N/A | N/A | N/A | 0 | 0 | 0 | 0 |  | 0 | 10 | 1 | 1 | 1 | 2 | 5 | 1 | 1 | 2 | 3 | 1 | 1 | 0 | 0 | 0
SDGE | San Luis Rey | 230 | San Luis Rey | 2 |  | 0 | 0 | 0 | 0 |  | 0 |  | N/A | N/A | N/A | N/A | N/A | N/A | N/A | N/A | 0 | 0 | 0 | 0 |  | 0 | 10 | 1 | 1 | 1 | 2 | 1 | 2 | 2 | 2 | 3 | 1 | 1 | 0 | 0 | 0
SDGE | San Luis Rey | 69 | San Luis Rey | 2 |  | 0 | 0 | 0 | 0 |  | 0 |  | N/A | N/A | N/A | N/A | N/A | N/A | N/A | N/A | 0 | 0 | 0 | 0 |  | 0 | 10 | 1 | 1 | 1 | 2 | 1 | 2 | 2 | 2 | 3 | 1 | 1 | 0 | 0 | 0
SDGE | San Marcos | 69 | San Marcos | 2 |  | 0 | 0 | 0 | 0 |  | 0 |  | N/A | N/A | N/A | N/A | N/A | N/A | N/A | N/A | 0 | 0 | 0 | 0 |  | 0 | 10 | 1 | 1 | 1 | 2 | 2 | 2 | 1 | 1 | 3 | 1 | 1 | 0 | 0 | 0
SCE Metro | San Onofre | 230 | San Onofre | 2 |  | 0 | 0 | 0 | 0 |  | 0 |  | N/A | N/A | N/A | N/A | N/A | N/A | N/A | N/A | 0 | 0 | 0 | 0 |  | 0 | 10 | 1 | 1 | 1 | 2 | 5 | 1 | 3 | 3 | 3 | 3 | 1 | 0 | 0 | 0
PG&E GBA | San Pablo | 115 | San Pablo | 2 |  | 0 | 0 | 0 | 0 |  | 0 |  | N/A | N/A | N/A | N/A | N/A | N/A | N/A | N/A | 0 | 0 | 0 | 0 |  | 0 | 10 | 1 | 1 | 1 | 2 | 2 | 1 | 2 | 3 | 3 | 1 | 1 | 0 | 0 | 0
PG&E GBA | San Ramon | 230 | San Ramon | 2 |  | 0 | 0 | 0 | 0 |  | 0 |  | N/A | N/A | N/A | N/A | N/A | N/A | N/A | N/A | 0 | 0 | 0 | 0 |  | 0 | 10 | 1 | 1 | 1 | 2 | 5 | 2 | 1 | 2 | 3 | 1 | 1 | 0 | 0 | 0
SDGE | San Ysidro | 69 | San Ysidro | 2 |  | 0 | 0 | 0 | 0 |  | 0 |  | N/A | N/A | N/A | N/A | N/A | N/A | N/A | N/A | 0 | 0 | 0 | 0 |  | 0 | 10 | 1 | 1 | 1 | 2 | 3 | 1 | 4 | 4 | 5 | 1 | 1 | 0 | 0 | 0
SCE NOL | Sandlot | 230 | Sandlot | 2 |  | 0 | 0 | 0 | 0 |  | 0 |  | N/A | N/A | N/A | N/A | N/A | N/A | N/A | N/A | 0 | 0 | 0 | 0 |  | 0 | 10 | 1 | 1 | 1 | 2 | 1 | 1 | 1 | 1 | 2 | 1 | 1 | 0 | 0 | 0
EOP | Sandy | 138 | Sandy | 2 | OOS | 0 | 0 | 0 | 0 |  | 0 |  | N/A | N/A | N/A | N/A | N/A | N/A | N/A | N/A | 0 | 0 | 0 | 0 |  | 0 | 10 | 1 | N/A | N/A | 2 | N/A | N/A | N/A | N/A | N/A | N/A | N/A | 0 | 0 | 0
PG&E FRESNO | Sanger | 115 | Sanger | 1 |  | 0 | 0 | 0 | 0 |  | 0 |  | N/A | N/A | N/A | N/A | N/A | N/A | N/A | N/A | 0 | 0 | 0 | 0 |  | 0 | 10 | 1 | 1 | 2 | 1 | 1 | 1 | 1 | 1 | 1 | 1 | 1 | 0 | 0 | 0
SCE Northern | Santa Clara | 230 | Santa Clara | 2 |  | 0 | 0 | 0 | 0 |  | 0 |  | N/A | N/A | N/A | N/A | N/A | N/A | N/A | N/A | 0 | 0 | 0 | 0 |  | 0 | 10 | 1 | 1 | 1 | 2 | 1 | 1 | 1 | 1 | 1 | 1 | 1 | 0 | 0 | 0
PG&E NGBA | Santa Rosa A | 115 | Santa Rosa A | 2 |  | 0 | 0 | 0 | 0 |  | 0 |  | N/A | N/A | N/A | N/A | N/A | N/A | N/A | N/A | 0 | 0 | 0 | 0 |  | 0 | 10 | 1 | 1 | 1 | 2 | 1 | 2 | 1 | 3 | 3 | 1 | 1 | 0 | 0 | 0
PG&E GBA | Santa Teresa | 115 | Santa Teresa | 2 |  | 0 | 0 | 0 | 0 |  | 0 |  | N/A | N/A | N/A | N/A | N/A | N/A | N/A | N/A | 0 | 0 | 0 | 0 |  | 0 | 10 | 1 | 1 | 1 | 2 | 5 | 3 | 1 | 1 | 3 | 2 | 1 | 0 | 0 | 0
SDGE | Santee | 138 | Santee | 2 |  | 0 | 0 | 0 | 0 |  | 0 |  | N/A | N/A | N/A | N/A | N/A | N/A | N/A | N/A | 0 | 0 | 0 | 0 |  | 0 | 10 | 1 | 1 | 1 | 2 | 5 | 3 | 1 | 2 | 4 | 1 | 1 | 0 | 0 | 0
SCE Metro | Santiago | 230 | Santiago | 2 |  | 0 | 0 | 0 | 0 |  | 0 |  | N/A | N/A | N/A | N/A | N/A | N/A | N/A | N/A | 0 | 0 | 0 | 0 |  | 0 | 10 | 1 | 1 | 1 | 2 | 5 | 1 | 1 | 2 | 3 | 1 | 1 | 0 | 0 | 0
PG&E GBA | Saratoga | 230 | Saratoga | 2 |  | 0 | 0 | 0 | 0 |  | 0 |  | N/A | N/A | N/A | N/A | N/A | N/A | N/A | N/A | 0 | 0 | 0 | 0 |  | 0 | 10 | 1 | 1 | 1 | 2 | 1 | 3 | 1 | 2 | 5 | 1 | 1 | 0 | 0 | 0
SCE Northern | Saugus | 230 | Saugus | 2 |  | 0 | 0 | 0 | 0 |  | 0 |  | N/A | N/A | N/A | N/A | N/A | N/A | N/A | N/A | 0 | 0 | 0 | 0 |  | 0 | 10 | 1 | 1 | 1 | 2 | 5 | 1 | 1 | 1 | 2 | 1 | 1 | 0 | 0 | 0
PG&E FRESNO | Schindler | 115 | Schindler | 1 |  | 0 | 0 | 0 | 0 |  | 0 |  | N/A | N/A | N/A | N/A | N/A | N/A | N/A | N/A | 100 | 0 | 0 | 0 |  | 100 | 10 | 1 | 1 | 1 | 1 | 1 | 1 | 1 | 1 | 1 | 1 | 1 | 0 | 0 | 0
PG&E FRESNO | Schindler | 70 | Schindler | 1 |  | 0 | 0 | 0 | 0 |  | 0 |  | N/A | N/A | N/A | N/A | N/A | N/A | N/A | N/A | 0 | 0 | 0 | 0 |  | 0 | 10 | 1 | 1 | 1 | 1 | 1 | 1 | 1 | 1 | 1 | 1 | 1 | 0 | 0 | 0
PG&E GBA | Schulte | 115 | Schulte | 1 |  | 0 | 0 | 0 | 0 |  | 0 |  | N/A | N/A | N/A | N/A | N/A | N/A | N/A | N/A | 100 | 0 | 0 | 0 |  | 100 | 10 | 4 | 2 | 1 | 1 | 5 | 1 | 2 | 2 | 2 | 2 | 1 | 0 | 0 | 0
SDGE | Scripps | 69 | Scripps | 2 |  | 0 | 0 | 0 | 0 |  | 0 |  | N/A | N/A | N/A | N/A | N/A | N/A | N/A | N/A | 0 | 0 | 0 | 0 |  | 0 | 10 | 1 | 1 | 1 | 2 | 5 | 3 | 1 | 2 | 5 | 1 | 1 | 0 | 0 | 0
PG&E KERN | Semitropic | 115 | Semitropic | 1 |  | 0 | 0 | 0 | 0 |  | 0 |  | N/A | N/A | N/A | N/A | N/A | N/A | N/A | N/A | 0 | 0 | 0 | 0 |  | 0 | 10 | 1 | 1 | 2 | 1 | 1 | 1 | 1 | 1 | 2 | 1 | 1 | 0 | 0 | 0
SCE Metro | Serrano | 230 | Serrano | 2 |  | 0 | 0 | 0 | 0 |  | 0 |  | N/A | N/A | N/A | N/A | N/A | N/A | N/A | N/A | 0 | 0 | 0 | 0 |  | 0 | 10 | 1 | 1 | 1 | 2 | 5 | 2 | 1 | 1 | 3 | 2 | 1 | 0 | 0 | 0
SCE Metro | Serrano | 500 | Serrano | 2 |  | 0 | 0 | 0 | 0 |  | 0 |  | N/A | N/A | N/A | N/A | N/A | N/A | N/A | N/A | 0 | 0 | 0 | 0 |  | 0 | 10 | 1 | 1 | 1 | 2 | 5 | 2 | 1 | 1 | 3 | 2 | 1 | 0 | 0 | 0
SDGE | Shadowridge | 138 | Shadowridge | 2 |  | 0 | 0 | 0 | 0 |  | 0 |  | N/A | N/A | N/A | N/A | N/A | N/A | N/A | N/A | 0 | 0 | 0 | 0 |  | 0 | 10 | 1 | 1 | 1 | 2 | 1 | 2 | 1 | 1 | 3 | 1 | 1 | 0 | 0 | 0
PG&E KERN | Shafter | 115 | Shafter | 1 |  | 0 | 0 | 0 | 0 |  | 0 |  | N/A | N/A | N/A | N/A | N/A | N/A | N/A | N/A | 0 | 100 | 0 | 0 |  | 100 | 10 | 1 | 1 | 3 | 1 | 1 | 1 | 1 | 1 | 1 | 1 | 1 | 0 | 0 | 0
PG&E NGBA | Silverado | 115 | Silverado | 2 |  | 0 | 0 | 0 | 0 |  | 0 |  | N/A | N/A | N/A | N/A | N/A | N/A | N/A | N/A | 0 | 0 | 0 | 0 |  | 0 | 10 | 1 | 1 | 1 | 2 | 2 | 3 | 1 | 2 | 4 | 1 | 1 | 0 | 0 | 0
SDGE | Silvergate | 230 | Silvergate | 2 |  | 0 | 0 | 0 | 0 |  | 0 |  | N/A | N/A | N/A | N/A | N/A | N/A | N/A | N/A | 0 | 100 | 0 | 0 |  | 100 | 10 | 4 | 2 | 1 | 2 | 1 | 1 | 2 | 4 | 4 | 1 | 1 | 0 | 0 | 0
SDGE | Silvergate | 69 | Silvergate | 2 |  | 0 | 0 | 0 | 0 |  | 0 |  | N/A | N/A | N/A | N/A | N/A | N/A | N/A | N/A | 0 | 0 | 0 | 0 |  | 0 | 10 | 4 | 2 | 1 | 2 | 1 | 1 | 2 | 4 | 4 | 1 | 1 | 0 | 0 | 0
PG&E KERN | Sisquoc | 115 | Sisquoc | 2 |  | 0 | 0 | 0 | 0 |  | 0 |  | N/A | N/A | N/A | N/A | N/A | N/A | N/A | N/A | 0 | 0 | 0 | 0 |  | 0 | 10 | 1 | 1 | 1 | 2 | 2 | 1 | 1 | 1 | 1 | 1 | 1 | 0 | 0 | 0
EOP | Sloan Canyon | 230 | Sloan Canyon | 2 | OOS | 0 | 0 | 0 | 0 |  | 0 | 20 | 1 | N/A | N/A | N/A | N/A | N/A | N/A | N/A | 0 | 0 | 0 | 0 |  | 300 | 10 | 1 | N/A | N/A | 2 | N/A | N/A | N/A | N/A | N/A | N/A | N/A | 0 | 0 | 0
EOP | Sloan Canyon | 500 | Sloan Canyon | 2 | OOS | 0 | 0 | 0 | 0 |  | 0 | 20 | 1 | N/A | N/A | N/A | N/A | N/A | N/A | N/A | 0 | 0 | 0 | 0 |  | 0 | 10 | 1 | N/A | N/A | 2 | N/A | N/A | N/A | N/A | N/A | N/A | N/A | 0 | 0 | 0
PG&E KERN | Smyrna | 115 | Smyrna | 1 |  | 0 | 0 | 0 | 0 |  | 0 |  | N/A | N/A | N/A | N/A | N/A | N/A | N/A | N/A | 0 | 0 | 0 | 0 |  | 0 | 10 | 1 | 1 | 1 | 1 | 1 | 1 | 1 | 1 | 1 | 1 | 1 | 0 | 0 | 0
PG&E GBA | Sobrante | 115 | Sobrante | 2 |  | 0 | 0 | 0 | 0 |  | 0 |  | N/A | N/A | N/A | N/A | N/A | N/A | N/A | N/A | 0 | 0 | 0 | 0 |  | 0 | 10 | 1 | 1 | 1 | 2 | 3 | 1 | 2 | 3 | 3 | 1 | 1 | 0 | 0 | 0
PG&E GBA | Sobrante | 230 | Sobrante | 2 |  | 0 | 0 | 0 | 0 |  | 0 |  | N/A | N/A | N/A | N/A | N/A | N/A | N/A | N/A | 0 | 0 | 0 | 0 |  | 0 | 10 | 1 | 1 | 1 | 2 | 3 | 1 | 2 | 3 | 3 | 1 | 1 | 0 | 0 | 0
PG&E KERN | Solar | 230 | Solar | 2 |  | 0 | 0 | 0 | 0 |  | 0 |  | N/A | N/A | N/A | N/A | N/A | N/A | N/A | N/A | 0 | 0 | 0 | 0 |  | 0 | 10 | 1 | 1 | 1 | 2 | 5 | 1 | 1 | 1 | 2 | 2 | 1 | 0 | 0 | 0
PG&E GBA | Soledad | 115 | Soledad | 2 |  | 150 | 0 | 0 | 0 |  | 150 | 20 | 4 | 4 | 3 | 2 | 3 | 3 | 3 | 2 | 0 | 0 | 0 | 0 |  | 0 | 10 | 1 | 1 | 1 | 2 | 5 | 1 | 1 | 1 | 1 | 1 | 1 | 0 | 0 | 0
PG&E GBA | Soledad | 60 | Soledad | 2 |  | 0 | 0 | 0 | 0 |  | 0 | 10 | 5 | 2 | 4 | 4 | 4 | 4 | 4 | 4 | 0 | 0 | 0 | 0 |  | 0 | 10 | 1 | 1 | 1 | 2 | 5 | 1 | 1 | 1 | 1 | 1 | 1 | 0 | 0 | 0
SDGE | Spring Valley | 69 | Spring Valley | 2 |  | 0 | 0 | 0 | 0 |  | 0 |  | N/A | N/A | N/A | N/A | N/A | N/A | N/A | N/A | 0 | 0 | 0 | 0 |  | 0 | 10 | 1 | 1 | 1 | 2 | 5 | 1 | 3 | 3 | 5 | 1 | 1 | 0 | 0 | 0
SCE Northern | Springville | 230 | Springville | 1 |  | 0 | 0 | 0 | 0 |  | 0 |  | N/A | N/A | N/A | N/A | N/A | N/A | N/A | N/A | 0 | 0 | 0 | 0 |  | 0 | 10 | 1 | 1 | 1 | 1 | 2 | 2 | 1 | 1 | 3 | 2 | 1 | 0 | 0 | 0
PG&E GBA | Stagg | 230 | Stagg | 1 |  | 0 | 0 | 0 | 0 |  | 0 |  | N/A | N/A | N/A | N/A | N/A | N/A | N/A | N/A | 0 | 0 | 0 | 0 |  | 0 | 10 | 1 | 1 | 3 | 1 | 1 | 1 | 1 | 1 | 1 | 1 | 1 | 0 | 0 | 0
PG&E GBA | Standard Oil | 115 | Standard Oil | 2 |  | 0 | 0 | 0 | 0 |  | 0 |  | N/A | N/A | N/A | N/A | N/A | N/A | N/A | N/A | 0 | 0 | 0 | 0 |  | 0 | 10 | 1 | 1 | 1 | 2 | 2 | 1 | 2 | 2 | 2 | 1 | 1 | 0 | 0 | 0
PG&E GBA | Stanislaus | 115 | Stanislaus | 2 |  | 0 | 0 | 0 | 0 |  | 0 |  | N/A | N/A | N/A | N/A | N/A | N/A | N/A | N/A | 0 | 0 | 0 | 0 |  | 0 | 10 | 1 | 1 | 1 | 2 | 2 | 2 | 1 | 1 | 2 | 1 | 1 | 0 | 0 | 0
PG&E KERN | Stockdale | 115 | Stockdale | 1 |  | 0 | 0 | 0 | 0 |  | 0 |  | N/A | N/A | N/A | N/A | N/A | N/A | N/A | N/A | 0 | 0 | 0 | 0 |  | 0 | 10 | 1 | 1 | 2 | 1 | 1 | 1 | 1 | 1 | 1 | 1 | 1 | 0 | 0 | 0
PG&E KERN | Stockdale | 230 | Stockdale | 1 |  | 0 | 0 | 0 | 0 |  | 0 |  | N/A | N/A | N/A | N/A | N/A | N/A | N/A | N/A | 12 | 0 | 0 | 0 |  | 12 | 10 | 1 | 1 | 2 | 1 | 1 | 1 | 1 | 1 | 1 | 1 | 1 | 0 | 0 | 0
PG&E GBA | Stockton A | 115 | Stockton A | 1 |  | 0 | 0 | 0 | 0 |  | 0 |  | N/A | N/A | N/A | N/A | N/A | N/A | N/A | N/A | 0 | 0 | 0 | 0 |  | 0 | 10 | 1 | 1 | 3 | 1 | 1 | 1 | 1 | 1 | 1 | 1 | 1 | 0 | 0 | 0
PG&E GBA | Stone | 115 | Stone | 2 |  | 0 | 0 | 0 | 0 |  | 0 |  | N/A | N/A | N/A | N/A | N/A | N/A | N/A | N/A | 0 | 0 | 0 | 0 |  | 0 | 10 | 1 | 1 | 1 | 2 | 5 | 1 | 1 | 1 | 1 | 2 | 1 | 0 | 0 | 0
PG&E FRESNO | Storey | 230 | Storey | 1 |  | 0 | 0 | 0 | 0 |  | 0 |  | N/A | N/A | N/A | N/A | N/A | N/A | N/A | N/A | 0 | 0 | 0 | 0 |  | 0 | 10 | 1 | 1 | 1 | 1 | 2 | 1 | 1 | 1 | 2 | 1 | 1 | 0 | 0 | 0
PG&E NGBA | Summit | 115 | Summit | 2 |  | 220 | 0 | 0 | 0 |  | 220 | 20 | 4 | 2 | 2 | 2 | 2 | 2 | 2 | 2 | 0 | 0 | 0 | 0 |  | 0 | 10 | 1 | 1 | 1 | 2 | 2 | 1 | 1 | 1 | 2 | 2 | 1 | 10 | 0 | 10 | OOS | N/A | N/A | N/A | N/A | N/A | N/A | N/A | N/A
SDGE | Suncrest | 230 | Suncrest | 2 |  | 0 | 0 | 0 | 0 |  | 0 |  | N/A | N/A | N/A | N/A | N/A | N/A | N/A | N/A | 0 | 0 | 0 | 0 |  | 0 | 10 | 1 | 1 | 1 | 2 | 5 | 1 | 1 | 2 | 2 | 2 | 1 | 0 | 0 | 0
SDGE | Suncrest | 500 | Suncrest | 2 |  | 0 | 0 | 0 | 0 |  | 0 |  | N/A | N/A | N/A | N/A | N/A | N/A | N/A | N/A | 0 | 0 | 0 | 0 |  | 0 | 10 | 1 | 1 | 1 | 2 | 5 | 1 | 1 | 2 | 2 | 2 | 1 | 0 | 0 | 0
PG&E KERN | Sunrise | 230 | Sunrise | 1 |  | 0 | 0 | 0 | 0 |  | 0 |  | N/A | N/A | N/A | N/A | N/A | N/A | N/A | N/A | 0 | 0 | 0 | 0 |  | 0 | 10 | 1 | 1 | 1 | 1 | 1 | 1 | 1 | 3 | 3 | 1 | 1 | 0 | 0 | 0
PG&E KERN | Sunset | 230 | Sunset | 1 |  | 0 | 0 | 0 | 0 |  | 0 |  | N/A | N/A | N/A | N/A | N/A | N/A | N/A | N/A | 0 | 0 | 0 | 0 |  | 0 | 10 | 1 | 1 | 1 | 1 | 1 | 1 | 1 | 2 | 2 | 1 | 1 | 0 | 0 | 0
PG&E GBA | Swift | 115 | Swift | 2 |  | 0 | 0 | 0 | 0 |  | 0 |  | N/A | N/A | N/A | N/A | N/A | N/A | N/A | N/A | 0 | 0 | 0 | 0 |  | 0 | 10 | 1 | 1 | 1 | 2 | 5 | 2 | 1 | 1 | 2 | 2 | 1 | 34 | 0 | 34 | EGS
SDGE | Sycamore Canyon | 138 | Sycamore Canyon | 2 |  | 0 | 0 | 0 | 0 |  | 0 |  | N/A | N/A | N/A | N/A | N/A | N/A | N/A | N/A | 0 | 0 | 0 | 0 |  | 0 | 10 | 1 | 1 | 1 | 2 | 5 | 3 | 2 | 2 | 5 | 1 | 1 | 0 | 0 | 0
SDGE | Sycamore Canyon | 230 | Sycamore Canyon | 2 |  | 0 | 0 | 0 | 0 |  | 0 |  | N/A | N/A | N/A | N/A | N/A | N/A | N/A | N/A | 0 | 0 | 0 | 0 |  | 0 | 10 | 1 | 1 | 1 | 2 | 5 | 3 | 2 | 2 | 5 | 1 | 1 | 0 | 0 | 0
SDGE | Sycamore Canyon | 69 | Sycamore Canyon | 2 |  | 0 | 0 | 0 | 0 |  | 0 |  | N/A | N/A | N/A | N/A | N/A | N/A | N/A | N/A | 0 | 0 | 0 | 0 |  | 0 | 10 | 1 | 1 | 1 | 2 | 5 | 3 | 2 | 2 | 5 | 1 | 1 | 0 | 0 | 0
SCE Northern | Sylmar | 230 | Sylmar | 2 |  | 0 | 0 | 0 | 0 |  | 0 |  | N/A | N/A | N/A | N/A | N/A | N/A | N/A | N/A | 200 | 0 | 0 | 0 |  | 200 | 10 | 4 | 2 | 5 | 2 | 5 | 2 | 1 | 2 | 2 | 2 | 2 | 0 | 0 | 0
PG&E NGBA | Table Mountain | 115 | Table Mountain | 2 |  | 0 | 0 | 0 | 0 |  | 0 | 10 | 1 | 1 | 1 | 1 | 1 | 1 | 1 | 1 | 0 | 0 | 0 | 0 |  | 0 | 10 | 2 | 1 | 1 | 2 | 2 | 3 | 1 | 2 | 4 | 1 | 1 | 0 | 0 | 0
PG&E NGBA | Table Mountain | 230 | Table Mountain | 2 |  | 0 | 0 | 0 | 0 |  | 0 | 10 | 1 | 1 | 1 | 1 | 1 | 1 | 1 | 1 | 0 | 200 | 0 | 0 |  | 200 | 10 | 2 | 1 | 1 | 2 | 2 | 3 | 1 | 2 | 4 | 1 | 1 | 0 | 0 | 0
PG&E NGBA | Table Mountain | 500 | Table Mountain | 2 |  | 0 | 0 | 0 | 0 |  | 0 | 10 | 1 | 1 | 1 | 1 | 1 | 1 | 1 | 1 | 0 | 0 | 0 | 0 |  | 0 | 10 | 2 | 1 | 1 | 2 | 2 | 3 | 1 | 2 | 4 | 1 | 1 | 0 | 0 | 0
PG&E NGBA | Table Mountain | 60 | Table Mountain | 2 |  | 0 | 0 | 0 | 0 |  | 0 |  | N/A | N/A | N/A | N/A | N/A | N/A | N/A | N/A | 0 | 0 | 0 | 0 |  | 0 | 10 | 2 | 1 | 1 | 2 | 2 | 3 | 1 | 2 | 4 | 1 | 1 | 0 | 0 | 0
PG&E KERN | Taft | 115 | Taft | 1 |  | 0 | 0 | 0 | 0 |  | 0 |  | N/A | N/A | N/A | N/A | N/A | N/A | N/A | N/A | 0 | 0 | 0 | 0 |  | 0 | 10 | 1 | 1 | 1 | 1 | 1 | 1 | 2 | 3 | 4 | 1 | 1 | 0 | 0 | 0
SDGE | Talega | 138 | Talega | 2 |  | 0 | 0 | 0 | 0 |  | 0 |  | N/A | N/A | N/A | N/A | N/A | N/A | N/A | N/A | 0 | 0 | 0 | 0 |  | 0 | 10 | 1 | 1 | 1 | 2 | 5 | 1 | 2 | 2 | 3 | 2 | 1 | 0 | 0 | 0
SDGE | Talega | 230 | Talega | 2 |  | 0 | 0 | 0 | 0 |  | 0 |  | N/A | N/A | N/A | N/A | N/A | N/A | N/A | N/A | 0 | 0 | 0 | 0 |  | 0 | 10 | 1 | 1 | 1 | 2 | 5 | 1 | 2 | 2 | 3 | 2 | 1 | 0 | 0 | 0
PG&E GBA | Tassajara | 230 | Tassajara | 2 |  | 0 | 0 | 0 | 0 |  | 0 |  | N/A | N/A | N/A | N/A | N/A | N/A | N/A | N/A | 0 | 0 | 0 | 0 |  | 0 | 10 | 1 | 1 | 1 | 2 | 5 | 2 | 2 | 3 | 3 | 1 | 1 | 0 | 0 | 0
PG&E KERN | Tejon | 70 | Tejon | 1 |  | 0 | 0 | 0 | 0 |  | 0 |  | N/A | N/A | N/A | N/A | N/A | N/A | N/A | N/A | 0 | 0 | 0 | 0 |  | 0 | 10 | 1 | 1 | 2 | 1 | 2 | 1 | 1 | 1 | 1 | 1 | 1 | 0 | 0 | 0
SDGE | Telegraph Canyon | 138 | Telegraph Canyon | 2 |  | 0 | 0 | 0 | 0 |  | 0 |  | N/A | N/A | N/A | N/A | N/A | N/A | N/A | N/A | 0 | 0 | 0 | 0 |  | 0 | 10 | 1 | 1 | 1 | 2 | 3 | 1 | 3 | 4 | 5 | 1 | 1 | 0 | 0 | 0
PG&E KERN | Temblor | 115 | Temblor | 1 |  | 0 | 0 | 0 | 0 |  | 0 |  | N/A | N/A | N/A | N/A | N/A | N/A | N/A | N/A | 0 | 0 | 0 | 0 |  | 0 | 10 | 1 | 1 | 1 | 1 | 1 | 1 | 1 | 1 | 2 | 1 | 1 | 0 | 0 | 0
PG&E KERN | Templeton | 230 | Templeton | 1 |  | 0 | 0 | 0 | 0 |  | 0 | 10 | 1 | 5 | 3 | 1 | 1 | 3 | 2 | 1 | 0 | 0 | 0 | 0 |  | 0 | 10 | 1 | 1 | 1 | 1 | 3 | 1 | 1 | 1 | 1 | 1 | 1 | 0 | 0 | 0
PG&E KERN | Templeton | 70 | Templeton | 1 |  | 0 | 0 | 0 | 0 |  | 0 | 10 | 1 | 5 | 3 | 1 | 1 | 3 | 2 | 1 | 0 | 0 | 0 | 0 |  | 0 | 10 | 1 | 1 | 1 | 1 | 3 | 1 | 1 | 1 | 1 | 1 | 1 | 0 | 0 | 0
PG&E GBA | Tesla | 115 | Tesla | 2 |  | 0 | 0 | 0 | 0 |  | 0 | 15 | 1 | 5 | 4 | 3 | 4 | 5 | 1 | 1 | 0 | 0 | 0 | 0 |  | 0 | 10 | 1 | 1 | 1 | 2 | 3 | 3 | 2 | 2 | 3 | 1 | 1 | 0 | 0 | 0
PG&E GBA | Tesla | 230 | Tesla | 2 |  | 0 | 0 | 0 | 0 |  | 0 | 15 | 1 | 5 | 4 | 3 | 4 | 5 | 1 | 1 | 0 | 0 | 0 | 0 |  | 0 | 10 | 1 | 1 | 1 | 2 | 3 | 3 | 2 | 2 | 3 | 1 | 1 | 0 | 0 | 0
PG&E GBA | Tesla | 500 | Tesla | 2 |  | 0 | 0 | 0 | 0 |  | 0 | 15 | 1 | 5 | 4 | 3 | 4 | 5 | 1 | 1 | 0 | 0 | 0 | 0 |  | 0 | 10 | 1 | 1 | 1 | 2 | 3 | 3 | 2 | 2 | 3 | 1 | 1 | 0 | 0 | 0
PG&E KERN | Tevis | 115 | Tevis | 1 |  | 0 | 0 | 0 | 0 |  | 0 |  | N/A | N/A | N/A | N/A | N/A | N/A | N/A | N/A | 100 | 0 | 0 | 0 |  | 100 | 10 | 1 | 1 | 2 | 1 | 1 | 1 | 1 | 2 | 2 | 1 | 1 | 0 | 0 | 0
EOP | Thousandaire | 138 | Thousandaire | 2 | OOS | 0 | 0 | 0 | 0 |  | 0 |  | N/A | N/A | N/A | N/A | N/A | N/A | N/A | N/A | 0 | 0 | 0 | 0 |  | 0 | 10 | 1 | N/A | N/A | 2 | N/A | N/A | N/A | N/A | N/A | N/A | N/A | 0 | 0 | 0
PG&E KERN | Topaz | 230 | Topaz | 2 |  | 0 | 0 | 0 | 0 |  | 0 |  | N/A | N/A | N/A | N/A | N/A | N/A | N/A | N/A | 0 | 0 | 0 | 0 |  | 0 | 10 | 1 | 1 | 1 | 2 | 5 | 1 | 1 | 1 | 2 | 2 | 1 | 0 | 0 | 0
SCE NOL | Tortilla | 115 | Tortilla | 2 |  | 0 | 0 | 0 | 0 |  | 0 |  | N/A | N/A | N/A | N/A | N/A | N/A | N/A | N/A | 0 | 0 | 0 | 0 |  | 0 | 10 | 1 | 1 | 1 | 2 | 1 | 2 | 2 | 1 | 3 | 1 | 1 | 0 | 0 | 0
SDGE | Trabuco | 138 | Trabuco | 2 |  | 0 | 0 | 0 | 0 |  | 0 |  | N/A | N/A | N/A | N/A | N/A | N/A | N/A | N/A | 0 | 0 | 0 | 0 |  | 0 | 10 | 1 | 1 | 1 | 2 | 5 | 1 | 2 | 3 | 3 | 2 | 1 | 0 | 0 | 0
PG&E GBA | Tracy | 115 | Tracy | 2 |  | 0 | 0 | 0 | 0 |  | 0 |  | N/A | N/A | N/A | N/A | N/A | N/A | N/A | N/A | 0 | 0 | 0 | 0 |  | 0 | 10 | 1 | 1 | 1 | 2 | 2 | 2 | 1 | 1 | 2 | 1 | 1 | 0 | 0 | 0
PG&E FRESNO | Tranquility | 230 | Tranquility | 1 |  | 0 | 0 | 0 | 0 |  | 0 |  | N/A | N/A | N/A | N/A | N/A | N/A | N/A | N/A | 434 | 600 | 0 | 0 |  | 1034 | 10 | 1 | 2 | 1 | 1 | 1 | 1 | 1 | 1 | 1 | 1 | 1 | 0 | 0 | 0
PG&E GBA | Trimble | 115 | Trimble | 2 |  | 0 | 0 | 0 | 0 |  | 0 |  | N/A | N/A | N/A | N/A | N/A | N/A | N/A | N/A | 0 | 0 | 0 | 0 |  | 0 | 10 | 1 | 1 | 1 | 2 | 5 | 1 | 1 | 1 | 1 | 2 | 1 | 0 | 0 | 0
EOP | Trout Canyon | 230 | Trout Canyon | 2 | OOS | 0 | 0 | 0 | 0 |  | 0 | 20 | 1 | N/A | N/A | N/A | N/A | N/A | N/A | N/A | 65 | 650 | 65 | 0 |  | 650 | 15 | 2 | N/A | N/A | 2 | N/A | N/A | N/A | N/A | N/A | N/A | N/A | 0 | 0 | 0
EOP | Trout Canyon | 500 | Trout Canyon | 2 | OOS | 0 | 0 | 0 | 0 |  | 0 | 20 | 1 | N/A | N/A | N/A | N/A | N/A | N/A | N/A | 0 | 300 | 0 | 0 |  | 300 | 10 | 4 | N/A | N/A | 2 | N/A | N/A | N/A | N/A | N/A | N/A | N/A | 0 | 0 | 0
PG&E NGBA | Tulucay | 230 | Tulucay | 2 |  | 0 | 0 | 0 | 0 |  | 0 |  | N/A | N/A | N/A | N/A | N/A | N/A | N/A | N/A | 0 | 0 | 0 | 0 |  | 0 | 10 | 1 | 1 | 1 | 2 | 2 | 2 | 1 | 1 | 3 | 1 | 1 | 0 | 0 | 0
PG&E NGBA | Tulucay | 60 | Tulucay | 2 |  | 0 | 0 | 0 | 0 |  | 0 |  | N/A | N/A | N/A | N/A | N/A | N/A | N/A | N/A | 0 | 0 | 0 | 0 |  | 0 | 10 | 1 | 1 | 1 | 2 | 2 | 2 | 1 | 1 | 3 | 1 | 1 | 0 | 0 | 0
PG&E KERN | Tupman | 115 | Tupman | 1 |  | 0 | 0 | 0 | 0 |  | 0 |  | N/A | N/A | N/A | N/A | N/A | N/A | N/A | N/A | 0 | 0 | 0 | 0 |  | 0 | 10 | 1 | 1 | 1 | 1 | 1 | 1 | 1 | 2 | 2 | 1 | 1 | 0 | 0 | 0
PG&E NGBA | Ukiah | 115 | Ukiah | 2 |  | 0 | 0 | 0 | 0 |  | 0 |  | N/A | N/A | N/A | N/A | N/A | N/A | N/A | N/A | 0 | 0 | 0 | 0 |  | 0 | 10 | 1 | 1 | 1 | 2 | 5 | 1 | 1 | 2 | 2 | 2 | 1 | 0 | 0 | 0
PG&E KERN | Union (Estrella) | 70 | Union (Estrella) | 1 |  | 0 | 0 | 0 | 0 |  | 0 |  | N/A | N/A | N/A | N/A | N/A | N/A | N/A | N/A | 0 | 0 | 0 | 0 |  | 0 | 10 | 1 | 1 | 1 | 1 | 2 | 1 | 1 | 1 | 1 | 1 | 1 | 0 | 0 | 0
PG&E NGBA | Vaca Dixon | 115 | Vaca Dixon | 2 |  | 0 | 0 | 0 | 0 |  | 0 | 20 | 2 | 3 | 1 | 1 | 1 | 2 | 1 | 1 | 0 | 0 | 0 | 0 |  | 0 | 10 | 2 | 3 | 2 | 2 | 2 | 1 | 1 | 1 | 1 | 1 | 1 | 0 | 0 | 0
PG&E NGBA | Vaca Dixon | 230 | Vaca Dixon | 2 |  | 70 | 0 | 0 | 0 |  | 70 | 20 | 2 | 3 | 1 | 1 | 1 | 2 | 1 | 1 | 0 | 200 | 0 | 0 |  | 200 | 10 | 2 | 3 | 2 | 2 | 2 | 1 | 1 | 1 | 1 | 1 | 1 | 0 | 0 | 0
PG&E NGBA | Vaca Dixon | 500 | Vaca Dixon | 2 |  | 0 | 0 | 0 | 0 |  | 0 | 20 | 2 | 3 | 1 | 1 | 1 | 2 | 1 | 1 | 0 | 300 | 0 | 0 |  | 300 | 10 | 2 | 3 | 2 | 2 | 2 | 1 | 1 | 1 | 1 | 1 | 1 | 0 | 0 | 0
PG&E NGBA | Vaca Dixon | 60 | Vaca Dixon | 2 |  | 0 | 0 | 0 | 0 |  | 0 |  | N/A | N/A | N/A | N/A | N/A | N/A | N/A | N/A | 0 | 0 | 0 | 0 |  | 0 | 10 | 2 | 3 | 2 | 2 | 2 | 1 | 1 | 1 | 1 | 1 | 1 | 0 | 0 | 0
SCE Eastern | Valley (SCE) | 500 | Valley | 2 |  | 0 | 0 | 0 | 0 |  | 0 |  | N/A | N/A | N/A | N/A | N/A | N/A | N/A | N/A | 500 | 700 | 0 | 0 |  | 1200 | 10 | 3 | 5 | 3 | 2 | 5 | 2 | 2 | 3 | 3 | 2 | 2 | 0 | 0 | 0
EOP | Valley (VEA) | 138 | Valley (VEA) | 2 | OOS | 0 | 0 | 0 | 0 |  | 0 |  | N/A | N/A | N/A | N/A | N/A | N/A | N/A | N/A | 0 | 0 | 0 | 0 |  | 0 | 10 | 1 | N/A | N/A | 2 | N/A | N/A | N/A | N/A | N/A | N/A | N/A | 0 | 0 | 0
SDGE | Valley Center | 69 | Valley Center | 2 |  | 0 | 0 | 0 | 0 |  | 0 |  | N/A | N/A | N/A | N/A | N/A | N/A | N/A | N/A | 0 | 0 | 0 | 0 |  | 0 | 10 | 1 | 1 | 1 | 2 | 5 | 1 | 1 | 1 | 2 | 1 | 1 | 0 | 0 | 0
PG&E GBA | Valley Home | 115 | Valley Home | 1 |  | 0 | 0 | 0 | 0 |  | 0 |  | N/A | N/A | N/A | N/A | N/A | N/A | N/A | N/A | 0 | 100 | 0 | 0 |  | 100 | 10 | 1 | 1 | 1 | 1 | 2 | 1 | 1 | 1 | 2 | 1 | 1 | 0 | 0 | 0
PG&E GBA | Valley Springs | 230 | Valley Springs | 1 |  | 0 | 0 | 0 | 0 |  | 0 |  | N/A | N/A | N/A | N/A | N/A | N/A | N/A | N/A | 0 | 0 | 0 | 0 |  | 0 | 10 | 1 | 1 | 1 | 1 | 3 | 4 | 1 | 1 | 5 | 2 | 1 | 0 | 0 | 0
PG&E GBA | Valley Springs | 60 | Valley Springs | 1 |  | 0 | 0 | 0 | 0 |  | 0 |  | N/A | N/A | N/A | N/A | N/A | N/A | N/A | N/A | 0 | 0 | 0 | 0 |  | 0 | 10 | 1 | 1 | 1 | 1 | 3 | 4 | 1 | 1 | 5 | 2 | 1 | 0 | 0 | 0
EOP | Valley Switch | 138 | Valley Switch | 2 | OOS | 0 | 0 | 0 | 0 |  | 0 |  | N/A | N/A | N/A | N/A | N/A | N/A | N/A | N/A | 0 | 0 | 0 | 0 |  | 0 | 10 | 1 | N/A | N/A | 2 | N/A | N/A | N/A | N/A | N/A | N/A | N/A | 0 | 0 | 0
EOP | Valley Switch | 230 | Valley Switch | 2 | OOS | 0 | 0 | 0 | 0 |  | 0 |  | N/A | N/A | N/A | N/A | N/A | N/A | N/A | N/A | 0 | 0 | 0 | 0 |  | 0 | 10 | 1 | N/A | N/A | 2 | N/A | N/A | N/A | N/A | N/A | N/A | N/A | 0 | 0 | 0
PG&E GBA | Vasco | 230 | Vasco | 2 |  | 0 | 0 | 0 | 0 |  | 0 |  | N/A | N/A | N/A | N/A | N/A | N/A | N/A | N/A | 0 | 0 | 0 | 0 |  | 0 | 10 | 1 | 1 | 1 | 2 | 5 | 2 | 2 | 3 | 4 | 1 | 1 | 0 | 0 | 0
PG&E GBA | Vasona | 230 | Vasona | 2 |  | 0 | 0 | 0 | 0 |  | 0 |  | N/A | N/A | N/A | N/A | N/A | N/A | N/A | N/A | 0 | 0 | 0 | 0 |  | 0 | 10 | 1 | 1 | 1 | 2 | 1 | 2 | 1 | 3 | 5 | 1 | 1 | 0 | 0 | 0
SCE Northern | Vestal | 230 | Vestal | 1 |  | 0 | 0 | 0 | 0 |  | 0 |  | N/A | N/A | N/A | N/A | N/A | N/A | N/A | N/A | 200 | 50 | 0 | 0 |  | 250 | 10 | 1 | 1 | 1 | 1 | 2 | 1 | 1 | 1 | 1 | 1 | 1 | 0 | 0 | 0
SCE Northern | Vestal | 66 | Vestal | 1 |  | 0 | 0 | 0 | 0 |  | 0 |  | N/A | N/A | N/A | N/A | N/A | N/A | N/A | N/A | 0 | 0 | 0 | 0 |  | 0 | 10 | 1 | 1 | 1 | 1 | 2 | 1 | 1 | 1 | 1 | 1 | 1 | 0 | 0 | 0
SCE NOL | Victor | 115 | Victor | 2 |  | 0 | 0 | 0 | 0 |  | 0 |  | N/A | N/A | N/A | N/A | N/A | N/A | N/A | N/A | 154 | 0 | 0 | 0 |  | 154 | 10 | 1 | 3 | 1 | 2 | 1 | 1 | 1 | 1 | 2 | 1 | 1 | 0 | 0 | 0
SCE NOL | Victor | 230 | Victor | 2 |  | 0 | 0 | 0 | 0 |  | 0 |  | N/A | N/A | N/A | N/A | N/A | N/A | N/A | N/A | 0 | 0 | 0 | 0 |  | 0 | 10 | 1 | 3 | 1 | 2 | 1 | 1 | 1 | 1 | 2 | 1 | 1 | 0 | 0 | 0
SCE Metro | Viejo | 230 | Viejo | 2 |  | 0 | 0 | 0 | 0 |  | 0 |  | N/A | N/A | N/A | N/A | N/A | N/A | N/A | N/A | 0 | 0 | 0 | 0 |  | 0 | 10 | 1 | 1 | 1 | 2 | 5 | 1 | 1 | 2 | 3 | 2 | 1 | 0 | 0 | 0
PG&E GBA | Vierra | 115 | Vierra | 1 |  | 0 | 0 | 0 | 0 |  | 0 |  | N/A | N/A | N/A | N/A | N/A | N/A | N/A | N/A | 0 | 0 | 0 | 0 |  | 0 | 10 | 1 | 1 | 2 | 1 | 1 | 1 | 1 | 1 | 1 | 1 | 1 | 0 | 0 | 0
SCE Metro | Villa Park | 230 | Villa Park | 2 |  | 0 | 0 | 0 | 0 |  | 0 |  | N/A | N/A | N/A | N/A | N/A | N/A | N/A | N/A | 0 | 0 | 0 | 0 |  | 0 | 10 | 1 | 1 | 1 | 2 | 5 | 2 | 1 | 1 | 3 | 1 | 1 | 0 | 0 | 0
SCE Northern | Vincent | 230 | Vincent | 2 |  | 0 | 0 | 0 | 0 |  | 0 |  | N/A | N/A | N/A | N/A | N/A | N/A | N/A | N/A | 0 | 0 | 0 | 0 |  | 0 | 10 | 4 | 5 | 5 | 2 | 2 | 2 | 3 | 3 | 4 | 3 | 2 | 0 | 0 | 0
SCE Northern | Vincent | 500 | Vincent | 2 |  | 0 | 0 | 0 | 0 |  | 0 |  | N/A | N/A | N/A | N/A | N/A | N/A | N/A | N/A | 2050 | 0 | 0 | 0 |  | 2050 | 10 | 4 | 5 | 5 | 2 | 2 | 2 | 3 | 3 | 4 | 3 | 2 | 0 | 0 | 0
PG&E GBA | Vineyard | 230 | Vineyard | 2 |  | 0 | 0 | 0 | 0 |  | 0 |  | N/A | N/A | N/A | N/A | N/A | N/A | N/A | N/A | 0 | 0 | 0 | 0 |  | 0 | 10 | 1 | 1 | 1 | 2 | 5 | 2 | 1 | 2 | 3 | 1 | 1 | 0 | 0 | 0
SDGE | Vineyard | 69 | Vineyard | 2 |  | 0 | 0 | 0 | 0 |  | 0 |  | N/A | N/A | N/A | N/A | N/A | N/A | N/A | N/A | 0 | 0 | 0 | 0 |  | 0 | 10 | 1 | 1 | 1 | 2 | 5 | 2 | 1 | 2 | 3 | 1 | 1 | 0 | 0 | 0
SCE Eastern | Vista (SCE) | 230 | Vista (SCE) | 2 |  | 0 | 0 | 0 | 0 |  | 0 |  | N/A | N/A | N/A | N/A | N/A | N/A | N/A | N/A | 300 | 0 | 0 | 0 |  | 300 | 10 | 5 | 5 | 4 | 2 | 5 | 2 | 3 | 4 | 5 | 2 | 2 | 0 | 0 | 0
EOP | Vista (VEA) | 138 | Vista (VEA) | 2 | OOS | 0 | 0 | 0 | 0 |  | 0 |  | N/A | N/A | N/A | N/A | N/A | N/A | N/A | N/A | 0 | 0 | 0 | 0 |  | 0 | 10 | 1 | N/A | N/A | 2 | N/A | N/A | N/A | N/A | N/A | N/A | N/A | 0 | 0 | 0
EOP | Vista (VEA) | 230 | Vista (VEA) | 2 | OOS | 0 | 0 | 0 | 0 |  | 0 |  | N/A | N/A | N/A | N/A | N/A | N/A | N/A | N/A | 0 | 0 | 0 | 0 |  | 0 | 10 | 1 | N/A | N/A | 2 | N/A | N/A | N/A | N/A | N/A | N/A | N/A | 0 | 0 | 0
PG&E FRESNO | Wahtoke | 115 | Wahtoke | 1 |  | 0 | 0 | 0 | 0 |  | 0 |  | N/A | N/A | N/A | N/A | N/A | N/A | N/A | N/A | 0 | 0 | 0 | 0 |  | 0 | 10 | 1 | 1 | 2 | 1 | 1 | 1 | 1 | 1 | 1 | 1 | 1 | 0 | 0 | 0
SCE Northern | Wakefield | 66 | Wakefield | 2 |  | 0 | 0 | 0 | 0 |  | 0 |  | N/A | N/A | N/A | N/A | N/A | N/A | N/A | N/A | 200 | 0 | 0 | 0 |  | 200 | 10 | 1 | 1 | 1 | 2 | 1 | 1 | 1 | 1 | 1 | 1 | 1 | 0 | 0 | 0
SCE Metro | Walnut | 230 | Walnut | 2 |  | 0 | 0 | 0 | 0 |  | 0 |  | N/A | N/A | N/A | N/A | N/A | N/A | N/A | N/A | 0 | 0 | 0 | 0 |  | 0 | 10 | 1 | 1 | 1 | 2 | 5 | 2 | 1 | 1 | 2 | 2 | 1 | 0 | 0 | 0
SCE Northern | Warne | 230 | Warne | 2 |  | 0 | 0 | 0 | 0 |  | 0 |  | N/A | N/A | N/A | N/A | N/A | N/A | N/A | N/A | 0 | 0 | 0 | 0 |  | 0 | 10 | 1 | 1 | 1 | 2 | 5 | 3 | 1 | 1 | 5 | 2 | 1 | 0 | 0 | 0
PG&E GBA | Warnerville | 230 | Warnerville | 2 |  | 0 | 0 | 0 | 0 |  | 0 |  | N/A | N/A | N/A | N/A | N/A | N/A | N/A | N/A | 0 | 0 | 0 | 0 |  | 0 | 10 | 1 | 1 | 1 | 2 | 2 | 2 | 1 | 1 | 3 | 1 | 1 | 0 | 0 | 0
PG&E FRESNO | Waukena | 115 | Waukena | 1 |  | 0 | 0 | 0 | 0 |  | 0 |  | N/A | N/A | N/A | N/A | N/A | N/A | N/A | N/A | 0 | 0 | 0 | 0 |  | 0 | 10 | 1 | 1 | 1 | 1 | 1 | 1 | 1 | 1 | 1 | 1 | 1 | 0 | 0 | 0
PG&E GBA | Weber | 230 | Weber | 1 |  | 0 | 0 | 0 | 0 |  | 0 |  | N/A | N/A | N/A | N/A | N/A | N/A | N/A | N/A | 0 | 0 | 0 | 0 |  | 0 | 10 | 1 | 1 | 2 | 1 | 1 | 1 | 1 | 1 | 1 | 1 | 1 | 0 | 0 | 0
PG&E GBA | Weber | 60 | Weber | 1 |  | 0 | 0 | 0 | 0 |  | 0 |  | N/A | N/A | N/A | N/A | N/A | N/A | N/A | N/A | 0 | 0 | 0 | 0 |  | 0 | 10 | 1 | 1 | 2 | 1 | 1 | 1 | 1 | 1 | 1 | 1 | 1 | 0 | 0 | 0
PG&E FRESNO | West Fresno | 115 | West Fresno | 1 |  | 0 | 0 | 0 | 0 |  | 0 |  | N/A | N/A | N/A | N/A | N/A | N/A | N/A | N/A | 0 | 0 | 0 | 0 |  | 0 | 10 | 1 | 1 | 2 | 1 | 1 | 1 | 1 | 1 | 1 | 1 | 1 | 0 | 0 | 0
PG&E FRESNO | Westley | 230 | Westley | 1 |  | 0 | 0 | 0 | 0 |  | 0 |  | N/A | N/A | N/A | N/A | N/A | N/A | N/A | N/A | 0 | 0 | 0 | 0 |  | 0 | 10 | 1 | 1 | 1 | 1 | 3 | 3 | 1 | 1 | 3 | 1 | 1 | 0 | 0 | 0
PG&E KERN | Westpark | 115 | Westpark | 1 |  | 0 | 0 | 0 | 0 |  | 0 |  | N/A | N/A | N/A | N/A | N/A | N/A | N/A | N/A | 0 | 0 | 0 | 0 |  | 0 | 10 | 1 | 1 | 1 | 1 | 1 | 1 | 1 | 1 | 1 | 1 | 1 | 0 | 0 | 0
PG&E KERN | Wheeler Ridge | 230 | Wheeler Ridge | 1 |  | 0 | 0 | 0 | 0 |  | 0 |  | N/A | N/A | N/A | N/A | N/A | N/A | N/A | N/A | 500 | 0 | 0 | 0 |  | 500 | 10 | 2 | 2 | 2 | 1 | 1 | 1 | 1 | 1 | 1 | 1 | 1 | 0 | 0 | 0
PG&E KERN | Wheeler Ridge | 115 | Wheeler Ridge | 1 |  | 0 | 0 | 0 | 0 |  | 0 |  | N/A | N/A | N/A | N/A | N/A | N/A | N/A | N/A | 0 | 0 | 0 | 0 |  | 0 | 10 | 2 | 2 | 2 | 1 | 1 | 1 | 1 | 1 | 1 | 1 | 1 | 0 | 0 | 0
PG&E KERN | Wheeler Ridge | 70 | Wheeler Ridge | 1 |  | 0 | 0 | 0 | 0 |  | 0 |  | N/A | N/A | N/A | N/A | N/A | N/A | N/A | N/A | 0 | 0 | 0 | 0 |  | 0 | 10 | 2 | 2 | 2 | 1 | 1 | 1 | 1 | 1 | 1 | 1 | 1 | 0 | 0 | 0
SCE Northern | Whirlwind | 230 | Whirlwind | 2 |  | 0 | 0 | 0 | 0 |  | 0 | 10 | 1 | 1 | 1 | 1 | 1 | 2 | 1 | 1 | 1400 | 188 | 0 | 0 |  | 1588 | 10 | 2 | 5 | 1 | 2 | 1 | 2 | 2 | 2 | 2 | 2 | 1 | 0 | 0 | 0
SCE Northern | Whirlwind | 500 | Whirlwind | 2 |  | 0 | 0 | 0 | 0 |  | 0 | 10 | 1 | 1 | 1 | 1 | 1 | 2 | 1 | 1 | 1247 | 0 | 0 | 0 |  | 1247 | 10 | 2 | 5 | 1 | 2 | 1 | 2 | 2 | 2 | 2 | 2 | 1 | 0 | 0 | 0
PG&E GBA | Whisman | 115 | Whisman | 2 |  | 0 | 0 | 0 | 0 |  | 0 |  | N/A | N/A | N/A | N/A | N/A | N/A | N/A | N/A | 0 | 0 | 0 | 0 |  | 0 | 10 | 1 | 1 | 1 | 2 | 1 | 2 | 2 | 3 | 4 | 1 | 1 | 0 | 0 | 0
SCE Eastern | Wildlife | 230 | Wildlife | 2 |  | 0 | 0 | 0 | 0 |  | 0 |  | N/A | N/A | N/A | N/A | N/A | N/A | N/A | N/A | 0 | 0 | 0 | 0 |  | 0 | 10 | 1 | 1 | 1 | 2 | 2 | 1 | 1 | 1 | 1 | 1 | 1 | 0 | 0 | 0
PG&E FRESNO | Wilson | 115 | Wilson | 1 |  | 0 | 0 | 0 | 0 |  | 0 | 20 | 1 | 1 | 1 | 1 | 1 | 1 | 1 | 1 | 0 | 0 | 0 | 0 |  | 0 | 10 | 1 | 1 | 1 | 1 | 2 | 2 | 2 | 2 | 3 | 1 | 1 | 0 | 0 | 0
PG&E FRESNO | Wilson | 230 | Wilson | 1 |  | 0 | 0 | 0 | 0 |  | 0 | 20 | 1 | 1 | 1 | 1 | 1 | 1 | 1 | 1 | 0 | 0 | 0 | 0 |  | 0 | 10 | 1 | 1 | 1 | 1 | 2 | 2 | 2 | 2 | 3 | 1 | 1 | 0 | 0 | 0
SCE Northern | Windhub | 230 | Windhub | 2 |  | 0 | 0 | 0 | 82.65 |  | 82.65 | 10 | 2 | 2 | 1 | 1 | 1 | 3 | 1 | 1 | 0 | 1020 | 0 | 82.65 |  | 1102.65 | 15 | 1 | 2 | 1 | 2 | 3 | 1 | 1 | 1 | 2 | 1 | 1 | 0 | 0 | 0
SCE Northern | Windhub | 500 | Windhub | 2 |  | 0 | 0 | 0 | 0 |  | 0 | 30 | 1 | 3 | 1 | 1 | 1 | 2 | 1 | 1 | 153 | 0 | 0 | 0 |  | 153 | 15 | 1 | 2 | 1 | 2 | 3 | 1 | 1 | 1 | 2 | 1 | 1 | 0 | 0 | 0
PG&E GBA | Windmaster | 230 | Windmaster | 2 |  | 0 | 0 | 0 | 0 |  | 0 |  | N/A | N/A | N/A | N/A | N/A | N/A | N/A | N/A | 0 | 0 | 0 | 0 |  | 0 | 10 | 1 | 1 | 1 | 2 | 3 | 2 | 1 | 2 | 2 | 1 | 1 | 0 | 0 | 0
PG&E NGBA | Windsor | 60 | Windsor | 2 |  | 0 | 0 | 0 | 0 |  | 0 |  | N/A | N/A | N/A | N/A | N/A | N/A | N/A | N/A | 0 | 0 | 0 | 0 |  | 0 | 10 | 1 | 1 | 1 | 2 | 2 | 1 | 2 | 2 | 2 | 1 | 1 | 0 | 0 | 0
PG&E NGBA | Woodland | 115 | Woodland | 2 |  | 0 | 0 | 0 | 0 |  | 0 |  | N/A | N/A | N/A | N/A | N/A | N/A | N/A | N/A | 0 | 12 | 0 | 0 |  | 12 | 5 | 1 | 1 | 2 | 2 | 1 | 2 | 1 | 1 | 2 | 1 | 1 | 0 | 0 | 0
PG&E FRESNO | Woodward | 115 | Woodward | 1 |  | 0 | 0 | 0 | 0 |  | 0 |  | N/A | N/A | N/A | N/A | N/A | N/A | N/A | N/A | 0 | 0 | 0 | 0 |  | 0 | 10 | 1 | 1 | 1 | 1 | 3 | 2 | 2 | 2 | 3 | 1 | 1 | 0 | 0 | 0
PG&E NGBA | Wyandotte | 115 | Wyandotte | 2 |  | 0 | 0 | 0 | 0 |  | 0 |  | N/A | N/A | N/A | N/A | N/A | N/A | N/A | N/A | 0 | 0 | 0 | 0 |  | 0 | 10 | 1 | 1 | 1 | 2 | 3 | 3 | 1 | 1 | 4 | 1 | 1 | 0 | 0 | 0

## Land_EnvAnalysis_Solar_2036
Land-use and environmental criteria analysis for 2036 utility-scale solar resources mapped to in-California areas for 5, 10, 15, and 20 mile radii from substations. This analysis uses the values from the "LandEnv_Solar_Data_Xmi" 5 through 20 mile tabs to calculate criteria alignment. |  |  | Utility-scale Solar Resource Density Assumption
[46 empty] | <-5 mi | [41 empty] | <-10 mi | [41 empty] | <-15 mi | [41 empty] | 20 mi
|  |  | 10 | Acres/MW | 5-mile Radius From Substation Analysis | [41 empty] | 10-mile Radius From Substation Analysis | [41 empty] | 15-mile Radius From Substation Analysis | [41 empty] | 20-mile Radius From Substation Analysis
[5 empty] | 3. Land-use Feasibility Criteria Analysis | [16 empty] | 4. Environmental (Conservation and Biological) Impact Factors Criteria Analysis | [24 empty] | 3. Land-use Feasibility Criteria Analysis | [16 empty] | 4. Environmental (Conservation and Biological) Impact Factors Criteria Analysis | [24 empty] | 3. Land-use Feasibility Criteria Analysis | [16 empty] | 4. Environmental (Conservation and Biological) Impact Factors Criteria Analysis | [24 empty] | 3. Land-use Feasibility Criteria Analysis | [16 empty] | 4. Environmental (Conservation and Biological) Impact Factors Criteria Analysis
[5 empty] | CEC Core Land-Use Screen |  |  | CEC's Parcelization |  |  |  | CEC's Cropland Index |  |  |  | Criticially Overdrafted Groundwater Basin |  | Fire Threat |  |  |  | ACE Terrestrial Connectivity |  |  |  | ACE Biodiversity |  |  |  | ACE Irreplaceability |  |  |  | ACE Combined |  |  |  | Terrestrial Landscape Intactness |  |  |  | Wetlands |  |  |  |  | CEC Core Land-Use Screen |  |  | CEC's Parcelization |  |  |  | CEC's Cropland Index |  |  |  | Criticially Overdrafted Groundwater Basin |  | Fire Threat |  |  |  | ACE Terrestrial Connectivity |  |  |  | ACE Biodiversity |  |  |  | ACE Irreplaceability |  |  |  | ACE Combined |  |  |  | Terrestrial Landscape Intactness |  |  |  | Wetlands |  |  |  |  | CEC Core Land-Use Screen |  |  | CEC's Parcelization |  |  |  | CEC's Cropland Index |  |  |  | Criticially Overdrafted Groundwater Basin |  | Fire Threat |  |  |  | ACE Terrestrial Connectivity |  |  |  | ACE Biodiversity |  |  |  | ACE Irreplaceability |  |  |  | ACE Combined |  |  |  | Terrestrial Landscape Intactness |  |  |  | Wetlands |  |  |  |  | CEC Core Land-Use Screen |  |  | CEC's Parcelization |  |  |  | CEC's Cropland Index |  |  |  | Criticially Overdrafted Groundwater Basin |  | Fire Threat |  |  |  | ACE Terrestrial Connectivity |  |  |  | ACE Biodiversity |  |  |  | ACE Irreplaceability |  |  |  | ACE Combined |  |  |  | Terrestrial Landscape Intactness |  |  |  | Wetlands
OBJECTID | IRP_Substation_Name | MWs Mapped | Acres of MWs Mapped | Distance from Substation Selected | Lower Implications Area used by MWs Mapped | High Implications Area used by MWs Mapped | Core Screen Criteria Alignment Level | Substation's 10th Percentile Value Parcelization | Low Parcelization (P ≤ 6) Area used by MWs Mapped | Medium Parcelization (6 < P ≤ 30) Area used by MWs Mapped | Parcelization Criteria Alignment Level | Total Potential Area Percentage High Value Cropland | Low Value Cropland used by MWs Mapped | High Value Cropland used by MWs Mapped | Cropland Index Criteria Alignment Level | Majority of Area within Critically Overdrafted Basin | Overdrafted Basin Criteria Alignment Level | Total Potential Area Percentage Tier 2 | Total Potential Area Percentage Tier 3 | Total Potential Area Percentage Tier 2 or 3 | Fire Threat Criteria Alignment Level | Total Potential Area Percentage Higher Implications | Low Implications Area used by MWs Mapped | Higher Implications Area used by MWs Mapped | ACE Connectivity Criteria Alignment | Total Potential Area Percentage Higher Implications | Low Implications Area used by MWs Mapped | Higher Implications Area used by MWs Mapped | ACE Biodiversity Criteria Alignment | Total Potential Area Percentage Higher Implications | Low Implications Area used by MWs Mapped | Higher Implications Area used by MWs Mapped | ACE Irreplaceability Criteria Alignment | Total Potential Area Percentage Higher Implications | Low Implications Area used by MWs Mapped | Higher Implications Area used by MWs Mapped | All ACE Criteria Alignment | Total Potential Area Percentage Higher Implications | Low Implications Area used by MWs Mapped | Higher Implications Area used by MWs Mapped | Intactness Criteria Alignment | Total Potential Area Percentage Higher Implications | Low Implications Area used by MWs Mapped | Higher Implications Area used by MWs Mapped | Wetlands Criteria Alignment |  | Lower Implications Area used by MWs Mapped | High Implications Area used by MWs Mapped | Core Screen Criteria Alignment Level | Substation's 10th Percentile Value Parcelization | Low Parcelization (P ≤ 6) Area used by MWs Mapped | Medium Parcelization (6 < P ≤ 30) Area used by MWs Mapped | Parcelization Criteria Alignment Level | Total Potential Area Percentage High Value Cropland | Low Value Cropland used by MWs Mapped | High Value Cropland used by MWs Mapped | Cropland Index Criteria Alignment Level | Majority of Area within Critically Overdrafted Basin | Overdrafted Basin Criteria Alignment Level | Total Potential Area Percentage Tier 2 | Total Potential Area Percentage Tier 3 | Total Potential Area Percentage Tier 2 or 3 | Fire Threat Criteria Alignment Level | Total Potential Area Percentage Higher Implications | Low Implications Area used by MWs Mapped | Higher Implications Area used by MWs Mapped | ACE Connectivity Criteria Alignment | Total Potential Area Percentage Higher Implications | Low Implications Area used by MWs Mapped | Higher Implications Area used by MWs Mapped | ACE Biodiversity Criteria Alignment | Total Potential Area Percentage Higher Implications | Low Implications Area used by MWs Mapped | Higher Implications Area used by MWs Mapped | ACE Irreplaceability Criteria Alignment | Total Potential Area Percentage Higher Implications | Low Implications Area used by MWs Mapped | Higher Implications Area used by MWs Mapped | All ACE Criteria Alignment | Total Potential Area Percentage Higher Implications | Low Implications Area used by MWs Mapped | Higher Implications Area used by MWs Mapped | Intactness Criteria Alignment | Total Potential Area Percentage Higher Implications | Low Implications Area used by MWs Mapped | Higher Implications Area used by MWs Mapped | Wetlands Criteria Alignment |  | Lower Implications Area used by MWs Mapped | High Implications Area used by MWs Mapped | Core Screen Criteria Alignment Level | Substation's 10th Percentile Value Parcelization | Low Parcelization (P ≤ 6) Area used by MWs Mapped | Medium Parcelization (6 < P ≤ 30) Area used by MWs Mapped | Parcelization Criteria Alignment Level | Total Potential Area Percentage High Value Cropland | Low Value Cropland used by MWs Mapped | High Value Cropland used by MWs Mapped | Cropland Index Criteria Alignment Level | Majority of Area within Critically Overdrafted Basin | Overdrafted Basin Criteria Alignment Level | Total Potential Area Percentage Tier 2 | Total Potential Area Percentage Tier 3 | Total Potential Area Percentage Tier 2 or 3 | Fire Threat Criteria Alignment Level | Total Potential Area Percentage Higher Implications | Low Implications Area used by MWs Mapped | Higher Implications Area used by MWs Mapped | ACE Connectivity Criteria Alignment | Total Potential Area Percentage Higher Implications | Low Implications Area used by MWs Mapped | Higher Implications Area used by MWs Mapped | ACE Biodiversity Criteria Alignment | Total Potential Area Percentage Higher Implications | Low Implications Area used by MWs Mapped | Higher Implications Area used by MWs Mapped | ACE Irreplaceability Criteria Alignment | Total Potential Area Percentage Higher Implications | Low Implications Area used by MWs Mapped | Higher Implications Area used by MWs Mapped | All ACE Criteria Alignment | Total Potential Area Percentage Higher Implications | Low Implications Area used by MWs Mapped | Higher Implications Area used by MWs Mapped | Intactness Criteria Alignment | Total Potential Area Percentage Higher Implications | Low Implications Area used by MWs Mapped | Higher Implications Area used by MWs Mapped | Wetlands Criteria Alignment |  | Lower Implications Area used by MWs Mapped | High Implications Area used by MWs Mapped | Core Screen Criteria Alignment Level | Substation's 10th Percentile Value Parcelization | Low Parcelization (P ≤ 6) Area used by MWs Mapped | Medium Parcelization (6 < P ≤ 30) Area used by MWs Mapped | Parcelization Criteria Alignment Level | Total Potential Area Percentage High Value Cropland | Low Value Cropland used by MWs Mapped | High Value Cropland used by MWs Mapped | Cropland Index Criteria Alignment Level | Majority of Area within Critically Overdrafted Basin | Overdrafted Basin Criteria Alignment Level | Total Potential Area Percentage Tier 2 | Total Potential Area Percentage Tier 3 | Total Potential Area Percentage Tier 2 or 3 | Fire Threat Criteria Alignment Level | Total Potential Area Percentage Higher Implications | Low Implications Area used by MWs Mapped | Higher Implications Area used by MWs Mapped | ACE Connectivity Criteria Alignment | Total Potential Area Percentage Higher Implications | Low Implications Area used by MWs Mapped | Higher Implications Area used by MWs Mapped | ACE Biodiversity Criteria Alignment | Total Potential Area Percentage Higher Implications | Low Implications Area used by MWs Mapped | Higher Implications Area used by MWs Mapped | ACE Irreplaceability Criteria Alignment | Total Potential Area Percentage Higher Implications | Low Implications Area used by MWs Mapped | Higher Implications Area used by MWs Mapped | All ACE Criteria Alignment | Total Potential Area Percentage Higher Implications | Low Implications Area used by MWs Mapped | Higher Implications Area used by MWs Mapped | Intactness Criteria Alignment | Total Potential Area Percentage Higher Implications | Low Implications Area used by MWs Mapped | Higher Implications Area used by MWs Mapped | Wetlands Criteria Alignment
1 | Cal Flats | 0 | 0 | 10 | 0% | 0% | 1 | 0.05 | 0% | 0% | 1 | 0% | 0% | 0% | 1 | 0 | 2 | 43% | 57% | 100% | 5 | 17% | 0% | 0% | 1 | 0% | 0% | 0% | 1 | 8% | 0% | 0% | 1 | 25% | 0% | 0% | 1 | 81% | 0% | 0% | 3 | 1% | 0% | 0% | 1 |  | 0% | 0% | 1 | 0.05 | 0% | 0% | 1 | 0% | 0% | 0% | 1 | 0 | 2 | 66% | 33% | 99% | 5 | 45% | 0% | 0% | 1 | 3% | 0% | 0% | 1 | 7% | 0% | 0% | 1 | 50% | 0% | 0% | 2 | 78% | 0% | 0% | 3 | 1% | 0% | 0% | 1 |  | 0% | 0% | 1 | 0.05 | 0% | 0% | 1 | 1% | 0% | 0% | 1 | 0 | 2 | 64% | 18% | 82% | 5 | 48% | 0% | 0% | 1 | 5% | 0% | 0% | 1 | 14% | 0% | 0% | 1 | 56% | 0% | 0% | 2 | 61% | 0% | 0% | 2 | 1% | 0% | 0% | 1 |  | 0% | 0% | 1 | 0.06 | 0% | 0% | 1 | 6% | 0% | 0% | 1 | 0 | 2 | 48% | 14% | 62% | 3 | 49% | 0% | 0% | 1 | 7% | 0% | 0% | 1 | 20% | 0% | 0% | 1 | 57% | 0% | 0% | 2 | 50% | 0% | 0% | 2 | 1% | 0% | 0% | 1
2 | Collinsville | 0 | 0 | 10 | 0% | 0% | 1 | 0.06 | 0% | 0% | 1 | 0% | 0% | 0% | 1 | 0 | 2 | 63% | 0% | 63% | 3 | 17% | 0% | 0% | 1 | 31% | 0% | 0% | 1 | 26% | 0% | 0% | 1 | 35% | 0% | 0% | 1 | 1% | 0% | 0% | 1 | 22% | 0% | 0% | 1 |  | 0% | 0% | 1 | 0.06 | 0% | 0% | 1 | 2% | 0% | 0% | 1 | 0 | 2 | 63% | 0% | 63% | 3 | 14% | 0% | 0% | 1 | 39% | 0% | 0% | 1 | 36% | 0% | 0% | 1 | 49% | 0% | 0% | 1 | 3% | 0% | 0% | 1 | 20% | 0% | 0% | 1 |  | 0% | 0% | 1 | 0.07 | 0% | 0% | 1 | 18% | 0% | 0% | 1 | 0 | 2 | 48% | 0% | 48% | 2 | 15% | 0% | 0% | 1 | 39% | 0% | 0% | 1 | 37% | 0% | 0% | 1 | 49% | 0% | 0% | 1 | 7% | 0% | 0% | 1 | 21% | 0% | 0% | 1 |  | 0% | 0% | 1 | 0.12 | 0% | 0% | 1 | 31% | 0% | 0% | 1 | 0 | 2 | 33% | 0% | 33% | 2 | 19% | 0% | 0% | 1 | 33% | 0% | 0% | 1 | 33% | 0% | 0% | 1 | 46% | 0% | 0% | 1 | 6% | 0% | 0% | 1 | 16% | 0% | 0% | 1
3 | Santa Teresa | 0 | 0 | 10 | 0% | 0% | 1 | 0.13 | 0% | 0% | 1 | 6% | 0% | 0% | 1 | 0 | 2 | 87% | 0% | 87% | 5 | 99% | 0% | 0% | 5 | 32% | 0% | 0% | 1 | 50% | 0% | 0% | 2 | 99% | 0% | 0% | 5 | 37% | 0% | 0% | 1 | 4% | 0% | 0% | 1 |  | 0% | 0% | 1 | 0.1 | 0% | 0% | 1 | 2% | 0% | 0% | 1 | 0 | 2 | 93% | 2% | 95% | 5 | 79% | 0% | 0% | 3 | 27% | 0% | 0% | 1 | 41% | 0% | 0% | 1 | 83% | 0% | 0% | 3 | 53% | 0% | 0% | 2 | 5% | 0% | 0% | 1 |  | 0% | 0% | 1 | 0.15 | 0% | 0% | 1 | 1% | 0% | 0% | 1 | 0 | 2 | 67% | 13% | 80% | 5 | 68% | 0% | 0% | 2 | 21% | 0% | 0% | 1 | 43% | 0% | 0% | 1 | 79% | 0% | 0% | 3 | 58% | 0% | 0% | 2 | 4% | 0% | 0% | 1 |  | 0% | 0% | 1 | 0.16 | 0% | 0% | 1 | 2% | 0% | 0% | 1 | 0 | 2 | 44% | 26% | 70% | 4 | 66% | 0% | 0% | 2 | 25% | 0% | 0% | 1 | 48% | 0% | 0% | 1 | 83% | 0% | 0% | 3 | 59% | 0% | 0% | 2 | 3% | 0% | 0% | 1
4 | Carrizo Gorge | 0 | 0 | 10 | 0% | 0% | 1 | 0.1 | 0% | 0% | 1 | 0% | 0% | 0% | 1 | 0 | 2 | 58% | 35% | 93% | 5 | 0% | 0% | 0% | 1 | 22% | 0% | 0% | 1 | 60% | 0% | 0% | 2 | 62% | 0% | 0% | 2 | 21% | 0% | 0% | 1 | 2% | 0% | 0% | 1 |  | 0% | 0% | 1 | 0.09 | 0% | 0% | 1 | 0% | 0% | 0% | 1 | 0 | 2 | 34% | 54% | 88% | 5 | 9% | 0% | 0% | 1 | 9% | 0% | 0% | 1 | 29% | 0% | 0% | 1 | 37% | 0% | 0% | 1 | 32% | 0% | 0% | 1 | 2% | 0% | 0% | 1 |  | 0% | 0% | 1 | 0.09 | 0% | 0% | 1 | 0% | 0% | 0% | 1 | 0 | 2 | 22% | 62% | 84% | 5 | 9% | 0% | 0% | 1 | 21% | 0% | 0% | 1 | 31% | 0% | 0% | 1 | 48% | 0% | 0% | 1 | 39% | 0% | 0% | 1 | 2% | 0% | 0% | 1 |  | 0% | 0% | 1 | 0.08 | 0% | 0% | 1 | 0% | 0% | 0% | 1 | 0 | 2 | 16% | 63% | 79% | 5 | 14% | 0% | 0% | 1 | 25% | 0% | 0% | 1 | 34% | 0% | 0% | 1 | 54% | 0% | 0% | 2 | 44% | 0% | 0% | 1 | 2% | 0% | 0% | 1
5 | Avenal | 0 | 0 | 0 | 0% | 0% | 1 | 0.05 | 0% | 0% | 1 | 6% | 0% | 0% | 1 | 0 | 2 | 36% | 0% | 36% | 2 | 39% | 0% | 0% | 1 | 0% | 0% | 0% | 1 | 31% | 0% | 0% | 1 | 67% | 0% | 0% | 2 | 21% | 0% | 0% | 1 | 0% | 0% | 0% | 1 |  | 0% | 0% | 1 | 0.07 | 0% | 0% | 1 | 16% | 0% | 0% | 1 | 0 | 2 | 36% | 0% | 36% | 2 | 51% | 0% | 0% | 2 | 1% | 0% | 0% | 1 | 18% | 0% | 0% | 1 | 65% | 0% | 0% | 2 | 29% | 0% | 0% | 1 | 0% | 0% | 0% | 1 |  | 0% | 0% | 1 | 0.07 | 0% | 0% | 1 | 26% | 0% | 0% | 1 | 0 | 2 | 30% | 1% | 31% | 2 | 43% | 0% | 0% | 1 | 2% | 0% | 0% | 1 | 16% | 0% | 0% | 1 | 53% | 0% | 0% | 2 | 24% | 0% | 0% | 1 | 1% | 0% | 0% | 1 |  | 0% | 0% | 1 | 0.07 | 0% | 0% | 1 | 25% | 0% | 0% | 1 | 0 | 2 | 28% | 4% | 32% | 2 | 47% | 0% | 0% | 1 | 6% | 0% | 0% | 1 | 18% | 0% | 0% | 1 | 56% | 0% | 0% | 2 | 24% | 0% | 0% | 1 | 1% | 0% | 0% | 1
6 | Crazy Horse Canyon | 0 | 0 | 10 | 0% | 0% | 1 | 0.14 | 0% | 0% | 1 | 12% | 0% | 0% | 1 | 0 | 2 | 66% | 0% | 66% | 3 | 60% | 0% | 0% | 2 | 10% | 0% | 0% | 1 | 19% | 0% | 0% | 1 | 65% | 0% | 0% | 2 | 35% | 0% | 0% | 1 | 9% | 0% | 0% | 1 |  | 0% | 0% | 1 | 0.17 | 0% | 0% | 1 | 32% | 0% | 0% | 1 | 0 | 2 | 38% | 0% | 38% | 2 | 24% | 0% | 0% | 1 | 17% | 0% | 0% | 1 | 21% | 0% | 0% | 1 | 41% | 0% | 0% | 1 | 19% | 0% | 0% | 1 | 6% | 0% | 0% | 1 |  | 0% | 0% | 1 | 0.14 | 0% | 0% | 1 | 33% | 0% | 0% | 1 | 0 | 2 | 33% | 4% | 37% | 2 | 26% | 0% | 0% | 1 | 15% | 0% | 0% | 1 | 22% | 0% | 0% | 1 | 44% | 0% | 0% | 1 | 24% | 0% | 0% | 1 | 5% | 0% | 0% | 1 |  | 0% | 0% | 1 | 0.14 | 0% | 0% | 1 | 27% | 0% | 0% | 1 | 0 | 2 | 43% | 6% | 49% | 2 | 36% | 0% | 0% | 1 | 14% | 0% | 0% | 1 | 25% | 0% | 0% | 1 | 53% | 0% | 0% | 2 | 32% | 0% | 0% | 1 | 5% | 0% | 0% | 1
7 | Estrella | 0 | 0 | 10 | 0% | 0% | 1 | 0.21 | 0% | 0% | 1 | 18% | 0% | 0% | 1 | 0 | 2 | 5% | 0% | 5% | 1 | 0% | 0% | 0% | 1 | 0% | 0% | 0% | 1 | 23% | 0% | 0% | 1 | 23% | 0% | 0% | 1 | 4% | 0% | 0% | 1 | 5% | 0% | 0% | 1 |  | 0% | 0% | 1 | 0.17 | 0% | 0% | 1 | 11% | 0% | 0% | 1 | 0 | 2 | 33% | 0% | 33% | 2 | 5% | 0% | 0% | 1 | 2% | 0% | 0% | 1 | 17% | 0% | 0% | 1 | 23% | 0% | 0% | 1 | 19% | 0% | 0% | 1 | 2% | 0% | 0% | 1 |  | 0% | 0% | 1 | 0.13 | 0% | 0% | 1 | 7% | 0% | 0% | 1 | 0 | 2 | 55% | 4% | 59% | 3 | 17% | 0% | 0% | 1 | 12% | 0% | 0% | 1 | 24% | 0% | 0% | 1 | 33% | 0% | 0% | 1 | 32% | 0% | 0% | 1 | 2% | 0% | 0% | 1 |  | 0% | 0% | 1 | 0.1 | 0% | 0% | 1 | 5% | 0% | 0% | 1 | 0 | 2 | 58% | 13% | 71% | 3 | 26% | 0% | 0% | 1 | 15% | 0% | 0% | 1 | 28% | 0% | 0% | 1 | 43% | 0% | 0% | 1 | 42% | 0% | 0% | 1 | 3% | 0% | 0% | 1
8 | Ocean Ranch | 0 | 0 | 10 | 0% | 0% | 1 | 0.4 | 0% | 0% | 1 | 22% | 0% | 0% | 1 | 0 | 2 | 0% | 0% | 0% | 1 | 32% | 0% | 0% | 1 | 38% | 0% | 0% | 1 | 39% | 0% | 0% | 1 | 39% | 0% | 0% | 1 | 0% | 0% | 0% | 1 | 6% | 0% | 0% | 1 |  | 0% | 0% | 1 | 0.37 | 0% | 0% | 1 | 9% | 0% | 0% | 1 | 0 | 2 | 12% | 0% | 12% | 1 | 74% | 0% | 0% | 3 | 39% | 0% | 0% | 1 | 57% | 0% | 0% | 2 | 85% | 0% | 0% | 3 | 4% | 0% | 0% | 1 | 6% | 0% | 0% | 1 |  | 0% | 0% | 1 | 0.4 | 0% | 0% | 1 | 5% | 0% | 0% | 1 | 0 | 2 | 51% | 6% | 57% | 3 | 51% | 0% | 0% | 2 | 17% | 0% | 0% | 1 | 36% | 0% | 0% | 1 | 61% | 0% | 0% | 2 | 4% | 0% | 0% | 1 | 7% | 0% | 0% | 1 |  | 0% | 0% | 1 | 0.37 | 0% | 0% | 1 | 5% | 0% | 0% | 1 | 0 | 2 | 48% | 31% | 79% | 5 | 56% | 0% | 0% | 2 | 16% | 0% | 0% | 1 | 33% | 0% | 0% | 1 | 65% | 0% | 0% | 2 | 11% | 0% | 0% | 1 | 7% | 0% | 0% | 1
9 | Green Valley | 0 | 0 | 10 | 0% | 0% | 1 | 0.24 | 0% | 0% | 1 | 30% | 0% | 0% | 1 | 0 | 2 | 1% | 0% | 1% | 1 | 30% | 0% | 0% | 1 | 25% | 0% | 0% | 1 | 52% | 0% | 0% | 2 | 66% | 0% | 0% | 2 | 12% | 0% | 0% | 1 | 5% | 0% | 0% | 1 |  | 0% | 0% | 1 | 0.23 | 0% | 0% | 1 | 18% | 0% | 0% | 1 | 0 | 2 | 26% | 0% | 26% | 2 | 40% | 0% | 0% | 1 | 23% | 0% | 0% | 1 | 38% | 0% | 0% | 1 | 69% | 0% | 0% | 2 | 26% | 0% | 0% | 1 | 6% | 0% | 0% | 1 |  | 0% | 0% | 1 | 0.22 | 0% | 0% | 1 | 19% | 0% | 0% | 1 | 0 | 2 | 34% | 0% | 34% | 2 | 39% | 0% | 0% | 1 | 16% | 0% | 0% | 1 | 29% | 0% | 0% | 1 | 60% | 0% | 0% | 2 | 25% | 0% | 0% | 1 | 5% | 0% | 0% | 1 |  | 0% | 0% | 1 | 0.19 | 0% | 0% | 1 | 21% | 0% | 0% | 1 | 0 | 2 | 40% | 0% | 40% | 2 | 39% | 0% | 0% | 1 | 16% | 0% | 0% | 1 | 30% | 0% | 0% | 1 | 58% | 0% | 0% | 2 | 26% | 0% | 0% | 1 | 5% | 0% | 0% | 1
10 | Union (Estrella) | 0 | 0 | 10 | 0% | 0% | 1 | 0.21 | 0% | 0% | 1 | 18% | 0% | 0% | 1 | 0 | 2 | 5% | 0% | 5% | 1 | 0% | 0% | 0% | 1 | 0% | 0% | 0% | 1 | 23% | 0% | 0% | 1 | 23% | 0% | 0% | 1 | 4% | 0% | 0% | 1 | 5% | 0% | 0% | 1 |  | 0% | 0% | 1 | 0.17 | 0% | 0% | 1 | 11% | 0% | 0% | 1 | 0 | 2 | 33% | 0% | 33% | 2 | 5% | 0% | 0% | 1 | 2% | 0% | 0% | 1 | 17% | 0% | 0% | 1 | 23% | 0% | 0% | 1 | 19% | 0% | 0% | 1 | 2% | 0% | 0% | 1 |  | 0% | 0% | 1 | 0.13 | 0% | 0% | 1 | 7% | 0% | 0% | 1 | 0 | 2 | 55% | 4% | 59% | 3 | 17% | 0% | 0% | 1 | 12% | 0% | 0% | 1 | 24% | 0% | 0% | 1 | 33% | 0% | 0% | 1 | 32% | 0% | 0% | 1 | 2% | 0% | 0% | 1 |  | 0% | 0% | 1 | 0.1 | 0% | 0% | 1 | 5% | 0% | 0% | 1 | 0 | 2 | 58% | 13% | 71% | 3 | 26% | 0% | 0% | 1 | 15% | 0% | 0% | 1 | 28% | 0% | 0% | 1 | 43% | 0% | 0% | 1 | 42% | 0% | 0% | 1 | 3% | 0% | 0% | 1
11 | Crescent | 35 | 350 | 10 | 1.354% | 0% | 1 | 0.06 | 2.764% | 0% | 1 | 13% | 0.9959% | 0% | 1 | 0 | 2 | 1% | 0% | 1% | 1 | 34% | 1.253% | 0% | 1 | 8% | 0.9004% | 0% | 1 | 8% | 0.9004% | 0% | 1 | 34% | 1.253% | 0% | 1 | 0% | 0.8274% | 0% | 1 | 0% | 0.8313% | 0% | 1 |  | 0.3436% | 0% | 1 | 0.07 | 0.7304% | 0% | 1 | 24% | 0.2679% | 0% | 1 | 0 | 2 | 0% | 0% | 0% | 1 | 24% | 0.2508% | 0% | 1 | 6% | 0.2019% | 0% | 1 | 6% | 0.2024% | 0% | 1 | 26% | 0.2573% | 0% | 1 | 0% | 0.1896% | 0% | 1 | 1% | 0.1922% | 0% | 1 |  | 0.1988% | 0% | 1 | 0.07 | 0.4654% | 0% | 1 | 38% | 0.2679% | 0% | 1 | 0 | 2 | 1% | 0% | 1% | 1 | 18% | 0.106% | 0% | 1 | 7% | 0.09356% | 0% | 1 | 9% | 0.09563% | 0% | 1 | 24% | 0.114% | 0% | 1 | 0% | 0.08688% | 0% | 1 | 2% | 0.08836% | 0% | 1 |  | 0.1468% | 0% | 1 | 0.08 | 0.2636% | 0% | 1 | 44% | 0.2679% | 0% | 1 | 0 | 2 | 6% | 0% | 6% | 1 | 23% | 0.06531% | 0% | 1 | 7% | 0.05394% | 0% | 1 | 10% | 0.05582% | 0% | 1 | 28% | 0.06992% | 0% | 1 | 4% | 0.05251% | 0% | 1 | 2% | 0.05114% | 0% | 1
12 | Vincent | 0 | 0 | 10 | 0% | 0% | 1 | 0.47 | 0% | 0% | 1 | 0% | 0% | 0% | 1 | 0 | 2 | 28% | 0% | 28% | 2 | 0% | 0% | 0% | 1 | 22% | 0% | 0% | 1 | 13% | 0% | 0% | 1 | 22% | 0% | 0% | 1 | 14% | 0% | 0% | 1 | 2% | 0% | 0% | 1 |  | 0% | 0% | 1 | 0.35 | 0% | 0% | 1 | 2% | 0% | 0% | 1 | 0 | 2 | 40% | 3% | 43% | 2 | 10% | 0% | 0% | 1 | 35% | 0% | 0% | 1 | 23% | 0% | 0% | 1 | 45% | 0% | 0% | 1 | 28% | 0% | 0% | 1 | 2% | 0% | 0% | 1 |  | 0% | 0% | 1 | 0.4 | 0% | 0% | 1 | 5% | 0% | 0% | 1 | 0 | 2 | 22% | 10% | 32% | 3 | 11% | 0% | 0% | 1 | 45% | 0% | 0% | 1 | 28% | 0% | 0% | 1 | 56% | 0% | 0% | 2 | 25% | 0% | 0% | 1 | 3% | 0% | 0% | 1 |  | 0% | 0% | 1 | 0.49 | 0% | 0% | 1 | 5% | 0% | 0% | 1 | 0 | 2 | 16% | 11% | 27% | 3 | 12% | 0% | 0% | 1 | 44% | 0% | 0% | 1 | 29% | 0% | 0% | 1 | 56% | 0% | 0% | 2 | 24% | 0% | 0% | 1 | 3% | 0% | 0% | 1
13 | El Nido (PGE) | 0 | 0 | 10 | 0% | 0% | 1 | 0.08 | 0% | 0% | 1 | 34% | 0% | 0% | 1 | 0 | 2 | 0% | 0% | 0% | 1 | 24% | 0% | 0% | 1 | 20% | 0% | 0% | 1 | 29% | 0% | 0% | 1 | 45% | 0% | 0% | 1 | 2% | 0% | 0% | 1 | 7% | 0% | 0% | 1 |  | 0% | 0% | 1 | 0.08 | 0% | 0% | 1 | 36% | 0% | 0% | 1 | 0 | 2 | 4% | 0% | 4% | 1 | 41% | 0% | 0% | 1 | 25% | 0% | 0% | 1 | 28% | 0% | 0% | 1 | 56% | 0% | 0% | 2 | 1% | 0% | 0% | 1 | 7% | 0% | 0% | 1 |  | 0% | 0% | 1 | 0.1 | 0% | 0% | 1 | 39% | 0% | 0% | 1 | 0 | 2 | 9% | 0% | 9% | 1 | 41% | 0% | 0% | 1 | 16% | 0% | 0% | 1 | 22% | 0% | 0% | 1 | 51% | 0% | 0% | 2 | 1% | 0% | 0% | 1 | 7% | 0% | 0% | 1 |  | 0% | 0% | 1 | 0.09 | 0% | 0% | 1 | 33% | 0% | 0% | 1 | 0 | 2 | 18% | 0% | 18% | 1 | 44% | 0% | 0% | 1 | 24% | 0% | 0% | 1 | 28% | 0% | 0% | 1 | 54% | 0% | 0% | 2 | 5% | 0% | 0% | 1 | 12% | 0% | 0% | 1
14 | Cortina | 0 | 0 | 10 | 0% | 0% | 1 | 0.08 | 0% | 0% | 1 | 48% | 0% | 0% | 1 | 0 | 2 | 21% | 22% | 43% | 4 | 42% | 0% | 0% | 1 | 6% | 0% | 0% | 1 | 29% | 0% | 0% | 1 | 70% | 0% | 0% | 3 | 27% | 0% | 0% | 1 | 1% | 0% | 0% | 1 |  | 0% | 0% | 1 | 0.07 | 0% | 0% | 1 | 38% | 0% | 0% | 1 | 0 | 2 | 15% | 30% | 45% | 5 | 37% | 0% | 0% | 1 | 12% | 0% | 0% | 1 | 46% | 0% | 0% | 1 | 73% | 0% | 0% | 3 | 35% | 0% | 0% | 1 | 1% | 0% | 0% | 1 |  | 0% | 0% | 1 | 0.07 | 0% | 0% | 1 | 36% | 0% | 0% | 1 | 0 | 2 | 13% | 32% | 45% | 5 | 41% | 0% | 0% | 1 | 11% | 0% | 0% | 1 | 45% | 0% | 0% | 1 | 73% | 0% | 0% | 3 | 36% | 0% | 0% | 1 | 2% | 0% | 0% | 1 |  | 0% | 0% | 1 | 0.07 | 0% | 0% | 1 | 36% | 0% | 0% | 1 | 0 | 2 | 15% | 30% | 45% | 5 | 42% | 0% | 0% | 1 | 14% | 0% | 0% | 1 | 41% | 0% | 0% | 1 | 70% | 0% | 0% | 3 | 36% | 0% | 0% | 1 | 3% | 0% | 0% | 1
15 | Delta Pumps | 0 | 0 | 0 | 0% | 0% | 1 | 0.15 | 0% | 0% | 1 | 18% | 0% | 0% | 1 | 0 | 2 | 76% | 0% | 76% | 5 | 72% | 0% | 0% | 3 | 59% | 0% | 0% | 2 | 69% | 0% | 0% | 2 | 91% | 0% | 0% | 4 | 9% | 0% | 0% | 1 | 10% | 0% | 0% | 1 |  | 0% | 0% | 1 | 0.13 | 0% | 0% | 1 | 37% | 0% | 0% | 1 | 0 | 2 | 51% | 0% | 51% | 3 | 51% | 0% | 0% | 2 | 44% | 0% | 0% | 1 | 48% | 0% | 0% | 1 | 66% | 0% | 0% | 2 | 10% | 0% | 0% | 1 | 6% | 0% | 0% | 1 |  | 0% | 0% | 1 | 0.14 | 0% | 0% | 1 | 39% | 0% | 0% | 1 | 0 | 2 | 47% | 2% | 49% | 2 | 46% | 0% | 0% | 1 | 40% | 0% | 0% | 1 | 42% | 0% | 0% | 1 | 60% | 0% | 0% | 2 | 19% | 0% | 0% | 1 | 7% | 0% | 0% | 1 |  | 0% | 0% | 1 | 0.14 | 0% | 0% | 1 | 40% | 0% | 0% | 1 | 0 | 2 | 40% | 5% | 45% | 2 | 44% | 0% | 0% | 1 | 36% | 0% | 0% | 1 | 38% | 0% | 0% | 1 | 59% | 0% | 0% | 2 | 21% | 0% | 0% | 1 | 7% | 0% | 0% | 1
16 | Morgan Hill | 0 | 0 | 10 | 0% | 0% | 1 | 0.23 | 0% | 0% | 1 | 2% | 0% | 0% | 1 | 0 | 2 | 92% | 0% | 92% | 5 | 53% | 0% | 0% | 2 | 7% | 0% | 0% | 1 | 10% | 0% | 0% | 1 | 53% | 0% | 0% | 2 | 40% | 0% | 0% | 1 | 8% | 0% | 0% | 1 |  | 0% | 0% | 1 | 0.17 | 0% | 0% | 1 | 5% | 0% | 0% | 1 | 0 | 2 | 78% | 1% | 79% | 5 | 70% | 0% | 0% | 3 | 13% | 0% | 0% | 1 | 25% | 0% | 0% | 1 | 70% | 0% | 0% | 3 | 45% | 0% | 0% | 1 | 5% | 0% | 0% | 1 |  | 0% | 0% | 1 | 0.14 | 0% | 0% | 1 | 8% | 0% | 0% | 1 | 0 | 2 | 53% | 16% | 69% | 3 | 69% | 0% | 0% | 2 | 12% | 0% | 0% | 1 | 29% | 0% | 0% | 1 | 75% | 0% | 0% | 3 | 54% | 0% | 0% | 2 | 4% | 0% | 0% | 1 |  | 0% | 0% | 1 | 0.15 | 0% | 0% | 1 | 10% | 0% | 0% | 1 | 0 | 2 | 45% | 19% | 64% | 3 | 56% | 0% | 0% | 2 | 19% | 0% | 0% | 1 | 32% | 0% | 0% | 1 | 70% | 0% | 0% | 3 | 51% | 0% | 0% | 2 | 4% | 0% | 0% | 1
17 | Jessup | 0 | 0 | 10 | 0% | 0% | 1 | 0.37 | 0% | 0% | 1 | 8% | 0% | 0% | 1 | 0 | 2 | 51% | 39% | 90% | 5 | 55% | 0% | 0% | 2 | 15% | 0% | 0% | 1 | 15% | 0% | 0% | 1 | 56% | 0% | 0% | 2 | 17% | 0% | 0% | 1 | 8% | 0% | 0% | 1 |  | 0% | 0% | 1 | 0.33 | 0% | 0% | 1 | 7% | 0% | 0% | 1 | 0 | 2 | 69% | 26% | 95% | 5 | 57% | 0% | 0% | 2 | 24% | 0% | 0% | 1 | 23% | 0% | 0% | 1 | 70% | 0% | 0% | 3 | 21% | 0% | 0% | 1 | 17% | 0% | 0% | 1 |  | 0% | 0% | 1 | 0.26 | 0% | 0% | 1 | 3% | 0% | 0% | 1 | 0 | 2 | 65% | 31% | 96% | 5 | 54% | 0% | 0% | 2 | 14% | 0% | 0% | 1 | 14% | 0% | 0% | 1 | 61% | 0% | 0% | 2 | 42% | 0% | 0% | 1 | 11% | 0% | 0% | 1 |  | 0% | 0% | 1 | 0.19 | 0% | 0% | 1 | 2% | 0% | 0% | 1 | 0 | 2 | 62% | 34% | 96% | 5 | 44% | 0% | 0% | 1 | 11% | 0% | 0% | 1 | 16% | 0% | 0% | 1 | 53% | 0% | 0% | 2 | 54% | 0% | 0% | 2 | 9% | 0% | 0% | 1
18 | Elk Hills | 0 | 0 | 10 | 0% | 0% | 1 | 0.05 | 0% | 0% | 1 | 2% | 0% | 0% | 1 | 0 | 2 | 5% | 0% | 5% | 1 | 32% | 0% | 0% | 1 | 89% | 0% | 0% | 3 | 100% | 0% | 0% | 5 | 100% | 0% | 0% | 5 | 1% | 0% | 0% | 1 | 1% | 0% | 0% | 1 |  | 0% | 0% | 1 | 0.05 | 0% | 0% | 1 | 21% | 0% | 0% | 1 | 0 | 2 | 9% | 0% | 9% | 1 | 37% | 0% | 0% | 1 | 61% | 0% | 0% | 2 | 90% | 0% | 0% | 4 | 92% | 0% | 0% | 4 | 2% | 0% | 0% | 1 | 8% | 0% | 0% | 1 |  | 0% | 0% | 1 | 0.08 | 0% | 0% | 1 | 39% | 0% | 0% | 1 | 0 | 2 | 6% | 0% | 6% | 1 | 27% | 0% | 0% | 1 | 41% | 0% | 0% | 1 | 69% | 0% | 0% | 2 | 73% | 0% | 0% | 3 | 2% | 0% | 0% | 1 | 7% | 0% | 0% | 1 |  | 0% | 0% | 1 | 0.09 | 0% | 0% | 1 | 44% | 0% | 0% | 1 | 0 | 2 | 5% | 0% | 5% | 1 | 19% | 0% | 0% | 1 | 31% | 0% | 0% | 1 | 57% | 0% | 0% | 2 | 62% | 0% | 0% | 2 | 4% | 0% | 0% | 1 | 5% | 0% | 0% | 1
19 | Ignacio | 0 | 0 | 10 | 0% | 0% | 1 | 0.18 | 0% | 0% | 1 | 0% | 0% | 0% | 1 | 0 | 2 | 24% | 0% | 24% | 2 | 14% | 0% | 0% | 1 | 28% | 0% | 0% | 1 | 36% | 0% | 0% | 1 | 46% | 0% | 0% | 1 | 21% | 0% | 0% | 1 | 19% | 0% | 0% | 1 |  | 0% | 0% | 1 | 0.14 | 0% | 0% | 1 | 3% | 0% | 0% | 1 | 0 | 2 | 48% | 0% | 48% | 2 | 63% | 0% | 0% | 2 | 27% | 0% | 0% | 1 | 38% | 0% | 0% | 1 | 71% | 0% | 0% | 3 | 31% | 0% | 0% | 1 | 8% | 0% | 0% | 1 |  | 0% | 0% | 1 | 0.29 | 0% | 0% | 1 | 7% | 0% | 0% | 1 | 0 | 2 | 45% | 0% | 45% | 2 | 60% | 0% | 0% | 2 | 29% | 0% | 0% | 1 | 51% | 0% | 0% | 2 | 79% | 0% | 0% | 3 | 28% | 0% | 0% | 1 | 8% | 0% | 0% | 1 |  | 0% | 0% | 1 | 0.36 | 0% | 0% | 1 | 6% | 0% | 0% | 1 | 0 | 2 | 46% | 0% | 46% | 2 | 57% | 0% | 0% | 2 | 29% | 0% | 0% | 1 | 56% | 0% | 0% | 2 | 83% | 0% | 0% | 3 | 30% | 0% | 0% | 1 | 7% | 0% | 0% | 1
20 | Malin | 0 | 0 | 10 | 0% | 0% | 1 | 0 | 0% | 0% | 1 | 10% | 0% | 0% | 1 | 0 | 2 | 20% | 0% | 20% | 2 | 54% | 0% | 0% | 2 | 0% | 0% | 0% | 1 | 0% | 0% | 0% | 1 | 54% | 0% | 0% | 2 | 26% | 0% | 0% | 1 | 2% | 0% | 0% | 1 |  | 0% | 0% | 1 | 0.01 | 0% | 0% | 1 | 26% | 0% | 0% | 1 | 0 | 2 | 8% | 0% | 8% | 1 | 52% | 0% | 0% | 2 | 0% | 0% | 0% | 1 | 0% | 0% | 0% | 1 | 52% | 0% | 0% | 2 | 40% | 0% | 0% | 1 | 1% | 0% | 0% | 1 |  | 0% | 0% | 1 | 0.01 | 0% | 0% | 1 | 25% | 0% | 0% | 1 | 0 | 2 | 5% | 0% | 5% | 1 | 52% | 0% | 0% | 2 | 3% | 0% | 0% | 1 | 0% | 0% | 0% | 1 | 55% | 0% | 0% | 2 | 46% | 0% | 0% | 1 | 2% | 0% | 0% | 1 |  | 0% | 0% | 1 | 0.01 | 0% | 0% | 1 | 16% | 0% | 0% | 1 | 0 | 2 | 6% | 0% | 6% | 1 | 62% | 0% | 0% | 2 | 10% | 0% | 0% | 1 | 7% | 0% | 0% | 1 | 65% | 0% | 0% | 2 | 61% | 0% | 0% | 2 | 3% | 0% | 0% | 1
21 | Redbud | 0 | 0 | 10 | 0% | 0% | 1 | 0.13 | 0% | 0% | 1 | 4% | 0% | 0% | 1 | 0 | 2 | 53% | 44% | 97% | 5 | 26% | 0% | 0% | 1 | 0% | 0% | 0% | 1 | 15% | 0% | 0% | 1 | 41% | 0% | 0% | 1 | 27% | 0% | 0% | 1 | 1% | 0% | 0% | 1 |  | 0% | 0% | 1 | 0.14 | 0% | 0% | 1 | 8% | 0% | 0% | 1 | 0 | 2 | 41% | 51% | 92% | 5 | 20% | 0% | 0% | 1 | 33% | 0% | 0% | 1 | 49% | 0% | 0% | 1 | 64% | 0% | 0% | 2 | 23% | 0% | 0% | 1 | 1% | 0% | 0% | 1 |  | 0% | 0% | 1 | 0.15 | 0% | 0% | 1 | 6% | 0% | 0% | 1 | 0 | 2 | 30% | 62% | 92% | 5 | 37% | 0% | 0% | 1 | 34% | 0% | 0% | 1 | 67% | 0% | 0% | 2 | 77% | 0% | 0% | 3 | 28% | 0% | 0% | 1 | 2% | 0% | 0% | 1 |  | 0% | 0% | 1 | 0.1 | 0% | 0% | 1 | 4% | 0% | 0% | 1 | 0 | 2 | 32% | 61% | 93% | 5 | 49% | 0% | 0% | 1 | 30% | 0% | 0% | 1 | 53% | 0% | 0% | 2 | 76% | 0% | 0% | 3 | 41% | 0% | 0% | 1 | 2% | 0% | 0% | 1
22 | Arcata | 0 | 0 | 10 | 0% | 0% | 1 | 0.17 | 0% | 0% | 1 | 0% | 0% | 0% | 1 | 0 | 2 | 0% | 0% | 0% | 1 | 6% | 0% | 0% | 1 | 48% | 0% | 0% | 1 | 73% | 0% | 0% | 3 | 73% | 0% | 0% | 3 | 18% | 0% | 0% | 1 | 33% | 0% | 0% | 1 |  | 0% | 0% | 1 | 0.13 | 0% | 0% | 1 | 0% | 0% | 0% | 1 | 0 | 2 | 0% | 0% | 0% | 1 | 10% | 0% | 0% | 1 | 48% | 0% | 0% | 1 | 60% | 0% | 0% | 2 | 64% | 0% | 0% | 2 | 26% | 0% | 0% | 1 | 12% | 0% | 0% | 1 |  | 0% | 0% | 1 | 0.08 | 0% | 0% | 1 | 0% | 0% | 0% | 1 | 0 | 2 | 0% | 0% | 0% | 1 | 5% | 0% | 0% | 1 | 32% | 0% | 0% | 1 | 39% | 0% | 0% | 1 | 41% | 0% | 0% | 1 | 24% | 0% | 0% | 1 | 7% | 0% | 0% | 1 |  | 0% | 0% | 1 | 0.07 | 0% | 0% | 1 | 0% | 0% | 0% | 1 | 0 | 2 | 1% | 0% | 1% | 1 | 5% | 0% | 0% | 1 | 27% | 0% | 0% | 1 | 31% | 0% | 0% | 1 | 34% | 0% | 0% | 1 | 24% | 0% | 0% | 1 | 10% | 0% | 0% | 1
23 | Suncrest | 0 | 0 | 10 | 0% | 0% | 1 | 0.13 | 0% | 0% | 1 | 0% | 0% | 0% | 1 | 0 | 2 | 13% | 87% | 100% | 5 | 18% | 0% | 0% | 1 | 26% | 0% | 0% | 1 | 49% | 0% | 0% | 1 | 57% | 0% | 0% | 2 | 51% | 0% | 0% | 2 | 4% | 0% | 0% | 1 |  | 0% | 0% | 1 | 0.13 | 0% | 0% | 1 | 0% | 0% | 0% | 1 | 0 | 2 | 9% | 91% | 100% | 5 | 19% | 0% | 0% | 1 | 29% | 0% | 0% | 1 | 58% | 0% | 0% | 2 | 64% | 0% | 0% | 2 | 55% | 0% | 0% | 2 | 4% | 0% | 0% | 1 |  | 0% | 0% | 1 | 0.11 | 0% | 0% | 1 | 0% | 0% | 0% | 1 | 0 | 2 | 8% | 91% | 99% | 5 | 20% | 0% | 0% | 1 | 35% | 0% | 0% | 1 | 60% | 0% | 0% | 2 | 72% | 0% | 0% | 3 | 54% | 0% | 0% | 2 | 4% | 0% | 0% | 1 |  | 0% | 0% | 1 | 0.12 | 0% | 0% | 1 | 0% | 0% | 0% | 1 | 0 | 2 | 10% | 89% | 99% | 5 | 25% | 0% | 0% | 1 | 32% | 0% | 0% | 1 | 53% | 0% | 0% | 2 | 68% | 0% | 0% | 2 | 50% | 0% | 0% | 2 | 4% | 0% | 0% | 1
24 | Cressey | 0 | 0 | 10 | 0% | 0% | 1 | 0.16 | 0% | 0% | 1 | 60% | 0% | 0% | 2 | 0 | 2 | 4% | 0% | 4% | 1 | 16% | 0% | 0% | 1 | 9% | 0% | 0% | 1 | 7% | 0% | 0% | 1 | 25% | 0% | 0% | 1 | 0% | 0% | 0% | 1 | 6% | 0% | 0% | 1 |  | 0% | 0% | 1 | 0.12 | 0% | 0% | 1 | 45% | 0% | 0% | 1 | 0 | 2 | 9% | 0% | 9% | 1 | 21% | 0% | 0% | 1 | 15% | 0% | 0% | 1 | 21% | 0% | 0% | 1 | 35% | 0% | 0% | 1 | 1% | 0% | 0% | 1 | 6% | 0% | 0% | 1 |  | 0% | 0% | 1 | 0.12 | 0% | 0% | 1 | 40% | 0% | 0% | 1 | 0 | 2 | 18% | 0% | 18% | 1 | 30% | 0% | 0% | 1 | 23% | 0% | 0% | 1 | 30% | 0% | 0% | 1 | 45% | 0% | 0% | 1 | 5% | 0% | 0% | 1 | 8% | 0% | 0% | 1 |  | 0% | 0% | 1 | 0.1 | 0% | 0% | 1 | 37% | 0% | 0% | 1 | 0 | 2 | 24% | 0% | 24% | 2 | 41% | 0% | 0% | 1 | 29% | 0% | 0% | 1 | 35% | 0% | 0% | 1 | 54% | 0% | 0% | 2 | 13% | 0% | 0% | 1 | 12% | 0% | 0% | 1
25 | Kearny | 0 | 0 | 0 | 0% | 0% | 1 | 0.02 | 0% | 0% | 1 | 0% | 0% | 0% | 1 | 0 | 2 | 79% | 0% | 79% | 5 | 0% | 0% | 0% | 1 | 100% | 0% | 0% | 5 | 0% | 0% | 0% | 1 | 100% | 0% | 0% | 5 | 0% | 0% | 0% | 1 | 24% | 0% | 0% | 1 |  | 0% | 0% | 1 | 0.24 | 0% | 0% | 1 | 0% | 0% | 0% | 1 | 0 | 2 | 26% | 0% | 26% | 2 | 26% | 0% | 0% | 1 | 27% | 0% | 0% | 1 | 47% | 0% | 0% | 1 | 73% | 0% | 0% | 3 | 3% | 0% | 0% | 1 | 2% | 0% | 0% | 1 |  | 0% | 0% | 1 | 0.21 | 0% | 0% | 1 | 0% | 0% | 0% | 1 | 0 | 2 | 15% | 41% | 56% | 5 | 42% | 0% | 0% | 1 | 39% | 0% | 0% | 1 | 64% | 0% | 0% | 2 | 90% | 0% | 0% | 4 | 10% | 0% | 0% | 1 | 2% | 0% | 0% | 1 |  | 0% | 0% | 1 | 0.22 | 0% | 0% | 1 | 1% | 0% | 0% | 1 | 0 | 2 | 38% | 44% | 82% | 5 | 49% | 0% | 0% | 1 | 53% | 0% | 0% | 2 | 71% | 0% | 0% | 3 | 89% | 0% | 0% | 3 | 19% | 0% | 0% | 1 | 4% | 0% | 0% | 1
26 | Victor | 0 | 0 | 10 | 0% | 0% | 1 | 0.6 | 0% | 0% | 1 | 0% | 0% | 0% | 1 | 0 | 2 | 0% | 0% | 0% | 1 | 0% | 0% | 0% | 1 | 54% | 0% | 0% | 2 | 8% | 0% | 0% | 1 | 54% | 0% | 0% | 2 | 0% | 0% | 0% | 1 | 0% | 0% | 0% | 1 |  | 0% | 0% | 1 | 0.5 | 0% | 0% | 1 | 0% | 0% | 0% | 1 | 0 | 2 | 0% | 0% | 0% | 1 | 38% | 0% | 0% | 1 | 49% | 0% | 0% | 1 | 16% | 0% | 0% | 1 | 65% | 0% | 0% | 2 | 9% | 0% | 0% | 1 | 0% | 0% | 0% | 1 |  | 0% | 0% | 1 | 0.42 | 0% | 0% | 1 | 0% | 0% | 0% | 1 | 0 | 2 | 14% | 2% | 16% | 2 | 31% | 0% | 0% | 1 | 57% | 0% | 0% | 2 | 29% | 0% | 0% | 1 | 67% | 0% | 0% | 2 | 17% | 0% | 0% | 1 | 1% | 0% | 0% | 1 |  | 0% | 0% | 1 | 0.38 | 0% | 0% | 1 | 1% | 0% | 0% | 1 | 0 | 2 | 13% | 5% | 18% | 2 | 46% | 0% | 0% | 1 | 48% | 0% | 0% | 1 | 26% | 0% | 0% | 1 | 71% | 0% | 0% | 3 | 23% | 0% | 0% | 1 | 2% | 0% | 0% | 1
27 | Millbrae | 0 | 0 | 10 | 0% | 0% | 1 | 0.29 | 0% | 0% | 1 | 0% | 0% | 0% | 1 | 0 | 2 | 0% | 0% | 0% | 1 | 0% | 0% | 0% | 1 | 27% | 0% | 0% | 1 | 48% | 0% | 0% | 1 | 48% | 0% | 0% | 1 | 0% | 0% | 0% | 1 | 8% | 0% | 0% | 1 |  | 0% | 0% | 1 | 0.59 | 0% | 0% | 1 | 2% | 0% | 0% | 1 | 0 | 2 | 0% | 0% | 0% | 1 | 35% | 0% | 0% | 1 | 67% | 0% | 0% | 2 | 76% | 0% | 0% | 3 | 91% | 0% | 0% | 4 | 31% | 0% | 0% | 1 | 10% | 0% | 0% | 1 |  | 0% | 0% | 1 | 0.61 | 0% | 0% | 1 | 1% | 0% | 0% | 1 | 0 | 2 | 0% | 0% | 0% | 1 | 27% | 0% | 0% | 1 | 33% | 0% | 0% | 1 | 51% | 0% | 0% | 2 | 65% | 0% | 0% | 2 | 26% | 0% | 0% | 1 | 10% | 0% | 0% | 1 |  | 0% | 0% | 1 | 0.47 | 0% | 0% | 1 | 1% | 0% | 0% | 1 | 0 | 2 | 1% | 0% | 1% | 1 | 34% | 0% | 0% | 1 | 53% | 0% | 0% | 2 | 65% | 0% | 0% | 2 | 77% | 0% | 0% | 3 | 31% | 0% | 0% | 1 | 10% | 0% | 0% | 1
28 | Arcogen | 0 | 0 | 10 | 0% | 0% | 1 | 0.19 | 0% | 0% | 1 | 0% | 0% | 0% | 1 | 0 | 2 | 0% | 0% | 0% | 1 | 0% | 0% | 0% | 1 | 0% | 0% | 0% | 1 | 54% | 0% | 0% | 2 | 54% | 0% | 0% | 2 | 0% | 0% | 0% | 1 | 0% | 0% | 0% | 1 |  | 0% | 0% | 1 | 0.38 | 0% | 0% | 1 | 0% | 0% | 0% | 1 | 0 | 2 | 0% | 0% | 0% | 1 | 0% | 0% | 0% | 1 | 3% | 0% | 0% | 1 | 58% | 0% | 0% | 2 | 58% | 0% | 0% | 2 | 0% | 0% | 0% | 1 | 0% | 0% | 0% | 1 |  | 0% | 0% | 1 | 0.27 | 0% | 0% | 1 | 0% | 0% | 0% | 1 | 0 | 2 | 0% | 0% | 0% | 1 | 0% | 0% | 0% | 1 | 10% | 0% | 0% | 1 | 61% | 0% | 0% | 2 | 61% | 0% | 0% | 2 | 0% | 0% | 0% | 1 | 0% | 0% | 0% | 1 |  | 0% | 0% | 1 | 0.57 | 0% | 0% | 1 | 0% | 0% | 0% | 1 | 0 | 2 | 0% | 0% | 0% | 1 | 0% | 0% | 0% | 1 | 13% | 0% | 0% | 1 | 74% | 0% | 0% | 3 | 74% | 0% | 0% | 3 | 0% | 0% | 0% | 1 | 2% | 0% | 0% | 1
29 | Soledad | 0 | 0 | 10 | 0% | 0% | 1 | 0.07 | 0% | 0% | 1 | 51% | 0% | 0% | 2 | 0 | 2 | 22% | 17% | 39% | 3 | 20% | 0% | 0% | 1 | 11% | 0% | 0% | 1 | 24% | 0% | 0% | 1 | 32% | 0% | 0% | 1 | 21% | 0% | 0% | 1 | 7% | 0% | 0% | 1 |  | 0% | 0% | 1 | 0.06 | 0% | 0% | 1 | 37% | 0% | 0% | 1 | 0 | 2 | 23% | 31% | 54% | 5 | 36% | 0% | 0% | 1 | 11% | 0% | 0% | 1 | 20% | 0% | 0% | 1 | 45% | 0% | 0% | 1 | 40% | 0% | 0% | 1 | 5% | 0% | 0% | 1 |  | 0% | 0% | 1 | 0.06 | 0% | 0% | 1 | 28% | 0% | 0% | 1 | 0 | 2 | 30% | 36% | 66% | 5 | 37% | 0% | 0% | 1 | 12% | 0% | 0% | 1 | 18% | 0% | 0% | 1 | 44% | 0% | 0% | 1 | 45% | 0% | 0% | 1 | 4% | 0% | 0% | 1 |  | 0% | 0% | 1 | 0.06 | 0% | 0% | 1 | 23% | 0% | 0% | 1 | 0 | 2 | 38% | 33% | 71% | 5 | 38% | 0% | 0% | 1 | 14% | 0% | 0% | 1 | 21% | 0% | 0% | 1 | 47% | 0% | 0% | 1 | 47% | 0% | 0% | 1 | 4% | 0% | 0% | 1
30 | Vierra | 0 | 0 | 10 | 0% | 0% | 1 | 0.47 | 0% | 0% | 1 | 65% | 0% | 0% | 2 | 0 | 2 | 0% | 0% | 0% | 1 | 21% | 0% | 0% | 1 | 2% | 0% | 0% | 1 | 2% | 0% | 0% | 1 | 23% | 0% | 0% | 1 | 0% | 0% | 0% | 1 | 7% | 0% | 0% | 1 |  | 0% | 0% | 1 | 0.2 | 0% | 0% | 1 | 68% | 0% | 0% | 2 | 0 | 2 | 0% | 0% | 0% | 1 | 19% | 0% | 0% | 1 | 13% | 0% | 0% | 1 | 13% | 0% | 0% | 1 | 25% | 0% | 0% | 1 | 0% | 0% | 0% | 1 | 5% | 0% | 0% | 1 |  | 0% | 0% | 1 | 0.17 | 0% | 0% | 1 | 69% | 0% | 0% | 2 | 0 | 2 | 6% | 0% | 6% | 1 | 28% | 0% | 0% | 1 | 13% | 0% | 0% | 1 | 14% | 0% | 0% | 1 | 34% | 0% | 0% | 1 | 2% | 0% | 0% | 1 | 4% | 0% | 0% | 1 |  | 0% | 0% | 1 | 0.16 | 0% | 0% | 1 | 59% | 0% | 0% | 2 | 0 | 2 | 17% | 1% | 18% | 2 | 39% | 0% | 0% | 1 | 17% | 0% | 0% | 1 | 20% | 0% | 0% | 1 | 46% | 0% | 0% | 1 | 9% | 0% | 0% | 1 | 4% | 0% | 0% | 1
31 | Walnut | 0 | 0 | 10 | 0% | 0% | 1 | 0 | 0% | 0% | 1 | 0% | 0% | 0% | 1 | 0 | 2 | 0% | 0% | 0% | 1 | 0% | 0% | 0% | 1 | 0% | 0% | 0% | 1 | 0% | 0% | 0% | 1 | 0% | 0% | 0% | 1 | 0% | 0% | 0% | 1 | 0% | 0% | 0% | 1 |  | 0% | 0% | 1 | 0.18 | 0% | 0% | 1 | 0% | 0% | 0% | 1 | 0 | 2 | 86% | 0% | 86% | 5 | 54% | 0% | 0% | 2 | 0% | 0% | 0% | 1 | 0% | 0% | 0% | 1 | 54% | 0% | 0% | 2 | 57% | 0% | 0% | 2 | 18% | 0% | 0% | 1 |  | 0% | 0% | 1 | 0.17 | 0% | 0% | 1 | 0% | 0% | 0% | 1 | 0 | 2 | 90% | 1% | 91% | 5 | 56% | 0% | 0% | 2 | 0% | 0% | 0% | 1 | 0% | 0% | 0% | 1 | 56% | 0% | 0% | 2 | 40% | 0% | 0% | 1 | 14% | 0% | 0% | 1 |  | 0% | 0% | 1 | 0.25 | 0% | 0% | 1 | 8% | 0% | 0% | 1 | 0 | 2 | 64% | 3% | 67% | 3 | 34% | 0% | 0% | 1 | 5% | 0% | 0% | 1 | 12% | 0% | 0% | 1 | 47% | 0% | 0% | 1 | 24% | 0% | 0% | 1 | 9% | 0% | 0% | 1
32 | Coburn | 0 | 0 | 10 | 0% | 0% | 1 | 0.06 | 0% | 0% | 1 | 46% | 0% | 0% | 1 | 0 | 2 | 30% | 2% | 32% | 2 | 17% | 0% | 0% | 1 | 5% | 0% | 0% | 1 | 7% | 0% | 0% | 1 | 21% | 0% | 0% | 1 | 27% | 0% | 0% | 1 | 3% | 0% | 0% | 1 |  | 0% | 0% | 1 | 0.06 | 0% | 0% | 1 | 25% | 0% | 0% | 1 | 0 | 2 | 42% | 17% | 59% | 3 | 33% | 0% | 0% | 1 | 2% | 0% | 0% | 1 | 11% | 0% | 0% | 1 | 39% | 0% | 0% | 1 | 41% | 0% | 0% | 1 | 3% | 0% | 0% | 1 |  | 0% | 0% | 1 | 0.05 | 0% | 0% | 1 | 20% | 0% | 0% | 1 | 0 | 2 | 41% | 25% | 66% | 4 | 36% | 0% | 0% | 1 | 6% | 0% | 0% | 1 | 21% | 0% | 0% | 1 | 51% | 0% | 0% | 2 | 45% | 0% | 0% | 1 | 3% | 0% | 0% | 1 |  | 0% | 0% | 1 | 0.05 | 0% | 0% | 1 | 16% | 0% | 0% | 1 | 0 | 2 | 35% | 35% | 70% | 5 | 43% | 0% | 0% | 1 | 11% | 0% | 0% | 1 | 24% | 0% | 0% | 1 | 56% | 0% | 0% | 2 | 50% | 0% | 0% | 2 | 4% | 0% | 0% | 1
33 | Madison | 13 | 130 | 5 | 3.746% | 0% | 1 | 0.09 | 7.99% | 0% | 1 | 62% | 1.658% | 0% | 2 | 0 | 2 | 19% | 0% | 19% | 1 | 70% | 1.104% | 0% | 3 | 0% | 0.3343% | 0% | 1 | 0% | 0.3343% | 0% | 1 | 70% | 1.104% | 0% | 3 | 7% | 0.36% | 0% | 1 | 3% | 0.3445% | 0% | 1 |  | 1.323% | 0% | 1 | 0.08 | 0.891% | 0% | 1 | 51% | 0.5592% | 0% | 2 | 0 | 2 | 36% | 0% | 36% | 2 | 64% | 0.2424% | 0% | 2 | 2% | 0.0887% | 0% | 1 | 3% | 0.08967% | 0% | 1 | 66% | 0.2529% | 0% | 2 | 20% | 0.1078% | 0% | 1 | 2% | 0.08876% | 0% | 1 |  | 0.8339% | 0% | 1 | 0.08 | 0.2953% | 0% | 1 | 50% | 0.5592% | 0% | 2 | 0 | 2 | 36% | 3% | 39% | 2 | 62% | 0.1146% | 0% | 2 | 7% | 0.04653% | 0% | 1 | 15% | 0.05096% | 0% | 1 | 70% | 0.1431% | 0% | 3 | 22% | 0.05562% | 0% | 1 | 3% | 0.04467% | 0% | 1 |  | 0.4252% | 0% | 1 | 0.09 | 0.1615% | 0% | 1 | 50% | 0.5592% | 0% | 2 | 0 | 2 | 28% | 8% | 36% | 2 | 58% | 0.05931% | 0% | 2 | 12% | 0.02856% | 0% | 1 | 25% | 0.0337% | 0% | 1 | 69% | 0.08244% | 0% | 2 | 22% | 0.03211% | 0% | 1 | 4% | 0.02612% | 0% | 1
34 | Lone Tree | 0 | 0 | 10 | 0% | 0% | 1 | 0.14 | 0% | 0% | 1 | 16% | 0% | 0% | 1 | 0 | 2 | 80% | 0% | 80% | 5 | 38% | 0% | 0% | 1 | 59% | 0% | 0% | 2 | 59% | 0% | 0% | 2 | 59% | 0% | 0% | 2 | 33% | 0% | 0% | 1 | 7% | 0% | 0% | 1 |  | 0% | 0% | 1 | 0.1 | 0% | 0% | 1 | 21% | 0% | 0% | 1 | 0 | 2 | 50% | 0% | 50% | 3 | 22% | 0% | 0% | 1 | 53% | 0% | 0% | 2 | 55% | 0% | 0% | 2 | 57% | 0% | 0% | 2 | 16% | 0% | 0% | 1 | 11% | 0% | 0% | 1 |  | 0% | 0% | 1 | 0.07 | 0% | 0% | 1 | 27% | 0% | 0% | 1 | 0 | 2 | 41% | 1% | 42% | 2 | 32% | 0% | 0% | 1 | 42% | 0% | 0% | 1 | 43% | 0% | 0% | 1 | 58% | 0% | 0% | 2 | 8% | 0% | 0% | 1 | 13% | 0% | 0% | 1 |  | 0% | 0% | 1 | 0.1 | 0% | 0% | 1 | 37% | 0% | 0% | 1 | 0 | 2 | 38% | 0% | 38% | 2 | 29% | 0% | 0% | 1 | 33% | 0% | 0% | 1 | 35% | 0% | 0% | 1 | 51% | 0% | 0% | 2 | 7% | 0% | 0% | 1 | 11% | 0% | 0% | 1
35 | Eldorado | 0 | 0 | 0 | 0% | 0% | 1 | 0 | 0% | 0% | 1 | 0% | 0% | 0% | 1 | 0 | 2 | 0% | 0% | 0% | 1 | 0% | 0% | 0% | 1 | 0% | 0% | 0% | 1 | 0% | 0% | 0% | 1 | 0% | 0% | 0% | 1 | 0% | 0% | 0% | 1 | 0% | 0% | 0% | 1 |  | 0% | 0% | 1 | 0 | 0% | 0% | 1 | 0% | 0% | 0% | 1 | 0 | 2 | 0% | 0% | 0% | 1 | 0% | 0% | 0% | 1 | 0% | 0% | 0% | 1 | 0% | 0% | 0% | 1 | 0% | 0% | 0% | 1 | 0% | 0% | 0% | 1 | 0% | 0% | 0% | 1 |  | 0% | 0% | 1 | 0 | 0% | 0% | 1 | 0% | 0% | 0% | 1 | 0 | 2 | 0% | 0% | 0% | 1 | 0% | 0% | 0% | 1 | 0% | 0% | 0% | 1 | 0% | 0% | 0% | 1 | 0% | 0% | 0% | 1 | 0% | 0% | 0% | 1 | 0% | 0% | 0% | 1 |  | 0% | 0% | 1 | 0 | 0% | 0% | 1 | 0% | 0% | 0% | 1 | 0 | 2 | 0% | 0% | 0% | 1 | 0% | 0% | 0% | 1 | 0% | 0% | 0% | 1 | 0% | 0% | 0% | 1 | 0% | 0% | 0% | 1 | 0% | 0% | 0% | 1 | 0% | 0% | 0% | 1
36 | Mercy Springs | 75 | 750 | 5 | 9.357% | 0% | 1 | 0.06 | 7.554% | 0% | 1 | 27% | 8.133% | 0% | 1 | 0 | 2 | 46% | 0% | 46% | 2 | 52% | 3.94% | 0% | 2 | 0% | 1.909% | 0% | 1 | 8% | 2.075% | 0% | 1 | 52% | 3.94% | 0% | 2 | 25% | 2.529% | 0% | 1 | 10% | 2.11% | 0% | 1 |  | 2.644% | 0% | 1 | 0.07 | 1.64% | 0% | 1 | 28% | 0% | 0% | 1 | 0 | 2 | 46% | 0% | 46% | 2 | 53% | 1.07% | 0% | 2 | 8% | 0.5506% | 0% | 1 | 20% | 0.6307% | 0% | 1 | 54% | 1.101% | 0% | 2 | 28% | 0.7019% | 0% | 1 | 5% | 0.5321% | 0% | 1 |  | 0.9764% | 0% | 1 | 0.08 | 0.9082% | 0% | 1 | 31% | 0% | 0% | 1 | 0 | 2 | 38% | 1% | 39% | 2 | 46% | 0.4137% | 0% | 1 | 11% | 0.2527% | 0% | 1 | 21% | 0.2857% | 0% | 1 | 49% | 0.4395% | 0% | 1 | 26% | 0.3043% | 0% | 1 | 5% | 0.2362% | 0% | 1 |  | 0.5863% | 0% | 1 | 0.07 | 0.5003% | 0% | 1 | 30% | 0% | 0% | 1 | 0 | 2 | 34% | 3% | 37% | 2 | 49% | 0.267% | 0% | 1 | 11% | 0.1535% | 0% | 1 | 19% | 0.1689% | 0% | 1 | 52% | 0.2827% | 0% | 2 | 26% | 0.1839% | 0% | 1 | 5% | 0.1437% | 0% | 1
37 | Meridian | 0 | 0 | 10 | 0% | 0% | 1 | 0.1 | 0% | 0% | 1 | 62% | 0% | 0% | 2 | 0 | 2 | 13% | 0% | 13% | 1 | 64% | 0% | 0% | 2 | 16% | 0% | 0% | 1 | 55% | 0% | 0% | 2 | 84% | 0% | 0% | 3 | 1% | 0% | 0% | 1 | 9% | 0% | 0% | 1 |  | 0% | 0% | 1 | 0.09 | 0% | 0% | 1 | 56% | 0% | 0% | 2 | 0 | 2 | 17% | 0% | 17% | 1 | 43% | 0% | 0% | 1 | 17% | 0% | 0% | 1 | 56% | 0% | 0% | 2 | 72% | 0% | 0% | 3 | 9% | 0% | 0% | 1 | 6% | 0% | 0% | 1 |  | 0% | 0% | 1 | 0.09 | 0% | 0% | 1 | 57% | 0% | 0% | 2 | 0 | 2 | 13% | 0% | 13% | 1 | 35% | 0% | 0% | 1 | 14% | 0% | 0% | 1 | 51% | 0% | 0% | 2 | 67% | 0% | 0% | 2 | 5% | 0% | 0% | 1 | 5% | 0% | 0% | 1 |  | 0% | 0% | 1 | 0.1 | 0% | 0% | 1 | 54% | 0% | 0% | 2 | 0 | 2 | 11% | 6% | 17% | 2 | 37% | 0% | 0% | 1 | 12% | 0% | 0% | 1 | 49% | 0% | 0% | 1 | 68% | 0% | 0% | 2 | 8% | 0% | 0% | 1 | 4% | 0% | 0% | 1
38 | Excelsior | 0 | 0 | 10 | 0% | 0% | 1 | 0.06 | 0% | 0% | 1 | 43% | 0% | 0% | 1 | 0 | 2 | 0% | 0% | 0% | 1 | 0% | 0% | 0% | 1 | 0% | 0% | 0% | 1 | 0% | 0% | 0% | 1 | 0% | 0% | 0% | 1 | 0% | 0% | 0% | 1 | 0% | 0% | 0% | 1 |  | 0% | 0% | 1 | 0.06 | 0% | 0% | 1 | 50% | 0% | 0% | 2 | 0 | 2 | 9% | 0% | 9% | 1 | 12% | 0% | 0% | 1 | 1% | 0% | 0% | 1 | 1% | 0% | 0% | 1 | 12% | 0% | 0% | 1 | 5% | 0% | 0% | 1 | 0% | 0% | 0% | 1 |  | 0% | 0% | 1 | 0.07 | 0% | 0% | 1 | 44% | 0% | 0% | 1 | 0 | 2 | 10% | 0% | 10% | 1 | 30% | 0% | 0% | 1 | 4% | 0% | 0% | 1 | 9% | 0% | 0% | 1 | 33% | 0% | 0% | 1 | 9% | 0% | 0% | 1 | 1% | 0% | 0% | 1 |  | 0% | 0% | 1 | 0.07 | 0% | 0% | 1 | 42% | 0% | 0% | 1 | 0 | 2 | 10% | 1% | 11% | 2 | 30% | 0% | 0% | 1 | 5% | 0% | 0% | 1 | 13% | 0% | 0% | 1 | 36% | 0% | 0% | 1 | 10% | 0% | 0% | 1 | 1% | 0% | 0% | 1
39 | Hassayampa | 0 | 0 | 0 | 0% | 0% | 1 | 0 | 0% | 0% | 1 | 0% | 0% | 0% | 1 | 0 | 2 | 0% | 0% | 0% | 1 | 0% | 0% | 0% | 1 | 0% | 0% | 0% | 1 | 0% | 0% | 0% | 1 | 0% | 0% | 0% | 1 | 0% | 0% | 0% | 1 | 0% | 0% | 0% | 1 |  | 0% | 0% | 1 | 0 | 0% | 0% | 1 | 0% | 0% | 0% | 1 | 0 | 2 | 0% | 0% | 0% | 1 | 0% | 0% | 0% | 1 | 0% | 0% | 0% | 1 | 0% | 0% | 0% | 1 | 0% | 0% | 0% | 1 | 0% | 0% | 0% | 1 | 0% | 0% | 0% | 1 |  | 0% | 0% | 1 | 0 | 0% | 0% | 1 | 0% | 0% | 0% | 1 | 0 | 2 | 0% | 0% | 0% | 1 | 0% | 0% | 0% | 1 | 0% | 0% | 0% | 1 | 0% | 0% | 0% | 1 | 0% | 0% | 0% | 1 | 0% | 0% | 0% | 1 | 0% | 0% | 0% | 1 |  | 0% | 0% | 1 | 0 | 0% | 0% | 1 | 0% | 0% | 0% | 1 | 0 | 2 | 0% | 0% | 0% | 1 | 0% | 0% | 0% | 1 | 0% | 0% | 0% | 1 | 0% | 0% | 0% | 1 | 0% | 0% | 0% | 1 | 0% | 0% | 0% | 1 | 0% | 0% | 0% | 1
40 | Center | 0 | 0 | 10 | 0% | 0% | 1 | 0 | 0% | 0% | 1 | 0% | 0% | 0% | 1 | 0 | 2 | 0% | 0% | 0% | 1 | 0% | 0% | 0% | 1 | 0% | 0% | 0% | 1 | 0% | 0% | 0% | 1 | 0% | 0% | 0% | 1 | 0% | 0% | 0% | 1 | 0% | 0% | 0% | 1 |  | 0% | 0% | 1 | 0 | 0% | 0% | 1 | 0% | 0% | 0% | 1 | 0 | 2 | 0% | 0% | 0% | 1 | 0% | 0% | 0% | 1 | 0% | 0% | 0% | 1 | 0% | 0% | 0% | 1 | 0% | 0% | 0% | 1 | 0% | 0% | 0% | 1 | 0% | 0% | 0% | 1 |  | 0% | 0% | 1 | 0.32 | 0% | 0% | 1 | 0% | 0% | 0% | 1 | 0 | 2 | 9% | 0% | 9% | 1 | 0% | 0% | 0% | 1 | 10% | 0% | 0% | 1 | 40% | 0% | 0% | 1 | 40% | 0% | 0% | 1 | 6% | 0% | 0% | 1 | 4% | 0% | 0% | 1 |  | 0% | 0% | 1 | 0.52 | 0% | 0% | 1 | 0% | 0% | 0% | 1 | 0 | 2 | 37% | 0% | 37% | 2 | 25% | 0% | 0% | 1 | 5% | 0% | 0% | 1 | 41% | 0% | 0% | 1 | 67% | 0% | 0% | 2 | 19% | 0% | 0% | 1 | 7% | 0% | 0% | 1
41 | Leprino | 0 | 0 | 0 | 0% | 0% | 1 | 0.14 | 0% | 0% | 1 | 0% | 0% | 0% | 1 | 0 | 2 | 0% | 0% | 0% | 1 | 31% | 0% | 0% | 1 | 0% | 0% | 0% | 1 | 0% | 0% | 0% | 1 | 31% | 0% | 0% | 1 | 0% | 0% | 0% | 1 | 6% | 0% | 0% | 1 |  | 0% | 0% | 1 | 0.1 | 0% | 0% | 1 | 26% | 0% | 0% | 1 | 0 | 2 | 0% | 0% | 0% | 1 | 15% | 0% | 0% | 1 | 0% | 0% | 0% | 1 | 1% | 0% | 0% | 1 | 15% | 0% | 0% | 1 | 0% | 0% | 0% | 1 | 3% | 0% | 0% | 1 |  | 0% | 0% | 1 | 0.1 | 0% | 0% | 1 | 37% | 0% | 0% | 1 | 0 | 2 | 1% | 0% | 1% | 1 | 11% | 0% | 0% | 1 | 2% | 0% | 0% | 1 | 5% | 0% | 0% | 1 | 15% | 0% | 0% | 1 | 0% | 0% | 0% | 1 | 2% | 0% | 0% | 1 |  | 0% | 0% | 1 | 0.09 | 0% | 0% | 1 | 41% | 0% | 0% | 1 | 0 | 2 | 1% | 0% | 1% | 1 | 10% | 0% | 0% | 1 | 2% | 0% | 0% | 1 | 7% | 0% | 0% | 1 | 17% | 0% | 0% | 1 | 0% | 0% | 0% | 1 | 2% | 0% | 0% | 1
42 | Springville | 0 | 0 | 10 | 0% | 0% | 1 | 0.18 | 0% | 0% | 1 | 8% | 0% | 0% | 1 | 0 | 2 | 30% | 0% | 30% | 2 | 65% | 0% | 0% | 2 | 25% | 0% | 0% | 1 | 40% | 0% | 0% | 1 | 80% | 0% | 0% | 3 | 55% | 0% | 0% | 2 | 8% | 0% | 0% | 1 |  | 0% | 0% | 1 | 0.19 | 0% | 0% | 1 | 8% | 0% | 0% | 1 | 0 | 2 | 40% | 0% | 40% | 2 | 68% | 0% | 0% | 2 | 12% | 0% | 0% | 1 | 18% | 0% | 0% | 1 | 76% | 0% | 0% | 3 | 55% | 0% | 0% | 2 | 6% | 0% | 0% | 1 |  | 0% | 0% | 1 | 0.15 | 0% | 0% | 1 | 16% | 0% | 0% | 1 | 0 | 2 | 37% | 1% | 38% | 2 | 55% | 0% | 0% | 2 | 7% | 0% | 0% | 1 | 13% | 0% | 0% | 1 | 62% | 0% | 0% | 2 | 46% | 0% | 0% | 1 | 4% | 0% | 0% | 1 |  | 0% | 0% | 1 | 0.12 | 0% | 0% | 1 | 24% | 0% | 0% | 1 | 0 | 2 | 32% | 2% | 34% | 2 | 47% | 0% | 0% | 1 | 7% | 0% | 0% | 1 | 12% | 0% | 0% | 1 | 55% | 0% | 0% | 2 | 37% | 0% | 0% | 1 | 3% | 0% | 0% | 1
43 | Mustang | 0 | 0 | 10 | 0% | 0% | 1 | 0.06 | 0% | 0% | 1 | 49% | 0% | 0% | 1 | 0 | 2 | 0% | 0% | 0% | 1 | 19% | 0% | 0% | 1 | 0% | 0% | 0% | 1 | 0% | 0% | 0% | 1 | 19% | 0% | 0% | 1 | 0% | 0% | 0% | 1 | 2% | 0% | 0% | 1 |  | 0% | 0% | 1 | 0.08 | 0% | 0% | 1 | 42% | 0% | 0% | 1 | 0 | 2 | 1% | 0% | 1% | 1 | 14% | 0% | 0% | 1 | 3% | 0% | 0% | 1 | 5% | 0% | 0% | 1 | 18% | 0% | 0% | 1 | 0% | 0% | 0% | 1 | 2% | 0% | 0% | 1 |  | 0% | 0% | 1 | 0.09 | 0% | 0% | 1 | 47% | 0% | 0% | 1 | 0 | 2 | 1% | 0% | 1% | 1 | 10% | 0% | 0% | 1 | 3% | 0% | 0% | 1 | 6% | 0% | 0% | 1 | 15% | 0% | 0% | 1 | 0% | 0% | 0% | 1 | 2% | 0% | 0% | 1 |  | 0% | 0% | 1 | 0.09 | 0% | 0% | 1 | 41% | 0% | 0% | 1 | 0 | 2 | 1% | 0% | 1% | 1 | 13% | 0% | 0% | 1 | 2% | 0% | 0% | 1 | 7% | 0% | 0% | 1 | 19% | 0% | 0% | 1 | 1% | 0% | 0% | 1 | 2% | 0% | 0% | 1
44 | Parkway | 0 | 0 | 10 | 0% | 0% | 1 | 0.74 | 0% | 0% | 1 | 0% | 0% | 0% | 1 | 0 | 2 | 42% | 0% | 42% | 2 | 38% | 0% | 0% | 1 | 7% | 0% | 0% | 1 | 49% | 0% | 0% | 1 | 81% | 0% | 0% | 3 | 28% | 0% | 0% | 1 | 6% | 0% | 0% | 1 |  | 0% | 0% | 1 | 0.61 | 0% | 0% | 1 | 11% | 0% | 0% | 1 | 0 | 2 | 27% | 0% | 27% | 2 | 43% | 0% | 0% | 1 | 16% | 0% | 0% | 1 | 37% | 0% | 0% | 1 | 73% | 0% | 0% | 3 | 17% | 0% | 0% | 1 | 10% | 0% | 0% | 1 |  | 0% | 0% | 1 | 0.41 | 0% | 0% | 1 | 12% | 0% | 0% | 1 | 0 | 2 | 33% | 0% | 33% | 2 | 47% | 0% | 0% | 1 | 20% | 0% | 0% | 1 | 36% | 0% | 0% | 1 | 75% | 0% | 0% | 3 | 24% | 0% | 0% | 1 | 13% | 0% | 0% | 1 |  | 0% | 0% | 1 | 0.3 | 0% | 0% | 1 | 11% | 0% | 0% | 1 | 0 | 2 | 37% | 0% | 37% | 2 | 49% | 0% | 0% | 1 | 26% | 0% | 0% | 1 | 40% | 0% | 0% | 1 | 77% | 0% | 0% | 3 | 27% | 0% | 0% | 1 | 14% | 0% | 0% | 1
45 | Carpenter Canyon (fka Gamebird) | 0 | 0 | 0 | 0% | 0% | 1 | 0 | 0% | 0% | 1 | 0% | 0% | 0% | 1 | 0 | 2 | 0% | 0% | 0% | 1 | 0% | 0% | 0% | 1 | 0% | 0% | 0% | 1 | 0% | 0% | 0% | 1 | 0% | 0% | 0% | 1 | 0% | 0% | 0% | 1 | 0% | 0% | 0% | 1 |  | 0% | 0% | 1 | 0.01 | 0% | 0% | 1 | 0% | 0% | 0% | 1 | 0 | 2 | 0% | 0% | 0% | 1 | 2% | 0% | 0% | 1 | 0% | 0% | 0% | 1 | 1% | 0% | 0% | 1 | 2% | 0% | 0% | 1 | 6% | 0% | 0% | 1 | 0% | 0% | 0% | 1 |  | 0% | 0% | 1 | 0.61 | 0% | 0% | 1 | 0% | 0% | 0% | 1 | 0 | 2 | 0% | 0% | 0% | 1 | 3% | 0% | 0% | 1 | 1% | 0% | 0% | 1 | 15% | 0% | 0% | 1 | 16% | 0% | 0% | 1 | 11% | 0% | 0% | 1 | 0% | 0% | 0% | 1 |  | 0% | 0% | 1 | 0.49 | 0% | 0% | 1 | 0% | 0% | 0% | 1 | 0 | 2 | 0% | 0% | 0% | 1 | 2% | 0% | 0% | 1 | 1% | 0% | 0% | 1 | 17% | 0% | 0% | 1 | 18% | 0% | 0% | 1 | 12% | 0% | 0% | 1 | 0% | 0% | 0% | 1
46 | Stagg | 0 | 0 | 10 | 0% | 0% | 1 | 0.12 | 0% | 0% | 1 | 81% | 0% | 0% | 3 | 0 | 2 | 0% | 0% | 0% | 1 | 0% | 0% | 0% | 1 | 5% | 0% | 0% | 1 | 8% | 0% | 0% | 1 | 8% | 0% | 0% | 1 | 0% | 0% | 0% | 1 | 4% | 0% | 0% | 1 |  | 0% | 0% | 1 | 0.12 | 0% | 0% | 1 | 75% | 0% | 0% | 3 | 0 | 2 | 0% | 0% | 0% | 1 | 10% | 0% | 0% | 1 | 19% | 0% | 0% | 1 | 22% | 0% | 0% | 1 | 28% | 0% | 0% | 1 | 0% | 0% | 0% | 1 | 5% | 0% | 0% | 1 |  | 0% | 0% | 1 | 0.16 | 0% | 0% | 1 | 72% | 0% | 0% | 2 | 0 | 2 | 0% | 0% | 0% | 1 | 13% | 0% | 0% | 1 | 11% | 0% | 0% | 1 | 14% | 0% | 0% | 1 | 24% | 0% | 0% | 1 | 0% | 0% | 0% | 1 | 6% | 0% | 0% | 1 |  | 0% | 0% | 1 | 0.16 | 0% | 0% | 1 | 60% | 0% | 0% | 2 | 0 | 2 | 3% | 0% | 3% | 1 | 11% | 0% | 0% | 1 | 13% | 0% | 0% | 1 | 21% | 0% | 0% | 1 | 30% | 0% | 0% | 1 | 1% | 0% | 0% | 1 | 8% | 0% | 0% | 1
47 | Lakeview | 0 | 0 | 10 | 0% | 0% | 1 | 0.07 | 0% | 0% | 1 | 68% | 0% | 0% | 2 | 0 | 2 | 0% | 0% | 0% | 1 | 0% | 0% | 0% | 1 | 31% | 0% | 0% | 1 | 59% | 0% | 0% | 2 | 59% | 0% | 0% | 2 | 0% | 0% | 0% | 1 | 3% | 0% | 0% | 1 |  | 0% | 0% | 1 | 0.07 | 0% | 0% | 1 | 68% | 0% | 0% | 2 | 0 | 2 | 4% | 0% | 4% | 1 | 6% | 0% | 0% | 1 | 20% | 0% | 0% | 1 | 38% | 0% | 0% | 1 | 41% | 0% | 0% | 1 | 1% | 0% | 0% | 1 | 1% | 0% | 0% | 1 |  | 0% | 0% | 1 | 0.08 | 0% | 0% | 1 | 60% | 0% | 0% | 2 | 0 | 2 | 7% | 0% | 7% | 1 | 14% | 0% | 0% | 1 | 24% | 0% | 0% | 1 | 38% | 0% | 0% | 1 | 43% | 0% | 0% | 1 | 2% | 0% | 0% | 1 | 1% | 0% | 0% | 1 |  | 0% | 0% | 1 | 0.08 | 0% | 0% | 1 | 50% | 0% | 0% | 2 | 0 | 2 | 14% | 1% | 15% | 2 | 26% | 0% | 0% | 1 | 31% | 0% | 0% | 1 | 43% | 0% | 0% | 1 | 53% | 0% | 0% | 2 | 7% | 0% | 0% | 1 | 4% | 0% | 0% | 1
48 | Balch 2 | 0 | 0 | 0 | 0% | 0% | 1 | 0.02 | 0% | 0% | 1 | 0% | 0% | 0% | 1 | 0 | 2 | 51% | 46% | 97% | 5 | 26% | 0% | 0% | 1 | 60% | 0% | 0% | 2 | 27% | 0% | 0% | 1 | 74% | 0% | 0% | 3 | 84% | 0% | 0% | 3 | 5% | 0% | 0% | 1 |  | 0% | 0% | 1 | 0.02 | 0% | 0% | 1 | 0% | 0% | 0% | 1 | 0 | 2 | 74% | 18% | 92% | 5 | 13% | 0% | 0% | 1 | 44% | 0% | 0% | 1 | 35% | 0% | 0% | 1 | 56% | 0% | 0% | 2 | 72% | 0% | 0% | 3 | 5% | 0% | 0% | 1 |  | 0% | 0% | 1 | 0.06 | 0% | 0% | 1 | 0% | 0% | 0% | 1 | 0 | 2 | 79% | 9% | 88% | 5 | 20% | 0% | 0% | 1 | 39% | 0% | 0% | 1 | 33% | 0% | 0% | 1 | 62% | 0% | 0% | 2 | 67% | 0% | 0% | 2 | 4% | 0% | 0% | 1 |  | 0% | 0% | 1 | 0.12 | 0% | 0% | 1 | 1% | 0% | 0% | 1 | 0 | 2 | 71% | 5% | 76% | 5 | 38% | 0% | 0% | 1 | 38% | 0% | 0% | 1 | 35% | 0% | 0% | 1 | 73% | 0% | 0% | 3 | 63% | 0% | 0% | 2 | 5% | 0% | 0% | 1
49 | Racetrack | 0 | 0 | 0 | 0% | 0% | 1 | 0.18 | 0% | 0% | 1 | 1% | 0% | 0% | 1 | 0 | 2 | 88% | 0% | 88% | 5 | 49% | 0% | 0% | 1 | 43% | 0% | 0% | 1 | 33% | 0% | 0% | 1 | 67% | 0% | 0% | 2 | 35% | 0% | 0% | 1 | 6% | 0% | 0% | 1 |  | 0% | 0% | 1 | 0.15 | 0% | 0% | 1 | 0% | 0% | 0% | 1 | 0 | 2 | 86% | 10% | 96% | 5 | 42% | 0% | 0% | 1 | 38% | 0% | 0% | 1 | 38% | 0% | 0% | 1 | 62% | 0% | 0% | 2 | 47% | 0% | 0% | 1 | 4% | 0% | 0% | 1 |  | 0% | 0% | 1 | 0.16 | 0% | 0% | 1 | 0% | 0% | 0% | 1 | 0 | 2 | 74% | 18% | 92% | 5 | 55% | 0% | 0% | 2 | 34% | 0% | 0% | 1 | 44% | 0% | 0% | 1 | 77% | 0% | 0% | 3 | 57% | 0% | 0% | 2 | 5% | 0% | 0% | 1 |  | 0% | 0% | 1 | 0.15 | 0% | 0% | 1 | 0% | 0% | 0% | 1 | 0 | 2 | 65% | 24% | 89% | 5 | 60% | 0% | 0% | 2 | 23% | 0% | 0% | 1 | 35% | 0% | 0% | 1 | 76% | 0% | 0% | 3 | 56% | 0% | 0% | 2 | 6% | 0% | 0% | 1
50 | Schindler | 100 | 1000 | 10 | 2.85% | 0% | 1 | 0.06 | 8.286% | 0% | 1 | 27% | 0% | 0% | 1 | 0 | 2 | 0% | 0% | 0% | 1 | 0% | 2.076% | 0% | 1 | 0% | 2.076% | 0% | 1 | 0% | 2.076% | 0% | 1 | 0% | 2.076% | 0% | 1 | 0% | 2.076% | 0% | 1 | 0% | 2.077% | 0% | 1 |  | 1.155% | 0% | 1 | 0.06 | 2.185% | 0% | 1 | 46% | 1.062% | 0% | 1 | 0 | 2 | 0% | 0% | 0% | 1 | 9% | 0.5854% | 0% | 1 | 0% | 0.5342% | 0% | 1 | 2% | 0.5416% | 0% | 1 | 11% | 0.5959% | 0% | 1 | 0% | 0.5328% | 0% | 1 | 0% | 0.5354% | 0% | 1 |  | 0.7913% | 0% | 1 | 0.07 | 1.011% | 0% | 1 | 50% | 1.062% | 0% | 2 | 0 | 2 | 5% | 0% | 5% | 1 | 19% | 0.3155% | 0% | 1 | 6% | 0.2692% | 0% | 1 | 9% | 0.2786% | 0% | 1 | 24% | 0.3344% | 0% | 1 | 3% | 0.261% | 0% | 1 | 1% | 0.2569% | 0% | 1 |  | 0.4795% | 0% | 1 | 0.08 | 0.6581% | 0% | 1 | 46% | 1.062% | 0% | 1 | 0 | 2 | 7% | 0% | 7% | 1 | 25% | 0.1985% | 0% | 1 | 4% | 0.1552% | 0% | 1 | 9% | 0.1635% | 0% | 1 | 29% | 0.2098% | 0% | 1 | 5% | 0.1567% | 0% | 1 | 1% | 0.1505% | 0% | 1
51 | Cameron | 0 | 0 | 10 | 0% | 0% | 1 | 0.15 | 0% | 0% | 1 | 1% | 0% | 0% | 1 | 0 | 2 | 3% | 96% | 99% | 5 | 14% | 0% | 0% | 1 | 40% | 0% | 0% | 1 | 24% | 0% | 0% | 1 | 69% | 0% | 0% | 2 | 33% | 0% | 0% | 1 | 4% | 0% | 0% | 1 |  | 0% | 0% | 1 | 0.11 | 0% | 0% | 1 | 0% | 0% | 0% | 1 | 0 | 2 | 7% | 91% | 98% | 5 | 9% | 0% | 0% | 1 | 16% | 0% | 0% | 1 | 27% | 0% | 0% | 1 | 47% | 0% | 0% | 1 | 44% | 0% | 0% | 1 | 3% | 0% | 0% | 1 |  | 0% | 0% | 1 | 0.1 | 0% | 0% | 1 | 0% | 0% | 0% | 1 | 0 | 2 | 18% | 79% | 97% | 5 | 11% | 0% | 0% | 1 | 22% | 0% | 0% | 1 | 41% | 0% | 0% | 1 | 56% | 0% | 0% | 2 | 45% | 0% | 0% | 1 | 3% | 0% | 0% | 1 |  | 0% | 0% | 1 | 0.1 | 0% | 0% | 1 | 0% | 0% | 0% | 1 | 0 | 2 | 17% | 79% | 96% | 5 | 11% | 0% | 0% | 1 | 28% | 0% | 0% | 1 | 48% | 0% | 0% | 1 | 60% | 0% | 0% | 2 | 45% | 0% | 0% | 1 | 3% | 0% | 0% | 1
52 | Konocti | 0 | 0 | 10 | 0% | 0% | 1 | 0.15 | 0% | 0% | 1 | 8% | 0% | 0% | 1 | 0 | 2 | 33% | 57% | 90% | 5 | 38% | 0% | 0% | 1 | 84% | 0% | 0% | 3 | 93% | 0% | 0% | 4 | 96% | 0% | 0% | 5 | 16% | 0% | 0% | 1 | 2% | 0% | 0% | 1 |  | 0% | 0% | 1 | 0.15 | 0% | 0% | 1 | 7% | 0% | 0% | 1 | 0 | 2 | 33% | 58% | 91% | 5 | 42% | 0% | 0% | 1 | 45% | 0% | 0% | 1 | 68% | 0% | 0% | 2 | 82% | 0% | 0% | 3 | 18% | 0% | 0% | 1 | 1% | 0% | 0% | 1 |  | 0% | 0% | 1 | 0.12 | 0% | 0% | 1 | 4% | 0% | 0% | 1 | 0 | 2 | 38% | 55% | 93% | 5 | 54% | 0% | 0% | 2 | 37% | 0% | 0% | 1 | 63% | 0% | 0% | 2 | 83% | 0% | 0% | 3 | 27% | 0% | 0% | 1 | 1% | 0% | 0% | 1 |  | 0% | 0% | 1 | 0.11 | 0% | 0% | 1 | 6% | 0% | 0% | 1 | 0 | 2 | 38% | 45% | 83% | 5 | 56% | 0% | 0% | 2 | 34% | 0% | 0% | 1 | 59% | 0% | 0% | 2 | 82% | 0% | 0% | 3 | 32% | 0% | 0% | 1 | 2% | 0% | 0% | 1
53 | North Gila - IV (Proposed) | 0 | 0 | 0 | 0% | 0% | 1 | 0.04 | 0% | 0% | 1 | 25% | 0% | 0% | 1 | 0 | 2 | 0% | 0% | 0% | 1 | 0% | 0% | 0% | 1 | 73% | 0% | 0% | 3 | 73% | 0% | 0% | 3 | 73% | 0% | 0% | 3 | 33% | 0% | 0% | 1 | 13% | 0% | 0% | 1 |  | 0% | 0% | 1 | 0.06 | 0% | 0% | 1 | 60% | 0% | 0% | 2 | 0 | 2 | 0% | 0% | 0% | 1 | 1% | 0% | 0% | 1 | 33% | 0% | 0% | 1 | 33% | 0% | 0% | 1 | 34% | 0% | 0% | 1 | 11% | 0% | 0% | 1 | 8% | 0% | 0% | 1 |  | 0% | 0% | 1 | 0.08 | 0% | 0% | 1 | 65% | 0% | 0% | 2 | 0 | 2 | 0% | 0% | 0% | 1 | 4% | 0% | 0% | 1 | 20% | 0% | 0% | 1 | 20% | 0% | 0% | 1 | 24% | 0% | 0% | 1 | 10% | 0% | 0% | 1 | 6% | 0% | 0% | 1 |  | 0% | 0% | 1 | 0.08 | 0% | 0% | 1 | 66% | 0% | 0% | 2 | 0 | 2 | 0% | 0% | 0% | 1 | 5% | 0% | 0% | 1 | 15% | 0% | 0% | 1 | 15% | 0% | 0% | 1 | 20% | 0% | 0% | 1 | 11% | 0% | 0% | 1 | 5% | 0% | 0% | 1
54 | Rector | 0 | 0 | 10 | 0% | 0% | 1 | 0.21 | 0% | 0% | 1 | 88% | 0% | 0% | 3 | 0 | 2 | 3% | 0% | 3% | 1 | 0% | 0% | 0% | 1 | 0% | 0% | 0% | 1 | 0% | 0% | 0% | 1 | 0% | 0% | 0% | 1 | 0% | 0% | 0% | 1 | 1% | 0% | 0% | 1 |  | 0% | 0% | 1 | 0.18 | 0% | 0% | 1 | 55% | 0% | 0% | 2 | 0 | 2 | 3% | 0% | 3% | 1 | 1% | 0% | 0% | 1 | 6% | 0% | 0% | 1 | 9% | 0% | 0% | 1 | 10% | 0% | 0% | 1 | 1% | 0% | 0% | 1 | 2% | 0% | 0% | 1 |  | 0% | 0% | 1 | 0.14 | 0% | 0% | 1 | 49% | 0% | 0% | 1 | 0 | 2 | 6% | 0% | 6% | 1 | 16% | 0% | 0% | 1 | 16% | 0% | 0% | 1 | 21% | 0% | 0% | 1 | 32% | 0% | 0% | 1 | 8% | 0% | 0% | 1 | 3% | 0% | 0% | 1 |  | 0% | 0% | 1 | 0.12 | 0% | 0% | 1 | 46% | 0% | 0% | 1 | 0 | 2 | 11% | 0% | 11% | 1 | 21% | 0% | 0% | 1 | 12% | 0% | 0% | 1 | 19% | 0% | 0% | 1 | 35% | 0% | 0% | 1 | 15% | 0% | 0% | 1 | 3% | 0% | 0% | 1
55 | Round Mountain | 0 | 0 | 10 | 0% | 0% | 1 | 0.1 | 0% | 0% | 1 | 0% | 0% | 0% | 1 | 0 | 2 | 71% | 28% | 99% | 5 | 86% | 0% | 0% | 3 | 30% | 0% | 0% | 1 | 47% | 0% | 0% | 1 | 91% | 0% | 0% | 4 | 26% | 0% | 0% | 1 | 6% | 0% | 0% | 1 |  | 0% | 0% | 1 | 0.06 | 0% | 0% | 1 | 0% | 0% | 0% | 1 | 0 | 2 | 76% | 21% | 97% | 5 | 78% | 0% | 0% | 3 | 16% | 0% | 0% | 1 | 26% | 0% | 0% | 1 | 84% | 0% | 0% | 3 | 33% | 0% | 0% | 1 | 6% | 0% | 0% | 1 |  | 0% | 0% | 1 | 0.06 | 0% | 0% | 1 | 0% | 0% | 0% | 1 | 0 | 2 | 71% | 15% | 86% | 5 | 63% | 0% | 0% | 2 | 21% | 0% | 0% | 1 | 27% | 0% | 0% | 1 | 74% | 0% | 0% | 3 | 36% | 0% | 0% | 1 | 7% | 0% | 0% | 1 |  | 0% | 0% | 1 | 0.06 | 0% | 0% | 1 | 0% | 0% | 0% | 1 | 0 | 2 | 69% | 13% | 82% | 5 | 56% | 0% | 0% | 2 | 17% | 0% | 0% | 1 | 22% | 0% | 0% | 1 | 65% | 0% | 0% | 2 | 40% | 0% | 0% | 1 | 7% | 0% | 0% | 1
56 | Vestal | 250 | 2500 | 10 | 7.528% | 0% | 1 | 0.09 | 172.3% | 2.46% | 3 | 26% | 0% | 0% | 1 | 0 | 2 | 31% | 0% | 31% | 2 | 0% | 5.305% | 0% | 1 | 0% | 5.305% | 0% | 1 | 11% | 5.988% | 0% | 1 | 11% | 5.988% | 0% | 1 | 0% | 5.32% | 0% | 1 | 1% | 5.358% | 0% | 1 |  | 2.948% | 0% | 1 | 0.1 | 14.26% | 0% | 1 | 36% | 0% | 0% | 1 | 0 | 2 | 41% | 0% | 41% | 2 | 18% | 1.661% | 0% | 1 | 1% | 1.37% | 0% | 1 | 8% | 1.481% | 0% | 1 | 26% | 1.829% | 0% | 1 | 10% | 1.51% | 0% | 1 | 1% | 1.376% | 0% | 1 |  | 2.426% | 0% | 1 | 0.1 | 3.901% | 0% | 1 | 38% | 0% | 0% | 1 | 0 | 2 | 35% | 0% | 35% | 2 | 38% | 1.043% | 0% | 1 | 8% | 0.7002% | 0% | 1 | 13% | 0.741% | 0% | 1 | 45% | 1.187% | 0% | 1 | 21% | 0.8224% | 0% | 1 | 2% | 0.6608% | 0% | 1 |  | 1.854% | 0% | 1 | 0.09 | 2.024% | 0% | 1 | 40% | 0% | 0% | 1 | 0 | 2 | 37% | 0% | 37% | 2 | 43% | 0.6902% | 0% | 1 | 9% | 0.4266% | 0% | 1 | 18% | 0.4754% | 0% | 1 | 52% | 0.8142% | 0% | 2 | 24% | 0.5144% | 0% | 1 | 2% | 0.3989% | 0% | 1
57 | Silverado | 0 | 0 | 10 | 0% | 0% | 1 | 0.15 | 0% | 0% | 1 | 21% | 0% | 0% | 1 | 0 | 2 | 26% | 0% | 26% | 2 | 88% | 0% | 0% | 3 | 31% | 0% | 0% | 1 | 44% | 0% | 0% | 1 | 98% | 0% | 0% | 5 | 37% | 0% | 0% | 1 | 6% | 0% | 0% | 1 |  | 0% | 0% | 1 | 0.14 | 0% | 0% | 1 | 15% | 0% | 0% | 1 | 0 | 2 | 33% | 2% | 35% | 2 | 83% | 0% | 0% | 3 | 27% | 0% | 0% | 1 | 50% | 0% | 0% | 2 | 90% | 0% | 0% | 4 | 43% | 0% | 0% | 1 | 6% | 0% | 0% | 1 |  | 0% | 0% | 1 | 0.14 | 0% | 0% | 1 | 12% | 0% | 0% | 1 | 0 | 2 | 34% | 6% | 40% | 2 | 79% | 0% | 0% | 3 | 33% | 0% | 0% | 1 | 58% | 0% | 0% | 2 | 91% | 0% | 0% | 4 | 43% | 0% | 0% | 1 | 6% | 0% | 0% | 1 |  | 0% | 0% | 1 | 0.13 | 0% | 0% | 1 | 11% | 0% | 0% | 1 | 0 | 2 | 38% | 10% | 48% | 3 | 76% | 0% | 0% | 3 | 33% | 0% | 0% | 1 | 58% | 0% | 0% | 2 | 91% | 0% | 0% | 4 | 45% | 0% | 0% | 1 | 6% | 0% | 0% | 1
58 | Penngrove | 0 | 0 | 10 | 0% | 0% | 1 | 0.24 | 0% | 0% | 1 | 2% | 0% | 0% | 1 | 0 | 2 | 75% | 0% | 75% | 5 | 83% | 0% | 0% | 3 | 45% | 0% | 0% | 1 | 71% | 0% | 0% | 3 | 100% | 0% | 0% | 5 | 17% | 0% | 0% | 1 | 6% | 0% | 0% | 1 |  | 0% | 0% | 1 | 0.15 | 0% | 0% | 1 | 3% | 0% | 0% | 1 | 0 | 2 | 68% | 0% | 68% | 3 | 57% | 0% | 0% | 2 | 34% | 0% | 0% | 1 | 65% | 0% | 0% | 2 | 82% | 0% | 0% | 3 | 25% | 0% | 0% | 1 | 6% | 0% | 0% | 1 |  | 0% | 0% | 1 | 0.15 | 0% | 0% | 1 | 7% | 0% | 0% | 1 | 0 | 2 | 50% | 0% | 50% | 3 | 58% | 0% | 0% | 2 | 31% | 0% | 0% | 1 | 63% | 0% | 0% | 2 | 84% | 0% | 0% | 3 | 32% | 0% | 0% | 1 | 6% | 0% | 0% | 1 |  | 0% | 0% | 1 | 0.17 | 0% | 0% | 1 | 10% | 0% | 0% | 1 | 0 | 2 | 32% | 0% | 32% | 2 | 59% | 0% | 0% | 2 | 36% | 0% | 0% | 1 | 61% | 0% | 0% | 2 | 85% | 0% | 0% | 3 | 30% | 0% | 0% | 1 | 6% | 0% | 0% | 1
59 | Bridgeville | 0 | 0 | 10 | 0% | 0% | 1 | 0.07 | 0% | 0% | 1 | 0% | 0% | 0% | 1 | 0 | 2 | 0% | 0% | 0% | 1 | 38% | 0% | 0% | 1 | 6% | 0% | 0% | 1 | 6% | 0% | 0% | 1 | 44% | 0% | 0% | 1 | 59% | 0% | 0% | 2 | 1% | 0% | 0% | 1 |  | 0% | 0% | 1 | 0.06 | 0% | 0% | 1 | 0% | 0% | 0% | 1 | 0 | 2 | 0% | 0% | 0% | 1 | 23% | 0% | 0% | 1 | 22% | 0% | 0% | 1 | 28% | 0% | 0% | 1 | 46% | 0% | 0% | 1 | 58% | 0% | 0% | 2 | 1% | 0% | 0% | 1 |  | 0% | 0% | 1 | 0.06 | 0% | 0% | 1 | 0% | 0% | 0% | 1 | 0 | 2 | 3% | 0% | 3% | 1 | 20% | 0% | 0% | 1 | 24% | 0% | 0% | 1 | 31% | 0% | 0% | 1 | 44% | 0% | 0% | 1 | 52% | 0% | 0% | 2 | 1% | 0% | 0% | 1 |  | 0% | 0% | 1 | 0.06 | 0% | 0% | 1 | 0% | 0% | 0% | 1 | 0 | 2 | 6% | 0% | 6% | 1 | 16% | 0% | 0% | 1 | 21% | 0% | 0% | 1 | 27% | 0% | 0% | 1 | 38% | 0% | 0% | 1 | 48% | 0% | 0% | 1 | 2% | 0% | 0% | 1
60 | Logan Creek | 0 | 0 | 10 | 0% | 0% | 1 | 0.06 | 0% | 0% | 1 | 53% | 0% | 0% | 2 | 0 | 2 | 25% | 0% | 25% | 2 | 14% | 0% | 0% | 1 | 0% | 0% | 0% | 1 | 0% | 0% | 0% | 1 | 14% | 0% | 0% | 1 | 16% | 0% | 0% | 1 | 2% | 0% | 0% | 1 |  | 0% | 0% | 1 | 0.06 | 0% | 0% | 1 | 36% | 0% | 0% | 1 | 0 | 2 | 42% | 2% | 44% | 2 | 25% | 0% | 0% | 1 | 3% | 0% | 0% | 1 | 5% | 0% | 0% | 1 | 29% | 0% | 0% | 1 | 31% | 0% | 0% | 1 | 4% | 0% | 0% | 1 |  | 0% | 0% | 1 | 0.06 | 0% | 0% | 1 | 31% | 0% | 0% | 1 | 0 | 2 | 36% | 11% | 47% | 3 | 32% | 0% | 0% | 1 | 5% | 0% | 0% | 1 | 10% | 0% | 0% | 1 | 39% | 0% | 0% | 1 | 35% | 0% | 0% | 1 | 4% | 0% | 0% | 1 |  | 0% | 0% | 1 | 0.07 | 0% | 0% | 1 | 31% | 0% | 0% | 1 | 0 | 2 | 33% | 16% | 49% | 3 | 37% | 0% | 0% | 1 | 9% | 0% | 0% | 1 | 18% | 0% | 0% | 1 | 49% | 0% | 0% | 1 | 36% | 0% | 0% | 1 | 5% | 0% | 0% | 1
61 | Famoso | 0 | 0 | 10 | 0% | 0% | 1 | 0.07 | 0% | 0% | 1 | 91% | 0% | 0% | 3 | 0 | 2 | 10% | 0% | 10% | 1 | 57% | 0% | 0% | 2 | 0% | 0% | 0% | 1 | 21% | 0% | 0% | 1 | 64% | 0% | 0% | 2 | 0% | 0% | 0% | 1 | 1% | 0% | 0% | 1 |  | 0% | 0% | 1 | 0.09 | 0% | 0% | 1 | 79% | 0% | 0% | 3 | 0 | 2 | 23% | 0% | 23% | 2 | 29% | 0% | 0% | 1 | 4% | 0% | 0% | 1 | 10% | 0% | 0% | 1 | 34% | 0% | 0% | 1 | 1% | 0% | 0% | 1 | 1% | 0% | 0% | 1 |  | 0% | 0% | 1 | 0.11 | 0% | 0% | 1 | 60% | 0% | 0% | 2 | 0 | 2 | 26% | 0% | 26% | 2 | 25% | 0% | 0% | 1 | 2% | 0% | 0% | 1 | 11% | 0% | 0% | 1 | 33% | 0% | 0% | 1 | 5% | 0% | 0% | 1 | 1% | 0% | 0% | 1 |  | 0% | 0% | 1 | 0.1 | 0% | 0% | 1 | 48% | 0% | 0% | 1 | 0 | 2 | 28% | 0% | 28% | 2 | 29% | 0% | 0% | 1 | 7% | 0% | 0% | 1 | 25% | 0% | 0% | 1 | 46% | 0% | 0% | 1 | 10% | 0% | 0% | 1 | 4% | 0% | 0% | 1
62 | New Sub - Los Banos - Midway (Proposed) | 0 | 0 | 10 | 0% | 0% | 1 | 0.05 | 0% | 0% | 1 | 31% | 0% | 0% | 1 | 0 | 2 | 1% | 0% | 1% | 1 | 1% | 0% | 0% | 1 | 0% | 0% | 0% | 1 | 0% | 0% | 0% | 1 | 1% | 0% | 0% | 1 | 0% | 0% | 0% | 1 | 0% | 0% | 0% | 1 |  | 0% | 0% | 1 | 0.07 | 0% | 0% | 1 | 38% | 0% | 0% | 1 | 0 | 2 | 0% | 0% | 0% | 1 | 17% | 0% | 0% | 1 | 3% | 0% | 0% | 1 | 5% | 0% | 0% | 1 | 18% | 0% | 0% | 1 | 0% | 0% | 0% | 1 | 1% | 0% | 0% | 1 |  | 0% | 0% | 1 | 0.07 | 0% | 0% | 1 | 38% | 0% | 0% | 1 | 0 | 2 | 6% | 0% | 6% | 1 | 27% | 0% | 0% | 1 | 3% | 0% | 0% | 1 | 6% | 0% | 0% | 1 | 29% | 0% | 0% | 1 | 6% | 0% | 0% | 1 | 1% | 0% | 0% | 1 |  | 0% | 0% | 1 | 0.07 | 0% | 0% | 1 | 40% | 0% | 0% | 1 | 0 | 2 | 8% | 0% | 8% | 1 | 27% | 0% | 0% | 1 | 9% | 0% | 0% | 1 | 13% | 0% | 0% | 1 | 33% | 0% | 0% | 1 | 7% | 0% | 0% | 1 | 2% | 0% | 0% | 1
63 | Lockeford | 200 | 2000 | 10 | 18.36% | 0% | 1 | 0.24 | 999% | 8.824% | 3 | 51% | 15.37% | 0% | 2 | 0 | 2 | 0% | 0% | 0% | 1 | 0% | 4.667% | 0% | 1 | 0% | 4.667% | 0% | 1 | 31% | 6.802% | 0% | 1 | 31% | 6.802% | 0% | 1 | 0% | 4.667% | 0% | 1 | 10% | 5.17% | 0% | 1 |  | 6.947% | 0% | 1 | 0.22 | 33.23% | 0% | 2 | 47% | 5.41% | 0% | 1 | 0 | 2 | 6% | 0% | 6% | 1 | 12% | 1.603% | 0% | 1 | 9% | 1.556% | 0% | 1 | 35% | 2.17% | 0% | 1 | 38% | 2.282% | 0% | 1 | 9% | 1.552% | 0% | 1 | 14% | 1.652% | 0% | 1 |  | 4.113% | 0% | 1 | 0.19 | 13.28% | 0% | 1 | 39% | 5.41% | 0% | 1 | 0 | 2 | 6% | 0% | 6% | 1 | 26% | 0.9196% | 0% | 1 | 21% | 0.8608% | 0% | 1 | 43% | 1.197% | 0% | 1 | 50% | 1.347% | 0% | 2 | 11% | 0.7617% | 0% | 1 | 13% | 0.7824% | 0% | 1 |  | 2.754% | 0% | 1 | 0.15 | 3.423% | 0% | 1 | 39% | 5.41% | 0% | 1 | 0 | 2 | 13% | 0% | 13% | 1 | 35% | 0.593% | 0% | 1 | 22% | 0.4987% | 0% | 1 | 39% | 0.6353% | 0% | 1 | 51% | 0.798% | 0% | 2 | 15% | 0.4578% | 0% | 1 | 13% | 0.4455% | 0% | 1
64 | Etiwanda | 500 | 5000 | 10 | 999.9% | 3571% | 5 | 0.75 | 999% | 999% | 5 | 0% | 0% | 0% | 1 | 0 | 2 | 33% | 67% | 100% | 5 | 100% | 999% | 3571% | 5 | 100% | 999% | 3571% | 5 | 100% | 999% | 3571% | 5 | 100% | 999% | 3571% | 5 | 0% | 3571% | 999.9% | 5 | 1% | 3623% | 243100% | 5 |  | 148.1% | 33.9% | 5 | 0.56 | 1562% | 211.2% | 5 | 12% | 613.9% | 0% | 4 | 0 | 2 | 9% | 39% | 48% | 5 | 47% | 115.2% | 17.25% | 5 | 38% | 99.03% | 0% | 4 | 35% | 94.23% | 0% | 4 | 47% | 115.2% | 17.25% | 5 | 23% | 80% | 0% | 4 | 5% | 64.49% | 0% | 3 |  | 121.4% | 5.011% | 4 | 0.29 | 244.7% | 28.45% | 5 | 6% | 613.9% | 0% | 4 | 0 | 2 | 28% | 45% | 73% | 5 | 67% | 69.28% | 0% | 3 | 51% | 47.21% | 0% | 2 | 47% | 43.81% | 0% | 2 | 75% | 92.03% | 0% | 4 | 22% | 29.55% | 0% | 2 | 8% | 24.91% | 0% | 2 |  | 87.86% | 0% | 4 | 0.27 | 54.47% | 0% | 2 | 2% | 613.9% | 0% | 4 | 0 | 2 | 55% | 29% | 84% | 5 | 51% | 15.06% | 0% | 2 | 53% | 15.51% | 0% | 2 | 60% | 18.48% | 0% | 2 | 86% | 52.13% | 0% | 3 | 35% | 11.37% | 0% | 1 | 7% | 7.884% | 0% | 1
65 | Edes | 0 | 0 | 10 | 0% | 0% | 1 | 0.84 | 0% | 0% | 1 | 0% | 0% | 0% | 1 | 0 | 2 | 0% | 0% | 0% | 1 | 3% | 0% | 0% | 1 | 30% | 0% | 0% | 1 | 63% | 0% | 0% | 2 | 63% | 0% | 0% | 2 | 0% | 0% | 0% | 1 | 8% | 0% | 0% | 1 |  | 0% | 0% | 1 | 0.28 | 0% | 0% | 1 | 0% | 0% | 0% | 1 | 0 | 2 | 55% | 0% | 55% | 3 | 64% | 0% | 0% | 2 | 27% | 0% | 0% | 1 | 64% | 0% | 0% | 2 | 84% | 0% | 0% | 3 | 31% | 0% | 0% | 1 | 7% | 0% | 0% | 1 |  | 0% | 0% | 1 | 0.33 | 0% | 0% | 1 | 0% | 0% | 0% | 1 | 0 | 2 | 62% | 0% | 62% | 3 | 63% | 0% | 0% | 2 | 34% | 0% | 0% | 1 | 69% | 0% | 0% | 2 | 88% | 0% | 0% | 3 | 33% | 0% | 0% | 1 | 6% | 0% | 0% | 1 |  | 0% | 0% | 1 | 0.44 | 0% | 0% | 1 | 0% | 0% | 0% | 1 | 0 | 2 | 63% | 0% | 63% | 3 | 42% | 0% | 0% | 1 | 46% | 0% | 0% | 1 | 72% | 0% | 0% | 3 | 84% | 0% | 0% | 3 | 29% | 0% | 0% | 1 | 6% | 0% | 0% | 1
66 | GWF 2 | 0 | 0 | 0 | 0% | 0% | 1 | 0.07 | 0% | 0% | 1 | 0% | 0% | 0% | 1 | 0 | 2 | 42% | 0% | 42% | 2 | 42% | 0% | 0% | 1 | 70% | 0% | 0% | 3 | 43% | 0% | 0% | 1 | 71% | 0% | 0% | 3 | 12% | 0% | 0% | 1 | 49% | 0% | 0% | 1 |  | 0% | 0% | 1 | 0.07 | 0% | 0% | 1 | 0% | 0% | 0% | 1 | 0 | 2 | 64% | 0% | 64% | 3 | 25% | 0% | 0% | 1 | 48% | 0% | 0% | 1 | 42% | 0% | 0% | 1 | 56% | 0% | 0% | 2 | 9% | 0% | 0% | 1 | 23% | 0% | 0% | 1 |  | 0% | 0% | 1 | 0.08 | 0% | 0% | 1 | 11% | 0% | 0% | 1 | 0 | 2 | 54% | 0% | 54% | 3 | 17% | 0% | 0% | 1 | 46% | 0% | 0% | 1 | 43% | 0% | 0% | 1 | 55% | 0% | 0% | 2 | 8% | 0% | 0% | 1 | 18% | 0% | 0% | 1 |  | 0% | 0% | 1 | 0.14 | 0% | 0% | 1 | 23% | 0% | 0% | 1 | 0 | 2 | 45% | 0% | 45% | 2 | 25% | 0% | 0% | 1 | 38% | 0% | 0% | 1 | 42% | 0% | 0% | 1 | 56% | 0% | 0% | 2 | 10% | 0% | 0% | 1 | 16% | 0% | 0% | 1
67 | Goose Lake | 0 | 0 | 10 | 0% | 0% | 1 | 0.09 | 0% | 0% | 1 | 40% | 0% | 0% | 1 | 0 | 2 | 15% | 0% | 15% | 1 | 44% | 0% | 0% | 1 | 24% | 0% | 0% | 1 | 72% | 0% | 0% | 3 | 83% | 0% | 0% | 3 | 2% | 0% | 0% | 1 | 16% | 0% | 0% | 1 |  | 0% | 0% | 1 | 0.08 | 0% | 0% | 1 | 50% | 0% | 0% | 2 | 0 | 2 | 17% | 0% | 17% | 1 | 38% | 0% | 0% | 1 | 14% | 0% | 0% | 1 | 48% | 0% | 0% | 1 | 69% | 0% | 0% | 2 | 1% | 0% | 0% | 1 | 7% | 0% | 0% | 1 |  | 0% | 0% | 1 | 0.08 | 0% | 0% | 1 | 44% | 0% | 0% | 1 | 0 | 2 | 14% | 0% | 14% | 1 | 35% | 0% | 0% | 1 | 9% | 0% | 0% | 1 | 35% | 0% | 0% | 1 | 59% | 0% | 0% | 2 | 3% | 0% | 0% | 1 | 4% | 0% | 0% | 1 |  | 0% | 0% | 1 | 0.08 | 0% | 0% | 1 | 42% | 0% | 0% | 1 | 0 | 2 | 13% | 0% | 13% | 1 | 37% | 0% | 0% | 1 | 7% | 0% | 0% | 1 | 27% | 0% | 0% | 1 | 56% | 0% | 0% | 2 | 5% | 0% | 0% | 1 | 5% | 0% | 0% | 1
68 | Unknown - 3327 | 0 | 0 | 0 | 0% | 0% | 1 | 0.12 | 0% | 0% | 1 | 85% | 0% | 0% | 3 | 0 | 2 | 1% | 0% | 1% | 1 | 0% | 0% | 0% | 1 | 1% | 0% | 0% | 1 | 10% | 0% | 0% | 1 | 10% | 0% | 0% | 1 | 0% | 0% | 0% | 1 | 0% | 0% | 0% | 1 |  | 0% | 0% | 1 | 0.11 | 0% | 0% | 1 | 58% | 0% | 0% | 2 | 0 | 2 | 11% | 0% | 11% | 1 | 26% | 0% | 0% | 1 | 13% | 0% | 0% | 1 | 23% | 0% | 0% | 1 | 36% | 0% | 0% | 1 | 13% | 0% | 0% | 1 | 2% | 0% | 0% | 1 |  | 0% | 0% | 1 | 0.1 | 0% | 0% | 1 | 45% | 0% | 0% | 1 | 0 | 2 | 27% | 1% | 28% | 2 | 43% | 0% | 0% | 1 | 21% | 0% | 0% | 1 | 32% | 0% | 0% | 1 | 54% | 0% | 0% | 2 | 23% | 0% | 0% | 1 | 2% | 0% | 0% | 1 |  | 0% | 0% | 1 | 0.11 | 0% | 0% | 1 | 42% | 0% | 0% | 1 | 0 | 2 | 29% | 4% | 33% | 2 | 42% | 0% | 0% | 1 | 21% | 0% | 0% | 1 | 32% | 0% | 0% | 1 | 54% | 0% | 0% | 2 | 22% | 0% | 0% | 1 | 3% | 0% | 0% | 1
69 | Mira Loma | 0 | 0 | 10 | 0% | 0% | 1 | 0.6 | 0% | 0% | 1 | 22% | 0% | 0% | 1 | 0 | 2 | 7% | 0% | 7% | 1 | 0% | 0% | 0% | 1 | 0% | 0% | 0% | 1 | 0% | 0% | 0% | 1 | 0% | 0% | 0% | 1 | 0% | 0% | 0% | 1 | 0% | 0% | 0% | 1 |  | 0% | 0% | 1 | 0.57 | 0% | 0% | 1 | 19% | 0% | 0% | 1 | 0 | 2 | 29% | 0% | 29% | 2 | 4% | 0% | 0% | 1 | 5% | 0% | 0% | 1 | 19% | 0% | 0% | 1 | 23% | 0% | 0% | 1 | 2% | 0% | 0% | 1 | 1% | 0% | 0% | 1 |  | 0% | 0% | 1 | 0.3 | 0% | 0% | 1 | 7% | 0% | 0% | 1 | 0 | 2 | 41% | 30% | 71% | 5 | 36% | 0% | 0% | 1 | 15% | 0% | 0% | 1 | 33% | 0% | 0% | 1 | 60% | 0% | 0% | 2 | 36% | 0% | 0% | 1 | 9% | 0% | 0% | 1 |  | 0% | 0% | 1 | 0.29 | 0% | 0% | 1 | 3% | 0% | 0% | 1 | 0 | 2 | 53% | 31% | 84% | 5 | 43% | 0% | 0% | 1 | 39% | 0% | 0% | 1 | 50% | 0% | 0% | 2 | 75% | 0% | 0% | 3 | 33% | 0% | 0% | 1 | 9% | 0% | 0% | 1
70 | Ravenswood | 100 | 1000 | 10 | 1099% | 233.1% | 5 | 0.15 | 909.1% | 679.4% | 5 | 0% | 0% | 0% | 1 | 0 | 2 | 0% | 0% | 0% | 1 | 0% | 208.3% | 999.9% | 5 | 0% | 208.3% | 999.9% | 5 | 53% | 446.4% | 303.1% | 5 | 53% | 446.4% | 303.1% | 5 | 0% | 208.3% | 999.9% | 5 | 55% | 456.6% | 298.1% | 5 |  | 207.9% | 10.07% | 5 | 0.81 | 195.3% | 37.34% | 5 | 0% | 2022% | 0% | 4 | 0 | 2 | 0% | 0% | 0% | 1 | 27% | 24.45% | 0% | 2 | 71% | 61.69% | 0% | 3 | 82% | 98.14% | 0% | 4 | 82% | 99.8% | 0% | 4 | 6% | 18.79% | 0% | 1 | 20% | 22.13% | 0% | 2 |  | 52.44% | 0% | 3 | 0.29 | 124.5% | 0.8579% | 3 | 0% | 2022% | 0% | 4 | 0 | 2 | 29% | 0% | 29% | 2 | 66% | 9.746% | 0% | 2 | 54% | 7.204% | 0% | 2 | 72% | 11.56% | 0% | 3 | 88% | 26.61% | 0% | 3 | 47% | 6.216% | 0% | 1 | 10% | 3.642% | 0% | 1 |  | 13.89% | 0% | 1 | 0.28 | 7.846% | 0% | 1 | 1% | 2022% | 0% | 4 | 0 | 2 | 40% | 0% | 40% | 2 | 54% | 2.372% | 0% | 2 | 44% | 1.955% | 0% | 1 | 64% | 3.05% | 0% | 2 | 81% | 5.746% | 0% | 3 | 47% | 2.068% | 0% | 1 | 9% | 1.198% | 0% | 1
71 | Rio Hondo | 0 | 0 | 10 | 0% | 0% | 1 | 0.1 | 0% | 0% | 1 | 0% | 0% | 0% | 1 | 0 | 2 | 0% | 0% | 0% | 1 | 0% | 0% | 0% | 1 | 100% | 0% | 0% | 5 | 90% | 0% | 0% | 4 | 100% | 0% | 0% | 5 | 99% | 0% | 0% | 5 | 28% | 0% | 0% | 1 |  | 0% | 0% | 1 | 0.03 | 0% | 0% | 1 | 0% | 0% | 0% | 1 | 0 | 2 | 24% | 44% | 68% | 5 | 0% | 0% | 0% | 1 | 46% | 0% | 0% | 1 | 76% | 0% | 0% | 3 | 79% | 0% | 0% | 3 | 87% | 0% | 0% | 3 | 30% | 0% | 0% | 1 |  | 0% | 0% | 1 | 0.16 | 0% | 0% | 1 | 0% | 0% | 0% | 1 | 0 | 2 | 82% | 4% | 86% | 5 | 50% | 0% | 0% | 2 | 2% | 0% | 0% | 1 | 1% | 0% | 0% | 1 | 52% | 0% | 0% | 2 | 58% | 0% | 0% | 2 | 19% | 0% | 0% | 1 |  | 0% | 0% | 1 | 0.14 | 0% | 0% | 1 | 0% | 0% | 0% | 1 | 0 | 2 | 79% | 12% | 91% | 5 | 56% | 0% | 0% | 2 | 6% | 0% | 0% | 1 | 1% | 0% | 0% | 1 | 59% | 0% | 0% | 2 | 44% | 0% | 0% | 1 | 16% | 0% | 0% | 1
72 | Redondo | 0 | 0 | 10 | 0% | 0% | 1 | 0.27 | 0% | 0% | 1 | 0% | 0% | 0% | 1 | 0 | 2 | 0% | 0% | 0% | 1 | 8% | 0% | 0% | 1 | 0% | 0% | 0% | 1 | 57% | 0% | 0% | 2 | 65% | 0% | 0% | 2 | 0% | 0% | 0% | 1 | 0% | 0% | 0% | 1 |  | 0% | 0% | 1 | 0.26 | 0% | 0% | 1 | 0% | 0% | 0% | 1 | 0 | 2 | 0% | 0% | 0% | 1 | 1% | 0% | 0% | 1 | 17% | 0% | 0% | 1 | 81% | 0% | 0% | 3 | 82% | 0% | 0% | 3 | 0% | 0% | 0% | 1 | 0% | 0% | 0% | 1 |  | 0% | 0% | 1 | 0.18 | 0% | 0% | 1 | 0% | 0% | 0% | 1 | 0 | 2 | 0% | 0% | 0% | 1 | 0% | 0% | 0% | 1 | 2% | 0% | 0% | 1 | 54% | 0% | 0% | 2 | 55% | 0% | 0% | 2 | 0% | 0% | 0% | 1 | 0% | 0% | 0% | 1 |  | 0% | 0% | 1 | 0.25 | 0% | 0% | 1 | 0% | 0% | 0% | 1 | 0 | 2 | 1% | 15% | 16% | 3 | 5% | 0% | 0% | 1 | 6% | 0% | 0% | 1 | 49% | 0% | 0% | 1 | 54% | 0% | 0% | 2 | 2% | 0% | 0% | 1 | 4% | 0% | 0% | 1
73 | Otay | 0 | 0 | 10 | 0% | 0% | 1 | 0.18 | 0% | 0% | 1 | 0% | 0% | 0% | 1 | 0 | 2 | 12% | 0% | 12% | 1 | 4% | 0% | 0% | 1 | 97% | 0% | 0% | 5 | 99% | 0% | 0% | 5 | 99% | 0% | 0% | 5 | 24% | 0% | 0% | 1 | 8% | 0% | 0% | 1 |  | 0% | 0% | 1 | 0.21 | 0% | 0% | 1 | 0% | 0% | 0% | 1 | 0 | 2 | 48% | 0% | 48% | 2 | 2% | 0% | 0% | 1 | 77% | 0% | 0% | 3 | 93% | 0% | 0% | 4 | 96% | 0% | 0% | 5 | 25% | 0% | 0% | 1 | 9% | 0% | 0% | 1 |  | 0% | 0% | 1 | 0.21 | 0% | 0% | 1 | 0% | 0% | 0% | 1 | 0 | 2 | 45% | 4% | 49% | 2 | 6% | 0% | 0% | 1 | 67% | 0% | 0% | 2 | 89% | 0% | 0% | 3 | 91% | 0% | 0% | 4 | 31% | 0% | 0% | 1 | 6% | 0% | 0% | 1 |  | 0% | 0% | 1 | 0.22 | 0% | 0% | 1 | 0% | 0% | 0% | 1 | 0 | 2 | 33% | 43% | 76% | 5 | 24% | 0% | 0% | 1 | 62% | 0% | 0% | 2 | 85% | 0% | 0% | 3 | 89% | 0% | 0% | 3 | 29% | 0% | 0% | 1 | 5% | 0% | 0% | 1
74 | Kirker | 0 | 0 | 10 | 0% | 0% | 1 | 0.07 | 0% | 0% | 1 | 0% | 0% | 0% | 1 | 0 | 2 | 44% | 0% | 44% | 2 | 50% | 0% | 0% | 2 | 74% | 0% | 0% | 3 | 49% | 0% | 0% | 1 | 75% | 0% | 0% | 3 | 16% | 0% | 0% | 1 | 54% | 0% | 0% | 2 |  | 0% | 0% | 1 | 0.07 | 0% | 0% | 1 | 0% | 0% | 0% | 1 | 0 | 2 | 63% | 0% | 63% | 3 | 25% | 0% | 0% | 1 | 48% | 0% | 0% | 1 | 39% | 0% | 0% | 1 | 55% | 0% | 0% | 2 | 9% | 0% | 0% | 1 | 27% | 0% | 0% | 1 |  | 0% | 0% | 1 | 0.17 | 0% | 0% | 1 | 3% | 0% | 0% | 1 | 0 | 2 | 60% | 0% | 60% | 3 | 20% | 0% | 0% | 1 | 47% | 0% | 0% | 1 | 45% | 0% | 0% | 1 | 59% | 0% | 0% | 2 | 11% | 0% | 0% | 1 | 19% | 0% | 0% | 1 |  | 0% | 0% | 1 | 0.2 | 0% | 0% | 1 | 17% | 0% | 0% | 1 | 0 | 2 | 50% | 0% | 50% | 3 | 23% | 0% | 0% | 1 | 40% | 0% | 0% | 1 | 45% | 0% | 0% | 1 | 59% | 0% | 0% | 2 | 11% | 0% | 0% | 1 | 16% | 0% | 0% | 1
75 | Saugus | 0 | 0 | 10 | 0% | 0% | 1 | 0.64 | 0% | 0% | 1 | 1% | 0% | 0% | 1 | 0 | 2 | 60% | 2% | 62% | 3 | 2% | 0% | 0% | 1 | 19% | 0% | 0% | 1 | 57% | 0% | 0% | 2 | 60% | 0% | 0% | 2 | 27% | 0% | 0% | 1 | 9% | 0% | 0% | 1 |  | 0% | 0% | 1 | 0.28 | 0% | 0% | 1 | 2% | 0% | 0% | 1 | 0 | 2 | 53% | 35% | 88% | 5 | 39% | 0% | 0% | 1 | 2% | 0% | 0% | 1 | 14% | 0% | 0% | 1 | 50% | 0% | 0% | 2 | 43% | 0% | 0% | 1 | 9% | 0% | 0% | 1 |  | 0% | 0% | 1 | 0.21 | 0% | 0% | 1 | 3% | 0% | 0% | 1 | 0 | 2 | 47% | 40% | 87% | 5 | 53% | 0% | 0% | 2 | 3% | 0% | 0% | 1 | 9% | 0% | 0% | 1 | 59% | 0% | 0% | 2 | 44% | 0% | 0% | 1 | 11% | 0% | 0% | 1 |  | 0% | 0% | 1 | 0.21 | 0% | 0% | 1 | 4% | 0% | 0% | 1 | 0 | 2 | 45% | 38% | 83% | 5 | 50% | 0% | 0% | 2 | 4% | 0% | 0% | 1 | 10% | 0% | 0% | 1 | 58% | 0% | 0% | 2 | 43% | 0% | 0% | 1 | 11% | 0% | 0% | 1
76 | Chinese Station | 0 | 0 | 0 | 0% | 0% | 1 | 0.07 | 0% | 0% | 1 | 0% | 0% | 0% | 1 | 0 | 2 | 97% | 0% | 97% | 5 | 40% | 0% | 0% | 1 | 91% | 0% | 0% | 4 | 95% | 0% | 0% | 5 | 95% | 0% | 0% | 5 | 43% | 0% | 0% | 1 | 11% | 0% | 0% | 1 |  | 0% | 0% | 1 | 0.1 | 0% | 0% | 1 | 0% | 0% | 0% | 1 | 0 | 2 | 86% | 1% | 87% | 5 | 65% | 0% | 0% | 2 | 36% | 0% | 0% | 1 | 41% | 0% | 0% | 1 | 80% | 0% | 0% | 3 | 68% | 0% | 0% | 2 | 8% | 0% | 0% | 1 |  | 0% | 0% | 1 | 0.11 | 0% | 0% | 1 | 1% | 0% | 0% | 1 | 0 | 2 | 80% | 3% | 83% | 5 | 75% | 0% | 0% | 3 | 31% | 0% | 0% | 1 | 36% | 0% | 0% | 1 | 84% | 0% | 0% | 3 | 62% | 0% | 0% | 2 | 9% | 0% | 0% | 1 |  | 0% | 0% | 1 | 0.11 | 0% | 0% | 1 | 5% | 0% | 0% | 1 | 0 | 2 | 72% | 8% | 80% | 5 | 73% | 0% | 0% | 3 | 29% | 0% | 0% | 1 | 42% | 0% | 0% | 1 | 87% | 0% | 0% | 3 | 54% | 0% | 0% | 2 | 9% | 0% | 0% | 1
77 | Devers | 300 | 3000 | 10 | 78.12% | 0% | 3 | 0.27 | 622.4% | 44.2% | 5 | 0% | 0% | 0% | 1 | 0 | 2 | 1% | 0% | 1% | 1 | 27% | 27.3% | 0% | 2 | 71% | 69.4% | 0% | 3 | 60% | 49.26% | 0% | 2 | 73% | 74.11% | 0% | 3 | 9% | 21.93% | 0% | 2 | 0% | 19.92% | 0% | 1 |  | 42.13% | 0% | 2 | 0.27 | 202.4% | 13.5% | 3 | 0% | 0% | 0% | 1 | 0 | 2 | 12% | 1% | 13% | 2 | 33% | 16.18% | 0% | 1 | 55% | 24.32% | 0% | 2 | 43% | 19.24% | 0% | 1 | 64% | 29.9% | 0% | 2 | 24% | 14.27% | 0% | 1 | 0% | 10.9% | 0% | 1 |  | 21.69% | 0% | 2 | 0.27 | 34.86% | 0% | 2 | 0% | 0% | 0% | 1 | 0 | 2 | 19% | 17% | 36% | 3 | 30% | 7.44% | 0% | 1 | 40% | 8.743% | 0% | 1 | 42% | 8.95% | 0% | 1 | 58% | 12.41% | 0% | 2 | 36% | 8.186% | 0% | 1 | 1% | 5.264% | 0% | 1 |  | 14.18% | 0% | 1 | 0.27 | 11.99% | 0% | 1 | 0% | 0% | 0% | 1 | 0 | 2 | 24% | 32% | 56% | 5 | 35% | 3.868% | 0% | 1 | 37% | 3.999% | 0% | 1 | 50% | 5.06% | 0% | 2 | 65% | 7.251% | 0% | 2 | 47% | 4.782% | 0% | 1 | 3% | 2.584% | 0% | 1
78 | New Sub - Midway - Wheeler Ridge (Proposed) | 1900 | 19000 | 10 | 201.1% | 25.3% | 5 | 0.06 | 204.3% | 26.38% | 5 | 49% | 109.9% | 7.338% | 4 | 0 | 2 | 10% | 0% | 10% | 1 | 9% | 44.36% | 0% | 2 | 33% | 59.74% | 0% | 3 | 43% | 71.11% | 0% | 3 | 44% | 72.52% | 0% | 3 | 0% | 40.26% | 0% | 2 | 1% | 40.47% | 0% | 2 |  | 96.12% | 0% | 4 | 0.06 | 72.47% | 0% | 2 | 46% | 48.57% | 0% | 2 | 0 | 2 | 8% | 0% | 8% | 1 | 22% | 18.18% | 0% | 1 | 38% | 22.66% | 0% | 2 | 50% | 28.27% | 0% | 2 | 60% | 35.39% | 0% | 2 | 2% | 14.45% | 0% | 1 | 1% | 14.23% | 0% | 1 |  | 67.01% | 0% | 3 | 0.07 | 30.04% | 0% | 2 | 42% | 48.57% | 0% | 2 | 0 | 2 | 7% | 0% | 7% | 1 | 22% | 9.645% | 0% | 1 | 38% | 12.1% | 0% | 1 | 57% | 17.39% | 0% | 2 | 64% | 20.64% | 0% | 2 | 5% | 7.869% | 0% | 1 | 5% | 7.891% | 0% | 1 |  | 42.01% | 0% | 2 | 0.08 | 20.72% | 0% | 2 | 44% | 48.57% | 0% | 2 | 0 | 2 | 9% | 0% | 9% | 1 | 22% | 6.221% | 0% | 1 | 30% | 6.955% | 0% | 1 | 54% | 10.63% | 0% | 2 | 61% | 12.32% | 0% | 2 | 7% | 5.221% | 0% | 1 | 5% | 5.126% | 0% | 1
79 | Del Amo | 0 | 0 | 10 | 0% | 0% | 1 | 0 | 0% | 0% | 1 | 0% | 0% | 0% | 1 | 0 | 2 | 0% | 0% | 0% | 1 | 0% | 0% | 0% | 1 | 0% | 0% | 0% | 1 | 0% | 0% | 0% | 1 | 0% | 0% | 0% | 1 | 0% | 0% | 0% | 1 | 0% | 0% | 0% | 1 |  | 0% | 0% | 1 | 0.36 | 0% | 0% | 1 | 0% | 0% | 0% | 1 | 0 | 2 | 0% | 0% | 0% | 1 | 0% | 0% | 0% | 1 | 18% | 0% | 0% | 1 | 37% | 0% | 0% | 1 | 37% | 0% | 0% | 1 | 0% | 0% | 0% | 1 | 1% | 0% | 0% | 1 |  | 0% | 0% | 1 | 0.67 | 0% | 0% | 1 | 0% | 0% | 0% | 1 | 0 | 2 | 1% | 0% | 1% | 1 | 0% | 0% | 0% | 1 | 7% | 0% | 0% | 1 | 68% | 0% | 0% | 2 | 68% | 0% | 0% | 2 | 0% | 0% | 0% | 1 | 2% | 0% | 0% | 1 |  | 0% | 0% | 1 | 0.49 | 0% | 0% | 1 | 0% | 0% | 0% | 1 | 0 | 2 | 28% | 0% | 28% | 2 | 21% | 0% | 0% | 1 | 10% | 0% | 0% | 1 | 53% | 0% | 0% | 2 | 74% | 0% | 0% | 3 | 16% | 0% | 0% | 1 | 8% | 0% | 0% | 1
80 | Alpaugh | 0 | 0 | 10 | 0% | 0% | 1 | 0.07 | 0% | 0% | 1 | 39% | 0% | 0% | 1 | 0 | 2 | 8% | 0% | 8% | 1 | 54% | 0% | 0% | 2 | 0% | 0% | 0% | 1 | 9% | 0% | 0% | 1 | 58% | 0% | 0% | 2 | 1% | 0% | 0% | 1 | 5% | 0% | 0% | 1 |  | 0% | 0% | 1 | 0.08 | 0% | 0% | 1 | 42% | 0% | 0% | 1 | 0 | 2 | 11% | 0% | 11% | 1 | 26% | 0% | 0% | 1 | 9% | 0% | 0% | 1 | 18% | 0% | 0% | 1 | 35% | 0% | 0% | 1 | 1% | 0% | 0% | 1 | 6% | 0% | 0% | 1 |  | 0% | 0% | 1 | 0.08 | 0% | 0% | 1 | 45% | 0% | 0% | 1 | 0 | 2 | 8% | 0% | 8% | 1 | 28% | 0% | 0% | 1 | 9% | 0% | 0% | 1 | 17% | 0% | 0% | 1 | 38% | 0% | 0% | 1 | 1% | 0% | 0% | 1 | 5% | 0% | 0% | 1 |  | 0% | 0% | 1 | 0.09 | 0% | 0% | 1 | 43% | 0% | 0% | 1 | 0 | 2 | 6% | 0% | 6% | 1 | 27% | 0% | 0% | 1 | 5% | 0% | 0% | 1 | 16% | 0% | 0% | 1 | 38% | 0% | 0% | 1 | 1% | 0% | 0% | 1 | 5% | 0% | 0% | 1
81 | Palo Verde | 0 | 0 | 10 | 0% | 0% | 1 | 0 | 0% | 0% | 1 | 0% | 0% | 0% | 1 | 0 | 2 | 0% | 0% | 0% | 1 | 0% | 0% | 0% | 1 | 0% | 0% | 0% | 1 | 0% | 0% | 0% | 1 | 0% | 0% | 0% | 1 | 0% | 0% | 0% | 1 | 0% | 0% | 0% | 1 |  | 0% | 0% | 1 | 0 | 0% | 0% | 1 | 0% | 0% | 0% | 1 | 0 | 2 | 0% | 0% | 0% | 1 | 0% | 0% | 0% | 1 | 0% | 0% | 0% | 1 | 0% | 0% | 0% | 1 | 0% | 0% | 0% | 1 | 0% | 0% | 0% | 1 | 0% | 0% | 0% | 1 |  | 0% | 0% | 1 | 0 | 0% | 0% | 1 | 0% | 0% | 0% | 1 | 0 | 2 | 0% | 0% | 0% | 1 | 0% | 0% | 0% | 1 | 0% | 0% | 0% | 1 | 0% | 0% | 0% | 1 | 0% | 0% | 0% | 1 | 0% | 0% | 0% | 1 | 0% | 0% | 0% | 1 |  | 0% | 0% | 1 | 0 | 0% | 0% | 1 | 0% | 0% | 0% | 1 | 0 | 2 | 0% | 0% | 0% | 1 | 0% | 0% | 0% | 1 | 0% | 0% | 0% | 1 | 0% | 0% | 0% | 1 | 0% | 0% | 0% | 1 | 0% | 0% | 0% | 1 | 0% | 0% | 0% | 1
82 | Grimmway-Malaga | 0 | 0 | 10 | 0% | 0% | 1 | 0.1 | 0% | 0% | 1 | 89% | 0% | 0% | 3 | 0 | 2 | 0% | 0% | 0% | 1 | 0% | 0% | 0% | 1 | 0% | 0% | 0% | 1 | 16% | 0% | 0% | 1 | 16% | 0% | 0% | 1 | 0% | 0% | 0% | 1 | 0% | 0% | 0% | 1 |  | 0% | 0% | 1 | 0.1 | 0% | 0% | 1 | 64% | 0% | 0% | 2 | 0 | 2 | 8% | 0% | 8% | 1 | 18% | 0% | 0% | 1 | 14% | 0% | 0% | 1 | 22% | 0% | 0% | 1 | 32% | 0% | 0% | 1 | 8% | 0% | 0% | 1 | 1% | 0% | 0% | 1 |  | 0% | 0% | 1 | 0.11 | 0% | 0% | 1 | 54% | 0% | 0% | 2 | 0 | 2 | 21% | 0% | 21% | 2 | 33% | 0% | 0% | 1 | 21% | 0% | 0% | 1 | 30% | 0% | 0% | 1 | 46% | 0% | 0% | 1 | 17% | 0% | 0% | 1 | 2% | 0% | 0% | 1 |  | 0% | 0% | 1 | 0.1 | 0% | 0% | 1 | 44% | 0% | 0% | 1 | 0 | 2 | 26% | 3% | 29% | 2 | 40% | 0% | 0% | 1 | 21% | 0% | 0% | 1 | 33% | 0% | 0% | 1 | 55% | 0% | 0% | 2 | 19% | 0% | 0% | 1 | 2% | 0% | 0% | 1
83 | Kernridge | 0 | 0 | 10 | 0% | 0% | 1 | 0.06 | 0% | 0% | 1 | 16% | 0% | 0% | 1 | 0 | 2 | 0% | 0% | 0% | 1 | 41% | 0% | 0% | 1 | 2% | 0% | 0% | 1 | 27% | 0% | 0% | 1 | 67% | 0% | 0% | 2 | 11% | 0% | 0% | 1 | 0% | 0% | 0% | 1 |  | 0% | 0% | 1 | 0.06 | 0% | 0% | 1 | 29% | 0% | 0% | 1 | 0 | 2 | 15% | 0% | 15% | 1 | 51% | 0% | 0% | 2 | 8% | 0% | 0% | 1 | 28% | 0% | 0% | 1 | 70% | 0% | 0% | 3 | 15% | 0% | 0% | 1 | 0% | 0% | 0% | 1 |  | 0% | 0% | 1 | 0.08 | 0% | 0% | 1 | 24% | 0% | 0% | 1 | 0 | 2 | 17% | 0% | 17% | 1 | 52% | 0% | 0% | 2 | 14% | 0% | 0% | 1 | 35% | 0% | 0% | 1 | 72% | 0% | 0% | 3 | 21% | 0% | 0% | 1 | 3% | 0% | 0% | 1 |  | 0% | 0% | 1 | 0.09 | 0% | 0% | 1 | 27% | 0% | 0% | 1 | 0 | 2 | 17% | 0% | 17% | 1 | 45% | 0% | 0% | 1 | 13% | 0% | 0% | 1 | 37% | 0% | 0% | 1 | 69% | 0% | 0% | 2 | 19% | 0% | 0% | 1 | 4% | 0% | 0% | 1
84 | Crestwood | 0 | 0 | 10 | 0% | 0% | 1 | 0.11 | 0% | 0% | 1 | 0% | 0% | 0% | 1 | 0 | 2 | 24% | 74% | 98% | 5 | 2% | 0% | 0% | 1 | 5% | 0% | 0% | 1 | 31% | 0% | 0% | 1 | 31% | 0% | 0% | 1 | 33% | 0% | 0% | 1 | 2% | 0% | 0% | 1 |  | 0% | 0% | 1 | 0.1 | 0% | 0% | 1 | 0% | 0% | 0% | 1 | 0 | 2 | 25% | 69% | 94% | 5 | 10% | 0% | 0% | 1 | 17% | 0% | 0% | 1 | 25% | 0% | 0% | 1 | 45% | 0% | 0% | 1 | 39% | 0% | 0% | 1 | 2% | 0% | 0% | 1 |  | 0% | 0% | 1 | 0.08 | 0% | 0% | 1 | 0% | 0% | 0% | 1 | 0 | 2 | 20% | 73% | 93% | 5 | 10% | 0% | 0% | 1 | 23% | 0% | 0% | 1 | 35% | 0% | 0% | 1 | 51% | 0% | 0% | 2 | 43% | 0% | 0% | 1 | 3% | 0% | 0% | 1 |  | 0% | 0% | 1 | 0.08 | 0% | 0% | 1 | 0% | 0% | 0% | 1 | 0 | 2 | 17% | 73% | 90% | 5 | 10% | 0% | 0% | 1 | 26% | 0% | 0% | 1 | 42% | 0% | 0% | 1 | 56% | 0% | 0% | 2 | 44% | 0% | 0% | 1 | 3% | 0% | 0% | 1
85 | Salt Creek | 0 | 0 | 10 | 0% | 0% | 1 | 0.54 | 0% | 0% | 1 | 0% | 0% | 0% | 1 | 0 | 2 | 75% | 0% | 75% | 5 | 7% | 0% | 0% | 1 | 98% | 0% | 0% | 5 | 87% | 0% | 0% | 3 | 100% | 0% | 0% | 5 | 44% | 0% | 0% | 1 | 3% | 0% | 0% | 1 |  | 0% | 0% | 1 | 0.18 | 0% | 0% | 1 | 0% | 0% | 0% | 1 | 0 | 2 | 64% | 10% | 74% | 3 | 10% | 0% | 0% | 1 | 84% | 0% | 0% | 3 | 93% | 0% | 0% | 4 | 95% | 0% | 0% | 5 | 39% | 0% | 0% | 1 | 7% | 0% | 0% | 1 |  | 0% | 0% | 1 | 0.22 | 0% | 0% | 1 | 0% | 0% | 0% | 1 | 0 | 2 | 33% | 46% | 79% | 5 | 24% | 0% | 0% | 1 | 59% | 0% | 0% | 2 | 84% | 0% | 0% | 3 | 88% | 0% | 0% | 3 | 27% | 0% | 0% | 1 | 4% | 0% | 0% | 1 |  | 0% | 0% | 1 | 0.21 | 0% | 0% | 1 | 0% | 0% | 0% | 1 | 0 | 2 | 24% | 64% | 88% | 5 | 26% | 0% | 0% | 1 | 48% | 0% | 0% | 1 | 76% | 0% | 0% | 3 | 84% | 0% | 0% | 3 | 37% | 0% | 0% | 1 | 3% | 0% | 0% | 1
86 | Eagle Rock (SCE) | 0 | 0 | 10 | 0% | 0% | 1 | 0 | 0% | 0% | 1 | 0% | 0% | 0% | 1 | 0 | 2 | 0% | 0% | 0% | 1 | 0% | 0% | 0% | 1 | 0% | 0% | 0% | 1 | 0% | 0% | 0% | 1 | 0% | 0% | 0% | 1 | 0% | 0% | 0% | 1 | 0% | 0% | 0% | 1 |  | 0% | 0% | 1 | 0.12 | 0% | 0% | 1 | 0% | 0% | 0% | 1 | 0 | 2 | 21% | 12% | 33% | 3 | 0% | 0% | 0% | 1 | 0% | 0% | 0% | 1 | 5% | 0% | 0% | 1 | 5% | 0% | 0% | 1 | 25% | 0% | 0% | 1 | 24% | 0% | 0% | 1 |  | 0% | 0% | 1 | 0.13 | 0% | 0% | 1 | 0% | 0% | 0% | 1 | 0 | 2 | 13% | 6% | 19% | 2 | 0% | 0% | 0% | 1 | 2% | 0% | 0% | 1 | 4% | 0% | 0% | 1 | 5% | 0% | 0% | 1 | 15% | 0% | 0% | 1 | 15% | 0% | 0% | 1 |  | 0% | 0% | 1 | 0.13 | 0% | 0% | 1 | 1% | 0% | 0% | 1 | 0 | 2 | 60% | 18% | 78% | 5 | 29% | 0% | 0% | 1 | 3% | 0% | 0% | 1 | 4% | 0% | 0% | 1 | 32% | 0% | 0% | 1 | 35% | 0% | 0% | 1 | 13% | 0% | 0% | 1
87 | Melones | 0 | 0 | 10 | 0% | 0% | 1 | 0.18 | 0% | 0% | 1 | 0% | 0% | 0% | 1 | 0 | 2 | 75% | 0% | 75% | 5 | 45% | 0% | 0% | 1 | 47% | 0% | 0% | 1 | 46% | 0% | 0% | 1 | 62% | 0% | 0% | 2 | 58% | 0% | 0% | 2 | 8% | 0% | 0% | 1 |  | 0% | 0% | 1 | 0.14 | 0% | 0% | 1 | 0% | 0% | 0% | 1 | 0 | 2 | 86% | 0% | 86% | 5 | 64% | 0% | 0% | 2 | 44% | 0% | 0% | 1 | 52% | 0% | 0% | 2 | 83% | 0% | 0% | 3 | 63% | 0% | 0% | 2 | 9% | 0% | 0% | 1 |  | 0% | 0% | 1 | 0.11 | 0% | 0% | 1 | 1% | 0% | 0% | 1 | 0 | 2 | 86% | 3% | 89% | 5 | 72% | 0% | 0% | 3 | 27% | 0% | 0% | 1 | 36% | 0% | 0% | 1 | 84% | 0% | 0% | 3 | 68% | 0% | 0% | 2 | 9% | 0% | 0% | 1 |  | 0% | 0% | 1 | 0.11 | 0% | 0% | 1 | 3% | 0% | 0% | 1 | 0 | 2 | 70% | 9% | 79% | 5 | 71% | 0% | 0% | 3 | 23% | 0% | 0% | 1 | 38% | 0% | 0% | 1 | 85% | 0% | 0% | 3 | 58% | 0% | 0% | 2 | 8% | 0% | 0% | 1
88 | Imperial Beach | 0 | 0 | 10 | 0% | 0% | 1 | 0.11 | 0% | 0% | 1 | 0% | 0% | 0% | 1 | 0 | 2 | 0% | 0% | 0% | 1 | 10% | 0% | 0% | 1 | 91% | 0% | 0% | 4 | 98% | 0% | 0% | 5 | 98% | 0% | 0% | 5 | 15% | 0% | 0% | 1 | 12% | 0% | 0% | 1 |  | 0% | 0% | 1 | 0.23 | 0% | 0% | 1 | 0% | 0% | 0% | 1 | 0 | 2 | 32% | 0% | 32% | 2 | 1% | 0% | 0% | 1 | 63% | 0% | 0% | 2 | 93% | 0% | 0% | 4 | 94% | 0% | 0% | 4 | 10% | 0% | 0% | 1 | 8% | 0% | 0% | 1 |  | 0% | 0% | 1 | 0.21 | 0% | 0% | 1 | 0% | 0% | 0% | 1 | 0 | 2 | 38% | 0% | 38% | 2 | 5% | 0% | 0% | 1 | 62% | 0% | 0% | 2 | 89% | 0% | 0% | 3 | 91% | 0% | 0% | 4 | 22% | 0% | 0% | 1 | 6% | 0% | 0% | 1 |  | 0% | 0% | 1 | 0.21 | 0% | 0% | 1 | 0% | 0% | 0% | 1 | 0 | 2 | 39% | 25% | 64% | 4 | 17% | 0% | 0% | 1 | 69% | 0% | 0% | 2 | 87% | 0% | 0% | 3 | 92% | 0% | 0% | 4 | 28% | 0% | 0% | 1 | 6% | 0% | 0% | 1
89 | Pala | 0 | 0 | 10 | 0% | 0% | 1 | 0.33 | 0% | 0% | 1 | 4% | 0% | 0% | 1 | 0 | 2 | 59% | 25% | 84% | 5 | 57% | 0% | 0% | 2 | 9% | 0% | 0% | 1 | 24% | 0% | 0% | 1 | 61% | 0% | 0% | 2 | 14% | 0% | 0% | 1 | 9% | 0% | 0% | 1 |  | 0% | 0% | 1 | 0.4 | 0% | 0% | 1 | 5% | 0% | 0% | 1 | 0 | 2 | 52% | 26% | 78% | 5 | 60% | 0% | 0% | 2 | 18% | 0% | 0% | 1 | 40% | 0% | 0% | 1 | 66% | 0% | 0% | 2 | 13% | 0% | 0% | 1 | 7% | 0% | 0% | 1 |  | 0% | 0% | 1 | 0.36 | 0% | 0% | 1 | 5% | 0% | 0% | 1 | 0 | 2 | 46% | 36% | 82% | 5 | 59% | 0% | 0% | 2 | 25% | 0% | 0% | 1 | 41% | 0% | 0% | 1 | 68% | 0% | 0% | 2 | 18% | 0% | 0% | 1 | 7% | 0% | 0% | 1 |  | 0% | 0% | 1 | 0.32 | 0% | 0% | 1 | 3% | 0% | 0% | 1 | 0 | 2 | 41% | 46% | 87% | 5 | 54% | 0% | 0% | 2 | 29% | 0% | 0% | 1 | 44% | 0% | 0% | 1 | 70% | 0% | 0% | 3 | 27% | 0% | 0% | 1 | 7% | 0% | 0% | 1
90 | 7th Standard | 90 | 900 | 10 | 20.08% | 0% | 2 | 0.23 | 769.2% | 3.692% | 3 | 74% | 0% | 0% | 2 | 0 | 2 | 1% | 0% | 1% | 1 | 13% | 4.192% | 0% | 1 | 0% | 3.662% | 0% | 1 | 3% | 3.774% | 0% | 1 | 13% | 4.196% | 0% | 1 | 0% | 3.662% | 0% | 1 | 2% | 3.749% | 0% | 1 |  | 3.943% | 0% | 1 | 0.15 | 47.8% | 0% | 2 | 52% | 0% | 0% | 2 | 0 | 2 | 15% | 0% | 15% | 1 | 36% | 1.193% | 0% | 1 | 8% | 0.8309% | 0% | 1 | 20% | 0.9587% | 0% | 1 | 44% | 1.373% | 0% | 1 | 1% | 0.7801% | 0% | 1 | 6% | 0.8191% | 0% | 1 |  | 1.704% | 0% | 1 | 0.12 | 2.788% | 0% | 1 | 50% | 0% | 0% | 2 | 0 | 2 | 23% | 0% | 23% | 2 | 36% | 0.4573% | 0% | 1 | 14% | 0.3408% | 0% | 1 | 28% | 0.4094% | 0% | 1 | 50% | 0.5819% | 0% | 2 | 4% | 0.3054% | 0% | 1 | 6% | 0.3131% | 0% | 1 |  | 1.049% | 0% | 1 | 0.1 | 0.8894% | 0% | 1 | 49% | 0% | 0% | 1 | 0 | 2 | 25% | 0% | 25% | 2 | 34% | 0.2283% | 0% | 1 | 18% | 0.1856% | 0% | 1 | 35% | 0.2352% | 0% | 1 | 54% | 0.3265% | 0% | 2 | 10% | 0.169% | 0% | 1 | 4% | 0.1582% | 0% | 1
91 | Rosedale | 0 | 0 | 0 | 0% | 0% | 1 | 0.7 | 0% | 0% | 1 | 47% | 0% | 0% | 1 | 0 | 2 | 0% | 0% | 0% | 1 | 98% | 0% | 0% | 5 | 12% | 0% | 0% | 1 | 12% | 0% | 0% | 1 | 98% | 0% | 0% | 5 | 0% | 0% | 0% | 1 | 1% | 0% | 0% | 1 |  | 0% | 0% | 1 | 0.19 | 0% | 0% | 1 | 46% | 0% | 0% | 1 | 0 | 2 | 6% | 0% | 6% | 1 | 35% | 0% | 0% | 1 | 14% | 0% | 0% | 1 | 33% | 0% | 0% | 1 | 49% | 0% | 0% | 1 | 0% | 0% | 0% | 1 | 8% | 0% | 0% | 1 |  | 0% | 0% | 1 | 0.13 | 0% | 0% | 1 | 47% | 0% | 0% | 1 | 0 | 2 | 18% | 0% | 18% | 1 | 32% | 0% | 0% | 1 | 16% | 0% | 0% | 1 | 29% | 0% | 0% | 1 | 48% | 0% | 0% | 1 | 4% | 0% | 0% | 1 | 6% | 0% | 0% | 1 |  | 0% | 0% | 1 | 0.1 | 0% | 0% | 1 | 47% | 0% | 0% | 1 | 0 | 2 | 22% | 0% | 22% | 2 | 31% | 0% | 0% | 1 | 22% | 0% | 0% | 1 | 37% | 0% | 0% | 1 | 52% | 0% | 0% | 2 | 10% | 0% | 0% | 1 | 4% | 0% | 0% | 1
92 | Moorpark | 0 | 0 | 10 | 0% | 0% | 1 | 0.17 | 0% | 0% | 1 | 33% | 0% | 0% | 1 | 0 | 2 | 9% | 0% | 9% | 1 | 16% | 0% | 0% | 1 | 0% | 0% | 0% | 1 | 20% | 0% | 0% | 1 | 36% | 0% | 0% | 1 | 13% | 0% | 0% | 1 | 5% | 0% | 0% | 1 |  | 0% | 0% | 1 | 0.14 | 0% | 0% | 1 | 32% | 0% | 0% | 1 | 0 | 2 | 25% | 0% | 25% | 2 | 30% | 0% | 0% | 1 | 7% | 0% | 0% | 1 | 14% | 0% | 0% | 1 | 41% | 0% | 0% | 1 | 17% | 0% | 0% | 1 | 9% | 0% | 0% | 1 |  | 0% | 0% | 1 | 0.14 | 0% | 0% | 1 | 28% | 0% | 0% | 1 | 0 | 2 | 25% | 3% | 28% | 2 | 37% | 0% | 0% | 1 | 7% | 0% | 0% | 1 | 19% | 0% | 0% | 1 | 51% | 0% | 0% | 2 | 22% | 0% | 0% | 1 | 9% | 0% | 0% | 1 |  | 0% | 0% | 1 | 0.16 | 0% | 0% | 1 | 21% | 0% | 0% | 1 | 0 | 2 | 24% | 6% | 30% | 2 | 40% | 0% | 0% | 1 | 8% | 0% | 0% | 1 | 20% | 0% | 0% | 1 | 55% | 0% | 0% | 2 | 27% | 0% | 0% | 1 | 9% | 0% | 0% | 1
93 | Norco | 0 | 0 | 10 | 0% | 0% | 1 | 0.07 | 0% | 0% | 1 | 10% | 0% | 0% | 1 | 0 | 2 | 11% | 0% | 11% | 1 | 58% | 0% | 0% | 2 | 87% | 0% | 0% | 3 | 96% | 0% | 0% | 5 | 100% | 0% | 0% | 5 | 0% | 0% | 0% | 1 | 29% | 0% | 0% | 1 |  | 0% | 0% | 1 | 0.09 | 0% | 0% | 1 | 36% | 0% | 0% | 1 | 0 | 2 | 8% | 0% | 8% | 1 | 30% | 0% | 0% | 1 | 55% | 0% | 0% | 2 | 86% | 0% | 0% | 3 | 87% | 0% | 0% | 3 | 1% | 0% | 0% | 1 | 11% | 0% | 0% | 1 |  | 0% | 0% | 1 | 0.09 | 0% | 0% | 1 | 45% | 0% | 0% | 1 | 0 | 2 | 5% | 0% | 5% | 1 | 20% | 0% | 0% | 1 | 35% | 0% | 0% | 1 | 61% | 0% | 0% | 2 | 62% | 0% | 0% | 2 | 1% | 0% | 0% | 1 | 7% | 0% | 0% | 1 |  | 0% | 0% | 1 | 0.09 | 0% | 0% | 1 | 51% | 0% | 0% | 2 | 0 | 2 | 4% | 0% | 4% | 1 | 18% | 0% | 0% | 1 | 27% | 0% | 0% | 1 | 52% | 0% | 0% | 2 | 57% | 0% | 0% | 2 | 1% | 0% | 0% | 1 | 5% | 0% | 0% | 1
94 | La Fresa | 0 | 0 | 10 | 0% | 0% | 1 | 0.26 | 0% | 0% | 1 | 0% | 0% | 0% | 1 | 0 | 2 | 0% | 0% | 0% | 1 | 0% | 0% | 0% | 1 | 0% | 0% | 0% | 1 | 31% | 0% | 0% | 1 | 31% | 0% | 0% | 1 | 0% | 0% | 0% | 1 | 0% | 0% | 0% | 1 |  | 0% | 0% | 1 | 0.24 | 0% | 0% | 1 | 0% | 0% | 0% | 1 | 0 | 2 | 0% | 0% | 0% | 1 | 0% | 0% | 0% | 1 | 3% | 0% | 0% | 1 | 74% | 0% | 0% | 3 | 74% | 0% | 0% | 3 | 0% | 0% | 0% | 1 | 0% | 0% | 0% | 1 |  | 0% | 0% | 1 | 0.27 | 0% | 0% | 1 | 0% | 0% | 0% | 1 | 0 | 2 | 0% | 0% | 0% | 1 | 0% | 0% | 0% | 1 | 3% | 0% | 0% | 1 | 56% | 0% | 0% | 2 | 56% | 0% | 0% | 2 | 0% | 0% | 0% | 1 | 0% | 0% | 0% | 1 |  | 0% | 0% | 1 | 0.27 | 0% | 0% | 1 | 0% | 0% | 0% | 1 | 0 | 2 | 2% | 9% | 11% | 2 | 2% | 0% | 0% | 1 | 10% | 0% | 0% | 1 | 53% | 0% | 0% | 2 | 55% | 0% | 0% | 2 | 2% | 0% | 0% | 1 | 3% | 0% | 0% | 1
95 | Cottonwood | 0 | 0 | 10 | 0% | 0% | 1 | 0.32 | 0% | 0% | 1 | 18% | 0% | 0% | 1 | 0 | 2 | 81% | 13% | 94% | 5 | 54% | 0% | 0% | 2 | 25% | 0% | 0% | 1 | 13% | 0% | 0% | 1 | 70% | 0% | 0% | 3 | 13% | 0% | 0% | 1 | 12% | 0% | 0% | 1 |  | 0% | 0% | 1 | 0.27 | 0% | 0% | 1 | 6% | 0% | 0% | 1 | 0 | 2 | 68% | 29% | 97% | 5 | 47% | 0% | 0% | 1 | 19% | 0% | 0% | 1 | 22% | 0% | 0% | 1 | 58% | 0% | 0% | 2 | 27% | 0% | 0% | 1 | 15% | 0% | 0% | 1 |  | 0% | 0% | 1 | 0.23 | 0% | 0% | 1 | 3% | 0% | 0% | 1 | 0 | 2 | 67% | 30% | 97% | 5 | 50% | 0% | 0% | 2 | 13% | 0% | 0% | 1 | 17% | 0% | 0% | 1 | 60% | 0% | 0% | 2 | 43% | 0% | 0% | 1 | 13% | 0% | 0% | 1 |  | 0% | 0% | 1 | 0.19 | 0% | 0% | 1 | 4% | 0% | 0% | 1 | 0 | 2 | 65% | 29% | 94% | 5 | 44% | 0% | 0% | 1 | 11% | 0% | 0% | 1 | 15% | 0% | 0% | 1 | 53% | 0% | 0% | 2 | 54% | 0% | 0% | 2 | 10% | 0% | 0% | 1
96 | Borden | 0 | 0 | 10 | 0% | 0% | 1 | 0.14 | 0% | 0% | 1 | 43% | 0% | 0% | 1 | 0 | 2 | 38% | 0% | 38% | 2 | 4% | 0% | 0% | 1 | 36% | 0% | 0% | 1 | 41% | 0% | 0% | 1 | 41% | 0% | 0% | 1 | 0% | 0% | 0% | 1 | 5% | 0% | 0% | 1 |  | 0% | 0% | 1 | 0.17 | 0% | 0% | 1 | 47% | 0% | 0% | 1 | 0 | 2 | 36% | 0% | 36% | 2 | 27% | 0% | 0% | 1 | 35% | 0% | 0% | 1 | 39% | 0% | 0% | 1 | 53% | 0% | 0% | 2 | 9% | 0% | 0% | 1 | 15% | 0% | 0% | 1 |  | 0% | 0% | 1 | 0.16 | 0% | 0% | 1 | 40% | 0% | 0% | 1 | 0 | 2 | 40% | 0% | 40% | 2 | 32% | 0% | 0% | 1 | 35% | 0% | 0% | 1 | 37% | 0% | 0% | 1 | 56% | 0% | 0% | 2 | 17% | 0% | 0% | 1 | 18% | 0% | 0% | 1 |  | 0% | 0% | 1 | 0.14 | 0% | 0% | 1 | 30% | 0% | 0% | 1 | 0 | 2 | 41% | 0% | 41% | 2 | 41% | 0% | 0% | 1 | 33% | 0% | 0% | 1 | 33% | 0% | 0% | 1 | 59% | 0% | 0% | 2 | 21% | 0% | 0% | 1 | 16% | 0% | 0% | 1
97 | Oceano | 0 | 0 | 10 | 0% | 0% | 1 | 0.33 | 0% | 0% | 1 | 15% | 0% | 0% | 1 | 0 | 2 | 17% | 0% | 17% | 1 | 5% | 0% | 0% | 1 | 4% | 0% | 0% | 1 | 18% | 0% | 0% | 1 | 18% | 0% | 0% | 1 | 27% | 0% | 0% | 1 | 4% | 0% | 0% | 1 |  | 0% | 0% | 1 | 0.13 | 0% | 0% | 1 | 21% | 0% | 0% | 1 | 0 | 2 | 46% | 0% | 46% | 2 | 9% | 0% | 0% | 1 | 3% | 0% | 0% | 1 | 22% | 0% | 0% | 1 | 26% | 0% | 0% | 1 | 22% | 0% | 0% | 1 | 8% | 0% | 0% | 1 |  | 0% | 0% | 1 | 0.09 | 0% | 0% | 1 | 16% | 0% | 0% | 1 | 0 | 2 | 47% | 11% | 58% | 3 | 12% | 0% | 0% | 1 | 7% | 0% | 0% | 1 | 30% | 0% | 0% | 1 | 34% | 0% | 0% | 1 | 39% | 0% | 0% | 1 | 7% | 0% | 0% | 1 |  | 0% | 0% | 1 | 0.08 | 0% | 0% | 1 | 14% | 0% | 0% | 1 | 0 | 2 | 41% | 22% | 63% | 4 | 17% | 0% | 0% | 1 | 10% | 0% | 0% | 1 | 33% | 0% | 0% | 1 | 40% | 0% | 0% | 1 | 45% | 0% | 0% | 1 | 7% | 0% | 0% | 1
98 | Hollister | 0 | 0 | 10 | 0% | 0% | 1 | 0.21 | 0% | 0% | 1 | 27% | 0% | 0% | 1 | 0 | 2 | 36% | 0% | 36% | 2 | 10% | 0% | 0% | 1 | 19% | 0% | 0% | 1 | 25% | 0% | 0% | 1 | 34% | 0% | 0% | 1 | 16% | 0% | 0% | 1 | 7% | 0% | 0% | 1 |  | 0% | 0% | 1 | 0.11 | 0% | 0% | 1 | 15% | 0% | 0% | 1 | 0 | 2 | 68% | 0% | 68% | 3 | 45% | 0% | 0% | 1 | 16% | 0% | 0% | 1 | 26% | 0% | 0% | 1 | 60% | 0% | 0% | 2 | 43% | 0% | 0% | 1 | 4% | 0% | 0% | 1 |  | 0% | 0% | 1 | 0.09 | 0% | 0% | 1 | 11% | 0% | 0% | 1 | 0 | 2 | 68% | 6% | 74% | 3 | 56% | 0% | 0% | 2 | 13% | 0% | 0% | 1 | 27% | 0% | 0% | 1 | 68% | 0% | 0% | 2 | 52% | 0% | 0% | 2 | 4% | 0% | 0% | 1 |  | 0% | 0% | 1 | 0.09 | 0% | 0% | 1 | 14% | 0% | 0% | 1 | 0 | 2 | 60% | 13% | 73% | 3 | 60% | 0% | 0% | 2 | 13% | 0% | 0% | 1 | 25% | 0% | 0% | 1 | 69% | 0% | 0% | 2 | 54% | 0% | 0% | 2 | 4% | 0% | 0% | 1
99 | Crow Creek | 0 | 0 | 10 | 0% | 0% | 1 | 0.08 | 0% | 0% | 1 | 48% | 0% | 0% | 1 | 0 | 2 | 57% | 0% | 57% | 3 | 28% | 0% | 0% | 1 | 12% | 0% | 0% | 1 | 19% | 0% | 0% | 1 | 46% | 0% | 0% | 1 | 35% | 0% | 0% | 1 | 2% | 0% | 0% | 1 |  | 0% | 0% | 1 | 0.1 | 0% | 0% | 1 | 41% | 0% | 0% | 1 | 0 | 2 | 45% | 3% | 48% | 2 | 48% | 0% | 0% | 1 | 12% | 0% | 0% | 1 | 20% | 0% | 0% | 1 | 59% | 0% | 0% | 2 | 35% | 0% | 0% | 1 | 3% | 0% | 0% | 1 |  | 0% | 0% | 1 | 0.11 | 0% | 0% | 1 | 42% | 0% | 0% | 1 | 0 | 2 | 34% | 8% | 42% | 2 | 44% | 0% | 0% | 1 | 9% | 0% | 0% | 1 | 16% | 0% | 0% | 1 | 52% | 0% | 0% | 2 | 34% | 0% | 0% | 1 | 3% | 0% | 0% | 1 |  | 0% | 0% | 1 | 0.11 | 0% | 0% | 1 | 41% | 0% | 0% | 1 | 0 | 2 | 29% | 12% | 41% | 3 | 45% | 0% | 0% | 1 | 12% | 0% | 0% | 1 | 18% | 0% | 0% | 1 | 52% | 0% | 0% | 2 | 33% | 0% | 0% | 1 | 4% | 0% | 0% | 1
100 | Stockdale | 0 | 0 | 10 | 0% | 0% | 1 | 0.27 | 0% | 0% | 1 | 73% | 0% | 0% | 2 | 0 | 2 | 0% | 0% | 0% | 1 | 6% | 0% | 0% | 1 | 0% | 0% | 0% | 1 | 17% | 0% | 0% | 1 | 17% | 0% | 0% | 1 | 0% | 0% | 0% | 1 | 0% | 0% | 0% | 1 |  | 0% | 0% | 1 | 0.22 | 0% | 0% | 1 | 56% | 0% | 0% | 2 | 0 | 2 | 2% | 0% | 2% | 1 | 22% | 0% | 0% | 1 | 17% | 0% | 0% | 1 | 42% | 0% | 0% | 1 | 45% | 0% | 0% | 1 | 0% | 0% | 0% | 1 | 8% | 0% | 0% | 1 |  | 0% | 0% | 1 | 0.12 | 0% | 0% | 1 | 52% | 0% | 0% | 2 | 0 | 2 | 8% | 0% | 8% | 1 | 21% | 0% | 0% | 1 | 24% | 0% | 0% | 1 | 38% | 0% | 0% | 1 | 47% | 0% | 0% | 1 | 1% | 0% | 0% | 1 | 6% | 0% | 0% | 1 |  | 0% | 0% | 1 | 0.1 | 0% | 0% | 1 | 51% | 0% | 0% | 2 | 0 | 2 | 16% | 0% | 16% | 1 | 27% | 0% | 0% | 1 | 23% | 0% | 0% | 1 | 37% | 0% | 0% | 1 | 50% | 0% | 0% | 2 | 7% | 0% | 0% | 1 | 4% | 0% | 0% | 1
101 | New Sub - Rancho Seco - Bellota (Proposed) | 0 | 0 | 10 | 0% | 0% | 1 | 0.12 | 0% | 0% | 1 | 8% | 0% | 0% | 1 | 0 | 2 | 24% | 0% | 24% | 2 | 64% | 0% | 0% | 2 | 52% | 0% | 0% | 2 | 70% | 0% | 0% | 3 | 82% | 0% | 0% | 3 | 43% | 0% | 0% | 1 | 23% | 0% | 0% | 1 |  | 0% | 0% | 1 | 0.19 | 0% | 0% | 1 | 19% | 0% | 0% | 1 | 0 | 2 | 17% | 0% | 17% | 1 | 45% | 0% | 0% | 1 | 36% | 0% | 0% | 1 | 67% | 0% | 0% | 2 | 74% | 0% | 0% | 3 | 25% | 0% | 0% | 1 | 17% | 0% | 0% | 1 |  | 0% | 0% | 1 | 0.16 | 0% | 0% | 1 | 26% | 0% | 0% | 1 | 0 | 2 | 25% | 0% | 25% | 2 | 47% | 0% | 0% | 1 | 25% | 0% | 0% | 1 | 50% | 0% | 0% | 2 | 66% | 0% | 0% | 2 | 31% | 0% | 0% | 1 | 14% | 0% | 0% | 1 |  | 0% | 0% | 1 | 0.15 | 0% | 0% | 1 | 23% | 0% | 0% | 1 | 0 | 2 | 31% | 0% | 31% | 2 | 51% | 0% | 0% | 2 | 20% | 0% | 0% | 1 | 42% | 0% | 0% | 1 | 67% | 0% | 0% | 2 | 31% | 0% | 0% | 1 | 13% | 0% | 0% | 1
102 | Oro Loma | 100 | 1000 | 10 | 3.491% | 0% | 1 | 0.07 | 22.31% | 0% | 2 | 36% | 1.013% | 0% | 1 | 0 | 2 | 8% | 0% | 8% | 1 | 0% | 2.081% | 0% | 1 | 0% | 2.081% | 0% | 1 | 12% | 2.371% | 0% | 1 | 12% | 2.371% | 0% | 1 | 0% | 2.081% | 0% | 1 | 1% | 2.107% | 0% | 1 |  | 1.087% | 0% | 1 | 0.08 | 7.627% | 0% | 1 | 35% | 0% | 0% | 1 | 0 | 2 | 14% | 0% | 14% | 1 | 11% | 0.647% | 0% | 1 | 1% | 0.5835% | 0% | 1 | 6% | 0.6174% | 0% | 1 | 14% | 0.6753% | 0% | 1 | 4% | 0.5991% | 0% | 1 | 3% | 0.5944% | 0% | 1 |  | 0.8349% | 0% | 1 | 0.08 | 1.513% | 0% | 1 | 40% | 0% | 0% | 1 | 0 | 2 | 22% | 0% | 22% | 2 | 32% | 0.3857% | 0% | 1 | 2% | 0.2691% | 0% | 1 | 11% | 0.2979% | 0% | 1 | 37% | 0.4217% | 0% | 1 | 8% | 0.2877% | 0% | 1 | 4% | 0.2756% | 0% | 1 |  | 0.6212% | 0% | 1 | 0.07 | 0.7384% | 0% | 1 | 38% | 0% | 0% | 1 | 0 | 2 | 24% | 0% | 24% | 2 | 41% | 0.2671% | 0% | 1 | 10% | 0.1756% | 0% | 1 | 18% | 0.192% | 0% | 1 | 47% | 0.2988% | 0% | 1 | 11% | 0.1782% | 0% | 1 | 5% | 0.1659% | 0% | 1
103 | Peoria | 0 | 0 | 10 | 0% | 0% | 1 | 0.09 | 0% | 0% | 1 | 0% | 0% | 0% | 1 | 0 | 2 | 88% | 0% | 88% | 5 | 57% | 0% | 0% | 2 | 81% | 0% | 0% | 3 | 80% | 0% | 0% | 3 | 88% | 0% | 0% | 3 | 46% | 0% | 0% | 1 | 14% | 0% | 0% | 1 |  | 0% | 0% | 1 | 0.11 | 0% | 0% | 1 | 0% | 0% | 0% | 1 | 0 | 2 | 87% | 0% | 87% | 5 | 64% | 0% | 0% | 2 | 41% | 0% | 0% | 1 | 43% | 0% | 0% | 1 | 81% | 0% | 0% | 3 | 67% | 0% | 0% | 2 | 9% | 0% | 0% | 1 |  | 0% | 0% | 1 | 0.1 | 0% | 0% | 1 | 1% | 0% | 0% | 1 | 0 | 2 | 83% | 3% | 86% | 5 | 75% | 0% | 0% | 3 | 30% | 0% | 0% | 1 | 37% | 0% | 0% | 1 | 84% | 0% | 0% | 3 | 64% | 0% | 0% | 2 | 9% | 0% | 0% | 1 |  | 0% | 0% | 1 | 0.11 | 0% | 0% | 1 | 4% | 0% | 0% | 1 | 0 | 2 | 71% | 9% | 80% | 5 | 72% | 0% | 0% | 3 | 26% | 0% | 0% | 1 | 40% | 0% | 0% | 1 | 86% | 0% | 0% | 3 | 56% | 0% | 0% | 2 | 9% | 0% | 0% | 1
104 | Table Mountain | 200 | 2000 | 10 | 999.9% | 6.306% | 4 | 0.08 | 60.37% | 0% | 2 | 7% | 17.41% | 0% | 1 | 0 | 2 | 50% | 0% | 50% | 3 | 79% | 30.09% | 0% | 3 | 36% | 9.876% | 0% | 1 | 42% | 10.84% | 0% | 1 | 100% | 6452% | 6.214% | 5 | 30% | 9.033% | 0% | 1 | 38% | 10.21% | 0% | 1 |  | 24.03% | 0% | 2 | 0.11 | 11.35% | 0% | 1 | 7% | 3.7% | 0% | 1 | 0 | 2 | 39% | 0% | 39% | 2 | 70% | 5.895% | 0% | 3 | 23% | 2.247% | 0% | 1 | 59% | 4.267% | 0% | 2 | 91% | 18.94% | 0% | 4 | 25% | 2.333% | 0% | 1 | 19% | 2.16% | 0% | 1 |  | 7.134% | 0% | 1 | 0.14 | 5.813% | 0% | 1 | 14% | 3.7% | 0% | 1 | 0 | 2 | 28% | 0% | 28% | 2 | 56% | 1.726% | 0% | 2 | 17% | 0.9092% | 0% | 1 | 52% | 1.56% | 0% | 2 | 80% | 3.696% | 0% | 3 | 20% | 0.935% | 0% | 1 | 12% | 0.8586% | 0% | 1 |  | 5.326% | 0% | 1 | 0.13 | 3.762% | 0% | 1 | 21% | 3.7% | 0% | 1 | 0 | 2 | 24% | 1% | 25% | 2 | 53% | 0.9557% | 0% | 2 | 21% | 0.5633% | 0% | 1 | 50% | 0.8863% | 0% | 2 | 80% | 2.238% | 0% | 3 | 21% | 0.5617% | 0% | 1 | 11% | 0.5028% | 0% | 1
105 | Sycamore Canyon | 0 | 0 | 10 | 0% | 0% | 1 | 0.22 | 0% | 0% | 1 | 0% | 0% | 0% | 1 | 0 | 2 | 29% | 70% | 99% | 5 | 92% | 0% | 0% | 4 | 65% | 0% | 0% | 2 | 43% | 0% | 0% | 1 | 100% | 0% | 0% | 5 | 21% | 0% | 0% | 1 | 2% | 0% | 0% | 1 |  | 0% | 0% | 1 | 0.29 | 0% | 0% | 1 | 0% | 0% | 0% | 1 | 0 | 2 | 36% | 60% | 96% | 5 | 73% | 0% | 0% | 3 | 58% | 0% | 0% | 2 | 66% | 0% | 0% | 2 | 97% | 0% | 0% | 5 | 14% | 0% | 0% | 1 | 3% | 0% | 0% | 1 |  | 0% | 0% | 1 | 0.24 | 0% | 0% | 1 | 1% | 0% | 0% | 1 | 0 | 2 | 35% | 58% | 93% | 5 | 65% | 0% | 0% | 2 | 49% | 0% | 0% | 1 | 64% | 0% | 0% | 2 | 88% | 0% | 0% | 3 | 25% | 0% | 0% | 1 | 4% | 0% | 0% | 1 |  | 0% | 0% | 1 | 0.21 | 0% | 0% | 1 | 1% | 0% | 0% | 1 | 0 | 2 | 17% | 75% | 92% | 5 | 45% | 0% | 0% | 1 | 29% | 0% | 0% | 1 | 42% | 0% | 0% | 1 | 67% | 0% | 0% | 2 | 43% | 0% | 0% | 1 | 5% | 0% | 0% | 1
106 | Ivanpah | 0 | 0 | 0 | 0% | 0% | 1 | 0.03 | 0% | 0% | 1 | 0% | 0% | 0% | 1 | 0 | 2 | 0% | 0% | 0% | 1 | 98% | 0% | 0% | 5 | 94% | 0% | 0% | 4 | 3% | 0% | 0% | 1 | 98% | 0% | 0% | 5 | 11% | 0% | 0% | 1 | 0% | 0% | 0% | 1 |  | 0% | 0% | 1 | 0.02 | 0% | 0% | 1 | 0% | 0% | 0% | 1 | 0 | 2 | 0% | 0% | 0% | 1 | 36% | 0% | 0% | 1 | 55% | 0% | 0% | 2 | 22% | 0% | 0% | 1 | 57% | 0% | 0% | 2 | 25% | 0% | 0% | 1 | 0% | 0% | 0% | 1 |  | 0% | 0% | 1 | 0.02 | 0% | 0% | 1 | 0% | 0% | 0% | 1 | 0 | 2 | 0% | 0% | 0% | 1 | 14% | 0% | 0% | 1 | 20% | 0% | 0% | 1 | 7% | 0% | 0% | 1 | 20% | 0% | 0% | 1 | 33% | 0% | 0% | 1 | 0% | 0% | 0% | 1 |  | 0% | 0% | 1 | 0.03 | 0% | 0% | 1 | 0% | 0% | 0% | 1 | 0 | 2 | 0% | 0% | 0% | 1 | 7% | 0% | 0% | 1 | 12% | 0% | 0% | 1 | 5% | 0% | 0% | 1 | 12% | 0% | 0% | 1 | 28% | 0% | 0% | 1 | 0% | 0% | 0% | 1
107 | North Gila | 500 | 5000 | 10 | 577.4% | 21.14% | 5 | 0.07 | 428.8% | 136.3% | 5 | 14% | 1048% | 146% | 5 | 0 | 2 | 0% | 0% | 0% | 1 | 0% | 24.48% | 0% | 2 | 21% | 31.16% | 0% | 2 | 21% | 31.16% | 0% | 2 | 21% | 31.16% | 0% | 2 | 0% | 24.48% | 0% | 2 | 5% | 25.75% | 0% | 2 |  | 221% | 5.029% | 4 | 0.05 | 29.24% | 0% | 2 | 18% | 243.5% | 146% | 5 | 0 | 2 | 0% | 0% | 0% | 1 | 1% | 8.866% | 0% | 1 | 41% | 14.88% | 0% | 1 | 37% | 13.93% | 0% | 1 | 41% | 14.89% | 0% | 1 | 24% | 11.55% | 0% | 1 | 5% | 9.243% | 0% | 1 |  | 116.3% | 0.8021% | 4 | 0.04 | 14.06% | 0% | 1 | 12% | 243.5% | 146% | 5 | 0 | 2 | 0% | 0% | 0% | 1 | 0% | 5.466% | 0% | 1 | 33% | 8.144% | 0% | 1 | 31% | 7.851% | 0% | 1 | 33% | 8.152% | 0% | 1 | 36% | 8.524% | 0% | 1 | 3% | 5.633% | 0% | 1 |  | 43.46% | 0% | 2 | 0.04 | 11.32% | 0% | 1 | 9% | 243.5% | 146% | 5 | 0 | 2 | 0% | 0% | 0% | 1 | 0% | 4.276% | 0% | 1 | 29% | 6.026% | 0% | 1 | 25% | 5.664% | 0% | 1 | 29% | 6.03% | 0% | 1 | 36% | 6.695% | 0% | 1 | 3% | 4.388% | 0% | 1
108 | Manteca | 0 | 0 | 10 | 0% | 0% | 1 | 0.28 | 0% | 0% | 1 | 73% | 0% | 0% | 2 | 0 | 2 | 0% | 0% | 0% | 1 | 2% | 0% | 0% | 1 | 1% | 0% | 0% | 1 | 1% | 0% | 0% | 1 | 3% | 0% | 0% | 1 | 0% | 0% | 0% | 1 | 2% | 0% | 0% | 1 |  | 0% | 0% | 1 | 0.2 | 0% | 0% | 1 | 63% | 0% | 0% | 2 | 0 | 2 | 0% | 0% | 0% | 1 | 23% | 0% | 0% | 1 | 12% | 0% | 0% | 1 | 12% | 0% | 0% | 1 | 29% | 0% | 0% | 1 | 0% | 0% | 0% | 1 | 4% | 0% | 0% | 1 |  | 0% | 0% | 1 | 0.17 | 0% | 0% | 1 | 69% | 0% | 0% | 2 | 0 | 2 | 2% | 0% | 2% | 1 | 29% | 0% | 0% | 1 | 10% | 0% | 0% | 1 | 13% | 0% | 0% | 1 | 35% | 0% | 0% | 1 | 0% | 0% | 0% | 1 | 4% | 0% | 0% | 1 |  | 0% | 0% | 1 | 0.16 | 0% | 0% | 1 | 60% | 0% | 0% | 2 | 0 | 2 | 16% | 0% | 16% | 1 | 36% | 0% | 0% | 1 | 13% | 0% | 0% | 1 | 17% | 0% | 0% | 1 | 44% | 0% | 0% | 1 | 7% | 0% | 0% | 1 | 5% | 0% | 0% | 1
109 | Dumbarton | 0 | 0 | 10 | 0% | 0% | 1 | 0.03 | 0% | 0% | 1 | 0% | 0% | 0% | 1 | 0 | 2 | 55% | 0% | 55% | 3 | 0% | 0% | 0% | 1 | 36% | 0% | 0% | 1 | 71% | 0% | 0% | 3 | 71% | 0% | 0% | 3 | 32% | 0% | 0% | 1 | 39% | 0% | 0% | 1 |  | 0% | 0% | 1 | 0.15 | 0% | 0% | 1 | 1% | 0% | 0% | 1 | 0 | 2 | 88% | 0% | 88% | 5 | 59% | 0% | 0% | 2 | 37% | 0% | 0% | 1 | 74% | 0% | 0% | 3 | 83% | 0% | 0% | 3 | 47% | 0% | 0% | 1 | 11% | 0% | 0% | 1 |  | 0% | 0% | 1 | 0.34 | 0% | 0% | 1 | 0% | 0% | 0% | 1 | 0 | 2 | 80% | 0% | 80% | 5 | 57% | 0% | 0% | 2 | 32% | 0% | 0% | 1 | 56% | 0% | 0% | 2 | 76% | 0% | 0% | 3 | 46% | 0% | 0% | 1 | 8% | 0% | 0% | 1 |  | 0% | 0% | 1 | 0.32 | 0% | 0% | 1 | 0% | 0% | 0% | 1 | 0 | 2 | 74% | 1% | 75% | 5 | 58% | 0% | 0% | 2 | 41% | 0% | 0% | 1 | 62% | 0% | 0% | 2 | 80% | 0% | 0% | 3 | 52% | 0% | 0% | 2 | 8% | 0% | 0% | 1
110 | Altamont | 0 | 0 | 0 | 0% | 0% | 1 | 0.07 | 0% | 0% | 1 | 0% | 0% | 0% | 1 | 0 | 2 | 99% | 0% | 99% | 5 | 94% | 0% | 0% | 4 | 46% | 0% | 0% | 1 | 73% | 0% | 0% | 3 | 100% | 0% | 0% | 5 | 17% | 0% | 0% | 1 | 7% | 0% | 0% | 1 |  | 0% | 0% | 1 | 0.15 | 0% | 0% | 1 | 11% | 0% | 0% | 1 | 0 | 2 | 81% | 1% | 82% | 5 | 65% | 0% | 0% | 2 | 64% | 0% | 0% | 2 | 69% | 0% | 0% | 2 | 89% | 0% | 0% | 3 | 25% | 0% | 0% | 1 | 7% | 0% | 0% | 1 |  | 0% | 0% | 1 | 0.14 | 0% | 0% | 1 | 23% | 0% | 0% | 1 | 0 | 2 | 62% | 5% | 67% | 3 | 54% | 0% | 0% | 2 | 51% | 0% | 0% | 2 | 55% | 0% | 0% | 2 | 72% | 0% | 0% | 3 | 29% | 0% | 0% | 1 | 6% | 0% | 0% | 1 |  | 0% | 0% | 1 | 0.14 | 0% | 0% | 1 | 32% | 0% | 0% | 1 | 0 | 2 | 50% | 7% | 57% | 3 | 52% | 0% | 0% | 2 | 37% | 0% | 0% | 1 | 41% | 0% | 0% | 1 | 65% | 0% | 0% | 2 | 31% | 0% | 0% | 1 | 6% | 0% | 0% | 1
111 | Hoodoo Wash | 0 | 0 | 0 | 0% | 0% | 1 | 0 | 0% | 0% | 1 | 0% | 0% | 0% | 1 | 0 | 2 | 0% | 0% | 0% | 1 | 0% | 0% | 0% | 1 | 0% | 0% | 0% | 1 | 0% | 0% | 0% | 1 | 0% | 0% | 0% | 1 | 0% | 0% | 0% | 1 | 0% | 0% | 0% | 1 |  | 0% | 0% | 1 | 0 | 0% | 0% | 1 | 0% | 0% | 0% | 1 | 0 | 2 | 0% | 0% | 0% | 1 | 0% | 0% | 0% | 1 | 0% | 0% | 0% | 1 | 0% | 0% | 0% | 1 | 0% | 0% | 0% | 1 | 0% | 0% | 0% | 1 | 0% | 0% | 0% | 1 |  | 0% | 0% | 1 | 0 | 0% | 0% | 1 | 0% | 0% | 0% | 1 | 0 | 2 | 0% | 0% | 0% | 1 | 0% | 0% | 0% | 1 | 0% | 0% | 0% | 1 | 0% | 0% | 0% | 1 | 0% | 0% | 0% | 1 | 0% | 0% | 0% | 1 | 0% | 0% | 0% | 1 |  | 0% | 0% | 1 | 0 | 0% | 0% | 1 | 0% | 0% | 0% | 1 | 0 | 2 | 0% | 0% | 0% | 1 | 0% | 0% | 0% | 1 | 0% | 0% | 0% | 1 | 0% | 0% | 0% | 1 | 0% | 0% | 0% | 1 | 0% | 0% | 0% | 1 | 0% | 0% | 0% | 1
112 | Wyandotte | 0 | 0 | 10 | 0% | 0% | 1 | 0.39 | 0% | 0% | 1 | 2% | 0% | 0% | 1 | 0 | 2 | 80% | 0% | 80% | 5 | 66% | 0% | 0% | 2 | 27% | 0% | 0% | 1 | 8% | 0% | 0% | 1 | 89% | 0% | 0% | 3 | 12% | 0% | 0% | 1 | 20% | 0% | 0% | 1 |  | 0% | 0% | 1 | 0.15 | 0% | 0% | 1 | 6% | 0% | 0% | 1 | 0 | 2 | 62% | 1% | 63% | 3 | 80% | 0% | 0% | 3 | 17% | 0% | 0% | 1 | 23% | 0% | 0% | 1 | 93% | 0% | 0% | 4 | 29% | 0% | 0% | 1 | 21% | 0% | 0% | 1 |  | 0% | 0% | 1 | 0.16 | 0% | 0% | 1 | 10% | 0% | 0% | 1 | 0 | 2 | 38% | 3% | 41% | 2 | 71% | 0% | 0% | 3 | 12% | 0% | 0% | 1 | 37% | 0% | 0% | 1 | 86% | 0% | 0% | 3 | 23% | 0% | 0% | 1 | 13% | 0% | 0% | 1 |  | 0% | 0% | 1 | 0.15 | 0% | 0% | 1 | 14% | 0% | 0% | 1 | 0 | 2 | 30% | 5% | 35% | 2 | 63% | 0% | 0% | 2 | 17% | 0% | 0% | 1 | 42% | 0% | 0% | 1 | 84% | 0% | 0% | 3 | 21% | 0% | 0% | 1 | 10% | 0% | 0% | 1
113 | Laguna Bell | 0 | 0 | 10 | 0% | 0% | 1 | 0 | 0% | 0% | 1 | 0% | 0% | 0% | 1 | 0 | 2 | 0% | 0% | 0% | 1 | 0% | 0% | 0% | 1 | 0% | 0% | 0% | 1 | 0% | 0% | 0% | 1 | 0% | 0% | 0% | 1 | 0% | 0% | 0% | 1 | 0% | 0% | 0% | 1 |  | 0% | 0% | 1 | 0 | 0% | 0% | 1 | 0% | 0% | 0% | 1 | 0 | 2 | 0% | 0% | 0% | 1 | 0% | 0% | 0% | 1 | 0% | 0% | 0% | 1 | 0% | 0% | 0% | 1 | 0% | 0% | 0% | 1 | 0% | 0% | 0% | 1 | 0% | 0% | 0% | 1 |  | 0% | 0% | 1 | 0.48 | 0% | 0% | 1 | 0% | 0% | 0% | 1 | 0 | 2 | 11% | 0% | 11% | 1 | 0% | 0% | 0% | 1 | 9% | 0% | 0% | 1 | 17% | 0% | 0% | 1 | 17% | 0% | 0% | 1 | 0% | 0% | 0% | 1 | 4% | 0% | 0% | 1 |  | 0% | 0% | 1 | 0.27 | 0% | 0% | 1 | 0% | 0% | 0% | 1 | 0 | 2 | 25% | 0% | 25% | 2 | 19% | 0% | 0% | 1 | 8% | 0% | 0% | 1 | 42% | 0% | 0% | 1 | 61% | 0% | 0% | 2 | 17% | 0% | 0% | 1 | 6% | 0% | 0% | 1
114 | El Casco | 0 | 0 | 10 | 0% | 0% | 1 | 0.21 | 0% | 0% | 1 | 0% | 0% | 0% | 1 | 0 | 2 | 95% | 3% | 98% | 5 | 57% | 0% | 0% | 2 | 48% | 0% | 0% | 1 | 43% | 0% | 0% | 1 | 79% | 0% | 0% | 3 | 45% | 0% | 0% | 1 | 5% | 0% | 0% | 1 |  | 0% | 0% | 1 | 0.21 | 0% | 0% | 1 | 5% | 0% | 0% | 1 | 0 | 2 | 80% | 14% | 94% | 5 | 36% | 0% | 0% | 1 | 39% | 0% | 0% | 1 | 61% | 0% | 0% | 2 | 79% | 0% | 0% | 3 | 39% | 0% | 0% | 1 | 6% | 0% | 0% | 1 |  | 0% | 0% | 1 | 0.23 | 0% | 0% | 1 | 3% | 0% | 0% | 1 | 0 | 2 | 68% | 23% | 91% | 5 | 32% | 0% | 0% | 1 | 34% | 0% | 0% | 1 | 55% | 0% | 0% | 2 | 73% | 0% | 0% | 3 | 39% | 0% | 0% | 1 | 6% | 0% | 0% | 1 |  | 0% | 0% | 1 | 0.25 | 0% | 0% | 1 | 2% | 0% | 0% | 1 | 0 | 2 | 55% | 37% | 92% | 5 | 27% | 0% | 0% | 1 | 35% | 0% | 0% | 1 | 58% | 0% | 0% | 2 | 72% | 0% | 0% | 3 | 40% | 0% | 0% | 1 | 5% | 0% | 0% | 1
115 | Le Grand | 0 | 0 | 10 | 0% | 0% | 1 | 0.1 | 0% | 0% | 1 | 36% | 0% | 0% | 1 | 0 | 2 | 15% | 0% | 15% | 1 | 51% | 0% | 0% | 2 | 35% | 0% | 0% | 1 | 37% | 0% | 0% | 1 | 70% | 0% | 0% | 3 | 1% | 0% | 0% | 1 | 8% | 0% | 0% | 1 |  | 0% | 0% | 1 | 0.09 | 0% | 0% | 1 | 30% | 0% | 0% | 1 | 0 | 2 | 32% | 0% | 32% | 2 | 45% | 0% | 0% | 1 | 40% | 0% | 0% | 1 | 42% | 0% | 0% | 1 | 61% | 0% | 0% | 2 | 14% | 0% | 0% | 1 | 16% | 0% | 0% | 1 |  | 0% | 0% | 1 | 0.09 | 0% | 0% | 1 | 26% | 0% | 0% | 1 | 0 | 2 | 38% | 0% | 38% | 2 | 44% | 0% | 0% | 1 | 33% | 0% | 0% | 1 | 37% | 0% | 0% | 1 | 61% | 0% | 0% | 2 | 21% | 0% | 0% | 1 | 14% | 0% | 0% | 1 |  | 0% | 0% | 1 | 0.08 | 0% | 0% | 1 | 23% | 0% | 0% | 1 | 0 | 2 | 42% | 0% | 42% | 2 | 59% | 0% | 0% | 2 | 31% | 0% | 0% | 1 | 36% | 0% | 0% | 1 | 71% | 0% | 0% | 3 | 26% | 0% | 0% | 1 | 16% | 0% | 0% | 1
116 | Tupman | 0 | 0 | 10 | 0% | 0% | 1 | 0.12 | 0% | 0% | 1 | 39% | 0% | 0% | 1 | 0 | 2 | 11% | 0% | 11% | 1 | 39% | 0% | 0% | 1 | 45% | 0% | 0% | 1 | 82% | 0% | 0% | 3 | 86% | 0% | 0% | 3 | 0% | 0% | 0% | 1 | 32% | 0% | 0% | 1 |  | 0% | 0% | 1 | 0.12 | 0% | 0% | 1 | 48% | 0% | 0% | 1 | 0 | 2 | 6% | 0% | 6% | 1 | 27% | 0% | 0% | 1 | 36% | 0% | 0% | 1 | 65% | 0% | 0% | 2 | 67% | 0% | 0% | 2 | 0% | 0% | 0% | 1 | 13% | 0% | 0% | 1 |  | 0% | 0% | 1 | 0.11 | 0% | 0% | 1 | 52% | 0% | 0% | 2 | 0 | 2 | 5% | 0% | 5% | 1 | 18% | 0% | 0% | 1 | 31% | 0% | 0% | 1 | 55% | 0% | 0% | 2 | 58% | 0% | 0% | 2 | 1% | 0% | 0% | 1 | 7% | 0% | 0% | 1 |  | 0% | 0% | 1 | 0.1 | 0% | 0% | 1 | 53% | 0% | 0% | 2 | 0 | 2 | 7% | 0% | 7% | 1 | 23% | 0% | 0% | 1 | 22% | 0% | 0% | 1 | 45% | 0% | 0% | 1 | 55% | 0% | 0% | 2 | 1% | 0% | 0% | 1 | 5% | 0% | 0% | 1
117 | Henrietta | 0 | 0 | 10 | 0% | 0% | 1 | 0.07 | 0% | 0% | 1 | 34% | 0% | 0% | 1 | 0 | 2 | 1% | 0% | 1% | 1 | 29% | 0% | 0% | 1 | 0% | 0% | 0% | 1 | 0% | 0% | 0% | 1 | 29% | 0% | 0% | 1 | 0% | 0% | 0% | 1 | 3% | 0% | 0% | 1 |  | 0% | 0% | 1 | 0.09 | 0% | 0% | 1 | 40% | 0% | 0% | 1 | 0 | 2 | 1% | 0% | 1% | 1 | 16% | 0% | 0% | 1 | 2% | 0% | 0% | 1 | 3% | 0% | 0% | 1 | 17% | 0% | 0% | 1 | 0% | 0% | 0% | 1 | 3% | 0% | 0% | 1 |  | 0% | 0% | 1 | 0.09 | 0% | 0% | 1 | 46% | 0% | 0% | 1 | 0 | 2 | 1% | 0% | 1% | 1 | 11% | 0% | 0% | 1 | 3% | 0% | 0% | 1 | 5% | 0% | 0% | 1 | 15% | 0% | 0% | 1 | 0% | 0% | 0% | 1 | 2% | 0% | 0% | 1 |  | 0% | 0% | 1 | 0.09 | 0% | 0% | 1 | 42% | 0% | 0% | 1 | 0 | 2 | 1% | 0% | 1% | 1 | 12% | 0% | 0% | 1 | 2% | 0% | 0% | 1 | 7% | 0% | 0% | 1 | 17% | 0% | 0% | 1 | 0% | 0% | 0% | 1 | 2% | 0% | 0% | 1
118 | Castro Valley | 0 | 0 | 10 | 0% | 0% | 1 | 0.13 | 0% | 0% | 1 | 0% | 0% | 0% | 1 | 0 | 2 | 96% | 0% | 96% | 5 | 92% | 0% | 0% | 4 | 11% | 0% | 0% | 1 | 63% | 0% | 0% | 2 | 100% | 0% | 0% | 5 | 56% | 0% | 0% | 2 | 6% | 0% | 0% | 1 |  | 0% | 0% | 1 | 0.14 | 0% | 0% | 1 | 0% | 0% | 0% | 1 | 0 | 2 | 77% | 0% | 77% | 5 | 73% | 0% | 0% | 3 | 14% | 0% | 0% | 1 | 62% | 0% | 0% | 2 | 92% | 0% | 0% | 4 | 48% | 0% | 0% | 1 | 7% | 0% | 0% | 1 |  | 0% | 0% | 1 | 0.43 | 0% | 0% | 1 | 0% | 0% | 0% | 1 | 0 | 2 | 79% | 0% | 79% | 5 | 51% | 0% | 0% | 2 | 31% | 0% | 0% | 1 | 66% | 0% | 0% | 2 | 82% | 0% | 0% | 3 | 38% | 0% | 0% | 1 | 7% | 0% | 0% | 1 |  | 0% | 0% | 1 | 0.24 | 0% | 0% | 1 | 0% | 0% | 0% | 1 | 0 | 2 | 83% | 1% | 84% | 5 | 55% | 0% | 0% | 2 | 51% | 0% | 0% | 2 | 71% | 0% | 0% | 3 | 84% | 0% | 0% | 3 | 40% | 0% | 0% | 1 | 7% | 0% | 0% | 1
119 | Vineyard | 0 | 0 | 10 | 0% | 0% | 1 | 0.39 | 0% | 0% | 1 | 0% | 0% | 0% | 1 | 0 | 2 | 90% | 0% | 90% | 5 | 14% | 0% | 0% | 1 | 18% | 0% | 0% | 1 | 55% | 0% | 0% | 2 | 58% | 0% | 0% | 2 | 37% | 0% | 0% | 1 | 7% | 0% | 0% | 1 |  | 0% | 0% | 1 | 0.15 | 0% | 0% | 1 | 0% | 0% | 0% | 1 | 0 | 2 | 96% | 1% | 97% | 5 | 54% | 0% | 0% | 2 | 49% | 0% | 0% | 1 | 66% | 0% | 0% | 2 | 82% | 0% | 0% | 3 | 46% | 0% | 0% | 1 | 7% | 0% | 0% | 1 |  | 0% | 0% | 1 | 0.11 | 0% | 0% | 1 | 0% | 0% | 0% | 1 | 0 | 2 | 94% | 3% | 97% | 5 | 70% | 0% | 0% | 3 | 51% | 0% | 0% | 2 | 67% | 0% | 0% | 2 | 90% | 0% | 0% | 4 | 45% | 0% | 0% | 1 | 6% | 0% | 0% | 1 |  | 0% | 0% | 1 | 0.12 | 0% | 0% | 1 | 4% | 0% | 0% | 1 | 0 | 2 | 81% | 9% | 90% | 5 | 68% | 0% | 0% | 2 | 56% | 0% | 0% | 2 | 66% | 0% | 0% | 2 | 88% | 0% | 0% | 3 | 46% | 0% | 0% | 1 | 7% | 0% | 0% | 1
120 | Trout Canyon | 1015 | 10150 | 15 | 891.9% | 139.9% | 5 | 0 | 999% | 999% | 5 | 0% | 0% | 0% | 1 | 0 | 2 | 0% | 0% | 0% | 1 | 0% | 133.9% | 999.9% | 5 | 0% | 133.9% | 999.9% | 5 | 0% | 133.9% | 999.9% | 5 | 0% | 133.9% | 999.9% | 5 | 0% | 133.9% | 999.9% | 5 | 0% | 133.9% | 999.9% | 5 |  | 90.68% | 0% | 4 | 0 | 999% | 999% | 5 | 0% | 0% | 0% | 1 | 0 | 2 | 0% | 0% | 0% | 1 | 0% | 23.26% | 0% | 2 | 0% | 23.26% | 0% | 2 | 0% | 23.26% | 0% | 2 | 0% | 23.26% | 0% | 2 | 0% | 23.26% | 0% | 2 | 0% | 23.26% | 0% | 2 |  | 47.7% | 0% | 2 | 0.78 | 65.09% | 0% | 2 | 0% | 0% | 0% | 1 | 0 | 2 | 0% | 0% | 0% | 1 | 3% | 11.51% | 0% | 1 | 0% | 11.13% | 0% | 1 | 22% | 14.24% | 0% | 1 | 24% | 14.57% | 0% | 1 | 16% | 13.19% | 0% | 1 | 0% | 11.13% | 0% | 1 |  | 29.2% | 0% | 2 | 0.71 | 54.72% | 0% | 2 | 0% | 0% | 0% | 1 | 0 | 2 | 0% | 0% | 0% | 1 | 3% | 8.95% | 0% | 1 | 0% | 8.715% | 0% | 1 | 18% | 10.66% | 0% | 1 | 20% | 10.84% | 0% | 1 | 14% | 10.15% | 0% | 1 | 0% | 8.718% | 0% | 1
121 | Columbus | 100 | 1000 | 10 | 52.88% | 0% | 3 | 0.17 | 999% | 9.299% | 3 | 8% | 0% | 0% | 1 | 0 | 2 | 10% | 0% | 10% | 1 | 79% | 32.75% | 0% | 3 | 39% | 11.18% | 0% | 1 | 45% | 12.45% | 0% | 1 | 79% | 33.3% | 0% | 3 | 3% | 7.062% | 0% | 1 | 2% | 6.979% | 0% | 1 |  | 6.587% | 0% | 1 | 0.11 | 9.662% | 0% | 1 | 23% | 0% | 0% | 1 | 0 | 2 | 39% | 0% | 39% | 2 | 59% | 2.488% | 0% | 2 | 18% | 1.245% | 0% | 1 | 27% | 1.405% | 0% | 1 | 62% | 2.692% | 0% | 2 | 21% | 1.298% | 0% | 1 | 2% | 1.041% | 0% | 1 |  | 2.096% | 0% | 1 | 0.13 | 2.335% | 0% | 1 | 33% | 0% | 0% | 1 | 0 | 2 | 38% | 0% | 38% | 2 | 48% | 0.7116% | 0% | 1 | 15% | 0.4349% | 0% | 1 | 28% | 0.5118% | 0% | 1 | 54% | 0.8015% | 0% | 2 | 26% | 0.4984% | 0% | 1 | 2% | 0.3791% | 0% | 1 |  | 1.441% | 0% | 1 | 0.09 | 1.04% | 0% | 1 | 39% | 0% | 0% | 1 | 0 | 2 | 34% | 2% | 36% | 2 | 47% | 0.3692% | 0% | 1 | 22% | 0.2496% | 0% | 1 | 35% | 0.2981% | 0% | 1 | 58% | 0.4671% | 0% | 2 | 24% | 0.2577% | 0% | 1 | 3% | 0.2017% | 0% | 1
122 | Lewis | 0 | 0 | 10 | 0% | 0% | 1 | 0 | 0% | 0% | 1 | 0% | 0% | 0% | 1 | 0 | 2 | 0% | 0% | 0% | 1 | 0% | 0% | 0% | 1 | 0% | 0% | 0% | 1 | 0% | 0% | 0% | 1 | 0% | 0% | 0% | 1 | 0% | 0% | 0% | 1 | 0% | 0% | 0% | 1 |  | 0% | 0% | 1 | 0.31 | 0% | 0% | 1 | 0% | 0% | 0% | 1 | 0 | 2 | 37% | 0% | 37% | 2 | 1% | 0% | 0% | 1 | 9% | 0% | 0% | 1 | 0% | 0% | 0% | 1 | 9% | 0% | 0% | 1 | 29% | 0% | 0% | 1 | 14% | 0% | 0% | 1 |  | 0% | 0% | 1 | 0.5 | 0% | 0% | 1 | 0% | 0% | 0% | 1 | 0 | 2 | 45% | 14% | 59% | 3 | 34% | 0% | 0% | 1 | 12% | 0% | 0% | 1 | 45% | 0% | 0% | 1 | 77% | 0% | 0% | 3 | 31% | 0% | 0% | 1 | 10% | 0% | 0% | 1 |  | 0% | 0% | 1 | 0.48 | 0% | 0% | 1 | 2% | 0% | 0% | 1 | 0 | 2 | 34% | 28% | 62% | 4 | 28% | 0% | 0% | 1 | 18% | 0% | 0% | 1 | 46% | 0% | 0% | 1 | 70% | 0% | 0% | 3 | 35% | 0% | 0% | 1 | 10% | 0% | 0% | 1
123 | Standard Oil 2 | 0 | 0 | 0 | 0% | 0% | 1 | 0.5 | 0% | 0% | 1 | 0% | 0% | 0% | 1 | 0 | 2 | 0% | 0% | 0% | 1 | 0% | 0% | 0% | 1 | 77% | 0% | 0% | 3 | 77% | 0% | 0% | 3 | 77% | 0% | 0% | 3 | 0% | 0% | 0% | 1 | 16% | 0% | 0% | 1 |  | 0% | 0% | 1 | 0.29 | 0% | 0% | 1 | 0% | 0% | 0% | 1 | 0 | 2 | 21% | 0% | 21% | 2 | 16% | 0% | 0% | 1 | 60% | 0% | 0% | 2 | 66% | 0% | 0% | 2 | 66% | 0% | 0% | 2 | 11% | 0% | 0% | 1 | 8% | 0% | 0% | 1 |  | 0% | 0% | 1 | 0.48 | 0% | 0% | 1 | 0% | 0% | 0% | 1 | 0 | 2 | 31% | 0% | 31% | 2 | 13% | 0% | 0% | 1 | 41% | 0% | 0% | 1 | 66% | 0% | 0% | 2 | 67% | 0% | 0% | 2 | 9% | 0% | 0% | 1 | 8% | 0% | 0% | 1 |  | 0% | 0% | 1 | 0.48 | 0% | 0% | 1 | 4% | 0% | 0% | 1 | 0 | 2 | 30% | 0% | 30% | 2 | 35% | 0% | 0% | 1 | 32% | 0% | 0% | 1 | 49% | 0% | 0% | 1 | 71% | 0% | 0% | 3 | 16% | 0% | 0% | 1 | 9% | 0% | 0% | 1
124 | Mc Mullin | 0 | 0 | 10 | 0% | 0% | 1 | 0.07 | 0% | 0% | 1 | 31% | 0% | 0% | 1 | 0 | 2 | 0% | 0% | 0% | 1 | 1% | 0% | 0% | 1 | 1% | 0% | 0% | 1 | 1% | 0% | 0% | 1 | 1% | 0% | 0% | 1 | 0% | 0% | 0% | 1 | 2% | 0% | 0% | 1 |  | 0% | 0% | 1 | 0.09 | 0% | 0% | 1 | 48% | 0% | 0% | 1 | 0 | 2 | 0% | 0% | 0% | 1 | 15% | 0% | 0% | 1 | 8% | 0% | 0% | 1 | 8% | 0% | 0% | 1 | 18% | 0% | 0% | 1 | 0% | 0% | 0% | 1 | 1% | 0% | 0% | 1 |  | 0% | 0% | 1 | 0.12 | 0% | 0% | 1 | 47% | 0% | 0% | 1 | 0 | 2 | 1% | 0% | 1% | 1 | 15% | 0% | 0% | 1 | 8% | 0% | 0% | 1 | 8% | 0% | 0% | 1 | 21% | 0% | 0% | 1 | 0% | 0% | 0% | 1 | 1% | 0% | 0% | 1 |  | 0% | 0% | 1 | 0.11 | 0% | 0% | 1 | 49% | 0% | 0% | 1 | 0 | 2 | 1% | 0% | 1% | 1 | 16% | 0% | 0% | 1 | 6% | 0% | 0% | 1 | 7% | 0% | 0% | 1 | 20% | 0% | 0% | 1 | 0% | 0% | 0% | 1 | 2% | 0% | 0% | 1
125 | Taft | 0 | 0 | 10 | 0% | 0% | 1 | 0.04 | 0% | 0% | 1 | 0% | 0% | 0% | 1 | 0 | 2 | 0% | 0% | 0% | 1 | 33% | 0% | 0% | 1 | 41% | 0% | 0% | 1 | 67% | 0% | 0% | 2 | 94% | 0% | 0% | 4 | 1% | 0% | 0% | 1 | 3% | 0% | 0% | 1 |  | 0% | 0% | 1 | 0.05 | 0% | 0% | 1 | 6% | 0% | 0% | 1 | 0 | 2 | 8% | 0% | 8% | 1 | 49% | 0% | 0% | 1 | 54% | 0% | 0% | 2 | 84% | 0% | 0% | 3 | 93% | 0% | 0% | 4 | 6% | 0% | 0% | 1 | 1% | 0% | 0% | 1 |  | 0% | 0% | 1 | 0.05 | 0% | 0% | 1 | 21% | 0% | 0% | 1 | 0 | 2 | 7% | 0% | 7% | 1 | 31% | 0% | 0% | 1 | 43% | 0% | 0% | 1 | 66% | 0% | 0% | 2 | 76% | 0% | 0% | 3 | 13% | 0% | 0% | 1 | 2% | 0% | 0% | 1 |  | 0% | 0% | 1 | 0.06 | 0% | 0% | 1 | 31% | 0% | 0% | 1 | 0 | 2 | 12% | 0% | 12% | 1 | 20% | 0% | 0% | 1 | 37% | 0% | 0% | 1 | 62% | 0% | 0% | 2 | 68% | 0% | 0% | 2 | 13% | 0% | 0% | 1 | 5% | 0% | 0% | 1
126 | Pleasant Grove | 0 | 0 | 10 | 0% | 0% | 1 | 0.66 | 0% | 0% | 1 | 6% | 0% | 0% | 1 | 0 | 2 | 55% | 0% | 55% | 3 | 59% | 0% | 0% | 2 | 0% | 0% | 0% | 1 | 0% | 0% | 0% | 1 | 59% | 0% | 0% | 2 | 10% | 0% | 0% | 1 | 58% | 0% | 0% | 2 |  | 0% | 0% | 1 | 0.53 | 0% | 0% | 1 | 8% | 0% | 0% | 1 | 0 | 2 | 43% | 0% | 43% | 2 | 43% | 0% | 0% | 1 | 0% | 0% | 0% | 1 | 0% | 0% | 0% | 1 | 43% | 0% | 0% | 1 | 6% | 0% | 0% | 1 | 34% | 0% | 0% | 1 |  | 0% | 0% | 1 | 0.27 | 0% | 0% | 1 | 24% | 0% | 0% | 1 | 0 | 2 | 37% | 0% | 37% | 2 | 40% | 0% | 0% | 1 | 3% | 0% | 0% | 1 | 21% | 0% | 0% | 1 | 60% | 0% | 0% | 2 | 10% | 0% | 0% | 1 | 19% | 0% | 0% | 1 |  | 0% | 0% | 1 | 0.28 | 0% | 0% | 1 | 23% | 0% | 0% | 1 | 0 | 2 | 37% | 1% | 38% | 2 | 54% | 0% | 0% | 2 | 10% | 0% | 0% | 1 | 27% | 0% | 0% | 1 | 72% | 0% | 0% | 3 | 12% | 0% | 0% | 1 | 16% | 0% | 0% | 1
127 | Newark | 0 | 0 | 10 | 0% | 0% | 1 | 0.05 | 0% | 0% | 1 | 0% | 0% | 0% | 1 | 0 | 2 | 19% | 0% | 19% | 1 | 0% | 0% | 0% | 1 | 9% | 0% | 0% | 1 | 31% | 0% | 0% | 1 | 31% | 0% | 0% | 1 | 2% | 0% | 0% | 1 | 80% | 0% | 0% | 3 |  | 0% | 0% | 1 | 0.1 | 0% | 0% | 1 | 1% | 0% | 0% | 1 | 0 | 2 | 93% | 0% | 93% | 5 | 62% | 0% | 0% | 2 | 46% | 0% | 0% | 1 | 70% | 0% | 0% | 3 | 83% | 0% | 0% | 3 | 46% | 0% | 0% | 1 | 10% | 0% | 0% | 1 |  | 0% | 0% | 1 | 0.14 | 0% | 0% | 1 | 0% | 0% | 0% | 1 | 0 | 2 | 94% | 1% | 95% | 5 | 57% | 0% | 0% | 2 | 38% | 0% | 0% | 1 | 54% | 0% | 0% | 2 | 70% | 0% | 0% | 3 | 62% | 0% | 0% | 2 | 8% | 0% | 0% | 1 |  | 0% | 0% | 1 | 0.2 | 0% | 0% | 1 | 0% | 0% | 0% | 1 | 0 | 2 | 79% | 4% | 83% | 5 | 64% | 0% | 0% | 2 | 38% | 0% | 0% | 1 | 52% | 0% | 0% | 2 | 81% | 0% | 0% | 3 | 59% | 0% | 0% | 2 | 7% | 0% | 0% | 1
128 | Dairyland | 0 | 0 | 10 | 0% | 0% | 1 | 0.13 | 0% | 0% | 1 | 29% | 0% | 0% | 1 | 0 | 2 | 18% | 0% | 18% | 1 | 7% | 0% | 0% | 1 | 5% | 0% | 0% | 1 | 8% | 0% | 0% | 1 | 15% | 0% | 0% | 1 | 0% | 0% | 0% | 1 | 3% | 0% | 0% | 1 |  | 0% | 0% | 1 | 0.09 | 0% | 0% | 1 | 28% | 0% | 0% | 1 | 0 | 2 | 19% | 0% | 19% | 1 | 33% | 0% | 0% | 1 | 10% | 0% | 0% | 1 | 14% | 0% | 0% | 1 | 43% | 0% | 0% | 1 | 0% | 0% | 0% | 1 | 5% | 0% | 0% | 1 |  | 0% | 0% | 1 | 0.09 | 0% | 0% | 1 | 29% | 0% | 0% | 1 | 0 | 2 | 26% | 0% | 26% | 2 | 48% | 0% | 0% | 1 | 23% | 0% | 0% | 1 | 29% | 0% | 0% | 1 | 60% | 0% | 0% | 2 | 5% | 0% | 0% | 1 | 13% | 0% | 0% | 1 |  | 0% | 0% | 1 | 0.09 | 0% | 0% | 1 | 30% | 0% | 0% | 1 | 0 | 2 | 27% | 0% | 27% | 2 | 46% | 0% | 0% | 1 | 25% | 0% | 0% | 1 | 29% | 0% | 0% | 1 | 58% | 0% | 0% | 2 | 9% | 0% | 0% | 1 | 13% | 0% | 0% | 1
129 | Chino | 0 | 0 | 10 | 0% | 0% | 1 | 0.44 | 0% | 0% | 1 | 22% | 0% | 0% | 1 | 0 | 2 | 20% | 0% | 20% | 2 | 0% | 0% | 0% | 1 | 0% | 0% | 0% | 1 | 3% | 0% | 0% | 1 | 3% | 0% | 0% | 1 | 1% | 0% | 0% | 1 | 1% | 0% | 0% | 1 |  | 0% | 0% | 1 | 0.48 | 0% | 0% | 1 | 10% | 0% | 0% | 1 | 0 | 2 | 61% | 0% | 61% | 3 | 33% | 0% | 0% | 1 | 3% | 0% | 0% | 1 | 11% | 0% | 0% | 1 | 43% | 0% | 0% | 1 | 20% | 0% | 0% | 1 | 7% | 0% | 0% | 1 |  | 0% | 0% | 1 | 0.29 | 0% | 0% | 1 | 7% | 0% | 0% | 1 | 0 | 2 | 43% | 29% | 72% | 4 | 37% | 0% | 0% | 1 | 10% | 0% | 0% | 1 | 21% | 0% | 0% | 1 | 53% | 0% | 0% | 2 | 40% | 0% | 0% | 1 | 10% | 0% | 0% | 1 |  | 0% | 0% | 1 | 0.27 | 0% | 0% | 1 | 5% | 0% | 0% | 1 | 0 | 2 | 41% | 37% | 78% | 5 | 43% | 0% | 0% | 1 | 21% | 0% | 0% | 1 | 35% | 0% | 0% | 1 | 67% | 0% | 0% | 2 | 41% | 0% | 0% | 1 | 11% | 0% | 0% | 1
130 | El Segundo | 0 | 0 | 10 | 0% | 0% | 1 | 0.12 | 0% | 0% | 1 | 0% | 0% | 0% | 1 | 0 | 2 | 0% | 0% | 0% | 1 | 0% | 0% | 0% | 1 | 58% | 0% | 0% | 2 | 65% | 0% | 0% | 2 | 65% | 0% | 0% | 2 | 0% | 0% | 0% | 1 | 0% | 0% | 0% | 1 |  | 0% | 0% | 1 | 0.26 | 0% | 0% | 1 | 0% | 0% | 0% | 1 | 0 | 2 | 0% | 0% | 0% | 1 | 4% | 0% | 0% | 1 | 40% | 0% | 0% | 1 | 69% | 0% | 0% | 2 | 73% | 0% | 0% | 3 | 0% | 0% | 0% | 1 | 0% | 0% | 0% | 1 |  | 0% | 0% | 1 | 0.19 | 0% | 0% | 1 | 0% | 0% | 0% | 1 | 0 | 2 | 2% | 28% | 30% | 4 | 10% | 0% | 0% | 1 | 4% | 0% | 0% | 1 | 58% | 0% | 0% | 2 | 68% | 0% | 0% | 2 | 4% | 0% | 0% | 1 | 7% | 0% | 0% | 1 |  | 0% | 0% | 1 | 0.22 | 0% | 0% | 1 | 0% | 0% | 0% | 1 | 0 | 2 | 7% | 39% | 46% | 5 | 13% | 0% | 0% | 1 | 22% | 0% | 0% | 1 | 47% | 0% | 0% | 1 | 55% | 0% | 0% | 2 | 5% | 0% | 0% | 1 | 7% | 0% | 0% | 1
131 | San Leandro U | 0 | 0 | 10 | 0% | 0% | 1 | 0.62 | 0% | 0% | 1 | 0% | 0% | 0% | 1 | 0 | 2 | 12% | 0% | 12% | 1 | 19% | 0% | 0% | 1 | 24% | 0% | 0% | 1 | 65% | 0% | 0% | 2 | 65% | 0% | 0% | 2 | 2% | 0% | 0% | 1 | 10% | 0% | 0% | 1 |  | 0% | 0% | 1 | 0.45 | 0% | 0% | 1 | 0% | 0% | 0% | 1 | 0 | 2 | 69% | 0% | 69% | 3 | 75% | 0% | 0% | 3 | 22% | 0% | 0% | 1 | 63% | 0% | 0% | 2 | 92% | 0% | 0% | 4 | 41% | 0% | 0% | 1 | 7% | 0% | 0% | 1 |  | 0% | 0% | 1 | 0.29 | 0% | 0% | 1 | 0% | 0% | 0% | 1 | 0 | 2 | 61% | 0% | 61% | 3 | 61% | 0% | 0% | 2 | 24% | 0% | 0% | 1 | 63% | 0% | 0% | 2 | 86% | 0% | 0% | 3 | 37% | 0% | 0% | 1 | 7% | 0% | 0% | 1 |  | 0% | 0% | 1 | 0.41 | 0% | 0% | 1 | 0% | 0% | 0% | 1 | 0 | 2 | 75% | 1% | 76% | 5 | 44% | 0% | 0% | 1 | 42% | 0% | 0% | 1 | 69% | 0% | 0% | 2 | 80% | 0% | 0% | 3 | 32% | 0% | 0% | 1 | 6% | 0% | 0% | 1
132 | Ganso | 0 | 0 | 10 | 0% | 0% | 1 | 0.08 | 0% | 0% | 1 | 50% | 0% | 0% | 2 | 0 | 2 | 0% | 0% | 0% | 1 | 0% | 0% | 0% | 1 | 4% | 0% | 0% | 1 | 54% | 0% | 0% | 2 | 54% | 0% | 0% | 2 | 0% | 0% | 0% | 1 | 8% | 0% | 0% | 1 |  | 0% | 0% | 1 | 0.1 | 0% | 0% | 1 | 65% | 0% | 0% | 2 | 0 | 2 | 0% | 0% | 0% | 1 | 9% | 0% | 0% | 1 | 7% | 0% | 0% | 1 | 40% | 0% | 0% | 1 | 45% | 0% | 0% | 1 | 0% | 0% | 0% | 1 | 5% | 0% | 0% | 1 |  | 0% | 0% | 1 | 0.09 | 0% | 0% | 1 | 62% | 0% | 0% | 2 | 0 | 2 | 6% | 0% | 6% | 1 | 26% | 0% | 0% | 1 | 12% | 0% | 0% | 1 | 44% | 0% | 0% | 1 | 60% | 0% | 0% | 2 | 1% | 0% | 0% | 1 | 5% | 0% | 0% | 1 |  | 0% | 0% | 1 | 0.09 | 0% | 0% | 1 | 52% | 0% | 0% | 2 | 0 | 2 | 8% | 0% | 8% | 1 | 31% | 0% | 0% | 1 | 16% | 0% | 0% | 1 | 42% | 0% | 0% | 1 | 60% | 0% | 0% | 2 | 1% | 0% | 0% | 1 | 6% | 0% | 0% | 1
133 | Poso Mountain | 200 | 2000 | 10 | 14.06% | 0% | 1 | 0.06 | 13.14% | 0% | 1 | 0% | 0% | 0% | 1 | 0 | 2 | 91% | 0% | 91% | 5 | 64% | 11.42% | 0% | 2 | 1% | 4.19% | 0% | 1 | 7% | 4.492% | 0% | 1 | 64% | 11.42% | 0% | 2 | 36% | 6.483% | 0% | 1 | 2% | 4.243% | 0% | 1 |  | 6.137% | 0% | 1 | 0.07 | 4.342% | 0% | 1 | 7% | 0% | 0% | 1 | 0 | 2 | 69% | 0% | 69% | 3 | 74% | 4.399% | 0% | 3 | 22% | 1.476% | 0% | 1 | 35% | 1.752% | 0% | 1 | 76% | 4.757% | 0% | 3 | 37% | 1.823% | 0% | 1 | 2% | 1.165% | 0% | 1 |  | 4.091% | 0% | 1 | 0.08 | 2.415% | 0% | 1 | 22% | 0% | 0% | 1 | 0 | 2 | 62% | 1% | 63% | 3 | 63% | 1.645% | 0% | 2 | 18% | 0.7393% | 0% | 1 | 26% | 0.8208% | 0% | 1 | 65% | 1.731% | 0% | 2 | 39% | 0.998% | 0% | 1 | 1% | 0.6156% | 0% | 1 |  | 2.188% | 0% | 1 | 0.08 | 1.503% | 0% | 1 | 30% | 0% | 0% | 1 | 0 | 2 | 51% | 3% | 54% | 3 | 51% | 0.7513% | 0% | 2 | 13% | 0.4244% | 0% | 1 | 22% | 0.4743% | 0% | 1 | 54% | 0.8144% | 0% | 2 | 36% | 0.5803% | 0% | 1 | 1% | 0.3764% | 0% | 1
134 | Avena | 100 | 1000 | 10 | 7.235% | 0% | 1 | 0.16 | 999% | 2.964% | 3 | 35% | 3.693% | 0% | 1 | 0 | 2 | 1% | 0% | 1% | 1 | 50% | 4.232% | 0% | 2 | 0% | 2.116% | 0% | 1 | 5% | 2.218% | 0% | 1 | 50% | 4.234% | 0% | 2 | 0% | 2.116% | 0% | 1 | 2% | 2.159% | 0% | 1 |  | 2.45% | 0% | 1 | 0.15 | 40.44% | 0% | 2 | 46% | 1.573% | 0% | 1 | 0 | 2 | 15% | 0% | 15% | 1 | 35% | 1.016% | 0% | 1 | 1% | 0.6742% | 0% | 1 | 11% | 0.7474% | 0% | 1 | 40% | 1.105% | 0% | 1 | 3% | 0.6833% | 0% | 1 | 4% | 0.6921% | 0% | 1 |  | 1.734% | 0% | 1 | 0.17 | 3.743% | 0% | 1 | 42% | 1.573% | 0% | 1 | 0 | 2 | 20% | 0% | 20% | 2 | 34% | 0.5076% | 0% | 1 | 11% | 0.3784% | 0% | 1 | 27% | 0.4591% | 0% | 1 | 49% | 0.6615% | 0% | 1 | 11% | 0.3775% | 0% | 1 | 6% | 0.3582% | 0% | 1 |  | 1.335% | 0% | 1 | 0.16 | 1.617% | 0% | 1 | 44% | 1.573% | 0% | 1 | 0 | 2 | 21% | 0% | 21% | 2 | 41% | 0.3228% | 0% | 1 | 13% | 0.2187% | 0% | 1 | 25% | 0.2557% | 0% | 1 | 54% | 0.4133% | 0% | 2 | 15% | 0.226% | 0% | 1 | 7% | 0.2056% | 0% | 1
135 | Martin | 0 | 0 | 10 | 0% | 0% | 1 | 0.17 | 0% | 0% | 1 | 0% | 0% | 0% | 1 | 0 | 2 | 0% | 0% | 0% | 1 | 23% | 0% | 0% | 1 | 17% | 0% | 0% | 1 | 27% | 0% | 0% | 1 | 50% | 0% | 0% | 2 | 0% | 0% | 0% | 1 | 4% | 0% | 0% | 1 |  | 0% | 0% | 1 | 0.61 | 0% | 0% | 1 | 0% | 0% | 0% | 1 | 0 | 2 | 0% | 0% | 0% | 1 | 2% | 0% | 0% | 1 | 22% | 0% | 0% | 1 | 45% | 0% | 0% | 1 | 47% | 0% | 0% | 1 | 0% | 0% | 0% | 1 | 3% | 0% | 0% | 1 |  | 0% | 0% | 1 | 0.54 | 0% | 0% | 1 | 1% | 0% | 0% | 1 | 0 | 2 | 0% | 0% | 0% | 1 | 11% | 0% | 0% | 1 | 33% | 0% | 0% | 1 | 56% | 0% | 0% | 2 | 62% | 0% | 0% | 2 | 9% | 0% | 0% | 1 | 5% | 0% | 0% | 1 |  | 0% | 0% | 1 | 0.5 | 0% | 0% | 1 | 0% | 0% | 0% | 1 | 0 | 2 | 20% | 0% | 20% | 2 | 38% | 0% | 0% | 1 | 45% | 0% | 0% | 1 | 66% | 0% | 0% | 2 | 74% | 0% | 0% | 3 | 20% | 0% | 0% | 1 | 9% | 0% | 0% | 1
136 | Harry Allen | 0 | 0 | 0 | 0% | 0% | 1 | 0 | 0% | 0% | 1 | 0% | 0% | 0% | 1 | 0 | 2 | 0% | 0% | 0% | 1 | 0% | 0% | 0% | 1 | 0% | 0% | 0% | 1 | 0% | 0% | 0% | 1 | 0% | 0% | 0% | 1 | 0% | 0% | 0% | 1 | 0% | 0% | 0% | 1 |  | 0% | 0% | 1 | 0 | 0% | 0% | 1 | 0% | 0% | 0% | 1 | 0 | 2 | 0% | 0% | 0% | 1 | 0% | 0% | 0% | 1 | 0% | 0% | 0% | 1 | 0% | 0% | 0% | 1 | 0% | 0% | 0% | 1 | 0% | 0% | 0% | 1 | 0% | 0% | 0% | 1 |  | 0% | 0% | 1 | 0 | 0% | 0% | 1 | 0% | 0% | 0% | 1 | 0 | 2 | 0% | 0% | 0% | 1 | 0% | 0% | 0% | 1 | 0% | 0% | 0% | 1 | 0% | 0% | 0% | 1 | 0% | 0% | 0% | 1 | 0% | 0% | 0% | 1 | 0% | 0% | 0% | 1 |  | 0% | 0% | 1 | 0 | 0% | 0% | 1 | 0% | 0% | 0% | 1 | 0 | 2 | 0% | 0% | 0% | 1 | 0% | 0% | 0% | 1 | 0% | 0% | 0% | 1 | 0% | 0% | 0% | 1 | 0% | 0% | 0% | 1 | 0% | 0% | 0% | 1 | 0% | 0% | 0% | 1
137 | Rio Oso | 0 | 0 | 10 | 0% | 0% | 1 | 0.11 | 0% | 0% | 1 | 50% | 0% | 0% | 2 | 0 | 2 | 5% | 0% | 5% | 1 | 25% | 0% | 0% | 1 | 1% | 0% | 0% | 1 | 15% | 0% | 0% | 1 | 34% | 0% | 0% | 1 | 1% | 0% | 0% | 1 | 11% | 0% | 0% | 1 |  | 0% | 0% | 1 | 0.12 | 0% | 0% | 1 | 41% | 0% | 0% | 1 | 0 | 2 | 19% | 0% | 19% | 1 | 45% | 0% | 0% | 1 | 5% | 0% | 0% | 1 | 23% | 0% | 0% | 1 | 60% | 0% | 0% | 2 | 3% | 0% | 0% | 1 | 18% | 0% | 0% | 1 |  | 0% | 0% | 1 | 0.18 | 0% | 0% | 1 | 40% | 0% | 0% | 1 | 0 | 2 | 18% | 0% | 18% | 1 | 41% | 0% | 0% | 1 | 4% | 0% | 0% | 1 | 34% | 0% | 0% | 1 | 66% | 0% | 0% | 2 | 5% | 0% | 0% | 1 | 16% | 0% | 0% | 1 |  | 0% | 0% | 1 | 0.16 | 0% | 0% | 1 | 42% | 0% | 0% | 1 | 0 | 2 | 21% | 0% | 21% | 2 | 41% | 0% | 0% | 1 | 6% | 0% | 0% | 1 | 35% | 0% | 0% | 1 | 67% | 0% | 0% | 2 | 6% | 0% | 0% | 1 | 12% | 0% | 0% | 1
138 | Loveland | 0 | 0 | 10 | 0% | 0% | 1 | 0.26 | 0% | 0% | 1 | 0% | 0% | 0% | 1 | 0 | 2 | 27% | 73% | 100% | 5 | 34% | 0% | 0% | 1 | 51% | 0% | 0% | 2 | 72% | 0% | 0% | 3 | 74% | 0% | 0% | 3 | 25% | 0% | 0% | 1 | 5% | 0% | 0% | 1 |  | 0% | 0% | 1 | 0.19 | 0% | 0% | 1 | 0% | 0% | 0% | 1 | 0 | 2 | 19% | 81% | 100% | 5 | 24% | 0% | 0% | 1 | 30% | 0% | 0% | 1 | 65% | 0% | 0% | 2 | 70% | 0% | 0% | 3 | 47% | 0% | 0% | 1 | 3% | 0% | 0% | 1 |  | 0% | 0% | 1 | 0.13 | 0% | 0% | 1 | 0% | 0% | 0% | 1 | 0 | 2 | 13% | 86% | 99% | 5 | 29% | 0% | 0% | 1 | 33% | 0% | 0% | 1 | 60% | 0% | 0% | 2 | 72% | 0% | 0% | 3 | 53% | 0% | 0% | 2 | 4% | 0% | 0% | 1 |  | 0% | 0% | 1 | 0.16 | 0% | 0% | 1 | 0% | 0% | 0% | 1 | 0 | 2 | 13% | 85% | 98% | 5 | 29% | 0% | 0% | 1 | 36% | 0% | 0% | 1 | 59% | 0% | 0% | 2 | 75% | 0% | 0% | 3 | 48% | 0% | 0% | 1 | 4% | 0% | 0% | 1
139 | Huntington Beach | 0 | 0 | 10 | 0% | 0% | 1 | 0.57 | 0% | 0% | 1 | 0% | 0% | 0% | 1 | 0 | 2 | 0% | 0% | 0% | 1 | 0% | 0% | 0% | 1 | 20% | 0% | 0% | 1 | 99% | 0% | 0% | 5 | 99% | 0% | 0% | 5 | 0% | 0% | 0% | 1 | 8% | 0% | 0% | 1 |  | 0% | 0% | 1 | 0.51 | 0% | 0% | 1 | 0% | 0% | 0% | 1 | 0 | 2 | 0% | 0% | 0% | 1 | 0% | 0% | 0% | 1 | 28% | 0% | 0% | 1 | 98% | 0% | 0% | 5 | 99% | 0% | 0% | 5 | 0% | 0% | 0% | 1 | 7% | 0% | 0% | 1 |  | 0% | 0% | 1 | 0.52 | 0% | 0% | 1 | 0% | 0% | 0% | 1 | 0 | 2 | 1% | 0% | 1% | 1 | 2% | 0% | 0% | 1 | 22% | 0% | 0% | 1 | 79% | 0% | 0% | 3 | 81% | 0% | 0% | 3 | 0% | 0% | 0% | 1 | 6% | 0% | 0% | 1 |  | 0% | 0% | 1 | 0.5 | 0% | 0% | 1 | 0% | 0% | 0% | 1 | 0 | 2 | 5% | 0% | 5% | 1 | 3% | 0% | 0% | 1 | 16% | 0% | 0% | 1 | 71% | 0% | 0% | 3 | 75% | 0% | 0% | 3 | 1% | 0% | 0% | 1 | 4% | 0% | 0% | 1
140 | Rossmoor | 0 | 0 | 10 | 0% | 0% | 1 | 0.09 | 0% | 0% | 1 | 0% | 0% | 0% | 1 | 0 | 2 | 87% | 0% | 87% | 5 | 84% | 0% | 0% | 3 | 20% | 0% | 0% | 1 | 91% | 0% | 0% | 4 | 100% | 0% | 0% | 5 | 48% | 0% | 0% | 1 | 6% | 0% | 0% | 1 |  | 0% | 0% | 1 | 0.1 | 0% | 0% | 1 | 0% | 0% | 0% | 1 | 0 | 2 | 83% | 0% | 83% | 5 | 78% | 0% | 0% | 3 | 52% | 0% | 0% | 2 | 80% | 0% | 0% | 3 | 100% | 0% | 0% | 5 | 36% | 0% | 0% | 1 | 4% | 0% | 0% | 1 |  | 0% | 0% | 1 | 0.28 | 0% | 0% | 1 | 0% | 0% | 0% | 1 | 0 | 2 | 70% | 0% | 70% | 3 | 45% | 0% | 0% | 1 | 49% | 0% | 0% | 1 | 70% | 0% | 0% | 3 | 83% | 0% | 0% | 3 | 29% | 0% | 0% | 1 | 5% | 0% | 0% | 1 |  | 0% | 0% | 1 | 0.33 | 0% | 0% | 1 | 0% | 0% | 0% | 1 | 0 | 2 | 60% | 1% | 61% | 3 | 38% | 0% | 0% | 1 | 49% | 0% | 0% | 1 | 65% | 0% | 0% | 2 | 80% | 0% | 0% | 3 | 25% | 0% | 0% | 1 | 14% | 0% | 0% | 1
141 | Salado | 0 | 0 | 10 | 0% | 0% | 1 | 0.1 | 0% | 0% | 1 | 47% | 0% | 0% | 1 | 0 | 2 | 58% | 0% | 58% | 3 | 41% | 0% | 0% | 1 | 11% | 0% | 0% | 1 | 17% | 0% | 0% | 1 | 48% | 0% | 0% | 1 | 32% | 0% | 0% | 1 | 1% | 0% | 0% | 1 |  | 0% | 0% | 1 | 0.11 | 0% | 0% | 1 | 43% | 0% | 0% | 1 | 0 | 2 | 42% | 4% | 46% | 2 | 54% | 0% | 0% | 2 | 9% | 0% | 0% | 1 | 19% | 0% | 0% | 1 | 61% | 0% | 0% | 2 | 35% | 0% | 0% | 1 | 3% | 0% | 0% | 1 |  | 0% | 0% | 1 | 0.11 | 0% | 0% | 1 | 47% | 0% | 0% | 1 | 0 | 2 | 29% | 9% | 38% | 2 | 48% | 0% | 0% | 1 | 10% | 0% | 0% | 1 | 16% | 0% | 0% | 1 | 55% | 0% | 0% | 2 | 31% | 0% | 0% | 1 | 3% | 0% | 0% | 1 |  | 0% | 0% | 1 | 0.12 | 0% | 0% | 1 | 44% | 0% | 0% | 1 | 0 | 2 | 29% | 11% | 40% | 3 | 46% | 0% | 0% | 1 | 15% | 0% | 0% | 1 | 21% | 0% | 0% | 1 | 54% | 0% | 0% | 2 | 32% | 0% | 0% | 1 | 3% | 0% | 0% | 1
142 | Lighthipe | 0 | 0 | 10 | 0% | 0% | 1 | 0 | 0% | 0% | 1 | 0% | 0% | 0% | 1 | 0 | 2 | 0% | 0% | 0% | 1 | 0% | 0% | 0% | 1 | 0% | 0% | 0% | 1 | 0% | 0% | 0% | 1 | 0% | 0% | 0% | 1 | 0% | 0% | 0% | 1 | 0% | 0% | 0% | 1 |  | 0% | 0% | 1 | 0.48 | 0% | 0% | 1 | 0% | 0% | 0% | 1 | 0 | 2 | 0% | 0% | 0% | 1 | 0% | 0% | 0% | 1 | 1% | 0% | 0% | 1 | 40% | 0% | 0% | 1 | 40% | 0% | 0% | 1 | 0% | 0% | 0% | 1 | 0% | 0% | 0% | 1 |  | 0% | 0% | 1 | 0.27 | 0% | 0% | 1 | 0% | 0% | 0% | 1 | 0 | 2 | 0% | 0% | 0% | 1 | 0% | 0% | 0% | 1 | 10% | 0% | 0% | 1 | 62% | 0% | 0% | 2 | 62% | 0% | 0% | 2 | 0% | 0% | 0% | 1 | 0% | 0% | 0% | 1 |  | 0% | 0% | 1 | 0.56 | 0% | 0% | 1 | 0% | 0% | 0% | 1 | 0 | 2 | 6% | 0% | 6% | 1 | 1% | 0% | 0% | 1 | 10% | 0% | 0% | 1 | 64% | 0% | 0% | 2 | 65% | 0% | 0% | 2 | 4% | 0% | 0% | 1 | 3% | 0% | 0% | 1
143 | Santee | 0 | 0 | 10 | 0% | 0% | 1 | 0.28 | 0% | 0% | 1 | 0% | 0% | 0% | 1 | 0 | 2 | 57% | 42% | 99% | 5 | 65% | 0% | 0% | 2 | 94% | 0% | 0% | 4 | 34% | 0% | 0% | 1 | 99% | 0% | 0% | 5 | 28% | 0% | 0% | 1 | 4% | 0% | 0% | 1 |  | 0% | 0% | 1 | 0.22 | 0% | 0% | 1 | 0% | 0% | 0% | 1 | 0 | 2 | 31% | 68% | 99% | 5 | 72% | 0% | 0% | 3 | 48% | 0% | 0% | 1 | 67% | 0% | 0% | 2 | 94% | 0% | 0% | 4 | 23% | 0% | 0% | 1 | 4% | 0% | 0% | 1 |  | 0% | 0% | 1 | 0.25 | 0% | 0% | 1 | 0% | 0% | 0% | 1 | 0 | 2 | 28% | 71% | 99% | 5 | 52% | 0% | 0% | 2 | 44% | 0% | 0% | 1 | 64% | 0% | 0% | 2 | 83% | 0% | 0% | 3 | 33% | 0% | 0% | 1 | 3% | 0% | 0% | 1 |  | 0% | 0% | 1 | 0.2 | 0% | 0% | 1 | 0% | 0% | 0% | 1 | 0 | 2 | 21% | 72% | 93% | 5 | 36% | 0% | 0% | 1 | 35% | 0% | 0% | 1 | 54% | 0% | 0% | 2 | 70% | 0% | 0% | 3 | 43% | 0% | 0% | 1 | 4% | 0% | 0% | 1
144 | Cholame | 0 | 0 | 0 | 0% | 0% | 1 | 0.06 | 0% | 0% | 1 | 6% | 0% | 0% | 1 | 0 | 2 | 65% | 0% | 65% | 3 | 68% | 0% | 0% | 2 | 32% | 0% | 0% | 1 | 43% | 0% | 0% | 1 | 80% | 0% | 0% | 3 | 43% | 0% | 0% | 1 | 1% | 0% | 0% | 1 |  | 0% | 0% | 1 | 0.05 | 0% | 0% | 1 | 5% | 0% | 0% | 1 | 0 | 2 | 72% | 0% | 72% | 3 | 41% | 0% | 0% | 1 | 15% | 0% | 0% | 1 | 30% | 0% | 0% | 1 | 52% | 0% | 0% | 2 | 46% | 0% | 0% | 1 | 1% | 0% | 0% | 1 |  | 0% | 0% | 1 | 0.06 | 0% | 0% | 1 | 5% | 0% | 0% | 1 | 0 | 2 | 65% | 4% | 69% | 3 | 36% | 0% | 0% | 1 | 9% | 0% | 0% | 1 | 17% | 0% | 0% | 1 | 45% | 0% | 0% | 1 | 50% | 0% | 0% | 2 | 1% | 0% | 0% | 1 |  | 0% | 0% | 1 | 0.07 | 0% | 0% | 1 | 6% | 0% | 0% | 1 | 0 | 2 | 54% | 11% | 65% | 3 | 40% | 0% | 0% | 1 | 7% | 0% | 0% | 1 | 17% | 0% | 0% | 1 | 51% | 0% | 0% | 2 | 48% | 0% | 0% | 1 | 1% | 0% | 0% | 1
145 | Grand Island | 0 | 0 | 10 | 0% | 0% | 1 | 0.11 | 0% | 0% | 1 | 49% | 0% | 0% | 1 | 0 | 2 | 0% | 0% | 0% | 1 | 0% | 0% | 0% | 1 | 8% | 0% | 0% | 1 | 8% | 0% | 0% | 1 | 8% | 0% | 0% | 1 | 0% | 0% | 0% | 1 | 5% | 0% | 0% | 1 |  | 0% | 0% | 1 | 0.1 | 0% | 0% | 1 | 47% | 0% | 0% | 1 | 0 | 2 | 8% | 0% | 8% | 1 | 8% | 0% | 0% | 1 | 15% | 0% | 0% | 1 | 16% | 0% | 0% | 1 | 22% | 0% | 0% | 1 | 0% | 0% | 0% | 1 | 9% | 0% | 0% | 1 |  | 0% | 0% | 1 | 0.1 | 0% | 0% | 1 | 44% | 0% | 0% | 1 | 0 | 2 | 19% | 0% | 19% | 1 | 10% | 0% | 0% | 1 | 25% | 0% | 0% | 1 | 28% | 0% | 0% | 1 | 34% | 0% | 0% | 1 | 1% | 0% | 0% | 1 | 12% | 0% | 0% | 1 |  | 0% | 0% | 1 | 0.11 | 0% | 0% | 1 | 45% | 0% | 0% | 1 | 0 | 2 | 17% | 0% | 17% | 1 | 12% | 0% | 0% | 1 | 24% | 0% | 0% | 1 | 28% | 0% | 0% | 1 | 36% | 0% | 0% | 1 | 1% | 0% | 0% | 1 | 12% | 0% | 0% | 1
146 | Long Beach | 0 | 0 | 0 | 0% | 0% | 1 | 0.11 | 0% | 0% | 1 | 0% | 0% | 0% | 1 | 0 | 2 | 0% | 0% | 0% | 1 | 0% | 0% | 0% | 1 | 0% | 0% | 0% | 1 | 54% | 0% | 0% | 2 | 54% | 0% | 0% | 2 | 0% | 0% | 0% | 1 | 0% | 0% | 0% | 1 |  | 0% | 0% | 1 | 0.29 | 0% | 0% | 1 | 0% | 0% | 0% | 1 | 0 | 2 | 0% | 0% | 0% | 1 | 0% | 0% | 0% | 1 | 9% | 0% | 0% | 1 | 61% | 0% | 0% | 2 | 61% | 0% | 0% | 2 | 0% | 0% | 0% | 1 | 0% | 0% | 0% | 1 |  | 0% | 0% | 1 | 0.48 | 0% | 0% | 1 | 0% | 0% | 0% | 1 | 0 | 2 | 0% | 0% | 0% | 1 | 0% | 0% | 0% | 1 | 8% | 0% | 0% | 1 | 69% | 0% | 0% | 2 | 69% | 0% | 0% | 2 | 0% | 0% | 0% | 1 | 0% | 0% | 0% | 1 |  | 0% | 0% | 1 | 0.49 | 0% | 0% | 1 | 0% | 0% | 0% | 1 | 0 | 2 | 0% | 0% | 0% | 1 | 0% | 0% | 0% | 1 | 16% | 0% | 0% | 1 | 76% | 0% | 0% | 3 | 76% | 0% | 0% | 3 | 0% | 0% | 0% | 1 | 3% | 0% | 0% | 1
147 | Coyote | 100 | 1000 | 10 | 999.9% | 10.03% | 5 | 0.12 | 49.63% | 0% | 2 | 6% | 103.6% | 5.963% | 4 | 0 | 2 | 90% | 0% | 90% | 5 | 100% | 999% | 10.03% | 5 | 45% | 18.25% | 0% | 1 | 55% | 22.26% | 0% | 2 | 100% | 999% | 10.03% | 5 | 32% | 14.72% | 0% | 1 | 4% | 10.47% | 0% | 1 |  | 55.28% | 0% | 3 | 0.11 | 11.64% | 0% | 1 | 2% | 26.39% | 0% | 2 | 0 | 2 | 88% | 7% | 95% | 5 | 81% | 17.06% | 0% | 3 | 24% | 4.324% | 0% | 1 | 37% | 5.215% | 0% | 1 | 84% | 20.83% | 0% | 3 | 57% | 7.642% | 0% | 2 | 5% | 3.469% | 0% | 1 |  | 10.26% | 0% | 1 | 0.12 | 3.993% | 0% | 1 | 1% | 26.39% | 0% | 2 | 0 | 2 | 62% | 22% | 84% | 5 | 69% | 3.242% | 0% | 2 | 23% | 1.302% | 0% | 1 | 40% | 1.659% | 0% | 1 | 77% | 4.266% | 0% | 3 | 62% | 2.605% | 0% | 2 | 4% | 1.037% | 0% | 1 |  | 7.155% | 0% | 1 | 0.15 | 1.847% | 0% | 1 | 3% | 26.39% | 0% | 2 | 0 | 2 | 45% | 27% | 72% | 4 | 66% | 1.476% | 0% | 2 | 25% | 0.6696% | 0% | 1 | 45% | 0.911% | 0% | 1 | 82% | 2.711% | 0% | 3 | 60% | 1.245% | 0% | 2 | 3% | 0.5181% | 0% | 1
148 | New Sub - Los Banos - Midway (Proposed) | 0 | 0 | 10 | 0% | 0% | 1 | 0.05 | 0% | 0% | 1 | 31% | 0% | 0% | 1 | 0 | 2 | 1% | 0% | 1% | 1 | 1% | 0% | 0% | 1 | 0% | 0% | 0% | 1 | 0% | 0% | 0% | 1 | 1% | 0% | 0% | 1 | 0% | 0% | 0% | 1 | 0% | 0% | 0% | 1 |  | 0% | 0% | 1 | 0.07 | 0% | 0% | 1 | 38% | 0% | 0% | 1 | 0 | 2 | 0% | 0% | 0% | 1 | 17% | 0% | 0% | 1 | 3% | 0% | 0% | 1 | 5% | 0% | 0% | 1 | 18% | 0% | 0% | 1 | 0% | 0% | 0% | 1 | 1% | 0% | 0% | 1 |  | 0% | 0% | 1 | 0.07 | 0% | 0% | 1 | 38% | 0% | 0% | 1 | 0 | 2 | 6% | 0% | 6% | 1 | 27% | 0% | 0% | 1 | 3% | 0% | 0% | 1 | 6% | 0% | 0% | 1 | 29% | 0% | 0% | 1 | 6% | 0% | 0% | 1 | 1% | 0% | 0% | 1 |  | 0% | 0% | 1 | 0.07 | 0% | 0% | 1 | 40% | 0% | 0% | 1 | 0 | 2 | 8% | 0% | 8% | 1 | 27% | 0% | 0% | 1 | 9% | 0% | 0% | 1 | 13% | 0% | 0% | 1 | 33% | 0% | 0% | 1 | 7% | 0% | 0% | 1 | 2% | 0% | 0% | 1
149 | Vista (SCE) | 300 | 3000 | 10 | 1357% | 89.01% | 5 | 0.27 | 25000% | 203% | 5 | 0% | 0% | 0% | 1 | 0 | 2 | 84% | 0% | 84% | 5 | 1% | 90.31% | 0% | 4 | 93% | 1224% | 88.93% | 5 | 93% | 1240% | 88.94% | 5 | 93% | 1357% | 89.01% | 5 | 43% | 156.8% | 76.01% | 5 | 3% | 92.22% | 0% | 4 |  | 691.2% | 20.38% | 5 | 0.27 | 4000% | 69.61% | 5 | 1% | 4682% | 0% | 4 | 0 | 2 | 85% | 3% | 88% | 5 | 39% | 37.47% | 0% | 2 | 58% | 54.42% | 0% | 3 | 77% | 99.83% | 0% | 4 | 97% | 669.6% | 20.29% | 5 | 31% | 33.16% | 0% | 2 | 4% | 24.04% | 0% | 2 |  | 86.43% | 0% | 4 | 0.27 | 48.27% | 0% | 2 | 2% | 4682% | 0% | 4 | 0 | 2 | 54% | 38% | 92% | 5 | 41% | 11.22% | 0% | 1 | 45% | 12.07% | 0% | 1 | 60% | 16.42% | 0% | 2 | 81% | 35.28% | 0% | 3 | 38% | 10.74% | 0% | 1 | 5% | 6.993% | 0% | 1 |  | 20.8% | 0% | 2 | 0.27 | 14.62% | 0% | 1 | 2% | 4682% | 0% | 4 | 0 | 2 | 56% | 34% | 90% | 5 | 47% | 4.864% | 0% | 1 | 40% | 4.346% | 0% | 1 | 56% | 5.951% | 0% | 2 | 79% | 12.35% | 0% | 3 | 34% | 3.94% | 0% | 1 | 7% | 2.789% | 0% | 1
150 | Fairway | 0 | 0 | 10 | 0% | 0% | 1 | 0.11 | 0% | 0% | 1 | 45% | 0% | 0% | 1 | 0 | 2 | 2% | 0% | 2% | 1 | 0% | 0% | 0% | 1 | 2% | 0% | 0% | 1 | 16% | 0% | 0% | 1 | 16% | 0% | 0% | 1 | 8% | 0% | 0% | 1 | 3% | 0% | 0% | 1 |  | 0% | 0% | 1 | 0.09 | 0% | 0% | 1 | 30% | 0% | 0% | 1 | 0 | 2 | 17% | 0% | 17% | 1 | 8% | 0% | 0% | 1 | 7% | 0% | 0% | 1 | 25% | 0% | 0% | 1 | 30% | 0% | 0% | 1 | 16% | 0% | 0% | 1 | 6% | 0% | 0% | 1 |  | 0% | 0% | 1 | 0.08 | 0% | 0% | 1 | 19% | 0% | 0% | 1 | 0 | 2 | 30% | 2% | 32% | 2 | 17% | 0% | 0% | 1 | 6% | 0% | 0% | 1 | 31% | 0% | 0% | 1 | 38% | 0% | 0% | 1 | 29% | 0% | 0% | 1 | 5% | 0% | 0% | 1 |  | 0% | 0% | 1 | 0.08 | 0% | 0% | 1 | 15% | 0% | 0% | 1 | 0 | 2 | 34% | 11% | 45% | 3 | 23% | 0% | 0% | 1 | 7% | 0% | 0% | 1 | 35% | 0% | 0% | 1 | 46% | 0% | 0% | 1 | 39% | 0% | 0% | 1 | 5% | 0% | 0% | 1
151 | Pisgah | 0 | 0 | 10 | 0% | 0% | 1 | 0.03 | 0% | 0% | 1 | 0% | 0% | 0% | 1 | 0 | 2 | 0% | 0% | 0% | 1 | 61% | 0% | 0% | 2 | 86% | 0% | 0% | 3 | 96% | 0% | 0% | 5 | 100% | 0% | 0% | 5 | 56% | 0% | 0% | 2 | 0% | 0% | 0% | 1 |  | 0% | 0% | 1 | 0.03 | 0% | 0% | 1 | 0% | 0% | 0% | 1 | 0 | 2 | 0% | 0% | 0% | 1 | 53% | 0% | 0% | 2 | 74% | 0% | 0% | 3 | 82% | 0% | 0% | 3 | 87% | 0% | 0% | 3 | 52% | 0% | 0% | 2 | 1% | 0% | 0% | 1 |  | 0% | 0% | 1 | 0.09 | 0% | 0% | 1 | 0% | 0% | 0% | 1 | 0 | 2 | 0% | 0% | 0% | 1 | 26% | 0% | 0% | 1 | 19% | 0% | 0% | 1 | 22% | 0% | 0% | 1 | 35% | 0% | 0% | 1 | 65% | 0% | 0% | 2 | 1% | 0% | 0% | 1 |  | 0% | 0% | 1 | 0.14 | 0% | 0% | 1 | 1% | 0% | 0% | 1 | 0 | 2 | 0% | 0% | 0% | 1 | 29% | 0% | 0% | 1 | 14% | 0% | 0% | 1 | 15% | 0% | 0% | 1 | 34% | 0% | 0% | 1 | 57% | 0% | 0% | 2 | 2% | 0% | 0% | 1
152 | Sloan Canyon | 0 | 0 | 10 | 0% | 0% | 1 | 0 | 0% | 0% | 1 | 0% | 0% | 0% | 1 | 0 | 2 | 0% | 0% | 0% | 1 | 0% | 0% | 0% | 1 | 0% | 0% | 0% | 1 | 0% | 0% | 0% | 1 | 0% | 0% | 0% | 1 | 0% | 0% | 0% | 1 | 0% | 0% | 0% | 1 |  | 0% | 0% | 1 | 0 | 0% | 0% | 1 | 0% | 0% | 0% | 1 | 0 | 2 | 0% | 0% | 0% | 1 | 0% | 0% | 0% | 1 | 0% | 0% | 0% | 1 | 0% | 0% | 0% | 1 | 0% | 0% | 0% | 1 | 0% | 0% | 0% | 1 | 0% | 0% | 0% | 1 |  | 0% | 0% | 1 | 0 | 0% | 0% | 1 | 0% | 0% | 0% | 1 | 0 | 2 | 0% | 0% | 0% | 1 | 0% | 0% | 0% | 1 | 0% | 0% | 0% | 1 | 0% | 0% | 0% | 1 | 0% | 0% | 0% | 1 | 0% | 0% | 0% | 1 | 0% | 0% | 0% | 1 |  | 0% | 0% | 1 | 0 | 0% | 0% | 1 | 0% | 0% | 0% | 1 | 0 | 2 | 0% | 0% | 0% | 1 | 0% | 0% | 0% | 1 | 0% | 0% | 0% | 1 | 0% | 0% | 0% | 1 | 0% | 0% | 0% | 1 | 0% | 0% | 0% | 1 | 0% | 0% | 0% | 1
153 | Templeton | 0 | 0 | 10 | 0% | 0% | 1 | 0.2 | 0% | 0% | 1 | 8% | 0% | 0% | 1 | 0 | 2 | 20% | 0% | 20% | 2 | 1% | 0% | 0% | 1 | 13% | 0% | 0% | 1 | 37% | 0% | 0% | 1 | 37% | 0% | 0% | 1 | 5% | 0% | 0% | 1 | 1% | 0% | 0% | 1 |  | 0% | 0% | 1 | 0.16 | 0% | 0% | 1 | 7% | 0% | 0% | 1 | 0 | 2 | 48% | 3% | 51% | 3 | 15% | 0% | 0% | 1 | 20% | 0% | 0% | 1 | 34% | 0% | 0% | 1 | 40% | 0% | 0% | 1 | 20% | 0% | 0% | 1 | 3% | 0% | 0% | 1 |  | 0% | 0% | 1 | 0.13 | 0% | 0% | 1 | 7% | 0% | 0% | 1 | 0 | 2 | 52% | 8% | 60% | 3 | 23% | 0% | 0% | 1 | 16% | 0% | 0% | 1 | 30% | 0% | 0% | 1 | 43% | 0% | 0% | 1 | 33% | 0% | 0% | 1 | 4% | 0% | 0% | 1 |  | 0% | 0% | 1 | 0.11 | 0% | 0% | 1 | 6% | 0% | 0% | 1 | 0 | 2 | 60% | 9% | 69% | 3 | 27% | 0% | 0% | 1 | 15% | 0% | 0% | 1 | 29% | 0% | 0% | 1 | 46% | 0% | 0% | 1 | 41% | 0% | 0% | 1 | 4% | 0% | 0% | 1
154 | Palomar Energy | 0 | 0 | 10 | 0% | 0% | 1 | 0.39 | 0% | 0% | 1 | 0% | 0% | 0% | 1 | 0 | 2 | 0% | 0% | 0% | 1 | 11% | 0% | 0% | 1 | 91% | 0% | 0% | 4 | 91% | 0% | 0% | 4 | 91% | 0% | 0% | 4 | 0% | 0% | 0% | 1 | 17% | 0% | 0% | 1 |  | 0% | 0% | 1 | 0.3 | 0% | 0% | 1 | 3% | 0% | 0% | 1 | 0 | 2 | 30% | 0% | 30% | 2 | 42% | 0% | 0% | 1 | 24% | 0% | 0% | 1 | 15% | 0% | 0% | 1 | 60% | 0% | 0% | 2 | 11% | 0% | 0% | 1 | 8% | 0% | 0% | 1 |  | 0% | 0% | 1 | 0.37 | 0% | 0% | 1 | 6% | 0% | 0% | 1 | 0 | 2 | 26% | 2% | 28% | 2 | 68% | 0% | 0% | 2 | 29% | 0% | 0% | 1 | 57% | 0% | 0% | 2 | 83% | 0% | 0% | 3 | 5% | 0% | 0% | 1 | 6% | 0% | 0% | 1 |  | 0% | 0% | 1 | 0.37 | 0% | 0% | 1 | 5% | 0% | 0% | 1 | 0 | 2 | 53% | 18% | 71% | 3 | 43% | 0% | 0% | 1 | 18% | 0% | 0% | 1 | 30% | 0% | 0% | 1 | 54% | 0% | 0% | 2 | 10% | 0% | 0% | 1 | 7% | 0% | 0% | 1
155 | Sisquoc | 0 | 0 | 10 | 0% | 0% | 1 | 0.09 | 0% | 0% | 1 | 30% | 0% | 0% | 1 | 0 | 2 | 2% | 0% | 2% | 1 | 2% | 0% | 0% | 1 | 16% | 0% | 0% | 1 | 31% | 0% | 0% | 1 | 31% | 0% | 0% | 1 | 8% | 0% | 0% | 1 | 6% | 0% | 0% | 1 |  | 0% | 0% | 1 | 0.07 | 0% | 0% | 1 | 17% | 0% | 0% | 1 | 0 | 2 | 22% | 1% | 23% | 2 | 20% | 0% | 0% | 1 | 9% | 0% | 0% | 1 | 36% | 0% | 0% | 1 | 45% | 0% | 0% | 1 | 27% | 0% | 0% | 1 | 4% | 0% | 0% | 1 |  | 0% | 0% | 1 | 0.07 | 0% | 0% | 1 | 15% | 0% | 0% | 1 | 0 | 2 | 36% | 7% | 43% | 2 | 28% | 0% | 0% | 1 | 5% | 0% | 0% | 1 | 34% | 0% | 0% | 1 | 49% | 0% | 0% | 1 | 38% | 0% | 0% | 1 | 4% | 0% | 0% | 1 |  | 0% | 0% | 1 | 0.07 | 0% | 0% | 1 | 14% | 0% | 0% | 1 | 0 | 2 | 35% | 12% | 47% | 3 | 24% | 0% | 0% | 1 | 5% | 0% | 0% | 1 | 33% | 0% | 0% | 1 | 45% | 0% | 0% | 1 | 38% | 0% | 0% | 1 | 5% | 0% | 0% | 1
156 | Alberhill | 735 | 7350 | 10 | 282.5% | 52.1% | 5 | 0.34 | 1165% | 197.6% | 5 | 0% | 1513% | 52756% | 5 | 0 | 2 | 74% | 0% | 74% | 3 | 42% | 107.3% | 10.26% | 5 | 27% | 85.87% | 0% | 4 | 42% | 107.9% | 10.94% | 5 | 71% | 219.8% | 47.85% | 5 | 27% | 86.41% | 0% | 4 | 9% | 69.25% | 0% | 3 |  | 123.1% | 5.618% | 4 | 0.27 | 193.1% | 38.5% | 5 | 0% | 314.5% | 52756% | 5 | 0 | 2 | 59% | 24% | 83% | 5 | 36% | 37.76% | 0% | 2 | 25% | 32.04% | 0% | 2 | 46% | 44.45% | 0% | 2 | 71% | 84.32% | 0% | 4 | 31% | 34.81% | 0% | 2 | 10% | 26.75% | 0% | 2 |  | 70.78% | 0% | 3 | 0.27 | 81.55% | 0% | 3 | 0% | 314.5% | 52756% | 5 | 0 | 2 | 41% | 46% | 87% | 5 | 31% | 18.84% | 0% | 1 | 36% | 20.52% | 0% | 2 | 48% | 25.07% | 0% | 2 | 74% | 50.28% | 0% | 3 | 33% | 19.4% | 0% | 1 | 8% | 14.11% | 0% | 1 |  | 31.93% | 0% | 2 | 0.27 | 76.21% | 0% | 2 | 2% | 314.5% | 52756% | 5 | 0 | 2 | 46% | 42% | 88% | 5 | 29% | 9.594% | 0% | 1 | 42% | 11.71% | 0% | 1 | 55% | 15.2% | 0% | 2 | 72% | 24.52% | 0% | 3 | 28% | 9.358% | 0% | 1 | 6% | 7.24% | 0% | 1
157 | Sanger | 0 | 0 | 10 | 0% | 0% | 1 | 0.25 | 0% | 0% | 1 | 58% | 0% | 0% | 2 | 0 | 2 | 2% | 0% | 2% | 1 | 0% | 0% | 0% | 1 | 0% | 0% | 0% | 1 | 0% | 0% | 0% | 1 | 0% | 0% | 0% | 1 | 0% | 0% | 0% | 1 | 1% | 0% | 0% | 1 |  | 0% | 0% | 1 | 0.25 | 0% | 0% | 1 | 58% | 0% | 0% | 2 | 0 | 2 | 13% | 0% | 13% | 1 | 11% | 0% | 0% | 1 | 14% | 0% | 0% | 1 | 18% | 0% | 0% | 1 | 20% | 0% | 0% | 1 | 3% | 0% | 0% | 1 | 6% | 0% | 0% | 1 |  | 0% | 0% | 1 | 0.23 | 0% | 0% | 1 | 52% | 0% | 0% | 2 | 0 | 2 | 20% | 0% | 20% | 2 | 26% | 0% | 0% | 1 | 16% | 0% | 0% | 1 | 18% | 0% | 0% | 1 | 32% | 0% | 0% | 1 | 14% | 0% | 0% | 1 | 7% | 0% | 0% | 1 |  | 0% | 0% | 1 | 0.21 | 0% | 0% | 1 | 44% | 0% | 0% | 1 | 0 | 2 | 22% | 0% | 22% | 2 | 30% | 0% | 0% | 1 | 16% | 0% | 0% | 1 | 19% | 0% | 0% | 1 | 36% | 0% | 0% | 1 | 18% | 0% | 0% | 1 | 6% | 0% | 0% | 1
158 | Lammers | 0 | 0 | 10 | 0% | 0% | 1 | 0.34 | 0% | 0% | 1 | 21% | 0% | 0% | 1 | 0 | 2 | 64% | 0% | 64% | 3 | 50% | 0% | 0% | 2 | 72% | 0% | 0% | 3 | 62% | 0% | 0% | 2 | 72% | 0% | 0% | 3 | 30% | 0% | 0% | 1 | 2% | 0% | 0% | 1 |  | 0% | 0% | 1 | 0.2 | 0% | 0% | 1 | 38% | 0% | 0% | 1 | 0 | 2 | 47% | 3% | 50% | 3 | 59% | 0% | 0% | 2 | 38% | 0% | 0% | 1 | 38% | 0% | 0% | 1 | 64% | 0% | 0% | 2 | 25% | 0% | 0% | 1 | 4% | 0% | 0% | 1 |  | 0% | 0% | 1 | 0.15 | 0% | 0% | 1 | 42% | 0% | 0% | 1 | 0 | 2 | 39% | 8% | 47% | 2 | 54% | 0% | 0% | 2 | 35% | 0% | 0% | 1 | 36% | 0% | 0% | 1 | 62% | 0% | 0% | 2 | 25% | 0% | 0% | 1 | 5% | 0% | 0% | 1 |  | 0% | 0% | 1 | 0.13 | 0% | 0% | 1 | 43% | 0% | 0% | 1 | 0 | 2 | 34% | 11% | 45% | 3 | 53% | 0% | 0% | 2 | 31% | 0% | 0% | 1 | 34% | 0% | 0% | 1 | 62% | 0% | 0% | 2 | 27% | 0% | 0% | 1 | 5% | 0% | 0% | 1
159 | Chevmain | 0 | 0 | 10 | 0% | 0% | 1 | 0.26 | 0% | 0% | 1 | 0% | 0% | 0% | 1 | 0 | 2 | 0% | 0% | 0% | 1 | 0% | 0% | 0% | 1 | 0% | 0% | 0% | 1 | 29% | 0% | 0% | 1 | 29% | 0% | 0% | 1 | 0% | 0% | 0% | 1 | 0% | 0% | 0% | 1 |  | 0% | 0% | 1 | 0.26 | 0% | 0% | 1 | 0% | 0% | 0% | 1 | 0 | 2 | 0% | 0% | 0% | 1 | 4% | 0% | 0% | 1 | 39% | 0% | 0% | 1 | 68% | 0% | 0% | 2 | 72% | 0% | 0% | 3 | 0% | 0% | 0% | 1 | 0% | 0% | 0% | 1 |  | 0% | 0% | 1 | 0.2 | 0% | 0% | 1 | 0% | 0% | 0% | 1 | 0 | 2 | 2% | 11% | 13% | 3 | 1% | 0% | 0% | 1 | 3% | 0% | 0% | 1 | 62% | 0% | 0% | 2 | 63% | 0% | 0% | 2 | 2% | 0% | 0% | 1 | 3% | 0% | 0% | 1 |  | 0% | 0% | 1 | 0.26 | 0% | 0% | 1 | 0% | 0% | 0% | 1 | 0 | 2 | 3% | 35% | 38% | 5 | 13% | 0% | 0% | 1 | 18% | 0% | 0% | 1 | 49% | 0% | 0% | 1 | 57% | 0% | 0% | 2 | 4% | 0% | 0% | 1 | 7% | 0% | 0% | 1
160 | Telegraph Canyon | 0 | 0 | 10 | 0% | 0% | 1 | 0.53 | 0% | 0% | 1 | 0% | 0% | 0% | 1 | 0 | 2 | 75% | 0% | 75% | 5 | 0% | 0% | 0% | 1 | 100% | 0% | 0% | 5 | 100% | 0% | 0% | 5 | 100% | 0% | 0% | 5 | 5% | 0% | 0% | 1 | 12% | 0% | 0% | 1 |  | 0% | 0% | 1 | 0.18 | 0% | 0% | 1 | 0% | 0% | 0% | 1 | 0 | 2 | 55% | 0% | 55% | 3 | 7% | 0% | 0% | 1 | 81% | 0% | 0% | 3 | 94% | 0% | 0% | 4 | 97% | 0% | 0% | 5 | 31% | 0% | 0% | 1 | 8% | 0% | 0% | 1 |  | 0% | 0% | 1 | 0.21 | 0% | 0% | 1 | 0% | 0% | 0% | 1 | 0 | 2 | 38% | 30% | 68% | 5 | 23% | 0% | 0% | 1 | 65% | 0% | 0% | 2 | 90% | 0% | 0% | 4 | 93% | 0% | 0% | 4 | 29% | 0% | 0% | 1 | 6% | 0% | 0% | 1 |  | 0% | 0% | 1 | 0.21 | 0% | 0% | 1 | 0% | 0% | 0% | 1 | 0 | 2 | 31% | 53% | 84% | 5 | 24% | 0% | 0% | 1 | 57% | 0% | 0% | 2 | 82% | 0% | 0% | 3 | 88% | 0% | 0% | 3 | 32% | 0% | 0% | 1 | 4% | 0% | 0% | 1
161 | Grant | 0 | 0 | 10 | 0% | 0% | 1 | 0.41 | 0% | 0% | 1 | 0% | 0% | 0% | 1 | 0 | 2 | 0% | 0% | 0% | 1 | 0% | 0% | 0% | 1 | 0% | 0% | 0% | 1 | 44% | 0% | 0% | 1 | 44% | 0% | 0% | 1 | 0% | 0% | 0% | 1 | 13% | 0% | 0% | 1 |  | 0% | 0% | 1 | 0.81 | 0% | 0% | 1 | 0% | 0% | 0% | 1 | 0 | 2 | 59% | 0% | 59% | 3 | 65% | 0% | 0% | 2 | 27% | 0% | 0% | 1 | 65% | 0% | 0% | 2 | 89% | 0% | 0% | 3 | 33% | 0% | 0% | 1 | 8% | 0% | 0% | 1 |  | 0% | 0% | 1 | 0.3 | 0% | 0% | 1 | 0% | 0% | 0% | 1 | 0 | 2 | 64% | 0% | 64% | 3 | 60% | 0% | 0% | 2 | 22% | 0% | 0% | 1 | 61% | 0% | 0% | 2 | 85% | 0% | 0% | 3 | 39% | 0% | 0% | 1 | 7% | 0% | 0% | 1 |  | 0% | 0% | 1 | 0.38 | 0% | 0% | 1 | 0% | 0% | 0% | 1 | 0 | 2 | 66% | 0% | 66% | 3 | 53% | 0% | 0% | 2 | 37% | 0% | 0% | 1 | 66% | 0% | 0% | 2 | 82% | 0% | 0% | 3 | 36% | 0% | 0% | 1 | 7% | 0% | 0% | 1
162 | East Marysville | 0 | 0 | 10 | 0% | 0% | 1 | 0.15 | 0% | 0% | 1 | 62% | 0% | 0% | 2 | 0 | 2 | 0% | 0% | 0% | 1 | 41% | 0% | 0% | 1 | 0% | 0% | 0% | 1 | 0% | 0% | 0% | 1 | 41% | 0% | 0% | 1 | 0% | 0% | 0% | 1 | 10% | 0% | 0% | 1 |  | 0% | 0% | 1 | 0.15 | 0% | 0% | 1 | 46% | 0% | 0% | 1 | 0 | 2 | 3% | 0% | 3% | 1 | 43% | 0% | 0% | 1 | 7% | 0% | 0% | 1 | 19% | 0% | 0% | 1 | 57% | 0% | 0% | 2 | 3% | 0% | 0% | 1 | 11% | 0% | 0% | 1 |  | 0% | 0% | 1 | 0.15 | 0% | 0% | 1 | 40% | 0% | 0% | 1 | 0 | 2 | 21% | 0% | 21% | 2 | 53% | 0% | 0% | 2 | 7% | 0% | 0% | 1 | 23% | 0% | 0% | 1 | 70% | 0% | 0% | 3 | 9% | 0% | 0% | 1 | 11% | 0% | 0% | 1 |  | 0% | 0% | 1 | 0.13 | 0% | 0% | 1 | 38% | 0% | 0% | 1 | 0 | 2 | 29% | 0% | 29% | 2 | 58% | 0% | 0% | 2 | 9% | 0% | 0% | 1 | 29% | 0% | 0% | 1 | 75% | 0% | 0% | 3 | 12% | 0% | 0% | 1 | 10% | 0% | 0% | 1
163 | Caribou 2 | 0 | 0 | 0 | 0% | 0% | 1 | 0.02 | 0% | 0% | 1 | 0% | 0% | 0% | 1 | 0 | 2 | 68% | 23% | 91% | 5 | 10% | 0% | 0% | 1 | 20% | 0% | 0% | 1 | 40% | 0% | 0% | 1 | 46% | 0% | 0% | 1 | 46% | 0% | 0% | 1 | 6% | 0% | 0% | 1 |  | 0% | 0% | 1 | 0.04 | 0% | 0% | 1 | 0% | 0% | 0% | 1 | 0 | 2 | 58% | 25% | 83% | 5 | 8% | 0% | 0% | 1 | 46% | 0% | 0% | 1 | 42% | 0% | 0% | 1 | 65% | 0% | 0% | 2 | 31% | 0% | 0% | 1 | 5% | 0% | 0% | 1 |  | 0% | 0% | 1 | 0.13 | 0% | 0% | 1 | 0% | 0% | 0% | 1 | 0 | 2 | 52% | 25% | 77% | 5 | 15% | 0% | 0% | 1 | 46% | 0% | 0% | 1 | 40% | 0% | 0% | 1 | 60% | 0% | 0% | 2 | 30% | 0% | 0% | 1 | 9% | 0% | 0% | 1 |  | 0% | 0% | 1 | 0.09 | 0% | 0% | 1 | 0% | 0% | 0% | 1 | 0 | 2 | 52% | 22% | 74% | 4 | 20% | 0% | 0% | 1 | 38% | 0% | 0% | 1 | 34% | 0% | 0% | 1 | 54% | 0% | 0% | 2 | 29% | 0% | 0% | 1 | 9% | 0% | 0% | 1
164 | Dixon Landing | 0 | 0 | 10 | 0% | 0% | 1 | 0.07 | 0% | 0% | 1 | 0% | 0% | 0% | 1 | 0 | 2 | 92% | 0% | 92% | 5 | 20% | 0% | 0% | 1 | 67% | 0% | 0% | 2 | 79% | 0% | 0% | 3 | 79% | 0% | 0% | 3 | 57% | 0% | 0% | 2 | 11% | 0% | 0% | 1 |  | 0% | 0% | 1 | 0.06 | 0% | 0% | 1 | 0% | 0% | 0% | 1 | 0 | 2 | 97% | 0% | 97% | 5 | 59% | 0% | 0% | 2 | 44% | 0% | 0% | 1 | 52% | 0% | 0% | 2 | 66% | 0% | 0% | 2 | 63% | 0% | 0% | 2 | 8% | 0% | 0% | 1 |  | 0% | 0% | 1 | 0.07 | 0% | 0% | 1 | 0% | 0% | 0% | 1 | 0 | 2 | 93% | 4% | 97% | 5 | 61% | 0% | 0% | 2 | 38% | 0% | 0% | 1 | 46% | 0% | 0% | 1 | 71% | 0% | 0% | 3 | 70% | 0% | 0% | 3 | 7% | 0% | 0% | 1 |  | 0% | 0% | 1 | 0.16 | 0% | 0% | 1 | 0% | 0% | 0% | 1 | 0 | 2 | 79% | 10% | 89% | 5 | 67% | 0% | 0% | 2 | 41% | 0% | 0% | 1 | 51% | 0% | 0% | 2 | 83% | 0% | 0% | 3 | 66% | 0% | 0% | 2 | 6% | 0% | 0% | 1
165 | New Sub - Gates - Templeton (Proposed) | 600 | 6000 | 10 | 62.81% | 0% | 3 | 0.06 | 29.13% | 0% | 2 | 12% | 58.56% | 0% | 3 | 0 | 2 | 32% | 0% | 32% | 2 | 59% | 36.22% | 0% | 2 | 0% | 14.73% | 0% | 1 | 3% | 15.23% | 0% | 1 | 60% | 37.24% | 0% | 2 | 34% | 22.26% | 0% | 2 | 0% | 14.8% | 0% | 1 |  | 29.84% | 0% | 2 | 0.06 | 11.85% | 0% | 1 | 25% | 29.33% | 0% | 2 | 0 | 2 | 33% | 0% | 33% | 2 | 55% | 9.769% | 0% | 2 | 5% | 4.608% | 0% | 1 | 19% | 5.421% | 0% | 1 | 65% | 12.39% | 0% | 2 | 31% | 6.327% | 0% | 1 | 1% | 4.402% | 0% | 1 |  | 17.42% | 0% | 1 | 0.07 | 6.115% | 0% | 1 | 31% | 29.33% | 0% | 2 | 0 | 2 | 28% | 5% | 33% | 2 | 45% | 3.537% | 0% | 1 | 6% | 2.082% | 0% | 1 | 26% | 2.638% | 0% | 1 | 59% | 4.694% | 0% | 2 | 29% | 2.761% | 0% | 1 | 1% | 1.962% | 0% | 1 |  | 6.621% | 0% | 1 | 0.06 | 3.081% | 0% | 1 | 29% | 29.33% | 0% | 2 | 0 | 2 | 29% | 8% | 37% | 2 | 40% | 1.85% | 0% | 1 | 5% | 1.166% | 0% | 1 | 22% | 1.411% | 0% | 1 | 52% | 2.292% | 0% | 2 | 29% | 1.569% | 0% | 1 | 1% | 1.117% | 0% | 1
166 | Westley | 0 | 0 | 10 | 0% | 0% | 1 | 0.1 | 0% | 0% | 1 | 53% | 0% | 0% | 2 | 0 | 2 | 47% | 4% | 51% | 3 | 87% | 0% | 0% | 3 | 17% | 0% | 0% | 1 | 26% | 0% | 0% | 1 | 89% | 0% | 0% | 3 | 34% | 0% | 0% | 1 | 1% | 0% | 0% | 1 |  | 0% | 0% | 1 | 0.1 | 0% | 0% | 1 | 48% | 0% | 0% | 1 | 0 | 2 | 39% | 10% | 49% | 3 | 77% | 0% | 0% | 3 | 17% | 0% | 0% | 1 | 25% | 0% | 0% | 1 | 80% | 0% | 0% | 3 | 36% | 0% | 0% | 1 | 3% | 0% | 0% | 1 |  | 0% | 0% | 1 | 0.11 | 0% | 0% | 1 | 47% | 0% | 0% | 1 | 0 | 2 | 31% | 12% | 43% | 3 | 62% | 0% | 0% | 2 | 17% | 0% | 0% | 1 | 23% | 0% | 0% | 1 | 67% | 0% | 0% | 2 | 35% | 0% | 0% | 1 | 3% | 0% | 0% | 1 |  | 0% | 0% | 1 | 0.13 | 0% | 0% | 1 | 44% | 0% | 0% | 1 | 0 | 2 | 27% | 17% | 44% | 3 | 55% | 0% | 0% | 2 | 20% | 0% | 0% | 1 | 25% | 0% | 0% | 1 | 61% | 0% | 0% | 2 | 36% | 0% | 0% | 1 | 3% | 0% | 0% | 1
167 | Antelope | 1450 | 14500 | 10 | 77.52% | 0% | 3 | 0.65 | 999% | 803.3% | 5 | 1% | 0% | 0% | 1 | 0 | 2 | 40% | 8% | 48% | 2 | 0% | 49.39% | 0% | 2 | 29% | 69.53% | 0% | 3 | 17% | 59.63% | 0% | 3 | 29% | 70.02% | 0% | 3 | 10% | 55.13% | 0% | 3 | 2% | 50.25% | 0% | 3 |  | 29.21% | 0% | 2 | 0.58 | 262.9% | 35.27% | 5 | 1% | 0% | 0% | 1 | 0 | 2 | 17% | 15% | 32% | 3 | 2% | 13.31% | 0% | 1 | 33% | 19.5% | 0% | 1 | 34% | 19.89% | 0% | 1 | 42% | 22.38% | 0% | 2 | 20% | 16.28% | 0% | 1 | 3% | 13.51% | 0% | 1 |  | 15.85% | 0% | 1 | 0.5 | 88.16% | 0% | 3 | 2% | 0% | 0% | 1 | 0 | 2 | 17% | 15% | 32% | 3 | 11% | 7.733% | 0% | 1 | 28% | 9.539% | 0% | 1 | 23% | 8.86% | 0% | 1 | 43% | 12.11% | 0% | 1 | 20% | 8.594% | 0% | 1 | 4% | 7.163% | 0% | 1 |  | 9.24% | 0% | 1 | 0.44 | 41.42% | 0% | 2 | 4% | 0% | 0% | 1 | 0 | 2 | 15% | 13% | 28% | 3 | 12% | 4.315% | 0% | 1 | 29% | 5.318% | 0% | 1 | 19% | 4.679% | 0% | 1 | 43% | 6.675% | 0% | 1 | 21% | 4.813% | 0% | 1 | 3% | 3.917% | 0% | 1
168 | Atwater | 0 | 0 | 10 | 0% | 0% | 1 | 0.24 | 0% | 0% | 1 | 62% | 0% | 0% | 2 | 0 | 2 | 0% | 0% | 0% | 1 | 30% | 0% | 0% | 1 | 15% | 0% | 0% | 1 | 15% | 0% | 0% | 1 | 43% | 0% | 0% | 1 | 0% | 0% | 0% | 1 | 5% | 0% | 0% | 1 |  | 0% | 0% | 1 | 0.14 | 0% | 0% | 1 | 45% | 0% | 0% | 1 | 0 | 2 | 13% | 0% | 13% | 1 | 36% | 0% | 0% | 1 | 21% | 0% | 0% | 1 | 27% | 0% | 0% | 1 | 51% | 0% | 0% | 2 | 2% | 0% | 0% | 1 | 9% | 0% | 0% | 1 |  | 0% | 0% | 1 | 0.11 | 0% | 0% | 1 | 38% | 0% | 0% | 1 | 0 | 2 | 13% | 0% | 13% | 1 | 32% | 0% | 0% | 1 | 27% | 0% | 0% | 1 | 35% | 0% | 0% | 1 | 49% | 0% | 0% | 1 | 5% | 0% | 0% | 1 | 10% | 0% | 0% | 1 |  | 0% | 0% | 1 | 0.1 | 0% | 0% | 1 | 39% | 0% | 0% | 1 | 0 | 2 | 18% | 0% | 18% | 1 | 38% | 0% | 0% | 1 | 31% | 0% | 0% | 1 | 37% | 0% | 0% | 1 | 53% | 0% | 0% | 2 | 10% | 0% | 0% | 1 | 11% | 0% | 0% | 1
169 | Pine Flat | 0 | 0 | 10 | 0% | 0% | 1 | 0.06 | 0% | 0% | 1 | 0% | 0% | 0% | 1 | 0 | 2 | 67% | 0% | 67% | 3 | 94% | 0% | 0% | 4 | 37% | 0% | 0% | 1 | 38% | 0% | 0% | 1 | 98% | 0% | 0% | 5 | 84% | 0% | 0% | 3 | 6% | 0% | 0% | 1 |  | 0% | 0% | 1 | 0.08 | 0% | 0% | 1 | 4% | 0% | 0% | 1 | 0 | 2 | 73% | 2% | 75% | 5 | 80% | 0% | 0% | 3 | 24% | 0% | 0% | 1 | 30% | 0% | 0% | 1 | 86% | 0% | 0% | 3 | 72% | 0% | 0% | 3 | 6% | 0% | 0% | 1 |  | 0% | 0% | 1 | 0.15 | 0% | 0% | 1 | 11% | 0% | 0% | 1 | 0 | 2 | 60% | 1% | 61% | 3 | 61% | 0% | 0% | 2 | 30% | 0% | 0% | 1 | 37% | 0% | 0% | 1 | 77% | 0% | 0% | 3 | 51% | 0% | 0% | 2 | 7% | 0% | 0% | 1 |  | 0% | 0% | 1 | 0.19 | 0% | 0% | 1 | 15% | 0% | 0% | 1 | 0 | 2 | 55% | 2% | 57% | 3 | 48% | 0% | 0% | 1 | 29% | 0% | 0% | 1 | 34% | 0% | 0% | 1 | 70% | 0% | 0% | 3 | 44% | 0% | 0% | 1 | 6% | 0% | 0% | 1
170 | Murray | 0 | 0 | 10 | 0% | 0% | 1 | 0.26 | 0% | 0% | 1 | 0% | 0% | 0% | 1 | 0 | 2 | 99% | 0% | 99% | 5 | 99% | 0% | 0% | 5 | 98% | 0% | 0% | 5 | 0% | 0% | 0% | 1 | 100% | 0% | 0% | 5 | 7% | 0% | 0% | 1 | 6% | 0% | 0% | 1 |  | 0% | 0% | 1 | 0.32 | 0% | 0% | 1 | 0% | 0% | 0% | 1 | 0 | 2 | 71% | 16% | 87% | 5 | 69% | 0% | 0% | 2 | 82% | 0% | 0% | 3 | 60% | 0% | 0% | 2 | 99% | 0% | 0% | 5 | 29% | 0% | 0% | 1 | 6% | 0% | 0% | 1 |  | 0% | 0% | 1 | 0.24 | 0% | 0% | 1 | 0% | 0% | 0% | 1 | 0 | 2 | 30% | 55% | 85% | 5 | 46% | 0% | 0% | 1 | 53% | 0% | 0% | 2 | 78% | 0% | 0% | 3 | 93% | 0% | 0% | 4 | 23% | 0% | 0% | 1 | 4% | 0% | 0% | 1 |  | 0% | 0% | 1 | 0.21 | 0% | 0% | 1 | 0% | 0% | 0% | 1 | 0 | 2 | 27% | 62% | 89% | 5 | 37% | 0% | 0% | 1 | 44% | 0% | 0% | 1 | 70% | 0% | 0% | 3 | 83% | 0% | 0% | 3 | 34% | 0% | 0% | 1 | 4% | 0% | 0% | 1
171 | Lathrop | 0 | 0 | 0 | 0% | 0% | 1 | 0 | 0% | 0% | 1 | 0% | 0% | 0% | 1 | 0 | 2 | 0% | 0% | 0% | 1 | 0% | 0% | 0% | 1 | 0% | 0% | 0% | 1 | 0% | 0% | 0% | 1 | 0% | 0% | 0% | 1 | 0% | 0% | 0% | 1 | 0% | 0% | 0% | 1 |  | 0% | 0% | 1 | 0 | 0% | 0% | 1 | 0% | 0% | 0% | 1 | 0 | 2 | 0% | 0% | 0% | 1 | 0% | 0% | 0% | 1 | 0% | 0% | 0% | 1 | 0% | 0% | 0% | 1 | 0% | 0% | 0% | 1 | 0% | 0% | 0% | 1 | 0% | 0% | 0% | 1 |  | 0% | 0% | 1 | 0 | 0% | 0% | 1 | 0% | 0% | 0% | 1 | 0 | 2 | 0% | 0% | 0% | 1 | 0% | 0% | 0% | 1 | 0% | 0% | 0% | 1 | 0% | 0% | 0% | 1 | 0% | 0% | 0% | 1 | 0% | 0% | 0% | 1 | 0% | 0% | 0% | 1 |  | 0% | 0% | 1 | 0.01 | 0% | 0% | 1 | 0% | 0% | 0% | 1 | 0 | 2 | 0% | 0% | 0% | 1 | 0% | 0% | 0% | 1 | 0% | 0% | 0% | 1 | 0% | 0% | 0% | 1 | 0% | 0% | 0% | 1 | 1% | 0% | 0% | 1 | 0% | 0% | 0% | 1
172 | Semitropic | 0 | 0 | 10 | 0% | 0% | 1 | 0.09 | 0% | 0% | 1 | 62% | 0% | 0% | 2 | 0 | 2 | 0% | 0% | 0% | 1 | 9% | 0% | 0% | 1 | 0% | 0% | 0% | 1 | 15% | 0% | 0% | 1 | 24% | 0% | 0% | 1 | 0% | 0% | 0% | 1 | 1% | 0% | 0% | 1 |  | 0% | 0% | 1 | 0.09 | 0% | 0% | 1 | 60% | 0% | 0% | 2 | 0 | 2 | 3% | 0% | 3% | 1 | 23% | 0% | 0% | 1 | 3% | 0% | 0% | 1 | 32% | 0% | 0% | 1 | 51% | 0% | 0% | 2 | 0% | 0% | 0% | 1 | 6% | 0% | 0% | 1 |  | 0% | 0% | 1 | 0.09 | 0% | 0% | 1 | 61% | 0% | 0% | 2 | 0 | 2 | 8% | 0% | 8% | 1 | 25% | 0% | 0% | 1 | 8% | 0% | 0% | 1 | 35% | 0% | 0% | 1 | 50% | 0% | 0% | 2 | 1% | 0% | 0% | 1 | 5% | 0% | 0% | 1 |  | 0% | 0% | 1 | 0.09 | 0% | 0% | 1 | 59% | 0% | 0% | 2 | 0 | 2 | 13% | 0% | 13% | 1 | 28% | 0% | 0% | 1 | 9% | 0% | 0% | 1 | 32% | 0% | 0% | 1 | 51% | 0% | 0% | 2 | 1% | 0% | 0% | 1 | 5% | 0% | 0% | 1
173 | Hopland | 0 | 0 | 10 | 0% | 0% | 1 | 0.1 | 0% | 0% | 1 | 11% | 0% | 0% | 1 | 0 | 2 | 35% | 51% | 86% | 5 | 79% | 0% | 0% | 3 | 44% | 0% | 0% | 1 | 54% | 0% | 0% | 2 | 86% | 0% | 0% | 3 | 32% | 0% | 0% | 1 | 2% | 0% | 0% | 1 |  | 0% | 0% | 1 | 0.09 | 0% | 0% | 1 | 6% | 0% | 0% | 1 | 0 | 2 | 44% | 49% | 93% | 5 | 71% | 0% | 0% | 3 | 28% | 0% | 0% | 1 | 41% | 0% | 0% | 1 | 78% | 0% | 0% | 3 | 43% | 0% | 0% | 1 | 2% | 0% | 0% | 1 |  | 0% | 0% | 1 | 0.1 | 0% | 0% | 1 | 6% | 0% | 0% | 1 | 0 | 2 | 48% | 42% | 90% | 5 | 55% | 0% | 0% | 2 | 32% | 0% | 0% | 1 | 45% | 0% | 0% | 1 | 77% | 0% | 0% | 3 | 44% | 0% | 0% | 1 | 1% | 0% | 0% | 1 |  | 0% | 0% | 1 | 0.09 | 0% | 0% | 1 | 6% | 0% | 0% | 1 | 0 | 2 | 47% | 31% | 78% | 5 | 47% | 0% | 0% | 1 | 32% | 0% | 0% | 1 | 47% | 0% | 0% | 1 | 73% | 0% | 0% | 3 | 43% | 0% | 0% | 1 | 2% | 0% | 0% | 1
174 | Point Loma | 0 | 0 | 10 | 0% | 0% | 1 | 0.34 | 0% | 0% | 1 | 0% | 0% | 0% | 1 | 0 | 2 | 0% | 0% | 0% | 1 | 1% | 0% | 0% | 1 | 17% | 0% | 0% | 1 | 78% | 0% | 0% | 3 | 78% | 0% | 0% | 3 | 0% | 0% | 0% | 1 | 1% | 0% | 0% | 1 |  | 0% | 0% | 1 | 0.21 | 0% | 0% | 1 | 0% | 0% | 0% | 1 | 0 | 2 | 0% | 0% | 0% | 1 | 1% | 0% | 0% | 1 | 17% | 0% | 0% | 1 | 79% | 0% | 0% | 3 | 79% | 0% | 0% | 3 | 0% | 0% | 0% | 1 | 1% | 0% | 0% | 1 |  | 0% | 0% | 1 | 0.21 | 0% | 0% | 1 | 0% | 0% | 0% | 1 | 0 | 2 | 12% | 0% | 12% | 1 | 13% | 0% | 0% | 1 | 27% | 0% | 0% | 1 | 70% | 0% | 0% | 3 | 82% | 0% | 0% | 3 | 1% | 0% | 0% | 1 | 2% | 0% | 0% | 1 |  | 0% | 0% | 1 | 0.21 | 0% | 0% | 1 | 0% | 0% | 0% | 1 | 0 | 2 | 33% | 4% | 37% | 2 | 15% | 0% | 0% | 1 | 61% | 0% | 0% | 2 | 76% | 0% | 0% | 3 | 90% | 0% | 0% | 4 | 15% | 0% | 0% | 1 | 5% | 0% | 0% | 1
175 | Whirlwind | 2835 | 28350 | 10 | 107.1% | 14.5% | 5 | 0.35 | 8859% | 241.1% | 5 | 1% | 458.5% | 554.3% | 5 | 0 | 2 | 0% | 0% | 0% | 1 | 15% | 84.48% | 0% | 4 | 13% | 83.01% | 0% | 4 | 13% | 83.01% | 0% | 4 | 29% | 101% | 2.591% | 4 | 6% | 77.01% | 0% | 4 | 1% | 72.46% | 0% | 3 |  | 49.9% | 0% | 2 | 0.39 | 218.3% | 34.53% | 5 | 2% | 0% | 0% | 1 | 0 | 2 | 9% | 0% | 9% | 1 | 23% | 24.72% | 0% | 2 | 39% | 31.42% | 0% | 2 | 22% | 24.63% | 0% | 2 | 55% | 42.54% | 0% | 2 | 19% | 23.63% | 0% | 2 | 0% | 19.2% | 0% | 1 |  | 28.05% | 0% | 2 | 0.38 | 105.7% | 1.814% | 3 | 2% | 0% | 0% | 1 | 0 | 2 | 17% | 5% | 22% | 2 | 23% | 13.53% | 0% | 1 | 37% | 16.47% | 0% | 1 | 28% | 14.31% | 0% | 1 | 56% | 23.75% | 0% | 2 | 23% | 13.41% | 0% | 1 | 2% | 10.53% | 0% | 1 |  | 21.58% | 0% | 2 | 0.38 | 58.48% | 0% | 2 | 2% | 0% | 0% | 1 | 0 | 2 | 22% | 12% | 34% | 3 | 25% | 9.728% | 0% | 1 | 35% | 11.26% | 0% | 1 | 33% | 10.89% | 0% | 1 | 58% | 17.46% | 0% | 2 | 25% | 9.697% | 0% | 1 | 3% | 7.468% | 0% | 1
176 | Gould | 0 | 0 | 10 | 0% | 0% | 1 | 0 | 0% | 0% | 1 | 0% | 0% | 0% | 1 | 0 | 2 | 0% | 0% | 0% | 1 | 0% | 0% | 0% | 1 | 0% | 0% | 0% | 1 | 0% | 0% | 0% | 1 | 0% | 0% | 0% | 1 | 0% | 0% | 0% | 1 | 0% | 0% | 0% | 1 |  | 0% | 0% | 1 | 0.14 | 0% | 0% | 1 | 0% | 0% | 0% | 1 | 0 | 2 | 24% | 10% | 34% | 3 | 0% | 0% | 0% | 1 | 0% | 0% | 0% | 1 | 4% | 0% | 0% | 1 | 4% | 0% | 0% | 1 | 22% | 0% | 0% | 1 | 24% | 0% | 0% | 1 |  | 0% | 0% | 1 | 0.11 | 0% | 0% | 1 | 2% | 0% | 0% | 1 | 0 | 2 | 73% | 2% | 75% | 5 | 35% | 0% | 0% | 1 | 0% | 0% | 0% | 1 | 1% | 0% | 0% | 1 | 36% | 0% | 0% | 1 | 43% | 0% | 0% | 1 | 9% | 0% | 0% | 1 |  | 0% | 0% | 1 | 0.31 | 0% | 0% | 1 | 0% | 0% | 0% | 1 | 0 | 2 | 53% | 1% | 54% | 3 | 30% | 0% | 0% | 1 | 0% | 0% | 0% | 1 | 0% | 0% | 0% | 1 | 30% | 0% | 0% | 1 | 28% | 0% | 0% | 1 | 5% | 0% | 0% | 1
177 | Burney Forest | 0 | 0 | 10 | 0% | 0% | 1 | 0.05 | 0% | 0% | 1 | 0% | 0% | 0% | 1 | 0 | 2 | 53% | 0% | 53% | 3 | 29% | 0% | 0% | 1 | 0% | 0% | 0% | 1 | 0% | 0% | 0% | 1 | 29% | 0% | 0% | 1 | 18% | 0% | 0% | 1 | 12% | 0% | 0% | 1 |  | 0% | 0% | 1 | 0.05 | 0% | 0% | 1 | 0% | 0% | 0% | 1 | 0 | 2 | 52% | 0% | 52% | 3 | 43% | 0% | 0% | 1 | 7% | 0% | 0% | 1 | 6% | 0% | 0% | 1 | 48% | 0% | 0% | 1 | 25% | 0% | 0% | 1 | 8% | 0% | 0% | 1 |  | 0% | 0% | 1 | 0.05 | 0% | 0% | 1 | 0% | 0% | 0% | 1 | 0 | 2 | 52% | 4% | 56% | 3 | 43% | 0% | 0% | 1 | 17% | 0% | 0% | 1 | 17% | 0% | 0% | 1 | 53% | 0% | 0% | 2 | 28% | 0% | 0% | 1 | 7% | 0% | 0% | 1 |  | 0% | 0% | 1 | 0.05 | 0% | 0% | 1 | 0% | 0% | 0% | 1 | 0 | 2 | 47% | 8% | 55% | 3 | 38% | 0% | 0% | 1 | 18% | 0% | 0% | 1 | 19% | 0% | 0% | 1 | 50% | 0% | 0% | 2 | 36% | 0% | 0% | 1 | 6% | 0% | 0% | 1
178 | GWF Hanford | 0 | 0 | 10 | 0% | 0% | 1 | 0.12 | 0% | 0% | 1 | 29% | 0% | 0% | 1 | 0 | 2 | 0% | 0% | 0% | 1 | 0% | 0% | 0% | 1 | 0% | 0% | 0% | 1 | 3% | 0% | 0% | 1 | 3% | 0% | 0% | 1 | 0% | 0% | 0% | 1 | 1% | 0% | 0% | 1 |  | 0% | 0% | 1 | 0.12 | 0% | 0% | 1 | 36% | 0% | 0% | 1 | 0 | 2 | 0% | 0% | 0% | 1 | 1% | 0% | 0% | 1 | 2% | 0% | 0% | 1 | 10% | 0% | 0% | 1 | 10% | 0% | 0% | 1 | 0% | 0% | 0% | 1 | 4% | 0% | 0% | 1 |  | 0% | 0% | 1 | 0.12 | 0% | 0% | 1 | 40% | 0% | 0% | 1 | 0 | 2 | 0% | 0% | 0% | 1 | 7% | 0% | 0% | 1 | 3% | 0% | 0% | 1 | 9% | 0% | 0% | 1 | 15% | 0% | 0% | 1 | 0% | 0% | 0% | 1 | 3% | 0% | 0% | 1 |  | 0% | 0% | 1 | 0.11 | 0% | 0% | 1 | 42% | 0% | 0% | 1 | 0 | 2 | 1% | 0% | 1% | 1 | 9% | 0% | 0% | 1 | 5% | 0% | 0% | 1 | 9% | 0% | 0% | 1 | 17% | 0% | 0% | 1 | 0% | 0% | 0% | 1 | 3% | 0% | 0% | 1
179 | San Ramon | 0 | 0 | 10 | 0% | 0% | 1 | 0.19 | 0% | 0% | 1 | 1% | 0% | 0% | 1 | 0 | 2 | 89% | 0% | 89% | 5 | 58% | 0% | 0% | 2 | 27% | 0% | 0% | 1 | 55% | 0% | 0% | 2 | 99% | 0% | 0% | 5 | 42% | 0% | 0% | 1 | 6% | 0% | 0% | 1 |  | 0% | 0% | 1 | 0.16 | 0% | 0% | 1 | 0% | 0% | 0% | 1 | 0 | 2 | 94% | 2% | 96% | 5 | 51% | 0% | 0% | 2 | 36% | 0% | 0% | 1 | 69% | 0% | 0% | 2 | 87% | 0% | 0% | 3 | 42% | 0% | 0% | 1 | 7% | 0% | 0% | 1 |  | 0% | 0% | 1 | 0.14 | 0% | 0% | 1 | 0% | 0% | 0% | 1 | 0 | 2 | 93% | 1% | 94% | 5 | 61% | 0% | 0% | 2 | 49% | 0% | 0% | 1 | 70% | 0% | 0% | 3 | 85% | 0% | 0% | 3 | 43% | 0% | 0% | 1 | 7% | 0% | 0% | 1 |  | 0% | 0% | 1 | 0.16 | 0% | 0% | 1 | 4% | 0% | 0% | 1 | 0 | 2 | 88% | 1% | 89% | 5 | 62% | 0% | 0% | 2 | 56% | 0% | 0% | 2 | 71% | 0% | 0% | 3 | 88% | 0% | 0% | 3 | 36% | 0% | 0% | 1 | 7% | 0% | 0% | 1
180 | Stanislaus | 0 | 0 | 10 | 0% | 0% | 1 | 0.08 | 0% | 0% | 1 | 47% | 0% | 0% | 1 | 0 | 2 | 59% | 0% | 59% | 3 | 33% | 0% | 0% | 1 | 10% | 0% | 0% | 1 | 18% | 0% | 0% | 1 | 48% | 0% | 0% | 1 | 36% | 0% | 0% | 1 | 2% | 0% | 0% | 1 |  | 0% | 0% | 1 | 0.1 | 0% | 0% | 1 | 40% | 0% | 0% | 1 | 0 | 2 | 45% | 3% | 48% | 2 | 50% | 0% | 0% | 2 | 12% | 0% | 0% | 1 | 21% | 0% | 0% | 1 | 60% | 0% | 0% | 2 | 36% | 0% | 0% | 1 | 4% | 0% | 0% | 1 |  | 0% | 0% | 1 | 0.11 | 0% | 0% | 1 | 43% | 0% | 0% | 1 | 0 | 2 | 32% | 9% | 41% | 2 | 45% | 0% | 0% | 1 | 9% | 0% | 0% | 1 | 16% | 0% | 0% | 1 | 53% | 0% | 0% | 2 | 33% | 0% | 0% | 1 | 3% | 0% | 0% | 1 |  | 0% | 0% | 1 | 0.11 | 0% | 0% | 1 | 42% | 0% | 0% | 1 | 0 | 2 | 29% | 12% | 41% | 3 | 45% | 0% | 0% | 1 | 13% | 0% | 0% | 1 | 19% | 0% | 0% | 1 | 53% | 0% | 0% | 2 | 33% | 0% | 0% | 1 | 4% | 0% | 0% | 1
181 | Magunden | 200 | 2000 | 10 | 41.19% | 0% | 2 | 0.14 | 999% | 14.77% | 3 | 59% | 0% | 0% | 2 | 0 | 2 | 7% | 0% | 7% | 1 | 12% | 13.52% | 0% | 1 | 6% | 12.72% | 0% | 1 | 9% | 13.14% | 0% | 1 | 12% | 13.57% | 0% | 1 | 1% | 12.08% | 0% | 1 | 0% | 11.95% | 0% | 1 |  | 18.83% | 0% | 1 | 0.11 | 33.06% | 0% | 2 | 40% | 0% | 0% | 1 | 0 | 2 | 23% | 0% | 23% | 2 | 46% | 3.835% | 0% | 1 | 18% | 2.523% | 0% | 1 | 30% | 2.948% | 0% | 1 | 54% | 4.533% | 0% | 2 | 15% | 2.428% | 0% | 1 | 1% | 2.093% | 0% | 1 |  | 4.512% | 0% | 1 | 0.12 | 5.289% | 0% | 1 | 38% | 0% | 0% | 1 | 0 | 2 | 31% | 0% | 31% | 2 | 44% | 1.356% | 0% | 1 | 15% | 0.8913% | 0% | 1 | 28% | 1.053% | 0% | 1 | 52% | 1.576% | 0% | 2 | 23% | 0.9895% | 0% | 1 | 2% | 0.7758% | 0% | 1 |  | 2.885% | 0% | 1 | 0.09 | 2.147% | 0% | 1 | 39% | 0% | 0% | 1 | 0 | 2 | 32% | 2% | 34% | 2 | 45% | 0.7241% | 0% | 1 | 22% | 0.5163% | 0% | 1 | 35% | 0.6127% | 0% | 1 | 57% | 0.9326% | 0% | 2 | 23% | 0.5209% | 0% | 1 | 3% | 0.4147% | 0% | 1
182 | Alamitos | 0 | 0 | 10 | 0% | 0% | 1 | 0.43 | 0% | 0% | 1 | 0% | 0% | 0% | 1 | 0 | 2 | 0% | 0% | 0% | 1 | 0% | 0% | 0% | 1 | 63% | 0% | 0% | 2 | 99% | 0% | 0% | 5 | 99% | 0% | 0% | 5 | 0% | 0% | 0% | 1 | 2% | 0% | 0% | 1 |  | 0% | 0% | 1 | 0.67 | 0% | 0% | 1 | 0% | 0% | 0% | 1 | 0 | 2 | 0% | 0% | 0% | 1 | 0% | 0% | 0% | 1 | 8% | 0% | 0% | 1 | 71% | 0% | 0% | 3 | 71% | 0% | 0% | 3 | 0% | 0% | 0% | 1 | 0% | 0% | 0% | 1 |  | 0% | 0% | 1 | 0.51 | 0% | 0% | 1 | 0% | 0% | 0% | 1 | 0 | 2 | 0% | 0% | 0% | 1 | 0% | 0% | 0% | 1 | 15% | 0% | 0% | 1 | 77% | 0% | 0% | 3 | 77% | 0% | 0% | 3 | 0% | 0% | 0% | 1 | 4% | 0% | 0% | 1 |  | 0% | 0% | 1 | 0.49 | 0% | 0% | 1 | 0% | 0% | 0% | 1 | 0 | 2 | 5% | 0% | 5% | 1 | 1% | 0% | 0% | 1 | 13% | 0% | 0% | 1 | 70% | 0% | 0% | 3 | 71% | 0% | 0% | 3 | 4% | 0% | 0% | 1 | 5% | 0% | 0% | 1
183 | Valley Springs | 0 | 0 | 10 | 0% | 0% | 1 | 0.18 | 0% | 0% | 1 | 0% | 0% | 0% | 1 | 0 | 2 | 98% | 0% | 98% | 5 | 76% | 0% | 0% | 3 | 5% | 0% | 0% | 1 | 34% | 0% | 0% | 1 | 87% | 0% | 0% | 3 | 59% | 0% | 0% | 2 | 4% | 0% | 0% | 1 |  | 0% | 0% | 1 | 0.14 | 0% | 0% | 1 | 0% | 0% | 0% | 1 | 0 | 2 | 73% | 1% | 74% | 3 | 93% | 0% | 0% | 4 | 17% | 0% | 0% | 1 | 38% | 0% | 0% | 1 | 95% | 0% | 0% | 5 | 62% | 0% | 0% | 2 | 4% | 0% | 0% | 1 |  | 0% | 0% | 1 | 0.16 | 0% | 0% | 1 | 1% | 0% | 0% | 1 | 0 | 2 | 62% | 1% | 63% | 3 | 88% | 0% | 0% | 3 | 21% | 0% | 0% | 1 | 37% | 0% | 0% | 1 | 92% | 0% | 0% | 4 | 55% | 0% | 0% | 2 | 7% | 0% | 0% | 1 |  | 0% | 0% | 1 | 0.15 | 0% | 0% | 1 | 4% | 0% | 0% | 1 | 0 | 2 | 57% | 7% | 64% | 3 | 77% | 0% | 0% | 3 | 21% | 0% | 0% | 1 | 38% | 0% | 0% | 1 | 87% | 0% | 0% | 3 | 49% | 0% | 0% | 1 | 10% | 0% | 0% | 1
184 | Blythe | 160 | 1600 | 10 | 48.8% | 0% | 2 | 0.17 | 287.3% | 3.498% | 3 | 66% | 21.27% | 0% | 2 | 0 | 2 | 0% | 0% | 0% | 1 | 39% | 7.143% | 0% | 1 | 46% | 8.037% | 0% | 1 | 28% | 6.062% | 0% | 1 | 67% | 13.12% | 0% | 2 | 2% | 4.428% | 0% | 1 | 1% | 4.403% | 0% | 1 |  | 5.967% | 0% | 1 | 0.13 | 12.27% | 0% | 1 | 41% | 0% | 0% | 1 | 0 | 2 | 0% | 0% | 0% | 1 | 25% | 1.744% | 0% | 1 | 30% | 1.866% | 0% | 1 | 16% | 1.556% | 0% | 1 | 41% | 2.224% | 0% | 1 | 17% | 1.569% | 0% | 1 | 2% | 1.336% | 0% | 1 |  | 3.131% | 0% | 1 | 0.11 | 3.347% | 0% | 1 | 28% | 0% | 0% | 1 | 0 | 2 | 0% | 0% | 0% | 1 | 29% | 0.9919% | 0% | 1 | 30% | 1.016% | 0% | 1 | 21% | 0.8928% | 0% | 1 | 42% | 1.213% | 0% | 1 | 28% | 0.9889% | 0% | 1 | 3% | 0.7262% | 0% | 1 |  | 2.039% | 0% | 1 | 0.09 | 1.921% | 0% | 1 | 21% | 0% | 0% | 1 | 0 | 2 | 0% | 0% | 0% | 1 | 26% | 0.6754% | 0% | 1 | 28% | 0.695% | 0% | 1 | 21% | 0.6326% | 0% | 1 | 38% | 0.8044% | 0% | 1 | 34% | 0.7526% | 0% | 1 | 3% | 0.5149% | 0% | 1
185 | Midway | 560 | 5600 | 15 | 114.6% | 2.08% | 4 | 0.11 | 560000% | 15% | 3 | 64% | 56.67% | 0% | 3 | 0 | 2 | 0% | 0% | 0% | 1 | 3% | 14.81% | 0% | 1 | 23% | 18.59% | 0% | 1 | 71% | 48.65% | 0% | 3 | 71% | 48.65% | 0% | 3 | 0% | 14.32% | 0% | 1 | 4% | 14.92% | 0% | 1 |  | 34.68% | 0% | 2 | 0.1 | 16.08% | 0% | 1 | 51% | 20.3% | 0% | 2 | 0 | 2 | 1% | 0% | 1% | 1 | 15% | 4.352% | 0% | 1 | 17% | 4.448% | 0% | 1 | 63% | 10.08% | 0% | 2 | 67% | 11.13% | 0% | 2 | 1% | 3.719% | 0% | 1 | 6% | 3.924% | 0% | 1 |  | 14.73% | 0% | 1 | 0.09 | 9.233% | 0% | 1 | 50% | 20.3% | 0% | 2 | 0 | 2 | 3% | 0% | 3% | 1 | 19% | 2.207% | 0% | 1 | 22% | 2.308% | 0% | 1 | 57% | 4.166% | 0% | 2 | 60% | 4.531% | 0% | 2 | 1% | 1.812% | 0% | 1 | 7% | 1.937% | 0% | 1 |  | 8.883% | 0% | 1 | 0.09 | 5.104% | 0% | 1 | 48% | 20.3% | 0% | 2 | 0 | 2 | 7% | 0% | 7% | 1 | 29% | 1.523% | 0% | 1 | 23% | 1.397% | 0% | 1 | 50% | 2.134% | 0% | 2 | 64% | 2.975% | 0% | 2 | 2% | 1.1% | 0% | 1 | 6% | 1.141% | 0% | 1
186 | Buena Vista | 0 | 0 | 10 | 0% | 0% | 1 | 0.11 | 0% | 0% | 1 | 83% | 0% | 0% | 3 | 0 | 2 | 7% | 0% | 7% | 1 | 0% | 0% | 0% | 1 | 0% | 0% | 0% | 1 | 12% | 0% | 0% | 1 | 12% | 0% | 0% | 1 | 0% | 0% | 0% | 1 | 3% | 0% | 0% | 1 |  | 0% | 0% | 1 | 0.13 | 0% | 0% | 1 | 50% | 0% | 0% | 2 | 0 | 2 | 28% | 1% | 29% | 2 | 10% | 0% | 0% | 1 | 5% | 0% | 0% | 1 | 15% | 0% | 0% | 1 | 22% | 0% | 0% | 1 | 15% | 0% | 0% | 1 | 5% | 0% | 0% | 1 |  | 0% | 0% | 1 | 0.13 | 0% | 0% | 1 | 35% | 0% | 0% | 1 | 0 | 2 | 36% | 7% | 43% | 2 | 25% | 0% | 0% | 1 | 9% | 0% | 0% | 1 | 18% | 0% | 0% | 1 | 37% | 0% | 0% | 1 | 27% | 0% | 0% | 1 | 5% | 0% | 0% | 1 |  | 0% | 0% | 1 | 0.13 | 0% | 0% | 1 | 29% | 0% | 0% | 1 | 0 | 2 | 41% | 11% | 52% | 3 | 30% | 0% | 0% | 1 | 15% | 0% | 0% | 1 | 21% | 0% | 0% | 1 | 46% | 0% | 0% | 1 | 35% | 0% | 0% | 1 | 5% | 0% | 0% | 1
187 | Crows Landing | 0 | 0 | 10 | 0% | 0% | 1 | 0.1 | 0% | 0% | 1 | 76% | 0% | 0% | 3 | 0 | 2 | 23% | 0% | 23% | 2 | 7% | 0% | 0% | 1 | 9% | 0% | 0% | 1 | 10% | 0% | 0% | 1 | 19% | 0% | 0% | 1 | 8% | 0% | 0% | 1 | 1% | 0% | 0% | 1 |  | 0% | 0% | 1 | 0.12 | 0% | 0% | 1 | 45% | 0% | 0% | 1 | 0 | 2 | 34% | 0% | 34% | 2 | 35% | 0% | 0% | 1 | 11% | 0% | 0% | 1 | 17% | 0% | 0% | 1 | 47% | 0% | 0% | 1 | 22% | 0% | 0% | 1 | 4% | 0% | 0% | 1 |  | 0% | 0% | 1 | 0.13 | 0% | 0% | 1 | 45% | 0% | 0% | 1 | 0 | 2 | 30% | 5% | 35% | 2 | 39% | 0% | 0% | 1 | 9% | 0% | 0% | 1 | 16% | 0% | 0% | 1 | 47% | 0% | 0% | 1 | 27% | 0% | 0% | 1 | 4% | 0% | 0% | 1 |  | 0% | 0% | 1 | 0.12 | 0% | 0% | 1 | 44% | 0% | 0% | 1 | 0 | 2 | 27% | 8% | 35% | 2 | 40% | 0% | 0% | 1 | 10% | 0% | 0% | 1 | 15% | 0% | 0% | 1 | 47% | 0% | 0% | 1 | 28% | 0% | 0% | 1 | 4% | 0% | 0% | 1
188 | Villa Park | 0 | 0 | 10 | 0% | 0% | 1 | 0.06 | 0% | 0% | 1 | 0% | 0% | 0% | 1 | 0 | 2 | 0% | 0% | 0% | 1 | 0% | 0% | 0% | 1 | 0% | 0% | 0% | 1 | 0% | 0% | 0% | 1 | 0% | 0% | 0% | 1 | 0% | 0% | 0% | 1 | 0% | 0% | 0% | 1 |  | 0% | 0% | 1 | 0.13 | 0% | 0% | 1 | 0% | 0% | 0% | 1 | 0 | 2 | 71% | 12% | 83% | 5 | 66% | 0% | 0% | 2 | 3% | 0% | 0% | 1 | 5% | 0% | 0% | 1 | 73% | 0% | 0% | 3 | 46% | 0% | 0% | 1 | 14% | 0% | 0% | 1 |  | 0% | 0% | 1 | 0.5 | 0% | 0% | 1 | 1% | 0% | 0% | 1 | 0 | 2 | 45% | 25% | 70% | 4 | 34% | 0% | 0% | 1 | 16% | 0% | 0% | 1 | 45% | 0% | 0% | 1 | 75% | 0% | 0% | 3 | 40% | 0% | 0% | 1 | 11% | 0% | 0% | 1 |  | 0% | 0% | 1 | 0.49 | 0% | 0% | 1 | 4% | 0% | 0% | 1 | 0 | 2 | 31% | 31% | 62% | 5 | 30% | 0% | 0% | 1 | 16% | 0% | 0% | 1 | 43% | 0% | 0% | 1 | 67% | 0% | 0% | 2 | 36% | 0% | 0% | 1 | 10% | 0% | 0% | 1
189 | California Ave | 0 | 0 | 10 | 0% | 0% | 1 | 0.28 | 0% | 0% | 1 | 77% | 0% | 0% | 3 | 0 | 2 | 0% | 0% | 0% | 1 | 0% | 0% | 0% | 1 | 0% | 0% | 0% | 1 | 0% | 0% | 0% | 1 | 0% | 0% | 0% | 1 | 0% | 0% | 0% | 1 | 0% | 0% | 0% | 1 |  | 0% | 0% | 1 | 0.25 | 0% | 0% | 1 | 68% | 0% | 0% | 2 | 0 | 2 | 2% | 0% | 2% | 1 | 0% | 0% | 0% | 1 | 0% | 0% | 0% | 1 | 0% | 0% | 0% | 1 | 0% | 0% | 0% | 1 | 0% | 0% | 0% | 1 | 0% | 0% | 0% | 1 |  | 0% | 0% | 1 | 0.23 | 0% | 0% | 1 | 62% | 0% | 0% | 2 | 0 | 2 | 9% | 0% | 9% | 1 | 11% | 0% | 0% | 1 | 11% | 0% | 0% | 1 | 10% | 0% | 0% | 1 | 15% | 0% | 0% | 1 | 2% | 0% | 0% | 1 | 5% | 0% | 0% | 1 |  | 0% | 0% | 1 | 0.2 | 0% | 0% | 1 | 51% | 0% | 0% | 2 | 0 | 2 | 18% | 0% | 18% | 1 | 18% | 0% | 0% | 1 | 16% | 0% | 0% | 1 | 17% | 0% | 0% | 1 | 28% | 0% | 0% | 1 | 11% | 0% | 0% | 1 | 7% | 0% | 0% | 1
190 | Calpella | 0 | 0 | 10 | 0% | 0% | 1 | 0.13 | 0% | 0% | 1 | 4% | 0% | 0% | 1 | 0 | 2 | 61% | 18% | 79% | 5 | 3% | 0% | 0% | 1 | 38% | 0% | 0% | 1 | 39% | 0% | 0% | 1 | 39% | 0% | 0% | 1 | 39% | 0% | 0% | 1 | 1% | 0% | 0% | 1 |  | 0% | 0% | 1 | 0.11 | 0% | 0% | 1 | 8% | 0% | 0% | 1 | 0 | 2 | 63% | 8% | 71% | 3 | 22% | 0% | 0% | 1 | 38% | 0% | 0% | 1 | 46% | 0% | 0% | 1 | 63% | 0% | 0% | 2 | 50% | 0% | 0% | 2 | 2% | 0% | 0% | 1 |  | 0% | 0% | 1 | 0.1 | 0% | 0% | 1 | 5% | 0% | 0% | 1 | 0 | 2 | 48% | 11% | 59% | 3 | 36% | 0% | 0% | 1 | 26% | 0% | 0% | 1 | 42% | 0% | 0% | 1 | 65% | 0% | 0% | 2 | 47% | 0% | 0% | 1 | 2% | 0% | 0% | 1 |  | 0% | 0% | 1 | 0.1 | 0% | 0% | 1 | 4% | 0% | 0% | 1 | 0 | 2 | 41% | 12% | 53% | 3 | 35% | 0% | 0% | 1 | 26% | 0% | 0% | 1 | 45% | 0% | 0% | 1 | 67% | 0% | 0% | 2 | 39% | 0% | 0% | 1 | 2% | 0% | 0% | 1
191 | Tevis | 100 | 1000 | 10 | 50.4% | 0% | 3 | 0.28 | 224.7% | 3.698% | 3 | 46% | 38.05% | 0% | 2 | 0 | 2 | 7% | 0% | 7% | 1 | 43% | 9.011% | 0% | 1 | 36% | 7.979% | 0% | 1 | 68% | 16.27% | 0% | 2 | 68% | 16.27% | 0% | 2 | 0% | 5.135% | 0% | 1 | 20% | 6.446% | 0% | 1 |  | 7.89% | 0% | 1 | 0.19 | 9.696% | 0% | 1 | 53% | 6.746% | 0% | 2 | 0 | 2 | 5% | 0% | 5% | 1 | 26% | 1.28% | 0% | 1 | 31% | 1.386% | 0% | 1 | 55% | 2.1% | 0% | 2 | 57% | 2.208% | 0% | 2 | 0% | 0.9511% | 0% | 1 | 12% | 1.075% | 0% | 1 |  | 1.97% | 0% | 1 | 0.12 | 2.03% | 0% | 1 | 48% | 6.746% | 0% | 1 | 0 | 2 | 5% | 0% | 5% | 1 | 19% | 0.4195% | 0% | 1 | 30% | 0.4823% | 0% | 1 | 45% | 0.6182% | 0% | 1 | 52% | 0.7001% | 0% | 2 | 0% | 0.3398% | 0% | 1 | 7% | 0.3634% | 0% | 1 |  | 1.167% | 0% | 1 | 0.1 | 1.187% | 0% | 1 | 53% | 6.746% | 0% | 2 | 0 | 2 | 12% | 0% | 12% | 1 | 22% | 0.222% | 0% | 1 | 21% | 0.2203% | 0% | 1 | 39% | 0.2851% | 0% | 1 | 50% | 0.3446% | 0% | 2 | 3% | 0.1789% | 0% | 1 | 4% | 0.1814% | 0% | 1
192 | Cal Water | 0 | 0 | 0 | 0% | 0% | 1 | 0.14 | 0% | 0% | 1 | 6% | 0% | 0% | 1 | 0 | 2 | 34% | 0% | 34% | 2 | 89% | 0% | 0% | 3 | 41% | 0% | 0% | 1 | 53% | 0% | 0% | 2 | 89% | 0% | 0% | 3 | 17% | 0% | 0% | 1 | 2% | 0% | 0% | 1 |  | 0% | 0% | 1 | 0.08 | 0% | 0% | 1 | 17% | 0% | 0% | 1 | 0 | 2 | 48% | 0% | 48% | 2 | 69% | 0% | 0% | 2 | 21% | 0% | 0% | 1 | 31% | 0% | 0% | 1 | 69% | 0% | 0% | 2 | 33% | 0% | 0% | 1 | 2% | 0% | 0% | 1 |  | 0% | 0% | 1 | 0.09 | 0% | 0% | 1 | 24% | 0% | 0% | 1 | 0 | 2 | 47% | 1% | 48% | 2 | 57% | 0% | 0% | 2 | 19% | 0% | 0% | 1 | 31% | 0% | 0% | 1 | 61% | 0% | 0% | 2 | 36% | 0% | 0% | 1 | 2% | 0% | 0% | 1 |  | 0% | 0% | 1 | 0.09 | 0% | 0% | 1 | 34% | 0% | 0% | 1 | 0 | 2 | 39% | 4% | 43% | 2 | 52% | 0% | 0% | 2 | 19% | 0% | 0% | 1 | 31% | 0% | 0% | 1 | 60% | 0% | 0% | 2 | 31% | 0% | 0% | 1 | 3% | 0% | 0% | 1
193 | Boulevard East | 100 | 1000 | 10 | 9.323% | 0% | 1 | 0.14 | 47.26% | 0% | 2 | 0% | 0% | 0% | 1 | 0 | 2 | 62% | 22% | 84% | 5 | 13% | 3.588% | 0% | 1 | 17% | 3.73% | 0% | 1 | 43% | 5.406% | 0% | 1 | 57% | 7.248% | 0% | 2 | 16% | 3.704% | 0% | 1 | 2% | 3.159% | 0% | 1 |  | 3.681% | 0% | 1 | 0.11 | 6.185% | 0% | 1 | 0% | 0% | 0% | 1 | 0 | 2 | 34% | 53% | 87% | 5 | 11% | 1.549% | 0% | 1 | 10% | 1.539% | 0% | 1 | 28% | 1.933% | 0% | 1 | 40% | 2.292% | 0% | 1 | 29% | 1.959% | 0% | 1 | 2% | 1.407% | 0% | 1 |  | 2.994% | 0% | 1 | 0.09 | 3.026% | 0% | 1 | 0% | 0% | 0% | 1 | 0 | 2 | 23% | 64% | 87% | 5 | 9% | 0.9822% | 0% | 1 | 19% | 1.104% | 0% | 1 | 28% | 1.238% | 0% | 1 | 45% | 1.638% | 0% | 1 | 38% | 1.439% | 0% | 1 | 2% | 0.9124% | 0% | 1 |  | 2.396% | 0% | 1 | 0.08 | 1.792% | 0% | 1 | 0% | 0% | 0% | 1 | 0 | 2 | 17% | 64% | 81% | 5 | 13% | 0.6894% | 0% | 1 | 22% | 0.7747% | 0% | 1 | 33% | 0.8925% | 0% | 1 | 53% | 1.271% | 0% | 2 | 42% | 1.038% | 0% | 1 | 3% | 0.6163% | 0% | 1
194 | Margarita | 0 | 0 | 10 | 0% | 0% | 1 | 0.59 | 0% | 0% | 1 | 0% | 0% | 0% | 1 | 0 | 2 | 92% | 2% | 94% | 5 | 45% | 0% | 0% | 1 | 81% | 0% | 0% | 3 | 81% | 0% | 0% | 3 | 82% | 0% | 0% | 3 | 39% | 0% | 0% | 1 | 10% | 0% | 0% | 1 |  | 0% | 0% | 1 | 0.49 | 0% | 0% | 1 | 0% | 0% | 0% | 1 | 0 | 2 | 29% | 63% | 92% | 5 | 27% | 0% | 0% | 1 | 63% | 0% | 0% | 2 | 66% | 0% | 0% | 2 | 78% | 0% | 0% | 3 | 54% | 0% | 0% | 2 | 7% | 0% | 0% | 1 |  | 0% | 0% | 1 | 0.31 | 0% | 0% | 1 | 0% | 0% | 0% | 1 | 0 | 2 | 22% | 66% | 88% | 5 | 48% | 0% | 0% | 1 | 48% | 0% | 0% | 1 | 59% | 0% | 0% | 2 | 85% | 0% | 0% | 3 | 57% | 0% | 0% | 2 | 8% | 0% | 0% | 1 |  | 0% | 0% | 1 | 0.32 | 0% | 0% | 1 | 0% | 0% | 0% | 1 | 0 | 2 | 14% | 74% | 88% | 5 | 46% | 0% | 0% | 1 | 46% | 0% | 0% | 1 | 56% | 0% | 0% | 2 | 84% | 0% | 0% | 3 | 43% | 0% | 0% | 1 | 8% | 0% | 0% | 1
195 | Escondido | 0 | 0 | 10 | 0% | 0% | 1 | 0.38 | 0% | 0% | 1 | 2% | 0% | 0% | 1 | 0 | 2 | 34% | 1% | 35% | 2 | 24% | 0% | 0% | 1 | 19% | 0% | 0% | 1 | 4% | 0% | 0% | 1 | 42% | 0% | 0% | 1 | 7% | 0% | 0% | 1 | 8% | 0% | 0% | 1 |  | 0% | 0% | 1 | 0.38 | 0% | 0% | 1 | 3% | 0% | 0% | 1 | 0 | 2 | 47% | 27% | 74% | 4 | 49% | 0% | 0% | 1 | 15% | 0% | 0% | 1 | 29% | 0% | 0% | 1 | 59% | 0% | 0% | 2 | 14% | 0% | 0% | 1 | 7% | 0% | 0% | 1 |  | 0% | 0% | 1 | 0.34 | 0% | 0% | 1 | 4% | 0% | 0% | 1 | 0 | 2 | 42% | 38% | 80% | 5 | 46% | 0% | 0% | 1 | 22% | 0% | 0% | 1 | 29% | 0% | 0% | 1 | 56% | 0% | 0% | 2 | 25% | 0% | 0% | 1 | 7% | 0% | 0% | 1 |  | 0% | 0% | 1 | 0.3 | 0% | 0% | 1 | 3% | 0% | 0% | 1 | 0 | 2 | 34% | 52% | 86% | 5 | 53% | 0% | 0% | 2 | 18% | 0% | 0% | 1 | 29% | 0% | 0% | 1 | 62% | 0% | 0% | 2 | 31% | 0% | 0% | 1 | 7% | 0% | 0% | 1
196 | Manning | 378.6 | 3786 | 10 | 122.4% | 2.393% | 4 | 0.05 | 48.17% | 0% | 2 | 46% | 52.95% | 0% | 3 | 0 | 2 | 0% | 0% | 0% | 1 | 45% | 21.41% | 0% | 2 | 31% | 17% | 0% | 1 | 43% | 20.68% | 0% | 2 | 54% | 25.87% | 0% | 2 | 15% | 13.92% | 0% | 1 | 0% | 11.84% | 0% | 1 |  | 22.4% | 0% | 2 | 0.06 | 15.63% | 0% | 1 | 53% | 18.17% | 0% | 2 | 0 | 2 | 11% | 0% | 11% | 1 | 36% | 4.769% | 0% | 1 | 11% | 3.446% | 0% | 1 | 25% | 4.097% | 0% | 1 | 44% | 5.431% | 0% | 1 | 19% | 3.775% | 0% | 1 | 0% | 3.075% | 0% | 1 |  | 6.237% | 0% | 1 | 0.06 | 6.594% | 0% | 1 | 43% | 18.17% | 0% | 1 | 0 | 2 | 18% | 2% | 20% | 2 | 36% | 2.144% | 0% | 1 | 8% | 1.509% | 0% | 1 | 25% | 1.849% | 0% | 1 | 46% | 2.546% | 0% | 1 | 21% | 1.757% | 0% | 1 | 1% | 1.4% | 0% | 1 |  | 2.98% | 0% | 1 | 0.06 | 3.68% | 0% | 1 | 36% | 18.17% | 0% | 1 | 0 | 2 | 19% | 6% | 25% | 2 | 37% | 1.239% | 0% | 1 | 10% | 0.8661% | 0% | 1 | 22% | 1.007% | 0% | 1 | 45% | 1.418% | 0% | 1 | 23% | 1.014% | 0% | 1 | 2% | 0.7954% | 0% | 1
197 | Oakland C | 200 | 2000 | 10 | 129.8% | 33.85% | 5 | 0.28 | 1176% | 129.7% | 5 | 0% | 0% | 0% | 1 | 0 | 2 | 0% | 0% | 0% | 1 | 0% | 69.04% | 0% | 3 | 30% | 98.23% | 0% | 4 | 44% | 123.6% | 29.87% | 5 | 44% | 123.6% | 29.87% | 5 | 0% | 69.04% | 0% | 3 | 3% | 71% | 0% | 3 |  | 52.6% | 0% | 3 | 0.3 | 59.59% | 0% | 2 | 0% | 0% | 0% | 1 | 0 | 2 | 9% | 0% | 9% | 1 | 36% | 24.9% | 0% | 2 | 39% | 26.12% | 0% | 2 | 64% | 43.78% | 0% | 2 | 67% | 48.46% | 0% | 2 | 8% | 17.3% | 0% | 1 | 4% | 16.63% | 0% | 1 |  | 30.99% | 0% | 2 | 0.45 | 32.27% | 0% | 2 | 0% | 0% | 0% | 1 | 0 | 2 | 53% | 0% | 53% | 3 | 42% | 8.168% | 0% | 1 | 49% | 9.225% | 0% | 1 | 73% | 17.43% | 0% | 3 | 83% | 28.55% | 0% | 3 | 22% | 6.018% | 0% | 1 | 6% | 4.998% | 0% | 1 |  | 15.52% | 0% | 1 | 0.54 | 29.88% | 0% | 2 | 0% | 0% | 0% | 1 | 0 | 2 | 48% | 0% | 48% | 2 | 37% | 4.911% | 0% | 1 | 37% | 4.948% | 0% | 1 | 68% | 9.582% | 0% | 2 | 78% | 14.45% | 0% | 3 | 22% | 4.002% | 0% | 1 | 6% | 3.315% | 0% | 1
198 | Barre | 0 | 0 | 10 | 0% | 0% | 1 | 0 | 0% | 0% | 1 | 0% | 0% | 0% | 1 | 0 | 2 | 0% | 0% | 0% | 1 | 0% | 0% | 0% | 1 | 0% | 0% | 0% | 1 | 0% | 0% | 0% | 1 | 0% | 0% | 0% | 1 | 0% | 0% | 0% | 1 | 0% | 0% | 0% | 1 |  | 0% | 0% | 1 | 0.64 | 0% | 0% | 1 | 0% | 0% | 0% | 1 | 0 | 2 | 0% | 0% | 0% | 1 | 0% | 0% | 0% | 1 | 27% | 0% | 0% | 1 | 100% | 0% | 0% | 5 | 100% | 0% | 0% | 5 | 0% | 0% | 0% | 1 | 1% | 0% | 0% | 1 |  | 0% | 0% | 1 | 0.52 | 0% | 0% | 1 | 0% | 0% | 0% | 1 | 0 | 2 | 28% | 0% | 28% | 2 | 22% | 0% | 0% | 1 | 14% | 0% | 0% | 1 | 48% | 0% | 0% | 1 | 71% | 0% | 0% | 3 | 16% | 0% | 0% | 1 | 9% | 0% | 0% | 1 |  | 0% | 0% | 1 | 0.49 | 0% | 0% | 1 | 0% | 0% | 0% | 1 | 0 | 2 | 36% | 13% | 49% | 3 | 26% | 0% | 0% | 1 | 11% | 0% | 0% | 1 | 48% | 0% | 0% | 1 | 72% | 0% | 0% | 3 | 25% | 0% | 0% | 1 | 8% | 0% | 0% | 1
199 | Ransburg | 0 | 0 | 10 | 0% | 0% | 1 | 0.05 | 0% | 0% | 1 | 0% | 0% | 0% | 1 | 0 | 2 | 0% | 0% | 0% | 1 | 0% | 0% | 0% | 1 | 7% | 0% | 0% | 1 | 0% | 0% | 0% | 1 | 7% | 0% | 0% | 1 | 0% | 0% | 0% | 1 | 0% | 0% | 0% | 1 |  | 0% | 0% | 1 | 0.19 | 0% | 0% | 1 | 0% | 0% | 0% | 1 | 0 | 2 | 0% | 0% | 0% | 1 | 48% | 0% | 0% | 1 | 0% | 0% | 0% | 1 | 0% | 0% | 0% | 1 | 48% | 0% | 0% | 1 | 41% | 0% | 0% | 1 | 0% | 0% | 0% | 1 |  | 0% | 0% | 1 | 0.64 | 0% | 0% | 1 | 0% | 0% | 0% | 1 | 0 | 2 | 0% | 0% | 0% | 1 | 51% | 0% | 0% | 2 | 19% | 0% | 0% | 1 | 3% | 0% | 0% | 1 | 68% | 0% | 0% | 2 | 57% | 0% | 0% | 2 | 0% | 0% | 0% | 1 |  | 0% | 0% | 1 | 0.57 | 0% | 0% | 1 | 0% | 0% | 0% | 1 | 0 | 2 | 0% | 0% | 0% | 1 | 43% | 0% | 0% | 1 | 26% | 0% | 0% | 1 | 4% | 0% | 0% | 1 | 61% | 0% | 0% | 2 | 52% | 0% | 0% | 2 | 1% | 0% | 0% | 1
200 | Charca | 0 | 0 | 10 | 0% | 0% | 1 | 0.06 | 0% | 0% | 1 | 94% | 0% | 0% | 3 | 0 | 2 | 8% | 0% | 8% | 1 | 52% | 0% | 0% | 2 | 0% | 0% | 0% | 1 | 0% | 0% | 0% | 1 | 52% | 0% | 0% | 2 | 0% | 0% | 0% | 1 | 1% | 0% | 0% | 1 |  | 0% | 0% | 1 | 0.09 | 0% | 0% | 1 | 79% | 0% | 0% | 3 | 0 | 2 | 3% | 0% | 3% | 1 | 27% | 0% | 0% | 1 | 0% | 0% | 0% | 1 | 14% | 0% | 0% | 1 | 37% | 0% | 0% | 1 | 0% | 0% | 0% | 1 | 1% | 0% | 0% | 1 |  | 0% | 0% | 1 | 0.1 | 0% | 0% | 1 | 67% | 0% | 0% | 2 | 0 | 2 | 8% | 0% | 8% | 1 | 19% | 0% | 0% | 1 | 2% | 0% | 0% | 1 | 22% | 0% | 0% | 1 | 38% | 0% | 0% | 1 | 0% | 0% | 0% | 1 | 4% | 0% | 0% | 1 |  | 0% | 0% | 1 | 0.1 | 0% | 0% | 1 | 59% | 0% | 0% | 2 | 0 | 2 | 19% | 0% | 19% | 1 | 23% | 0% | 0% | 1 | 9% | 0% | 0% | 1 | 31% | 0% | 0% | 1 | 46% | 0% | 0% | 1 | 2% | 0% | 0% | 1 | 5% | 0% | 0% | 1
201 | Thermalito | 0 | 0 | 0 | 0% | 0% | 1 | 0.08 | 0% | 0% | 1 | 3% | 0% | 0% | 1 | 0 | 2 | 50% | 0% | 50% | 3 | 70% | 0% | 0% | 3 | 27% | 0% | 0% | 1 | 39% | 0% | 0% | 1 | 100% | 0% | 0% | 5 | 30% | 0% | 0% | 1 | 39% | 0% | 0% | 1 |  | 0% | 0% | 1 | 0.12 | 0% | 0% | 1 | 7% | 0% | 0% | 1 | 0 | 2 | 37% | 0% | 37% | 2 | 66% | 0% | 0% | 2 | 18% | 0% | 0% | 1 | 51% | 0% | 0% | 2 | 90% | 0% | 0% | 4 | 17% | 0% | 0% | 1 | 19% | 0% | 0% | 1 |  | 0% | 0% | 1 | 0.13 | 0% | 0% | 1 | 14% | 0% | 0% | 1 | 0 | 2 | 30% | 0% | 30% | 2 | 62% | 0% | 0% | 2 | 15% | 0% | 0% | 1 | 48% | 0% | 0% | 1 | 83% | 0% | 0% | 3 | 19% | 0% | 0% | 1 | 13% | 0% | 0% | 1 |  | 0% | 0% | 1 | 0.13 | 0% | 0% | 1 | 21% | 0% | 0% | 1 | 0 | 2 | 25% | 2% | 27% | 2 | 56% | 0% | 0% | 2 | 19% | 0% | 0% | 1 | 45% | 0% | 0% | 1 | 80% | 0% | 0% | 3 | 19% | 0% | 0% | 1 | 11% | 0% | 0% | 1
202 | Live Oak | 100 | 1000 | 10 | 12.73% | 0% | 1 | 0.13 | 129.7% | 1.228% | 3 | 16% | 6.788% | 0% | 1 | 0 | 2 | 0% | 0% | 0% | 1 | 22% | 4.898% | 0% | 1 | 23% | 4.957% | 0% | 1 | 43% | 6.722% | 0% | 1 | 52% | 7.935% | 0% | 2 | 0% | 3.841% | 0% | 1 | 18% | 4.693% | 0% | 1 |  | 3.181% | 0% | 1 | 0.22 | 34.2% | 0% | 2 | 33% | 1.757% | 0% | 1 | 0 | 2 | 6% | 0% | 6% | 1 | 26% | 1.003% | 0% | 1 | 13% | 0.8466% | 0% | 1 | 23% | 0.9577% | 0% | 1 | 41% | 1.241% | 0% | 1 | 1% | 0.7421% | 0% | 1 | 12% | 0.8409% | 0% | 1 |  | 2.065% | 0% | 1 | 0.2 | 5.727% | 0% | 1 | 36% | 1.757% | 0% | 1 | 0 | 2 | 8% | 0% | 8% | 1 | 27% | 0.474% | 0% | 1 | 22% | 0.4438% | 0% | 1 | 34% | 0.52% | 0% | 1 | 47% | 0.6551% | 0% | 1 | 5% | 0.3623% | 0% | 1 | 15% | 0.406% | 0% | 1 |  | 1.586% | 0% | 1 | 0.17 | 2.001% | 0% | 1 | 38% | 1.757% | 0% | 1 | 0 | 2 | 8% | 0% | 8% | 1 | 29% | 0.2857% | 0% | 1 | 22% | 0.2592% | 0% | 1 | 33% | 0.3024% | 0% | 1 | 47% | 0.3786% | 0% | 1 | 9% | 0.2223% | 0% | 1 | 16% | 0.2404% | 0% | 1
203 | Hammonds | 100 | 1000 | 10 | 14.14% | 0% | 1 | 0.07 | 27.51% | 0% | 2 | 81% | 13.35% | 0% | 3 | 0 | 2 | 1% | 0% | 1% | 1 | 1% | 2.044% | 0% | 1 | 2% | 2.06% | 0% | 1 | 23% | 2.626% | 0% | 1 | 24% | 2.654% | 0% | 1 | 0% | 2.027% | 0% | 1 | 1% | 2.043% | 0% | 1 |  | 1.942% | 0% | 1 | 0.07 | 7.893% | 0% | 1 | 58% | 1.749% | 0% | 2 | 0 | 2 | 11% | 0% | 11% | 1 | 10% | 0.6554% | 0% | 1 | 5% | 0.6208% | 0% | 1 | 19% | 0.7308% | 0% | 1 | 25% | 0.7896% | 0% | 1 | 3% | 0.6083% | 0% | 1 | 0% | 0.5953% | 0% | 1 |  | 0.8138% | 0% | 1 | 0.07 | 2.884% | 0% | 1 | 42% | 1.749% | 0% | 1 | 0 | 2 | 14% | 0% | 14% | 1 | 21% | 0.3851% | 0% | 1 | 9% | 0.333% | 0% | 1 | 18% | 0.3684% | 0% | 1 | 30% | 0.4345% | 0% | 1 | 7% | 0.3261% | 0% | 1 | 1% | 0.307% | 0% | 1 |  | 0.5758% | 0% | 1 | 0.06 | 0.7965% | 0% | 1 | 32% | 1.749% | 0% | 1 | 0 | 2 | 24% | 1% | 25% | 2 | 40% | 0.2914% | 0% | 1 | 8% | 0.191% | 0% | 1 | 20% | 0.2189% | 0% | 1 | 47% | 0.3288% | 0% | 1 | 16% | 0.2094% | 0% | 1 | 4% | 0.1836% | 0% | 1
204 | Westley | 0 | 0 | 10 | 0% | 0% | 1 | 0.1 | 0% | 0% | 1 | 53% | 0% | 0% | 2 | 0 | 2 | 47% | 4% | 51% | 3 | 87% | 0% | 0% | 3 | 17% | 0% | 0% | 1 | 26% | 0% | 0% | 1 | 89% | 0% | 0% | 3 | 34% | 0% | 0% | 1 | 1% | 0% | 0% | 1 |  | 0% | 0% | 1 | 0.1 | 0% | 0% | 1 | 48% | 0% | 0% | 1 | 0 | 2 | 39% | 10% | 49% | 3 | 77% | 0% | 0% | 3 | 17% | 0% | 0% | 1 | 25% | 0% | 0% | 1 | 80% | 0% | 0% | 3 | 36% | 0% | 0% | 1 | 3% | 0% | 0% | 1 |  | 0% | 0% | 1 | 0.11 | 0% | 0% | 1 | 47% | 0% | 0% | 1 | 0 | 2 | 31% | 12% | 43% | 3 | 62% | 0% | 0% | 2 | 17% | 0% | 0% | 1 | 23% | 0% | 0% | 1 | 67% | 0% | 0% | 2 | 35% | 0% | 0% | 1 | 3% | 0% | 0% | 1 |  | 0% | 0% | 1 | 0.13 | 0% | 0% | 1 | 44% | 0% | 0% | 1 | 0 | 2 | 27% | 17% | 44% | 3 | 55% | 0% | 0% | 2 | 20% | 0% | 0% | 1 | 25% | 0% | 0% | 1 | 61% | 0% | 0% | 2 | 36% | 0% | 0% | 1 | 3% | 0% | 0% | 1
205 | Smyrna | 0 | 0 | 10 | 0% | 0% | 1 | 0.1 | 0% | 0% | 1 | 16% | 0% | 0% | 1 | 0 | 2 | 6% | 0% | 6% | 1 | 26% | 0% | 0% | 1 | 0% | 0% | 0% | 1 | 39% | 0% | 0% | 1 | 65% | 0% | 0% | 2 | 1% | 0% | 0% | 1 | 4% | 0% | 0% | 1 |  | 0% | 0% | 1 | 0.1 | 0% | 0% | 1 | 46% | 0% | 0% | 1 | 0 | 2 | 13% | 0% | 13% | 1 | 23% | 0% | 0% | 1 | 2% | 0% | 0% | 1 | 22% | 0% | 0% | 1 | 45% | 0% | 0% | 1 | 1% | 0% | 0% | 1 | 4% | 0% | 0% | 1 |  | 0% | 0% | 1 | 0.1 | 0% | 0% | 1 | 47% | 0% | 0% | 1 | 0 | 2 | 14% | 0% | 14% | 1 | 32% | 0% | 0% | 1 | 8% | 0% | 0% | 1 | 30% | 0% | 0% | 1 | 50% | 0% | 0% | 2 | 1% | 0% | 0% | 1 | 7% | 0% | 0% | 1 |  | 0% | 0% | 1 | 0.09 | 0% | 0% | 1 | 50% | 0% | 0% | 2 | 0 | 2 | 14% | 0% | 14% | 1 | 32% | 0% | 0% | 1 | 6% | 0% | 0% | 1 | 26% | 0% | 0% | 1 | 48% | 0% | 0% | 1 | 1% | 0% | 0% | 1 | 6% | 0% | 0% | 1
206 | Kem | 0 | 0 | 0 | 0% | 0% | 1 | 0.04 | 0% | 0% | 1 | 0% | 0% | 0% | 1 | 0 | 2 | 0% | 0% | 0% | 1 | 12% | 0% | 0% | 1 | 44% | 0% | 0% | 1 | 0% | 0% | 0% | 1 | 56% | 0% | 0% | 2 | 68% | 0% | 0% | 2 | 0% | 0% | 0% | 1 |  | 0% | 0% | 1 | 0.05 | 0% | 0% | 1 | 0% | 0% | 0% | 1 | 0 | 2 | 0% | 0% | 0% | 1 | 9% | 0% | 0% | 1 | 34% | 0% | 0% | 1 | 0% | 0% | 0% | 1 | 43% | 0% | 0% | 1 | 61% | 0% | 0% | 2 | 0% | 0% | 0% | 1 |  | 0% | 0% | 1 | 0.05 | 0% | 0% | 1 | 0% | 0% | 0% | 1 | 0 | 2 | 0% | 0% | 0% | 1 | 9% | 0% | 0% | 1 | 20% | 0% | 0% | 1 | 0% | 0% | 0% | 1 | 28% | 0% | 0% | 1 | 58% | 0% | 0% | 2 | 1% | 0% | 0% | 1 |  | 0% | 0% | 1 | 0.04 | 0% | 0% | 1 | 0% | 0% | 0% | 1 | 0 | 2 | 0% | 0% | 0% | 1 | 24% | 0% | 0% | 1 | 16% | 0% | 0% | 1 | 2% | 0% | 0% | 1 | 38% | 0% | 0% | 1 | 60% | 0% | 0% | 2 | 2% | 0% | 0% | 1
207 | Potrero | 0 | 0 | 0 | 0% | 0% | 1 | 0.72 | 0% | 0% | 1 | 0% | 0% | 0% | 1 | 0 | 2 | 0% | 0% | 0% | 1 | 0% | 0% | 0% | 1 | 3% | 0% | 0% | 1 | 20% | 0% | 0% | 1 | 20% | 0% | 0% | 1 | 0% | 0% | 0% | 1 | 2% | 0% | 0% | 1 |  | 0% | 0% | 1 | 0.47 | 0% | 0% | 1 | 0% | 0% | 0% | 1 | 0 | 2 | 0% | 0% | 0% | 1 | 1% | 0% | 0% | 1 | 19% | 0% | 0% | 1 | 45% | 0% | 0% | 1 | 46% | 0% | 0% | 1 | 0% | 0% | 0% | 1 | 4% | 0% | 0% | 1 |  | 0% | 0% | 1 | 0.48 | 0% | 0% | 1 | 0% | 0% | 0% | 1 | 0 | 2 | 2% | 0% | 2% | 1 | 17% | 0% | 0% | 1 | 41% | 0% | 0% | 1 | 62% | 0% | 0% | 2 | 65% | 0% | 0% | 2 | 3% | 0% | 0% | 1 | 7% | 0% | 0% | 1 |  | 0% | 0% | 1 | 0.5 | 0% | 0% | 1 | 0% | 0% | 0% | 1 | 0 | 2 | 41% | 0% | 41% | 2 | 39% | 0% | 0% | 1 | 52% | 0% | 0% | 2 | 73% | 0% | 0% | 3 | 82% | 0% | 0% | 3 | 21% | 0% | 0% | 1 | 7% | 0% | 0% | 1
208 | Palermo | 0 | 0 | 10 | 0% | 0% | 1 | 0.35 | 0% | 0% | 1 | 5% | 0% | 0% | 1 | 0 | 2 | 79% | 0% | 79% | 5 | 85% | 0% | 0% | 3 | 11% | 0% | 0% | 1 | 0% | 0% | 0% | 1 | 95% | 0% | 0% | 5 | 11% | 0% | 0% | 1 | 18% | 0% | 0% | 1 |  | 0% | 0% | 1 | 0.17 | 0% | 0% | 1 | 9% | 0% | 0% | 1 | 0 | 2 | 65% | 3% | 68% | 3 | 87% | 0% | 0% | 3 | 12% | 0% | 0% | 1 | 13% | 0% | 0% | 1 | 93% | 0% | 0% | 4 | 30% | 0% | 0% | 1 | 19% | 0% | 0% | 1 |  | 0% | 0% | 1 | 0.17 | 0% | 0% | 1 | 13% | 0% | 0% | 1 | 0 | 2 | 39% | 5% | 44% | 2 | 74% | 0% | 0% | 3 | 11% | 0% | 0% | 1 | 30% | 0% | 0% | 1 | 86% | 0% | 0% | 3 | 21% | 0% | 0% | 1 | 13% | 0% | 0% | 1 |  | 0% | 0% | 1 | 0.14 | 0% | 0% | 1 | 14% | 0% | 0% | 1 | 0 | 2 | 33% | 7% | 40% | 2 | 66% | 0% | 0% | 2 | 16% | 0% | 0% | 1 | 39% | 0% | 0% | 1 | 85% | 0% | 0% | 3 | 21% | 0% | 0% | 1 | 10% | 0% | 0% | 1
209 | Bogue | 0 | 0 | 10 | 0% | 0% | 1 | 0.2 | 0% | 0% | 1 | 73% | 0% | 0% | 2 | 0 | 2 | 0% | 0% | 0% | 1 | 1% | 0% | 0% | 1 | 0% | 0% | 0% | 1 | 16% | 0% | 0% | 1 | 17% | 0% | 0% | 1 | 0% | 0% | 0% | 1 | 3% | 0% | 0% | 1 |  | 0% | 0% | 1 | 0.14 | 0% | 0% | 1 | 51% | 0% | 0% | 2 | 0 | 2 | 1% | 0% | 1% | 1 | 19% | 0% | 0% | 1 | 7% | 0% | 0% | 1 | 38% | 0% | 0% | 1 | 54% | 0% | 0% | 2 | 1% | 0% | 0% | 1 | 7% | 0% | 0% | 1 |  | 0% | 0% | 1 | 0.12 | 0% | 0% | 1 | 55% | 0% | 0% | 2 | 0 | 2 | 9% | 0% | 9% | 1 | 44% | 0% | 0% | 1 | 8% | 0% | 0% | 1 | 35% | 0% | 0% | 1 | 67% | 0% | 0% | 2 | 4% | 0% | 0% | 1 | 8% | 0% | 0% | 1 |  | 0% | 0% | 1 | 0.11 | 0% | 0% | 1 | 52% | 0% | 0% | 2 | 0 | 2 | 17% | 0% | 17% | 1 | 49% | 0% | 0% | 1 | 8% | 0% | 0% | 1 | 38% | 0% | 0% | 1 | 71% | 0% | 0% | 3 | 7% | 0% | 0% | 1 | 9% | 0% | 0% | 1
210 | Balch 1 | 0 | 0 | 0 | 0% | 0% | 1 | 0.02 | 0% | 0% | 1 | 0% | 0% | 0% | 1 | 0 | 2 | 52% | 45% | 97% | 5 | 21% | 0% | 0% | 1 | 66% | 0% | 0% | 2 | 37% | 0% | 0% | 1 | 77% | 0% | 0% | 3 | 77% | 0% | 0% | 3 | 6% | 0% | 0% | 1 |  | 0% | 0% | 1 | 0.02 | 0% | 0% | 1 | 0% | 0% | 0% | 1 | 0 | 2 | 73% | 19% | 92% | 5 | 12% | 0% | 0% | 1 | 47% | 0% | 0% | 1 | 37% | 0% | 0% | 1 | 58% | 0% | 0% | 2 | 70% | 0% | 0% | 3 | 5% | 0% | 0% | 1 |  | 0% | 0% | 1 | 0.05 | 0% | 0% | 1 | 0% | 0% | 0% | 1 | 0 | 2 | 79% | 10% | 89% | 5 | 17% | 0% | 0% | 1 | 42% | 0% | 0% | 1 | 33% | 0% | 0% | 1 | 62% | 0% | 0% | 2 | 69% | 0% | 0% | 2 | 4% | 0% | 0% | 1 |  | 0% | 0% | 1 | 0.12 | 0% | 0% | 1 | 0% | 0% | 0% | 1 | 0 | 2 | 71% | 5% | 76% | 5 | 36% | 0% | 0% | 1 | 40% | 0% | 0% | 1 | 35% | 0% | 0% | 1 | 73% | 0% | 0% | 3 | 63% | 0% | 0% | 2 | 5% | 0% | 0% | 1
211 | Pauba | 0 | 0 | 0 | 0% | 0% | 1 | 0.39 | 0% | 0% | 1 | 6% | 0% | 0% | 1 | 0 | 2 | 60% | 6% | 66% | 3 | 29% | 0% | 0% | 1 | 48% | 0% | 0% | 1 | 56% | 0% | 0% | 2 | 64% | 0% | 0% | 2 | 12% | 0% | 0% | 1 | 5% | 0% | 0% | 1 |  | 0% | 0% | 1 | 0.27 | 0% | 0% | 1 | 3% | 0% | 0% | 1 | 0 | 2 | 56% | 30% | 86% | 5 | 41% | 0% | 0% | 1 | 46% | 0% | 0% | 1 | 66% | 0% | 0% | 2 | 71% | 0% | 0% | 3 | 21% | 0% | 0% | 1 | 5% | 0% | 0% | 1 |  | 0% | 0% | 1 | 0.27 | 0% | 0% | 1 | 3% | 0% | 0% | 1 | 0 | 2 | 51% | 39% | 90% | 5 | 50% | 0% | 0% | 2 | 36% | 0% | 0% | 1 | 57% | 0% | 0% | 2 | 74% | 0% | 0% | 3 | 23% | 0% | 0% | 1 | 5% | 0% | 0% | 1 |  | 0% | 0% | 1 | 0.27 | 0% | 0% | 1 | 3% | 0% | 0% | 1 | 0 | 2 | 43% | 47% | 90% | 5 | 48% | 0% | 0% | 1 | 31% | 0% | 0% | 1 | 49% | 0% | 0% | 1 | 72% | 0% | 0% | 3 | 23% | 0% | 0% | 1 | 6% | 0% | 0% | 1
212 | Eastshore | 0 | 0 | 10 | 0% | 0% | 1 | 0.04 | 0% | 0% | 1 | 0% | 0% | 0% | 1 | 0 | 2 | 0% | 0% | 0% | 1 | 0% | 0% | 0% | 1 | 0% | 0% | 0% | 1 | 39% | 0% | 0% | 1 | 39% | 0% | 0% | 1 | 0% | 0% | 0% | 1 | 72% | 0% | 0% | 3 |  | 0% | 0% | 1 | 0.71 | 0% | 0% | 1 | 0% | 0% | 0% | 1 | 0 | 2 | 62% | 0% | 62% | 3 | 47% | 0% | 0% | 1 | 20% | 0% | 0% | 1 | 66% | 0% | 0% | 2 | 83% | 0% | 0% | 3 | 40% | 0% | 0% | 1 | 9% | 0% | 0% | 1 |  | 0% | 0% | 1 | 0.52 | 0% | 0% | 1 | 0% | 0% | 0% | 1 | 0 | 2 | 72% | 0% | 72% | 3 | 66% | 0% | 0% | 2 | 29% | 0% | 0% | 1 | 66% | 0% | 0% | 2 | 87% | 0% | 0% | 3 | 38% | 0% | 0% | 1 | 8% | 0% | 0% | 1 |  | 0% | 0% | 1 | 0.28 | 0% | 0% | 1 | 0% | 0% | 0% | 1 | 0 | 2 | 70% | 0% | 70% | 3 | 55% | 0% | 0% | 2 | 37% | 0% | 0% | 1 | 63% | 0% | 0% | 2 | 81% | 0% | 0% | 3 | 44% | 0% | 0% | 1 | 8% | 0% | 0% | 1
213 | Cheney | 0 | 0 | 0 | 0% | 0% | 1 | 0.08 | 0% | 0% | 1 | 75% | 0% | 0% | 3 | 0 | 2 | 2% | 0% | 2% | 1 | 9% | 0% | 0% | 1 | 5% | 0% | 0% | 1 | 13% | 0% | 0% | 1 | 17% | 0% | 0% | 1 | 0% | 0% | 0% | 1 | 0% | 0% | 0% | 1 |  | 0% | 0% | 1 | 0.07 | 0% | 0% | 1 | 54% | 0% | 0% | 2 | 0 | 2 | 8% | 0% | 8% | 1 | 22% | 0% | 0% | 1 | 8% | 0% | 0% | 1 | 24% | 0% | 0% | 1 | 34% | 0% | 0% | 1 | 7% | 0% | 0% | 1 | 0% | 0% | 0% | 1 |  | 0% | 0% | 1 | 0.07 | 0% | 0% | 1 | 42% | 0% | 0% | 1 | 0 | 2 | 10% | 0% | 10% | 1 | 26% | 0% | 0% | 1 | 7% | 0% | 0% | 1 | 18% | 0% | 0% | 1 | 35% | 0% | 0% | 1 | 10% | 0% | 0% | 1 | 1% | 0% | 0% | 1 |  | 0% | 0% | 1 | 0.06 | 0% | 0% | 1 | 37% | 0% | 0% | 1 | 0 | 2 | 18% | 1% | 19% | 2 | 37% | 0% | 0% | 1 | 9% | 0% | 0% | 1 | 19% | 0% | 0% | 1 | 44% | 0% | 0% | 1 | 15% | 0% | 0% | 1 | 3% | 0% | 0% | 1
214 | Warnerville | 0 | 0 | 10 | 0% | 0% | 1 | 0.13 | 0% | 0% | 1 | 27% | 0% | 0% | 1 | 0 | 2 | 25% | 0% | 25% | 2 | 36% | 0% | 0% | 1 | 10% | 0% | 0% | 1 | 29% | 0% | 0% | 1 | 63% | 0% | 0% | 2 | 1% | 0% | 0% | 1 | 4% | 0% | 0% | 1 |  | 0% | 0% | 1 | 0.13 | 0% | 0% | 1 | 25% | 0% | 0% | 1 | 0 | 2 | 36% | 0% | 36% | 2 | 60% | 0% | 0% | 2 | 12% | 0% | 0% | 1 | 30% | 0% | 0% | 1 | 71% | 0% | 0% | 3 | 13% | 0% | 0% | 1 | 7% | 0% | 0% | 1 |  | 0% | 0% | 1 | 0.12 | 0% | 0% | 1 | 24% | 0% | 0% | 1 | 0 | 2 | 42% | 0% | 42% | 2 | 63% | 0% | 0% | 2 | 16% | 0% | 0% | 1 | 30% | 0% | 0% | 1 | 72% | 0% | 0% | 3 | 23% | 0% | 0% | 1 | 8% | 0% | 0% | 1 |  | 0% | 0% | 1 | 0.12 | 0% | 0% | 1 | 30% | 0% | 0% | 1 | 0 | 2 | 39% | 0% | 39% | 2 | 53% | 0% | 0% | 2 | 17% | 0% | 0% | 1 | 29% | 0% | 0% | 1 | 64% | 0% | 0% | 2 | 25% | 0% | 0% | 1 | 7% | 0% | 0% | 1
215 | Corona | 0 | 0 | 10 | 0% | 0% | 1 | 0.15 | 0% | 0% | 1 | 2% | 0% | 0% | 1 | 0 | 2 | 87% | 0% | 87% | 5 | 88% | 0% | 0% | 3 | 37% | 0% | 0% | 1 | 66% | 0% | 0% | 2 | 96% | 0% | 0% | 5 | 24% | 0% | 0% | 1 | 4% | 0% | 0% | 1 |  | 0% | 0% | 1 | 0.13 | 0% | 0% | 1 | 3% | 0% | 0% | 1 | 0 | 2 | 71% | 0% | 71% | 3 | 64% | 0% | 0% | 2 | 30% | 0% | 0% | 1 | 65% | 0% | 0% | 2 | 86% | 0% | 0% | 3 | 31% | 0% | 0% | 1 | 5% | 0% | 0% | 1 |  | 0% | 0% | 1 | 0.13 | 0% | 0% | 1 | 5% | 0% | 0% | 1 | 0 | 2 | 55% | 0% | 55% | 3 | 60% | 0% | 0% | 2 | 26% | 0% | 0% | 1 | 57% | 0% | 0% | 2 | 82% | 0% | 0% | 3 | 35% | 0% | 0% | 1 | 6% | 0% | 0% | 1 |  | 0% | 0% | 1 | 0.17 | 0% | 0% | 1 | 11% | 0% | 0% | 1 | 0 | 2 | 35% | 0% | 35% | 2 | 60% | 0% | 0% | 2 | 31% | 0% | 0% | 1 | 58% | 0% | 0% | 2 | 84% | 0% | 0% | 3 | 30% | 0% | 0% | 1 | 7% | 0% | 0% | 1
216 | Goleta | 0 | 0 | 10 | 0% | 0% | 1 | 0.1 | 0% | 0% | 1 | 5% | 0% | 0% | 1 | 0 | 2 | 84% | 2% | 86% | 5 | 14% | 0% | 0% | 1 | 0% | 0% | 0% | 1 | 5% | 0% | 0% | 1 | 19% | 0% | 0% | 1 | 48% | 0% | 0% | 1 | 7% | 0% | 0% | 1 |  | 0% | 0% | 1 | 0.07 | 0% | 0% | 1 | 2% | 0% | 0% | 1 | 0 | 2 | 77% | 1% | 78% | 5 | 19% | 0% | 0% | 1 | 3% | 0% | 0% | 1 | 5% | 0% | 0% | 1 | 23% | 0% | 0% | 1 | 57% | 0% | 0% | 2 | 6% | 0% | 0% | 1 |  | 0% | 0% | 1 | 0.1 | 0% | 0% | 1 | 3% | 0% | 0% | 1 | 0 | 2 | 67% | 15% | 82% | 5 | 22% | 0% | 0% | 1 | 3% | 0% | 0% | 1 | 4% | 0% | 0% | 1 | 26% | 0% | 0% | 1 | 58% | 0% | 0% | 2 | 6% | 0% | 0% | 1 |  | 0% | 0% | 1 | 0.09 | 0% | 0% | 1 | 3% | 0% | 0% | 1 | 0 | 2 | 57% | 17% | 74% | 3 | 18% | 0% | 0% | 1 | 4% | 0% | 0% | 1 | 4% | 0% | 0% | 1 | 23% | 0% | 0% | 1 | 54% | 0% | 0% | 2 | 5% | 0% | 0% | 1
217 | Midway Green Ridge Services | 0 | 0 | 0 | 0% | 0% | 1 | 0.18 | 0% | 0% | 1 | 6% | 0% | 0% | 1 | 0 | 2 | 86% | 0% | 86% | 5 | 83% | 0% | 0% | 3 | 71% | 0% | 0% | 3 | 81% | 0% | 0% | 3 | 98% | 0% | 0% | 5 | 23% | 0% | 0% | 1 | 4% | 0% | 0% | 1 |  | 0% | 0% | 1 | 0.16 | 0% | 0% | 1 | 21% | 0% | 0% | 1 | 0 | 2 | 69% | 3% | 72% | 3 | 69% | 0% | 0% | 2 | 60% | 0% | 0% | 2 | 61% | 0% | 0% | 2 | 82% | 0% | 0% | 3 | 28% | 0% | 0% | 1 | 6% | 0% | 0% | 1 |  | 0% | 0% | 1 | 0.15 | 0% | 0% | 1 | 34% | 0% | 0% | 1 | 0 | 2 | 50% | 7% | 57% | 3 | 54% | 0% | 0% | 2 | 40% | 0% | 0% | 1 | 42% | 0% | 0% | 1 | 66% | 0% | 0% | 2 | 29% | 0% | 0% | 1 | 5% | 0% | 0% | 1 |  | 0% | 0% | 1 | 0.13 | 0% | 0% | 1 | 37% | 0% | 0% | 1 | 0 | 2 | 42% | 9% | 51% | 3 | 52% | 0% | 0% | 2 | 35% | 0% | 0% | 1 | 38% | 0% | 0% | 1 | 62% | 0% | 0% | 2 | 29% | 0% | 0% | 1 | 6% | 0% | 0% | 1
218 | Lerdo | 0 | 0 | 10 | 0% | 0% | 1 | 0.13 | 0% | 0% | 1 | 73% | 0% | 0% | 2 | 0 | 2 | 4% | 0% | 4% | 1 | 25% | 0% | 0% | 1 | 0% | 0% | 0% | 1 | 0% | 0% | 0% | 1 | 25% | 0% | 0% | 1 | 0% | 0% | 0% | 1 | 2% | 0% | 0% | 1 |  | 0% | 0% | 1 | 0.12 | 0% | 0% | 1 | 62% | 0% | 0% | 2 | 0 | 2 | 21% | 0% | 21% | 2 | 29% | 0% | 0% | 1 | 1% | 0% | 0% | 1 | 9% | 0% | 0% | 1 | 33% | 0% | 0% | 1 | 3% | 0% | 0% | 1 | 1% | 0% | 0% | 1 |  | 0% | 0% | 1 | 0.11 | 0% | 0% | 1 | 53% | 0% | 0% | 2 | 0 | 2 | 30% | 0% | 30% | 2 | 37% | 0% | 0% | 1 | 9% | 0% | 0% | 1 | 22% | 0% | 0% | 1 | 48% | 0% | 0% | 1 | 5% | 0% | 0% | 1 | 4% | 0% | 0% | 1 |  | 0% | 0% | 1 | 0.11 | 0% | 0% | 1 | 47% | 0% | 0% | 1 | 0 | 2 | 28% | 0% | 28% | 2 | 36% | 0% | 0% | 1 | 14% | 0% | 0% | 1 | 30% | 0% | 0% | 1 | 51% | 0% | 0% | 2 | 12% | 0% | 0% | 1 | 4% | 0% | 0% | 1
219 | Tulucay | 0 | 0 | 10 | 0% | 0% | 1 | 0.13 | 0% | 0% | 1 | 27% | 0% | 0% | 1 | 0 | 2 | 25% | 0% | 25% | 2 | 75% | 0% | 0% | 3 | 7% | 0% | 0% | 1 | 30% | 0% | 0% | 1 | 87% | 0% | 0% | 3 | 25% | 0% | 0% | 1 | 6% | 0% | 0% | 1 |  | 0% | 0% | 1 | 0.22 | 0% | 0% | 1 | 22% | 0% | 0% | 1 | 0 | 2 | 28% | 0% | 28% | 2 | 64% | 0% | 0% | 2 | 9% | 0% | 0% | 1 | 32% | 0% | 0% | 1 | 78% | 0% | 0% | 3 | 30% | 0% | 0% | 1 | 9% | 0% | 0% | 1 |  | 0% | 0% | 1 | 0.27 | 0% | 0% | 1 | 16% | 0% | 0% | 1 | 0 | 2 | 30% | 0% | 30% | 2 | 62% | 0% | 0% | 2 | 13% | 0% | 0% | 1 | 34% | 0% | 0% | 1 | 79% | 0% | 0% | 3 | 33% | 0% | 0% | 1 | 9% | 0% | 0% | 1 |  | 0% | 0% | 1 | 0.25 | 0% | 0% | 1 | 13% | 0% | 0% | 1 | 0 | 2 | 39% | 0% | 39% | 2 | 62% | 0% | 0% | 2 | 19% | 0% | 0% | 1 | 37% | 0% | 0% | 1 | 80% | 0% | 0% | 3 | 32% | 0% | 0% | 1 | 10% | 0% | 0% | 1
220 | McCall | 0 | 0 | 10 | 0% | 0% | 1 | 0.23 | 0% | 0% | 1 | 80% | 0% | 0% | 3 | 0 | 2 | 0% | 0% | 0% | 1 | 0% | 0% | 0% | 1 | 0% | 0% | 0% | 1 | 0% | 0% | 0% | 1 | 0% | 0% | 0% | 1 | 0% | 0% | 0% | 1 | 0% | 0% | 0% | 1 |  | 0% | 0% | 1 | 0.22 | 0% | 0% | 1 | 74% | 0% | 0% | 2 | 0 | 2 | 0% | 0% | 0% | 1 | 0% | 0% | 0% | 1 | 0% | 0% | 0% | 1 | 0% | 0% | 0% | 1 | 0% | 0% | 0% | 1 | 0% | 0% | 0% | 1 | 2% | 0% | 0% | 1 |  | 0% | 0% | 1 | 0.22 | 0% | 0% | 1 | 65% | 0% | 0% | 2 | 0 | 2 | 2% | 0% | 2% | 1 | 2% | 0% | 0% | 1 | 3% | 0% | 0% | 1 | 4% | 0% | 0% | 1 | 5% | 0% | 0% | 1 | 1% | 0% | 0% | 1 | 2% | 0% | 0% | 1 |  | 0% | 0% | 1 | 0.19 | 0% | 0% | 1 | 54% | 0% | 0% | 2 | 0 | 2 | 8% | 0% | 8% | 1 | 12% | 0% | 0% | 1 | 13% | 0% | 0% | 1 | 16% | 0% | 0% | 1 | 21% | 0% | 0% | 1 | 5% | 0% | 0% | 1 | 4% | 0% | 0% | 1
221 | Notre Dame | 0 | 0 | 10 | 0% | 0% | 1 | 0.16 | 0% | 0% | 1 | 34% | 0% | 0% | 1 | 0 | 2 | 36% | 0% | 36% | 2 | 65% | 0% | 0% | 2 | 47% | 0% | 0% | 1 | 64% | 0% | 0% | 2 | 67% | 0% | 0% | 2 | 51% | 0% | 0% | 2 | 16% | 0% | 0% | 1 |  | 0% | 0% | 1 | 0.13 | 0% | 0% | 1 | 38% | 0% | 0% | 1 | 0 | 2 | 31% | 0% | 31% | 2 | 63% | 0% | 0% | 2 | 26% | 0% | 0% | 1 | 49% | 0% | 0% | 1 | 71% | 0% | 0% | 3 | 33% | 0% | 0% | 1 | 13% | 0% | 0% | 1 |  | 0% | 0% | 1 | 0.11 | 0% | 0% | 1 | 34% | 0% | 0% | 1 | 0 | 2 | 31% | 0% | 31% | 2 | 62% | 0% | 0% | 2 | 19% | 0% | 0% | 1 | 44% | 0% | 0% | 1 | 75% | 0% | 0% | 3 | 27% | 0% | 0% | 1 | 15% | 0% | 0% | 1 |  | 0% | 0% | 1 | 0.1 | 0% | 0% | 1 | 33% | 0% | 0% | 1 | 0 | 2 | 25% | 5% | 30% | 2 | 54% | 0% | 0% | 2 | 17% | 0% | 0% | 1 | 41% | 0% | 0% | 1 | 71% | 0% | 0% | 3 | 23% | 0% | 0% | 1 | 13% | 0% | 0% | 1
222 | Martinez | 0 | 0 | 10 | 0% | 0% | 1 | 0.75 | 0% | 0% | 1 | 0% | 0% | 0% | 1 | 0 | 2 | 46% | 0% | 46% | 2 | 1% | 0% | 0% | 1 | 41% | 0% | 0% | 1 | 50% | 0% | 0% | 2 | 62% | 0% | 0% | 2 | 7% | 0% | 0% | 1 | 5% | 0% | 0% | 1 |  | 0% | 0% | 1 | 0.73 | 0% | 0% | 1 | 0% | 0% | 0% | 1 | 0 | 2 | 40% | 0% | 40% | 2 | 21% | 0% | 0% | 1 | 49% | 0% | 0% | 1 | 56% | 0% | 0% | 2 | 75% | 0% | 0% | 3 | 14% | 0% | 0% | 1 | 15% | 0% | 0% | 1 |  | 0% | 0% | 1 | 0.55 | 0% | 0% | 1 | 1% | 0% | 0% | 1 | 0 | 2 | 41% | 0% | 41% | 2 | 37% | 0% | 0% | 1 | 47% | 0% | 0% | 1 | 57% | 0% | 0% | 2 | 81% | 0% | 0% | 3 | 17% | 0% | 0% | 1 | 21% | 0% | 0% | 1 |  | 0% | 0% | 1 | 0.28 | 0% | 0% | 1 | 6% | 0% | 0% | 1 | 0 | 2 | 52% | 0% | 52% | 3 | 38% | 0% | 0% | 1 | 38% | 0% | 0% | 1 | 48% | 0% | 0% | 1 | 72% | 0% | 0% | 3 | 18% | 0% | 0% | 1 | 15% | 0% | 0% | 1
223 | San Bernardino | 0 | 0 | 10 | 0% | 0% | 1 | 0.28 | 0% | 0% | 1 | 2% | 0% | 0% | 1 | 0 | 2 | 72% | 0% | 72% | 3 | 0% | 0% | 0% | 1 | 64% | 0% | 0% | 2 | 100% | 0% | 0% | 5 | 100% | 0% | 0% | 5 | 48% | 0% | 0% | 1 | 2% | 0% | 0% | 1 |  | 0% | 0% | 1 | 0.27 | 0% | 0% | 1 | 2% | 0% | 0% | 1 | 0 | 2 | 54% | 41% | 95% | 5 | 34% | 0% | 0% | 1 | 43% | 0% | 0% | 1 | 54% | 0% | 0% | 2 | 80% | 0% | 0% | 3 | 45% | 0% | 0% | 1 | 6% | 0% | 0% | 1 |  | 0% | 0% | 1 | 0.26 | 0% | 0% | 1 | 1% | 0% | 0% | 1 | 0 | 2 | 49% | 47% | 96% | 5 | 47% | 0% | 0% | 1 | 35% | 0% | 0% | 1 | 55% | 0% | 0% | 2 | 79% | 0% | 0% | 3 | 39% | 0% | 0% | 1 | 5% | 0% | 0% | 1 |  | 0% | 0% | 1 | 0.21 | 0% | 0% | 1 | 2% | 0% | 0% | 1 | 0 | 2 | 52% | 41% | 93% | 5 | 47% | 0% | 0% | 1 | 40% | 0% | 0% | 1 | 62% | 0% | 0% | 2 | 82% | 0% | 0% | 3 | 43% | 0% | 0% | 1 | 6% | 0% | 0% | 1
224 | Las Positas | 0 | 0 | 0 | 0% | 0% | 1 | 0.1 | 0% | 0% | 1 | 1% | 0% | 0% | 1 | 0 | 2 | 96% | 0% | 96% | 5 | 69% | 0% | 0% | 2 | 64% | 0% | 0% | 2 | 77% | 0% | 0% | 3 | 89% | 0% | 0% | 3 | 27% | 0% | 0% | 1 | 8% | 0% | 0% | 1 |  | 0% | 0% | 1 | 0.12 | 0% | 0% | 1 | 0% | 0% | 0% | 1 | 0 | 2 | 96% | 2% | 98% | 5 | 68% | 0% | 0% | 2 | 60% | 0% | 0% | 2 | 71% | 0% | 0% | 3 | 89% | 0% | 0% | 3 | 37% | 0% | 0% | 1 | 6% | 0% | 0% | 1 |  | 0% | 0% | 1 | 0.15 | 0% | 0% | 1 | 10% | 0% | 0% | 1 | 0 | 2 | 76% | 9% | 85% | 5 | 65% | 0% | 0% | 2 | 59% | 0% | 0% | 2 | 66% | 0% | 0% | 2 | 86% | 0% | 0% | 3 | 40% | 0% | 0% | 1 | 6% | 0% | 0% | 1 |  | 0% | 0% | 1 | 0.12 | 0% | 0% | 1 | 20% | 0% | 0% | 1 | 0 | 2 | 63% | 10% | 73% | 3 | 61% | 0% | 0% | 2 | 43% | 0% | 0% | 1 | 49% | 0% | 0% | 1 | 75% | 0% | 0% | 3 | 41% | 0% | 0% | 1 | 6% | 0% | 0% | 1
225 | Pomerado | 0 | 0 | 10 | 0% | 0% | 1 | 0.21 | 0% | 0% | 1 | 0% | 0% | 0% | 1 | 0 | 2 | 11% | 89% | 100% | 5 | 76% | 0% | 0% | 3 | 38% | 0% | 0% | 1 | 57% | 0% | 0% | 2 | 100% | 0% | 0% | 5 | 21% | 0% | 0% | 1 | 1% | 0% | 0% | 1 |  | 0% | 0% | 1 | 0.29 | 0% | 0% | 1 | 1% | 0% | 0% | 1 | 0 | 2 | 38% | 56% | 94% | 5 | 71% | 0% | 0% | 3 | 62% | 0% | 0% | 2 | 69% | 0% | 0% | 2 | 97% | 0% | 0% | 5 | 14% | 0% | 0% | 1 | 4% | 0% | 0% | 1 |  | 0% | 0% | 1 | 0.23 | 0% | 0% | 1 | 1% | 0% | 0% | 1 | 0 | 2 | 28% | 66% | 94% | 5 | 61% | 0% | 0% | 2 | 44% | 0% | 0% | 1 | 57% | 0% | 0% | 2 | 83% | 0% | 0% | 3 | 31% | 0% | 0% | 1 | 4% | 0% | 0% | 1 |  | 0% | 0% | 1 | 0.24 | 0% | 0% | 1 | 1% | 0% | 0% | 1 | 0 | 2 | 19% | 74% | 93% | 5 | 46% | 0% | 0% | 1 | 25% | 0% | 0% | 1 | 36% | 0% | 0% | 1 | 64% | 0% | 0% | 2 | 42% | 0% | 0% | 1 | 5% | 0% | 0% | 1
226 | Altamont Midway (Sandhill) | 0 | 0 | 10 | 0% | 0% | 1 | 0.07 | 0% | 0% | 1 | 0% | 0% | 0% | 1 | 0 | 2 | 99% | 0% | 99% | 5 | 94% | 0% | 0% | 4 | 46% | 0% | 0% | 1 | 73% | 0% | 0% | 3 | 100% | 0% | 0% | 5 | 17% | 0% | 0% | 1 | 7% | 0% | 0% | 1 |  | 0% | 0% | 1 | 0.15 | 0% | 0% | 1 | 11% | 0% | 0% | 1 | 0 | 2 | 81% | 1% | 82% | 5 | 65% | 0% | 0% | 2 | 64% | 0% | 0% | 2 | 69% | 0% | 0% | 2 | 89% | 0% | 0% | 3 | 25% | 0% | 0% | 1 | 7% | 0% | 0% | 1 |  | 0% | 0% | 1 | 0.14 | 0% | 0% | 1 | 23% | 0% | 0% | 1 | 0 | 2 | 62% | 5% | 67% | 3 | 54% | 0% | 0% | 2 | 51% | 0% | 0% | 2 | 55% | 0% | 0% | 2 | 72% | 0% | 0% | 3 | 29% | 0% | 0% | 1 | 6% | 0% | 0% | 1 |  | 0% | 0% | 1 | 0.14 | 0% | 0% | 1 | 32% | 0% | 0% | 1 | 0 | 2 | 50% | 7% | 57% | 3 | 52% | 0% | 0% | 2 | 37% | 0% | 0% | 1 | 41% | 0% | 0% | 1 | 65% | 0% | 0% | 2 | 31% | 0% | 0% | 1 | 6% | 0% | 0% | 1
227 | Wheeler Ridge | 500 | 5000 | 10 | 231.7% | 6.686% | 4 | 0.08 | 156.7% | 4.466% | 3 | 86% | 164.1% | 5.103% | 4 | 0 | 2 | 0% | 0% | 0% | 1 | 5% | 11.75% | 0% | 1 | 13% | 12.91% | 0% | 1 | 18% | 13.73% | 0% | 1 | 20% | 14.07% | 0% | 1 | 0% | 11.19% | 0% | 1 | 2% | 11.41% | 0% | 1 |  | 30.76% | 0% | 2 | 0.07 | 24.78% | 0% | 2 | 68% | 23.64% | 0% | 2 | 0 | 2 | 8% | 0% | 8% | 1 | 15% | 3.488% | 0% | 1 | 23% | 3.847% | 0% | 1 | 35% | 4.556% | 0% | 1 | 39% | 4.846% | 0% | 1 | 2% | 3.051% | 0% | 1 | 2% | 3.034% | 0% | 1 |  | 14.77% | 0% | 1 | 0.08 | 11.89% | 0% | 1 | 62% | 23.64% | 0% | 2 | 0 | 2 | 14% | 0% | 14% | 1 | 20% | 2.171% | 0% | 1 | 22% | 2.211% | 0% | 1 | 34% | 2.634% | 0% | 1 | 43% | 3.053% | 0% | 1 | 6% | 1.83% | 0% | 1 | 1% | 1.754% | 0% | 1 |  | 10.18% | 0% | 1 | 0.09 | 7.408% | 0% | 1 | 55% | 23.64% | 0% | 2 | 0 | 2 | 19% | 1% | 20% | 2 | 26% | 1.568% | 0% | 1 | 24% | 1.536% | 0% | 1 | 36% | 1.829% | 0% | 1 | 49% | 2.298% | 0% | 1 | 9% | 1.279% | 0% | 1 | 2% | 1.185% | 0% | 1
228 | El Cajon | 0 | 0 | 10 | 0% | 0% | 1 | 0.3 | 0% | 0% | 1 | 0% | 0% | 0% | 1 | 0 | 2 | 91% | 0% | 91% | 5 | 99% | 0% | 0% | 5 | 100% | 0% | 0% | 5 | 1% | 0% | 0% | 1 | 100% | 0% | 0% | 5 | 0% | 0% | 0% | 1 | 8% | 0% | 0% | 1 |  | 0% | 0% | 1 | 0.24 | 0% | 0% | 1 | 1% | 0% | 0% | 1 | 0 | 2 | 58% | 42% | 100% | 5 | 62% | 0% | 0% | 2 | 61% | 0% | 0% | 2 | 63% | 0% | 0% | 2 | 87% | 0% | 0% | 3 | 24% | 0% | 0% | 1 | 6% | 0% | 0% | 1 |  | 0% | 0% | 1 | 0.23 | 0% | 0% | 1 | 0% | 0% | 0% | 1 | 0 | 2 | 26% | 67% | 93% | 5 | 44% | 0% | 0% | 1 | 47% | 0% | 0% | 1 | 75% | 0% | 0% | 3 | 89% | 0% | 0% | 3 | 32% | 0% | 0% | 1 | 3% | 0% | 0% | 1 |  | 0% | 0% | 1 | 0.21 | 0% | 0% | 1 | 0% | 0% | 0% | 1 | 0 | 2 | 24% | 67% | 91% | 5 | 35% | 0% | 0% | 1 | 41% | 0% | 0% | 1 | 65% | 0% | 0% | 2 | 77% | 0% | 0% | 3 | 39% | 0% | 0% | 1 | 4% | 0% | 0% | 1
229 | Ellis | 0 | 0 | 10 | 0% | 0% | 1 | 0.69 | 0% | 0% | 1 | 0% | 0% | 0% | 1 | 0 | 2 | 0% | 0% | 0% | 1 | 0% | 0% | 0% | 1 | 22% | 0% | 0% | 1 | 100% | 0% | 0% | 5 | 100% | 0% | 0% | 5 | 0% | 0% | 0% | 1 | 9% | 0% | 0% | 1 |  | 0% | 0% | 1 | 0.51 | 0% | 0% | 1 | 0% | 0% | 0% | 1 | 0 | 2 | 0% | 0% | 0% | 1 | 2% | 0% | 0% | 1 | 28% | 0% | 0% | 1 | 96% | 0% | 0% | 5 | 99% | 0% | 0% | 5 | 0% | 0% | 0% | 1 | 7% | 0% | 0% | 1 |  | 0% | 0% | 1 | 0.51 | 0% | 0% | 1 | 0% | 0% | 0% | 1 | 0 | 2 | 5% | 0% | 5% | 1 | 5% | 0% | 0% | 1 | 22% | 0% | 0% | 1 | 77% | 0% | 0% | 3 | 82% | 0% | 0% | 3 | 1% | 0% | 0% | 1 | 7% | 0% | 0% | 1 |  | 0% | 0% | 1 | 0.49 | 0% | 0% | 1 | 0% | 0% | 0% | 1 | 0 | 2 | 17% | 22% | 39% | 4 | 19% | 0% | 0% | 1 | 23% | 0% | 0% | 1 | 61% | 0% | 0% | 2 | 78% | 0% | 0% | 3 | 25% | 0% | 0% | 1 | 8% | 0% | 0% | 1
230 | French Camp | 0 | 0 | 10 | 0% | 0% | 1 | 0.14 | 0% | 0% | 1 | 81% | 0% | 0% | 3 | 0 | 2 | 0% | 0% | 0% | 1 | 0% | 0% | 0% | 1 | 2% | 0% | 0% | 1 | 2% | 0% | 0% | 1 | 2% | 0% | 0% | 1 | 0% | 0% | 0% | 1 | 2% | 0% | 0% | 1 |  | 0% | 0% | 1 | 0.19 | 0% | 0% | 1 | 73% | 0% | 0% | 2 | 0 | 2 | 0% | 0% | 0% | 1 | 8% | 0% | 0% | 1 | 1% | 0% | 0% | 1 | 2% | 0% | 0% | 1 | 10% | 0% | 0% | 1 | 0% | 0% | 0% | 1 | 4% | 0% | 0% | 1 |  | 0% | 0% | 1 | 0.17 | 0% | 0% | 1 | 71% | 0% | 0% | 2 | 0 | 2 | 0% | 0% | 0% | 1 | 18% | 0% | 0% | 1 | 7% | 0% | 0% | 1 | 10% | 0% | 0% | 1 | 25% | 0% | 0% | 1 | 0% | 0% | 0% | 1 | 4% | 0% | 0% | 1 |  | 0% | 0% | 1 | 0.17 | 0% | 0% | 1 | 60% | 0% | 0% | 2 | 0 | 2 | 9% | 0% | 9% | 1 | 27% | 0% | 0% | 1 | 17% | 0% | 0% | 1 | 24% | 0% | 0% | 1 | 41% | 0% | 0% | 1 | 3% | 0% | 0% | 1 | 6% | 0% | 0% | 1
231 | Exchequer | 0 | 0 | 10 | 0% | 0% | 1 | 0.07 | 0% | 0% | 1 | 0% | 0% | 0% | 1 | 0 | 2 | 60% | 0% | 60% | 3 | 80% | 0% | 0% | 3 | 14% | 0% | 0% | 1 | 4% | 0% | 0% | 1 | 86% | 0% | 0% | 3 | 76% | 0% | 0% | 3 | 2% | 0% | 0% | 1 |  | 0% | 0% | 1 | 0.07 | 0% | 0% | 1 | 0% | 0% | 0% | 1 | 0 | 2 | 71% | 3% | 74% | 3 | 85% | 0% | 0% | 3 | 30% | 0% | 0% | 1 | 34% | 0% | 0% | 1 | 92% | 0% | 0% | 4 | 77% | 0% | 0% | 3 | 12% | 0% | 0% | 1 |  | 0% | 0% | 1 | 0.08 | 0% | 0% | 1 | 5% | 0% | 0% | 1 | 0 | 2 | 68% | 9% | 77% | 5 | 81% | 0% | 0% | 3 | 37% | 0% | 0% | 1 | 44% | 0% | 0% | 1 | 90% | 0% | 0% | 4 | 66% | 0% | 0% | 2 | 13% | 0% | 0% | 1 |  | 0% | 0% | 1 | 0.08 | 0% | 0% | 1 | 9% | 0% | 0% | 1 | 0 | 2 | 66% | 10% | 76% | 5 | 69% | 0% | 0% | 2 | 43% | 0% | 0% | 1 | 46% | 0% | 0% | 1 | 87% | 0% | 0% | 3 | 52% | 0% | 0% | 2 | 12% | 0% | 0% | 1
232 | Higgins | 0 | 0 | 10 | 0% | 0% | 1 | 0.4 | 0% | 0% | 1 | 2% | 0% | 0% | 1 | 0 | 2 | 95% | 0% | 95% | 5 | 93% | 0% | 0% | 4 | 0% | 0% | 0% | 1 | 1% | 0% | 0% | 1 | 93% | 0% | 0% | 4 | 9% | 0% | 0% | 1 | 7% | 0% | 0% | 1 |  | 0% | 0% | 1 | 0.34 | 0% | 0% | 1 | 1% | 0% | 0% | 1 | 0 | 2 | 94% | 1% | 95% | 5 | 85% | 0% | 0% | 3 | 6% | 0% | 0% | 1 | 11% | 0% | 0% | 1 | 85% | 0% | 0% | 3 | 22% | 0% | 0% | 1 | 6% | 0% | 0% | 1 |  | 0% | 0% | 1 | 0.34 | 0% | 0% | 1 | 2% | 0% | 0% | 1 | 0 | 2 | 83% | 7% | 90% | 5 | 81% | 0% | 0% | 3 | 6% | 0% | 0% | 1 | 11% | 0% | 0% | 1 | 83% | 0% | 0% | 3 | 20% | 0% | 0% | 1 | 9% | 0% | 0% | 1 |  | 0% | 0% | 1 | 0.28 | 0% | 0% | 1 | 4% | 0% | 0% | 1 | 0 | 2 | 71% | 14% | 85% | 5 | 74% | 0% | 0% | 3 | 11% | 0% | 0% | 1 | 14% | 0% | 0% | 1 | 82% | 0% | 0% | 3 | 19% | 0% | 0% | 1 | 9% | 0% | 0% | 1
233 | Mead | 0 | 0 | 0 | 0% | 0% | 1 | 0 | 0% | 0% | 1 | 0% | 0% | 0% | 1 | 0 | 2 | 0% | 0% | 0% | 1 | 0% | 0% | 0% | 1 | 0% | 0% | 0% | 1 | 0% | 0% | 0% | 1 | 0% | 0% | 0% | 1 | 0% | 0% | 0% | 1 | 0% | 0% | 0% | 1 |  | 0% | 0% | 1 | 0 | 0% | 0% | 1 | 0% | 0% | 0% | 1 | 0 | 2 | 0% | 0% | 0% | 1 | 0% | 0% | 0% | 1 | 0% | 0% | 0% | 1 | 0% | 0% | 0% | 1 | 0% | 0% | 0% | 1 | 0% | 0% | 0% | 1 | 0% | 0% | 0% | 1 |  | 0% | 0% | 1 | 0 | 0% | 0% | 1 | 0% | 0% | 0% | 1 | 0 | 2 | 0% | 0% | 0% | 1 | 0% | 0% | 0% | 1 | 0% | 0% | 0% | 1 | 0% | 0% | 0% | 1 | 0% | 0% | 0% | 1 | 0% | 0% | 0% | 1 | 0% | 0% | 0% | 1 |  | 0% | 0% | 1 | 0 | 0% | 0% | 1 | 0% | 0% | 0% | 1 | 0 | 2 | 0% | 0% | 0% | 1 | 0% | 0% | 0% | 1 | 0% | 0% | 0% | 1 | 0% | 0% | 0% | 1 | 0% | 0% | 0% | 1 | 0% | 0% | 0% | 1 | 0% | 0% | 0% | 1
234 | Kearney | 0 | 0 | 10 | 0% | 0% | 1 | 0.17 | 0% | 0% | 1 | 67% | 0% | 0% | 2 | 0 | 2 | 0% | 0% | 0% | 1 | 0% | 0% | 0% | 1 | 0% | 0% | 0% | 1 | 0% | 0% | 0% | 1 | 0% | 0% | 0% | 1 | 0% | 0% | 0% | 1 | 0% | 0% | 0% | 1 |  | 0% | 0% | 1 | 0.19 | 0% | 0% | 1 | 69% | 0% | 0% | 2 | 0 | 2 | 0% | 0% | 0% | 1 | 2% | 0% | 0% | 1 | 0% | 0% | 0% | 1 | 0% | 0% | 0% | 1 | 3% | 0% | 0% | 1 | 0% | 0% | 0% | 1 | 0% | 0% | 0% | 1 |  | 0% | 0% | 1 | 0.18 | 0% | 0% | 1 | 62% | 0% | 0% | 2 | 0 | 2 | 3% | 0% | 3% | 1 | 7% | 0% | 0% | 1 | 8% | 0% | 0% | 1 | 8% | 0% | 0% | 1 | 13% | 0% | 0% | 1 | 0% | 0% | 0% | 1 | 1% | 0% | 0% | 1 |  | 0% | 0% | 1 | 0.17 | 0% | 0% | 1 | 51% | 0% | 0% | 2 | 0 | 2 | 9% | 0% | 9% | 1 | 16% | 0% | 0% | 1 | 16% | 0% | 0% | 1 | 16% | 0% | 0% | 1 | 28% | 0% | 0% | 1 | 3% | 0% | 0% | 1 | 5% | 0% | 0% | 1
235 | Waukena | 0 | 0 | 10 | 0% | 0% | 1 | 0.07 | 0% | 0% | 1 | 27% | 0% | 0% | 1 | 0 | 2 | 0% | 0% | 0% | 1 | 9% | 0% | 0% | 1 | 0% | 0% | 0% | 1 | 27% | 0% | 0% | 1 | 35% | 0% | 0% | 1 | 2% | 0% | 0% | 1 | 9% | 0% | 0% | 1 |  | 0% | 0% | 1 | 0.07 | 0% | 0% | 1 | 35% | 0% | 0% | 1 | 0 | 2 | 0% | 0% | 0% | 1 | 6% | 0% | 0% | 1 | 2% | 0% | 0% | 1 | 11% | 0% | 0% | 1 | 16% | 0% | 0% | 1 | 1% | 0% | 0% | 1 | 5% | 0% | 0% | 1 |  | 0% | 0% | 1 | 0.08 | 0% | 0% | 1 | 35% | 0% | 0% | 1 | 0 | 2 | 1% | 0% | 1% | 1 | 13% | 0% | 0% | 1 | 1% | 0% | 0% | 1 | 6% | 0% | 0% | 1 | 18% | 0% | 0% | 1 | 0% | 0% | 0% | 1 | 3% | 0% | 0% | 1 |  | 0% | 0% | 1 | 0.09 | 0% | 0% | 1 | 36% | 0% | 0% | 1 | 0 | 2 | 3% | 0% | 3% | 1 | 17% | 0% | 0% | 1 | 4% | 0% | 0% | 1 | 9% | 0% | 0% | 1 | 25% | 0% | 0% | 1 | 0% | 0% | 0% | 1 | 3% | 0% | 0% | 1
236 | Lamont | 131.2 | 1312 | 10 | 28.57% | 0% | 2 | 0.12 | 999% | 4.433% | 3 | 85% | 0% | 0% | 3 | 0 | 2 | 1% | 0% | 1% | 1 | 0% | 3.973% | 0% | 1 | 1% | 4.007% | 0% | 1 | 10% | 4.419% | 0% | 1 | 10% | 4.419% | 0% | 1 | 0% | 3.973% | 0% | 1 | 0% | 3.973% | 0% | 1 |  | 7.46% | 0% | 1 | 0.1 | 19.98% | 0% | 1 | 58% | 0% | 0% | 2 | 0 | 2 | 11% | 0% | 11% | 1 | 26% | 1.59% | 0% | 1 | 13% | 1.361% | 0% | 1 | 23% | 1.54% | 0% | 1 | 37% | 1.858% | 0% | 1 | 13% | 1.357% | 0% | 1 | 2% | 1.203% | 0% | 1 |  | 5.005% | 0% | 1 | 0.1 | 3.196% | 0% | 1 | 44% | 0% | 0% | 1 | 0 | 2 | 27% | 1% | 28% | 2 | 43% | 0.9233% | 0% | 1 | 21% | 0.662% | 0% | 1 | 32% | 0.7674% | 0% | 1 | 54% | 1.141% | 0% | 2 | 23% | 0.6788% | 0% | 1 | 2% | 0.532% | 0% | 1 |  | 2.313% | 0% | 1 | 0.11 | 1.541% | 0% | 1 | 41% | 0% | 0% | 1 | 0 | 2 | 29% | 4% | 33% | 2 | 42% | 0.503% | 0% | 1 | 21% | 0.3682% | 0% | 1 | 32% | 0.4292% | 0% | 1 | 54% | 0.6356% | 0% | 2 | 22% | 0.3743% | 0% | 1 | 3% | 0.2985% | 0% | 1
237 | Kramer | 274 | 2740 | 10 | 999.9% | 42.04% | 5 | 0.4 | 1651% | 110.5% | 5 | 0% | 0% | 0% | 1 | 0 | 2 | 0% | 0% | 0% | 1 | 100% | 999% | 42.04% | 5 | 52% | 86.79% | 0% | 4 | 0% | 42.04% | 0% | 2 | 100% | 999% | 42.04% | 5 | 28% | 58.12% | 0% | 3 | 1% | 42.61% | 0% | 2 |  | 281% | 7.742% | 4 | 0.31 | 81.94% | 0% | 3 | 0% | 0% | 0% | 1 | 0 | 2 | 0% | 0% | 0% | 1 | 94% | 199.3% | 6.095% | 4 | 34% | 17.53% | 0% | 1 | 0% | 11.53% | 0% | 1 | 96% | 257.5% | 7.381% | 5 | 42% | 19.73% | 0% | 1 | 0% | 11.58% | 0% | 1 |  | 32.21% | 0% | 2 | 0.27 | 29.19% | 0% | 2 | 0% | 0% | 0% | 1 | 0 | 2 | 0% | 0% | 0% | 1 | 52% | 7.882% | 0% | 2 | 34% | 5.751% | 0% | 1 | 4% | 3.911% | 0% | 1 | 75% | 15.12% | 0% | 3 | 52% | 7.799% | 0% | 2 | 1% | 3.823% | 0% | 1 |  | 6.93% | 0% | 1 | 0.41 | 23.17% | 0% | 2 | 0% | 0% | 0% | 1 | 0 | 2 | 0% | 0% | 0% | 1 | 40% | 3.219% | 0% | 1 | 27% | 2.61% | 0% | 1 | 3% | 1.975% | 0% | 1 | 60% | 4.793% | 0% | 2 | 40% | 3.19% | 0% | 1 | 1% | 1.931% | 0% | 1
238 | New Colgate | 0 | 0 | 0 | 0% | 0% | 1 | 0.17 | 0% | 0% | 1 | 0% | 0% | 0% | 1 | 0 | 2 | 63% | 35% | 98% | 5 | 97% | 0% | 0% | 5 | 1% | 0% | 0% | 1 | 17% | 0% | 0% | 1 | 97% | 0% | 0% | 5 | 25% | 0% | 0% | 1 | 3% | 0% | 0% | 1 |  | 0% | 0% | 1 | 0.2 | 0% | 0% | 1 | 0% | 0% | 0% | 1 | 0 | 2 | 62% | 34% | 96% | 5 | 87% | 0% | 0% | 3 | 11% | 0% | 0% | 1 | 22% | 0% | 0% | 1 | 93% | 0% | 0% | 4 | 26% | 0% | 0% | 1 | 3% | 0% | 0% | 1 |  | 0% | 0% | 1 | 0.21 | 0% | 0% | 1 | 0% | 0% | 0% | 1 | 0 | 2 | 60% | 32% | 92% | 5 | 77% | 0% | 0% | 3 | 13% | 0% | 0% | 1 | 22% | 0% | 0% | 1 | 85% | 0% | 0% | 3 | 26% | 0% | 0% | 1 | 4% | 0% | 0% | 1 |  | 0% | 0% | 1 | 0.2 | 0% | 0% | 1 | 2% | 0% | 0% | 1 | 0 | 2 | 53% | 31% | 84% | 5 | 68% | 0% | 0% | 2 | 13% | 0% | 0% | 1 | 19% | 0% | 0% | 1 | 79% | 0% | 0% | 3 | 23% | 0% | 0% | 1 | 6% | 0% | 0% | 1
239 | Weber | 0 | 0 | 10 | 0% | 0% | 1 | 0.16 | 0% | 0% | 1 | 42% | 0% | 0% | 1 | 0 | 2 | 0% | 0% | 0% | 1 | 0% | 0% | 0% | 1 | 0% | 0% | 0% | 1 | 1% | 0% | 0% | 1 | 1% | 0% | 0% | 1 | 0% | 0% | 0% | 1 | 2% | 0% | 0% | 1 |  | 0% | 0% | 1 | 0.18 | 0% | 0% | 1 | 71% | 0% | 0% | 2 | 0 | 2 | 0% | 0% | 0% | 1 | 0% | 0% | 0% | 1 | 1% | 0% | 0% | 1 | 5% | 0% | 0% | 1 | 5% | 0% | 0% | 1 | 0% | 0% | 0% | 1 | 2% | 0% | 0% | 1 |  | 0% | 0% | 1 | 0.17 | 0% | 0% | 1 | 65% | 0% | 0% | 2 | 0 | 2 | 1% | 0% | 1% | 1 | 14% | 0% | 0% | 1 | 4% | 0% | 0% | 1 | 12% | 0% | 0% | 1 | 25% | 0% | 0% | 1 | 0% | 0% | 0% | 1 | 5% | 0% | 0% | 1 |  | 0% | 0% | 1 | 0.17 | 0% | 0% | 1 | 59% | 0% | 0% | 2 | 0 | 2 | 8% | 0% | 8% | 1 | 24% | 0% | 0% | 1 | 13% | 0% | 0% | 1 | 22% | 0% | 0% | 1 | 38% | 0% | 0% | 1 | 6% | 0% | 0% | 1 | 8% | 0% | 0% | 1
240 | Malaga | 0 | 0 | 10 | 0% | 0% | 1 | 0.27 | 0% | 0% | 1 | 67% | 0% | 0% | 2 | 0 | 2 | 0% | 0% | 0% | 1 | 0% | 0% | 0% | 1 | 0% | 0% | 0% | 1 | 0% | 0% | 0% | 1 | 0% | 0% | 0% | 1 | 0% | 0% | 0% | 1 | 0% | 0% | 0% | 1 |  | 0% | 0% | 1 | 0.25 | 0% | 0% | 1 | 70% | 0% | 0% | 2 | 0 | 2 | 2% | 0% | 2% | 1 | 0% | 0% | 0% | 1 | 0% | 0% | 0% | 1 | 0% | 0% | 0% | 1 | 0% | 0% | 0% | 1 | 0% | 0% | 0% | 1 | 0% | 0% | 0% | 1 |  | 0% | 0% | 1 | 0.22 | 0% | 0% | 1 | 64% | 0% | 0% | 2 | 0 | 2 | 6% | 0% | 6% | 1 | 7% | 0% | 0% | 1 | 10% | 0% | 0% | 1 | 10% | 0% | 0% | 1 | 12% | 0% | 0% | 1 | 1% | 0% | 0% | 1 | 4% | 0% | 0% | 1 |  | 0% | 0% | 1 | 0.2 | 0% | 0% | 1 | 53% | 0% | 0% | 2 | 0 | 2 | 16% | 0% | 16% | 1 | 18% | 0% | 0% | 1 | 13% | 0% | 0% | 1 | 13% | 0% | 0% | 1 | 24% | 0% | 0% | 1 | 10% | 0% | 0% | 1 | 6% | 0% | 0% | 1
241 | Old Town | 0 | 0 | 10 | 0% | 0% | 1 | 0.32 | 0% | 0% | 1 | 0% | 0% | 0% | 1 | 0 | 2 | 0% | 0% | 0% | 1 | 1% | 0% | 0% | 1 | 5% | 0% | 0% | 1 | 70% | 0% | 0% | 3 | 70% | 0% | 0% | 3 | 0% | 0% | 0% | 1 | 0% | 0% | 0% | 1 |  | 0% | 0% | 1 | 0.21 | 0% | 0% | 1 | 0% | 0% | 0% | 1 | 0 | 2 | 0% | 0% | 0% | 1 | 1% | 0% | 0% | 1 | 17% | 0% | 0% | 1 | 79% | 0% | 0% | 3 | 79% | 0% | 0% | 3 | 0% | 0% | 0% | 1 | 1% | 0% | 0% | 1 |  | 0% | 0% | 1 | 0.21 | 0% | 0% | 1 | 0% | 0% | 0% | 1 | 0 | 2 | 13% | 0% | 13% | 1 | 13% | 0% | 0% | 1 | 28% | 0% | 0% | 1 | 69% | 0% | 0% | 2 | 82% | 0% | 0% | 3 | 1% | 0% | 0% | 1 | 2% | 0% | 0% | 1 |  | 0% | 0% | 1 | 0.21 | 0% | 0% | 1 | 0% | 0% | 0% | 1 | 0 | 2 | 35% | 26% | 61% | 4 | 32% | 0% | 0% | 1 | 59% | 0% | 0% | 2 | 75% | 0% | 0% | 3 | 94% | 0% | 0% | 4 | 19% | 0% | 0% | 1 | 5% | 0% | 0% | 1
242 | Viejo | 0 | 0 | 10 | 0% | 0% | 1 | 0.39 | 0% | 0% | 1 | 1% | 0% | 0% | 1 | 0 | 2 | 30% | 61% | 91% | 5 | 15% | 0% | 0% | 1 | 64% | 0% | 0% | 2 | 80% | 0% | 0% | 3 | 93% | 0% | 0% | 4 | 46% | 0% | 0% | 1 | 11% | 0% | 0% | 1 |  | 0% | 0% | 1 | 0.32 | 0% | 0% | 1 | 0% | 0% | 0% | 1 | 0 | 2 | 32% | 57% | 89% | 5 | 49% | 0% | 0% | 1 | 43% | 0% | 0% | 1 | 59% | 0% | 0% | 2 | 87% | 0% | 0% | 3 | 58% | 0% | 0% | 2 | 14% | 0% | 0% | 1 |  | 0% | 0% | 1 | 0.3 | 0% | 0% | 1 | 0% | 0% | 0% | 1 | 0 | 2 | 23% | 64% | 87% | 5 | 47% | 0% | 0% | 1 | 39% | 0% | 0% | 1 | 55% | 0% | 0% | 2 | 83% | 0% | 0% | 3 | 60% | 0% | 0% | 2 | 10% | 0% | 0% | 1 |  | 0% | 0% | 1 | 0.36 | 0% | 0% | 1 | 1% | 0% | 0% | 1 | 0 | 2 | 35% | 49% | 84% | 5 | 35% | 0% | 0% | 1 | 44% | 0% | 0% | 1 | 57% | 0% | 0% | 2 | 82% | 0% | 0% | 3 | 41% | 0% | 0% | 1 | 8% | 0% | 0% | 1
243 | Shadowridge | 0 | 0 | 10 | 0% | 0% | 1 | 0.55 | 0% | 0% | 1 | 0% | 0% | 0% | 1 | 0 | 2 | 44% | 0% | 44% | 2 | 15% | 0% | 0% | 1 | 48% | 0% | 0% | 1 | 48% | 0% | 0% | 1 | 48% | 0% | 0% | 1 | 0% | 0% | 0% | 1 | 32% | 0% | 0% | 1 |  | 0% | 0% | 1 | 0.37 | 0% | 0% | 1 | 4% | 0% | 0% | 1 | 0 | 2 | 19% | 0% | 19% | 1 | 56% | 0% | 0% | 2 | 22% | 0% | 0% | 1 | 36% | 0% | 0% | 1 | 70% | 0% | 0% | 3 | 6% | 0% | 0% | 1 | 5% | 0% | 0% | 1 |  | 0% | 0% | 1 | 0.37 | 0% | 0% | 1 | 5% | 0% | 0% | 1 | 0 | 2 | 49% | 7% | 56% | 3 | 44% | 0% | 0% | 1 | 20% | 0% | 0% | 1 | 38% | 0% | 0% | 1 | 58% | 0% | 0% | 2 | 5% | 0% | 0% | 1 | 7% | 0% | 0% | 1 |  | 0% | 0% | 1 | 0.36 | 0% | 0% | 1 | 5% | 0% | 0% | 1 | 0 | 2 | 47% | 32% | 79% | 5 | 48% | 0% | 0% | 1 | 20% | 0% | 0% | 1 | 30% | 0% | 0% | 1 | 58% | 0% | 0% | 2 | 18% | 0% | 0% | 1 | 7% | 0% | 0% | 1
244 | Chowchilla | 0 | 0 | 10 | 0% | 0% | 1 | 0.1 | 0% | 0% | 1 | 29% | 0% | 0% | 1 | 0 | 2 | 32% | 0% | 32% | 2 | 23% | 0% | 0% | 1 | 27% | 0% | 0% | 1 | 27% | 0% | 0% | 1 | 37% | 0% | 0% | 1 | 0% | 0% | 0% | 1 | 6% | 0% | 0% | 1 |  | 0% | 0% | 1 | 0.1 | 0% | 0% | 1 | 29% | 0% | 0% | 1 | 0 | 2 | 32% | 0% | 32% | 2 | 38% | 0% | 0% | 1 | 30% | 0% | 0% | 1 | 35% | 0% | 0% | 1 | 53% | 0% | 0% | 2 | 7% | 0% | 0% | 1 | 13% | 0% | 0% | 1 |  | 0% | 0% | 1 | 0.09 | 0% | 0% | 1 | 26% | 0% | 0% | 1 | 0 | 2 | 36% | 0% | 36% | 2 | 48% | 0% | 0% | 1 | 30% | 0% | 0% | 1 | 34% | 0% | 0% | 1 | 62% | 0% | 0% | 2 | 16% | 0% | 0% | 1 | 14% | 0% | 0% | 1 |  | 0% | 0% | 1 | 0.08 | 0% | 0% | 1 | 25% | 0% | 0% | 1 | 0 | 2 | 39% | 0% | 39% | 2 | 54% | 0% | 0% | 2 | 30% | 0% | 0% | 1 | 35% | 0% | 0% | 1 | 68% | 0% | 0% | 2 | 20% | 0% | 0% | 1 | 16% | 0% | 0% | 1
245 | ECO | 0 | 0 | 10 | 0% | 0% | 1 | 0.13 | 0% | 0% | 1 | 0% | 0% | 0% | 1 | 0 | 2 | 0% | 0% | 0% | 1 | 0% | 0% | 0% | 1 | 25% | 0% | 0% | 1 | 35% | 0% | 0% | 1 | 42% | 0% | 0% | 1 | 17% | 0% | 0% | 1 | 5% | 0% | 0% | 1 |  | 0% | 0% | 1 | 0.08 | 0% | 0% | 1 | 0% | 0% | 0% | 1 | 0 | 2 | 34% | 0% | 34% | 2 | 11% | 0% | 0% | 1 | 35% | 0% | 0% | 1 | 35% | 0% | 0% | 1 | 54% | 0% | 0% | 2 | 25% | 0% | 0% | 1 | 2% | 0% | 0% | 1 |  | 0% | 0% | 1 | 0.1 | 0% | 0% | 1 | 0% | 0% | 0% | 1 | 0 | 2 | 35% | 22% | 57% | 4 | 21% | 0% | 0% | 1 | 16% | 0% | 0% | 1 | 33% | 0% | 0% | 1 | 55% | 0% | 0% | 2 | 25% | 0% | 0% | 1 | 1% | 0% | 0% | 1 |  | 0% | 0% | 1 | 0.08 | 0% | 0% | 1 | 0% | 0% | 0% | 1 | 0 | 2 | 23% | 42% | 65% | 5 | 16% | 0% | 0% | 1 | 13% | 0% | 0% | 1 | 22% | 0% | 0% | 1 | 42% | 0% | 0% | 1 | 37% | 0% | 0% | 1 | 1% | 0% | 0% | 1
246 | Roadway | 0 | 0 | 10 | 0% | 0% | 1 | 0.53 | 0% | 0% | 1 | 0% | 0% | 0% | 1 | 0 | 2 | 0% | 0% | 0% | 1 | 46% | 0% | 0% | 1 | 75% | 0% | 0% | 3 | 5% | 0% | 0% | 1 | 88% | 0% | 0% | 3 | 8% | 0% | 0% | 1 | 1% | 0% | 0% | 1 |  | 0% | 0% | 1 | 0.43 | 0% | 0% | 1 | 0% | 0% | 0% | 1 | 0 | 2 | 0% | 0% | 0% | 1 | 40% | 0% | 0% | 1 | 47% | 0% | 0% | 1 | 16% | 0% | 0% | 1 | 65% | 0% | 0% | 2 | 15% | 0% | 0% | 1 | 1% | 0% | 0% | 1 |  | 0% | 0% | 1 | 0.41 | 0% | 0% | 1 | 0% | 0% | 0% | 1 | 0 | 2 | 0% | 0% | 0% | 1 | 29% | 0% | 0% | 1 | 44% | 0% | 0% | 1 | 15% | 0% | 0% | 1 | 58% | 0% | 0% | 2 | 16% | 0% | 0% | 1 | 1% | 0% | 0% | 1 |  | 0% | 0% | 1 | 0.39 | 0% | 0% | 1 | 1% | 0% | 0% | 1 | 0 | 2 | 10% | 1% | 11% | 2 | 44% | 0% | 0% | 1 | 47% | 0% | 0% | 1 | 21% | 0% | 0% | 1 | 69% | 0% | 0% | 2 | 24% | 0% | 0% | 1 | 1% | 0% | 0% | 1
247 | Miguel | 0 | 0 | 10 | 0% | 0% | 1 | 0.57 | 0% | 0% | 1 | 0% | 0% | 0% | 1 | 0 | 2 | 74% | 0% | 74% | 3 | 8% | 0% | 0% | 1 | 98% | 0% | 0% | 5 | 86% | 0% | 0% | 3 | 100% | 0% | 0% | 5 | 45% | 0% | 0% | 1 | 3% | 0% | 0% | 1 |  | 0% | 0% | 1 | 0.18 | 0% | 0% | 1 | 0% | 0% | 0% | 1 | 0 | 2 | 64% | 9% | 73% | 3 | 10% | 0% | 0% | 1 | 83% | 0% | 0% | 3 | 93% | 0% | 0% | 4 | 95% | 0% | 0% | 5 | 39% | 0% | 0% | 1 | 7% | 0% | 0% | 1 |  | 0% | 0% | 1 | 0.22 | 0% | 0% | 1 | 0% | 0% | 0% | 1 | 0 | 2 | 33% | 46% | 79% | 5 | 24% | 0% | 0% | 1 | 59% | 0% | 0% | 2 | 84% | 0% | 0% | 3 | 88% | 0% | 0% | 3 | 27% | 0% | 0% | 1 | 4% | 0% | 0% | 1 |  | 0% | 0% | 1 | 0.21 | 0% | 0% | 1 | 0% | 0% | 0% | 1 | 0 | 2 | 24% | 64% | 88% | 5 | 26% | 0% | 0% | 1 | 48% | 0% | 0% | 1 | 76% | 0% | 0% | 3 | 84% | 0% | 0% | 3 | 37% | 0% | 0% | 1 | 3% | 0% | 0% | 1
248 | Moss Landing | 0 | 0 | 10 | 0% | 0% | 1 | 0.12 | 0% | 0% | 1 | 52% | 0% | 0% | 2 | 0 | 2 | 0% | 0% | 0% | 1 | 0% | 0% | 0% | 1 | 62% | 0% | 0% | 2 | 63% | 0% | 0% | 2 | 64% | 0% | 0% | 2 | 0% | 0% | 0% | 1 | 9% | 0% | 0% | 1 |  | 0% | 0% | 1 | 0.2 | 0% | 0% | 1 | 48% | 0% | 0% | 1 | 0 | 2 | 2% | 0% | 2% | 1 | 5% | 0% | 0% | 1 | 27% | 0% | 0% | 1 | 33% | 0% | 0% | 1 | 38% | 0% | 0% | 1 | 3% | 0% | 0% | 1 | 7% | 0% | 0% | 1 |  | 0% | 0% | 1 | 0.2 | 0% | 0% | 1 | 32% | 0% | 0% | 1 | 0 | 2 | 24% | 0% | 24% | 2 | 29% | 0% | 0% | 1 | 21% | 0% | 0% | 1 | 32% | 0% | 0% | 1 | 56% | 0% | 0% | 2 | 19% | 0% | 0% | 1 | 6% | 0% | 0% | 1 |  | 0% | 0% | 1 | 0.21 | 0% | 0% | 1 | 28% | 0% | 0% | 1 | 0 | 2 | 32% | 0% | 32% | 2 | 27% | 0% | 0% | 1 | 15% | 0% | 0% | 1 | 27% | 0% | 0% | 1 | 49% | 0% | 0% | 1 | 21% | 0% | 0% | 1 | 5% | 0% | 0% | 1
249 | Mendota | 0 | 0 | 10 | 0% | 0% | 1 | 0.07 | 0% | 0% | 1 | 50% | 0% | 0% | 2 | 0 | 2 | 15% | 0% | 15% | 1 | 0% | 0% | 0% | 1 | 4% | 0% | 0% | 1 | 21% | 0% | 0% | 1 | 23% | 0% | 0% | 1 | 0% | 0% | 0% | 1 | 0% | 0% | 0% | 1 |  | 0% | 0% | 1 | 0.07 | 0% | 0% | 1 | 45% | 0% | 0% | 1 | 0 | 2 | 10% | 0% | 10% | 1 | 12% | 0% | 0% | 1 | 5% | 0% | 0% | 1 | 13% | 0% | 0% | 1 | 24% | 0% | 0% | 1 | 0% | 0% | 0% | 1 | 3% | 0% | 0% | 1 |  | 0% | 0% | 1 | 0.07 | 0% | 0% | 1 | 36% | 0% | 0% | 1 | 0 | 2 | 13% | 0% | 13% | 1 | 31% | 0% | 0% | 1 | 9% | 0% | 0% | 1 | 18% | 0% | 0% | 1 | 41% | 0% | 0% | 1 | 3% | 0% | 0% | 1 | 5% | 0% | 0% | 1 |  | 0% | 0% | 1 | 0.07 | 0% | 0% | 1 | 35% | 0% | 0% | 1 | 0 | 2 | 14% | 0% | 14% | 1 | 35% | 0% | 0% | 1 | 11% | 0% | 0% | 1 | 20% | 0% | 0% | 1 | 44% | 0% | 0% | 1 | 6% | 0% | 0% | 1 | 6% | 0% | 0% | 1
250 | Coolwater | 0 | 0 | 10 | 0% | 0% | 1 | 0.23 | 0% | 0% | 1 | 0% | 0% | 0% | 1 | 0 | 2 | 0% | 0% | 0% | 1 | 99% | 0% | 0% | 5 | 81% | 0% | 0% | 3 | 51% | 0% | 0% | 2 | 99% | 0% | 0% | 5 | 39% | 0% | 0% | 1 | 3% | 0% | 0% | 1 |  | 0% | 0% | 1 | 0.21 | 0% | 0% | 1 | 0% | 0% | 0% | 1 | 0 | 2 | 0% | 0% | 0% | 1 | 83% | 0% | 0% | 3 | 33% | 0% | 0% | 1 | 22% | 0% | 0% | 1 | 85% | 0% | 0% | 3 | 46% | 0% | 0% | 1 | 4% | 0% | 0% | 1 |  | 0% | 0% | 1 | 0.25 | 0% | 0% | 1 | 1% | 0% | 0% | 1 | 0 | 2 | 0% | 0% | 0% | 1 | 61% | 0% | 0% | 2 | 30% | 0% | 0% | 1 | 15% | 0% | 0% | 1 | 64% | 0% | 0% | 2 | 35% | 0% | 0% | 1 | 3% | 0% | 0% | 1 |  | 0% | 0% | 1 | 0.23 | 0% | 0% | 1 | 0% | 0% | 0% | 1 | 0 | 2 | 0% | 0% | 0% | 1 | 52% | 0% | 0% | 2 | 29% | 0% | 0% | 1 | 19% | 0% | 0% | 1 | 59% | 0% | 0% | 2 | 45% | 0% | 0% | 1 | 3% | 0% | 0% | 1
251 | Innovation | 0 | 0 | 0 | 0% | 0% | 1 | 0 | 0% | 0% | 1 | 0% | 0% | 0% | 1 | 0 | 2 | 0% | 0% | 0% | 1 | 0% | 0% | 0% | 1 | 0% | 0% | 0% | 1 | 0% | 0% | 0% | 1 | 0% | 0% | 0% | 1 | 0% | 0% | 0% | 1 | 0% | 0% | 0% | 1 |  | 0% | 0% | 1 | 0 | 0% | 0% | 1 | 0% | 0% | 0% | 1 | 0 | 2 | 0% | 0% | 0% | 1 | 0% | 0% | 0% | 1 | 0% | 0% | 0% | 1 | 0% | 0% | 0% | 1 | 0% | 0% | 0% | 1 | 0% | 0% | 0% | 1 | 0% | 0% | 0% | 1 |  | 0% | 0% | 1 | 0 | 0% | 0% | 1 | 0% | 0% | 0% | 1 | 0 | 2 | 0% | 0% | 0% | 1 | 0% | 0% | 0% | 1 | 0% | 0% | 0% | 1 | 0% | 0% | 0% | 1 | 0% | 0% | 0% | 1 | 0% | 0% | 0% | 1 | 0% | 0% | 0% | 1 |  | 0% | 0% | 1 | 0 | 0% | 0% | 1 | 0% | 0% | 0% | 1 | 0 | 2 | 4% | 0% | 4% | 1 | 0% | 0% | 0% | 1 | 0% | 0% | 0% | 1 | 0% | 0% | 0% | 1 | 0% | 0% | 0% | 1 | 0% | 0% | 0% | 1 | 0% | 0% | 0% | 1
252 | Inyo | 0 | 0 | 0 | 0% | 0% | 1 | 0.03 | 0% | 0% | 1 | 0% | 0% | 0% | 1 | 0 | 2 | 0% | 0% | 0% | 1 | 0% | 0% | 0% | 1 | 19% | 0% | 0% | 1 | 31% | 0% | 0% | 1 | 40% | 0% | 0% | 1 | 41% | 0% | 0% | 1 | 4% | 0% | 0% | 1 |  | 0% | 0% | 1 | 0.03 | 0% | 0% | 1 | 0% | 0% | 0% | 1 | 0 | 2 | 6% | 0% | 6% | 1 | 0% | 0% | 0% | 1 | 24% | 0% | 0% | 1 | 40% | 0% | 0% | 1 | 42% | 0% | 0% | 1 | 74% | 0% | 0% | 3 | 9% | 0% | 0% | 1 |  | 0% | 0% | 1 | 0.02 | 0% | 0% | 1 | 0% | 0% | 0% | 1 | 0 | 2 | 7% | 0% | 7% | 1 | 0% | 0% | 0% | 1 | 23% | 0% | 0% | 1 | 36% | 0% | 0% | 1 | 38% | 0% | 0% | 1 | 76% | 0% | 0% | 3 | 8% | 0% | 0% | 1 |  | 0% | 0% | 1 | 0.02 | 0% | 0% | 1 | 0% | 0% | 0% | 1 | 0 | 2 | 20% | 0% | 20% | 2 | 0% | 0% | 0% | 1 | 24% | 0% | 0% | 1 | 27% | 0% | 0% | 1 | 34% | 0% | 0% | 1 | 73% | 0% | 0% | 3 | 7% | 0% | 0% | 1
253 | Richmond | 0 | 0 | 0 | 0% | 0% | 1 | 0.16 | 0% | 0% | 1 | 0% | 0% | 0% | 1 | 0 | 2 | 72% | 0% | 72% | 3 | 64% | 0% | 0% | 2 | 9% | 0% | 0% | 1 | 3% | 0% | 0% | 1 | 68% | 0% | 0% | 2 | 63% | 0% | 0% | 2 | 5% | 0% | 0% | 1 |  | 0% | 0% | 1 | 0.1 | 0% | 0% | 1 | 0% | 0% | 0% | 1 | 0 | 2 | 63% | 0% | 63% | 3 | 43% | 0% | 0% | 1 | 19% | 0% | 0% | 1 | 15% | 0% | 0% | 1 | 56% | 0% | 0% | 2 | 42% | 0% | 0% | 1 | 9% | 0% | 0% | 1 |  | 0% | 0% | 1 | 0.1 | 0% | 0% | 1 | 0% | 0% | 0% | 1 | 0 | 2 | 69% | 0% | 69% | 3 | 32% | 0% | 0% | 1 | 20% | 0% | 0% | 1 | 18% | 0% | 0% | 1 | 51% | 0% | 0% | 2 | 37% | 0% | 0% | 1 | 9% | 0% | 0% | 1 |  | 0% | 0% | 1 | 0.09 | 0% | 0% | 1 | 0% | 0% | 0% | 1 | 0 | 2 | 64% | 2% | 66% | 3 | 27% | 0% | 0% | 1 | 21% | 0% | 0% | 1 | 23% | 0% | 0% | 1 | 50% | 0% | 0% | 2 | 34% | 0% | 0% | 1 | 11% | 0% | 0% | 1
254 | Salinas | 0 | 0 | 10 | 0% | 0% | 1 | 0.11 | 0% | 0% | 1 | 80% | 0% | 0% | 3 | 0 | 2 | 6% | 0% | 6% | 1 | 0% | 0% | 0% | 1 | 3% | 0% | 0% | 1 | 17% | 0% | 0% | 1 | 17% | 0% | 0% | 1 | 2% | 0% | 0% | 1 | 3% | 0% | 0% | 1 |  | 0% | 0% | 1 | 0.13 | 0% | 0% | 1 | 51% | 0% | 0% | 2 | 0 | 2 | 24% | 0% | 24% | 2 | 12% | 0% | 0% | 1 | 8% | 0% | 0% | 1 | 19% | 0% | 0% | 1 | 28% | 0% | 0% | 1 | 12% | 0% | 0% | 1 | 5% | 0% | 0% | 1 |  | 0% | 0% | 1 | 0.15 | 0% | 0% | 1 | 36% | 0% | 0% | 1 | 0 | 2 | 32% | 5% | 37% | 2 | 21% | 0% | 0% | 1 | 12% | 0% | 0% | 1 | 22% | 0% | 0% | 1 | 38% | 0% | 0% | 1 | 23% | 0% | 0% | 1 | 5% | 0% | 0% | 1 |  | 0% | 0% | 1 | 0.14 | 0% | 0% | 1 | 29% | 0% | 0% | 1 | 0 | 2 | 41% | 8% | 49% | 2 | 29% | 0% | 0% | 1 | 13% | 0% | 0% | 1 | 20% | 0% | 0% | 1 | 45% | 0% | 0% | 1 | 33% | 0% | 0% | 1 | 5% | 0% | 0% | 1
255 | Cloverdale | 0 | 0 | 10 | 0% | 0% | 1 | 0.1 | 0% | 0% | 1 | 3% | 0% | 0% | 1 | 0 | 2 | 58% | 11% | 69% | 3 | 53% | 0% | 0% | 2 | 27% | 0% | 0% | 1 | 49% | 0% | 0% | 1 | 86% | 0% | 0% | 3 | 47% | 0% | 0% | 1 | 2% | 0% | 0% | 1 |  | 0% | 0% | 1 | 0.08 | 0% | 0% | 1 | 4% | 0% | 0% | 1 | 0 | 2 | 39% | 25% | 64% | 4 | 66% | 0% | 0% | 2 | 31% | 0% | 0% | 1 | 51% | 0% | 0% | 2 | 88% | 0% | 0% | 3 | 48% | 0% | 0% | 1 | 2% | 0% | 0% | 1 |  | 0% | 0% | 1 | 0.08 | 0% | 0% | 1 | 6% | 0% | 0% | 1 | 0 | 2 | 33% | 30% | 63% | 5 | 63% | 0% | 0% | 2 | 37% | 0% | 0% | 1 | 61% | 0% | 0% | 2 | 87% | 0% | 0% | 3 | 45% | 0% | 0% | 1 | 2% | 0% | 0% | 1 |  | 0% | 0% | 1 | 0.09 | 0% | 0% | 1 | 6% | 0% | 0% | 1 | 0 | 2 | 32% | 23% | 55% | 4 | 51% | 0% | 0% | 2 | 36% | 0% | 0% | 1 | 63% | 0% | 0% | 2 | 85% | 0% | 0% | 3 | 42% | 0% | 0% | 1 | 2% | 0% | 0% | 1
256 | Colgate | 0 | 0 | 10 | 0% | 0% | 1 | 0.17 | 0% | 0% | 1 | 0% | 0% | 0% | 1 | 0 | 2 | 63% | 36% | 99% | 5 | 97% | 0% | 0% | 5 | 1% | 0% | 0% | 1 | 17% | 0% | 0% | 1 | 97% | 0% | 0% | 5 | 24% | 0% | 0% | 1 | 3% | 0% | 0% | 1 |  | 0% | 0% | 1 | 0.2 | 0% | 0% | 1 | 0% | 0% | 0% | 1 | 0 | 2 | 62% | 34% | 96% | 5 | 87% | 0% | 0% | 3 | 11% | 0% | 0% | 1 | 23% | 0% | 0% | 1 | 93% | 0% | 0% | 4 | 26% | 0% | 0% | 1 | 3% | 0% | 0% | 1 |  | 0% | 0% | 1 | 0.21 | 0% | 0% | 1 | 0% | 0% | 0% | 1 | 0 | 2 | 60% | 32% | 92% | 5 | 77% | 0% | 0% | 3 | 13% | 0% | 0% | 1 | 22% | 0% | 0% | 1 | 85% | 0% | 0% | 3 | 26% | 0% | 0% | 1 | 4% | 0% | 0% | 1 |  | 0% | 0% | 1 | 0.2 | 0% | 0% | 1 | 2% | 0% | 0% | 1 | 0 | 2 | 53% | 31% | 84% | 5 | 68% | 0% | 0% | 2 | 13% | 0% | 0% | 1 | 19% | 0% | 0% | 1 | 79% | 0% | 0% | 3 | 23% | 0% | 0% | 1 | 5% | 0% | 0% | 1
257 | New Sub - Suncrest - Ocotillo (Proposed) | 0 | 0 | 10 | 0% | 0% | 1 | 0.05 | 0% | 0% | 1 | 0% | 0% | 0% | 1 | 0 | 2 | 3% | 97% | 100% | 5 | 0% | 0% | 0% | 1 | 32% | 0% | 0% | 1 | 42% | 0% | 0% | 1 | 53% | 0% | 0% | 2 | 72% | 0% | 0% | 3 | 3% | 0% | 0% | 1 |  | 0% | 0% | 1 | 0.06 | 0% | 0% | 1 | 0% | 0% | 0% | 1 | 0 | 2 | 5% | 94% | 99% | 5 | 7% | 0% | 0% | 1 | 29% | 0% | 0% | 1 | 41% | 0% | 0% | 1 | 53% | 0% | 0% | 2 | 56% | 0% | 0% | 2 | 3% | 0% | 0% | 1 |  | 0% | 0% | 1 | 0.08 | 0% | 0% | 1 | 0% | 0% | 0% | 1 | 0 | 2 | 16% | 81% | 97% | 5 | 10% | 0% | 0% | 1 | 26% | 0% | 0% | 1 | 43% | 0% | 0% | 1 | 56% | 0% | 0% | 2 | 47% | 0% | 0% | 1 | 3% | 0% | 0% | 1 |  | 0% | 0% | 1 | 0.1 | 0% | 0% | 1 | 0% | 0% | 0% | 1 | 0 | 2 | 16% | 79% | 95% | 5 | 12% | 0% | 0% | 1 | 25% | 0% | 0% | 1 | 46% | 0% | 0% | 1 | 58% | 0% | 0% | 2 | 46% | 0% | 0% | 1 | 4% | 0% | 0% | 1
258 | East Nicolaus | 0 | 0 | 10 | 0% | 0% | 1 | 0.11 | 0% | 0% | 1 | 69% | 0% | 0% | 2 | 0 | 2 | 0% | 0% | 0% | 1 | 31% | 0% | 0% | 1 | 12% | 0% | 0% | 1 | 52% | 0% | 0% | 2 | 59% | 0% | 0% | 2 | 0% | 0% | 0% | 1 | 8% | 0% | 0% | 1 |  | 0% | 0% | 1 | 0.1 | 0% | 0% | 1 | 52% | 0% | 0% | 2 | 0 | 2 | 5% | 0% | 5% | 1 | 33% | 0% | 0% | 1 | 5% | 0% | 0% | 1 | 46% | 0% | 0% | 1 | 65% | 0% | 0% | 2 | 0% | 0% | 0% | 1 | 10% | 0% | 0% | 1 |  | 0% | 0% | 1 | 0.15 | 0% | 0% | 1 | 49% | 0% | 0% | 1 | 0 | 2 | 11% | 0% | 11% | 1 | 32% | 0% | 0% | 1 | 6% | 0% | 0% | 1 | 41% | 0% | 0% | 1 | 63% | 0% | 0% | 2 | 2% | 0% | 0% | 1 | 14% | 0% | 0% | 1 |  | 0% | 0% | 1 | 0.14 | 0% | 0% | 1 | 52% | 0% | 0% | 2 | 0 | 2 | 12% | 0% | 12% | 1 | 42% | 0% | 0% | 1 | 7% | 0% | 0% | 1 | 43% | 0% | 0% | 1 | 68% | 0% | 0% | 2 | 3% | 0% | 0% | 1 | 12% | 0% | 0% | 1
259 | Renfro | 0 | 0 | 10 | 0% | 0% | 1 | 0.31 | 0% | 0% | 1 | 65% | 0% | 0% | 2 | 0 | 2 | 0% | 0% | 0% | 1 | 43% | 0% | 0% | 1 | 21% | 0% | 0% | 1 | 57% | 0% | 0% | 2 | 63% | 0% | 0% | 2 | 0% | 0% | 0% | 1 | 14% | 0% | 0% | 1 |  | 0% | 0% | 1 | 0.18 | 0% | 0% | 1 | 54% | 0% | 0% | 2 | 0 | 2 | 6% | 0% | 6% | 1 | 27% | 0% | 0% | 1 | 23% | 0% | 0% | 1 | 42% | 0% | 0% | 1 | 48% | 0% | 0% | 1 | 0% | 0% | 0% | 1 | 12% | 0% | 0% | 1 |  | 0% | 0% | 1 | 0.12 | 0% | 0% | 1 | 53% | 0% | 0% | 2 | 0 | 2 | 10% | 0% | 10% | 1 | 26% | 0% | 0% | 1 | 21% | 0% | 0% | 1 | 37% | 0% | 0% | 1 | 50% | 0% | 0% | 2 | 2% | 0% | 0% | 1 | 7% | 0% | 0% | 1 |  | 0% | 0% | 1 | 0.1 | 0% | 0% | 1 | 48% | 0% | 0% | 1 | 0 | 2 | 17% | 0% | 17% | 1 | 27% | 0% | 0% | 1 | 21% | 0% | 0% | 1 | 39% | 0% | 0% | 1 | 54% | 0% | 0% | 2 | 4% | 0% | 0% | 1 | 4% | 0% | 0% | 1
260 | Julian Hinds | 0 | 0 | 10 | 0% | 0% | 1 | 0.02 | 0% | 0% | 1 | 0% | 0% | 0% | 1 | 0 | 2 | 0% | 0% | 0% | 1 | 100% | 0% | 0% | 5 | 55% | 0% | 0% | 2 | 41% | 0% | 0% | 1 | 100% | 0% | 0% | 5 | 16% | 0% | 0% | 1 | 0% | 0% | 0% | 1 |  | 0% | 0% | 1 | 0.03 | 0% | 0% | 1 | 0% | 0% | 0% | 1 | 0 | 2 | 0% | 0% | 0% | 1 | 98% | 0% | 0% | 5 | 29% | 0% | 0% | 1 | 22% | 0% | 0% | 1 | 98% | 0% | 0% | 5 | 32% | 0% | 0% | 1 | 0% | 0% | 0% | 1 |  | 0% | 0% | 1 | 0.06 | 0% | 0% | 1 | 0% | 0% | 0% | 1 | 0 | 2 | 0% | 0% | 0% | 1 | 15% | 0% | 0% | 1 | 36% | 0% | 0% | 1 | 2% | 0% | 0% | 1 | 49% | 0% | 0% | 1 | 55% | 0% | 0% | 2 | 0% | 0% | 0% | 1 |  | 0% | 0% | 1 | 0.06 | 0% | 0% | 1 | 0% | 0% | 0% | 1 | 0 | 2 | 0% | 0% | 0% | 1 | 9% | 0% | 0% | 1 | 22% | 0% | 0% | 1 | 7% | 0% | 0% | 1 | 32% | 0% | 0% | 1 | 59% | 0% | 0% | 2 | 1% | 0% | 0% | 1
261 | Old River | 0 | 0 | 10 | 0% | 0% | 1 | 0.09 | 0% | 0% | 1 | 71% | 0% | 0% | 2 | 0 | 2 | 0% | 0% | 0% | 1 | 0% | 0% | 0% | 1 | 8% | 0% | 0% | 1 | 26% | 0% | 0% | 1 | 26% | 0% | 0% | 1 | 0% | 0% | 0% | 1 | 0% | 0% | 0% | 1 |  | 0% | 0% | 1 | 0.09 | 0% | 0% | 1 | 58% | 0% | 0% | 2 | 0 | 2 | 1% | 0% | 1% | 1 | 7% | 0% | 0% | 1 | 30% | 0% | 0% | 1 | 49% | 0% | 0% | 1 | 49% | 0% | 0% | 1 | 0% | 0% | 0% | 1 | 4% | 0% | 0% | 1 |  | 0% | 0% | 1 | 0.09 | 0% | 0% | 1 | 59% | 0% | 0% | 2 | 0 | 2 | 4% | 0% | 4% | 1 | 14% | 0% | 0% | 1 | 28% | 0% | 0% | 1 | 45% | 0% | 0% | 1 | 47% | 0% | 0% | 1 | 0% | 0% | 0% | 1 | 6% | 0% | 0% | 1 |  | 0% | 0% | 1 | 0.09 | 0% | 0% | 1 | 55% | 0% | 0% | 2 | 0 | 2 | 8% | 0% | 8% | 1 | 22% | 0% | 0% | 1 | 27% | 0% | 0% | 1 | 42% | 0% | 0% | 1 | 50% | 0% | 0% | 2 | 2% | 0% | 0% | 1 | 4% | 0% | 0% | 1
262 | Bellevue | 0 | 0 | 10 | 0% | 0% | 1 | 0.32 | 0% | 0% | 1 | 7% | 0% | 0% | 1 | 0 | 2 | 25% | 0% | 25% | 2 | 59% | 0% | 0% | 2 | 38% | 0% | 0% | 1 | 64% | 0% | 0% | 2 | 84% | 0% | 0% | 3 | 10% | 0% | 0% | 1 | 11% | 0% | 0% | 1 |  | 0% | 0% | 1 | 0.23 | 0% | 0% | 1 | 9% | 0% | 0% | 1 | 0 | 2 | 48% | 0% | 48% | 2 | 46% | 0% | 0% | 1 | 38% | 0% | 0% | 1 | 69% | 0% | 0% | 2 | 81% | 0% | 0% | 3 | 20% | 0% | 0% | 1 | 6% | 0% | 0% | 1 |  | 0% | 0% | 1 | 0.18 | 0% | 0% | 1 | 7% | 0% | 0% | 1 | 0 | 2 | 40% | 0% | 40% | 2 | 53% | 0% | 0% | 2 | 38% | 0% | 0% | 1 | 67% | 0% | 0% | 2 | 85% | 0% | 0% | 3 | 27% | 0% | 0% | 1 | 5% | 0% | 0% | 1 |  | 0% | 0% | 1 | 0.16 | 0% | 0% | 1 | 9% | 0% | 0% | 1 | 0 | 2 | 31% | 0% | 31% | 2 | 59% | 0% | 0% | 2 | 40% | 0% | 0% | 1 | 66% | 0% | 0% | 2 | 87% | 0% | 0% | 3 | 33% | 0% | 0% | 1 | 6% | 0% | 0% | 1
263 | Highline | 0 | 0 | 0 | 0% | 0% | 1 | 0.07 | 0% | 0% | 1 | 83% | 0% | 0% | 3 | 0 | 2 | 0% | 0% | 0% | 1 | 0% | 0% | 0% | 1 | 14% | 0% | 0% | 1 | 14% | 0% | 0% | 1 | 14% | 0% | 0% | 1 | 6% | 0% | 0% | 1 | 4% | 0% | 0% | 1 |  | 0% | 0% | 1 | 0.09 | 0% | 0% | 1 | 70% | 0% | 0% | 2 | 0 | 2 | 0% | 0% | 0% | 1 | 0% | 0% | 0% | 1 | 28% | 0% | 0% | 1 | 28% | 0% | 0% | 1 | 28% | 0% | 0% | 1 | 6% | 0% | 0% | 1 | 6% | 0% | 0% | 1 |  | 0% | 0% | 1 | 0.09 | 0% | 0% | 1 | 68% | 0% | 0% | 2 | 0 | 2 | 0% | 0% | 0% | 1 | 4% | 0% | 0% | 1 | 17% | 0% | 0% | 1 | 17% | 0% | 0% | 1 | 21% | 0% | 0% | 1 | 9% | 0% | 0% | 1 | 5% | 0% | 0% | 1 |  | 0% | 0% | 1 | 0.09 | 0% | 0% | 1 | 62% | 0% | 0% | 2 | 0 | 2 | 0% | 0% | 0% | 1 | 5% | 0% | 0% | 1 | 12% | 0% | 0% | 1 | 12% | 0% | 0% | 1 | 16% | 0% | 0% | 1 | 10% | 0% | 0% | 1 | 6% | 0% | 0% | 1
264 | Clayton | 0 | 0 | 10 | 0% | 0% | 1 | 0.07 | 0% | 0% | 1 | 0% | 0% | 0% | 1 | 0 | 2 | 98% | 0% | 98% | 5 | 15% | 0% | 0% | 1 | 62% | 0% | 0% | 2 | 62% | 0% | 0% | 2 | 62% | 0% | 0% | 2 | 37% | 0% | 0% | 1 | 5% | 0% | 0% | 1 |  | 0% | 0% | 1 | 0.08 | 0% | 0% | 1 | 0% | 0% | 0% | 1 | 0 | 2 | 77% | 0% | 77% | 5 | 50% | 0% | 0% | 2 | 76% | 0% | 0% | 3 | 68% | 0% | 0% | 2 | 82% | 0% | 0% | 3 | 29% | 0% | 0% | 1 | 23% | 0% | 0% | 1 |  | 0% | 0% | 1 | 0.19 | 0% | 0% | 1 | 0% | 0% | 0% | 1 | 0 | 2 | 67% | 1% | 68% | 3 | 40% | 0% | 0% | 1 | 56% | 0% | 0% | 2 | 57% | 0% | 0% | 2 | 75% | 0% | 0% | 3 | 22% | 0% | 0% | 1 | 17% | 0% | 0% | 1 |  | 0% | 0% | 1 | 0.25 | 0% | 0% | 1 | 4% | 0% | 0% | 1 | 0 | 2 | 63% | 0% | 63% | 3 | 30% | 0% | 0% | 1 | 45% | 0% | 0% | 1 | 56% | 0% | 0% | 2 | 71% | 0% | 0% | 3 | 18% | 0% | 0% | 1 | 13% | 0% | 0% | 1
265 | Hilltop | 0 | 0 | 10 | 0% | 0% | 1 | 0 | 0% | 0% | 1 | 2% | 0% | 0% | 1 | 0 | 2 | 0% | 0% | 0% | 1 | 32% | 0% | 0% | 1 | 23% | 0% | 0% | 1 | 0% | 0% | 0% | 1 | 55% | 0% | 0% | 2 | 58% | 0% | 0% | 2 | 6% | 0% | 0% | 1 |  | 0% | 0% | 1 | 0 | 0% | 0% | 1 | 5% | 0% | 0% | 1 | 0 | 2 | 8% | 0% | 8% | 1 | 36% | 0% | 0% | 1 | 23% | 0% | 0% | 1 | 12% | 0% | 0% | 1 | 55% | 0% | 0% | 2 | 60% | 0% | 0% | 2 | 11% | 0% | 0% | 1 |  | 0% | 0% | 1 | 0 | 0% | 0% | 1 | 4% | 0% | 0% | 1 | 0 | 2 | 21% | 0% | 21% | 2 | 44% | 0% | 0% | 1 | 21% | 0% | 0% | 1 | 11% | 0% | 0% | 1 | 60% | 0% | 0% | 2 | 69% | 0% | 0% | 2 | 11% | 0% | 0% | 1 |  | 0% | 0% | 1 | 0 | 0% | 0% | 1 | 4% | 0% | 0% | 1 | 0 | 2 | 34% | 1% | 35% | 2 | 53% | 0% | 0% | 2 | 21% | 0% | 0% | 1 | 12% | 0% | 0% | 1 | 66% | 0% | 0% | 2 | 68% | 0% | 0% | 2 | 11% | 0% | 0% | 1
266 | Lakeville | 0 | 0 | 10 | 0% | 0% | 1 | 0.1 | 0% | 0% | 1 | 5% | 0% | 0% | 1 | 0 | 2 | 68% | 0% | 68% | 3 | 97% | 0% | 0% | 5 | 26% | 0% | 0% | 1 | 61% | 0% | 0% | 2 | 98% | 0% | 0% | 5 | 30% | 0% | 0% | 1 | 4% | 0% | 0% | 1 |  | 0% | 0% | 1 | 0.14 | 0% | 0% | 1 | 7% | 0% | 0% | 1 | 0 | 2 | 54% | 0% | 54% | 3 | 70% | 0% | 0% | 3 | 26% | 0% | 0% | 1 | 55% | 0% | 0% | 2 | 83% | 0% | 0% | 3 | 23% | 0% | 0% | 1 | 5% | 0% | 0% | 1 |  | 0% | 0% | 1 | 0.13 | 0% | 0% | 1 | 8% | 0% | 0% | 1 | 0 | 2 | 47% | 0% | 47% | 2 | 63% | 0% | 0% | 2 | 25% | 0% | 0% | 1 | 52% | 0% | 0% | 2 | 82% | 0% | 0% | 3 | 31% | 0% | 0% | 1 | 7% | 0% | 0% | 1 |  | 0% | 0% | 1 | 0.17 | 0% | 0% | 1 | 11% | 0% | 0% | 1 | 0 | 2 | 39% | 0% | 39% | 2 | 63% | 0% | 0% | 2 | 27% | 0% | 0% | 1 | 56% | 0% | 0% | 2 | 84% | 0% | 0% | 3 | 31% | 0% | 0% | 1 | 7% | 0% | 0% | 1
267 | Fig Garden | 0 | 0 | 0 | 0% | 0% | 1 | 0.13 | 0% | 0% | 1 | 35% | 0% | 0% | 1 | 0 | 2 | 9% | 0% | 9% | 1 | 36% | 0% | 0% | 1 | 24% | 0% | 0% | 1 | 24% | 0% | 0% | 1 | 48% | 0% | 0% | 1 | 0% | 0% | 0% | 1 | 6% | 0% | 0% | 1 |  | 0% | 0% | 1 | 0.21 | 0% | 0% | 1 | 53% | 0% | 0% | 2 | 0 | 2 | 19% | 0% | 19% | 1 | 17% | 0% | 0% | 1 | 26% | 0% | 0% | 1 | 26% | 0% | 0% | 1 | 37% | 0% | 0% | 1 | 3% | 0% | 0% | 1 | 7% | 0% | 0% | 1 |  | 0% | 0% | 1 | 0.21 | 0% | 0% | 1 | 49% | 0% | 0% | 1 | 0 | 2 | 29% | 0% | 29% | 2 | 18% | 0% | 0% | 1 | 28% | 0% | 0% | 1 | 29% | 0% | 0% | 1 | 39% | 0% | 0% | 1 | 13% | 0% | 0% | 1 | 14% | 0% | 0% | 1 |  | 0% | 0% | 1 | 0.18 | 0% | 0% | 1 | 41% | 0% | 0% | 1 | 0 | 2 | 30% | 0% | 30% | 2 | 28% | 0% | 0% | 1 | 27% | 0% | 0% | 1 | 27% | 0% | 0% | 1 | 44% | 0% | 0% | 1 | 17% | 0% | 0% | 1 | 12% | 0% | 0% | 1
268 | GWF Tracy | 0 | 0 | 0 | 0% | 0% | 1 | 0.39 | 0% | 0% | 1 | 16% | 0% | 0% | 1 | 0 | 2 | 70% | 0% | 70% | 3 | 57% | 0% | 0% | 2 | 78% | 0% | 0% | 3 | 69% | 0% | 0% | 2 | 78% | 0% | 0% | 3 | 34% | 0% | 0% | 1 | 2% | 0% | 0% | 1 |  | 0% | 0% | 1 | 0.18 | 0% | 0% | 1 | 36% | 0% | 0% | 1 | 0 | 2 | 50% | 4% | 54% | 3 | 61% | 0% | 0% | 2 | 40% | 0% | 0% | 1 | 41% | 0% | 0% | 1 | 67% | 0% | 0% | 2 | 27% | 0% | 0% | 1 | 4% | 0% | 0% | 1 |  | 0% | 0% | 1 | 0.15 | 0% | 0% | 1 | 41% | 0% | 0% | 1 | 0 | 2 | 40% | 8% | 48% | 2 | 56% | 0% | 0% | 2 | 36% | 0% | 0% | 1 | 37% | 0% | 0% | 1 | 63% | 0% | 0% | 2 | 26% | 0% | 0% | 1 | 5% | 0% | 0% | 1 |  | 0% | 0% | 1 | 0.13 | 0% | 0% | 1 | 42% | 0% | 0% | 1 | 0 | 2 | 35% | 11% | 46% | 3 | 53% | 0% | 0% | 2 | 32% | 0% | 0% | 1 | 35% | 0% | 0% | 1 | 62% | 0% | 0% | 2 | 28% | 0% | 0% | 1 | 5% | 0% | 0% | 1
269 | Pahrump | 0 | 0 | 10 | 0% | 0% | 1 | 0 | 0% | 0% | 1 | 0% | 0% | 0% | 1 | 0 | 2 | 0% | 0% | 0% | 1 | 0% | 0% | 0% | 1 | 0% | 0% | 0% | 1 | 0% | 0% | 0% | 1 | 0% | 0% | 0% | 1 | 0% | 0% | 0% | 1 | 0% | 0% | 0% | 1 |  | 0% | 0% | 1 | 0.03 | 0% | 0% | 1 | 0% | 0% | 0% | 1 | 0 | 2 | 0% | 0% | 0% | 1 | 0% | 0% | 0% | 1 | 1% | 0% | 0% | 1 | 1% | 0% | 0% | 1 | 1% | 0% | 0% | 1 | 2% | 0% | 0% | 1 | 0% | 0% | 0% | 1 |  | 0% | 0% | 1 | 0.13 | 0% | 0% | 1 | 0% | 0% | 0% | 1 | 0 | 2 | 0% | 0% | 0% | 1 | 3% | 0% | 0% | 1 | 1% | 0% | 0% | 1 | 6% | 0% | 0% | 1 | 7% | 0% | 0% | 1 | 9% | 0% | 0% | 1 | 0% | 0% | 0% | 1 |  | 0% | 0% | 1 | 0.47 | 0% | 0% | 1 | 0% | 0% | 0% | 1 | 0 | 2 | 0% | 0% | 0% | 1 | 2% | 0% | 0% | 1 | 1% | 0% | 0% | 1 | 17% | 0% | 0% | 1 | 18% | 0% | 0% | 1 | 12% | 0% | 0% | 1 | 0% | 0% | 0% | 1
270 | Curtis | 0 | 0 | 10 | 0% | 0% | 1 | 0.3 | 0% | 0% | 1 | 0% | 0% | 0% | 1 | 0 | 2 | 99% | 0% | 99% | 5 | 3% | 0% | 0% | 1 | 14% | 0% | 0% | 1 | 15% | 0% | 0% | 1 | 21% | 0% | 0% | 1 | 38% | 0% | 0% | 1 | 2% | 0% | 0% | 1 |  | 0% | 0% | 1 | 0.15 | 0% | 0% | 1 | 0% | 0% | 0% | 1 | 0 | 2 | 76% | 20% | 96% | 5 | 42% | 0% | 0% | 1 | 36% | 0% | 0% | 1 | 44% | 0% | 0% | 1 | 71% | 0% | 0% | 3 | 47% | 0% | 0% | 1 | 3% | 0% | 0% | 1 |  | 0% | 0% | 1 | 0.14 | 0% | 0% | 1 | 0% | 0% | 0% | 1 | 0 | 2 | 62% | 33% | 95% | 5 | 40% | 0% | 0% | 1 | 34% | 0% | 0% | 1 | 47% | 0% | 0% | 1 | 69% | 0% | 0% | 2 | 48% | 0% | 0% | 1 | 3% | 0% | 0% | 1 |  | 0% | 0% | 1 | 0.15 | 0% | 0% | 1 | 0% | 0% | 0% | 1 | 0 | 2 | 58% | 32% | 90% | 5 | 49% | 0% | 0% | 1 | 25% | 0% | 0% | 1 | 35% | 0% | 0% | 1 | 69% | 0% | 0% | 2 | 48% | 0% | 0% | 1 | 4% | 0% | 0% | 1
271 | Quinto | 0 | 0 | 10 | 0% | 0% | 1 | 0.13 | 0% | 0% | 1 | 30% | 0% | 0% | 1 | 0 | 2 | 57% | 0% | 57% | 3 | 53% | 0% | 0% | 2 | 0% | 0% | 0% | 1 | 9% | 0% | 0% | 1 | 53% | 0% | 0% | 2 | 29% | 0% | 0% | 1 | 4% | 0% | 0% | 1 |  | 0% | 0% | 1 | 0.08 | 0% | 0% | 1 | 22% | 0% | 0% | 1 | 0 | 2 | 46% | 2% | 48% | 2 | 53% | 0% | 0% | 2 | 10% | 0% | 0% | 1 | 20% | 0% | 0% | 1 | 58% | 0% | 0% | 2 | 26% | 0% | 0% | 1 | 9% | 0% | 0% | 1 |  | 0% | 0% | 1 | 0.07 | 0% | 0% | 1 | 20% | 0% | 0% | 1 | 0 | 2 | 53% | 8% | 61% | 3 | 58% | 0% | 0% | 2 | 16% | 0% | 0% | 1 | 27% | 0% | 0% | 1 | 66% | 0% | 0% | 2 | 45% | 0% | 0% | 1 | 7% | 0% | 0% | 1 |  | 0% | 0% | 1 | 0.06 | 0% | 0% | 1 | 22% | 0% | 0% | 1 | 0 | 2 | 53% | 6% | 59% | 3 | 57% | 0% | 0% | 2 | 14% | 0% | 0% | 1 | 23% | 0% | 0% | 1 | 64% | 0% | 0% | 2 | 46% | 0% | 0% | 1 | 6% | 0% | 0% | 1
272 | Melrose | 0 | 0 | 10 | 0% | 0% | 1 | 0.62 | 0% | 0% | 1 | 7% | 0% | 0% | 1 | 0 | 2 | 2% | 0% | 2% | 1 | 27% | 0% | 0% | 1 | 44% | 0% | 0% | 1 | 49% | 0% | 0% | 1 | 50% | 0% | 0% | 2 | 8% | 0% | 0% | 1 | 3% | 0% | 0% | 1 |  | 0% | 0% | 1 | 0.37 | 0% | 0% | 1 | 7% | 0% | 0% | 1 | 0 | 2 | 22% | 0% | 22% | 2 | 71% | 0% | 0% | 3 | 28% | 0% | 0% | 1 | 62% | 0% | 0% | 2 | 83% | 0% | 0% | 3 | 3% | 0% | 0% | 1 | 6% | 0% | 0% | 1 |  | 0% | 0% | 1 | 0.4 | 0% | 0% | 1 | 5% | 0% | 0% | 1 | 0 | 2 | 56% | 9% | 65% | 3 | 45% | 0% | 0% | 1 | 13% | 0% | 0% | 1 | 28% | 0% | 0% | 1 | 54% | 0% | 0% | 2 | 6% | 0% | 0% | 1 | 7% | 0% | 0% | 1 |  | 0% | 0% | 1 | 0.35 | 0% | 0% | 1 | 4% | 0% | 0% | 1 | 0 | 2 | 45% | 36% | 81% | 5 | 54% | 0% | 0% | 2 | 17% | 0% | 0% | 1 | 31% | 0% | 0% | 1 | 63% | 0% | 0% | 2 | 16% | 0% | 0% | 1 | 8% | 0% | 0% | 1
273 | Valley (VEA) | 0 | 0 | 10 | 0% | 0% | 1 | 0.01 | 0% | 0% | 1 | 0% | 0% | 0% | 1 | 0 | 2 | 0% | 0% | 0% | 1 | 0% | 0% | 0% | 1 | 0% | 0% | 0% | 1 | 0% | 0% | 0% | 1 | 0% | 0% | 0% | 1 | 2% | 0% | 0% | 1 | 0% | 0% | 0% | 1 |  | 0% | 0% | 1 | 0.01 | 0% | 0% | 1 | 0% | 0% | 0% | 1 | 0 | 2 | 0% | 0% | 0% | 1 | 0% | 0% | 0% | 1 | 0% | 0% | 0% | 1 | 0% | 0% | 0% | 1 | 0% | 0% | 0% | 1 | 2% | 0% | 0% | 1 | 0% | 0% | 0% | 1 |  | 0% | 0% | 1 | 0.01 | 0% | 0% | 1 | 0% | 0% | 0% | 1 | 0 | 2 | 0% | 0% | 0% | 1 | 0% | 0% | 0% | 1 | 0% | 0% | 0% | 1 | 0% | 0% | 0% | 1 | 0% | 0% | 0% | 1 | 2% | 0% | 0% | 1 | 0% | 0% | 0% | 1 |  | 0% | 0% | 1 | 0.01 | 0% | 0% | 1 | 0% | 0% | 0% | 1 | 0 | 2 | 0% | 0% | 0% | 1 | 0% | 0% | 0% | 1 | 0% | 0% | 0% | 1 | 0% | 0% | 0% | 1 | 0% | 0% | 0% | 1 | 1% | 0% | 0% | 1 | 0% | 0% | 0% | 1
274 | Avocado | 0 | 0 | 10 | 0% | 0% | 1 | 0.38 | 0% | 0% | 1 | 2% | 0% | 0% | 1 | 0 | 2 | 44% | 51% | 95% | 5 | 92% | 0% | 0% | 4 | 5% | 0% | 0% | 1 | 24% | 0% | 0% | 1 | 94% | 0% | 0% | 4 | 9% | 0% | 0% | 1 | 6% | 0% | 0% | 1 |  | 0% | 0% | 1 | 0.38 | 0% | 0% | 1 | 4% | 0% | 0% | 1 | 0 | 2 | 43% | 35% | 78% | 5 | 70% | 0% | 0% | 3 | 24% | 0% | 0% | 1 | 44% | 0% | 0% | 1 | 79% | 0% | 0% | 3 | 7% | 0% | 0% | 1 | 7% | 0% | 0% | 1 |  | 0% | 0% | 1 | 0.37 | 0% | 0% | 1 | 4% | 0% | 0% | 1 | 0 | 2 | 40% | 39% | 79% | 5 | 59% | 0% | 0% | 2 | 27% | 0% | 0% | 1 | 45% | 0% | 0% | 1 | 73% | 0% | 0% | 3 | 13% | 0% | 0% | 1 | 6% | 0% | 0% | 1 |  | 0% | 0% | 1 | 0.35 | 0% | 0% | 1 | 4% | 0% | 0% | 1 | 0 | 2 | 44% | 39% | 83% | 5 | 50% | 0% | 0% | 2 | 32% | 0% | 0% | 1 | 43% | 0% | 0% | 1 | 68% | 0% | 0% | 2 | 18% | 0% | 0% | 1 | 6% | 0% | 0% | 1
275 | New Sub - North Gila - IV (Proposed) | 500 | 5000 | 10 | 524.7% | 27.9% | 5 | 0.04 | 46.47% | 0% | 2 | 23% | 2694% | 112.1% | 5 | 0 | 2 | 0% | 0% | 0% | 1 | 0% | 32.34% | 0% | 2 | 80% | 159.1% | 15.08% | 5 | 80% | 159.1% | 15.08% | 5 | 80% | 159.1% | 15.08% | 5 | 33% | 48.18% | 0% | 2 | 14% | 37.48% | 0% | 2 |  | 78.19% | 0% | 3 | 0.06 | 31.49% | 0% | 2 | 57% | 18.18% | 0% | 2 | 0 | 2 | 0% | 0% | 0% | 1 | 0% | 10.21% | 0% | 1 | 36% | 15.93% | 0% | 1 | 36% | 15.93% | 0% | 1 | 36% | 15.93% | 0% | 1 | 11% | 11.41% | 0% | 1 | 9% | 11.23% | 0% | 1 |  | 31.29% | 0% | 2 | 0.08 | 24.8% | 0% | 2 | 66% | 18.18% | 0% | 2 | 0 | 2 | 0% | 0% | 0% | 1 | 1% | 5.036% | 0% | 1 | 23% | 6.512% | 0% | 1 | 23% | 6.512% | 0% | 1 | 24% | 6.59% | 0% | 1 | 7% | 5.348% | 0% | 1 | 6% | 5.315% | 0% | 1 |  | 18.65% | 0% | 1 | 0.09 | 16.48% | 0% | 1 | 66% | 18.18% | 0% | 2 | 0 | 2 | 0% | 0% | 0% | 1 | 4% | 2.985% | 0% | 1 | 16% | 3.397% | 0% | 1 | 16% | 3.395% | 0% | 1 | 20% | 3.574% | 0% | 1 | 10% | 3.163% | 0% | 1 | 5% | 3.017% | 0% | 1
276 | Caliente | 0 | 0 | 10 | 0% | 0% | 1 | 0.08 | 0% | 0% | 1 | 0% | 0% | 0% | 1 | 0 | 2 | 48% | 0% | 48% | 2 | 34% | 0% | 0% | 1 | 20% | 0% | 0% | 1 | 36% | 0% | 0% | 1 | 58% | 0% | 0% | 2 | 55% | 0% | 0% | 2 | 4% | 0% | 0% | 1 |  | 0% | 0% | 1 | 0.13 | 0% | 0% | 1 | 0% | 0% | 0% | 1 | 0 | 2 | 34% | 0% | 34% | 2 | 52% | 0% | 0% | 2 | 19% | 0% | 0% | 1 | 33% | 0% | 0% | 1 | 70% | 0% | 0% | 3 | 48% | 0% | 0% | 1 | 6% | 0% | 0% | 1 |  | 0% | 0% | 1 | 0.09 | 0% | 0% | 1 | 3% | 0% | 0% | 1 | 0 | 2 | 29% | 5% | 34% | 2 | 55% | 0% | 0% | 2 | 13% | 0% | 0% | 1 | 26% | 0% | 0% | 1 | 71% | 0% | 0% | 3 | 43% | 0% | 0% | 1 | 3% | 0% | 0% | 1 |  | 0% | 0% | 1 | 0.07 | 0% | 0% | 1 | 13% | 0% | 0% | 1 | 0 | 2 | 30% | 8% | 38% | 2 | 53% | 0% | 0% | 2 | 14% | 0% | 0% | 1 | 25% | 0% | 0% | 1 | 71% | 0% | 0% | 3 | 40% | 0% | 0% | 1 | 2% | 0% | 0% | 1
277 | San Luis Obispo | 0 | 0 | 10 | 0% | 0% | 1 | 0.09 | 0% | 0% | 1 | 12% | 0% | 0% | 1 | 0 | 2 | 79% | 1% | 80% | 5 | 14% | 0% | 0% | 1 | 3% | 0% | 0% | 1 | 59% | 0% | 0% | 2 | 62% | 0% | 0% | 2 | 37% | 0% | 0% | 1 | 10% | 0% | 0% | 1 |  | 0% | 0% | 1 | 0.09 | 0% | 0% | 1 | 7% | 0% | 0% | 1 | 0 | 2 | 77% | 8% | 85% | 5 | 34% | 0% | 0% | 1 | 28% | 0% | 0% | 1 | 60% | 0% | 0% | 2 | 70% | 0% | 0% | 3 | 47% | 0% | 0% | 1 | 11% | 0% | 0% | 1 |  | 0% | 0% | 1 | 0.09 | 0% | 0% | 1 | 4% | 0% | 0% | 1 | 0 | 2 | 56% | 30% | 86% | 5 | 28% | 0% | 0% | 1 | 22% | 0% | 0% | 1 | 52% | 0% | 0% | 2 | 60% | 0% | 0% | 2 | 52% | 0% | 0% | 2 | 7% | 0% | 0% | 1 |  | 0% | 0% | 1 | 0.1 | 0% | 0% | 1 | 6% | 0% | 0% | 1 | 0 | 2 | 51% | 30% | 81% | 5 | 24% | 0% | 0% | 1 | 17% | 0% | 0% | 1 | 41% | 0% | 0% | 1 | 52% | 0% | 0% | 2 | 47% | 0% | 0% | 1 | 6% | 0% | 0% | 1
278 | Valley Home | 100 | 1000 | 10 | 8.697% | 0% | 1 | 0.15 | 56.59% | 0% | 2 | 11% | 3.165% | 0% | 1 | 0 | 2 | 38% | 0% | 38% | 2 | 69% | 7.12% | 0% | 2 | 0% | 2.199% | 0% | 1 | 10% | 2.453% | 0% | 1 | 70% | 7.284% | 0% | 3 | 6% | 2.338% | 0% | 1 | 3% | 2.271% | 0% | 1 |  | 3.058% | 0% | 1 | 0.14 | 3.839% | 0% | 1 | 25% | 1.408% | 0% | 1 | 0 | 2 | 34% | 0% | 34% | 2 | 49% | 1.223% | 0% | 1 | 10% | 0.692% | 0% | 1 | 31% | 0.9044% | 0% | 1 | 64% | 1.715% | 0% | 2 | 17% | 0.758% | 0% | 1 | 7% | 0.6756% | 0% | 1 |  | 1.717% | 0% | 1 | 0.13 | 1.716% | 0% | 1 | 30% | 1.408% | 0% | 1 | 0 | 2 | 32% | 0% | 32% | 2 | 46% | 0.5693% | 0% | 1 | 11% | 0.3414% | 0% | 1 | 28% | 0.4216% | 0% | 1 | 61% | 0.7768% | 0% | 2 | 23% | 0.3958% | 0% | 1 | 7% | 0.3269% | 0% | 1 |  | 1.419% | 0% | 1 | 0.15 | 1.214% | 0% | 1 | 33% | 1.408% | 0% | 1 | 0 | 2 | 30% | 0% | 30% | 2 | 49% | 0.3706% | 0% | 1 | 15% | 0.2211% | 0% | 1 | 31% | 0.2729% | 0% | 1 | 63% | 0.5148% | 0% | 2 | 24% | 0.2495% | 0% | 1 | 8% | 0.2051% | 0% | 1
279 | Big Creek | 200 | 2000 | 10 | 414.9% | 9.849% | 4 | 0.04 | 16.33% | 0% | 1 | 0% | 0% | 0% | 1 | 0 | 2 | 10% | 0% | 10% | 1 | 38% | 20.41% | 0% | 2 | 93% | 181.2% | 6.059% | 4 | 20% | 15.74% | 0% | 1 | 93% | 184.3% | 6.179% | 4 | 48% | 24.39% | 0% | 2 | 6% | 13.36% | 0% | 1 |  | 121.5% | 0.5959% | 4 | 0.07 | 4.397% | 0% | 1 | 0% | 1462% | 0% | 4 | 0 | 2 | 41% | 0% | 41% | 2 | 38% | 5.288% | 0% | 1 | 69% | 10.45% | 0% | 2 | 27% | 4.51% | 0% | 1 | 80% | 16.74% | 0% | 3 | 53% | 7.026% | 0% | 2 | 5% | 3.456% | 0% | 1 |  | 28.66% | 0% | 2 | 0.09 | 1.992% | 0% | 1 | 0% | 1462% | 0% | 4 | 0 | 2 | 40% | 3% | 43% | 2 | 22% | 1.769% | 0% | 1 | 58% | 3.304% | 0% | 2 | 43% | 2.429% | 0% | 1 | 72% | 4.968% | 0% | 3 | 52% | 2.883% | 0% | 2 | 4% | 1.435% | 0% | 1 |  | 8.067% | 0% | 1 | 0.11 | 1.265% | 0% | 1 | 0% | 1462% | 0% | 4 | 0 | 2 | 46% | 10% | 56% | 3 | 17% | 0.9348% | 0% | 1 | 47% | 1.471% | 0% | 1 | 39% | 1.273% | 0% | 1 | 63% | 2.089% | 0% | 2 | 53% | 1.66% | 0% | 2 | 4% | 0.8072% | 0% | 1
280 | West Fresno | 0 | 0 | 10 | 0% | 0% | 1 | 0.24 | 0% | 0% | 1 | 76% | 0% | 0% | 3 | 0 | 2 | 0% | 0% | 0% | 1 | 0% | 0% | 0% | 1 | 0% | 0% | 0% | 1 | 0% | 0% | 0% | 1 | 0% | 0% | 0% | 1 | 0% | 0% | 0% | 1 | 0% | 0% | 0% | 1 |  | 0% | 0% | 1 | 0.22 | 0% | 0% | 1 | 70% | 0% | 0% | 2 | 0 | 2 | 0% | 0% | 0% | 1 | 0% | 0% | 0% | 1 | 0% | 0% | 0% | 1 | 0% | 0% | 0% | 1 | 0% | 0% | 0% | 1 | 0% | 0% | 0% | 1 | 0% | 0% | 0% | 1 |  | 0% | 0% | 1 | 0.22 | 0% | 0% | 1 | 63% | 0% | 0% | 2 | 0 | 2 | 5% | 0% | 5% | 1 | 6% | 0% | 0% | 1 | 7% | 0% | 0% | 1 | 7% | 0% | 0% | 1 | 11% | 0% | 0% | 1 | 0% | 0% | 0% | 1 | 2% | 0% | 0% | 1 |  | 0% | 0% | 1 | 0.18 | 0% | 0% | 1 | 52% | 0% | 0% | 2 | 0 | 2 | 15% | 0% | 15% | 1 | 16% | 0% | 0% | 1 | 18% | 0% | 0% | 1 | 19% | 0% | 0% | 1 | 28% | 0% | 0% | 1 | 7% | 0% | 0% | 1 | 7% | 0% | 0% | 1
281 | Sylmar | 200 | 2000 | 10 | 427.4% | 68.79% | 5 | 0.14 | 999% | 100.5% | 5 | 0% | 0% | 0% | 1 | 0 | 2 | 71% | 8% | 79% | 5 | 33% | 111.4% | 22.78% | 5 | 0% | 74.21% | 0% | 3 | 15% | 87.3% | 0% | 4 | 48% | 143.8% | 46.7% | 5 | 29% | 104.2% | 10.44% | 5 | 18% | 90.95% | 0% | 4 |  | 135.5% | 5.471% | 4 | 0.33 | 74.6% | 0% | 2 | 0% | 688.8% | 25533% | 5 | 0 | 2 | 41% | 38% | 79% | 5 | 41% | 30.82% | 0% | 2 | 6% | 19.18% | 0% | 1 | 18% | 22.2% | 0% | 2 | 60% | 44.97% | 0% | 2 | 45% | 32.66% | 0% | 2 | 12% | 20.49% | 0% | 2 |  | 19.05% | 0% | 1 | 0.34 | 12.58% | 0% | 1 | 2% | 688.8% | 25533% | 5 | 0 | 2 | 59% | 23% | 82% | 5 | 41% | 5.998% | 0% | 1 | 4% | 3.65% | 0% | 1 | 17% | 4.234% | 0% | 1 | 55% | 7.759% | 0% | 2 | 38% | 5.7% | 0% | 1 | 11% | 3.94% | 0% | 1 |  | 8.426% | 0% | 1 | 0.24 | 4.942% | 0% | 1 | 3% | 688.8% | 25533% | 5 | 0 | 2 | 54% | 32% | 86% | 5 | 49% | 2.934% | 0% | 1 | 4% | 1.559% | 0% | 1 | 10% | 1.665% | 0% | 1 | 56% | 3.404% | 0% | 2 | 41% | 2.547% | 0% | 1 | 11% | 1.683% | 0% | 1
282 | Tracy | 0 | 0 | 10 | 0% | 0% | 1 | 0.2 | 0% | 0% | 1 | 37% | 0% | 0% | 1 | 0 | 2 | 50% | 0% | 50% | 3 | 57% | 0% | 0% | 2 | 51% | 0% | 0% | 2 | 50% | 0% | 0% | 2 | 75% | 0% | 0% | 3 | 6% | 0% | 0% | 1 | 8% | 0% | 0% | 1 |  | 0% | 0% | 1 | 0.16 | 0% | 0% | 1 | 42% | 0% | 0% | 1 | 0 | 2 | 45% | 0% | 45% | 2 | 51% | 0% | 0% | 2 | 38% | 0% | 0% | 1 | 42% | 0% | 0% | 1 | 63% | 0% | 0% | 2 | 11% | 0% | 0% | 1 | 6% | 0% | 0% | 1 |  | 0% | 0% | 1 | 0.14 | 0% | 0% | 1 | 44% | 0% | 0% | 1 | 0 | 2 | 40% | 2% | 42% | 2 | 43% | 0% | 0% | 1 | 34% | 0% | 0% | 1 | 36% | 0% | 0% | 1 | 54% | 0% | 0% | 2 | 17% | 0% | 0% | 1 | 6% | 0% | 0% | 1 |  | 0% | 0% | 1 | 0.14 | 0% | 0% | 1 | 41% | 0% | 0% | 1 | 0 | 2 | 38% | 5% | 43% | 2 | 45% | 0% | 0% | 1 | 36% | 0% | 0% | 1 | 38% | 0% | 0% | 1 | 58% | 0% | 0% | 2 | 21% | 0% | 0% | 1 | 7% | 0% | 0% | 1
283 | Pease | 0 | 0 | 10 | 0% | 0% | 1 | 0.2 | 0% | 0% | 1 | 54% | 0% | 0% | 2 | 0 | 2 | 2% | 0% | 2% | 1 | 12% | 0% | 0% | 1 | 16% | 0% | 0% | 1 | 50% | 0% | 0% | 2 | 62% | 0% | 0% | 2 | 2% | 0% | 0% | 1 | 4% | 0% | 0% | 1 |  | 0% | 0% | 1 | 0.14 | 0% | 0% | 1 | 48% | 0% | 0% | 1 | 0 | 2 | 15% | 0% | 15% | 1 | 41% | 0% | 0% | 1 | 11% | 0% | 0% | 1 | 28% | 0% | 0% | 1 | 65% | 0% | 0% | 2 | 7% | 0% | 0% | 1 | 6% | 0% | 0% | 1 |  | 0% | 0% | 1 | 0.12 | 0% | 0% | 1 | 47% | 0% | 0% | 1 | 0 | 2 | 17% | 0% | 17% | 1 | 48% | 0% | 0% | 1 | 11% | 0% | 0% | 1 | 34% | 0% | 0% | 1 | 70% | 0% | 0% | 3 | 8% | 0% | 0% | 1 | 9% | 0% | 0% | 1 |  | 0% | 0% | 1 | 0.12 | 0% | 0% | 1 | 46% | 0% | 0% | 1 | 0 | 2 | 18% | 0% | 18% | 1 | 51% | 0% | 0% | 2 | 11% | 0% | 0% | 1 | 38% | 0% | 0% | 1 | 72% | 0% | 0% | 3 | 7% | 0% | 0% | 1 | 9% | 0% | 0% | 1
284 | Spring Valley | 0 | 0 | 10 | 0% | 0% | 1 | 0.21 | 0% | 0% | 1 | 0% | 0% | 0% | 1 | 0 | 2 | 81% | 0% | 81% | 5 | 42% | 0% | 0% | 1 | 100% | 0% | 0% | 5 | 100% | 0% | 0% | 5 | 100% | 0% | 0% | 5 | 15% | 0% | 0% | 1 | 6% | 0% | 0% | 1 |  | 0% | 0% | 1 | 0.32 | 0% | 0% | 1 | 0% | 0% | 0% | 1 | 0 | 2 | 79% | 6% | 85% | 5 | 38% | 0% | 0% | 1 | 86% | 0% | 0% | 3 | 82% | 0% | 0% | 3 | 96% | 0% | 0% | 5 | 30% | 0% | 0% | 1 | 6% | 0% | 0% | 1 |  | 0% | 0% | 1 | 0.23 | 0% | 0% | 1 | 0% | 0% | 0% | 1 | 0 | 2 | 34% | 45% | 79% | 5 | 34% | 0% | 0% | 1 | 61% | 0% | 0% | 2 | 79% | 0% | 0% | 3 | 90% | 0% | 0% | 4 | 25% | 0% | 0% | 1 | 4% | 0% | 0% | 1 |  | 0% | 0% | 1 | 0.21 | 0% | 0% | 1 | 0% | 0% | 0% | 1 | 0 | 2 | 23% | 67% | 90% | 5 | 34% | 0% | 0% | 1 | 45% | 0% | 0% | 1 | 73% | 0% | 0% | 3 | 83% | 0% | 0% | 3 | 36% | 0% | 0% | 1 | 3% | 0% | 0% | 1
285 | Honcut | 0 | 0 | 10 | 0% | 0% | 1 | 0.13 | 0% | 0% | 1 | 56% | 0% | 0% | 2 | 0 | 2 | 17% | 0% | 17% | 1 | 90% | 0% | 0% | 4 | 0% | 0% | 0% | 1 | 2% | 0% | 0% | 1 | 90% | 0% | 0% | 4 | 3% | 0% | 0% | 1 | 20% | 0% | 0% | 1 |  | 0% | 0% | 1 | 0.16 | 0% | 0% | 1 | 36% | 0% | 0% | 1 | 0 | 2 | 24% | 0% | 24% | 2 | 79% | 0% | 0% | 3 | 7% | 0% | 0% | 1 | 21% | 0% | 0% | 1 | 84% | 0% | 0% | 3 | 9% | 0% | 0% | 1 | 13% | 0% | 0% | 1 |  | 0% | 0% | 1 | 0.16 | 0% | 0% | 1 | 25% | 0% | 0% | 1 | 0 | 2 | 32% | 0% | 32% | 2 | 64% | 0% | 0% | 2 | 11% | 0% | 0% | 1 | 30% | 0% | 0% | 1 | 81% | 0% | 0% | 3 | 15% | 0% | 0% | 1 | 10% | 0% | 0% | 1 |  | 0% | 0% | 1 | 0.13 | 0% | 0% | 1 | 22% | 0% | 0% | 1 | 0 | 2 | 34% | 2% | 36% | 2 | 57% | 0% | 0% | 2 | 13% | 0% | 0% | 1 | 32% | 0% | 0% | 1 | 77% | 0% | 0% | 3 | 15% | 0% | 0% | 1 | 10% | 0% | 0% | 1
286 | Rancho Mission Viejo | 0 | 0 | 10 | 0% | 0% | 1 | 0.52 | 0% | 0% | 1 | 0% | 0% | 0% | 1 | 0 | 2 | 44% | 53% | 97% | 5 | 23% | 0% | 0% | 1 | 78% | 0% | 0% | 3 | 79% | 0% | 0% | 3 | 79% | 0% | 0% | 3 | 62% | 0% | 0% | 2 | 5% | 0% | 0% | 1 |  | 0% | 0% | 1 | 0.44 | 0% | 0% | 1 | 0% | 0% | 0% | 1 | 0 | 2 | 30% | 63% | 93% | 5 | 30% | 0% | 0% | 1 | 62% | 0% | 0% | 2 | 65% | 0% | 0% | 2 | 78% | 0% | 0% | 3 | 57% | 0% | 0% | 2 | 6% | 0% | 0% | 1 |  | 0% | 0% | 1 | 0.3 | 0% | 0% | 1 | 0% | 0% | 0% | 1 | 0 | 2 | 19% | 72% | 91% | 5 | 52% | 0% | 0% | 2 | 54% | 0% | 0% | 2 | 62% | 0% | 0% | 2 | 87% | 0% | 0% | 3 | 54% | 0% | 0% | 2 | 7% | 0% | 0% | 1 |  | 0% | 0% | 1 | 0.31 | 0% | 0% | 1 | 0% | 0% | 0% | 1 | 0 | 2 | 15% | 74% | 89% | 5 | 49% | 0% | 0% | 1 | 46% | 0% | 0% | 1 | 53% | 0% | 0% | 2 | 85% | 0% | 0% | 3 | 38% | 0% | 0% | 1 | 7% | 0% | 0% | 1
287 | Encina | 0 | 0 | 10 | 0% | 0% | 1 | 0.47 | 0% | 0% | 1 | 0% | 0% | 0% | 1 | 0 | 2 | 0% | 0% | 0% | 1 | 20% | 0% | 0% | 1 | 84% | 0% | 0% | 3 | 84% | 0% | 0% | 3 | 84% | 0% | 0% | 3 | 0% | 0% | 0% | 1 | 12% | 0% | 0% | 1 |  | 0% | 0% | 1 | 0.37 | 0% | 0% | 1 | 1% | 0% | 0% | 1 | 0 | 2 | 6% | 0% | 6% | 1 | 24% | 0% | 0% | 1 | 55% | 0% | 0% | 2 | 57% | 0% | 0% | 2 | 70% | 0% | 0% | 3 | 5% | 0% | 0% | 1 | 18% | 0% | 0% | 1 |  | 0% | 0% | 1 | 0.37 | 0% | 0% | 1 | 7% | 0% | 0% | 1 | 0 | 2 | 15% | 0% | 15% | 1 | 64% | 0% | 0% | 2 | 36% | 0% | 0% | 1 | 51% | 0% | 0% | 2 | 79% | 0% | 0% | 3 | 5% | 0% | 0% | 1 | 6% | 0% | 0% | 1 |  | 0% | 0% | 1 | 0.37 | 0% | 0% | 1 | 5% | 0% | 0% | 1 | 0 | 2 | 53% | 6% | 59% | 3 | 44% | 0% | 0% | 1 | 18% | 0% | 0% | 1 | 35% | 0% | 0% | 1 | 56% | 0% | 0% | 2 | 4% | 0% | 0% | 1 | 7% | 0% | 0% | 1
288 | Bullard | 0 | 0 | 10 | 0% | 0% | 1 | 0.13 | 0% | 0% | 1 | 25% | 0% | 0% | 1 | 0 | 2 | 0% | 0% | 0% | 1 | 69% | 0% | 0% | 2 | 63% | 0% | 0% | 2 | 63% | 0% | 0% | 2 | 69% | 0% | 0% | 2 | 0% | 0% | 0% | 1 | 28% | 0% | 0% | 1 |  | 0% | 0% | 1 | 0.37 | 0% | 0% | 1 | 23% | 0% | 0% | 1 | 0 | 2 | 42% | 0% | 42% | 2 | 34% | 0% | 0% | 1 | 47% | 0% | 0% | 1 | 45% | 0% | 0% | 1 | 60% | 0% | 0% | 2 | 15% | 0% | 0% | 1 | 18% | 0% | 0% | 1 |  | 0% | 0% | 1 | 0.24 | 0% | 0% | 1 | 38% | 0% | 0% | 1 | 0 | 2 | 38% | 0% | 38% | 2 | 31% | 0% | 0% | 1 | 31% | 0% | 0% | 1 | 30% | 0% | 0% | 1 | 48% | 0% | 0% | 1 | 21% | 0% | 0% | 1 | 15% | 0% | 0% | 1 |  | 0% | 0% | 1 | 0.2 | 0% | 0% | 1 | 40% | 0% | 0% | 1 | 0 | 2 | 37% | 0% | 37% | 2 | 34% | 0% | 0% | 1 | 24% | 0% | 0% | 1 | 24% | 0% | 0% | 1 | 47% | 0% | 0% | 1 | 24% | 0% | 0% | 1 | 12% | 0% | 0% | 1
289 | Hicks | 0 | 0 | 10 | 0% | 0% | 1 | 0.12 | 0% | 0% | 1 | 0% | 0% | 0% | 1 | 0 | 2 | 90% | 0% | 90% | 5 | 100% | 0% | 0% | 5 | 1% | 0% | 0% | 1 | 89% | 0% | 0% | 3 | 100% | 0% | 0% | 5 | 24% | 0% | 0% | 1 | 6% | 0% | 0% | 1 |  | 0% | 0% | 1 | 0.22 | 0% | 0% | 1 | 1% | 0% | 0% | 1 | 0 | 2 | 40% | 0% | 40% | 2 | 70% | 0% | 0% | 3 | 3% | 0% | 0% | 1 | 66% | 0% | 0% | 2 | 94% | 0% | 0% | 4 | 22% | 0% | 0% | 1 | 3% | 0% | 0% | 1 |  | 0% | 0% | 1 | 0.21 | 0% | 0% | 1 | 1% | 0% | 0% | 1 | 0 | 2 | 47% | 0% | 47% | 2 | 60% | 0% | 0% | 2 | 16% | 0% | 0% | 1 | 55% | 0% | 0% | 2 | 82% | 0% | 0% | 3 | 35% | 0% | 0% | 1 | 3% | 0% | 0% | 1 |  | 0% | 0% | 1 | 0.19 | 0% | 0% | 1 | 1% | 0% | 0% | 1 | 0 | 2 | 47% | 5% | 52% | 3 | 61% | 0% | 0% | 2 | 22% | 0% | 0% | 1 | 53% | 0% | 0% | 2 | 82% | 0% | 0% | 3 | 43% | 0% | 0% | 1 | 3% | 0% | 0% | 1
290 | Olivehurst | 0 | 0 | 10 | 0% | 0% | 1 | 0.14 | 0% | 0% | 1 | 31% | 0% | 0% | 1 | 0 | 2 | 0% | 0% | 0% | 1 | 15% | 0% | 0% | 1 | 0% | 0% | 0% | 1 | 0% | 0% | 0% | 1 | 15% | 0% | 0% | 1 | 0% | 0% | 0% | 1 | 15% | 0% | 0% | 1 |  | 0% | 0% | 1 | 0.15 | 0% | 0% | 1 | 54% | 0% | 0% | 2 | 0 | 2 | 3% | 0% | 3% | 1 | 36% | 0% | 0% | 1 | 1% | 0% | 0% | 1 | 15% | 0% | 0% | 1 | 49% | 0% | 0% | 1 | 0% | 0% | 0% | 1 | 11% | 0% | 0% | 1 |  | 0% | 0% | 1 | 0.13 | 0% | 0% | 1 | 45% | 0% | 0% | 1 | 0 | 2 | 14% | 0% | 14% | 1 | 44% | 0% | 0% | 1 | 7% | 0% | 0% | 1 | 29% | 0% | 0% | 1 | 64% | 0% | 0% | 2 | 5% | 0% | 0% | 1 | 10% | 0% | 0% | 1 |  | 0% | 0% | 1 | 0.12 | 0% | 0% | 1 | 44% | 0% | 0% | 1 | 0 | 2 | 25% | 0% | 25% | 2 | 53% | 0% | 0% | 2 | 6% | 0% | 0% | 1 | 31% | 0% | 0% | 1 | 73% | 0% | 0% | 3 | 10% | 0% | 0% | 1 | 10% | 0% | 0% | 1
291 | Temblor | 0 | 0 | 10 | 0% | 0% | 1 | 0.07 | 0% | 0% | 1 | 7% | 0% | 0% | 1 | 0 | 2 | 0% | 0% | 0% | 1 | 3% | 0% | 0% | 1 | 16% | 0% | 0% | 1 | 45% | 0% | 0% | 1 | 45% | 0% | 0% | 1 | 1% | 0% | 0% | 1 | 0% | 0% | 0% | 1 |  | 0% | 0% | 1 | 0.07 | 0% | 0% | 1 | 25% | 0% | 0% | 1 | 0 | 2 | 7% | 0% | 7% | 1 | 35% | 0% | 0% | 1 | 14% | 0% | 0% | 1 | 34% | 0% | 0% | 1 | 61% | 0% | 0% | 2 | 14% | 0% | 0% | 1 | 0% | 0% | 0% | 1 |  | 0% | 0% | 1 | 0.08 | 0% | 0% | 1 | 28% | 0% | 0% | 1 | 0 | 2 | 13% | 0% | 13% | 1 | 44% | 0% | 0% | 1 | 16% | 0% | 0% | 1 | 43% | 0% | 0% | 1 | 71% | 0% | 0% | 3 | 15% | 0% | 0% | 1 | 3% | 0% | 0% | 1 |  | 0% | 0% | 1 | 0.09 | 0% | 0% | 1 | 28% | 0% | 0% | 1 | 0 | 2 | 14% | 0% | 14% | 1 | 41% | 0% | 0% | 1 | 17% | 0% | 0% | 1 | 45% | 0% | 0% | 1 | 72% | 0% | 0% | 3 | 17% | 0% | 0% | 1 | 4% | 0% | 0% | 1
292 | Olinda | 0 | 0 | 10 | 0% | 0% | 1 | 0.53 | 0% | 0% | 1 | 0% | 0% | 0% | 1 | 0 | 2 | 56% | 0% | 56% | 3 | 12% | 0% | 0% | 1 | 0% | 0% | 0% | 1 | 0% | 0% | 0% | 1 | 12% | 0% | 0% | 1 | 38% | 0% | 0% | 1 | 18% | 0% | 0% | 1 |  | 0% | 0% | 1 | 0.21 | 0% | 0% | 1 | 0% | 0% | 0% | 1 | 0 | 2 | 90% | 0% | 90% | 5 | 62% | 0% | 0% | 2 | 0% | 0% | 0% | 1 | 0% | 0% | 0% | 1 | 62% | 0% | 0% | 2 | 45% | 0% | 0% | 1 | 16% | 0% | 0% | 1 |  | 0% | 0% | 1 | 0.15 | 0% | 0% | 1 | 0% | 0% | 0% | 1 | 0 | 2 | 91% | 0% | 91% | 5 | 50% | 0% | 0% | 2 | 3% | 0% | 0% | 1 | 12% | 0% | 0% | 1 | 63% | 0% | 0% | 2 | 36% | 0% | 0% | 1 | 12% | 0% | 0% | 1 |  | 0% | 0% | 1 | 0.52 | 0% | 0% | 1 | 6% | 0% | 0% | 1 | 0 | 2 | 43% | 19% | 62% | 3 | 30% | 0% | 0% | 1 | 8% | 0% | 0% | 1 | 28% | 0% | 0% | 1 | 55% | 0% | 0% | 2 | 33% | 0% | 0% | 1 | 8% | 0% | 0% | 1
293 | Mt. Eden | 0 | 0 | 0 | 0% | 0% | 1 | 0.04 | 0% | 0% | 1 | 0% | 0% | 0% | 1 | 0 | 2 | 0% | 0% | 0% | 1 | 0% | 0% | 0% | 1 | 0% | 0% | 0% | 1 | 39% | 0% | 0% | 1 | 39% | 0% | 0% | 1 | 0% | 0% | 0% | 1 | 72% | 0% | 0% | 3 |  | 0% | 0% | 1 | 0.3 | 0% | 0% | 1 | 0% | 0% | 0% | 1 | 0 | 2 | 73% | 0% | 73% | 3 | 58% | 0% | 0% | 2 | 17% | 0% | 0% | 1 | 60% | 0% | 0% | 2 | 86% | 0% | 0% | 3 | 45% | 0% | 0% | 1 | 8% | 0% | 0% | 1 |  | 0% | 0% | 1 | 0.53 | 0% | 0% | 1 | 0% | 0% | 0% | 1 | 0 | 2 | 74% | 0% | 74% | 3 | 63% | 0% | 0% | 2 | 28% | 0% | 0% | 1 | 64% | 0% | 0% | 2 | 84% | 0% | 0% | 3 | 39% | 0% | 0% | 1 | 8% | 0% | 0% | 1 |  | 0% | 0% | 1 | 0.28 | 0% | 0% | 1 | 0% | 0% | 0% | 1 | 0 | 2 | 75% | 1% | 76% | 5 | 53% | 0% | 0% | 2 | 41% | 0% | 0% | 1 | 65% | 0% | 0% | 2 | 81% | 0% | 0% | 3 | 42% | 0% | 0% | 1 | 8% | 0% | 0% | 1
294 | Woodland | 12 | 120 | 5 | 6.448% | 0% | 1 | 0.1 | 3.302% | 0% | 1 | 67% | 2.275% | 0% | 2 | 0 | 2 | 0% | 0% | 0% | 1 | 57% | 0.954% | 0% | 2 | 24% | 0.5341% | 0% | 1 | 26% | 0.5534% | 0% | 1 | 69% | 1.314% | 0% | 2 | 0% | 0.4075% | 0% | 1 | 7% | 0.4399% | 0% | 1 |  | 1.031% | 0% | 1 | 0.09 | 0.7264% | 0% | 1 | 63% | 0.4209% | 0% | 2 | 0 | 2 | 3% | 0% | 3% | 1 | 48% | 0.1675% | 0% | 1 | 19% | 0.1088% | 0% | 1 | 30% | 0.1255% | 0% | 1 | 61% | 0.225% | 0% | 2 | 1% | 0.08822% | 0% | 1 | 6% | 0.09319% | 0% | 1 |  | 0.8152% | 0% | 1 | 0.09 | 0.4105% | 0% | 1 | 66% | 0.4209% | 0% | 2 | 0 | 2 | 6% | 0% | 6% | 1 | 43% | 0.06846% | 0% | 1 | 14% | 0.04476% | 0% | 1 | 40% | 0.06423% | 0% | 1 | 68% | 0.1222% | 0% | 2 | 1% | 0.03922% | 0% | 1 | 5% | 0.04055% | 0% | 1 |  | 0.3856% | 0% | 1 | 0.09 | 0.2107% | 0% | 1 | 59% | 0.4209% | 0% | 2 | 0 | 2 | 17% | 0% | 17% | 1 | 46% | 0.0412% | 0% | 1 | 11% | 0.02504% | 0% | 1 | 39% | 0.03655% | 0% | 1 | 68% | 0.0696% | 0% | 2 | 7% | 0.02411% | 0% | 1 | 5% | 0.02355% | 0% | 1
295 | Trabuco | 0 | 0 | 10 | 0% | 0% | 1 | 0.72 | 0% | 0% | 1 | 0% | 0% | 0% | 1 | 0 | 2 | 84% | 0% | 84% | 5 | 20% | 0% | 0% | 1 | 66% | 0% | 0% | 2 | 66% | 0% | 0% | 2 | 67% | 0% | 0% | 2 | 8% | 0% | 0% | 1 | 11% | 0% | 0% | 1 |  | 0% | 0% | 1 | 0.59 | 0% | 0% | 1 | 0% | 0% | 0% | 1 | 0 | 2 | 33% | 54% | 87% | 5 | 22% | 0% | 0% | 1 | 68% | 0% | 0% | 2 | 72% | 0% | 0% | 3 | 77% | 0% | 0% | 3 | 54% | 0% | 0% | 2 | 7% | 0% | 0% | 1 |  | 0% | 0% | 1 | 0.44 | 0% | 0% | 1 | 0% | 0% | 0% | 1 | 0 | 2 | 26% | 62% | 88% | 5 | 38% | 0% | 0% | 1 | 50% | 0% | 0% | 2 | 64% | 0% | 0% | 2 | 83% | 0% | 0% | 3 | 54% | 0% | 0% | 2 | 8% | 0% | 0% | 1 |  | 0% | 0% | 1 | 0.46 | 0% | 0% | 1 | 0% | 0% | 0% | 1 | 0 | 2 | 15% | 69% | 84% | 5 | 46% | 0% | 0% | 1 | 47% | 0% | 0% | 1 | 60% | 0% | 0% | 2 | 87% | 0% | 0% | 3 | 52% | 0% | 0% | 2 | 8% | 0% | 0% | 1
296 | Cantua | 0 | 0 | 10 | 0% | 0% | 1 | 0.07 | 0% | 0% | 1 | 80% | 0% | 0% | 3 | 0 | 2 | 7% | 0% | 7% | 1 | 20% | 0% | 0% | 1 | 0% | 0% | 0% | 1 | 0% | 0% | 0% | 1 | 20% | 0% | 0% | 1 | 7% | 0% | 0% | 1 | 1% | 0% | 0% | 1 |  | 0% | 0% | 1 | 0.06 | 0% | 0% | 1 | 43% | 0% | 0% | 1 | 0 | 2 | 16% | 1% | 17% | 2 | 35% | 0% | 0% | 1 | 0% | 0% | 0% | 1 | 8% | 0% | 0% | 1 | 37% | 0% | 0% | 1 | 18% | 0% | 0% | 1 | 0% | 0% | 0% | 1 |  | 0% | 0% | 1 | 0.06 | 0% | 0% | 1 | 35% | 0% | 0% | 1 | 0 | 2 | 14% | 1% | 15% | 2 | 34% | 0% | 0% | 1 | 2% | 0% | 0% | 1 | 9% | 0% | 0% | 1 | 35% | 0% | 0% | 1 | 16% | 0% | 0% | 1 | 0% | 0% | 0% | 1 |  | 0% | 0% | 1 | 0.06 | 0% | 0% | 1 | 36% | 0% | 0% | 1 | 0 | 2 | 15% | 2% | 17% | 2 | 35% | 0% | 0% | 1 | 6% | 0% | 0% | 1 | 15% | 0% | 0% | 1 | 40% | 0% | 0% | 1 | 15% | 0% | 0% | 1 | 1% | 0% | 0% | 1
297 | Rancho Vista | 0 | 0 | 10 | 0% | 0% | 1 | 0.75 | 0% | 0% | 1 | 0% | 0% | 0% | 1 | 0 | 2 | 38% | 62% | 100% | 5 | 100% | 0% | 0% | 5 | 100% | 0% | 0% | 5 | 100% | 0% | 0% | 5 | 100% | 0% | 0% | 5 | 0% | 0% | 0% | 1 | 0% | 0% | 0% | 1 |  | 0% | 0% | 1 | 0.57 | 0% | 0% | 1 | 13% | 0% | 0% | 1 | 0 | 2 | 7% | 37% | 44% | 5 | 44% | 0% | 0% | 1 | 33% | 0% | 0% | 1 | 30% | 0% | 0% | 1 | 44% | 0% | 0% | 1 | 24% | 0% | 0% | 1 | 5% | 0% | 0% | 1 |  | 0% | 0% | 1 | 0.3 | 0% | 0% | 1 | 6% | 0% | 0% | 1 | 0 | 2 | 28% | 45% | 73% | 5 | 66% | 0% | 0% | 2 | 51% | 0% | 0% | 2 | 46% | 0% | 0% | 1 | 74% | 0% | 0% | 3 | 22% | 0% | 0% | 1 | 8% | 0% | 0% | 1 |  | 0% | 0% | 1 | 0.27 | 0% | 0% | 1 | 2% | 0% | 0% | 1 | 0 | 2 | 55% | 30% | 85% | 5 | 51% | 0% | 0% | 2 | 53% | 0% | 0% | 2 | 60% | 0% | 0% | 2 | 85% | 0% | 0% | 3 | 35% | 0% | 0% | 1 | 7% | 0% | 0% | 1
298 | Los Esteros | 0 | 0 | 10 | 0% | 0% | 1 | 0.07 | 0% | 0% | 1 | 0% | 0% | 0% | 1 | 0 | 2 | 71% | 0% | 71% | 3 | 0% | 0% | 0% | 1 | 0% | 0% | 0% | 1 | 48% | 0% | 0% | 1 | 48% | 0% | 0% | 1 | 29% | 0% | 0% | 1 | 32% | 0% | 0% | 1 |  | 0% | 0% | 1 | 0.06 | 0% | 0% | 1 | 0% | 0% | 0% | 1 | 0 | 2 | 96% | 0% | 96% | 5 | 43% | 0% | 0% | 1 | 40% | 0% | 0% | 1 | 46% | 0% | 0% | 1 | 53% | 0% | 0% | 2 | 60% | 0% | 0% | 2 | 8% | 0% | 0% | 1 |  | 0% | 0% | 1 | 0.07 | 0% | 0% | 1 | 0% | 0% | 0% | 1 | 0 | 2 | 91% | 3% | 94% | 5 | 59% | 0% | 0% | 2 | 36% | 0% | 0% | 1 | 46% | 0% | 0% | 1 | 68% | 0% | 0% | 2 | 69% | 0% | 0% | 2 | 7% | 0% | 0% | 1 |  | 0% | 0% | 1 | 0.14 | 0% | 0% | 1 | 1% | 0% | 0% | 1 | 0 | 2 | 72% | 8% | 80% | 5 | 72% | 0% | 0% | 3 | 35% | 0% | 0% | 1 | 50% | 0% | 0% | 2 | 84% | 0% | 0% | 3 | 63% | 0% | 0% | 2 | 6% | 0% | 0% | 1
299 | Humboldt Bay | 0 | 0 | 0 | 0% | 0% | 1 | 0.18 | 0% | 0% | 1 | 0% | 0% | 0% | 1 | 0 | 2 | 0% | 0% | 0% | 1 | 9% | 0% | 0% | 1 | 52% | 0% | 0% | 2 | 52% | 0% | 0% | 2 | 59% | 0% | 0% | 2 | 25% | 0% | 0% | 1 | 19% | 0% | 0% | 1 |  | 0% | 0% | 1 | 0.14 | 0% | 0% | 1 | 0% | 0% | 0% | 1 | 0 | 2 | 0% | 0% | 0% | 1 | 3% | 0% | 0% | 1 | 55% | 0% | 0% | 2 | 57% | 0% | 0% | 2 | 59% | 0% | 0% | 2 | 15% | 0% | 0% | 1 | 22% | 0% | 0% | 1 |  | 0% | 0% | 1 | 0.13 | 0% | 0% | 1 | 0% | 0% | 0% | 1 | 0 | 2 | 0% | 0% | 0% | 1 | 4% | 0% | 0% | 1 | 38% | 0% | 0% | 1 | 43% | 0% | 0% | 1 | 45% | 0% | 0% | 1 | 25% | 0% | 0% | 1 | 23% | 0% | 0% | 1 |  | 0% | 0% | 1 | 0.09 | 0% | 0% | 1 | 0% | 0% | 0% | 1 | 0 | 2 | 0% | 0% | 0% | 1 | 4% | 0% | 0% | 1 | 36% | 0% | 0% | 1 | 41% | 0% | 0% | 1 | 43% | 0% | 0% | 1 | 33% | 0% | 0% | 1 | 17% | 0% | 0% | 1
300 | Shiloh III | 0 | 0 | 0 | 0% | 0% | 1 | 0.06 | 0% | 0% | 1 | 0% | 0% | 0% | 1 | 0 | 2 | 91% | 0% | 91% | 5 | 7% | 0% | 0% | 1 | 37% | 0% | 0% | 1 | 40% | 0% | 0% | 1 | 51% | 0% | 0% | 2 | 3% | 0% | 0% | 1 | 18% | 0% | 0% | 1 |  | 0% | 0% | 1 | 0.06 | 0% | 0% | 1 | 8% | 0% | 0% | 1 | 0 | 2 | 64% | 0% | 64% | 3 | 16% | 0% | 0% | 1 | 35% | 0% | 0% | 1 | 35% | 0% | 0% | 1 | 50% | 0% | 0% | 2 | 6% | 0% | 0% | 1 | 28% | 0% | 0% | 1 |  | 0% | 0% | 1 | 0.07 | 0% | 0% | 1 | 27% | 0% | 0% | 1 | 0 | 2 | 40% | 0% | 40% | 2 | 12% | 0% | 0% | 1 | 31% | 0% | 0% | 1 | 32% | 0% | 0% | 1 | 43% | 0% | 0% | 1 | 4% | 0% | 0% | 1 | 20% | 0% | 0% | 1 |  | 0% | 0% | 1 | 0.13 | 0% | 0% | 1 | 33% | 0% | 0% | 1 | 0 | 2 | 34% | 0% | 34% | 2 | 17% | 0% | 0% | 1 | 24% | 0% | 0% | 1 | 26% | 0% | 0% | 1 | 41% | 0% | 0% | 1 | 7% | 0% | 0% | 1 | 14% | 0% | 0% | 1
301 | Westpark | 0 | 0 | 10 | 0% | 0% | 1 | 0.19 | 0% | 0% | 1 | 5% | 0% | 0% | 1 | 0 | 2 | 0% | 0% | 0% | 1 | 75% | 0% | 0% | 3 | 0% | 0% | 0% | 1 | 53% | 0% | 0% | 2 | 75% | 0% | 0% | 3 | 0% | 0% | 0% | 1 | 0% | 0% | 0% | 1 |  | 0% | 0% | 1 | 0.21 | 0% | 0% | 1 | 42% | 0% | 0% | 1 | 0 | 2 | 8% | 0% | 8% | 1 | 38% | 0% | 0% | 1 | 12% | 0% | 0% | 1 | 28% | 0% | 0% | 1 | 49% | 0% | 0% | 1 | 2% | 0% | 0% | 1 | 5% | 0% | 0% | 1 |  | 0% | 0% | 1 | 0.13 | 0% | 0% | 1 | 45% | 0% | 0% | 1 | 0 | 2 | 22% | 0% | 22% | 2 | 34% | 0% | 0% | 1 | 16% | 0% | 0% | 1 | 29% | 0% | 0% | 1 | 48% | 0% | 0% | 1 | 8% | 0% | 0% | 1 | 5% | 0% | 0% | 1 |  | 0% | 0% | 1 | 0.1 | 0% | 0% | 1 | 46% | 0% | 0% | 1 | 0 | 2 | 24% | 0% | 24% | 2 | 34% | 0% | 0% | 1 | 23% | 0% | 0% | 1 | 37% | 0% | 0% | 1 | 54% | 0% | 0% | 2 | 13% | 0% | 0% | 1 | 4% | 0% | 0% | 1
302 | Pendleton | 0 | 0 | 10 | 0% | 0% | 1 | 0.57 | 0% | 0% | 1 | 8% | 0% | 0% | 1 | 0 | 2 | 0% | 0% | 0% | 1 | 18% | 0% | 0% | 1 | 18% | 0% | 0% | 1 | 18% | 0% | 0% | 1 | 18% | 0% | 0% | 1 | 0% | 0% | 0% | 1 | 5% | 0% | 0% | 1 |  | 0% | 0% | 1 | 0.37 | 0% | 0% | 1 | 7% | 0% | 0% | 1 | 0 | 2 | 9% | 31% | 40% | 5 | 79% | 0% | 0% | 3 | 40% | 0% | 0% | 1 | 48% | 0% | 0% | 1 | 89% | 0% | 0% | 3 | 4% | 0% | 0% | 1 | 8% | 0% | 0% | 1 |  | 0% | 0% | 1 | 0.37 | 0% | 0% | 1 | 4% | 0% | 0% | 1 | 0 | 2 | 40% | 32% | 72% | 5 | 67% | 0% | 0% | 2 | 23% | 0% | 0% | 1 | 45% | 0% | 0% | 1 | 78% | 0% | 0% | 3 | 7% | 0% | 0% | 1 | 7% | 0% | 0% | 1 |  | 0% | 0% | 1 | 0.37 | 0% | 0% | 1 | 4% | 0% | 0% | 1 | 0 | 2 | 41% | 41% | 82% | 5 | 53% | 0% | 0% | 2 | 26% | 0% | 0% | 1 | 41% | 0% | 0% | 1 | 69% | 0% | 0% | 2 | 16% | 0% | 0% | 1 | 6% | 0% | 0% | 1
303 | Burney Forest Power | 0 | 0 | 0 | 0% | 0% | 1 | 0.05 | 0% | 0% | 1 | 0% | 0% | 0% | 1 | 0 | 2 | 53% | 0% | 53% | 3 | 29% | 0% | 0% | 1 | 0% | 0% | 0% | 1 | 0% | 0% | 0% | 1 | 29% | 0% | 0% | 1 | 18% | 0% | 0% | 1 | 12% | 0% | 0% | 1 |  | 0% | 0% | 1 | 0.05 | 0% | 0% | 1 | 0% | 0% | 0% | 1 | 0 | 2 | 52% | 0% | 52% | 3 | 43% | 0% | 0% | 1 | 7% | 0% | 0% | 1 | 6% | 0% | 0% | 1 | 48% | 0% | 0% | 1 | 25% | 0% | 0% | 1 | 8% | 0% | 0% | 1 |  | 0% | 0% | 1 | 0.05 | 0% | 0% | 1 | 0% | 0% | 0% | 1 | 0 | 2 | 52% | 4% | 56% | 3 | 43% | 0% | 0% | 1 | 17% | 0% | 0% | 1 | 17% | 0% | 0% | 1 | 53% | 0% | 0% | 2 | 28% | 0% | 0% | 1 | 7% | 0% | 0% | 1 |  | 0% | 0% | 1 | 0.05 | 0% | 0% | 1 | 0% | 0% | 0% | 1 | 0 | 2 | 47% | 8% | 55% | 3 | 38% | 0% | 0% | 1 | 18% | 0% | 0% | 1 | 19% | 0% | 0% | 1 | 50% | 0% | 0% | 2 | 36% | 0% | 0% | 1 | 6% | 0% | 0% | 1
304 | Llagas | 0 | 0 | 10 | 0% | 0% | 1 | 0.18 | 0% | 0% | 1 | 26% | 0% | 0% | 1 | 0 | 2 | 55% | 0% | 55% | 3 | 53% | 0% | 0% | 2 | 0% | 0% | 0% | 1 | 4% | 0% | 0% | 1 | 53% | 0% | 0% | 2 | 33% | 0% | 0% | 1 | 2% | 0% | 0% | 1 |  | 0% | 0% | 1 | 0.15 | 0% | 0% | 1 | 16% | 0% | 0% | 1 | 0 | 2 | 56% | 0% | 56% | 3 | 50% | 0% | 0% | 2 | 4% | 0% | 0% | 1 | 10% | 0% | 0% | 1 | 53% | 0% | 0% | 2 | 41% | 0% | 0% | 1 | 4% | 0% | 0% | 1 |  | 0% | 0% | 1 | 0.18 | 0% | 0% | 1 | 16% | 0% | 0% | 1 | 0 | 2 | 54% | 2% | 56% | 3 | 52% | 0% | 0% | 2 | 8% | 0% | 0% | 1 | 13% | 0% | 0% | 1 | 58% | 0% | 0% | 2 | 40% | 0% | 0% | 1 | 5% | 0% | 0% | 1 |  | 0% | 0% | 1 | 0.15 | 0% | 0% | 1 | 13% | 0% | 0% | 1 | 0 | 2 | 54% | 9% | 63% | 3 | 53% | 0% | 0% | 2 | 15% | 0% | 0% | 1 | 23% | 0% | 0% | 1 | 67% | 0% | 0% | 2 | 47% | 0% | 0% | 1 | 4% | 0% | 0% | 1
305 | Los Banos | 200 | 2000 | 10 | 55.96% | 0% | 3 | 0.09 | 31.86% | 0% | 2 | 12% | 33.18% | 0% | 2 | 0 | 2 | 69% | 0% | 69% | 3 | 81% | 38.73% | 0% | 3 | 13% | 8.383% | 0% | 1 | 30% | 10.49% | 0% | 1 | 81% | 38.73% | 0% | 3 | 20% | 9.067% | 0% | 1 | 6% | 7.739% | 0% | 1 |  | 11.36% | 0% | 1 | 0.08 | 4.606% | 0% | 1 | 18% | 9.234% | 0% | 1 | 0 | 2 | 57% | 2% | 59% | 3 | 65% | 4.723% | 0% | 2 | 16% | 1.944% | 0% | 1 | 33% | 2.432% | 0% | 1 | 66% | 4.798% | 0% | 2 | 37% | 2.616% | 0% | 1 | 8% | 1.78% | 0% | 1 |  | 7.175% | 0% | 1 | 0.06 | 2.12% | 0% | 1 | 19% | 9.234% | 0% | 1 | 0 | 2 | 54% | 7% | 61% | 3 | 67% | 2.49% | 0% | 2 | 14% | 0.9706% | 0% | 1 | 27% | 1.141% | 0% | 1 | 70% | 2.792% | 0% | 3 | 43% | 1.458% | 0% | 1 | 8% | 0.9021% | 0% | 1 |  | 4.061% | 0% | 1 | 0.06 | 1.091% | 0% | 1 | 19% | 9.234% | 0% | 1 | 0 | 2 | 55% | 6% | 61% | 3 | 62% | 1.207% | 0% | 2 | 13% | 0.5207% | 0% | 1 | 21% | 0.5763% | 0% | 1 | 68% | 1.403% | 0% | 2 | 47% | 0.8615% | 0% | 1 | 6% | 0.4862% | 0% | 1
306 | Peabody | 0 | 0 | 10 | 0% | 0% | 1 | 0.17 | 0% | 0% | 1 | 15% | 0% | 0% | 1 | 0 | 2 | 58% | 0% | 58% | 3 | 24% | 0% | 0% | 1 | 36% | 0% | 0% | 1 | 75% | 0% | 0% | 3 | 98% | 0% | 0% | 5 | 12% | 0% | 0% | 1 | 20% | 0% | 0% | 1 |  | 0% | 0% | 1 | 0.11 | 0% | 0% | 1 | 25% | 0% | 0% | 1 | 0 | 2 | 55% | 0% | 55% | 3 | 23% | 0% | 0% | 1 | 34% | 0% | 0% | 1 | 37% | 0% | 0% | 1 | 62% | 0% | 0% | 2 | 17% | 0% | 0% | 1 | 21% | 0% | 0% | 1 |  | 0% | 0% | 1 | 0.1 | 0% | 0% | 1 | 24% | 0% | 0% | 1 | 0 | 2 | 54% | 0% | 54% | 3 | 35% | 0% | 0% | 1 | 21% | 0% | 0% | 1 | 23% | 0% | 0% | 1 | 55% | 0% | 0% | 2 | 18% | 0% | 0% | 1 | 16% | 0% | 0% | 1 |  | 0% | 0% | 1 | 0.15 | 0% | 0% | 1 | 33% | 0% | 0% | 1 | 0 | 2 | 41% | 0% | 41% | 2 | 31% | 0% | 0% | 1 | 17% | 0% | 0% | 1 | 21% | 0% | 0% | 1 | 48% | 0% | 0% | 1 | 14% | 0% | 0% | 1 | 13% | 0% | 0% | 1
307 | Silvergate | 100 | 1000 | 10 | 110.3% | 2.507% | 4 | 0.24 | 43.27% | 0% | 2 | 0% | 0% | 0% | 1 | 0 | 2 | 0% | 0% | 0% | 1 | 1% | 21.88% | 0% | 2 | 9% | 23.85% | 0% | 2 | 79% | 103.2% | 0.85% | 4 | 79% | 105% | 1.31% | 4 | 0% | 21.66% | 0% | 2 | 1% | 21.95% | 0% | 2 |  | 99.6% | 0% | 4 | 0.23 | 35.74% | 0% | 2 | 0% | 0% | 0% | 1 | 0 | 2 | 0% | 0% | 0% | 1 | 1% | 18.71% | 0% | 1 | 19% | 22.79% | 0% | 2 | 80% | 91.74% | 0% | 4 | 80% | 93.2% | 0% | 4 | 0% | 18.55% | 0% | 1 | 2% | 18.85% | 0% | 1 |  | 95.06% | 0% | 4 | 0.21 | 31.77% | 0% | 2 | 0% | 0% | 0% | 1 | 0 | 2 | 40% | 0% | 40% | 2 | 9% | 8.58% | 0% | 1 | 63% | 21% | 0% | 2 | 83% | 45.58% | 0% | 3 | 91% | 88.42% | 0% | 4 | 19% | 9.686% | 0% | 1 | 6% | 8.328% | 0% | 1 |  | 49.02% | 0% | 2 | 0.21 | 22.9% | 0% | 2 | 0% | 0% | 0% | 1 | 0 | 2 | 46% | 21% | 67% | 4 | 27% | 5.692% | 0% | 1 | 66% | 12.35% | 0% | 2 | 82% | 22.56% | 0% | 3 | 91% | 45.48% | 0% | 4 | 27% | 5.665% | 0% | 1 | 6% | 4.41% | 0% | 1
308 | Kelso | 0 | 0 | 10 | 0% | 0% | 1 | 0.2 | 0% | 0% | 1 | 24% | 0% | 0% | 1 | 0 | 2 | 66% | 0% | 66% | 3 | 67% | 0% | 0% | 2 | 56% | 0% | 0% | 2 | 61% | 0% | 0% | 2 | 85% | 0% | 0% | 3 | 7% | 0% | 0% | 1 | 9% | 0% | 0% | 1 |  | 0% | 0% | 1 | 0.14 | 0% | 0% | 1 | 39% | 0% | 0% | 1 | 0 | 2 | 48% | 0% | 48% | 2 | 52% | 0% | 0% | 2 | 42% | 0% | 0% | 1 | 46% | 0% | 0% | 1 | 66% | 0% | 0% | 2 | 11% | 0% | 0% | 1 | 6% | 0% | 0% | 1 |  | 0% | 0% | 1 | 0.15 | 0% | 0% | 1 | 41% | 0% | 0% | 1 | 0 | 2 | 44% | 2% | 46% | 2 | 45% | 0% | 0% | 1 | 37% | 0% | 0% | 1 | 39% | 0% | 0% | 1 | 58% | 0% | 0% | 2 | 18% | 0% | 0% | 1 | 6% | 0% | 0% | 1 |  | 0% | 0% | 1 | 0.13 | 0% | 0% | 1 | 40% | 0% | 0% | 1 | 0 | 2 | 39% | 5% | 44% | 2 | 44% | 0% | 0% | 1 | 36% | 0% | 0% | 1 | 38% | 0% | 0% | 1 | 58% | 0% | 0% | 2 | 21% | 0% | 0% | 1 | 7% | 0% | 0% | 1
309 | Desert View | 0 | 0 | 0 | 0% | 0% | 1 | 0 | 0% | 0% | 1 | 0% | 0% | 0% | 1 | 0 | 2 | 15% | 0% | 15% | 1 | 0% | 0% | 0% | 1 | 0% | 0% | 0% | 1 | 0% | 0% | 0% | 1 | 0% | 0% | 0% | 1 | 0% | 0% | 0% | 1 | 0% | 0% | 0% | 1 |  | 0% | 0% | 1 | 0 | 0% | 0% | 1 | 0% | 0% | 0% | 1 | 0 | 2 | 11% | 0% | 11% | 1 | 0% | 0% | 0% | 1 | 0% | 0% | 0% | 1 | 0% | 0% | 0% | 1 | 0% | 0% | 0% | 1 | 0% | 0% | 0% | 1 | 0% | 0% | 0% | 1 |  | 0% | 0% | 1 | 0 | 0% | 0% | 1 | 0% | 0% | 0% | 1 | 0 | 2 | 17% | 0% | 17% | 1 | 0% | 0% | 0% | 1 | 0% | 0% | 0% | 1 | 0% | 0% | 0% | 1 | 0% | 0% | 0% | 1 | 0% | 0% | 0% | 1 | 0% | 0% | 0% | 1 |  | 0% | 0% | 1 | 0 | 0% | 0% | 1 | 0% | 0% | 0% | 1 | 0 | 2 | 29% | 0% | 29% | 2 | 0% | 0% | 0% | 1 | 0% | 0% | 0% | 1 | 0% | 0% | 0% | 1 | 0% | 0% | 0% | 1 | 0% | 0% | 0% | 1 | 0% | 0% | 0% | 1
310 | Clay | 0 | 0 | 10 | 0% | 0% | 1 | 0.09 | 0% | 0% | 1 | 7% | 0% | 0% | 1 | 0 | 2 | 53% | 0% | 53% | 3 | 92% | 0% | 0% | 4 | 48% | 0% | 0% | 1 | 66% | 0% | 0% | 2 | 95% | 0% | 0% | 5 | 51% | 0% | 0% | 2 | 13% | 0% | 0% | 1 |  | 0% | 0% | 1 | 0.11 | 0% | 0% | 1 | 4% | 0% | 0% | 1 | 0 | 2 | 53% | 0% | 53% | 3 | 93% | 0% | 0% | 4 | 36% | 0% | 0% | 1 | 54% | 0% | 0% | 2 | 97% | 0% | 0% | 5 | 57% | 0% | 0% | 2 | 16% | 0% | 0% | 1 |  | 0% | 0% | 1 | 0.14 | 0% | 0% | 1 | 5% | 0% | 0% | 1 | 0 | 2 | 53% | 0% | 53% | 3 | 89% | 0% | 0% | 3 | 31% | 0% | 0% | 1 | 43% | 0% | 0% | 1 | 92% | 0% | 0% | 4 | 42% | 0% | 0% | 1 | 18% | 0% | 0% | 1 |  | 0% | 0% | 1 | 0.17 | 0% | 0% | 1 | 8% | 0% | 0% | 1 | 0 | 2 | 46% | 2% | 48% | 2 | 75% | 0% | 0% | 3 | 20% | 0% | 0% | 1 | 34% | 0% | 0% | 1 | 84% | 0% | 0% | 3 | 37% | 0% | 0% | 1 | 15% | 0% | 0% | 1
311 | Calcite | 165 | 1650 | 10 | 14.05% | 0% | 1 | 0.34 | 165000% | 27.5% | 5 | 0% | 0% | 0% | 1 | 0 | 2 | 0% | 0% | 0% | 1 | 53% | 12.79% | 0% | 2 | 21% | 7.651% | 0% | 1 | 11% | 6.837% | 0% | 1 | 54% | 13.09% | 0% | 2 | 14% | 7.06% | 0% | 1 | 2% | 6.163% | 0% | 1 |  | 5.739% | 0% | 1 | 0.39 | 4853% | 11.15% | 3 | 0% | 0% | 0% | 1 | 0 | 2 | 0% | 0% | 0% | 1 | 41% | 4.01% | 0% | 1 | 25% | 3.149% | 0% | 1 | 22% | 3.036% | 0% | 1 | 55% | 5.286% | 0% | 2 | 15% | 2.792% | 0% | 1 | 1% | 2.382% | 0% | 1 |  | 4.43% | 0% | 1 | 0.39 | 12.12% | 0% | 1 | 0% | 0% | 0% | 1 | 0 | 2 | 3% | 3% | 6% | 2 | 41% | 2.237% | 0% | 1 | 27% | 1.824% | 0% | 1 | 25% | 1.77% | 0% | 1 | 58% | 3.201% | 0% | 2 | 26% | 1.796% | 0% | 1 | 0% | 1.335% | 0% | 1 |  | 3.773% | 0% | 1 | 0.29 | 2.977% | 0% | 1 | 0% | 0% | 0% | 1 | 0 | 2 | 4% | 10% | 14% | 3 | 30% | 1.202% | 0% | 1 | 27% | 1.157% | 0% | 1 | 28% | 1.168% | 0% | 1 | 53% | 1.795% | 0% | 2 | 41% | 1.447% | 0% | 1 | 0% | 0.851% | 0% | 1
312 | Biola | 0 | 0 | 10 | 0% | 0% | 1 | 0.13 | 0% | 0% | 1 | 68% | 0% | 0% | 2 | 0 | 2 | 0% | 0% | 0% | 1 | 22% | 0% | 0% | 1 | 17% | 0% | 0% | 1 | 20% | 0% | 0% | 1 | 41% | 0% | 0% | 1 | 0% | 0% | 0% | 1 | 3% | 0% | 0% | 1 |  | 0% | 0% | 1 | 0.12 | 0% | 0% | 1 | 53% | 0% | 0% | 2 | 0 | 2 | 6% | 0% | 6% | 1 | 22% | 0% | 0% | 1 | 20% | 0% | 0% | 1 | 25% | 0% | 0% | 1 | 40% | 0% | 0% | 1 | 3% | 0% | 0% | 1 | 8% | 0% | 0% | 1 |  | 0% | 0% | 1 | 0.1 | 0% | 0% | 1 | 42% | 0% | 0% | 1 | 0 | 2 | 13% | 0% | 13% | 1 | 32% | 0% | 0% | 1 | 20% | 0% | 0% | 1 | 23% | 0% | 0% | 1 | 46% | 0% | 0% | 1 | 3% | 0% | 0% | 1 | 9% | 0% | 0% | 1 |  | 0% | 0% | 1 | 0.11 | 0% | 0% | 1 | 35% | 0% | 0% | 1 | 0 | 2 | 18% | 0% | 18% | 1 | 32% | 0% | 0% | 1 | 18% | 0% | 0% | 1 | 21% | 0% | 0% | 1 | 44% | 0% | 0% | 1 | 3% | 0% | 0% | 1 | 8% | 0% | 0% | 1
313 | New Sub - Pit 1 - Cottonwood (Proposed) | 0 | 0 | 10 | 0% | 0% | 1 | 0.05 | 0% | 0% | 1 | 0% | 0% | 0% | 1 | 0 | 2 | 94% | 0% | 94% | 5 | 74% | 0% | 0% | 3 | 3% | 0% | 0% | 1 | 3% | 0% | 0% | 1 | 74% | 0% | 0% | 3 | 25% | 0% | 0% | 1 | 6% | 0% | 0% | 1 |  | 0% | 0% | 1 | 0.05 | 0% | 0% | 1 | 0% | 0% | 0% | 1 | 0 | 2 | 72% | 6% | 78% | 5 | 62% | 0% | 0% | 2 | 10% | 0% | 0% | 1 | 13% | 0% | 0% | 1 | 65% | 0% | 0% | 2 | 19% | 0% | 0% | 1 | 8% | 0% | 0% | 1 |  | 0% | 0% | 1 | 0.05 | 0% | 0% | 1 | 0% | 0% | 0% | 1 | 0 | 2 | 62% | 10% | 72% | 3 | 52% | 0% | 0% | 2 | 15% | 0% | 0% | 1 | 18% | 0% | 0% | 1 | 60% | 0% | 0% | 2 | 28% | 0% | 0% | 1 | 7% | 0% | 0% | 1 |  | 0% | 0% | 1 | 0.05 | 0% | 0% | 1 | 0% | 0% | 0% | 1 | 0 | 2 | 59% | 11% | 70% | 3 | 50% | 0% | 0% | 2 | 21% | 0% | 0% | 1 | 23% | 0% | 0% | 1 | 61% | 0% | 0% | 2 | 38% | 0% | 0% | 1 | 7% | 0% | 0% | 1
314 | Olive | 0 | 0 | 5 | 0% | 0% | 1 | 0.11 | 0% | 0% | 1 | 24% | 0% | 0% | 1 | 0 | 2 | 37% | 0% | 37% | 2 | 44% | 0% | 0% | 1 | 7% | 0% | 0% | 1 | 30% | 0% | 0% | 1 | 52% | 0% | 0% | 2 | 1% | 0% | 0% | 1 | 6% | 0% | 0% | 1 |  | 0% | 0% | 1 | 0.09 | 0% | 0% | 1 | 36% | 0% | 0% | 1 | 0 | 2 | 17% | 0% | 17% | 1 | 32% | 0% | 0% | 1 | 10% | 0% | 0% | 1 | 24% | 0% | 0% | 1 | 45% | 0% | 0% | 1 | 0% | 0% | 0% | 1 | 6% | 0% | 0% | 1 |  | 0% | 0% | 1 | 0.09 | 0% | 0% | 1 | 43% | 0% | 0% | 1 | 0 | 2 | 9% | 0% | 9% | 1 | 31% | 0% | 0% | 1 | 9% | 0% | 0% | 1 | 19% | 0% | 0% | 1 | 43% | 0% | 0% | 1 | 1% | 0% | 0% | 1 | 6% | 0% | 0% | 1 |  | 0% | 0% | 1 | 0.09 | 0% | 0% | 1 | 44% | 0% | 0% | 1 | 0 | 2 | 8% | 0% | 8% | 1 | 30% | 0% | 0% | 1 | 6% | 0% | 0% | 1 | 16% | 0% | 0% | 1 | 41% | 0% | 0% | 1 | 1% | 0% | 0% | 1 | 5% | 0% | 0% | 1
315 | Lugo | 165 | 1650 | 10 | 1988% | 10.02% | 5 | 0.26 | 85.85% | 0% | 3 | 0% | 0% | 0% | 1 | 0 | 2 | 73% | 13% | 86% | 5 | 45% | 18.99% | 0% | 1 | 88% | 89.82% | 0% | 4 | 72% | 37.89% | 0% | 3 | 97% | 326.7% | 7.527% | 5 | 40% | 17.46% | 0% | 1 | 5% | 11.07% | 0% | 1 |  | 23.98% | 0% | 2 | 0.27 | 17.74% | 0% | 1 | 0% | 0% | 0% | 1 | 0 | 2 | 48% | 14% | 62% | 3 | 46% | 5.417% | 0% | 1 | 70% | 9.894% | 0% | 3 | 61% | 7.549% | 0% | 2 | 87% | 21.99% | 0% | 3 | 35% | 4.501% | 0% | 1 | 4% | 3.051% | 0% | 1 |  | 9.709% | 0% | 1 | 0.36 | 10.86% | 0% | 1 | 0% | 0% | 0% | 1 | 0 | 2 | 29% | 18% | 47% | 3 | 49% | 2.95% | 0% | 1 | 60% | 3.721% | 0% | 2 | 51% | 3.075% | 0% | 2 | 83% | 9.022% | 0% | 3 | 23% | 1.941% | 0% | 1 | 3% | 1.541% | 0% | 1 |  | 3.316% | 0% | 1 | 0.39 | 5.844% | 0% | 1 | 0% | 0% | 0% | 1 | 0 | 2 | 17% | 16% | 33% | 3 | 45% | 1.295% | 0% | 1 | 51% | 1.472% | 0% | 2 | 36% | 1.122% | 0% | 1 | 74% | 2.782% | 0% | 3 | 22% | 0.9231% | 0% | 1 | 2% | 0.7336% | 0% | 1
316 | Eagle Rock (PGE) | 0 | 0 | 10 | 0% | 0% | 1 | 0.09 | 0% | 0% | 1 | 0% | 0% | 0% | 1 | 0 | 2 | 25% | 68% | 93% | 5 | 78% | 0% | 0% | 3 | 78% | 0% | 0% | 3 | 82% | 0% | 0% | 3 | 100% | 0% | 0% | 5 | 19% | 0% | 0% | 1 | 2% | 0% | 0% | 1 |  | 0% | 0% | 1 | 0.1 | 0% | 0% | 1 | 4% | 0% | 0% | 1 | 0 | 2 | 33% | 44% | 77% | 5 | 60% | 0% | 0% | 2 | 54% | 0% | 0% | 2 | 73% | 0% | 0% | 3 | 93% | 0% | 0% | 4 | 27% | 0% | 0% | 1 | 2% | 0% | 0% | 1 |  | 0% | 0% | 1 | 0.12 | 0% | 0% | 1 | 7% | 0% | 0% | 1 | 0 | 2 | 34% | 36% | 70% | 5 | 55% | 0% | 0% | 2 | 47% | 0% | 0% | 1 | 73% | 0% | 0% | 3 | 91% | 0% | 0% | 4 | 29% | 0% | 0% | 1 | 2% | 0% | 0% | 1 |  | 0% | 0% | 1 | 0.11 | 0% | 0% | 1 | 7% | 0% | 0% | 1 | 0 | 2 | 35% | 33% | 68% | 5 | 57% | 0% | 0% | 2 | 39% | 0% | 0% | 1 | 66% | 0% | 0% | 2 | 86% | 0% | 0% | 3 | 36% | 0% | 0% | 1 | 2% | 0% | 0% | 1
317 | Cosumnes | 0 | 0 | 0 | 0% | 0% | 1 | 0.09 | 0% | 0% | 1 | 11% | 0% | 0% | 1 | 0 | 2 | 26% | 0% | 26% | 2 | 100% | 0% | 0% | 5 | 51% | 0% | 0% | 2 | 75% | 0% | 0% | 3 | 100% | 0% | 0% | 5 | 31% | 0% | 0% | 1 | 42% | 0% | 0% | 1 |  | 0% | 0% | 1 | 0.16 | 0% | 0% | 1 | 10% | 0% | 0% | 1 | 0 | 2 | 19% | 0% | 19% | 1 | 73% | 0% | 0% | 3 | 32% | 0% | 0% | 1 | 53% | 0% | 0% | 2 | 82% | 0% | 0% | 3 | 23% | 0% | 0% | 1 | 30% | 0% | 0% | 1 |  | 0% | 0% | 1 | 0.19 | 0% | 0% | 1 | 15% | 0% | 0% | 1 | 0 | 2 | 23% | 0% | 23% | 2 | 61% | 0% | 0% | 2 | 27% | 0% | 0% | 1 | 42% | 0% | 0% | 1 | 73% | 0% | 0% | 3 | 25% | 0% | 0% | 1 | 23% | 0% | 0% | 1 |  | 0% | 0% | 1 | 0.21 | 0% | 0% | 1 | 18% | 0% | 0% | 1 | 0 | 2 | 27% | 0% | 27% | 2 | 53% | 0% | 0% | 2 | 23% | 0% | 0% | 1 | 34% | 0% | 0% | 1 | 64% | 0% | 0% | 2 | 27% | 0% | 0% | 1 | 18% | 0% | 0% | 1
318 | Imperial Valley | 607 | 6070 | 5 | 366.5% | 23.45% | 5 | 0.1 | 8671% | 29.96% | 5 | 70% | 262.5% | 26.29% | 4 | 0 | 2 | 0% | 0% | 0% | 1 | 0% | 29.64% | 0% | 2 | 38% | 47.89% | 0% | 2 | 38% | 47.89% | 0% | 2 | 38% | 47.89% | 0% | 2 | 3% | 30.55% | 0% | 2 | 12% | 33.58% | 0% | 2 |  | 55.1% | 0% | 3 | 0.1 | 342.7% | 7.56% | 3 | 64% | 33.79% | 0% | 2 | 0 | 2 | 0% | 0% | 0% | 1 | 0% | 9.919% | 0% | 1 | 20% | 12.46% | 0% | 1 | 25% | 13.3% | 0% | 1 | 25% | 13.3% | 0% | 1 | 4% | 10.37% | 0% | 1 | 10% | 11.05% | 0% | 1 |  | 28.85% | 0% | 2 | 0.1 | 35.75% | 0% | 2 | 55% | 33.79% | 0% | 2 | 0 | 2 | 0% | 0% | 0% | 1 | 5% | 5.32% | 0% | 1 | 10% | 5.641% | 0% | 1 | 13% | 5.807% | 0% | 1 | 18% | 6.16% | 0% | 1 | 16% | 6.052% | 0% | 1 | 8% | 5.465% | 0% | 1 |  | 14.43% | 0% | 1 | 0.1 | 19.88% | 0% | 1 | 56% | 33.79% | 0% | 2 | 0 | 2 | 0% | 0% | 0% | 1 | 5% | 2.908% | 0% | 1 | 8% | 2.997% | 0% | 1 | 9% | 3.018% | 0% | 1 | 15% | 3.232% | 0% | 1 | 15% | 3.242% | 0% | 1 | 7% | 2.953% | 0% | 1
319 | Swift | 0 | 0 | 10 | 0% | 0% | 1 | 0.1 | 0% | 0% | 1 | 0% | 0% | 0% | 1 | 0 | 2 | 99% | 0% | 99% | 5 | 4% | 0% | 0% | 1 | 0% | 0% | 0% | 1 | 11% | 0% | 0% | 1 | 11% | 0% | 0% | 1 | 64% | 0% | 0% | 2 | 4% | 0% | 0% | 1 |  | 0% | 0% | 1 | 0.07 | 0% | 0% | 1 | 1% | 0% | 0% | 1 | 0 | 2 | 93% | 4% | 97% | 5 | 60% | 0% | 0% | 2 | 33% | 0% | 0% | 1 | 36% | 0% | 0% | 1 | 66% | 0% | 0% | 2 | 69% | 0% | 0% | 2 | 5% | 0% | 0% | 1 |  | 0% | 0% | 1 | 0.06 | 0% | 0% | 1 | 1% | 0% | 0% | 1 | 0 | 2 | 74% | 24% | 98% | 5 | 79% | 0% | 0% | 3 | 34% | 0% | 0% | 1 | 41% | 0% | 0% | 1 | 86% | 0% | 0% | 3 | 79% | 0% | 0% | 3 | 4% | 0% | 0% | 1 |  | 0% | 0% | 1 | 0.09 | 0% | 0% | 1 | 0% | 0% | 0% | 1 | 0 | 2 | 51% | 35% | 86% | 5 | 75% | 0% | 0% | 3 | 34% | 0% | 0% | 1 | 53% | 0% | 0% | 2 | 86% | 0% | 0% | 3 | 69% | 0% | 0% | 2 | 4% | 0% | 0% | 1
320 | Windhub | 1173 | 11730 | 15 | 85.04% | 0% | 4 | 0.31 | 15851% | 92.45% | 5 | 0% | 0% | 0% | 1 | 0 | 2 | 7% | 0% | 7% | 1 | 34% | 56.33% | 0% | 3 | 24% | 48.94% | 0% | 2 | 34% | 55.84% | 0% | 3 | 56% | 84.48% | 0% | 4 | 5% | 39.08% | 0% | 2 | 0% | 37.15% | 0% | 2 |  | 32.28% | 0% | 2 | 0.32 | 381.2% | 20.31% | 5 | 1% | 0% | 0% | 1 | 0 | 2 | 21% | 3% | 24% | 2 | 32% | 16.4% | 0% | 1 | 29% | 15.9% | 0% | 1 | 37% | 17.88% | 0% | 1 | 61% | 28.98% | 0% | 2 | 16% | 13.4% | 0% | 1 | 1% | 11.3% | 0% | 1 |  | 15.09% | 0% | 1 | 0.34 | 65.94% | 0% | 2 | 1% | 0% | 0% | 1 | 0 | 2 | 15% | 10% | 25% | 3 | 33% | 8.072% | 0% | 1 | 25% | 7.253% | 0% | 1 | 26% | 7.312% | 0% | 1 | 57% | 12.7% | 0% | 2 | 24% | 7.115% | 0% | 1 | 1% | 5.479% | 0% | 1 |  | 9.047% | 0% | 1 | 0.38 | 20.1% | 0% | 2 | 1% | 0% | 0% | 1 | 0 | 2 | 15% | 11% | 26% | 3 | 35% | 4.664% | 0% | 1 | 23% | 3.941% | 0% | 1 | 24% | 4.019% | 0% | 1 | 56% | 7.016% | 0% | 2 | 31% | 4.399% | 0% | 1 | 1% | 3.094% | 0% | 1
321 | Elliott | 0 | 0 | 0 | 0% | 0% | 1 | 0.26 | 0% | 0% | 1 | 0% | 0% | 0% | 1 | 0 | 2 | 99% | 0% | 99% | 5 | 99% | 0% | 0% | 5 | 96% | 0% | 0% | 5 | 0% | 0% | 0% | 1 | 100% | 0% | 0% | 5 | 9% | 0% | 0% | 1 | 6% | 0% | 0% | 1 |  | 0% | 0% | 1 | 0.36 | 0% | 0% | 1 | 0% | 0% | 0% | 1 | 0 | 2 | 28% | 9% | 37% | 2 | 37% | 0% | 0% | 1 | 37% | 0% | 0% | 1 | 37% | 0% | 0% | 1 | 74% | 0% | 0% | 3 | 12% | 0% | 0% | 1 | 2% | 0% | 0% | 1 |  | 0% | 0% | 1 | 0.21 | 0% | 0% | 1 | 0% | 0% | 0% | 1 | 0 | 2 | 28% | 44% | 72% | 5 | 58% | 0% | 0% | 2 | 48% | 0% | 0% | 1 | 66% | 0% | 0% | 2 | 93% | 0% | 0% | 4 | 14% | 0% | 0% | 1 | 4% | 0% | 0% | 1 |  | 0% | 0% | 1 | 0.22 | 0% | 0% | 1 | 0% | 0% | 0% | 1 | 0 | 2 | 32% | 52% | 84% | 5 | 46% | 0% | 0% | 1 | 51% | 0% | 0% | 2 | 72% | 0% | 0% | 3 | 88% | 0% | 0% | 3 | 24% | 0% | 0% | 1 | 4% | 0% | 0% | 1
322 | Gates | 643.5 | 6435 | 10 | 160.2% | 6.323% | 4 | 0.08 | 253.8% | 9.981% | 3 | 79% | 161% | 7.211% | 4 | 0 | 2 | 0% | 0% | 0% | 1 | 10% | 16.85% | 0% | 1 | 0% | 15.26% | 0% | 1 | 13% | 17.43% | 0% | 1 | 22% | 19.6% | 0% | 1 | 0% | 15.22% | 0% | 1 | 1% | 15.33% | 0% | 1 |  | 29.3% | 0% | 2 | 0.07 | 19.04% | 0% | 1 | 68% | 22.53% | 0% | 2 | 0 | 2 | 2% | 0% | 2% | 1 | 17% | 4.729% | 0% | 1 | 8% | 4.272% | 0% | 1 | 17% | 4.706% | 0% | 1 | 29% | 5.52% | 0% | 1 | 3% | 4.052% | 0% | 1 | 1% | 3.952% | 0% | 1 |  | 8.563% | 0% | 1 | 0.08 | 5.949% | 0% | 1 | 49% | 22.53% | 0% | 2 | 0 | 2 | 12% | 0% | 12% | 1 | 25% | 2.419% | 0% | 1 | 6% | 1.916% | 0% | 1 | 19% | 2.233% | 0% | 1 | 36% | 2.831% | 0% | 1 | 9% | 1.98% | 0% | 1 | 1% | 1.821% | 0% | 1 |  | 4.138% | 0% | 1 | 0.07 | 2.985% | 0% | 1 | 34% | 22.53% | 0% | 2 | 0 | 2 | 20% | 1% | 21% | 2 | 35% | 1.637% | 0% | 1 | 4% | 1.112% | 0% | 1 | 16% | 1.27% | 0% | 1 | 43% | 1.873% | 0% | 1 | 17% | 1.276% | 0% | 1 | 1% | 1.076% | 0% | 1
323 | Madeline | 0 | 0 | 10 | 0% | 0% | 1 | 0.08 | 0% | 0% | 1 | 0% | 0% | 0% | 1 | 0 | 2 | 73% | 2% | 75% | 5 | 1% | 0% | 0% | 1 | 9% | 0% | 0% | 1 | 13% | 0% | 0% | 1 | 15% | 0% | 0% | 1 | 57% | 0% | 0% | 2 | 64% | 0% | 0% | 2 |  | 0% | 0% | 1 | 0.07 | 0% | 0% | 1 | 0% | 0% | 0% | 1 | 0 | 2 | 71% | 18% | 89% | 5 | 13% | 0% | 0% | 1 | 5% | 0% | 0% | 1 | 7% | 0% | 0% | 1 | 21% | 0% | 0% | 1 | 75% | 0% | 0% | 3 | 32% | 0% | 0% | 1 |  | 0% | 0% | 1 | 0.06 | 0% | 0% | 1 | 0% | 0% | 0% | 1 | 0 | 2 | 68% | 21% | 89% | 5 | 23% | 0% | 0% | 1 | 9% | 0% | 0% | 1 | 15% | 0% | 0% | 1 | 36% | 0% | 0% | 1 | 82% | 0% | 0% | 3 | 24% | 0% | 0% | 1 |  | 0% | 0% | 1 | 0.06 | 0% | 0% | 1 | 1% | 0% | 0% | 1 | 0 | 2 | 66% | 22% | 88% | 5 | 36% | 0% | 0% | 1 | 15% | 0% | 0% | 1 | 17% | 0% | 0% | 1 | 49% | 0% | 0% | 1 | 79% | 0% | 0% | 3 | 19% | 0% | 0% | 1
324 | Putah Creek | 0 | 0 | 5 | 0% | 0% | 1 | 0.11 | 0% | 0% | 1 | 43% | 0% | 0% | 1 | 0 | 2 | 59% | 0% | 59% | 3 | 61% | 0% | 0% | 2 | 1% | 0% | 0% | 1 | 0% | 0% | 0% | 1 | 61% | 0% | 0% | 2 | 16% | 0% | 0% | 1 | 4% | 0% | 0% | 1 |  | 0% | 0% | 1 | 0.11 | 0% | 0% | 1 | 49% | 0% | 0% | 1 | 0 | 2 | 37% | 0% | 37% | 2 | 48% | 0% | 0% | 1 | 3% | 0% | 0% | 1 | 0% | 0% | 0% | 1 | 49% | 0% | 0% | 1 | 16% | 0% | 0% | 1 | 4% | 0% | 0% | 1 |  | 0% | 0% | 1 | 0.1 | 0% | 0% | 1 | 50% | 0% | 0% | 2 | 0 | 2 | 34% | 0% | 34% | 2 | 50% | 0% | 0% | 2 | 7% | 0% | 0% | 1 | 7% | 0% | 0% | 1 | 55% | 0% | 0% | 2 | 20% | 0% | 0% | 1 | 4% | 0% | 0% | 1 |  | 0% | 0% | 1 | 0.09 | 0% | 0% | 1 | 45% | 0% | 0% | 1 | 0 | 2 | 38% | 2% | 40% | 2 | 52% | 0% | 0% | 2 | 12% | 0% | 0% | 1 | 17% | 0% | 0% | 1 | 61% | 0% | 0% | 2 | 24% | 0% | 0% | 1 | 5% | 0% | 0% | 1
325 | San Onofre | 0 | 0 | 10 | 0% | 0% | 1 | 0.01 | 0% | 0% | 1 | 0% | 0% | 0% | 1 | 0 | 2 | 6% | 0% | 6% | 1 | 0% | 0% | 0% | 1 | 74% | 0% | 0% | 3 | 88% | 0% | 0% | 3 | 88% | 0% | 0% | 3 | 0% | 0% | 0% | 1 | 6% | 0% | 0% | 1 |  | 0% | 0% | 1 | 0.03 | 0% | 0% | 1 | 0% | 0% | 0% | 1 | 0 | 2 | 18% | 77% | 95% | 5 | 7% | 0% | 0% | 1 | 75% | 0% | 0% | 3 | 76% | 0% | 0% | 3 | 76% | 0% | 0% | 3 | 82% | 0% | 0% | 3 | 5% | 0% | 0% | 1 |  | 0% | 0% | 1 | 0.33 | 0% | 0% | 1 | 0% | 0% | 0% | 1 | 0 | 2 | 22% | 70% | 92% | 5 | 47% | 0% | 0% | 1 | 59% | 0% | 0% | 2 | 67% | 0% | 0% | 2 | 84% | 0% | 0% | 3 | 45% | 0% | 0% | 1 | 7% | 0% | 0% | 1 |  | 0% | 0% | 1 | 0.37 | 0% | 0% | 1 | 1% | 0% | 0% | 1 | 0 | 2 | 20% | 69% | 89% | 5 | 54% | 0% | 0% | 2 | 49% | 0% | 0% | 1 | 50% | 0% | 0% | 2 | 85% | 0% | 0% | 3 | 27% | 0% | 0% | 1 | 6% | 0% | 0% | 1
326 | Gregg | 0 | 0 | 10 | 0% | 0% | 1 | 0.14 | 0% | 0% | 1 | 48% | 0% | 0% | 1 | 0 | 2 | 20% | 0% | 20% | 2 | 21% | 0% | 0% | 1 | 11% | 0% | 0% | 1 | 11% | 0% | 0% | 1 | 31% | 0% | 0% | 1 | 0% | 0% | 0% | 1 | 4% | 0% | 0% | 1 |  | 0% | 0% | 1 | 0.19 | 0% | 0% | 1 | 57% | 0% | 0% | 2 | 0 | 2 | 23% | 0% | 23% | 2 | 15% | 0% | 0% | 1 | 26% | 0% | 0% | 1 | 28% | 0% | 0% | 1 | 38% | 0% | 0% | 1 | 5% | 0% | 0% | 1 | 9% | 0% | 0% | 1 |  | 0% | 0% | 1 | 0.17 | 0% | 0% | 1 | 48% | 0% | 0% | 1 | 0 | 2 | 30% | 0% | 30% | 2 | 21% | 0% | 0% | 1 | 33% | 0% | 0% | 1 | 34% | 0% | 0% | 1 | 45% | 0% | 0% | 1 | 13% | 0% | 0% | 1 | 15% | 0% | 0% | 1 |  | 0% | 0% | 1 | 0.16 | 0% | 0% | 1 | 36% | 0% | 0% | 1 | 0 | 2 | 33% | 0% | 33% | 2 | 31% | 0% | 0% | 1 | 30% | 0% | 0% | 1 | 30% | 0% | 0% | 1 | 50% | 0% | 0% | 2 | 17% | 0% | 0% | 1 | 14% | 0% | 0% | 1
327 | Gondor | 0 | 0 | 0 | 0% | 0% | 1 | 0 | 0% | 0% | 1 | 0% | 0% | 0% | 1 | 0 | 2 | 0% | 0% | 0% | 1 | 0% | 0% | 0% | 1 | 0% | 0% | 0% | 1 | 0% | 0% | 0% | 1 | 0% | 0% | 0% | 1 | 0% | 0% | 0% | 1 | 0% | 0% | 0% | 1 |  | 0% | 0% | 1 | 0 | 0% | 0% | 1 | 0% | 0% | 0% | 1 | 0 | 2 | 0% | 0% | 0% | 1 | 0% | 0% | 0% | 1 | 0% | 0% | 0% | 1 | 0% | 0% | 0% | 1 | 0% | 0% | 0% | 1 | 0% | 0% | 0% | 1 | 0% | 0% | 0% | 1 |  | 0% | 0% | 1 | 0 | 0% | 0% | 1 | 0% | 0% | 0% | 1 | 0 | 2 | 0% | 0% | 0% | 1 | 0% | 0% | 0% | 1 | 0% | 0% | 0% | 1 | 0% | 0% | 0% | 1 | 0% | 0% | 0% | 1 | 0% | 0% | 0% | 1 | 0% | 0% | 0% | 1 |  | 0% | 0% | 1 | 0 | 0% | 0% | 1 | 0% | 0% | 0% | 1 | 0 | 2 | 0% | 0% | 0% | 1 | 0% | 0% | 0% | 1 | 0% | 0% | 0% | 1 | 0% | 0% | 0% | 1 | 0% | 0% | 0% | 1 | 0% | 0% | 0% | 1 | 0% | 0% | 0% | 1
328 | Cabrillo | 0 | 0 | 10 | 0% | 0% | 1 | 0.06 | 0% | 0% | 1 | 22% | 0% | 0% | 1 | 0 | 2 | 9% | 0% | 9% | 1 | 17% | 0% | 0% | 1 | 3% | 0% | 0% | 1 | 56% | 0% | 0% | 2 | 67% | 0% | 0% | 2 | 41% | 0% | 0% | 1 | 9% | 0% | 0% | 1 |  | 0% | 0% | 1 | 0.05 | 0% | 0% | 1 | 13% | 0% | 0% | 1 | 0 | 2 | 33% | 0% | 33% | 2 | 43% | 0% | 0% | 1 | 5% | 0% | 0% | 1 | 53% | 0% | 0% | 2 | 76% | 0% | 0% | 3 | 49% | 0% | 0% | 1 | 5% | 0% | 0% | 1 |  | 0% | 0% | 1 | 0.06 | 0% | 0% | 1 | 9% | 0% | 0% | 1 | 0 | 2 | 37% | 0% | 37% | 2 | 50% | 0% | 0% | 2 | 6% | 0% | 0% | 1 | 51% | 0% | 0% | 2 | 78% | 0% | 0% | 3 | 38% | 0% | 0% | 1 | 4% | 0% | 0% | 1 |  | 0% | 0% | 1 | 0.07 | 0% | 0% | 1 | 11% | 0% | 0% | 1 | 0 | 2 | 38% | 0% | 38% | 2 | 41% | 0% | 0% | 1 | 6% | 0% | 0% | 1 | 40% | 0% | 0% | 1 | 65% | 0% | 0% | 2 | 34% | 0% | 0% | 1 | 4% | 0% | 0% | 1
329 | Mesa (PGE) | 0 | 0 | 10 | 0% | 0% | 1 | 0.09 | 0% | 0% | 1 | 31% | 0% | 0% | 1 | 0 | 2 | 33% | 0% | 33% | 2 | 9% | 0% | 0% | 1 | 0% | 0% | 0% | 1 | 0% | 0% | 0% | 1 | 9% | 0% | 0% | 1 | 24% | 0% | 0% | 1 | 8% | 0% | 0% | 1 |  | 0% | 0% | 1 | 0.1 | 0% | 0% | 1 | 26% | 0% | 0% | 1 | 0 | 2 | 36% | 1% | 37% | 2 | 5% | 0% | 0% | 1 | 4% | 0% | 0% | 1 | 12% | 0% | 0% | 1 | 17% | 0% | 0% | 1 | 29% | 0% | 0% | 1 | 7% | 0% | 0% | 1 |  | 0% | 0% | 1 | 0.09 | 0% | 0% | 1 | 17% | 0% | 0% | 1 | 0 | 2 | 32% | 15% | 47% | 3 | 9% | 0% | 0% | 1 | 7% | 0% | 0% | 1 | 25% | 0% | 0% | 1 | 29% | 0% | 0% | 1 | 37% | 0% | 0% | 1 | 6% | 0% | 0% | 1 |  | 0% | 0% | 1 | 0.07 | 0% | 0% | 1 | 14% | 0% | 0% | 1 | 0 | 2 | 32% | 18% | 50% | 3 | 17% | 0% | 0% | 1 | 7% | 0% | 0% | 1 | 31% | 0% | 0% | 1 | 39% | 0% | 0% | 1 | 40% | 0% | 0% | 1 | 6% | 0% | 0% | 1
330 | Schulte | 100 | 1000 | 10 | 999.9% | 999.9% | 5 | 0 | 999% | 999% | 5 | 0% | 0% | 0% | 1 | 0 | 2 | 0% | 0% | 0% | 1 | 0% | 999% | 999.9% | 5 | 0% | 999% | 999.9% | 5 | 0% | 999% | 999.9% | 5 | 0% | 999% | 999.9% | 5 | 0% | 999% | 999.9% | 5 | 0% | 999% | 999.9% | 5 |  | 90.99% | 0% | 4 | 0.08 | 75.93% | 0% | 2 | 0% | 0% | 0% | 1 | 0 | 2 | 91% | 0% | 91% | 5 | 7% | 16.55% | 0% | 1 | 24% | 20.41% | 0% | 2 | 30% | 21.93% | 0% | 2 | 30% | 21.93% | 0% | 2 | 58% | 37.16% | 0% | 2 | 13% | 17.67% | 0% | 1 |  | 33.16% | 0% | 2 | 0.1 | 9.809% | 0% | 1 | 0% | 0% | 0% | 1 | 0 | 2 | 75% | 0% | 75% | 5 | 61% | 7.199% | 0% | 2 | 36% | 4.419% | 0% | 1 | 54% | 6.2% | 0% | 2 | 69% | 9.2% | 0% | 2 | 56% | 6.417% | 0% | 2 | 6% | 3.034% | 0% | 1 |  | 14.63% | 0% | 1 | 0.16 | 2.454% | 0% | 1 | 1% | 0% | 0% | 1 | 0 | 2 | 61% | 4% | 65% | 3 | 69% | 2.513% | 0% | 2 | 30% | 1.112% | 0% | 1 | 54% | 1.707% | 0% | 2 | 84% | 4.87% | 0% | 3 | 53% | 1.673% | 0% | 2 | 5% | 0.8199% | 0% | 1
331 | Davis | 100 | 1000 | 10 | 110.9% | 0.3973% | 4 | 0.09 | 140.8% | 1.21% | 3 | 74% | 30.23% | 0% | 2 | 0 | 2 | 0% | 0% | 0% | 1 | 44% | 6.977% | 0% | 1 | 49% | 7.638% | 0% | 1 | 60% | 9.763% | 0% | 2 | 85% | 25.83% | 0% | 3 | 0% | 3.911% | 0% | 1 | 2% | 4.01% | 0% | 1 |  | 15.03% | 0% | 1 | 0.09 | 9.559% | 0% | 1 | 76% | 5.901% | 0% | 3 | 0 | 2 | 2% | 0% | 2% | 1 | 31% | 1.267% | 0% | 1 | 21% | 1.096% | 0% | 1 | 31% | 1.258% | 0% | 1 | 46% | 1.617% | 0% | 1 | 0% | 0.8697% | 0% | 1 | 4% | 0.902% | 0% | 1 |  | 4.628% | 0% | 1 | 0.1 | 4.892% | 0% | 1 | 66% | 5.901% | 0% | 2 | 0 | 2 | 8% | 0% | 8% | 1 | 34% | 0.5538% | 0% | 1 | 14% | 0.4247% | 0% | 1 | 22% | 0.4726% | 0% | 1 | 45% | 0.6699% | 0% | 1 | 0% | 0.3685% | 0% | 1 | 5% | 0.3879% | 0% | 1 |  | 3.429% | 0% | 1 | 0.1 | 2.607% | 0% | 1 | 56% | 5.901% | 0% | 2 | 0 | 2 | 17% | 0% | 17% | 1 | 35% | 0.332% | 0% | 1 | 16% | 0.2587% | 0% | 1 | 27% | 0.2984% | 0% | 1 | 54% | 0.4759% | 0% | 2 | 4% | 0.2262% | 0% | 1 | 7% | 0.233% | 0% | 1
332 | Arco | 1900 | 19000 | 10 | 1881% | 37.49% | 5 | 0.08 | 285.8% | 30.23% | 5 | 33% | 386.7% | 86.61% | 5 | 0 | 2 | 40% | 0% | 40% | 2 | 79% | 182.7% | 22.28% | 5 | 0% | 38.87% | 0% | 2 | 0% | 38.94% | 0% | 2 | 79% | 182.7% | 22.28% | 5 | 15% | 45.5% | 0% | 2 | 0% | 38.88% | 0% | 2 |  | 86.4% | 0% | 4 | 0.07 | 62.79% | 0% | 2 | 33% | 67.07% | 0% | 3 | 0 | 2 | 33% | 0% | 33% | 2 | 68% | 33.18% | 0% | 2 | 5% | 11.29% | 0% | 1 | 11% | 12.11% | 0% | 1 | 71% | 36.98% | 0% | 3 | 13% | 12.29% | 0% | 1 | 2% | 10.92% | 0% | 1 |  | 27.74% | 0% | 2 | 0.07 | 20.34% | 0% | 2 | 19% | 67.07% | 0% | 3 | 0 | 2 | 30% | 0% | 30% | 2 | 66% | 14.68% | 0% | 2 | 3% | 5.076% | 0% | 1 | 11% | 5.556% | 0% | 1 | 71% | 17.28% | 0% | 3 | 16% | 5.901% | 0% | 1 | 3% | 5.1% | 0% | 1 |  | 15.77% | 0% | 1 | 0.07 | 8.915% | 0% | 1 | 15% | 67.07% | 0% | 3 | 0 | 2 | 32% | 0% | 32% | 2 | 65% | 8.418% | 0% | 2 | 5% | 3.071% | 0% | 1 | 14% | 3.41% | 0% | 1 | 71% | 10.17% | 0% | 3 | 20% | 3.678% | 0% | 1 | 3% | 3.021% | 0% | 1
333 | Goodrich | 0 | 0 | 10 | 0% | 0% | 1 | 0.04 | 0% | 0% | 1 | 0% | 0% | 0% | 1 | 0 | 2 | 24% | 76% | 100% | 5 | 0% | 0% | 0% | 1 | 0% | 0% | 0% | 1 | 100% | 0% | 0% | 5 | 100% | 0% | 0% | 5 | 100% | 0% | 0% | 5 | 0% | 0% | 0% | 1 |  | 0% | 0% | 1 | 0.05 | 0% | 0% | 1 | 0% | 0% | 0% | 1 | 0 | 2 | 12% | 38% | 50% | 5 | 0% | 0% | 0% | 1 | 50% | 0% | 0% | 2 | 95% | 0% | 0% | 5 | 100% | 0% | 0% | 5 | 100% | 0% | 0% | 5 | 14% | 0% | 0% | 1 |  | 0% | 0% | 1 | 0.05 | 0% | 0% | 1 | 0% | 0% | 0% | 1 | 0 | 2 | 21% | 14% | 35% | 3 | 0% | 0% | 0% | 1 | 6% | 0% | 0% | 1 | 10% | 0% | 0% | 1 | 11% | 0% | 0% | 1 | 31% | 0% | 0% | 1 | 25% | 0% | 0% | 1 |  | 0% | 0% | 1 | 0.14 | 0% | 0% | 1 | 1% | 0% | 0% | 1 | 0 | 2 | 45% | 6% | 51% | 3 | 13% | 0% | 0% | 1 | 1% | 0% | 0% | 1 | 2% | 0% | 0% | 1 | 15% | 0% | 0% | 1 | 33% | 0% | 0% | 1 | 20% | 0% | 0% | 1
334 | Newhall | 0 | 0 | 10 | 0% | 0% | 1 | 0.05 | 0% | 0% | 1 | 19% | 0% | 0% | 1 | 0 | 2 | 48% | 0% | 48% | 2 | 83% | 0% | 0% | 3 | 23% | 0% | 0% | 1 | 32% | 0% | 0% | 1 | 92% | 0% | 0% | 4 | 8% | 0% | 0% | 1 | 27% | 0% | 0% | 1 |  | 0% | 0% | 1 | 0.06 | 0% | 0% | 1 | 20% | 0% | 0% | 1 | 0 | 2 | 24% | 0% | 24% | 2 | 59% | 0% | 0% | 2 | 17% | 0% | 0% | 1 | 23% | 0% | 0% | 1 | 67% | 0% | 0% | 2 | 7% | 0% | 0% | 1 | 17% | 0% | 0% | 1 |  | 0% | 0% | 1 | 0.08 | 0% | 0% | 1 | 29% | 0% | 0% | 1 | 0 | 2 | 20% | 0% | 20% | 2 | 39% | 0% | 0% | 1 | 12% | 0% | 0% | 1 | 18% | 0% | 0% | 1 | 49% | 0% | 0% | 1 | 3% | 0% | 0% | 1 | 9% | 0% | 0% | 1 |  | 0% | 0% | 1 | 0.09 | 0% | 0% | 1 | 36% | 0% | 0% | 1 | 0 | 2 | 15% | 0% | 15% | 1 | 30% | 0% | 0% | 1 | 11% | 0% | 0% | 1 | 16% | 0% | 0% | 1 | 41% | 0% | 0% | 1 | 2% | 0% | 0% | 1 | 6% | 0% | 0% | 1
335 | Brentwood | 89.5 | 895 | 10 | 532.7% | 5.227% | 4 | 0.21 | 64.86% | 0% | 2 | 51% | 40.3% | 0% | 2 | 0 | 2 | 19% | 0% | 19% | 1 | 7% | 6.811% | 0% | 1 | 37% | 10.06% | 0% | 1 | 43% | 11.09% | 0% | 1 | 43% | 11.09% | 0% | 1 | 1% | 6.438% | 0% | 1 | 6% | 6.764% | 0% | 1 |  | 44.31% | 0% | 2 | 0.07 | 3.584% | 0% | 1 | 42% | 8.902% | 0% | 1 | 0 | 2 | 31% | 0% | 31% | 2 | 38% | 1.795% | 0% | 1 | 34% | 1.702% | 0% | 1 | 35% | 1.715% | 0% | 1 | 57% | 2.582% | 0% | 2 | 8% | 1.22% | 0% | 1 | 11% | 1.264% | 0% | 1 |  | 6.956% | 0% | 1 | 0.1 | 1.361% | 0% | 1 | 43% | 8.902% | 0% | 1 | 0 | 2 | 31% | 0% | 31% | 2 | 34% | 0.5939% | 0% | 1 | 38% | 0.6339% | 0% | 1 | 40% | 0.6556% | 0% | 1 | 56% | 0.8839% | 0% | 2 | 6% | 0.4203% | 0% | 1 | 10% | 0.4353% | 0% | 1 |  | 2.623% | 0% | 1 | 0.12 | 0.9569% | 0% | 1 | 43% | 8.902% | 0% | 1 | 0 | 2 | 34% | 0% | 34% | 2 | 30% | 0.3258% | 0% | 1 | 35% | 0.3508% | 0% | 1 | 37% | 0.3599% | 0% | 1 | 49% | 0.4512% | 0% | 1 | 8% | 0.2479% | 0% | 1 | 9% | 0.251% | 0% | 1
336 | Neenach | 0 | 0 | 10 | 0% | 0% | 1 | 0.35 | 0% | 0% | 1 | 2% | 0% | 0% | 1 | 0 | 2 | 13% | 4% | 17% | 2 | 24% | 0% | 0% | 1 | 40% | 0% | 0% | 1 | 13% | 0% | 0% | 1 | 61% | 0% | 0% | 2 | 13% | 0% | 0% | 1 | 1% | 0% | 0% | 1 |  | 0% | 0% | 1 | 0.32 | 0% | 0% | 1 | 1% | 0% | 0% | 1 | 0 | 2 | 11% | 6% | 17% | 2 | 16% | 0% | 0% | 1 | 42% | 0% | 0% | 1 | 28% | 0% | 0% | 1 | 55% | 0% | 0% | 2 | 22% | 0% | 0% | 1 | 1% | 0% | 0% | 1 |  | 0% | 0% | 1 | 0.37 | 0% | 0% | 1 | 1% | 0% | 0% | 1 | 0 | 2 | 20% | 12% | 32% | 3 | 20% | 0% | 0% | 1 | 40% | 0% | 0% | 1 | 29% | 0% | 0% | 1 | 55% | 0% | 0% | 2 | 28% | 0% | 0% | 1 | 2% | 0% | 0% | 1 |  | 0% | 0% | 1 | 0.34 | 0% | 0% | 1 | 1% | 0% | 0% | 1 | 0 | 2 | 21% | 23% | 44% | 4 | 30% | 0% | 0% | 1 | 34% | 0% | 0% | 1 | 28% | 0% | 0% | 1 | 60% | 0% | 0% | 2 | 33% | 0% | 0% | 1 | 4% | 0% | 0% | 1
337 | Bahia | 200 | 2000 | 10 | 46.16% | 0% | 2 | 0.78 | 153.7% | 15.76% | 3 | 0% | 0% | 0% | 1 | 0 | 2 | 16% | 0% | 16% | 1 | 11% | 17.52% | 0% | 1 | 33% | 23.32% | 0% | 2 | 27% | 21.45% | 0% | 2 | 60% | 39.36% | 0% | 2 | 14% | 18.1% | 0% | 1 | 15% | 18.31% | 0% | 1 |  | 25.68% | 0% | 2 | 0.69 | 29.91% | 0% | 2 | 1% | 0% | 0% | 1 | 0 | 2 | 37% | 0% | 37% | 2 | 24% | 6.431% | 0% | 1 | 37% | 7.757% | 0% | 1 | 48% | 9.383% | 0% | 1 | 76% | 20.29% | 0% | 3 | 14% | 5.668% | 0% | 1 | 19% | 5.965% | 0% | 1 |  | 18.93% | 0% | 1 | 0.49 | 17.61% | 0% | 1 | 8% | 0% | 0% | 1 | 0 | 2 | 37% | 0% | 37% | 2 | 41% | 4.222% | 0% | 1 | 37% | 3.951% | 0% | 1 | 47% | 4.756% | 0% | 1 | 78% | 11.32% | 0% | 3 | 18% | 3.064% | 0% | 1 | 18% | 3.067% | 0% | 1 |  | 6.036% | 0% | 1 | 0.28 | 7.855% | 0% | 1 | 8% | 0% | 0% | 1 | 0 | 2 | 49% | 0% | 49% | 2 | 40% | 1.862% | 0% | 1 | 30% | 1.608% | 0% | 1 | 41% | 1.904% | 0% | 1 | 72% | 4.041% | 0% | 3 | 20% | 1.405% | 0% | 1 | 16% | 1.329% | 0% | 1
338 | Vaca Dixon | 500 | 5000 | 10 | 56.8% | 0% | 3 | 0.18 | 999% | 27.04% | 5 | 47% | 44.82% | 0% | 2 | 0 | 2 | 17% | 0% | 17% | 1 | 21% | 22.58% | 0% | 2 | 2% | 18.12% | 0% | 1 | 2% | 18.15% | 0% | 1 | 23% | 23.21% | 0% | 2 | 0% | 17.77% | 0% | 1 | 4% | 18.5% | 0% | 1 |  | 34.44% | 0% | 2 | 0.12 | 230.3% | 3.219% | 3 | 53% | 31.84% | 0% | 2 | 0 | 2 | 33% | 0% | 33% | 2 | 27% | 6.149% | 0% | 1 | 13% | 5.17% | 0% | 1 | 13% | 5.149% | 0% | 1 | 40% | 7.466% | 0% | 1 | 7% | 4.858% | 0% | 1 | 7% | 4.867% | 0% | 1 |  | 20.27% | 0% | 2 | 0.09 | 21.66% | 0% | 2 | 46% | 31.84% | 0% | 2 | 0 | 2 | 38% | 0% | 38% | 2 | 30% | 2.826% | 0% | 1 | 15% | 2.341% | 0% | 1 | 17% | 2.382% | 0% | 1 | 46% | 3.64% | 0% | 1 | 14% | 2.308% | 0% | 1 | 11% | 2.239% | 0% | 1 |  | 10.23% | 0% | 1 | 0.09 | 11.37% | 0% | 1 | 44% | 31.84% | 0% | 2 | 0 | 2 | 36% | 0% | 36% | 2 | 34% | 1.73% | 0% | 1 | 14% | 1.336% | 0% | 1 | 20% | 1.441% | 0% | 1 | 50% | 2.271% | 0% | 2 | 15% | 1.341% | 0% | 1 | 9% | 1.263% | 0% | 1
339 | Carrizo Plains | 0 | 0 | 10 | 0% | 0% | 1 | 0.05 | 0% | 0% | 1 | 0% | 0% | 0% | 1 | 0 | 2 | 65% | 6% | 71% | 3 | 1% | 0% | 0% | 1 | 31% | 0% | 0% | 1 | 52% | 0% | 0% | 2 | 52% | 0% | 0% | 2 | 58% | 0% | 0% | 2 | 2% | 0% | 0% | 1 |  | 0% | 0% | 1 | 0.1 | 0% | 0% | 1 | 0% | 0% | 0% | 1 | 0 | 2 | 60% | 13% | 73% | 3 | 42% | 0% | 0% | 1 | 23% | 0% | 0% | 1 | 34% | 0% | 0% | 1 | 67% | 0% | 0% | 2 | 66% | 0% | 0% | 2 | 6% | 0% | 0% | 1 |  | 0% | 0% | 1 | 0.08 | 0% | 0% | 1 | 1% | 0% | 0% | 1 | 0 | 2 | 42% | 14% | 56% | 3 | 53% | 0% | 0% | 2 | 19% | 0% | 0% | 1 | 28% | 0% | 0% | 1 | 72% | 0% | 0% | 3 | 59% | 0% | 0% | 2 | 3% | 0% | 0% | 1 |  | 0% | 0% | 1 | 0.07 | 0% | 0% | 1 | 4% | 0% | 0% | 1 | 0 | 2 | 34% | 17% | 51% | 3 | 55% | 0% | 0% | 2 | 14% | 0% | 0% | 1 | 24% | 0% | 0% | 1 | 72% | 0% | 0% | 3 | 50% | 0% | 0% | 2 | 2% | 0% | 0% | 1
340 | Vista (VEA) | 0 | 0 | 10 | 0% | 0% | 1 | 0 | 0% | 0% | 1 | 0% | 0% | 0% | 1 | 0 | 2 | 0% | 0% | 0% | 1 | 0% | 0% | 0% | 1 | 0% | 0% | 0% | 1 | 0% | 0% | 0% | 1 | 0% | 0% | 0% | 1 | 0% | 0% | 0% | 1 | 0% | 0% | 0% | 1 |  | 0% | 0% | 1 | 0 | 0% | 0% | 1 | 0% | 0% | 0% | 1 | 0 | 2 | 0% | 0% | 0% | 1 | 0% | 0% | 0% | 1 | 0% | 0% | 0% | 1 | 0% | 0% | 0% | 1 | 0% | 0% | 0% | 1 | 0% | 0% | 0% | 1 | 0% | 0% | 0% | 1 |  | 0% | 0% | 1 | 0.03 | 0% | 0% | 1 | 0% | 0% | 0% | 1 | 0 | 2 | 0% | 0% | 0% | 1 | 0% | 0% | 0% | 1 | 1% | 0% | 0% | 1 | 2% | 0% | 0% | 1 | 2% | 0% | 0% | 1 | 1% | 0% | 0% | 1 | 0% | 0% | 0% | 1 |  | 0% | 0% | 1 | 0.01 | 0% | 0% | 1 | 0% | 0% | 0% | 1 | 0 | 2 | 1% | 0% | 1% | 1 | 1% | 0% | 0% | 1 | 1% | 0% | 0% | 1 | 2% | 0% | 0% | 1 | 2% | 0% | 0% | 1 | 4% | 0% | 0% | 1 | 0% | 0% | 0% | 1
341 | Merced | 0 | 0 | 10 | 0% | 0% | 1 | 0.12 | 0% | 0% | 1 | 27% | 0% | 0% | 1 | 0 | 2 | 0% | 0% | 0% | 1 | 36% | 0% | 0% | 1 | 29% | 0% | 0% | 1 | 29% | 0% | 0% | 1 | 65% | 0% | 0% | 2 | 0% | 0% | 0% | 1 | 9% | 0% | 0% | 1 |  | 0% | 0% | 1 | 0.1 | 0% | 0% | 1 | 30% | 0% | 0% | 1 | 0 | 2 | 9% | 0% | 9% | 1 | 50% | 0% | 0% | 2 | 40% | 0% | 0% | 1 | 48% | 0% | 0% | 1 | 73% | 0% | 0% | 3 | 4% | 0% | 0% | 1 | 15% | 0% | 0% | 1 |  | 0% | 0% | 1 | 0.09 | 0% | 0% | 1 | 37% | 0% | 0% | 1 | 0 | 2 | 18% | 0% | 18% | 1 | 47% | 0% | 0% | 1 | 38% | 0% | 0% | 1 | 43% | 0% | 0% | 1 | 66% | 0% | 0% | 2 | 11% | 0% | 0% | 1 | 15% | 0% | 0% | 1 |  | 0% | 0% | 1 | 0.09 | 0% | 0% | 1 | 38% | 0% | 0% | 1 | 0 | 2 | 21% | 0% | 21% | 2 | 43% | 0% | 0% | 1 | 31% | 0% | 0% | 1 | 36% | 0% | 0% | 1 | 58% | 0% | 0% | 2 | 13% | 0% | 0% | 1 | 12% | 0% | 0% | 1
342 | Otay Mesa | 0 | 0 | 10 | 0% | 0% | 1 | 0.29 | 0% | 0% | 1 | 0% | 0% | 0% | 1 | 0 | 2 | 77% | 0% | 77% | 5 | 5% | 0% | 0% | 1 | 92% | 0% | 0% | 4 | 98% | 0% | 0% | 5 | 98% | 0% | 0% | 5 | 26% | 0% | 0% | 1 | 11% | 0% | 0% | 1 |  | 0% | 0% | 1 | 0.2 | 0% | 0% | 1 | 0% | 0% | 0% | 1 | 0 | 2 | 55% | 25% | 80% | 5 | 5% | 0% | 0% | 1 | 94% | 0% | 0% | 4 | 94% | 0% | 0% | 4 | 97% | 0% | 0% | 5 | 46% | 0% | 0% | 1 | 7% | 0% | 0% | 1 |  | 0% | 0% | 1 | 0.15 | 0% | 0% | 1 | 0% | 0% | 0% | 1 | 0 | 2 | 26% | 63% | 89% | 5 | 23% | 0% | 0% | 1 | 64% | 0% | 0% | 2 | 91% | 0% | 0% | 4 | 92% | 0% | 0% | 4 | 39% | 0% | 0% | 1 | 5% | 0% | 0% | 1 |  | 0% | 0% | 1 | 0.2 | 0% | 0% | 1 | 0% | 0% | 0% | 1 | 0 | 2 | 24% | 64% | 88% | 5 | 14% | 0% | 0% | 1 | 41% | 0% | 0% | 1 | 79% | 0% | 0% | 3 | 80% | 0% | 0% | 3 | 38% | 0% | 0% | 1 | 4% | 0% | 0% | 1
343 | Leavitt | 0 | 0 | 10 | 0% | 0% | 1 | 0.13 | 0% | 0% | 1 | 0% | 0% | 0% | 1 | 0 | 2 | 90% | 0% | 90% | 5 | 26% | 0% | 0% | 1 | 58% | 0% | 0% | 2 | 53% | 0% | 0% | 2 | 74% | 0% | 0% | 3 | 27% | 0% | 0% | 1 | 15% | 0% | 0% | 1 |  | 0% | 0% | 1 | 0.13 | 0% | 0% | 1 | 0% | 0% | 0% | 1 | 0 | 2 | 86% | 0% | 86% | 5 | 33% | 0% | 0% | 1 | 39% | 0% | 0% | 1 | 37% | 0% | 0% | 1 | 70% | 0% | 0% | 3 | 45% | 0% | 0% | 1 | 14% | 0% | 0% | 1 |  | 0% | 0% | 1 | 0.1 | 0% | 0% | 1 | 0% | 0% | 0% | 1 | 0 | 2 | 79% | 0% | 79% | 5 | 34% | 0% | 0% | 1 | 34% | 0% | 0% | 1 | 31% | 0% | 0% | 1 | 64% | 0% | 0% | 2 | 41% | 0% | 0% | 1 | 14% | 0% | 0% | 1 |  | 0% | 0% | 1 | 0.09 | 0% | 0% | 1 | 0% | 0% | 0% | 1 | 0 | 2 | 73% | 1% | 74% | 3 | 35% | 0% | 0% | 1 | 25% | 0% | 0% | 1 | 23% | 0% | 0% | 1 | 57% | 0% | 0% | 2 | 42% | 0% | 0% | 1 | 12% | 0% | 0% | 1
344 | Primm | 0 | 0 | 10 | 0% | 0% | 1 | 0.03 | 0% | 0% | 1 | 0% | 0% | 0% | 1 | 0 | 2 | 0% | 0% | 0% | 1 | 0% | 0% | 0% | 1 | 0% | 0% | 0% | 1 | 0% | 0% | 0% | 1 | 0% | 0% | 0% | 1 | 0% | 0% | 0% | 1 | 0% | 0% | 0% | 1 |  | 0% | 0% | 1 | 0.02 | 0% | 0% | 1 | 0% | 0% | 0% | 1 | 0 | 2 | 0% | 0% | 0% | 1 | 14% | 0% | 0% | 1 | 22% | 0% | 0% | 1 | 9% | 0% | 0% | 1 | 22% | 0% | 0% | 1 | 10% | 0% | 0% | 1 | 0% | 0% | 0% | 1 |  | 0% | 0% | 1 | 0.02 | 0% | 0% | 1 | 0% | 0% | 0% | 1 | 0 | 2 | 0% | 0% | 0% | 1 | 10% | 0% | 0% | 1 | 15% | 0% | 0% | 1 | 6% | 0% | 0% | 1 | 15% | 0% | 0% | 1 | 10% | 0% | 0% | 1 | 0% | 0% | 0% | 1 |  | 0% | 0% | 1 | 0.02 | 0% | 0% | 1 | 0% | 0% | 0% | 1 | 0 | 2 | 0% | 0% | 0% | 1 | 3% | 0% | 0% | 1 | 5% | 0% | 0% | 1 | 2% | 0% | 0% | 1 | 5% | 0% | 0% | 1 | 5% | 0% | 0% | 1 | 0% | 0% | 0% | 1
345 | Granite | 0 | 0 | 10 | 0% | 0% | 1 | 0.29 | 0% | 0% | 1 | 4% | 0% | 0% | 1 | 0 | 2 | 49% | 0% | 49% | 2 | 34% | 0% | 0% | 1 | 16% | 0% | 0% | 1 | 0% | 0% | 0% | 1 | 36% | 0% | 0% | 1 | 4% | 0% | 0% | 1 | 32% | 0% | 0% | 1 |  | 0% | 0% | 1 | 0.48 | 0% | 0% | 1 | 12% | 0% | 0% | 1 | 0 | 2 | 37% | 0% | 37% | 2 | 60% | 0% | 0% | 2 | 17% | 0% | 0% | 1 | 2% | 0% | 0% | 1 | 63% | 0% | 0% | 2 | 20% | 0% | 0% | 1 | 32% | 0% | 0% | 1 |  | 0% | 0% | 1 | 0.47 | 0% | 0% | 1 | 14% | 0% | 0% | 1 | 0 | 2 | 25% | 0% | 25% | 2 | 53% | 0% | 0% | 2 | 16% | 0% | 0% | 1 | 16% | 0% | 0% | 1 | 63% | 0% | 0% | 2 | 21% | 0% | 0% | 1 | 25% | 0% | 0% | 1 |  | 0% | 0% | 1 | 0.3 | 0% | 0% | 1 | 19% | 0% | 0% | 1 | 0 | 2 | 21% | 0% | 21% | 2 | 46% | 0% | 0% | 1 | 24% | 0% | 0% | 1 | 36% | 0% | 0% | 1 | 65% | 0% | 0% | 2 | 17% | 0% | 0% | 1 | 21% | 0% | 0% | 1
346 | Lake View | 0 | 0 | 0 | 0% | 0% | 1 | 0.17 | 0% | 0% | 1 | 0% | 0% | 0% | 1 | 0 | 2 | 34% | 56% | 90% | 5 | 74% | 0% | 0% | 3 | 90% | 0% | 0% | 4 | 94% | 0% | 0% | 4 | 100% | 0% | 0% | 5 | 9% | 0% | 0% | 1 | 2% | 0% | 0% | 1 |  | 0% | 0% | 1 | 0.1 | 0% | 0% | 1 | 4% | 0% | 0% | 1 | 0 | 2 | 39% | 41% | 80% | 5 | 61% | 0% | 0% | 2 | 55% | 0% | 0% | 2 | 78% | 0% | 0% | 3 | 96% | 0% | 0% | 5 | 31% | 0% | 0% | 1 | 1% | 0% | 0% | 1 |  | 0% | 0% | 1 | 0.12 | 0% | 0% | 1 | 7% | 0% | 0% | 1 | 0 | 2 | 34% | 37% | 71% | 5 | 55% | 0% | 0% | 2 | 47% | 0% | 0% | 1 | 72% | 0% | 0% | 3 | 90% | 0% | 0% | 4 | 29% | 0% | 0% | 1 | 2% | 0% | 0% | 1 |  | 0% | 0% | 1 | 0.11 | 0% | 0% | 1 | 6% | 0% | 0% | 1 | 0 | 2 | 34% | 34% | 68% | 5 | 58% | 0% | 0% | 2 | 40% | 0% | 0% | 1 | 66% | 0% | 0% | 2 | 87% | 0% | 0% | 3 | 36% | 0% | 0% | 1 | 2% | 0% | 0% | 1
347 | Birds Landing | 100 | 1000 | 10 | 5.283% | 0% | 1 | 0.06 | 14.18% | 0% | 1 | 0% | 5.047% | 0% | 1 | 0 | 2 | 75% | 0% | 75% | 5 | 15% | 2.967% | 0% | 1 | 33% | 3.732% | 0% | 1 | 32% | 3.678% | 0% | 1 | 45% | 4.551% | 0% | 1 | 1% | 2.538% | 0% | 1 | 12% | 2.86% | 0% | 1 |  | 3.11% | 0% | 1 | 0.07 | 4.624% | 0% | 1 | 4% | 2.715% | 0% | 1 | 0 | 2 | 63% | 0% | 63% | 3 | 13% | 1.264% | 0% | 1 | 37% | 1.738% | 0% | 1 | 35% | 1.681% | 0% | 1 | 47% | 2.08% | 0% | 1 | 4% | 1.145% | 0% | 1 | 27% | 1.498% | 0% | 1 |  | 2.76% | 0% | 1 | 0.07 | 2.359% | 0% | 1 | 22% | 2.715% | 0% | 1 | 0 | 2 | 44% | 0% | 44% | 2 | 12% | 0.6288% | 0% | 1 | 37% | 0.879% | 0% | 1 | 37% | 0.8779% | 0% | 1 | 47% | 1.054% | 0% | 1 | 5% | 0.5841% | 0% | 1 | 21% | 0.7028% | 0% | 1 |  | 2.083% | 0% | 1 | 0.12 | 1.475% | 0% | 1 | 34% | 2.715% | 0% | 1 | 0 | 2 | 31% | 0% | 31% | 2 | 18% | 0.355% | 0% | 1 | 28% | 0.4078% | 0% | 1 | 29% | 0.4127% | 0% | 1 | 42% | 0.5% | 0% | 1 | 6% | 0.3088% | 0% | 1 | 15% | 0.3449% | 0% | 1
348 | Highwind | 0 | 0 | 0 | 0% | 0% | 1 | 0.17 | 0% | 0% | 1 | 2% | 0% | 0% | 1 | 0 | 2 | 80% | 15% | 95% | 5 | 65% | 0% | 0% | 2 | 22% | 0% | 0% | 1 | 86% | 0% | 0% | 3 | 95% | 0% | 0% | 5 | 26% | 0% | 0% | 1 | 2% | 0% | 0% | 1 |  | 0% | 0% | 1 | 0.25 | 0% | 0% | 1 | 1% | 0% | 0% | 1 | 0 | 2 | 31% | 28% | 59% | 4 | 43% | 0% | 0% | 1 | 20% | 0% | 0% | 1 | 47% | 0% | 0% | 1 | 70% | 0% | 0% | 3 | 28% | 0% | 0% | 1 | 1% | 0% | 0% | 1 |  | 0% | 0% | 1 | 0.29 | 0% | 0% | 1 | 2% | 0% | 0% | 1 | 0 | 2 | 27% | 22% | 49% | 4 | 33% | 0% | 0% | 1 | 22% | 0% | 0% | 1 | 33% | 0% | 0% | 1 | 58% | 0% | 0% | 2 | 31% | 0% | 0% | 1 | 1% | 0% | 0% | 1 |  | 0% | 0% | 1 | 0.3 | 0% | 0% | 1 | 1% | 0% | 0% | 1 | 0 | 2 | 25% | 17% | 42% | 3 | 40% | 0% | 0% | 1 | 19% | 0% | 0% | 1 | 26% | 0% | 0% | 1 | 60% | 0% | 0% | 2 | 36% | 0% | 0% | 1 | 1% | 0% | 0% | 1
349 | Santiago | 0 | 0 | 10 | 0% | 0% | 1 | 0.68 | 0% | 0% | 1 | 3% | 0% | 0% | 1 | 0 | 2 | 13% | 0% | 13% | 1 | 24% | 0% | 0% | 1 | 0% | 0% | 0% | 1 | 8% | 0% | 0% | 1 | 32% | 0% | 0% | 1 | 9% | 0% | 0% | 1 | 8% | 0% | 0% | 1 |  | 0% | 0% | 1 | 0.46 | 0% | 0% | 1 | 1% | 0% | 0% | 1 | 0 | 2 | 30% | 31% | 61% | 5 | 17% | 0% | 0% | 1 | 49% | 0% | 0% | 1 | 65% | 0% | 0% | 2 | 81% | 0% | 0% | 3 | 23% | 0% | 0% | 1 | 9% | 0% | 0% | 1 |  | 0% | 0% | 1 | 0.5 | 0% | 0% | 1 | 0% | 0% | 0% | 1 | 0 | 2 | 26% | 44% | 70% | 5 | 35% | 0% | 0% | 1 | 36% | 0% | 0% | 1 | 71% | 0% | 0% | 3 | 88% | 0% | 0% | 3 | 46% | 0% | 0% | 1 | 11% | 0% | 0% | 1 |  | 0% | 0% | 1 | 0.48 | 0% | 0% | 1 | 0% | 0% | 0% | 1 | 0 | 2 | 28% | 49% | 77% | 5 | 39% | 0% | 0% | 1 | 35% | 0% | 0% | 1 | 59% | 0% | 0% | 2 | 82% | 0% | 0% | 3 | 50% | 0% | 0% | 2 | 9% | 0% | 0% | 1
350 | Red Bluff | 775 | 7750 | 15 | 261.3% | 36.96% | 5 | 0.05 | 125.4% | 16.2% | 3 | 0% | 751.8% | 0% | 4 | 0 | 2 | 0% | 0% | 0% | 1 | 22% | 62.36% | 0% | 3 | 1% | 48.99% | 0% | 2 | 0% | 48.71% | 0% | 2 | 22% | 62.81% | 0% | 3 | 49% | 96.25% | 0% | 4 | 5% | 51.1% | 0% | 3 |  | 110% | 2.478% | 4 | 0.05 | 45.45% | 0% | 2 | 0% | 174.2% | 0% | 4 | 0 | 2 | 0% | 0% | 0% | 1 | 32% | 31.97% | 0% | 2 | 0% | 21.92% | 0% | 2 | 0% | 21.86% | 0% | 2 | 32% | 32.1% | 0% | 2 | 58% | 52.01% | 0% | 3 | 2% | 22.42% | 0% | 2 |  | 110% | 1.868% | 4 | 0.04 | 37.46% | 0% | 2 | 0% | 174.2% | 0% | 4 | 0 | 2 | 0% | 0% | 0% | 1 | 44% | 31.07% | 0% | 2 | 13% | 19.88% | 0% | 1 | 12% | 19.82% | 0% | 1 | 44% | 31.24% | 0% | 2 | 60% | 43.09% | 0% | 2 | 2% | 17.7% | 0% | 1 |  | 99.09% | 0% | 4 | 0.04 | 24.96% | 0% | 2 | 0% | 174.2% | 0% | 4 | 0 | 2 | 0% | 0% | 0% | 1 | 38% | 20.19% | 0% | 2 | 27% | 17.08% | 0% | 1 | 16% | 14.96% | 0% | 1 | 51% | 25.31% | 0% | 2 | 62% | 32.55% | 0% | 2 | 1% | 12.69% | 0% | 1
351 | Beatty | 0 | 0 | 0 | 0% | 0% | 1 | 0 | 0% | 0% | 1 | 0% | 0% | 0% | 1 | 0 | 2 | 0% | 0% | 0% | 1 | 0% | 0% | 0% | 1 | 0% | 0% | 0% | 1 | 0% | 0% | 0% | 1 | 0% | 0% | 0% | 1 | 0% | 0% | 0% | 1 | 0% | 0% | 0% | 1 |  | 0% | 0% | 1 | 0 | 0% | 0% | 1 | 0% | 0% | 0% | 1 | 0 | 2 | 0% | 0% | 0% | 1 | 0% | 0% | 0% | 1 | 0% | 0% | 0% | 1 | 0% | 0% | 0% | 1 | 0% | 0% | 0% | 1 | 0% | 0% | 0% | 1 | 0% | 0% | 0% | 1 |  | 0% | 0% | 1 | 0 | 0% | 0% | 1 | 0% | 0% | 0% | 1 | 0 | 2 | 0% | 0% | 0% | 1 | 0% | 0% | 0% | 1 | 0% | 0% | 0% | 1 | 0% | 0% | 0% | 1 | 0% | 0% | 0% | 1 | 0% | 0% | 0% | 1 | 0% | 0% | 0% | 1 |  | 0% | 0% | 1 | 0 | 0% | 0% | 1 | 0% | 0% | 0% | 1 | 0 | 2 | 0% | 0% | 0% | 1 | 0% | 0% | 0% | 1 | 0% | 0% | 0% | 1 | 0% | 0% | 0% | 1 | 0% | 0% | 0% | 1 | 0% | 0% | 0% | 1 | 0% | 0% | 0% | 1
352 | Mirage | 0 | 0 | 10 | 0% | 0% | 1 | 0.27 | 0% | 0% | 1 | 0% | 0% | 0% | 1 | 0 | 2 | 0% | 0% | 0% | 1 | 14% | 0% | 0% | 1 | 21% | 0% | 0% | 1 | 16% | 0% | 0% | 1 | 36% | 0% | 0% | 1 | 37% | 0% | 0% | 1 | 0% | 0% | 0% | 1 |  | 0% | 0% | 1 | 0.3 | 0% | 0% | 1 | 1% | 0% | 0% | 1 | 0 | 2 | 0% | 0% | 0% | 1 | 10% | 0% | 0% | 1 | 23% | 0% | 0% | 1 | 16% | 0% | 0% | 1 | 32% | 0% | 0% | 1 | 39% | 0% | 0% | 1 | 0% | 0% | 0% | 1 |  | 0% | 0% | 1 | 0.28 | 0% | 0% | 1 | 2% | 0% | 0% | 1 | 0 | 2 | 0% | 0% | 0% | 1 | 11% | 0% | 0% | 1 | 40% | 0% | 0% | 1 | 31% | 0% | 0% | 1 | 45% | 0% | 0% | 1 | 38% | 0% | 0% | 1 | 0% | 0% | 0% | 1 |  | 0% | 0% | 1 | 0.25 | 0% | 0% | 1 | 10% | 0% | 0% | 1 | 0 | 2 | 2% | 8% | 10% | 2 | 17% | 0% | 0% | 1 | 39% | 0% | 0% | 1 | 32% | 0% | 0% | 1 | 50% | 0% | 0% | 2 | 39% | 0% | 0% | 1 | 1% | 0% | 0% | 1
353 | Sutter Power | 0 | 0 | 0 | 0% | 0% | 1 | 0.12 | 0% | 0% | 1 | 60% | 0% | 0% | 2 | 0 | 2 | 0% | 0% | 0% | 1 | 0% | 0% | 0% | 1 | 10% | 0% | 0% | 1 | 56% | 0% | 0% | 2 | 56% | 0% | 0% | 2 | 0% | 0% | 0% | 1 | 3% | 0% | 0% | 1 |  | 0% | 0% | 1 | 0.12 | 0% | 0% | 1 | 65% | 0% | 0% | 2 | 0 | 2 | 0% | 0% | 0% | 1 | 22% | 0% | 0% | 1 | 7% | 0% | 0% | 1 | 51% | 0% | 0% | 2 | 60% | 0% | 0% | 2 | 1% | 0% | 0% | 1 | 4% | 0% | 0% | 1 |  | 0% | 0% | 1 | 0.11 | 0% | 0% | 1 | 64% | 0% | 0% | 2 | 0 | 2 | 6% | 0% | 6% | 1 | 38% | 0% | 0% | 1 | 9% | 0% | 0% | 1 | 47% | 0% | 0% | 1 | 66% | 0% | 0% | 2 | 3% | 0% | 0% | 1 | 6% | 0% | 0% | 1 |  | 0% | 0% | 1 | 0.1 | 0% | 0% | 1 | 59% | 0% | 0% | 2 | 0 | 2 | 9% | 0% | 9% | 1 | 43% | 0% | 0% | 1 | 9% | 0% | 0% | 1 | 45% | 0% | 0% | 1 | 68% | 0% | 0% | 2 | 4% | 0% | 0% | 1 | 7% | 0% | 0% | 1
354 | Manteca | 0 | 0 | 10 | 0% | 0% | 1 | 0.28 | 0% | 0% | 1 | 73% | 0% | 0% | 2 | 0 | 2 | 0% | 0% | 0% | 1 | 2% | 0% | 0% | 1 | 1% | 0% | 0% | 1 | 1% | 0% | 0% | 1 | 3% | 0% | 0% | 1 | 0% | 0% | 0% | 1 | 2% | 0% | 0% | 1 |  | 0% | 0% | 1 | 0.2 | 0% | 0% | 1 | 63% | 0% | 0% | 2 | 0 | 2 | 0% | 0% | 0% | 1 | 23% | 0% | 0% | 1 | 12% | 0% | 0% | 1 | 12% | 0% | 0% | 1 | 29% | 0% | 0% | 1 | 0% | 0% | 0% | 1 | 4% | 0% | 0% | 1 |  | 0% | 0% | 1 | 0.17 | 0% | 0% | 1 | 69% | 0% | 0% | 2 | 0 | 2 | 2% | 0% | 2% | 1 | 29% | 0% | 0% | 1 | 10% | 0% | 0% | 1 | 13% | 0% | 0% | 1 | 35% | 0% | 0% | 1 | 0% | 0% | 0% | 1 | 4% | 0% | 0% | 1 |  | 0% | 0% | 1 | 0.16 | 0% | 0% | 1 | 60% | 0% | 0% | 2 | 0 | 2 | 16% | 0% | 16% | 1 | 36% | 0% | 0% | 1 | 13% | 0% | 0% | 1 | 17% | 0% | 0% | 1 | 44% | 0% | 0% | 1 | 7% | 0% | 0% | 1 | 5% | 0% | 0% | 1
355 | El Patio | 0 | 0 | 10 | 0% | 0% | 1 | 0.94 | 0% | 0% | 1 | 0% | 0% | 0% | 1 | 0 | 2 | 0% | 0% | 0% | 1 | 100% | 0% | 0% | 5 | 0% | 0% | 0% | 1 | 0% | 0% | 0% | 1 | 100% | 0% | 0% | 5 | 0% | 0% | 0% | 1 | 0% | 0% | 0% | 1 |  | 0% | 0% | 1 | 0.21 | 0% | 0% | 1 | 2% | 0% | 0% | 1 | 0 | 2 | 25% | 0% | 25% | 2 | 81% | 0% | 0% | 3 | 0% | 0% | 0% | 1 | 71% | 0% | 0% | 3 | 85% | 0% | 0% | 3 | 20% | 0% | 0% | 1 | 3% | 0% | 0% | 1 |  | 0% | 0% | 1 | 0.18 | 0% | 0% | 1 | 1% | 0% | 0% | 1 | 0 | 2 | 44% | 0% | 44% | 2 | 58% | 0% | 0% | 2 | 15% | 0% | 0% | 1 | 58% | 0% | 0% | 2 | 81% | 0% | 0% | 3 | 35% | 0% | 0% | 1 | 4% | 0% | 0% | 1 |  | 0% | 0% | 1 | 0.18 | 0% | 0% | 1 | 1% | 0% | 0% | 1 | 0 | 2 | 51% | 3% | 54% | 3 | 67% | 0% | 0% | 2 | 26% | 0% | 0% | 1 | 57% | 0% | 0% | 2 | 86% | 0% | 0% | 3 | 47% | 0% | 0% | 1 | 4% | 0% | 0% | 1
356 | Pardee | 700 | 7000 | 10 | 344% | 66.47% | 5 | 0.65 | 582.4% | 104.4% | 5 | 1% | 3455% | 4473% | 5 | 0 | 2 | 67% | 1% | 68% | 3 | 0% | 73.86% | 0% | 3 | 14% | 85.86% | 0% | 4 | 48% | 142.3% | 45.37% | 5 | 49% | 143.1% | 45.7% | 5 | 32% | 108.6% | 18.06% | 5 | 8% | 79.94% | 0% | 4 |  | 55.47% | 0% | 3 | 0.26 | 28.77% | 0% | 2 | 2% | 0% | 0% | 1 | 0 | 2 | 51% | 38% | 89% | 5 | 42% | 18.27% | 0% | 1 | 2% | 10.81% | 0% | 1 | 13% | 12.21% | 0% | 1 | 53% | 22.3% | 0% | 2 | 45% | 19.1% | 0% | 1 | 10% | 11.68% | 0% | 1 |  | 41.1% | 0% | 2 | 0.21 | 14.06% | 0% | 1 | 3% | 0% | 0% | 1 | 0 | 2 | 46% | 41% | 87% | 5 | 53% | 12.4% | 0% | 2 | 3% | 5.991% | 0% | 1 | 9% | 6.38% | 0% | 1 | 59% | 14.27% | 0% | 2 | 44% | 10.49% | 0% | 1 | 12% | 6.587% | 0% | 1 |  | 23.21% | 0% | 2 | 0.2 | 11.01% | 0% | 1 | 4% | 0% | 0% | 1 | 0 | 2 | 43% | 40% | 83% | 5 | 49% | 7.463% | 0% | 1 | 5% | 3.984% | 0% | 1 | 11% | 4.235% | 0% | 1 | 58% | 9.032% | 0% | 2 | 43% | 6.678% | 0% | 1 | 10% | 4.23% | 0% | 1
357 | Los Coches | 0 | 0 | 10 | 0% | 0% | 1 | 0.26 | 0% | 0% | 1 | 1% | 0% | 0% | 1 | 0 | 2 | 37% | 62% | 99% | 5 | 74% | 0% | 0% | 3 | 47% | 0% | 0% | 1 | 52% | 0% | 0% | 2 | 100% | 0% | 0% | 5 | 18% | 0% | 0% | 1 | 3% | 0% | 0% | 1 |  | 0% | 0% | 1 | 0.2 | 0% | 0% | 1 | 0% | 0% | 0% | 1 | 0 | 2 | 19% | 81% | 100% | 5 | 59% | 0% | 0% | 2 | 41% | 0% | 0% | 1 | 69% | 0% | 0% | 2 | 89% | 0% | 0% | 3 | 37% | 0% | 0% | 1 | 3% | 0% | 0% | 1 |  | 0% | 0% | 1 | 0.21 | 0% | 0% | 1 | 0% | 0% | 0% | 1 | 0 | 2 | 23% | 76% | 99% | 5 | 42% | 0% | 0% | 1 | 35% | 0% | 0% | 1 | 57% | 0% | 0% | 2 | 73% | 0% | 0% | 3 | 42% | 0% | 0% | 1 | 3% | 0% | 0% | 1 |  | 0% | 0% | 1 | 0.21 | 0% | 0% | 1 | 0% | 0% | 0% | 1 | 0 | 2 | 17% | 80% | 97% | 5 | 37% | 0% | 0% | 1 | 35% | 0% | 0% | 1 | 54% | 0% | 0% | 2 | 72% | 0% | 0% | 3 | 47% | 0% | 0% | 1 | 4% | 0% | 0% | 1
358 | Serrano | 0 | 0 | 10 | 0% | 0% | 1 | 0.05 | 0% | 0% | 1 | 0% | 0% | 0% | 1 | 0 | 2 | 41% | 0% | 41% | 2 | 0% | 0% | 0% | 1 | 53% | 0% | 0% | 2 | 14% | 0% | 0% | 1 | 53% | 0% | 0% | 2 | 20% | 0% | 0% | 1 | 2% | 0% | 0% | 1 |  | 0% | 0% | 1 | 0.1 | 0% | 0% | 1 | 0% | 0% | 0% | 1 | 0 | 2 | 62% | 29% | 91% | 5 | 50% | 0% | 0% | 2 | 8% | 0% | 0% | 1 | 26% | 0% | 0% | 1 | 71% | 0% | 0% | 3 | 51% | 0% | 0% | 2 | 11% | 0% | 0% | 1 |  | 0% | 0% | 1 | 0.19 | 0% | 0% | 1 | 2% | 0% | 0% | 1 | 0 | 2 | 46% | 38% | 84% | 5 | 39% | 0% | 0% | 1 | 15% | 0% | 0% | 1 | 32% | 0% | 0% | 1 | 65% | 0% | 0% | 2 | 48% | 0% | 0% | 1 | 12% | 0% | 0% | 1 |  | 0% | 0% | 1 | 0.49 | 0% | 0% | 1 | 4% | 0% | 0% | 1 | 0 | 2 | 34% | 29% | 63% | 4 | 31% | 0% | 0% | 1 | 19% | 0% | 0% | 1 | 43% | 0% | 0% | 1 | 68% | 0% | 0% | 2 | 36% | 0% | 0% | 1 | 10% | 0% | 0% | 1
359 | Miller | 0 | 0 | 10 | 0% | 0% | 1 | 0.07 | 0% | 0% | 1 | 47% | 0% | 0% | 1 | 0 | 2 | 56% | 0% | 56% | 3 | 30% | 0% | 0% | 1 | 36% | 0% | 0% | 1 | 42% | 0% | 0% | 1 | 70% | 0% | 0% | 3 | 27% | 0% | 0% | 1 | 1% | 0% | 0% | 1 |  | 0% | 0% | 1 | 0.08 | 0% | 0% | 1 | 36% | 0% | 0% | 1 | 0 | 2 | 52% | 0% | 52% | 3 | 34% | 0% | 0% | 1 | 12% | 0% | 0% | 1 | 20% | 0% | 0% | 1 | 49% | 0% | 0% | 1 | 38% | 0% | 0% | 1 | 2% | 0% | 0% | 1 |  | 0% | 0% | 1 | 0.09 | 0% | 0% | 1 | 31% | 0% | 0% | 1 | 0 | 2 | 44% | 8% | 52% | 3 | 40% | 0% | 0% | 1 | 9% | 0% | 0% | 1 | 15% | 0% | 0% | 1 | 50% | 0% | 0% | 2 | 40% | 0% | 0% | 1 | 6% | 0% | 0% | 1 |  | 0% | 0% | 1 | 0.09 | 0% | 0% | 1 | 29% | 0% | 0% | 1 | 0 | 2 | 37% | 12% | 49% | 3 | 47% | 0% | 0% | 1 | 11% | 0% | 0% | 1 | 18% | 0% | 0% | 1 | 54% | 0% | 0% | 2 | 38% | 0% | 0% | 1 | 6% | 0% | 0% | 1
360 | Carberry | 0 | 0 | 10 | 0% | 0% | 1 | 0.05 | 0% | 0% | 1 | 0% | 0% | 0% | 1 | 0 | 2 | 70% | 0% | 70% | 3 | 47% | 0% | 0% | 1 | 0% | 0% | 0% | 1 | 0% | 0% | 0% | 1 | 47% | 0% | 0% | 1 | 20% | 0% | 0% | 1 | 8% | 0% | 0% | 1 |  | 0% | 0% | 1 | 0.05 | 0% | 0% | 1 | 0% | 0% | 0% | 1 | 0 | 2 | 62% | 1% | 63% | 3 | 50% | 0% | 0% | 2 | 5% | 0% | 0% | 1 | 5% | 0% | 0% | 1 | 52% | 0% | 0% | 2 | 23% | 0% | 0% | 1 | 8% | 0% | 0% | 1 |  | 0% | 0% | 1 | 0.05 | 0% | 0% | 1 | 0% | 0% | 0% | 1 | 0 | 2 | 55% | 7% | 62% | 3 | 46% | 0% | 0% | 1 | 16% | 0% | 0% | 1 | 17% | 0% | 0% | 1 | 54% | 0% | 0% | 2 | 26% | 0% | 0% | 1 | 7% | 0% | 0% | 1 |  | 0% | 0% | 1 | 0.05 | 0% | 0% | 1 | 0% | 0% | 0% | 1 | 0 | 2 | 51% | 10% | 61% | 3 | 42% | 0% | 0% | 1 | 19% | 0% | 0% | 1 | 20% | 0% | 0% | 1 | 54% | 0% | 0% | 2 | 37% | 0% | 0% | 1 | 6% | 0% | 0% | 1
361 | Wahtoke | 0 | 0 | 10 | 0% | 0% | 1 | 0.23 | 0% | 0% | 1 | 73% | 0% | 0% | 2 | 0 | 2 | 0% | 0% | 0% | 1 | 0% | 0% | 0% | 1 | 0% | 0% | 0% | 1 | 0% | 0% | 0% | 1 | 0% | 0% | 0% | 1 | 0% | 0% | 0% | 1 | 4% | 0% | 0% | 1 |  | 0% | 0% | 1 | 0.21 | 0% | 0% | 1 | 56% | 0% | 0% | 2 | 0 | 2 | 5% | 0% | 5% | 1 | 12% | 0% | 0% | 1 | 17% | 0% | 0% | 1 | 22% | 0% | 0% | 1 | 24% | 0% | 0% | 1 | 3% | 0% | 0% | 1 | 4% | 0% | 0% | 1 |  | 0% | 0% | 1 | 0.19 | 0% | 0% | 1 | 45% | 0% | 0% | 1 | 0 | 2 | 11% | 0% | 11% | 1 | 24% | 0% | 0% | 1 | 18% | 0% | 0% | 1 | 25% | 0% | 0% | 1 | 37% | 0% | 0% | 1 | 13% | 0% | 0% | 1 | 4% | 0% | 0% | 1 |  | 0% | 0% | 1 | 0.18 | 0% | 0% | 1 | 40% | 0% | 0% | 1 | 0 | 2 | 20% | 0% | 20% | 2 | 28% | 0% | 0% | 1 | 19% | 0% | 0% | 1 | 25% | 0% | 0% | 1 | 42% | 0% | 0% | 1 | 18% | 0% | 0% | 1 | 4% | 0% | 0% | 1
362 | Dos Amigos | 0 | 0 | 10 | 0% | 0% | 1 | 0.06 | 0% | 0% | 1 | 23% | 0% | 0% | 1 | 0 | 2 | 53% | 0% | 53% | 3 | 61% | 0% | 0% | 2 | 0% | 0% | 0% | 1 | 8% | 0% | 0% | 1 | 61% | 0% | 0% | 2 | 28% | 0% | 0% | 1 | 7% | 0% | 0% | 1 |  | 0% | 0% | 1 | 0.06 | 0% | 0% | 1 | 24% | 0% | 0% | 1 | 0 | 2 | 51% | 0% | 51% | 3 | 57% | 0% | 0% | 2 | 10% | 0% | 0% | 1 | 22% | 0% | 0% | 1 | 59% | 0% | 0% | 2 | 32% | 0% | 0% | 1 | 5% | 0% | 0% | 1 |  | 0% | 0% | 1 | 0.07 | 0% | 0% | 1 | 29% | 0% | 0% | 1 | 0 | 2 | 40% | 2% | 42% | 2 | 48% | 0% | 0% | 1 | 11% | 0% | 0% | 1 | 22% | 0% | 0% | 1 | 51% | 0% | 0% | 2 | 29% | 0% | 0% | 1 | 4% | 0% | 0% | 1 |  | 0% | 0% | 1 | 0.07 | 0% | 0% | 1 | 30% | 0% | 0% | 1 | 0 | 2 | 35% | 3% | 38% | 2 | 48% | 0% | 0% | 1 | 11% | 0% | 0% | 1 | 19% | 0% | 0% | 1 | 51% | 0% | 0% | 2 | 28% | 0% | 0% | 1 | 5% | 0% | 0% | 1
363 | Guernsey | 0 | 0 | 10 | 0% | 0% | 1 | 0.09 | 0% | 0% | 1 | 20% | 0% | 0% | 1 | 0 | 2 | 0% | 0% | 0% | 1 | 0% | 0% | 0% | 1 | 0% | 0% | 0% | 1 | 8% | 0% | 0% | 1 | 8% | 0% | 0% | 1 | 0% | 0% | 0% | 1 | 3% | 0% | 0% | 1 |  | 0% | 0% | 1 | 0.11 | 0% | 0% | 1 | 25% | 0% | 0% | 1 | 0 | 2 | 0% | 0% | 0% | 1 | 2% | 0% | 0% | 1 | 0% | 0% | 0% | 1 | 10% | 0% | 0% | 1 | 12% | 0% | 0% | 1 | 0% | 0% | 0% | 1 | 4% | 0% | 0% | 1 |  | 0% | 0% | 1 | 0.11 | 0% | 0% | 1 | 36% | 0% | 0% | 1 | 0 | 2 | 0% | 0% | 0% | 1 | 9% | 0% | 0% | 1 | 3% | 0% | 0% | 1 | 8% | 0% | 0% | 1 | 17% | 0% | 0% | 1 | 0% | 0% | 0% | 1 | 3% | 0% | 0% | 1 |  | 0% | 0% | 1 | 0.1 | 0% | 0% | 1 | 38% | 0% | 0% | 1 | 0 | 2 | 1% | 0% | 1% | 1 | 12% | 0% | 0% | 1 | 4% | 0% | 0% | 1 | 8% | 0% | 0% | 1 | 18% | 0% | 0% | 1 | 0% | 0% | 0% | 1 | 3% | 0% | 0% | 1
364 | Santa Clara | 0 | 0 | 10 | 0% | 0% | 1 | 0.08 | 0% | 0% | 1 | 20% | 0% | 0% | 1 | 0 | 2 | 0% | 0% | 0% | 1 | 5% | 0% | 0% | 1 | 9% | 0% | 0% | 1 | 9% | 0% | 0% | 1 | 14% | 0% | 0% | 1 | 50% | 0% | 0% | 2 | 5% | 0% | 0% | 1 |  | 0% | 0% | 1 | 0.15 | 0% | 0% | 1 | 23% | 0% | 0% | 1 | 0 | 2 | 0% | 0% | 0% | 1 | 26% | 0% | 0% | 1 | 7% | 0% | 0% | 1 | 12% | 0% | 0% | 1 | 37% | 0% | 0% | 1 | 35% | 0% | 0% | 1 | 6% | 0% | 0% | 1 |  | 0% | 0% | 1 | 0.13 | 0% | 0% | 1 | 26% | 0% | 0% | 1 | 0 | 2 | 0% | 0% | 0% | 1 | 28% | 0% | 0% | 1 | 7% | 0% | 0% | 1 | 14% | 0% | 0% | 1 | 39% | 0% | 0% | 1 | 26% | 0% | 0% | 1 | 7% | 0% | 0% | 1 |  | 0% | 0% | 1 | 0.13 | 0% | 0% | 1 | 24% | 0% | 0% | 1 | 0 | 2 | 4% | 1% | 5% | 2 | 31% | 0% | 0% | 1 | 8% | 0% | 0% | 1 | 14% | 0% | 0% | 1 | 41% | 0% | 0% | 1 | 27% | 0% | 0% | 1 | 8% | 0% | 0% | 1
365 | Glenn | 0 | 0 | 10 | 0% | 0% | 1 | 0.17 | 0% | 0% | 1 | 67% | 0% | 0% | 2 | 0 | 2 | 9% | 0% | 9% | 1 | 46% | 0% | 0% | 1 | 0% | 0% | 0% | 1 | 0% | 0% | 0% | 1 | 46% | 0% | 0% | 1 | 0% | 0% | 0% | 1 | 13% | 0% | 0% | 1 |  | 0% | 0% | 1 | 0.11 | 0% | 0% | 1 | 58% | 0% | 0% | 2 | 0 | 2 | 19% | 0% | 19% | 1 | 51% | 0% | 0% | 2 | 1% | 0% | 0% | 1 | 1% | 0% | 0% | 1 | 52% | 0% | 0% | 2 | 3% | 0% | 0% | 1 | 15% | 0% | 0% | 1 |  | 0% | 0% | 1 | 0.1 | 0% | 0% | 1 | 48% | 0% | 0% | 1 | 0 | 2 | 31% | 0% | 31% | 2 | 51% | 0% | 0% | 2 | 3% | 0% | 0% | 1 | 6% | 0% | 0% | 1 | 55% | 0% | 0% | 2 | 11% | 0% | 0% | 1 | 16% | 0% | 0% | 1 |  | 0% | 0% | 1 | 0.09 | 0% | 0% | 1 | 38% | 0% | 0% | 1 | 0 | 2 | 43% | 0% | 43% | 2 | 46% | 0% | 0% | 1 | 5% | 0% | 0% | 1 | 8% | 0% | 0% | 1 | 52% | 0% | 0% | 2 | 25% | 0% | 0% | 1 | 14% | 0% | 0% | 1
366 | Kerchoff 1 | 0 | 0 | 10 | 0% | 0% | 1 | 0.11 | 0% | 0% | 1 | 0% | 0% | 0% | 1 | 0 | 2 | 77% | 22% | 99% | 5 | 41% | 0% | 0% | 1 | 20% | 0% | 0% | 1 | 30% | 0% | 0% | 1 | 57% | 0% | 0% | 2 | 45% | 0% | 0% | 1 | 4% | 0% | 0% | 1 |  | 0% | 0% | 1 | 0.13 | 0% | 0% | 1 | 0% | 0% | 0% | 1 | 0 | 2 | 71% | 15% | 86% | 5 | 55% | 0% | 0% | 2 | 34% | 0% | 0% | 1 | 33% | 0% | 0% | 1 | 81% | 0% | 0% | 3 | 48% | 0% | 0% | 1 | 3% | 0% | 0% | 1 |  | 0% | 0% | 1 | 0.18 | 0% | 0% | 1 | 0% | 0% | 0% | 1 | 0 | 2 | 75% | 7% | 82% | 5 | 65% | 0% | 0% | 2 | 36% | 0% | 0% | 1 | 30% | 0% | 0% | 1 | 87% | 0% | 0% | 3 | 51% | 0% | 0% | 2 | 8% | 0% | 0% | 1 |  | 0% | 0% | 1 | 0.19 | 0% | 0% | 1 | 1% | 0% | 0% | 1 | 0 | 2 | 72% | 7% | 79% | 5 | 60% | 0% | 0% | 2 | 42% | 0% | 0% | 1 | 34% | 0% | 0% | 1 | 86% | 0% | 0% | 3 | 54% | 0% | 0% | 2 | 12% | 0% | 0% | 1
367 | Brunswick | 0 | 0 | 10 | 0% | 0% | 1 | 0.56 | 0% | 0% | 1 | 1% | 0% | 0% | 1 | 0 | 2 | 91% | 9% | 100% | 5 | 58% | 0% | 0% | 2 | 28% | 0% | 0% | 1 | 58% | 0% | 0% | 2 | 89% | 0% | 0% | 3 | 1% | 0% | 0% | 1 | 3% | 0% | 0% | 1 |  | 0% | 0% | 1 | 0.32 | 0% | 0% | 1 | 1% | 0% | 0% | 1 | 0 | 2 | 68% | 30% | 98% | 5 | 74% | 0% | 0% | 3 | 17% | 0% | 0% | 1 | 25% | 0% | 0% | 1 | 84% | 0% | 0% | 3 | 7% | 0% | 0% | 1 | 3% | 0% | 0% | 1 |  | 0% | 0% | 1 | 0.26 | 0% | 0% | 1 | 1% | 0% | 0% | 1 | 0 | 2 | 63% | 36% | 99% | 5 | 71% | 0% | 0% | 3 | 13% | 0% | 0% | 1 | 16% | 0% | 0% | 1 | 79% | 0% | 0% | 3 | 17% | 0% | 0% | 1 | 3% | 0% | 0% | 1 |  | 0% | 0% | 1 | 0.23 | 0% | 0% | 1 | 0% | 0% | 0% | 1 | 0 | 2 | 59% | 37% | 96% | 5 | 65% | 0% | 0% | 2 | 10% | 0% | 0% | 1 | 16% | 0% | 0% | 1 | 73% | 0% | 0% | 3 | 20% | 0% | 0% | 1 | 3% | 0% | 0% | 1
368 | Tejon | 0 | 0 | 10 | 0% | 0% | 1 | 0.08 | 0% | 0% | 1 | 63% | 0% | 0% | 2 | 0 | 2 | 20% | 0% | 20% | 2 | 33% | 0% | 0% | 1 | 23% | 0% | 0% | 1 | 27% | 0% | 0% | 1 | 38% | 0% | 0% | 1 | 4% | 0% | 0% | 1 | 0% | 0% | 0% | 1 |  | 0% | 0% | 1 | 0.07 | 0% | 0% | 1 | 63% | 0% | 0% | 2 | 0 | 2 | 21% | 0% | 21% | 2 | 31% | 0% | 0% | 1 | 28% | 0% | 0% | 1 | 34% | 0% | 0% | 1 | 47% | 0% | 0% | 1 | 5% | 0% | 0% | 1 | 1% | 0% | 0% | 1 |  | 0% | 0% | 1 | 0.07 | 0% | 0% | 1 | 56% | 0% | 0% | 2 | 0 | 2 | 22% | 2% | 24% | 2 | 29% | 0% | 0% | 1 | 28% | 0% | 0% | 1 | 40% | 0% | 0% | 1 | 51% | 0% | 0% | 2 | 10% | 0% | 0% | 1 | 2% | 0% | 0% | 1 |  | 0% | 0% | 1 | 0.09 | 0% | 0% | 1 | 52% | 0% | 0% | 2 | 0 | 2 | 23% | 3% | 26% | 2 | 29% | 0% | 0% | 1 | 24% | 0% | 0% | 1 | 36% | 0% | 0% | 1 | 51% | 0% | 0% | 2 | 13% | 0% | 0% | 1 | 2% | 0% | 0% | 1
369 | Bakersfield | 0 | 0 | 10 | 0% | 0% | 1 | 0.13 | 0% | 0% | 1 | 7% | 0% | 0% | 1 | 0 | 2 | 0% | 0% | 0% | 1 | 79% | 0% | 0% | 3 | 7% | 0% | 0% | 1 | 30% | 0% | 0% | 1 | 79% | 0% | 0% | 3 | 0% | 0% | 0% | 1 | 1% | 0% | 0% | 1 |  | 0% | 0% | 1 | 0.21 | 0% | 0% | 1 | 32% | 0% | 0% | 1 | 0 | 2 | 22% | 0% | 22% | 2 | 44% | 0% | 0% | 1 | 10% | 0% | 0% | 1 | 21% | 0% | 0% | 1 | 50% | 0% | 0% | 2 | 5% | 0% | 0% | 1 | 1% | 0% | 0% | 1 |  | 0% | 0% | 1 | 0.13 | 0% | 0% | 1 | 41% | 0% | 0% | 1 | 0 | 2 | 28% | 0% | 28% | 2 | 39% | 0% | 0% | 1 | 14% | 0% | 0% | 1 | 28% | 0% | 0% | 1 | 50% | 0% | 0% | 2 | 14% | 0% | 0% | 1 | 4% | 0% | 0% | 1 |  | 0% | 0% | 1 | 0.09 | 0% | 0% | 1 | 44% | 0% | 0% | 1 | 0 | 2 | 29% | 0% | 29% | 2 | 40% | 0% | 0% | 1 | 22% | 0% | 0% | 1 | 35% | 0% | 0% | 1 | 55% | 0% | 0% | 2 | 17% | 0% | 0% | 1 | 4% | 0% | 0% | 1
370 | Drum | 0 | 0 | 10 | 0% | 0% | 1 | 0.11 | 0% | 0% | 1 | 0% | 0% | 0% | 1 | 0 | 2 | 6% | 94% | 100% | 5 | 9% | 0% | 0% | 1 | 9% | 0% | 0% | 1 | 0% | 0% | 0% | 1 | 19% | 0% | 0% | 1 | 14% | 0% | 0% | 1 | 1% | 0% | 0% | 1 |  | 0% | 0% | 1 | 0.1 | 0% | 0% | 1 | 0% | 0% | 0% | 1 | 0 | 2 | 24% | 75% | 99% | 5 | 20% | 0% | 0% | 1 | 14% | 0% | 0% | 1 | 7% | 0% | 0% | 1 | 35% | 0% | 0% | 1 | 21% | 0% | 0% | 1 | 1% | 0% | 0% | 1 |  | 0% | 0% | 1 | 0.12 | 0% | 0% | 1 | 0% | 0% | 0% | 1 | 0 | 2 | 38% | 58% | 96% | 5 | 28% | 0% | 0% | 1 | 16% | 0% | 0% | 1 | 18% | 0% | 0% | 1 | 48% | 0% | 0% | 1 | 22% | 0% | 0% | 1 | 3% | 0% | 0% | 1 |  | 0% | 0% | 1 | 0.15 | 0% | 0% | 1 | 0% | 0% | 0% | 1 | 0 | 2 | 37% | 49% | 86% | 5 | 28% | 0% | 0% | 1 | 13% | 0% | 0% | 1 | 19% | 0% | 0% | 1 | 47% | 0% | 0% | 1 | 25% | 0% | 0% | 1 | 3% | 0% | 0% | 1
371 | El Nido (SCE) | 0 | 0 | 10 | 0% | 0% | 1 | 0.26 | 0% | 0% | 1 | 0% | 0% | 0% | 1 | 0 | 2 | 0% | 0% | 0% | 1 | 0% | 0% | 0% | 1 | 0% | 0% | 0% | 1 | 31% | 0% | 0% | 1 | 31% | 0% | 0% | 1 | 0% | 0% | 0% | 1 | 0% | 0% | 0% | 1 |  | 0% | 0% | 1 | 0.26 | 0% | 0% | 1 | 0% | 0% | 0% | 1 | 0 | 2 | 0% | 0% | 0% | 1 | 4% | 0% | 0% | 1 | 39% | 0% | 0% | 1 | 67% | 0% | 0% | 2 | 71% | 0% | 0% | 3 | 0% | 0% | 0% | 1 | 0% | 0% | 0% | 1 |  | 0% | 0% | 1 | 0.22 | 0% | 0% | 1 | 0% | 0% | 0% | 1 | 0 | 2 | 1% | 0% | 1% | 1 | 0% | 0% | 0% | 1 | 2% | 0% | 0% | 1 | 55% | 0% | 0% | 2 | 56% | 0% | 0% | 2 | 0% | 0% | 0% | 1 | 0% | 0% | 0% | 1 |  | 0% | 0% | 1 | 0.27 | 0% | 0% | 1 | 0% | 0% | 0% | 1 | 0 | 2 | 3% | 26% | 29% | 4 | 9% | 0% | 0% | 1 | 12% | 0% | 0% | 1 | 48% | 0% | 0% | 1 | 54% | 0% | 0% | 2 | 3% | 0% | 0% | 1 | 6% | 0% | 0% | 1
372 | Monserate | 0 | 0 | 10 | 0% | 0% | 1 | 0.67 | 0% | 0% | 1 | 12% | 0% | 0% | 1 | 0 | 2 | 12% | 0% | 12% | 1 | 76% | 0% | 0% | 3 | 73% | 0% | 0% | 3 | 80% | 0% | 0% | 3 | 85% | 0% | 0% | 3 | 0% | 0% | 0% | 1 | 5% | 0% | 0% | 1 |  | 0% | 0% | 1 | 0.39 | 0% | 0% | 1 | 5% | 0% | 0% | 1 | 0 | 2 | 45% | 24% | 69% | 4 | 70% | 0% | 0% | 3 | 15% | 0% | 0% | 1 | 36% | 0% | 0% | 1 | 76% | 0% | 0% | 3 | 7% | 0% | 0% | 1 | 7% | 0% | 0% | 1 |  | 0% | 0% | 1 | 0.37 | 0% | 0% | 1 | 4% | 0% | 0% | 1 | 0 | 2 | 48% | 32% | 80% | 5 | 60% | 0% | 0% | 2 | 20% | 0% | 0% | 1 | 41% | 0% | 0% | 1 | 70% | 0% | 0% | 3 | 11% | 0% | 0% | 1 | 7% | 0% | 0% | 1 |  | 0% | 0% | 1 | 0.37 | 0% | 0% | 1 | 4% | 0% | 0% | 1 | 0 | 2 | 40% | 41% | 81% | 5 | 54% | 0% | 0% | 2 | 28% | 0% | 0% | 1 | 40% | 0% | 0% | 1 | 68% | 0% | 0% | 2 | 17% | 0% | 0% | 1 | 7% | 0% | 0% | 1
373 | Richmond R | 0 | 0 | 10 | 0% | 0% | 1 | 0.48 | 0% | 0% | 1 | 0% | 0% | 0% | 1 | 0 | 2 | 0% | 0% | 0% | 1 | 0% | 0% | 0% | 1 | 75% | 0% | 0% | 3 | 75% | 0% | 0% | 3 | 75% | 0% | 0% | 3 | 0% | 0% | 0% | 1 | 17% | 0% | 0% | 1 |  | 0% | 0% | 1 | 0.38 | 0% | 0% | 1 | 0% | 0% | 0% | 1 | 0 | 2 | 30% | 0% | 30% | 2 | 19% | 0% | 0% | 1 | 61% | 0% | 0% | 2 | 68% | 0% | 0% | 2 | 68% | 0% | 0% | 2 | 13% | 0% | 0% | 1 | 6% | 0% | 0% | 1 |  | 0% | 0% | 1 | 0.54 | 0% | 0% | 1 | 0% | 0% | 0% | 1 | 0 | 2 | 30% | 0% | 30% | 2 | 13% | 0% | 0% | 1 | 44% | 0% | 0% | 1 | 70% | 0% | 0% | 3 | 70% | 0% | 0% | 3 | 8% | 0% | 0% | 1 | 7% | 0% | 0% | 1 |  | 0% | 0% | 1 | 0.5 | 0% | 0% | 1 | 1% | 0% | 0% | 1 | 0 | 2 | 31% | 0% | 31% | 2 | 33% | 0% | 0% | 1 | 35% | 0% | 0% | 1 | 54% | 0% | 0% | 2 | 72% | 0% | 0% | 3 | 15% | 0% | 0% | 1 | 9% | 0% | 0% | 1
374 | Storey | 0 | 0 | 10 | 0% | 0% | 1 | 0.18 | 0% | 0% | 1 | 29% | 0% | 0% | 1 | 0 | 2 | 76% | 0% | 76% | 5 | 41% | 0% | 0% | 1 | 58% | 0% | 0% | 2 | 76% | 0% | 0% | 3 | 84% | 0% | 0% | 3 | 0% | 0% | 0% | 1 | 14% | 0% | 0% | 1 |  | 0% | 0% | 1 | 0.13 | 0% | 0% | 1 | 38% | 0% | 0% | 1 | 0 | 2 | 47% | 0% | 47% | 2 | 32% | 0% | 0% | 1 | 39% | 0% | 0% | 1 | 45% | 0% | 0% | 1 | 59% | 0% | 0% | 2 | 12% | 0% | 0% | 1 | 18% | 0% | 0% | 1 |  | 0% | 0% | 1 | 0.14 | 0% | 0% | 1 | 31% | 0% | 0% | 1 | 0 | 2 | 48% | 0% | 48% | 2 | 39% | 0% | 0% | 1 | 34% | 0% | 0% | 1 | 37% | 0% | 0% | 1 | 60% | 0% | 0% | 2 | 21% | 0% | 0% | 1 | 20% | 0% | 0% | 1 |  | 0% | 0% | 1 | 0.13 | 0% | 0% | 1 | 27% | 0% | 0% | 1 | 0 | 2 | 44% | 0% | 44% | 2 | 47% | 0% | 0% | 1 | 34% | 0% | 0% | 1 | 33% | 0% | 0% | 1 | 64% | 0% | 0% | 2 | 23% | 0% | 0% | 1 | 17% | 0% | 0% | 1
375 | Alpine | 0 | 0 | 10 | 0% | 0% | 1 | 0.21 | 0% | 0% | 1 | 0% | 0% | 0% | 1 | 0 | 2 | 29% | 71% | 100% | 5 | 22% | 0% | 0% | 1 | 55% | 0% | 0% | 2 | 65% | 0% | 0% | 2 | 68% | 0% | 0% | 2 | 34% | 0% | 0% | 1 | 4% | 0% | 0% | 1 |  | 0% | 0% | 1 | 0.17 | 0% | 0% | 1 | 0% | 0% | 0% | 1 | 0 | 2 | 15% | 84% | 99% | 5 | 34% | 0% | 0% | 1 | 25% | 0% | 0% | 1 | 59% | 0% | 0% | 2 | 70% | 0% | 0% | 3 | 51% | 0% | 0% | 2 | 3% | 0% | 0% | 1 |  | 0% | 0% | 1 | 0.13 | 0% | 0% | 1 | 0% | 0% | 0% | 1 | 0 | 2 | 13% | 87% | 100% | 5 | 30% | 0% | 0% | 1 | 32% | 0% | 0% | 1 | 58% | 0% | 0% | 2 | 70% | 0% | 0% | 3 | 52% | 0% | 0% | 2 | 3% | 0% | 0% | 1 |  | 0% | 0% | 1 | 0.16 | 0% | 0% | 1 | 0% | 0% | 0% | 1 | 0 | 2 | 13% | 85% | 98% | 5 | 34% | 0% | 0% | 1 | 38% | 0% | 0% | 1 | 59% | 0% | 0% | 2 | 76% | 0% | 0% | 3 | 47% | 0% | 0% | 1 | 5% | 0% | 0% | 1
376 | Sobrante | 0 | 0 | 10 | 0% | 0% | 1 | 0.08 | 0% | 0% | 1 | 0% | 0% | 0% | 1 | 0 | 2 | 82% | 0% | 82% | 5 | 50% | 0% | 0% | 2 | 92% | 0% | 0% | 4 | 100% | 0% | 0% | 5 | 100% | 0% | 0% | 5 | 21% | 0% | 0% | 1 | 2% | 0% | 0% | 1 |  | 0% | 0% | 1 | 0.28 | 0% | 0% | 1 | 0% | 0% | 0% | 1 | 0 | 2 | 57% | 0% | 57% | 3 | 32% | 0% | 0% | 1 | 57% | 0% | 0% | 2 | 77% | 0% | 0% | 3 | 78% | 0% | 0% | 3 | 20% | 0% | 0% | 1 | 3% | 0% | 0% | 1 |  | 0% | 0% | 1 | 0.55 | 0% | 0% | 1 | 0% | 0% | 0% | 1 | 0 | 2 | 41% | 0% | 41% | 2 | 30% | 0% | 0% | 1 | 41% | 0% | 0% | 1 | 65% | 0% | 0% | 2 | 77% | 0% | 0% | 3 | 17% | 0% | 0% | 1 | 8% | 0% | 0% | 1 |  | 0% | 0% | 1 | 0.5 | 0% | 0% | 1 | 0% | 0% | 0% | 1 | 0 | 2 | 46% | 0% | 46% | 2 | 37% | 0% | 0% | 1 | 42% | 0% | 0% | 1 | 59% | 0% | 0% | 2 | 78% | 0% | 0% | 3 | 21% | 0% | 0% | 1 | 13% | 0% | 0% | 1
377 | San Marcos | 0 | 0 | 10 | 0% | 0% | 1 | 0.4 | 0% | 0% | 1 | 2% | 0% | 0% | 1 | 0 | 2 | 20% | 0% | 20% | 2 | 29% | 0% | 0% | 1 | 2% | 0% | 0% | 1 | 1% | 0% | 0% | 1 | 29% | 0% | 0% | 1 | 9% | 0% | 0% | 1 | 10% | 0% | 0% | 1 |  | 0% | 0% | 1 | 0.44 | 0% | 0% | 1 | 2% | 0% | 0% | 1 | 0 | 2 | 30% | 4% | 34% | 2 | 62% | 0% | 0% | 2 | 16% | 0% | 0% | 1 | 36% | 0% | 0% | 1 | 76% | 0% | 0% | 3 | 9% | 0% | 0% | 1 | 6% | 0% | 0% | 1 |  | 0% | 0% | 1 | 0.37 | 0% | 0% | 1 | 5% | 0% | 0% | 1 | 0 | 2 | 50% | 18% | 68% | 3 | 41% | 0% | 0% | 1 | 20% | 0% | 0% | 1 | 33% | 0% | 0% | 1 | 52% | 0% | 0% | 2 | 9% | 0% | 0% | 1 | 7% | 0% | 0% | 1 |  | 0% | 0% | 1 | 0.33 | 0% | 0% | 1 | 4% | 0% | 0% | 1 | 0 | 2 | 42% | 39% | 81% | 5 | 49% | 0% | 0% | 1 | 21% | 0% | 0% | 1 | 29% | 0% | 0% | 1 | 59% | 0% | 0% | 2 | 25% | 0% | 0% | 1 | 7% | 0% | 0% | 1
378 | Fink | 0 | 0 | 10 | 0% | 0% | 1 | 0.07 | 0% | 0% | 1 | 43% | 0% | 0% | 1 | 0 | 2 | 62% | 0% | 62% | 3 | 31% | 0% | 0% | 1 | 12% | 0% | 0% | 1 | 21% | 0% | 0% | 1 | 50% | 0% | 0% | 2 | 39% | 0% | 0% | 1 | 2% | 0% | 0% | 1 |  | 0% | 0% | 1 | 0.1 | 0% | 0% | 1 | 40% | 0% | 0% | 1 | 0 | 2 | 47% | 4% | 51% | 3 | 48% | 0% | 0% | 1 | 13% | 0% | 0% | 1 | 21% | 0% | 0% | 1 | 59% | 0% | 0% | 2 | 37% | 0% | 0% | 1 | 3% | 0% | 0% | 1 |  | 0% | 0% | 1 | 0.11 | 0% | 0% | 1 | 41% | 0% | 0% | 1 | 0 | 2 | 35% | 8% | 43% | 2 | 45% | 0% | 0% | 1 | 9% | 0% | 0% | 1 | 16% | 0% | 0% | 1 | 52% | 0% | 0% | 2 | 35% | 0% | 0% | 1 | 3% | 0% | 0% | 1 |  | 0% | 0% | 1 | 0.11 | 0% | 0% | 1 | 41% | 0% | 0% | 1 | 0 | 2 | 29% | 13% | 42% | 3 | 45% | 0% | 0% | 1 | 12% | 0% | 0% | 1 | 18% | 0% | 0% | 1 | 53% | 0% | 0% | 2 | 33% | 0% | 0% | 1 | 4% | 0% | 0% | 1
379 | La Cienega | 0 | 0 | 10 | 0% | 0% | 1 | 0.37 | 0% | 0% | 1 | 0% | 0% | 0% | 1 | 0 | 2 | 0% | 0% | 0% | 1 | 0% | 0% | 0% | 1 | 100% | 0% | 0% | 5 | 100% | 0% | 0% | 5 | 100% | 0% | 0% | 5 | 0% | 0% | 0% | 1 | 0% | 0% | 0% | 1 |  | 0% | 0% | 1 | 0.13 | 0% | 0% | 1 | 0% | 0% | 0% | 1 | 0 | 2 | 10% | 63% | 73% | 5 | 0% | 0% | 0% | 1 | 21% | 0% | 0% | 1 | 21% | 0% | 0% | 1 | 21% | 0% | 0% | 1 | 3% | 0% | 0% | 1 | 12% | 0% | 0% | 1 |  | 0% | 0% | 1 | 0.24 | 0% | 0% | 1 | 0% | 0% | 0% | 1 | 0 | 2 | 7% | 73% | 80% | 5 | 19% | 0% | 0% | 1 | 18% | 0% | 0% | 1 | 21% | 0% | 0% | 1 | 38% | 0% | 0% | 1 | 9% | 0% | 0% | 1 | 16% | 0% | 0% | 1 |  | 0% | 0% | 1 | 0.22 | 0% | 0% | 1 | 0% | 0% | 0% | 1 | 0 | 2 | 19% | 41% | 60% | 5 | 13% | 0% | 0% | 1 | 28% | 0% | 0% | 1 | 48% | 0% | 0% | 1 | 55% | 0% | 0% | 2 | 10% | 0% | 0% | 1 | 9% | 0% | 0% | 1
380 | Pittsburg | 0 | 0 | 10 | 0% | 0% | 1 | 0.07 | 0% | 0% | 1 | 0% | 0% | 0% | 1 | 0 | 2 | 34% | 0% | 34% | 2 | 53% | 0% | 0% | 2 | 67% | 0% | 0% | 2 | 43% | 0% | 0% | 1 | 70% | 0% | 0% | 3 | 9% | 0% | 0% | 1 | 58% | 0% | 0% | 2 |  | 0% | 0% | 1 | 0.06 | 0% | 0% | 1 | 0% | 0% | 0% | 1 | 0 | 2 | 63% | 0% | 63% | 3 | 24% | 0% | 0% | 1 | 47% | 0% | 0% | 1 | 39% | 0% | 0% | 1 | 56% | 0% | 0% | 2 | 6% | 0% | 0% | 1 | 24% | 0% | 0% | 1 |  | 0% | 0% | 1 | 0.15 | 0% | 0% | 1 | 4% | 0% | 0% | 1 | 0 | 2 | 60% | 0% | 60% | 3 | 18% | 0% | 0% | 1 | 47% | 0% | 0% | 1 | 44% | 0% | 0% | 1 | 57% | 0% | 0% | 2 | 10% | 0% | 0% | 1 | 21% | 0% | 0% | 1 |  | 0% | 0% | 1 | 0.18 | 0% | 0% | 1 | 20% | 0% | 0% | 1 | 0 | 2 | 47% | 0% | 47% | 2 | 21% | 0% | 0% | 1 | 39% | 0% | 0% | 1 | 43% | 0% | 0% | 1 | 57% | 0% | 0% | 2 | 10% | 0% | 0% | 1 | 17% | 0% | 0% | 1
381 | Morro Bay | 1710 | 17100 | 10 | 50294% | 221.4% | 5 | 0.32 | 2836% | 267.7% | 5 | 2% | 5625% | 12350% | 5 | 0 | 2 | 88% | 0% | 88% | 5 | 7% | 237.8% | 1801% | 5 | 25% | 296.4% | 574% | 5 | 44% | 391.8% | 377.1% | 5 | 51% | 448% | 338.3% | 5 | 46% | 408.5% | 363.2% | 5 | 8% | 239.1% | 1686% | 5 |  | 2771% | 34.34% | 5 | 0.1 | 134.1% | 13.17% | 3 | 2% | 1995% | 12350% | 5 | 0 | 2 | 92% | 4% | 96% | 5 | 55% | 79.03% | 0% | 4 | 27% | 48.24% | 0% | 2 | 43% | 61.29% | 0% | 3 | 78% | 160.6% | 17% | 5 | 65% | 100.6% | 0.3195% | 4 | 8% | 38.36% | 0% | 2 |  | 148.1% | 5.171% | 4 | 0.1 | 65.74% | 0% | 2 | 2% | 1995% | 12350% | 5 | 0 | 2 | 85% | 3% | 88% | 5 | 45% | 26.05% | 0% | 2 | 29% | 20.33% | 0% | 2 | 43% | 25.34% | 0% | 2 | 69% | 46.56% | 0% | 2 | 55% | 32.21% | 0% | 2 | 8% | 15.55% | 0% | 1 |  | 38.19% | 0% | 2 | 0.11 | 47.03% | 0% | 2 | 3% | 1995% | 12350% | 5 | 0 | 2 | 73% | 7% | 80% | 5 | 35% | 10.89% | 0% | 1 | 23% | 9.133% | 0% | 1 | 41% | 12.03% | 0% | 1 | 61% | 17.99% | 0% | 2 | 48% | 13.55% | 0% | 1 | 6% | 7.508% | 0% | 1
382 | Contra Costa | 0 | 0 | 10 | 0% | 0% | 1 | 0.07 | 0% | 0% | 1 | 3% | 0% | 0% | 1 | 0 | 2 | 35% | 0% | 35% | 2 | 2% | 0% | 0% | 1 | 58% | 0% | 0% | 2 | 58% | 0% | 0% | 2 | 58% | 0% | 0% | 2 | 0% | 0% | 0% | 1 | 32% | 0% | 0% | 1 |  | 0% | 0% | 1 | 0.09 | 0% | 0% | 1 | 10% | 0% | 0% | 1 | 0 | 2 | 54% | 0% | 54% | 3 | 21% | 0% | 0% | 1 | 50% | 0% | 0% | 2 | 47% | 0% | 0% | 1 | 53% | 0% | 0% | 2 | 11% | 0% | 0% | 1 | 15% | 0% | 0% | 1 |  | 0% | 0% | 1 | 0.08 | 0% | 0% | 1 | 24% | 0% | 0% | 1 | 0 | 2 | 40% | 1% | 41% | 2 | 22% | 0% | 0% | 1 | 40% | 0% | 0% | 1 | 39% | 0% | 0% | 1 | 52% | 0% | 0% | 2 | 5% | 0% | 0% | 1 | 15% | 0% | 0% | 1 |  | 0% | 0% | 1 | 0.09 | 0% | 0% | 1 | 35% | 0% | 0% | 1 | 0 | 2 | 36% | 0% | 36% | 2 | 25% | 0% | 0% | 1 | 33% | 0% | 0% | 1 | 35% | 0% | 0% | 1 | 50% | 0% | 0% | 2 | 6% | 0% | 0% | 1 | 14% | 0% | 0% | 1
383 | New Sub - Gates - Templeton (Proposed) | 600 | 6000 | 10 | 62.81% | 0% | 3 | 0.06 | 29.13% | 0% | 2 | 12% | 58.56% | 0% | 3 | 0 | 2 | 32% | 0% | 32% | 2 | 59% | 36.22% | 0% | 2 | 0% | 14.73% | 0% | 1 | 3% | 15.23% | 0% | 1 | 60% | 37.24% | 0% | 2 | 34% | 22.26% | 0% | 2 | 0% | 14.8% | 0% | 1 |  | 29.84% | 0% | 2 | 0.06 | 11.85% | 0% | 1 | 25% | 29.33% | 0% | 2 | 0 | 2 | 33% | 0% | 33% | 2 | 55% | 9.769% | 0% | 2 | 5% | 4.608% | 0% | 1 | 19% | 5.421% | 0% | 1 | 65% | 12.39% | 0% | 2 | 31% | 6.327% | 0% | 1 | 1% | 4.402% | 0% | 1 |  | 17.42% | 0% | 1 | 0.07 | 6.115% | 0% | 1 | 31% | 29.33% | 0% | 2 | 0 | 2 | 28% | 5% | 33% | 2 | 45% | 3.537% | 0% | 1 | 6% | 2.082% | 0% | 1 | 26% | 2.638% | 0% | 1 | 59% | 4.694% | 0% | 2 | 29% | 2.761% | 0% | 1 | 1% | 1.962% | 0% | 1 |  | 6.621% | 0% | 1 | 0.06 | 3.081% | 0% | 1 | 29% | 29.33% | 0% | 2 | 0 | 2 | 29% | 8% | 37% | 2 | 40% | 1.85% | 0% | 1 | 5% | 1.166% | 0% | 1 | 22% | 1.411% | 0% | 1 | 52% | 2.292% | 0% | 2 | 29% | 1.569% | 0% | 1 | 1% | 1.117% | 0% | 1
384 | Hinson | 0 | 0 | 10 | 0% | 0% | 1 | 0.16 | 0% | 0% | 1 | 0% | 0% | 0% | 1 | 0 | 2 | 0% | 0% | 0% | 1 | 0% | 0% | 0% | 1 | 0% | 0% | 0% | 1 | 45% | 0% | 0% | 1 | 45% | 0% | 0% | 1 | 0% | 0% | 0% | 1 | 0% | 0% | 0% | 1 |  | 0% | 0% | 1 | 0.36 | 0% | 0% | 1 | 0% | 0% | 0% | 1 | 0 | 2 | 0% | 0% | 0% | 1 | 0% | 0% | 0% | 1 | 4% | 0% | 0% | 1 | 59% | 0% | 0% | 2 | 59% | 0% | 0% | 2 | 0% | 0% | 0% | 1 | 0% | 0% | 0% | 1 |  | 0% | 0% | 1 | 0.3 | 0% | 0% | 1 | 0% | 0% | 0% | 1 | 0 | 2 | 0% | 0% | 0% | 1 | 0% | 0% | 0% | 1 | 10% | 0% | 0% | 1 | 62% | 0% | 0% | 2 | 62% | 0% | 0% | 2 | 0% | 0% | 0% | 1 | 1% | 0% | 0% | 1 |  | 0% | 0% | 1 | 0.57 | 0% | 0% | 1 | 0% | 0% | 0% | 1 | 0 | 2 | 0% | 0% | 0% | 1 | 0% | 0% | 0% | 1 | 17% | 0% | 0% | 1 | 75% | 0% | 0% | 3 | 75% | 0% | 0% | 3 | 0% | 0% | 0% | 1 | 3% | 0% | 0% | 1
385 | Chicarita | 0 | 0 | 10 | 0% | 0% | 1 | 0.37 | 0% | 0% | 1 | 0% | 0% | 0% | 1 | 0 | 2 | 30% | 0% | 30% | 2 | 20% | 0% | 0% | 1 | 44% | 0% | 0% | 1 | 44% | 0% | 0% | 1 | 64% | 0% | 0% | 2 | 0% | 0% | 0% | 1 | 7% | 0% | 0% | 1 |  | 0% | 0% | 1 | 0.26 | 0% | 0% | 1 | 0% | 0% | 0% | 1 | 0 | 2 | 46% | 37% | 83% | 5 | 57% | 0% | 0% | 2 | 55% | 0% | 0% | 2 | 53% | 0% | 0% | 2 | 87% | 0% | 0% | 3 | 12% | 0% | 0% | 1 | 5% | 0% | 0% | 1 |  | 0% | 0% | 1 | 0.2 | 0% | 0% | 1 | 1% | 0% | 0% | 1 | 0 | 2 | 35% | 54% | 89% | 5 | 66% | 0% | 0% | 2 | 57% | 0% | 0% | 2 | 63% | 0% | 0% | 2 | 91% | 0% | 0% | 4 | 19% | 0% | 0% | 1 | 4% | 0% | 0% | 1 |  | 0% | 0% | 1 | 0.24 | 0% | 0% | 1 | 1% | 0% | 0% | 1 | 0 | 2 | 26% | 63% | 89% | 5 | 51% | 0% | 0% | 2 | 25% | 0% | 0% | 1 | 37% | 0% | 0% | 1 | 66% | 0% | 0% | 2 | 34% | 0% | 0% | 1 | 6% | 0% | 0% | 1
386 | Mendocino | 0 | 0 | 10 | 0% | 0% | 1 | 0.13 | 0% | 0% | 1 | 6% | 0% | 0% | 1 | 0 | 2 | 61% | 6% | 67% | 3 | 12% | 0% | 0% | 1 | 31% | 0% | 0% | 1 | 31% | 0% | 0% | 1 | 37% | 0% | 0% | 1 | 38% | 0% | 0% | 1 | 1% | 0% | 0% | 1 |  | 0% | 0% | 1 | 0.12 | 0% | 0% | 1 | 8% | 0% | 0% | 1 | 0 | 2 | 54% | 4% | 58% | 3 | 37% | 0% | 0% | 1 | 30% | 0% | 0% | 1 | 41% | 0% | 0% | 1 | 64% | 0% | 0% | 2 | 47% | 0% | 0% | 1 | 2% | 0% | 0% | 1 |  | 0% | 0% | 1 | 0.1 | 0% | 0% | 1 | 5% | 0% | 0% | 1 | 0 | 2 | 46% | 5% | 51% | 3 | 37% | 0% | 0% | 1 | 26% | 0% | 0% | 1 | 41% | 0% | 0% | 1 | 67% | 0% | 0% | 2 | 45% | 0% | 0% | 1 | 2% | 0% | 0% | 1 |  | 0% | 0% | 1 | 0.1 | 0% | 0% | 1 | 4% | 0% | 0% | 1 | 0 | 2 | 44% | 8% | 52% | 3 | 35% | 0% | 0% | 1 | 27% | 0% | 0% | 1 | 46% | 0% | 0% | 1 | 69% | 0% | 0% | 2 | 40% | 0% | 0% | 1 | 2% | 0% | 0% | 1
387 | Delevan | 0 | 0 | 10 | 0% | 0% | 1 | 0.06 | 0% | 0% | 1 | 27% | 0% | 0% | 1 | 0 | 2 | 51% | 0% | 51% | 3 | 42% | 0% | 0% | 1 | 8% | 0% | 0% | 1 | 32% | 0% | 0% | 1 | 71% | 0% | 0% | 3 | 43% | 0% | 0% | 1 | 2% | 0% | 0% | 1 |  | 0% | 0% | 1 | 0.06 | 0% | 0% | 1 | 25% | 0% | 0% | 1 | 0 | 2 | 37% | 13% | 50% | 3 | 32% | 0% | 0% | 1 | 11% | 0% | 0% | 1 | 33% | 0% | 0% | 1 | 60% | 0% | 0% | 2 | 46% | 0% | 0% | 1 | 3% | 0% | 0% | 1 |  | 0% | 0% | 1 | 0.07 | 0% | 0% | 1 | 26% | 0% | 0% | 1 | 0 | 2 | 24% | 22% | 46% | 4 | 29% | 0% | 0% | 1 | 13% | 0% | 0% | 1 | 33% | 0% | 0% | 1 | 54% | 0% | 0% | 2 | 40% | 0% | 0% | 1 | 3% | 0% | 0% | 1 |  | 0% | 0% | 1 | 0.07 | 0% | 0% | 1 | 29% | 0% | 0% | 1 | 0 | 2 | 23% | 23% | 46% | 4 | 30% | 0% | 0% | 1 | 13% | 0% | 0% | 1 | 31% | 0% | 0% | 1 | 54% | 0% | 0% | 2 | 37% | 0% | 0% | 1 | 4% | 0% | 0% | 1
388 | Pastoria | 105 | 1050 | 10 | 428.6% | 3.319% | 4 | 0.05 | 10.75% | 0% | 1 | 23% | 57.57% | 0% | 3 | 0 | 2 | 69% | 0% | 69% | 3 | 88% | 36.65% | 0% | 3 | 44% | 7.68% | 0% | 1 | 42% | 7.358% | 0% | 1 | 89% | 39.36% | 0% | 3 | 28% | 5.969% | 0% | 1 | 2% | 4.388% | 0% | 1 |  | 68.49% | 0% | 3 | 0.07 | 5.125% | 0% | 1 | 35% | 25.29% | 0% | 2 | 0 | 2 | 50% | 6% | 56% | 3 | 62% | 3.499% | 0% | 2 | 45% | 2.403% | 0% | 1 | 46% | 2.461% | 0% | 1 | 69% | 4.288% | 0% | 2 | 25% | 1.777% | 0% | 1 | 2% | 1.347% | 0% | 1 |  | 29.78% | 0% | 2 | 0.07 | 2.267% | 0% | 1 | 36% | 25.29% | 0% | 2 | 0 | 2 | 47% | 6% | 53% | 3 | 51% | 1.185% | 0% | 2 | 43% | 1.006% | 0% | 1 | 48% | 1.11% | 0% | 1 | 69% | 1.88% | 0% | 2 | 28% | 0.8019% | 0% | 1 | 2% | 0.5845% | 0% | 1 |  | 3.875% | 0% | 1 | 0.11 | 1.152% | 0% | 1 | 32% | 25.29% | 0% | 2 | 0 | 2 | 35% | 11% | 46% | 3 | 44% | 0.5321% | 0% | 1 | 34% | 0.4505% | 0% | 1 | 38% | 0.4787% | 0% | 1 | 67% | 0.8885% | 0% | 2 | 27% | 0.4104% | 0% | 1 | 2% | 0.3042% | 0% | 1
389 | Tortilla | 0 | 0 | 10 | 0% | 0% | 1 | 0.29 | 0% | 0% | 1 | 0% | 0% | 0% | 1 | 0 | 2 | 0% | 0% | 0% | 1 | 78% | 0% | 0% | 3 | 90% | 0% | 0% | 4 | 13% | 0% | 0% | 1 | 100% | 0% | 0% | 5 | 23% | 0% | 0% | 1 | 3% | 0% | 0% | 1 |  | 0% | 0% | 1 | 0.24 | 0% | 0% | 1 | 0% | 0% | 0% | 1 | 0 | 2 | 0% | 0% | 0% | 1 | 69% | 0% | 0% | 2 | 60% | 0% | 0% | 2 | 33% | 0% | 0% | 1 | 87% | 0% | 0% | 3 | 47% | 0% | 0% | 1 | 3% | 0% | 0% | 1 |  | 0% | 0% | 1 | 0.25 | 0% | 0% | 1 | 0% | 0% | 0% | 1 | 0 | 2 | 0% | 0% | 0% | 1 | 62% | 0% | 0% | 2 | 52% | 0% | 0% | 2 | 20% | 0% | 0% | 1 | 81% | 0% | 0% | 3 | 49% | 0% | 0% | 1 | 3% | 0% | 0% | 1 |  | 0% | 0% | 1 | 0.25 | 0% | 0% | 1 | 0% | 0% | 0% | 1 | 0 | 2 | 0% | 0% | 0% | 1 | 59% | 0% | 0% | 2 | 42% | 0% | 0% | 1 | 18% | 0% | 0% | 1 | 75% | 0% | 0% | 3 | 45% | 0% | 0% | 1 | 4% | 0% | 0% | 1
390 | Cooley Landing | 100 | 1000 | 10 | 3333% | 208.6% | 5 | 0.11 | 534.8% | 620.6% | 5 | 0% | 0% | 0% | 1 | 0 | 2 | 0% | 0% | 0% | 1 | 0% | 202% | 999.9% | 5 | 0% | 202% | 999.9% | 5 | 50% | 404.9% | 303.6% | 5 | 50% | 404.9% | 303.6% | 5 | 0% | 202% | 999.9% | 5 | 68% | 636.9% | 249.4% | 5 |  | 649.4% | 15.75% | 5 | 0.81 | 192.3% | 33.15% | 5 | 0% | 3233% | 0% | 4 | 0 | 2 | 0% | 0% | 0% | 1 | 35% | 27.8% | 0% | 2 | 73% | 65.96% | 0% | 3 | 85% | 123.8% | 4.07% | 4 | 89% | 161.3% | 7.746% | 4 | 9% | 19.83% | 0% | 1 | 20% | 22.54% | 0% | 2 |  | 66.67% | 0% | 3 | 0.27 | 94.97% | 0% | 3 | 0% | 3233% | 0% | 4 | 0 | 2 | 26% | 0% | 26% | 2 | 66% | 9.309% | 0% | 2 | 57% | 7.437% | 0% | 2 | 72% | 11.58% | 0% | 3 | 90% | 31.77% | 0% | 4 | 46% | 5.925% | 0% | 1 | 10% | 3.532% | 0% | 1 |  | 12.56% | 0% | 1 | 0.29 | 7.272% | 0% | 1 | 0% | 3233% | 0% | 4 | 0 | 2 | 37% | 0% | 37% | 2 | 52% | 2.179% | 0% | 2 | 44% | 1.858% | 0% | 1 | 64% | 2.893% | 0% | 2 | 80% | 5.135% | 0% | 3 | 47% | 1.978% | 0% | 1 | 9% | 1.154% | 0% | 1
391 | Cielo Azul | 0 | 0 | 0 | 0% | 0% | 1 | 0 | 0% | 0% | 1 | 0% | 0% | 0% | 1 | 0 | 2 | 0% | 0% | 0% | 1 | 0% | 0% | 0% | 1 | 0% | 0% | 0% | 1 | 0% | 0% | 0% | 1 | 0% | 0% | 0% | 1 | 0% | 0% | 0% | 1 | 0% | 0% | 0% | 1 |  | 0% | 0% | 1 | 0 | 0% | 0% | 1 | 0% | 0% | 0% | 1 | 0 | 2 | 0% | 0% | 0% | 1 | 0% | 0% | 0% | 1 | 0% | 0% | 0% | 1 | 0% | 0% | 0% | 1 | 0% | 0% | 0% | 1 | 0% | 0% | 0% | 1 | 0% | 0% | 0% | 1 |  | 0% | 0% | 1 | 0 | 0% | 0% | 1 | 0% | 0% | 0% | 1 | 0 | 2 | 0% | 0% | 0% | 1 | 0% | 0% | 0% | 1 | 0% | 0% | 0% | 1 | 0% | 0% | 0% | 1 | 0% | 0% | 0% | 1 | 0% | 0% | 0% | 1 | 0% | 0% | 0% | 1 |  | 0% | 0% | 1 | 0 | 0% | 0% | 1 | 0% | 0% | 0% | 1 | 0 | 2 | 0% | 0% | 0% | 1 | 0% | 0% | 0% | 1 | 0% | 0% | 0% | 1 | 0% | 0% | 0% | 1 | 0% | 0% | 0% | 1 | 0% | 0% | 0% | 1 | 0% | 0% | 0% | 1
392 | Sycamore | 0 | 0 | 0 | 0% | 0% | 1 | 0.12 | 0% | 0% | 1 | 0% | 0% | 0% | 1 | 0 | 2 | 32% | 0% | 32% | 2 | 85% | 0% | 0% | 3 | 15% | 0% | 0% | 1 | 18% | 0% | 0% | 1 | 85% | 0% | 0% | 3 | 8% | 0% | 0% | 1 | 1% | 0% | 0% | 1 |  | 0% | 0% | 1 | 0.13 | 0% | 0% | 1 | 14% | 0% | 0% | 1 | 0 | 2 | 50% | 0% | 50% | 3 | 60% | 0% | 0% | 2 | 12% | 0% | 0% | 1 | 19% | 0% | 0% | 1 | 60% | 0% | 0% | 2 | 19% | 0% | 0% | 1 | 2% | 0% | 0% | 1 |  | 0% | 0% | 1 | 0.12 | 0% | 0% | 1 | 33% | 0% | 0% | 1 | 0 | 2 | 44% | 0% | 44% | 2 | 54% | 0% | 0% | 2 | 16% | 0% | 0% | 1 | 29% | 0% | 0% | 1 | 58% | 0% | 0% | 2 | 24% | 0% | 0% | 1 | 2% | 0% | 0% | 1 |  | 0% | 0% | 1 | 0.1 | 0% | 0% | 1 | 39% | 0% | 0% | 1 | 0 | 2 | 38% | 1% | 39% | 2 | 46% | 0% | 0% | 1 | 18% | 0% | 0% | 1 | 31% | 0% | 0% | 1 | 55% | 0% | 0% | 2 | 25% | 0% | 0% | 1 | 3% | 0% | 0% | 1
393 | Valley Switch | 0 | 0 | 10 | 0% | 0% | 1 | 0 | 0% | 0% | 1 | 0% | 0% | 0% | 1 | 0 | 2 | 0% | 0% | 0% | 1 | 0% | 0% | 0% | 1 | 0% | 0% | 0% | 1 | 0% | 0% | 0% | 1 | 0% | 0% | 0% | 1 | 0% | 0% | 0% | 1 | 0% | 0% | 0% | 1 |  | 0% | 0% | 1 | 0.01 | 0% | 0% | 1 | 0% | 0% | 0% | 1 | 0 | 2 | 0% | 0% | 0% | 1 | 0% | 0% | 0% | 1 | 0% | 0% | 0% | 1 | 0% | 0% | 0% | 1 | 0% | 0% | 0% | 1 | 3% | 0% | 0% | 1 | 0% | 0% | 0% | 1 |  | 0% | 0% | 1 | 0.01 | 0% | 0% | 1 | 0% | 0% | 0% | 1 | 0 | 2 | 0% | 0% | 0% | 1 | 0% | 0% | 0% | 1 | 0% | 0% | 0% | 1 | 0% | 0% | 0% | 1 | 0% | 0% | 0% | 1 | 2% | 0% | 0% | 1 | 0% | 0% | 0% | 1 |  | 0% | 0% | 1 | 0.01 | 0% | 0% | 1 | 0% | 0% | 0% | 1 | 0 | 2 | 0% | 0% | 0% | 1 | 0% | 0% | 0% | 1 | 0% | 0% | 0% | 1 | 0% | 0% | 0% | 1 | 0% | 0% | 0% | 1 | 1% | 0% | 0% | 1 | 0% | 0% | 0% | 1
394 | Hartley | 0 | 0 | 10 | 0% | 0% | 1 | 0.15 | 0% | 0% | 1 | 7% | 0% | 0% | 1 | 0 | 2 | 57% | 39% | 96% | 5 | 40% | 0% | 0% | 1 | 0% | 0% | 0% | 1 | 30% | 0% | 0% | 1 | 56% | 0% | 0% | 2 | 14% | 0% | 0% | 1 | 2% | 0% | 0% | 1 |  | 0% | 0% | 1 | 0.13 | 0% | 0% | 1 | 11% | 0% | 0% | 1 | 0 | 2 | 45% | 45% | 90% | 5 | 49% | 0% | 0% | 1 | 13% | 0% | 0% | 1 | 33% | 0% | 0% | 1 | 63% | 0% | 0% | 2 | 16% | 0% | 0% | 1 | 2% | 0% | 0% | 1 |  | 0% | 0% | 1 | 0.1 | 0% | 0% | 1 | 9% | 0% | 0% | 1 | 0 | 2 | 38% | 46% | 84% | 5 | 57% | 0% | 0% | 2 | 26% | 0% | 0% | 1 | 39% | 0% | 0% | 1 | 72% | 0% | 0% | 3 | 31% | 0% | 0% | 1 | 2% | 0% | 0% | 1 |  | 0% | 0% | 1 | 0.1 | 0% | 0% | 1 | 6% | 0% | 0% | 1 | 0 | 2 | 45% | 37% | 82% | 5 | 53% | 0% | 0% | 2 | 29% | 0% | 0% | 1 | 40% | 0% | 0% | 1 | 73% | 0% | 0% | 3 | 37% | 0% | 0% | 1 | 2% | 0% | 0% | 1
395 | Copus | 0 | 0 | 10 | 0% | 0% | 1 | 0.07 | 0% | 0% | 1 | 52% | 0% | 0% | 2 | 0 | 2 | 12% | 0% | 12% | 1 | 23% | 0% | 0% | 1 | 13% | 0% | 0% | 1 | 28% | 0% | 0% | 1 | 41% | 0% | 0% | 1 | 2% | 0% | 0% | 1 | 1% | 0% | 0% | 1 |  | 0% | 0% | 1 | 0.06 | 0% | 0% | 1 | 43% | 0% | 0% | 1 | 0 | 2 | 9% | 0% | 9% | 1 | 20% | 0% | 0% | 1 | 33% | 0% | 0% | 1 | 46% | 0% | 0% | 1 | 57% | 0% | 0% | 2 | 5% | 0% | 0% | 1 | 1% | 0% | 0% | 1 |  | 0% | 0% | 1 | 0.06 | 0% | 0% | 1 | 42% | 0% | 0% | 1 | 0 | 2 | 7% | 0% | 7% | 1 | 20% | 0% | 0% | 1 | 38% | 0% | 0% | 1 | 55% | 0% | 0% | 2 | 63% | 0% | 0% | 2 | 6% | 0% | 0% | 1 | 2% | 0% | 0% | 1 |  | 0% | 0% | 1 | 0.08 | 0% | 0% | 1 | 42% | 0% | 0% | 1 | 0 | 2 | 11% | 0% | 11% | 1 | 23% | 0% | 0% | 1 | 32% | 0% | 0% | 1 | 54% | 0% | 0% | 2 | 60% | 0% | 0% | 2 | 8% | 0% | 0% | 1 | 5% | 0% | 0% | 1
396 | Bay Boulevard | 0 | 0 | 10 | 0% | 0% | 1 | 0.11 | 0% | 0% | 1 | 0% | 0% | 0% | 1 | 0 | 2 | 0% | 0% | 0% | 1 | 6% | 0% | 0% | 1 | 61% | 0% | 0% | 2 | 72% | 0% | 0% | 3 | 72% | 0% | 0% | 3 | 0% | 0% | 0% | 1 | 9% | 0% | 0% | 1 |  | 0% | 0% | 1 | 0.23 | 0% | 0% | 1 | 0% | 0% | 0% | 1 | 0 | 2 | 25% | 0% | 25% | 2 | 1% | 0% | 0% | 1 | 55% | 0% | 0% | 2 | 92% | 0% | 0% | 4 | 92% | 0% | 0% | 4 | 9% | 0% | 0% | 1 | 7% | 0% | 0% | 1 |  | 0% | 0% | 1 | 0.21 | 0% | 0% | 1 | 0% | 0% | 0% | 1 | 0 | 2 | 38% | 0% | 38% | 2 | 5% | 0% | 0% | 1 | 62% | 0% | 0% | 2 | 89% | 0% | 0% | 3 | 91% | 0% | 0% | 4 | 22% | 0% | 0% | 1 | 6% | 0% | 0% | 1 |  | 0% | 0% | 1 | 0.21 | 0% | 0% | 1 | 0% | 0% | 0% | 1 | 0 | 2 | 39% | 30% | 69% | 5 | 25% | 0% | 0% | 1 | 66% | 0% | 0% | 2 | 88% | 0% | 0% | 3 | 92% | 0% | 0% | 4 | 27% | 0% | 0% | 1 | 5% | 0% | 0% | 1
397 | Mission | 0 | 0 | 10 | 0% | 0% | 1 | 0.06 | 0% | 0% | 1 | 0% | 0% | 0% | 1 | 0 | 2 | 0% | 0% | 0% | 1 | 8% | 0% | 0% | 1 | 10% | 0% | 0% | 1 | 84% | 0% | 0% | 3 | 84% | 0% | 0% | 3 | 0% | 0% | 0% | 1 | 0% | 0% | 0% | 1 |  | 0% | 0% | 1 | 0.24 | 0% | 0% | 1 | 0% | 0% | 0% | 1 | 0 | 2 | 13% | 0% | 13% | 1 | 14% | 0% | 0% | 1 | 26% | 0% | 0% | 1 | 68% | 0% | 0% | 2 | 82% | 0% | 0% | 3 | 1% | 0% | 0% | 1 | 2% | 0% | 0% | 1 |  | 0% | 0% | 1 | 0.21 | 0% | 0% | 1 | 0% | 0% | 0% | 1 | 0 | 2 | 20% | 16% | 36% | 3 | 32% | 0% | 0% | 1 | 41% | 0% | 0% | 1 | 64% | 0% | 0% | 2 | 86% | 0% | 0% | 3 | 11% | 0% | 0% | 1 | 2% | 0% | 0% | 1 |  | 0% | 0% | 1 | 0.22 | 0% | 0% | 1 | 0% | 0% | 0% | 1 | 0 | 2 | 37% | 42% | 79% | 5 | 45% | 0% | 0% | 1 | 57% | 0% | 0% | 2 | 75% | 0% | 0% | 3 | 93% | 0% | 0% | 4 | 19% | 0% | 0% | 1 | 4% | 0% | 0% | 1
398 | Eight Mile | 1100 | 11000 | 10 | 510.4% | 29.15% | 5 | 0.15 | 307.3% | 35.34% | 5 | 66% | 184.5% | 23.32% | 4 | 0 | 2 | 0% | 0% | 0% | 1 | 0% | 33.85% | 0% | 2 | 38% | 54.81% | 0% | 3 | 47% | 64.05% | 0% | 3 | 47% | 64.05% | 0% | 3 | 0% | 33.85% | 0% | 2 | 5% | 35.53% | 0% | 2 |  | 206.5% | 4.787% | 4 | 0.13 | 53.57% | 0% | 2 | 73% | 85.5% | 0% | 3 | 0 | 2 | 0% | 0% | 0% | 1 | 13% | 10.21% | 0% | 1 | 23% | 11.6% | 0% | 1 | 26% | 12.01% | 0% | 1 | 32% | 12.98% | 0% | 1 | 0% | 8.882% | 0% | 1 | 6% | 9.478% | 0% | 1 |  | 35.9% | 0% | 2 | 0.14 | 20.08% | 0% | 2 | 66% | 85.5% | 0% | 3 | 0 | 2 | 0% | 0% | 0% | 1 | 10% | 4.136% | 0% | 1 | 15% | 4.346% | 0% | 1 | 19% | 4.605% | 0% | 1 | 27% | 5.046% | 0% | 1 | 0% | 3.709% | 0% | 1 | 7% | 3.998% | 0% | 1 |  | 17.1% | 0% | 1 | 0.14 | 13.92% | 0% | 1 | 57% | 85.5% | 0% | 3 | 0 | 2 | 2% | 0% | 2% | 1 | 12% | 2.333% | 0% | 1 | 14% | 2.388% | 0% | 1 | 23% | 2.65% | 0% | 1 | 31% | 2.983% | 0% | 1 | 1% | 2.079% | 0% | 1 | 9% | 2.254% | 0% | 1
399 | Valley Center | 0 | 0 | 10 | 0% | 0% | 1 | 0.52 | 0% | 0% | 1 | 5% | 0% | 0% | 1 | 0 | 2 | 70% | 23% | 93% | 5 | 25% | 0% | 0% | 1 | 5% | 0% | 0% | 1 | 7% | 0% | 0% | 1 | 27% | 0% | 0% | 1 | 6% | 0% | 0% | 1 | 8% | 0% | 0% | 1 |  | 0% | 0% | 1 | 0.31 | 0% | 0% | 1 | 4% | 0% | 0% | 1 | 0 | 2 | 41% | 45% | 86% | 5 | 44% | 0% | 0% | 1 | 6% | 0% | 0% | 1 | 16% | 0% | 0% | 1 | 50% | 0% | 0% | 2 | 32% | 0% | 0% | 1 | 8% | 0% | 0% | 1 |  | 0% | 0% | 1 | 0.3 | 0% | 0% | 1 | 4% | 0% | 0% | 1 | 0 | 2 | 34% | 52% | 86% | 5 | 55% | 0% | 0% | 2 | 15% | 0% | 0% | 1 | 32% | 0% | 0% | 1 | 62% | 0% | 0% | 2 | 36% | 0% | 0% | 1 | 8% | 0% | 0% | 1 |  | 0% | 0% | 1 | 0.26 | 0% | 0% | 1 | 3% | 0% | 0% | 1 | 0 | 2 | 29% | 61% | 90% | 5 | 67% | 0% | 0% | 2 | 24% | 0% | 0% | 1 | 38% | 0% | 0% | 1 | 73% | 0% | 0% | 3 | 37% | 0% | 0% | 1 | 8% | 0% | 0% | 1
400 | Wilson | 0 | 0 | 10 | 0% | 0% | 1 | 0.16 | 0% | 0% | 1 | 58% | 0% | 0% | 2 | 0 | 2 | 11% | 0% | 11% | 1 | 11% | 0% | 0% | 1 | 21% | 0% | 0% | 1 | 23% | 0% | 0% | 1 | 33% | 0% | 0% | 1 | 1% | 0% | 0% | 1 | 8% | 0% | 0% | 1 |  | 0% | 0% | 1 | 0.1 | 0% | 0% | 1 | 27% | 0% | 0% | 1 | 0 | 2 | 25% | 0% | 25% | 2 | 55% | 0% | 0% | 2 | 50% | 0% | 0% | 2 | 53% | 0% | 0% | 2 | 79% | 0% | 0% | 3 | 17% | 0% | 0% | 1 | 21% | 0% | 0% | 1 |  | 0% | 0% | 1 | 0.08 | 0% | 0% | 1 | 28% | 0% | 0% | 1 | 0 | 2 | 29% | 0% | 29% | 2 | 50% | 0% | 0% | 2 | 44% | 0% | 0% | 1 | 51% | 0% | 0% | 2 | 70% | 0% | 0% | 3 | 22% | 0% | 0% | 1 | 18% | 0% | 0% | 1 |  | 0% | 0% | 1 | 0.08 | 0% | 0% | 1 | 30% | 0% | 0% | 1 | 0 | 2 | 32% | 0% | 32% | 2 | 52% | 0% | 0% | 2 | 33% | 0% | 0% | 1 | 38% | 0% | 0% | 1 | 66% | 0% | 0% | 2 | 22% | 0% | 0% | 1 | 14% | 0% | 0% | 1
401 | Donnells-Curtis | 0 | 0 | 0 | 0% | 0% | 1 | 0.05 | 0% | 0% | 1 | 0% | 0% | 0% | 1 | 0 | 2 | 17% | 81% | 98% | 5 | 0% | 0% | 0% | 1 | 12% | 0% | 0% | 1 | 12% | 0% | 0% | 1 | 12% | 0% | 0% | 1 | 53% | 0% | 0% | 2 | 1% | 0% | 0% | 1 |  | 0% | 0% | 1 | 0.04 | 0% | 0% | 1 | 0% | 0% | 0% | 1 | 0 | 2 | 19% | 70% | 89% | 5 | 2% | 0% | 0% | 1 | 5% | 0% | 0% | 1 | 16% | 0% | 0% | 1 | 19% | 0% | 0% | 1 | 41% | 0% | 0% | 1 | 2% | 0% | 0% | 1 |  | 0% | 0% | 1 | 0.06 | 0% | 0% | 1 | 0% | 0% | 0% | 1 | 0 | 2 | 21% | 59% | 80% | 5 | 9% | 0% | 0% | 1 | 7% | 0% | 0% | 1 | 18% | 0% | 0% | 1 | 26% | 0% | 0% | 1 | 40% | 0% | 0% | 1 | 2% | 0% | 0% | 1 |  | 0% | 0% | 1 | 0.1 | 0% | 0% | 1 | 0% | 0% | 0% | 1 | 0 | 2 | 23% | 57% | 80% | 5 | 12% | 0% | 0% | 1 | 10% | 0% | 0% | 1 | 19% | 0% | 0% | 1 | 29% | 0% | 0% | 1 | 37% | 0% | 0% | 1 | 2% | 0% | 0% | 1
402 | Lee Lake (Proposed) | 0 | 0 | 0 | 0% | 0% | 1 | 0.32 | 0% | 0% | 1 | 0% | 0% | 0% | 1 | 0 | 2 | 64% | 2% | 66% | 3 | 49% | 0% | 0% | 1 | 28% | 0% | 0% | 1 | 52% | 0% | 0% | 2 | 77% | 0% | 0% | 3 | 38% | 0% | 0% | 1 | 10% | 0% | 0% | 1 |  | 0% | 0% | 1 | 0.3 | 0% | 0% | 1 | 0% | 0% | 0% | 1 | 0 | 2 | 57% | 29% | 86% | 5 | 38% | 0% | 0% | 1 | 24% | 0% | 0% | 1 | 47% | 0% | 0% | 1 | 74% | 0% | 0% | 3 | 33% | 0% | 0% | 1 | 11% | 0% | 0% | 1 |  | 0% | 0% | 1 | 0.27 | 0% | 0% | 1 | 0% | 0% | 0% | 1 | 0 | 2 | 44% | 44% | 88% | 5 | 33% | 0% | 0% | 1 | 31% | 0% | 0% | 1 | 49% | 0% | 0% | 1 | 76% | 0% | 0% | 3 | 38% | 0% | 0% | 1 | 9% | 0% | 0% | 1 |  | 0% | 0% | 1 | 0.27 | 0% | 0% | 1 | 2% | 0% | 0% | 1 | 0 | 2 | 40% | 45% | 85% | 5 | 29% | 0% | 0% | 1 | 42% | 0% | 0% | 1 | 55% | 0% | 0% | 2 | 73% | 0% | 0% | 3 | 32% | 0% | 0% | 1 | 7% | 0% | 0% | 1
403 | Orosi | 0 | 0 | 10 | 0% | 0% | 1 | 0.18 | 0% | 0% | 1 | 28% | 0% | 0% | 1 | 0 | 2 | 3% | 0% | 3% | 1 | 45% | 0% | 0% | 1 | 31% | 0% | 0% | 1 | 56% | 0% | 0% | 2 | 72% | 0% | 0% | 3 | 20% | 0% | 0% | 1 | 1% | 0% | 0% | 1 |  | 0% | 0% | 1 | 0.15 | 0% | 0% | 1 | 26% | 0% | 0% | 1 | 0 | 2 | 17% | 0% | 17% | 1 | 42% | 0% | 0% | 1 | 26% | 0% | 0% | 1 | 37% | 0% | 0% | 1 | 65% | 0% | 0% | 2 | 26% | 0% | 0% | 1 | 3% | 0% | 0% | 1 |  | 0% | 0% | 1 | 0.17 | 0% | 0% | 1 | 28% | 0% | 0% | 1 | 0 | 2 | 27% | 1% | 28% | 2 | 35% | 0% | 0% | 1 | 21% | 0% | 0% | 1 | 31% | 0% | 0% | 1 | 53% | 0% | 0% | 2 | 27% | 0% | 0% | 1 | 4% | 0% | 0% | 1 |  | 0% | 0% | 1 | 0.17 | 0% | 0% | 1 | 31% | 0% | 0% | 1 | 0 | 2 | 25% | 3% | 28% | 2 | 31% | 0% | 0% | 1 | 19% | 0% | 0% | 1 | 27% | 0% | 0% | 1 | 48% | 0% | 0% | 1 | 26% | 0% | 0% | 1 | 4% | 0% | 0% | 1
404 | Ukiah | 0 | 0 | 10 | 0% | 0% | 1 | 0.15 | 0% | 0% | 1 | 17% | 0% | 0% | 1 | 0 | 2 | 53% | 21% | 74% | 4 | 0% | 0% | 0% | 1 | 70% | 0% | 0% | 3 | 78% | 0% | 0% | 3 | 78% | 0% | 0% | 3 | 41% | 0% | 0% | 1 | 3% | 0% | 0% | 1 |  | 0% | 0% | 1 | 0.11 | 0% | 0% | 1 | 6% | 0% | 0% | 1 | 0 | 2 | 65% | 14% | 79% | 5 | 17% | 0% | 0% | 1 | 40% | 0% | 0% | 1 | 51% | 0% | 0% | 2 | 62% | 0% | 0% | 2 | 51% | 0% | 0% | 2 | 2% | 0% | 0% | 1 |  | 0% | 0% | 1 | 0.1 | 0% | 0% | 1 | 7% | 0% | 0% | 1 | 0 | 2 | 50% | 17% | 67% | 3 | 32% | 0% | 0% | 1 | 28% | 0% | 0% | 1 | 39% | 0% | 0% | 1 | 62% | 0% | 0% | 2 | 45% | 0% | 0% | 1 | 2% | 0% | 0% | 1 |  | 0% | 0% | 1 | 0.1 | 0% | 0% | 1 | 5% | 0% | 0% | 1 | 0 | 2 | 39% | 15% | 54% | 3 | 37% | 0% | 0% | 1 | 24% | 0% | 0% | 1 | 44% | 0% | 0% | 1 | 66% | 0% | 0% | 2 | 41% | 0% | 0% | 1 | 2% | 0% | 0% | 1
405 | New Sub - Gates - Midway (Proposed) | 2340 | 23400 | 10 | 119.3% | 12.77% | 5 | 0.07 | 198.8% | 34.09% | 5 | 23% | 126.2% | 34% | 4 | 0 | 2 | 36% | 0% | 36% | 2 | 30% | 67.77% | 0% | 3 | 9% | 52.15% | 0% | 3 | 12% | 54.17% | 0% | 3 | 36% | 74.25% | 0% | 3 | 2% | 48.52% | 0% | 2 | 7% | 50.84% | 0% | 3 |  | 56% | 0% | 3 | 0.07 | 50.82% | 0% | 2 | 24% | 49.14% | 0% | 2 | 0 | 2 | 33% | 0% | 33% | 2 | 56% | 30.3% | 0% | 2 | 6% | 14.38% | 0% | 1 | 17% | 16.15% | 0% | 1 | 60% | 33.74% | 0% | 2 | 5% | 14.14% | 0% | 1 | 9% | 14.78% | 0% | 1 |  | 25.17% | 0% | 2 | 0.07 | 20.67% | 0% | 2 | 21% | 49.14% | 0% | 2 | 0 | 2 | 29% | 0% | 29% | 2 | 60% | 16.28% | 0% | 2 | 6% | 6.901% | 0% | 1 | 13% | 7.434% | 0% | 1 | 64% | 17.73% | 0% | 2 | 6% | 6.913% | 0% | 1 | 5% | 6.812% | 0% | 1 |  | 12.71% | 0% | 1 | 0.07 | 10.97% | 0% | 1 | 19% | 49.14% | 0% | 2 | 0 | 2 | 21% | 0% | 21% | 2 | 55% | 8.026% | 0% | 2 | 5% | 3.798% | 0% | 1 | 17% | 4.357% | 0% | 1 | 63% | 9.843% | 0% | 2 | 9% | 3.963% | 0% | 1 | 4% | 3.769% | 0% | 1
406 | Humboldt | 457.3 | 4573 | 10 | 98.92% | 0% | 4 | 0.35 | 129.8% | 19.82% | 3 | 0% | 0% | 0% | 1 | 0 | 2 | 0% | 0% | 0% | 1 | 1% | 29.34% | 0% | 2 | 57% | 67.87% | 0% | 3 | 64% | 80.52% | 0% | 4 | 65% | 82.44% | 0% | 4 | 7% | 31.26% | 0% | 2 | 7% | 31.32% | 0% | 2 |  | 22.11% | 0% | 2 | 0.12 | 18.61% | 0% | 1 | 0% | 0% | 0% | 1 | 0 | 2 | 0% | 0% | 0% | 1 | 5% | 7.228% | 0% | 1 | 42% | 11.88% | 0% | 1 | 52% | 14.24% | 0% | 2 | 54% | 14.85% | 0% | 2 | 25% | 9.089% | 0% | 1 | 11% | 7.716% | 0% | 1 |  | 10.74% | 0% | 1 | 0.09 | 10.34% | 0% | 1 | 0% | 0% | 0% | 1 | 0 | 2 | 0% | 0% | 0% | 1 | 5% | 3.294% | 0% | 1 | 39% | 5.117% | 0% | 1 | 44% | 5.585% | 0% | 1 | 46% | 5.781% | 0% | 1 | 27% | 4.303% | 0% | 1 | 14% | 3.643% | 0% | 1 |  | 5.158% | 0% | 1 | 0.08 | 5.793% | 0% | 1 | 0% | 0% | 0% | 1 | 0 | 2 | 0% | 0% | 0% | 1 | 4% | 1.94% | 0% | 1 | 32% | 2.724% | 0% | 1 | 36% | 2.9% | 0% | 1 | 38% | 3.007% | 0% | 1 | 28% | 2.577% | 0% | 1 | 14% | 2.158% | 0% | 1
407 | Chowchilla | 0 | 0 | 10 | 0% | 0% | 1 | 0.1 | 0% | 0% | 1 | 29% | 0% | 0% | 1 | 0 | 2 | 32% | 0% | 32% | 2 | 23% | 0% | 0% | 1 | 27% | 0% | 0% | 1 | 27% | 0% | 0% | 1 | 37% | 0% | 0% | 1 | 0% | 0% | 0% | 1 | 6% | 0% | 0% | 1 |  | 0% | 0% | 1 | 0.1 | 0% | 0% | 1 | 29% | 0% | 0% | 1 | 0 | 2 | 32% | 0% | 32% | 2 | 38% | 0% | 0% | 1 | 30% | 0% | 0% | 1 | 35% | 0% | 0% | 1 | 53% | 0% | 0% | 2 | 7% | 0% | 0% | 1 | 13% | 0% | 0% | 1 |  | 0% | 0% | 1 | 0.09 | 0% | 0% | 1 | 26% | 0% | 0% | 1 | 0 | 2 | 36% | 0% | 36% | 2 | 48% | 0% | 0% | 1 | 30% | 0% | 0% | 1 | 34% | 0% | 0% | 1 | 62% | 0% | 0% | 2 | 16% | 0% | 0% | 1 | 14% | 0% | 0% | 1 |  | 0% | 0% | 1 | 0.08 | 0% | 0% | 1 | 25% | 0% | 0% | 1 | 0 | 2 | 39% | 0% | 39% | 2 | 54% | 0% | 0% | 2 | 30% | 0% | 0% | 1 | 35% | 0% | 0% | 1 | 68% | 0% | 0% | 2 | 20% | 0% | 0% | 1 | 16% | 0% | 0% | 1
408 | Mesa (SCE) | 0 | 0 | 10 | 0% | 0% | 1 | 0 | 0% | 0% | 1 | 0% | 0% | 0% | 1 | 0 | 2 | 0% | 0% | 0% | 1 | 0% | 0% | 0% | 1 | 0% | 0% | 0% | 1 | 0% | 0% | 0% | 1 | 0% | 0% | 0% | 1 | 0% | 0% | 0% | 1 | 0% | 0% | 0% | 1 |  | 0% | 0% | 1 | 0 | 0% | 0% | 1 | 0% | 0% | 0% | 1 | 0 | 2 | 0% | 0% | 0% | 1 | 0% | 0% | 0% | 1 | 0% | 0% | 0% | 1 | 0% | 0% | 0% | 1 | 0% | 0% | 0% | 1 | 0% | 0% | 0% | 1 | 0% | 0% | 0% | 1 |  | 0% | 0% | 1 | 0.1 | 0% | 0% | 1 | 0% | 0% | 0% | 1 | 0 | 2 | 28% | 5% | 33% | 2 | 0% | 0% | 0% | 1 | 7% | 0% | 0% | 1 | 13% | 0% | 0% | 1 | 14% | 0% | 0% | 1 | 14% | 0% | 0% | 1 | 10% | 0% | 0% | 1 |  | 0% | 0% | 1 | 0.52 | 0% | 0% | 1 | 0% | 0% | 0% | 1 | 0 | 2 | 68% | 2% | 70% | 3 | 44% | 0% | 0% | 1 | 2% | 0% | 0% | 1 | 6% | 0% | 0% | 1 | 51% | 0% | 0% | 2 | 42% | 0% | 0% | 1 | 15% | 0% | 0% | 1
409 | Colorado River | 1600 | 16000 | 15 | 55172% | 51.48% | 5 | 0.04 | 94.62% | 0% | 3 | 0% | 29091% | 79725% | 5 | 0 | 2 | 0% | 0% | 0% | 1 | 79% | 243.3% | 38.5% | 5 | 88% | 434.5% | 45.01% | 5 | 86% | 362.9% | 43.51% | 5 | 97% | 1816% | 50.11% | 5 | 75% | 202.5% | 34.99% | 5 | 0% | 51.6% | 0% | 3 |  | 136% | 5.304% | 4 | 0.07 | 51.48% | 0% | 2 | 19% | 174.9% | 79725% | 5 | 0 | 2 | 0% | 0% | 0% | 1 | 42% | 30.13% | 0% | 2 | 48% | 33.68% | 0% | 2 | 42% | 30.06% | 0% | 2 | 61% | 44.57% | 0% | 2 | 52% | 36.61% | 0% | 2 | 1% | 17.58% | 0% | 1 |  | 72.02% | 0% | 3 | 0.09 | 30.48% | 0% | 2 | 30% | 174.9% | 79725% | 5 | 0 | 2 | 0% | 0% | 0% | 1 | 38% | 13.82% | 0% | 1 | 40% | 14.35% | 0% | 1 | 32% | 12.59% | 0% | 1 | 57% | 19.93% | 0% | 2 | 42% | 14.77% | 0% | 1 | 1% | 8.667% | 0% | 1 |  | 54.15% | 0% | 3 | 0.08 | 19.09% | 0% | 1 | 26% | 174.9% | 79725% | 5 | 0 | 2 | 0% | 0% | 0% | 1 | 38% | 10.2% | 0% | 1 | 38% | 10.17% | 0% | 1 | 29% | 8.992% | 0% | 1 | 52% | 13.36% | 0% | 2 | 44% | 11.42% | 0% | 1 | 2% | 6.486% | 0% | 1
410 | Placerville | 0 | 0 | 0 | 0% | 0% | 1 | 0.36 | 0% | 0% | 1 | 3% | 0% | 0% | 1 | 0 | 2 | 94% | 3% | 97% | 5 | 79% | 0% | 0% | 3 | 26% | 0% | 0% | 1 | 59% | 0% | 0% | 2 | 95% | 0% | 0% | 5 | 8% | 0% | 0% | 1 | 4% | 0% | 0% | 1 |  | 0% | 0% | 1 | 0.35 | 0% | 0% | 1 | 1% | 0% | 0% | 1 | 0 | 2 | 72% | 24% | 96% | 5 | 86% | 0% | 0% | 3 | 26% | 0% | 0% | 1 | 35% | 0% | 0% | 1 | 93% | 0% | 0% | 4 | 15% | 0% | 0% | 1 | 3% | 0% | 0% | 1 |  | 0% | 0% | 1 | 0.28 | 0% | 0% | 1 | 2% | 0% | 0% | 1 | 0 | 2 | 63% | 29% | 92% | 5 | 82% | 0% | 0% | 3 | 27% | 0% | 0% | 1 | 31% | 0% | 0% | 1 | 90% | 0% | 0% | 4 | 25% | 0% | 0% | 1 | 3% | 0% | 0% | 1 |  | 0% | 0% | 1 | 0.26 | 0% | 0% | 1 | 1% | 0% | 0% | 1 | 0 | 2 | 58% | 32% | 90% | 5 | 74% | 0% | 0% | 3 | 20% | 0% | 0% | 1 | 23% | 0% | 0% | 1 | 84% | 0% | 0% | 3 | 35% | 0% | 0% | 1 | 4% | 0% | 0% | 1
411 | Inyokern | 31.8 | 318 | 10 | 7.702% | 0% | 1 | 0.31 | 172.8% | 1.704% | 3 | 0% | 0% | 0% | 1 | 0 | 2 | 0% | 0% | 0% | 1 | 72% | 5.61% | 0% | 3 | 42% | 2.686% | 0% | 1 | 7% | 1.688% | 0% | 1 | 78% | 7.161% | 0% | 3 | 30% | 2.244% | 0% | 1 | 0% | 1.569% | 0% | 1 |  | 3.324% | 0% | 1 | 0.3 | 96.36% | 0% | 3 | 0% | 0% | 0% | 1 | 0 | 2 | 0% | 0% | 0% | 1 | 61% | 2.529% | 0% | 2 | 34% | 1.504% | 0% | 1 | 5% | 1.051% | 0% | 1 | 65% | 2.879% | 0% | 2 | 31% | 1.437% | 0% | 1 | 0% | 0.9976% | 0% | 1 |  | 3.277% | 0% | 1 | 0.27 | 74.82% | 0% | 2 | 0% | 0% | 0% | 1 | 0 | 2 | 1% | 0% | 1% | 1 | 61% | 2.421% | 0% | 2 | 33% | 1.398% | 0% | 1 | 6% | 0.9983% | 0% | 1 | 67% | 2.836% | 0% | 2 | 30% | 1.336% | 0% | 1 | 0% | 0.9393% | 0% | 1 |  | 3.1% | 0% | 1 | 0.25 | 21.34% | 0% | 2 | 0% | 0% | 0% | 1 | 0 | 2 | 6% | 0% | 6% | 1 | 59% | 1.933% | 0% | 2 | 34% | 1.205% | 0% | 1 | 9% | 0.8782% | 0% | 1 | 67% | 2.432% | 0% | 2 | 33% | 1.195% | 0% | 1 | 0% | 0.801% | 0% | 1
412 | Mandalay | 0 | 0 | 10 | 0% | 0% | 1 | 0.16 | 0% | 0% | 1 | 60% | 0% | 0% | 2 | 0 | 2 | 0% | 0% | 0% | 1 | 0% | 0% | 0% | 1 | 0% | 0% | 0% | 1 | 95% | 0% | 0% | 5 | 95% | 0% | 0% | 5 | 0% | 0% | 0% | 1 | 2% | 0% | 0% | 1 |  | 0% | 0% | 1 | 0.16 | 0% | 0% | 1 | 40% | 0% | 0% | 1 | 0 | 2 | 0% | 0% | 0% | 1 | 1% | 0% | 0% | 1 | 8% | 0% | 0% | 1 | 15% | 0% | 0% | 1 | 15% | 0% | 0% | 1 | 16% | 0% | 0% | 1 | 7% | 0% | 0% | 1 |  | 0% | 0% | 1 | 0.13 | 0% | 0% | 1 | 28% | 0% | 0% | 1 | 0 | 2 | 0% | 0% | 0% | 1 | 19% | 0% | 0% | 1 | 8% | 0% | 0% | 1 | 14% | 0% | 0% | 1 | 30% | 0% | 0% | 1 | 30% | 0% | 0% | 1 | 7% | 0% | 0% | 1 |  | 0% | 0% | 1 | 0.13 | 0% | 0% | 1 | 24% | 0% | 0% | 1 | 0 | 2 | 0% | 0% | 0% | 1 | 28% | 0% | 0% | 1 | 6% | 0% | 0% | 1 | 13% | 0% | 0% | 1 | 38% | 0% | 0% | 1 | 27% | 0% | 0% | 1 | 7% | 0% | 0% | 1
413 | Creelman | 0 | 0 | 10 | 0% | 0% | 1 | 0.29 | 0% | 0% | 1 | 0% | 0% | 0% | 1 | 0 | 2 | 13% | 86% | 99% | 5 | 60% | 0% | 0% | 2 | 26% | 0% | 0% | 1 | 38% | 0% | 0% | 1 | 66% | 0% | 0% | 2 | 22% | 0% | 0% | 1 | 2% | 0% | 0% | 1 |  | 0% | 0% | 1 | 0.16 | 0% | 0% | 1 | 1% | 0% | 0% | 1 | 0 | 2 | 16% | 83% | 99% | 5 | 58% | 0% | 0% | 2 | 30% | 0% | 0% | 1 | 37% | 0% | 0% | 1 | 71% | 0% | 0% | 3 | 48% | 0% | 0% | 1 | 4% | 0% | 0% | 1 |  | 0% | 0% | 1 | 0.14 | 0% | 0% | 1 | 1% | 0% | 0% | 1 | 0 | 2 | 10% | 89% | 99% | 5 | 57% | 0% | 0% | 2 | 22% | 0% | 0% | 1 | 38% | 0% | 0% | 1 | 70% | 0% | 0% | 3 | 53% | 0% | 0% | 2 | 6% | 0% | 0% | 1 |  | 0% | 0% | 1 | 0.19 | 0% | 0% | 1 | 1% | 0% | 0% | 1 | 0 | 2 | 14% | 83% | 97% | 5 | 58% | 0% | 0% | 2 | 22% | 0% | 0% | 1 | 37% | 0% | 0% | 1 | 72% | 0% | 0% | 3 | 48% | 0% | 0% | 1 | 9% | 0% | 0% | 1
414 | Harborgen | 0 | 0 | 10 | 0% | 0% | 1 | 0.11 | 0% | 0% | 1 | 0% | 0% | 0% | 1 | 0 | 2 | 0% | 0% | 0% | 1 | 0% | 0% | 0% | 1 | 0% | 0% | 0% | 1 | 54% | 0% | 0% | 2 | 54% | 0% | 0% | 2 | 0% | 0% | 0% | 1 | 0% | 0% | 0% | 1 |  | 0% | 0% | 1 | 0.27 | 0% | 0% | 1 | 0% | 0% | 0% | 1 | 0 | 2 | 0% | 0% | 0% | 1 | 0% | 0% | 0% | 1 | 7% | 0% | 0% | 1 | 60% | 0% | 0% | 2 | 60% | 0% | 0% | 2 | 0% | 0% | 0% | 1 | 0% | 0% | 0% | 1 |  | 0% | 0% | 1 | 0.38 | 0% | 0% | 1 | 0% | 0% | 0% | 1 | 0 | 2 | 0% | 0% | 0% | 1 | 0% | 0% | 0% | 1 | 9% | 0% | 0% | 1 | 67% | 0% | 0% | 2 | 67% | 0% | 0% | 2 | 0% | 0% | 0% | 1 | 0% | 0% | 0% | 1 |  | 0% | 0% | 1 | 0.49 | 0% | 0% | 1 | 0% | 0% | 0% | 1 | 0 | 2 | 0% | 0% | 0% | 1 | 0% | 0% | 0% | 1 | 16% | 0% | 0% | 1 | 76% | 0% | 0% | 3 | 76% | 0% | 0% | 3 | 0% | 0% | 0% | 1 | 4% | 0% | 0% | 1
415 | Capistrano | 0 | 0 | 10 | 0% | 0% | 1 | 0.72 | 0% | 0% | 1 | 0% | 0% | 0% | 1 | 0 | 2 | 75% | 0% | 75% | 5 | 34% | 0% | 0% | 1 | 63% | 0% | 0% | 2 | 76% | 0% | 0% | 3 | 76% | 0% | 0% | 3 | 21% | 0% | 0% | 1 | 8% | 0% | 0% | 1 |  | 0% | 0% | 1 | 0.48 | 0% | 0% | 1 | 0% | 0% | 0% | 1 | 0 | 2 | 35% | 56% | 91% | 5 | 19% | 0% | 0% | 1 | 66% | 0% | 0% | 2 | 72% | 0% | 0% | 3 | 74% | 0% | 0% | 3 | 57% | 0% | 0% | 2 | 6% | 0% | 0% | 1 |  | 0% | 0% | 1 | 0.44 | 0% | 0% | 1 | 0% | 0% | 0% | 1 | 0 | 2 | 27% | 62% | 89% | 5 | 29% | 0% | 0% | 1 | 58% | 0% | 0% | 2 | 66% | 0% | 0% | 2 | 80% | 0% | 0% | 3 | 55% | 0% | 0% | 2 | 7% | 0% | 0% | 1 |  | 0% | 0% | 1 | 0.43 | 0% | 0% | 1 | 0% | 0% | 0% | 1 | 0 | 2 | 15% | 71% | 86% | 5 | 49% | 0% | 0% | 1 | 50% | 0% | 0% | 2 | 59% | 0% | 0% | 2 | 89% | 0% | 0% | 3 | 48% | 0% | 0% | 1 | 8% | 0% | 0% | 1
416 | Red Bluff | 775 | 7750 | 15 | 261.3% | 36.96% | 5 | 0.05 | 125.4% | 16.2% | 3 | 0% | 751.8% | 0% | 4 | 0 | 2 | 0% | 0% | 0% | 1 | 22% | 62.36% | 0% | 3 | 1% | 48.99% | 0% | 2 | 0% | 48.71% | 0% | 2 | 22% | 62.81% | 0% | 3 | 49% | 96.25% | 0% | 4 | 5% | 51.1% | 0% | 3 |  | 110% | 2.478% | 4 | 0.05 | 45.45% | 0% | 2 | 0% | 174.2% | 0% | 4 | 0 | 2 | 0% | 0% | 0% | 1 | 32% | 31.97% | 0% | 2 | 0% | 21.92% | 0% | 2 | 0% | 21.86% | 0% | 2 | 32% | 32.1% | 0% | 2 | 58% | 52.01% | 0% | 3 | 2% | 22.42% | 0% | 2 |  | 110% | 1.868% | 4 | 0.04 | 37.46% | 0% | 2 | 0% | 174.2% | 0% | 4 | 0 | 2 | 0% | 0% | 0% | 1 | 44% | 31.07% | 0% | 2 | 13% | 19.88% | 0% | 1 | 12% | 19.82% | 0% | 1 | 44% | 31.24% | 0% | 2 | 60% | 43.09% | 0% | 2 | 2% | 17.7% | 0% | 1 |  | 99.09% | 0% | 4 | 0.04 | 24.96% | 0% | 2 | 0% | 174.2% | 0% | 4 | 0 | 2 | 0% | 0% | 0% | 1 | 38% | 20.19% | 0% | 2 | 27% | 17.08% | 0% | 1 | 16% | 14.96% | 0% | 1 | 51% | 25.31% | 0% | 2 | 62% | 32.55% | 0% | 2 | 1% | 12.69% | 0% | 1
417 | Scripps | 0 | 0 | 10 | 0% | 0% | 1 | 0.15 | 0% | 0% | 1 | 0% | 0% | 0% | 1 | 0 | 2 | 91% | 0% | 91% | 5 | 100% | 0% | 0% | 5 | 0% | 0% | 0% | 1 | 0% | 0% | 0% | 1 | 100% | 0% | 0% | 5 | 0% | 0% | 0% | 1 | 0% | 0% | 0% | 1 |  | 0% | 0% | 1 | 0.24 | 0% | 0% | 1 | 0% | 0% | 0% | 1 | 0 | 2 | 24% | 64% | 88% | 5 | 71% | 0% | 0% | 3 | 48% | 0% | 0% | 1 | 51% | 0% | 0% | 2 | 95% | 0% | 0% | 5 | 17% | 0% | 0% | 1 | 3% | 0% | 0% | 1 |  | 0% | 0% | 1 | 0.24 | 0% | 0% | 1 | 1% | 0% | 0% | 1 | 0 | 2 | 36% | 47% | 83% | 5 | 64% | 0% | 0% | 2 | 55% | 0% | 0% | 2 | 62% | 0% | 0% | 2 | 90% | 0% | 0% | 4 | 13% | 0% | 0% | 1 | 4% | 0% | 0% | 1 |  | 0% | 0% | 1 | 0.22 | 0% | 0% | 1 | 1% | 0% | 0% | 1 | 0 | 2 | 27% | 59% | 86% | 5 | 53% | 0% | 0% | 2 | 40% | 0% | 0% | 1 | 55% | 0% | 0% | 2 | 78% | 0% | 0% | 3 | 31% | 0% | 0% | 1 | 5% | 0% | 0% | 1
418 | Johanna | 0 | 0 | 10 | 0% | 0% | 1 | 0.71 | 0% | 0% | 1 | 0% | 0% | 0% | 1 | 0 | 2 | 0% | 0% | 0% | 1 | 0% | 0% | 0% | 1 | 100% | 0% | 0% | 5 | 100% | 0% | 0% | 5 | 100% | 0% | 0% | 5 | 0% | 0% | 0% | 1 | 37% | 0% | 0% | 1 |  | 0% | 0% | 1 | 0.52 | 0% | 0% | 1 | 1% | 0% | 0% | 1 | 0 | 2 | 7% | 0% | 7% | 1 | 6% | 0% | 0% | 1 | 17% | 0% | 0% | 1 | 76% | 0% | 0% | 3 | 83% | 0% | 0% | 3 | 2% | 0% | 0% | 1 | 8% | 0% | 0% | 1 |  | 0% | 0% | 1 | 0.49 | 0% | 0% | 1 | 0% | 0% | 0% | 1 | 0 | 2 | 12% | 39% | 51% | 5 | 21% | 0% | 0% | 1 | 34% | 0% | 0% | 1 | 72% | 0% | 0% | 3 | 88% | 0% | 0% | 3 | 35% | 0% | 0% | 1 | 9% | 0% | 0% | 1 |  | 0% | 0% | 1 | 0.49 | 0% | 0% | 1 | 0% | 0% | 0% | 1 | 0 | 2 | 40% | 32% | 72% | 5 | 34% | 0% | 0% | 1 | 25% | 0% | 0% | 1 | 54% | 0% | 0% | 2 | 79% | 0% | 0% | 3 | 40% | 0% | 0% | 1 | 11% | 0% | 0% | 1
419 | Cottle | 0 | 0 | 10 | 0% | 0% | 1 | 0.16 | 0% | 0% | 1 | 20% | 0% | 0% | 1 | 0 | 2 | 35% | 0% | 35% | 2 | 18% | 0% | 0% | 1 | 15% | 0% | 0% | 1 | 33% | 0% | 0% | 1 | 45% | 0% | 0% | 1 | 2% | 0% | 0% | 1 | 4% | 0% | 0% | 1 |  | 0% | 0% | 1 | 0.13 | 0% | 0% | 1 | 19% | 0% | 0% | 1 | 0 | 2 | 39% | 0% | 39% | 2 | 62% | 0% | 0% | 2 | 9% | 0% | 0% | 1 | 29% | 0% | 0% | 1 | 74% | 0% | 0% | 3 | 15% | 0% | 0% | 1 | 6% | 0% | 0% | 1 |  | 0% | 0% | 1 | 0.12 | 0% | 0% | 1 | 24% | 0% | 0% | 1 | 0 | 2 | 42% | 0% | 42% | 2 | 65% | 0% | 0% | 2 | 16% | 0% | 0% | 1 | 30% | 0% | 0% | 1 | 74% | 0% | 0% | 3 | 25% | 0% | 0% | 1 | 8% | 0% | 0% | 1 |  | 0% | 0% | 1 | 0.12 | 0% | 0% | 1 | 29% | 0% | 0% | 1 | 0 | 2 | 38% | 0% | 38% | 2 | 53% | 0% | 0% | 2 | 18% | 0% | 0% | 1 | 30% | 0% | 0% | 1 | 64% | 0% | 0% | 2 | 27% | 0% | 0% | 1 | 7% | 0% | 0% | 1
420 | Kingsburg | 0 | 0 | 10 | 0% | 0% | 1 | 0.18 | 0% | 0% | 1 | 69% | 0% | 0% | 2 | 0 | 2 | 0% | 0% | 0% | 1 | 0% | 0% | 0% | 1 | 0% | 0% | 0% | 1 | 0% | 0% | 0% | 1 | 0% | 0% | 0% | 1 | 0% | 0% | 0% | 1 | 3% | 0% | 0% | 1 |  | 0% | 0% | 1 | 0.18 | 0% | 0% | 1 | 60% | 0% | 0% | 2 | 0 | 2 | 0% | 0% | 0% | 1 | 0% | 0% | 0% | 1 | 6% | 0% | 0% | 1 | 9% | 0% | 0% | 1 | 9% | 0% | 0% | 1 | 0% | 0% | 0% | 1 | 2% | 0% | 0% | 1 |  | 0% | 0% | 1 | 0.18 | 0% | 0% | 1 | 61% | 0% | 0% | 2 | 0 | 2 | 0% | 0% | 0% | 1 | 0% | 0% | 0% | 1 | 7% | 0% | 0% | 1 | 9% | 0% | 0% | 1 | 9% | 0% | 0% | 1 | 0% | 0% | 0% | 1 | 2% | 0% | 0% | 1 |  | 0% | 0% | 1 | 0.17 | 0% | 0% | 1 | 57% | 0% | 0% | 2 | 0 | 2 | 1% | 0% | 1% | 1 | 4% | 0% | 0% | 1 | 10% | 0% | 0% | 1 | 15% | 0% | 0% | 1 | 16% | 0% | 0% | 1 | 1% | 0% | 0% | 1 | 2% | 0% | 0% | 1
421 | Panoche | 0 | 0 | 10 | 0% | 0% | 1 | 0.07 | 0% | 0% | 1 | 76% | 0% | 0% | 3 | 0 | 2 | 3% | 0% | 3% | 1 | 12% | 0% | 0% | 1 | 10% | 0% | 0% | 1 | 25% | 0% | 0% | 1 | 31% | 0% | 0% | 1 | 2% | 0% | 0% | 1 | 1% | 0% | 0% | 1 |  | 0% | 0% | 1 | 0.07 | 0% | 0% | 1 | 60% | 0% | 0% | 2 | 0 | 2 | 10% | 0% | 10% | 1 | 17% | 0% | 0% | 1 | 9% | 0% | 0% | 1 | 23% | 0% | 0% | 1 | 30% | 0% | 0% | 1 | 6% | 0% | 0% | 1 | 0% | 0% | 0% | 1 |  | 0% | 0% | 1 | 0.07 | 0% | 0% | 1 | 42% | 0% | 0% | 1 | 0 | 2 | 13% | 0% | 13% | 1 | 27% | 0% | 0% | 1 | 9% | 0% | 0% | 1 | 22% | 0% | 0% | 1 | 37% | 0% | 0% | 1 | 12% | 0% | 0% | 1 | 1% | 0% | 0% | 1 |  | 0% | 0% | 1 | 0.06 | 0% | 0% | 1 | 35% | 0% | 0% | 1 | 0 | 2 | 20% | 3% | 23% | 2 | 37% | 0% | 0% | 1 | 8% | 0% | 0% | 1 | 19% | 0% | 0% | 1 | 44% | 0% | 0% | 1 | 18% | 0% | 0% | 1 | 3% | 0% | 0% | 1
422 | Fulton | 0 | 0 | 10 | 0% | 0% | 1 | 0.3 | 0% | 0% | 1 | 26% | 0% | 0% | 1 | 0 | 2 | 11% | 0% | 11% | 1 | 38% | 0% | 0% | 1 | 56% | 0% | 0% | 2 | 97% | 0% | 0% | 5 | 97% | 0% | 0% | 5 | 7% | 0% | 0% | 1 | 5% | 0% | 0% | 1 |  | 0% | 0% | 1 | 0.22 | 0% | 0% | 1 | 14% | 0% | 0% | 1 | 0 | 2 | 6% | 0% | 6% | 1 | 40% | 0% | 0% | 1 | 57% | 0% | 0% | 2 | 85% | 0% | 0% | 3 | 90% | 0% | 0% | 4 | 22% | 0% | 0% | 1 | 5% | 0% | 0% | 1 |  | 0% | 0% | 1 | 0.2 | 0% | 0% | 1 | 11% | 0% | 0% | 1 | 0 | 2 | 17% | 0% | 17% | 1 | 46% | 0% | 0% | 1 | 50% | 0% | 0% | 2 | 72% | 0% | 0% | 3 | 86% | 0% | 0% | 3 | 26% | 0% | 0% | 1 | 4% | 0% | 0% | 1 |  | 0% | 0% | 1 | 0.15 | 0% | 0% | 1 | 9% | 0% | 0% | 1 | 0 | 2 | 28% | 0% | 28% | 2 | 55% | 0% | 0% | 2 | 43% | 0% | 0% | 1 | 71% | 0% | 0% | 3 | 88% | 0% | 0% | 3 | 33% | 0% | 0% | 1 | 5% | 0% | 0% | 1
423 | Ripon | 0 | 0 | 10 | 0% | 0% | 1 | 0.25 | 0% | 0% | 1 | 80% | 0% | 0% | 3 | 0 | 2 | 0% | 0% | 0% | 1 | 33% | 0% | 0% | 1 | 17% | 0% | 0% | 1 | 17% | 0% | 0% | 1 | 41% | 0% | 0% | 1 | 0% | 0% | 0% | 1 | 1% | 0% | 0% | 1 |  | 0% | 0% | 1 | 0.18 | 0% | 0% | 1 | 62% | 0% | 0% | 2 | 0 | 2 | 0% | 0% | 0% | 1 | 40% | 0% | 0% | 1 | 17% | 0% | 0% | 1 | 19% | 0% | 0% | 1 | 48% | 0% | 0% | 1 | 0% | 0% | 0% | 1 | 4% | 0% | 0% | 1 |  | 0% | 0% | 1 | 0.17 | 0% | 0% | 1 | 63% | 0% | 0% | 2 | 0 | 2 | 6% | 0% | 6% | 1 | 37% | 0% | 0% | 1 | 10% | 0% | 0% | 1 | 13% | 0% | 0% | 1 | 43% | 0% | 0% | 1 | 0% | 0% | 0% | 1 | 3% | 0% | 0% | 1 |  | 0% | 0% | 1 | 0.16 | 0% | 0% | 1 | 56% | 0% | 0% | 2 | 0 | 2 | 16% | 1% | 17% | 2 | 40% | 0% | 0% | 1 | 10% | 0% | 0% | 1 | 16% | 0% | 0% | 1 | 47% | 0% | 0% | 1 | 7% | 0% | 0% | 1 | 4% | 0% | 0% | 1
424 | Shafter | 100 | 1000 | 10 | 15.75% | 0% | 1 | 0.1 | 29.02% | 0% | 2 | 83% | 3.377% | 0% | 3 | 0 | 2 | 2% | 0% | 2% | 1 | 0% | 2.422% | 0% | 1 | 0% | 2.422% | 0% | 1 | 6% | 2.57% | 0% | 1 | 6% | 2.57% | 0% | 1 | 0% | 2.422% | 0% | 1 | 0% | 2.426% | 0% | 1 |  | 4.766% | 0% | 1 | 0.09 | 4.909% | 0% | 1 | 75% | 3.633% | 0% | 3 | 0 | 2 | 3% | 0% | 3% | 1 | 17% | 0.704% | 0% | 1 | 2% | 0.597% | 0% | 1 | 24% | 0.7688% | 0% | 1 | 37% | 0.9349% | 0% | 1 | 0% | 0.5869% | 0% | 1 | 3% | 0.6027% | 0% | 1 |  | 2.158% | 0% | 1 | 0.11 | 3.065% | 0% | 1 | 67% | 3.633% | 0% | 2 | 0 | 2 | 7% | 0% | 7% | 1 | 24% | 0.3536% | 0% | 1 | 9% | 0.2958% | 0% | 1 | 33% | 0.4025% | 0% | 1 | 49% | 0.5282% | 0% | 1 | 0% | 0.2695% | 0% | 1 | 7% | 0.2889% | 0% | 1 |  | 1.232% | 0% | 1 | 0.1 | 1.266% | 0% | 1 | 54% | 3.633% | 0% | 2 | 0 | 2 | 14% | 0% | 14% | 1 | 28% | 0.2419% | 0% | 1 | 14% | 0.2031% | 0% | 1 | 38% | 0.2829% | 0% | 1 | 54% | 0.3778% | 0% | 2 | 2% | 0.1778% | 0% | 1 | 6% | 0.1849% | 0% | 1
425 | San Luis Rey | 0 | 0 | 10 | 0% | 0% | 1 | 0.37 | 0% | 0% | 1 | 0% | 0% | 0% | 1 | 0 | 2 | 0% | 0% | 0% | 1 | 16% | 0% | 0% | 1 | 92% | 0% | 0% | 4 | 93% | 0% | 0% | 4 | 93% | 0% | 0% | 4 | 0% | 0% | 0% | 1 | 33% | 0% | 0% | 1 |  | 0% | 0% | 1 | 0.37 | 0% | 0% | 1 | 5% | 0% | 0% | 1 | 0 | 2 | 2% | 0% | 2% | 1 | 53% | 0% | 0% | 2 | 50% | 0% | 0% | 2 | 65% | 0% | 0% | 2 | 74% | 0% | 0% | 3 | 3% | 0% | 0% | 1 | 6% | 0% | 0% | 1 |  | 0% | 0% | 1 | 0.38 | 0% | 0% | 1 | 6% | 0% | 0% | 1 | 0 | 2 | 33% | 2% | 35% | 2 | 62% | 0% | 0% | 2 | 25% | 0% | 0% | 1 | 53% | 0% | 0% | 2 | 75% | 0% | 0% | 3 | 3% | 0% | 0% | 1 | 7% | 0% | 0% | 1 |  | 0% | 0% | 1 | 0.37 | 0% | 0% | 1 | 4% | 0% | 0% | 1 | 0 | 2 | 49% | 25% | 74% | 4 | 55% | 0% | 0% | 2 | 15% | 0% | 0% | 1 | 32% | 0% | 0% | 1 | 64% | 0% | 0% | 2 | 8% | 0% | 0% | 1 | 7% | 0% | 0% | 1
426 | Woodward | 0 | 0 | 10 | 0% | 0% | 1 | 0.54 | 0% | 0% | 1 | 14% | 0% | 0% | 1 | 0 | 2 | 46% | 0% | 46% | 2 | 49% | 0% | 0% | 1 | 93% | 0% | 0% | 4 | 87% | 0% | 0% | 3 | 96% | 0% | 0% | 5 | 16% | 0% | 0% | 1 | 26% | 0% | 0% | 1 |  | 0% | 0% | 1 | 0.33 | 0% | 0% | 1 | 9% | 0% | 0% | 1 | 0 | 2 | 68% | 0% | 68% | 3 | 52% | 0% | 0% | 2 | 57% | 0% | 0% | 2 | 53% | 0% | 0% | 2 | 84% | 0% | 0% | 3 | 43% | 0% | 0% | 1 | 30% | 0% | 0% | 1 |  | 0% | 0% | 1 | 0.22 | 0% | 0% | 1 | 17% | 0% | 0% | 1 | 0 | 2 | 62% | 0% | 62% | 3 | 51% | 0% | 0% | 2 | 40% | 0% | 0% | 1 | 37% | 0% | 0% | 1 | 72% | 0% | 0% | 3 | 38% | 0% | 0% | 1 | 20% | 0% | 0% | 1 |  | 0% | 0% | 1 | 0.19 | 0% | 0% | 1 | 29% | 0% | 0% | 1 | 0 | 2 | 52% | 1% | 53% | 3 | 46% | 0% | 0% | 1 | 30% | 0% | 0% | 1 | 29% | 0% | 0% | 1 | 61% | 0% | 0% | 2 | 32% | 0% | 0% | 1 | 14% | 0% | 0% | 1
427 | Helm | 0 | 0 | 10 | 0% | 0% | 1 | 0.08 | 0% | 0% | 1 | 17% | 0% | 0% | 1 | 0 | 2 | 1% | 0% | 1% | 1 | 67% | 0% | 0% | 2 | 21% | 0% | 0% | 1 | 21% | 0% | 0% | 1 | 73% | 0% | 0% | 3 | 0% | 0% | 0% | 1 | 1% | 0% | 0% | 1 |  | 0% | 0% | 1 | 0.07 | 0% | 0% | 1 | 19% | 0% | 0% | 1 | 0 | 2 | 2% | 0% | 2% | 1 | 27% | 0% | 0% | 1 | 13% | 0% | 0% | 1 | 14% | 0% | 0% | 1 | 36% | 0% | 0% | 1 | 0% | 0% | 0% | 1 | 3% | 0% | 0% | 1 |  | 0% | 0% | 1 | 0.07 | 0% | 0% | 1 | 34% | 0% | 0% | 1 | 0 | 2 | 2% | 0% | 2% | 1 | 21% | 0% | 0% | 1 | 10% | 0% | 0% | 1 | 12% | 0% | 0% | 1 | 29% | 0% | 0% | 1 | 0% | 0% | 0% | 1 | 3% | 0% | 0% | 1 |  | 0% | 0% | 1 | 0.08 | 0% | 0% | 1 | 44% | 0% | 0% | 1 | 0 | 2 | 4% | 0% | 4% | 1 | 22% | 0% | 0% | 1 | 7% | 0% | 0% | 1 | 10% | 0% | 0% | 1 | 28% | 0% | 0% | 1 | 3% | 0% | 0% | 1 | 2% | 0% | 0% | 1
428 | FMC | 0 | 0 | 10 | 0% | 0% | 1 | 0 | 0% | 0% | 1 | 0% | 0% | 0% | 1 | 0 | 2 | 0% | 0% | 0% | 1 | 0% | 0% | 0% | 1 | 0% | 0% | 0% | 1 | 0% | 0% | 0% | 1 | 0% | 0% | 0% | 1 | 0% | 0% | 0% | 1 | 0% | 0% | 0% | 1 |  | 0% | 0% | 1 | 0.1 | 0% | 0% | 1 | 0% | 0% | 0% | 1 | 0 | 2 | 97% | 0% | 97% | 5 | 4% | 0% | 0% | 1 | 11% | 0% | 0% | 1 | 14% | 0% | 0% | 1 | 18% | 0% | 0% | 1 | 60% | 0% | 0% | 2 | 7% | 0% | 0% | 1 |  | 0% | 0% | 1 | 0.1 | 0% | 0% | 1 | 1% | 0% | 0% | 1 | 0 | 2 | 76% | 0% | 76% | 5 | 64% | 0% | 0% | 2 | 35% | 0% | 0% | 1 | 55% | 0% | 0% | 2 | 75% | 0% | 0% | 3 | 56% | 0% | 0% | 2 | 6% | 0% | 0% | 1 |  | 0% | 0% | 1 | 0.15 | 0% | 0% | 1 | 1% | 0% | 0% | 1 | 0 | 2 | 61% | 7% | 68% | 3 | 70% | 0% | 0% | 3 | 30% | 0% | 0% | 1 | 53% | 0% | 0% | 2 | 85% | 0% | 0% | 3 | 55% | 0% | 0% | 2 | 4% | 0% | 0% | 1
429 | Mohave | 0 | 0 | 0 | 0% | 0% | 1 | 0 | 0% | 0% | 1 | 0% | 0% | 0% | 1 | 0 | 2 | 0% | 0% | 0% | 1 | 0% | 0% | 0% | 1 | 0% | 0% | 0% | 1 | 0% | 0% | 0% | 1 | 0% | 0% | 0% | 1 | 0% | 0% | 0% | 1 | 0% | 0% | 0% | 1 |  | 0% | 0% | 1 | 0.02 | 0% | 0% | 1 | 0% | 0% | 0% | 1 | 0 | 2 | 0% | 0% | 0% | 1 | 0% | 0% | 0% | 1 | 1% | 0% | 0% | 1 | 0% | 0% | 0% | 1 | 1% | 0% | 0% | 1 | 1% | 0% | 0% | 1 | 1% | 0% | 0% | 1 |  | 0% | 0% | 1 | 0.02 | 0% | 0% | 1 | 0% | 0% | 0% | 1 | 0 | 2 | 0% | 0% | 0% | 1 | 1% | 0% | 0% | 1 | 9% | 0% | 0% | 1 | 0% | 0% | 0% | 1 | 9% | 0% | 0% | 1 | 2% | 0% | 0% | 1 | 2% | 0% | 0% | 1 |  | 0% | 0% | 1 | 0.05 | 0% | 0% | 1 | 0% | 0% | 0% | 1 | 0 | 2 | 0% | 0% | 0% | 1 | 3% | 0% | 0% | 1 | 6% | 0% | 0% | 1 | 0% | 0% | 0% | 1 | 7% | 0% | 0% | 1 | 2% | 0% | 0% | 1 | 2% | 0% | 0% | 1
430 | Wakefield | 200 | 2000 | 10 | 23.59% | 0% | 2 | 0.12 | 57.44% | 0% | 2 | 24% | 0% | 0% | 1 | 0 | 2 | 0% | 0% | 0% | 1 | 22% | 8.506% | 0% | 1 | 15% | 7.781% | 0% | 1 | 21% | 8.383% | 0% | 1 | 39% | 10.96% | 0% | 1 | 32% | 9.768% | 0% | 1 | 7% | 7.122% | 0% | 1 |  | 9.205% | 0% | 1 | 0.13 | 16.85% | 0% | 1 | 30% | 0% | 0% | 1 | 0 | 2 | 1% | 0% | 1% | 1 | 27% | 3.021% | 0% | 1 | 10% | 2.442% | 0% | 1 | 15% | 2.57% | 0% | 1 | 40% | 3.625% | 0% | 1 | 26% | 2.962% | 0% | 1 | 6% | 2.338% | 0% | 1 |  | 6.058% | 0% | 1 | 0.12 | 9.27% | 0% | 1 | 28% | 0% | 0% | 1 | 0 | 2 | 7% | 1% | 8% | 2 | 34% | 2.049% | 0% | 1 | 7% | 1.44% | 0% | 1 | 14% | 1.556% | 0% | 1 | 44% | 2.424% | 0% | 1 | 26% | 1.823% | 0% | 1 | 8% | 1.455% | 0% | 1 |  | 4.828% | 0% | 1 | 0.12 | 4.907% | 0% | 1 | 23% | 0% | 0% | 1 | 0 | 2 | 16% | 3% | 19% | 2 | 40% | 1.649% | 0% | 1 | 7% | 1.061% | 0% | 1 | 13% | 1.13% | 0% | 1 | 49% | 1.952% | 0% | 1 | 28% | 1.379% | 0% | 1 | 9% | 1.089% | 0% | 1
431 | Kern PP | 50 | 500 | 10 | 118.8% | 3.175% | 4 | 0.87 | 999% | 48.5% | 5 | 57% | 758.3% | 4.776% | 4 | 0 | 2 | 0% | 0% | 0% | 1 | 64% | 47.94% | 0% | 2 | 21% | 21.88% | 0% | 2 | 26% | 23.26% | 0% | 2 | 64% | 47.94% | 0% | 2 | 0% | 17.19% | 0% | 1 | 3% | 17.66% | 0% | 1 |  | 3.216% | 0% | 1 | 0.18 | 20.83% | 0% | 2 | 49% | 0% | 0% | 1 | 0 | 2 | 6% | 0% | 6% | 1 | 33% | 0.7762% | 0% | 1 | 16% | 0.6169% | 0% | 1 | 34% | 0.7937% | 0% | 1 | 49% | 1.012% | 0% | 1 | 0% | 0.5202% | 0% | 1 | 9% | 0.5714% | 0% | 1 |  | 0.9522% | 0% | 1 | 0.13 | 2.131% | 0% | 1 | 48% | 0% | 0% | 1 | 0 | 2 | 16% | 0% | 16% | 1 | 31% | 0.2482% | 0% | 1 | 17% | 0.2056% | 0% | 1 | 31% | 0.248% | 0% | 1 | 48% | 0.332% | 0% | 1 | 3% | 0.1766% | 0% | 1 | 6% | 0.1835% | 0% | 1 |  | 0.5548% | 0% | 1 | 0.1 | 0.4797% | 0% | 1 | 48% | 0% | 0% | 1 | 0 | 2 | 21% | 0% | 21% | 2 | 30% | 0.1219% | 0% | 1 | 22% | 0.1088% | 0% | 1 | 38% | 0.1384% | 0% | 1 | 53% | 0.1818% | 0% | 2 | 9% | 0.09332% | 0% | 1 | 4% | 0.08917% | 0% | 1
432 | Diablo Canyon | 0 | 0 | 10 | 0% | 0% | 1 | 0.04 | 0% | 0% | 1 | 0% | 0% | 0% | 1 | 0 | 2 | 75% | 0% | 75% | 5 | 0% | 0% | 0% | 1 | 6% | 0% | 0% | 1 | 54% | 0% | 0% | 2 | 54% | 0% | 0% | 2 | 63% | 0% | 0% | 2 | 7% | 0% | 0% | 1 |  | 0% | 0% | 1 | 0.08 | 0% | 0% | 1 | 3% | 0% | 0% | 1 | 0 | 2 | 83% | 0% | 83% | 5 | 6% | 0% | 0% | 1 | 16% | 0% | 0% | 1 | 71% | 0% | 0% | 3 | 71% | 0% | 0% | 3 | 51% | 0% | 0% | 2 | 10% | 0% | 0% | 1 |  | 0% | 0% | 1 | 0.13 | 0% | 0% | 1 | 6% | 0% | 0% | 1 | 0 | 2 | 78% | 3% | 81% | 5 | 18% | 0% | 0% | 1 | 15% | 0% | 0% | 1 | 66% | 0% | 0% | 2 | 70% | 0% | 0% | 3 | 48% | 0% | 0% | 1 | 10% | 0% | 0% | 1 |  | 0% | 0% | 1 | 0.1 | 0% | 0% | 1 | 6% | 0% | 0% | 1 | 0 | 2 | 79% | 3% | 82% | 5 | 37% | 0% | 0% | 1 | 24% | 0% | 0% | 1 | 49% | 0% | 0% | 1 | 65% | 0% | 0% | 2 | 49% | 0% | 0% | 1 | 9% | 0% | 0% | 1
433 | Reedley | 0 | 0 | 10 | 0% | 0% | 1 | 0.23 | 0% | 0% | 1 | 49% | 0% | 0% | 1 | 0 | 2 | 0% | 0% | 0% | 1 | 2% | 0% | 0% | 1 | 12% | 0% | 0% | 1 | 24% | 0% | 0% | 1 | 24% | 0% | 0% | 1 | 1% | 0% | 0% | 1 | 1% | 0% | 0% | 1 |  | 0% | 0% | 1 | 0.19 | 0% | 0% | 1 | 43% | 0% | 0% | 1 | 0 | 2 | 6% | 0% | 6% | 1 | 27% | 0% | 0% | 1 | 21% | 0% | 0% | 1 | 29% | 0% | 0% | 1 | 39% | 0% | 0% | 1 | 14% | 0% | 0% | 1 | 3% | 0% | 0% | 1 |  | 0% | 0% | 1 | 0.18 | 0% | 0% | 1 | 39% | 0% | 0% | 1 | 0 | 2 | 17% | 0% | 17% | 1 | 32% | 0% | 0% | 1 | 22% | 0% | 0% | 1 | 30% | 0% | 0% | 1 | 50% | 0% | 0% | 2 | 19% | 0% | 0% | 1 | 4% | 0% | 0% | 1 |  | 0% | 0% | 1 | 0.18 | 0% | 0% | 1 | 35% | 0% | 0% | 1 | 0 | 2 | 25% | 0% | 25% | 2 | 30% | 0% | 0% | 1 | 19% | 0% | 0% | 1 | 27% | 0% | 0% | 1 | 45% | 0% | 0% | 1 | 23% | 0% | 0% | 1 | 4% | 0% | 0% | 1
434 | Oakland J | 0 | 0 | 10 | 0% | 0% | 1 | 0.84 | 0% | 0% | 1 | 0% | 0% | 0% | 1 | 0 | 2 | 0% | 0% | 0% | 1 | 2% | 0% | 0% | 1 | 29% | 0% | 0% | 1 | 63% | 0% | 0% | 2 | 63% | 0% | 0% | 2 | 0% | 0% | 0% | 1 | 8% | 0% | 0% | 1 |  | 0% | 0% | 1 | 0.27 | 0% | 0% | 1 | 0% | 0% | 0% | 1 | 0 | 2 | 49% | 0% | 49% | 2 | 61% | 0% | 0% | 2 | 30% | 0% | 0% | 1 | 67% | 0% | 0% | 2 | 82% | 0% | 0% | 3 | 29% | 0% | 0% | 1 | 6% | 0% | 0% | 1 |  | 0% | 0% | 1 | 0.35 | 0% | 0% | 1 | 0% | 0% | 0% | 1 | 0 | 2 | 64% | 0% | 64% | 3 | 57% | 0% | 0% | 2 | 40% | 0% | 0% | 1 | 70% | 0% | 0% | 3 | 87% | 0% | 0% | 3 | 31% | 0% | 0% | 1 | 5% | 0% | 0% | 1 |  | 0% | 0% | 1 | 0.45 | 0% | 0% | 1 | 0% | 0% | 0% | 1 | 0 | 2 | 56% | 0% | 56% | 3 | 38% | 0% | 0% | 1 | 41% | 0% | 0% | 1 | 69% | 0% | 0% | 2 | 81% | 0% | 0% | 3 | 26% | 0% | 0% | 1 | 6% | 0% | 0% | 1
435 | Sandy | 0 | 0 | 10 | 0% | 0% | 1 | 0 | 0% | 0% | 1 | 0% | 0% | 0% | 1 | 0 | 2 | 0% | 0% | 0% | 1 | 0% | 0% | 0% | 1 | 0% | 0% | 0% | 1 | 0% | 0% | 0% | 1 | 0% | 0% | 0% | 1 | 0% | 0% | 0% | 1 | 0% | 0% | 0% | 1 |  | 0% | 0% | 1 | 0 | 0% | 0% | 1 | 0% | 0% | 0% | 1 | 0 | 2 | 0% | 0% | 0% | 1 | 0% | 0% | 0% | 1 | 0% | 0% | 0% | 1 | 0% | 0% | 0% | 1 | 0% | 0% | 0% | 1 | 0% | 0% | 0% | 1 | 0% | 0% | 0% | 1 |  | 0% | 0% | 1 | 0.35 | 0% | 0% | 1 | 0% | 0% | 0% | 1 | 0 | 2 | 0% | 0% | 0% | 1 | 0% | 0% | 0% | 1 | 0% | 0% | 0% | 1 | 15% | 0% | 0% | 1 | 15% | 0% | 0% | 1 | 7% | 0% | 0% | 1 | 0% | 0% | 0% | 1 |  | 0% | 0% | 1 | 0.51 | 0% | 0% | 1 | 0% | 0% | 0% | 1 | 0 | 2 | 0% | 0% | 0% | 1 | 3% | 0% | 0% | 1 | 0% | 0% | 0% | 1 | 22% | 0% | 0% | 1 | 23% | 0% | 0% | 1 | 16% | 0% | 0% | 1 | 0% | 0% | 0% | 1
436 | Cayetano | 0 | 0 | 10 | 0% | 0% | 1 | 0.17 | 0% | 0% | 1 | 0% | 0% | 0% | 1 | 0 | 2 | 95% | 3% | 98% | 5 | 30% | 0% | 0% | 1 | 57% | 0% | 0% | 2 | 80% | 0% | 0% | 3 | 80% | 0% | 0% | 3 | 26% | 0% | 0% | 1 | 8% | 0% | 0% | 1 |  | 0% | 0% | 1 | 0.12 | 0% | 0% | 1 | 0% | 0% | 0% | 1 | 0 | 2 | 96% | 1% | 97% | 5 | 65% | 0% | 0% | 2 | 56% | 0% | 0% | 2 | 70% | 0% | 0% | 3 | 88% | 0% | 0% | 3 | 33% | 0% | 0% | 1 | 7% | 0% | 0% | 1 |  | 0% | 0% | 1 | 0.14 | 0% | 0% | 1 | 10% | 0% | 0% | 1 | 0 | 2 | 82% | 3% | 85% | 5 | 62% | 0% | 0% | 2 | 58% | 0% | 0% | 2 | 67% | 0% | 0% | 2 | 85% | 0% | 0% | 3 | 35% | 0% | 0% | 1 | 7% | 0% | 0% | 1 |  | 0% | 0% | 1 | 0.12 | 0% | 0% | 1 | 20% | 0% | 0% | 1 | 0 | 2 | 64% | 8% | 72% | 3 | 60% | 0% | 0% | 2 | 46% | 0% | 0% | 1 | 54% | 0% | 0% | 2 | 76% | 0% | 0% | 3 | 36% | 0% | 0% | 1 | 6% | 0% | 0% | 1
437 | Pit 1 | 0 | 0 | 10 | 0% | 0% | 1 | 0.09 | 0% | 0% | 1 | 0% | 0% | 0% | 1 | 0 | 2 | 0% | 0% | 0% | 1 | 51% | 0% | 0% | 2 | 61% | 0% | 0% | 2 | 80% | 0% | 0% | 3 | 96% | 0% | 0% | 5 | 62% | 0% | 0% | 2 | 3% | 0% | 0% | 1 |  | 0% | 0% | 1 | 0.08 | 0% | 0% | 1 | 0% | 0% | 0% | 1 | 0 | 2 | 5% | 0% | 5% | 1 | 24% | 0% | 0% | 1 | 39% | 0% | 0% | 1 | 42% | 0% | 0% | 1 | 57% | 0% | 0% | 2 | 36% | 0% | 0% | 1 | 8% | 0% | 0% | 1 |  | 0% | 0% | 1 | 0.06 | 0% | 0% | 1 | 0% | 0% | 0% | 1 | 0 | 2 | 19% | 0% | 19% | 1 | 28% | 0% | 0% | 1 | 20% | 0% | 0% | 1 | 19% | 0% | 0% | 1 | 43% | 0% | 0% | 1 | 38% | 0% | 0% | 1 | 7% | 0% | 0% | 1 |  | 0% | 0% | 1 | 0.06 | 0% | 0% | 1 | 0% | 0% | 0% | 1 | 0 | 2 | 33% | 0% | 33% | 2 | 35% | 0% | 0% | 1 | 14% | 0% | 0% | 1 | 12% | 0% | 0% | 1 | 46% | 0% | 0% | 1 | 37% | 0% | 0% | 1 | 6% | 0% | 0% | 1
438 | Metcalf | 0 | 0 | 10 | 0% | 0% | 1 | 0.11 | 0% | 0% | 1 | 6% | 0% | 0% | 1 | 0 | 2 | 90% | 0% | 90% | 5 | 100% | 0% | 0% | 5 | 47% | 0% | 0% | 1 | 57% | 0% | 0% | 2 | 100% | 0% | 0% | 5 | 34% | 0% | 0% | 1 | 4% | 0% | 0% | 1 |  | 0% | 0% | 1 | 0.11 | 0% | 0% | 1 | 2% | 0% | 0% | 1 | 0 | 2 | 87% | 8% | 95% | 5 | 81% | 0% | 0% | 3 | 24% | 0% | 0% | 1 | 36% | 0% | 0% | 1 | 84% | 0% | 0% | 3 | 58% | 0% | 0% | 2 | 5% | 0% | 0% | 1 |  | 0% | 0% | 1 | 0.11 | 0% | 0% | 1 | 1% | 0% | 0% | 1 | 0 | 2 | 62% | 24% | 86% | 5 | 70% | 0% | 0% | 3 | 24% | 0% | 0% | 1 | 39% | 0% | 0% | 1 | 77% | 0% | 0% | 3 | 64% | 0% | 0% | 2 | 4% | 0% | 0% | 1 |  | 0% | 0% | 1 | 0.14 | 0% | 0% | 1 | 3% | 0% | 0% | 1 | 0 | 2 | 45% | 27% | 72% | 4 | 66% | 0% | 0% | 2 | 25% | 0% | 0% | 1 | 45% | 0% | 0% | 1 | 81% | 0% | 0% | 3 | 60% | 0% | 0% | 2 | 3% | 0% | 0% | 1
439 | Delaney | 0 | 0 | 0 | 0% | 0% | 1 | 0 | 0% | 0% | 1 | 0% | 0% | 0% | 1 | 0 | 2 | 0% | 0% | 0% | 1 | 0% | 0% | 0% | 1 | 0% | 0% | 0% | 1 | 0% | 0% | 0% | 1 | 0% | 0% | 0% | 1 | 0% | 0% | 0% | 1 | 0% | 0% | 0% | 1 |  | 0% | 0% | 1 | 0 | 0% | 0% | 1 | 0% | 0% | 0% | 1 | 0 | 2 | 0% | 0% | 0% | 1 | 0% | 0% | 0% | 1 | 0% | 0% | 0% | 1 | 0% | 0% | 0% | 1 | 0% | 0% | 0% | 1 | 0% | 0% | 0% | 1 | 0% | 0% | 0% | 1 |  | 0% | 0% | 1 | 0 | 0% | 0% | 1 | 0% | 0% | 0% | 1 | 0 | 2 | 0% | 0% | 0% | 1 | 0% | 0% | 0% | 1 | 0% | 0% | 0% | 1 | 0% | 0% | 0% | 1 | 0% | 0% | 0% | 1 | 0% | 0% | 0% | 1 | 0% | 0% | 0% | 1 |  | 0% | 0% | 1 | 0 | 0% | 0% | 1 | 0% | 0% | 0% | 1 | 0 | 2 | 0% | 0% | 0% | 1 | 0% | 0% | 0% | 1 | 0% | 0% | 0% | 1 | 0% | 0% | 0% | 1 | 0% | 0% | 0% | 1 | 0% | 0% | 0% | 1 | 0% | 0% | 0% | 1
440 | Oakland L | 0 | 0 | 10 | 0% | 0% | 1 | 0.24 | 0% | 0% | 1 | 0% | 0% | 0% | 1 | 0 | 2 | 0% | 0% | 0% | 1 | 0% | 0% | 0% | 1 | 18% | 0% | 0% | 1 | 35% | 0% | 0% | 1 | 35% | 0% | 0% | 1 | 0% | 0% | 0% | 1 | 3% | 0% | 0% | 1 |  | 0% | 0% | 1 | 0.3 | 0% | 0% | 1 | 0% | 0% | 0% | 1 | 0 | 2 | 27% | 0% | 27% | 2 | 46% | 0% | 0% | 1 | 43% | 0% | 0% | 1 | 70% | 0% | 0% | 3 | 73% | 0% | 0% | 3 | 12% | 0% | 0% | 1 | 4% | 0% | 0% | 1 |  | 0% | 0% | 1 | 0.45 | 0% | 0% | 1 | 0% | 0% | 0% | 1 | 0 | 2 | 53% | 0% | 53% | 3 | 40% | 0% | 0% | 1 | 47% | 0% | 0% | 1 | 72% | 0% | 0% | 3 | 82% | 0% | 0% | 3 | 22% | 0% | 0% | 1 | 6% | 0% | 0% | 1 |  | 0% | 0% | 1 | 0.54 | 0% | 0% | 1 | 0% | 0% | 0% | 1 | 0 | 2 | 46% | 0% | 46% | 2 | 35% | 0% | 0% | 1 | 36% | 0% | 0% | 1 | 67% | 0% | 0% | 2 | 78% | 0% | 0% | 3 | 21% | 0% | 0% | 1 | 6% | 0% | 0% | 1
441 | Lemoore | 0 | 0 | 10 | 0% | 0% | 1 | 0.2 | 0% | 0% | 1 | 37% | 0% | 0% | 1 | 0 | 2 | 0% | 0% | 0% | 1 | 20% | 0% | 0% | 1 | 0% | 0% | 0% | 1 | 1% | 0% | 0% | 1 | 20% | 0% | 0% | 1 | 0% | 0% | 0% | 1 | 5% | 0% | 0% | 1 |  | 0% | 0% | 1 | 0.16 | 0% | 0% | 1 | 40% | 0% | 0% | 1 | 0 | 2 | 0% | 0% | 0% | 1 | 15% | 0% | 0% | 1 | 2% | 0% | 0% | 1 | 3% | 0% | 0% | 1 | 15% | 0% | 0% | 1 | 0% | 0% | 0% | 1 | 4% | 0% | 0% | 1 |  | 0% | 0% | 1 | 0.12 | 0% | 0% | 1 | 42% | 0% | 0% | 1 | 0 | 2 | 0% | 0% | 0% | 1 | 10% | 0% | 0% | 1 | 1% | 0% | 0% | 1 | 3% | 0% | 0% | 1 | 11% | 0% | 0% | 1 | 0% | 0% | 0% | 1 | 2% | 0% | 0% | 1 |  | 0% | 0% | 1 | 0.1 | 0% | 0% | 1 | 46% | 0% | 0% | 1 | 0 | 2 | 1% | 0% | 1% | 1 | 8% | 0% | 0% | 1 | 3% | 0% | 0% | 1 | 7% | 0% | 0% | 1 | 14% | 0% | 0% | 1 | 0% | 0% | 0% | 1 | 2% | 0% | 0% | 1
442 | Tesla | 0 | 0 | 10 | 0% | 0% | 1 | 0.23 | 0% | 0% | 1 | 7% | 0% | 0% | 1 | 0 | 2 | 86% | 0% | 86% | 5 | 79% | 0% | 0% | 3 | 75% | 0% | 0% | 3 | 80% | 0% | 0% | 3 | 93% | 0% | 0% | 4 | 31% | 0% | 0% | 1 | 3% | 0% | 0% | 1 |  | 0% | 0% | 1 | 0.16 | 0% | 0% | 1 | 21% | 0% | 0% | 1 | 0 | 2 | 66% | 5% | 71% | 3 | 72% | 0% | 0% | 3 | 56% | 0% | 0% | 2 | 58% | 0% | 0% | 2 | 82% | 0% | 0% | 3 | 32% | 0% | 0% | 1 | 5% | 0% | 0% | 1 |  | 0% | 0% | 1 | 0.15 | 0% | 0% | 1 | 33% | 0% | 0% | 1 | 0 | 2 | 49% | 9% | 58% | 3 | 56% | 0% | 0% | 2 | 40% | 0% | 0% | 1 | 42% | 0% | 0% | 1 | 68% | 0% | 0% | 2 | 30% | 0% | 0% | 1 | 5% | 0% | 0% | 1 |  | 0% | 0% | 1 | 0.13 | 0% | 0% | 1 | 37% | 0% | 0% | 1 | 0 | 2 | 41% | 11% | 52% | 3 | 53% | 0% | 0% | 2 | 34% | 0% | 0% | 1 | 37% | 0% | 0% | 1 | 63% | 0% | 0% | 2 | 30% | 0% | 0% | 1 | 5% | 0% | 0% | 1
443 | Camanche | 0 | 0 | 10 | 0% | 0% | 1 | 0.17 | 0% | 0% | 1 | 7% | 0% | 0% | 1 | 0 | 2 | 17% | 0% | 17% | 1 | 81% | 0% | 0% | 3 | 60% | 0% | 0% | 2 | 84% | 0% | 0% | 3 | 85% | 0% | 0% | 3 | 36% | 0% | 0% | 1 | 27% | 0% | 0% | 1 |  | 0% | 0% | 1 | 0.18 | 0% | 0% | 1 | 15% | 0% | 0% | 1 | 0 | 2 | 14% | 0% | 14% | 1 | 61% | 0% | 0% | 2 | 40% | 0% | 0% | 1 | 68% | 0% | 0% | 2 | 78% | 0% | 0% | 3 | 24% | 0% | 0% | 1 | 20% | 0% | 0% | 1 |  | 0% | 0% | 1 | 0.17 | 0% | 0% | 1 | 21% | 0% | 0% | 1 | 0 | 2 | 22% | 0% | 22% | 2 | 55% | 0% | 0% | 2 | 30% | 0% | 0% | 1 | 54% | 0% | 0% | 2 | 72% | 0% | 0% | 3 | 27% | 0% | 0% | 1 | 19% | 0% | 0% | 1 |  | 0% | 0% | 1 | 0.16 | 0% | 0% | 1 | 22% | 0% | 0% | 1 | 0 | 2 | 32% | 0% | 32% | 2 | 53% | 0% | 0% | 2 | 23% | 0% | 0% | 1 | 42% | 0% | 0% | 1 | 68% | 0% | 0% | 2 | 31% | 0% | 0% | 1 | 16% | 0% | 0% | 1
444 | Solar | 0 | 0 | 10 | 0% | 0% | 1 | 0.04 | 0% | 0% | 1 | 0% | 0% | 0% | 1 | 0 | 2 | 70% | 8% | 78% | 5 | 11% | 0% | 0% | 1 | 33% | 0% | 0% | 1 | 49% | 0% | 0% | 1 | 51% | 0% | 0% | 2 | 59% | 0% | 0% | 2 | 1% | 0% | 0% | 1 |  | 0% | 0% | 1 | 0.09 | 0% | 0% | 1 | 0% | 0% | 0% | 1 | 0 | 2 | 62% | 15% | 77% | 5 | 41% | 0% | 0% | 1 | 22% | 0% | 0% | 1 | 34% | 0% | 0% | 1 | 68% | 0% | 0% | 2 | 67% | 0% | 0% | 2 | 5% | 0% | 0% | 1 |  | 0% | 0% | 1 | 0.08 | 0% | 0% | 1 | 1% | 0% | 0% | 1 | 0 | 2 | 44% | 15% | 59% | 3 | 53% | 0% | 0% | 2 | 20% | 0% | 0% | 1 | 28% | 0% | 0% | 1 | 72% | 0% | 0% | 3 | 60% | 0% | 0% | 2 | 4% | 0% | 0% | 1 |  | 0% | 0% | 1 | 0.07 | 0% | 0% | 1 | 3% | 0% | 0% | 1 | 0 | 2 | 35% | 19% | 54% | 3 | 55% | 0% | 0% | 2 | 14% | 0% | 0% | 1 | 26% | 0% | 0% | 1 | 73% | 0% | 0% | 3 | 52% | 0% | 0% | 2 | 3% | 0% | 0% | 1
445 | Mesa Heights | 0 | 0 | 10 | 0% | 0% | 1 | 0.89 | 0% | 0% | 1 | 0% | 0% | 0% | 1 | 0 | 2 | 0% | 0% | 0% | 1 | 36% | 0% | 0% | 1 | 100% | 0% | 0% | 5 | 100% | 0% | 0% | 5 | 100% | 0% | 0% | 5 | 0% | 0% | 0% | 1 | 5% | 0% | 0% | 1 |  | 0% | 0% | 1 | 0.27 | 0% | 0% | 1 | 0% | 0% | 0% | 1 | 0 | 2 | 18% | 0% | 18% | 1 | 18% | 0% | 0% | 1 | 20% | 0% | 0% | 1 | 63% | 0% | 0% | 2 | 81% | 0% | 0% | 3 | 1% | 0% | 0% | 1 | 1% | 0% | 0% | 1 |  | 0% | 0% | 1 | 0.21 | 0% | 0% | 1 | 0% | 0% | 0% | 1 | 0 | 2 | 13% | 34% | 47% | 5 | 40% | 0% | 0% | 1 | 38% | 0% | 0% | 1 | 64% | 0% | 0% | 2 | 89% | 0% | 0% | 3 | 9% | 0% | 0% | 1 | 2% | 0% | 0% | 1 |  | 0% | 0% | 1 | 0.23 | 0% | 0% | 1 | 1% | 0% | 0% | 1 | 0 | 2 | 41% | 37% | 78% | 5 | 51% | 0% | 0% | 2 | 55% | 0% | 0% | 2 | 70% | 0% | 0% | 3 | 89% | 0% | 0% | 3 | 16% | 0% | 0% | 1 | 5% | 0% | 0% | 1
446 | Cove Road | 0 | 0 | 10 | 0% | 0% | 1 | 0.07 | 0% | 0% | 1 | 0% | 0% | 0% | 1 | 0 | 2 | 73% | 25% | 98% | 5 | 73% | 0% | 0% | 3 | 17% | 0% | 0% | 1 | 27% | 0% | 0% | 1 | 75% | 0% | 0% | 3 | 20% | 0% | 0% | 1 | 5% | 0% | 0% | 1 |  | 0% | 0% | 1 | 0.05 | 0% | 0% | 1 | 0% | 0% | 0% | 1 | 0 | 2 | 72% | 26% | 98% | 5 | 58% | 0% | 0% | 2 | 22% | 0% | 0% | 1 | 31% | 0% | 0% | 1 | 71% | 0% | 0% | 3 | 32% | 0% | 0% | 1 | 6% | 0% | 0% | 1 |  | 0% | 0% | 1 | 0.05 | 0% | 0% | 1 | 0% | 0% | 0% | 1 | 0 | 2 | 63% | 22% | 85% | 5 | 53% | 0% | 0% | 2 | 18% | 0% | 0% | 1 | 21% | 0% | 0% | 1 | 64% | 0% | 0% | 2 | 35% | 0% | 0% | 1 | 7% | 0% | 0% | 1 |  | 0% | 0% | 1 | 0.05 | 0% | 0% | 1 | 0% | 0% | 0% | 1 | 0 | 2 | 62% | 16% | 78% | 5 | 47% | 0% | 0% | 1 | 19% | 0% | 0% | 1 | 22% | 0% | 0% | 1 | 59% | 0% | 0% | 2 | 36% | 0% | 0% | 1 | 7% | 0% | 0% | 1
447 | Gold Hill | 0 | 0 | 10 | 0% | 0% | 1 | 0.69 | 0% | 0% | 1 | 0% | 0% | 0% | 1 | 0 | 2 | 0% | 0% | 0% | 1 | 60% | 0% | 0% | 2 | 11% | 0% | 0% | 1 | 0% | 0% | 0% | 1 | 60% | 0% | 0% | 2 | 42% | 0% | 0% | 1 | 18% | 0% | 0% | 1 |  | 0% | 0% | 1 | 0.53 | 0% | 0% | 1 | 0% | 0% | 0% | 1 | 0 | 2 | 39% | 3% | 42% | 2 | 48% | 0% | 0% | 1 | 22% | 0% | 0% | 1 | 19% | 0% | 0% | 1 | 58% | 0% | 0% | 2 | 49% | 0% | 0% | 1 | 18% | 0% | 0% | 1 |  | 0% | 0% | 1 | 0.45 | 0% | 0% | 1 | 2% | 0% | 0% | 1 | 0 | 2 | 58% | 3% | 61% | 3 | 64% | 0% | 0% | 2 | 21% | 0% | 0% | 1 | 19% | 0% | 0% | 1 | 70% | 0% | 0% | 3 | 35% | 0% | 0% | 1 | 15% | 0% | 0% | 1 |  | 0% | 0% | 1 | 0.42 | 0% | 0% | 1 | 3% | 0% | 0% | 1 | 0 | 2 | 62% | 2% | 64% | 3 | 66% | 0% | 0% | 2 | 16% | 0% | 0% | 1 | 17% | 0% | 0% | 1 | 72% | 0% | 0% | 3 | 32% | 0% | 0% | 1 | 21% | 0% | 0% | 1
448 | Control | 0 | 0 | 10 | 0% | 0% | 1 | 0.03 | 0% | 0% | 1 | 0% | 0% | 0% | 1 | 0 | 2 | 0% | 0% | 0% | 1 | 0% | 0% | 0% | 1 | 12% | 0% | 0% | 1 | 49% | 0% | 0% | 1 | 54% | 0% | 0% | 2 | 63% | 0% | 0% | 2 | 8% | 0% | 0% | 1 |  | 0% | 0% | 1 | 0.03 | 0% | 0% | 1 | 0% | 0% | 0% | 1 | 0 | 2 | 6% | 0% | 6% | 1 | 0% | 0% | 0% | 1 | 23% | 0% | 0% | 1 | 39% | 0% | 0% | 1 | 42% | 0% | 0% | 1 | 76% | 0% | 0% | 3 | 10% | 0% | 0% | 1 |  | 0% | 0% | 1 | 0.02 | 0% | 0% | 1 | 0% | 0% | 0% | 1 | 0 | 2 | 4% | 0% | 4% | 1 | 0% | 0% | 0% | 1 | 21% | 0% | 0% | 1 | 34% | 0% | 0% | 1 | 36% | 0% | 0% | 1 | 76% | 0% | 0% | 3 | 8% | 0% | 0% | 1 |  | 0% | 0% | 1 | 0.02 | 0% | 0% | 1 | 0% | 0% | 0% | 1 | 0 | 2 | 23% | 0% | 23% | 2 | 0% | 0% | 0% | 1 | 22% | 0% | 0% | 1 | 25% | 0% | 0% | 1 | 31% | 0% | 0% | 1 | 70% | 0% | 0% | 3 | 7% | 0% | 0% | 1
449 | Lambie | 0 | 0 | 10 | 0% | 0% | 1 | 0.06 | 0% | 0% | 1 | 0% | 0% | 0% | 1 | 0 | 2 | 90% | 0% | 90% | 5 | 7% | 0% | 0% | 1 | 59% | 0% | 0% | 2 | 66% | 0% | 0% | 2 | 75% | 0% | 0% | 3 | 13% | 0% | 0% | 1 | 41% | 0% | 0% | 1 |  | 0% | 0% | 1 | 0.07 | 0% | 0% | 1 | 16% | 0% | 0% | 1 | 0 | 2 | 66% | 0% | 66% | 3 | 13% | 0% | 0% | 1 | 35% | 0% | 0% | 1 | 39% | 0% | 0% | 1 | 51% | 0% | 0% | 2 | 6% | 0% | 0% | 1 | 22% | 0% | 0% | 1 |  | 0% | 0% | 1 | 0.08 | 0% | 0% | 1 | 31% | 0% | 0% | 1 | 0 | 2 | 40% | 0% | 40% | 2 | 13% | 0% | 0% | 1 | 24% | 0% | 0% | 1 | 24% | 0% | 0% | 1 | 37% | 0% | 0% | 1 | 5% | 0% | 0% | 1 | 19% | 0% | 0% | 1 |  | 0% | 0% | 1 | 0.12 | 0% | 0% | 1 | 35% | 0% | 0% | 1 | 0 | 2 | 35% | 0% | 35% | 2 | 20% | 0% | 0% | 1 | 21% | 0% | 0% | 1 | 23% | 0% | 0% | 1 | 41% | 0% | 0% | 1 | 9% | 0% | 0% | 1 | 13% | 0% | 0% | 1
450 | Summit | 0 | 0 | 10 | 0% | 0% | 1 | 0.23 | 0% | 0% | 1 | 0% | 0% | 0% | 1 | 0 | 2 | 5% | 0% | 5% | 1 | 8% | 0% | 0% | 1 | 9% | 0% | 0% | 1 | 55% | 0% | 0% | 2 | 61% | 0% | 0% | 2 | 62% | 0% | 0% | 2 | 8% | 0% | 0% | 1 |  | 0% | 0% | 1 | 0.35 | 0% | 0% | 1 | 0% | 0% | 0% | 1 | 0 | 2 | 26% | 0% | 26% | 2 | 14% | 0% | 0% | 1 | 9% | 0% | 0% | 1 | 43% | 0% | 0% | 1 | 53% | 0% | 0% | 2 | 51% | 0% | 0% | 2 | 9% | 0% | 0% | 1 |  | 0% | 0% | 1 | 0.33 | 0% | 0% | 1 | 0% | 0% | 0% | 1 | 0 | 2 | 44% | 7% | 51% | 3 | 26% | 0% | 0% | 1 | 16% | 0% | 0% | 1 | 32% | 0% | 0% | 1 | 52% | 0% | 0% | 2 | 45% | 0% | 0% | 1 | 9% | 0% | 0% | 1 |  | 0% | 0% | 1 | 0.26 | 0% | 0% | 1 | 0% | 0% | 0% | 1 | 0 | 2 | 42% | 21% | 63% | 4 | 35% | 0% | 0% | 1 | 11% | 0% | 0% | 1 | 22% | 0% | 0% | 1 | 52% | 0% | 0% | 2 | 42% | 0% | 0% | 1 | 9% | 0% | 0% | 1
451 | Pauda | 0 | 0 | 10 | 0% | 0% | 1 | 0.08 | 0% | 0% | 1 | 0% | 0% | 0% | 1 | 0 | 2 | 0% | 100% | 100% | 5 | 100% | 0% | 0% | 5 | 60% | 0% | 0% | 2 | 0% | 0% | 0% | 1 | 100% | 0% | 0% | 5 | 78% | 0% | 0% | 3 | 22% | 0% | 0% | 1 |  | 0% | 0% | 1 | 0.43 | 0% | 0% | 1 | 14% | 0% | 0% | 1 | 0 | 2 | 5% | 38% | 43% | 5 | 35% | 0% | 0% | 1 | 21% | 0% | 0% | 1 | 18% | 0% | 0% | 1 | 38% | 0% | 0% | 1 | 24% | 0% | 0% | 1 | 11% | 0% | 0% | 1 |  | 0% | 0% | 1 | 0.33 | 0% | 0% | 1 | 6% | 0% | 0% | 1 | 0 | 2 | 39% | 37% | 76% | 5 | 62% | 0% | 0% | 2 | 33% | 0% | 0% | 1 | 30% | 0% | 0% | 1 | 68% | 0% | 0% | 2 | 28% | 0% | 0% | 1 | 9% | 0% | 0% | 1 |  | 0% | 0% | 1 | 0.27 | 0% | 0% | 1 | 2% | 0% | 0% | 1 | 0 | 2 | 50% | 29% | 79% | 5 | 53% | 0% | 0% | 2 | 58% | 0% | 0% | 2 | 61% | 0% | 0% | 2 | 83% | 0% | 0% | 3 | 32% | 0% | 0% | 1 | 6% | 0% | 0% | 1
452 | Ocotillo Express | 0 | 0 | 10 | 0% | 0% | 1 | 0.07 | 0% | 0% | 1 | 0% | 0% | 0% | 1 | 0 | 2 | 0% | 0% | 0% | 1 | 32% | 0% | 0% | 1 | 28% | 0% | 0% | 1 | 17% | 0% | 0% | 1 | 60% | 0% | 0% | 2 | 30% | 0% | 0% | 1 | 0% | 0% | 0% | 1 |  | 0% | 0% | 1 | 0.05 | 0% | 0% | 1 | 0% | 0% | 0% | 1 | 0 | 2 | 0% | 0% | 0% | 1 | 36% | 0% | 0% | 1 | 19% | 0% | 0% | 1 | 15% | 0% | 0% | 1 | 57% | 0% | 0% | 2 | 43% | 0% | 0% | 1 | 0% | 0% | 0% | 1 |  | 0% | 0% | 1 | 0.06 | 0% | 0% | 1 | 0% | 0% | 0% | 1 | 0 | 2 | 18% | 0% | 18% | 1 | 17% | 0% | 0% | 1 | 19% | 0% | 0% | 1 | 20% | 0% | 0% | 1 | 42% | 0% | 0% | 1 | 52% | 0% | 0% | 2 | 1% | 0% | 0% | 1 |  | 0% | 0% | 1 | 0.08 | 0% | 0% | 1 | 9% | 0% | 0% | 1 | 0 | 2 | 19% | 19% | 38% | 3 | 11% | 0% | 0% | 1 | 15% | 0% | 0% | 1 | 26% | 0% | 0% | 1 | 39% | 0% | 0% | 1 | 41% | 0% | 0% | 1 | 4% | 0% | 0% | 1
453 | Corcoran | 0 | 0 | 10 | 0% | 0% | 1 | 0.07 | 0% | 0% | 1 | 36% | 0% | 0% | 1 | 0 | 2 | 0% | 0% | 0% | 1 | 16% | 0% | 0% | 1 | 7% | 0% | 0% | 1 | 24% | 0% | 0% | 1 | 37% | 0% | 0% | 1 | 3% | 0% | 0% | 1 | 11% | 0% | 0% | 1 |  | 0% | 0% | 1 | 0.07 | 0% | 0% | 1 | 37% | 0% | 0% | 1 | 0 | 2 | 0% | 0% | 0% | 1 | 9% | 0% | 0% | 1 | 2% | 0% | 0% | 1 | 11% | 0% | 0% | 1 | 19% | 0% | 0% | 1 | 1% | 0% | 0% | 1 | 5% | 0% | 0% | 1 |  | 0% | 0% | 1 | 0.07 | 0% | 0% | 1 | 36% | 0% | 0% | 1 | 0 | 2 | 1% | 0% | 1% | 1 | 14% | 0% | 0% | 1 | 2% | 0% | 0% | 1 | 7% | 0% | 0% | 1 | 20% | 0% | 0% | 1 | 0% | 0% | 0% | 1 | 3% | 0% | 0% | 1 |  | 0% | 0% | 1 | 0.09 | 0% | 0% | 1 | 35% | 0% | 0% | 1 | 0 | 2 | 4% | 0% | 4% | 1 | 20% | 0% | 0% | 1 | 4% | 0% | 0% | 1 | 10% | 0% | 0% | 1 | 28% | 0% | 0% | 1 | 0% | 0% | 0% | 1 | 4% | 0% | 0% | 1
454 | Penasquitos | 0 | 0 | 10 | 0% | 0% | 1 | 0.23 | 0% | 0% | 1 | 0% | 0% | 0% | 1 | 0 | 2 | 0% | 0% | 0% | 1 | 11% | 0% | 0% | 1 | 53% | 0% | 0% | 2 | 90% | 0% | 0% | 4 | 90% | 0% | 0% | 4 | 0% | 0% | 0% | 1 | 10% | 0% | 0% | 1 |  | 0% | 0% | 1 | 0.15 | 0% | 0% | 1 | 1% | 0% | 0% | 1 | 0 | 2 | 10% | 0% | 10% | 1 | 24% | 0% | 0% | 1 | 58% | 0% | 0% | 2 | 66% | 0% | 0% | 2 | 81% | 0% | 0% | 3 | 0% | 0% | 0% | 1 | 6% | 0% | 0% | 1 |  | 0% | 0% | 1 | 0.2 | 0% | 0% | 1 | 0% | 0% | 0% | 1 | 0 | 2 | 28% | 30% | 58% | 5 | 45% | 0% | 0% | 1 | 39% | 0% | 0% | 1 | 37% | 0% | 0% | 1 | 75% | 0% | 0% | 3 | 8% | 0% | 0% | 1 | 5% | 0% | 0% | 1 |  | 0% | 0% | 1 | 0.24 | 0% | 0% | 1 | 2% | 0% | 0% | 1 | 0 | 2 | 33% | 38% | 71% | 5 | 56% | 0% | 0% | 2 | 54% | 0% | 0% | 2 | 66% | 0% | 0% | 2 | 90% | 0% | 0% | 4 | 12% | 0% | 0% | 1 | 4% | 0% | 0% | 1
455 | Sonora | 0 | 0 | 0 | 0% | 0% | 1 | 0.07 | 0% | 0% | 1 | 31% | 0% | 0% | 1 | 0 | 2 | 0% | 0% | 0% | 1 | 14% | 0% | 0% | 1 | 7% | 0% | 0% | 1 | 42% | 0% | 0% | 1 | 42% | 0% | 0% | 1 | 17% | 0% | 0% | 1 | 7% | 0% | 0% | 1 |  | 0% | 0% | 1 | 0.08 | 0% | 0% | 1 | 43% | 0% | 0% | 1 | 0 | 2 | 0% | 0% | 0% | 1 | 8% | 0% | 0% | 1 | 32% | 0% | 0% | 1 | 49% | 0% | 0% | 1 | 50% | 0% | 0% | 2 | 11% | 0% | 0% | 1 | 8% | 0% | 0% | 1 |  | 0% | 0% | 1 | 0.08 | 0% | 0% | 1 | 49% | 0% | 0% | 1 | 0 | 2 | 0% | 0% | 0% | 1 | 6% | 0% | 0% | 1 | 31% | 0% | 0% | 1 | 39% | 0% | 0% | 1 | 43% | 0% | 0% | 1 | 12% | 0% | 0% | 1 | 7% | 0% | 0% | 1 |  | 0% | 0% | 1 | 0.08 | 0% | 0% | 1 | 51% | 0% | 0% | 2 | 0 | 2 | 0% | 0% | 0% | 1 | 6% | 0% | 0% | 1 | 26% | 0% | 0% | 1 | 31% | 0% | 0% | 1 | 36% | 0% | 0% | 1 | 15% | 0% | 0% | 1 | 6% | 0% | 0% | 1
456 | Tranquility | 1034 | 10340 | 10 | 46.24% | 0% | 2 | 0.08 | 376% | 19.21% | 3 | 33% | 40.01% | 0% | 2 | 0 | 2 | 4% | 0% | 4% | 1 | 26% | 32.32% | 0% | 2 | 0% | 24.03% | 0% | 2 | 9% | 26.54% | 0% | 2 | 28% | 33.46% | 0% | 2 | 0% | 24.03% | 0% | 2 | 0% | 24.09% | 0% | 2 |  | 15.29% | 0% | 1 | 0.08 | 44.82% | 0% | 2 | 41% | 13.71% | 0% | 1 | 0 | 2 | 5% | 0% | 5% | 1 | 25% | 7.969% | 0% | 1 | 3% | 6.205% | 0% | 1 | 12% | 6.861% | 0% | 1 | 27% | 8.193% | 0% | 1 | 5% | 6.298% | 0% | 1 | 0% | 6.03% | 0% | 1 |  | 9.767% | 0% | 1 | 0.07 | 14.02% | 0% | 1 | 41% | 13.71% | 0% | 1 | 0 | 2 | 7% | 0% | 7% | 1 | 32% | 4.192% | 0% | 1 | 8% | 3.087% | 0% | 1 | 17% | 3.438% | 0% | 1 | 40% | 4.763% | 0% | 1 | 9% | 3.132% | 0% | 1 | 2% | 2.908% | 0% | 1 |  | 5.08% | 0% | 1 | 0.06 | 7.492% | 0% | 1 | 34% | 13.71% | 0% | 1 | 0 | 2 | 13% | 0% | 13% | 1 | 33% | 2.559% | 0% | 1 | 10% | 1.889% | 0% | 1 | 17% | 2.048% | 0% | 1 | 42% | 2.932% | 0% | 1 | 10% | 1.894% | 0% | 1 | 3% | 1.751% | 0% | 1
457 | Manning | 378.6 | 3786 | 10 | 122.4% | 2.393% | 4 | 0.05 | 48.17% | 0% | 2 | 46% | 52.95% | 0% | 3 | 0 | 2 | 0% | 0% | 0% | 1 | 45% | 21.41% | 0% | 2 | 31% | 17% | 0% | 1 | 43% | 20.68% | 0% | 2 | 54% | 25.87% | 0% | 2 | 15% | 13.92% | 0% | 1 | 0% | 11.84% | 0% | 1 |  | 22.4% | 0% | 2 | 0.06 | 15.63% | 0% | 1 | 53% | 18.17% | 0% | 2 | 0 | 2 | 11% | 0% | 11% | 1 | 36% | 4.769% | 0% | 1 | 11% | 3.446% | 0% | 1 | 25% | 4.097% | 0% | 1 | 44% | 5.431% | 0% | 1 | 19% | 3.775% | 0% | 1 | 0% | 3.075% | 0% | 1 |  | 6.237% | 0% | 1 | 0.06 | 6.594% | 0% | 1 | 43% | 18.17% | 0% | 1 | 0 | 2 | 18% | 2% | 20% | 2 | 36% | 2.144% | 0% | 1 | 8% | 1.509% | 0% | 1 | 25% | 1.849% | 0% | 1 | 46% | 2.546% | 0% | 1 | 21% | 1.757% | 0% | 1 | 1% | 1.4% | 0% | 1 |  | 2.98% | 0% | 1 | 0.06 | 3.68% | 0% | 1 | 36% | 18.17% | 0% | 1 | 0 | 2 | 19% | 6% | 25% | 2 | 37% | 1.239% | 0% | 1 | 10% | 0.8661% | 0% | 1 | 22% | 1.007% | 0% | 1 | 45% | 1.418% | 0% | 1 | 23% | 1.014% | 0% | 1 | 2% | 0.7954% | 0% | 1
458 | Rerc | 0 | 0 | 0 | 0% | 0% | 1 | 0 | 0% | 0% | 1 | 0% | 0% | 0% | 1 | 0 | 2 | 0% | 0% | 0% | 1 | 0% | 0% | 0% | 1 | 0% | 0% | 0% | 1 | 0% | 0% | 0% | 1 | 0% | 0% | 0% | 1 | 0% | 0% | 0% | 1 | 0% | 0% | 0% | 1 |  | 0% | 0% | 1 | 0.46 | 0% | 0% | 1 | 16% | 0% | 0% | 1 | 0 | 2 | 33% | 0% | 33% | 2 | 2% | 0% | 0% | 1 | 17% | 0% | 0% | 1 | 38% | 0% | 0% | 1 | 45% | 0% | 0% | 1 | 2% | 0% | 0% | 1 | 4% | 0% | 0% | 1 |  | 0% | 0% | 1 | 0.32 | 0% | 0% | 1 | 4% | 0% | 0% | 1 | 0 | 2 | 65% | 13% | 78% | 5 | 17% | 0% | 0% | 1 | 34% | 0% | 0% | 1 | 57% | 0% | 0% | 2 | 65% | 0% | 0% | 2 | 26% | 0% | 0% | 1 | 7% | 0% | 0% | 1 |  | 0% | 0% | 1 | 0.27 | 0% | 0% | 1 | 2% | 0% | 0% | 1 | 0 | 2 | 63% | 22% | 85% | 5 | 38% | 0% | 0% | 1 | 38% | 0% | 0% | 1 | 51% | 0% | 0% | 2 | 75% | 0% | 0% | 3 | 30% | 0% | 0% | 1 | 8% | 0% | 0% | 1
459 | Valley Center | 0 | 0 | 10 | 0% | 0% | 1 | 0.52 | 0% | 0% | 1 | 5% | 0% | 0% | 1 | 0 | 2 | 70% | 23% | 93% | 5 | 25% | 0% | 0% | 1 | 5% | 0% | 0% | 1 | 7% | 0% | 0% | 1 | 27% | 0% | 0% | 1 | 6% | 0% | 0% | 1 | 8% | 0% | 0% | 1 |  | 0% | 0% | 1 | 0.31 | 0% | 0% | 1 | 4% | 0% | 0% | 1 | 0 | 2 | 41% | 45% | 86% | 5 | 44% | 0% | 0% | 1 | 6% | 0% | 0% | 1 | 16% | 0% | 0% | 1 | 50% | 0% | 0% | 2 | 32% | 0% | 0% | 1 | 8% | 0% | 0% | 1 |  | 0% | 0% | 1 | 0.3 | 0% | 0% | 1 | 4% | 0% | 0% | 1 | 0 | 2 | 34% | 52% | 86% | 5 | 55% | 0% | 0% | 2 | 15% | 0% | 0% | 1 | 32% | 0% | 0% | 1 | 62% | 0% | 0% | 2 | 36% | 0% | 0% | 1 | 8% | 0% | 0% | 1 |  | 0% | 0% | 1 | 0.26 | 0% | 0% | 1 | 3% | 0% | 0% | 1 | 0 | 2 | 29% | 61% | 90% | 5 | 67% | 0% | 0% | 2 | 24% | 0% | 0% | 1 | 38% | 0% | 0% | 1 | 73% | 0% | 0% | 3 | 37% | 0% | 0% | 1 | 8% | 0% | 0% | 1
460 | Bannister | 0 | 0 | 10 | 0% | 0% | 1 | 0.1 | 0% | 0% | 1 | 35% | 0% | 0% | 1 | 0 | 2 | 0% | 0% | 0% | 1 | 0% | 0% | 0% | 1 | 76% | 0% | 0% | 3 | 85% | 0% | 0% | 3 | 85% | 0% | 0% | 3 | 0% | 0% | 0% | 1 | 12% | 0% | 0% | 1 |  | 0% | 0% | 1 | 0.08 | 0% | 0% | 1 | 40% | 0% | 0% | 1 | 0 | 2 | 0% | 0% | 0% | 1 | 1% | 0% | 0% | 1 | 44% | 0% | 0% | 1 | 54% | 0% | 0% | 2 | 55% | 0% | 0% | 2 | 9% | 0% | 0% | 1 | 8% | 0% | 0% | 1 |  | 0% | 0% | 1 | 0.08 | 0% | 0% | 1 | 47% | 0% | 0% | 1 | 0 | 2 | 0% | 0% | 0% | 1 | 4% | 0% | 0% | 1 | 37% | 0% | 0% | 1 | 45% | 0% | 0% | 1 | 48% | 0% | 0% | 1 | 14% | 0% | 0% | 1 | 7% | 0% | 0% | 1 |  | 0% | 0% | 1 | 0.08 | 0% | 0% | 1 | 45% | 0% | 0% | 1 | 0 | 2 | 0% | 0% | 0% | 1 | 4% | 0% | 0% | 1 | 26% | 0% | 0% | 1 | 33% | 0% | 0% | 1 | 36% | 0% | 0% | 1 | 21% | 0% | 0% | 1 | 6% | 0% | 0% | 1
461 | Talega | 0 | 0 | 10 | 0% | 0% | 1 | 0.1 | 0% | 0% | 1 | 0% | 0% | 0% | 1 | 0 | 2 | 27% | 71% | 98% | 5 | 17% | 0% | 0% | 1 | 83% | 0% | 0% | 3 | 83% | 0% | 0% | 3 | 83% | 0% | 0% | 3 | 82% | 0% | 0% | 3 | 5% | 0% | 0% | 1 |  | 0% | 0% | 1 | 0.51 | 0% | 0% | 1 | 0% | 0% | 0% | 1 | 0 | 2 | 33% | 59% | 92% | 5 | 24% | 0% | 0% | 1 | 63% | 0% | 0% | 2 | 69% | 0% | 0% | 2 | 76% | 0% | 0% | 3 | 56% | 0% | 0% | 2 | 6% | 0% | 0% | 1 |  | 0% | 0% | 1 | 0.25 | 0% | 0% | 1 | 0% | 0% | 0% | 1 | 0 | 2 | 17% | 78% | 95% | 5 | 54% | 0% | 0% | 2 | 57% | 0% | 0% | 2 | 63% | 0% | 0% | 2 | 88% | 0% | 0% | 3 | 47% | 0% | 0% | 1 | 6% | 0% | 0% | 1 |  | 0% | 0% | 1 | 0.31 | 0% | 0% | 1 | 1% | 0% | 0% | 1 | 0 | 2 | 20% | 71% | 91% | 5 | 51% | 0% | 0% | 2 | 45% | 0% | 0% | 1 | 51% | 0% | 0% | 2 | 86% | 0% | 0% | 3 | 33% | 0% | 0% | 1 | 7% | 0% | 0% | 1
462 | Arkansas | 0 | 0 | 0 | 0% | 0% | 1 | 0.07 | 0% | 0% | 1 | 42% | 0% | 0% | 1 | 0 | 2 | 0% | 0% | 0% | 1 | 4% | 0% | 0% | 1 | 13% | 0% | 0% | 1 | 31% | 0% | 0% | 1 | 31% | 0% | 0% | 1 | 2% | 0% | 0% | 1 | 3% | 0% | 0% | 1 |  | 0% | 0% | 1 | 0.08 | 0% | 0% | 1 | 50% | 0% | 0% | 2 | 0 | 2 | 0% | 0% | 0% | 1 | 6% | 0% | 0% | 1 | 28% | 0% | 0% | 1 | 41% | 0% | 0% | 1 | 42% | 0% | 0% | 1 | 8% | 0% | 0% | 1 | 7% | 0% | 0% | 1 |  | 0% | 0% | 1 | 0.08 | 0% | 0% | 1 | 54% | 0% | 0% | 2 | 0 | 2 | 0% | 0% | 0% | 1 | 6% | 0% | 0% | 1 | 29% | 0% | 0% | 1 | 35% | 0% | 0% | 1 | 40% | 0% | 0% | 1 | 10% | 0% | 0% | 1 | 6% | 0% | 0% | 1 |  | 0% | 0% | 1 | 0.08 | 0% | 0% | 1 | 52% | 0% | 0% | 2 | 0 | 2 | 0% | 0% | 0% | 1 | 6% | 0% | 0% | 1 | 22% | 0% | 0% | 1 | 27% | 0% | 0% | 1 | 33% | 0% | 0% | 1 | 14% | 0% | 0% | 1 | 6% | 0% | 0% | 1
463 | Bailey | 0 | 0 | 10 | 0% | 0% | 1 | 0.06 | 0% | 0% | 1 | 0% | 0% | 0% | 1 | 0 | 2 | 62% | 31% | 93% | 5 | 66% | 0% | 0% | 2 | 67% | 0% | 0% | 2 | 69% | 0% | 0% | 2 | 100% | 0% | 0% | 5 | 56% | 0% | 0% | 2 | 3% | 0% | 0% | 1 |  | 0% | 0% | 1 | 0.07 | 0% | 0% | 1 | 1% | 0% | 0% | 1 | 0 | 2 | 49% | 39% | 88% | 5 | 59% | 0% | 0% | 2 | 57% | 0% | 0% | 2 | 52% | 0% | 0% | 2 | 95% | 0% | 0% | 5 | 59% | 0% | 0% | 2 | 3% | 0% | 0% | 1 |  | 0% | 0% | 1 | 0.09 | 0% | 0% | 1 | 3% | 0% | 0% | 1 | 0 | 2 | 43% | 32% | 75% | 5 | 61% | 0% | 0% | 2 | 51% | 0% | 0% | 2 | 41% | 0% | 0% | 1 | 90% | 0% | 0% | 4 | 47% | 0% | 0% | 1 | 3% | 0% | 0% | 1 |  | 0% | 0% | 1 | 0.1 | 0% | 0% | 1 | 8% | 0% | 0% | 1 | 0 | 2 | 36% | 24% | 60% | 4 | 53% | 0% | 0% | 2 | 37% | 0% | 0% | 1 | 34% | 0% | 0% | 1 | 75% | 0% | 0% | 3 | 40% | 0% | 0% | 1 | 3% | 0% | 0% | 1
464 | Kasson | 0 | 0 | 10 | 0% | 0% | 1 | 0.27 | 0% | 0% | 1 | 67% | 0% | 0% | 2 | 0 | 2 | 0% | 0% | 0% | 1 | 27% | 0% | 0% | 1 | 1% | 0% | 0% | 1 | 1% | 0% | 0% | 1 | 29% | 0% | 0% | 1 | 0% | 0% | 0% | 1 | 6% | 0% | 0% | 1 |  | 0% | 0% | 1 | 0.21 | 0% | 0% | 1 | 67% | 0% | 0% | 2 | 0 | 2 | 12% | 0% | 12% | 1 | 32% | 0% | 0% | 1 | 23% | 0% | 0% | 1 | 21% | 0% | 0% | 1 | 39% | 0% | 0% | 1 | 4% | 0% | 0% | 1 | 5% | 0% | 0% | 1 |  | 0% | 0% | 1 | 0.17 | 0% | 0% | 1 | 59% | 0% | 0% | 2 | 0 | 2 | 22% | 1% | 23% | 2 | 42% | 0% | 0% | 1 | 26% | 0% | 0% | 1 | 25% | 0% | 0% | 1 | 48% | 0% | 0% | 1 | 14% | 0% | 0% | 1 | 4% | 0% | 0% | 1 |  | 0% | 0% | 1 | 0.14 | 0% | 0% | 1 | 53% | 0% | 0% | 2 | 0 | 2 | 24% | 6% | 30% | 2 | 49% | 0% | 0% | 1 | 22% | 0% | 0% | 1 | 24% | 0% | 0% | 1 | 55% | 0% | 0% | 2 | 17% | 0% | 0% | 1 | 4% | 0% | 0% | 1
465 | Bellota | 0 | 0 | 10 | 0% | 0% | 1 | 0.12 | 0% | 0% | 1 | 30% | 0% | 0% | 1 | 0 | 2 | 14% | 0% | 14% | 1 | 14% | 0% | 0% | 1 | 16% | 0% | 0% | 1 | 65% | 0% | 0% | 2 | 65% | 0% | 0% | 2 | 22% | 0% | 0% | 1 | 20% | 0% | 0% | 1 |  | 0% | 0% | 1 | 0.12 | 0% | 0% | 1 | 34% | 0% | 0% | 1 | 0 | 2 | 21% | 0% | 21% | 2 | 32% | 0% | 0% | 1 | 19% | 0% | 0% | 1 | 43% | 0% | 0% | 1 | 54% | 0% | 0% | 2 | 27% | 0% | 0% | 1 | 13% | 0% | 0% | 1 |  | 0% | 0% | 1 | 0.15 | 0% | 0% | 1 | 28% | 0% | 0% | 1 | 0 | 2 | 25% | 0% | 25% | 2 | 41% | 0% | 0% | 1 | 17% | 0% | 0% | 1 | 37% | 0% | 0% | 1 | 58% | 0% | 0% | 2 | 24% | 0% | 0% | 1 | 10% | 0% | 0% | 1 |  | 0% | 0% | 1 | 0.16 | 0% | 0% | 1 | 29% | 0% | 0% | 1 | 0 | 2 | 29% | 0% | 29% | 2 | 44% | 0% | 0% | 1 | 15% | 0% | 0% | 1 | 35% | 0% | 0% | 1 | 60% | 0% | 0% | 2 | 25% | 0% | 0% | 1 | 10% | 0% | 0% | 1
466 | Geysers Tap 12 | 0 | 0 | 10 | 0% | 0% | 1 | 0.07 | 0% | 0% | 1 | 0% | 0% | 0% | 1 | 0 | 2 | 55% | 3% | 58% | 3 | 98% | 0% | 0% | 5 | 62% | 0% | 0% | 2 | 100% | 0% | 0% | 5 | 100% | 0% | 0% | 5 | 33% | 0% | 0% | 1 | 1% | 0% | 0% | 1 |  | 0% | 0% | 1 | 0.11 | 0% | 0% | 1 | 6% | 0% | 0% | 1 | 0 | 2 | 49% | 13% | 62% | 3 | 64% | 0% | 0% | 2 | 61% | 0% | 0% | 2 | 84% | 0% | 0% | 3 | 95% | 0% | 0% | 5 | 35% | 0% | 0% | 1 | 3% | 0% | 0% | 1 |  | 0% | 0% | 1 | 0.12 | 0% | 0% | 1 | 7% | 0% | 0% | 1 | 0 | 2 | 33% | 27% | 60% | 4 | 56% | 0% | 0% | 2 | 49% | 0% | 0% | 1 | 76% | 0% | 0% | 3 | 93% | 0% | 0% | 4 | 31% | 0% | 0% | 1 | 2% | 0% | 0% | 1 |  | 0% | 0% | 1 | 0.11 | 0% | 0% | 1 | 7% | 0% | 0% | 1 | 0 | 2 | 29% | 29% | 58% | 4 | 59% | 0% | 0% | 2 | 43% | 0% | 0% | 1 | 74% | 0% | 0% | 3 | 91% | 0% | 0% | 4 | 36% | 0% | 0% | 1 | 2% | 0% | 0% | 1
467 | Paul Sweet | 0 | 0 | 10 | 0% | 0% | 1 | 0.43 | 0% | 0% | 1 | 1% | 0% | 0% | 1 | 0 | 2 | 0% | 0% | 0% | 1 | 15% | 0% | 0% | 1 | 30% | 0% | 0% | 1 | 67% | 0% | 0% | 2 | 82% | 0% | 0% | 3 | 8% | 0% | 0% | 1 | 2% | 0% | 0% | 1 |  | 0% | 0% | 1 | 0.35 | 0% | 0% | 1 | 2% | 0% | 0% | 1 | 0 | 2 | 3% | 0% | 3% | 1 | 26% | 0% | 0% | 1 | 33% | 0% | 0% | 1 | 81% | 0% | 0% | 3 | 89% | 0% | 0% | 3 | 9% | 0% | 0% | 1 | 1% | 0% | 0% | 1 |  | 0% | 0% | 1 | 0.23 | 0% | 0% | 1 | 8% | 0% | 0% | 1 | 0 | 2 | 11% | 0% | 11% | 1 | 42% | 0% | 0% | 1 | 21% | 0% | 0% | 1 | 74% | 0% | 0% | 3 | 90% | 0% | 0% | 4 | 20% | 0% | 0% | 1 | 3% | 0% | 0% | 1 |  | 0% | 0% | 1 | 0.21 | 0% | 0% | 1 | 11% | 0% | 0% | 1 | 0 | 2 | 21% | 0% | 21% | 2 | 47% | 0% | 0% | 1 | 20% | 0% | 0% | 1 | 55% | 0% | 0% | 2 | 80% | 0% | 0% | 3 | 23% | 0% | 0% | 1 | 4% | 0% | 0% | 1
468 | Carquinez | 0 | 0 | 10 | 0% | 0% | 1 | 0.74 | 0% | 0% | 1 | 0% | 0% | 0% | 1 | 0 | 2 | 1% | 0% | 1% | 1 | 1% | 0% | 0% | 1 | 6% | 0% | 0% | 1 | 70% | 0% | 0% | 3 | 70% | 0% | 0% | 3 | 2% | 0% | 0% | 1 | 12% | 0% | 0% | 1 |  | 0% | 0% | 1 | 0.66 | 0% | 0% | 1 | 2% | 0% | 0% | 1 | 0 | 2 | 38% | 0% | 38% | 2 | 24% | 0% | 0% | 1 | 32% | 0% | 0% | 1 | 46% | 0% | 0% | 1 | 75% | 0% | 0% | 3 | 16% | 0% | 0% | 1 | 10% | 0% | 0% | 1 |  | 0% | 0% | 1 | 0.46 | 0% | 0% | 1 | 11% | 0% | 0% | 1 | 0 | 2 | 28% | 0% | 28% | 2 | 42% | 0% | 0% | 1 | 26% | 0% | 0% | 1 | 39% | 0% | 0% | 1 | 74% | 0% | 0% | 3 | 16% | 0% | 0% | 1 | 12% | 0% | 0% | 1 |  | 0% | 0% | 1 | 0.29 | 0% | 0% | 1 | 12% | 0% | 0% | 1 | 0 | 2 | 31% | 0% | 31% | 2 | 48% | 0% | 0% | 1 | 24% | 0% | 0% | 1 | 40% | 0% | 0% | 1 | 75% | 0% | 0% | 3 | 24% | 0% | 0% | 1 | 13% | 0% | 0% | 1
469 | El Centro | 0 | 0 | 0 | 0% | 0% | 1 | 0.12 | 0% | 0% | 1 | 79% | 0% | 0% | 3 | 0 | 2 | 0% | 0% | 0% | 1 | 0% | 0% | 0% | 1 | 0% | 0% | 0% | 1 | 0% | 0% | 0% | 1 | 0% | 0% | 0% | 1 | 0% | 0% | 0% | 1 | 4% | 0% | 0% | 1 |  | 0% | 0% | 1 | 0.1 | 0% | 0% | 1 | 70% | 0% | 0% | 2 | 0 | 2 | 0% | 0% | 0% | 1 | 1% | 0% | 0% | 1 | 5% | 0% | 0% | 1 | 5% | 0% | 0% | 1 | 7% | 0% | 0% | 1 | 0% | 0% | 0% | 1 | 8% | 0% | 0% | 1 |  | 0% | 0% | 1 | 0.1 | 0% | 0% | 1 | 72% | 0% | 0% | 2 | 0 | 2 | 0% | 0% | 0% | 1 | 1% | 0% | 0% | 1 | 11% | 0% | 0% | 1 | 12% | 0% | 0% | 1 | 13% | 0% | 0% | 1 | 2% | 0% | 0% | 1 | 7% | 0% | 0% | 1 |  | 0% | 0% | 1 | 0.09 | 0% | 0% | 1 | 69% | 0% | 0% | 2 | 0 | 2 | 0% | 0% | 0% | 1 | 1% | 0% | 0% | 1 | 14% | 0% | 0% | 1 | 13% | 0% | 0% | 1 | 16% | 0% | 0% | 1 | 6% | 0% | 0% | 1 | 6% | 0% | 0% | 1
470 | Riverbank | 0 | 0 | 10 | 0% | 0% | 1 | 0.27 | 0% | 0% | 1 | 21% | 0% | 0% | 1 | 0 | 2 | 57% | 0% | 57% | 3 | 10% | 0% | 0% | 1 | 12% | 0% | 0% | 1 | 20% | 0% | 0% | 1 | 27% | 0% | 0% | 1 | 0% | 0% | 0% | 1 | 1% | 0% | 0% | 1 |  | 0% | 0% | 1 | 0.16 | 0% | 0% | 1 | 26% | 0% | 0% | 1 | 0 | 2 | 29% | 0% | 29% | 2 | 60% | 0% | 0% | 2 | 5% | 0% | 0% | 1 | 18% | 0% | 0% | 1 | 69% | 0% | 0% | 2 | 6% | 0% | 0% | 1 | 4% | 0% | 0% | 1 |  | 0% | 0% | 1 | 0.14 | 0% | 0% | 1 | 36% | 0% | 0% | 1 | 0 | 2 | 28% | 0% | 28% | 2 | 54% | 0% | 0% | 2 | 9% | 0% | 0% | 1 | 24% | 0% | 0% | 1 | 64% | 0% | 0% | 2 | 15% | 0% | 0% | 1 | 6% | 0% | 0% | 1 |  | 0% | 0% | 1 | 0.14 | 0% | 0% | 1 | 36% | 0% | 0% | 1 | 0 | 2 | 29% | 0% | 29% | 2 | 49% | 0% | 0% | 1 | 15% | 0% | 0% | 1 | 28% | 0% | 0% | 1 | 60% | 0% | 0% | 2 | 20% | 0% | 0% | 1 | 7% | 0% | 0% | 1
471 | Valley | 500 | 5000 | 10 | 170.8% | 32.77% | 5 | 0.27 | 999% | 200.3% | 5 | 1% | 190.4% | 1884% | 5 | 0 | 2 | 81% | 0% | 81% | 5 | 0% | 54.08% | 0% | 3 | 23% | 70.29% | 0% | 3 | 65% | 156.2% | 29.75% | 5 | 65% | 156.5% | 29.81% | 5 | 9% | 59.25% | 0% | 3 | 3% | 55.52% | 0% | 3 |  | 29.46% | 0% | 2 | 0.27 | 0% | 32.23% | 1 | 4% | 0% | 0% | 1 | 0 | 2 | 79% | 0% | 79% | 5 | 1% | 12.5% | 0% | 1 | 31% | 17.8% | 0% | 1 | 50% | 24.53% | 0% | 2 | 50% | 24.98% | 0% | 2 | 8% | 13.41% | 0% | 1 | 6% | 13.19% | 0% | 1 |  | 16.89% | 0% | 1 | 0.27 | 225.9% | 7.076% | 3 | 4% | 0% | 0% | 1 | 0 | 2 | 76% | 9% | 85% | 5 | 18% | 6.129% | 0% | 1 | 41% | 8.559% | 0% | 1 | 62% | 13.21% | 0% | 2 | 64% | 14.15% | 0% | 2 | 17% | 6.074% | 0% | 1 | 6% | 5.36% | 0% | 1 |  | 9.337% | 0% | 1 | 0.27 | 43.26% | 0% | 2 | 3% | 0% | 0% | 1 | 0 | 2 | 62% | 27% | 89% | 5 | 25% | 3.053% | 0% | 1 | 38% | 3.671% | 0% | 1 | 56% | 5.257% | 0% | 2 | 68% | 7.162% | 0% | 2 | 24% | 3.007% | 0% | 1 | 5% | 2.421% | 0% | 1
472 | Madera | 0 | 0 | 10 | 0% | 0% | 1 | 0.14 | 0% | 0% | 1 | 70% | 0% | 0% | 2 | 0 | 2 | 10% | 0% | 10% | 1 | 6% | 0% | 0% | 1 | 22% | 0% | 0% | 1 | 22% | 0% | 0% | 1 | 27% | 0% | 0% | 1 | 0% | 0% | 0% | 1 | 4% | 0% | 0% | 1 |  | 0% | 0% | 1 | 0.14 | 0% | 0% | 1 | 52% | 0% | 0% | 2 | 0 | 2 | 27% | 0% | 27% | 2 | 29% | 0% | 0% | 1 | 23% | 0% | 0% | 1 | 29% | 0% | 0% | 1 | 48% | 0% | 0% | 1 | 3% | 0% | 0% | 1 | 9% | 0% | 0% | 1 |  | 0% | 0% | 1 | 0.14 | 0% | 0% | 1 | 37% | 0% | 0% | 1 | 0 | 2 | 35% | 0% | 35% | 2 | 31% | 0% | 0% | 1 | 32% | 0% | 0% | 1 | 37% | 0% | 0% | 1 | 54% | 0% | 0% | 2 | 11% | 0% | 0% | 1 | 17% | 0% | 0% | 1 |  | 0% | 0% | 1 | 0.13 | 0% | 0% | 1 | 30% | 0% | 0% | 1 | 0 | 2 | 37% | 0% | 37% | 2 | 41% | 0% | 0% | 1 | 30% | 0% | 0% | 1 | 32% | 0% | 0% | 1 | 59% | 0% | 0% | 2 | 16% | 0% | 0% | 1 | 16% | 0% | 0% | 1
473 | Rio Bravo | 0 | 0 | 10 | 0% | 0% | 1 | 0.13 | 0% | 0% | 1 | 73% | 0% | 0% | 2 | 0 | 2 | 3% | 0% | 3% | 1 | 3% | 0% | 0% | 1 | 0% | 0% | 0% | 1 | 18% | 0% | 0% | 1 | 19% | 0% | 0% | 1 | 0% | 0% | 0% | 1 | 1% | 0% | 0% | 1 |  | 0% | 0% | 1 | 0.13 | 0% | 0% | 1 | 66% | 0% | 0% | 2 | 0 | 2 | 4% | 0% | 4% | 1 | 17% | 0% | 0% | 1 | 13% | 0% | 0% | 1 | 35% | 0% | 0% | 1 | 41% | 0% | 0% | 1 | 0% | 0% | 0% | 1 | 11% | 0% | 0% | 1 |  | 0% | 0% | 1 | 0.12 | 0% | 0% | 1 | 60% | 0% | 0% | 2 | 0 | 2 | 8% | 0% | 8% | 1 | 26% | 0% | 0% | 1 | 17% | 0% | 0% | 1 | 41% | 0% | 0% | 1 | 54% | 0% | 0% | 2 | 1% | 0% | 0% | 1 | 7% | 0% | 0% | 1 |  | 0% | 0% | 1 | 0.1 | 0% | 0% | 1 | 53% | 0% | 0% | 2 | 0 | 2 | 14% | 0% | 14% | 1 | 28% | 0% | 0% | 1 | 18% | 0% | 0% | 1 | 39% | 0% | 0% | 1 | 55% | 0% | 0% | 2 | 2% | 0% | 0% | 1 | 5% | 0% | 0% | 1
474 | New Sub - Lugo - Pisgah (Proposed) | 0 | 0 | 10 | 0% | 0% | 1 | 0.64 | 0% | 0% | 1 | 0% | 0% | 0% | 1 | 0 | 2 | 0% | 0% | 0% | 1 | 0% | 0% | 0% | 1 | 8% | 0% | 0% | 1 | 10% | 0% | 0% | 1 | 12% | 0% | 0% | 1 | 68% | 0% | 0% | 2 | 0% | 0% | 0% | 1 |  | 0% | 0% | 1 | 0.41 | 0% | 0% | 1 | 0% | 0% | 0% | 1 | 0 | 2 | 0% | 0% | 0% | 1 | 15% | 0% | 0% | 1 | 4% | 0% | 0% | 1 | 8% | 0% | 0% | 1 | 23% | 0% | 0% | 1 | 74% | 0% | 0% | 3 | 0% | 0% | 0% | 1 |  | 0% | 0% | 1 | 0.36 | 0% | 0% | 1 | 0% | 0% | 0% | 1 | 0 | 2 | 7% | 1% | 8% | 2 | 22% | 0% | 0% | 1 | 11% | 0% | 0% | 1 | 17% | 0% | 0% | 1 | 36% | 0% | 0% | 1 | 62% | 0% | 0% | 2 | 0% | 0% | 0% | 1 |  | 0% | 0% | 1 | 0.36 | 0% | 0% | 1 | 0% | 0% | 0% | 1 | 0 | 2 | 7% | 6% | 13% | 2 | 25% | 0% | 0% | 1 | 17% | 0% | 0% | 1 | 23% | 0% | 0% | 1 | 44% | 0% | 0% | 1 | 53% | 0% | 0% | 2 | 0% | 0% | 0% | 1
475 | Kern Oil | 100 | 1000 | 10 | 31.03% | 0% | 2 | 0.13 | 142% | 1.613% | 3 | 6% | 0% | 0% | 1 | 0 | 2 | 11% | 0% | 11% | 1 | 79% | 23.16% | 0% | 3 | 7% | 5.155% | 0% | 1 | 9% | 5.294% | 0% | 1 | 79% | 23.16% | 0% | 3 | 3% | 4.93% | 0% | 1 | 1% | 4.836% | 0% | 1 |  | 4.018% | 0% | 1 | 0.14 | 17.09% | 0% | 1 | 22% | 0% | 0% | 1 | 0 | 2 | 41% | 0% | 41% | 2 | 54% | 2.123% | 0% | 2 | 7% | 1.054% | 0% | 1 | 12% | 1.103% | 0% | 1 | 54% | 2.125% | 0% | 2 | 10% | 1.087% | 0% | 1 | 2% | 0.9983% | 0% | 1 |  | 1.962% | 0% | 1 | 0.12 | 2.528% | 0% | 1 | 37% | 0% | 0% | 1 | 0 | 2 | 39% | 0% | 39% | 2 | 48% | 0.6594% | 0% | 1 | 15% | 0.4035% | 0% | 1 | 29% | 0.4825% | 0% | 1 | 55% | 0.7596% | 0% | 2 | 18% | 0.4208% | 0% | 1 | 4% | 0.3569% | 0% | 1 |  | 1.216% | 0% | 1 | 0.1 | 1.007% | 0% | 1 | 42% | 0% | 0% | 1 | 0 | 2 | 35% | 0% | 35% | 2 | 43% | 0.3098% | 0% | 1 | 19% | 0.2165% | 0% | 1 | 32% | 0.2596% | 0% | 1 | 54% | 0.3857% | 0% | 2 | 21% | 0.223% | 0% | 1 | 4% | 0.1834% | 0% | 1
476 | IS Tap | 0 | 0 | 0 | 0% | 0% | 1 | 0 | 0% | 0% | 1 | 0% | 0% | 0% | 1 | 0 | 2 | 0% | 0% | 0% | 1 | 0% | 0% | 0% | 1 | 0% | 0% | 0% | 1 | 0% | 0% | 0% | 1 | 0% | 0% | 0% | 1 | 0% | 0% | 0% | 1 | 0% | 0% | 0% | 1 |  | 0% | 0% | 1 | 0 | 0% | 0% | 1 | 0% | 0% | 0% | 1 | 0 | 2 | 27% | 0% | 27% | 2 | 0% | 0% | 0% | 1 | 0% | 0% | 0% | 1 | 0% | 0% | 0% | 1 | 0% | 0% | 0% | 1 | 0% | 0% | 0% | 1 | 0% | 0% | 0% | 1 |  | 0% | 0% | 1 | 0 | 0% | 0% | 1 | 0% | 0% | 0% | 1 | 0 | 2 | 25% | 0% | 25% | 2 | 0% | 0% | 0% | 1 | 0% | 0% | 0% | 1 | 0% | 0% | 0% | 1 | 0% | 0% | 0% | 1 | 0% | 0% | 0% | 1 | 0% | 0% | 0% | 1 |  | 0% | 0% | 1 | 0 | 0% | 0% | 1 | 0% | 0% | 0% | 1 | 0 | 2 | 17% | 0% | 17% | 1 | 0% | 0% | 0% | 1 | 0% | 0% | 0% | 1 | 0% | 0% | 0% | 1 | 0% | 0% | 0% | 1 | 0% | 0% | 0% | 1 | 0% | 0% | 0% | 1
477 | Q1806 | 0 | 0 | 10 | 0% | 0% | 1 | 0.74 | 0% | 0% | 1 | 0% | 0% | 0% | 1 | 0 | 2 | 74% | 0% | 74% | 3 | 32% | 0% | 0% | 1 | 63% | 0% | 0% | 2 | 75% | 0% | 0% | 3 | 75% | 0% | 0% | 3 | 15% | 0% | 0% | 1 | 9% | 0% | 0% | 1 |  | 0% | 0% | 1 | 0.55 | 0% | 0% | 1 | 0% | 0% | 0% | 1 | 0 | 2 | 36% | 53% | 89% | 5 | 19% | 0% | 0% | 1 | 67% | 0% | 0% | 2 | 74% | 0% | 0% | 3 | 75% | 0% | 0% | 3 | 59% | 0% | 0% | 2 | 6% | 0% | 0% | 1 |  | 0% | 0% | 1 | 0.46 | 0% | 0% | 1 | 0% | 0% | 0% | 1 | 0 | 2 | 28% | 61% | 89% | 5 | 31% | 0% | 0% | 1 | 55% | 0% | 0% | 2 | 67% | 0% | 0% | 2 | 81% | 0% | 0% | 3 | 54% | 0% | 0% | 2 | 7% | 0% | 0% | 1 |  | 0% | 0% | 1 | 0.44 | 0% | 0% | 1 | 0% | 0% | 0% | 1 | 0 | 2 | 15% | 69% | 84% | 5 | 48% | 0% | 0% | 1 | 48% | 0% | 0% | 1 | 60% | 0% | 0% | 2 | 87% | 0% | 0% | 3 | 52% | 0% | 0% | 2 | 8% | 0% | 0% | 1
478 | Casaloma | 0 | 0 | 10 | 0% | 0% | 1 | 0.14 | 0% | 0% | 1 | 53% | 0% | 0% | 2 | 0 | 2 | 0% | 0% | 0% | 1 | 1% | 0% | 0% | 1 | 0% | 0% | 0% | 1 | 15% | 0% | 0% | 1 | 15% | 0% | 0% | 1 | 0% | 0% | 0% | 1 | 1% | 0% | 0% | 1 |  | 0% | 0% | 1 | 0.21 | 0% | 0% | 1 | 51% | 0% | 0% | 2 | 0 | 2 | 3% | 0% | 3% | 1 | 28% | 0% | 0% | 1 | 10% | 0% | 0% | 1 | 23% | 0% | 0% | 1 | 40% | 0% | 0% | 1 | 1% | 0% | 0% | 1 | 2% | 0% | 0% | 1 |  | 0% | 0% | 1 | 0.12 | 0% | 0% | 1 | 46% | 0% | 0% | 1 | 0 | 2 | 18% | 0% | 18% | 1 | 31% | 0% | 0% | 1 | 16% | 0% | 0% | 1 | 31% | 0% | 0% | 1 | 46% | 0% | 0% | 1 | 9% | 0% | 0% | 1 | 4% | 0% | 0% | 1 |  | 0% | 0% | 1 | 0.09 | 0% | 0% | 1 | 46% | 0% | 0% | 1 | 0 | 2 | 24% | 0% | 24% | 2 | 35% | 0% | 0% | 1 | 23% | 0% | 0% | 1 | 36% | 0% | 0% | 1 | 54% | 0% | 0% | 2 | 15% | 0% | 0% | 1 | 4% | 0% | 0% | 1
479 | Fern Road | 0 | 0 | 10 | 0% | 0% | 1 | 0.08 | 0% | 0% | 1 | 1% | 0% | 0% | 1 | 0 | 2 | 100% | 0% | 100% | 5 | 91% | 0% | 0% | 4 | 24% | 0% | 0% | 1 | 28% | 0% | 0% | 1 | 99% | 0% | 0% | 5 | 60% | 0% | 0% | 2 | 9% | 0% | 0% | 1 |  | 0% | 0% | 1 | 0.07 | 0% | 0% | 1 | 1% | 0% | 0% | 1 | 0 | 2 | 95% | 3% | 98% | 5 | 83% | 0% | 0% | 3 | 17% | 0% | 0% | 1 | 26% | 0% | 0% | 1 | 90% | 0% | 0% | 4 | 45% | 0% | 0% | 1 | 8% | 0% | 0% | 1 |  | 0% | 0% | 1 | 0.09 | 0% | 0% | 1 | 0% | 0% | 0% | 1 | 0 | 2 | 88% | 5% | 93% | 5 | 78% | 0% | 0% | 3 | 17% | 0% | 0% | 1 | 26% | 0% | 0% | 1 | 84% | 0% | 0% | 3 | 42% | 0% | 0% | 1 | 9% | 0% | 0% | 1 |  | 0% | 0% | 1 | 0.1 | 0% | 0% | 1 | 1% | 0% | 0% | 1 | 0 | 2 | 82% | 5% | 87% | 5 | 71% | 0% | 0% | 3 | 17% | 0% | 0% | 1 | 26% | 0% | 0% | 1 | 80% | 0% | 0% | 3 | 39% | 0% | 0% | 1 | 10% | 0% | 0% | 1
480 | North of SONGS | 0 | 0 | 10 | 0% | 0% | 1 | 0.06 | 0% | 0% | 1 | 0% | 0% | 0% | 1 | 0 | 2 | 26% | 70% | 96% | 5 | 16% | 0% | 0% | 1 | 87% | 0% | 0% | 3 | 87% | 0% | 0% | 3 | 87% | 0% | 0% | 3 | 86% | 0% | 0% | 3 | 5% | 0% | 0% | 1 |  | 0% | 0% | 1 | 0.51 | 0% | 0% | 1 | 0% | 0% | 0% | 1 | 0 | 2 | 33% | 59% | 92% | 5 | 24% | 0% | 0% | 1 | 63% | 0% | 0% | 2 | 69% | 0% | 0% | 2 | 76% | 0% | 0% | 3 | 56% | 0% | 0% | 2 | 6% | 0% | 0% | 1 |  | 0% | 0% | 1 | 0.25 | 0% | 0% | 1 | 0% | 0% | 0% | 1 | 0 | 2 | 18% | 77% | 95% | 5 | 54% | 0% | 0% | 2 | 58% | 0% | 0% | 2 | 65% | 0% | 0% | 2 | 87% | 0% | 0% | 3 | 48% | 0% | 0% | 1 | 6% | 0% | 0% | 1 |  | 0% | 0% | 1 | 0.32 | 0% | 0% | 1 | 1% | 0% | 0% | 1 | 0 | 2 | 19% | 72% | 91% | 5 | 51% | 0% | 0% | 2 | 45% | 0% | 0% | 1 | 51% | 0% | 0% | 2 | 86% | 0% | 0% | 3 | 33% | 0% | 0% | 1 | 7% | 0% | 0% | 1
481 | Vine | 0 | 0 | 0 | 0% | 0% | 1 | 0.24 | 0% | 0% | 1 | 0% | 0% | 0% | 1 | 0 | 2 | 0% | 0% | 0% | 1 | 1% | 0% | 0% | 1 | 9% | 0% | 0% | 1 | 81% | 0% | 0% | 3 | 82% | 0% | 0% | 3 | 0% | 0% | 0% | 1 | 1% | 0% | 0% | 1 |  | 0% | 0% | 1 | 0.21 | 0% | 0% | 1 | 0% | 0% | 0% | 1 | 0 | 2 | 0% | 0% | 0% | 1 | 1% | 0% | 0% | 1 | 17% | 0% | 0% | 1 | 79% | 0% | 0% | 3 | 79% | 0% | 0% | 3 | 0% | 0% | 0% | 1 | 2% | 0% | 0% | 1 |  | 0% | 0% | 1 | 0.21 | 0% | 0% | 1 | 0% | 0% | 0% | 1 | 0 | 2 | 15% | 0% | 15% | 1 | 13% | 0% | 0% | 1 | 37% | 0% | 0% | 1 | 73% | 0% | 0% | 3 | 84% | 0% | 0% | 3 | 1% | 0% | 0% | 1 | 2% | 0% | 0% | 1 |  | 0% | 0% | 1 | 0.21 | 0% | 0% | 1 | 0% | 0% | 0% | 1 | 0 | 2 | 41% | 20% | 61% | 4 | 32% | 0% | 0% | 1 | 64% | 0% | 0% | 2 | 77% | 0% | 0% | 3 | 93% | 0% | 0% | 4 | 19% | 0% | 0% | 1 | 6% | 0% | 0% | 1
482 | Belden | 0 | 0 | 10 | 0% | 0% | 1 | 0.02 | 0% | 0% | 1 | 0% | 0% | 0% | 1 | 0 | 2 | 81% | 11% | 92% | 5 | 0% | 0% | 0% | 1 | 95% | 0% | 0% | 5 | 73% | 0% | 0% | 3 | 98% | 0% | 0% | 5 | 86% | 0% | 0% | 3 | 15% | 0% | 0% | 1 |  | 0% | 0% | 1 | 0.03 | 0% | 0% | 1 | 0% | 0% | 0% | 1 | 0 | 2 | 33% | 28% | 61% | 4 | 30% | 0% | 0% | 1 | 54% | 0% | 0% | 2 | 57% | 0% | 0% | 2 | 81% | 0% | 0% | 3 | 56% | 0% | 0% | 2 | 7% | 0% | 0% | 1 |  | 0% | 0% | 1 | 0.04 | 0% | 0% | 1 | 0% | 0% | 0% | 1 | 0 | 2 | 35% | 37% | 72% | 5 | 32% | 0% | 0% | 1 | 54% | 0% | 0% | 2 | 54% | 0% | 0% | 2 | 79% | 0% | 0% | 3 | 40% | 0% | 0% | 1 | 7% | 0% | 0% | 1 |  | 0% | 0% | 1 | 0.06 | 0% | 0% | 1 | 0% | 0% | 0% | 1 | 0 | 2 | 36% | 35% | 71% | 5 | 30% | 0% | 0% | 1 | 44% | 0% | 0% | 1 | 47% | 0% | 0% | 1 | 71% | 0% | 0% | 3 | 36% | 0% | 0% | 1 | 6% | 0% | 0% | 1
483 | Standard Oil | 0 | 0 | 10 | 0% | 0% | 1 | 0.5 | 0% | 0% | 1 | 0% | 0% | 0% | 1 | 0 | 2 | 0% | 0% | 0% | 1 | 0% | 0% | 0% | 1 | 77% | 0% | 0% | 3 | 77% | 0% | 0% | 3 | 77% | 0% | 0% | 3 | 0% | 0% | 0% | 1 | 17% | 0% | 0% | 1 |  | 0% | 0% | 1 | 0.29 | 0% | 0% | 1 | 0% | 0% | 0% | 1 | 0 | 2 | 21% | 0% | 21% | 2 | 16% | 0% | 0% | 1 | 60% | 0% | 0% | 2 | 66% | 0% | 0% | 2 | 66% | 0% | 0% | 2 | 11% | 0% | 0% | 1 | 8% | 0% | 0% | 1 |  | 0% | 0% | 1 | 0.48 | 0% | 0% | 1 | 0% | 0% | 0% | 1 | 0 | 2 | 31% | 0% | 31% | 2 | 13% | 0% | 0% | 1 | 41% | 0% | 0% | 1 | 66% | 0% | 0% | 2 | 67% | 0% | 0% | 2 | 9% | 0% | 0% | 1 | 8% | 0% | 0% | 1 |  | 0% | 0% | 1 | 0.48 | 0% | 0% | 1 | 4% | 0% | 0% | 1 | 0 | 2 | 30% | 0% | 30% | 2 | 35% | 0% | 0% | 1 | 32% | 0% | 0% | 1 | 49% | 0% | 0% | 1 | 71% | 0% | 0% | 3 | 16% | 0% | 0% | 1 | 9% | 0% | 0% | 1
484 | Panama | 0 | 0 | 10 | 0% | 0% | 1 | 0.2 | 0% | 0% | 1 | 56% | 0% | 0% | 2 | 0 | 2 | 0% | 0% | 0% | 1 | 0% | 0% | 0% | 1 | 0% | 0% | 0% | 1 | 27% | 0% | 0% | 1 | 27% | 0% | 0% | 1 | 0% | 0% | 0% | 1 | 1% | 0% | 0% | 1 |  | 0% | 0% | 1 | 0.16 | 0% | 0% | 1 | 64% | 0% | 0% | 2 | 0 | 2 | 1% | 0% | 1% | 1 | 7% | 0% | 0% | 1 | 7% | 0% | 0% | 1 | 27% | 0% | 0% | 1 | 28% | 0% | 0% | 1 | 0% | 0% | 0% | 1 | 4% | 0% | 0% | 1 |  | 0% | 0% | 1 | 0.12 | 0% | 0% | 1 | 56% | 0% | 0% | 2 | 0 | 2 | 6% | 0% | 6% | 1 | 21% | 0% | 0% | 1 | 22% | 0% | 0% | 1 | 37% | 0% | 0% | 1 | 45% | 0% | 0% | 1 | 2% | 0% | 0% | 1 | 5% | 0% | 0% | 1 |  | 0% | 0% | 1 | 0.09 | 0% | 0% | 1 | 49% | 0% | 0% | 1 | 0 | 2 | 18% | 0% | 18% | 1 | 30% | 0% | 0% | 1 | 25% | 0% | 0% | 1 | 38% | 0% | 0% | 1 | 52% | 0% | 0% | 2 | 11% | 0% | 0% | 1 | 4% | 0% | 0% | 1
485 | Oakland X | 100 | 1000 | 10 | 124.1% | 8.83% | 4 | 0.28 | 1754% | 64.68% | 5 | 0% | 0% | 0% | 1 | 0 | 2 | 0% | 0% | 0% | 1 | 24% | 43.57% | 0% | 2 | 50% | 66.4% | 0% | 3 | 67% | 100.8% | 0.3978% | 4 | 72% | 117.1% | 6.794% | 4 | 1% | 33.62% | 0% | 2 | 2% | 34.04% | 0% | 2 |  | 29.99% | 0% | 2 | 0.28 | 18.6% | 0% | 1 | 0% | 0% | 0% | 1 | 0 | 2 | 48% | 0% | 48% | 2 | 62% | 12.43% | 0% | 2 | 43% | 8.413% | 0% | 1 | 76% | 19.62% | 0% | 3 | 82% | 27.24% | 0% | 3 | 20% | 5.968% | 0% | 1 | 5% | 5.029% | 0% | 1 |  | 16.47% | 0% | 1 | 0.36 | 16.26% | 0% | 1 | 0% | 0% | 0% | 1 | 0 | 2 | 59% | 0% | 59% | 3 | 45% | 4.025% | 0% | 1 | 48% | 4.212% | 0% | 1 | 71% | 7.683% | 0% | 3 | 85% | 15.04% | 0% | 3 | 24% | 2.923% | 0% | 1 | 6% | 2.343% | 0% | 1 |  | 7.03% | 0% | 1 | 0.55 | 13.62% | 0% | 1 | 0% | 0% | 0% | 1 | 0 | 2 | 48% | 0% | 48% | 2 | 34% | 2.129% | 0% | 1 | 37% | 2.224% | 0% | 1 | 67% | 4.214% | 0% | 2 | 78% | 6.465% | 0% | 3 | 23% | 1.801% | 0% | 1 | 6% | 1.487% | 0% | 1
486 | Butte | 0 | 0 | 10 | 0% | 0% | 1 | 0.23 | 0% | 0% | 1 | 63% | 0% | 0% | 2 | 0 | 2 | 17% | 0% | 17% | 1 | 40% | 0% | 0% | 1 | 33% | 0% | 0% | 1 | 41% | 0% | 0% | 1 | 50% | 0% | 0% | 2 | 20% | 0% | 0% | 1 | 14% | 0% | 0% | 1 |  | 0% | 0% | 1 | 0.13 | 0% | 0% | 1 | 39% | 0% | 0% | 1 | 0 | 2 | 25% | 0% | 25% | 2 | 59% | 0% | 0% | 2 | 24% | 0% | 0% | 1 | 48% | 0% | 0% | 1 | 69% | 0% | 0% | 2 | 28% | 0% | 0% | 1 | 13% | 0% | 0% | 1 |  | 0% | 0% | 1 | 0.11 | 0% | 0% | 1 | 36% | 0% | 0% | 1 | 0 | 2 | 28% | 0% | 28% | 2 | 60% | 0% | 0% | 2 | 17% | 0% | 0% | 1 | 42% | 0% | 0% | 1 | 74% | 0% | 0% | 3 | 25% | 0% | 0% | 1 | 15% | 0% | 0% | 1 |  | 0% | 0% | 1 | 0.11 | 0% | 0% | 1 | 35% | 0% | 0% | 1 | 0 | 2 | 24% | 3% | 27% | 2 | 52% | 0% | 0% | 2 | 18% | 0% | 0% | 1 | 41% | 0% | 0% | 1 | 70% | 0% | 0% | 3 | 21% | 0% | 0% | 1 | 13% | 0% | 0% | 1
487 | Nortech | 0 | 0 | 10 | 0% | 0% | 1 | 0.05 | 0% | 0% | 1 | 0% | 0% | 0% | 1 | 0 | 2 | 0% | 0% | 0% | 1 | 0% | 0% | 0% | 1 | 0% | 0% | 0% | 1 | 51% | 0% | 0% | 2 | 51% | 0% | 0% | 2 | 0% | 0% | 0% | 1 | 99% | 0% | 0% | 5 |  | 0% | 0% | 1 | 0.06 | 0% | 0% | 1 | 0% | 0% | 0% | 1 | 0 | 2 | 94% | 0% | 94% | 5 | 32% | 0% | 0% | 1 | 42% | 0% | 0% | 1 | 48% | 0% | 0% | 1 | 48% | 0% | 0% | 1 | 57% | 0% | 0% | 2 | 10% | 0% | 0% | 1 |  | 0% | 0% | 1 | 0.09 | 0% | 0% | 1 | 1% | 0% | 0% | 1 | 0 | 2 | 88% | 0% | 88% | 5 | 56% | 0% | 0% | 2 | 36% | 0% | 0% | 1 | 50% | 0% | 0% | 2 | 66% | 0% | 0% | 2 | 60% | 0% | 0% | 2 | 7% | 0% | 0% | 1 |  | 0% | 0% | 1 | 0.18 | 0% | 0% | 1 | 0% | 0% | 0% | 1 | 0 | 2 | 68% | 4% | 72% | 3 | 71% | 0% | 0% | 3 | 33% | 0% | 0% | 1 | 52% | 0% | 0% | 2 | 82% | 0% | 0% | 3 | 59% | 0% | 0% | 2 | 5% | 0% | 0% | 1
488 | Windsor | 0 | 0 | 10 | 0% | 0% | 1 | 0.4 | 0% | 0% | 1 | 0% | 0% | 0% | 1 | 0 | 2 | 0% | 0% | 0% | 1 | 0% | 0% | 0% | 1 | 100% | 0% | 0% | 5 | 100% | 0% | 0% | 5 | 100% | 0% | 0% | 5 | 0% | 0% | 0% | 1 | 0% | 0% | 0% | 1 |  | 0% | 0% | 1 | 0.12 | 0% | 0% | 1 | 0% | 0% | 0% | 1 | 0 | 2 | 24% | 0% | 24% | 2 | 0% | 0% | 0% | 1 | 59% | 0% | 0% | 2 | 62% | 0% | 0% | 2 | 62% | 0% | 0% | 2 | 0% | 0% | 0% | 1 | 0% | 0% | 0% | 1 |  | 0% | 0% | 1 | 0.2 | 0% | 0% | 1 | 0% | 0% | 0% | 1 | 0 | 2 | 9% | 63% | 72% | 5 | 20% | 0% | 0% | 1 | 7% | 0% | 0% | 1 | 12% | 0% | 0% | 1 | 32% | 0% | 0% | 1 | 11% | 0% | 0% | 1 | 17% | 0% | 0% | 1 |  | 0% | 0% | 1 | 0.22 | 0% | 0% | 1 | 0% | 0% | 0% | 1 | 0 | 2 | 7% | 41% | 48% | 5 | 13% | 0% | 0% | 1 | 19% | 0% | 0% | 1 | 46% | 0% | 0% | 1 | 53% | 0% | 0% | 2 | 6% | 0% | 0% | 1 | 8% | 0% | 0% | 1
489 | Haas | 0 | 0 | 10 | 0% | 0% | 1 | 0.02 | 0% | 0% | 1 | 0% | 0% | 0% | 1 | 0 | 2 | 65% | 18% | 83% | 5 | 12% | 0% | 0% | 1 | 62% | 0% | 0% | 2 | 40% | 0% | 0% | 1 | 72% | 0% | 0% | 3 | 80% | 0% | 0% | 3 | 7% | 0% | 0% | 1 |  | 0% | 0% | 1 | 0.02 | 0% | 0% | 1 | 0% | 0% | 0% | 1 | 0 | 2 | 65% | 23% | 88% | 5 | 9% | 0% | 0% | 1 | 50% | 0% | 0% | 2 | 42% | 0% | 0% | 1 | 59% | 0% | 0% | 2 | 71% | 0% | 0% | 3 | 6% | 0% | 0% | 1 |  | 0% | 0% | 1 | 0.04 | 0% | 0% | 1 | 0% | 0% | 0% | 1 | 0 | 2 | 76% | 13% | 89% | 5 | 10% | 0% | 0% | 1 | 42% | 0% | 0% | 1 | 34% | 0% | 0% | 1 | 57% | 0% | 0% | 2 | 69% | 0% | 0% | 2 | 5% | 0% | 0% | 1 |  | 0% | 0% | 1 | 0.12 | 0% | 0% | 1 | 0% | 0% | 0% | 1 | 0 | 2 | 76% | 6% | 82% | 5 | 24% | 0% | 0% | 1 | 41% | 0% | 0% | 1 | 33% | 0% | 0% | 1 | 66% | 0% | 0% | 2 | 62% | 0% | 0% | 2 | 4% | 0% | 0% | 1
490 | Stone | 0 | 0 | 10 | 0% | 0% | 1 | 0 | 0% | 0% | 1 | 0% | 0% | 0% | 1 | 0 | 2 | 0% | 0% | 0% | 1 | 0% | 0% | 0% | 1 | 0% | 0% | 0% | 1 | 0% | 0% | 0% | 1 | 0% | 0% | 0% | 1 | 0% | 0% | 0% | 1 | 0% | 0% | 0% | 1 |  | 0% | 0% | 1 | 0.1 | 0% | 0% | 1 | 0% | 0% | 0% | 1 | 0 | 2 | 98% | 0% | 98% | 5 | 34% | 0% | 0% | 1 | 13% | 0% | 0% | 1 | 24% | 0% | 0% | 1 | 38% | 0% | 0% | 1 | 61% | 0% | 0% | 2 | 5% | 0% | 0% | 1 |  | 0% | 0% | 1 | 0.12 | 0% | 0% | 1 | 1% | 0% | 0% | 1 | 0 | 2 | 73% | 3% | 76% | 5 | 71% | 0% | 0% | 3 | 26% | 0% | 0% | 1 | 49% | 0% | 0% | 1 | 82% | 0% | 0% | 3 | 58% | 0% | 0% | 2 | 4% | 0% | 0% | 1 |  | 0% | 0% | 1 | 0.13 | 0% | 0% | 1 | 1% | 0% | 0% | 1 | 0 | 2 | 53% | 18% | 71% | 3 | 71% | 0% | 0% | 3 | 27% | 0% | 0% | 1 | 50% | 0% | 0% | 2 | 86% | 0% | 0% | 3 | 59% | 0% | 0% | 2 | 4% | 0% | 0% | 1
491 | El Cerrito G | 0 | 0 | 10 | 0% | 0% | 1 | 0.55 | 0% | 0% | 1 | 0% | 0% | 0% | 1 | 0 | 2 | 32% | 0% | 32% | 2 | 48% | 0% | 0% | 1 | 75% | 0% | 0% | 3 | 75% | 0% | 0% | 3 | 75% | 0% | 0% | 3 | 12% | 0% | 0% | 1 | 3% | 0% | 0% | 1 |  | 0% | 0% | 1 | 0.29 | 0% | 0% | 1 | 0% | 0% | 0% | 1 | 0 | 2 | 45% | 0% | 45% | 2 | 18% | 0% | 0% | 1 | 60% | 0% | 0% | 2 | 73% | 0% | 0% | 3 | 73% | 0% | 0% | 3 | 12% | 0% | 0% | 1 | 4% | 0% | 0% | 1 |  | 0% | 0% | 1 | 0.56 | 0% | 0% | 1 | 0% | 0% | 0% | 1 | 0 | 2 | 32% | 0% | 32% | 2 | 19% | 0% | 0% | 1 | 42% | 0% | 0% | 1 | 72% | 0% | 0% | 3 | 74% | 0% | 0% | 3 | 10% | 0% | 0% | 1 | 7% | 0% | 0% | 1 |  | 0% | 0% | 1 | 0.51 | 0% | 0% | 1 | 0% | 0% | 0% | 1 | 0 | 2 | 37% | 0% | 37% | 2 | 32% | 0% | 0% | 1 | 36% | 0% | 0% | 1 | 56% | 0% | 0% | 2 | 73% | 0% | 0% | 3 | 17% | 0% | 0% | 1 | 10% | 0% | 0% | 1
492 | Elizabeth Lake | 0 | 0 | 10 | 0% | 0% | 1 | 0.41 | 0% | 0% | 1 | 0% | 0% | 0% | 1 | 0 | 2 | 57% | 35% | 92% | 5 | 25% | 0% | 0% | 1 | 5% | 0% | 0% | 1 | 11% | 0% | 0% | 1 | 36% | 0% | 0% | 1 | 50% | 0% | 0% | 2 | 6% | 0% | 0% | 1 |  | 0% | 0% | 1 | 0.22 | 0% | 0% | 1 | 2% | 0% | 0% | 1 | 0 | 2 | 42% | 48% | 90% | 5 | 47% | 0% | 0% | 1 | 5% | 0% | 0% | 1 | 13% | 0% | 0% | 1 | 57% | 0% | 0% | 2 | 46% | 0% | 0% | 1 | 10% | 0% | 0% | 1 |  | 0% | 0% | 1 | 0.2 | 0% | 0% | 1 | 3% | 0% | 0% | 1 | 0 | 2 | 43% | 44% | 87% | 5 | 54% | 0% | 0% | 2 | 3% | 0% | 0% | 1 | 9% | 0% | 0% | 1 | 60% | 0% | 0% | 2 | 46% | 0% | 0% | 1 | 11% | 0% | 0% | 1 |  | 0% | 0% | 1 | 0.2 | 0% | 0% | 1 | 4% | 0% | 0% | 1 | 0 | 2 | 37% | 42% | 79% | 5 | 48% | 0% | 0% | 1 | 15% | 0% | 0% | 1 | 15% | 0% | 0% | 1 | 66% | 0% | 0% | 2 | 44% | 0% | 0% | 1 | 9% | 0% | 0% | 1
493 | Ashlan | 0 | 0 | 10 | 0% | 0% | 1 | 0.4 | 0% | 0% | 1 | 25% | 0% | 0% | 1 | 0 | 2 | 0% | 0% | 0% | 1 | 21% | 0% | 0% | 1 | 14% | 0% | 0% | 1 | 14% | 0% | 0% | 1 | 21% | 0% | 0% | 1 | 0% | 0% | 0% | 1 | 11% | 0% | 0% | 1 |  | 0% | 0% | 1 | 0.23 | 0% | 0% | 1 | 59% | 0% | 0% | 2 | 0 | 2 | 13% | 0% | 13% | 1 | 17% | 0% | 0% | 1 | 15% | 0% | 0% | 1 | 15% | 0% | 0% | 1 | 24% | 0% | 0% | 1 | 0% | 0% | 0% | 1 | 3% | 0% | 0% | 1 |  | 0% | 0% | 1 | 0.22 | 0% | 0% | 1 | 52% | 0% | 0% | 2 | 0 | 2 | 22% | 0% | 22% | 2 | 16% | 0% | 0% | 1 | 24% | 0% | 0% | 1 | 23% | 0% | 0% | 1 | 32% | 0% | 0% | 1 | 10% | 0% | 0% | 1 | 10% | 0% | 0% | 1 |  | 0% | 0% | 1 | 0.19 | 0% | 0% | 1 | 45% | 0% | 0% | 1 | 0 | 2 | 27% | 0% | 27% | 2 | 24% | 0% | 0% | 1 | 22% | 0% | 0% | 1 | 23% | 0% | 0% | 1 | 38% | 0% | 0% | 1 | 16% | 0% | 0% | 1 | 11% | 0% | 0% | 1
494 | Meadow Lane | 0 | 0 | 10 | 0% | 0% | 1 | 0.11 | 0% | 0% | 1 | 0% | 0% | 0% | 1 | 0 | 2 | 11% | 0% | 11% | 1 | 0% | 0% | 0% | 1 | 14% | 0% | 0% | 1 | 44% | 0% | 0% | 1 | 44% | 0% | 0% | 1 | 6% | 0% | 0% | 1 | 2% | 0% | 0% | 1 |  | 0% | 0% | 1 | 0.44 | 0% | 0% | 1 | 0% | 0% | 0% | 1 | 0 | 2 | 61% | 0% | 61% | 3 | 21% | 0% | 0% | 1 | 64% | 0% | 0% | 2 | 61% | 0% | 0% | 2 | 77% | 0% | 0% | 3 | 16% | 0% | 0% | 1 | 14% | 0% | 0% | 1 |  | 0% | 0% | 1 | 0.46 | 0% | 0% | 1 | 0% | 0% | 0% | 1 | 0 | 2 | 57% | 0% | 57% | 3 | 45% | 0% | 0% | 1 | 53% | 0% | 0% | 2 | 60% | 0% | 0% | 2 | 81% | 0% | 0% | 3 | 23% | 0% | 0% | 1 | 18% | 0% | 0% | 1 |  | 0% | 0% | 1 | 0.3 | 0% | 0% | 1 | 2% | 0% | 0% | 1 | 0 | 2 | 59% | 1% | 60% | 3 | 34% | 0% | 0% | 1 | 44% | 0% | 0% | 1 | 56% | 0% | 0% | 2 | 74% | 0% | 0% | 3 | 19% | 0% | 0% | 1 | 14% | 0% | 0% | 1
495 | Bucks Creek | 0 | 0 | 10 | 0% | 0% | 1 | 0.02 | 0% | 0% | 1 | 0% | 0% | 0% | 1 | 0 | 2 | 81% | 17% | 98% | 5 | 33% | 0% | 0% | 1 | 60% | 0% | 0% | 2 | 25% | 0% | 0% | 1 | 97% | 0% | 0% | 5 | 92% | 0% | 0% | 4 | 23% | 0% | 0% | 1 |  | 0% | 0% | 1 | 0.03 | 0% | 0% | 1 | 0% | 0% | 0% | 1 | 0 | 2 | 26% | 37% | 63% | 5 | 43% | 0% | 0% | 1 | 52% | 0% | 0% | 2 | 59% | 0% | 0% | 2 | 86% | 0% | 0% | 3 | 62% | 0% | 0% | 2 | 8% | 0% | 0% | 1 |  | 0% | 0% | 1 | 0.04 | 0% | 0% | 1 | 0% | 0% | 0% | 1 | 0 | 2 | 29% | 41% | 70% | 5 | 37% | 0% | 0% | 1 | 49% | 0% | 0% | 1 | 56% | 0% | 0% | 2 | 81% | 0% | 0% | 3 | 42% | 0% | 0% | 1 | 7% | 0% | 0% | 1 |  | 0% | 0% | 1 | 0.05 | 0% | 0% | 1 | 0% | 0% | 0% | 1 | 0 | 2 | 32% | 37% | 69% | 5 | 33% | 0% | 0% | 1 | 46% | 0% | 0% | 1 | 50% | 0% | 0% | 2 | 75% | 0% | 0% | 3 | 37% | 0% | 0% | 1 | 6% | 0% | 0% | 1
496 | Dunn Siding | 0 | 0 | 10 | 0% | 0% | 1 | 0.04 | 0% | 0% | 1 | 0% | 0% | 0% | 1 | 0 | 2 | 0% | 0% | 0% | 1 | 64% | 0% | 0% | 2 | 0% | 0% | 0% | 1 | 0% | 0% | 0% | 1 | 64% | 0% | 0% | 2 | 12% | 0% | 0% | 1 | 0% | 0% | 0% | 1 |  | 0% | 0% | 1 | 0.04 | 0% | 0% | 1 | 0% | 0% | 0% | 1 | 0 | 2 | 0% | 0% | 0% | 1 | 42% | 0% | 0% | 1 | 7% | 0% | 0% | 1 | 20% | 0% | 0% | 1 | 52% | 0% | 0% | 2 | 63% | 0% | 0% | 2 | 6% | 0% | 0% | 1 |  | 0% | 0% | 1 | 0.09 | 0% | 0% | 1 | 0% | 0% | 0% | 1 | 0 | 2 | 0% | 0% | 0% | 1 | 39% | 0% | 0% | 1 | 26% | 0% | 0% | 1 | 27% | 0% | 0% | 1 | 45% | 0% | 0% | 1 | 61% | 0% | 0% | 2 | 3% | 0% | 0% | 1 |  | 0% | 0% | 1 | 0.16 | 0% | 0% | 1 | 1% | 0% | 0% | 1 | 0 | 2 | 0% | 0% | 0% | 1 | 31% | 0% | 0% | 1 | 20% | 0% | 0% | 1 | 21% | 0% | 0% | 1 | 36% | 0% | 0% | 1 | 46% | 0% | 0% | 1 | 3% | 0% | 0% | 1
497 | Pit 4 | 0 | 0 | 10 | 0% | 0% | 1 | 0.05 | 0% | 0% | 1 | 0% | 0% | 0% | 1 | 0 | 2 | 81% | 16% | 97% | 5 | 38% | 0% | 0% | 1 | 34% | 0% | 0% | 1 | 34% | 0% | 0% | 1 | 57% | 0% | 0% | 2 | 24% | 0% | 0% | 1 | 7% | 0% | 0% | 1 |  | 0% | 0% | 1 | 0.04 | 0% | 0% | 1 | 0% | 0% | 0% | 1 | 0 | 2 | 66% | 16% | 82% | 5 | 30% | 0% | 0% | 1 | 16% | 0% | 0% | 1 | 9% | 0% | 0% | 1 | 41% | 0% | 0% | 1 | 30% | 0% | 0% | 1 | 8% | 0% | 0% | 1 |  | 0% | 0% | 1 | 0.04 | 0% | 0% | 1 | 0% | 0% | 0% | 1 | 0 | 2 | 52% | 15% | 67% | 3 | 30% | 0% | 0% | 1 | 18% | 0% | 0% | 1 | 16% | 0% | 0% | 1 | 44% | 0% | 0% | 1 | 28% | 0% | 0% | 1 | 7% | 0% | 0% | 1 |  | 0% | 0% | 1 | 0.05 | 0% | 0% | 1 | 0% | 0% | 0% | 1 | 0 | 2 | 40% | 14% | 54% | 3 | 32% | 0% | 0% | 1 | 18% | 0% | 0% | 1 | 19% | 0% | 0% | 1 | 47% | 0% | 0% | 1 | 27% | 0% | 0% | 1 | 6% | 0% | 0% | 1
498 | SAN FRAN A (POTRERO PP) | 0 | 0 | 10 | 0% | 0% | 1 | 0.72 | 0% | 0% | 1 | 0% | 0% | 0% | 1 | 0 | 2 | 0% | 0% | 0% | 1 | 0% | 0% | 0% | 1 | 3% | 0% | 0% | 1 | 20% | 0% | 0% | 1 | 20% | 0% | 0% | 1 | 0% | 0% | 0% | 1 | 2% | 0% | 0% | 1 |  | 0% | 0% | 1 | 0.47 | 0% | 0% | 1 | 0% | 0% | 0% | 1 | 0 | 2 | 0% | 0% | 0% | 1 | 1% | 0% | 0% | 1 | 19% | 0% | 0% | 1 | 45% | 0% | 0% | 1 | 46% | 0% | 0% | 1 | 0% | 0% | 0% | 1 | 4% | 0% | 0% | 1 |  | 0% | 0% | 1 | 0.48 | 0% | 0% | 1 | 0% | 0% | 0% | 1 | 0 | 2 | 2% | 0% | 2% | 1 | 17% | 0% | 0% | 1 | 41% | 0% | 0% | 1 | 62% | 0% | 0% | 2 | 65% | 0% | 0% | 2 | 3% | 0% | 0% | 1 | 7% | 0% | 0% | 1 |  | 0% | 0% | 1 | 0.5 | 0% | 0% | 1 | 0% | 0% | 0% | 1 | 0 | 2 | 41% | 0% | 41% | 2 | 39% | 0% | 0% | 1 | 52% | 0% | 0% | 2 | 73% | 0% | 0% | 3 | 82% | 0% | 0% | 3 | 21% | 0% | 0% | 1 | 7% | 0% | 0% | 1
499 | Frogtown | 0 | 0 | 10 | 0% | 0% | 1 | 0.13 | 0% | 0% | 1 | 0% | 0% | 0% | 1 | 0 | 2 | 95% | 0% | 95% | 5 | 88% | 0% | 0% | 3 | 14% | 0% | 0% | 1 | 34% | 0% | 0% | 1 | 88% | 0% | 0% | 3 | 58% | 0% | 0% | 2 | 3% | 0% | 0% | 1 |  | 0% | 0% | 1 | 0.15 | 0% | 0% | 1 | 0% | 0% | 0% | 1 | 0 | 2 | 86% | 7% | 93% | 5 | 76% | 0% | 0% | 3 | 15% | 0% | 0% | 1 | 30% | 0% | 0% | 1 | 85% | 0% | 0% | 3 | 59% | 0% | 0% | 2 | 6% | 0% | 0% | 1 |  | 0% | 0% | 1 | 0.16 | 0% | 0% | 1 | 0% | 0% | 0% | 1 | 0 | 2 | 70% | 16% | 86% | 5 | 64% | 0% | 0% | 2 | 19% | 0% | 0% | 1 | 32% | 0% | 0% | 1 | 77% | 0% | 0% | 3 | 59% | 0% | 0% | 2 | 6% | 0% | 0% | 1 |  | 0% | 0% | 1 | 0.16 | 0% | 0% | 1 | 1% | 0% | 0% | 1 | 0 | 2 | 65% | 19% | 84% | 5 | 66% | 0% | 0% | 2 | 21% | 0% | 0% | 1 | 34% | 0% | 0% | 1 | 80% | 0% | 0% | 3 | 59% | 0% | 0% | 2 | 6% | 0% | 0% | 1
500 | Knights Landing | 0 | 0 | 10 | 0% | 0% | 1 | 0.1 | 0% | 0% | 1 | 84% | 0% | 0% | 3 | 0 | 2 | 0% | 0% | 0% | 1 | 8% | 0% | 0% | 1 | 7% | 0% | 0% | 1 | 47% | 0% | 0% | 1 | 53% | 0% | 0% | 2 | 0% | 0% | 0% | 1 | 4% | 0% | 0% | 1 |  | 0% | 0% | 1 | 0.08 | 0% | 0% | 1 | 71% | 0% | 0% | 2 | 0 | 2 | 4% | 0% | 4% | 1 | 45% | 0% | 0% | 1 | 7% | 0% | 0% | 1 | 59% | 0% | 0% | 2 | 78% | 0% | 0% | 3 | 0% | 0% | 0% | 1 | 6% | 0% | 0% | 1 |  | 0% | 0% | 1 | 0.09 | 0% | 0% | 1 | 64% | 0% | 0% | 2 | 0 | 2 | 7% | 0% | 7% | 1 | 47% | 0% | 0% | 1 | 11% | 0% | 0% | 1 | 56% | 0% | 0% | 2 | 80% | 0% | 0% | 3 | 2% | 0% | 0% | 1 | 5% | 0% | 0% | 1 |  | 0% | 0% | 1 | 0.11 | 0% | 0% | 1 | 60% | 0% | 0% | 2 | 0 | 2 | 12% | 1% | 13% | 2 | 43% | 0% | 0% | 1 | 10% | 0% | 0% | 1 | 42% | 0% | 0% | 1 | 67% | 0% | 0% | 2 | 5% | 0% | 0% | 1 | 6% | 0% | 0% | 1
501 | Sandlot | 0 | 0 | 10 | 0% | 0% | 1 | 0.08 | 0% | 0% | 1 | 0% | 0% | 0% | 1 | 0 | 2 | 0% | 0% | 0% | 1 | 15% | 0% | 0% | 1 | 94% | 0% | 0% | 4 | 62% | 0% | 0% | 2 | 94% | 0% | 0% | 4 | 45% | 0% | 0% | 1 | 4% | 0% | 0% | 1 |  | 0% | 0% | 1 | 0.28 | 0% | 0% | 1 | 0% | 0% | 0% | 1 | 0 | 2 | 0% | 0% | 0% | 1 | 7% | 0% | 0% | 1 | 49% | 0% | 0% | 1 | 29% | 0% | 0% | 1 | 51% | 0% | 0% | 2 | 27% | 0% | 0% | 1 | 2% | 0% | 0% | 1 |  | 0% | 0% | 1 | 0.23 | 0% | 0% | 1 | 0% | 0% | 0% | 1 | 0 | 2 | 0% | 0% | 0% | 1 | 51% | 0% | 0% | 2 | 60% | 0% | 0% | 2 | 30% | 0% | 0% | 1 | 80% | 0% | 0% | 3 | 36% | 0% | 0% | 1 | 5% | 0% | 0% | 1 |  | 0% | 0% | 1 | 0.25 | 0% | 0% | 1 | 0% | 0% | 0% | 1 | 0 | 2 | 0% | 0% | 0% | 1 | 57% | 0% | 0% | 2 | 50% | 0% | 0% | 2 | 17% | 0% | 0% | 1 | 80% | 0% | 0% | 3 | 46% | 0% | 0% | 1 | 3% | 0% | 0% | 1
502 | Sunrise | 0 | 0 | 10 | 0% | 0% | 1 | 0.05 | 0% | 0% | 1 | 0% | 0% | 0% | 1 | 0 | 2 | 0% | 0% | 0% | 1 | 15% | 0% | 0% | 1 | 56% | 0% | 0% | 2 | 64% | 0% | 0% | 2 | 68% | 0% | 0% | 2 | 4% | 0% | 0% | 1 | 0% | 0% | 0% | 1 |  | 0% | 0% | 1 | 0.05 | 0% | 0% | 1 | 0% | 0% | 0% | 1 | 0 | 2 | 5% | 0% | 5% | 1 | 20% | 0% | 0% | 1 | 34% | 0% | 0% | 1 | 72% | 0% | 0% | 3 | 72% | 0% | 0% | 3 | 14% | 0% | 0% | 1 | 0% | 0% | 0% | 1 |  | 0% | 0% | 1 | 0.06 | 0% | 0% | 1 | 16% | 0% | 0% | 1 | 0 | 2 | 4% | 0% | 4% | 1 | 26% | 0% | 0% | 1 | 43% | 0% | 0% | 1 | 75% | 0% | 0% | 3 | 76% | 0% | 0% | 3 | 8% | 0% | 0% | 1 | 1% | 0% | 0% | 1 |  | 0% | 0% | 1 | 0.08 | 0% | 0% | 1 | 27% | 0% | 0% | 1 | 0 | 2 | 7% | 0% | 7% | 1 | 25% | 0% | 0% | 1 | 34% | 0% | 0% | 1 | 63% | 0% | 0% | 2 | 71% | 0% | 0% | 3 | 8% | 0% | 0% | 1 | 5% | 0% | 0% | 1
503 | Lilac | 0 | 0 | 10 | 0% | 0% | 1 | 0.53 | 0% | 0% | 1 | 5% | 0% | 0% | 1 | 0 | 2 | 71% | 5% | 76% | 5 | 33% | 0% | 0% | 1 | 0% | 0% | 0% | 1 | 25% | 0% | 0% | 1 | 41% | 0% | 0% | 1 | 3% | 0% | 0% | 1 | 6% | 0% | 0% | 1 |  | 0% | 0% | 1 | 0.39 | 0% | 0% | 1 | 6% | 0% | 0% | 1 | 0 | 2 | 53% | 23% | 76% | 5 | 46% | 0% | 0% | 1 | 12% | 0% | 0% | 1 | 23% | 0% | 0% | 1 | 52% | 0% | 0% | 2 | 11% | 0% | 0% | 1 | 7% | 0% | 0% | 1 |  | 0% | 0% | 1 | 0.33 | 0% | 0% | 1 | 4% | 0% | 0% | 1 | 0 | 2 | 36% | 48% | 84% | 5 | 56% | 0% | 0% | 2 | 15% | 0% | 0% | 1 | 30% | 0% | 0% | 1 | 62% | 0% | 0% | 2 | 32% | 0% | 0% | 1 | 8% | 0% | 0% | 1 |  | 0% | 0% | 1 | 0.31 | 0% | 0% | 1 | 3% | 0% | 0% | 1 | 0 | 2 | 35% | 52% | 87% | 5 | 61% | 0% | 0% | 2 | 24% | 0% | 0% | 1 | 40% | 0% | 0% | 1 | 69% | 0% | 0% | 2 | 32% | 0% | 0% | 1 | 8% | 0% | 0% | 1
504 | Alhambra | 0 | 0 | 10 | 0% | 0% | 1 | 0.39 | 0% | 0% | 1 | 0% | 0% | 0% | 1 | 0 | 2 | 73% | 0% | 73% | 3 | 4% | 0% | 0% | 1 | 59% | 0% | 0% | 2 | 72% | 0% | 0% | 3 | 73% | 0% | 0% | 3 | 11% | 0% | 0% | 1 | 3% | 0% | 0% | 1 |  | 0% | 0% | 1 | 0.72 | 0% | 0% | 1 | 0% | 0% | 0% | 1 | 0 | 2 | 43% | 0% | 43% | 2 | 17% | 0% | 0% | 1 | 50% | 0% | 0% | 2 | 60% | 0% | 0% | 2 | 74% | 0% | 0% | 3 | 14% | 0% | 0% | 1 | 9% | 0% | 0% | 1 |  | 0% | 0% | 1 | 0.38 | 0% | 0% | 1 | 0% | 0% | 0% | 1 | 0 | 2 | 42% | 0% | 42% | 2 | 36% | 0% | 0% | 1 | 48% | 0% | 0% | 1 | 60% | 0% | 0% | 2 | 80% | 0% | 0% | 3 | 17% | 0% | 0% | 1 | 19% | 0% | 0% | 1 |  | 0% | 0% | 1 | 0.31 | 0% | 0% | 1 | 5% | 0% | 0% | 1 | 0 | 2 | 50% | 0% | 50% | 3 | 39% | 0% | 0% | 1 | 40% | 0% | 0% | 1 | 51% | 0% | 0% | 2 | 74% | 0% | 0% | 3 | 19% | 0% | 0% | 1 | 15% | 0% | 0% | 1
505 | Charleston | 0 | 0 | 0 | 0% | 0% | 1 | 0.04 | 0% | 0% | 1 | 0% | 0% | 0% | 1 | 0 | 2 | 0% | 0% | 0% | 1 | 0% | 0% | 0% | 1 | 9% | 0% | 0% | 1 | 11% | 0% | 0% | 1 | 11% | 0% | 0% | 1 | 5% | 0% | 0% | 1 | 1% | 0% | 0% | 1 |  | 0% | 0% | 1 | 0.02 | 0% | 0% | 1 | 0% | 0% | 0% | 1 | 0 | 2 | 0% | 0% | 0% | 1 | 0% | 0% | 0% | 1 | 2% | 0% | 0% | 1 | 5% | 0% | 0% | 1 | 5% | 0% | 0% | 1 | 2% | 0% | 0% | 1 | 0% | 0% | 0% | 1 |  | 0% | 0% | 1 | 0.01 | 0% | 0% | 1 | 0% | 0% | 0% | 1 | 0 | 2 | 0% | 0% | 0% | 1 | 1% | 0% | 0% | 1 | 1% | 0% | 0% | 1 | 2% | 0% | 0% | 1 | 3% | 0% | 0% | 1 | 7% | 0% | 0% | 1 | 0% | 0% | 0% | 1 |  | 0% | 0% | 1 | 0.33 | 0% | 0% | 1 | 0% | 0% | 0% | 1 | 0 | 2 | 0% | 0% | 0% | 1 | 3% | 0% | 0% | 1 | 1% | 0% | 0% | 1 | 11% | 0% | 0% | 1 | 12% | 0% | 0% | 1 | 11% | 0% | 0% | 1 | 0% | 0% | 0% | 1
506 | Vasco | 0 | 0 | 10 | 0% | 0% | 1 | 0.1 | 0% | 0% | 1 | 1% | 0% | 0% | 1 | 0 | 2 | 97% | 0% | 97% | 5 | 77% | 0% | 0% | 3 | 56% | 0% | 0% | 2 | 73% | 0% | 0% | 3 | 90% | 0% | 0% | 4 | 20% | 0% | 0% | 1 | 8% | 0% | 0% | 1 |  | 0% | 0% | 1 | 0.14 | 0% | 0% | 1 | 2% | 0% | 0% | 1 | 0 | 2 | 94% | 1% | 95% | 5 | 69% | 0% | 0% | 2 | 65% | 0% | 0% | 2 | 74% | 0% | 0% | 3 | 91% | 0% | 0% | 4 | 35% | 0% | 0% | 1 | 6% | 0% | 0% | 1 |  | 0% | 0% | 1 | 0.15 | 0% | 0% | 1 | 14% | 0% | 0% | 1 | 0 | 2 | 72% | 8% | 80% | 5 | 62% | 0% | 0% | 2 | 57% | 0% | 0% | 2 | 63% | 0% | 0% | 2 | 82% | 0% | 0% | 3 | 37% | 0% | 0% | 1 | 6% | 0% | 0% | 1 |  | 0% | 0% | 1 | 0.12 | 0% | 0% | 1 | 24% | 0% | 0% | 1 | 0 | 2 | 59% | 9% | 68% | 3 | 59% | 0% | 0% | 2 | 41% | 0% | 0% | 1 | 47% | 0% | 0% | 1 | 73% | 0% | 0% | 3 | 39% | 0% | 0% | 1 | 6% | 0% | 0% | 1
507 | Harris | 0 | 0 | 10 | 0% | 0% | 1 | 0.31 | 0% | 0% | 1 | 0% | 0% | 0% | 1 | 0 | 2 | 0% | 0% | 0% | 1 | 4% | 0% | 0% | 1 | 64% | 0% | 0% | 2 | 68% | 0% | 0% | 2 | 72% | 0% | 0% | 3 | 5% | 0% | 0% | 1 | 11% | 0% | 0% | 1 |  | 0% | 0% | 1 | 0.15 | 0% | 0% | 1 | 0% | 0% | 0% | 1 | 0 | 2 | 0% | 0% | 0% | 1 | 3% | 0% | 0% | 1 | 44% | 0% | 0% | 1 | 52% | 0% | 0% | 2 | 53% | 0% | 0% | 2 | 21% | 0% | 0% | 1 | 12% | 0% | 0% | 1 |  | 0% | 0% | 1 | 0.1 | 0% | 0% | 1 | 0% | 0% | 0% | 1 | 0 | 2 | 0% | 0% | 0% | 1 | 5% | 0% | 0% | 1 | 40% | 0% | 0% | 1 | 45% | 0% | 0% | 1 | 47% | 0% | 0% | 1 | 26% | 0% | 0% | 1 | 15% | 0% | 0% | 1 |  | 0% | 0% | 1 | 0.08 | 0% | 0% | 1 | 0% | 0% | 0% | 1 | 0 | 2 | 0% | 0% | 0% | 1 | 4% | 0% | 0% | 1 | 32% | 0% | 0% | 1 | 36% | 0% | 0% | 1 | 39% | 0% | 0% | 1 | 28% | 0% | 0% | 1 | 14% | 0% | 0% | 1
508 | Grizzly | 0 | 0 | 10 | 0% | 0% | 1 | 0.02 | 0% | 0% | 1 | 0% | 0% | 0% | 1 | 0 | 2 | 7% | 65% | 72% | 5 | 59% | 0% | 0% | 2 | 41% | 0% | 0% | 1 | 59% | 0% | 0% | 2 | 82% | 0% | 0% | 3 | 62% | 0% | 0% | 2 | 4% | 0% | 0% | 1 |  | 0% | 0% | 1 | 0.04 | 0% | 0% | 1 | 0% | 0% | 0% | 1 | 0 | 2 | 24% | 42% | 66% | 5 | 43% | 0% | 0% | 1 | 44% | 0% | 0% | 1 | 63% | 0% | 0% | 2 | 86% | 0% | 0% | 3 | 52% | 0% | 0% | 2 | 7% | 0% | 0% | 1 |  | 0% | 0% | 1 | 0.05 | 0% | 0% | 1 | 0% | 0% | 0% | 1 | 0 | 2 | 21% | 37% | 58% | 5 | 42% | 0% | 0% | 1 | 48% | 0% | 0% | 1 | 66% | 0% | 0% | 2 | 89% | 0% | 0% | 3 | 48% | 0% | 0% | 1 | 5% | 0% | 0% | 1 |  | 0% | 0% | 1 | 0.06 | 0% | 0% | 1 | 0% | 0% | 0% | 1 | 0 | 2 | 22% | 34% | 56% | 5 | 34% | 0% | 0% | 1 | 46% | 0% | 0% | 1 | 56% | 0% | 0% | 2 | 79% | 0% | 0% | 3 | 39% | 0% | 0% | 1 | 5% | 0% | 0% | 1
509 | Jackass (DOE) | 0 | 0 | 0 | 0% | 0% | 1 | 0 | 0% | 0% | 1 | 0% | 0% | 0% | 1 | 0 | 2 | 0% | 0% | 0% | 1 | 0% | 0% | 0% | 1 | 0% | 0% | 0% | 1 | 0% | 0% | 0% | 1 | 0% | 0% | 0% | 1 | 0% | 0% | 0% | 1 | 0% | 0% | 0% | 1 |  | 0% | 0% | 1 | 0 | 0% | 0% | 1 | 0% | 0% | 0% | 1 | 0 | 2 | 0% | 0% | 0% | 1 | 0% | 0% | 0% | 1 | 0% | 0% | 0% | 1 | 0% | 0% | 0% | 1 | 0% | 0% | 0% | 1 | 0% | 0% | 0% | 1 | 0% | 0% | 0% | 1 |  | 0% | 0% | 1 | 0 | 0% | 0% | 1 | 0% | 0% | 0% | 1 | 0 | 2 | 0% | 0% | 0% | 1 | 0% | 0% | 0% | 1 | 0% | 0% | 0% | 1 | 0% | 0% | 0% | 1 | 0% | 0% | 0% | 1 | 0% | 0% | 0% | 1 | 0% | 0% | 0% | 1 |  | 0% | 0% | 1 | 0 | 0% | 0% | 1 | 0% | 0% | 0% | 1 | 0 | 2 | 0% | 0% | 0% | 1 | 0% | 0% | 0% | 1 | 0% | 0% | 0% | 1 | 0% | 0% | 0% | 1 | 0% | 0% | 0% | 1 | 0% | 0% | 0% | 1 | 0% | 0% | 0% | 1
510 | North City Metering | 0 | 0 | 10 | 0% | 0% | 1 | 0.04 | 0% | 0% | 1 | 0% | 0% | 0% | 1 | 0 | 2 | 0% | 0% | 0% | 1 | 33% | 0% | 0% | 1 | 69% | 0% | 0% | 2 | 69% | 0% | 0% | 2 | 98% | 0% | 0% | 5 | 0% | 0% | 0% | 1 | 11% | 0% | 0% | 1 |  | 0% | 0% | 1 | 0.07 | 0% | 0% | 1 | 1% | 0% | 0% | 1 | 0 | 2 | 30% | 0% | 30% | 2 | 19% | 0% | 0% | 1 | 44% | 0% | 0% | 1 | 30% | 0% | 0% | 1 | 57% | 0% | 0% | 2 | 8% | 0% | 0% | 1 | 8% | 0% | 0% | 1 |  | 0% | 0% | 1 | 0.2 | 0% | 0% | 1 | 0% | 0% | 0% | 1 | 0 | 2 | 44% | 31% | 75% | 5 | 52% | 0% | 0% | 2 | 48% | 0% | 0% | 1 | 41% | 0% | 0% | 1 | 82% | 0% | 0% | 3 | 9% | 0% | 0% | 1 | 6% | 0% | 0% | 1 |  | 0% | 0% | 1 | 0.24 | 0% | 0% | 1 | 1% | 0% | 0% | 1 | 0 | 2 | 32% | 42% | 74% | 5 | 57% | 0% | 0% | 2 | 47% | 0% | 0% | 1 | 58% | 0% | 0% | 2 | 85% | 0% | 0% | 3 | 17% | 0% | 0% | 1 | 4% | 0% | 0% | 1
511 | Ormond Beach | 0 | 0 | 10 | 0% | 0% | 1 | 0.15 | 0% | 0% | 1 | 69% | 0% | 0% | 2 | 0 | 2 | 0% | 0% | 0% | 1 | 9% | 0% | 0% | 1 | 34% | 0% | 0% | 1 | 36% | 0% | 0% | 1 | 36% | 0% | 0% | 1 | 0% | 0% | 0% | 1 | 16% | 0% | 0% | 1 |  | 0% | 0% | 1 | 0.16 | 0% | 0% | 1 | 57% | 0% | 0% | 2 | 0 | 2 | 0% | 0% | 0% | 1 | 12% | 0% | 0% | 1 | 11% | 0% | 0% | 1 | 30% | 0% | 0% | 1 | 30% | 0% | 0% | 1 | 1% | 0% | 0% | 1 | 7% | 0% | 0% | 1 |  | 0% | 0% | 1 | 0.16 | 0% | 0% | 1 | 44% | 0% | 0% | 1 | 0 | 2 | 1% | 0% | 1% | 1 | 11% | 0% | 0% | 1 | 11% | 0% | 0% | 1 | 24% | 0% | 0% | 1 | 29% | 0% | 0% | 1 | 13% | 0% | 0% | 1 | 6% | 0% | 0% | 1 |  | 0% | 0% | 1 | 0.15 | 0% | 0% | 1 | 27% | 0% | 0% | 1 | 0 | 2 | 2% | 0% | 2% | 1 | 22% | 0% | 0% | 1 | 7% | 0% | 0% | 1 | 19% | 0% | 0% | 1 | 36% | 0% | 0% | 1 | 26% | 0% | 0% | 1 | 7% | 0% | 0% | 1
512 | Warne | 0 | 0 | 10 | 0% | 0% | 1 | 0.04 | 0% | 0% | 1 | 0% | 0% | 0% | 1 | 0 | 2 | 11% | 89% | 100% | 5 | 100% | 0% | 0% | 5 | 0% | 0% | 0% | 1 | 1% | 0% | 0% | 1 | 100% | 0% | 0% | 5 | 67% | 0% | 0% | 2 | 3% | 0% | 0% | 1 |  | 0% | 0% | 1 | 0.04 | 0% | 0% | 1 | 0% | 0% | 0% | 1 | 0 | 2 | 34% | 62% | 96% | 5 | 72% | 0% | 0% | 3 | 39% | 0% | 0% | 1 | 37% | 0% | 0% | 1 | 95% | 0% | 0% | 5 | 63% | 0% | 0% | 2 | 3% | 0% | 0% | 1 |  | 0% | 0% | 1 | 0.07 | 0% | 0% | 1 | 1% | 0% | 0% | 1 | 0 | 2 | 37% | 50% | 87% | 5 | 58% | 0% | 0% | 2 | 45% | 0% | 0% | 1 | 38% | 0% | 0% | 1 | 87% | 0% | 0% | 3 | 56% | 0% | 0% | 2 | 4% | 0% | 0% | 1 |  | 0% | 0% | 1 | 0.14 | 0% | 0% | 1 | 3% | 0% | 0% | 1 | 0 | 2 | 42% | 32% | 74% | 5 | 53% | 0% | 0% | 2 | 34% | 0% | 0% | 1 | 33% | 0% | 0% | 1 | 79% | 0% | 0% | 3 | 45% | 0% | 0% | 1 | 5% | 0% | 0% | 1
513 | POE | 0 | 0 | 10 | 0% | 0% | 1 | 0.12 | 0% | 0% | 1 | 0% | 0% | 0% | 1 | 0 | 2 | 2% | 0% | 2% | 1 | 59% | 0% | 0% | 2 | 55% | 0% | 0% | 2 | 92% | 0% | 0% | 4 | 93% | 0% | 0% | 4 | 35% | 0% | 0% | 1 | 3% | 0% | 0% | 1 |  | 0% | 0% | 1 | 0.16 | 0% | 0% | 1 | 0% | 0% | 0% | 1 | 0 | 2 | 19% | 2% | 21% | 2 | 39% | 0% | 0% | 1 | 43% | 0% | 0% | 1 | 77% | 0% | 0% | 3 | 86% | 0% | 0% | 3 | 47% | 0% | 0% | 1 | 4% | 0% | 0% | 1 |  | 0% | 0% | 1 | 0.12 | 0% | 0% | 1 | 1% | 0% | 0% | 1 | 0 | 2 | 29% | 11% | 40% | 3 | 53% | 0% | 0% | 2 | 40% | 0% | 0% | 1 | 67% | 0% | 0% | 2 | 83% | 0% | 0% | 3 | 49% | 0% | 0% | 1 | 10% | 0% | 0% | 1 |  | 0% | 0% | 1 | 0.12 | 0% | 0% | 1 | 4% | 0% | 0% | 1 | 0 | 2 | 30% | 17% | 47% | 3 | 54% | 0% | 0% | 2 | 33% | 0% | 0% | 1 | 56% | 0% | 0% | 2 | 84% | 0% | 0% | 3 | 40% | 0% | 0% | 1 | 9% | 0% | 0% | 1
514 | Pit 3 | 0 | 0 | 10 | 0% | 0% | 1 | 0.04 | 0% | 0% | 1 | 0% | 0% | 0% | 1 | 0 | 2 | 62% | 0% | 62% | 3 | 33% | 0% | 0% | 1 | 17% | 0% | 0% | 1 | 6% | 0% | 0% | 1 | 44% | 0% | 0% | 1 | 29% | 0% | 0% | 1 | 12% | 0% | 0% | 1 |  | 0% | 0% | 1 | 0.05 | 0% | 0% | 1 | 0% | 0% | 0% | 1 | 0 | 2 | 48% | 6% | 54% | 3 | 27% | 0% | 0% | 1 | 24% | 0% | 0% | 1 | 19% | 0% | 0% | 1 | 46% | 0% | 0% | 1 | 26% | 0% | 0% | 1 | 8% | 0% | 0% | 1 |  | 0% | 0% | 1 | 0.05 | 0% | 0% | 1 | 0% | 0% | 0% | 1 | 0 | 2 | 43% | 8% | 51% | 3 | 28% | 0% | 0% | 1 | 19% | 0% | 0% | 1 | 16% | 0% | 0% | 1 | 43% | 0% | 0% | 1 | 26% | 0% | 0% | 1 | 7% | 0% | 0% | 1 |  | 0% | 0% | 1 | 0.05 | 0% | 0% | 1 | 0% | 0% | 0% | 1 | 0 | 2 | 36% | 8% | 44% | 2 | 32% | 0% | 0% | 1 | 17% | 0% | 0% | 1 | 16% | 0% | 0% | 1 | 45% | 0% | 0% | 1 | 28% | 0% | 0% | 1 | 6% | 0% | 0% | 1
515 | Evergreen | 0 | 0 | 10 | 0% | 0% | 1 | 0.38 | 0% | 0% | 1 | 0% | 0% | 0% | 1 | 0 | 2 | 99% | 0% | 99% | 5 | 0% | 0% | 0% | 1 | 0% | 0% | 0% | 1 | 0% | 0% | 0% | 1 | 0% | 0% | 0% | 1 | 0% | 0% | 0% | 1 | 8% | 0% | 0% | 1 |  | 0% | 0% | 1 | 0.09 | 0% | 0% | 1 | 2% | 0% | 0% | 1 | 0 | 2 | 96% | 0% | 96% | 5 | 45% | 0% | 0% | 1 | 23% | 0% | 0% | 1 | 30% | 0% | 0% | 1 | 51% | 0% | 0% | 2 | 61% | 0% | 0% | 2 | 5% | 0% | 0% | 1 |  | 0% | 0% | 1 | 0.1 | 0% | 0% | 1 | 1% | 0% | 0% | 1 | 0 | 2 | 80% | 6% | 86% | 5 | 74% | 0% | 0% | 3 | 29% | 0% | 0% | 1 | 46% | 0% | 0% | 1 | 82% | 0% | 0% | 3 | 65% | 0% | 0% | 2 | 4% | 0% | 0% | 1 |  | 0% | 0% | 1 | 0.12 | 0% | 0% | 1 | 1% | 0% | 0% | 1 | 0 | 2 | 50% | 24% | 74% | 4 | 72% | 0% | 0% | 3 | 29% | 0% | 0% | 1 | 50% | 0% | 0% | 2 | 86% | 0% | 0% | 3 | 62% | 0% | 0% | 2 | 4% | 0% | 0% | 1
516 | Rincon | 0 | 0 | 10 | 0% | 0% | 1 | 0.21 | 0% | 0% | 1 | 1% | 0% | 0% | 1 | 0 | 2 | 3% | 0% | 3% | 1 | 89% | 0% | 0% | 3 | 73% | 0% | 0% | 3 | 95% | 0% | 0% | 5 | 98% | 0% | 0% | 5 | 25% | 0% | 0% | 1 | 3% | 0% | 0% | 1 |  | 0% | 0% | 1 | 0.2 | 0% | 0% | 1 | 12% | 0% | 0% | 1 | 0 | 2 | 10% | 0% | 10% | 1 | 63% | 0% | 0% | 2 | 48% | 0% | 0% | 1 | 73% | 0% | 0% | 3 | 89% | 0% | 0% | 3 | 23% | 0% | 0% | 1 | 5% | 0% | 0% | 1 |  | 0% | 0% | 1 | 0.19 | 0% | 0% | 1 | 12% | 0% | 0% | 1 | 0 | 2 | 22% | 0% | 22% | 2 | 59% | 0% | 0% | 2 | 47% | 0% | 0% | 1 | 70% | 0% | 0% | 3 | 90% | 0% | 0% | 4 | 27% | 0% | 0% | 1 | 5% | 0% | 0% | 1 |  | 0% | 0% | 1 | 0.15 | 0% | 0% | 1 | 11% | 0% | 0% | 1 | 0 | 2 | 35% | 2% | 37% | 2 | 58% | 0% | 0% | 2 | 43% | 0% | 0% | 1 | 71% | 0% | 0% | 3 | 90% | 0% | 0% | 4 | 32% | 0% | 0% | 1 | 5% | 0% | 0% | 1
517 | Whisman | 0 | 0 | 10 | 0% | 0% | 1 | 0.04 | 0% | 0% | 1 | 0% | 0% | 0% | 1 | 0 | 2 | 0% | 0% | 0% | 1 | 0% | 0% | 0% | 1 | 0% | 0% | 0% | 1 | 4% | 0% | 0% | 1 | 4% | 0% | 0% | 1 | 0% | 0% | 0% | 1 | 100% | 0% | 0% | 5 |  | 0% | 0% | 1 | 0.18 | 0% | 0% | 1 | 3% | 0% | 0% | 1 | 0 | 2 | 1% | 0% | 1% | 1 | 54% | 0% | 0% | 2 | 56% | 0% | 0% | 2 | 85% | 0% | 0% | 3 | 90% | 0% | 0% | 4 | 18% | 0% | 0% | 1 | 19% | 0% | 0% | 1 |  | 0% | 0% | 1 | 0.22 | 0% | 0% | 1 | 0% | 0% | 0% | 1 | 0 | 2 | 29% | 0% | 29% | 2 | 68% | 0% | 0% | 2 | 47% | 0% | 0% | 1 | 69% | 0% | 0% | 2 | 85% | 0% | 0% | 3 | 36% | 0% | 0% | 1 | 6% | 0% | 0% | 1 |  | 0% | 0% | 1 | 0.2 | 0% | 0% | 1 | 0% | 0% | 0% | 1 | 0 | 2 | 36% | 0% | 36% | 2 | 51% | 0% | 0% | 2 | 38% | 0% | 0% | 1 | 65% | 0% | 0% | 2 | 80% | 0% | 0% | 3 | 47% | 0% | 0% | 1 | 8% | 0% | 0% | 1
518 | Brighton | 0 | 0 | 10 | 0% | 0% | 1 | 0.49 | 0% | 0% | 1 | 0% | 0% | 0% | 1 | 0 | 2 | 9% | 0% | 9% | 1 | 0% | 0% | 0% | 1 | 0% | 0% | 0% | 1 | 0% | 0% | 0% | 1 | 0% | 0% | 0% | 1 | 0% | 0% | 0% | 1 | 21% | 0% | 0% | 1 |  | 0% | 0% | 1 | 0.24 | 0% | 0% | 1 | 14% | 0% | 0% | 1 | 0 | 2 | 27% | 0% | 27% | 2 | 28% | 0% | 0% | 1 | 18% | 0% | 0% | 1 | 19% | 0% | 0% | 1 | 45% | 0% | 0% | 1 | 3% | 0% | 0% | 1 | 23% | 0% | 0% | 1 |  | 0% | 0% | 1 | 0.32 | 0% | 0% | 1 | 26% | 0% | 0% | 1 | 0 | 2 | 18% | 0% | 18% | 1 | 38% | 0% | 0% | 1 | 23% | 0% | 0% | 1 | 34% | 0% | 0% | 1 | 61% | 0% | 0% | 2 | 8% | 0% | 0% | 1 | 18% | 0% | 0% | 1 |  | 0% | 0% | 1 | 0.25 | 0% | 0% | 1 | 29% | 0% | 0% | 1 | 0 | 2 | 15% | 0% | 15% | 1 | 40% | 0% | 0% | 1 | 24% | 0% | 0% | 1 | 37% | 0% | 0% | 1 | 63% | 0% | 0% | 2 | 10% | 0% | 0% | 1 | 19% | 0% | 0% | 1
519 | Mi-Wuk | 0 | 0 | 10 | 0% | 0% | 1 | 0.3 | 0% | 0% | 1 | 0% | 0% | 0% | 1 | 0 | 2 | 24% | 76% | 100% | 5 | 15% | 0% | 0% | 1 | 51% | 0% | 0% | 2 | 94% | 0% | 0% | 4 | 94% | 0% | 0% | 4 | 41% | 0% | 0% | 1 | 2% | 0% | 0% | 1 |  | 0% | 0% | 1 | 0.1 | 0% | 0% | 1 | 0% | 0% | 0% | 1 | 0 | 2 | 39% | 55% | 94% | 5 | 16% | 0% | 0% | 1 | 24% | 0% | 0% | 1 | 55% | 0% | 0% | 2 | 58% | 0% | 0% | 2 | 40% | 0% | 0% | 1 | 2% | 0% | 0% | 1 |  | 0% | 0% | 1 | 0.16 | 0% | 0% | 1 | 0% | 0% | 0% | 1 | 0 | 2 | 45% | 46% | 91% | 5 | 26% | 0% | 0% | 1 | 16% | 0% | 0% | 1 | 30% | 0% | 0% | 1 | 49% | 0% | 0% | 1 | 39% | 0% | 0% | 1 | 2% | 0% | 0% | 1 |  | 0% | 0% | 1 | 0.15 | 0% | 0% | 1 | 0% | 0% | 0% | 1 | 0 | 2 | 42% | 48% | 90% | 5 | 33% | 0% | 0% | 1 | 19% | 0% | 0% | 1 | 27% | 0% | 0% | 1 | 53% | 0% | 0% | 2 | 39% | 0% | 0% | 1 | 2% | 0% | 0% | 1
520 | San Ysidro | 0 | 0 | 10 | 0% | 0% | 1 | 0.44 | 0% | 0% | 1 | 0% | 0% | 0% | 1 | 0 | 2 | 41% | 0% | 41% | 2 | 2% | 0% | 0% | 1 | 94% | 0% | 0% | 4 | 100% | 0% | 0% | 5 | 100% | 0% | 0% | 5 | 20% | 0% | 0% | 1 | 12% | 0% | 0% | 1 |  | 0% | 0% | 1 | 0.15 | 0% | 0% | 1 | 0% | 0% | 0% | 1 | 0 | 2 | 57% | 0% | 57% | 3 | 4% | 0% | 0% | 1 | 91% | 0% | 0% | 4 | 92% | 0% | 0% | 4 | 96% | 0% | 0% | 5 | 31% | 0% | 0% | 1 | 10% | 0% | 0% | 1 |  | 0% | 0% | 1 | 0.21 | 0% | 0% | 1 | 0% | 0% | 0% | 1 | 0 | 2 | 46% | 6% | 52% | 3 | 5% | 0% | 0% | 1 | 68% | 0% | 0% | 2 | 90% | 0% | 0% | 4 | 92% | 0% | 0% | 4 | 33% | 0% | 0% | 1 | 6% | 0% | 0% | 1 |  | 0% | 0% | 1 | 0.21 | 0% | 0% | 1 | 0% | 0% | 0% | 1 | 0 | 2 | 28% | 49% | 77% | 5 | 23% | 0% | 0% | 1 | 60% | 0% | 0% | 2 | 88% | 0% | 0% | 3 | 89% | 0% | 0% | 3 | 31% | 0% | 0% | 1 | 4% | 0% | 0% | 1
521 | Lincoln | 0 | 0 | 10 | 0% | 0% | 1 | 0.27 | 0% | 0% | 1 | 15% | 0% | 0% | 1 | 0 | 2 | 53% | 0% | 53% | 3 | 82% | 0% | 0% | 3 | 0% | 0% | 0% | 1 | 0% | 0% | 0% | 1 | 82% | 0% | 0% | 3 | 12% | 0% | 0% | 1 | 36% | 0% | 0% | 1 |  | 0% | 0% | 1 | 0.31 | 0% | 0% | 1 | 13% | 0% | 0% | 1 | 0 | 2 | 52% | 0% | 52% | 3 | 57% | 0% | 0% | 2 | 0% | 0% | 0% | 1 | 0% | 0% | 0% | 1 | 57% | 0% | 0% | 2 | 16% | 0% | 0% | 1 | 24% | 0% | 0% | 1 |  | 0% | 0% | 1 | 0.27 | 0% | 0% | 1 | 21% | 0% | 0% | 1 | 0 | 2 | 44% | 0% | 44% | 2 | 58% | 0% | 0% | 2 | 0% | 0% | 0% | 1 | 10% | 0% | 0% | 1 | 65% | 0% | 0% | 2 | 12% | 0% | 0% | 1 | 19% | 0% | 0% | 1 |  | 0% | 0% | 1 | 0.23 | 0% | 0% | 1 | 22% | 0% | 0% | 1 | 0 | 2 | 45% | 1% | 46% | 2 | 55% | 0% | 0% | 2 | 7% | 0% | 0% | 1 | 23% | 0% | 0% | 1 | 70% | 0% | 0% | 3 | 12% | 0% | 0% | 1 | 14% | 0% | 0% | 1
522 | Jefferson | 0 | 0 | 10 | 0% | 0% | 1 | 0.23 | 0% | 0% | 1 | 0% | 0% | 0% | 1 | 0 | 2 | 0% | 0% | 0% | 1 | 90% | 0% | 0% | 4 | 42% | 0% | 0% | 1 | 70% | 0% | 0% | 3 | 99% | 0% | 0% | 5 | 51% | 0% | 0% | 2 | 11% | 0% | 0% | 1 |  | 0% | 0% | 1 | 0.62 | 0% | 0% | 1 | 0% | 0% | 0% | 1 | 0 | 2 | 0% | 0% | 0% | 1 | 46% | 0% | 0% | 1 | 63% | 0% | 0% | 2 | 69% | 0% | 0% | 2 | 85% | 0% | 0% | 3 | 46% | 0% | 0% | 1 | 12% | 0% | 0% | 1 |  | 0% | 0% | 1 | 0.33 | 0% | 0% | 1 | 1% | 0% | 0% | 1 | 0 | 2 | 0% | 0% | 0% | 1 | 39% | 0% | 0% | 1 | 69% | 0% | 0% | 2 | 76% | 0% | 0% | 3 | 88% | 0% | 0% | 3 | 45% | 0% | 0% | 1 | 13% | 0% | 0% | 1 |  | 0% | 0% | 1 | 0.32 | 0% | 0% | 1 | 1% | 0% | 0% | 1 | 0 | 2 | 1% | 0% | 1% | 1 | 40% | 0% | 0% | 1 | 57% | 0% | 0% | 2 | 75% | 0% | 0% | 3 | 88% | 0% | 0% | 3 | 39% | 0% | 0% | 1 | 11% | 0% | 0% | 1
523 | Lakewood | 0 | 0 | 10 | 0% | 0% | 1 | 0.06 | 0% | 0% | 1 | 0% | 0% | 0% | 1 | 0 | 2 | 97% | 0% | 97% | 5 | 63% | 0% | 0% | 2 | 88% | 0% | 0% | 3 | 100% | 0% | 0% | 5 | 100% | 0% | 0% | 5 | 44% | 0% | 0% | 1 | 5% | 0% | 0% | 1 |  | 0% | 0% | 1 | 0.09 | 0% | 0% | 1 | 0% | 0% | 0% | 1 | 0 | 2 | 85% | 0% | 85% | 5 | 58% | 0% | 0% | 2 | 56% | 0% | 0% | 2 | 80% | 0% | 0% | 3 | 93% | 0% | 0% | 4 | 34% | 0% | 0% | 1 | 5% | 0% | 0% | 1 |  | 0% | 0% | 1 | 0.29 | 0% | 0% | 1 | 0% | 0% | 0% | 1 | 0 | 2 | 62% | 0% | 62% | 3 | 45% | 0% | 0% | 1 | 53% | 0% | 0% | 2 | 61% | 0% | 0% | 2 | 82% | 0% | 0% | 3 | 26% | 0% | 0% | 1 | 14% | 0% | 0% | 1 |  | 0% | 0% | 1 | 0.3 | 0% | 0% | 1 | 1% | 0% | 0% | 1 | 0 | 2 | 61% | 1% | 62% | 3 | 34% | 0% | 0% | 1 | 48% | 0% | 0% | 1 | 60% | 0% | 0% | 2 | 76% | 0% | 0% | 3 | 21% | 0% | 0% | 1 | 14% | 0% | 0% | 1
524 | Windmaster | 0 | 0 | 10 | 0% | 0% | 1 | 0.07 | 0% | 0% | 1 | 14% | 0% | 0% | 1 | 0 | 2 | 84% | 0% | 84% | 5 | 75% | 0% | 0% | 3 | 65% | 0% | 0% | 2 | 77% | 0% | 0% | 3 | 98% | 0% | 0% | 5 | 11% | 0% | 0% | 1 | 9% | 0% | 0% | 1 |  | 0% | 0% | 1 | 0.13 | 0% | 0% | 1 | 33% | 0% | 0% | 1 | 0 | 2 | 55% | 1% | 56% | 3 | 50% | 0% | 0% | 2 | 47% | 0% | 0% | 1 | 51% | 0% | 0% | 2 | 68% | 0% | 0% | 2 | 11% | 0% | 0% | 1 | 6% | 0% | 0% | 1 |  | 0% | 0% | 1 | 0.14 | 0% | 0% | 1 | 36% | 0% | 0% | 1 | 0 | 2 | 49% | 1% | 50% | 3 | 48% | 0% | 0% | 1 | 42% | 0% | 0% | 1 | 44% | 0% | 0% | 1 | 63% | 0% | 0% | 2 | 19% | 0% | 0% | 1 | 7% | 0% | 0% | 1 |  | 0% | 0% | 1 | 0.14 | 0% | 0% | 1 | 39% | 0% | 0% | 1 | 0 | 2 | 41% | 5% | 46% | 2 | 44% | 0% | 0% | 1 | 37% | 0% | 0% | 1 | 39% | 0% | 0% | 1 | 59% | 0% | 0% | 2 | 22% | 0% | 0% | 1 | 7% | 0% | 0% | 1
525 | Rosamond | 0 | 0 | 10 | 0% | 0% | 1 | 0.55 | 0% | 0% | 1 | 6% | 0% | 0% | 1 | 0 | 2 | 0% | 0% | 0% | 1 | 0% | 0% | 0% | 1 | 37% | 0% | 0% | 1 | 12% | 0% | 0% | 1 | 38% | 0% | 0% | 1 | 6% | 0% | 0% | 1 | 5% | 0% | 0% | 1 |  | 0% | 0% | 1 | 0.58 | 0% | 0% | 1 | 2% | 0% | 0% | 1 | 0 | 2 | 1% | 0% | 1% | 1 | 7% | 0% | 0% | 1 | 31% | 0% | 0% | 1 | 26% | 0% | 0% | 1 | 43% | 0% | 0% | 1 | 8% | 0% | 0% | 1 | 2% | 0% | 0% | 1 |  | 0% | 0% | 1 | 0.48 | 0% | 0% | 1 | 1% | 0% | 0% | 1 | 0 | 2 | 6% | 0% | 6% | 1 | 9% | 0% | 0% | 1 | 31% | 0% | 0% | 1 | 26% | 0% | 0% | 1 | 42% | 0% | 0% | 1 | 12% | 0% | 0% | 1 | 1% | 0% | 0% | 1 |  | 0% | 0% | 1 | 0.42 | 0% | 0% | 1 | 3% | 0% | 0% | 1 | 0 | 2 | 12% | 5% | 17% | 2 | 22% | 0% | 0% | 1 | 31% | 0% | 0% | 1 | 25% | 0% | 0% | 1 | 51% | 0% | 0% | 2 | 20% | 0% | 0% | 1 | 2% | 0% | 0% | 1
526 | Los Positas | 0 | 0 | 10 | 0% | 0% | 1 | 0.1 | 0% | 0% | 1 | 1% | 0% | 0% | 1 | 0 | 2 | 96% | 0% | 96% | 5 | 69% | 0% | 0% | 2 | 64% | 0% | 0% | 2 | 77% | 0% | 0% | 3 | 89% | 0% | 0% | 3 | 27% | 0% | 0% | 1 | 8% | 0% | 0% | 1 |  | 0% | 0% | 1 | 0.12 | 0% | 0% | 1 | 0% | 0% | 0% | 1 | 0 | 2 | 96% | 2% | 98% | 5 | 68% | 0% | 0% | 2 | 60% | 0% | 0% | 2 | 71% | 0% | 0% | 3 | 89% | 0% | 0% | 3 | 37% | 0% | 0% | 1 | 6% | 0% | 0% | 1 |  | 0% | 0% | 1 | 0.15 | 0% | 0% | 1 | 10% | 0% | 0% | 1 | 0 | 2 | 76% | 9% | 85% | 5 | 65% | 0% | 0% | 2 | 59% | 0% | 0% | 2 | 66% | 0% | 0% | 2 | 86% | 0% | 0% | 3 | 40% | 0% | 0% | 1 | 6% | 0% | 0% | 1 |  | 0% | 0% | 1 | 0.12 | 0% | 0% | 1 | 20% | 0% | 0% | 1 | 0 | 2 | 63% | 10% | 73% | 3 | 61% | 0% | 0% | 2 | 43% | 0% | 0% | 1 | 49% | 0% | 0% | 1 | 75% | 0% | 0% | 3 | 41% | 0% | 0% | 1 | 6% | 0% | 0% | 1
527 | Oregon Trail | 0 | 0 | 10 | 0% | 0% | 1 | 0.56 | 0% | 0% | 1 | 3% | 0% | 0% | 1 | 0 | 2 | 89% | 0% | 89% | 5 | 65% | 0% | 0% | 2 | 13% | 0% | 0% | 1 | 17% | 0% | 0% | 1 | 67% | 0% | 0% | 2 | 7% | 0% | 0% | 1 | 5% | 0% | 0% | 1 |  | 0% | 0% | 1 | 0.38 | 0% | 0% | 1 | 1% | 0% | 0% | 1 | 0 | 2 | 90% | 0% | 90% | 5 | 75% | 0% | 0% | 3 | 26% | 0% | 0% | 1 | 31% | 0% | 0% | 1 | 83% | 0% | 0% | 3 | 29% | 0% | 0% | 1 | 13% | 0% | 0% | 1 |  | 0% | 0% | 1 | 0.27 | 0% | 0% | 1 | 3% | 0% | 0% | 1 | 0 | 2 | 86% | 7% | 93% | 5 | 72% | 0% | 0% | 3 | 20% | 0% | 0% | 1 | 27% | 0% | 0% | 1 | 80% | 0% | 0% | 3 | 38% | 0% | 0% | 1 | 14% | 0% | 0% | 1 |  | 0% | 0% | 1 | 0.19 | 0% | 0% | 1 | 3% | 0% | 0% | 1 | 0 | 2 | 80% | 15% | 95% | 5 | 65% | 0% | 0% | 2 | 16% | 0% | 0% | 1 | 21% | 0% | 0% | 1 | 73% | 0% | 0% | 3 | 51% | 0% | 0% | 2 | 11% | 0% | 0% | 1
528 | Burlingame | 0 | 0 | 10 | 0% | 0% | 1 | 0.65 | 0% | 0% | 1 | 0% | 0% | 0% | 1 | 0 | 2 | 0% | 0% | 0% | 1 | 0% | 0% | 0% | 1 | 15% | 0% | 0% | 1 | 21% | 0% | 0% | 1 | 21% | 0% | 0% | 1 | 0% | 0% | 0% | 1 | 13% | 0% | 0% | 1 |  | 0% | 0% | 1 | 0.61 | 0% | 0% | 1 | 2% | 0% | 0% | 1 | 0 | 2 | 0% | 0% | 0% | 1 | 38% | 0% | 0% | 1 | 66% | 0% | 0% | 2 | 74% | 0% | 0% | 3 | 91% | 0% | 0% | 4 | 36% | 0% | 0% | 1 | 10% | 0% | 0% | 1 |  | 0% | 0% | 1 | 0.62 | 0% | 0% | 1 | 1% | 0% | 0% | 1 | 0 | 2 | 0% | 0% | 0% | 1 | 31% | 0% | 0% | 1 | 40% | 0% | 0% | 1 | 54% | 0% | 0% | 2 | 70% | 0% | 0% | 3 | 28% | 0% | 0% | 1 | 11% | 0% | 0% | 1 |  | 0% | 0% | 1 | 0.45 | 0% | 0% | 1 | 1% | 0% | 0% | 1 | 0 | 2 | 4% | 0% | 4% | 1 | 38% | 0% | 0% | 1 | 57% | 0% | 0% | 2 | 70% | 0% | 0% | 3 | 80% | 0% | 0% | 3 | 33% | 0% | 0% | 1 | 10% | 0% | 0% | 1
529 | Fremont | 0 | 0 | 10 | 0% | 0% | 1 | 0.09 | 0% | 0% | 1 | 0% | 0% | 0% | 1 | 0 | 2 | 100% | 0% | 100% | 5 | 68% | 0% | 0% | 2 | 62% | 0% | 0% | 2 | 69% | 0% | 0% | 2 | 78% | 0% | 0% | 3 | 48% | 0% | 0% | 1 | 3% | 0% | 0% | 1 |  | 0% | 0% | 1 | 0.08 | 0% | 0% | 1 | 0% | 0% | 0% | 1 | 0 | 2 | 97% | 0% | 97% | 5 | 57% | 0% | 0% | 2 | 34% | 0% | 0% | 1 | 57% | 0% | 0% | 2 | 71% | 0% | 0% | 3 | 57% | 0% | 0% | 2 | 8% | 0% | 0% | 1 |  | 0% | 0% | 1 | 0.14 | 0% | 0% | 1 | 0% | 0% | 0% | 1 | 0 | 2 | 93% | 2% | 95% | 5 | 59% | 0% | 0% | 2 | 40% | 0% | 0% | 1 | 57% | 0% | 0% | 2 | 76% | 0% | 0% | 3 | 63% | 0% | 0% | 2 | 7% | 0% | 0% | 1 |  | 0% | 0% | 1 | 0.19 | 0% | 0% | 1 | 0% | 0% | 0% | 1 | 0 | 2 | 84% | 5% | 89% | 5 | 61% | 0% | 0% | 2 | 43% | 0% | 0% | 1 | 56% | 0% | 0% | 2 | 82% | 0% | 0% | 3 | 54% | 0% | 0% | 2 | 7% | 0% | 0% | 1
530 | Callender | 0 | 0 | 10 | 0% | 0% | 1 | 0.21 | 0% | 0% | 1 | 49% | 0% | 0% | 1 | 0 | 2 | 0% | 0% | 0% | 1 | 15% | 0% | 0% | 1 | 11% | 0% | 0% | 1 | 35% | 0% | 0% | 1 | 45% | 0% | 0% | 1 | 4% | 0% | 0% | 1 | 5% | 0% | 0% | 1 |  | 0% | 0% | 1 | 0.13 | 0% | 0% | 1 | 30% | 0% | 0% | 1 | 0 | 2 | 27% | 0% | 27% | 2 | 14% | 0% | 0% | 1 | 2% | 0% | 0% | 1 | 21% | 0% | 0% | 1 | 26% | 0% | 0% | 1 | 17% | 0% | 0% | 1 | 8% | 0% | 0% | 1 |  | 0% | 0% | 1 | 0.1 | 0% | 0% | 1 | 19% | 0% | 0% | 1 | 0 | 2 | 45% | 5% | 50% | 3 | 11% | 0% | 0% | 1 | 6% | 0% | 0% | 1 | 27% | 0% | 0% | 1 | 31% | 0% | 0% | 1 | 33% | 0% | 0% | 1 | 7% | 0% | 0% | 1 |  | 0% | 0% | 1 | 0.08 | 0% | 0% | 1 | 16% | 0% | 0% | 1 | 0 | 2 | 38% | 16% | 54% | 3 | 13% | 0% | 0% | 1 | 8% | 0% | 0% | 1 | 31% | 0% | 0% | 1 | 37% | 0% | 0% | 1 | 40% | 0% | 0% | 1 | 7% | 0% | 0% | 1
531 | Delta PP | 0 | 0 | 10 | 0% | 0% | 1 | 0.15 | 0% | 0% | 1 | 18% | 0% | 0% | 1 | 0 | 2 | 76% | 0% | 76% | 5 | 72% | 0% | 0% | 3 | 59% | 0% | 0% | 2 | 69% | 0% | 0% | 2 | 91% | 0% | 0% | 4 | 9% | 0% | 0% | 1 | 10% | 0% | 0% | 1 |  | 0% | 0% | 1 | 0.13 | 0% | 0% | 1 | 37% | 0% | 0% | 1 | 0 | 2 | 51% | 0% | 51% | 3 | 51% | 0% | 0% | 2 | 44% | 0% | 0% | 1 | 48% | 0% | 0% | 1 | 66% | 0% | 0% | 2 | 10% | 0% | 0% | 1 | 6% | 0% | 0% | 1 |  | 0% | 0% | 1 | 0.14 | 0% | 0% | 1 | 39% | 0% | 0% | 1 | 0 | 2 | 47% | 2% | 49% | 2 | 46% | 0% | 0% | 1 | 40% | 0% | 0% | 1 | 42% | 0% | 0% | 1 | 60% | 0% | 0% | 2 | 19% | 0% | 0% | 1 | 7% | 0% | 0% | 1 |  | 0% | 0% | 1 | 0.14 | 0% | 0% | 1 | 40% | 0% | 0% | 1 | 0 | 2 | 40% | 5% | 45% | 2 | 44% | 0% | 0% | 1 | 36% | 0% | 0% | 1 | 38% | 0% | 0% | 1 | 59% | 0% | 0% | 2 | 21% | 0% | 0% | 1 | 7% | 0% | 0% | 1
532 | Moraga | 0 | 0 | 10 | 0% | 0% | 1 | 0.13 | 0% | 0% | 1 | 0% | 0% | 0% | 1 | 0 | 2 | 49% | 0% | 49% | 2 | 85% | 0% | 0% | 3 | 48% | 0% | 0% | 1 | 89% | 0% | 0% | 3 | 100% | 0% | 0% | 5 | 35% | 0% | 0% | 1 | 4% | 0% | 0% | 1 |  | 0% | 0% | 1 | 0.27 | 0% | 0% | 1 | 0% | 0% | 0% | 1 | 0 | 2 | 68% | 0% | 68% | 3 | 57% | 0% | 0% | 2 | 51% | 0% | 0% | 2 | 78% | 0% | 0% | 3 | 92% | 0% | 0% | 4 | 29% | 0% | 0% | 1 | 4% | 0% | 0% | 1 |  | 0% | 0% | 1 | 0.38 | 0% | 0% | 1 | 0% | 0% | 0% | 1 | 0 | 2 | 56% | 0% | 56% | 3 | 43% | 0% | 0% | 1 | 41% | 0% | 0% | 1 | 66% | 0% | 0% | 2 | 79% | 0% | 0% | 3 | 25% | 0% | 0% | 1 | 6% | 0% | 0% | 1 |  | 0% | 0% | 1 | 0.47 | 0% | 0% | 1 | 0% | 0% | 0% | 1 | 0 | 2 | 55% | 1% | 56% | 3 | 34% | 0% | 0% | 1 | 44% | 0% | 0% | 1 | 65% | 0% | 0% | 2 | 80% | 0% | 0% | 3 | 25% | 0% | 0% | 1 | 10% | 0% | 0% | 1
533 | Collierville | 0 | 0 | 10 | 0% | 0% | 1 | 0.29 | 0% | 0% | 1 | 0% | 0% | 0% | 1 | 0 | 2 | 18% | 81% | 99% | 5 | 46% | 0% | 0% | 1 | 21% | 0% | 0% | 1 | 26% | 0% | 0% | 1 | 61% | 0% | 0% | 2 | 41% | 0% | 0% | 1 | 2% | 0% | 0% | 1 |  | 0% | 0% | 1 | 0.29 | 0% | 0% | 1 | 0% | 0% | 0% | 1 | 0 | 2 | 32% | 61% | 93% | 5 | 40% | 0% | 0% | 1 | 24% | 0% | 0% | 1 | 27% | 0% | 0% | 1 | 59% | 0% | 0% | 2 | 35% | 0% | 0% | 1 | 2% | 0% | 0% | 1 |  | 0% | 0% | 1 | 0.22 | 0% | 0% | 1 | 0% | 0% | 0% | 1 | 0 | 2 | 32% | 57% | 89% | 5 | 42% | 0% | 0% | 1 | 14% | 0% | 0% | 1 | 27% | 0% | 0% | 1 | 60% | 0% | 0% | 2 | 33% | 0% | 0% | 1 | 2% | 0% | 0% | 1 |  | 0% | 0% | 1 | 0.16 | 0% | 0% | 1 | 0% | 0% | 0% | 1 | 0 | 2 | 38% | 51% | 89% | 5 | 41% | 0% | 0% | 1 | 11% | 0% | 0% | 1 | 26% | 0% | 0% | 1 | 55% | 0% | 0% | 2 | 37% | 0% | 0% | 1 | 3% | 0% | 0% | 1
534 | Rock Creek | 0 | 0 | 0 | 0% | 0% | 1 | 0.03 | 0% | 0% | 1 | 0% | 0% | 0% | 1 | 0 | 2 | 2% | 76% | 78% | 5 | 62% | 0% | 0% | 2 | 31% | 0% | 0% | 1 | 45% | 0% | 0% | 1 | 76% | 0% | 0% | 3 | 66% | 0% | 0% | 2 | 3% | 0% | 0% | 1 |  | 0% | 0% | 1 | 0.04 | 0% | 0% | 1 | 0% | 0% | 0% | 1 | 0 | 2 | 23% | 44% | 67% | 5 | 45% | 0% | 0% | 1 | 40% | 0% | 0% | 1 | 61% | 0% | 0% | 2 | 86% | 0% | 0% | 3 | 53% | 0% | 0% | 2 | 6% | 0% | 0% | 1 |  | 0% | 0% | 1 | 0.05 | 0% | 0% | 1 | 0% | 0% | 0% | 1 | 0 | 2 | 20% | 38% | 58% | 5 | 44% | 0% | 0% | 1 | 47% | 0% | 0% | 1 | 65% | 0% | 0% | 2 | 89% | 0% | 0% | 3 | 49% | 0% | 0% | 1 | 5% | 0% | 0% | 1 |  | 0% | 0% | 1 | 0.06 | 0% | 0% | 1 | 0% | 0% | 0% | 1 | 0 | 2 | 21% | 35% | 56% | 5 | 36% | 0% | 0% | 1 | 45% | 0% | 0% | 1 | 56% | 0% | 0% | 2 | 79% | 0% | 0% | 3 | 39% | 0% | 0% | 1 | 5% | 0% | 0% | 1
535 | Homestake | 0 | 0 | 10 | 0% | 0% | 1 | 0.06 | 0% | 0% | 1 | 0% | 0% | 0% | 1 | 0 | 2 | 0% | 100% | 100% | 5 | 24% | 0% | 0% | 1 | 81% | 0% | 0% | 3 | 81% | 0% | 0% | 3 | 81% | 0% | 0% | 3 | 92% | 0% | 0% | 4 | 0% | 0% | 0% | 1 |  | 0% | 0% | 1 | 0.08 | 0% | 0% | 1 | 3% | 0% | 0% | 1 | 0 | 2 | 24% | 74% | 98% | 5 | 66% | 0% | 0% | 2 | 16% | 0% | 0% | 1 | 40% | 0% | 0% | 1 | 80% | 0% | 0% | 3 | 69% | 0% | 0% | 2 | 2% | 0% | 0% | 1 |  | 0% | 0% | 1 | 0.07 | 0% | 0% | 1 | 3% | 0% | 0% | 1 | 0 | 2 | 34% | 63% | 97% | 5 | 66% | 0% | 0% | 2 | 21% | 0% | 0% | 1 | 40% | 0% | 0% | 1 | 81% | 0% | 0% | 3 | 72% | 0% | 0% | 3 | 2% | 0% | 0% | 1 |  | 0% | 0% | 1 | 0.08 | 0% | 0% | 1 | 12% | 0% | 0% | 1 | 0 | 2 | 42% | 48% | 90% | 5 | 66% | 0% | 0% | 2 | 21% | 0% | 0% | 1 | 36% | 0% | 0% | 1 | 81% | 0% | 0% | 3 | 59% | 0% | 0% | 2 | 2% | 0% | 0% | 1
536 | James B Black | 0 | 0 | 10 | 0% | 0% | 1 | 0.04 | 0% | 0% | 1 | 0% | 0% | 0% | 1 | 0 | 2 | 54% | 41% | 95% | 5 | 21% | 0% | 0% | 1 | 24% | 0% | 0% | 1 | 24% | 0% | 0% | 1 | 31% | 0% | 0% | 1 | 41% | 0% | 0% | 1 | 6% | 0% | 0% | 1 |  | 0% | 0% | 1 | 0.04 | 0% | 0% | 1 | 0% | 0% | 0% | 1 | 0 | 2 | 56% | 42% | 98% | 5 | 25% | 0% | 0% | 1 | 20% | 0% | 0% | 1 | 21% | 0% | 0% | 1 | 43% | 0% | 0% | 1 | 43% | 0% | 0% | 1 | 5% | 0% | 0% | 1 |  | 0% | 0% | 1 | 0.04 | 0% | 0% | 1 | 0% | 0% | 0% | 1 | 0 | 2 | 58% | 30% | 88% | 5 | 29% | 0% | 0% | 1 | 19% | 0% | 0% | 1 | 22% | 0% | 0% | 1 | 46% | 0% | 0% | 1 | 35% | 0% | 0% | 1 | 6% | 0% | 0% | 1 |  | 0% | 0% | 1 | 0.04 | 0% | 0% | 1 | 0% | 0% | 0% | 1 | 0 | 2 | 46% | 21% | 67% | 4 | 30% | 0% | 0% | 1 | 20% | 0% | 0% | 1 | 20% | 0% | 0% | 1 | 47% | 0% | 0% | 1 | 28% | 0% | 0% | 1 | 7% | 0% | 0% | 1
537 | Harvard | 0 | 0 | 10 | 0% | 0% | 1 | 0.19 | 0% | 0% | 1 | 2% | 0% | 0% | 1 | 0 | 2 | 0% | 0% | 0% | 1 | 41% | 0% | 0% | 1 | 28% | 0% | 0% | 1 | 25% | 0% | 0% | 1 | 48% | 0% | 0% | 1 | 35% | 0% | 0% | 1 | 3% | 0% | 0% | 1 |  | 0% | 0% | 1 | 0.21 | 0% | 0% | 1 | 1% | 0% | 0% | 1 | 0 | 2 | 0% | 0% | 0% | 1 | 39% | 0% | 0% | 1 | 12% | 0% | 0% | 1 | 15% | 0% | 0% | 1 | 41% | 0% | 0% | 1 | 43% | 0% | 0% | 1 | 3% | 0% | 0% | 1 |  | 0% | 0% | 1 | 0.2 | 0% | 0% | 1 | 1% | 0% | 0% | 1 | 0 | 2 | 0% | 0% | 0% | 1 | 46% | 0% | 0% | 1 | 18% | 0% | 0% | 1 | 14% | 0% | 0% | 1 | 49% | 0% | 0% | 1 | 45% | 0% | 0% | 1 | 3% | 0% | 0% | 1 |  | 0% | 0% | 1 | 0.18 | 0% | 0% | 1 | 1% | 0% | 0% | 1 | 0 | 2 | 0% | 0% | 0% | 1 | 51% | 0% | 0% | 2 | 25% | 0% | 0% | 1 | 20% | 0% | 0% | 1 | 54% | 0% | 0% | 2 | 45% | 0% | 0% | 1 | 3% | 0% | 0% | 1
538 | San Jose B | 0 | 0 | 10 | 0% | 0% | 1 | 0 | 0% | 0% | 1 | 0% | 0% | 0% | 1 | 0 | 2 | 0% | 0% | 0% | 1 | 0% | 0% | 0% | 1 | 0% | 0% | 0% | 1 | 0% | 0% | 0% | 1 | 0% | 0% | 0% | 1 | 0% | 0% | 0% | 1 | 0% | 0% | 0% | 1 |  | 0% | 0% | 1 | 0.09 | 0% | 0% | 1 | 0% | 0% | 0% | 1 | 0 | 2 | 98% | 0% | 98% | 5 | 10% | 0% | 0% | 1 | 9% | 0% | 0% | 1 | 15% | 0% | 0% | 1 | 23% | 0% | 0% | 1 | 66% | 0% | 0% | 2 | 6% | 0% | 0% | 1 |  | 0% | 0% | 1 | 0.09 | 0% | 0% | 1 | 1% | 0% | 0% | 1 | 0 | 2 | 80% | 1% | 81% | 5 | 68% | 0% | 0% | 2 | 33% | 0% | 0% | 1 | 50% | 0% | 0% | 2 | 77% | 0% | 0% | 3 | 58% | 0% | 0% | 2 | 6% | 0% | 0% | 1 |  | 0% | 0% | 1 | 0.13 | 0% | 0% | 1 | 1% | 0% | 0% | 1 | 0 | 2 | 60% | 11% | 71% | 3 | 71% | 0% | 0% | 3 | 29% | 0% | 0% | 1 | 52% | 0% | 0% | 2 | 85% | 0% | 0% | 3 | 57% | 0% | 0% | 2 | 4% | 0% | 0% | 1
539 | Edenvale | 0 | 0 | 10 | 0% | 0% | 1 | 0.13 | 0% | 0% | 1 | 4% | 0% | 0% | 1 | 0 | 2 | 90% | 0% | 90% | 5 | 96% | 0% | 0% | 5 | 33% | 0% | 0% | 1 | 55% | 0% | 0% | 2 | 96% | 0% | 0% | 5 | 41% | 0% | 0% | 1 | 4% | 0% | 0% | 1 |  | 0% | 0% | 1 | 0.1 | 0% | 0% | 1 | 2% | 0% | 0% | 1 | 0 | 2 | 92% | 2% | 94% | 5 | 78% | 0% | 0% | 3 | 29% | 0% | 0% | 1 | 40% | 0% | 0% | 1 | 82% | 0% | 0% | 3 | 54% | 0% | 0% | 2 | 4% | 0% | 0% | 1 |  | 0% | 0% | 1 | 0.14 | 0% | 0% | 1 | 1% | 0% | 0% | 1 | 0 | 2 | 68% | 12% | 80% | 5 | 68% | 0% | 0% | 2 | 21% | 0% | 0% | 1 | 43% | 0% | 0% | 1 | 80% | 0% | 0% | 3 | 59% | 0% | 0% | 2 | 4% | 0% | 0% | 1 |  | 0% | 0% | 1 | 0.15 | 0% | 0% | 1 | 1% | 0% | 0% | 1 | 0 | 2 | 44% | 26% | 70% | 4 | 66% | 0% | 0% | 2 | 25% | 0% | 0% | 1 | 49% | 0% | 0% | 1 | 83% | 0% | 0% | 3 | 59% | 0% | 0% | 2 | 4% | 0% | 0% | 1
540 | Mt Poso | 0 | 0 | 10 | 0% | 0% | 1 | 0.09 | 0% | 0% | 1 | 33% | 0% | 0% | 1 | 0 | 2 | 46% | 0% | 46% | 2 | 35% | 0% | 0% | 1 | 0% | 0% | 0% | 1 | 0% | 0% | 0% | 1 | 35% | 0% | 0% | 1 | 9% | 0% | 0% | 1 | 1% | 0% | 0% | 1 |  | 0% | 0% | 1 | 0.1 | 0% | 0% | 1 | 42% | 0% | 0% | 1 | 0 | 2 | 46% | 0% | 46% | 2 | 44% | 0% | 0% | 1 | 5% | 0% | 0% | 1 | 10% | 0% | 0% | 1 | 48% | 0% | 0% | 1 | 9% | 0% | 0% | 1 | 1% | 0% | 0% | 1 |  | 0% | 0% | 1 | 0.1 | 0% | 0% | 1 | 43% | 0% | 0% | 1 | 0 | 2 | 45% | 0% | 45% | 2 | 46% | 0% | 0% | 1 | 9% | 0% | 0% | 1 | 20% | 0% | 0% | 1 | 50% | 0% | 0% | 2 | 19% | 0% | 0% | 1 | 1% | 0% | 0% | 1 |  | 0% | 0% | 1 | 0.1 | 0% | 0% | 1 | 42% | 0% | 0% | 1 | 0 | 2 | 38% | 0% | 38% | 2 | 43% | 0% | 0% | 1 | 13% | 0% | 0% | 1 | 26% | 0% | 0% | 1 | 52% | 0% | 0% | 2 | 21% | 0% | 0% | 1 | 3% | 0% | 0% | 1
541 | Rock Creek 1 | 0 | 0 | 10 | 0% | 0% | 1 | 0.03 | 0% | 0% | 1 | 0% | 0% | 0% | 1 | 0 | 2 | 2% | 76% | 78% | 5 | 62% | 0% | 0% | 2 | 31% | 0% | 0% | 1 | 45% | 0% | 0% | 1 | 76% | 0% | 0% | 3 | 66% | 0% | 0% | 2 | 3% | 0% | 0% | 1 |  | 0% | 0% | 1 | 0.04 | 0% | 0% | 1 | 0% | 0% | 0% | 1 | 0 | 2 | 22% | 44% | 66% | 5 | 46% | 0% | 0% | 1 | 40% | 0% | 0% | 1 | 61% | 0% | 0% | 2 | 86% | 0% | 0% | 3 | 53% | 0% | 0% | 2 | 6% | 0% | 0% | 1 |  | 0% | 0% | 1 | 0.05 | 0% | 0% | 1 | 0% | 0% | 0% | 1 | 0 | 2 | 20% | 38% | 58% | 5 | 44% | 0% | 0% | 1 | 47% | 0% | 0% | 1 | 65% | 0% | 0% | 2 | 89% | 0% | 0% | 3 | 49% | 0% | 0% | 1 | 5% | 0% | 0% | 1 |  | 0% | 0% | 1 | 0.06 | 0% | 0% | 1 | 0% | 0% | 0% | 1 | 0 | 2 | 21% | 35% | 56% | 5 | 36% | 0% | 0% | 1 | 45% | 0% | 0% | 1 | 56% | 0% | 0% | 2 | 79% | 0% | 0% | 3 | 40% | 0% | 0% | 1 | 5% | 0% | 0% | 1
542 | New Sub - Kramer - Lugo (Proposed) | 0 | 0 | 10 | 0% | 0% | 1 | 0.53 | 0% | 0% | 1 | 0% | 0% | 0% | 1 | 0 | 2 | 0% | 0% | 0% | 1 | 46% | 0% | 0% | 1 | 75% | 0% | 0% | 3 | 5% | 0% | 0% | 1 | 88% | 0% | 0% | 3 | 8% | 0% | 0% | 1 | 1% | 0% | 0% | 1 |  | 0% | 0% | 1 | 0.43 | 0% | 0% | 1 | 0% | 0% | 0% | 1 | 0 | 2 | 0% | 0% | 0% | 1 | 40% | 0% | 0% | 1 | 47% | 0% | 0% | 1 | 16% | 0% | 0% | 1 | 65% | 0% | 0% | 2 | 15% | 0% | 0% | 1 | 1% | 0% | 0% | 1 |  | 0% | 0% | 1 | 0.41 | 0% | 0% | 1 | 0% | 0% | 0% | 1 | 0 | 2 | 0% | 0% | 0% | 1 | 29% | 0% | 0% | 1 | 44% | 0% | 0% | 1 | 15% | 0% | 0% | 1 | 58% | 0% | 0% | 2 | 16% | 0% | 0% | 1 | 1% | 0% | 0% | 1 |  | 0% | 0% | 1 | 0.39 | 0% | 0% | 1 | 1% | 0% | 0% | 1 | 0 | 2 | 10% | 1% | 11% | 2 | 44% | 0% | 0% | 1 | 47% | 0% | 0% | 1 | 21% | 0% | 0% | 1 | 69% | 0% | 0% | 2 | 24% | 0% | 0% | 1 | 1% | 0% | 0% | 1
543 | Baker | 0 | 0 | 10 | 0% | 0% | 1 | 0.1 | 0% | 0% | 1 | 0% | 0% | 0% | 1 | 0 | 2 | 0% | 0% | 0% | 1 | 32% | 0% | 0% | 1 | 3% | 0% | 0% | 1 | 3% | 0% | 0% | 1 | 32% | 0% | 0% | 1 | 55% | 0% | 0% | 2 | 0% | 0% | 0% | 1 |  | 0% | 0% | 1 | 0.03 | 0% | 0% | 1 | 0% | 0% | 0% | 1 | 0 | 2 | 0% | 0% | 0% | 1 | 33% | 0% | 0% | 1 | 35% | 0% | 0% | 1 | 35% | 0% | 0% | 1 | 39% | 0% | 0% | 1 | 65% | 0% | 0% | 2 | 0% | 0% | 0% | 1 |  | 0% | 0% | 1 | 0.03 | 0% | 0% | 1 | 0% | 0% | 0% | 1 | 0 | 2 | 0% | 0% | 0% | 1 | 52% | 0% | 0% | 2 | 41% | 0% | 0% | 1 | 41% | 0% | 0% | 1 | 60% | 0% | 0% | 2 | 69% | 0% | 0% | 2 | 0% | 0% | 0% | 1 |  | 0% | 0% | 1 | 0.02 | 0% | 0% | 1 | 0% | 0% | 0% | 1 | 0 | 2 | 0% | 0% | 0% | 1 | 52% | 0% | 0% | 2 | 40% | 0% | 0% | 1 | 40% | 0% | 0% | 1 | 62% | 0% | 0% | 2 | 66% | 0% | 0% | 2 | 2% | 0% | 0% | 1
544 | Mountain View | 0 | 0 | 10 | 0% | 0% | 1 | 0.04 | 0% | 0% | 1 | 0% | 0% | 0% | 1 | 0 | 2 | 0% | 0% | 0% | 1 | 0% | 0% | 0% | 1 | 0% | 0% | 0% | 1 | 28% | 0% | 0% | 1 | 28% | 0% | 0% | 1 | 0% | 0% | 0% | 1 | 100% | 0% | 0% | 5 |  | 0% | 0% | 1 | 0.15 | 0% | 0% | 1 | 2% | 0% | 0% | 1 | 0 | 2 | 1% | 0% | 1% | 1 | 65% | 0% | 0% | 2 | 48% | 0% | 0% | 1 | 82% | 0% | 0% | 3 | 93% | 0% | 0% | 4 | 23% | 0% | 0% | 1 | 16% | 0% | 0% | 1 |  | 0% | 0% | 1 | 0.19 | 0% | 0% | 1 | 0% | 0% | 0% | 1 | 0 | 2 | 16% | 0% | 16% | 1 | 70% | 0% | 0% | 3 | 38% | 0% | 0% | 1 | 70% | 0% | 0% | 3 | 88% | 0% | 0% | 3 | 31% | 0% | 0% | 1 | 5% | 0% | 0% | 1 |  | 0% | 0% | 1 | 0.21 | 0% | 0% | 1 | 1% | 0% | 0% | 1 | 0 | 2 | 30% | 0% | 30% | 2 | 49% | 0% | 0% | 1 | 39% | 0% | 0% | 1 | 69% | 0% | 0% | 2 | 83% | 0% | 0% | 3 | 44% | 0% | 0% | 1 | 8% | 0% | 0% | 1
545 | Stanislaus | 0 | 0 | 10 | 0% | 0% | 1 | 0.08 | 0% | 0% | 1 | 47% | 0% | 0% | 1 | 0 | 2 | 59% | 0% | 59% | 3 | 33% | 0% | 0% | 1 | 10% | 0% | 0% | 1 | 18% | 0% | 0% | 1 | 48% | 0% | 0% | 1 | 36% | 0% | 0% | 1 | 2% | 0% | 0% | 1 |  | 0% | 0% | 1 | 0.1 | 0% | 0% | 1 | 40% | 0% | 0% | 1 | 0 | 2 | 45% | 3% | 48% | 2 | 50% | 0% | 0% | 2 | 12% | 0% | 0% | 1 | 21% | 0% | 0% | 1 | 60% | 0% | 0% | 2 | 36% | 0% | 0% | 1 | 4% | 0% | 0% | 1 |  | 0% | 0% | 1 | 0.11 | 0% | 0% | 1 | 43% | 0% | 0% | 1 | 0 | 2 | 32% | 9% | 41% | 2 | 45% | 0% | 0% | 1 | 9% | 0% | 0% | 1 | 16% | 0% | 0% | 1 | 53% | 0% | 0% | 2 | 33% | 0% | 0% | 1 | 3% | 0% | 0% | 1 |  | 0% | 0% | 1 | 0.11 | 0% | 0% | 1 | 42% | 0% | 0% | 1 | 0 | 2 | 29% | 12% | 41% | 3 | 45% | 0% | 0% | 1 | 13% | 0% | 0% | 1 | 19% | 0% | 0% | 1 | 53% | 0% | 0% | 2 | 33% | 0% | 0% | 1 | 4% | 0% | 0% | 1
546 | Eagle Mountain | 0 | 0 | 10 | 0% | 0% | 1 | 0.04 | 0% | 0% | 1 | 0% | 0% | 0% | 1 | 0 | 2 | 0% | 0% | 0% | 1 | 23% | 0% | 0% | 1 | 29% | 0% | 0% | 1 | 0% | 0% | 0% | 1 | 51% | 0% | 0% | 2 | 49% | 0% | 0% | 1 | 0% | 0% | 0% | 1 |  | 0% | 0% | 1 | 0.06 | 0% | 0% | 1 | 0% | 0% | 0% | 1 | 0 | 2 | 0% | 0% | 0% | 1 | 8% | 0% | 0% | 1 | 23% | 0% | 0% | 1 | 0% | 0% | 0% | 1 | 31% | 0% | 0% | 1 | 54% | 0% | 0% | 2 | 0% | 0% | 0% | 1 |  | 0% | 0% | 1 | 0.05 | 0% | 0% | 1 | 0% | 0% | 0% | 1 | 0 | 2 | 0% | 0% | 0% | 1 | 16% | 0% | 0% | 1 | 16% | 0% | 0% | 1 | 0% | 0% | 0% | 1 | 31% | 0% | 0% | 1 | 58% | 0% | 0% | 2 | 2% | 0% | 0% | 1 |  | 0% | 0% | 1 | 0.04 | 0% | 0% | 1 | 0% | 0% | 0% | 1 | 0 | 2 | 0% | 0% | 0% | 1 | 29% | 0% | 0% | 1 | 15% | 0% | 0% | 1 | 2% | 0% | 0% | 1 | 41% | 0% | 0% | 1 | 61% | 0% | 0% | 2 | 2% | 0% | 0% | 1
547 | Contra Costa PP | 0 | 0 | 10 | 0% | 0% | 1 | 0.06 | 0% | 0% | 1 | 3% | 0% | 0% | 1 | 0 | 2 | 10% | 0% | 10% | 1 | 0% | 0% | 0% | 1 | 54% | 0% | 0% | 2 | 54% | 0% | 0% | 2 | 54% | 0% | 0% | 2 | 0% | 0% | 0% | 1 | 26% | 0% | 0% | 1 |  | 0% | 0% | 1 | 0.08 | 0% | 0% | 1 | 15% | 0% | 0% | 1 | 0 | 2 | 46% | 0% | 46% | 2 | 17% | 0% | 0% | 1 | 44% | 0% | 0% | 1 | 42% | 0% | 0% | 1 | 48% | 0% | 0% | 1 | 7% | 0% | 0% | 1 | 14% | 0% | 0% | 1 |  | 0% | 0% | 1 | 0.08 | 0% | 0% | 1 | 28% | 0% | 0% | 1 | 0 | 2 | 37% | 0% | 37% | 2 | 23% | 0% | 0% | 1 | 36% | 0% | 0% | 1 | 35% | 0% | 0% | 1 | 49% | 0% | 0% | 1 | 5% | 0% | 0% | 1 | 15% | 0% | 0% | 1 |  | 0% | 0% | 1 | 0.08 | 0% | 0% | 1 | 39% | 0% | 0% | 1 | 0 | 2 | 33% | 0% | 33% | 2 | 23% | 0% | 0% | 1 | 32% | 0% | 0% | 1 | 33% | 0% | 0% | 1 | 47% | 0% | 0% | 1 | 6% | 0% | 0% | 1 | 14% | 0% | 0% | 1
548 | Padre Flats SW STA | 400 | 4000 | 10 | 104.2% | 0.4903% | 4 | 0.07 | 45.07% | 0% | 2 | 14% | 64.12% | 0% | 3 | 0 | 2 | 73% | 0% | 73% | 3 | 79% | 52.27% | 0% | 3 | 32% | 16.13% | 0% | 1 | 43% | 19.07% | 0% | 1 | 79% | 52.27% | 0% | 3 | 32% | 15.98% | 0% | 1 | 3% | 11.23% | 0% | 1 |  | 22.37% | 0% | 2 | 0.08 | 7.981% | 0% | 1 | 19% | 17.91% | 0% | 1 | 0 | 2 | 58% | 0% | 58% | 3 | 67% | 8.75% | 0% | 2 | 16% | 3.5% | 0% | 1 | 35% | 4.496% | 0% | 1 | 68% | 9.06% | 0% | 2 | 37% | 4.608% | 0% | 1 | 7% | 3.155% | 0% | 1 |  | 10.5% | 0% | 1 | 0.07 | 3.968% | 0% | 1 | 18% | 17.91% | 0% | 1 | 0 | 2 | 52% | 5% | 57% | 3 | 65% | 4.302% | 0% | 2 | 12% | 1.708% | 0% | 1 | 24% | 1.983% | 0% | 1 | 67% | 4.568% | 0% | 2 | 40% | 2.535% | 0% | 1 | 8% | 1.634% | 0% | 1 |  | 6.331% | 0% | 1 | 0.06 | 2.287% | 0% | 1 | 24% | 17.91% | 0% | 1 | 0 | 2 | 48% | 6% | 54% | 3 | 60% | 2.163% | 0% | 2 | 12% | 0.9774% | 0% | 1 | 21% | 1.093% | 0% | 1 | 64% | 2.387% | 0% | 2 | 41% | 1.453% | 0% | 1 | 6% | 0.9128% | 0% | 1
549 | Bliss | 0 | 0 | 10 | 0% | 0% | 1 | 0.13 | 0% | 0% | 1 | 54% | 0% | 0% | 2 | 0 | 2 | 1% | 0% | 1% | 1 | 0% | 0% | 0% | 1 | 0% | 0% | 0% | 1 | 17% | 0% | 0% | 1 | 17% | 0% | 0% | 1 | 0% | 0% | 0% | 1 | 1% | 0% | 0% | 1 |  | 0% | 0% | 1 | 0.14 | 0% | 0% | 1 | 63% | 0% | 0% | 2 | 0 | 2 | 2% | 0% | 2% | 1 | 1% | 0% | 0% | 1 | 3% | 0% | 0% | 1 | 8% | 0% | 0% | 1 | 9% | 0% | 0% | 1 | 1% | 0% | 0% | 1 | 1% | 0% | 0% | 1 |  | 0% | 0% | 1 | 0.12 | 0% | 0% | 1 | 62% | 0% | 0% | 2 | 0 | 2 | 6% | 0% | 6% | 1 | 16% | 0% | 0% | 1 | 5% | 0% | 0% | 1 | 9% | 0% | 0% | 1 | 22% | 0% | 0% | 1 | 8% | 0% | 0% | 1 | 2% | 0% | 0% | 1 |  | 0% | 0% | 1 | 0.12 | 0% | 0% | 1 | 53% | 0% | 0% | 2 | 0 | 2 | 9% | 0% | 9% | 1 | 29% | 0% | 0% | 1 | 8% | 0% | 0% | 1 | 13% | 0% | 0% | 1 | 38% | 0% | 0% | 1 | 12% | 0% | 0% | 1 | 3% | 0% | 0% | 1
550 | Divide | 0 | 0 | 10 | 0% | 0% | 1 | 0.07 | 0% | 0% | 1 | 6% | 0% | 0% | 1 | 0 | 2 | 20% | 0% | 20% | 2 | 14% | 0% | 0% | 1 | 19% | 0% | 0% | 1 | 67% | 0% | 0% | 2 | 69% | 0% | 0% | 2 | 21% | 0% | 0% | 1 | 1% | 0% | 0% | 1 |  | 0% | 0% | 1 | 0.07 | 0% | 0% | 1 | 25% | 0% | 0% | 1 | 0 | 2 | 16% | 0% | 16% | 1 | 19% | 0% | 0% | 1 | 9% | 0% | 0% | 1 | 50% | 0% | 0% | 2 | 55% | 0% | 0% | 2 | 18% | 0% | 0% | 1 | 4% | 0% | 0% | 1 |  | 0% | 0% | 1 | 0.08 | 0% | 0% | 1 | 22% | 0% | 0% | 1 | 0 | 2 | 22% | 0% | 22% | 2 | 28% | 0% | 0% | 1 | 7% | 0% | 0% | 1 | 43% | 0% | 0% | 1 | 53% | 0% | 0% | 2 | 26% | 0% | 0% | 1 | 5% | 0% | 0% | 1 |  | 0% | 0% | 1 | 0.07 | 0% | 0% | 1 | 16% | 0% | 0% | 1 | 0 | 2 | 35% | 3% | 38% | 2 | 30% | 0% | 0% | 1 | 5% | 0% | 0% | 1 | 35% | 0% | 0% | 1 | 50% | 0% | 0% | 2 | 36% | 0% | 0% | 1 | 5% | 0% | 0% | 1
551 | Cresta | 0 | 0 | 10 | 0% | 0% | 1 | 0.04 | 0% | 0% | 1 | 0% | 0% | 0% | 1 | 0 | 2 | 23% | 31% | 54% | 5 | 45% | 0% | 0% | 1 | 50% | 0% | 0% | 2 | 82% | 0% | 0% | 3 | 96% | 0% | 0% | 5 | 58% | 0% | 0% | 2 | 2% | 0% | 0% | 1 |  | 0% | 0% | 1 | 0.06 | 0% | 0% | 1 | 0% | 0% | 0% | 1 | 0 | 2 | 14% | 30% | 44% | 5 | 42% | 0% | 0% | 1 | 42% | 0% | 0% | 1 | 74% | 0% | 0% | 3 | 86% | 0% | 0% | 3 | 49% | 0% | 0% | 1 | 3% | 0% | 0% | 1 |  | 0% | 0% | 1 | 0.11 | 0% | 0% | 1 | 0% | 0% | 0% | 1 | 0 | 2 | 17% | 29% | 46% | 4 | 44% | 0% | 0% | 1 | 41% | 0% | 0% | 1 | 63% | 0% | 0% | 2 | 86% | 0% | 0% | 3 | 44% | 0% | 0% | 1 | 4% | 0% | 0% | 1 |  | 0% | 0% | 1 | 0.09 | 0% | 0% | 1 | 0% | 0% | 0% | 1 | 0 | 2 | 24% | 26% | 50% | 4 | 48% | 0% | 0% | 1 | 40% | 0% | 0% | 1 | 61% | 0% | 0% | 2 | 83% | 0% | 0% | 3 | 46% | 0% | 0% | 1 | 6% | 0% | 0% | 1
552 | Race Track | 0 | 0 | 10 | 0% | 0% | 1 | 0.18 | 0% | 0% | 1 | 1% | 0% | 0% | 1 | 0 | 2 | 88% | 0% | 88% | 5 | 48% | 0% | 0% | 1 | 43% | 0% | 0% | 1 | 33% | 0% | 0% | 1 | 67% | 0% | 0% | 2 | 35% | 0% | 0% | 1 | 6% | 0% | 0% | 1 |  | 0% | 0% | 1 | 0.15 | 0% | 0% | 1 | 0% | 0% | 0% | 1 | 0 | 2 | 86% | 10% | 96% | 5 | 42% | 0% | 0% | 1 | 38% | 0% | 0% | 1 | 38% | 0% | 0% | 1 | 62% | 0% | 0% | 2 | 47% | 0% | 0% | 1 | 4% | 0% | 0% | 1 |  | 0% | 0% | 1 | 0.16 | 0% | 0% | 1 | 0% | 0% | 0% | 1 | 0 | 2 | 74% | 18% | 92% | 5 | 55% | 0% | 0% | 2 | 34% | 0% | 0% | 1 | 44% | 0% | 0% | 1 | 77% | 0% | 0% | 3 | 57% | 0% | 0% | 2 | 5% | 0% | 0% | 1 |  | 0% | 0% | 1 | 0.15 | 0% | 0% | 1 | 0% | 0% | 0% | 1 | 0 | 2 | 65% | 24% | 89% | 5 | 60% | 0% | 0% | 2 | 23% | 0% | 0% | 1 | 35% | 0% | 0% | 1 | 76% | 0% | 0% | 3 | 56% | 0% | 0% | 2 | 6% | 0% | 0% | 1
553 | Lodi | 0 | 0 | 10 | 0% | 0% | 1 | 0.16 | 0% | 0% | 1 | 70% | 0% | 0% | 2 | 0 | 2 | 0% | 0% | 0% | 1 | 0% | 0% | 0% | 1 | 42% | 0% | 0% | 1 | 48% | 0% | 0% | 1 | 48% | 0% | 0% | 1 | 0% | 0% | 0% | 1 | 4% | 0% | 0% | 1 |  | 0% | 0% | 1 | 0.13 | 0% | 0% | 1 | 70% | 0% | 0% | 2 | 0 | 2 | 0% | 0% | 0% | 1 | 12% | 0% | 0% | 1 | 24% | 0% | 0% | 1 | 26% | 0% | 0% | 1 | 31% | 0% | 0% | 1 | 0% | 0% | 0% | 1 | 7% | 0% | 0% | 1 |  | 0% | 0% | 1 | 0.14 | 0% | 0% | 1 | 61% | 0% | 0% | 2 | 0 | 2 | 0% | 0% | 0% | 1 | 10% | 0% | 0% | 1 | 17% | 0% | 0% | 1 | 23% | 0% | 0% | 1 | 30% | 0% | 0% | 1 | 0% | 0% | 0% | 1 | 8% | 0% | 0% | 1 |  | 0% | 0% | 1 | 0.13 | 0% | 0% | 1 | 55% | 0% | 0% | 2 | 0 | 2 | 2% | 0% | 2% | 1 | 13% | 0% | 0% | 1 | 15% | 0% | 0% | 1 | 23% | 0% | 0% | 1 | 32% | 0% | 0% | 1 | 1% | 0% | 0% | 1 | 9% | 0% | 0% | 1
554 | Rancho Seco | 0 | 0 | 10 | 0% | 0% | 1 | 0.09 | 0% | 0% | 1 | 11% | 0% | 0% | 1 | 0 | 2 | 28% | 0% | 28% | 2 | 100% | 0% | 0% | 5 | 50% | 0% | 0% | 2 | 74% | 0% | 0% | 3 | 100% | 0% | 0% | 5 | 34% | 0% | 0% | 1 | 45% | 0% | 0% | 1 |  | 0% | 0% | 1 | 0.16 | 0% | 0% | 1 | 11% | 0% | 0% | 1 | 0 | 2 | 19% | 0% | 19% | 1 | 74% | 0% | 0% | 3 | 32% | 0% | 0% | 1 | 52% | 0% | 0% | 2 | 83% | 0% | 0% | 3 | 23% | 0% | 0% | 1 | 30% | 0% | 0% | 1 |  | 0% | 0% | 1 | 0.19 | 0% | 0% | 1 | 15% | 0% | 0% | 1 | 0 | 2 | 24% | 0% | 24% | 2 | 62% | 0% | 0% | 2 | 27% | 0% | 0% | 1 | 41% | 0% | 0% | 1 | 74% | 0% | 0% | 3 | 25% | 0% | 0% | 1 | 23% | 0% | 0% | 1 |  | 0% | 0% | 1 | 0.22 | 0% | 0% | 1 | 18% | 0% | 0% | 1 | 0 | 2 | 28% | 0% | 28% | 2 | 54% | 0% | 0% | 2 | 23% | 0% | 0% | 1 | 33% | 0% | 0% | 1 | 64% | 0% | 0% | 2 | 27% | 0% | 0% | 1 | 18% | 0% | 0% | 1
555 | Monticello | 0 | 0 | 10 | 0% | 0% | 1 | 0.11 | 0% | 0% | 1 | 4% | 0% | 0% | 1 | 0 | 2 | 71% | 0% | 71% | 3 | 72% | 0% | 0% | 3 | 8% | 0% | 0% | 1 | 48% | 0% | 0% | 1 | 90% | 0% | 0% | 4 | 65% | 0% | 0% | 2 | 8% | 0% | 0% | 1 |  | 0% | 0% | 1 | 0.09 | 0% | 0% | 1 | 7% | 0% | 0% | 1 | 0 | 2 | 66% | 3% | 69% | 3 | 80% | 0% | 0% | 3 | 16% | 0% | 0% | 1 | 37% | 0% | 0% | 1 | 88% | 0% | 0% | 3 | 64% | 0% | 0% | 2 | 8% | 0% | 0% | 1 |  | 0% | 0% | 1 | 0.11 | 0% | 0% | 1 | 15% | 0% | 0% | 1 | 0 | 2 | 61% | 6% | 67% | 3 | 80% | 0% | 0% | 3 | 16% | 0% | 0% | 1 | 24% | 0% | 0% | 1 | 86% | 0% | 0% | 3 | 51% | 0% | 0% | 2 | 7% | 0% | 0% | 1 |  | 0% | 0% | 1 | 0.11 | 0% | 0% | 1 | 26% | 0% | 0% | 1 | 0 | 2 | 45% | 6% | 51% | 3 | 69% | 0% | 0% | 2 | 14% | 0% | 0% | 1 | 24% | 0% | 0% | 1 | 75% | 0% | 0% | 3 | 42% | 0% | 0% | 1 | 5% | 0% | 0% | 1
556 | New Sub - Westley - Quinto (Proposed) | 0 | 0 | 10 | 0% | 0% | 1 | 0.1 | 0% | 0% | 1 | 52% | 0% | 0% | 2 | 0 | 2 | 47% | 4% | 51% | 3 | 87% | 0% | 0% | 3 | 18% | 0% | 0% | 1 | 27% | 0% | 0% | 1 | 89% | 0% | 0% | 3 | 35% | 0% | 0% | 1 | 1% | 0% | 0% | 1 |  | 0% | 0% | 1 | 0.1 | 0% | 0% | 1 | 47% | 0% | 0% | 1 | 0 | 2 | 39% | 10% | 49% | 3 | 77% | 0% | 0% | 3 | 17% | 0% | 0% | 1 | 25% | 0% | 0% | 1 | 80% | 0% | 0% | 3 | 37% | 0% | 0% | 1 | 3% | 0% | 0% | 1 |  | 0% | 0% | 1 | 0.11 | 0% | 0% | 1 | 47% | 0% | 0% | 1 | 0 | 2 | 31% | 12% | 43% | 3 | 61% | 0% | 0% | 2 | 17% | 0% | 0% | 1 | 23% | 0% | 0% | 1 | 67% | 0% | 0% | 2 | 35% | 0% | 0% | 1 | 3% | 0% | 0% | 1 |  | 0% | 0% | 1 | 0.13 | 0% | 0% | 1 | 44% | 0% | 0% | 1 | 0 | 2 | 27% | 17% | 44% | 3 | 55% | 0% | 0% | 2 | 20% | 0% | 0% | 1 | 25% | 0% | 0% | 1 | 61% | 0% | 0% | 2 | 36% | 0% | 0% | 1 | 3% | 0% | 0% | 1
557 | North Dublin | 0 | 0 | 10 | 0% | 0% | 1 | 0.29 | 0% | 0% | 1 | 0% | 0% | 0% | 1 | 0 | 2 | 89% | 4% | 93% | 5 | 3% | 0% | 0% | 1 | 50% | 0% | 0% | 2 | 76% | 0% | 0% | 3 | 76% | 0% | 0% | 3 | 22% | 0% | 0% | 1 | 6% | 0% | 0% | 1 |  | 0% | 0% | 1 | 0.15 | 0% | 0% | 1 | 0% | 0% | 0% | 1 | 0 | 2 | 95% | 2% | 97% | 5 | 46% | 0% | 0% | 1 | 48% | 0% | 0% | 1 | 70% | 0% | 0% | 3 | 84% | 0% | 0% | 3 | 36% | 0% | 0% | 1 | 7% | 0% | 0% | 1 |  | 0% | 0% | 1 | 0.12 | 0% | 0% | 1 | 2% | 0% | 0% | 1 | 0 | 2 | 95% | 1% | 96% | 5 | 67% | 0% | 0% | 2 | 52% | 0% | 0% | 2 | 70% | 0% | 0% | 3 | 89% | 0% | 0% | 3 | 39% | 0% | 0% | 1 | 7% | 0% | 0% | 1 |  | 0% | 0% | 1 | 0.13 | 0% | 0% | 1 | 11% | 0% | 0% | 1 | 0 | 2 | 76% | 4% | 80% | 5 | 60% | 0% | 0% | 2 | 54% | 0% | 0% | 2 | 64% | 0% | 0% | 2 | 82% | 0% | 0% | 3 | 36% | 0% | 0% | 1 | 6% | 0% | 0% | 1
558 | Wildlife | 0 | 0 | 10 | 0% | 0% | 1 | 0 | 0% | 0% | 1 | 0% | 0% | 0% | 1 | 0 | 2 | 0% | 0% | 0% | 1 | 0% | 0% | 0% | 1 | 0% | 0% | 0% | 1 | 0% | 0% | 0% | 1 | 0% | 0% | 0% | 1 | 0% | 0% | 0% | 1 | 0% | 0% | 0% | 1 |  | 0% | 0% | 1 | 0.45 | 0% | 0% | 1 | 16% | 0% | 0% | 1 | 0 | 2 | 33% | 0% | 33% | 2 | 2% | 0% | 0% | 1 | 17% | 0% | 0% | 1 | 39% | 0% | 0% | 1 | 46% | 0% | 0% | 1 | 2% | 0% | 0% | 1 | 4% | 0% | 0% | 1 |  | 0% | 0% | 1 | 0.32 | 0% | 0% | 1 | 4% | 0% | 0% | 1 | 0 | 2 | 65% | 13% | 78% | 5 | 17% | 0% | 0% | 1 | 34% | 0% | 0% | 1 | 57% | 0% | 0% | 2 | 65% | 0% | 0% | 2 | 26% | 0% | 0% | 1 | 7% | 0% | 0% | 1 |  | 0% | 0% | 1 | 0.27 | 0% | 0% | 1 | 2% | 0% | 0% | 1 | 0 | 2 | 63% | 22% | 85% | 5 | 38% | 0% | 0% | 1 | 38% | 0% | 0% | 1 | 51% | 0% | 0% | 2 | 75% | 0% | 0% | 3 | 31% | 0% | 0% | 1 | 8% | 0% | 0% | 1
559 | Clovis | 0 | 0 | 10 | 0% | 0% | 1 | 0.52 | 0% | 0% | 1 | 15% | 0% | 0% | 1 | 0 | 2 | 36% | 0% | 36% | 2 | 16% | 0% | 0% | 1 | 55% | 0% | 0% | 2 | 56% | 0% | 0% | 2 | 59% | 0% | 0% | 2 | 5% | 0% | 0% | 1 | 21% | 0% | 0% | 1 |  | 0% | 0% | 1 | 0.31 | 0% | 0% | 1 | 18% | 0% | 0% | 1 | 0 | 2 | 54% | 0% | 54% | 3 | 57% | 0% | 0% | 2 | 44% | 0% | 0% | 1 | 42% | 0% | 0% | 1 | 69% | 0% | 0% | 2 | 30% | 0% | 0% | 1 | 19% | 0% | 0% | 1 |  | 0% | 0% | 1 | 0.25 | 0% | 0% | 1 | 27% | 0% | 0% | 1 | 0 | 2 | 46% | 0% | 46% | 2 | 47% | 0% | 0% | 1 | 29% | 0% | 0% | 1 | 31% | 0% | 0% | 1 | 61% | 0% | 0% | 2 | 32% | 0% | 0% | 1 | 15% | 0% | 0% | 1 |  | 0% | 0% | 1 | 0.2 | 0% | 0% | 1 | 35% | 0% | 0% | 1 | 0 | 2 | 43% | 0% | 43% | 2 | 37% | 0% | 0% | 1 | 25% | 0% | 0% | 1 | 26% | 0% | 0% | 1 | 52% | 0% | 0% | 2 | 28% | 0% | 0% | 1 | 12% | 0% | 0% | 1
560 | Greenleaf 1 | 0 | 0 | 10 | 0% | 0% | 1 | 0.12 | 0% | 0% | 1 | 60% | 0% | 0% | 2 | 0 | 2 | 0% | 0% | 0% | 1 | 1% | 0% | 0% | 1 | 10% | 0% | 0% | 1 | 56% | 0% | 0% | 2 | 56% | 0% | 0% | 2 | 0% | 0% | 0% | 1 | 3% | 0% | 0% | 1 |  | 0% | 0% | 1 | 0.12 | 0% | 0% | 1 | 65% | 0% | 0% | 2 | 0 | 2 | 0% | 0% | 0% | 1 | 22% | 0% | 0% | 1 | 7% | 0% | 0% | 1 | 51% | 0% | 0% | 2 | 60% | 0% | 0% | 2 | 1% | 0% | 0% | 1 | 4% | 0% | 0% | 1 |  | 0% | 0% | 1 | 0.11 | 0% | 0% | 1 | 64% | 0% | 0% | 2 | 0 | 2 | 6% | 0% | 6% | 1 | 38% | 0% | 0% | 1 | 9% | 0% | 0% | 1 | 47% | 0% | 0% | 1 | 67% | 0% | 0% | 2 | 3% | 0% | 0% | 1 | 6% | 0% | 0% | 1 |  | 0% | 0% | 1 | 0.1 | 0% | 0% | 1 | 60% | 0% | 0% | 2 | 0 | 2 | 9% | 0% | 9% | 1 | 43% | 0% | 0% | 1 | 9% | 0% | 0% | 1 | 45% | 0% | 0% | 1 | 68% | 0% | 0% | 2 | 4% | 0% | 0% | 1 | 7% | 0% | 0% | 1
561 | Atlantic | 0 | 0 | 10 | 0% | 0% | 1 | 0.74 | 0% | 0% | 1 | 3% | 0% | 0% | 1 | 0 | 2 | 0% | 0% | 0% | 1 | 31% | 0% | 0% | 1 | 0% | 0% | 0% | 1 | 0% | 0% | 0% | 1 | 31% | 0% | 0% | 1 | 0% | 0% | 0% | 1 | 19% | 0% | 0% | 1 |  | 0% | 0% | 1 | 0.69 | 0% | 0% | 1 | 4% | 0% | 0% | 1 | 0 | 2 | 50% | 0% | 50% | 3 | 44% | 0% | 0% | 1 | 0% | 0% | 0% | 1 | 0% | 0% | 0% | 1 | 44% | 0% | 0% | 1 | 7% | 0% | 0% | 1 | 41% | 0% | 0% | 1 |  | 0% | 0% | 1 | 0.47 | 0% | 0% | 1 | 8% | 0% | 0% | 1 | 0 | 2 | 42% | 1% | 43% | 2 | 39% | 0% | 0% | 1 | 9% | 0% | 0% | 1 | 20% | 0% | 0% | 1 | 55% | 0% | 0% | 2 | 13% | 0% | 0% | 1 | 23% | 0% | 0% | 1 |  | 0% | 0% | 1 | 0.32 | 0% | 0% | 1 | 19% | 0% | 0% | 1 | 0 | 2 | 42% | 1% | 43% | 2 | 50% | 0% | 0% | 2 | 11% | 0% | 0% | 1 | 25% | 0% | 0% | 1 | 68% | 0% | 0% | 2 | 17% | 0% | 0% | 1 | 17% | 0% | 0% | 1
562 | Vasona | 0 | 0 | 10 | 0% | 0% | 1 | 0.31 | 0% | 0% | 1 | 0% | 0% | 0% | 1 | 0 | 2 | 13% | 0% | 13% | 1 | 100% | 0% | 0% | 5 | 0% | 0% | 0% | 1 | 96% | 0% | 0% | 5 | 100% | 0% | 0% | 5 | 26% | 0% | 0% | 1 | 3% | 0% | 0% | 1 |  | 0% | 0% | 1 | 0.25 | 0% | 0% | 1 | 1% | 0% | 0% | 1 | 0 | 2 | 11% | 0% | 11% | 1 | 68% | 0% | 0% | 2 | 0% | 0% | 0% | 1 | 76% | 0% | 0% | 3 | 95% | 0% | 0% | 5 | 24% | 0% | 0% | 1 | 2% | 0% | 0% | 1 |  | 0% | 0% | 1 | 0.21 | 0% | 0% | 1 | 1% | 0% | 0% | 1 | 0 | 2 | 30% | 0% | 30% | 2 | 57% | 0% | 0% | 2 | 12% | 0% | 0% | 1 | 62% | 0% | 0% | 2 | 84% | 0% | 0% | 3 | 27% | 0% | 0% | 1 | 2% | 0% | 0% | 1 |  | 0% | 0% | 1 | 0.19 | 0% | 0% | 1 | 1% | 0% | 0% | 1 | 0 | 2 | 38% | 1% | 39% | 2 | 61% | 0% | 0% | 2 | 25% | 0% | 0% | 1 | 62% | 0% | 0% | 2 | 85% | 0% | 0% | 3 | 41% | 0% | 0% | 1 | 4% | 0% | 0% | 1
563 | Mercury | 0 | 0 | 10 | 0% | 0% | 1 | 0 | 0% | 0% | 1 | 0% | 0% | 0% | 1 | 0 | 2 | 0% | 0% | 0% | 1 | 0% | 0% | 0% | 1 | 0% | 0% | 0% | 1 | 0% | 0% | 0% | 1 | 0% | 0% | 0% | 1 | 0% | 0% | 0% | 1 | 0% | 0% | 0% | 1 |  | 0% | 0% | 1 | 0 | 0% | 0% | 1 | 0% | 0% | 0% | 1 | 0 | 2 | 0% | 0% | 0% | 1 | 0% | 0% | 0% | 1 | 0% | 0% | 0% | 1 | 0% | 0% | 0% | 1 | 0% | 0% | 0% | 1 | 0% | 0% | 0% | 1 | 0% | 0% | 0% | 1 |  | 0% | 0% | 1 | 0 | 0% | 0% | 1 | 0% | 0% | 0% | 1 | 0 | 2 | 0% | 0% | 0% | 1 | 0% | 0% | 0% | 1 | 0% | 0% | 0% | 1 | 0% | 0% | 0% | 1 | 0% | 0% | 0% | 1 | 0% | 0% | 0% | 1 | 0% | 0% | 0% | 1 |  | 0% | 0% | 1 | 0 | 0% | 0% | 1 | 0% | 0% | 0% | 1 | 0 | 2 | 0% | 0% | 0% | 1 | 0% | 0% | 0% | 1 | 0% | 0% | 0% | 1 | 0% | 0% | 0% | 1 | 0% | 0% | 0% | 1 | 0% | 0% | 0% | 1 | 0% | 0% | 0% | 1
564 | Monta Vista | 0 | 0 | 10 | 0% | 0% | 1 | 0.14 | 0% | 0% | 1 | 11% | 0% | 0% | 1 | 0 | 2 | 5% | 0% | 5% | 1 | 97% | 0% | 0% | 5 | 4% | 0% | 0% | 1 | 98% | 0% | 0% | 5 | 100% | 0% | 0% | 5 | 54% | 0% | 0% | 2 | 6% | 0% | 0% | 1 |  | 0% | 0% | 1 | 0.15 | 0% | 0% | 1 | 1% | 0% | 0% | 1 | 0 | 2 | 2% | 0% | 2% | 1 | 86% | 0% | 0% | 3 | 23% | 0% | 0% | 1 | 64% | 0% | 0% | 2 | 94% | 0% | 0% | 4 | 22% | 0% | 0% | 1 | 3% | 0% | 0% | 1 |  | 0% | 0% | 1 | 0.19 | 0% | 0% | 1 | 0% | 0% | 0% | 1 | 0 | 2 | 3% | 0% | 3% | 1 | 63% | 0% | 0% | 2 | 26% | 0% | 0% | 1 | 75% | 0% | 0% | 3 | 91% | 0% | 0% | 4 | 31% | 0% | 0% | 1 | 4% | 0% | 0% | 1 |  | 0% | 0% | 1 | 0.21 | 0% | 0% | 1 | 1% | 0% | 0% | 1 | 0 | 2 | 20% | 0% | 20% | 2 | 46% | 0% | 0% | 1 | 40% | 0% | 0% | 1 | 75% | 0% | 0% | 3 | 86% | 0% | 0% | 3 | 40% | 0% | 0% | 1 | 6% | 0% | 0% | 1
565 | Topaz | 0 | 0 | 10 | 0% | 0% | 1 | 0.04 | 0% | 0% | 1 | 0% | 0% | 0% | 1 | 0 | 2 | 70% | 8% | 78% | 5 | 11% | 0% | 0% | 1 | 33% | 0% | 0% | 1 | 49% | 0% | 0% | 1 | 51% | 0% | 0% | 2 | 59% | 0% | 0% | 2 | 1% | 0% | 0% | 1 |  | 0% | 0% | 1 | 0.09 | 0% | 0% | 1 | 0% | 0% | 0% | 1 | 0 | 2 | 62% | 15% | 77% | 5 | 41% | 0% | 0% | 1 | 22% | 0% | 0% | 1 | 34% | 0% | 0% | 1 | 68% | 0% | 0% | 2 | 67% | 0% | 0% | 2 | 5% | 0% | 0% | 1 |  | 0% | 0% | 1 | 0.08 | 0% | 0% | 1 | 1% | 0% | 0% | 1 | 0 | 2 | 44% | 15% | 59% | 3 | 53% | 0% | 0% | 2 | 20% | 0% | 0% | 1 | 28% | 0% | 0% | 1 | 72% | 0% | 0% | 3 | 60% | 0% | 0% | 2 | 4% | 0% | 0% | 1 |  | 0% | 0% | 1 | 0.07 | 0% | 0% | 1 | 3% | 0% | 0% | 1 | 0 | 2 | 35% | 19% | 54% | 3 | 55% | 0% | 0% | 2 | 14% | 0% | 0% | 1 | 26% | 0% | 0% | 1 | 73% | 0% | 0% | 3 | 52% | 0% | 0% | 2 | 3% | 0% | 0% | 1
566 | Balch | 0 | 0 | 10 | 0% | 0% | 1 | 0.02 | 0% | 0% | 1 | 0% | 0% | 0% | 1 | 0 | 2 | 50% | 46% | 96% | 5 | 26% | 0% | 0% | 1 | 60% | 0% | 0% | 2 | 27% | 0% | 0% | 1 | 74% | 0% | 0% | 3 | 84% | 0% | 0% | 3 | 5% | 0% | 0% | 1 |  | 0% | 0% | 1 | 0.02 | 0% | 0% | 1 | 0% | 0% | 0% | 1 | 0 | 2 | 74% | 18% | 92% | 5 | 13% | 0% | 0% | 1 | 44% | 0% | 0% | 1 | 35% | 0% | 0% | 1 | 56% | 0% | 0% | 2 | 72% | 0% | 0% | 3 | 5% | 0% | 0% | 1 |  | 0% | 0% | 1 | 0.06 | 0% | 0% | 1 | 0% | 0% | 0% | 1 | 0 | 2 | 79% | 9% | 88% | 5 | 20% | 0% | 0% | 1 | 39% | 0% | 0% | 1 | 33% | 0% | 0% | 1 | 62% | 0% | 0% | 2 | 67% | 0% | 0% | 2 | 4% | 0% | 0% | 1 |  | 0% | 0% | 1 | 0.12 | 0% | 0% | 1 | 1% | 0% | 0% | 1 | 0 | 2 | 71% | 5% | 76% | 5 | 38% | 0% | 0% | 1 | 38% | 0% | 0% | 1 | 35% | 0% | 0% | 1 | 73% | 0% | 0% | 3 | 63% | 0% | 0% | 2 | 5% | 0% | 0% | 1
567 | El Dorado PH | 0 | 0 | 10 | 0% | 0% | 1 | 0.25 | 0% | 0% | 1 | 1% | 0% | 0% | 1 | 0 | 2 | 58% | 0% | 58% | 3 | 78% | 0% | 0% | 3 | 22% | 0% | 0% | 1 | 54% | 0% | 0% | 2 | 85% | 0% | 0% | 3 | 30% | 0% | 0% | 1 | 1% | 0% | 0% | 1 |  | 0% | 0% | 1 | 0.21 | 0% | 0% | 1 | 1% | 0% | 0% | 1 | 0 | 2 | 57% | 30% | 87% | 5 | 69% | 0% | 0% | 2 | 28% | 0% | 0% | 1 | 43% | 0% | 0% | 1 | 83% | 0% | 0% | 3 | 34% | 0% | 0% | 1 | 1% | 0% | 0% | 1 |  | 0% | 0% | 1 | 0.21 | 0% | 0% | 1 | 1% | 0% | 0% | 1 | 0 | 2 | 49% | 44% | 93% | 5 | 60% | 0% | 0% | 2 | 25% | 0% | 0% | 1 | 33% | 0% | 0% | 1 | 78% | 0% | 0% | 3 | 27% | 0% | 0% | 1 | 2% | 0% | 0% | 1 |  | 0% | 0% | 1 | 0.15 | 0% | 0% | 1 | 1% | 0% | 0% | 1 | 0 | 2 | 51% | 44% | 95% | 5 | 55% | 0% | 0% | 2 | 20% | 0% | 0% | 1 | 24% | 0% | 0% | 1 | 70% | 0% | 0% | 3 | 31% | 0% | 0% | 1 | 3% | 0% | 0% | 1
568 | Bell | 0 | 0 | 10 | 0% | 0% | 1 | 0.51 | 0% | 0% | 1 | 1% | 0% | 0% | 1 | 0 | 2 | 87% | 0% | 87% | 5 | 64% | 0% | 0% | 2 | 0% | 0% | 0% | 1 | 3% | 0% | 0% | 1 | 64% | 0% | 0% | 2 | 10% | 0% | 0% | 1 | 7% | 0% | 0% | 1 |  | 0% | 0% | 1 | 0.4 | 0% | 0% | 1 | 1% | 0% | 0% | 1 | 0 | 2 | 87% | 1% | 88% | 5 | 75% | 0% | 0% | 3 | 2% | 0% | 0% | 1 | 0% | 0% | 0% | 1 | 75% | 0% | 0% | 3 | 21% | 0% | 0% | 1 | 9% | 0% | 0% | 1 |  | 0% | 0% | 1 | 0.33 | 0% | 0% | 1 | 2% | 0% | 0% | 1 | 0 | 2 | 81% | 6% | 87% | 5 | 81% | 0% | 0% | 3 | 8% | 0% | 0% | 1 | 9% | 0% | 0% | 1 | 83% | 0% | 0% | 3 | 24% | 0% | 0% | 1 | 10% | 0% | 0% | 1 |  | 0% | 0% | 1 | 0.34 | 0% | 0% | 1 | 5% | 0% | 0% | 1 | 0 | 2 | 69% | 13% | 82% | 5 | 76% | 0% | 0% | 3 | 16% | 0% | 0% | 1 | 16% | 0% | 0% | 1 | 80% | 0% | 0% | 3 | 18% | 0% | 0% | 1 | 11% | 0% | 0% | 1
569 | San Pablo | 0 | 0 | 10 | 0% | 0% | 1 | 0.63 | 0% | 0% | 1 | 0% | 0% | 0% | 1 | 0 | 2 | 0% | 0% | 0% | 1 | 0% | 0% | 0% | 1 | 73% | 0% | 0% | 3 | 73% | 0% | 0% | 3 | 73% | 0% | 0% | 3 | 0% | 0% | 0% | 1 | 17% | 0% | 0% | 1 |  | 0% | 0% | 1 | 0.55 | 0% | 0% | 1 | 0% | 0% | 0% | 1 | 0 | 2 | 39% | 0% | 39% | 2 | 13% | 0% | 0% | 1 | 54% | 0% | 0% | 2 | 79% | 0% | 0% | 3 | 79% | 0% | 0% | 3 | 11% | 0% | 0% | 1 | 7% | 0% | 0% | 1 |  | 0% | 0% | 1 | 0.49 | 0% | 0% | 1 | 0% | 0% | 0% | 1 | 0 | 2 | 27% | 0% | 27% | 2 | 17% | 0% | 0% | 1 | 38% | 0% | 0% | 1 | 55% | 0% | 0% | 2 | 67% | 0% | 0% | 2 | 9% | 0% | 0% | 1 | 9% | 0% | 0% | 1 |  | 0% | 0% | 1 | 0.46 | 0% | 0% | 1 | 8% | 0% | 0% | 1 | 0 | 2 | 30% | 0% | 30% | 2 | 41% | 0% | 0% | 1 | 27% | 0% | 0% | 1 | 47% | 0% | 0% | 1 | 74% | 0% | 0% | 3 | 17% | 0% | 0% | 1 | 9% | 0% | 0% | 1
570 | Lambie (old) | 0 | 0 | 0 | 0% | 0% | 1 | 0.06 | 0% | 0% | 1 | 0% | 0% | 0% | 1 | 0 | 2 | 90% | 0% | 90% | 5 | 7% | 0% | 0% | 1 | 59% | 0% | 0% | 2 | 66% | 0% | 0% | 2 | 75% | 0% | 0% | 3 | 13% | 0% | 0% | 1 | 41% | 0% | 0% | 1 |  | 0% | 0% | 1 | 0.07 | 0% | 0% | 1 | 16% | 0% | 0% | 1 | 0 | 2 | 66% | 0% | 66% | 3 | 13% | 0% | 0% | 1 | 35% | 0% | 0% | 1 | 39% | 0% | 0% | 1 | 51% | 0% | 0% | 2 | 6% | 0% | 0% | 1 | 22% | 0% | 0% | 1 |  | 0% | 0% | 1 | 0.08 | 0% | 0% | 1 | 31% | 0% | 0% | 1 | 0 | 2 | 40% | 0% | 40% | 2 | 13% | 0% | 0% | 1 | 24% | 0% | 0% | 1 | 24% | 0% | 0% | 1 | 37% | 0% | 0% | 1 | 5% | 0% | 0% | 1 | 19% | 0% | 0% | 1 |  | 0% | 0% | 1 | 0.12 | 0% | 0% | 1 | 35% | 0% | 0% | 1 | 0 | 2 | 35% | 0% | 35% | 2 | 20% | 0% | 0% | 1 | 21% | 0% | 0% | 1 | 23% | 0% | 0% | 1 | 41% | 0% | 0% | 1 | 9% | 0% | 0% | 1 | 13% | 0% | 0% | 1
571 | Figarden | 0 | 0 | 10 | 0% | 0% | 1 | 0.13 | 0% | 0% | 1 | 35% | 0% | 0% | 1 | 0 | 2 | 9% | 0% | 9% | 1 | 36% | 0% | 0% | 1 | 24% | 0% | 0% | 1 | 24% | 0% | 0% | 1 | 48% | 0% | 0% | 1 | 0% | 0% | 0% | 1 | 6% | 0% | 0% | 1 |  | 0% | 0% | 1 | 0.21 | 0% | 0% | 1 | 53% | 0% | 0% | 2 | 0 | 2 | 19% | 0% | 19% | 1 | 17% | 0% | 0% | 1 | 26% | 0% | 0% | 1 | 26% | 0% | 0% | 1 | 37% | 0% | 0% | 1 | 3% | 0% | 0% | 1 | 7% | 0% | 0% | 1 |  | 0% | 0% | 1 | 0.21 | 0% | 0% | 1 | 49% | 0% | 0% | 1 | 0 | 2 | 29% | 0% | 29% | 2 | 18% | 0% | 0% | 1 | 28% | 0% | 0% | 1 | 29% | 0% | 0% | 1 | 39% | 0% | 0% | 1 | 13% | 0% | 0% | 1 | 14% | 0% | 0% | 1 |  | 0% | 0% | 1 | 0.18 | 0% | 0% | 1 | 41% | 0% | 0% | 1 | 0 | 2 | 30% | 0% | 30% | 2 | 28% | 0% | 0% | 1 | 27% | 0% | 0% | 1 | 27% | 0% | 0% | 1 | 44% | 0% | 0% | 1 | 17% | 0% | 0% | 1 | 12% | 0% | 0% | 1
572 | Trimble | 0 | 0 | 10 | 0% | 0% | 1 | 0 | 0% | 0% | 1 | 0% | 0% | 0% | 1 | 0 | 2 | 0% | 0% | 0% | 1 | 0% | 0% | 0% | 1 | 0% | 0% | 0% | 1 | 0% | 0% | 0% | 1 | 0% | 0% | 0% | 1 | 0% | 0% | 0% | 1 | 0% | 0% | 0% | 1 |  | 0% | 0% | 1 | 0.08 | 0% | 0% | 1 | 0% | 0% | 0% | 1 | 0 | 2 | 96% | 0% | 96% | 5 | 21% | 0% | 0% | 1 | 23% | 0% | 0% | 1 | 25% | 0% | 0% | 1 | 33% | 0% | 0% | 1 | 65% | 0% | 0% | 2 | 9% | 0% | 0% | 1 |  | 0% | 0% | 1 | 0.08 | 0% | 0% | 1 | 1% | 0% | 0% | 1 | 0 | 2 | 86% | 1% | 87% | 5 | 65% | 0% | 0% | 2 | 40% | 0% | 0% | 1 | 53% | 0% | 0% | 2 | 73% | 0% | 0% | 3 | 63% | 0% | 0% | 2 | 6% | 0% | 0% | 1 |  | 0% | 0% | 1 | 0.13 | 0% | 0% | 1 | 1% | 0% | 0% | 1 | 0 | 2 | 64% | 8% | 72% | 3 | 72% | 0% | 0% | 3 | 31% | 0% | 0% | 1 | 52% | 0% | 0% | 2 | 84% | 0% | 0% | 3 | 58% | 0% | 0% | 2 | 5% | 0% | 0% | 1
573 | Tassajara | 0 | 0 | 10 | 0% | 0% | 1 | 0.23 | 0% | 0% | 1 | 1% | 0% | 0% | 1 | 0 | 2 | 85% | 5% | 90% | 5 | 13% | 0% | 0% | 1 | 68% | 0% | 0% | 2 | 80% | 0% | 0% | 3 | 80% | 0% | 0% | 3 | 28% | 0% | 0% | 1 | 8% | 0% | 0% | 1 |  | 0% | 0% | 1 | 0.15 | 0% | 0% | 1 | 0% | 0% | 0% | 1 | 0 | 2 | 95% | 2% | 97% | 5 | 54% | 0% | 0% | 2 | 50% | 0% | 0% | 2 | 73% | 0% | 0% | 3 | 89% | 0% | 0% | 3 | 41% | 0% | 0% | 1 | 7% | 0% | 0% | 1 |  | 0% | 0% | 1 | 0.13 | 0% | 0% | 1 | 2% | 0% | 0% | 1 | 0 | 2 | 91% | 1% | 92% | 5 | 55% | 0% | 0% | 2 | 49% | 0% | 0% | 1 | 71% | 0% | 0% | 3 | 85% | 0% | 0% | 3 | 37% | 0% | 0% | 1 | 7% | 0% | 0% | 1 |  | 0% | 0% | 1 | 0.16 | 0% | 0% | 1 | 8% | 0% | 0% | 1 | 0 | 2 | 77% | 1% | 78% | 5 | 57% | 0% | 0% | 2 | 54% | 0% | 0% | 2 | 65% | 0% | 0% | 2 | 82% | 0% | 0% | 3 | 30% | 0% | 0% | 1 | 9% | 0% | 0% | 1
574 | Santa Rosa A | 0 | 0 | 10 | 0% | 0% | 1 | 0.33 | 0% | 0% | 1 | 13% | 0% | 0% | 1 | 0 | 2 | 0% | 0% | 0% | 1 | 54% | 0% | 0% | 2 | 43% | 0% | 0% | 1 | 74% | 0% | 0% | 3 | 74% | 0% | 0% | 3 | 15% | 0% | 0% | 1 | 13% | 0% | 0% | 1 |  | 0% | 0% | 1 | 0.29 | 0% | 0% | 1 | 12% | 0% | 0% | 1 | 0 | 2 | 19% | 0% | 19% | 1 | 50% | 0% | 0% | 2 | 49% | 0% | 0% | 1 | 78% | 0% | 0% | 3 | 86% | 0% | 0% | 3 | 17% | 0% | 0% | 1 | 6% | 0% | 0% | 1 |  | 0% | 0% | 1 | 0.19 | 0% | 0% | 1 | 9% | 0% | 0% | 1 | 0 | 2 | 30% | 0% | 30% | 2 | 48% | 0% | 0% | 1 | 44% | 0% | 0% | 1 | 69% | 0% | 0% | 2 | 85% | 0% | 0% | 3 | 25% | 0% | 0% | 1 | 5% | 0% | 0% | 1 |  | 0% | 0% | 1 | 0.16 | 0% | 0% | 1 | 10% | 0% | 0% | 1 | 0 | 2 | 31% | 0% | 31% | 2 | 59% | 0% | 0% | 2 | 42% | 0% | 0% | 1 | 68% | 0% | 0% | 2 | 89% | 0% | 0% | 3 | 32% | 0% | 0% | 1 | 5% | 0% | 0% | 1
575 | Piercy | 0 | 0 | 10 | 0% | 0% | 1 | 0.08 | 0% | 0% | 1 | 0% | 0% | 0% | 1 | 0 | 2 | 98% | 0% | 98% | 5 | 68% | 0% | 0% | 2 | 41% | 0% | 0% | 1 | 58% | 0% | 0% | 2 | 73% | 0% | 0% | 3 | 73% | 0% | 0% | 3 | 4% | 0% | 0% | 1 |  | 0% | 0% | 1 | 0.09 | 0% | 0% | 1 | 3% | 0% | 0% | 1 | 0 | 2 | 89% | 6% | 95% | 5 | 76% | 0% | 0% | 3 | 34% | 0% | 0% | 1 | 38% | 0% | 0% | 1 | 81% | 0% | 0% | 3 | 58% | 0% | 0% | 2 | 4% | 0% | 0% | 1 |  | 0% | 0% | 1 | 0.1 | 0% | 0% | 1 | 1% | 0% | 0% | 1 | 0 | 2 | 73% | 18% | 91% | 5 | 74% | 0% | 0% | 3 | 27% | 0% | 0% | 1 | 44% | 0% | 0% | 1 | 83% | 0% | 0% | 3 | 70% | 0% | 0% | 3 | 4% | 0% | 0% | 1 |  | 0% | 0% | 1 | 0.13 | 0% | 0% | 1 | 1% | 0% | 0% | 1 | 0 | 2 | 45% | 30% | 75% | 5 | 68% | 0% | 0% | 2 | 28% | 0% | 0% | 1 | 49% | 0% | 0% | 1 | 84% | 0% | 0% | 3 | 62% | 0% | 0% | 2 | 4% | 0% | 0% | 1
576 | Caribou | 0 | 0 | 10 | 0% | 0% | 1 | 0.02 | 0% | 0% | 1 | 0% | 0% | 0% | 1 | 0 | 2 | 68% | 23% | 91% | 5 | 10% | 0% | 0% | 1 | 19% | 0% | 0% | 1 | 39% | 0% | 0% | 1 | 45% | 0% | 0% | 1 | 46% | 0% | 0% | 1 | 6% | 0% | 0% | 1 |  | 0% | 0% | 1 | 0.04 | 0% | 0% | 1 | 0% | 0% | 0% | 1 | 0 | 2 | 58% | 25% | 83% | 5 | 8% | 0% | 0% | 1 | 47% | 0% | 0% | 1 | 42% | 0% | 0% | 1 | 65% | 0% | 0% | 2 | 31% | 0% | 0% | 1 | 5% | 0% | 0% | 1 |  | 0% | 0% | 1 | 0.13 | 0% | 0% | 1 | 0% | 0% | 0% | 1 | 0 | 2 | 53% | 25% | 78% | 5 | 15% | 0% | 0% | 1 | 46% | 0% | 0% | 1 | 40% | 0% | 0% | 1 | 60% | 0% | 0% | 2 | 30% | 0% | 0% | 1 | 9% | 0% | 0% | 1 |  | 0% | 0% | 1 | 0.09 | 0% | 0% | 1 | 0% | 0% | 0% | 1 | 0 | 2 | 52% | 22% | 74% | 4 | 20% | 0% | 0% | 1 | 38% | 0% | 0% | 1 | 34% | 0% | 0% | 1 | 54% | 0% | 0% | 2 | 29% | 0% | 0% | 1 | 9% | 0% | 0% | 1
577 | Vista (SCE) | 300 | 3000 | 10 | 1357% | 89.01% | 5 | 0.27 | 25000% | 203% | 5 | 0% | 0% | 0% | 1 | 0 | 2 | 84% | 0% | 84% | 5 | 1% | 90.31% | 0% | 4 | 93% | 1224% | 88.93% | 5 | 93% | 1240% | 88.94% | 5 | 93% | 1357% | 89.01% | 5 | 43% | 156.8% | 76.01% | 5 | 3% | 92.22% | 0% | 4 |  | 691.2% | 20.38% | 5 | 0.27 | 4000% | 69.61% | 5 | 1% | 4682% | 0% | 4 | 0 | 2 | 85% | 3% | 88% | 5 | 39% | 37.47% | 0% | 2 | 58% | 54.42% | 0% | 3 | 77% | 99.83% | 0% | 4 | 97% | 669.6% | 20.29% | 5 | 31% | 33.16% | 0% | 2 | 4% | 24.04% | 0% | 2 |  | 86.43% | 0% | 4 | 0.27 | 48.27% | 0% | 2 | 2% | 4682% | 0% | 4 | 0 | 2 | 54% | 38% | 92% | 5 | 41% | 11.22% | 0% | 1 | 45% | 12.07% | 0% | 1 | 60% | 16.42% | 0% | 2 | 81% | 35.28% | 0% | 3 | 38% | 10.74% | 0% | 1 | 5% | 6.993% | 0% | 1 |  | 20.8% | 0% | 2 | 0.27 | 14.62% | 0% | 1 | 2% | 4682% | 0% | 4 | 0 | 2 | 56% | 34% | 90% | 5 | 47% | 4.864% | 0% | 1 | 40% | 4.346% | 0% | 1 | 56% | 5.951% | 0% | 2 | 79% | 12.35% | 0% | 3 | 34% | 3.94% | 0% | 1 | 7% | 2.789% | 0% | 1
578 | Cardiff | 0 | 0 | 10 | 0% | 0% | 1 | 0.26 | 0% | 0% | 1 | 6% | 0% | 0% | 1 | 0 | 2 | 11% | 7% | 18% | 2 | 0% | 0% | 0% | 1 | 16% | 0% | 0% | 1 | 93% | 0% | 0% | 4 | 93% | 0% | 0% | 4 | 11% | 0% | 0% | 1 | 1% | 0% | 0% | 1 |  | 0% | 0% | 1 | 0.27 | 0% | 0% | 1 | 1% | 0% | 0% | 1 | 0 | 2 | 53% | 40% | 93% | 5 | 46% | 0% | 0% | 1 | 54% | 0% | 0% | 2 | 68% | 0% | 0% | 2 | 85% | 0% | 0% | 3 | 40% | 0% | 0% | 1 | 5% | 0% | 0% | 1 |  | 0% | 0% | 1 | 0.25 | 0% | 0% | 1 | 1% | 0% | 0% | 1 | 0 | 2 | 44% | 51% | 95% | 5 | 54% | 0% | 0% | 2 | 35% | 0% | 0% | 1 | 53% | 0% | 0% | 2 | 83% | 0% | 0% | 3 | 42% | 0% | 0% | 1 | 5% | 0% | 0% | 1 |  | 0% | 0% | 1 | 0.26 | 0% | 0% | 1 | 1% | 0% | 0% | 1 | 0 | 2 | 49% | 43% | 92% | 5 | 53% | 0% | 0% | 2 | 44% | 0% | 0% | 1 | 60% | 0% | 0% | 2 | 83% | 0% | 0% | 3 | 42% | 0% | 0% | 1 | 5% | 0% | 0% | 1
579 | Cannon | 0 | 0 | 10 | 0% | 0% | 1 | 0.47 | 0% | 0% | 1 | 0% | 0% | 0% | 1 | 0 | 2 | 0% | 0% | 0% | 1 | 19% | 0% | 0% | 1 | 85% | 0% | 0% | 3 | 85% | 0% | 0% | 3 | 85% | 0% | 0% | 3 | 0% | 0% | 0% | 1 | 12% | 0% | 0% | 1 |  | 0% | 0% | 1 | 0.37 | 0% | 0% | 1 | 1% | 0% | 0% | 1 | 0 | 2 | 9% | 0% | 9% | 1 | 21% | 0% | 0% | 1 | 48% | 0% | 0% | 1 | 49% | 0% | 0% | 1 | 60% | 0% | 0% | 2 | 9% | 0% | 0% | 1 | 16% | 0% | 0% | 1 |  | 0% | 0% | 1 | 0.37 | 0% | 0% | 1 | 7% | 0% | 0% | 1 | 0 | 2 | 16% | 0% | 16% | 1 | 65% | 0% | 0% | 2 | 36% | 0% | 0% | 1 | 52% | 0% | 0% | 2 | 79% | 0% | 0% | 3 | 4% | 0% | 0% | 1 | 6% | 0% | 0% | 1 |  | 0% | 0% | 1 | 0.37 | 0% | 0% | 1 | 5% | 0% | 0% | 1 | 0 | 2 | 53% | 7% | 60% | 3 | 44% | 0% | 0% | 1 | 18% | 0% | 0% | 1 | 35% | 0% | 0% | 1 | 56% | 0% | 0% | 2 | 5% | 0% | 0% | 1 | 7% | 0% | 0% | 1
580 | Mt Eden | 0 | 0 | 10 | 0% | 0% | 1 | 0.04 | 0% | 0% | 1 | 0% | 0% | 0% | 1 | 0 | 2 | 0% | 0% | 0% | 1 | 0% | 0% | 0% | 1 | 0% | 0% | 0% | 1 | 39% | 0% | 0% | 1 | 39% | 0% | 0% | 1 | 0% | 0% | 0% | 1 | 72% | 0% | 0% | 3 |  | 0% | 0% | 1 | 0.3 | 0% | 0% | 1 | 0% | 0% | 0% | 1 | 0 | 2 | 73% | 0% | 73% | 3 | 58% | 0% | 0% | 2 | 17% | 0% | 0% | 1 | 60% | 0% | 0% | 2 | 86% | 0% | 0% | 3 | 45% | 0% | 0% | 1 | 8% | 0% | 0% | 1 |  | 0% | 0% | 1 | 0.53 | 0% | 0% | 1 | 0% | 0% | 0% | 1 | 0 | 2 | 74% | 0% | 74% | 3 | 63% | 0% | 0% | 2 | 28% | 0% | 0% | 1 | 64% | 0% | 0% | 2 | 84% | 0% | 0% | 3 | 39% | 0% | 0% | 1 | 8% | 0% | 0% | 1 |  | 0% | 0% | 1 | 0.28 | 0% | 0% | 1 | 0% | 0% | 0% | 1 | 0 | 2 | 75% | 1% | 76% | 5 | 53% | 0% | 0% | 2 | 41% | 0% | 0% | 1 | 65% | 0% | 0% | 2 | 81% | 0% | 0% | 3 | 42% | 0% | 0% | 1 | 8% | 0% | 0% | 1
581 | Fitch Mountain | 0 | 0 | 10 | 0% | 0% | 1 | 0.18 | 0% | 0% | 1 | 19% | 0% | 0% | 1 | 0 | 2 | 0% | 0% | 0% | 1 | 17% | 0% | 0% | 1 | 52% | 0% | 0% | 2 | 85% | 0% | 0% | 3 | 96% | 0% | 0% | 5 | 19% | 0% | 0% | 1 | 5% | 0% | 0% | 1 |  | 0% | 0% | 1 | 0.15 | 0% | 0% | 1 | 15% | 0% | 0% | 1 | 0 | 2 | 9% | 0% | 9% | 1 | 35% | 0% | 0% | 1 | 51% | 0% | 0% | 2 | 85% | 0% | 0% | 3 | 92% | 0% | 0% | 4 | 31% | 0% | 0% | 1 | 4% | 0% | 0% | 1 |  | 0% | 0% | 1 | 0.14 | 0% | 0% | 1 | 10% | 0% | 0% | 1 | 0 | 2 | 16% | 0% | 16% | 1 | 47% | 0% | 0% | 1 | 48% | 0% | 0% | 1 | 77% | 0% | 0% | 3 | 89% | 0% | 0% | 3 | 34% | 0% | 0% | 1 | 3% | 0% | 0% | 1 |  | 0% | 0% | 1 | 0.13 | 0% | 0% | 1 | 7% | 0% | 0% | 1 | 0 | 2 | 25% | 6% | 31% | 2 | 55% | 0% | 0% | 2 | 46% | 0% | 0% | 1 | 74% | 0% | 0% | 3 | 90% | 0% | 0% | 4 | 38% | 0% | 0% | 1 | 3% | 0% | 0% | 1
582 | Stockton A | 0 | 0 | 10 | 0% | 0% | 1 | 0.15 | 0% | 0% | 1 | 66% | 0% | 0% | 2 | 0 | 2 | 0% | 0% | 0% | 1 | 0% | 0% | 0% | 1 | 18% | 0% | 0% | 1 | 21% | 0% | 0% | 1 | 21% | 0% | 0% | 1 | 0% | 0% | 0% | 1 | 4% | 0% | 0% | 1 |  | 0% | 0% | 1 | 0.14 | 0% | 0% | 1 | 76% | 0% | 0% | 3 | 0 | 2 | 0% | 0% | 0% | 1 | 0% | 0% | 0% | 1 | 1% | 0% | 0% | 1 | 5% | 0% | 0% | 1 | 5% | 0% | 0% | 1 | 0% | 0% | 0% | 1 | 3% | 0% | 0% | 1 |  | 0% | 0% | 1 | 0.17 | 0% | 0% | 1 | 69% | 0% | 0% | 2 | 0 | 2 | 0% | 0% | 0% | 1 | 11% | 0% | 0% | 1 | 9% | 0% | 0% | 1 | 15% | 0% | 0% | 1 | 24% | 0% | 0% | 1 | 0% | 0% | 0% | 1 | 5% | 0% | 0% | 1 |  | 0% | 0% | 1 | 0.17 | 0% | 0% | 1 | 60% | 0% | 0% | 2 | 0 | 2 | 5% | 0% | 5% | 1 | 20% | 0% | 0% | 1 | 13% | 0% | 0% | 1 | 23% | 0% | 0% | 1 | 36% | 0% | 0% | 1 | 3% | 0% | 0% | 1 | 8% | 0% | 0% | 1
583 | Saratoga | 0 | 0 | 10 | 0% | 0% | 1 | 0.21 | 0% | 0% | 1 | 6% | 0% | 0% | 1 | 0 | 2 | 0% | 0% | 0% | 1 | 100% | 0% | 0% | 5 | 0% | 0% | 0% | 1 | 100% | 0% | 0% | 5 | 100% | 0% | 0% | 5 | 34% | 0% | 0% | 1 | 2% | 0% | 0% | 1 |  | 0% | 0% | 1 | 0.18 | 0% | 0% | 1 | 1% | 0% | 0% | 1 | 0 | 2 | 4% | 0% | 4% | 1 | 79% | 0% | 0% | 3 | 2% | 0% | 0% | 1 | 68% | 0% | 0% | 2 | 95% | 0% | 0% | 5 | 23% | 0% | 0% | 1 | 1% | 0% | 0% | 1 |  | 0% | 0% | 1 | 0.22 | 0% | 0% | 1 | 0% | 0% | 0% | 1 | 0 | 2 | 12% | 0% | 12% | 1 | 57% | 0% | 0% | 2 | 17% | 0% | 0% | 1 | 75% | 0% | 0% | 3 | 89% | 0% | 0% | 3 | 22% | 0% | 0% | 1 | 3% | 0% | 0% | 1 |  | 0% | 0% | 1 | 0.17 | 0% | 0% | 1 | 1% | 0% | 0% | 1 | 0 | 2 | 29% | 0% | 29% | 2 | 55% | 0% | 0% | 2 | 33% | 0% | 0% | 1 | 71% | 0% | 0% | 3 | 87% | 0% | 0% | 3 | 39% | 0% | 0% | 1 | 5% | 0% | 0% | 1
584 | Christie | 0 | 0 | 10 | 0% | 0% | 1 | 0.7 | 0% | 0% | 1 | 0% | 0% | 0% | 1 | 0 | 2 | 60% | 0% | 60% | 3 | 11% | 0% | 0% | 1 | 53% | 0% | 0% | 2 | 73% | 0% | 0% | 3 | 73% | 0% | 0% | 3 | 16% | 0% | 0% | 1 | 2% | 0% | 0% | 1 |  | 0% | 0% | 1 | 0.69 | 0% | 0% | 1 | 0% | 0% | 0% | 1 | 0 | 2 | 39% | 0% | 39% | 2 | 15% | 0% | 0% | 1 | 47% | 0% | 0% | 1 | 65% | 0% | 0% | 2 | 75% | 0% | 0% | 3 | 12% | 0% | 0% | 1 | 9% | 0% | 0% | 1 |  | 0% | 0% | 1 | 0.38 | 0% | 0% | 1 | 1% | 0% | 0% | 1 | 0 | 2 | 36% | 0% | 36% | 2 | 30% | 0% | 0% | 1 | 44% | 0% | 0% | 1 | 55% | 0% | 0% | 2 | 77% | 0% | 0% | 3 | 14% | 0% | 0% | 1 | 16% | 0% | 0% | 1 |  | 0% | 0% | 1 | 0.4 | 0% | 0% | 1 | 8% | 0% | 0% | 1 | 0 | 2 | 34% | 0% | 34% | 2 | 44% | 0% | 0% | 1 | 32% | 0% | 0% | 1 | 45% | 0% | 0% | 1 | 76% | 0% | 0% | 3 | 18% | 0% | 0% | 1 | 15% | 0% | 0% | 1
585 | Las Aguilas | 0 | 0 | 10 | 0% | 0% | 1 | 0.05 | 0% | 0% | 1 | 1% | 0% | 0% | 1 | 0 | 2 | 71% | 24% | 95% | 5 | 68% | 0% | 0% | 2 | 27% | 0% | 0% | 1 | 57% | 0% | 0% | 2 | 87% | 0% | 0% | 3 | 67% | 0% | 0% | 2 | 0% | 0% | 0% | 1 |  | 0% | 0% | 1 | 0.05 | 0% | 0% | 1 | 0% | 0% | 0% | 1 | 0 | 2 | 45% | 48% | 93% | 5 | 79% | 0% | 0% | 3 | 20% | 0% | 0% | 1 | 37% | 0% | 0% | 1 | 87% | 0% | 0% | 3 | 83% | 0% | 0% | 3 | 1% | 0% | 0% | 1 |  | 0% | 0% | 1 | 0.05 | 0% | 0% | 1 | 11% | 0% | 0% | 1 | 0 | 2 | 48% | 33% | 81% | 5 | 73% | 0% | 0% | 3 | 15% | 0% | 0% | 1 | 27% | 0% | 0% | 1 | 81% | 0% | 0% | 3 | 70% | 0% | 0% | 3 | 2% | 0% | 0% | 1 |  | 0% | 0% | 1 | 0.05 | 0% | 0% | 1 | 18% | 0% | 0% | 1 | 0 | 2 | 46% | 25% | 71% | 4 | 63% | 0% | 0% | 2 | 17% | 0% | 0% | 1 | 30% | 0% | 0% | 1 | 72% | 0% | 0% | 3 | 58% | 0% | 0% | 2 | 2% | 0% | 0% | 1
586 | Monroe | 0 | 0 | 10 | 0% | 0% | 1 | 0.37 | 0% | 0% | 1 | 36% | 0% | 0% | 1 | 0 | 2 | 0% | 0% | 0% | 1 | 16% | 0% | 0% | 1 | 52% | 0% | 0% | 2 | 81% | 0% | 0% | 3 | 81% | 0% | 0% | 3 | 1% | 0% | 0% | 1 | 11% | 0% | 0% | 1 |  | 0% | 0% | 1 | 0.27 | 0% | 0% | 1 | 14% | 0% | 0% | 1 | 0 | 2 | 13% | 0% | 13% | 1 | 41% | 0% | 0% | 1 | 51% | 0% | 0% | 2 | 79% | 0% | 0% | 3 | 85% | 0% | 0% | 3 | 14% | 0% | 0% | 1 | 5% | 0% | 0% | 1 |  | 0% | 0% | 1 | 0.19 | 0% | 0% | 1 | 9% | 0% | 0% | 1 | 0 | 2 | 27% | 0% | 27% | 2 | 47% | 0% | 0% | 1 | 46% | 0% | 0% | 1 | 72% | 0% | 0% | 3 | 86% | 0% | 0% | 3 | 25% | 0% | 0% | 1 | 5% | 0% | 0% | 1 |  | 0% | 0% | 1 | 0.16 | 0% | 0% | 1 | 9% | 0% | 0% | 1 | 0 | 2 | 29% | 0% | 29% | 2 | 58% | 0% | 0% | 2 | 41% | 0% | 0% | 1 | 69% | 0% | 0% | 2 | 89% | 0% | 0% | 3 | 33% | 0% | 0% | 1 | 5% | 0% | 0% | 1
587 | Elliot | 0 | 0 | 10 | 0% | 0% | 1 | 0.26 | 0% | 0% | 1 | 0% | 0% | 0% | 1 | 0 | 2 | 99% | 0% | 99% | 5 | 99% | 0% | 0% | 5 | 96% | 0% | 0% | 5 | 0% | 0% | 0% | 1 | 100% | 0% | 0% | 5 | 9% | 0% | 0% | 1 | 6% | 0% | 0% | 1 |  | 0% | 0% | 1 | 0.36 | 0% | 0% | 1 | 0% | 0% | 0% | 1 | 0 | 2 | 28% | 9% | 37% | 2 | 38% | 0% | 0% | 1 | 37% | 0% | 0% | 1 | 37% | 0% | 0% | 1 | 74% | 0% | 0% | 3 | 12% | 0% | 0% | 1 | 2% | 0% | 0% | 1 |  | 0% | 0% | 1 | 0.21 | 0% | 0% | 1 | 0% | 0% | 0% | 1 | 0 | 2 | 28% | 44% | 72% | 5 | 58% | 0% | 0% | 2 | 48% | 0% | 0% | 1 | 66% | 0% | 0% | 2 | 93% | 0% | 0% | 4 | 14% | 0% | 0% | 1 | 4% | 0% | 0% | 1 |  | 0% | 0% | 1 | 0.22 | 0% | 0% | 1 | 0% | 0% | 0% | 1 | 0 | 2 | 32% | 52% | 84% | 5 | 46% | 0% | 0% | 1 | 51% | 0% | 0% | 2 | 72% | 0% | 0% | 3 | 88% | 0% | 0% | 3 | 24% | 0% | 0% | 1 | 4% | 0% | 0% | 1
588 | Sunset | 0 | 0 | 10 | 0% | 0% | 1 | 0.06 | 0% | 0% | 1 | 0% | 0% | 0% | 1 | 0 | 2 | 3% | 0% | 3% | 1 | 4% | 0% | 0% | 1 | 27% | 0% | 0% | 1 | 29% | 0% | 0% | 1 | 30% | 0% | 0% | 1 | 41% | 0% | 0% | 1 | 0% | 0% | 0% | 1 |  | 0% | 0% | 1 | 0.05 | 0% | 0% | 1 | 0% | 0% | 0% | 1 | 0 | 2 | 6% | 0% | 6% | 1 | 17% | 0% | 0% | 1 | 23% | 0% | 0% | 1 | 58% | 0% | 0% | 2 | 58% | 0% | 0% | 2 | 15% | 0% | 0% | 1 | 0% | 0% | 0% | 1 |  | 0% | 0% | 1 | 0.09 | 0% | 0% | 1 | 13% | 0% | 0% | 1 | 0 | 2 | 4% | 0% | 4% | 1 | 24% | 0% | 0% | 1 | 33% | 0% | 0% | 1 | 70% | 0% | 0% | 3 | 74% | 0% | 0% | 3 | 9% | 0% | 0% | 1 | 0% | 0% | 0% | 1 |  | 0% | 0% | 1 | 0.09 | 0% | 0% | 1 | 23% | 0% | 0% | 1 | 0 | 2 | 8% | 0% | 8% | 1 | 29% | 0% | 0% | 1 | 30% | 0% | 0% | 1 | 61% | 0% | 0% | 2 | 72% | 0% | 0% | 3 | 11% | 0% | 0% | 1 | 5% | 0% | 0% | 1
589 | Herndon | 0 | 0 | 10 | 0% | 0% | 1 | 0.15 | 0% | 0% | 1 | 52% | 0% | 0% | 2 | 0 | 2 | 17% | 0% | 17% | 1 | 22% | 0% | 0% | 1 | 7% | 0% | 0% | 1 | 7% | 0% | 0% | 1 | 29% | 0% | 0% | 1 | 0% | 0% | 0% | 1 | 4% | 0% | 0% | 1 |  | 0% | 0% | 1 | 0.19 | 0% | 0% | 1 | 60% | 0% | 0% | 2 | 0 | 2 | 19% | 0% | 19% | 1 | 14% | 0% | 0% | 1 | 23% | 0% | 0% | 1 | 24% | 0% | 0% | 1 | 34% | 0% | 0% | 1 | 3% | 0% | 0% | 1 | 7% | 0% | 0% | 1 |  | 0% | 0% | 1 | 0.17 | 0% | 0% | 1 | 49% | 0% | 0% | 1 | 0 | 2 | 27% | 0% | 27% | 2 | 19% | 0% | 0% | 1 | 32% | 0% | 0% | 1 | 33% | 0% | 0% | 1 | 44% | 0% | 0% | 1 | 11% | 0% | 0% | 1 | 14% | 0% | 0% | 1 |  | 0% | 0% | 1 | 0.16 | 0% | 0% | 1 | 37% | 0% | 0% | 1 | 0 | 2 | 31% | 0% | 31% | 2 | 30% | 0% | 0% | 1 | 30% | 0% | 0% | 1 | 30% | 0% | 0% | 1 | 49% | 0% | 0% | 1 | 16% | 0% | 0% | 1 | 14% | 0% | 0% | 1
590 | Menlo | 0 | 0 | 10 | 0% | 0% | 1 | 0.53 | 0% | 0% | 1 | 0% | 0% | 0% | 1 | 0 | 2 | 0% | 0% | 0% | 1 | 55% | 0% | 0% | 2 | 86% | 0% | 0% | 3 | 95% | 0% | 0% | 5 | 96% | 0% | 0% | 5 | 10% | 0% | 0% | 1 | 7% | 0% | 0% | 1 |  | 0% | 0% | 1 | 0.46 | 0% | 0% | 1 | 0% | 0% | 0% | 1 | 0 | 2 | 0% | 0% | 0% | 1 | 71% | 0% | 0% | 3 | 67% | 0% | 0% | 2 | 77% | 0% | 0% | 3 | 96% | 0% | 0% | 5 | 46% | 0% | 0% | 1 | 10% | 0% | 0% | 1 |  | 0% | 0% | 1 | 0.29 | 0% | 0% | 1 | 1% | 0% | 0% | 1 | 0 | 2 | 0% | 0% | 0% | 1 | 49% | 0% | 0% | 1 | 58% | 0% | 0% | 2 | 75% | 0% | 0% | 3 | 89% | 0% | 0% | 3 | 45% | 0% | 0% | 1 | 12% | 0% | 0% | 1 |  | 0% | 0% | 1 | 0.26 | 0% | 0% | 1 | 1% | 0% | 0% | 1 | 0 | 2 | 12% | 0% | 12% | 1 | 45% | 0% | 0% | 1 | 50% | 0% | 0% | 2 | 73% | 0% | 0% | 3 | 86% | 0% | 0% | 3 | 39% | 0% | 0% | 1 | 9% | 0% | 0% | 1
591 | Mountain Pass | 0 | 0 | 10 | 0% | 0% | 1 | 0.03 | 0% | 0% | 1 | 0% | 0% | 0% | 1 | 0 | 2 | 0% | 0% | 0% | 1 | 100% | 0% | 0% | 5 | 100% | 0% | 0% | 5 | 0% | 0% | 0% | 1 | 100% | 0% | 0% | 5 | 5% | 0% | 0% | 1 | 0% | 0% | 0% | 1 |  | 0% | 0% | 1 | 0.02 | 0% | 0% | 1 | 0% | 0% | 0% | 1 | 0 | 2 | 0% | 0% | 0% | 1 | 41% | 0% | 0% | 1 | 59% | 0% | 0% | 2 | 21% | 0% | 0% | 1 | 61% | 0% | 0% | 2 | 63% | 0% | 0% | 2 | 0% | 0% | 0% | 1 |  | 0% | 0% | 1 | 0.02 | 0% | 0% | 1 | 0% | 0% | 0% | 1 | 0 | 2 | 0% | 0% | 0% | 1 | 22% | 0% | 0% | 1 | 31% | 0% | 0% | 1 | 11% | 0% | 0% | 1 | 32% | 0% | 0% | 1 | 55% | 0% | 0% | 2 | 0% | 0% | 0% | 1 |  | 0% | 0% | 1 | 0.03 | 0% | 0% | 1 | 0% | 0% | 0% | 1 | 0 | 2 | 0% | 0% | 0% | 1 | 8% | 0% | 0% | 1 | 13% | 0% | 0% | 1 | 5% | 0% | 0% | 1 | 13% | 0% | 0% | 1 | 36% | 0% | 0% | 1 | 0% | 0% | 0% | 1
592 | San Jose A | 0 | 0 | 10 | 0% | 0% | 1 | 0 | 0% | 0% | 1 | 0% | 0% | 0% | 1 | 0 | 2 | 0% | 0% | 0% | 1 | 0% | 0% | 0% | 1 | 0% | 0% | 0% | 1 | 0% | 0% | 0% | 1 | 0% | 0% | 0% | 1 | 0% | 0% | 0% | 1 | 0% | 0% | 0% | 1 |  | 0% | 0% | 1 | 0.1 | 0% | 0% | 1 | 0% | 0% | 0% | 1 | 0 | 2 | 99% | 0% | 99% | 5 | 9% | 0% | 0% | 1 | 4% | 0% | 0% | 1 | 10% | 0% | 0% | 1 | 18% | 0% | 0% | 1 | 62% | 0% | 0% | 2 | 4% | 0% | 0% | 1 |  | 0% | 0% | 1 | 0.11 | 0% | 0% | 1 | 1% | 0% | 0% | 1 | 0 | 2 | 73% | 1% | 74% | 3 | 68% | 0% | 0% | 2 | 29% | 0% | 0% | 1 | 51% | 0% | 0% | 2 | 79% | 0% | 0% | 3 | 54% | 0% | 0% | 2 | 5% | 0% | 0% | 1 |  | 0% | 0% | 1 | 0.14 | 0% | 0% | 1 | 1% | 0% | 0% | 1 | 0 | 2 | 59% | 10% | 69% | 3 | 71% | 0% | 0% | 3 | 28% | 0% | 0% | 1 | 52% | 0% | 0% | 2 | 85% | 0% | 0% | 3 | 57% | 0% | 0% | 2 | 4% | 0% | 0% | 1
593 | Artesian | 0 | 0 | 10 | 0% | 0% | 1 | 0.37 | 0% | 0% | 1 | 1% | 0% | 0% | 1 | 0 | 2 | 31% | 0% | 31% | 2 | 20% | 0% | 0% | 1 | 51% | 0% | 0% | 2 | 33% | 0% | 0% | 1 | 62% | 0% | 0% | 2 | 9% | 0% | 0% | 1 | 9% | 0% | 0% | 1 |  | 0% | 0% | 1 | 0.25 | 0% | 0% | 1 | 1% | 0% | 0% | 1 | 0 | 2 | 52% | 24% | 76% | 5 | 50% | 0% | 0% | 2 | 51% | 0% | 0% | 2 | 49% | 0% | 0% | 1 | 83% | 0% | 0% | 3 | 6% | 0% | 0% | 1 | 6% | 0% | 0% | 1 |  | 0% | 0% | 1 | 0.23 | 0% | 0% | 1 | 2% | 0% | 0% | 1 | 0 | 2 | 35% | 54% | 89% | 5 | 58% | 0% | 0% | 2 | 43% | 0% | 0% | 1 | 45% | 0% | 0% | 1 | 75% | 0% | 0% | 3 | 27% | 0% | 0% | 1 | 6% | 0% | 0% | 1 |  | 0% | 0% | 1 | 0.31 | 0% | 0% | 1 | 3% | 0% | 0% | 1 | 0 | 2 | 33% | 50% | 83% | 5 | 48% | 0% | 0% | 1 | 22% | 0% | 0% | 1 | 33% | 0% | 0% | 1 | 59% | 0% | 0% | 2 | 29% | 0% | 0% | 1 | 6% | 0% | 0% | 1
594 | Thousandaire | 0 | 0 | 10 | 0% | 0% | 1 | 0.01 | 0% | 0% | 1 | 0% | 0% | 0% | 1 | 0 | 2 | 0% | 0% | 0% | 1 | 0% | 0% | 0% | 1 | 0% | 0% | 0% | 1 | 0% | 0% | 0% | 1 | 0% | 0% | 0% | 1 | 1% | 0% | 0% | 1 | 0% | 0% | 0% | 1 |  | 0% | 0% | 1 | 0.03 | 0% | 0% | 1 | 0% | 0% | 0% | 1 | 0 | 2 | 0% | 0% | 0% | 1 | 4% | 0% | 0% | 1 | 0% | 0% | 0% | 1 | 5% | 0% | 0% | 1 | 7% | 0% | 0% | 1 | 12% | 0% | 0% | 1 | 0% | 0% | 0% | 1 |  | 0% | 0% | 1 | 0.51 | 0% | 0% | 1 | 0% | 0% | 0% | 1 | 0 | 2 | 0% | 0% | 0% | 1 | 3% | 0% | 0% | 1 | 1% | 0% | 0% | 1 | 18% | 0% | 0% | 1 | 19% | 0% | 0% | 1 | 13% | 0% | 0% | 1 | 0% | 0% | 0% | 1 |  | 0% | 0% | 1 | 0.46 | 0% | 0% | 1 | 0% | 0% | 0% | 1 | 0 | 2 | 0% | 0% | 0% | 1 | 2% | 0% | 0% | 1 | 1% | 0% | 0% | 1 | 17% | 0% | 0% | 1 | 18% | 0% | 0% | 1 | 12% | 0% | 0% | 1 | 0% | 0% | 0% | 1

## Land_OOS_Analysis_Solar_2036
Land-use and environmental criteria analysis for 2036 utility-scale solar resources mapped to Nevada or Arizona areas of the CAISO system for 5, 10, 15, and 20 mile radii from substations. This analysis uses the values from the "LandEnvData_SolarWind_OOS" tab to calculate criteria alignment. |  |  | Utility-scale Solar Resource Density Assumption
|  |  | 10 | Acres/MW
[5 empty] | 5 Mile Radius Analysis |  |  | 10 Mile Radius Analysis |  |  | 15 Mile Radius Analysis |  |  | 20 Mile Radius Analysis
[5 empty] | WECC Land-Use Screen |  |  | WECC Land-Use Screen |  |  | WECC Land-Use Screen |  |  | WECC Land-Use Screen
OBJECTID | IRP_Substation_Name | MWs Mapped | Acres of MWs Mapped | Distance from Substation Selected | Lower Implications Area used by MWs Mapped | High Implications Area used by MWs Mapped | Core Screen Criteria Alignment Level | Lower Implications Area used by MWs Mapped | High Implications Area used by MWs Mapped | Core Screen Criteria Alignment Level | Lower Implications Area used by MWs Mapped | High Implications Area used by MWs Mapped | Core Screen Criteria Alignment Level | Lower Implications Area used by MWs Mapped | High Implications Area used by MWs Mapped | Core Screen Criteria Alignment Level
1 | DELANEY | 1860 | 18600 | 10 | 148.6% | 64.05% | 5 | 38.22% | 0% | 2 | 14.84% | 0% | 1 | 9.159% | 0% | 1
2 | CARPENTER CANYON (FKA GAMEBIRD) | 0 | 0 | 10 | 0% | 0% | 1 | 0% | 0% | 1 | 0% | 0% | 1 | 0% | 0% | 1
3 | MOHAVE | 0 | 0 | 10 | 0% | 0% | 1 | 0% | 0% | 1 | 0% | 0% | 1 | 0% | 0% | 1
4 | HASSAYAMPA | 5634.5 | 56345 | 10 | 284.1% | 346.4% | 5 | 105.9% | 8.308% | 4 | 55.31% | 0% | 3 | 35.84% | 0% | 2
5 | ELDORADO | 0 | 0 | 10 | 0% | 0% | 1 | 0% | 0% | 1 | 0% | 0% | 1 | 0% | 0% | 1
6 | NORTH GILA | 500 | 5000 | 10 | 577.4% | 21.14% | 5 | 221% | 5.029% | 4 | 116.3% | 0.8021% | 4 | 43.46% | 0% | 2
7 | LATHROP | 560 | 5600 | 10 | 56.9% | 0% | 3 | 10.61% | 0% | 1 | 4.8% | 0% | 1 | 3.963% | 0% | 1
8 | BEATTY | 0 | 0 | 10 | 0% | 0% | 1 | 0% | 0% | 1 | 0% | 0% | 1 | 0% | 0% | 1
9 | VALLEY (VEA) | 0 | 0 | 10 | 0% | 0% | 1 | 0% | 0% | 1 | 0% | 0% | 1 | 0% | 0% | 1
10 | INNOVATION | 0 | 0 | 10 | 0% | 0% | 1 | 0% | 0% | 1 | 0% | 0% | 1 | 0% | 0% | 1
11 | HOODOO WASH | 5230.5 | 52305 | 10 | 428.8% | 1175% | 5 | 108.9% | 44.14% | 5 | 61.49% | 0% | 3 | 44.32% | 0% | 2
12 | VISTA (VEA) | 0 | 0 | 10 | 0% | 0% | 1 | 0% | 0% | 1 | 0% | 0% | 1 | 0% | 0% | 1
13 | DESERT VIEW | 0 | 0 | 10 | 0% | 0% | 1 | 0% | 0% | 1 | 0% | 0% | 1 | 0% | 0% | 1
14 | CIELO AZUL | 2520 | 25200 | 15 | 125.7% | 120.4% | 5 | 39% | 0% | 2 | 23.02% | 0% | 2 | 15.98% | 0% | 1
15 | TROUT CANYON | 1015 | 10150 | 15 | 891.9% | 139.9% | 5 | 90.68% | 0% | 4 | 47.7% | 0% | 2 | 29.2% | 0% | 2
16 | SLOAN CANYON | 0 | 0 | 10 | 0% | 0% | 1 | 0% | 0% | 1 | 0% | 0% | 1 | 0% | 0% | 1
17 | CHARLESTON | 0 | 0 | 10 | 0% | 0% | 1 | 0% | 0% | 1 | 0% | 0% | 1 | 0% | 0% | 1
18 | JACKASS (DOE) | 0 | 0 | 10 | 0% | 0% | 1 | 0% | 0% | 1 | 0% | 0% | 1 | 0% | 0% | 1
19 | MCCULLOUGH | 0 | 0 | 0 | #N/A | #N/A | #N/A | #N/A | #N/A | #N/A | #N/A | #N/A | #N/A | #N/A | #N/A | #N/A
20 | MEAD | 0 | 0 | 0 | 0% | 0% | 1 | 0% | 0% | 1 | 0% | 0% | 1 | 0% | 0% | 1
21 | MERCURY | 0 | 0 | 10 | 0% | 0% | 1 | 0% | 0% | 1 | 0% | 0% | 1 | 0% | 0% | 1
22 | NORTHWEST (NVE) | 0 | 0 | 0 | #N/A | #N/A | #N/A | #N/A | #N/A | #N/A | #N/A | #N/A | #N/A | #N/A | #N/A | #N/A
23 | PAHRUMP | 0 | 0 | 10 | 0% | 0% | 1 | 0% | 0% | 1 | 0% | 0% | 1 | 0% | 0% | 1
24 | PALO VERDE | 0 | 0 | 10 | 0% | 0% | 1 | 0% | 0% | 1 | 0% | 0% | 1 | 0% | 0% | 1
25 | PRIMM | 0 | 0 | 10 | 0% | 0% | 1 | 0% | 0% | 1 | 0% | 0% | 1 | 0% | 0% | 1
26 | SANDY | 0 | 0 | 10 | 0% | 0% | 1 | 0% | 0% | 1 | 0% | 0% | 1 | 0% | 0% | 1
27 | THOUSANDAIRE | 0 | 0 | 10 | 0% | 0% | 1 | 0% | 0% | 1 | 0% | 0% | 1 | 0% | 0% | 1
28 | VALLEY SWITCH | 0 | 0 | 10 | 0% | 0% | 1 | 0% | 0% | 1 | 0% | 0% | 1 | 0% | 0% | 1

## Land_EnvAnalysis_Wind_2036
Land-use and environmental criteria analysis for 2036 onshore wind resources mapped to in-California areas for 10, 15, 20 and 30 mile radii from substations. This analysis uses the values from the "LandEnv_Wind_Data_Xmi" 10 through 30 mile tabs to calculate criteria alignment. |  |  | Onshore Wind Resource Density Assumption | [57 empty] | Land-use and environmental criteria analysis for 2036 onshore wind resources mapped to in-California areas for 10, 15, 20 and 30 mile radii from substations. This analysis uses the values from the "LandEnv_Wind_Data_Xmi" 10 through 30 mile tabs to calculate criteria alignment. | 168 | 341 | 514 | Melones | Julian Hinds | Reedley | 0 | 0 | 0 | 0 | 0 | 0 | 0 | 0 | 0 | 0 | 0 |  |  |  | 0 | 0 | 0 | 0 | 0 | 0 | 0 | 1 | 1 | 1 | 1 | [5 empty] | 0 | 0 | 0 | [17 empty] | 0 | 0 | 1 | 0.65 | 0 | 0 | 1 | 0 | [10 empty] | Land-use and environmental criteria analysis for 2036 onshore wind resources mapped to in-California areas for 10, 15, 20 and 30 mile radii from substations. This analysis uses the values from the "LandEnv_Wind_Data_Xmi" 10 through 30 mile tabs to calculate criteria alignment. |  |  | Onshore Wind Resource Density Assumption
[9 empty] | Parcelizations, Cropland Index, and Overdrafted Groundwater Criteria are not applied for onshore wind | [52 empty] | 169 | 342 | 515 | Imperial Beach | Old River | Oakland J | 0 | 0 | 0 | 0 | 0 | 0 | 0 | 0 | 0 | 0 | 0 |  |  |  | 0 | 0 | 0 | 0 | 0 | 0 | 0 | 1 | 1 | 1 | 1 | [5 empty] | 0 | 0 | 0 | [17 empty] | 0.07 | 1 | 0.82 | 0 | 0 | 0 | 0 | 0 | [19 empty] | Parcelizations, Cropland Index, and Overdrafted Groundwater Criteria are not applied for onshore wind
|  |  | 40 | Acres/MW |  | 10-mile Radius From Substation Analysis | [41 empty] | 15-mile Radius From Substation Analysis | [40 empty] | 1 | 1 | [31 empty] | 0 | 0
[6 empty] | 3. Land-use Feasibility Criteria Analysis | [16 empty] | 4. Environmental (Conservation and Biological) Impact Factors Criteria Analysis | [24 empty] | 3. Land-use Feasibility Criteria Analysis | [16 empty] | 7th Standard | [23 empty] | 1 | 1 | [7 empty] | 0 | [23 empty] | 0 | 0.65
[6 empty] | CEC Core Land-Use Screen |  |  | CEC's Parcelization |  |  |  | CEC's Cropland Index |  |  |  | Criticially Overdrafted Groundwater Basin |  | Fire Threat |  |  |  | ACE Terrestrial Connectivity |  |  |  | ACE Biodiversity |  |  |  | ACE Irreplaceability |  |  |  | ACE Combined |  |  |  | Terrestrial Landscape Intactness |  |  |  | Wetlands |  |  |  |  | CEC Core Land-Use Screen |  |  | CEC's Parcelization |  |  |  | CEC's Cropland Index |  |  |  | Criticially Overdrafted Groundwater Basin | [5 empty] | Rosedale |  |  |  | 0 |  |  |  | 0 |  |  |  | 0 | [7 empty] | 0 |  |  |  | 1 | 1 | [7 empty] | 0 | [19 empty] | 0 |  |  |  | 0 | 0 |  |  | CEC's Parcelization |  |  |  | CEC's Cropland Index |  |  |  | Criticially Overdrafted Groundwater Basin
OBJECTID | IRP_Substation_Name | MWs Mapped | Acres of MWs Mapped | Distance from Substation Selected |  | Lower Implications Area used by MWs Mapped | High Implications Area used by MWs Mapped | Core Screen Criteria Alignment Level | Substation's 10th Percentile Value Parcelization | Low Parcelization (P ≤ 6) Area used by MWs Mapped | Medium Parcelization (6 < P ≤ 30) Area used by MWs Mapped | Parcelization Criteria Alignment Level | Total Potential Area Percentage High Value Cropland | Low Value Cropland used by MWs Mapped | High Value Cropland used by MWs Mapped | Cropland Index Criteria Alignment Level | Majority of Area within Critically Overdrafted Basin | Overdrafted Basin Criteria Alignment Level | Total Potential Area Percentage Tier 2 | Total Potential Area Percentage Tier 3 | Total Potential Area Percentage Tier 2 or 3 | Fire Threat Criteria Alignment Level | Total Potential Area Percentage Higher Implications | Low Implications Area used by MWs Mapped | Higher Implications Area used by MWs Mapped | ACE Connectivity Criteria Alignment | Total Potential Area Percentage Higher Implications | Low Implications Area used by MWs Mapped | Higher Implications Area used by MWs Mapped | ACE Biodiversity Criteria Alignment | Total Potential Area Percentage Higher Implications | Low Implications Area used by MWs Mapped | Higher Implications Area used by MWs Mapped | ACE Irreplaceability Criteria Alignment | Total Potential Area Percentage Higher Implications | Low Implications Area used by MWs Mapped | Higher Implications Area used by MWs Mapped | All ACE Criteria Alignment | Total Potential Area Percentage Higher Implications | Low Implications Area used by MWs Mapped | Higher Implications Area used by MWs Mapped | Intactness Criteria Alignment | Total Potential Area Percentage Higher Implications | Low Implications Area used by MWs Mapped | Higher Implications Area used by MWs Mapped | Wetlands Criteria Alignment |  | Lower Implications Area used by MWs Mapped | High Implications Area used by MWs Mapped | Core Screen Criteria Alignment Level | Substation's 10th Percentile Value Parcelization | Low Parcelization (P ≤ 6) Area used by MWs Mapped | Medium Parcelization (6 < P ≤ 30) Area used by MWs Mapped | Parcelization Criteria Alignment Level | Total Potential Area Percentage High Value Cropland | Low Value Cropland used by MWs Mapped | High Value Cropland used by MWs Mapped | Cropland Index Criteria Alignment Level | Majority of Area within Critically Overdrafted Basin | Overdrafted Basin Criteria Alignment Level | OBJECTID | 173 | 346 | 519 | Moorpark | Hilltop | Metcalf | 0 | 0 | 0 | 0 | 0 | 0 | 0 | 0 | 0 | 0 | 0 |  |  |  | 0 | 0 | 0 | 0 | 0 | 0 | 0 | 1 | 1 | 1 | 1 | [5 empty] | 0.04 | 0.8 | 0 | [17 empty] | 0 | 0 | 0 | 0 | 0 | 0 | 0 | 0.19 | Substation's 10th Percentile Value Parcelization | Low Parcelization (P ≤ 6) Area used by MWs Mapped | Medium Parcelization (6 < P ≤ 30) Area used by MWs Mapped | Parcelization Criteria Alignment Level | Total Potential Area Percentage High Value Cropland | Low Value Cropland used by MWs Mapped | High Value Cropland used by MWs Mapped | Cropland Index Criteria Alignment Level | Majority of Area within Critically Overdrafted Basin | Overdrafted Basin Criteria Alignment Level | OBJECTID | IRP_Substation_Name | MWs Mapped | Acres of MWs Mapped | Distance from Substation Selected |  | Lower Implications Area used by MWs Mapped | High Implications Area used by MWs Mapped | Core Screen Criteria Alignment Level | Substation's 10th Percentile Value Parcelization | Low Parcelization (P ≤ 6) Area used by MWs Mapped | Medium Parcelization (6 < P ≤ 30) Area used by MWs Mapped | Parcelization Criteria Alignment Level | Total Potential Area Percentage High Value Cropland | Low Value Cropland used by MWs Mapped | High Value Cropland used by MWs Mapped | Cropland Index Criteria Alignment Level | Majority of Area within Critically Overdrafted Basin | Overdrafted Basin Criteria Alignment Level | Total Potential Area Percentage Tier 2 | Total Potential Area Percentage Tier 3 | Total Potential Area Percentage Tier 2 or 3 | Fire Threat Criteria Alignment Level | Total Potential Area Percentage Higher Implications | Low Implications Area used by MWs Mapped | Higher Implications Area used by MWs Mapped | ACE Connectivity Criteria Alignment | Total Potential Area Percentage Higher Implications
1 | Cal Flats | 0 | 0 | 0 |  | 0% | 0% | 1 |  |  |  |  | 0% | [5 empty] | 99% | 0% | 99% | 5 | 79% | 0% | 0% | 3 | 7% | 0% | 0% | 1 | 39% | 0% | 0% | 1 | 79% | 0% | 0% | 3 | 77% | 0% | 0% | 3 | 0% | 0% | 0% | 1 |  | 0% | 0% | 1 |  |  |  |  | 0% | [5 empty] | 96% | 2% | 98% | 5 | 62% | 0% | 0% | 2 | 10% | 0% | 0% | 1 | 26% | 0% | 0% | 1 | 66% | 0% | 0% | 2 | 82% | 0% | 0% | 3 | 0% | 0% | 0% | 1 |  | 0% | 0% | 1 | 0% | 96% | 1% | 97% | 5 | 66% | 0% | 0% | 2 | 6% | 0% | 0% | 1 | 24% | 0% | 0% | 1 | 73% | 0% | 0% | 3 | 67% | 0% | 0% | 2 | 1% | 0% | 0% | 1 |  | 0% | 0% | 1 |  |  |  |  | 0% | [5 empty] | 84% | 7% | 91% | 5 | 68% | 0% | 0% | 2 | 4% | 0% | 0% | 1 | 20% | 0% | 0% | 1 | 74% | 0% | 0% | 3 | 63% | 0% | 0% | 2 | 1% | 0% | 0% | 1
2 | Collinsville | 0 | 0 | 0 |  | 0% | 0% | 1 |  |  |  |  | 3% | [5 empty] | 41% | 0% | 41% | 2 | 23% | 0% | 0% | 1 | 54% | 0% | 0% | 2 | 42% | 0% | 0% | 1 | 65% | 0% | 0% | 2 | 5% | 0% | 0% | 1 | 40% | 0% | 0% | 1 |  | 0% | 0% | 1 |  |  |  |  | 15% | [5 empty] | 41% | 0% | 41% | 2 | 22% | 0% | 0% | 1 | 48% | 0% | 0% | 1 | 42% | 0% | 0% | 1 | 60% | 0% | 0% | 2 | 8% | 0% | 0% | 1 | 33% | 0% | 0% | 1 |  | 0% | 0% | 1 | 23% | 38% | 0% | 38% | 2 | 20% | 0% | 0% | 1 | 42% | 0% | 0% | 1 | 37% | 0% | 0% | 1 | 55% | 0% | 0% | 2 | 9% | 0% | 0% | 1 | 27% | 0% | 0% | 1 |  | 0% | 0% | 1 |  |  |  |  | 22% | [5 empty] | 47% | 0% | 47% | 2 | 31% | 0% | 0% | 1 | 39% | 0% | 0% | 1 | 40% | 0% | 0% | 1 | 59% | 0% | 0% | 2 | 13% | 0% | 0% | 1 | 21% | 0% | 0% | 1
3 | Santa Teresa | 0 | 0 | 0 |  | 0% | 0% | 1 |  |  |  |  | 0% | [5 empty] | 100% | 0% | 100% | 5 | 100% | 0% | 0% | 5 | 0% | 0% | 0% | 1 | 18% | 0% | 0% | 1 | 100% | 0% | 0% | 5 | 54% | 0% | 0% | 2 | 2% | 0% | 0% | 1 |  | 0% | 0% | 1 |  |  |  |  | 0% | [5 empty] | 89% | 11% | 100% | 5 | 78% | 0% | 0% | 3 | 37% | 0% | 0% | 1 | 38% | 0% | 0% | 1 | 84% | 0% | 0% | 3 | 94% | 0% | 0% | 4 | 1% | 0% | 0% | 1 |  | 0% | 0% | 1 | 0% | 78% | 21% | 99% | 5 | 85% | 0% | 0% | 3 | 36% | 0% | 0% | 1 | 36% | 0% | 0% | 1 | 90% | 0% | 0% | 4 | 96% | 0% | 0% | 5 | 1% | 0% | 0% | 1 |  | 0% | 0% | 1 |  |  |  |  | 0% | [5 empty] | 39% | 56% | 95% | 5 | 90% | 0% | 0% | 4 | 35% | 0% | 0% | 1 | 44% | 0% | 0% | 1 | 95% | 0% | 0% | 5 | 92% | 0% | 0% | 4 | 2% | 0% | 0% | 1
4 | Carrizo Gorge | 0 | 0 | 0 |  | 0% | 0% | 1 |  |  |  |  | 0% | [5 empty] | 50% | 39% | 89% | 5 | 9% | 0% | 0% | 1 | 14% | 0% | 0% | 1 | 36% | 0% | 0% | 1 | 47% | 0% | 0% | 1 | 26% | 0% | 0% | 1 | 1% | 0% | 0% | 1 |  | 0% | 0% | 1 |  |  |  |  | 0% | [5 empty] | 44% | 44% | 88% | 5 | 8% | 0% | 0% | 1 | 15% | 0% | 0% | 1 | 38% | 0% | 0% | 1 | 48% | 0% | 0% | 1 | 32% | 0% | 0% | 1 | 1% | 0% | 0% | 1 |  | 0% | 0% | 1 | 0% | 34% | 38% | 72% | 5 | 17% | 0% | 0% | 1 | 16% | 0% | 0% | 1 | 34% | 0% | 0% | 1 | 52% | 0% | 0% | 2 | 39% | 0% | 0% | 1 | 1% | 0% | 0% | 1 |  | 0% | 0% | 1 |  |  |  |  | 0% | [5 empty] | 23% | 27% | 50% | 4 | 12% | 0% | 0% | 1 | 12% | 0% | 0% | 1 | 25% | 0% | 0% | 1 | 37% | 0% | 0% | 1 | 56% | 0% | 0% | 2 | 2% | 0% | 0% | 1
5 | Avenal | 0 | 0 | 0 |  | 0% | 0% | 1 |  |  |  |  | 0% | [5 empty] | 100% | 0% | 100% | 5 | 60% | 0% | 0% | 2 | 0% | 0% | 0% | 1 | 0% | 0% | 0% | 1 | 60% | 0% | 0% | 2 | 87% | 0% | 0% | 3 | 0% | 0% | 0% | 1 |  | 0% | 0% | 1 |  |  |  |  | 0% | [5 empty] | 99% | 0% | 99% | 5 | 81% | 0% | 0% | 3 | 0% | 0% | 0% | 1 | 32% | 0% | 0% | 1 | 81% | 0% | 0% | 3 | 76% | 0% | 0% | 3 | 0% | 0% | 0% | 1 |  | 0% | 0% | 1 | 0% | 98% | 0% | 98% | 5 | 63% | 0% | 0% | 2 | 10% | 0% | 0% | 1 | 25% | 0% | 0% | 1 | 66% | 0% | 0% | 2 | 82% | 0% | 0% | 3 | 0% | 0% | 0% | 1 |  | 0% | 0% | 1 |  |  |  |  | 0% | [5 empty] | 91% | 2% | 93% | 5 | 72% | 0% | 0% | 3 | 5% | 0% | 0% | 1 | 20% | 0% | 0% | 1 | 77% | 0% | 0% | 3 | 68% | 0% | 0% | 2 | 1% | 0% | 0% | 1
6 | Crazy Horse Canyon | 0 | 0 | 0 |  | 0% | 0% | 1 |  |  |  |  | 0% | [5 empty] | 0% | 0% | 0% | 1 | 0% | 0% | 0% | 1 | 100% | 0% | 0% | 5 | 100% | 0% | 0% | 5 | 100% | 0% | 0% | 5 | 0% | 0% | 0% | 1 | 96% | 0% | 0% | 5 |  | 0% | 0% | 1 |  |  |  |  | 1% | [5 empty] | 0% | 0% | 0% | 1 | 11% | 0% | 0% | 1 | 63% | 0% | 0% | 2 | 64% | 0% | 0% | 2 | 75% | 0% | 0% | 3 | 0% | 0% | 0% | 1 | 29% | 0% | 0% | 1 |  | 0% | 0% | 1 | 71% | 12% | 0% | 12% | 1 | 12% | 0% | 0% | 1 | 7% | 0% | 0% | 1 | 7% | 0% | 0% | 1 | 19% | 0% | 0% | 1 | 10% | 0% | 0% | 1 | 4% | 0% | 0% | 1 |  | 0% | 0% | 1 |  |  |  |  | 39% | [5 empty] | 22% | 26% | 48% | 4 | 45% | 0% | 0% | 1 | 6% | 0% | 0% | 1 | 12% | 0% | 0% | 1 | 53% | 0% | 0% | 2 | 46% | 0% | 0% | 1 | 4% | 0% | 0% | 1
7 | Estrella | 0 | 0 | 0 |  | 0% | 0% | 1 |  |  |  |  | 0% | [5 empty] | 100% | 0% | 100% | 5 | 0% | 0% | 0% | 1 | 0% | 0% | 0% | 1 | 0% | 0% | 0% | 1 | 0% | 0% | 0% | 1 | 30% | 0% | 0% | 1 | 0% | 0% | 0% | 1 |  | 0% | 0% | 1 |  |  |  |  | 0% | [5 empty] | 92% | 8% | 100% | 5 | 57% | 0% | 0% | 2 | 30% | 0% | 0% | 1 | 37% | 0% | 0% | 1 | 58% | 0% | 0% | 2 | 30% | 0% | 0% | 1 | 2% | 0% | 0% | 1 |  | 0% | 0% | 1 | 0% | 77% | 22% | 99% | 5 | 64% | 0% | 0% | 2 | 18% | 0% | 0% | 1 | 30% | 0% | 0% | 1 | 69% | 0% | 0% | 2 | 65% | 0% | 0% | 2 | 2% | 0% | 0% | 1 |  | 0% | 0% | 1 |  |  |  |  | 0% | [5 empty] | 78% | 17% | 95% | 5 | 63% | 0% | 0% | 2 | 8% | 0% | 0% | 1 | 24% | 0% | 0% | 1 | 70% | 0% | 0% | 3 | 63% | 0% | 0% | 2 | 1% | 0% | 0% | 1
8 | Ocean Ranch | 0 | 0 | 0 |  | 0% | 0% | 1 |  |  |  |  | 0% | [5 empty] | 0% | 0% | 0% | 1 | 18% | 0% | 0% | 1 | 80% | 0% | 0% | 3 | 80% | 0% | 0% | 3 | 80% | 0% | 0% | 3 | 0% | 0% | 0% | 1 | 16% | 0% | 0% | 1 |  | 0% | 0% | 1 |  |  |  |  | 0% | [5 empty] | 1% | 0% | 1% | 1 | 16% | 0% | 0% | 1 | 78% | 0% | 0% | 3 | 81% | 0% | 0% | 3 | 81% | 0% | 0% | 3 | 0% | 0% | 0% | 1 | 15% | 0% | 0% | 1 |  | 0% | 0% | 1 | 0% | 1% | 0% | 1% | 1 | 15% | 0% | 0% | 1 | 77% | 0% | 0% | 3 | 80% | 0% | 0% | 3 | 80% | 0% | 0% | 3 | 0% | 0% | 0% | 1 | 14% | 0% | 0% | 1 |  | 0% | 0% | 1 |  |  |  |  | 0% | [5 empty] | 1% | 0% | 1% | 1 | 10% | 0% | 0% | 1 | 57% | 0% | 0% | 2 | 68% | 0% | 0% | 2 | 68% | 0% | 0% | 2 | 0% | 0% | 0% | 1 | 10% | 0% | 0% | 1
9 | Green Valley | 0 | 0 | 0 |  | 0% | 0% | 1 |  |  |  |  | 2% | [5 empty] | 0% | 0% | 0% | 1 | 0% | 0% | 0% | 1 | 95% | 0% | 0% | 5 | 96% | 0% | 0% | 5 | 96% | 0% | 0% | 5 | 0% | 0% | 0% | 1 | 36% | 0% | 0% | 1 |  | 0% | 0% | 1 |  |  |  |  | 1% | [5 empty] | 17% | 0% | 17% | 1 | 23% | 0% | 0% | 1 | 56% | 0% | 0% | 2 | 57% | 0% | 0% | 2 | 80% | 0% | 0% | 3 | 6% | 0% | 0% | 1 | 23% | 0% | 0% | 1 |  | 0% | 0% | 1 | 2% | 20% | 0% | 20% | 2 | 26% | 0% | 0% | 1 | 45% | 0% | 0% | 1 | 52% | 0% | 0% | 2 | 75% | 0% | 0% | 3 | 11% | 0% | 0% | 1 | 18% | 0% | 0% | 1 |  | 0% | 0% | 1 |  |  |  |  | 0% | [5 empty] | 47% | 17% | 64% | 3 | 56% | 0% | 0% | 2 | 31% | 0% | 0% | 1 | 33% | 0% | 0% | 1 | 81% | 0% | 0% | 3 | 59% | 0% | 0% | 2 | 4% | 0% | 0% | 1
10 | Union (Estrella) | 0 | 0 | 0 |  | 0% | 0% | 1 |  |  |  |  | 0% | [5 empty] | 100% | 0% | 100% | 5 | 0% | 0% | 0% | 1 | 0% | 0% | 0% | 1 | 0% | 0% | 0% | 1 | 0% | 0% | 0% | 1 | 30% | 0% | 0% | 1 | 0% | 0% | 0% | 1 |  | 0% | 0% | 1 |  |  |  |  | 0% | [5 empty] | 92% | 8% | 100% | 5 | 57% | 0% | 0% | 2 | 30% | 0% | 0% | 1 | 37% | 0% | 0% | 1 | 58% | 0% | 0% | 2 | 30% | 0% | 0% | 1 | 2% | 0% | 0% | 1 |  | 0% | 0% | 1 | 0% | 77% | 22% | 99% | 5 | 64% | 0% | 0% | 2 | 18% | 0% | 0% | 1 | 30% | 0% | 0% | 1 | 69% | 0% | 0% | 2 | 65% | 0% | 0% | 2 | 2% | 0% | 0% | 1 |  | 0% | 0% | 1 |  |  |  |  | 0% | [5 empty] | 78% | 17% | 95% | 5 | 63% | 0% | 0% | 2 | 8% | 0% | 0% | 1 | 24% | 0% | 0% | 1 | 70% | 0% | 0% | 3 | 63% | 0% | 0% | 2 | 1% | 0% | 0% | 1
11 | Crescent | 0 | 0 | 0 |  | 0% | 0% | 1 |  |  |  |  | 0% | [5 empty] | 0% | 0% | 0% | 1 | 0% | 0% | 0% | 1 | 0% | 0% | 0% | 1 | 0% | 0% | 0% | 1 | 0% | 0% | 0% | 1 | 0% | 0% | 0% | 1 | 0% | 0% | 0% | 1 |  | 0% | 0% | 1 |  |  |  |  | 0% | [5 empty] | 0% | 0% | 0% | 1 | 0% | 0% | 0% | 1 | 0% | 0% | 0% | 1 | 0% | 0% | 0% | 1 | 0% | 0% | 0% | 1 | 0% | 0% | 0% | 1 | 0% | 0% | 0% | 1 |  | 0% | 0% | 1 | 0% | 84% | 0% | 84% | 5 | 100% | 0% | 0% | 5 | 0% | 0% | 0% | 1 | 25% | 0% | 0% | 1 | 100% | 0% | 0% | 5 | 34% | 0% | 0% | 1 | 0% | 0% | 0% | 1 |  | 0% | 0% | 1 |  |  |  |  | 0% | [5 empty] | 65% | 29% | 94% | 5 | 100% | 0% | 0% | 5 | 0% | 0% | 0% | 1 | 10% | 0% | 0% | 1 | 100% | 0% | 0% | 5 | 73% | 0% | 0% | 3 | 0% | 0% | 0% | 1
12 | Vincent | 0 | 0 | 0 |  | 0% | 0% | 1 |  |  |  |  | 0% | [5 empty] | 49% | 11% | 60% | 3 | 2% | 0% | 0% | 1 | 23% | 0% | 0% | 1 | 11% | 0% | 0% | 1 | 25% | 0% | 0% | 1 | 36% | 0% | 0% | 1 | 1% | 0% | 0% | 1 |  | 0% | 0% | 1 |  |  |  |  | 0% | [5 empty] | 44% | 29% | 73% | 4 | 8% | 0% | 0% | 1 | 16% | 0% | 0% | 1 | 8% | 0% | 0% | 1 | 24% | 0% | 0% | 1 | 35% | 0% | 0% | 1 | 2% | 0% | 0% | 1 |  | 0% | 0% | 1 | 1% | 41% | 37% | 78% | 5 | 7% | 0% | 0% | 1 | 24% | 0% | 0% | 1 | 17% | 0% | 0% | 1 | 35% | 0% | 0% | 1 | 39% | 0% | 0% | 1 | 3% | 0% | 0% | 1 |  | 0% | 0% | 1 |  |  |  |  | 1% | [5 empty] | 20% | 14% | 34% | 3 | 11% | 0% | 0% | 1 | 33% | 0% | 0% | 1 | 26% | 0% | 0% | 1 | 45% | 0% | 0% | 1 | 28% | 0% | 0% | 1 | 2% | 0% | 0% | 1
13 | El Nido (PGE) | 0 | 0 | 0 |  | 0% | 0% | 1 |  |  |  |  | 0% | [5 empty] | 0% | 0% | 0% | 1 | 0% | 0% | 0% | 1 | 0% | 0% | 0% | 1 | 0% | 0% | 0% | 1 | 0% | 0% | 0% | 1 | 0% | 0% | 0% | 1 | 0% | 0% | 0% | 1 |  | 0% | 0% | 1 |  |  |  |  | 0% | [5 empty] | 0% | 0% | 0% | 1 | 0% | 0% | 0% | 1 | 0% | 0% | 0% | 1 | 0% | 0% | 0% | 1 | 0% | 0% | 0% | 1 | 0% | 0% | 0% | 1 | 0% | 0% | 0% | 1 |  | 0% | 0% | 1 | 0% | 0% | 0% | 0% | 1 | 0% | 0% | 0% | 1 | 0% | 0% | 0% | 1 | 0% | 0% | 0% | 1 | 0% | 0% | 0% | 1 | 0% | 0% | 0% | 1 | 0% | 0% | 0% | 1 |  | 0% | 0% | 1 |  |  |  |  | 0% | [5 empty] | 0% | 0% | 0% | 1 | 0% | 0% | 0% | 1 | 0% | 0% | 0% | 1 | 0% | 0% | 0% | 1 | 0% | 0% | 0% | 1 | 0% | 0% | 0% | 1 | 0% | 0% | 0% | 1
14 | Cortina | 0 | 0 | 0 |  | 0% | 0% | 1 |  |  |  |  | 0% | [5 empty] | 7% | 93% | 100% | 5 | 12% | 0% | 0% | 1 | 15% | 0% | 0% | 1 | 17% | 0% | 0% | 1 | 22% | 0% | 0% | 1 | 98% | 0% | 0% | 5 | 0% | 0% | 0% | 1 |  | 0% | 0% | 1 |  |  |  |  | 0% | [5 empty] | 3% | 97% | 100% | 5 | 35% | 0% | 0% | 1 | 23% | 0% | 0% | 1 | 21% | 0% | 0% | 1 | 54% | 0% | 0% | 2 | 97% | 0% | 0% | 5 | 0% | 0% | 0% | 1 |  | 0% | 0% | 1 | 0% | 4% | 96% | 100% | 5 | 48% | 0% | 0% | 1 | 16% | 0% | 0% | 1 | 23% | 0% | 0% | 1 | 65% | 0% | 0% | 2 | 97% | 0% | 0% | 5 | 0% | 0% | 0% | 1 |  | 0% | 0% | 1 |  |  |  |  | 2% | [5 empty] | 39% | 58% | 97% | 5 | 69% | 0% | 0% | 2 | 13% | 0% | 0% | 1 | 22% | 0% | 0% | 1 | 77% | 0% | 0% | 3 | 82% | 0% | 0% | 3 | 1% | 0% | 0% | 1
15 | Delta Pumps | 0 | 0 | 0 |  | 0% | 0% | 1 |  |  |  |  | 5% | [5 empty] | 88% | 0% | 88% | 5 | 87% | 0% | 0% | 3 | 87% | 0% | 0% | 3 | 97% | 0% | 0% | 5 | 100% | 0% | 0% | 5 | 28% | 0% | 0% | 1 | 3% | 0% | 0% | 1 |  | 0% | 0% | 1 |  |  |  |  | 3% | [5 empty] | 90% | 2% | 92% | 5 | 88% | 0% | 0% | 3 | 89% | 0% | 0% | 3 | 96% | 0% | 0% | 5 | 99% | 0% | 0% | 5 | 42% | 0% | 0% | 1 | 3% | 0% | 0% | 1 |  | 0% | 0% | 1 | 4% | 78% | 3% | 81% | 5 | 75% | 0% | 0% | 3 | 87% | 0% | 0% | 3 | 93% | 0% | 0% | 4 | 98% | 0% | 0% | 5 | 39% | 0% | 0% | 1 | 6% | 0% | 0% | 1 |  | 0% | 0% | 1 |  |  |  |  | 11% | [5 empty] | 51% | 6% | 57% | 3 | 53% | 0% | 0% | 2 | 62% | 0% | 0% | 2 | 62% | 0% | 0% | 2 | 76% | 0% | 0% | 3 | 28% | 0% | 0% | 1 | 16% | 0% | 0% | 1
16 | Morgan Hill | 0 | 0 | 0 |  | 0% | 0% | 1 |  |  |  |  | 0% | [5 empty] | 99% | 1% | 100% | 5 | 100% | 0% | 0% | 5 | 1% | 0% | 0% | 1 | 1% | 0% | 0% | 1 | 100% | 0% | 0% | 5 | 42% | 0% | 0% | 1 | 3% | 0% | 0% | 1 |  | 0% | 0% | 1 |  |  |  |  | 0% | [5 empty] | 47% | 53% | 100% | 5 | 70% | 0% | 0% | 3 | 39% | 0% | 0% | 1 | 39% | 0% | 0% | 1 | 100% | 0% | 0% | 5 | 85% | 0% | 0% | 3 | 1% | 0% | 0% | 1 |  | 0% | 0% | 1 | 0% | 53% | 45% | 98% | 5 | 76% | 0% | 0% | 3 | 24% | 0% | 0% | 1 | 24% | 0% | 0% | 1 | 85% | 0% | 0% | 3 | 94% | 0% | 0% | 4 | 0% | 0% | 0% | 1 |  | 0% | 0% | 1 |  |  |  |  | 0% | [5 empty] | 44% | 54% | 98% | 5 | 92% | 0% | 0% | 4 | 20% | 0% | 0% | 1 | 27% | 0% | 0% | 1 | 95% | 0% | 0% | 5 | 95% | 0% | 0% | 5 | 1% | 0% | 0% | 1
17 | Jessup | 0 | 0 | 0 |  | 0% | 0% | 1 |  |  |  |  | 0% | [5 empty] | 0% | 0% | 0% | 1 | 0% | 0% | 0% | 1 | 0% | 0% | 0% | 1 | 0% | 0% | 0% | 1 | 0% | 0% | 0% | 1 | 0% | 0% | 0% | 1 | 0% | 0% | 0% | 1 |  | 0% | 0% | 1 |  |  |  |  | 0% | [5 empty] | 24% | 0% | 24% | 2 | 34% | 0% | 0% | 1 | 19% | 0% | 0% | 1 | 19% | 0% | 0% | 1 | 52% | 0% | 0% | 2 | 61% | 0% | 0% | 2 | 0% | 0% | 0% | 1 |  | 0% | 0% | 1 | 0% | 74% | 0% | 74% | 3 | 52% | 0% | 0% | 2 | 13% | 0% | 0% | 1 | 47% | 0% | 0% | 1 | 57% | 0% | 0% | 2 | 82% | 0% | 0% | 3 | 0% | 0% | 0% | 1 |  | 0% | 0% | 1 |  |  |  |  | 0% | [5 empty] | 42% | 37% | 79% | 5 | 21% | 0% | 0% | 1 | 7% | 0% | 0% | 1 | 15% | 0% | 0% | 1 | 27% | 0% | 0% | 1 | 64% | 0% | 0% | 2 | 2% | 0% | 0% | 1
18 | Elk Hills | 0 | 0 | 0 |  | 0% | 0% | 1 |  |  |  |  | 0% | [5 empty] | 0% | 0% | 0% | 1 | 0% | 0% | 0% | 1 | 0% | 0% | 0% | 1 | 0% | 0% | 0% | 1 | 0% | 0% | 0% | 1 | 0% | 0% | 0% | 1 | 0% | 0% | 0% | 1 |  | 0% | 0% | 1 |  |  |  |  | 0% | [5 empty] | 0% | 0% | 0% | 1 | 0% | 0% | 0% | 1 | 0% | 0% | 0% | 1 | 0% | 0% | 0% | 1 | 0% | 0% | 0% | 1 | 0% | 0% | 0% | 1 | 0% | 0% | 0% | 1 |  | 0% | 0% | 1 | 0% | 0% | 0% | 0% | 1 | 0% | 0% | 0% | 1 | 0% | 0% | 0% | 1 | 0% | 0% | 0% | 1 | 0% | 0% | 0% | 1 | 0% | 0% | 0% | 1 | 0% | 0% | 0% | 1 |  | 0% | 0% | 1 |  |  |  |  | 0% | [5 empty] | 22% | 48% | 70% | 5 | 16% | 0% | 0% | 1 | 0% | 0% | 0% | 1 | 0% | 0% | 0% | 1 | 16% | 0% | 0% | 1 | 62% | 0% | 0% | 2 | 0% | 0% | 0% | 1
19 | Ignacio | 0 | 0 | 0 |  | 0% | 0% | 1 |  |  |  |  | 0% | [5 empty] | 82% | 0% | 82% | 5 | 70% | 0% | 0% | 3 | 35% | 0% | 0% | 1 | 46% | 0% | 0% | 1 | 77% | 0% | 0% | 3 | 73% | 0% | 0% | 3 | 5% | 0% | 0% | 1 |  | 0% | 0% | 1 |  |  |  |  | 0% | [5 empty] | 72% | 0% | 72% | 3 | 66% | 0% | 0% | 2 | 33% | 0% | 0% | 1 | 55% | 0% | 0% | 2 | 82% | 0% | 0% | 3 | 63% | 0% | 0% | 2 | 10% | 0% | 0% | 1 |  | 0% | 0% | 1 | 0% | 71% | 0% | 71% | 3 | 58% | 0% | 0% | 2 | 33% | 0% | 0% | 1 | 53% | 0% | 0% | 2 | 80% | 0% | 0% | 3 | 63% | 0% | 0% | 2 | 6% | 0% | 0% | 1 |  | 0% | 0% | 1 |  |  |  |  | 0% | [5 empty] | 60% | 0% | 60% | 3 | 67% | 0% | 0% | 2 | 27% | 0% | 0% | 1 | 39% | 0% | 0% | 1 | 87% | 0% | 0% | 3 | 60% | 0% | 0% | 2 | 8% | 0% | 0% | 1
20 | Malin | 0 | 0 | 0 |  | 0% | 0% | 1 |  |  |  |  | 5% | [5 empty] | 15% | 0% | 15% | 1 | 83% | 0% | 0% | 3 | 0% | 0% | 0% | 1 | 0% | 0% | 0% | 1 | 83% | 0% | 0% | 3 | 64% | 0% | 0% | 2 | 1% | 0% | 0% | 1 |  | 0% | 0% | 1 |  |  |  |  | 4% | [5 empty] | 8% | 0% | 8% | 1 | 75% | 0% | 0% | 3 | 0% | 0% | 0% | 1 | 0% | 0% | 0% | 1 | 75% | 0% | 0% | 3 | 68% | 0% | 0% | 2 | 1% | 0% | 0% | 1 |  | 0% | 0% | 1 | 2% | 7% | 0% | 7% | 1 | 78% | 0% | 0% | 3 | 8% | 0% | 0% | 1 | 9% | 0% | 0% | 1 | 78% | 0% | 0% | 3 | 78% | 0% | 0% | 3 | 1% | 0% | 0% | 1 |  | 0% | 0% | 1 |  |  |  |  | 1% | [5 empty] | 7% | 0% | 7% | 1 | 82% | 0% | 0% | 3 | 5% | 0% | 0% | 1 | 11% | 0% | 0% | 1 | 82% | 0% | 0% | 3 | 84% | 0% | 0% | 3 | 2% | 0% | 0% | 1
21 | Redbud | 0 | 0 | 0 |  | 0% | 0% | 1 |  |  |  |  | 0% | [5 empty] | 16% | 84% | 100% | 5 | 11% | 0% | 0% | 1 | 12% | 0% | 0% | 1 | 31% | 0% | 0% | 1 | 42% | 0% | 0% | 1 | 66% | 0% | 0% | 2 | 0% | 0% | 0% | 1 |  | 0% | 0% | 1 |  |  |  |  | 0% | [5 empty] | 11% | 81% | 92% | 5 | 58% | 0% | 0% | 2 | 21% | 0% | 0% | 1 | 84% | 0% | 0% | 3 | 87% | 0% | 0% | 3 | 55% | 0% | 0% | 2 | 1% | 0% | 0% | 1 |  | 0% | 0% | 1 | 0% | 17% | 75% | 92% | 5 | 59% | 0% | 0% | 2 | 31% | 0% | 0% | 1 | 62% | 0% | 0% | 2 | 77% | 0% | 0% | 3 | 59% | 0% | 0% | 2 | 1% | 0% | 0% | 1 |  | 0% | 0% | 1 |  |  |  |  | 0% | [5 empty] | 20% | 73% | 93% | 5 | 61% | 0% | 0% | 2 | 26% | 0% | 0% | 1 | 43% | 0% | 0% | 1 | 74% | 0% | 0% | 3 | 75% | 0% | 0% | 3 | 1% | 0% | 0% | 1
22 | Arcata | 0 | 0 | 0 |  | 0% | 0% | 1 |  |  |  |  | 0% | [5 empty] | 0% | 0% | 0% | 1 | 21% | 0% | 0% | 1 | 9% | 0% | 0% | 1 | 22% | 0% | 0% | 1 | 43% | 0% | 0% | 1 | 0% | 0% | 0% | 1 | 31% | 0% | 0% | 1 |  | 0% | 0% | 1 |  |  |  |  | 0% | [5 empty] | 0% | 0% | 0% | 1 | 29% | 0% | 0% | 1 | 22% | 0% | 0% | 1 | 33% | 0% | 0% | 1 | 48% | 0% | 0% | 1 | 0% | 0% | 0% | 1 | 36% | 0% | 0% | 1 |  | 0% | 0% | 1 | 0% | 19% | 3% | 22% | 2 | 20% | 0% | 0% | 1 | 13% | 0% | 0% | 1 | 15% | 0% | 0% | 1 | 27% | 0% | 0% | 1 | 35% | 0% | 0% | 1 | 8% | 0% | 0% | 1 |  | 0% | 0% | 1 |  |  |  |  | 0% | [5 empty] | 10% | 4% | 14% | 2 | 12% | 0% | 0% | 1 | 7% | 0% | 0% | 1 | 10% | 0% | 0% | 1 | 18% | 0% | 0% | 1 | 69% | 0% | 0% | 2 | 7% | 0% | 0% | 1
23 | Suncrest | 0 | 0 | 0 |  | 0% | 0% | 1 |  |  |  |  | 0% | [5 empty] | 0% | 0% | 0% | 1 | 0% | 0% | 0% | 1 | 0% | 0% | 0% | 1 | 0% | 0% | 0% | 1 | 0% | 0% | 0% | 1 | 0% | 0% | 0% | 1 | 0% | 0% | 0% | 1 |  | 0% | 0% | 1 |  |  |  |  | 0% | [5 empty] | 3% | 95% | 98% | 5 | 10% | 0% | 0% | 1 | 86% | 0% | 0% | 3 | 85% | 0% | 0% | 3 | 90% | 0% | 0% | 4 | 40% | 0% | 0% | 1 | 6% | 0% | 0% | 1 |  | 0% | 0% | 1 | 0% | 6% | 91% | 97% | 5 | 11% | 0% | 0% | 1 | 34% | 0% | 0% | 1 | 50% | 0% | 0% | 2 | 51% | 0% | 0% | 2 | 51% | 0% | 0% | 2 | 3% | 0% | 0% | 1 |  | 0% | 0% | 1 |  |  |  |  | 0% | [5 empty] | 41% | 50% | 91% | 5 | 16% | 0% | 0% | 1 | 21% | 0% | 0% | 1 | 47% | 0% | 0% | 1 | 57% | 0% | 0% | 2 | 30% | 0% | 0% | 1 | 3% | 0% | 0% | 1
24 | Cressey | 0 | 0 | 0 |  | 0% | 0% | 1 |  |  |  |  | 0% | [5 empty] | 0% | 0% | 0% | 1 | 0% | 0% | 0% | 1 | 0% | 0% | 0% | 1 | 0% | 0% | 0% | 1 | 0% | 0% | 0% | 1 | 0% | 0% | 0% | 1 | 0% | 0% | 0% | 1 |  | 0% | 0% | 1 |  |  |  |  | 0% | [5 empty] | 0% | 0% | 0% | 1 | 0% | 0% | 0% | 1 | 0% | 0% | 0% | 1 | 0% | 0% | 0% | 1 | 0% | 0% | 0% | 1 | 0% | 0% | 0% | 1 | 0% | 0% | 0% | 1 |  | 0% | 0% | 1 | 0% | 0% | 0% | 0% | 1 | 0% | 0% | 0% | 1 | 0% | 0% | 0% | 1 | 0% | 0% | 0% | 1 | 0% | 0% | 0% | 1 | 0% | 0% | 0% | 1 | 0% | 0% | 0% | 1 |  | 0% | 0% | 1 |  |  |  |  | 0% | [5 empty] | 0% | 0% | 0% | 1 | 0% | 0% | 0% | 1 | 0% | 0% | 0% | 1 | 0% | 0% | 0% | 1 | 0% | 0% | 0% | 1 | 0% | 0% | 0% | 1 | 0% | 0% | 0% | 1
25 | Kearny | 0 | 0 | 0 |  | 0% | 0% | 1 |  |  |  |  | 0% | [5 empty] | 0% | 0% | 0% | 1 | 0% | 0% | 0% | 1 | 5% | 0% | 0% | 1 | 39% | 0% | 0% | 1 | 39% | 0% | 0% | 1 | 0% | 0% | 0% | 1 | 0% | 0% | 0% | 1 |  | 0% | 0% | 1 |  |  |  |  | 0% | [5 empty] | 0% | 0% | 0% | 1 | 3% | 0% | 0% | 1 | 21% | 0% | 0% | 1 | 55% | 0% | 0% | 2 | 56% | 0% | 0% | 2 | 0% | 0% | 0% | 1 | 5% | 0% | 0% | 1 |  | 0% | 0% | 1 | 0% | 0% | 0% | 0% | 1 | 2% | 0% | 0% | 1 | 22% | 0% | 0% | 1 | 56% | 0% | 0% | 2 | 57% | 0% | 0% | 2 | 0% | 0% | 0% | 1 | 5% | 0% | 0% | 1 |  | 0% | 0% | 1 |  |  |  |  | 0% | [5 empty] | 0% | 0% | 0% | 1 | 9% | 0% | 0% | 1 | 42% | 0% | 0% | 1 | 67% | 0% | 0% | 2 | 68% | 0% | 0% | 2 | 1% | 0% | 0% | 1 | 8% | 0% | 0% | 1
26 | Victor | 0 | 0 | 0 |  | 0% | 0% | 1 |  |  |  |  | 0% | [5 empty] | 0% | 0% | 0% | 1 | 70% | 0% | 0% | 3 | 89% | 0% | 0% | 3 | 61% | 0% | 0% | 2 | 89% | 0% | 0% | 3 | 48% | 0% | 0% | 1 | 0% | 0% | 0% | 1 |  | 0% | 0% | 1 |  |  |  |  | 0% | [5 empty] | 19% | 8% | 27% | 2 | 58% | 0% | 0% | 2 | 70% | 0% | 0% | 3 | 46% | 0% | 0% | 1 | 88% | 0% | 0% | 3 | 43% | 0% | 0% | 1 | 0% | 0% | 0% | 1 |  | 0% | 0% | 1 | 0% | 13% | 8% | 21% | 2 | 57% | 0% | 0% | 2 | 40% | 0% | 0% | 1 | 28% | 0% | 0% | 1 | 71% | 0% | 0% | 3 | 47% | 0% | 0% | 1 | 0% | 0% | 0% | 1 |  | 0% | 0% | 1 |  |  |  |  | 0% | [5 empty] | 10% | 11% | 21% | 3 | 52% | 0% | 0% | 2 | 40% | 0% | 0% | 1 | 32% | 0% | 0% | 1 | 76% | 0% | 0% | 3 | 51% | 0% | 0% | 2 | 0% | 0% | 0% | 1
27 | Millbrae | 0 | 0 | 0 |  | 0% | 0% | 1 |  |  |  |  | 0% | [5 empty] | 0% | 0% | 0% | 1 | 20% | 0% | 0% | 1 | 29% | 0% | 0% | 1 | 67% | 0% | 0% | 2 | 72% | 0% | 0% | 3 | 22% | 0% | 0% | 1 | 4% | 0% | 0% | 1 |  | 0% | 0% | 1 |  |  |  |  | 0% | [5 empty] | 0% | 0% | 0% | 1 | 10% | 0% | 0% | 1 | 21% | 0% | 0% | 1 | 51% | 0% | 0% | 2 | 54% | 0% | 0% | 2 | 11% | 0% | 0% | 1 | 7% | 0% | 0% | 1 |  | 0% | 0% | 1 | 0% | 0% | 0% | 0% | 1 | 8% | 0% | 0% | 1 | 19% | 0% | 0% | 1 | 48% | 0% | 0% | 1 | 50% | 0% | 0% | 2 | 9% | 0% | 0% | 1 | 7% | 0% | 0% | 1 |  | 0% | 0% | 1 |  |  |  |  | 0% | [5 empty] | 35% | 0% | 35% | 2 | 7% | 0% | 0% | 1 | 45% | 0% | 0% | 1 | 68% | 0% | 0% | 2 | 71% | 0% | 0% | 3 | 19% | 0% | 0% | 1 | 7% | 0% | 0% | 1
28 | Arcogen | 0 | 0 | 0 |  | 0% | 0% | 1 |  |  |  |  | 0% | [5 empty] | 0% | 0% | 0% | 1 | 0% | 0% | 0% | 1 | 4% | 0% | 0% | 1 | 49% | 0% | 0% | 1 | 49% | 0% | 0% | 1 | 0% | 0% | 0% | 1 | 0% | 0% | 0% | 1 |  | 0% | 0% | 1 |  |  |  |  | 0% | [5 empty] | 0% | 0% | 0% | 1 | 0% | 0% | 0% | 1 | 14% | 0% | 0% | 1 | 53% | 0% | 0% | 2 | 53% | 0% | 0% | 2 | 0% | 0% | 0% | 1 | 1% | 0% | 0% | 1 |  | 0% | 0% | 1 | 0% | 0% | 0% | 0% | 1 | 0% | 0% | 0% | 1 | 20% | 0% | 0% | 1 | 57% | 0% | 0% | 2 | 57% | 0% | 0% | 2 | 0% | 0% | 0% | 1 | 1% | 0% | 0% | 1 |  | 0% | 0% | 1 |  |  |  |  | 0% | [5 empty] | 0% | 0% | 0% | 1 | 1% | 0% | 0% | 1 | 20% | 0% | 0% | 1 | 62% | 0% | 0% | 2 | 62% | 0% | 0% | 2 | 0% | 0% | 0% | 1 | 2% | 0% | 0% | 1
29 | Soledad | 0 | 0 | 0 |  | 0% | 0% | 1 |  |  |  |  | 61% | [5 empty] | 11% | 8% | 19% | 2 | 16% | 0% | 0% | 1 | 6% | 0% | 0% | 1 | 15% | 0% | 0% | 1 | 26% | 0% | 0% | 1 | 21% | 0% | 0% | 1 | 6% | 0% | 0% | 1 |  | 0% | 0% | 1 |  |  |  |  | 58% | [5 empty] | 13% | 15% | 28% | 3 | 21% | 0% | 0% | 1 | 7% | 0% | 0% | 1 | 15% | 0% | 0% | 1 | 29% | 0% | 0% | 1 | 23% | 0% | 0% | 1 | 5% | 0% | 0% | 1 |  | 0% | 0% | 1 | 44% | 17% | 27% | 44% | 4 | 30% | 0% | 0% | 1 | 7% | 0% | 0% | 1 | 17% | 0% | 0% | 1 | 39% | 0% | 0% | 1 | 32% | 0% | 0% | 1 | 4% | 0% | 0% | 1 |  | 0% | 0% | 1 |  |  |  |  | 33% | [5 empty] | 21% | 33% | 54% | 5 | 41% | 0% | 0% | 1 | 6% | 0% | 0% | 1 | 16% | 0% | 0% | 1 | 49% | 0% | 0% | 1 | 47% | 0% | 0% | 1 | 3% | 0% | 0% | 1
30 | Vierra | 0 | 0 | 0 |  | 0% | 0% | 1 |  |  |  |  | 0% | [5 empty] | 0% | 0% | 0% | 1 | 0% | 0% | 0% | 1 | 0% | 0% | 0% | 1 | 0% | 0% | 0% | 1 | 0% | 0% | 0% | 1 | 0% | 0% | 0% | 1 | 0% | 0% | 0% | 1 |  | 0% | 0% | 1 |  |  |  |  | 5% | [5 empty] | 13% | 0% | 13% | 1 | 24% | 0% | 0% | 1 | 100% | 0% | 0% | 5 | 90% | 0% | 0% | 4 | 100% | 0% | 0% | 5 | 4% | 0% | 0% | 1 | 2% | 0% | 0% | 1 |  | 0% | 0% | 1 | 4% | 87% | 2% | 89% | 5 | 89% | 0% | 0% | 3 | 93% | 0% | 0% | 4 | 95% | 0% | 0% | 5 | 100% | 0% | 0% | 5 | 45% | 0% | 0% | 1 | 3% | 0% | 0% | 1 |  | 0% | 0% | 1 |  |  |  |  | 5% | [5 empty] | 64% | 11% | 75% | 5 | 73% | 0% | 0% | 3 | 76% | 0% | 0% | 3 | 85% | 0% | 0% | 3 | 94% | 0% | 0% | 4 | 42% | 0% | 0% | 1 | 4% | 0% | 0% | 1
31 | Walnut | 0 | 0 | 0 |  | 0% | 0% | 1 |  |  |  |  | 0% | [5 empty] | 0% | 0% | 0% | 1 | 0% | 0% | 0% | 1 | 0% | 0% | 0% | 1 | 0% | 0% | 0% | 1 | 0% | 0% | 0% | 1 | 0% | 0% | 0% | 1 | 0% | 0% | 0% | 1 |  | 0% | 0% | 1 |  |  |  |  | 0% | [5 empty] | 0% | 0% | 0% | 1 | 0% | 0% | 0% | 1 | 0% | 0% | 0% | 1 | 0% | 0% | 0% | 1 | 0% | 0% | 0% | 1 | 0% | 0% | 0% | 1 | 0% | 0% | 0% | 1 |  | 0% | 0% | 1 | 0% | 0% | 0% | 0% | 1 | 0% | 0% | 0% | 1 | 94% | 0% | 0% | 4 | 100% | 0% | 0% | 5 | 100% | 0% | 0% | 5 | 0% | 0% | 0% | 1 | 0% | 0% | 0% | 1 |  | 0% | 0% | 1 |  |  |  |  | 0% | [5 empty] | 0% | 26% | 26% | 4 | 26% | 0% | 0% | 1 | 16% | 0% | 0% | 1 | 49% | 0% | 0% | 1 | 69% | 0% | 0% | 2 | 29% | 0% | 0% | 1 | 2% | 0% | 0% | 1
32 | Coburn | 0 | 0 | 10 |  | 0% | 0% | 1 |  |  |  |  | 8% | [5 empty] | 34% | 50% | 84% | 5 | 53% | 0% | 0% | 2 | 0% | 0% | 0% | 1 | 7% | 0% | 0% | 1 | 53% | 0% | 0% | 2 | 49% | 0% | 0% | 1 | 0% | 0% | 0% | 1 |  | 0% | 0% | 1 |  |  |  |  | 21% | [5 empty] | 30% | 39% | 69% | 5 | 45% | 0% | 0% | 1 | 1% | 0% | 0% | 1 | 14% | 0% | 0% | 1 | 53% | 0% | 0% | 2 | 41% | 0% | 0% | 1 | 2% | 0% | 0% | 1 |  | 0% | 0% | 1 | 31% | 20% | 36% | 56% | 5 | 36% | 0% | 0% | 1 | 8% | 0% | 0% | 1 | 20% | 0% | 0% | 1 | 46% | 0% | 0% | 1 | 38% | 0% | 0% | 1 | 5% | 0% | 0% | 1 |  | 0% | 0% | 1 |  |  |  |  | 34% | [5 empty] | 15% | 41% | 56% | 5 | 35% | 0% | 0% | 1 | 7% | 0% | 0% | 1 | 18% | 0% | 0% | 1 | 44% | 0% | 0% | 1 | 37% | 0% | 0% | 1 | 3% | 0% | 0% | 1
33 | Madison | 0 | 0 | 20 |  | 0% | 0% | 1 |  |  |  |  | 7% | [5 empty] | 98% | 0% | 98% | 5 | 93% | 0% | 0% | 4 | 2% | 0% | 0% | 1 | 2% | 0% | 0% | 1 | 93% | 0% | 0% | 4 | 72% | 0% | 0% | 3 | 1% | 0% | 0% | 1 |  | 0% | 0% | 1 |  |  |  |  | 6% | [5 empty] | 80% | 18% | 98% | 5 | 89% | 0% | 0% | 3 | 2% | 0% | 0% | 1 | 1% | 0% | 0% | 1 | 89% | 0% | 0% | 3 | 75% | 0% | 0% | 3 | 1% | 0% | 0% | 1 |  | 0% | 0% | 1 | 4% | 66% | 30% | 96% | 5 | 84% | 0% | 0% | 3 | 6% | 0% | 0% | 1 | 4% | 0% | 0% | 1 | 85% | 0% | 0% | 3 | 77% | 0% | 0% | 3 | 1% | 0% | 0% | 1 |  | 0% | 0% | 1 |  |  |  |  | 16% | [5 empty] | 55% | 22% | 77% | 5 | 55% | 0% | 0% | 2 | 17% | 0% | 0% | 1 | 19% | 0% | 0% | 1 | 68% | 0% | 0% | 2 | 53% | 0% | 0% | 2 | 9% | 0% | 0% | 1
34 | Lone Tree | 0 | 0 | 0 |  | 0% | 0% | 1 |  |  |  |  | 0% | [5 empty] | 63% | 1% | 64% | 3 | 39% | 0% | 0% | 1 | 79% | 0% | 0% | 3 | 78% | 0% | 0% | 3 | 82% | 0% | 0% | 3 | 31% | 0% | 0% | 1 | 18% | 0% | 0% | 1 |  | 0% | 0% | 1 |  |  |  |  | 11% | [5 empty] | 30% | 0% | 30% | 2 | 33% | 0% | 0% | 1 | 68% | 0% | 0% | 2 | 63% | 0% | 0% | 2 | 72% | 0% | 0% | 3 | 11% | 0% | 0% | 1 | 25% | 0% | 0% | 1 |  | 0% | 0% | 1 | 11% | 49% | 0% | 49% | 2 | 35% | 0% | 0% | 1 | 57% | 0% | 0% | 2 | 55% | 0% | 0% | 2 | 67% | 0% | 0% | 2 | 10% | 0% | 0% | 1 | 23% | 0% | 0% | 1 |  | 0% | 0% | 1 |  |  |  |  | 20% | [5 empty] | 48% | 1% | 49% | 2 | 34% | 0% | 0% | 1 | 48% | 0% | 0% | 1 | 47% | 0% | 0% | 1 | 62% | 0% | 0% | 2 | 15% | 0% | 0% | 1 | 21% | 0% | 0% | 1
35 | Eldorado | 0 | 0 | 0 |  | 0% | 0% | 1 |  |  |  |  | 0% | [5 empty] | 0% | 0% | 0% | 1 | 0% | 0% | 0% | 1 | 0% | 0% | 0% | 1 | 0% | 0% | 0% | 1 | 0% | 0% | 0% | 1 | 0% | 0% | 0% | 1 | 0% | 0% | 0% | 1 |  | 0% | 0% | 1 |  |  |  |  | 0% | [5 empty] | 0% | 0% | 0% | 1 | 0% | 0% | 0% | 1 | 0% | 0% | 0% | 1 | 0% | 0% | 0% | 1 | 0% | 0% | 0% | 1 | 0% | 0% | 0% | 1 | 0% | 0% | 0% | 1 |  | 0% | 0% | 1 | 0% | 0% | 0% | 0% | 1 | 0% | 0% | 0% | 1 | 0% | 0% | 0% | 1 | 0% | 0% | 0% | 1 | 0% | 0% | 0% | 1 | 0% | 0% | 0% | 1 | 0% | 0% | 0% | 1 |  | 0% | 0% | 1 |  |  |  |  | 0% | [5 empty] | 0% | 0% | 0% | 1 | 16% | 0% | 0% | 1 | 10% | 0% | 0% | 1 | 2% | 0% | 0% | 1 | 18% | 0% | 0% | 1 | 3% | 0% | 0% | 1 | 0% | 0% | 0% | 1
36 | Mercy Springs | 0 | 0 | 0 |  | 0% | 0% | 1 |  |  |  |  | 0% | [5 empty] | 0% | 0% | 0% | 1 | 0% | 0% | 0% | 1 | 0% | 0% | 0% | 1 | 0% | 0% | 0% | 1 | 0% | 0% | 0% | 1 | 0% | 0% | 0% | 1 | 0% | 0% | 0% | 1 |  | 0% | 0% | 1 |  |  |  |  | 0% | [5 empty] | 55% | 45% | 100% | 5 | 89% | 0% | 0% | 3 | 0% | 0% | 0% | 1 | 7% | 0% | 0% | 1 | 89% | 0% | 0% | 3 | 99% | 0% | 0% | 5 | 0% | 0% | 0% | 1 |  | 0% | 0% | 1 | 0% | 52% | 48% | 100% | 5 | 96% | 0% | 0% | 5 | 0% | 0% | 0% | 1 | 3% | 0% | 0% | 1 | 96% | 0% | 0% | 5 | 99% | 0% | 0% | 5 | 0% | 0% | 0% | 1 |  | 0% | 0% | 1 |  |  |  |  | 0% | [5 empty] | 46% | 54% | 100% | 5 | 93% | 0% | 0% | 4 | 5% | 0% | 0% | 1 | 11% | 0% | 0% | 1 | 96% | 0% | 0% | 5 | 97% | 0% | 0% | 5 | 0% | 0% | 0% | 1
37 | Meridian | 0 | 0 | 0 |  | 0% | 0% | 1 |  |  |  |  | 0% | [5 empty] | 100% | 0% | 100% | 5 | 97% | 0% | 0% | 5 | 66% | 0% | 0% | 2 | 66% | 0% | 0% | 2 | 98% | 0% | 0% | 5 | 82% | 0% | 0% | 3 | 0% | 0% | 0% | 1 |  | 0% | 0% | 1 |  |  |  |  | 0% | [5 empty] | 100% | 0% | 100% | 5 | 97% | 0% | 0% | 5 | 65% | 0% | 0% | 2 | 65% | 0% | 0% | 2 | 98% | 0% | 0% | 5 | 82% | 0% | 0% | 3 | 0% | 0% | 0% | 1 |  | 0% | 0% | 1 | 0% | 78% | 22% | 100% | 5 | 93% | 0% | 0% | 4 | 50% | 0% | 0% | 2 | 50% | 0% | 0% | 2 | 94% | 0% | 0% | 4 | 84% | 0% | 0% | 3 | 0% | 0% | 0% | 1 |  | 0% | 0% | 1 |  |  |  |  | 3% | [5 empty] | 42% | 56% | 98% | 5 | 68% | 0% | 0% | 2 | 9% | 0% | 0% | 1 | 8% | 0% | 0% | 1 | 72% | 0% | 0% | 3 | 83% | 0% | 0% | 3 | 0% | 0% | 0% | 1
38 | Excelsior | 0 | 0 | 0 |  | 0% | 0% | 1 |  |  |  |  | 0% | [5 empty] | 83% | 0% | 83% | 5 | 100% | 0% | 0% | 5 | 0% | 0% | 0% | 1 | 25% | 0% | 0% | 1 | 100% | 0% | 0% | 5 | 34% | 0% | 0% | 1 | 0% | 0% | 0% | 1 |  | 0% | 0% | 1 |  |  |  |  | 0% | [5 empty] | 65% | 29% | 94% | 5 | 100% | 0% | 0% | 5 | 0% | 0% | 0% | 1 | 10% | 0% | 0% | 1 | 100% | 0% | 0% | 5 | 73% | 0% | 0% | 3 | 0% | 0% | 0% | 1 |  | 0% | 0% | 1 | 0% | 65% | 29% | 94% | 5 | 100% | 0% | 0% | 5 | 0% | 0% | 0% | 1 | 10% | 0% | 0% | 1 | 100% | 0% | 0% | 5 | 73% | 0% | 0% | 3 | 0% | 0% | 0% | 1 |  | 0% | 0% | 1 |  |  |  |  | 0% | [5 empty] | 61% | 33% | 94% | 5 | 100% | 0% | 0% | 5 | 0% | 0% | 0% | 1 | 10% | 0% | 0% | 1 | 100% | 0% | 0% | 5 | 75% | 0% | 0% | 3 | 0% | 0% | 0% | 1
39 | Hassayampa | 0 | 0 | 0 |  | 0% | 0% | 1 |  |  |  |  | 0% | [5 empty] | 0% | 0% | 0% | 1 | 0% | 0% | 0% | 1 | 0% | 0% | 0% | 1 | 0% | 0% | 0% | 1 | 0% | 0% | 0% | 1 | 0% | 0% | 0% | 1 | 0% | 0% | 0% | 1 |  | 0% | 0% | 1 |  |  |  |  | 0% | [5 empty] | 0% | 0% | 0% | 1 | 0% | 0% | 0% | 1 | 0% | 0% | 0% | 1 | 0% | 0% | 0% | 1 | 0% | 0% | 0% | 1 | 0% | 0% | 0% | 1 | 0% | 0% | 0% | 1 |  | 0% | 0% | 1 | 0% | 0% | 0% | 0% | 1 | 0% | 0% | 0% | 1 | 0% | 0% | 0% | 1 | 0% | 0% | 0% | 1 | 0% | 0% | 0% | 1 | 0% | 0% | 0% | 1 | 0% | 0% | 0% | 1 |  | 0% | 0% | 1 |  |  |  |  | 0% | [5 empty] | 0% | 0% | 0% | 1 | 0% | 0% | 0% | 1 | 0% | 0% | 0% | 1 | 0% | 0% | 0% | 1 | 0% | 0% | 0% | 1 | 0% | 0% | 0% | 1 | 0% | 0% | 0% | 1
40 | Center | 0 | 0 | 0 |  | 0% | 0% | 1 |  |  |  |  | 0% | [5 empty] | 0% | 0% | 0% | 1 | 0% | 0% | 0% | 1 | 0% | 0% | 0% | 1 | 0% | 0% | 0% | 1 | 0% | 0% | 0% | 1 | 0% | 0% | 0% | 1 | 0% | 0% | 0% | 1 |  | 0% | 0% | 1 |  |  |  |  | 0% | [5 empty] | 0% | 0% | 0% | 1 | 0% | 0% | 0% | 1 | 21% | 0% | 0% | 1 | 40% | 0% | 0% | 1 | 40% | 0% | 0% | 1 | 0% | 0% | 0% | 1 | 1% | 0% | 0% | 1 |  | 0% | 0% | 1 | 0% | 0% | 0% | 0% | 1 | 0% | 0% | 0% | 1 | 16% | 0% | 0% | 1 | 55% | 0% | 0% | 2 | 55% | 0% | 0% | 2 | 0% | 0% | 0% | 1 | 1% | 0% | 0% | 1 |  | 0% | 0% | 1 |  |  |  |  | 0% | [5 empty] | 0% | 0% | 0% | 1 | 1% | 0% | 0% | 1 | 21% | 0% | 0% | 1 | 62% | 0% | 0% | 2 | 63% | 0% | 0% | 2 | 0% | 0% | 0% | 1 | 2% | 0% | 0% | 1
41 | Leprino | 0 | 0 | 0 |  | 0% | 0% | 1 |  |  |  |  | 0% | [5 empty] | 0% | 0% | 0% | 1 | 0% | 0% | 0% | 1 | 0% | 0% | 0% | 1 | 0% | 0% | 0% | 1 | 0% | 0% | 0% | 1 | 0% | 0% | 0% | 1 | 0% | 0% | 0% | 1 |  | 0% | 0% | 1 |  |  |  |  | 0% | [5 empty] | 0% | 0% | 0% | 1 | 0% | 0% | 0% | 1 | 0% | 0% | 0% | 1 | 0% | 0% | 0% | 1 | 0% | 0% | 0% | 1 | 0% | 0% | 0% | 1 | 0% | 0% | 0% | 1 |  | 0% | 0% | 1 | 0% | 0% | 0% | 0% | 1 | 0% | 0% | 0% | 1 | 0% | 0% | 0% | 1 | 0% | 0% | 0% | 1 | 0% | 0% | 0% | 1 | 0% | 0% | 0% | 1 | 0% | 0% | 0% | 1 |  | 0% | 0% | 1 |  |  |  |  | 0% | [5 empty] | 91% | 0% | 91% | 5 | 100% | 0% | 0% | 5 | 0% | 0% | 0% | 1 | 14% | 0% | 0% | 1 | 100% | 0% | 0% | 5 | 64% | 0% | 0% | 2 | 0% | 0% | 0% | 1
42 | Springville | 0 | 0 | 0 |  | 0% | 0% | 1 |  |  |  |  | 0% | [5 empty] | 0% | 0% | 0% | 1 | 0% | 0% | 0% | 1 | 0% | 0% | 0% | 1 | 0% | 0% | 0% | 1 | 0% | 0% | 0% | 1 | 0% | 0% | 0% | 1 | 0% | 0% | 0% | 1 |  | 0% | 0% | 1 |  |  |  |  | 0% | [5 empty] | 0% | 0% | 0% | 1 | 0% | 0% | 0% | 1 | 0% | 0% | 0% | 1 | 0% | 0% | 0% | 1 | 0% | 0% | 0% | 1 | 0% | 0% | 0% | 1 | 0% | 0% | 0% | 1 |  | 0% | 0% | 1 | 0% | 0% | 0% | 0% | 1 | 0% | 0% | 0% | 1 | 0% | 0% | 0% | 1 | 0% | 0% | 0% | 1 | 0% | 0% | 0% | 1 | 0% | 0% | 0% | 1 | 0% | 0% | 0% | 1 |  | 0% | 0% | 1 |  |  |  |  | 0% | [5 empty] | 38% | 62% | 100% | 5 | 0% | 0% | 0% | 1 | 37% | 0% | 0% | 1 | 68% | 0% | 0% | 2 | 68% | 0% | 0% | 2 | 91% | 0% | 0% | 4 | 4% | 0% | 0% | 1
43 | Mustang | 0 | 0 | 0 |  | 0% | 0% | 1 |  |  |  |  | 0% | [5 empty] | 0% | 0% | 0% | 1 | 0% | 0% | 0% | 1 | 0% | 0% | 0% | 1 | 0% | 0% | 0% | 1 | 0% | 0% | 0% | 1 | 0% | 0% | 0% | 1 | 0% | 0% | 0% | 1 |  | 0% | 0% | 1 |  |  |  |  | 0% | [5 empty] | 0% | 0% | 0% | 1 | 0% | 0% | 0% | 1 | 0% | 0% | 0% | 1 | 0% | 0% | 0% | 1 | 0% | 0% | 0% | 1 | 0% | 0% | 0% | 1 | 0% | 0% | 0% | 1 |  | 0% | 0% | 1 | 0% | 0% | 0% | 0% | 1 | 0% | 0% | 0% | 1 | 0% | 0% | 0% | 1 | 0% | 0% | 0% | 1 | 0% | 0% | 0% | 1 | 0% | 0% | 0% | 1 | 0% | 0% | 0% | 1 |  | 0% | 0% | 1 |  |  |  |  | 0% | [5 empty] | 77% | 19% | 96% | 5 | 95% | 0% | 0% | 5 | 0% | 0% | 0% | 1 | 7% | 0% | 0% | 1 | 95% | 0% | 0% | 5 | 82% | 0% | 0% | 3 | 0% | 0% | 0% | 1
44 | Parkway | 0 | 0 | 0 |  | 0% | 0% | 1 |  |  |  |  | 0% | [5 empty] | 62% | 0% | 62% | 3 | 51% | 0% | 0% | 2 | 27% | 0% | 0% | 1 | 29% | 0% | 0% | 1 | 82% | 0% | 0% | 3 | 46% | 0% | 0% | 1 | 11% | 0% | 0% | 1 |  | 0% | 0% | 1 |  |  |  |  | 0% | [5 empty] | 52% | 0% | 52% | 3 | 61% | 0% | 0% | 2 | 27% | 0% | 0% | 1 | 27% | 0% | 0% | 1 | 86% | 0% | 0% | 3 | 43% | 0% | 0% | 1 | 27% | 0% | 0% | 1 |  | 0% | 0% | 1 | 0% | 50% | 0% | 50% | 3 | 58% | 0% | 0% | 2 | 44% | 0% | 0% | 1 | 33% | 0% | 0% | 1 | 87% | 0% | 0% | 3 | 37% | 0% | 0% | 1 | 31% | 0% | 0% | 1 |  | 0% | 0% | 1 |  |  |  |  | 11% | [5 empty] | 57% | 0% | 57% | 3 | 38% | 0% | 0% | 1 | 41% | 0% | 0% | 1 | 39% | 0% | 0% | 1 | 70% | 0% | 0% | 3 | 24% | 0% | 0% | 1 | 26% | 0% | 0% | 1
45 | Carpenter Canyon (fka Gamebird) | 0 | 0 | 0 |  | 0% | 0% | 1 |  |  |  |  | 0% | [5 empty] | 0% | 0% | 0% | 1 | 36% | 0% | 0% | 1 | 1% | 0% | 0% | 1 | 11% | 0% | 0% | 1 | 37% | 0% | 0% | 1 | 96% | 0% | 0% | 5 | 0% | 0% | 0% | 1 |  | 0% | 0% | 1 |  |  |  |  | 0% | [5 empty] | 0% | 0% | 0% | 1 | 22% | 0% | 0% | 1 | 5% | 0% | 0% | 1 | 42% | 0% | 0% | 1 | 54% | 0% | 0% | 2 | 81% | 0% | 0% | 3 | 1% | 0% | 0% | 1 |  | 0% | 0% | 1 | 0% | 0% | 0% | 0% | 1 | 19% | 0% | 0% | 1 | 4% | 0% | 0% | 1 | 47% | 0% | 0% | 1 | 57% | 0% | 0% | 2 | 80% | 0% | 0% | 3 | 1% | 0% | 0% | 1 |  | 0% | 0% | 1 |  |  |  |  | 0% | [5 empty] | 0% | 0% | 0% | 1 | 15% | 0% | 0% | 1 | 3% | 0% | 0% | 1 | 39% | 0% | 0% | 1 | 47% | 0% | 0% | 1 | 71% | 0% | 0% | 3 | 1% | 0% | 0% | 1
46 | Stagg | 0 | 0 | 0 |  | 0% | 0% | 1 |  |  |  |  | 0% | [5 empty] | 0% | 0% | 0% | 1 | 0% | 0% | 0% | 1 | 0% | 0% | 0% | 1 | 0% | 0% | 0% | 1 | 0% | 0% | 0% | 1 | 0% | 0% | 0% | 1 | 0% | 0% | 0% | 1 |  | 0% | 0% | 1 |  |  |  |  | 1% | [5 empty] | 0% | 0% | 0% | 1 | 3% | 0% | 0% | 1 | 66% | 0% | 0% | 2 | 66% | 0% | 0% | 2 | 67% | 0% | 0% | 2 | 0% | 0% | 0% | 1 | 12% | 0% | 0% | 1 |  | 0% | 0% | 1 | 29% | 9% | 0% | 9% | 1 | 6% | 0% | 0% | 1 | 65% | 0% | 0% | 2 | 64% | 0% | 0% | 2 | 65% | 0% | 0% | 2 | 0% | 0% | 0% | 1 | 8% | 0% | 0% | 1 |  | 0% | 0% | 1 |  |  |  |  | 21% | [5 empty] | 44% | 1% | 45% | 2 | 42% | 0% | 0% | 1 | 46% | 0% | 0% | 1 | 48% | 0% | 0% | 1 | 59% | 0% | 0% | 2 | 17% | 0% | 0% | 1 | 16% | 0% | 0% | 1
47 | Lakeview | 0 | 0 | 0 |  | 0% | 0% | 1 |  |  |  |  | 0% | [5 empty] | 0% | 0% | 0% | 1 | 0% | 0% | 0% | 1 | 0% | 0% | 0% | 1 | 0% | 0% | 0% | 1 | 0% | 0% | 0% | 1 | 0% | 0% | 0% | 1 | 0% | 0% | 0% | 1 |  | 0% | 0% | 1 |  |  |  |  | 0% | [5 empty] | 0% | 0% | 0% | 1 | 0% | 0% | 0% | 1 | 0% | 0% | 0% | 1 | 0% | 0% | 0% | 1 | 0% | 0% | 0% | 1 | 0% | 0% | 0% | 1 | 0% | 0% | 0% | 1 |  | 0% | 0% | 1 | 0% | 42% | 58% | 100% | 5 | 82% | 0% | 0% | 3 | 59% | 0% | 0% | 2 | 64% | 0% | 0% | 2 | 86% | 0% | 0% | 3 | 68% | 0% | 0% | 2 | 0% | 0% | 0% | 1 |  | 0% | 0% | 1 |  |  |  |  | 0% | [5 empty] | 69% | 25% | 94% | 5 | 81% | 0% | 0% | 3 | 64% | 0% | 0% | 2 | 75% | 0% | 0% | 3 | 98% | 0% | 0% | 5 | 64% | 0% | 0% | 2 | 3% | 0% | 0% | 1
48 | Balch 2 | 0 | 0 | 0 |  | 0% | 0% | 1 |  |  |  |  | 0% | [5 empty] | 0% | 0% | 0% | 1 | 0% | 0% | 0% | 1 | 0% | 0% | 0% | 1 | 0% | 0% | 0% | 1 | 0% | 0% | 0% | 1 | 0% | 0% | 0% | 1 | 0% | 0% | 0% | 1 |  | 0% | 0% | 1 |  |  |  |  | 0% | [5 empty] | 0% | 0% | 0% | 1 | 0% | 0% | 0% | 1 | 0% | 0% | 0% | 1 | 0% | 0% | 0% | 1 | 0% | 0% | 0% | 1 | 0% | 0% | 0% | 1 | 0% | 0% | 0% | 1 |  | 0% | 0% | 1 | 0% | 0% | 0% | 0% | 1 | 0% | 0% | 0% | 1 | 0% | 0% | 0% | 1 | 0% | 0% | 0% | 1 | 0% | 0% | 0% | 1 | 0% | 0% | 0% | 1 | 0% | 0% | 0% | 1 |  | 0% | 0% | 1 |  |  |  |  | 0% | [5 empty] | 100% | 0% | 100% | 5 | 0% | 0% | 0% | 1 | 0% | 0% | 0% | 1 | 100% | 0% | 0% | 5 | 100% | 0% | 0% | 5 | 100% | 0% | 0% | 5 | 0% | 0% | 0% | 1
49 | Racetrack | 0 | 0 | 0 |  | 0% | 0% | 1 |  |  |  |  | 0% | [5 empty] | 0% | 0% | 0% | 1 | 0% | 0% | 0% | 1 | 0% | 0% | 0% | 1 | 0% | 0% | 0% | 1 | 0% | 0% | 0% | 1 | 0% | 0% | 0% | 1 | 0% | 0% | 0% | 1 |  | 0% | 0% | 1 |  |  |  |  | 0% | [5 empty] | 0% | 0% | 0% | 1 | 0% | 0% | 0% | 1 | 0% | 0% | 0% | 1 | 0% | 0% | 0% | 1 | 0% | 0% | 0% | 1 | 0% | 0% | 0% | 1 | 0% | 0% | 0% | 1 |  | 0% | 0% | 1 | 0% | 0% | 0% | 0% | 1 | 0% | 0% | 0% | 1 | 0% | 0% | 0% | 1 | 0% | 0% | 0% | 1 | 0% | 0% | 0% | 1 | 0% | 0% | 0% | 1 | 0% | 0% | 0% | 1 |  | 0% | 0% | 1 |  |  |  |  | 0% | [5 empty] | 20% | 42% | 62% | 5 | 0% | 0% | 0% | 1 | 0% | 0% | 0% | 1 | 15% | 0% | 0% | 1 | 15% | 0% | 0% | 1 | 61% | 0% | 0% | 2 | 10% | 0% | 0% | 1
50 | Schindler | 0 | 0 | 0 |  | 0% | 0% | 1 |  |  |  |  | 0% | [5 empty] | 0% | 0% | 0% | 1 | 0% | 0% | 0% | 1 | 0% | 0% | 0% | 1 | 0% | 0% | 0% | 1 | 0% | 0% | 0% | 1 | 0% | 0% | 0% | 1 | 0% | 0% | 0% | 1 |  | 0% | 0% | 1 |  |  |  |  | 0% | [5 empty] | 88% | 0% | 88% | 5 | 100% | 0% | 0% | 5 | 0% | 0% | 0% | 1 | 17% | 0% | 0% | 1 | 100% | 0% | 0% | 5 | 54% | 0% | 0% | 2 | 0% | 0% | 0% | 1 |  | 0% | 0% | 1 | 0% | 65% | 29% | 94% | 5 | 100% | 0% | 0% | 5 | 0% | 0% | 0% | 1 | 10% | 0% | 0% | 1 | 100% | 0% | 0% | 5 | 73% | 0% | 0% | 3 | 0% | 0% | 0% | 1 |  | 0% | 0% | 1 |  |  |  |  | 0% | [5 empty] | 65% | 29% | 94% | 5 | 100% | 0% | 0% | 5 | 0% | 0% | 0% | 1 | 10% | 0% | 0% | 1 | 100% | 0% | 0% | 5 | 73% | 0% | 0% | 3 | 0% | 0% | 0% | 1
51 | Cameron | 0 | 0 | 0 |  | 0% | 0% | 1 |  |  |  |  | 0% | [5 empty] | 16% | 78% | 94% | 5 | 0% | 0% | 0% | 1 | 2% | 0% | 0% | 1 | 6% | 0% | 0% | 1 | 8% | 0% | 0% | 1 | 30% | 0% | 0% | 1 | 0% | 0% | 0% | 1 |  | 0% | 0% | 1 |  |  |  |  | 0% | [5 empty] | 47% | 46% | 93% | 5 | 8% | 0% | 0% | 1 | 12% | 0% | 0% | 1 | 37% | 0% | 0% | 1 | 46% | 0% | 0% | 1 | 30% | 0% | 0% | 1 | 1% | 0% | 0% | 1 |  | 0% | 0% | 1 | 0% | 43% | 48% | 91% | 5 | 7% | 0% | 0% | 1 | 19% | 0% | 0% | 1 | 41% | 0% | 0% | 1 | 50% | 0% | 0% | 2 | 31% | 0% | 0% | 1 | 1% | 0% | 0% | 1 |  | 0% | 0% | 1 |  |  |  |  | 0% | [5 empty] | 40% | 47% | 87% | 5 | 11% | 0% | 0% | 1 | 22% | 0% | 0% | 1 | 43% | 0% | 0% | 1 | 53% | 0% | 0% | 2 | 32% | 0% | 0% | 1 | 2% | 0% | 0% | 1
52 | Konocti | 0 | 0 | 0 |  | 0% | 0% | 1 |  |  |  |  | 0% | [5 empty] | 42% | 55% | 97% | 5 | 81% | 0% | 0% | 3 | 52% | 0% | 0% | 2 | 73% | 0% | 0% | 3 | 95% | 0% | 0% | 5 | 21% | 0% | 0% | 1 | 0% | 0% | 0% | 1 |  | 0% | 0% | 1 |  |  |  |  | 0% | [5 empty] | 30% | 61% | 91% | 5 | 89% | 0% | 0% | 3 | 37% | 0% | 0% | 1 | 72% | 0% | 0% | 3 | 95% | 0% | 0% | 5 | 41% | 0% | 0% | 1 | 1% | 0% | 0% | 1 |  | 0% | 0% | 1 | 0% | 26% | 67% | 93% | 5 | 83% | 0% | 0% | 3 | 37% | 0% | 0% | 1 | 73% | 0% | 0% | 3 | 94% | 0% | 0% | 4 | 49% | 0% | 0% | 1 | 1% | 0% | 0% | 1 |  | 0% | 0% | 1 |  |  |  |  | 0% | [5 empty] | 26% | 63% | 89% | 5 | 59% | 0% | 0% | 2 | 27% | 0% | 0% | 1 | 48% | 0% | 0% | 1 | 74% | 0% | 0% | 3 | 74% | 0% | 0% | 3 | 1% | 0% | 0% | 1
53 | North Gila - IV (Proposed) | 0 | 0 | 0 |  | 0% | 0% | 1 |  |  |  |  | 0% | [5 empty] | 0% | 0% | 0% | 1 | 0% | 0% | 0% | 1 | 71% | 0% | 0% | 3 | 71% | 0% | 0% | 3 | 71% | 0% | 0% | 3 | 63% | 0% | 0% | 2 | 3% | 0% | 0% | 1 |  | 0% | 0% | 1 |  |  |  |  | 0% | [5 empty] | 0% | 0% | 0% | 1 | 0% | 0% | 0% | 1 | 71% | 0% | 0% | 3 | 71% | 0% | 0% | 3 | 71% | 0% | 0% | 3 | 62% | 0% | 0% | 2 | 3% | 0% | 0% | 1 |  | 0% | 0% | 1 | 0% | 0% | 0% | 0% | 1 | 19% | 0% | 0% | 1 | 38% | 0% | 0% | 1 | 38% | 0% | 0% | 1 | 57% | 0% | 0% | 2 | 76% | 0% | 0% | 3 | 2% | 0% | 0% | 1 |  | 0% | 0% | 1 |  |  |  |  | 0% | [5 empty] | 0% | 0% | 0% | 1 | 23% | 0% | 0% | 1 | 21% | 0% | 0% | 1 | 16% | 0% | 0% | 1 | 43% | 0% | 0% | 1 | 71% | 0% | 0% | 3 | 1% | 0% | 0% | 1
54 | Rector | 0 | 0 | 0 |  | 0% | 0% | 1 |  |  |  |  | 0% | [5 empty] | 0% | 0% | 0% | 1 | 0% | 0% | 0% | 1 | 0% | 0% | 0% | 1 | 0% | 0% | 0% | 1 | 0% | 0% | 0% | 1 | 0% | 0% | 0% | 1 | 0% | 0% | 0% | 1 |  | 0% | 0% | 1 |  |  |  |  | 0% | [5 empty] | 0% | 0% | 0% | 1 | 0% | 0% | 0% | 1 | 0% | 0% | 0% | 1 | 0% | 0% | 0% | 1 | 0% | 0% | 0% | 1 | 0% | 0% | 0% | 1 | 0% | 0% | 0% | 1 |  | 0% | 0% | 1 | 0% | 0% | 0% | 0% | 1 | 0% | 0% | 0% | 1 | 0% | 0% | 0% | 1 | 0% | 0% | 0% | 1 | 0% | 0% | 0% | 1 | 0% | 0% | 0% | 1 | 0% | 0% | 0% | 1 |  | 0% | 0% | 1 |  |  |  |  | 0% | [5 empty] | 0% | 0% | 0% | 1 | 0% | 0% | 0% | 1 | 0% | 0% | 0% | 1 | 0% | 0% | 0% | 1 | 0% | 0% | 0% | 1 | 0% | 0% | 0% | 1 | 0% | 0% | 0% | 1
55 | Round Mountain | 0 | 0 | 10 |  | 0% | 0% | 1 |  |  |  |  | 0% | [5 empty] | 85% | 3% | 88% | 5 | 73% | 0% | 0% | 3 | 2% | 0% | 0% | 1 | 3% | 0% | 0% | 1 | 75% | 0% | 0% | 3 | 39% | 0% | 0% | 1 | 1% | 0% | 0% | 1 |  | 0% | 0% | 1 |  |  |  |  | 0% | [5 empty] | 79% | 9% | 88% | 5 | 60% | 0% | 0% | 2 | 19% | 0% | 0% | 1 | 21% | 0% | 0% | 1 | 79% | 0% | 0% | 3 | 47% | 0% | 0% | 1 | 1% | 0% | 0% | 1 |  | 0% | 0% | 1 | 0% | 67% | 12% | 79% | 5 | 52% | 0% | 0% | 2 | 19% | 0% | 0% | 1 | 21% | 0% | 0% | 1 | 70% | 0% | 0% | 3 | 54% | 0% | 0% | 2 | 1% | 0% | 0% | 1 |  | 0% | 0% | 1 |  |  |  |  | 0% | [5 empty] | 57% | 20% | 77% | 5 | 36% | 0% | 0% | 1 | 22% | 0% | 0% | 1 | 22% | 0% | 0% | 1 | 60% | 0% | 0% | 2 | 56% | 0% | 0% | 2 | 1% | 0% | 0% | 1
56 | Vestal | 0 | 0 | 0 |  | 0% | 0% | 1 |  |  |  |  | 0% | [5 empty] | 0% | 0% | 0% | 1 | 0% | 0% | 0% | 1 | 0% | 0% | 0% | 1 | 0% | 0% | 0% | 1 | 0% | 0% | 0% | 1 | 0% | 0% | 0% | 1 | 0% | 0% | 0% | 1 |  | 0% | 0% | 1 |  |  |  |  | 0% | [5 empty] | 0% | 0% | 0% | 1 | 0% | 0% | 0% | 1 | 0% | 0% | 0% | 1 | 0% | 0% | 0% | 1 | 0% | 0% | 0% | 1 | 0% | 0% | 0% | 1 | 0% | 0% | 0% | 1 |  | 0% | 0% | 1 | 0% | 0% | 0% | 0% | 1 | 0% | 0% | 0% | 1 | 0% | 0% | 0% | 1 | 0% | 0% | 0% | 1 | 0% | 0% | 0% | 1 | 0% | 0% | 0% | 1 | 0% | 0% | 0% | 1 |  | 0% | 0% | 1 |  |  |  |  | 0% | [5 empty] | 23% | 77% | 100% | 5 | 6% | 0% | 0% | 1 | 5% | 0% | 0% | 1 | 36% | 0% | 0% | 1 | 36% | 0% | 0% | 1 | 80% | 0% | 0% | 3 | 0% | 0% | 0% | 1
57 | Silverado | 0 | 0 | 0 |  | 0% | 0% | 1 |  |  |  |  | 0% | [5 empty] | 57% | 5% | 62% | 3 | 87% | 0% | 0% | 3 | 3% | 0% | 0% | 1 | 28% | 0% | 0% | 1 | 87% | 0% | 0% | 3 | 96% | 0% | 0% | 5 | 0% | 0% | 0% | 1 |  | 0% | 0% | 1 |  |  |  |  | 1% | [5 empty] | 79% | 2% | 81% | 5 | 93% | 0% | 0% | 4 | 28% | 0% | 0% | 1 | 49% | 0% | 0% | 1 | 94% | 0% | 0% | 4 | 94% | 0% | 0% | 4 | 1% | 0% | 0% | 1 |  | 0% | 0% | 1 | 0% | 68% | 8% | 76% | 5 | 93% | 0% | 0% | 4 | 23% | 0% | 0% | 1 | 27% | 0% | 0% | 1 | 94% | 0% | 0% | 4 | 85% | 0% | 0% | 3 | 1% | 0% | 0% | 1 |  | 0% | 0% | 1 |  |  |  |  | 2% | [5 empty] | 67% | 24% | 91% | 5 | 83% | 0% | 0% | 3 | 17% | 0% | 0% | 1 | 28% | 0% | 0% | 1 | 87% | 0% | 0% | 3 | 74% | 0% | 0% | 3 | 2% | 0% | 0% | 1
58 | Penngrove | 0 | 0 | 0 |  | 0% | 0% | 1 |  |  |  |  | 0% | [5 empty] | 100% | 0% | 100% | 5 | 82% | 0% | 0% | 3 | 52% | 0% | 0% | 2 | 61% | 0% | 0% | 2 | 87% | 0% | 0% | 3 | 77% | 0% | 0% | 3 | 1% | 0% | 0% | 1 |  | 0% | 0% | 1 |  |  |  |  | 0% | [5 empty] | 76% | 0% | 76% | 5 | 85% | 0% | 0% | 3 | 33% | 0% | 0% | 1 | 57% | 0% | 0% | 2 | 94% | 0% | 0% | 4 | 86% | 0% | 0% | 3 | 1% | 0% | 0% | 1 |  | 0% | 0% | 1 | 0% | 47% | 0% | 47% | 2 | 85% | 0% | 0% | 3 | 32% | 0% | 0% | 1 | 52% | 0% | 0% | 2 | 94% | 0% | 0% | 4 | 70% | 0% | 0% | 3 | 5% | 0% | 0% | 1 |  | 0% | 0% | 1 |  |  |  |  | 0% | [5 empty] | 61% | 0% | 61% | 3 | 86% | 0% | 0% | 3 | 22% | 0% | 0% | 1 | 46% | 0% | 0% | 1 | 93% | 0% | 0% | 4 | 74% | 0% | 0% | 3 | 4% | 0% | 0% | 1
59 | Bridgeville | 0 | 0 | 0 |  | 0% | 0% | 1 |  |  |  |  | 0% | [5 empty] | 0% | 0% | 0% | 1 | 9% | 0% | 0% | 1 | 11% | 0% | 0% | 1 | 11% | 0% | 0% | 1 | 18% | 0% | 0% | 1 | 80% | 0% | 0% | 3 | 0% | 0% | 0% | 1 |  | 0% | 0% | 1 |  |  |  |  | 0% | [5 empty] | 11% | 0% | 11% | 1 | 14% | 0% | 0% | 1 | 14% | 0% | 0% | 1 | 23% | 0% | 0% | 1 | 31% | 0% | 0% | 1 | 57% | 0% | 0% | 2 | 0% | 0% | 0% | 1 |  | 0% | 0% | 1 | 0% | 13% | 1% | 14% | 2 | 13% | 0% | 0% | 1 | 11% | 0% | 0% | 1 | 22% | 0% | 0% | 1 | 29% | 0% | 0% | 1 | 54% | 0% | 0% | 2 | 0% | 0% | 0% | 1 |  | 0% | 0% | 1 |  |  |  |  | 0% | [5 empty] | 6% | 3% | 9% | 2 | 8% | 0% | 0% | 1 | 9% | 0% | 0% | 1 | 15% | 0% | 0% | 1 | 20% | 0% | 0% | 1 | 65% | 0% | 0% | 2 | 2% | 0% | 0% | 1
60 | Logan Creek | 0 | 0 | 0 |  | 0% | 0% | 1 |  |  |  |  | 0% | [5 empty] | 0% | 0% | 0% | 1 | 0% | 0% | 0% | 1 | 0% | 0% | 0% | 1 | 0% | 0% | 0% | 1 | 0% | 0% | 0% | 1 | 0% | 0% | 0% | 1 | 0% | 0% | 0% | 1 |  | 0% | 0% | 1 |  |  |  |  | 0% | [5 empty] | 32% | 68% | 100% | 5 | 32% | 0% | 0% | 1 | 0% | 0% | 0% | 1 | 0% | 0% | 0% | 1 | 32% | 0% | 0% | 1 | 100% | 0% | 0% | 5 | 0% | 0% | 0% | 1 |  | 0% | 0% | 1 | 0% | 71% | 28% | 99% | 5 | 65% | 0% | 0% | 2 | 4% | 0% | 0% | 1 | 5% | 0% | 0% | 1 | 70% | 0% | 0% | 3 | 89% | 0% | 0% | 3 | 0% | 0% | 0% | 1 |  | 0% | 0% | 1 |  |  |  |  | 0% | [5 empty] | 61% | 32% | 93% | 5 | 46% | 0% | 0% | 1 | 10% | 0% | 0% | 1 | 28% | 0% | 0% | 1 | 69% | 0% | 0% | 2 | 65% | 0% | 0% | 2 | 14% | 0% | 0% | 1
61 | Famoso | 0 | 0 | 0 |  | 0% | 0% | 1 |  |  |  |  | 0% | [5 empty] | 0% | 0% | 0% | 1 | 0% | 0% | 0% | 1 | 0% | 0% | 0% | 1 | 0% | 0% | 0% | 1 | 0% | 0% | 0% | 1 | 0% | 0% | 0% | 1 | 0% | 0% | 0% | 1 |  | 0% | 0% | 1 |  |  |  |  | 0% | [5 empty] | 0% | 0% | 0% | 1 | 0% | 0% | 0% | 1 | 0% | 0% | 0% | 1 | 0% | 0% | 0% | 1 | 0% | 0% | 0% | 1 | 0% | 0% | 0% | 1 | 0% | 0% | 0% | 1 |  | 0% | 0% | 1 | 0% | 0% | 0% | 0% | 1 | 0% | 0% | 0% | 1 | 0% | 0% | 0% | 1 | 0% | 0% | 0% | 1 | 0% | 0% | 0% | 1 | 0% | 0% | 0% | 1 | 0% | 0% | 0% | 1 |  | 0% | 0% | 1 |  |  |  |  | 0% | [5 empty] | 0% | 100% | 100% | 5 | 100% | 0% | 0% | 5 | 0% | 0% | 0% | 1 | 100% | 0% | 0% | 5 | 100% | 0% | 0% | 5 | 100% | 0% | 0% | 5 | 0% | 0% | 0% | 1
62 | New Sub - Los Banos - Midway (Proposed) | 0 | 0 | 0 |  | 0% | 0% | 1 |  |  |  |  | 0% | [5 empty] | 0% | 0% | 0% | 1 | 0% | 0% | 0% | 1 | 0% | 0% | 0% | 1 | 0% | 0% | 0% | 1 | 0% | 0% | 0% | 1 | 0% | 0% | 0% | 1 | 0% | 0% | 0% | 1 |  | 0% | 0% | 1 |  |  |  |  | 0% | [5 empty] | 81% | 0% | 81% | 5 | 100% | 0% | 0% | 5 | 0% | 0% | 0% | 1 | 0% | 0% | 0% | 1 | 100% | 0% | 0% | 5 | 11% | 0% | 0% | 1 | 0% | 0% | 0% | 1 |  | 0% | 0% | 1 | 0% | 65% | 29% | 94% | 5 | 100% | 0% | 0% | 5 | 0% | 0% | 0% | 1 | 10% | 0% | 0% | 1 | 100% | 0% | 0% | 5 | 73% | 0% | 0% | 3 | 0% | 0% | 0% | 1 |  | 0% | 0% | 1 |  |  |  |  | 0% | [5 empty] | 65% | 29% | 94% | 5 | 100% | 0% | 0% | 5 | 0% | 0% | 0% | 1 | 10% | 0% | 0% | 1 | 100% | 0% | 0% | 5 | 73% | 0% | 0% | 3 | 0% | 0% | 0% | 1
63 | Lockeford | 0 | 0 | 0 |  | 0% | 0% | 1 |  |  |  |  | 0% | [5 empty] | 0% | 0% | 0% | 1 | 0% | 0% | 0% | 1 | 0% | 0% | 0% | 1 | 0% | 0% | 0% | 1 | 0% | 0% | 0% | 1 | 0% | 0% | 0% | 1 | 0% | 0% | 0% | 1 |  | 0% | 0% | 1 |  |  |  |  | 0% | [5 empty] | 0% | 0% | 0% | 1 | 0% | 0% | 0% | 1 | 0% | 0% | 0% | 1 | 0% | 0% | 0% | 1 | 0% | 0% | 0% | 1 | 0% | 0% | 0% | 1 | 0% | 0% | 0% | 1 |  | 0% | 0% | 1 | 0% | 0% | 0% | 0% | 1 | 0% | 0% | 0% | 1 | 0% | 0% | 0% | 1 | 0% | 0% | 0% | 1 | 0% | 0% | 0% | 1 | 0% | 0% | 0% | 1 | 0% | 0% | 0% | 1 |  | 0% | 0% | 1 |  |  |  |  | 51% | [5 empty] | 1% | 0% | 1% | 1 | 1% | 0% | 0% | 1 | 28% | 0% | 0% | 1 | 28% | 0% | 0% | 1 | 28% | 0% | 0% | 1 | 0% | 0% | 0% | 1 | 8% | 0% | 0% | 1
64 | Etiwanda | 0 | 0 | 0 |  | 0% | 0% | 1 |  |  |  |  | 0% | [5 empty] | 0% | 100% | 100% | 5 | 100% | 0% | 0% | 5 | 0% | 0% | 0% | 1 | 9% | 0% | 0% | 1 | 100% | 0% | 0% | 5 | 69% | 0% | 0% | 2 | 0% | 0% | 0% | 1 |  | 0% | 0% | 1 |  |  |  |  | 0% | [5 empty] | 22% | 76% | 98% | 5 | 100% | 0% | 0% | 5 | 40% | 0% | 0% | 1 | 29% | 0% | 0% | 1 | 100% | 0% | 0% | 5 | 48% | 0% | 0% | 1 | 0% | 0% | 0% | 1 |  | 0% | 0% | 1 | 0% | 50% | 38% | 88% | 5 | 62% | 0% | 0% | 2 | 63% | 0% | 0% | 2 | 60% | 0% | 0% | 2 | 99% | 0% | 0% | 5 | 47% | 0% | 0% | 1 | 1% | 0% | 0% | 1 |  | 0% | 0% | 1 |  |  |  |  | 0% | [5 empty] | 40% | 34% | 74% | 5 | 58% | 0% | 0% | 2 | 51% | 0% | 0% | 2 | 55% | 0% | 0% | 2 | 93% | 0% | 0% | 4 | 49% | 0% | 0% | 1 | 1% | 0% | 0% | 1
65 | Edes | 0 | 0 | 0 |  | 0% | 0% | 1 |  |  |  |  | 0% | [5 empty] | 0% | 0% | 0% | 1 | 0% | 0% | 0% | 1 | 15% | 0% | 0% | 1 | 28% | 0% | 0% | 1 | 28% | 0% | 0% | 1 | 0% | 0% | 0% | 1 | 9% | 0% | 0% | 1 |  | 0% | 0% | 1 |  |  |  |  | 0% | [5 empty] | 6% | 0% | 6% | 1 | 10% | 0% | 0% | 1 | 16% | 0% | 0% | 1 | 27% | 0% | 0% | 1 | 33% | 0% | 0% | 1 | 6% | 0% | 0% | 1 | 8% | 0% | 0% | 1 |  | 0% | 0% | 1 | 0% | 56% | 0% | 56% | 3 | 10% | 0% | 0% | 1 | 46% | 0% | 0% | 1 | 66% | 0% | 0% | 2 | 68% | 0% | 0% | 2 | 22% | 0% | 0% | 1 | 5% | 0% | 0% | 1 |  | 0% | 0% | 1 |  |  |  |  | 0% | [5 empty] | 45% | 0% | 45% | 2 | 54% | 0% | 0% | 2 | 62% | 0% | 0% | 2 | 54% | 0% | 0% | 2 | 84% | 0% | 0% | 3 | 23% | 0% | 0% | 1 | 34% | 0% | 0% | 1
66 | GWF 2 | 0 | 0 | 0 |  | 0% | 0% | 1 |  |  |  |  | 0% | [5 empty] | 36% | 0% | 36% | 2 | 51% | 0% | 0% | 2 | 71% | 0% | 0% | 3 | 48% | 0% | 0% | 1 | 80% | 0% | 0% | 3 | 12% | 0% | 0% | 1 | 52% | 0% | 0% | 2 |  | 0% | 0% | 1 |  |  |  |  | 8% | [5 empty] | 41% | 0% | 41% | 2 | 23% | 0% | 0% | 1 | 57% | 0% | 0% | 2 | 47% | 0% | 0% | 1 | 66% | 0% | 0% | 2 | 10% | 0% | 0% | 1 | 33% | 0% | 0% | 1 |  | 0% | 0% | 1 | 15% | 43% | 0% | 43% | 2 | 23% | 0% | 0% | 1 | 48% | 0% | 0% | 1 | 42% | 0% | 0% | 1 | 62% | 0% | 0% | 2 | 11% | 0% | 0% | 1 | 29% | 0% | 0% | 1 |  | 0% | 0% | 1 |  |  |  |  | 21% | [5 empty] | 50% | 0% | 50% | 3 | 34% | 0% | 0% | 1 | 42% | 0% | 0% | 1 | 43% | 0% | 0% | 1 | 61% | 0% | 0% | 2 | 16% | 0% | 0% | 1 | 21% | 0% | 0% | 1
67 | Goose Lake | 0 | 0 | 0 |  | 0% | 0% | 1 |  |  |  |  | 0% | [5 empty] | 0% | 0% | 0% | 1 | 0% | 0% | 0% | 1 | 0% | 0% | 0% | 1 | 0% | 0% | 0% | 1 | 0% | 0% | 0% | 1 | 0% | 0% | 0% | 1 | 0% | 0% | 0% | 1 |  | 0% | 0% | 1 |  |  |  |  | 0% | [5 empty] | 0% | 0% | 0% | 1 | 0% | 0% | 0% | 1 | 0% | 0% | 0% | 1 | 0% | 0% | 0% | 1 | 0% | 0% | 0% | 1 | 0% | 0% | 0% | 1 | 0% | 0% | 0% | 1 |  | 0% | 0% | 1 | 0% | 0% | 0% | 0% | 1 | 0% | 0% | 0% | 1 | 0% | 0% | 0% | 1 | 0% | 0% | 0% | 1 | 0% | 0% | 0% | 1 | 0% | 0% | 0% | 1 | 0% | 0% | 0% | 1 |  | 0% | 0% | 1 |  |  |  |  | 0% | [5 empty] | 60% | 0% | 60% | 3 | 73% | 0% | 0% | 3 | 0% | 0% | 0% | 1 | 16% | 0% | 0% | 1 | 73% | 0% | 0% | 3 | 62% | 0% | 0% | 2 | 0% | 0% | 0% | 1
68 | Unknown - 3327 | 0 | 0 | 0 |  | 0% | 0% | 1 |  |  |  |  | 0% | [5 empty] | 0% | 0% | 0% | 1 | 0% | 0% | 0% | 1 | 0% | 0% | 0% | 1 | 0% | 0% | 0% | 1 | 0% | 0% | 0% | 1 | 0% | 0% | 0% | 1 | 0% | 0% | 0% | 1 |  | 0% | 0% | 1 |  |  |  |  | 0% | [5 empty] | 100% | 0% | 100% | 5 | 100% | 0% | 0% | 5 | 0% | 0% | 0% | 1 | 0% | 0% | 0% | 1 | 100% | 0% | 0% | 5 | 0% | 0% | 0% | 1 | 0% | 0% | 0% | 1 |  | 0% | 0% | 1 | 0% | 17% | 83% | 100% | 5 | 52% | 0% | 0% | 2 | 41% | 0% | 0% | 1 | 47% | 0% | 0% | 1 | 87% | 0% | 0% | 3 | 88% | 0% | 0% | 3 | 0% | 0% | 0% | 1 |  | 0% | 0% | 1 |  |  |  |  | 0% | [5 empty] | 40% | 60% | 100% | 5 | 60% | 0% | 0% | 2 | 18% | 0% | 0% | 1 | 46% | 0% | 0% | 1 | 77% | 0% | 0% | 3 | 77% | 0% | 0% | 3 | 1% | 0% | 0% | 1
69 | Mira Loma | 0 | 0 | 0 |  | 0% | 0% | 1 |  |  |  |  | 0% | [5 empty] | 0% | 0% | 0% | 1 | 0% | 0% | 0% | 1 | 0% | 0% | 0% | 1 | 0% | 0% | 0% | 1 | 0% | 0% | 0% | 1 | 0% | 0% | 0% | 1 | 0% | 0% | 0% | 1 |  | 0% | 0% | 1 |  |  |  |  | 0% | [5 empty] | 0% | 100% | 100% | 5 | 100% | 0% | 0% | 5 | 0% | 0% | 0% | 1 | 9% | 0% | 0% | 1 | 100% | 0% | 0% | 5 | 69% | 0% | 0% | 2 | 0% | 0% | 0% | 1 |  | 0% | 0% | 1 | 0% | 20% | 77% | 97% | 5 | 100% | 0% | 0% | 5 | 48% | 0% | 0% | 1 | 15% | 0% | 0% | 1 | 100% | 0% | 0% | 5 | 57% | 0% | 0% | 2 | 0% | 0% | 0% | 1 |  | 0% | 0% | 1 |  |  |  |  | 0% | [5 empty] | 44% | 36% | 80% | 5 | 61% | 0% | 0% | 2 | 55% | 0% | 0% | 2 | 55% | 0% | 0% | 2 | 94% | 0% | 0% | 4 | 48% | 0% | 0% | 1 | 1% | 0% | 0% | 1
70 | Ravenswood | 0 | 0 | 0 |  | 0% | 0% | 1 |  |  |  |  | 0% | [5 empty] | 0% | 0% | 0% | 1 | 0% | 0% | 0% | 1 | 9% | 0% | 0% | 1 | 23% | 0% | 0% | 1 | 23% | 0% | 0% | 1 | 0% | 0% | 0% | 1 | 51% | 0% | 0% | 2 |  | 0% | 0% | 1 |  |  |  |  | 0% | [5 empty] | 0% | 0% | 0% | 1 | 21% | 0% | 0% | 1 | 25% | 0% | 0% | 1 | 35% | 0% | 0% | 1 | 37% | 0% | 0% | 1 | 6% | 0% | 0% | 1 | 28% | 0% | 0% | 1 |  | 0% | 0% | 1 | 0% | 10% | 0% | 10% | 1 | 24% | 0% | 0% | 1 | 35% | 0% | 0% | 1 | 43% | 0% | 0% | 1 | 52% | 0% | 0% | 2 | 20% | 0% | 0% | 1 | 16% | 0% | 0% | 1 |  | 0% | 0% | 1 |  |  |  |  | 0% | [5 empty] | 64% | 6% | 70% | 3 | 61% | 0% | 0% | 2 | 52% | 0% | 0% | 2 | 60% | 0% | 0% | 2 | 82% | 0% | 0% | 3 | 53% | 0% | 0% | 2 | 4% | 0% | 0% | 1
71 | Rio Hondo | 0 | 0 | 0 |  | 0% | 0% | 1 |  |  |  |  | 0% | [5 empty] | 0% | 0% | 0% | 1 | 0% | 0% | 0% | 1 | 0% | 0% | 0% | 1 | 0% | 0% | 0% | 1 | 0% | 0% | 0% | 1 | 0% | 0% | 0% | 1 | 0% | 0% | 0% | 1 |  | 0% | 0% | 1 |  |  |  |  | 0% | [5 empty] | 0% | 0% | 0% | 1 | 0% | 0% | 0% | 1 | 0% | 0% | 0% | 1 | 0% | 0% | 0% | 1 | 0% | 0% | 0% | 1 | 0% | 0% | 0% | 1 | 0% | 0% | 0% | 1 |  | 0% | 0% | 1 | 0% | 0% | 0% | 0% | 1 | 0% | 0% | 0% | 1 | 0% | 0% | 0% | 1 | 0% | 0% | 0% | 1 | 0% | 0% | 0% | 1 | 0% | 0% | 0% | 1 | 0% | 0% | 0% | 1 |  | 0% | 0% | 1 |  |  |  |  | 0% | [5 empty] | 17% | 8% | 25% | 2 | 13% | 0% | 0% | 1 | 45% | 0% | 0% | 1 | 34% | 0% | 0% | 1 | 60% | 0% | 0% | 2 | 39% | 0% | 0% | 1 | 1% | 0% | 0% | 1
72 | Redondo | 0 | 0 | 0 |  | 0% | 0% | 1 |  |  |  |  | 0% | [5 empty] | 0% | 0% | 0% | 1 | 0% | 0% | 0% | 1 | 45% | 0% | 0% | 1 | 82% | 0% | 0% | 3 | 82% | 0% | 0% | 3 | 0% | 0% | 0% | 1 | 0% | 0% | 0% | 1 |  | 0% | 0% | 1 |  |  |  |  | 0% | [5 empty] | 0% | 0% | 0% | 1 | 0% | 0% | 0% | 1 | 9% | 0% | 0% | 1 | 49% | 0% | 0% | 1 | 49% | 0% | 0% | 1 | 0% | 0% | 0% | 1 | 0% | 0% | 0% | 1 |  | 0% | 0% | 1 | 0% | 0% | 0% | 0% | 1 | 0% | 0% | 0% | 1 | 17% | 0% | 0% | 1 | 54% | 0% | 0% | 2 | 54% | 0% | 0% | 2 | 0% | 0% | 0% | 1 | 0% | 0% | 0% | 1 |  | 0% | 0% | 1 |  |  |  |  | 0% | [5 empty] | 0% | 0% | 0% | 1 | 1% | 0% | 0% | 1 | 21% | 0% | 0% | 1 | 56% | 0% | 0% | 2 | 57% | 0% | 0% | 2 | 0% | 0% | 0% | 1 | 3% | 0% | 0% | 1
73 | Otay | 0 | 0 | 0 |  | 0% | 0% | 1 |  |  |  |  | 0% | [5 empty] | 0% | 0% | 0% | 1 | 11% | 0% | 0% | 1 | 45% | 0% | 0% | 1 | 84% | 0% | 0% | 3 | 84% | 0% | 0% | 3 | 0% | 0% | 0% | 1 | 11% | 0% | 0% | 1 |  | 0% | 0% | 1 |  |  |  |  | 0% | [5 empty] | 0% | 0% | 0% | 1 | 8% | 0% | 0% | 1 | 37% | 0% | 0% | 1 | 67% | 0% | 0% | 2 | 67% | 0% | 0% | 2 | 0% | 0% | 0% | 1 | 7% | 0% | 0% | 1 |  | 0% | 0% | 1 | 0% | 0% | 0% | 0% | 1 | 7% | 0% | 0% | 1 | 39% | 0% | 0% | 1 | 69% | 0% | 0% | 2 | 70% | 0% | 0% | 3 | 3% | 0% | 0% | 1 | 8% | 0% | 0% | 1 |  | 0% | 0% | 1 |  |  |  |  | 0% | [5 empty] | 0% | 0% | 0% | 1 | 6% | 0% | 0% | 1 | 33% | 0% | 0% | 1 | 65% | 0% | 0% | 2 | 65% | 0% | 0% | 2 | 4% | 0% | 0% | 1 | 7% | 0% | 0% | 1
74 | Kirker | 0 | 0 | 0 |  | 0% | 0% | 1 |  |  |  |  | 0% | [5 empty] | 33% | 0% | 33% | 2 | 55% | 0% | 0% | 2 | 72% | 0% | 0% | 3 | 44% | 0% | 0% | 1 | 82% | 0% | 0% | 3 | 11% | 0% | 0% | 1 | 56% | 0% | 0% | 2 |  | 0% | 0% | 1 |  |  |  |  | 2% | [5 empty] | 47% | 0% | 47% | 2 | 28% | 0% | 0% | 1 | 60% | 0% | 0% | 2 | 50% | 0% | 0% | 2 | 73% | 0% | 0% | 3 | 13% | 0% | 0% | 1 | 34% | 0% | 0% | 1 |  | 0% | 0% | 1 | 12% | 46% | 0% | 46% | 2 | 23% | 0% | 0% | 1 | 49% | 0% | 0% | 1 | 44% | 0% | 0% | 1 | 63% | 0% | 0% | 2 | 12% | 0% | 0% | 1 | 30% | 0% | 0% | 1 |  | 0% | 0% | 1 |  |  |  |  | 21% | [5 empty] | 48% | 0% | 48% | 2 | 32% | 0% | 0% | 1 | 40% | 0% | 0% | 1 | 42% | 0% | 0% | 1 | 60% | 0% | 0% | 2 | 14% | 0% | 0% | 1 | 21% | 0% | 0% | 1
75 | Saugus | 0 | 0 | 0 |  | 0% | 0% | 1 |  |  |  |  | 0% | [5 empty] | 57% | 41% | 98% | 5 | 70% | 0% | 0% | 3 | 0% | 0% | 0% | 1 | 5% | 0% | 0% | 1 | 72% | 0% | 0% | 3 | 56% | 0% | 0% | 2 | 2% | 0% | 0% | 1 |  | 0% | 0% | 1 |  |  |  |  | 0% | [5 empty] | 34% | 65% | 99% | 5 | 58% | 0% | 0% | 2 | 2% | 0% | 0% | 1 | 2% | 0% | 0% | 1 | 59% | 0% | 0% | 2 | 67% | 0% | 0% | 2 | 2% | 0% | 0% | 1 |  | 0% | 0% | 1 | 0% | 25% | 53% | 78% | 5 | 35% | 0% | 0% | 1 | 11% | 0% | 0% | 1 | 18% | 0% | 0% | 1 | 53% | 0% | 0% | 2 | 52% | 0% | 0% | 2 | 4% | 0% | 0% | 1 |  | 0% | 0% | 1 |  |  |  |  | 1% | [5 empty] | 25% | 20% | 45% | 4 | 22% | 0% | 0% | 1 | 38% | 0% | 0% | 1 | 25% | 0% | 0% | 1 | 58% | 0% | 0% | 2 | 30% | 0% | 0% | 1 | 2% | 0% | 0% | 1
76 | Chinese Station | 0 | 0 | 0 |  | 0% | 0% | 1 |  |  |  |  | 0% | [5 empty] | 0% | 0% | 0% | 1 | 0% | 0% | 0% | 1 | 0% | 0% | 0% | 1 | 0% | 0% | 0% | 1 | 0% | 0% | 0% | 1 | 0% | 0% | 0% | 1 | 0% | 0% | 0% | 1 |  | 0% | 0% | 1 |  |  |  |  | 0% | [5 empty] | 0% | 0% | 0% | 1 | 0% | 0% | 0% | 1 | 0% | 0% | 0% | 1 | 0% | 0% | 0% | 1 | 0% | 0% | 0% | 1 | 0% | 0% | 0% | 1 | 0% | 0% | 0% | 1 |  | 0% | 0% | 1 | 0% | 0% | 0% | 0% | 1 | 0% | 0% | 0% | 1 | 0% | 0% | 0% | 1 | 0% | 0% | 0% | 1 | 0% | 0% | 0% | 1 | 0% | 0% | 0% | 1 | 0% | 0% | 0% | 1 |  | 0% | 0% | 1 |  |  |  |  | 0% | [5 empty] | 0% | 0% | 0% | 1 | 0% | 0% | 0% | 1 | 0% | 0% | 0% | 1 | 0% | 0% | 0% | 1 | 0% | 0% | 0% | 1 | 0% | 0% | 0% | 1 | 0% | 0% | 0% | 1
77 | Devers | 0 | 0 | 30 |  | 0% | 0% | 1 |  |  |  |  | 0% | [5 empty] | 25% | 3% | 28% | 2 | 49% | 0% | 0% | 1 | 44% | 0% | 0% | 1 | 41% | 0% | 0% | 1 | 63% | 0% | 0% | 2 | 42% | 0% | 0% | 1 | 0% | 0% | 0% | 1 |  | 0% | 0% | 1 |  |  |  |  | 0% | [5 empty] | 24% | 12% | 36% | 3 | 30% | 0% | 0% | 1 | 31% | 0% | 0% | 1 | 35% | 0% | 0% | 1 | 48% | 0% | 0% | 1 | 45% | 0% | 0% | 1 | 0% | 0% | 0% | 1 |  | 0% | 0% | 1 | 0% | 27% | 14% | 41% | 3 | 30% | 0% | 0% | 1 | 28% | 0% | 0% | 1 | 35% | 0% | 0% | 1 | 50% | 0% | 0% | 2 | 50% | 0% | 0% | 2 | 0% | 0% | 0% | 1 |  | 0% | 0% | 1 |  |  |  |  | 0% | [5 empty] | 11% | 14% | 25% | 3 | 24% | 0% | 0% | 1 | 20% | 0% | 0% | 1 | 25% | 0% | 0% | 1 | 44% | 0% | 0% | 1 | 51% | 0% | 0% | 2 | 0% | 0% | 0% | 1
78 | New Sub - Midway - Wheeler Ridge (Proposed) | 0 | 0 | 0 |  | 0% | 0% | 1 |  |  |  |  | 0% | [5 empty] | 0% | 0% | 0% | 1 | 0% | 0% | 0% | 1 | 0% | 0% | 0% | 1 | 0% | 0% | 0% | 1 | 0% | 0% | 0% | 1 | 0% | 0% | 0% | 1 | 0% | 0% | 0% | 1 |  | 0% | 0% | 1 |  |  |  |  | 0% | [5 empty] | 0% | 0% | 0% | 1 | 0% | 0% | 0% | 1 | 0% | 0% | 0% | 1 | 0% | 0% | 0% | 1 | 0% | 0% | 0% | 1 | 0% | 0% | 0% | 1 | 0% | 0% | 0% | 1 |  | 0% | 0% | 1 | 0% | 0% | 0% | 0% | 1 | 0% | 0% | 0% | 1 | 0% | 0% | 0% | 1 | 0% | 0% | 0% | 1 | 0% | 0% | 0% | 1 | 0% | 0% | 0% | 1 | 0% | 0% | 0% | 1 |  | 0% | 0% | 1 |  |  |  |  | 0% | [5 empty] | 44% | 53% | 97% | 5 | 82% | 0% | 0% | 3 | 60% | 0% | 0% | 2 | 62% | 0% | 0% | 2 | 92% | 0% | 0% | 4 | 65% | 0% | 0% | 2 | 2% | 0% | 0% | 1
79 | Del Amo | 0 | 0 | 0 |  | 0% | 0% | 1 |  |  |  |  | 0% | [5 empty] | 0% | 0% | 0% | 1 | 0% | 0% | 0% | 1 | 26% | 0% | 0% | 1 | 33% | 0% | 0% | 1 | 33% | 0% | 0% | 1 | 0% | 0% | 0% | 1 | 1% | 0% | 0% | 1 |  | 0% | 0% | 1 |  |  |  |  | 0% | [5 empty] | 0% | 0% | 0% | 1 | 0% | 0% | 0% | 1 | 14% | 0% | 0% | 1 | 55% | 0% | 0% | 2 | 55% | 0% | 0% | 2 | 0% | 0% | 0% | 1 | 1% | 0% | 0% | 1 |  | 0% | 0% | 1 | 0% | 0% | 0% | 0% | 1 | 0% | 0% | 0% | 1 | 17% | 0% | 0% | 1 | 60% | 0% | 0% | 2 | 60% | 0% | 0% | 2 | 0% | 0% | 0% | 1 | 3% | 0% | 0% | 1 |  | 0% | 0% | 1 |  |  |  |  | 0% | [5 empty] | 0% | 0% | 0% | 1 | 1% | 0% | 0% | 1 | 21% | 0% | 0% | 1 | 62% | 0% | 0% | 2 | 63% | 0% | 0% | 2 | 0% | 0% | 0% | 1 | 2% | 0% | 0% | 1
80 | Alpaugh | 0 | 0 | 10 |  | 0% | 0% | 1 |  |  |  |  | 0% | [5 empty] | 0% | 0% | 0% | 1 | 0% | 0% | 0% | 1 | 0% | 0% | 0% | 1 | 0% | 0% | 0% | 1 | 0% | 0% | 0% | 1 | 0% | 0% | 0% | 1 | 0% | 0% | 0% | 1 |  | 0% | 0% | 1 |  |  |  |  | 0% | [5 empty] | 0% | 0% | 0% | 1 | 0% | 0% | 0% | 1 | 0% | 0% | 0% | 1 | 0% | 0% | 0% | 1 | 0% | 0% | 0% | 1 | 0% | 0% | 0% | 1 | 0% | 0% | 0% | 1 |  | 0% | 0% | 1 | 0% | 0% | 0% | 0% | 1 | 0% | 0% | 0% | 1 | 0% | 0% | 0% | 1 | 0% | 0% | 0% | 1 | 0% | 0% | 0% | 1 | 0% | 0% | 0% | 1 | 0% | 0% | 0% | 1 |  | 0% | 0% | 1 |  |  |  |  | 0% | [5 empty] | 0% | 0% | 0% | 1 | 0% | 0% | 0% | 1 | 0% | 0% | 0% | 1 | 0% | 0% | 0% | 1 | 0% | 0% | 0% | 1 | 0% | 0% | 0% | 1 | 0% | 0% | 0% | 1
81 | Palo Verde | 0 | 0 | 0 |  | 0% | 0% | 1 |  |  |  |  | 0% | [5 empty] | 0% | 0% | 0% | 1 | 0% | 0% | 0% | 1 | 0% | 0% | 0% | 1 | 0% | 0% | 0% | 1 | 0% | 0% | 0% | 1 | 0% | 0% | 0% | 1 | 0% | 0% | 0% | 1 |  | 0% | 0% | 1 |  |  |  |  | 0% | [5 empty] | 0% | 0% | 0% | 1 | 0% | 0% | 0% | 1 | 0% | 0% | 0% | 1 | 0% | 0% | 0% | 1 | 0% | 0% | 0% | 1 | 0% | 0% | 0% | 1 | 0% | 0% | 0% | 1 |  | 0% | 0% | 1 | 0% | 0% | 0% | 0% | 1 | 0% | 0% | 0% | 1 | 0% | 0% | 0% | 1 | 0% | 0% | 0% | 1 | 0% | 0% | 0% | 1 | 0% | 0% | 0% | 1 | 0% | 0% | 0% | 1 |  | 0% | 0% | 1 |  |  |  |  | 0% | [5 empty] | 0% | 0% | 0% | 1 | 0% | 0% | 0% | 1 | 0% | 0% | 0% | 1 | 0% | 0% | 0% | 1 | 0% | 0% | 0% | 1 | 0% | 0% | 0% | 1 | 0% | 0% | 0% | 1
82 | Grimmway-Malaga | 0 | 0 | 0 |  | 0% | 0% | 1 |  |  |  |  | 0% | [5 empty] | 0% | 0% | 0% | 1 | 0% | 0% | 0% | 1 | 0% | 0% | 0% | 1 | 0% | 0% | 0% | 1 | 0% | 0% | 0% | 1 | 0% | 0% | 0% | 1 | 0% | 0% | 0% | 1 |  | 0% | 0% | 1 |  |  |  |  | 0% | [5 empty] | 98% | 2% | 100% | 5 | 100% | 0% | 0% | 5 | 0% | 0% | 0% | 1 | 0% | 0% | 0% | 1 | 100% | 0% | 0% | 5 | 20% | 0% | 0% | 1 | 0% | 0% | 0% | 1 |  | 0% | 0% | 1 | 0% | 19% | 81% | 100% | 5 | 56% | 0% | 0% | 2 | 3% | 0% | 0% | 1 | 9% | 0% | 0% | 1 | 56% | 0% | 0% | 2 | 87% | 0% | 0% | 3 | 0% | 0% | 0% | 1 |  | 0% | 0% | 1 |  |  |  |  | 0% | [5 empty] | 53% | 36% | 89% | 5 | 73% | 0% | 0% | 3 | 39% | 0% | 0% | 1 | 53% | 0% | 0% | 2 | 88% | 0% | 0% | 3 | 72% | 0% | 0% | 3 | 2% | 0% | 0% | 1
83 | Kernridge | 0 | 0 | 0 |  | 0% | 0% | 1 |  |  |  |  | 0% | [5 empty] | 62% | 0% | 62% | 3 | 20% | 0% | 0% | 1 | 0% | 0% | 0% | 1 | 0% | 0% | 0% | 1 | 20% | 0% | 0% | 1 | 66% | 0% | 0% | 2 | 0% | 0% | 0% | 1 |  | 0% | 0% | 1 |  |  |  |  | 0% | [5 empty] | 82% | 0% | 82% | 5 | 56% | 0% | 0% | 2 | 0% | 0% | 0% | 1 | 30% | 0% | 0% | 1 | 56% | 0% | 0% | 2 | 58% | 0% | 0% | 2 | 0% | 0% | 0% | 1 |  | 0% | 0% | 1 | 0% | 59% | 0% | 59% | 3 | 73% | 0% | 0% | 3 | 0% | 0% | 0% | 1 | 16% | 0% | 0% | 1 | 73% | 0% | 0% | 3 | 63% | 0% | 0% | 2 | 0% | 0% | 0% | 1 |  | 0% | 0% | 1 |  |  |  |  | 0% | [5 empty] | 56% | 23% | 79% | 5 | 64% | 0% | 0% | 2 | 0% | 0% | 0% | 1 | 5% | 0% | 0% | 1 | 64% | 0% | 0% | 2 | 67% | 0% | 0% | 2 | 0% | 0% | 0% | 1
84 | Crestwood | 0 | 0 | 0 |  | 0% | 0% | 1 |  |  |  |  | 0% | [5 empty] | 47% | 44% | 91% | 5 | 8% | 0% | 0% | 1 | 13% | 0% | 0% | 1 | 34% | 0% | 0% | 1 | 45% | 0% | 0% | 1 | 31% | 0% | 0% | 1 | 1% | 0% | 0% | 1 |  | 0% | 0% | 1 |  |  |  |  | 0% | [5 empty] | 44% | 46% | 90% | 5 | 7% | 0% | 0% | 1 | 17% | 0% | 0% | 1 | 40% | 0% | 0% | 1 | 49% | 0% | 0% | 1 | 31% | 0% | 0% | 1 | 1% | 0% | 0% | 1 |  | 0% | 0% | 1 | 0% | 42% | 46% | 88% | 5 | 7% | 0% | 0% | 1 | 19% | 0% | 0% | 1 | 42% | 0% | 0% | 1 | 51% | 0% | 0% | 2 | 32% | 0% | 0% | 1 | 1% | 0% | 0% | 1 |  | 0% | 0% | 1 |  |  |  |  | 0% | [5 empty] | 28% | 33% | 61% | 5 | 15% | 0% | 0% | 1 | 15% | 0% | 0% | 1 | 30% | 0% | 0% | 1 | 45% | 0% | 0% | 1 | 48% | 0% | 0% | 1 | 1% | 0% | 0% | 1
85 | Salt Creek | 0 | 0 | 0 |  | 0% | 0% | 1 |  |  |  |  | 0% | [5 empty] | 0% | 0% | 0% | 1 | 8% | 0% | 0% | 1 | 45% | 0% | 0% | 1 | 84% | 0% | 0% | 3 | 84% | 0% | 0% | 3 | 0% | 0% | 0% | 1 | 8% | 0% | 0% | 1 |  | 0% | 0% | 1 |  |  |  |  | 0% | [5 empty] | 0% | 0% | 0% | 1 | 8% | 0% | 0% | 1 | 37% | 0% | 0% | 1 | 68% | 0% | 0% | 2 | 69% | 0% | 0% | 2 | 0% | 0% | 0% | 1 | 8% | 0% | 0% | 1 |  | 0% | 0% | 1 | 0% | 0% | 0% | 0% | 1 | 7% | 0% | 0% | 1 | 38% | 0% | 0% | 1 | 70% | 0% | 0% | 3 | 70% | 0% | 0% | 3 | 4% | 0% | 0% | 1 | 8% | 0% | 0% | 1 |  | 0% | 0% | 1 |  |  |  |  | 0% | [5 empty] | 0% | 0% | 0% | 1 | 7% | 0% | 0% | 1 | 33% | 0% | 0% | 1 | 64% | 0% | 0% | 2 | 65% | 0% | 0% | 2 | 3% | 0% | 0% | 1 | 7% | 0% | 0% | 1
86 | Eagle Rock (SCE) | 0 | 0 | 10 |  | 0% | 0% | 1 |  |  |  |  | 0% | [5 empty] | 0% | 0% | 0% | 1 | 0% | 0% | 0% | 1 | 0% | 0% | 0% | 1 | 0% | 0% | 0% | 1 | 0% | 0% | 0% | 1 | 0% | 0% | 0% | 1 | 0% | 0% | 0% | 1 |  | 0% | 0% | 1 |  |  |  |  | 0% | [5 empty] | 0% | 0% | 0% | 1 | 0% | 0% | 0% | 1 | 0% | 0% | 0% | 1 | 0% | 0% | 0% | 1 | 0% | 0% | 0% | 1 | 0% | 0% | 0% | 1 | 0% | 0% | 0% | 1 |  | 0% | 0% | 1 | 0% | 7% | 0% | 7% | 1 | 7% | 0% | 0% | 1 | 93% | 0% | 0% | 4 | 93% | 0% | 0% | 4 | 100% | 0% | 0% | 5 | 7% | 0% | 0% | 1 | 0% | 0% | 0% | 1 |  | 0% | 0% | 1 |  |  |  |  | 0% | [5 empty] | 38% | 19% | 57% | 3 | 10% | 0% | 0% | 1 | 22% | 0% | 0% | 1 | 15% | 0% | 0% | 1 | 36% | 0% | 0% | 1 | 43% | 0% | 0% | 1 | 1% | 0% | 0% | 1
87 | Melones | 0 | 0 | 0 |  | 0% | 0% | 1 |  |  |  |  | 0% | [5 empty] | 0% | 0% | 0% | 1 | 0% | 0% | 0% | 1 | 0% | 0% | 0% | 1 | 0% | 0% | 0% | 1 | 0% | 0% | 0% | 1 | 0% | 0% | 0% | 1 | 0% | 0% | 0% | 1 |  | 0% | 0% | 1 |  |  |  |  | 0% | [5 empty] | 0% | 0% | 0% | 1 | 0% | 0% | 0% | 1 | 0% | 0% | 0% | 1 | 0% | 0% | 0% | 1 | 0% | 0% | 0% | 1 | 0% | 0% | 0% | 1 | 0% | 0% | 0% | 1 |  | 0% | 0% | 1 | 0% | 0% | 0% | 0% | 1 | 0% | 0% | 0% | 1 | 0% | 0% | 0% | 1 | 0% | 0% | 0% | 1 | 0% | 0% | 0% | 1 | 0% | 0% | 0% | 1 | 0% | 0% | 0% | 1 |  | 0% | 0% | 1 |  |  |  |  | 0% | [5 empty] | 0% | 100% | 100% | 5 | 0% | 0% | 0% | 1 | 0% | 0% | 0% | 1 | 0% | 0% | 0% | 1 | 0% | 0% | 0% | 1 | 8% | 0% | 0% | 1 | 0% | 0% | 0% | 1
88 | Imperial Beach | 0 | 0 | 0 |  | 0% | 0% | 1 |  |  |  |  | 0% | [5 empty] | 0% | 0% | 0% | 1 | 9% | 0% | 0% | 1 | 40% | 0% | 0% | 1 | 79% | 0% | 0% | 3 | 80% | 0% | 0% | 3 | 0% | 0% | 0% | 1 | 10% | 0% | 0% | 1 |  | 0% | 0% | 1 |  |  |  |  | 0% | [5 empty] | 0% | 0% | 0% | 1 | 8% | 0% | 0% | 1 | 36% | 0% | 0% | 1 | 67% | 0% | 0% | 2 | 67% | 0% | 0% | 2 | 0% | 0% | 0% | 1 | 7% | 0% | 0% | 1 |  | 0% | 0% | 1 | 0% | 0% | 0% | 0% | 1 | 7% | 0% | 0% | 1 | 37% | 0% | 0% | 1 | 67% | 0% | 0% | 2 | 68% | 0% | 0% | 2 | 0% | 0% | 0% | 1 | 8% | 0% | 0% | 1 |  | 0% | 0% | 1 |  |  |  |  | 0% | [5 empty] | 0% | 0% | 0% | 1 | 6% | 0% | 0% | 1 | 34% | 0% | 0% | 1 | 67% | 0% | 0% | 2 | 68% | 0% | 0% | 2 | 4% | 0% | 0% | 1 | 7% | 0% | 0% | 1
89 | Pala | 0 | 0 | 0 |  | 0% | 0% | 1 |  |  |  |  | 0% | [5 empty] | 0% | 0% | 0% | 1 | 0% | 0% | 0% | 1 | 0% | 0% | 0% | 1 | 0% | 0% | 0% | 1 | 0% | 0% | 0% | 1 | 0% | 0% | 0% | 1 | 0% | 0% | 0% | 1 |  | 0% | 0% | 1 |  |  |  |  | 0% | [5 empty] | 0% | 0% | 0% | 1 | 0% | 0% | 0% | 1 | 0% | 0% | 0% | 1 | 0% | 0% | 0% | 1 | 0% | 0% | 0% | 1 | 0% | 0% | 0% | 1 | 0% | 0% | 0% | 1 |  | 0% | 0% | 1 | 0% | 0% | 0% | 0% | 1 | 20% | 0% | 0% | 1 | 80% | 0% | 0% | 3 | 80% | 0% | 0% | 3 | 80% | 0% | 0% | 3 | 0% | 0% | 0% | 1 | 17% | 0% | 0% | 1 |  | 0% | 0% | 1 |  |  |  |  | 0% | [5 empty] | 1% | 68% | 69% | 5 | 40% | 0% | 0% | 1 | 24% | 0% | 0% | 1 | 50% | 0% | 0% | 2 | 86% | 0% | 0% | 3 | 49% | 0% | 0% | 1 | 4% | 0% | 0% | 1
90 | 7th Standard | 0 | 0 | 0 |  | 0% | 0% | 1 |  |  |  |  | 0% | [5 empty] | 0% | 0% | 0% | 1 | 0% | 0% | 0% | 1 | 0% | 0% | 0% | 1 | 0% | 0% | 0% | 1 | 0% | 0% | 0% | 1 | 0% | 0% | 0% | 1 | 0% | 0% | 0% | 1 |  | 0% | 0% | 1 |  |  |  |  | 0% | [5 empty] | 0% | 0% | 0% | 1 | 0% | 0% | 0% | 1 | 0% | 0% | 0% | 1 | 0% | 0% | 0% | 1 | 0% | 0% | 0% | 1 | 0% | 0% | 0% | 1 | 0% | 0% | 0% | 1 |  | 0% | 0% | 1 | 0% | 0% | 0% | 0% | 1 | 0% | 0% | 0% | 1 | 0% | 0% | 0% | 1 | 0% | 0% | 0% | 1 | 0% | 0% | 0% | 1 | 0% | 0% | 0% | 1 | 0% | 0% | 0% | 1 |  | 0% | 0% | 1 |  |  |  |  | 0% | [5 empty] | 0% | 100% | 100% | 5 | 58% | 0% | 0% | 2 | 14% | 0% | 0% | 1 | 56% | 0% | 0% | 2 | 62% | 0% | 0% | 2 | 88% | 0% | 0% | 3 | 0% | 0% | 0% | 1
91 | Rosedale | 0 | 0 | 0 |  | 0% | 0% | 1 |  |  |  |  | 0% | [5 empty] | 0% | 0% | 0% | 1 | 0% | 0% | 0% | 1 | 0% | 0% | 0% | 1 | 0% | 0% | 0% | 1 | 0% | 0% | 0% | 1 | 0% | 0% | 0% | 1 | 0% | 0% | 0% | 1 |  | 0% | 0% | 1 |  |  |  |  | 0% | [5 empty] | 0% | 0% | 0% | 1 | 0% | 0% | 0% | 1 | 0% | 0% | 0% | 1 | 0% | 0% | 0% | 1 | 0% | 0% | 0% | 1 | 0% | 0% | 0% | 1 | 0% | 0% | 0% | 1 |  | 0% | 0% | 1 | 0% | 0% | 0% | 0% | 1 | 0% | 0% | 0% | 1 | 0% | 0% | 0% | 1 | 0% | 0% | 0% | 1 | 0% | 0% | 0% | 1 | 0% | 0% | 0% | 1 | 0% | 0% | 0% | 1 |  | 0% | 0% | 1 |  |  |  |  | 0% | [5 empty] | 13% | 87% | 100% | 5 | 51% | 0% | 0% | 2 | 46% | 0% | 0% | 1 | 54% | 0% | 0% | 2 | 84% | 0% | 0% | 3 | 84% | 0% | 0% | 3 | 2% | 0% | 0% | 1
92 | Moorpark | 0 | 0 | 0 |  | 0% | 0% | 1 |  |  |  |  | 0% | [5 empty] | 100% | 0% | 100% | 5 | 20% | 0% | 0% | 1 | 0% | 0% | 0% | 1 | 0% | 0% | 0% | 1 | 20% | 0% | 0% | 1 | 53% | 0% | 0% | 2 | 7% | 0% | 0% | 1 |  | 0% | 0% | 1 |  |  |  |  | 0% | [5 empty] | 84% | 8% | 92% | 5 | 68% | 0% | 0% | 2 | 0% | 0% | 0% | 1 | 0% | 0% | 0% | 1 | 68% | 0% | 0% | 2 | 38% | 0% | 0% | 1 | 3% | 0% | 0% | 1 |  | 0% | 0% | 1 | 0% | 58% | 28% | 86% | 5 | 60% | 0% | 0% | 2 | 10% | 0% | 0% | 1 | 8% | 0% | 0% | 1 | 65% | 0% | 0% | 2 | 49% | 0% | 0% | 1 | 5% | 0% | 0% | 1 |  | 0% | 0% | 1 |  |  |  |  | 0% | [5 empty] | 22% | 72% | 94% | 5 | 75% | 0% | 0% | 3 | 3% | 0% | 0% | 1 | 4% | 0% | 0% | 1 | 77% | 0% | 0% | 3 | 59% | 0% | 0% | 2 | 2% | 0% | 0% | 1
93 | Norco | 0 | 0 | 15 |  | 0% | 0% | 1 |  |  |  |  | 0% | [5 empty] | 0% | 0% | 0% | 1 | 0% | 0% | 0% | 1 | 0% | 0% | 0% | 1 | 0% | 0% | 0% | 1 | 0% | 0% | 0% | 1 | 0% | 0% | 0% | 1 | 0% | 0% | 0% | 1 |  | 0% | 0% | 1 |  |  |  |  | 0% | [5 empty] | 0% | 0% | 0% | 1 | 0% | 0% | 0% | 1 | 0% | 0% | 0% | 1 | 0% | 0% | 0% | 1 | 0% | 0% | 0% | 1 | 0% | 0% | 0% | 1 | 0% | 0% | 0% | 1 |  | 0% | 0% | 1 | 0% | 0% | 0% | 0% | 1 | 0% | 0% | 0% | 1 | 0% | 0% | 0% | 1 | 0% | 0% | 0% | 1 | 0% | 0% | 0% | 1 | 0% | 0% | 0% | 1 | 0% | 0% | 0% | 1 |  | 0% | 0% | 1 |  |  |  |  | 0% | [5 empty] | 0% | 0% | 0% | 1 | 0% | 0% | 0% | 1 | 0% | 0% | 0% | 1 | 0% | 0% | 0% | 1 | 0% | 0% | 0% | 1 | 0% | 0% | 0% | 1 | 0% | 0% | 0% | 1
94 | La Fresa | 0 | 0 | 0 |  | 0% | 0% | 1 |  |  |  |  | 0% | [5 empty] | 0% | 0% | 0% | 1 | 0% | 0% | 0% | 1 | 15% | 0% | 0% | 1 | 63% | 0% | 0% | 2 | 63% | 0% | 0% | 2 | 0% | 0% | 0% | 1 | 0% | 0% | 0% | 1 |  | 0% | 0% | 1 |  |  |  |  | 0% | [5 empty] | 0% | 0% | 0% | 1 | 0% | 0% | 0% | 1 | 11% | 0% | 0% | 1 | 51% | 0% | 0% | 2 | 51% | 0% | 0% | 2 | 0% | 0% | 0% | 1 | 0% | 0% | 0% | 1 |  | 0% | 0% | 1 | 0% | 0% | 0% | 0% | 1 | 0% | 0% | 0% | 1 | 20% | 0% | 0% | 1 | 56% | 0% | 0% | 2 | 56% | 0% | 0% | 2 | 0% | 0% | 0% | 1 | 0% | 0% | 0% | 1 |  | 0% | 0% | 1 |  |  |  |  | 0% | [5 empty] | 0% | 0% | 0% | 1 | 1% | 0% | 0% | 1 | 20% | 0% | 0% | 1 | 58% | 0% | 0% | 2 | 59% | 0% | 0% | 2 | 0% | 0% | 0% | 1 | 2% | 0% | 0% | 1
95 | Cottonwood | 0 | 0 | 0 |  | 0% | 0% | 1 |  |  |  |  | 0% | [5 empty] | 0% | 0% | 0% | 1 | 0% | 0% | 0% | 1 | 0% | 0% | 0% | 1 | 0% | 0% | 0% | 1 | 0% | 0% | 0% | 1 | 0% | 0% | 0% | 1 | 0% | 0% | 0% | 1 |  | 0% | 0% | 1 |  |  |  |  | 0% | [5 empty] | 0% | 0% | 0% | 1 | 0% | 0% | 0% | 1 | 0% | 0% | 0% | 1 | 0% | 0% | 0% | 1 | 0% | 0% | 0% | 1 | 0% | 0% | 0% | 1 | 0% | 0% | 0% | 1 |  | 0% | 0% | 1 | 0% | 47% | 0% | 47% | 2 | 54% | 0% | 0% | 2 | 13% | 0% | 0% | 1 | 13% | 0% | 0% | 1 | 67% | 0% | 0% | 2 | 50% | 0% | 0% | 2 | 0% | 0% | 0% | 1 |  | 0% | 0% | 1 |  |  |  |  | 0% | [5 empty] | 83% | 13% | 96% | 5 | 33% | 0% | 0% | 1 | 3% | 0% | 0% | 1 | 15% | 0% | 0% | 1 | 42% | 0% | 0% | 1 | 69% | 0% | 0% | 2 | 17% | 0% | 0% | 1
96 | Borden | 0 | 0 | 0 |  | 0% | 0% | 1 |  |  |  |  | 0% | [5 empty] | 0% | 0% | 0% | 1 | 0% | 0% | 0% | 1 | 0% | 0% | 0% | 1 | 0% | 0% | 0% | 1 | 0% | 0% | 0% | 1 | 0% | 0% | 0% | 1 | 0% | 0% | 0% | 1 |  | 0% | 0% | 1 |  |  |  |  | 0% | [5 empty] | 0% | 0% | 0% | 1 | 0% | 0% | 0% | 1 | 0% | 0% | 0% | 1 | 0% | 0% | 0% | 1 | 0% | 0% | 0% | 1 | 0% | 0% | 0% | 1 | 0% | 0% | 0% | 1 |  | 0% | 0% | 1 | 0% | 0% | 0% | 0% | 1 | 0% | 0% | 0% | 1 | 0% | 0% | 0% | 1 | 0% | 0% | 0% | 1 | 0% | 0% | 0% | 1 | 0% | 0% | 0% | 1 | 0% | 0% | 0% | 1 |  | 0% | 0% | 1 |  |  |  |  | 0% | [5 empty] | 0% | 0% | 0% | 1 | 0% | 0% | 0% | 1 | 0% | 0% | 0% | 1 | 0% | 0% | 0% | 1 | 0% | 0% | 0% | 1 | 0% | 0% | 0% | 1 | 0% | 0% | 0% | 1
97 | Oceano | 0 | 0 | 0 |  | 0% | 0% | 1 |  |  |  |  | 0% | [5 empty] | 88% | 0% | 88% | 5 | 3% | 0% | 0% | 1 | 2% | 0% | 0% | 1 | 8% | 0% | 0% | 1 | 8% | 0% | 0% | 1 | 81% | 0% | 0% | 3 | 6% | 0% | 0% | 1 |  | 0% | 0% | 1 |  |  |  |  | 0% | [5 empty] | 81% | 1% | 82% | 5 | 36% | 0% | 0% | 1 | 2% | 0% | 0% | 1 | 21% | 0% | 0% | 1 | 45% | 0% | 0% | 1 | 84% | 0% | 0% | 3 | 4% | 0% | 0% | 1 |  | 0% | 0% | 1 | 0% | 67% | 16% | 83% | 5 | 26% | 0% | 0% | 1 | 4% | 0% | 0% | 1 | 39% | 0% | 0% | 1 | 52% | 0% | 0% | 2 | 77% | 0% | 0% | 3 | 3% | 0% | 0% | 1 |  | 0% | 0% | 1 |  |  |  |  | 0% | [5 empty] | 41% | 51% | 92% | 5 | 26% | 0% | 0% | 1 | 8% | 0% | 0% | 1 | 30% | 0% | 0% | 1 | 44% | 0% | 0% | 1 | 69% | 0% | 0% | 2 | 2% | 0% | 0% | 1
98 | Hollister | 0 | 0 | 0 |  | 0% | 0% | 1 |  |  |  |  | 0% | [5 empty] | 34% | 66% | 100% | 5 | 8% | 0% | 0% | 1 | 0% | 0% | 0% | 1 | 0% | 0% | 0% | 1 | 8% | 0% | 0% | 1 | 100% | 0% | 0% | 5 | 0% | 0% | 0% | 1 |  | 0% | 0% | 1 |  |  |  |  | 0% | [5 empty] | 26% | 74% | 100% | 5 | 95% | 0% | 0% | 5 | 0% | 0% | 0% | 1 | 0% | 0% | 0% | 1 | 95% | 0% | 0% | 5 | 100% | 0% | 0% | 5 | 0% | 0% | 0% | 1 |  | 0% | 0% | 1 | 0% | 48% | 51% | 99% | 5 | 98% | 0% | 0% | 5 | 0% | 0% | 0% | 1 | 2% | 0% | 0% | 1 | 98% | 0% | 0% | 5 | 95% | 0% | 0% | 5 | 0% | 0% | 0% | 1 |  | 0% | 0% | 1 |  |  |  |  | 20% | [5 empty] | 36% | 40% | 76% | 5 | 67% | 0% | 0% | 2 | 9% | 0% | 0% | 1 | 14% | 0% | 0% | 1 | 73% | 0% | 0% | 3 | 73% | 0% | 0% | 3 | 1% | 0% | 0% | 1
99 | Crow Creek | 0 | 0 | 0 |  | 0% | 0% | 1 |  |  |  |  | 0% | [5 empty] | 57% | 43% | 100% | 5 | 94% | 0% | 0% | 4 | 25% | 0% | 0% | 1 | 62% | 0% | 0% | 2 | 97% | 0% | 0% | 5 | 100% | 0% | 0% | 5 | 0% | 0% | 0% | 1 |  | 0% | 0% | 1 |  |  |  |  | 0% | [5 empty] | 46% | 54% | 100% | 5 | 96% | 0% | 0% | 5 | 19% | 0% | 0% | 1 | 43% | 0% | 0% | 1 | 98% | 0% | 0% | 5 | 100% | 0% | 0% | 5 | 0% | 0% | 0% | 1 |  | 0% | 0% | 1 | 0% | 38% | 62% | 100% | 5 | 97% | 0% | 0% | 5 | 22% | 0% | 0% | 1 | 45% | 0% | 0% | 1 | 99% | 0% | 0% | 5 | 100% | 0% | 0% | 5 | 0% | 0% | 0% | 1 |  | 0% | 0% | 1 |  |  |  |  | 0% | [5 empty] | 55% | 45% | 100% | 5 | 96% | 0% | 0% | 5 | 36% | 0% | 0% | 1 | 46% | 0% | 0% | 1 | 98% | 0% | 0% | 5 | 96% | 0% | 0% | 5 | 0% | 0% | 0% | 1
100 | Stockdale | 0 | 0 | 0 |  | 0% | 0% | 1 |  |  |  |  | 0% | [5 empty] | 0% | 0% | 0% | 1 | 0% | 0% | 0% | 1 | 0% | 0% | 0% | 1 | 0% | 0% | 0% | 1 | 0% | 0% | 0% | 1 | 0% | 0% | 0% | 1 | 0% | 0% | 0% | 1 |  | 0% | 0% | 1 |  |  |  |  | 0% | [5 empty] | 0% | 0% | 0% | 1 | 0% | 0% | 0% | 1 | 0% | 0% | 0% | 1 | 0% | 0% | 0% | 1 | 0% | 0% | 0% | 1 | 0% | 0% | 0% | 1 | 0% | 0% | 0% | 1 |  | 0% | 0% | 1 | 0% | 0% | 0% | 0% | 1 | 0% | 0% | 0% | 1 | 0% | 0% | 0% | 1 | 0% | 0% | 0% | 1 | 0% | 0% | 0% | 1 | 0% | 0% | 0% | 1 | 0% | 0% | 0% | 1 |  | 0% | 0% | 1 |  |  |  |  | 0% | [5 empty] | 18% | 82% | 100% | 5 | 53% | 0% | 0% | 2 | 46% | 0% | 0% | 1 | 54% | 0% | 0% | 2 | 87% | 0% | 0% | 3 | 90% | 0% | 0% | 4 | 2% | 0% | 0% | 1
101 | New Sub - Rancho Seco - Bellota (Proposed) | 0 | 0 | 0 |  | 0% | 0% | 1 |  |  |  |  | 0% | [5 empty] | 0% | 0% | 0% | 1 | 0% | 0% | 0% | 1 | 0% | 0% | 0% | 1 | 0% | 0% | 0% | 1 | 0% | 0% | 0% | 1 | 0% | 0% | 0% | 1 | 0% | 0% | 0% | 1 |  | 0% | 0% | 1 |  |  |  |  | 0% | [5 empty] | 0% | 0% | 0% | 1 | 0% | 0% | 0% | 1 | 0% | 0% | 0% | 1 | 0% | 0% | 0% | 1 | 0% | 0% | 0% | 1 | 0% | 0% | 0% | 1 | 0% | 0% | 0% | 1 |  | 0% | 0% | 1 | 0% | 0% | 0% | 0% | 1 | 0% | 0% | 0% | 1 | 0% | 0% | 0% | 1 | 0% | 0% | 0% | 1 | 0% | 0% | 0% | 1 | 0% | 0% | 0% | 1 | 0% | 0% | 0% | 1 |  | 0% | 0% | 1 |  |  |  |  | 0% | [5 empty] | 0% | 0% | 0% | 1 | 0% | 0% | 0% | 1 | 0% | 0% | 0% | 1 | 0% | 0% | 0% | 1 | 0% | 0% | 0% | 1 | 0% | 0% | 0% | 1 | 0% | 0% | 0% | 1
102 | Oro Loma | 0 | 0 | 0 |  | 0% | 0% | 1 |  |  |  |  | 0% | [5 empty] | 0% | 0% | 0% | 1 | 0% | 0% | 0% | 1 | 0% | 0% | 0% | 1 | 0% | 0% | 0% | 1 | 0% | 0% | 0% | 1 | 0% | 0% | 0% | 1 | 0% | 0% | 0% | 1 |  | 0% | 0% | 1 |  |  |  |  | 0% | [5 empty] | 0% | 0% | 0% | 1 | 0% | 0% | 0% | 1 | 0% | 0% | 0% | 1 | 0% | 0% | 0% | 1 | 0% | 0% | 0% | 1 | 0% | 0% | 0% | 1 | 0% | 0% | 0% | 1 |  | 0% | 0% | 1 | 0% | 51% | 49% | 100% | 5 | 85% | 0% | 0% | 3 | 0% | 0% | 0% | 1 | 0% | 0% | 0% | 1 | 85% | 0% | 0% | 3 | 100% | 0% | 0% | 5 | 0% | 0% | 0% | 1 |  | 0% | 0% | 1 |  |  |  |  | 0% | [5 empty] | 46% | 53% | 99% | 5 | 96% | 0% | 0% | 5 | 0% | 0% | 0% | 1 | 3% | 0% | 0% | 1 | 96% | 0% | 0% | 5 | 99% | 0% | 0% | 5 | 0% | 0% | 0% | 1
103 | Peoria | 0 | 0 | 15 |  | 0% | 0% | 1 |  |  |  |  | 0% | [5 empty] | 0% | 0% | 0% | 1 | 0% | 0% | 0% | 1 | 0% | 0% | 0% | 1 | 0% | 0% | 0% | 1 | 0% | 0% | 0% | 1 | 0% | 0% | 0% | 1 | 0% | 0% | 0% | 1 |  | 0% | 0% | 1 |  |  |  |  | 0% | [5 empty] | 0% | 0% | 0% | 1 | 0% | 0% | 0% | 1 | 0% | 0% | 0% | 1 | 0% | 0% | 0% | 1 | 0% | 0% | 0% | 1 | 0% | 0% | 0% | 1 | 0% | 0% | 0% | 1 |  | 0% | 0% | 1 | 0% | 0% | 0% | 0% | 1 | 0% | 0% | 0% | 1 | 0% | 0% | 0% | 1 | 0% | 0% | 0% | 1 | 0% | 0% | 0% | 1 | 0% | 0% | 0% | 1 | 0% | 0% | 0% | 1 |  | 0% | 0% | 1 |  |  |  |  | 0% | [5 empty] | 0% | 0% | 0% | 1 | 0% | 0% | 0% | 1 | 0% | 0% | 0% | 1 | 0% | 0% | 0% | 1 | 0% | 0% | 0% | 1 | 0% | 0% | 0% | 1 | 0% | 0% | 0% | 1
104 | Table Mountain | 0 | 0 | 0 |  | 0% | 0% | 1 |  |  |  |  | 0% | [5 empty] | 0% | 0% | 0% | 1 | 0% | 0% | 0% | 1 | 0% | 0% | 0% | 1 | 0% | 0% | 0% | 1 | 0% | 0% | 0% | 1 | 0% | 0% | 0% | 1 | 0% | 0% | 0% | 1 |  | 0% | 0% | 1 |  |  |  |  | 0% | [5 empty] | 0% | 0% | 0% | 1 | 0% | 0% | 0% | 1 | 0% | 0% | 0% | 1 | 0% | 0% | 0% | 1 | 0% | 0% | 0% | 1 | 0% | 0% | 0% | 1 | 0% | 0% | 0% | 1 |  | 0% | 0% | 1 | 0% | 17% | 0% | 17% | 1 | 49% | 0% | 0% | 1 | 67% | 0% | 0% | 2 | 100% | 0% | 0% | 5 | 100% | 0% | 0% | 5 | 78% | 0% | 0% | 3 | 1% | 0% | 0% | 1 |  | 0% | 0% | 1 |  |  |  |  | 0% | [5 empty] | 36% | 10% | 46% | 3 | 47% | 0% | 0% | 1 | 68% | 0% | 0% | 2 | 88% | 0% | 0% | 3 | 98% | 0% | 0% | 5 | 72% | 0% | 0% | 3 | 2% | 0% | 0% | 1
105 | Sycamore Canyon | 0 | 0 | 0 |  | 0% | 0% | 1 |  |  |  |  | 0% | [5 empty] | 0% | 0% | 0% | 1 | 0% | 0% | 0% | 1 | 0% | 0% | 0% | 1 | 0% | 0% | 0% | 1 | 0% | 0% | 0% | 1 | 0% | 0% | 0% | 1 | 0% | 0% | 0% | 1 |  | 0% | 0% | 1 |  |  |  |  | 0% | [5 empty] | 0% | 0% | 0% | 1 | 0% | 0% | 0% | 1 | 70% | 0% | 0% | 3 | 77% | 0% | 0% | 3 | 77% | 0% | 0% | 3 | 0% | 0% | 0% | 1 | 0% | 0% | 0% | 1 |  | 0% | 0% | 1 | 0% | 0% | 0% | 0% | 1 | 3% | 0% | 0% | 1 | 18% | 0% | 0% | 1 | 52% | 0% | 0% | 2 | 53% | 0% | 0% | 2 | 0% | 0% | 0% | 1 | 5% | 0% | 0% | 1 |  | 0% | 0% | 1 |  |  |  |  | 0% | [5 empty] | 4% | 66% | 70% | 5 | 67% | 0% | 0% | 2 | 56% | 0% | 0% | 2 | 73% | 0% | 0% | 3 | 91% | 0% | 0% | 4 | 21% | 0% | 0% | 1 | 28% | 0% | 0% | 1
106 | Ivanpah | 0 | 0 | 0 |  | 0% | 0% | 1 |  |  |  |  | 0% | [5 empty] | 0% | 0% | 0% | 1 | 88% | 0% | 0% | 3 | 79% | 0% | 0% | 3 | 12% | 0% | 0% | 1 | 99% | 0% | 0% | 5 | 17% | 0% | 0% | 1 | 0% | 0% | 0% | 1 |  | 0% | 0% | 1 |  |  |  |  | 0% | [5 empty] | 0% | 0% | 0% | 1 | 87% | 0% | 0% | 3 | 79% | 0% | 0% | 3 | 13% | 0% | 0% | 1 | 99% | 0% | 0% | 5 | 17% | 0% | 0% | 1 | 0% | 0% | 0% | 1 |  | 0% | 0% | 1 | 0% | 0% | 0% | 0% | 1 | 61% | 0% | 0% | 2 | 58% | 0% | 0% | 2 | 12% | 0% | 0% | 1 | 72% | 0% | 0% | 3 | 33% | 0% | 0% | 1 | 1% | 0% | 0% | 1 |  | 0% | 0% | 1 |  |  |  |  | 0% | [5 empty] | 0% | 0% | 0% | 1 | 28% | 0% | 0% | 1 | 42% | 0% | 0% | 1 | 17% | 0% | 0% | 1 | 54% | 0% | 0% | 2 | 62% | 0% | 0% | 2 | 0% | 0% | 0% | 1
107 | North Gila | 0 | 0 | 0 |  | 0% | 0% | 1 |  |  |  |  | 0% | [5 empty] | 0% | 0% | 0% | 1 | 3% | 0% | 0% | 1 | 63% | 0% | 0% | 2 | 64% | 0% | 0% | 2 | 64% | 0% | 0% | 2 | 98% | 0% | 0% | 5 | 1% | 0% | 0% | 1 |  | 0% | 0% | 1 |  |  |  |  | 0% | [5 empty] | 0% | 0% | 0% | 1 | 1% | 0% | 0% | 1 | 29% | 0% | 0% | 1 | 29% | 0% | 0% | 1 | 30% | 0% | 0% | 1 | 96% | 0% | 0% | 5 | 0% | 0% | 0% | 1 |  | 0% | 0% | 1 | 0% | 0% | 0% | 0% | 1 | 1% | 0% | 0% | 1 | 29% | 0% | 0% | 1 | 22% | 0% | 0% | 1 | 29% | 0% | 0% | 1 | 88% | 0% | 0% | 3 | 0% | 0% | 0% | 1 |  | 0% | 0% | 1 |  |  |  |  | 0% | [5 empty] | 0% | 0% | 0% | 1 | 1% | 0% | 0% | 1 | 29% | 0% | 0% | 1 | 22% | 0% | 0% | 1 | 29% | 0% | 0% | 1 | 88% | 0% | 0% | 3 | 0% | 0% | 0% | 1
108 | Manteca | 0 | 0 | 0 |  | 0% | 0% | 1 |  |  |  |  | 0% | [5 empty] | 0% | 0% | 0% | 1 | 0% | 0% | 0% | 1 | 0% | 0% | 0% | 1 | 0% | 0% | 0% | 1 | 0% | 0% | 0% | 1 | 0% | 0% | 0% | 1 | 0% | 0% | 0% | 1 |  | 0% | 0% | 1 |  |  |  |  | 0% | [5 empty] | 0% | 0% | 0% | 1 | 0% | 0% | 0% | 1 | 0% | 0% | 0% | 1 | 0% | 0% | 0% | 1 | 0% | 0% | 0% | 1 | 0% | 0% | 0% | 1 | 0% | 0% | 0% | 1 |  | 0% | 0% | 1 | 8% | 78% | 1% | 79% | 5 | 79% | 0% | 0% | 3 | 95% | 0% | 0% | 5 | 93% | 0% | 0% | 4 | 100% | 0% | 0% | 5 | 38% | 0% | 0% | 1 | 2% | 0% | 0% | 1 |  | 0% | 0% | 1 |  |  |  |  | 5% | [5 empty] | 71% | 12% | 83% | 5 | 83% | 0% | 0% | 3 | 75% | 0% | 0% | 3 | 86% | 0% | 0% | 3 | 97% | 0% | 0% | 5 | 47% | 0% | 0% | 1 | 4% | 0% | 0% | 1
109 | Dumbarton | 0 | 0 | 0 |  | 0% | 0% | 1 |  |  |  |  | 0% | [5 empty] | 0% | 0% | 0% | 1 | 0% | 0% | 0% | 1 | 1% | 0% | 0% | 1 | 21% | 0% | 0% | 1 | 21% | 0% | 0% | 1 | 0% | 0% | 0% | 1 | 65% | 0% | 0% | 2 |  | 0% | 0% | 1 |  |  |  |  | 0% | [5 empty] | 22% | 0% | 22% | 2 | 22% | 0% | 0% | 1 | 10% | 0% | 0% | 1 | 18% | 0% | 0% | 1 | 34% | 0% | 0% | 1 | 22% | 0% | 0% | 1 | 28% | 0% | 0% | 1 |  | 0% | 0% | 1 | 0% | 25% | 0% | 25% | 2 | 34% | 0% | 0% | 1 | 39% | 0% | 0% | 1 | 45% | 0% | 0% | 1 | 53% | 0% | 0% | 2 | 28% | 0% | 0% | 1 | 15% | 0% | 0% | 1 |  | 0% | 0% | 1 |  |  |  |  | 0% | [5 empty] | 89% | 5% | 94% | 5 | 86% | 0% | 0% | 3 | 77% | 0% | 0% | 3 | 88% | 0% | 0% | 3 | 96% | 0% | 0% | 5 | 48% | 0% | 0% | 1 | 3% | 0% | 0% | 1
110 | Altamont | 0 | 0 | 0 |  | 0% | 0% | 1 |  |  |  |  | 4% | [5 empty] | 89% | 0% | 89% | 5 | 88% | 0% | 0% | 3 | 88% | 0% | 0% | 3 | 97% | 0% | 0% | 5 | 100% | 0% | 0% | 5 | 33% | 0% | 0% | 1 | 3% | 0% | 0% | 1 |  | 0% | 0% | 1 |  |  |  |  | 3% | [5 empty] | 89% | 4% | 93% | 5 | 88% | 0% | 0% | 3 | 88% | 0% | 0% | 3 | 95% | 0% | 0% | 5 | 99% | 0% | 0% | 5 | 43% | 0% | 0% | 1 | 3% | 0% | 0% | 1 |  | 0% | 0% | 1 | 3% | 88% | 5% | 93% | 5 | 87% | 0% | 0% | 3 | 84% | 0% | 0% | 3 | 91% | 0% | 0% | 4 | 99% | 0% | 0% | 5 | 47% | 0% | 0% | 1 | 3% | 0% | 0% | 1 |  | 0% | 0% | 1 |  |  |  |  | 9% | [5 empty] | 51% | 7% | 58% | 3 | 60% | 0% | 0% | 2 | 67% | 0% | 0% | 2 | 68% | 0% | 0% | 2 | 82% | 0% | 0% | 3 | 31% | 0% | 0% | 1 | 16% | 0% | 0% | 1
111 | Hoodoo Wash | 0 | 0 | 0 |  | 0% | 0% | 1 |  |  |  |  | 0% | [5 empty] | 0% | 0% | 0% | 1 | 0% | 0% | 0% | 1 | 0% | 0% | 0% | 1 | 0% | 0% | 0% | 1 | 0% | 0% | 0% | 1 | 0% | 0% | 0% | 1 | 0% | 0% | 0% | 1 |  | 0% | 0% | 1 |  |  |  |  | 0% | [5 empty] | 0% | 0% | 0% | 1 | 0% | 0% | 0% | 1 | 0% | 0% | 0% | 1 | 0% | 0% | 0% | 1 | 0% | 0% | 0% | 1 | 0% | 0% | 0% | 1 | 0% | 0% | 0% | 1 |  | 0% | 0% | 1 | 0% | 0% | 0% | 0% | 1 | 0% | 0% | 0% | 1 | 0% | 0% | 0% | 1 | 0% | 0% | 0% | 1 | 0% | 0% | 0% | 1 | 0% | 0% | 0% | 1 | 0% | 0% | 0% | 1 |  | 0% | 0% | 1 |  |  |  |  | 0% | [5 empty] | 0% | 0% | 0% | 1 | 0% | 0% | 0% | 1 | 0% | 0% | 0% | 1 | 0% | 0% | 0% | 1 | 0% | 0% | 0% | 1 | 0% | 0% | 0% | 1 | 0% | 0% | 0% | 1
112 | Wyandotte | 0 | 0 | 0 |  | 0% | 0% | 1 |  |  |  |  | 0% | [5 empty] | 0% | 0% | 0% | 1 | 0% | 0% | 0% | 1 | 0% | 0% | 0% | 1 | 0% | 0% | 0% | 1 | 0% | 0% | 0% | 1 | 0% | 0% | 0% | 1 | 0% | 0% | 0% | 1 |  | 0% | 0% | 1 |  |  |  |  | 0% | [5 empty] | 0% | 0% | 0% | 1 | 0% | 0% | 0% | 1 | 0% | 0% | 0% | 1 | 0% | 0% | 0% | 1 | 0% | 0% | 0% | 1 | 0% | 0% | 0% | 1 | 0% | 0% | 0% | 1 |  | 0% | 0% | 1 | 0% | 0% | 0% | 0% | 1 | 64% | 0% | 0% | 2 | 34% | 0% | 0% | 1 | 96% | 0% | 0% | 5 | 100% | 0% | 0% | 5 | 65% | 0% | 0% | 2 | 0% | 0% | 0% | 1 |  | 0% | 0% | 1 |  |  |  |  | 0% | [5 empty] | 34% | 8% | 42% | 2 | 44% | 0% | 0% | 1 | 71% | 0% | 0% | 3 | 88% | 0% | 0% | 3 | 98% | 0% | 0% | 5 | 72% | 0% | 0% | 3 | 2% | 0% | 0% | 1
113 | Laguna Bell | 0 | 0 | 0 |  | 0% | 0% | 1 |  |  |  |  | 0% | [5 empty] | 0% | 0% | 0% | 1 | 0% | 0% | 0% | 1 | 0% | 0% | 0% | 1 | 0% | 0% | 0% | 1 | 0% | 0% | 0% | 1 | 0% | 0% | 0% | 1 | 0% | 0% | 0% | 1 |  | 0% | 0% | 1 |  |  |  |  | 0% | [5 empty] | 0% | 0% | 0% | 1 | 0% | 0% | 0% | 1 | 31% | 0% | 0% | 1 | 38% | 0% | 0% | 1 | 38% | 0% | 0% | 1 | 0% | 0% | 0% | 1 | 0% | 0% | 0% | 1 |  | 0% | 0% | 1 | 0% | 0% | 0% | 0% | 1 | 0% | 0% | 0% | 1 | 21% | 0% | 0% | 1 | 57% | 0% | 0% | 2 | 57% | 0% | 0% | 2 | 0% | 0% | 0% | 1 | 0% | 0% | 0% | 1 |  | 0% | 0% | 1 |  |  |  |  | 0% | [5 empty] | 0% | 0% | 0% | 1 | 0% | 0% | 0% | 1 | 21% | 0% | 0% | 1 | 63% | 0% | 0% | 2 | 63% | 0% | 0% | 2 | 0% | 0% | 0% | 1 | 3% | 0% | 0% | 1
114 | El Casco | 0 | 0 | 0 |  | 0% | 0% | 1 |  |  |  |  | 0% | [5 empty] | 100% | 0% | 100% | 5 | 0% | 0% | 0% | 1 | 0% | 0% | 0% | 1 | 100% | 0% | 0% | 5 | 100% | 0% | 0% | 5 | 0% | 0% | 0% | 1 | 0% | 0% | 0% | 1 |  | 0% | 0% | 1 |  |  |  |  | 0% | [5 empty] | 23% | 74% | 97% | 5 | 40% | 0% | 0% | 1 | 21% | 0% | 0% | 1 | 28% | 0% | 0% | 1 | 49% | 0% | 0% | 1 | 48% | 0% | 0% | 1 | 1% | 0% | 0% | 1 |  | 0% | 0% | 1 | 0% | 52% | 42% | 94% | 5 | 33% | 0% | 0% | 1 | 42% | 0% | 0% | 1 | 56% | 0% | 0% | 2 | 61% | 0% | 0% | 2 | 52% | 0% | 0% | 2 | 1% | 0% | 0% | 1 |  | 0% | 0% | 1 |  |  |  |  | 0% | [5 empty] | 43% | 40% | 83% | 5 | 39% | 0% | 0% | 1 | 44% | 0% | 0% | 1 | 70% | 0% | 0% | 3 | 83% | 0% | 0% | 3 | 53% | 0% | 0% | 2 | 1% | 0% | 0% | 1
115 | Le Grand | 0 | 0 | 0 |  | 0% | 0% | 1 |  |  |  |  | 0% | [5 empty] | 0% | 0% | 0% | 1 | 0% | 0% | 0% | 1 | 0% | 0% | 0% | 1 | 0% | 0% | 0% | 1 | 0% | 0% | 0% | 1 | 0% | 0% | 0% | 1 | 0% | 0% | 0% | 1 |  | 0% | 0% | 1 |  |  |  |  | 0% | [5 empty] | 0% | 0% | 0% | 1 | 0% | 0% | 0% | 1 | 0% | 0% | 0% | 1 | 0% | 0% | 0% | 1 | 0% | 0% | 0% | 1 | 0% | 0% | 0% | 1 | 0% | 0% | 0% | 1 |  | 0% | 0% | 1 | 0% | 0% | 0% | 0% | 1 | 0% | 0% | 0% | 1 | 0% | 0% | 0% | 1 | 0% | 0% | 0% | 1 | 0% | 0% | 0% | 1 | 0% | 0% | 0% | 1 | 0% | 0% | 0% | 1 |  | 0% | 0% | 1 |  |  |  |  | 0% | [5 empty] | 0% | 0% | 0% | 1 | 0% | 0% | 0% | 1 | 0% | 0% | 0% | 1 | 0% | 0% | 0% | 1 | 0% | 0% | 0% | 1 | 0% | 0% | 0% | 1 | 0% | 0% | 0% | 1
116 | Tupman | 0 | 0 | 0 |  | 0% | 0% | 1 |  |  |  |  | 0% | [5 empty] | 0% | 0% | 0% | 1 | 0% | 0% | 0% | 1 | 0% | 0% | 0% | 1 | 0% | 0% | 0% | 1 | 0% | 0% | 0% | 1 | 0% | 0% | 0% | 1 | 0% | 0% | 0% | 1 |  | 0% | 0% | 1 |  |  |  |  | 0% | [5 empty] | 0% | 0% | 0% | 1 | 0% | 0% | 0% | 1 | 0% | 0% | 0% | 1 | 0% | 0% | 0% | 1 | 0% | 0% | 0% | 1 | 0% | 0% | 0% | 1 | 0% | 0% | 0% | 1 |  | 0% | 0% | 1 | 0% | 0% | 0% | 0% | 1 | 0% | 0% | 0% | 1 | 0% | 0% | 0% | 1 | 0% | 0% | 0% | 1 | 0% | 0% | 0% | 1 | 0% | 0% | 0% | 1 | 0% | 0% | 0% | 1 |  | 0% | 0% | 1 |  |  |  |  | 0% | [5 empty] | 0% | 0% | 0% | 1 | 0% | 0% | 0% | 1 | 0% | 0% | 0% | 1 | 0% | 0% | 0% | 1 | 0% | 0% | 0% | 1 | 0% | 0% | 0% | 1 | 0% | 0% | 0% | 1
117 | Henrietta | 0 | 0 | 0 |  | 0% | 0% | 1 |  |  |  |  | 0% | [5 empty] | 0% | 0% | 0% | 1 | 0% | 0% | 0% | 1 | 0% | 0% | 0% | 1 | 0% | 0% | 0% | 1 | 0% | 0% | 0% | 1 | 0% | 0% | 0% | 1 | 0% | 0% | 0% | 1 |  | 0% | 0% | 1 |  |  |  |  | 0% | [5 empty] | 0% | 0% | 0% | 1 | 0% | 0% | 0% | 1 | 0% | 0% | 0% | 1 | 0% | 0% | 0% | 1 | 0% | 0% | 0% | 1 | 0% | 0% | 0% | 1 | 0% | 0% | 0% | 1 |  | 0% | 0% | 1 | 0% | 0% | 0% | 0% | 1 | 0% | 0% | 0% | 1 | 0% | 0% | 0% | 1 | 0% | 0% | 0% | 1 | 0% | 0% | 0% | 1 | 0% | 0% | 0% | 1 | 0% | 0% | 0% | 1 |  | 0% | 0% | 1 |  |  |  |  | 0% | [5 empty] | 72% | 23% | 95% | 5 | 100% | 0% | 0% | 5 | 0% | 0% | 0% | 1 | 8% | 0% | 0% | 1 | 100% | 0% | 0% | 5 | 79% | 0% | 0% | 3 | 0% | 0% | 0% | 1
118 | Castro Valley | 0 | 0 | 0 |  | 0% | 0% | 1 |  |  |  |  | 0% | [5 empty] | 34% | 0% | 34% | 2 | 34% | 0% | 0% | 1 | 0% | 0% | 0% | 1 | 8% | 0% | 0% | 1 | 41% | 0% | 0% | 1 | 34% | 0% | 0% | 1 | 15% | 0% | 0% | 1 |  | 0% | 0% | 1 |  |  |  |  | 0% | [5 empty] | 13% | 0% | 13% | 1 | 13% | 0% | 0% | 1 | 19% | 0% | 0% | 1 | 25% | 0% | 0% | 1 | 37% | 0% | 0% | 1 | 13% | 0% | 0% | 1 | 21% | 0% | 0% | 1 |  | 0% | 0% | 1 | 0% | 84% | 2% | 86% | 5 | 67% | 0% | 0% | 2 | 82% | 0% | 0% | 3 | 84% | 0% | 0% | 3 | 89% | 0% | 0% | 3 | 41% | 0% | 0% | 1 | 4% | 0% | 0% | 1 |  | 0% | 0% | 1 |  |  |  |  | 2% | [5 empty] | 64% | 2% | 66% | 3 | 70% | 0% | 0% | 3 | 77% | 0% | 0% | 3 | 75% | 0% | 0% | 3 | 91% | 0% | 0% | 4 | 31% | 0% | 0% | 1 | 20% | 0% | 0% | 1
119 | Vineyard | 0 | 0 | 0 |  | 0% | 0% | 1 |  |  |  |  | 0% | [5 empty] | 93% | 7% | 100% | 5 | 76% | 0% | 0% | 3 | 94% | 0% | 0% | 4 | 94% | 0% | 0% | 4 | 98% | 0% | 0% | 5 | 39% | 0% | 0% | 1 | 3% | 0% | 0% | 1 |  | 0% | 0% | 1 |  |  |  |  | 0% | [5 empty] | 99% | 1% | 100% | 5 | 92% | 0% | 0% | 4 | 71% | 0% | 0% | 3 | 94% | 0% | 0% | 4 | 100% | 0% | 0% | 5 | 37% | 0% | 0% | 1 | 3% | 0% | 0% | 1 |  | 0% | 0% | 1 | 3% | 88% | 4% | 92% | 5 | 87% | 0% | 0% | 3 | 86% | 0% | 0% | 3 | 93% | 0% | 0% | 4 | 99% | 0% | 0% | 5 | 44% | 0% | 0% | 1 | 3% | 0% | 0% | 1 |  | 0% | 0% | 1 |  |  |  |  | 2% | [5 empty] | 67% | 7% | 74% | 3 | 75% | 0% | 0% | 3 | 76% | 0% | 0% | 3 | 77% | 0% | 0% | 3 | 92% | 0% | 0% | 4 | 40% | 0% | 0% | 1 | 16% | 0% | 0% | 1
120 | Trout Canyon | 0 | 0 | 20 |  | 0% | 0% | 1 |  |  |  |  | 0% | [5 empty] | 0% | 0% | 0% | 1 | 0% | 0% | 0% | 1 | 0% | 0% | 0% | 1 | 0% | 0% | 0% | 1 | 0% | 0% | 0% | 1 | 0% | 0% | 0% | 1 | 0% | 0% | 0% | 1 |  | 0% | 0% | 1 |  |  |  |  | 0% | [5 empty] | 0% | 0% | 0% | 1 | 24% | 0% | 0% | 1 | 0% | 0% | 0% | 1 | 38% | 0% | 0% | 1 | 51% | 0% | 0% | 2 | 85% | 0% | 0% | 3 | 0% | 0% | 0% | 1 |  | 0% | 0% | 1 | 0% | 0% | 0% | 0% | 1 | 19% | 0% | 0% | 1 | 0% | 0% | 0% | 1 | 39% | 0% | 0% | 1 | 49% | 0% | 0% | 1 | 82% | 0% | 0% | 3 | 0% | 0% | 0% | 1 |  | 0% | 0% | 1 |  |  |  |  | 0% | [5 empty] | 4% | 0% | 4% | 1 | 14% | 0% | 0% | 1 | 4% | 0% | 0% | 1 | 36% | 0% | 0% | 1 | 43% | 0% | 0% | 1 | 68% | 0% | 0% | 2 | 1% | 0% | 0% | 1
121 | Columbus | 0 | 0 | 15 |  | 0% | 0% | 1 |  |  |  |  | 0% | [5 empty] | 0% | 0% | 0% | 1 | 0% | 0% | 0% | 1 | 0% | 0% | 0% | 1 | 0% | 0% | 0% | 1 | 0% | 0% | 0% | 1 | 0% | 0% | 0% | 1 | 0% | 0% | 0% | 1 |  | 0% | 0% | 1 |  |  |  |  | 0% | [5 empty] | 0% | 0% | 0% | 1 | 0% | 0% | 0% | 1 | 0% | 0% | 0% | 1 | 0% | 0% | 0% | 1 | 0% | 0% | 0% | 1 | 0% | 0% | 0% | 1 | 0% | 0% | 0% | 1 |  | 0% | 0% | 1 | 0% | 0% | 100% | 100% | 5 | 54% | 0% | 0% | 2 | 34% | 0% | 0% | 1 | 74% | 0% | 0% | 3 | 79% | 0% | 0% | 3 | 100% | 0% | 0% | 5 | 0% | 0% | 0% | 1 |  | 0% | 0% | 1 |  |  |  |  | 0% | [5 empty] | 7% | 93% | 100% | 5 | 33% | 0% | 0% | 1 | 19% | 0% | 0% | 1 | 42% | 0% | 0% | 1 | 60% | 0% | 0% | 2 | 74% | 0% | 0% | 3 | 1% | 0% | 0% | 1
122 | Lewis | 0 | 0 | 0 |  | 0% | 0% | 1 |  |  |  |  | 0% | [5 empty] | 0% | 0% | 0% | 1 | 0% | 0% | 0% | 1 | 0% | 0% | 0% | 1 | 0% | 0% | 0% | 1 | 0% | 0% | 0% | 1 | 0% | 0% | 0% | 1 | 0% | 0% | 0% | 1 |  | 0% | 0% | 1 |  |  |  |  | 0% | [5 empty] | 0% | 0% | 0% | 1 | 1% | 0% | 0% | 1 | 45% | 0% | 0% | 1 | 92% | 0% | 0% | 4 | 94% | 0% | 0% | 4 | 0% | 0% | 0% | 1 | 8% | 0% | 0% | 1 |  | 0% | 0% | 1 | 0% | 0% | 0% | 0% | 1 | 1% | 0% | 0% | 1 | 24% | 0% | 0% | 1 | 50% | 0% | 0% | 2 | 52% | 0% | 0% | 2 | 0% | 0% | 0% | 1 | 4% | 0% | 0% | 1 |  | 0% | 0% | 1 |  |  |  |  | 0% | [5 empty] | 0% | 0% | 0% | 1 | 1% | 0% | 0% | 1 | 16% | 0% | 0% | 1 | 60% | 0% | 0% | 2 | 61% | 0% | 0% | 2 | 0% | 0% | 0% | 1 | 3% | 0% | 0% | 1
123 | Standard Oil 2 | 0 | 0 | 0 |  | 0% | 0% | 1 |  |  |  |  | 0% | [5 empty] | 0% | 0% | 0% | 1 | 4% | 0% | 0% | 1 | 30% | 0% | 0% | 1 | 46% | 0% | 0% | 1 | 46% | 0% | 0% | 1 | 0% | 0% | 0% | 1 | 14% | 0% | 0% | 1 |  | 0% | 0% | 1 |  |  |  |  | 0% | [5 empty] | 46% | 0% | 46% | 2 | 4% | 0% | 0% | 1 | 35% | 0% | 0% | 1 | 59% | 0% | 0% | 2 | 62% | 0% | 0% | 2 | 17% | 0% | 0% | 1 | 8% | 0% | 0% | 1 |  | 0% | 0% | 1 | 0% | 47% | 0% | 47% | 2 | 27% | 0% | 0% | 1 | 39% | 0% | 0% | 1 | 42% | 0% | 0% | 1 | 73% | 0% | 0% | 3 | 33% | 0% | 0% | 1 | 11% | 0% | 0% | 1 |  | 0% | 0% | 1 |  |  |  |  | 0% | [5 empty] | 53% | 0% | 53% | 3 | 62% | 0% | 0% | 2 | 40% | 0% | 0% | 1 | 41% | 0% | 0% | 1 | 86% | 0% | 0% | 3 | 44% | 0% | 0% | 1 | 26% | 0% | 0% | 1
124 | Mc Mullin | 0 | 0 | 0 |  | 0% | 0% | 1 |  |  |  |  | 0% | [5 empty] | 0% | 0% | 0% | 1 | 0% | 0% | 0% | 1 | 0% | 0% | 0% | 1 | 0% | 0% | 0% | 1 | 0% | 0% | 0% | 1 | 0% | 0% | 0% | 1 | 0% | 0% | 0% | 1 |  | 0% | 0% | 1 |  |  |  |  | 0% | [5 empty] | 0% | 0% | 0% | 1 | 0% | 0% | 0% | 1 | 0% | 0% | 0% | 1 | 0% | 0% | 0% | 1 | 0% | 0% | 0% | 1 | 0% | 0% | 0% | 1 | 0% | 0% | 0% | 1 |  | 0% | 0% | 1 | 0% | 0% | 0% | 0% | 1 | 0% | 0% | 0% | 1 | 0% | 0% | 0% | 1 | 0% | 0% | 0% | 1 | 0% | 0% | 0% | 1 | 0% | 0% | 0% | 1 | 0% | 0% | 0% | 1 |  | 0% | 0% | 1 |  |  |  |  | 0% | [5 empty] | 89% | 0% | 89% | 5 | 100% | 0% | 0% | 5 | 0% | 0% | 0% | 1 | 17% | 0% | 0% | 1 | 100% | 0% | 0% | 5 | 55% | 0% | 0% | 2 | 0% | 0% | 0% | 1
125 | Taft | 0 | 0 | 0 |  | 0% | 0% | 1 |  |  |  |  | 0% | [5 empty] | 0% | 0% | 0% | 1 | 0% | 0% | 0% | 1 | 0% | 0% | 0% | 1 | 0% | 0% | 0% | 1 | 0% | 0% | 0% | 1 | 0% | 0% | 0% | 1 | 0% | 0% | 0% | 1 |  | 0% | 0% | 1 |  |  |  |  | 0% | [5 empty] | 0% | 0% | 0% | 1 | 0% | 0% | 0% | 1 | 0% | 0% | 0% | 1 | 0% | 0% | 0% | 1 | 0% | 0% | 0% | 1 | 0% | 0% | 0% | 1 | 0% | 0% | 0% | 1 |  | 0% | 0% | 1 | 0% | 0% | 0% | 0% | 1 | 0% | 0% | 0% | 1 | 0% | 0% | 0% | 1 | 0% | 0% | 0% | 1 | 0% | 0% | 0% | 1 | 0% | 0% | 0% | 1 | 0% | 0% | 0% | 1 |  | 0% | 0% | 1 |  |  |  |  | 0% | [5 empty] | 11% | 79% | 90% | 5 | 4% | 0% | 0% | 1 | 4% | 0% | 0% | 1 | 32% | 0% | 0% | 1 | 37% | 0% | 0% | 1 | 90% | 0% | 0% | 4 | 0% | 0% | 0% | 1
126 | Pleasant Grove | 0 | 0 | 0 |  | 0% | 0% | 1 |  |  |  |  | 0% | [5 empty] | 0% | 0% | 0% | 1 | 0% | 0% | 0% | 1 | 0% | 0% | 0% | 1 | 0% | 0% | 0% | 1 | 0% | 0% | 0% | 1 | 0% | 0% | 0% | 1 | 0% | 0% | 0% | 1 |  | 0% | 0% | 1 |  |  |  |  | 0% | [5 empty] | 0% | 0% | 0% | 1 | 0% | 0% | 0% | 1 | 0% | 0% | 0% | 1 | 0% | 0% | 0% | 1 | 0% | 0% | 0% | 1 | 0% | 0% | 0% | 1 | 0% | 0% | 0% | 1 |  | 0% | 0% | 1 | 0% | 0% | 0% | 0% | 1 | 0% | 0% | 0% | 1 | 0% | 0% | 0% | 1 | 0% | 0% | 0% | 1 | 0% | 0% | 0% | 1 | 0% | 0% | 0% | 1 | 0% | 0% | 0% | 1 |  | 0% | 0% | 1 |  |  |  |  | 0% | [5 empty] | 0% | 0% | 0% | 1 | 0% | 0% | 0% | 1 | 0% | 0% | 0% | 1 | 0% | 0% | 0% | 1 | 0% | 0% | 0% | 1 | 0% | 0% | 0% | 1 | 0% | 0% | 0% | 1
127 | Newark | 0 | 0 | 0 |  | 0% | 0% | 1 |  |  |  |  | 0% | [5 empty] | 25% | 0% | 25% | 2 | 25% | 0% | 0% | 1 | 25% | 0% | 0% | 1 | 54% | 0% | 0% | 2 | 54% | 0% | 0% | 2 | 25% | 0% | 0% | 1 | 68% | 0% | 0% | 2 |  | 0% | 0% | 1 |  |  |  |  | 0% | [5 empty] | 54% | 0% | 54% | 3 | 54% | 0% | 0% | 2 | 54% | 0% | 0% | 2 | 64% | 0% | 0% | 2 | 64% | 0% | 0% | 2 | 53% | 0% | 0% | 2 | 30% | 0% | 0% | 1 |  | 0% | 0% | 1 | 0% | 72% | 11% | 83% | 5 | 83% | 0% | 0% | 3 | 40% | 0% | 0% | 1 | 42% | 0% | 0% | 1 | 86% | 0% | 0% | 3 | 83% | 0% | 0% | 3 | 7% | 0% | 0% | 1 |  | 0% | 0% | 1 |  |  |  |  | 1% | [5 empty] | 84% | 7% | 91% | 5 | 87% | 0% | 0% | 3 | 78% | 0% | 0% | 3 | 86% | 0% | 0% | 3 | 97% | 0% | 0% | 5 | 49% | 0% | 0% | 1 | 3% | 0% | 0% | 1
128 | Dairyland | 0 | 0 | 0 |  | 0% | 0% | 1 |  |  |  |  | 0% | [5 empty] | 0% | 0% | 0% | 1 | 0% | 0% | 0% | 1 | 0% | 0% | 0% | 1 | 0% | 0% | 0% | 1 | 0% | 0% | 0% | 1 | 0% | 0% | 0% | 1 | 0% | 0% | 0% | 1 |  | 0% | 0% | 1 |  |  |  |  | 0% | [5 empty] | 0% | 0% | 0% | 1 | 0% | 0% | 0% | 1 | 0% | 0% | 0% | 1 | 0% | 0% | 0% | 1 | 0% | 0% | 0% | 1 | 0% | 0% | 0% | 1 | 0% | 0% | 0% | 1 |  | 0% | 0% | 1 | 0% | 0% | 0% | 0% | 1 | 0% | 0% | 0% | 1 | 0% | 0% | 0% | 1 | 0% | 0% | 0% | 1 | 0% | 0% | 0% | 1 | 0% | 0% | 0% | 1 | 0% | 0% | 0% | 1 |  | 0% | 0% | 1 |  |  |  |  | 0% | [5 empty] | 0% | 0% | 0% | 1 | 0% | 0% | 0% | 1 | 0% | 0% | 0% | 1 | 0% | 0% | 0% | 1 | 0% | 0% | 0% | 1 | 0% | 0% | 0% | 1 | 0% | 0% | 0% | 1
129 | Chino | 0 | 0 | 10 |  | 0% | 0% | 1 |  |  |  |  | 0% | [5 empty] | 0% | 0% | 0% | 1 | 0% | 0% | 0% | 1 | 0% | 0% | 0% | 1 | 0% | 0% | 0% | 1 | 0% | 0% | 0% | 1 | 0% | 0% | 0% | 1 | 0% | 0% | 0% | 1 |  | 0% | 0% | 1 |  |  |  |  | 0% | [5 empty] | 0% | 0% | 0% | 1 | 0% | 0% | 0% | 1 | 0% | 0% | 0% | 1 | 0% | 0% | 0% | 1 | 0% | 0% | 0% | 1 | 0% | 0% | 0% | 1 | 0% | 0% | 0% | 1 |  | 0% | 0% | 1 | 0% | 0% | 100% | 100% | 5 | 100% | 0% | 0% | 5 | 0% | 0% | 0% | 1 | 8% | 0% | 0% | 1 | 100% | 0% | 0% | 5 | 74% | 0% | 0% | 3 | 0% | 0% | 0% | 1 |  | 0% | 0% | 1 |  |  |  |  | 0% | [5 empty] | 45% | 36% | 81% | 5 | 58% | 0% | 0% | 2 | 66% | 0% | 0% | 2 | 61% | 0% | 0% | 2 | 99% | 0% | 0% | 5 | 41% | 0% | 0% | 1 | 0% | 0% | 0% | 1
130 | El Segundo | 0 | 0 | 0 |  | 0% | 0% | 1 |  |  |  |  | 0% | [5 empty] | 0% | 0% | 0% | 1 | 0% | 0% | 0% | 1 | 77% | 0% | 0% | 3 | 81% | 0% | 0% | 3 | 81% | 0% | 0% | 3 | 0% | 0% | 0% | 1 | 0% | 0% | 0% | 1 |  | 0% | 0% | 1 |  |  |  |  | 0% | [5 empty] | 0% | 0% | 0% | 1 | 0% | 0% | 0% | 1 | 33% | 0% | 0% | 1 | 72% | 0% | 0% | 3 | 72% | 0% | 0% | 3 | 0% | 0% | 0% | 1 | 0% | 0% | 0% | 1 |  | 0% | 0% | 1 | 0% | 0% | 0% | 0% | 1 | 0% | 0% | 0% | 1 | 10% | 0% | 0% | 1 | 48% | 0% | 0% | 1 | 48% | 0% | 0% | 1 | 0% | 0% | 0% | 1 | 0% | 0% | 0% | 1 |  | 0% | 0% | 1 |  |  |  |  | 0% | [5 empty] | 23% | 0% | 23% | 2 | 6% | 0% | 0% | 1 | 14% | 0% | 0% | 1 | 42% | 0% | 0% | 1 | 48% | 0% | 0% | 1 | 11% | 0% | 0% | 1 | 2% | 0% | 0% | 1
131 | San Leandro U | 0 | 0 | 0 |  | 0% | 0% | 1 |  |  |  |  | 0% | [5 empty] | 17% | 0% | 17% | 1 | 17% | 0% | 0% | 1 | 20% | 0% | 0% | 1 | 23% | 0% | 0% | 1 | 40% | 0% | 0% | 1 | 17% | 0% | 0% | 1 | 9% | 0% | 0% | 1 |  | 0% | 0% | 1 |  |  |  |  | 0% | [5 empty] | 7% | 0% | 7% | 1 | 7% | 0% | 0% | 1 | 13% | 0% | 0% | 1 | 25% | 0% | 0% | 1 | 32% | 0% | 0% | 1 | 7% | 0% | 0% | 1 | 11% | 0% | 0% | 1 |  | 0% | 0% | 1 | 0% | 53% | 1% | 54% | 3 | 18% | 0% | 0% | 1 | 53% | 0% | 0% | 2 | 64% | 0% | 0% | 2 | 69% | 0% | 0% | 2 | 19% | 0% | 0% | 1 | 6% | 0% | 0% | 1 |  | 0% | 0% | 1 |  |  |  |  | 0% | [5 empty] | 55% | 1% | 56% | 3 | 61% | 0% | 0% | 2 | 61% | 0% | 0% | 2 | 61% | 0% | 0% | 2 | 87% | 0% | 0% | 3 | 25% | 0% | 0% | 1 | 28% | 0% | 0% | 1
132 | Ganso | 0 | 0 | 0 |  | 0% | 0% | 1 |  |  |  |  | 0% | [5 empty] | 0% | 0% | 0% | 1 | 0% | 0% | 0% | 1 | 0% | 0% | 0% | 1 | 0% | 0% | 0% | 1 | 0% | 0% | 0% | 1 | 0% | 0% | 0% | 1 | 0% | 0% | 0% | 1 |  | 0% | 0% | 1 |  |  |  |  | 0% | [5 empty] | 0% | 0% | 0% | 1 | 0% | 0% | 0% | 1 | 0% | 0% | 0% | 1 | 0% | 0% | 0% | 1 | 0% | 0% | 0% | 1 | 0% | 0% | 0% | 1 | 0% | 0% | 0% | 1 |  | 0% | 0% | 1 | 0% | 0% | 0% | 0% | 1 | 0% | 0% | 0% | 1 | 0% | 0% | 0% | 1 | 0% | 0% | 0% | 1 | 0% | 0% | 0% | 1 | 0% | 0% | 0% | 1 | 0% | 0% | 0% | 1 |  | 0% | 0% | 1 |  |  |  |  | 0% | [5 empty] | 82% | 0% | 82% | 5 | 57% | 0% | 0% | 2 | 0% | 0% | 0% | 1 | 33% | 0% | 0% | 1 | 57% | 0% | 0% | 2 | 55% | 0% | 0% | 2 | 0% | 0% | 0% | 1
133 | Poso Mountain | 0 | 0 | 0 |  | 0% | 0% | 1 |  |  |  |  | 0% | [5 empty] | 0% | 0% | 0% | 1 | 0% | 0% | 0% | 1 | 0% | 0% | 0% | 1 | 0% | 0% | 0% | 1 | 0% | 0% | 0% | 1 | 0% | 0% | 0% | 1 | 0% | 0% | 0% | 1 |  | 0% | 0% | 1 |  |  |  |  | 0% | [5 empty] | 0% | 0% | 0% | 1 | 0% | 0% | 0% | 1 | 0% | 0% | 0% | 1 | 0% | 0% | 0% | 1 | 0% | 0% | 0% | 1 | 0% | 0% | 0% | 1 | 0% | 0% | 0% | 1 |  | 0% | 0% | 1 | 0% | 0% | 100% | 100% | 5 | 22% | 0% | 0% | 1 | 0% | 0% | 0% | 1 | 24% | 0% | 0% | 1 | 24% | 0% | 0% | 1 | 72% | 0% | 0% | 3 | 1% | 0% | 0% | 1 |  | 0% | 0% | 1 |  |  |  |  | 0% | [5 empty] | 22% | 78% | 100% | 5 | 17% | 0% | 0% | 1 | 29% | 0% | 0% | 1 | 63% | 0% | 0% | 2 | 69% | 0% | 0% | 2 | 62% | 0% | 0% | 2 | 1% | 0% | 0% | 1
134 | Avena | 0 | 0 | 0 |  | 0% | 0% | 1 |  |  |  |  | 0% | [5 empty] | 0% | 0% | 0% | 1 | 0% | 0% | 0% | 1 | 0% | 0% | 0% | 1 | 0% | 0% | 0% | 1 | 0% | 0% | 0% | 1 | 0% | 0% | 0% | 1 | 0% | 0% | 0% | 1 |  | 0% | 0% | 1 |  |  |  |  | 0% | [5 empty] | 0% | 0% | 0% | 1 | 0% | 0% | 0% | 1 | 0% | 0% | 0% | 1 | 0% | 0% | 0% | 1 | 0% | 0% | 0% | 1 | 0% | 0% | 0% | 1 | 0% | 0% | 0% | 1 |  | 0% | 0% | 1 | 0% | 0% | 0% | 0% | 1 | 0% | 0% | 0% | 1 | 0% | 0% | 0% | 1 | 0% | 0% | 0% | 1 | 0% | 0% | 0% | 1 | 0% | 0% | 0% | 1 | 0% | 0% | 0% | 1 |  | 0% | 0% | 1 |  |  |  |  | 6% | [5 empty] | 79% | 5% | 84% | 5 | 84% | 0% | 0% | 3 | 88% | 0% | 0% | 3 | 92% | 0% | 0% | 4 | 100% | 0% | 0% | 5 | 47% | 0% | 0% | 1 | 2% | 0% | 0% | 1
135 | Martin | 0 | 0 | 0 |  | 0% | 0% | 1 |  |  |  |  | 0% | [5 empty] | 0% | 0% | 0% | 1 | 5% | 0% | 0% | 1 | 13% | 0% | 0% | 1 | 42% | 0% | 0% | 1 | 47% | 0% | 0% | 1 | 0% | 0% | 0% | 1 | 5% | 0% | 0% | 1 |  | 0% | 0% | 1 |  |  |  |  | 0% | [5 empty] | 0% | 0% | 0% | 1 | 7% | 0% | 0% | 1 | 20% | 0% | 0% | 1 | 50% | 0% | 0% | 2 | 52% | 0% | 0% | 2 | 8% | 0% | 0% | 1 | 6% | 0% | 0% | 1 |  | 0% | 0% | 1 | 0% | 0% | 0% | 0% | 1 | 9% | 0% | 0% | 1 | 26% | 0% | 0% | 1 | 52% | 0% | 0% | 2 | 54% | 0% | 0% | 2 | 7% | 0% | 0% | 1 | 8% | 0% | 0% | 1 |  | 0% | 0% | 1 |  |  |  |  | 0% | [5 empty] | 37% | 0% | 37% | 2 | 9% | 0% | 0% | 1 | 31% | 0% | 0% | 1 | 57% | 0% | 0% | 2 | 62% | 0% | 0% | 2 | 18% | 0% | 0% | 1 | 7% | 0% | 0% | 1
136 | Harry Allen | 0 | 0 | 0 |  | 0% | 0% | 1 |  |  |  |  | 0% | [5 empty] | 0% | 0% | 0% | 1 | 0% | 0% | 0% | 1 | 0% | 0% | 0% | 1 | 0% | 0% | 0% | 1 | 0% | 0% | 0% | 1 | 0% | 0% | 0% | 1 | 0% | 0% | 0% | 1 |  | 0% | 0% | 1 |  |  |  |  | 0% | [5 empty] | 0% | 0% | 0% | 1 | 0% | 0% | 0% | 1 | 0% | 0% | 0% | 1 | 0% | 0% | 0% | 1 | 0% | 0% | 0% | 1 | 0% | 0% | 0% | 1 | 0% | 0% | 0% | 1 |  | 0% | 0% | 1 | 0% | 0% | 0% | 0% | 1 | 0% | 0% | 0% | 1 | 0% | 0% | 0% | 1 | 0% | 0% | 0% | 1 | 0% | 0% | 0% | 1 | 0% | 0% | 0% | 1 | 0% | 0% | 0% | 1 |  | 0% | 0% | 1 |  |  |  |  | 0% | [5 empty] | 26% | 0% | 26% | 2 | 0% | 0% | 0% | 1 | 0% | 0% | 0% | 1 | 0% | 0% | 0% | 1 | 0% | 0% | 0% | 1 | 0% | 0% | 0% | 1 | 0% | 0% | 0% | 1
137 | Rio Oso | 0 | 0 | 0 |  | 0% | 0% | 1 |  |  |  |  | 0% | [5 empty] | 0% | 0% | 0% | 1 | 0% | 0% | 0% | 1 | 0% | 0% | 0% | 1 | 0% | 0% | 0% | 1 | 0% | 0% | 0% | 1 | 0% | 0% | 0% | 1 | 0% | 0% | 0% | 1 |  | 0% | 0% | 1 |  |  |  |  | 0% | [5 empty] | 0% | 0% | 0% | 1 | 0% | 0% | 0% | 1 | 0% | 0% | 0% | 1 | 0% | 0% | 0% | 1 | 0% | 0% | 0% | 1 | 0% | 0% | 0% | 1 | 0% | 0% | 0% | 1 |  | 0% | 0% | 1 | 0% | 0% | 0% | 0% | 1 | 0% | 0% | 0% | 1 | 0% | 0% | 0% | 1 | 0% | 0% | 0% | 1 | 0% | 0% | 0% | 1 | 0% | 0% | 0% | 1 | 0% | 0% | 0% | 1 |  | 0% | 0% | 1 |  |  |  |  | 0% | [5 empty] | 100% | 0% | 100% | 5 | 97% | 0% | 0% | 5 | 50% | 0% | 0% | 2 | 50% | 0% | 0% | 2 | 98% | 0% | 0% | 5 | 86% | 0% | 0% | 3 | 0% | 0% | 0% | 1
138 | Loveland | 0 | 0 | 0 |  | 0% | 0% | 1 |  |  |  |  | 0% | [5 empty] | 0% | 0% | 0% | 1 | 0% | 0% | 0% | 1 | 0% | 0% | 0% | 1 | 0% | 0% | 0% | 1 | 0% | 0% | 0% | 1 | 0% | 0% | 0% | 1 | 0% | 0% | 0% | 1 |  | 0% | 0% | 1 |  |  |  |  | 0% | [5 empty] | 0% | 0% | 0% | 1 | 0% | 0% | 0% | 1 | 0% | 0% | 0% | 1 | 0% | 0% | 0% | 1 | 0% | 0% | 0% | 1 | 0% | 0% | 0% | 1 | 0% | 0% | 0% | 1 |  | 0% | 0% | 1 | 0% | 2% | 83% | 85% | 5 | 24% | 0% | 0% | 1 | 74% | 0% | 0% | 3 | 84% | 0% | 0% | 3 | 88% | 0% | 0% | 3 | 42% | 0% | 0% | 1 | 11% | 0% | 0% | 1 |  | 0% | 0% | 1 |  |  |  |  | 0% | [5 empty] | 21% | 74% | 95% | 5 | 8% | 0% | 0% | 1 | 17% | 0% | 0% | 1 | 43% | 0% | 0% | 1 | 46% | 0% | 0% | 1 | 37% | 0% | 0% | 1 | 4% | 0% | 0% | 1
139 | Huntington Beach | 0 | 0 | 0 |  | 0% | 0% | 1 |  |  |  |  | 0% | [5 empty] | 0% | 0% | 0% | 1 | 2% | 0% | 0% | 1 | 43% | 0% | 0% | 1 | 89% | 0% | 0% | 3 | 92% | 0% | 0% | 4 | 0% | 0% | 0% | 1 | 9% | 0% | 0% | 1 |  | 0% | 0% | 1 |  |  |  |  | 0% | [5 empty] | 0% | 0% | 0% | 1 | 2% | 0% | 0% | 1 | 31% | 0% | 0% | 1 | 63% | 0% | 0% | 2 | 65% | 0% | 0% | 2 | 0% | 0% | 0% | 1 | 5% | 0% | 0% | 1 |  | 0% | 0% | 1 | 0% | 0% | 0% | 0% | 1 | 1% | 0% | 0% | 1 | 17% | 0% | 0% | 1 | 62% | 0% | 0% | 2 | 63% | 0% | 0% | 2 | 0% | 0% | 0% | 1 | 3% | 0% | 0% | 1 |  | 0% | 0% | 1 |  |  |  |  | 0% | [5 empty] | 0% | 0% | 0% | 1 | 1% | 0% | 0% | 1 | 17% | 0% | 0% | 1 | 60% | 0% | 0% | 2 | 60% | 0% | 0% | 2 | 0% | 0% | 0% | 1 | 2% | 0% | 0% | 1
140 | Rossmoor | 0 | 0 | 0 |  | 0% | 0% | 1 |  |  |  |  | 0% | [5 empty] | 100% | 0% | 100% | 5 | 6% | 0% | 0% | 1 | 90% | 0% | 0% | 4 | 99% | 0% | 0% | 5 | 100% | 0% | 0% | 5 | 16% | 0% | 0% | 1 | 0% | 0% | 0% | 1 |  | 0% | 0% | 1 |  |  |  |  | 0% | [5 empty] | 77% | 0% | 77% | 5 | 35% | 0% | 0% | 1 | 66% | 0% | 0% | 2 | 76% | 0% | 0% | 3 | 81% | 0% | 0% | 3 | 34% | 0% | 0% | 1 | 3% | 0% | 0% | 1 |  | 0% | 0% | 1 | 0% | 42% | 0% | 42% | 2 | 55% | 0% | 0% | 2 | 68% | 0% | 0% | 2 | 51% | 0% | 0% | 2 | 85% | 0% | 0% | 3 | 24% | 0% | 0% | 1 | 39% | 0% | 0% | 1 |  | 0% | 0% | 1 |  |  |  |  | 5% | [5 empty] | 59% | 0% | 59% | 3 | 41% | 0% | 0% | 1 | 58% | 0% | 0% | 2 | 58% | 0% | 0% | 2 | 77% | 0% | 0% | 3 | 18% | 0% | 0% | 1 | 25% | 0% | 0% | 1
141 | Salado | 0 | 0 | 0 |  | 0% | 0% | 1 |  |  |  |  | 0% | [5 empty] | 60% | 40% | 100% | 5 | 99% | 0% | 0% | 5 | 21% | 0% | 0% | 1 | 83% | 0% | 0% | 3 | 100% | 0% | 0% | 5 | 100% | 0% | 0% | 5 | 0% | 0% | 0% | 1 |  | 0% | 0% | 1 |  |  |  |  | 0% | [5 empty] | 34% | 66% | 100% | 5 | 98% | 0% | 0% | 5 | 21% | 0% | 0% | 1 | 51% | 0% | 0% | 2 | 98% | 0% | 0% | 5 | 100% | 0% | 0% | 5 | 0% | 0% | 0% | 1 |  | 0% | 0% | 1 | 0% | 41% | 59% | 100% | 5 | 97% | 0% | 0% | 5 | 20% | 0% | 0% | 1 | 40% | 0% | 0% | 1 | 99% | 0% | 0% | 5 | 100% | 0% | 0% | 5 | 0% | 0% | 0% | 1 |  | 0% | 0% | 1 |  |  |  |  | 0% | [5 empty] | 68% | 30% | 98% | 5 | 96% | 0% | 0% | 5 | 55% | 0% | 0% | 2 | 62% | 0% | 0% | 2 | 99% | 0% | 0% | 5 | 85% | 0% | 0% | 3 | 1% | 0% | 0% | 1
142 | Lighthipe | 0 | 0 | 0 |  | 0% | 0% | 1 |  |  |  |  | 0% | [5 empty] | 0% | 0% | 0% | 1 | 0% | 0% | 0% | 1 | 6% | 0% | 0% | 1 | 26% | 0% | 0% | 1 | 26% | 0% | 0% | 1 | 0% | 0% | 0% | 1 | 0% | 0% | 0% | 1 |  | 0% | 0% | 1 |  |  |  |  | 0% | [5 empty] | 0% | 0% | 0% | 1 | 0% | 0% | 0% | 1 | 14% | 0% | 0% | 1 | 54% | 0% | 0% | 2 | 54% | 0% | 0% | 2 | 0% | 0% | 0% | 1 | 1% | 0% | 0% | 1 |  | 0% | 0% | 1 | 0% | 0% | 0% | 0% | 1 | 0% | 0% | 0% | 1 | 20% | 0% | 0% | 1 | 57% | 0% | 0% | 2 | 57% | 0% | 0% | 2 | 0% | 0% | 0% | 1 | 1% | 0% | 0% | 1 |  | 0% | 0% | 1 |  |  |  |  | 0% | [5 empty] | 0% | 0% | 0% | 1 | 1% | 0% | 0% | 1 | 20% | 0% | 0% | 1 | 62% | 0% | 0% | 2 | 63% | 0% | 0% | 2 | 0% | 0% | 0% | 1 | 2% | 0% | 0% | 1
143 | Santee | 0 | 0 | 0 |  | 0% | 0% | 1 |  |  |  |  | 0% | [5 empty] | 0% | 0% | 0% | 1 | 0% | 0% | 0% | 1 | 0% | 0% | 0% | 1 | 0% | 0% | 0% | 1 | 0% | 0% | 0% | 1 | 0% | 0% | 0% | 1 | 0% | 0% | 0% | 1 |  | 0% | 0% | 1 |  |  |  |  | 0% | [5 empty] | 0% | 0% | 0% | 1 | 0% | 0% | 0% | 1 | 64% | 0% | 0% | 2 | 100% | 0% | 0% | 5 | 100% | 0% | 0% | 5 | 0% | 0% | 0% | 1 | 0% | 0% | 0% | 1 |  | 0% | 0% | 1 | 0% | 0% | 0% | 0% | 1 | 3% | 0% | 0% | 1 | 21% | 0% | 0% | 1 | 56% | 0% | 0% | 2 | 57% | 0% | 0% | 2 | 0% | 0% | 0% | 1 | 5% | 0% | 0% | 1 |  | 0% | 0% | 1 |  |  |  |  | 0% | [5 empty] | 3% | 77% | 80% | 5 | 43% | 0% | 0% | 1 | 65% | 0% | 0% | 2 | 78% | 0% | 0% | 3 | 91% | 0% | 0% | 4 | 29% | 0% | 0% | 1 | 19% | 0% | 0% | 1
144 | Cholame | 0 | 0 | 0 |  | 0% | 0% | 1 |  |  |  |  | 0% | [5 empty] | 96% | 0% | 96% | 5 | 61% | 0% | 0% | 2 | 9% | 0% | 0% | 1 | 28% | 0% | 0% | 1 | 69% | 0% | 0% | 2 | 56% | 0% | 0% | 2 | 2% | 0% | 0% | 1 |  | 0% | 0% | 1 |  |  |  |  | 0% | [5 empty] | 94% | 0% | 94% | 5 | 70% | 0% | 0% | 3 | 5% | 0% | 0% | 1 | 21% | 0% | 0% | 1 | 75% | 0% | 0% | 3 | 66% | 0% | 0% | 2 | 1% | 0% | 0% | 1 |  | 0% | 0% | 1 | 0% | 81% | 10% | 91% | 5 | 64% | 0% | 0% | 2 | 5% | 0% | 0% | 1 | 20% | 0% | 0% | 1 | 70% | 0% | 0% | 3 | 64% | 0% | 0% | 2 | 1% | 0% | 0% | 1 |  | 0% | 0% | 1 |  |  |  |  | 0% | [5 empty] | 73% | 18% | 91% | 5 | 63% | 0% | 0% | 2 | 11% | 0% | 0% | 1 | 29% | 0% | 0% | 1 | 71% | 0% | 0% | 3 | 58% | 0% | 0% | 2 | 1% | 0% | 0% | 1
145 | Grand Island | 0 | 0 | 0 |  | 0% | 0% | 1 |  |  |  |  | 42% | [5 empty] | 9% | 0% | 9% | 1 | 19% | 0% | 0% | 1 | 11% | 0% | 0% | 1 | 11% | 0% | 0% | 1 | 29% | 0% | 0% | 1 | 1% | 0% | 0% | 1 | 17% | 0% | 0% | 1 |  | 0% | 0% | 1 |  |  |  |  | 34% | [5 empty] | 37% | 0% | 37% | 2 | 10% | 0% | 0% | 1 | 26% | 0% | 0% | 1 | 30% | 0% | 0% | 1 | 40% | 0% | 0% | 1 | 3% | 0% | 0% | 1 | 21% | 0% | 0% | 1 |  | 0% | 0% | 1 | 31% | 37% | 0% | 37% | 2 | 12% | 0% | 0% | 1 | 32% | 0% | 0% | 1 | 32% | 0% | 0% | 1 | 44% | 0% | 0% | 1 | 4% | 0% | 0% | 1 | 24% | 0% | 0% | 1 |  | 0% | 0% | 1 |  |  |  |  | 27% | [5 empty] | 39% | 0% | 39% | 2 | 20% | 0% | 0% | 1 | 36% | 0% | 0% | 1 | 34% | 0% | 0% | 1 | 50% | 0% | 0% | 2 | 7% | 0% | 0% | 1 | 26% | 0% | 0% | 1
146 | Long Beach | 0 | 0 | 0 |  | 0% | 0% | 1 |  |  |  |  | 0% | [5 empty] | 0% | 0% | 0% | 1 | 0% | 0% | 0% | 1 | 12% | 0% | 0% | 1 | 53% | 0% | 0% | 2 | 53% | 0% | 0% | 2 | 0% | 0% | 0% | 1 | 1% | 0% | 0% | 1 |  | 0% | 0% | 1 |  |  |  |  | 0% | [5 empty] | 0% | 0% | 0% | 1 | 0% | 0% | 0% | 1 | 14% | 0% | 0% | 1 | 54% | 0% | 0% | 2 | 54% | 0% | 0% | 2 | 0% | 0% | 0% | 1 | 1% | 0% | 0% | 1 |  | 0% | 0% | 1 | 0% | 0% | 0% | 0% | 1 | 0% | 0% | 0% | 1 | 22% | 0% | 0% | 1 | 60% | 0% | 0% | 2 | 60% | 0% | 0% | 2 | 0% | 0% | 0% | 1 | 2% | 0% | 0% | 1 |  | 0% | 0% | 1 |  |  |  |  | 0% | [5 empty] | 0% | 0% | 0% | 1 | 1% | 0% | 0% | 1 | 21% | 0% | 0% | 1 | 62% | 0% | 0% | 2 | 63% | 0% | 0% | 2 | 0% | 0% | 0% | 1 | 2% | 0% | 0% | 1
147 | Coyote | 0 | 0 | 0 |  | 0% | 0% | 1 |  |  |  |  | 0% | [5 empty] | 99% | 1% | 100% | 5 | 83% | 0% | 0% | 3 | 21% | 0% | 0% | 1 | 21% | 0% | 0% | 1 | 100% | 0% | 0% | 5 | 43% | 0% | 0% | 1 | 1% | 0% | 0% | 1 |  | 0% | 0% | 1 |  |  |  |  | 0% | [5 empty] | 79% | 21% | 100% | 5 | 72% | 0% | 0% | 3 | 40% | 0% | 0% | 1 | 41% | 0% | 0% | 1 | 81% | 0% | 0% | 3 | 94% | 0% | 0% | 4 | 1% | 0% | 0% | 1 |  | 0% | 0% | 1 | 0% | 72% | 26% | 98% | 5 | 86% | 0% | 0% | 3 | 34% | 0% | 0% | 1 | 34% | 0% | 0% | 1 | 90% | 0% | 0% | 4 | 96% | 0% | 0% | 5 | 1% | 0% | 0% | 1 |  | 0% | 0% | 1 |  |  |  |  | 0% | [5 empty] | 42% | 55% | 97% | 5 | 91% | 0% | 0% | 4 | 34% | 0% | 0% | 1 | 45% | 0% | 0% | 1 | 96% | 0% | 0% | 5 | 93% | 0% | 0% | 4 | 2% | 0% | 0% | 1
148 | New Sub - Los Banos - Midway (Proposed) | 0 | 0 | 0 |  | 0% | 0% | 1 |  |  |  |  | 0% | [5 empty] | 0% | 0% | 0% | 1 | 0% | 0% | 0% | 1 | 0% | 0% | 0% | 1 | 0% | 0% | 0% | 1 | 0% | 0% | 0% | 1 | 0% | 0% | 0% | 1 | 0% | 0% | 0% | 1 |  | 0% | 0% | 1 |  |  |  |  | 0% | [5 empty] | 81% | 0% | 81% | 5 | 100% | 0% | 0% | 5 | 0% | 0% | 0% | 1 | 0% | 0% | 0% | 1 | 100% | 0% | 0% | 5 | 11% | 0% | 0% | 1 | 0% | 0% | 0% | 1 |  | 0% | 0% | 1 | 0% | 65% | 29% | 94% | 5 | 100% | 0% | 0% | 5 | 0% | 0% | 0% | 1 | 10% | 0% | 0% | 1 | 100% | 0% | 0% | 5 | 73% | 0% | 0% | 3 | 0% | 0% | 0% | 1 |  | 0% | 0% | 1 |  |  |  |  | 0% | [5 empty] | 65% | 29% | 94% | 5 | 100% | 0% | 0% | 5 | 0% | 0% | 0% | 1 | 10% | 0% | 0% | 1 | 100% | 0% | 0% | 5 | 73% | 0% | 0% | 3 | 0% | 0% | 0% | 1
149 | Vista (SCE) | 0 | 0 | 0 |  | 0% | 0% | 1 |  |  |  |  | 0% | [5 empty] | 0% | 0% | 0% | 1 | 0% | 0% | 0% | 1 | 0% | 0% | 0% | 1 | 0% | 0% | 0% | 1 | 0% | 0% | 0% | 1 | 0% | 0% | 0% | 1 | 0% | 0% | 0% | 1 |  | 0% | 0% | 1 |  |  |  |  | 0% | [5 empty] | 0% | 100% | 100% | 5 | 100% | 0% | 0% | 5 | 26% | 0% | 0% | 1 | 88% | 0% | 0% | 3 | 100% | 0% | 0% | 5 | 37% | 0% | 0% | 1 | 0% | 0% | 0% | 1 |  | 0% | 0% | 1 | 0% | 30% | 68% | 98% | 5 | 96% | 0% | 0% | 5 | 21% | 0% | 0% | 1 | 32% | 0% | 0% | 1 | 97% | 0% | 0% | 5 | 65% | 0% | 0% | 2 | 1% | 0% | 0% | 1 |  | 0% | 0% | 1 |  |  |  |  | 0% | [5 empty] | 30% | 39% | 69% | 5 | 51% | 0% | 0% | 2 | 40% | 0% | 0% | 1 | 53% | 0% | 0% | 2 | 86% | 0% | 0% | 3 | 45% | 0% | 0% | 1 | 0% | 0% | 0% | 1
150 | Fairway | 0 | 0 | 0 |  | 0% | 0% | 1 |  |  |  |  | 0% | [5 empty] | 98% | 0% | 98% | 5 | 2% | 0% | 0% | 1 | 0% | 0% | 0% | 1 | 0% | 0% | 0% | 1 | 2% | 0% | 0% | 1 | 98% | 0% | 0% | 5 | 0% | 0% | 0% | 1 |  | 0% | 0% | 1 |  |  |  |  | 0% | [5 empty] | 57% | 9% | 66% | 3 | 9% | 0% | 0% | 1 | 0% | 0% | 0% | 1 | 15% | 0% | 0% | 1 | 17% | 0% | 0% | 1 | 73% | 0% | 0% | 3 | 10% | 0% | 0% | 1 |  | 0% | 0% | 1 | 0% | 19% | 72% | 91% | 5 | 10% | 0% | 0% | 1 | 0% | 0% | 0% | 1 | 15% | 0% | 0% | 1 | 22% | 0% | 0% | 1 | 83% | 0% | 0% | 3 | 3% | 0% | 0% | 1 |  | 0% | 0% | 1 |  |  |  |  | 0% | [5 empty] | 60% | 26% | 86% | 5 | 47% | 0% | 0% | 1 | 2% | 0% | 0% | 1 | 12% | 0% | 0% | 1 | 56% | 0% | 0% | 2 | 75% | 0% | 0% | 3 | 5% | 0% | 0% | 1
151 | Pisgah | 0 | 0 | 0 |  | 0% | 0% | 1 |  |  |  |  | 0% | [5 empty] | 0% | 0% | 0% | 1 | 54% | 0% | 0% | 2 | 72% | 0% | 0% | 3 | 81% | 0% | 0% | 3 | 86% | 0% | 0% | 3 | 54% | 0% | 0% | 2 | 1% | 0% | 0% | 1 |  | 0% | 0% | 1 |  |  |  |  | 0% | [5 empty] | 0% | 0% | 0% | 1 | 26% | 0% | 0% | 1 | 23% | 0% | 0% | 1 | 26% | 0% | 0% | 1 | 36% | 0% | 0% | 1 | 66% | 0% | 0% | 2 | 1% | 0% | 0% | 1 |  | 0% | 0% | 1 | 1% | 0% | 0% | 0% | 1 | 25% | 0% | 0% | 1 | 15% | 0% | 0% | 1 | 14% | 0% | 0% | 1 | 30% | 0% | 0% | 1 | 57% | 0% | 0% | 2 | 1% | 0% | 0% | 1 |  | 0% | 0% | 1 |  |  |  |  | 0% | [5 empty] | 0% | 0% | 0% | 1 | 34% | 0% | 0% | 1 | 14% | 0% | 0% | 1 | 14% | 0% | 0% | 1 | 39% | 0% | 0% | 1 | 70% | 0% | 0% | 3 | 1% | 0% | 0% | 1
152 | Sloan Canyon | 0 | 0 | 20 |  | 0% | 0% | 1 |  |  |  |  | 0% | [5 empty] | 0% | 0% | 0% | 1 | 0% | 0% | 0% | 1 | 0% | 0% | 0% | 1 | 0% | 0% | 0% | 1 | 0% | 0% | 0% | 1 | 0% | 0% | 0% | 1 | 0% | 0% | 0% | 1 |  | 0% | 0% | 1 |  |  |  |  | 0% | [5 empty] | 0% | 0% | 0% | 1 | 0% | 0% | 0% | 1 | 0% | 0% | 0% | 1 | 0% | 0% | 0% | 1 | 0% | 0% | 0% | 1 | 0% | 0% | 0% | 1 | 0% | 0% | 0% | 1 |  | 0% | 0% | 1 | 0% | 0% | 0% | 0% | 1 | 0% | 0% | 0% | 1 | 0% | 0% | 0% | 1 | 0% | 0% | 0% | 1 | 0% | 0% | 0% | 1 | 0% | 0% | 0% | 1 | 0% | 0% | 0% | 1 |  | 0% | 0% | 1 |  |  |  |  | 0% | [5 empty] | 0% | 0% | 0% | 1 | 3% | 0% | 0% | 1 | 2% | 0% | 0% | 1 | 0% | 0% | 0% | 1 | 3% | 0% | 0% | 1 | 0% | 0% | 0% | 1 | 0% | 0% | 0% | 1
153 | Templeton | 0 | 0 | 10 |  | 0% | 0% | 1 |  |  |  |  | 0% | [5 empty] | 98% | 2% | 100% | 5 | 75% | 0% | 0% | 3 | 34% | 0% | 0% | 1 | 34% | 0% | 0% | 1 | 75% | 0% | 0% | 3 | 51% | 0% | 0% | 2 | 3% | 0% | 0% | 1 |  | 0% | 0% | 1 |  |  |  |  | 0% | [5 empty] | 92% | 7% | 99% | 5 | 75% | 0% | 0% | 3 | 22% | 0% | 0% | 1 | 32% | 0% | 0% | 1 | 77% | 0% | 0% | 3 | 68% | 0% | 0% | 2 | 2% | 0% | 0% | 1 |  | 0% | 0% | 1 | 0% | 74% | 23% | 97% | 5 | 60% | 0% | 0% | 2 | 14% | 0% | 0% | 1 | 29% | 0% | 0% | 1 | 67% | 0% | 0% | 2 | 64% | 0% | 0% | 2 | 1% | 0% | 0% | 1 |  | 0% | 0% | 1 |  |  |  |  | 0% | [5 empty] | 78% | 15% | 93% | 5 | 55% | 0% | 0% | 2 | 10% | 0% | 0% | 1 | 30% | 0% | 0% | 1 | 69% | 0% | 0% | 2 | 62% | 0% | 0% | 2 | 1% | 0% | 0% | 1
154 | Palomar Energy | 0 | 0 | 0 |  | 0% | 0% | 1 |  |  |  |  | 0% | [5 empty] | 0% | 0% | 0% | 1 | 25% | 0% | 0% | 1 | 70% | 0% | 0% | 3 | 74% | 0% | 0% | 3 | 74% | 0% | 0% | 3 | 0% | 0% | 0% | 1 | 3% | 0% | 0% | 1 |  | 0% | 0% | 1 |  |  |  |  | 0% | [5 empty] | 0% | 0% | 0% | 1 | 16% | 0% | 0% | 1 | 79% | 0% | 0% | 3 | 81% | 0% | 0% | 3 | 81% | 0% | 0% | 3 | 0% | 0% | 0% | 1 | 15% | 0% | 0% | 1 |  | 0% | 0% | 1 | 0% | 1% | 0% | 1% | 1 | 15% | 0% | 0% | 1 | 75% | 0% | 0% | 3 | 78% | 0% | 0% | 3 | 78% | 0% | 0% | 3 | 0% | 0% | 0% | 1 | 14% | 0% | 0% | 1 |  | 0% | 0% | 1 |  |  |  |  | 0% | [5 empty] | 1% | 0% | 1% | 1 | 6% | 0% | 0% | 1 | 44% | 0% | 0% | 1 | 57% | 0% | 0% | 2 | 57% | 0% | 0% | 2 | 0% | 0% | 0% | 1 | 6% | 0% | 0% | 1
155 | Sisquoc | 0 | 0 | 0 |  | 0% | 0% | 1 |  |  |  |  | 0% | [5 empty] | 79% | 3% | 82% | 5 | 0% | 0% | 0% | 1 | 0% | 0% | 0% | 1 | 0% | 0% | 0% | 1 | 0% | 0% | 0% | 1 | 97% | 0% | 0% | 5 | 0% | 0% | 0% | 1 |  | 0% | 0% | 1 |  |  |  |  | 0% | [5 empty] | 32% | 66% | 98% | 5 | 13% | 0% | 0% | 1 | 0% | 0% | 0% | 1 | 21% | 0% | 0% | 1 | 34% | 0% | 0% | 1 | 85% | 0% | 0% | 3 | 1% | 0% | 0% | 1 |  | 0% | 0% | 1 | 0% | 11% | 81% | 92% | 5 | 7% | 0% | 0% | 1 | 1% | 0% | 0% | 1 | 12% | 0% | 0% | 1 | 17% | 0% | 0% | 1 | 84% | 0% | 0% | 3 | 3% | 0% | 0% | 1 |  | 0% | 0% | 1 |  |  |  |  | 0% | [5 empty] | 68% | 21% | 89% | 5 | 62% | 0% | 0% | 2 | 2% | 0% | 0% | 1 | 7% | 0% | 0% | 1 | 68% | 0% | 0% | 2 | 61% | 0% | 0% | 2 | 5% | 0% | 0% | 1
156 | Alberhill | 0 | 0 | 0 |  | 0% | 0% | 1 |  |  |  |  | 0% | [5 empty] | 0% | 0% | 0% | 1 | 0% | 0% | 0% | 1 | 0% | 0% | 0% | 1 | 0% | 0% | 0% | 1 | 0% | 0% | 0% | 1 | 0% | 0% | 0% | 1 | 0% | 0% | 0% | 1 |  | 0% | 0% | 1 |  |  |  |  | 0% | [5 empty] | 0% | 0% | 0% | 1 | 0% | 0% | 0% | 1 | 0% | 0% | 0% | 1 | 0% | 0% | 0% | 1 | 0% | 0% | 0% | 1 | 0% | 0% | 0% | 1 | 0% | 0% | 0% | 1 |  | 0% | 0% | 1 | 0% | 0% | 0% | 0% | 1 | 0% | 0% | 0% | 1 | 0% | 0% | 0% | 1 | 0% | 0% | 0% | 1 | 0% | 0% | 0% | 1 | 0% | 0% | 0% | 1 | 0% | 0% | 0% | 1 |  | 0% | 0% | 1 |  |  |  |  | 0% | [5 empty] | 1% | 0% | 1% | 1 | 4% | 0% | 0% | 1 | 26% | 0% | 0% | 1 | 66% | 0% | 0% | 2 | 70% | 0% | 0% | 3 | 0% | 0% | 0% | 1 | 3% | 0% | 0% | 1
157 | Sanger | 0 | 0 | 0 |  | 0% | 0% | 1 |  |  |  |  | 0% | [5 empty] | 0% | 0% | 0% | 1 | 0% | 0% | 0% | 1 | 0% | 0% | 0% | 1 | 0% | 0% | 0% | 1 | 0% | 0% | 0% | 1 | 0% | 0% | 0% | 1 | 0% | 0% | 0% | 1 |  | 0% | 0% | 1 |  |  |  |  | 0% | [5 empty] | 0% | 0% | 0% | 1 | 0% | 0% | 0% | 1 | 0% | 0% | 0% | 1 | 0% | 0% | 0% | 1 | 0% | 0% | 0% | 1 | 0% | 0% | 0% | 1 | 0% | 0% | 0% | 1 |  | 0% | 0% | 1 | 0% | 0% | 0% | 0% | 1 | 0% | 0% | 0% | 1 | 0% | 0% | 0% | 1 | 0% | 0% | 0% | 1 | 0% | 0% | 0% | 1 | 0% | 0% | 0% | 1 | 0% | 0% | 0% | 1 |  | 0% | 0% | 1 |  |  |  |  | 0% | [5 empty] | 0% | 0% | 0% | 1 | 0% | 0% | 0% | 1 | 0% | 0% | 0% | 1 | 0% | 0% | 0% | 1 | 0% | 0% | 0% | 1 | 0% | 0% | 0% | 1 | 0% | 0% | 0% | 1
158 | Lammers | 0 | 0 | 0 |  | 0% | 0% | 1 |  |  |  |  | 4% | [5 empty] | 87% | 3% | 90% | 5 | 90% | 0% | 0% | 4 | 89% | 0% | 0% | 3 | 97% | 0% | 0% | 5 | 100% | 0% | 0% | 5 | 42% | 0% | 0% | 1 | 3% | 0% | 0% | 1 |  | 0% | 0% | 1 |  |  |  |  | 3% | [5 empty] | 85% | 6% | 91% | 5 | 91% | 0% | 0% | 4 | 83% | 0% | 0% | 3 | 92% | 0% | 0% | 4 | 100% | 0% | 0% | 5 | 46% | 0% | 0% | 1 | 3% | 0% | 0% | 1 |  | 0% | 0% | 1 | 3% | 80% | 13% | 93% | 5 | 91% | 0% | 0% | 4 | 76% | 0% | 0% | 3 | 87% | 0% | 0% | 3 | 100% | 0% | 0% | 5 | 51% | 0% | 0% | 2 | 3% | 0% | 0% | 1 |  | 0% | 0% | 1 |  |  |  |  | 5% | [5 empty] | 62% | 11% | 73% | 3 | 68% | 0% | 0% | 2 | 75% | 0% | 0% | 3 | 82% | 0% | 0% | 3 | 94% | 0% | 0% | 4 | 43% | 0% | 0% | 1 | 6% | 0% | 0% | 1
159 | Chevmain | 0 | 0 | 0 |  | 0% | 0% | 1 |  |  |  |  | 0% | [5 empty] | 0% | 0% | 0% | 1 | 0% | 0% | 0% | 1 | 76% | 0% | 0% | 3 | 80% | 0% | 0% | 3 | 80% | 0% | 0% | 3 | 0% | 0% | 0% | 1 | 0% | 0% | 0% | 1 |  | 0% | 0% | 1 |  |  |  |  | 0% | [5 empty] | 0% | 0% | 0% | 1 | 0% | 0% | 0% | 1 | 13% | 0% | 0% | 1 | 67% | 0% | 0% | 2 | 67% | 0% | 0% | 2 | 0% | 0% | 0% | 1 | 0% | 0% | 0% | 1 |  | 0% | 0% | 1 | 0% | 0% | 0% | 0% | 1 | 0% | 0% | 0% | 1 | 11% | 0% | 0% | 1 | 50% | 0% | 0% | 2 | 51% | 0% | 0% | 2 | 0% | 0% | 0% | 1 | 0% | 0% | 0% | 1 |  | 0% | 0% | 1 |  |  |  |  | 0% | [5 empty] | 7% | 0% | 7% | 1 | 3% | 0% | 0% | 1 | 17% | 0% | 0% | 1 | 51% | 0% | 0% | 2 | 54% | 0% | 0% | 2 | 2% | 0% | 0% | 1 | 1% | 0% | 0% | 1
160 | Telegraph Canyon | 0 | 0 | 0 |  | 0% | 0% | 1 |  |  |  |  | 0% | [5 empty] | 0% | 0% | 0% | 1 | 12% | 0% | 0% | 1 | 46% | 0% | 0% | 1 | 84% | 0% | 0% | 3 | 84% | 0% | 0% | 3 | 0% | 0% | 0% | 1 | 11% | 0% | 0% | 1 |  | 0% | 0% | 1 |  |  |  |  | 0% | [5 empty] | 0% | 0% | 0% | 1 | 8% | 0% | 0% | 1 | 37% | 0% | 0% | 1 | 67% | 0% | 0% | 2 | 68% | 0% | 0% | 2 | 0% | 0% | 0% | 1 | 8% | 0% | 0% | 1 |  | 0% | 0% | 1 | 0% | 0% | 0% | 0% | 1 | 7% | 0% | 0% | 1 | 38% | 0% | 0% | 1 | 70% | 0% | 0% | 3 | 70% | 0% | 0% | 3 | 4% | 0% | 0% | 1 | 8% | 0% | 0% | 1 |  | 0% | 0% | 1 |  |  |  |  | 0% | [5 empty] | 0% | 0% | 0% | 1 | 7% | 0% | 0% | 1 | 32% | 0% | 0% | 1 | 63% | 0% | 0% | 2 | 65% | 0% | 0% | 2 | 3% | 0% | 0% | 1 | 7% | 0% | 0% | 1
161 | Grant | 0 | 0 | 0 |  | 0% | 0% | 1 |  |  |  |  | 0% | [5 empty] | 3% | 0% | 3% | 1 | 3% | 0% | 0% | 1 | 27% | 0% | 0% | 1 | 31% | 0% | 0% | 1 | 34% | 0% | 0% | 1 | 3% | 0% | 0% | 1 | 14% | 0% | 0% | 1 |  | 0% | 0% | 1 |  |  |  |  | 0% | [5 empty] | 7% | 0% | 7% | 1 | 7% | 0% | 0% | 1 | 13% | 0% | 0% | 1 | 26% | 0% | 0% | 1 | 33% | 0% | 0% | 1 | 7% | 0% | 0% | 1 | 15% | 0% | 0% | 1 |  | 0% | 0% | 1 | 0% | 8% | 0% | 8% | 1 | 20% | 0% | 0% | 1 | 24% | 0% | 0% | 1 | 35% | 0% | 0% | 1 | 43% | 0% | 0% | 1 | 13% | 0% | 0% | 1 | 11% | 0% | 0% | 1 |  | 0% | 0% | 1 |  |  |  |  | 0% | [5 empty] | 70% | 1% | 71% | 3 | 50% | 0% | 0% | 2 | 58% | 0% | 0% | 2 | 73% | 0% | 0% | 3 | 85% | 0% | 0% | 3 | 32% | 0% | 0% | 1 | 6% | 0% | 0% | 1
162 | East Marysville | 0 | 0 | 0 |  | 0% | 0% | 1 |  |  |  |  | 0% | [5 empty] | 0% | 0% | 0% | 1 | 0% | 0% | 0% | 1 | 0% | 0% | 0% | 1 | 0% | 0% | 0% | 1 | 0% | 0% | 0% | 1 | 0% | 0% | 0% | 1 | 0% | 0% | 0% | 1 |  | 0% | 0% | 1 |  |  |  |  | 0% | [5 empty] | 100% | 0% | 100% | 5 | 96% | 0% | 0% | 5 | 74% | 0% | 0% | 3 | 74% | 0% | 0% | 3 | 97% | 0% | 0% | 5 | 99% | 0% | 0% | 5 | 0% | 0% | 0% | 1 |  | 0% | 0% | 1 | 0% | 100% | 0% | 100% | 5 | 97% | 0% | 0% | 5 | 65% | 0% | 0% | 2 | 65% | 0% | 0% | 2 | 98% | 0% | 0% | 5 | 82% | 0% | 0% | 3 | 0% | 0% | 0% | 1 |  | 0% | 0% | 1 |  |  |  |  | 0% | [5 empty] | 100% | 0% | 100% | 5 | 97% | 0% | 0% | 5 | 65% | 0% | 0% | 2 | 65% | 0% | 0% | 2 | 98% | 0% | 0% | 5 | 82% | 0% | 0% | 3 | 0% | 0% | 0% | 1
163 | Caribou 2 | 0 | 0 | 0 |  | 0% | 0% | 1 |  |  |  |  | 0% | [5 empty] | 100% | 0% | 100% | 5 | 0% | 0% | 0% | 1 | 83% | 0% | 0% | 3 | 68% | 0% | 0% | 2 | 100% | 0% | 0% | 5 | 100% | 0% | 0% | 5 | 8% | 0% | 0% | 1 |  | 0% | 0% | 1 |  |  |  |  | 0% | [5 empty] | 43% | 8% | 51% | 3 | 41% | 0% | 0% | 1 | 72% | 0% | 0% | 3 | 63% | 0% | 0% | 2 | 89% | 0% | 0% | 3 | 87% | 0% | 0% | 3 | 4% | 0% | 0% | 1 |  | 0% | 0% | 1 | 0% | 35% | 15% | 50% | 3 | 44% | 0% | 0% | 1 | 67% | 0% | 0% | 2 | 64% | 0% | 0% | 2 | 85% | 0% | 0% | 3 | 81% | 0% | 0% | 3 | 3% | 0% | 0% | 1 |  | 0% | 0% | 1 |  |  |  |  | 0% | [5 empty] | 53% | 10% | 63% | 3 | 34% | 0% | 0% | 1 | 47% | 0% | 0% | 1 | 50% | 0% | 0% | 2 | 72% | 0% | 0% | 3 | 75% | 0% | 0% | 3 | 3% | 0% | 0% | 1
164 | Dixon Landing | 0 | 0 | 0 |  | 0% | 0% | 1 |  |  |  |  | 0% | [5 empty] | 44% | 0% | 44% | 2 | 44% | 0% | 0% | 1 | 44% | 0% | 0% | 1 | 52% | 0% | 0% | 2 | 52% | 0% | 0% | 2 | 44% | 0% | 0% | 1 | 55% | 0% | 0% | 2 |  | 0% | 0% | 1 |  |  |  |  | 0% | [5 empty] | 82% | 13% | 95% | 5 | 94% | 0% | 0% | 4 | 57% | 0% | 0% | 2 | 59% | 0% | 0% | 2 | 96% | 0% | 0% | 5 | 94% | 0% | 0% | 4 | 6% | 0% | 0% | 1 |  | 0% | 0% | 1 | 0% | 84% | 11% | 95% | 5 | 82% | 0% | 0% | 3 | 41% | 0% | 0% | 1 | 41% | 0% | 0% | 1 | 88% | 0% | 0% | 3 | 87% | 0% | 0% | 3 | 4% | 0% | 0% | 1 |  | 0% | 0% | 1 |  |  |  |  | 2% | [5 empty] | 81% | 11% | 92% | 5 | 88% | 0% | 0% | 3 | 77% | 0% | 0% | 3 | 85% | 0% | 0% | 3 | 98% | 0% | 0% | 5 | 51% | 0% | 0% | 2 | 3% | 0% | 0% | 1
165 | New Sub - Gates - Templeton (Proposed) | 0 | 0 | 0 |  | 0% | 0% | 1 |  |  |  |  | 0% | [5 empty] | 100% | 0% | 100% | 5 | 100% | 0% | 0% | 5 | 0% | 0% | 0% | 1 | 0% | 0% | 0% | 1 | 100% | 0% | 0% | 5 | 100% | 0% | 0% | 5 | 0% | 0% | 0% | 1 |  | 0% | 0% | 1 |  |  |  |  | 0% | [5 empty] | 94% | 3% | 97% | 5 | 69% | 0% | 0% | 2 | 0% | 0% | 0% | 1 | 5% | 0% | 0% | 1 | 72% | 0% | 0% | 3 | 91% | 0% | 0% | 4 | 0% | 0% | 0% | 1 |  | 0% | 0% | 1 | 0% | 96% | 3% | 99% | 5 | 75% | 0% | 0% | 3 | 8% | 0% | 0% | 1 | 33% | 0% | 0% | 1 | 77% | 0% | 0% | 3 | 79% | 0% | 0% | 3 | 0% | 0% | 0% | 1 |  | 0% | 0% | 1 |  |  |  |  | 0% | [5 empty] | 94% | 3% | 97% | 5 | 65% | 0% | 0% | 2 | 6% | 0% | 0% | 1 | 25% | 0% | 0% | 1 | 71% | 0% | 0% | 3 | 64% | 0% | 0% | 2 | 1% | 0% | 0% | 1
166 | Westley | 0 | 0 | 0 |  | 0% | 0% | 1 |  |  |  |  | 0% | [5 empty] | 46% | 54% | 100% | 5 | 100% | 0% | 0% | 5 | 14% | 0% | 0% | 1 | 56% | 0% | 0% | 2 | 100% | 0% | 0% | 5 | 100% | 0% | 0% | 5 | 0% | 0% | 0% | 1 |  | 0% | 0% | 1 |  |  |  |  | 0% | [5 empty] | 39% | 61% | 100% | 5 | 99% | 0% | 0% | 5 | 21% | 0% | 0% | 1 | 46% | 0% | 0% | 1 | 99% | 0% | 0% | 5 | 100% | 0% | 0% | 5 | 0% | 0% | 0% | 1 |  | 0% | 0% | 1 | 0% | 53% | 47% | 100% | 5 | 99% | 0% | 0% | 5 | 47% | 0% | 0% | 1 | 61% | 0% | 0% | 2 | 99% | 0% | 0% | 5 | 97% | 0% | 0% | 5 | 0% | 0% | 0% | 1 |  | 0% | 0% | 1 |  |  |  |  | 3% | [5 empty] | 77% | 17% | 94% | 5 | 91% | 0% | 0% | 4 | 70% | 0% | 0% | 3 | 80% | 0% | 0% | 3 | 99% | 0% | 0% | 5 | 58% | 0% | 0% | 2 | 2% | 0% | 0% | 1
167 | Antelope | 0 | 0 | 0 |  | 0% | 0% | 1 |  |  |  |  | 1% | [5 empty] | 20% | 19% | 39% | 3 | 2% | 0% | 0% | 1 | 38% | 0% | 0% | 1 | 38% | 0% | 0% | 1 | 44% | 0% | 0% | 1 | 28% | 0% | 0% | 1 | 2% | 0% | 0% | 1 |  | 0% | 0% | 1 |  |  |  |  | 1% | [5 empty] | 19% | 13% | 32% | 3 | 11% | 0% | 0% | 1 | 31% | 0% | 0% | 1 | 24% | 0% | 0% | 1 | 44% | 0% | 0% | 1 | 24% | 0% | 0% | 1 | 2% | 0% | 0% | 1 |  | 0% | 0% | 1 | 1% | 15% | 11% | 26% | 3 | 15% | 0% | 0% | 1 | 35% | 0% | 0% | 1 | 24% | 0% | 0% | 1 | 50% | 0% | 0% | 2 | 24% | 0% | 0% | 1 | 1% | 0% | 0% | 1 |  | 0% | 0% | 1 |  |  |  |  | 1% | [5 empty] | 23% | 14% | 37% | 3 | 31% | 0% | 0% | 1 | 37% | 0% | 0% | 1 | 27% | 0% | 0% | 1 | 62% | 0% | 0% | 2 | 34% | 0% | 0% | 1 | 1% | 0% | 0% | 1
168 | Atwater | 0 | 0 | 0 |  | 0% | 0% | 1 |  |  |  |  | 0% | [5 empty] | 0% | 0% | 0% | 1 | 0% | 0% | 0% | 1 | 0% | 0% | 0% | 1 | 0% | 0% | 0% | 1 | 0% | 0% | 0% | 1 | 0% | 0% | 0% | 1 | 0% | 0% | 0% | 1 |  | 0% | 0% | 1 |  |  |  |  | 0% | [5 empty] | 0% | 0% | 0% | 1 | 0% | 0% | 0% | 1 | 0% | 0% | 0% | 1 | 0% | 0% | 0% | 1 | 0% | 0% | 0% | 1 | 0% | 0% | 0% | 1 | 0% | 0% | 0% | 1 |  | 0% | 0% | 1 | 0% | 0% | 0% | 0% | 1 | 0% | 0% | 0% | 1 | 0% | 0% | 0% | 1 | 0% | 0% | 0% | 1 | 0% | 0% | 0% | 1 | 0% | 0% | 0% | 1 | 0% | 0% | 0% | 1 |  | 0% | 0% | 1 |  |  |  |  | 0% | [5 empty] | 100% | 0% | 100% | 5 | 100% | 0% | 0% | 5 | 0% | 0% | 0% | 1 | 0% | 0% | 0% | 1 | 100% | 0% | 0% | 5 | 0% | 0% | 0% | 1 | 0% | 0% | 0% | 1
169 | Pine Flat | 0 | 0 | 0 |  | 0% | 0% | 1 |  |  |  |  | 0% | [5 empty] | 0% | 0% | 0% | 1 | 0% | 0% | 0% | 1 | 0% | 0% | 0% | 1 | 0% | 0% | 0% | 1 | 0% | 0% | 0% | 1 | 0% | 0% | 0% | 1 | 0% | 0% | 0% | 1 |  | 0% | 0% | 1 |  |  |  |  | 0% | [5 empty] | 0% | 0% | 0% | 1 | 0% | 0% | 0% | 1 | 0% | 0% | 0% | 1 | 0% | 0% | 0% | 1 | 0% | 0% | 0% | 1 | 0% | 0% | 0% | 1 | 0% | 0% | 0% | 1 |  | 0% | 0% | 1 | 0% | 0% | 0% | 0% | 1 | 0% | 0% | 0% | 1 | 0% | 0% | 0% | 1 | 0% | 0% | 0% | 1 | 0% | 0% | 0% | 1 | 0% | 0% | 0% | 1 | 0% | 0% | 0% | 1 |  | 0% | 0% | 1 |  |  |  |  | 0% | [5 empty] | 0% | 0% | 0% | 1 | 0% | 0% | 0% | 1 | 0% | 0% | 0% | 1 | 0% | 0% | 0% | 1 | 0% | 0% | 0% | 1 | 0% | 0% | 0% | 1 | 0% | 0% | 0% | 1
170 | Murray | 0 | 0 | 0 |  | 0% | 0% | 1 |  |  |  |  | 0% | [5 empty] | 0% | 0% | 0% | 1 | 0% | 0% | 0% | 1 | 9% | 0% | 0% | 1 | 93% | 0% | 0% | 4 | 93% | 0% | 0% | 4 | 0% | 0% | 0% | 1 | 0% | 0% | 0% | 1 |  | 0% | 0% | 1 |  |  |  |  | 0% | [5 empty] | 0% | 0% | 0% | 1 | 3% | 0% | 0% | 1 | 20% | 0% | 0% | 1 | 57% | 0% | 0% | 2 | 59% | 0% | 0% | 2 | 0% | 0% | 0% | 1 | 5% | 0% | 0% | 1 |  | 0% | 0% | 1 | 0% | 0% | 0% | 0% | 1 | 7% | 0% | 0% | 1 | 35% | 0% | 0% | 1 | 65% | 0% | 0% | 2 | 66% | 0% | 0% | 2 | 0% | 0% | 0% | 1 | 7% | 0% | 0% | 1 |  | 0% | 0% | 1 |  |  |  |  | 0% | [5 empty] | 1% | 23% | 24% | 4 | 30% | 0% | 0% | 1 | 46% | 0% | 0% | 1 | 76% | 0% | 0% | 3 | 76% | 0% | 0% | 3 | 6% | 0% | 0% | 1 | 9% | 0% | 0% | 1
171 | Lathrop | 0 | 0 | 0 |  | 0% | 0% | 1 |  |  |  |  | 0% | [5 empty] | 0% | 0% | 0% | 1 | 0% | 0% | 0% | 1 | 0% | 0% | 0% | 1 | 0% | 0% | 0% | 1 | 0% | 0% | 0% | 1 | 0% | 0% | 0% | 1 | 0% | 0% | 0% | 1 |  | 0% | 0% | 1 |  |  |  |  | 0% | [5 empty] | 0% | 0% | 0% | 1 | 0% | 0% | 0% | 1 | 0% | 0% | 0% | 1 | 0% | 0% | 0% | 1 | 0% | 0% | 0% | 1 | 0% | 0% | 0% | 1 | 0% | 0% | 0% | 1 |  | 0% | 0% | 1 | 0% | 0% | 0% | 0% | 1 | 0% | 0% | 0% | 1 | 0% | 0% | 0% | 1 | 0% | 0% | 0% | 1 | 0% | 0% | 0% | 1 | 2% | 0% | 0% | 1 | 0% | 0% | 0% | 1 |  | 0% | 0% | 1 |  |  |  |  | 0% | [5 empty] | 0% | 0% | 0% | 1 | 0% | 0% | 0% | 1 | 0% | 0% | 0% | 1 | 0% | 0% | 0% | 1 | 0% | 0% | 0% | 1 | 2% | 0% | 0% | 1 | 0% | 0% | 0% | 1
172 | Semitropic | 0 | 0 | 0 |  | 0% | 0% | 1 |  |  |  |  | 0% | [5 empty] | 0% | 0% | 0% | 1 | 0% | 0% | 0% | 1 | 0% | 0% | 0% | 1 | 0% | 0% | 0% | 1 | 0% | 0% | 0% | 1 | 0% | 0% | 0% | 1 | 0% | 0% | 0% | 1 |  | 0% | 0% | 1 |  |  |  |  | 0% | [5 empty] | 0% | 0% | 0% | 1 | 0% | 0% | 0% | 1 | 0% | 0% | 0% | 1 | 0% | 0% | 0% | 1 | 0% | 0% | 0% | 1 | 0% | 0% | 0% | 1 | 0% | 0% | 0% | 1 |  | 0% | 0% | 1 | 0% | 0% | 0% | 0% | 1 | 0% | 0% | 0% | 1 | 0% | 0% | 0% | 1 | 0% | 0% | 0% | 1 | 0% | 0% | 0% | 1 | 0% | 0% | 0% | 1 | 0% | 0% | 0% | 1 |  | 0% | 0% | 1 |  |  |  |  | 0% | [5 empty] | 66% | 0% | 66% | 3 | 24% | 0% | 0% | 1 | 0% | 0% | 0% | 1 | 0% | 0% | 0% | 1 | 24% | 0% | 0% | 1 | 65% | 0% | 0% | 2 | 0% | 0% | 0% | 1
173 | Hopland | 0 | 0 | 0 |  | 0% | 0% | 1 |  |  |  |  | 0% | [5 empty] | 16% | 84% | 100% | 5 | 81% | 0% | 0% | 3 | 9% | 0% | 0% | 1 | 15% | 0% | 0% | 1 | 82% | 0% | 0% | 3 | 80% | 0% | 0% | 3 | 0% | 0% | 0% | 1 |  | 0% | 0% | 1 |  |  |  |  | 0% | [5 empty] | 31% | 65% | 96% | 5 | 68% | 0% | 0% | 2 | 14% | 0% | 0% | 1 | 20% | 0% | 0% | 1 | 78% | 0% | 0% | 3 | 65% | 0% | 0% | 2 | 0% | 0% | 0% | 1 |  | 0% | 0% | 1 | 0% | 40% | 47% | 87% | 5 | 65% | 0% | 0% | 2 | 21% | 0% | 0% | 1 | 36% | 0% | 0% | 1 | 78% | 0% | 0% | 3 | 65% | 0% | 0% | 2 | 0% | 0% | 0% | 1 |  | 0% | 0% | 1 |  |  |  |  | 0% | [5 empty] | 35% | 29% | 64% | 4 | 60% | 0% | 0% | 2 | 25% | 0% | 0% | 1 | 47% | 0% | 0% | 1 | 74% | 0% | 0% | 3 | 59% | 0% | 0% | 2 | 0% | 0% | 0% | 1
174 | Point Loma | 0 | 0 | 0 |  | 0% | 0% | 1 |  |  |  |  | 0% | [5 empty] | 0% | 0% | 0% | 1 | 3% | 0% | 0% | 1 | 18% | 0% | 0% | 1 | 51% | 0% | 0% | 2 | 52% | 0% | 0% | 2 | 0% | 0% | 0% | 1 | 5% | 0% | 0% | 1 |  | 0% | 0% | 1 |  |  |  |  | 0% | [5 empty] | 0% | 0% | 0% | 1 | 3% | 0% | 0% | 1 | 20% | 0% | 0% | 1 | 54% | 0% | 0% | 2 | 55% | 0% | 0% | 2 | 0% | 0% | 0% | 1 | 5% | 0% | 0% | 1 |  | 0% | 0% | 1 | 0% | 0% | 0% | 0% | 1 | 6% | 0% | 0% | 1 | 37% | 0% | 0% | 1 | 64% | 0% | 0% | 2 | 64% | 0% | 0% | 2 | 0% | 0% | 0% | 1 | 7% | 0% | 0% | 1 |  | 0% | 0% | 1 |  |  |  |  | 0% | [5 empty] | 0% | 0% | 0% | 1 | 7% | 0% | 0% | 1 | 38% | 0% | 0% | 1 | 67% | 0% | 0% | 2 | 67% | 0% | 0% | 2 | 0% | 0% | 0% | 1 | 7% | 0% | 0% | 1
175 | Whirlwind | 0 | 0 | 10 |  | 0% | 0% | 1 |  |  |  |  | 1% | [5 empty] | 12% | 0% | 12% | 1 | 31% | 0% | 0% | 1 | 40% | 0% | 0% | 1 | 25% | 0% | 0% | 1 | 61% | 0% | 0% | 2 | 25% | 0% | 0% | 1 | 0% | 0% | 0% | 1 |  | 0% | 0% | 1 |  |  |  |  | 1% | [5 empty] | 20% | 5% | 25% | 2 | 29% | 0% | 0% | 1 | 42% | 0% | 0% | 1 | 30% | 0% | 0% | 1 | 64% | 0% | 0% | 2 | 29% | 0% | 0% | 1 | 1% | 0% | 0% | 1 |  | 0% | 0% | 1 | 1% | 22% | 10% | 32% | 3 | 30% | 0% | 0% | 1 | 39% | 0% | 0% | 1 | 31% | 0% | 0% | 1 | 63% | 0% | 0% | 2 | 32% | 0% | 0% | 1 | 1% | 0% | 0% | 1 |  | 0% | 0% | 1 |  |  |  |  | 1% | [5 empty] | 25% | 16% | 41% | 3 | 34% | 0% | 0% | 1 | 35% | 0% | 0% | 1 | 29% | 0% | 0% | 1 | 63% | 0% | 0% | 2 | 37% | 0% | 0% | 1 | 1% | 0% | 0% | 1
176 | Gould | 0 | 0 | 0 |  | 0% | 0% | 1 |  |  |  |  | 0% | [5 empty] | 0% | 0% | 0% | 1 | 0% | 0% | 0% | 1 | 0% | 0% | 0% | 1 | 0% | 0% | 0% | 1 | 0% | 0% | 0% | 1 | 0% | 0% | 0% | 1 | 0% | 0% | 0% | 1 |  | 0% | 0% | 1 |  |  |  |  | 0% | [5 empty] | 100% | 0% | 100% | 5 | 100% | 0% | 0% | 5 | 0% | 0% | 0% | 1 | 0% | 0% | 0% | 1 | 100% | 0% | 0% | 5 | 100% | 0% | 0% | 5 | 0% | 0% | 0% | 1 |  | 0% | 0% | 1 | 0% | 56% | 0% | 56% | 3 | 3% | 0% | 0% | 1 | 0% | 0% | 0% | 1 | 0% | 0% | 0% | 1 | 3% | 0% | 0% | 1 | 37% | 0% | 0% | 1 | 0% | 0% | 0% | 1 |  | 0% | 0% | 1 |  |  |  |  | 0% | [5 empty] | 37% | 39% | 76% | 5 | 12% | 0% | 0% | 1 | 14% | 0% | 0% | 1 | 9% | 0% | 0% | 1 | 28% | 0% | 0% | 1 | 44% | 0% | 0% | 1 | 2% | 0% | 0% | 1
177 | Burney Forest | 0 | 0 | 0 |  | 0% | 0% | 1 |  |  |  |  | 0% | [5 empty] | 86% | 0% | 86% | 5 | 58% | 0% | 0% | 2 | 15% | 0% | 0% | 1 | 15% | 0% | 0% | 1 | 71% | 0% | 0% | 3 | 46% | 0% | 0% | 1 | 1% | 0% | 0% | 1 |  | 0% | 0% | 1 |  |  |  |  | 0% | [5 empty] | 78% | 1% | 79% | 5 | 56% | 0% | 0% | 2 | 17% | 0% | 0% | 1 | 13% | 0% | 0% | 1 | 71% | 0% | 0% | 3 | 43% | 0% | 0% | 1 | 1% | 0% | 0% | 1 |  | 0% | 0% | 1 | 0% | 73% | 3% | 76% | 5 | 49% | 0% | 0% | 1 | 18% | 0% | 0% | 1 | 12% | 0% | 0% | 1 | 66% | 0% | 0% | 2 | 49% | 0% | 0% | 1 | 1% | 0% | 0% | 1 |  | 0% | 0% | 1 |  |  |  |  | 0% | [5 empty] | 53% | 10% | 63% | 3 | 43% | 0% | 0% | 1 | 20% | 0% | 0% | 1 | 18% | 0% | 0% | 1 | 65% | 0% | 0% | 2 | 58% | 0% | 0% | 2 | 1% | 0% | 0% | 1
178 | GWF Hanford | 0 | 0 | 0 |  | 0% | 0% | 1 |  |  |  |  | 0% | [5 empty] | 0% | 0% | 0% | 1 | 0% | 0% | 0% | 1 | 0% | 0% | 0% | 1 | 0% | 0% | 0% | 1 | 0% | 0% | 0% | 1 | 0% | 0% | 0% | 1 | 0% | 0% | 0% | 1 |  | 0% | 0% | 1 |  |  |  |  | 0% | [5 empty] | 0% | 0% | 0% | 1 | 0% | 0% | 0% | 1 | 0% | 0% | 0% | 1 | 0% | 0% | 0% | 1 | 0% | 0% | 0% | 1 | 0% | 0% | 0% | 1 | 0% | 0% | 0% | 1 |  | 0% | 0% | 1 | 0% | 0% | 0% | 0% | 1 | 0% | 0% | 0% | 1 | 0% | 0% | 0% | 1 | 0% | 0% | 0% | 1 | 0% | 0% | 0% | 1 | 0% | 0% | 0% | 1 | 0% | 0% | 0% | 1 |  | 0% | 0% | 1 |  |  |  |  | 0% | [5 empty] | 0% | 0% | 0% | 1 | 0% | 0% | 0% | 1 | 0% | 0% | 0% | 1 | 0% | 0% | 0% | 1 | 0% | 0% | 0% | 1 | 0% | 0% | 0% | 1 | 0% | 0% | 0% | 1
179 | San Ramon | 0 | 0 | 0 |  | 0% | 0% | 1 |  |  |  |  | 0% | [5 empty] | 93% | 7% | 100% | 5 | 75% | 0% | 0% | 3 | 78% | 0% | 0% | 3 | 78% | 0% | 0% | 3 | 98% | 0% | 0% | 5 | 33% | 0% | 0% | 1 | 2% | 0% | 0% | 1 |  | 0% | 0% | 1 |  |  |  |  | 0% | [5 empty] | 98% | 2% | 100% | 5 | 74% | 0% | 0% | 3 | 89% | 0% | 0% | 3 | 90% | 0% | 0% | 4 | 95% | 0% | 0% | 5 | 52% | 0% | 0% | 2 | 2% | 0% | 0% | 1 |  | 0% | 0% | 1 | 2% | 96% | 1% | 97% | 5 | 84% | 0% | 0% | 3 | 80% | 0% | 0% | 3 | 94% | 0% | 0% | 4 | 98% | 0% | 0% | 5 | 35% | 0% | 0% | 1 | 4% | 0% | 0% | 1 |  | 0% | 0% | 1 |  |  |  |  | 4% | [5 empty] | 58% | 3% | 61% | 3 | 60% | 0% | 0% | 2 | 75% | 0% | 0% | 3 | 71% | 0% | 0% | 3 | 89% | 0% | 0% | 3 | 30% | 0% | 0% | 1 | 18% | 0% | 0% | 1
180 | Stanislaus | 0 | 0 | 0 |  | 0% | 0% | 1 |  |  |  |  | 0% | [5 empty] | 60% | 40% | 100% | 5 | 97% | 0% | 0% | 5 | 25% | 0% | 0% | 1 | 76% | 0% | 0% | 3 | 98% | 0% | 0% | 5 | 100% | 0% | 0% | 5 | 0% | 0% | 0% | 1 |  | 0% | 0% | 1 |  |  |  |  | 0% | [5 empty] | 42% | 58% | 100% | 5 | 96% | 0% | 0% | 5 | 18% | 0% | 0% | 1 | 44% | 0% | 0% | 1 | 98% | 0% | 0% | 5 | 100% | 0% | 0% | 5 | 0% | 0% | 0% | 1 |  | 0% | 0% | 1 | 0% | 38% | 62% | 100% | 5 | 97% | 0% | 0% | 5 | 22% | 0% | 0% | 1 | 44% | 0% | 0% | 1 | 99% | 0% | 0% | 5 | 100% | 0% | 0% | 5 | 0% | 0% | 0% | 1 |  | 0% | 0% | 1 |  |  |  |  | 0% | [5 empty] | 59% | 40% | 99% | 5 | 97% | 0% | 0% | 5 | 41% | 0% | 0% | 1 | 51% | 0% | 0% | 2 | 98% | 0% | 0% | 5 | 96% | 0% | 0% | 5 | 1% | 0% | 0% | 1
181 | Magunden | 0 | 0 | 0 |  | 0% | 0% | 1 |  |  |  |  | 0% | [5 empty] | 0% | 0% | 0% | 1 | 0% | 0% | 0% | 1 | 0% | 0% | 0% | 1 | 0% | 0% | 0% | 1 | 0% | 0% | 0% | 1 | 0% | 0% | 0% | 1 | 0% | 0% | 0% | 1 |  | 0% | 0% | 1 |  |  |  |  | 0% | [5 empty] | 0% | 0% | 0% | 1 | 0% | 0% | 0% | 1 | 0% | 0% | 0% | 1 | 0% | 0% | 0% | 1 | 0% | 0% | 0% | 1 | 0% | 0% | 0% | 1 | 0% | 0% | 0% | 1 |  | 0% | 0% | 1 | 0% | 0% | 100% | 100% | 5 | 65% | 0% | 0% | 2 | 40% | 0% | 0% | 1 | 55% | 0% | 0% | 2 | 100% | 0% | 0% | 5 | 100% | 0% | 0% | 5 | 0% | 0% | 0% | 1 |  | 0% | 0% | 1 |  |  |  |  | 0% | [5 empty] | 5% | 94% | 99% | 5 | 36% | 0% | 0% | 1 | 14% | 0% | 0% | 1 | 33% | 0% | 0% | 1 | 57% | 0% | 0% | 2 | 66% | 0% | 0% | 2 | 1% | 0% | 0% | 1
182 | Alamitos | 0 | 0 | 0 |  | 0% | 0% | 1 |  |  |  |  | 0% | [5 empty] | 0% | 0% | 0% | 1 | 0% | 0% | 0% | 1 | 16% | 0% | 0% | 1 | 52% | 0% | 0% | 2 | 52% | 0% | 0% | 2 | 0% | 0% | 0% | 1 | 1% | 0% | 0% | 1 |  | 0% | 0% | 1 |  |  |  |  | 0% | [5 empty] | 0% | 0% | 0% | 1 | 0% | 0% | 0% | 1 | 16% | 0% | 0% | 1 | 60% | 0% | 0% | 2 | 60% | 0% | 0% | 2 | 0% | 0% | 0% | 1 | 3% | 0% | 0% | 1 |  | 0% | 0% | 1 | 0% | 0% | 0% | 0% | 1 | 1% | 0% | 0% | 1 | 16% | 0% | 0% | 1 | 61% | 0% | 0% | 2 | 61% | 0% | 0% | 2 | 0% | 0% | 0% | 1 | 3% | 0% | 0% | 1 |  | 0% | 0% | 1 |  |  |  |  | 0% | [5 empty] | 0% | 0% | 0% | 1 | 1% | 0% | 0% | 1 | 21% | 0% | 0% | 1 | 63% | 0% | 0% | 2 | 63% | 0% | 0% | 2 | 0% | 0% | 0% | 1 | 2% | 0% | 0% | 1
183 | Valley Springs | 0 | 0 | 0 |  | 0% | 0% | 1 |  |  |  |  | 0% | [5 empty] | 0% | 0% | 0% | 1 | 0% | 0% | 0% | 1 | 0% | 0% | 0% | 1 | 0% | 0% | 0% | 1 | 0% | 0% | 0% | 1 | 0% | 0% | 0% | 1 | 0% | 0% | 0% | 1 |  | 0% | 0% | 1 |  |  |  |  | 0% | [5 empty] | 0% | 0% | 0% | 1 | 0% | 0% | 0% | 1 | 0% | 0% | 0% | 1 | 0% | 0% | 0% | 1 | 0% | 0% | 0% | 1 | 0% | 0% | 0% | 1 | 0% | 0% | 0% | 1 |  | 0% | 0% | 1 | 0% | 0% | 0% | 0% | 1 | 0% | 0% | 0% | 1 | 0% | 0% | 0% | 1 | 0% | 0% | 0% | 1 | 0% | 0% | 0% | 1 | 0% | 0% | 0% | 1 | 0% | 0% | 0% | 1 |  | 0% | 0% | 1 |  |  |  |  | 0% | [5 empty] | 0% | 100% | 100% | 5 | 0% | 0% | 0% | 1 | 0% | 0% | 0% | 1 | 0% | 0% | 0% | 1 | 0% | 0% | 0% | 1 | 8% | 0% | 0% | 1 | 0% | 0% | 0% | 1
184 | Blythe | 0 | 0 | 0 |  | 0% | 0% | 1 |  |  |  |  | 0% | [5 empty] | 0% | 0% | 0% | 1 | 22% | 0% | 0% | 1 | 26% | 0% | 0% | 1 | 19% | 0% | 0% | 1 | 41% | 0% | 0% | 1 | 63% | 0% | 0% | 2 | 0% | 0% | 0% | 1 |  | 0% | 0% | 1 |  |  |  |  | 0% | [5 empty] | 0% | 0% | 0% | 1 | 41% | 0% | 0% | 1 | 30% | 0% | 0% | 1 | 26% | 0% | 0% | 1 | 49% | 0% | 0% | 1 | 73% | 0% | 0% | 3 | 0% | 0% | 0% | 1 |  | 0% | 0% | 1 | 0% | 0% | 0% | 0% | 1 | 36% | 0% | 0% | 1 | 28% | 0% | 0% | 1 | 25% | 0% | 0% | 1 | 45% | 0% | 0% | 1 | 81% | 0% | 0% | 3 | 0% | 0% | 0% | 1 |  | 0% | 0% | 1 |  |  |  |  | 0% | [5 empty] | 0% | 0% | 0% | 1 | 40% | 0% | 0% | 1 | 32% | 0% | 0% | 1 | 30% | 0% | 0% | 1 | 51% | 0% | 0% | 2 | 80% | 0% | 0% | 3 | 0% | 0% | 0% | 1
185 | Midway | 0 | 0 | 20 |  | 0% | 0% | 1 |  |  |  |  | 0% | [5 empty] | 0% | 0% | 0% | 1 | 0% | 0% | 0% | 1 | 0% | 0% | 0% | 1 | 0% | 0% | 0% | 1 | 0% | 0% | 0% | 1 | 0% | 0% | 0% | 1 | 0% | 0% | 0% | 1 |  | 0% | 0% | 1 |  |  |  |  | 0% | [5 empty] | 0% | 0% | 0% | 1 | 0% | 0% | 0% | 1 | 0% | 0% | 0% | 1 | 0% | 0% | 0% | 1 | 0% | 0% | 0% | 1 | 0% | 0% | 0% | 1 | 0% | 0% | 0% | 1 |  | 0% | 0% | 1 | 0% | 0% | 0% | 0% | 1 | 0% | 0% | 0% | 1 | 0% | 0% | 0% | 1 | 0% | 0% | 0% | 1 | 0% | 0% | 0% | 1 | 0% | 0% | 0% | 1 | 0% | 0% | 0% | 1 |  | 0% | 0% | 1 |  |  |  |  | 0% | [5 empty] | 82% | 0% | 82% | 5 | 54% | 0% | 0% | 2 | 0% | 0% | 0% | 1 | 31% | 0% | 0% | 1 | 54% | 0% | 0% | 2 | 57% | 0% | 0% | 2 | 0% | 0% | 0% | 1
186 | Buena Vista | 0 | 0 | 0 |  | 0% | 0% | 1 |  |  |  |  | 0% | [5 empty] | 0% | 0% | 0% | 1 | 0% | 0% | 0% | 1 | 0% | 0% | 0% | 1 | 0% | 0% | 0% | 1 | 0% | 0% | 0% | 1 | 0% | 0% | 0% | 1 | 0% | 0% | 0% | 1 |  | 0% | 0% | 1 |  |  |  |  | 77% | [5 empty] | 8% | 0% | 8% | 1 | 8% | 0% | 0% | 1 | 4% | 0% | 0% | 1 | 5% | 0% | 0% | 1 | 13% | 0% | 0% | 1 | 6% | 0% | 0% | 1 | 3% | 0% | 0% | 1 |  | 0% | 0% | 1 | 73% | 8% | 4% | 12% | 2 | 9% | 0% | 0% | 1 | 8% | 0% | 0% | 1 | 8% | 0% | 0% | 1 | 15% | 0% | 0% | 1 | 10% | 0% | 0% | 1 | 2% | 0% | 0% | 1 |  | 0% | 0% | 1 |  |  |  |  | 44% | [5 empty] | 14% | 13% | 27% | 3 | 21% | 0% | 0% | 1 | 10% | 0% | 0% | 1 | 24% | 0% | 0% | 1 | 40% | 0% | 0% | 1 | 34% | 0% | 0% | 1 | 5% | 0% | 0% | 1
187 | Crows Landing | 0 | 0 | 0 |  | 0% | 0% | 1 |  |  |  |  | 0% | [5 empty] | 100% | 0% | 100% | 5 | 90% | 0% | 0% | 4 | 74% | 0% | 0% | 3 | 100% | 0% | 0% | 5 | 100% | 0% | 0% | 5 | 100% | 0% | 0% | 5 | 0% | 0% | 0% | 1 |  | 0% | 0% | 1 |  |  |  |  | 0% | [5 empty] | 57% | 43% | 100% | 5 | 95% | 0% | 0% | 5 | 15% | 0% | 0% | 1 | 54% | 0% | 0% | 2 | 97% | 0% | 0% | 5 | 100% | 0% | 0% | 5 | 0% | 0% | 0% | 1 |  | 0% | 0% | 1 | 0% | 40% | 60% | 100% | 5 | 97% | 0% | 0% | 5 | 22% | 0% | 0% | 1 | 46% | 0% | 0% | 1 | 99% | 0% | 0% | 5 | 100% | 0% | 0% | 5 | 0% | 0% | 0% | 1 |  | 0% | 0% | 1 |  |  |  |  | 0% | [5 empty] | 47% | 53% | 100% | 5 | 96% | 0% | 0% | 5 | 22% | 0% | 0% | 1 | 35% | 0% | 0% | 1 | 98% | 0% | 0% | 5 | 98% | 0% | 0% | 5 | 0% | 0% | 0% | 1
188 | Villa Park | 0 | 0 | 0 |  | 0% | 0% | 1 |  |  |  |  | 0% | [5 empty] | 0% | 0% | 0% | 1 | 0% | 0% | 0% | 1 | 0% | 0% | 0% | 1 | 0% | 0% | 0% | 1 | 0% | 0% | 0% | 1 | 0% | 0% | 0% | 1 | 0% | 0% | 0% | 1 |  | 0% | 0% | 1 |  |  |  |  | 0% | [5 empty] | 0% | 0% | 0% | 1 | 0% | 0% | 0% | 1 | 44% | 0% | 0% | 1 | 100% | 0% | 0% | 5 | 100% | 0% | 0% | 5 | 0% | 0% | 0% | 1 | 12% | 0% | 0% | 1 |  | 0% | 0% | 1 | 0% | 0% | 0% | 0% | 1 | 2% | 0% | 0% | 1 | 43% | 0% | 0% | 1 | 89% | 0% | 0% | 3 | 91% | 0% | 0% | 4 | 0% | 0% | 0% | 1 | 7% | 0% | 0% | 1 |  | 0% | 0% | 1 |  |  |  |  | 0% | [5 empty] | 0% | 0% | 0% | 1 | 1% | 0% | 0% | 1 | 16% | 0% | 0% | 1 | 61% | 0% | 0% | 2 | 61% | 0% | 0% | 2 | 0% | 0% | 0% | 1 | 3% | 0% | 0% | 1
189 | California Ave | 0 | 0 | 10 |  | 0% | 0% | 1 |  |  |  |  | 0% | [5 empty] | 0% | 0% | 0% | 1 | 0% | 0% | 0% | 1 | 0% | 0% | 0% | 1 | 0% | 0% | 0% | 1 | 0% | 0% | 0% | 1 | 0% | 0% | 0% | 1 | 0% | 0% | 0% | 1 |  | 0% | 0% | 1 |  |  |  |  | 0% | [5 empty] | 0% | 0% | 0% | 1 | 0% | 0% | 0% | 1 | 0% | 0% | 0% | 1 | 0% | 0% | 0% | 1 | 0% | 0% | 0% | 1 | 0% | 0% | 0% | 1 | 0% | 0% | 0% | 1 |  | 0% | 0% | 1 | 0% | 0% | 0% | 0% | 1 | 0% | 0% | 0% | 1 | 0% | 0% | 0% | 1 | 0% | 0% | 0% | 1 | 0% | 0% | 0% | 1 | 0% | 0% | 0% | 1 | 0% | 0% | 0% | 1 |  | 0% | 0% | 1 |  |  |  |  | 0% | [5 empty] | 0% | 0% | 0% | 1 | 0% | 0% | 0% | 1 | 0% | 0% | 0% | 1 | 0% | 0% | 0% | 1 | 0% | 0% | 0% | 1 | 0% | 0% | 0% | 1 | 0% | 0% | 0% | 1
190 | Calpella | 0 | 0 | 0 |  | 0% | 0% | 1 |  |  |  |  | 0% | [5 empty] | 100% | 0% | 100% | 5 | 0% | 0% | 0% | 1 | 40% | 0% | 0% | 1 | 93% | 0% | 0% | 4 | 93% | 0% | 0% | 4 | 100% | 0% | 0% | 5 | 0% | 0% | 0% | 1 |  | 0% | 0% | 1 |  |  |  |  | 0% | [5 empty] | 55% | 27% | 82% | 5 | 29% | 0% | 0% | 1 | 25% | 0% | 0% | 1 | 46% | 0% | 0% | 1 | 65% | 0% | 0% | 2 | 88% | 0% | 0% | 3 | 0% | 0% | 0% | 1 |  | 0% | 0% | 1 | 0% | 33% | 65% | 98% | 5 | 52% | 0% | 0% | 2 | 24% | 0% | 0% | 1 | 32% | 0% | 0% | 1 | 73% | 0% | 0% | 3 | 79% | 0% | 0% | 3 | 0% | 0% | 0% | 1 |  | 0% | 0% | 1 |  |  |  |  | 0% | [5 empty] | 25% | 36% | 61% | 5 | 46% | 0% | 0% | 1 | 8% | 0% | 0% | 1 | 19% | 0% | 0% | 1 | 58% | 0% | 0% | 2 | 62% | 0% | 0% | 2 | 1% | 0% | 0% | 1
191 | Tevis | 0 | 0 | 0 |  | 0% | 0% | 1 |  |  |  |  | 0% | [5 empty] | 0% | 0% | 0% | 1 | 0% | 0% | 0% | 1 | 0% | 0% | 0% | 1 | 0% | 0% | 0% | 1 | 0% | 0% | 0% | 1 | 0% | 0% | 0% | 1 | 0% | 0% | 0% | 1 |  | 0% | 0% | 1 |  |  |  |  | 0% | [5 empty] | 0% | 0% | 0% | 1 | 0% | 0% | 0% | 1 | 0% | 0% | 0% | 1 | 0% | 0% | 0% | 1 | 0% | 0% | 0% | 1 | 0% | 0% | 0% | 1 | 0% | 0% | 0% | 1 |  | 0% | 0% | 1 | 0% | 0% | 0% | 0% | 1 | 0% | 0% | 0% | 1 | 0% | 0% | 0% | 1 | 0% | 0% | 0% | 1 | 0% | 0% | 0% | 1 | 0% | 0% | 0% | 1 | 0% | 0% | 0% | 1 |  | 0% | 0% | 1 |  |  |  |  | 0% | [5 empty] | 58% | 42% | 100% | 5 | 100% | 0% | 0% | 5 | 27% | 0% | 0% | 1 | 27% | 0% | 0% | 1 | 100% | 0% | 0% | 5 | 52% | 0% | 0% | 2 | 0% | 0% | 0% | 1
192 | Cal Water | 0 | 0 | 0 |  | 0% | 0% | 1 |  |  |  |  | 0% | [5 empty] | 0% | 0% | 0% | 1 | 0% | 0% | 0% | 1 | 0% | 0% | 0% | 1 | 0% | 0% | 0% | 1 | 0% | 0% | 0% | 1 | 0% | 0% | 0% | 1 | 0% | 0% | 0% | 1 |  | 0% | 0% | 1 |  |  |  |  | 0% | [5 empty] | 0% | 0% | 0% | 1 | 0% | 0% | 0% | 1 | 0% | 0% | 0% | 1 | 0% | 0% | 0% | 1 | 0% | 0% | 0% | 1 | 0% | 0% | 0% | 1 | 0% | 0% | 0% | 1 |  | 0% | 0% | 1 | 0% | 0% | 100% | 100% | 5 | 46% | 0% | 0% | 1 | 54% | 0% | 0% | 2 | 65% | 0% | 0% | 2 | 85% | 0% | 0% | 3 | 93% | 0% | 0% | 4 | 2% | 0% | 0% | 1 |  | 0% | 0% | 1 |  |  |  |  | 0% | [5 empty] | 8% | 92% | 100% | 5 | 28% | 0% | 0% | 1 | 16% | 0% | 0% | 1 | 52% | 0% | 0% | 2 | 69% | 0% | 0% | 2 | 70% | 0% | 0% | 3 | 1% | 0% | 0% | 1
193 | Boulevard East | 0 | 0 | 0 |  | 0% | 0% | 1 |  |  |  |  | 0% | [5 empty] | 50% | 38% | 88% | 5 | 9% | 0% | 0% | 1 | 14% | 0% | 0% | 1 | 37% | 0% | 0% | 1 | 48% | 0% | 0% | 1 | 25% | 0% | 0% | 1 | 2% | 0% | 0% | 1 |  | 0% | 0% | 1 |  |  |  |  | 0% | [5 empty] | 45% | 43% | 88% | 5 | 8% | 0% | 0% | 1 | 14% | 0% | 0% | 1 | 36% | 0% | 0% | 1 | 46% | 0% | 0% | 1 | 32% | 0% | 0% | 1 | 1% | 0% | 0% | 1 |  | 0% | 0% | 1 | 0% | 37% | 39% | 76% | 5 | 15% | 0% | 0% | 1 | 15% | 0% | 0% | 1 | 34% | 0% | 0% | 1 | 51% | 0% | 0% | 2 | 37% | 0% | 0% | 1 | 1% | 0% | 0% | 1 |  | 0% | 0% | 1 |  |  |  |  | 0% | [5 empty] | 27% | 30% | 57% | 5 | 13% | 0% | 0% | 1 | 13% | 0% | 0% | 1 | 27% | 0% | 0% | 1 | 42% | 0% | 0% | 1 | 50% | 0% | 0% | 2 | 2% | 0% | 0% | 1
194 | Margarita | 0 | 0 | 0 |  | 0% | 0% | 1 |  |  |  |  | 0% | [5 empty] | 0% | 0% | 0% | 1 | 0% | 0% | 0% | 1 | 24% | 0% | 0% | 1 | 49% | 0% | 0% | 1 | 49% | 0% | 0% | 1 | 0% | 0% | 0% | 1 | 0% | 0% | 0% | 1 |  | 0% | 0% | 1 |  |  |  |  | 0% | [5 empty] | 0% | 0% | 0% | 1 | 8% | 0% | 0% | 1 | 25% | 0% | 0% | 1 | 42% | 0% | 0% | 1 | 50% | 0% | 0% | 2 | 0% | 0% | 0% | 1 | 0% | 0% | 0% | 1 |  | 0% | 0% | 1 | 0% | 1% | 0% | 1% | 1 | 3% | 0% | 0% | 1 | 21% | 0% | 0% | 1 | 74% | 0% | 0% | 3 | 77% | 0% | 0% | 3 | 0% | 0% | 0% | 1 | 5% | 0% | 0% | 1 |  | 0% | 0% | 1 |  |  |  |  | 0% | [5 empty] | 0% | 0% | 0% | 1 | 7% | 0% | 0% | 1 | 50% | 0% | 0% | 2 | 80% | 0% | 0% | 3 | 82% | 0% | 0% | 3 | 0% | 0% | 0% | 1 | 10% | 0% | 0% | 1
195 | Escondido | 0 | 0 | 0 |  | 0% | 0% | 1 |  |  |  |  | 0% | [5 empty] | 0% | 0% | 0% | 1 | 0% | 0% | 0% | 1 | 0% | 0% | 0% | 1 | 0% | 0% | 0% | 1 | 0% | 0% | 0% | 1 | 0% | 0% | 0% | 1 | 0% | 0% | 0% | 1 |  | 0% | 0% | 1 |  |  |  |  | 0% | [5 empty] | 0% | 0% | 0% | 1 | 0% | 0% | 0% | 1 | 76% | 0% | 0% | 3 | 87% | 0% | 0% | 3 | 87% | 0% | 0% | 3 | 0% | 0% | 0% | 1 | 4% | 0% | 0% | 1 |  | 0% | 0% | 1 | 0% | 0% | 0% | 0% | 1 | 17% | 0% | 0% | 1 | 78% | 0% | 0% | 3 | 80% | 0% | 0% | 3 | 80% | 0% | 0% | 3 | 0% | 0% | 0% | 1 | 16% | 0% | 0% | 1 |  | 0% | 0% | 1 |  |  |  |  | 0% | [5 empty] | 0% | 52% | 52% | 5 | 56% | 0% | 0% | 2 | 20% | 0% | 0% | 1 | 29% | 0% | 0% | 1 | 81% | 0% | 0% | 3 | 15% | 0% | 0% | 1 | 40% | 0% | 0% | 1
196 | Manning | 0 | 0 | 0 |  | 0% | 0% | 1 |  |  |  |  | 0% | [5 empty] | 0% | 0% | 0% | 1 | 0% | 0% | 0% | 1 | 0% | 0% | 0% | 1 | 0% | 0% | 0% | 1 | 0% | 0% | 0% | 1 | 0% | 0% | 0% | 1 | 0% | 0% | 0% | 1 |  | 0% | 0% | 1 |  |  |  |  | 0% | [5 empty] | 0% | 0% | 0% | 1 | 0% | 0% | 0% | 1 | 0% | 0% | 0% | 1 | 0% | 0% | 0% | 1 | 0% | 0% | 0% | 1 | 0% | 0% | 0% | 1 | 0% | 0% | 0% | 1 |  | 0% | 0% | 1 | 0% | 10% | 90% | 100% | 5 | 89% | 0% | 0% | 3 | 11% | 0% | 0% | 1 | 16% | 0% | 0% | 1 | 100% | 0% | 0% | 5 | 100% | 0% | 0% | 5 | 0% | 0% | 0% | 1 |  | 0% | 0% | 1 |  |  |  |  | 0% | [5 empty] | 28% | 71% | 99% | 5 | 81% | 0% | 0% | 3 | 8% | 0% | 0% | 1 | 21% | 0% | 0% | 1 | 91% | 0% | 0% | 4 | 98% | 0% | 0% | 5 | 0% | 0% | 0% | 1
197 | Oakland C | 0 | 0 | 0 |  | 0% | 0% | 1 |  |  |  |  | 0% | [5 empty] | 0% | 0% | 0% | 1 | 4% | 0% | 0% | 1 | 16% | 0% | 0% | 1 | 27% | 0% | 0% | 1 | 27% | 0% | 0% | 1 | 0% | 0% | 0% | 1 | 6% | 0% | 0% | 1 |  | 0% | 0% | 1 |  |  |  |  | 0% | [5 empty] | 40% | 0% | 40% | 2 | 3% | 0% | 0% | 1 | 47% | 0% | 0% | 1 | 65% | 0% | 0% | 2 | 67% | 0% | 0% | 2 | 11% | 0% | 0% | 1 | 6% | 0% | 0% | 1 |  | 0% | 0% | 1 | 0% | 39% | 0% | 39% | 2 | 4% | 0% | 0% | 1 | 32% | 0% | 0% | 1 | 59% | 0% | 0% | 2 | 61% | 0% | 0% | 2 | 15% | 0% | 0% | 1 | 5% | 0% | 0% | 1 |  | 0% | 0% | 1 |  |  |  |  | 0% | [5 empty] | 47% | 0% | 47% | 2 | 54% | 0% | 0% | 2 | 57% | 0% | 0% | 2 | 47% | 0% | 0% | 1 | 84% | 0% | 0% | 3 | 27% | 0% | 0% | 1 | 32% | 0% | 0% | 1
198 | Barre | 0 | 0 | 0 |  | 0% | 0% | 1 |  |  |  |  | 0% | [5 empty] | 0% | 0% | 0% | 1 | 0% | 0% | 0% | 1 | 78% | 0% | 0% | 3 | 97% | 0% | 0% | 5 | 97% | 0% | 0% | 5 | 0% | 0% | 0% | 1 | 3% | 0% | 0% | 1 |  | 0% | 0% | 1 |  |  |  |  | 0% | [5 empty] | 0% | 0% | 0% | 1 | 0% | 0% | 0% | 1 | 26% | 0% | 0% | 1 | 51% | 0% | 0% | 2 | 51% | 0% | 0% | 2 | 0% | 0% | 0% | 1 | 4% | 0% | 0% | 1 |  | 0% | 0% | 1 | 0% | 0% | 0% | 0% | 1 | 1% | 0% | 0% | 1 | 16% | 0% | 0% | 1 | 62% | 0% | 0% | 2 | 62% | 0% | 0% | 2 | 0% | 0% | 0% | 1 | 3% | 0% | 0% | 1 |  | 0% | 0% | 1 |  |  |  |  | 0% | [5 empty] | 0% | 0% | 0% | 1 | 1% | 0% | 0% | 1 | 21% | 0% | 0% | 1 | 62% | 0% | 0% | 2 | 63% | 0% | 0% | 2 | 0% | 0% | 0% | 1 | 2% | 0% | 0% | 1
199 | Ransburg | 0 | 0 | 0 |  | 0% | 0% | 1 |  |  |  |  | 0% | [5 empty] | 0% | 0% | 0% | 1 | 47% | 0% | 0% | 1 | 0% | 0% | 0% | 1 | 0% | 0% | 0% | 1 | 47% | 0% | 0% | 1 | 35% | 0% | 0% | 1 | 0% | 0% | 0% | 1 |  | 0% | 0% | 1 |  |  |  |  | 0% | [5 empty] | 0% | 0% | 0% | 1 | 48% | 0% | 0% | 1 | 15% | 0% | 0% | 1 | 6% | 0% | 0% | 1 | 59% | 0% | 0% | 2 | 70% | 0% | 0% | 3 | 0% | 0% | 0% | 1 |  | 0% | 0% | 1 | 0% | 0% | 0% | 0% | 1 | 50% | 0% | 0% | 2 | 27% | 0% | 0% | 1 | 8% | 0% | 0% | 1 | 72% | 0% | 0% | 3 | 63% | 0% | 0% | 2 | 0% | 0% | 0% | 1 |  | 0% | 0% | 1 |  |  |  |  | 0% | [5 empty] | 1% | 0% | 1% | 1 | 48% | 0% | 0% | 1 | 22% | 0% | 0% | 1 | 9% | 0% | 0% | 1 | 64% | 0% | 0% | 2 | 58% | 0% | 0% | 2 | 0% | 0% | 0% | 1
200 | Charca | 0 | 0 | 0 |  | 0% | 0% | 1 |  |  |  |  | 0% | [5 empty] | 0% | 0% | 0% | 1 | 0% | 0% | 0% | 1 | 0% | 0% | 0% | 1 | 0% | 0% | 0% | 1 | 0% | 0% | 0% | 1 | 0% | 0% | 0% | 1 | 0% | 0% | 0% | 1 |  | 0% | 0% | 1 |  |  |  |  | 0% | [5 empty] | 0% | 0% | 0% | 1 | 0% | 0% | 0% | 1 | 0% | 0% | 0% | 1 | 0% | 0% | 0% | 1 | 0% | 0% | 0% | 1 | 0% | 0% | 0% | 1 | 0% | 0% | 0% | 1 |  | 0% | 0% | 1 | 0% | 0% | 0% | 0% | 1 | 0% | 0% | 0% | 1 | 0% | 0% | 0% | 1 | 0% | 0% | 0% | 1 | 0% | 0% | 0% | 1 | 0% | 0% | 0% | 1 | 0% | 0% | 0% | 1 |  | 0% | 0% | 1 |  |  |  |  | 0% | [5 empty] | 0% | 0% | 0% | 1 | 0% | 0% | 0% | 1 | 0% | 0% | 0% | 1 | 0% | 0% | 0% | 1 | 0% | 0% | 0% | 1 | 0% | 0% | 0% | 1 | 0% | 0% | 0% | 1
201 | Thermalito | 0 | 0 | 0 |  | 0% | 0% | 1 |  |  |  |  | 0% | [5 empty] | 0% | 0% | 0% | 1 | 0% | 0% | 0% | 1 | 0% | 0% | 0% | 1 | 0% | 0% | 0% | 1 | 0% | 0% | 0% | 1 | 0% | 0% | 0% | 1 | 0% | 0% | 0% | 1 |  | 0% | 0% | 1 |  |  |  |  | 0% | [5 empty] | 0% | 0% | 0% | 1 | 0% | 0% | 0% | 1 | 0% | 0% | 0% | 1 | 0% | 0% | 0% | 1 | 0% | 0% | 0% | 1 | 0% | 0% | 0% | 1 | 0% | 0% | 0% | 1 |  | 0% | 0% | 1 | 0% | 0% | 0% | 0% | 1 | 70% | 0% | 0% | 3 | 23% | 0% | 0% | 1 | 100% | 0% | 0% | 5 | 100% | 0% | 0% | 5 | 65% | 0% | 0% | 2 | 0% | 0% | 0% | 1 |  | 0% | 0% | 1 |  |  |  |  | 0% | [5 empty] | 42% | 10% | 52% | 3 | 51% | 0% | 0% | 2 | 63% | 0% | 0% | 2 | 89% | 0% | 0% | 3 | 98% | 0% | 0% | 5 | 78% | 0% | 0% | 3 | 1% | 0% | 0% | 1
202 | Live Oak | 0 | 0 | 0 |  | 0% | 0% | 1 |  |  |  |  | 0% | [5 empty] | 0% | 0% | 0% | 1 | 0% | 0% | 0% | 1 | 0% | 0% | 0% | 1 | 0% | 0% | 0% | 1 | 0% | 0% | 0% | 1 | 0% | 0% | 0% | 1 | 0% | 0% | 0% | 1 |  | 0% | 0% | 1 |  |  |  |  | 0% | [5 empty] | 0% | 0% | 0% | 1 | 0% | 0% | 0% | 1 | 0% | 0% | 0% | 1 | 0% | 0% | 0% | 1 | 0% | 0% | 0% | 1 | 0% | 0% | 0% | 1 | 0% | 0% | 0% | 1 |  | 0% | 0% | 1 | 55% | 0% | 0% | 0% | 1 | 12% | 0% | 0% | 1 | 5% | 0% | 0% | 1 | 8% | 0% | 0% | 1 | 17% | 0% | 0% | 1 | 1% | 0% | 0% | 1 | 15% | 0% | 0% | 1 |  | 0% | 0% | 1 |  |  |  |  | 34% | [5 empty] | 37% | 0% | 37% | 2 | 10% | 0% | 0% | 1 | 27% | 0% | 0% | 1 | 31% | 0% | 0% | 1 | 40% | 0% | 0% | 1 | 3% | 0% | 0% | 1 | 22% | 0% | 0% | 1
203 | Hammonds | 0 | 0 | 0 |  | 0% | 0% | 1 |  |  |  |  | 0% | [5 empty] | 0% | 0% | 0% | 1 | 0% | 0% | 0% | 1 | 0% | 0% | 0% | 1 | 0% | 0% | 0% | 1 | 0% | 0% | 0% | 1 | 0% | 0% | 0% | 1 | 0% | 0% | 0% | 1 |  | 0% | 0% | 1 |  |  |  |  | 0% | [5 empty] | 0% | 0% | 0% | 1 | 0% | 0% | 0% | 1 | 0% | 0% | 0% | 1 | 0% | 0% | 0% | 1 | 0% | 0% | 0% | 1 | 0% | 0% | 0% | 1 | 0% | 0% | 0% | 1 |  | 0% | 0% | 1 | 0% | 63% | 37% | 100% | 5 | 100% | 0% | 0% | 5 | 0% | 0% | 0% | 1 | 0% | 0% | 0% | 1 | 100% | 0% | 0% | 5 | 100% | 0% | 0% | 5 | 0% | 0% | 0% | 1 |  | 0% | 0% | 1 |  |  |  |  | 0% | [5 empty] | 36% | 64% | 100% | 5 | 87% | 0% | 0% | 3 | 6% | 0% | 0% | 1 | 16% | 0% | 0% | 1 | 94% | 0% | 0% | 4 | 99% | 0% | 0% | 5 | 0% | 0% | 0% | 1
204 | Westley | 0 | 0 | 0 |  | 0% | 0% | 1 |  |  |  |  | 0% | [5 empty] | 46% | 54% | 100% | 5 | 100% | 0% | 0% | 5 | 14% | 0% | 0% | 1 | 56% | 0% | 0% | 2 | 100% | 0% | 0% | 5 | 100% | 0% | 0% | 5 | 0% | 0% | 0% | 1 |  | 0% | 0% | 1 |  |  |  |  | 0% | [5 empty] | 39% | 61% | 100% | 5 | 99% | 0% | 0% | 5 | 21% | 0% | 0% | 1 | 46% | 0% | 0% | 1 | 99% | 0% | 0% | 5 | 100% | 0% | 0% | 5 | 0% | 0% | 0% | 1 |  | 0% | 0% | 1 | 0% | 53% | 47% | 100% | 5 | 99% | 0% | 0% | 5 | 47% | 0% | 0% | 1 | 61% | 0% | 0% | 2 | 99% | 0% | 0% | 5 | 97% | 0% | 0% | 5 | 0% | 0% | 0% | 1 |  | 0% | 0% | 1 |  |  |  |  | 3% | [5 empty] | 77% | 17% | 94% | 5 | 91% | 0% | 0% | 4 | 70% | 0% | 0% | 3 | 80% | 0% | 0% | 3 | 99% | 0% | 0% | 5 | 58% | 0% | 0% | 2 | 2% | 0% | 0% | 1
205 | Smyrna | 0 | 0 | 0 |  | 0% | 0% | 1 |  |  |  |  | 0% | [5 empty] | 0% | 0% | 0% | 1 | 0% | 0% | 0% | 1 | 0% | 0% | 0% | 1 | 0% | 0% | 0% | 1 | 0% | 0% | 0% | 1 | 0% | 0% | 0% | 1 | 0% | 0% | 0% | 1 |  | 0% | 0% | 1 |  |  |  |  | 0% | [5 empty] | 0% | 0% | 0% | 1 | 0% | 0% | 0% | 1 | 0% | 0% | 0% | 1 | 0% | 0% | 0% | 1 | 0% | 0% | 0% | 1 | 0% | 0% | 0% | 1 | 0% | 0% | 0% | 1 |  | 0% | 0% | 1 | 0% | 0% | 0% | 0% | 1 | 0% | 0% | 0% | 1 | 0% | 0% | 0% | 1 | 0% | 0% | 0% | 1 | 0% | 0% | 0% | 1 | 0% | 0% | 0% | 1 | 0% | 0% | 0% | 1 |  | 0% | 0% | 1 |  |  |  |  | 0% | [5 empty] | 0% | 0% | 0% | 1 | 0% | 0% | 0% | 1 | 0% | 0% | 0% | 1 | 0% | 0% | 0% | 1 | 0% | 0% | 0% | 1 | 0% | 0% | 0% | 1 | 0% | 0% | 0% | 1
206 | Kem | 0 | 0 | 0 |  | 0% | 0% | 1 |  |  |  |  | 0% | [5 empty] | 0% | 0% | 0% | 1 | 8% | 0% | 0% | 1 | 31% | 0% | 0% | 1 | 0% | 0% | 0% | 1 | 39% | 0% | 0% | 1 | 54% | 0% | 0% | 2 | 0% | 0% | 0% | 1 |  | 0% | 0% | 1 |  |  |  |  | 0% | [5 empty] | 0% | 0% | 0% | 1 | 8% | 0% | 0% | 1 | 20% | 0% | 0% | 1 | 0% | 0% | 0% | 1 | 28% | 0% | 0% | 1 | 52% | 0% | 0% | 2 | 0% | 0% | 0% | 1 |  | 0% | 0% | 1 | 0% | 0% | 0% | 0% | 1 | 25% | 0% | 0% | 1 | 15% | 0% | 0% | 1 | 1% | 0% | 0% | 1 | 38% | 0% | 0% | 1 | 53% | 0% | 0% | 2 | 1% | 0% | 0% | 1 |  | 0% | 0% | 1 |  |  |  |  | 0% | [5 empty] | 0% | 0% | 0% | 1 | 36% | 0% | 0% | 1 | 22% | 0% | 0% | 1 | 12% | 0% | 0% | 1 | 49% | 0% | 0% | 1 | 58% | 0% | 0% | 2 | 1% | 0% | 0% | 1
207 | Potrero | 0 | 0 | 0 |  | 0% | 0% | 1 |  |  |  |  | 0% | [5 empty] | 0% | 0% | 0% | 1 | 4% | 0% | 0% | 1 | 14% | 0% | 0% | 1 | 37% | 0% | 0% | 1 | 41% | 0% | 0% | 1 | 0% | 0% | 0% | 1 | 5% | 0% | 0% | 1 |  | 0% | 0% | 1 |  |  |  |  | 0% | [5 empty] | 0% | 0% | 0% | 1 | 6% | 0% | 0% | 1 | 22% | 0% | 0% | 1 | 51% | 0% | 0% | 2 | 53% | 0% | 0% | 2 | 5% | 0% | 0% | 1 | 7% | 0% | 0% | 1 |  | 0% | 0% | 1 | 0% | 29% | 0% | 29% | 2 | 6% | 0% | 0% | 1 | 45% | 0% | 0% | 1 | 66% | 0% | 0% | 2 | 67% | 0% | 0% | 2 | 12% | 0% | 0% | 1 | 6% | 0% | 0% | 1 |  | 0% | 0% | 1 |  |  |  |  | 0% | [5 empty] | 42% | 0% | 42% | 2 | 20% | 0% | 0% | 1 | 42% | 0% | 0% | 1 | 45% | 0% | 0% | 1 | 71% | 0% | 0% | 3 | 29% | 0% | 0% | 1 | 12% | 0% | 0% | 1
208 | Palermo | 0 | 0 | 0 |  | 0% | 0% | 1 |  |  |  |  | 0% | [5 empty] | 0% | 0% | 0% | 1 | 0% | 0% | 0% | 1 | 0% | 0% | 0% | 1 | 0% | 0% | 0% | 1 | 0% | 0% | 0% | 1 | 0% | 0% | 0% | 1 | 0% | 0% | 0% | 1 |  | 0% | 0% | 1 |  |  |  |  | 0% | [5 empty] | 0% | 0% | 0% | 1 | 0% | 0% | 0% | 1 | 0% | 0% | 0% | 1 | 0% | 0% | 0% | 1 | 0% | 0% | 0% | 1 | 0% | 0% | 0% | 1 | 0% | 0% | 0% | 1 |  | 0% | 0% | 1 | 0% | 0% | 0% | 0% | 1 | 0% | 0% | 0% | 1 | 100% | 0% | 0% | 5 | 100% | 0% | 0% | 5 | 100% | 0% | 0% | 5 | 100% | 0% | 0% | 5 | 0% | 0% | 0% | 1 |  | 0% | 0% | 1 |  |  |  |  | 0% | [5 empty] | 42% | 6% | 48% | 2 | 49% | 0% | 0% | 1 | 65% | 0% | 0% | 2 | 85% | 0% | 0% | 3 | 98% | 0% | 0% | 5 | 76% | 0% | 0% | 3 | 1% | 0% | 0% | 1
209 | Bogue | 0 | 0 | 0 |  | 0% | 0% | 1 |  |  |  |  | 0% | [5 empty] | 0% | 0% | 0% | 1 | 0% | 0% | 0% | 1 | 0% | 0% | 0% | 1 | 0% | 0% | 0% | 1 | 0% | 0% | 0% | 1 | 0% | 0% | 0% | 1 | 0% | 0% | 0% | 1 |  | 0% | 0% | 1 |  |  |  |  | 0% | [5 empty] | 100% | 0% | 100% | 5 | 97% | 0% | 0% | 5 | 65% | 0% | 0% | 2 | 65% | 0% | 0% | 2 | 98% | 0% | 0% | 5 | 82% | 0% | 0% | 3 | 0% | 0% | 0% | 1 |  | 0% | 0% | 1 | 0% | 100% | 0% | 100% | 5 | 97% | 0% | 0% | 5 | 65% | 0% | 0% | 2 | 65% | 0% | 0% | 2 | 98% | 0% | 0% | 5 | 82% | 0% | 0% | 3 | 0% | 0% | 0% | 1 |  | 0% | 0% | 1 |  |  |  |  | 7% | [5 empty] | 72% | 20% | 92% | 5 | 99% | 0% | 0% | 5 | 17% | 0% | 0% | 1 | 17% | 0% | 0% | 1 | 99% | 0% | 0% | 5 | 70% | 0% | 0% | 3 | 1% | 0% | 0% | 1
210 | Balch 1 | 0 | 0 | 0 |  | 0% | 0% | 1 |  |  |  |  | 0% | [5 empty] | 0% | 0% | 0% | 1 | 0% | 0% | 0% | 1 | 0% | 0% | 0% | 1 | 0% | 0% | 0% | 1 | 0% | 0% | 0% | 1 | 0% | 0% | 0% | 1 | 0% | 0% | 0% | 1 |  | 0% | 0% | 1 |  |  |  |  | 0% | [5 empty] | 0% | 0% | 0% | 1 | 0% | 0% | 0% | 1 | 0% | 0% | 0% | 1 | 0% | 0% | 0% | 1 | 0% | 0% | 0% | 1 | 0% | 0% | 0% | 1 | 0% | 0% | 0% | 1 |  | 0% | 0% | 1 | 0% | 0% | 0% | 0% | 1 | 0% | 0% | 0% | 1 | 0% | 0% | 0% | 1 | 0% | 0% | 0% | 1 | 0% | 0% | 0% | 1 | 0% | 0% | 0% | 1 | 0% | 0% | 0% | 1 |  | 0% | 0% | 1 |  |  |  |  | 0% | [5 empty] | 100% | 0% | 100% | 5 | 0% | 0% | 0% | 1 | 0% | 0% | 0% | 1 | 100% | 0% | 0% | 5 | 100% | 0% | 0% | 5 | 100% | 0% | 0% | 5 | 0% | 0% | 0% | 1
211 | Pauba | 0 | 0 | 0 |  | 0% | 0% | 1 |  |  |  |  | 0% | [5 empty] | 0% | 0% | 0% | 1 | 0% | 0% | 0% | 1 | 0% | 0% | 0% | 1 | 0% | 0% | 0% | 1 | 0% | 0% | 0% | 1 | 0% | 0% | 0% | 1 | 0% | 0% | 0% | 1 |  | 0% | 0% | 1 |  |  |  |  | 0% | [5 empty] | 0% | 0% | 0% | 1 | 0% | 0% | 0% | 1 | 0% | 0% | 0% | 1 | 0% | 0% | 0% | 1 | 0% | 0% | 0% | 1 | 0% | 0% | 0% | 1 | 0% | 0% | 0% | 1 |  | 0% | 0% | 1 | 0% | 0% | 0% | 0% | 1 | 0% | 0% | 0% | 1 | 0% | 0% | 0% | 1 | 0% | 0% | 0% | 1 | 0% | 0% | 0% | 1 | 0% | 0% | 0% | 1 | 0% | 0% | 0% | 1 |  | 0% | 0% | 1 |  |  |  |  | 0% | [5 empty] | 14% | 83% | 97% | 5 | 43% | 0% | 0% | 1 | 17% | 0% | 0% | 1 | 60% | 0% | 0% | 2 | 73% | 0% | 0% | 3 | 60% | 0% | 0% | 2 | 1% | 0% | 0% | 1
212 | Eastshore | 0 | 0 | 0 |  | 0% | 0% | 1 |  |  |  |  | 0% | [5 empty] | 0% | 0% | 0% | 1 | 0% | 0% | 0% | 1 | 7% | 0% | 0% | 1 | 20% | 0% | 0% | 1 | 20% | 0% | 0% | 1 | 0% | 0% | 0% | 1 | 32% | 0% | 0% | 1 |  | 0% | 0% | 1 |  |  |  |  | 0% | [5 empty] | 10% | 0% | 10% | 1 | 10% | 0% | 0% | 1 | 16% | 0% | 0% | 1 | 24% | 0% | 0% | 1 | 34% | 0% | 0% | 1 | 10% | 0% | 0% | 1 | 21% | 0% | 0% | 1 |  | 0% | 0% | 1 | 0% | 8% | 0% | 8% | 1 | 18% | 0% | 0% | 1 | 23% | 0% | 0% | 1 | 34% | 0% | 0% | 1 | 40% | 0% | 0% | 1 | 14% | 0% | 0% | 1 | 14% | 0% | 0% | 1 |  | 0% | 0% | 1 |  |  |  |  | 0% | [5 empty] | 85% | 3% | 88% | 5 | 70% | 0% | 0% | 3 | 68% | 0% | 0% | 2 | 84% | 0% | 0% | 3 | 91% | 0% | 0% | 4 | 40% | 0% | 0% | 1 | 4% | 0% | 0% | 1
213 | Cheney | 0 | 0 | 0 |  | 0% | 0% | 1 |  |  |  |  | 0% | [5 empty] | 0% | 0% | 0% | 1 | 0% | 0% | 0% | 1 | 0% | 0% | 0% | 1 | 0% | 0% | 0% | 1 | 0% | 0% | 0% | 1 | 0% | 0% | 0% | 1 | 0% | 0% | 0% | 1 |  | 0% | 0% | 1 |  |  |  |  | 0% | [5 empty] | 0% | 0% | 0% | 1 | 0% | 0% | 0% | 1 | 0% | 0% | 0% | 1 | 0% | 0% | 0% | 1 | 0% | 0% | 0% | 1 | 0% | 0% | 0% | 1 | 0% | 0% | 0% | 1 |  | 0% | 0% | 1 | 0% | 0% | 0% | 0% | 1 | 0% | 0% | 0% | 1 | 0% | 0% | 0% | 1 | 0% | 0% | 0% | 1 | 0% | 0% | 0% | 1 | 0% | 0% | 0% | 1 | 0% | 0% | 0% | 1 |  | 0% | 0% | 1 |  |  |  |  | 0% | [5 empty] | 24% | 75% | 99% | 5 | 91% | 0% | 0% | 4 | 7% | 0% | 0% | 1 | 15% | 0% | 0% | 1 | 93% | 0% | 0% | 4 | 98% | 0% | 0% | 5 | 0% | 0% | 0% | 1
214 | Warnerville | 0 | 0 | 0 |  | 0% | 0% | 1 |  |  |  |  | 0% | [5 empty] | 0% | 0% | 0% | 1 | 0% | 0% | 0% | 1 | 0% | 0% | 0% | 1 | 0% | 0% | 0% | 1 | 0% | 0% | 0% | 1 | 0% | 0% | 0% | 1 | 0% | 0% | 0% | 1 |  | 0% | 0% | 1 |  |  |  |  | 0% | [5 empty] | 0% | 0% | 0% | 1 | 0% | 0% | 0% | 1 | 0% | 0% | 0% | 1 | 0% | 0% | 0% | 1 | 0% | 0% | 0% | 1 | 0% | 0% | 0% | 1 | 0% | 0% | 0% | 1 |  | 0% | 0% | 1 | 0% | 0% | 0% | 0% | 1 | 0% | 0% | 0% | 1 | 0% | 0% | 0% | 1 | 0% | 0% | 0% | 1 | 0% | 0% | 0% | 1 | 0% | 0% | 0% | 1 | 0% | 0% | 0% | 1 |  | 0% | 0% | 1 |  |  |  |  | 0% | [5 empty] | 100% | 0% | 100% | 5 | 100% | 0% | 0% | 5 | 52% | 0% | 0% | 2 | 52% | 0% | 0% | 2 | 100% | 0% | 0% | 5 | 100% | 0% | 0% | 5 | 0% | 0% | 0% | 1
215 | Corona | 0 | 0 | 0 |  | 0% | 0% | 1 |  |  |  |  | 0% | [5 empty] | 100% | 0% | 100% | 5 | 78% | 0% | 0% | 3 | 38% | 0% | 0% | 1 | 71% | 0% | 0% | 3 | 93% | 0% | 0% | 4 | 87% | 0% | 0% | 3 | 1% | 0% | 0% | 1 |  | 0% | 0% | 1 |  |  |  |  | 0% | [5 empty] | 77% | 0% | 77% | 5 | 82% | 0% | 0% | 3 | 30% | 0% | 0% | 1 | 53% | 0% | 0% | 2 | 91% | 0% | 0% | 4 | 86% | 0% | 0% | 3 | 3% | 0% | 0% | 1 |  | 0% | 0% | 1 | 0% | 52% | 0% | 52% | 3 | 86% | 0% | 0% | 3 | 28% | 0% | 0% | 1 | 48% | 0% | 0% | 1 | 93% | 0% | 0% | 4 | 73% | 0% | 0% | 3 | 5% | 0% | 0% | 1 |  | 0% | 0% | 1 |  |  |  |  | 0% | [5 empty] | 61% | 0% | 61% | 3 | 82% | 0% | 0% | 3 | 22% | 0% | 0% | 1 | 43% | 0% | 0% | 1 | 90% | 0% | 0% | 4 | 70% | 0% | 0% | 3 | 4% | 0% | 0% | 1
216 | Goleta | 0 | 0 | 0 |  | 0% | 0% | 1 |  |  |  |  | 0% | [5 empty] | 41% | 0% | 41% | 2 | 9% | 0% | 0% | 1 | 0% | 0% | 0% | 1 | 3% | 0% | 0% | 1 | 12% | 0% | 0% | 1 | 9% | 0% | 0% | 1 | 2% | 0% | 0% | 1 |  | 0% | 0% | 1 |  |  |  |  | 0% | [5 empty] | 73% | 2% | 75% | 5 | 81% | 0% | 0% | 3 | 0% | 0% | 0% | 1 | 1% | 0% | 0% | 1 | 82% | 0% | 0% | 3 | 35% | 0% | 0% | 1 | 3% | 0% | 0% | 1 |  | 0% | 0% | 1 | 0% | 75% | 10% | 85% | 5 | 80% | 0% | 0% | 3 | 0% | 0% | 0% | 1 | 3% | 0% | 0% | 1 | 83% | 0% | 0% | 3 | 57% | 0% | 0% | 2 | 3% | 0% | 0% | 1 |  | 0% | 0% | 1 |  |  |  |  | 0% | [5 empty] | 84% | 5% | 89% | 5 | 80% | 0% | 0% | 3 | 0% | 0% | 0% | 1 | 2% | 0% | 0% | 1 | 82% | 0% | 0% | 3 | 54% | 0% | 0% | 2 | 6% | 0% | 0% | 1
217 | Midway Green Ridge Services | 0 | 0 | 0 |  | 0% | 0% | 1 |  |  |  |  | 4% | [5 empty] | 88% | 2% | 90% | 5 | 90% | 0% | 0% | 4 | 89% | 0% | 0% | 3 | 97% | 0% | 0% | 5 | 100% | 0% | 0% | 5 | 41% | 0% | 0% | 1 | 3% | 0% | 0% | 1 |  | 0% | 0% | 1 |  |  |  |  | 3% | [5 empty] | 87% | 4% | 91% | 5 | 90% | 0% | 0% | 4 | 86% | 0% | 0% | 3 | 94% | 0% | 0% | 4 | 100% | 0% | 0% | 5 | 44% | 0% | 0% | 1 | 3% | 0% | 0% | 1 |  | 0% | 0% | 1 | 3% | 85% | 8% | 93% | 5 | 89% | 0% | 0% | 3 | 81% | 0% | 0% | 3 | 88% | 0% | 0% | 3 | 99% | 0% | 0% | 5 | 49% | 0% | 0% | 1 | 3% | 0% | 0% | 1 |  | 0% | 0% | 1 |  |  |  |  | 8% | [5 empty] | 54% | 9% | 63% | 3 | 62% | 0% | 0% | 2 | 69% | 0% | 0% | 2 | 72% | 0% | 0% | 3 | 85% | 0% | 0% | 3 | 35% | 0% | 0% | 1 | 10% | 0% | 0% | 1
218 | Lerdo | 0 | 0 | 0 |  | 0% | 0% | 1 |  |  |  |  | 0% | [5 empty] | 0% | 0% | 0% | 1 | 0% | 0% | 0% | 1 | 0% | 0% | 0% | 1 | 0% | 0% | 0% | 1 | 0% | 0% | 0% | 1 | 0% | 0% | 0% | 1 | 0% | 0% | 0% | 1 |  | 0% | 0% | 1 |  |  |  |  | 0% | [5 empty] | 0% | 0% | 0% | 1 | 0% | 0% | 0% | 1 | 0% | 0% | 0% | 1 | 0% | 0% | 0% | 1 | 0% | 0% | 0% | 1 | 0% | 0% | 0% | 1 | 0% | 0% | 0% | 1 |  | 0% | 0% | 1 | 0% | 0% | 0% | 0% | 1 | 0% | 0% | 0% | 1 | 0% | 0% | 0% | 1 | 0% | 0% | 0% | 1 | 0% | 0% | 0% | 1 | 0% | 0% | 0% | 1 | 0% | 0% | 0% | 1 |  | 0% | 0% | 1 |  |  |  |  | 0% | [5 empty] | 0% | 100% | 100% | 5 | 47% | 0% | 0% | 1 | 8% | 0% | 0% | 1 | 42% | 0% | 0% | 1 | 47% | 0% | 0% | 1 | 76% | 0% | 0% | 3 | 1% | 0% | 0% | 1
219 | Tulucay | 0 | 0 | 0 |  | 0% | 0% | 1 |  |  |  |  | 0% | [5 empty] | 85% | 0% | 85% | 5 | 94% | 0% | 0% | 4 | 2% | 0% | 0% | 1 | 21% | 0% | 0% | 1 | 95% | 0% | 0% | 5 | 73% | 0% | 0% | 3 | 4% | 0% | 0% | 1 |  | 0% | 0% | 1 |  |  |  |  | 0% | [5 empty] | 63% | 0% | 63% | 3 | 76% | 0% | 0% | 3 | 23% | 0% | 0% | 1 | 24% | 0% | 0% | 1 | 91% | 0% | 0% | 4 | 64% | 0% | 0% | 2 | 8% | 0% | 0% | 1 |  | 0% | 0% | 1 | 0% | 58% | 0% | 58% | 3 | 69% | 0% | 0% | 2 | 28% | 0% | 0% | 1 | 27% | 0% | 0% | 1 | 88% | 0% | 0% | 3 | 52% | 0% | 0% | 2 | 16% | 0% | 0% | 1 |  | 0% | 0% | 1 |  |  |  |  | 9% | [5 empty] | 66% | 0% | 66% | 3 | 45% | 0% | 0% | 1 | 35% | 0% | 0% | 1 | 34% | 0% | 0% | 1 | 74% | 0% | 0% | 3 | 32% | 0% | 0% | 1 | 25% | 0% | 0% | 1
220 | McCall | 0 | 0 | 0 |  | 0% | 0% | 1 |  |  |  |  | 0% | [5 empty] | 0% | 0% | 0% | 1 | 0% | 0% | 0% | 1 | 0% | 0% | 0% | 1 | 0% | 0% | 0% | 1 | 0% | 0% | 0% | 1 | 0% | 0% | 0% | 1 | 0% | 0% | 0% | 1 |  | 0% | 0% | 1 |  |  |  |  | 0% | [5 empty] | 0% | 0% | 0% | 1 | 0% | 0% | 0% | 1 | 0% | 0% | 0% | 1 | 0% | 0% | 0% | 1 | 0% | 0% | 0% | 1 | 0% | 0% | 0% | 1 | 0% | 0% | 0% | 1 |  | 0% | 0% | 1 | 0% | 0% | 0% | 0% | 1 | 0% | 0% | 0% | 1 | 0% | 0% | 0% | 1 | 0% | 0% | 0% | 1 | 0% | 0% | 0% | 1 | 0% | 0% | 0% | 1 | 0% | 0% | 0% | 1 |  | 0% | 0% | 1 |  |  |  |  | 0% | [5 empty] | 0% | 0% | 0% | 1 | 0% | 0% | 0% | 1 | 0% | 0% | 0% | 1 | 0% | 0% | 0% | 1 | 0% | 0% | 0% | 1 | 0% | 0% | 0% | 1 | 0% | 0% | 0% | 1
221 | Notre Dame | 0 | 0 | 0 |  | 0% | 0% | 1 |  |  |  |  | 0% | [5 empty] | 0% | 0% | 0% | 1 | 0% | 0% | 0% | 1 | 0% | 0% | 0% | 1 | 0% | 0% | 0% | 1 | 0% | 0% | 0% | 1 | 0% | 0% | 0% | 1 | 0% | 0% | 0% | 1 |  | 0% | 0% | 1 |  |  |  |  | 0% | [5 empty] | 0% | 0% | 0% | 1 | 57% | 0% | 0% | 2 | 65% | 0% | 0% | 2 | 100% | 0% | 0% | 5 | 100% | 0% | 0% | 5 | 92% | 0% | 0% | 4 | 2% | 0% | 0% | 1 |  | 0% | 0% | 1 | 0% | 35% | 1% | 36% | 2 | 39% | 0% | 0% | 1 | 57% | 0% | 0% | 2 | 100% | 0% | 0% | 5 | 100% | 0% | 0% | 5 | 72% | 0% | 0% | 3 | 1% | 0% | 0% | 1 |  | 0% | 0% | 1 |  |  |  |  | 0% | [5 empty] | 38% | 21% | 59% | 4 | 62% | 0% | 0% | 2 | 51% | 0% | 0% | 2 | 67% | 0% | 0% | 2 | 95% | 0% | 0% | 5 | 77% | 0% | 0% | 3 | 5% | 0% | 0% | 1
222 | Martinez | 0 | 0 | 0 |  | 0% | 0% | 1 |  |  |  |  | 0% | [5 empty] | 35% | 0% | 35% | 2 | 33% | 0% | 0% | 1 | 51% | 0% | 0% | 2 | 32% | 0% | 0% | 1 | 79% | 0% | 0% | 3 | 22% | 0% | 0% | 1 | 36% | 0% | 0% | 1 |  | 0% | 0% | 1 |  |  |  |  | 0% | [5 empty] | 35% | 0% | 35% | 2 | 52% | 0% | 0% | 2 | 58% | 0% | 0% | 2 | 39% | 0% | 0% | 1 | 86% | 0% | 0% | 3 | 20% | 0% | 0% | 1 | 46% | 0% | 0% | 1 |  | 0% | 0% | 1 | 0% | 52% | 0% | 52% | 3 | 48% | 0% | 0% | 1 | 53% | 0% | 0% | 2 | 43% | 0% | 0% | 1 | 84% | 0% | 0% | 3 | 26% | 0% | 0% | 1 | 33% | 0% | 0% | 1 |  | 0% | 0% | 1 |  |  |  |  | 15% | [5 empty] | 47% | 0% | 47% | 2 | 31% | 0% | 0% | 1 | 44% | 0% | 0% | 1 | 41% | 0% | 0% | 1 | 66% | 0% | 0% | 2 | 18% | 0% | 0% | 1 | 25% | 0% | 0% | 1
223 | San Bernardino | 0 | 0 | 0 |  | 0% | 0% | 1 |  |  |  |  | 0% | [5 empty] | 1% | 99% | 100% | 5 | 100% | 0% | 0% | 5 | 93% | 0% | 0% | 4 | 100% | 0% | 0% | 5 | 100% | 0% | 0% | 5 | 10% | 0% | 0% | 1 | 0% | 0% | 0% | 1 |  | 0% | 0% | 1 |  |  |  |  | 0% | [5 empty] | 47% | 52% | 99% | 5 | 93% | 0% | 0% | 4 | 6% | 0% | 0% | 1 | 63% | 0% | 0% | 2 | 97% | 0% | 0% | 5 | 70% | 0% | 0% | 3 | 3% | 0% | 0% | 1 |  | 0% | 0% | 1 | 0% | 32% | 65% | 97% | 5 | 81% | 0% | 0% | 3 | 31% | 0% | 0% | 1 | 47% | 0% | 0% | 1 | 93% | 0% | 0% | 4 | 70% | 0% | 0% | 3 | 1% | 0% | 0% | 1 |  | 0% | 0% | 1 |  |  |  |  | 0% | [5 empty] | 31% | 33% | 64% | 5 | 39% | 0% | 0% | 1 | 48% | 0% | 0% | 1 | 60% | 0% | 0% | 2 | 83% | 0% | 0% | 3 | 43% | 0% | 0% | 1 | 0% | 0% | 0% | 1
224 | Las Positas | 0 | 0 | 0 |  | 0% | 0% | 1 |  |  |  |  | 1% | [5 empty] | 99% | 1% | 100% | 5 | 97% | 0% | 0% | 5 | 84% | 0% | 0% | 3 | 98% | 0% | 0% | 5 | 100% | 0% | 0% | 5 | 33% | 0% | 0% | 1 | 4% | 0% | 0% | 1 |  | 0% | 0% | 1 |  |  |  |  | 3% | [5 empty] | 88% | 4% | 92% | 5 | 87% | 0% | 0% | 3 | 87% | 0% | 0% | 3 | 95% | 0% | 0% | 5 | 99% | 0% | 0% | 5 | 42% | 0% | 0% | 1 | 3% | 0% | 0% | 1 |  | 0% | 0% | 1 | 3% | 88% | 5% | 93% | 5 | 88% | 0% | 0% | 3 | 83% | 0% | 0% | 3 | 90% | 0% | 0% | 4 | 99% | 0% | 0% | 5 | 48% | 0% | 0% | 1 | 3% | 0% | 0% | 1 |  | 0% | 0% | 1 |  |  |  |  | 5% | [5 empty] | 56% | 8% | 64% | 3 | 64% | 0% | 0% | 2 | 73% | 0% | 0% | 3 | 75% | 0% | 0% | 3 | 89% | 0% | 0% | 3 | 35% | 0% | 0% | 1 | 15% | 0% | 0% | 1
225 | Pomerado | 0 | 0 | 0 |  | 0% | 0% | 1 |  |  |  |  | 0% | [5 empty] | 0% | 0% | 0% | 1 | 0% | 0% | 0% | 1 | 0% | 0% | 0% | 1 | 0% | 0% | 0% | 1 | 0% | 0% | 0% | 1 | 0% | 0% | 0% | 1 | 0% | 0% | 0% | 1 |  | 0% | 0% | 1 |  |  |  |  | 0% | [5 empty] | 0% | 0% | 0% | 1 | 0% | 0% | 0% | 1 | 93% | 0% | 0% | 4 | 97% | 0% | 0% | 5 | 97% | 0% | 0% | 5 | 0% | 0% | 0% | 1 | 10% | 0% | 0% | 1 |  | 0% | 0% | 1 | 0% | 0% | 0% | 0% | 1 | 0% | 0% | 0% | 1 | 13% | 0% | 0% | 1 | 54% | 0% | 0% | 2 | 54% | 0% | 0% | 2 | 0% | 0% | 0% | 1 | 1% | 0% | 0% | 1 |  | 0% | 0% | 1 |  |  |  |  | 0% | [5 empty] | 3% | 67% | 70% | 5 | 67% | 0% | 0% | 2 | 57% | 0% | 0% | 2 | 73% | 0% | 0% | 3 | 91% | 0% | 0% | 4 | 22% | 0% | 0% | 1 | 29% | 0% | 0% | 1
226 | Altamont Midway (Sandhill) | 0 | 0 | 10 |  | 0% | 0% | 1 |  |  |  |  | 4% | [5 empty] | 89% | 0% | 89% | 5 | 88% | 0% | 0% | 3 | 88% | 0% | 0% | 3 | 97% | 0% | 0% | 5 | 100% | 0% | 0% | 5 | 33% | 0% | 0% | 1 | 3% | 0% | 0% | 1 |  | 0% | 0% | 1 |  |  |  |  | 3% | [5 empty] | 89% | 4% | 93% | 5 | 88% | 0% | 0% | 3 | 88% | 0% | 0% | 3 | 95% | 0% | 0% | 5 | 99% | 0% | 0% | 5 | 43% | 0% | 0% | 1 | 3% | 0% | 0% | 1 |  | 0% | 0% | 1 | 3% | 88% | 5% | 93% | 5 | 87% | 0% | 0% | 3 | 84% | 0% | 0% | 3 | 91% | 0% | 0% | 4 | 99% | 0% | 0% | 5 | 47% | 0% | 0% | 1 | 3% | 0% | 0% | 1 |  | 0% | 0% | 1 |  |  |  |  | 9% | [5 empty] | 51% | 7% | 58% | 3 | 60% | 0% | 0% | 2 | 67% | 0% | 0% | 2 | 68% | 0% | 0% | 2 | 82% | 0% | 0% | 3 | 31% | 0% | 0% | 1 | 16% | 0% | 0% | 1
227 | Wheeler Ridge | 0 | 0 | 0 |  | 0% | 0% | 1 |  |  |  |  | 0% | [5 empty] | 0% | 0% | 0% | 1 | 0% | 0% | 0% | 1 | 0% | 0% | 0% | 1 | 0% | 0% | 0% | 1 | 0% | 0% | 0% | 1 | 0% | 0% | 0% | 1 | 0% | 0% | 0% | 1 |  | 0% | 0% | 1 |  |  |  |  | 0% | [5 empty] | 97% | 3% | 100% | 5 | 100% | 0% | 0% | 5 | 82% | 0% | 0% | 3 | 82% | 0% | 0% | 3 | 100% | 0% | 0% | 5 | 85% | 0% | 0% | 3 | 0% | 0% | 0% | 1 |  | 0% | 0% | 1 | 0% | 71% | 26% | 97% | 5 | 78% | 0% | 0% | 3 | 56% | 0% | 0% | 2 | 70% | 0% | 0% | 3 | 99% | 0% | 0% | 5 | 64% | 0% | 0% | 2 | 3% | 0% | 0% | 1 |  | 0% | 0% | 1 |  |  |  |  | 1% | [5 empty] | 43% | 21% | 64% | 4 | 60% | 0% | 0% | 2 | 53% | 0% | 0% | 2 | 45% | 0% | 0% | 1 | 86% | 0% | 0% | 3 | 51% | 0% | 0% | 2 | 1% | 0% | 0% | 1
228 | El Cajon | 0 | 0 | 0 |  | 0% | 0% | 1 |  |  |  |  | 0% | [5 empty] | 0% | 0% | 0% | 1 | 0% | 0% | 0% | 1 | 0% | 0% | 0% | 1 | 0% | 0% | 0% | 1 | 0% | 0% | 0% | 1 | 0% | 0% | 0% | 1 | 0% | 0% | 0% | 1 |  | 0% | 0% | 1 |  |  |  |  | 0% | [5 empty] | 0% | 0% | 0% | 1 | 3% | 0% | 0% | 1 | 11% | 0% | 0% | 1 | 48% | 0% | 0% | 1 | 48% | 0% | 0% | 1 | 0% | 0% | 0% | 1 | 7% | 0% | 0% | 1 |  | 0% | 0% | 1 | 0% | 0% | 0% | 0% | 1 | 7% | 0% | 0% | 1 | 36% | 0% | 0% | 1 | 65% | 0% | 0% | 2 | 66% | 0% | 0% | 2 | 0% | 0% | 0% | 1 | 7% | 0% | 0% | 1 |  | 0% | 0% | 1 |  |  |  |  | 0% | [5 empty] | 4% | 68% | 72% | 5 | 37% | 0% | 0% | 1 | 67% | 0% | 0% | 2 | 84% | 0% | 0% | 3 | 87% | 0% | 0% | 3 | 27% | 0% | 0% | 1 | 11% | 0% | 0% | 1
229 | Ellis | 0 | 0 | 0 |  | 0% | 0% | 1 |  |  |  |  | 0% | [5 empty] | 0% | 0% | 0% | 1 | 2% | 0% | 0% | 1 | 44% | 0% | 0% | 1 | 89% | 0% | 0% | 3 | 92% | 0% | 0% | 4 | 0% | 0% | 0% | 1 | 9% | 0% | 0% | 1 |  | 0% | 0% | 1 |  |  |  |  | 0% | [5 empty] | 0% | 0% | 0% | 1 | 2% | 0% | 0% | 1 | 37% | 0% | 0% | 1 | 76% | 0% | 0% | 3 | 77% | 0% | 0% | 3 | 0% | 0% | 0% | 1 | 6% | 0% | 0% | 1 |  | 0% | 0% | 1 | 0% | 0% | 0% | 0% | 1 | 1% | 0% | 0% | 1 | 17% | 0% | 0% | 1 | 62% | 0% | 0% | 2 | 63% | 0% | 0% | 2 | 0% | 0% | 0% | 1 | 3% | 0% | 0% | 1 |  | 0% | 0% | 1 |  |  |  |  | 0% | [5 empty] | 0% | 0% | 0% | 1 | 1% | 0% | 0% | 1 | 17% | 0% | 0% | 1 | 60% | 0% | 0% | 2 | 60% | 0% | 0% | 2 | 0% | 0% | 0% | 1 | 2% | 0% | 0% | 1
230 | French Camp | 0 | 0 | 0 |  | 0% | 0% | 1 |  |  |  |  | 0% | [5 empty] | 0% | 0% | 0% | 1 | 0% | 0% | 0% | 1 | 0% | 0% | 0% | 1 | 0% | 0% | 0% | 1 | 0% | 0% | 0% | 1 | 0% | 0% | 0% | 1 | 0% | 0% | 0% | 1 |  | 0% | 0% | 1 |  |  |  |  | 0% | [5 empty] | 0% | 0% | 0% | 1 | 0% | 0% | 0% | 1 | 0% | 0% | 0% | 1 | 0% | 0% | 0% | 1 | 0% | 0% | 0% | 1 | 0% | 0% | 0% | 1 | 0% | 0% | 0% | 1 |  | 0% | 0% | 1 | 7% | 79% | 0% | 79% | 5 | 79% | 0% | 0% | 3 | 95% | 0% | 0% | 5 | 95% | 0% | 0% | 5 | 97% | 0% | 0% | 5 | 30% | 0% | 0% | 1 | 3% | 0% | 0% | 1 |  | 0% | 0% | 1 |  |  |  |  | 13% | [5 empty] | 53% | 6% | 59% | 3 | 56% | 0% | 0% | 2 | 67% | 0% | 0% | 2 | 73% | 0% | 0% | 3 | 80% | 0% | 0% | 3 | 31% | 0% | 0% | 1 | 6% | 0% | 0% | 1
231 | Exchequer | 0 | 0 | 0 |  | 0% | 0% | 1 |  |  |  |  | 0% | [5 empty] | 0% | 0% | 0% | 1 | 0% | 0% | 0% | 1 | 0% | 0% | 0% | 1 | 0% | 0% | 0% | 1 | 0% | 0% | 0% | 1 | 0% | 0% | 0% | 1 | 0% | 0% | 0% | 1 |  | 0% | 0% | 1 |  |  |  |  | 0% | [5 empty] | 0% | 0% | 0% | 1 | 0% | 0% | 0% | 1 | 0% | 0% | 0% | 1 | 0% | 0% | 0% | 1 | 0% | 0% | 0% | 1 | 0% | 0% | 0% | 1 | 0% | 0% | 0% | 1 |  | 0% | 0% | 1 | 0% | 0% | 0% | 0% | 1 | 0% | 0% | 0% | 1 | 0% | 0% | 0% | 1 | 0% | 0% | 0% | 1 | 0% | 0% | 0% | 1 | 0% | 0% | 0% | 1 | 0% | 0% | 0% | 1 |  | 0% | 0% | 1 |  |  |  |  | 0% | [5 empty] | 0% | 0% | 0% | 1 | 0% | 0% | 0% | 1 | 0% | 0% | 0% | 1 | 0% | 0% | 0% | 1 | 0% | 0% | 0% | 1 | 0% | 0% | 0% | 1 | 0% | 0% | 0% | 1
232 | Higgins | 0 | 0 | 0 |  | 0% | 0% | 1 |  |  |  |  | 0% | [5 empty] | 0% | 0% | 0% | 1 | 0% | 0% | 0% | 1 | 0% | 0% | 0% | 1 | 0% | 0% | 0% | 1 | 0% | 0% | 0% | 1 | 0% | 0% | 0% | 1 | 0% | 0% | 0% | 1 |  | 0% | 0% | 1 |  |  |  |  | 0% | [5 empty] | 0% | 0% | 0% | 1 | 0% | 0% | 0% | 1 | 0% | 0% | 0% | 1 | 0% | 0% | 0% | 1 | 0% | 0% | 0% | 1 | 0% | 0% | 0% | 1 | 0% | 0% | 0% | 1 |  | 0% | 0% | 1 | 0% | 0% | 0% | 0% | 1 | 0% | 0% | 0% | 1 | 0% | 0% | 0% | 1 | 0% | 0% | 0% | 1 | 0% | 0% | 0% | 1 | 0% | 0% | 0% | 1 | 0% | 0% | 0% | 1 |  | 0% | 0% | 1 |  |  |  |  | 0% | [5 empty] | 0% | 100% | 100% | 5 | 8% | 0% | 0% | 1 | 0% | 0% | 0% | 1 | 0% | 0% | 0% | 1 | 8% | 0% | 0% | 1 | 71% | 0% | 0% | 3 | 0% | 0% | 0% | 1
233 | Mead | 0 | 0 | 0 |  | 0% | 0% | 1 |  |  |  |  | 0% | [5 empty] | 0% | 0% | 0% | 1 | 0% | 0% | 0% | 1 | 0% | 0% | 0% | 1 | 0% | 0% | 0% | 1 | 0% | 0% | 0% | 1 | 0% | 0% | 0% | 1 | 0% | 0% | 0% | 1 |  | 0% | 0% | 1 |  |  |  |  | 0% | [5 empty] | 0% | 0% | 0% | 1 | 0% | 0% | 0% | 1 | 0% | 0% | 0% | 1 | 0% | 0% | 0% | 1 | 0% | 0% | 0% | 1 | 0% | 0% | 0% | 1 | 0% | 0% | 0% | 1 |  | 0% | 0% | 1 | 0% | 0% | 0% | 0% | 1 | 0% | 0% | 0% | 1 | 0% | 0% | 0% | 1 | 0% | 0% | 0% | 1 | 0% | 0% | 0% | 1 | 0% | 0% | 0% | 1 | 0% | 0% | 0% | 1 |  | 0% | 0% | 1 |  |  |  |  | 0% | [5 empty] | 0% | 0% | 0% | 1 | 0% | 0% | 0% | 1 | 0% | 0% | 0% | 1 | 0% | 0% | 0% | 1 | 0% | 0% | 0% | 1 | 0% | 0% | 0% | 1 | 0% | 0% | 0% | 1
234 | Kearney | 0 | 0 | 0 |  | 0% | 0% | 1 |  |  |  |  | 0% | [5 empty] | 0% | 0% | 0% | 1 | 0% | 0% | 0% | 1 | 0% | 0% | 0% | 1 | 0% | 0% | 0% | 1 | 0% | 0% | 0% | 1 | 0% | 0% | 0% | 1 | 0% | 0% | 0% | 1 |  | 0% | 0% | 1 |  |  |  |  | 0% | [5 empty] | 0% | 0% | 0% | 1 | 0% | 0% | 0% | 1 | 0% | 0% | 0% | 1 | 0% | 0% | 0% | 1 | 0% | 0% | 0% | 1 | 0% | 0% | 0% | 1 | 0% | 0% | 0% | 1 |  | 0% | 0% | 1 | 0% | 0% | 0% | 0% | 1 | 0% | 0% | 0% | 1 | 0% | 0% | 0% | 1 | 0% | 0% | 0% | 1 | 0% | 0% | 0% | 1 | 0% | 0% | 0% | 1 | 0% | 0% | 0% | 1 |  | 0% | 0% | 1 |  |  |  |  | 0% | [5 empty] | 0% | 0% | 0% | 1 | 0% | 0% | 0% | 1 | 0% | 0% | 0% | 1 | 0% | 0% | 0% | 1 | 0% | 0% | 0% | 1 | 0% | 0% | 0% | 1 | 0% | 0% | 0% | 1
235 | Waukena | 0 | 0 | 0 |  | 0% | 0% | 1 |  |  |  |  | 0% | [5 empty] | 0% | 0% | 0% | 1 | 0% | 0% | 0% | 1 | 0% | 0% | 0% | 1 | 0% | 0% | 0% | 1 | 0% | 0% | 0% | 1 | 0% | 0% | 0% | 1 | 0% | 0% | 0% | 1 |  | 0% | 0% | 1 |  |  |  |  | 0% | [5 empty] | 0% | 0% | 0% | 1 | 0% | 0% | 0% | 1 | 0% | 0% | 0% | 1 | 0% | 0% | 0% | 1 | 0% | 0% | 0% | 1 | 0% | 0% | 0% | 1 | 0% | 0% | 0% | 1 |  | 0% | 0% | 1 | 0% | 0% | 0% | 0% | 1 | 0% | 0% | 0% | 1 | 0% | 0% | 0% | 1 | 0% | 0% | 0% | 1 | 0% | 0% | 0% | 1 | 0% | 0% | 0% | 1 | 0% | 0% | 0% | 1 |  | 0% | 0% | 1 |  |  |  |  | 0% | [5 empty] | 0% | 0% | 0% | 1 | 0% | 0% | 0% | 1 | 0% | 0% | 0% | 1 | 0% | 0% | 0% | 1 | 0% | 0% | 0% | 1 | 0% | 0% | 0% | 1 | 0% | 0% | 0% | 1
236 | Lamont | 0 | 0 | 0 |  | 0% | 0% | 1 |  |  |  |  | 0% | [5 empty] | 0% | 0% | 0% | 1 | 0% | 0% | 0% | 1 | 0% | 0% | 0% | 1 | 0% | 0% | 0% | 1 | 0% | 0% | 0% | 1 | 0% | 0% | 0% | 1 | 0% | 0% | 0% | 1 |  | 0% | 0% | 1 |  |  |  |  | 0% | [5 empty] | 100% | 0% | 100% | 5 | 100% | 0% | 0% | 5 | 0% | 0% | 0% | 1 | 0% | 0% | 0% | 1 | 100% | 0% | 0% | 5 | 0% | 0% | 0% | 1 | 0% | 0% | 0% | 1 |  | 0% | 0% | 1 | 0% | 17% | 83% | 100% | 5 | 52% | 0% | 0% | 2 | 42% | 0% | 0% | 1 | 48% | 0% | 0% | 1 | 88% | 0% | 0% | 3 | 88% | 0% | 0% | 3 | 0% | 0% | 0% | 1 |  | 0% | 0% | 1 |  |  |  |  | 0% | [5 empty] | 41% | 59% | 100% | 5 | 60% | 0% | 0% | 2 | 18% | 0% | 0% | 1 | 46% | 0% | 0% | 1 | 77% | 0% | 0% | 3 | 77% | 0% | 0% | 3 | 1% | 0% | 0% | 1
237 | Kramer | 0 | 0 | 0 |  | 0% | 0% | 1 |  |  |  |  | 0% | [5 empty] | 0% | 0% | 0% | 1 | 97% | 0% | 0% | 5 | 11% | 0% | 0% | 1 | 0% | 0% | 0% | 1 | 97% | 0% | 0% | 5 | 61% | 0% | 0% | 2 | 0% | 0% | 0% | 1 |  | 0% | 0% | 1 |  |  |  |  | 0% | [5 empty] | 0% | 0% | 0% | 1 | 82% | 0% | 0% | 3 | 8% | 0% | 0% | 1 | 0% | 0% | 0% | 1 | 84% | 0% | 0% | 3 | 68% | 0% | 0% | 2 | 0% | 0% | 0% | 1 |  | 0% | 0% | 1 | 0% | 0% | 0% | 0% | 1 | 73% | 0% | 0% | 3 | 11% | 0% | 0% | 1 | 2% | 0% | 0% | 1 | 78% | 0% | 0% | 3 | 61% | 0% | 0% | 2 | 0% | 0% | 0% | 1 |  | 0% | 0% | 1 |  |  |  |  | 0% | [5 empty] | 0% | 0% | 0% | 1 | 55% | 0% | 0% | 2 | 22% | 0% | 0% | 1 | 5% | 0% | 0% | 1 | 68% | 0% | 0% | 2 | 60% | 0% | 0% | 2 | 0% | 0% | 0% | 1
238 | New Colgate | 0 | 0 | 0 |  | 0% | 0% | 1 |  |  |  |  | 0% | [5 empty] | 0% | 0% | 0% | 1 | 0% | 0% | 0% | 1 | 0% | 0% | 0% | 1 | 0% | 0% | 0% | 1 | 0% | 0% | 0% | 1 | 0% | 0% | 0% | 1 | 0% | 0% | 0% | 1 |  | 0% | 0% | 1 |  |  |  |  | 0% | [5 empty] | 0% | 0% | 0% | 1 | 0% | 0% | 0% | 1 | 0% | 0% | 0% | 1 | 0% | 0% | 0% | 1 | 0% | 0% | 0% | 1 | 0% | 0% | 0% | 1 | 0% | 0% | 0% | 1 |  | 0% | 0% | 1 | 0% | 0% | 0% | 0% | 1 | 0% | 0% | 0% | 1 | 0% | 0% | 0% | 1 | 0% | 0% | 0% | 1 | 0% | 0% | 0% | 1 | 0% | 0% | 0% | 1 | 0% | 0% | 0% | 1 |  | 0% | 0% | 1 |  |  |  |  | 0% | [5 empty] | 41% | 16% | 57% | 3 | 0% | 0% | 0% | 1 | 40% | 0% | 0% | 1 | 29% | 0% | 0% | 1 | 46% | 0% | 0% | 1 | 33% | 0% | 0% | 1 | 2% | 0% | 0% | 1
239 | Weber | 0 | 0 | 0 |  | 0% | 0% | 1 |  |  |  |  | 0% | [5 empty] | 0% | 0% | 0% | 1 | 0% | 0% | 0% | 1 | 0% | 0% | 0% | 1 | 0% | 0% | 0% | 1 | 0% | 0% | 0% | 1 | 0% | 0% | 0% | 1 | 0% | 0% | 0% | 1 |  | 0% | 0% | 1 |  |  |  |  | 0% | [5 empty] | 0% | 0% | 0% | 1 | 0% | 0% | 0% | 1 | 0% | 0% | 0% | 1 | 0% | 0% | 0% | 1 | 0% | 0% | 0% | 1 | 0% | 0% | 0% | 1 | 0% | 0% | 0% | 1 |  | 0% | 0% | 1 | 35% | 0% | 0% | 0% | 1 | 17% | 0% | 0% | 1 | 66% | 0% | 0% | 2 | 46% | 0% | 0% | 1 | 69% | 0% | 0% | 2 | 0% | 0% | 0% | 1 | 2% | 0% | 0% | 1 |  | 0% | 0% | 1 |  |  |  |  | 15% | [5 empty] | 52% | 3% | 55% | 3 | 54% | 0% | 0% | 2 | 68% | 0% | 0% | 2 | 73% | 0% | 0% | 3 | 78% | 0% | 0% | 3 | 27% | 0% | 0% | 1 | 6% | 0% | 0% | 1
240 | Malaga | 0 | 0 | 0 |  | 0% | 0% | 1 |  |  |  |  | 0% | [5 empty] | 0% | 0% | 0% | 1 | 0% | 0% | 0% | 1 | 0% | 0% | 0% | 1 | 0% | 0% | 0% | 1 | 0% | 0% | 0% | 1 | 0% | 0% | 0% | 1 | 0% | 0% | 0% | 1 |  | 0% | 0% | 1 |  |  |  |  | 0% | [5 empty] | 0% | 0% | 0% | 1 | 0% | 0% | 0% | 1 | 0% | 0% | 0% | 1 | 0% | 0% | 0% | 1 | 0% | 0% | 0% | 1 | 0% | 0% | 0% | 1 | 0% | 0% | 0% | 1 |  | 0% | 0% | 1 | 0% | 0% | 0% | 0% | 1 | 0% | 0% | 0% | 1 | 0% | 0% | 0% | 1 | 0% | 0% | 0% | 1 | 0% | 0% | 0% | 1 | 0% | 0% | 0% | 1 | 0% | 0% | 0% | 1 |  | 0% | 0% | 1 |  |  |  |  | 0% | [5 empty] | 0% | 0% | 0% | 1 | 0% | 0% | 0% | 1 | 0% | 0% | 0% | 1 | 0% | 0% | 0% | 1 | 0% | 0% | 0% | 1 | 0% | 0% | 0% | 1 | 0% | 0% | 0% | 1
241 | Old Town | 0 | 0 | 0 |  | 0% | 0% | 1 |  |  |  |  | 0% | [5 empty] | 0% | 0% | 0% | 1 | 3% | 0% | 0% | 1 | 16% | 0% | 0% | 1 | 49% | 0% | 0% | 1 | 50% | 0% | 0% | 2 | 0% | 0% | 0% | 1 | 5% | 0% | 0% | 1 |  | 0% | 0% | 1 |  |  |  |  | 0% | [5 empty] | 0% | 0% | 0% | 1 | 3% | 0% | 0% | 1 | 20% | 0% | 0% | 1 | 55% | 0% | 0% | 2 | 55% | 0% | 0% | 2 | 0% | 0% | 0% | 1 | 5% | 0% | 0% | 1 |  | 0% | 0% | 1 | 0% | 0% | 0% | 0% | 1 | 6% | 0% | 0% | 1 | 36% | 0% | 0% | 1 | 64% | 0% | 0% | 2 | 65% | 0% | 0% | 2 | 0% | 0% | 0% | 1 | 7% | 0% | 0% | 1 |  | 0% | 0% | 1 |  |  |  |  | 0% | [5 empty] | 0% | 0% | 0% | 1 | 6% | 0% | 0% | 1 | 40% | 0% | 0% | 1 | 68% | 0% | 0% | 2 | 68% | 0% | 0% | 2 | 1% | 0% | 0% | 1 | 8% | 0% | 0% | 1
242 | Viejo | 0 | 0 | 0 |  | 0% | 0% | 1 |  |  |  |  | 0% | [5 empty] | 0% | 0% | 0% | 1 | 0% | 0% | 0% | 1 | 0% | 0% | 0% | 1 | 0% | 0% | 0% | 1 | 0% | 0% | 0% | 1 | 0% | 0% | 0% | 1 | 0% | 0% | 0% | 1 |  | 0% | 0% | 1 |  |  |  |  | 0% | [5 empty] | 0% | 0% | 0% | 1 | 8% | 0% | 0% | 1 | 30% | 0% | 0% | 1 | 58% | 0% | 0% | 2 | 66% | 0% | 0% | 2 | 0% | 0% | 0% | 1 | 3% | 0% | 0% | 1 |  | 0% | 0% | 1 | 0% | 0% | 0% | 0% | 1 | 3% | 0% | 0% | 1 | 24% | 0% | 0% | 1 | 76% | 0% | 0% | 3 | 79% | 0% | 0% | 3 | 0% | 0% | 0% | 1 | 8% | 0% | 0% | 1 |  | 0% | 0% | 1 |  |  |  |  | 0% | [5 empty] | 1% | 0% | 1% | 1 | 2% | 0% | 0% | 1 | 42% | 0% | 0% | 1 | 82% | 0% | 0% | 3 | 84% | 0% | 0% | 3 | 0% | 0% | 0% | 1 | 6% | 0% | 0% | 1
243 | Shadowridge | 0 | 0 | 0 |  | 0% | 0% | 1 |  |  |  |  | 0% | [5 empty] | 0% | 0% | 0% | 1 | 24% | 0% | 0% | 1 | 62% | 0% | 0% | 2 | 69% | 0% | 0% | 2 | 69% | 0% | 0% | 2 | 0% | 0% | 0% | 1 | 5% | 0% | 0% | 1 |  | 0% | 0% | 1 |  |  |  |  | 0% | [5 empty] | 0% | 0% | 0% | 1 | 16% | 0% | 0% | 1 | 78% | 0% | 0% | 3 | 81% | 0% | 0% | 3 | 81% | 0% | 0% | 3 | 0% | 0% | 0% | 1 | 16% | 0% | 0% | 1 |  | 0% | 0% | 1 | 0% | 1% | 0% | 1% | 1 | 16% | 0% | 0% | 1 | 79% | 0% | 0% | 3 | 82% | 0% | 0% | 3 | 82% | 0% | 0% | 3 | 0% | 0% | 0% | 1 | 15% | 0% | 0% | 1 |  | 0% | 0% | 1 |  |  |  |  | 0% | [5 empty] | 1% | 0% | 1% | 1 | 7% | 0% | 0% | 1 | 46% | 0% | 0% | 1 | 57% | 0% | 0% | 2 | 57% | 0% | 0% | 2 | 0% | 0% | 0% | 1 | 7% | 0% | 0% | 1
244 | Chowchilla | 0 | 0 | 0 |  | 0% | 0% | 1 |  |  |  |  | 0% | [5 empty] | 0% | 0% | 0% | 1 | 0% | 0% | 0% | 1 | 0% | 0% | 0% | 1 | 0% | 0% | 0% | 1 | 0% | 0% | 0% | 1 | 0% | 0% | 0% | 1 | 0% | 0% | 0% | 1 |  | 0% | 0% | 1 |  |  |  |  | 0% | [5 empty] | 0% | 0% | 0% | 1 | 0% | 0% | 0% | 1 | 0% | 0% | 0% | 1 | 0% | 0% | 0% | 1 | 0% | 0% | 0% | 1 | 0% | 0% | 0% | 1 | 0% | 0% | 0% | 1 |  | 0% | 0% | 1 | 0% | 0% | 0% | 0% | 1 | 0% | 0% | 0% | 1 | 0% | 0% | 0% | 1 | 0% | 0% | 0% | 1 | 0% | 0% | 0% | 1 | 0% | 0% | 0% | 1 | 0% | 0% | 0% | 1 |  | 0% | 0% | 1 |  |  |  |  | 0% | [5 empty] | 0% | 0% | 0% | 1 | 0% | 0% | 0% | 1 | 0% | 0% | 0% | 1 | 0% | 0% | 0% | 1 | 0% | 0% | 0% | 1 | 0% | 0% | 0% | 1 | 0% | 0% | 0% | 1
245 | ECO | 0 | 0 | 20 |  | 0% | 0% | 1 |  |  |  |  | 0% | [5 empty] | 63% | 0% | 63% | 3 | 16% | 0% | 0% | 1 | 34% | 0% | 0% | 1 | 44% | 0% | 0% | 1 | 67% | 0% | 0% | 2 | 26% | 0% | 0% | 1 | 2% | 0% | 0% | 1 |  | 0% | 0% | 1 |  |  |  |  | 0% | [5 empty] | 47% | 21% | 68% | 4 | 23% | 0% | 0% | 1 | 14% | 0% | 0% | 1 | 36% | 0% | 0% | 1 | 60% | 0% | 0% | 2 | 30% | 0% | 0% | 1 | 1% | 0% | 0% | 1 |  | 0% | 0% | 1 | 0% | 35% | 27% | 62% | 4 | 18% | 0% | 0% | 1 | 10% | 0% | 0% | 1 | 27% | 0% | 0% | 1 | 46% | 0% | 0% | 1 | 41% | 0% | 0% | 1 | 1% | 0% | 0% | 1 |  | 0% | 0% | 1 |  |  |  |  | 0% | [5 empty] | 26% | 28% | 54% | 4 | 12% | 0% | 0% | 1 | 12% | 0% | 0% | 1 | 25% | 0% | 0% | 1 | 39% | 0% | 0% | 1 | 52% | 0% | 0% | 2 | 2% | 0% | 0% | 1
246 | Roadway | 0 | 0 | 0 |  | 0% | 0% | 1 |  |  |  |  | 0% | [5 empty] | 0% | 0% | 0% | 1 | 84% | 0% | 0% | 3 | 75% | 0% | 0% | 3 | 51% | 0% | 0% | 2 | 91% | 0% | 0% | 4 | 49% | 0% | 0% | 1 | 0% | 0% | 0% | 1 |  | 0% | 0% | 1 |  |  |  |  | 0% | [5 empty] | 0% | 0% | 0% | 1 | 58% | 0% | 0% | 2 | 64% | 0% | 0% | 2 | 33% | 0% | 0% | 1 | 78% | 0% | 0% | 3 | 49% | 0% | 0% | 1 | 0% | 0% | 0% | 1 |  | 0% | 0% | 1 | 0% | 8% | 3% | 11% | 2 | 50% | 0% | 0% | 2 | 40% | 0% | 0% | 1 | 22% | 0% | 0% | 1 | 67% | 0% | 0% | 2 | 52% | 0% | 0% | 2 | 0% | 0% | 0% | 1 |  | 0% | 0% | 1 |  |  |  |  | 0% | [5 empty] | 10% | 9% | 19% | 2 | 54% | 0% | 0% | 2 | 39% | 0% | 0% | 1 | 27% | 0% | 0% | 1 | 75% | 0% | 0% | 3 | 51% | 0% | 0% | 2 | 0% | 0% | 0% | 1
247 | Miguel | 0 | 0 | 0 |  | 0% | 0% | 1 |  |  |  |  | 0% | [5 empty] | 0% | 0% | 0% | 1 | 5% | 0% | 0% | 1 | 40% | 0% | 0% | 1 | 82% | 0% | 0% | 3 | 82% | 0% | 0% | 3 | 0% | 0% | 0% | 1 | 8% | 0% | 0% | 1 |  | 0% | 0% | 1 |  |  |  |  | 0% | [5 empty] | 0% | 0% | 0% | 1 | 8% | 0% | 0% | 1 | 38% | 0% | 0% | 1 | 68% | 0% | 0% | 2 | 69% | 0% | 0% | 2 | 0% | 0% | 0% | 1 | 8% | 0% | 0% | 1 |  | 0% | 0% | 1 | 0% | 0% | 0% | 0% | 1 | 7% | 0% | 0% | 1 | 38% | 0% | 0% | 1 | 70% | 0% | 0% | 3 | 70% | 0% | 0% | 3 | 4% | 0% | 0% | 1 | 8% | 0% | 0% | 1 |  | 0% | 0% | 1 |  |  |  |  | 0% | [5 empty] | 0% | 0% | 0% | 1 | 7% | 0% | 0% | 1 | 32% | 0% | 0% | 1 | 63% | 0% | 0% | 2 | 65% | 0% | 0% | 2 | 3% | 0% | 0% | 1 | 7% | 0% | 0% | 1
248 | Moss Landing | 0 | 0 | 0 |  | 0% | 0% | 1 |  |  |  |  | 1% | [5 empty] | 0% | 0% | 0% | 1 | 10% | 0% | 0% | 1 | 64% | 0% | 0% | 2 | 65% | 0% | 0% | 2 | 75% | 0% | 0% | 3 | 0% | 0% | 0% | 1 | 28% | 0% | 0% | 1 |  | 0% | 0% | 1 |  |  |  |  | 1% | [5 empty] | 0% | 0% | 0% | 1 | 8% | 0% | 0% | 1 | 60% | 0% | 0% | 2 | 62% | 0% | 0% | 2 | 70% | 0% | 0% | 3 | 0% | 0% | 0% | 1 | 22% | 0% | 0% | 1 |  | 0% | 0% | 1 | 1% | 0% | 0% | 0% | 1 | 5% | 0% | 0% | 1 | 58% | 0% | 0% | 2 | 60% | 0% | 0% | 2 | 65% | 0% | 0% | 2 | 0% | 0% | 0% | 1 | 13% | 0% | 0% | 1 |  | 0% | 0% | 1 |  |  |  |  | 64% | [5 empty] | 9% | 1% | 10% | 2 | 9% | 0% | 0% | 1 | 6% | 0% | 0% | 1 | 12% | 0% | 0% | 1 | 21% | 0% | 0% | 1 | 13% | 0% | 0% | 1 | 2% | 0% | 0% | 1
249 | Mendota | 0 | 0 | 0 |  | 0% | 0% | 1 |  |  |  |  | 0% | [5 empty] | 0% | 0% | 0% | 1 | 0% | 0% | 0% | 1 | 0% | 0% | 0% | 1 | 0% | 0% | 0% | 1 | 0% | 0% | 0% | 1 | 0% | 0% | 0% | 1 | 0% | 0% | 0% | 1 |  | 0% | 0% | 1 |  |  |  |  | 0% | [5 empty] | 0% | 0% | 0% | 1 | 0% | 0% | 0% | 1 | 0% | 0% | 0% | 1 | 0% | 0% | 0% | 1 | 0% | 0% | 0% | 1 | 0% | 0% | 0% | 1 | 0% | 0% | 0% | 1 |  | 0% | 0% | 1 | 0% | 0% | 0% | 0% | 1 | 0% | 0% | 0% | 1 | 0% | 0% | 0% | 1 | 0% | 0% | 0% | 1 | 0% | 0% | 0% | 1 | 0% | 0% | 0% | 1 | 0% | 0% | 0% | 1 |  | 0% | 0% | 1 |  |  |  |  | 0% | [5 empty] | 32% | 68% | 100% | 5 | 91% | 0% | 0% | 4 | 0% | 0% | 0% | 1 | 1% | 0% | 0% | 1 | 91% | 0% | 0% | 4 | 98% | 0% | 0% | 5 | 0% | 0% | 0% | 1
250 | Coolwater | 0 | 0 | 0 |  | 0% | 0% | 1 |  |  |  |  | 0% | [5 empty] | 0% | 0% | 0% | 1 | 78% | 0% | 0% | 3 | 23% | 0% | 0% | 1 | 13% | 0% | 0% | 1 | 80% | 0% | 0% | 3 | 55% | 0% | 0% | 2 | 3% | 0% | 0% | 1 |  | 0% | 0% | 1 |  |  |  |  | 1% | [5 empty] | 0% | 0% | 0% | 1 | 55% | 0% | 0% | 2 | 21% | 0% | 0% | 1 | 10% | 0% | 0% | 1 | 57% | 0% | 0% | 2 | 39% | 0% | 0% | 1 | 2% | 0% | 0% | 1 |  | 0% | 0% | 1 | 1% | 0% | 0% | 0% | 1 | 48% | 0% | 0% | 1 | 17% | 0% | 0% | 1 | 9% | 0% | 0% | 1 | 49% | 0% | 0% | 1 | 51% | 0% | 0% | 2 | 2% | 0% | 0% | 1 |  | 0% | 0% | 1 |  |  |  |  | 0% | [5 empty] | 0% | 0% | 0% | 1 | 39% | 0% | 0% | 1 | 20% | 0% | 0% | 1 | 13% | 0% | 0% | 1 | 46% | 0% | 0% | 1 | 66% | 0% | 0% | 2 | 1% | 0% | 0% | 1
251 | Innovation | 0 | 0 | 0 |  | 0% | 0% | 1 |  |  |  |  | 0% | [5 empty] | 0% | 0% | 0% | 1 | 0% | 0% | 0% | 1 | 0% | 0% | 0% | 1 | 0% | 0% | 0% | 1 | 0% | 0% | 0% | 1 | 0% | 0% | 0% | 1 | 0% | 0% | 0% | 1 |  | 0% | 0% | 1 |  |  |  |  | 0% | [5 empty] | 0% | 0% | 0% | 1 | 0% | 0% | 0% | 1 | 0% | 0% | 0% | 1 | 0% | 0% | 0% | 1 | 0% | 0% | 0% | 1 | 0% | 0% | 0% | 1 | 0% | 0% | 0% | 1 |  | 0% | 0% | 1 | 0% | 0% | 0% | 0% | 1 | 0% | 0% | 0% | 1 | 0% | 0% | 0% | 1 | 0% | 0% | 0% | 1 | 0% | 0% | 0% | 1 | 0% | 0% | 0% | 1 | 0% | 0% | 0% | 1 |  | 0% | 0% | 1 |  |  |  |  | 0% | [5 empty] | 0% | 0% | 0% | 1 | 0% | 0% | 0% | 1 | 0% | 0% | 0% | 1 | 0% | 0% | 0% | 1 | 0% | 0% | 0% | 1 | 0% | 0% | 0% | 1 | 0% | 0% | 0% | 1
252 | Inyo | 0 | 0 | 0 |  | 0% | 0% | 1 |  |  |  |  | 0% | [5 empty] | 0% | 0% | 0% | 1 | 0% | 0% | 0% | 1 | 0% | 0% | 0% | 1 | 24% | 0% | 0% | 1 | 24% | 0% | 0% | 1 | 89% | 0% | 0% | 3 | 21% | 0% | 0% | 1 |  | 0% | 0% | 1 |  |  |  |  | 0% | [5 empty] | 1% | 0% | 1% | 1 | 0% | 0% | 0% | 1 | 2% | 0% | 0% | 1 | 54% | 0% | 0% | 2 | 54% | 0% | 0% | 2 | 93% | 0% | 0% | 4 | 25% | 0% | 0% | 1 |  | 0% | 0% | 1 | 0% | 4% | 0% | 4% | 1 | 0% | 0% | 0% | 1 | 22% | 0% | 0% | 1 | 51% | 0% | 0% | 2 | 66% | 0% | 0% | 2 | 95% | 0% | 0% | 5 | 17% | 0% | 0% | 1 |  | 0% | 0% | 1 |  |  |  |  | 0% | [5 empty] | 3% | 0% | 3% | 1 | 0% | 0% | 0% | 1 | 63% | 0% | 0% | 2 | 14% | 0% | 0% | 1 | 75% | 0% | 0% | 3 | 92% | 0% | 0% | 4 | 6% | 0% | 0% | 1
253 | Richmond | 0 | 0 | 0 |  | 0% | 0% | 1 |  |  |  |  | 0% | [5 empty] | 59% | 0% | 59% | 3 | 44% | 0% | 0% | 1 | 25% | 0% | 0% | 1 | 20% | 0% | 0% | 1 | 48% | 0% | 0% | 1 | 43% | 0% | 0% | 1 | 12% | 0% | 0% | 1 |  | 0% | 0% | 1 |  |  |  |  | 0% | [5 empty] | 79% | 2% | 81% | 5 | 46% | 0% | 0% | 1 | 16% | 0% | 0% | 1 | 13% | 0% | 0% | 1 | 52% | 0% | 0% | 2 | 61% | 0% | 0% | 2 | 8% | 0% | 0% | 1 |  | 0% | 0% | 1 | 0% | 73% | 6% | 79% | 5 | 48% | 0% | 0% | 1 | 13% | 0% | 0% | 1 | 17% | 0% | 0% | 1 | 56% | 0% | 0% | 2 | 65% | 0% | 0% | 2 | 11% | 0% | 0% | 1 |  | 0% | 0% | 1 |  |  |  |  | 0% | [5 empty] | 61% | 23% | 84% | 5 | 48% | 0% | 0% | 1 | 10% | 0% | 0% | 1 | 13% | 0% | 0% | 1 | 55% | 0% | 0% | 2 | 74% | 0% | 0% | 3 | 11% | 0% | 0% | 1
254 | Salinas | 0 | 0 | 0 |  | 0% | 0% | 1 |  |  |  |  | 0% | [5 empty] | 0% | 0% | 0% | 1 | 39% | 0% | 0% | 1 | 0% | 0% | 0% | 1 | 6% | 0% | 0% | 1 | 45% | 0% | 0% | 1 | 0% | 0% | 0% | 1 | 4% | 0% | 0% | 1 |  | 0% | 0% | 1 |  |  |  |  | 68% | [5 empty] | 11% | 0% | 11% | 1 | 11% | 0% | 0% | 1 | 8% | 0% | 0% | 1 | 8% | 0% | 0% | 1 | 20% | 0% | 0% | 1 | 9% | 0% | 0% | 1 | 5% | 0% | 0% | 1 |  | 0% | 0% | 1 | 75% | 8% | 1% | 9% | 2 | 7% | 0% | 0% | 1 | 6% | 0% | 0% | 1 | 6% | 0% | 0% | 1 | 13% | 0% | 0% | 1 | 7% | 0% | 0% | 1 | 2% | 0% | 0% | 1 |  | 0% | 0% | 1 |  |  |  |  | 49% | [5 empty] | 12% | 11% | 23% | 3 | 18% | 0% | 0% | 1 | 10% | 0% | 0% | 1 | 23% | 0% | 0% | 1 | 35% | 0% | 0% | 1 | 28% | 0% | 0% | 1 | 5% | 0% | 0% | 1
255 | Cloverdale | 0 | 0 | 0 |  | 0% | 0% | 1 |  |  |  |  | 1% | [5 empty] | 36% | 58% | 94% | 5 | 95% | 0% | 0% | 5 | 21% | 0% | 0% | 1 | 31% | 0% | 0% | 1 | 99% | 0% | 0% | 5 | 55% | 0% | 0% | 2 | 0% | 0% | 0% | 1 |  | 0% | 0% | 1 |  |  |  |  | 0% | [5 empty] | 42% | 38% | 80% | 5 | 85% | 0% | 0% | 3 | 30% | 0% | 0% | 1 | 55% | 0% | 0% | 2 | 90% | 0% | 0% | 4 | 60% | 0% | 0% | 2 | 0% | 0% | 0% | 1 |  | 0% | 0% | 1 | 0% | 44% | 34% | 78% | 5 | 71% | 0% | 0% | 3 | 31% | 0% | 0% | 1 | 55% | 0% | 0% | 2 | 86% | 0% | 0% | 3 | 61% | 0% | 0% | 2 | 0% | 0% | 0% | 1 |  | 0% | 0% | 1 |  |  |  |  | 0% | [5 empty] | 33% | 40% | 73% | 5 | 67% | 0% | 0% | 2 | 25% | 0% | 0% | 1 | 58% | 0% | 0% | 2 | 82% | 0% | 0% | 3 | 59% | 0% | 0% | 2 | 0% | 0% | 0% | 1
256 | Colgate | 0 | 0 | 0 |  | 0% | 0% | 1 |  |  |  |  | 0% | [5 empty] | 0% | 0% | 0% | 1 | 0% | 0% | 0% | 1 | 0% | 0% | 0% | 1 | 0% | 0% | 0% | 1 | 0% | 0% | 0% | 1 | 0% | 0% | 0% | 1 | 0% | 0% | 0% | 1 |  | 0% | 0% | 1 |  |  |  |  | 0% | [5 empty] | 0% | 0% | 0% | 1 | 0% | 0% | 0% | 1 | 0% | 0% | 0% | 1 | 0% | 0% | 0% | 1 | 0% | 0% | 0% | 1 | 0% | 0% | 0% | 1 | 0% | 0% | 0% | 1 |  | 0% | 0% | 1 | 0% | 0% | 0% | 0% | 1 | 0% | 0% | 0% | 1 | 0% | 0% | 0% | 1 | 0% | 0% | 0% | 1 | 0% | 0% | 0% | 1 | 0% | 0% | 0% | 1 | 0% | 0% | 0% | 1 |  | 0% | 0% | 1 |  |  |  |  | 0% | [5 empty] | 41% | 15% | 56% | 3 | 0% | 0% | 0% | 1 | 39% | 0% | 0% | 1 | 28% | 0% | 0% | 1 | 44% | 0% | 0% | 1 | 33% | 0% | 0% | 1 | 2% | 0% | 0% | 1
257 | New Sub - Suncrest - Ocotillo (Proposed) | 0 | 0 | 20 |  | 0% | 0% | 1 |  |  |  |  | 0% | [5 empty] | 8% | 91% | 99% | 5 | 0% | 0% | 0% | 1 | 16% | 0% | 0% | 1 | 37% | 0% | 0% | 1 | 37% | 0% | 0% | 1 | 50% | 0% | 0% | 2 | 1% | 0% | 0% | 1 |  | 0% | 0% | 1 |  |  |  |  | 0% | [5 empty] | 41% | 54% | 95% | 5 | 6% | 0% | 0% | 1 | 20% | 0% | 0% | 1 | 46% | 0% | 0% | 1 | 52% | 0% | 0% | 2 | 32% | 0% | 0% | 1 | 1% | 0% | 0% | 1 |  | 0% | 0% | 1 | 0% | 42% | 49% | 91% | 5 | 10% | 0% | 0% | 1 | 21% | 0% | 0% | 1 | 43% | 0% | 0% | 1 | 52% | 0% | 0% | 2 | 31% | 0% | 0% | 1 | 2% | 0% | 0% | 1 |  | 0% | 0% | 1 |  |  |  |  | 0% | [5 empty] | 30% | 36% | 66% | 5 | 20% | 0% | 0% | 1 | 16% | 0% | 0% | 1 | 35% | 0% | 0% | 1 | 51% | 0% | 0% | 2 | 44% | 0% | 0% | 1 | 2% | 0% | 0% | 1
258 | East Nicolaus | 0 | 0 | 0 |  | 0% | 0% | 1 |  |  |  |  | 0% | [5 empty] | 0% | 0% | 0% | 1 | 0% | 0% | 0% | 1 | 0% | 0% | 0% | 1 | 0% | 0% | 0% | 1 | 0% | 0% | 0% | 1 | 0% | 0% | 0% | 1 | 0% | 0% | 0% | 1 |  | 0% | 0% | 1 |  |  |  |  | 0% | [5 empty] | 0% | 0% | 0% | 1 | 0% | 0% | 0% | 1 | 0% | 0% | 0% | 1 | 0% | 0% | 0% | 1 | 0% | 0% | 0% | 1 | 0% | 0% | 0% | 1 | 0% | 0% | 0% | 1 |  | 0% | 0% | 1 | 0% | 0% | 0% | 0% | 1 | 0% | 0% | 0% | 1 | 0% | 0% | 0% | 1 | 0% | 0% | 0% | 1 | 0% | 0% | 0% | 1 | 0% | 0% | 0% | 1 | 0% | 0% | 0% | 1 |  | 0% | 0% | 1 |  |  |  |  | 10% | [5 empty] | 80% | 13% | 93% | 5 | 92% | 0% | 0% | 4 | 10% | 0% | 0% | 1 | 10% | 0% | 0% | 1 | 92% | 0% | 0% | 4 | 51% | 0% | 0% | 2 | 1% | 0% | 0% | 1
259 | Renfro | 0 | 0 | 0 |  | 0% | 0% | 1 |  |  |  |  | 0% | [5 empty] | 0% | 0% | 0% | 1 | 0% | 0% | 0% | 1 | 0% | 0% | 0% | 1 | 0% | 0% | 0% | 1 | 0% | 0% | 0% | 1 | 0% | 0% | 0% | 1 | 0% | 0% | 0% | 1 |  | 0% | 0% | 1 |  |  |  |  | 0% | [5 empty] | 0% | 0% | 0% | 1 | 0% | 0% | 0% | 1 | 0% | 0% | 0% | 1 | 0% | 0% | 0% | 1 | 0% | 0% | 0% | 1 | 0% | 0% | 0% | 1 | 0% | 0% | 0% | 1 |  | 0% | 0% | 1 | 0% | 0% | 0% | 0% | 1 | 0% | 0% | 0% | 1 | 0% | 0% | 0% | 1 | 0% | 0% | 0% | 1 | 0% | 0% | 0% | 1 | 0% | 0% | 0% | 1 | 0% | 0% | 0% | 1 |  | 0% | 0% | 1 |  |  |  |  | 0% | [5 empty] | 0% | 100% | 100% | 5 | 100% | 0% | 0% | 5 | 0% | 0% | 0% | 1 | 100% | 0% | 0% | 5 | 100% | 0% | 0% | 5 | 100% | 0% | 0% | 5 | 0% | 0% | 0% | 1
260 | Julian Hinds | 0 | 0 | 20 |  | 0% | 0% | 1 |  |  |  |  | 0% | [5 empty] | 0% | 0% | 0% | 1 | 100% | 0% | 0% | 5 | 0% | 0% | 0% | 1 | 0% | 0% | 0% | 1 | 100% | 0% | 0% | 5 | 45% | 0% | 0% | 1 | 0% | 0% | 0% | 1 |  | 0% | 0% | 1 |  |  |  |  | 0% | [5 empty] | 0% | 0% | 0% | 1 | 11% | 0% | 0% | 1 | 37% | 0% | 0% | 1 | 0% | 0% | 0% | 1 | 48% | 0% | 0% | 1 | 55% | 0% | 0% | 2 | 0% | 0% | 0% | 1 |  | 0% | 0% | 1 | 0% | 0% | 0% | 0% | 1 | 10% | 0% | 0% | 1 | 20% | 0% | 0% | 1 | 1% | 0% | 0% | 1 | 30% | 0% | 0% | 1 | 50% | 0% | 0% | 2 | 0% | 0% | 0% | 1 |  | 0% | 0% | 1 |  |  |  |  | 0% | [5 empty] | 0% | 0% | 0% | 1 | 24% | 0% | 0% | 1 | 14% | 0% | 0% | 1 | 6% | 0% | 0% | 1 | 38% | 0% | 0% | 1 | 51% | 0% | 0% | 2 | 1% | 0% | 0% | 1
261 | Old River | 0 | 0 | 0 |  | 0% | 0% | 1 |  |  |  |  | 0% | [5 empty] | 0% | 0% | 0% | 1 | 0% | 0% | 0% | 1 | 0% | 0% | 0% | 1 | 0% | 0% | 0% | 1 | 0% | 0% | 0% | 1 | 0% | 0% | 0% | 1 | 0% | 0% | 0% | 1 |  | 0% | 0% | 1 |  |  |  |  | 0% | [5 empty] | 0% | 0% | 0% | 1 | 0% | 0% | 0% | 1 | 0% | 0% | 0% | 1 | 0% | 0% | 0% | 1 | 0% | 0% | 0% | 1 | 0% | 0% | 0% | 1 | 0% | 0% | 0% | 1 |  | 0% | 0% | 1 | 0% | 0% | 0% | 0% | 1 | 0% | 0% | 0% | 1 | 0% | 0% | 0% | 1 | 0% | 0% | 0% | 1 | 0% | 0% | 0% | 1 | 0% | 0% | 0% | 1 | 0% | 0% | 0% | 1 |  | 0% | 0% | 1 |  |  |  |  | 0% | [5 empty] | 68% | 28% | 96% | 5 | 82% | 0% | 0% | 3 | 51% | 0% | 0% | 2 | 61% | 0% | 0% | 2 | 96% | 0% | 0% | 5 | 63% | 0% | 0% | 2 | 3% | 0% | 0% | 1
262 | Bellevue | 0 | 0 | 0 |  | 0% | 0% | 1 |  |  |  |  | 0% | [5 empty] | 100% | 0% | 100% | 5 | 100% | 0% | 0% | 5 | 99% | 0% | 0% | 5 | 99% | 0% | 0% | 5 | 100% | 0% | 0% | 5 | 96% | 0% | 0% | 5 | 0% | 0% | 0% | 1 |  | 0% | 0% | 1 |  |  |  |  | 0% | [5 empty] | 72% | 0% | 72% | 3 | 80% | 0% | 0% | 3 | 29% | 0% | 0% | 1 | 63% | 0% | 0% | 2 | 94% | 0% | 0% | 4 | 81% | 0% | 0% | 3 | 1% | 0% | 0% | 1 |  | 0% | 0% | 1 | 0% | 46% | 0% | 46% | 2 | 87% | 0% | 0% | 3 | 34% | 0% | 0% | 1 | 55% | 0% | 0% | 2 | 96% | 0% | 0% | 5 | 71% | 0% | 0% | 3 | 4% | 0% | 0% | 1 |  | 0% | 0% | 1 |  |  |  |  | 0% | [5 empty] | 54% | 0% | 54% | 3 | 85% | 0% | 0% | 3 | 30% | 0% | 0% | 1 | 60% | 0% | 0% | 2 | 95% | 0% | 0% | 5 | 74% | 0% | 0% | 3 | 3% | 0% | 0% | 1
263 | Highline | 0 | 0 | 0 |  | 0% | 0% | 1 |  |  |  |  | 0% | [5 empty] | 0% | 0% | 0% | 1 | 0% | 0% | 0% | 1 | 74% | 0% | 0% | 3 | 74% | 0% | 0% | 3 | 74% | 0% | 0% | 3 | 65% | 0% | 0% | 2 | 3% | 0% | 0% | 1 |  | 0% | 0% | 1 |  |  |  |  | 0% | [5 empty] | 0% | 0% | 0% | 1 | 10% | 0% | 0% | 1 | 55% | 0% | 0% | 2 | 55% | 0% | 0% | 2 | 65% | 0% | 0% | 2 | 65% | 0% | 0% | 2 | 2% | 0% | 0% | 1 |  | 0% | 0% | 1 | 0% | 0% | 0% | 0% | 1 | 19% | 0% | 0% | 1 | 36% | 0% | 0% | 1 | 36% | 0% | 0% | 1 | 55% | 0% | 0% | 2 | 77% | 0% | 0% | 3 | 2% | 0% | 0% | 1 |  | 0% | 0% | 1 |  |  |  |  | 0% | [5 empty] | 0% | 0% | 0% | 1 | 28% | 0% | 0% | 1 | 20% | 0% | 0% | 1 | 16% | 0% | 0% | 1 | 48% | 0% | 0% | 1 | 67% | 0% | 0% | 2 | 3% | 0% | 0% | 1
264 | Clayton | 0 | 0 | 0 |  | 0% | 0% | 1 |  |  |  |  | 0% | [5 empty] | 58% | 0% | 58% | 3 | 69% | 0% | 0% | 2 | 85% | 0% | 0% | 3 | 66% | 0% | 0% | 2 | 90% | 0% | 0% | 4 | 28% | 0% | 0% | 1 | 42% | 0% | 0% | 1 |  | 0% | 0% | 1 |  |  |  |  | 0% | [5 empty] | 41% | 0% | 41% | 2 | 47% | 0% | 0% | 1 | 70% | 0% | 0% | 3 | 49% | 0% | 0% | 1 | 82% | 0% | 0% | 3 | 17% | 0% | 0% | 1 | 43% | 0% | 0% | 1 |  | 0% | 0% | 1 | 1% | 46% | 0% | 46% | 2 | 34% | 0% | 0% | 1 | 63% | 0% | 0% | 2 | 53% | 0% | 0% | 2 | 79% | 0% | 0% | 3 | 18% | 0% | 0% | 1 | 32% | 0% | 0% | 1 |  | 0% | 0% | 1 |  |  |  |  | 16% | [5 empty] | 51% | 0% | 51% | 3 | 36% | 0% | 0% | 1 | 50% | 0% | 0% | 2 | 49% | 0% | 0% | 1 | 67% | 0% | 0% | 2 | 17% | 0% | 0% | 1 | 22% | 0% | 0% | 1
265 | Hilltop | 0 | 0 | 20 |  | 0% | 0% | 1 |  |  |  |  | 6% | [5 empty] | 5% | 0% | 5% | 1 | 48% | 0% | 0% | 1 | 31% | 0% | 0% | 1 | 18% | 0% | 0% | 1 | 73% | 0% | 0% | 3 | 61% | 0% | 0% | 2 | 10% | 0% | 0% | 1 |  | 0% | 0% | 1 |  |  |  |  | 7% | [5 empty] | 13% | 0% | 13% | 1 | 54% | 0% | 0% | 2 | 25% | 0% | 0% | 1 | 11% | 0% | 0% | 1 | 74% | 0% | 0% | 3 | 66% | 0% | 0% | 2 | 9% | 0% | 0% | 1 |  | 0% | 0% | 1 | 7% | 22% | 0% | 22% | 2 | 61% | 0% | 0% | 2 | 25% | 0% | 0% | 1 | 11% | 0% | 0% | 1 | 78% | 0% | 0% | 3 | 69% | 0% | 0% | 2 | 10% | 0% | 0% | 1 |  | 0% | 0% | 1 |  |  |  |  | 5% | [5 empty] | 26% | 0% | 26% | 2 | 66% | 0% | 0% | 2 | 25% | 0% | 0% | 1 | 15% | 0% | 0% | 1 | 80% | 0% | 0% | 3 | 76% | 0% | 0% | 3 | 9% | 0% | 0% | 1
266 | Lakeville | 0 | 0 | 0 |  | 0% | 0% | 1 |  |  |  |  | 0% | [5 empty] | 97% | 0% | 97% | 5 | 92% | 0% | 0% | 4 | 48% | 0% | 0% | 1 | 67% | 0% | 0% | 2 | 93% | 0% | 0% | 4 | 80% | 0% | 0% | 3 | 1% | 0% | 0% | 1 |  | 0% | 0% | 1 |  |  |  |  | 0% | [5 empty] | 86% | 0% | 86% | 5 | 76% | 0% | 0% | 3 | 32% | 0% | 0% | 1 | 55% | 0% | 0% | 2 | 87% | 0% | 0% | 3 | 82% | 0% | 0% | 3 | 5% | 0% | 0% | 1 |  | 0% | 0% | 1 | 0% | 70% | 0% | 70% | 3 | 81% | 0% | 0% | 3 | 31% | 0% | 0% | 1 | 53% | 0% | 0% | 2 | 91% | 0% | 0% | 4 | 80% | 0% | 0% | 3 | 5% | 0% | 0% | 1 |  | 0% | 0% | 1 |  |  |  |  | 0% | [5 empty] | 58% | 0% | 58% | 3 | 74% | 0% | 0% | 3 | 29% | 0% | 0% | 1 | 39% | 0% | 0% | 1 | 89% | 0% | 0% | 3 | 62% | 0% | 0% | 2 | 6% | 0% | 0% | 1
267 | Fig Garden | 0 | 0 | 0 |  | 0% | 0% | 1 |  |  |  |  | 0% | [5 empty] | 0% | 0% | 0% | 1 | 0% | 0% | 0% | 1 | 0% | 0% | 0% | 1 | 0% | 0% | 0% | 1 | 0% | 0% | 0% | 1 | 0% | 0% | 0% | 1 | 0% | 0% | 0% | 1 |  | 0% | 0% | 1 |  |  |  |  | 0% | [5 empty] | 0% | 0% | 0% | 1 | 0% | 0% | 0% | 1 | 0% | 0% | 0% | 1 | 0% | 0% | 0% | 1 | 0% | 0% | 0% | 1 | 0% | 0% | 0% | 1 | 0% | 0% | 0% | 1 |  | 0% | 0% | 1 | 0% | 0% | 0% | 0% | 1 | 0% | 0% | 0% | 1 | 0% | 0% | 0% | 1 | 0% | 0% | 0% | 1 | 0% | 0% | 0% | 1 | 0% | 0% | 0% | 1 | 0% | 0% | 0% | 1 |  | 0% | 0% | 1 |  |  |  |  | 0% | [5 empty] | 0% | 0% | 0% | 1 | 0% | 0% | 0% | 1 | 0% | 0% | 0% | 1 | 0% | 0% | 0% | 1 | 0% | 0% | 0% | 1 | 0% | 0% | 0% | 1 | 0% | 0% | 0% | 1
268 | GWF Tracy | 0 | 0 | 0 |  | 0% | 0% | 1 |  |  |  |  | 4% | [5 empty] | 87% | 3% | 90% | 5 | 90% | 0% | 0% | 4 | 87% | 0% | 0% | 3 | 96% | 0% | 0% | 5 | 100% | 0% | 0% | 5 | 41% | 0% | 0% | 1 | 3% | 0% | 0% | 1 |  | 0% | 0% | 1 |  |  |  |  | 3% | [5 empty] | 85% | 6% | 91% | 5 | 91% | 0% | 0% | 4 | 83% | 0% | 0% | 3 | 92% | 0% | 0% | 4 | 100% | 0% | 0% | 5 | 46% | 0% | 0% | 1 | 3% | 0% | 0% | 1 |  | 0% | 0% | 1 | 3% | 80% | 12% | 92% | 5 | 91% | 0% | 0% | 4 | 76% | 0% | 0% | 3 | 87% | 0% | 0% | 3 | 100% | 0% | 0% | 5 | 52% | 0% | 0% | 2 | 2% | 0% | 0% | 1 |  | 0% | 0% | 1 |  |  |  |  | 5% | [5 empty] | 61% | 11% | 72% | 3 | 68% | 0% | 0% | 2 | 75% | 0% | 0% | 3 | 81% | 0% | 0% | 3 | 94% | 0% | 0% | 4 | 43% | 0% | 0% | 1 | 6% | 0% | 0% | 1
269 | Pahrump | 0 | 0 | 0 |  | 0% | 0% | 1 |  |  |  |  | 0% | [5 empty] | 0% | 0% | 0% | 1 | 0% | 0% | 0% | 1 | 34% | 0% | 0% | 1 | 39% | 0% | 0% | 1 | 39% | 0% | 0% | 1 | 77% | 0% | 0% | 3 | 6% | 0% | 0% | 1 |  | 0% | 0% | 1 |  |  |  |  | 0% | [5 empty] | 0% | 0% | 0% | 1 | 25% | 0% | 0% | 1 | 5% | 0% | 0% | 1 | 34% | 0% | 0% | 1 | 47% | 0% | 0% | 1 | 80% | 0% | 0% | 3 | 1% | 0% | 0% | 1 |  | 0% | 0% | 1 | 0% | 0% | 0% | 0% | 1 | 19% | 0% | 0% | 1 | 4% | 0% | 0% | 1 | 46% | 0% | 0% | 1 | 56% | 0% | 0% | 2 | 78% | 0% | 0% | 3 | 1% | 0% | 0% | 1 |  | 0% | 0% | 1 |  |  |  |  | 0% | [5 empty] | 0% | 0% | 0% | 1 | 16% | 0% | 0% | 1 | 3% | 0% | 0% | 1 | 41% | 0% | 0% | 1 | 49% | 0% | 0% | 1 | 72% | 0% | 0% | 3 | 1% | 0% | 0% | 1
270 | Curtis | 0 | 0 | 0 |  | 0% | 0% | 1 |  |  |  |  | 0% | [5 empty] | 0% | 0% | 0% | 1 | 0% | 0% | 0% | 1 | 0% | 0% | 0% | 1 | 0% | 0% | 0% | 1 | 0% | 0% | 0% | 1 | 0% | 0% | 0% | 1 | 0% | 0% | 0% | 1 |  | 0% | 0% | 1 |  |  |  |  | 0% | [5 empty] | 0% | 0% | 0% | 1 | 0% | 0% | 0% | 1 | 0% | 0% | 0% | 1 | 0% | 0% | 0% | 1 | 0% | 0% | 0% | 1 | 0% | 0% | 0% | 1 | 0% | 0% | 0% | 1 |  | 0% | 0% | 1 | 0% | 0% | 0% | 0% | 1 | 0% | 0% | 0% | 1 | 0% | 0% | 0% | 1 | 0% | 0% | 0% | 1 | 0% | 0% | 0% | 1 | 0% | 0% | 0% | 1 | 0% | 0% | 0% | 1 |  | 0% | 0% | 1 |  |  |  |  | 0% | [5 empty] | 55% | 4% | 59% | 3 | 0% | 0% | 0% | 1 | 0% | 0% | 0% | 1 | 12% | 0% | 0% | 1 | 12% | 0% | 0% | 1 | 74% | 0% | 0% | 3 | 11% | 0% | 0% | 1
271 | Quinto | 0 | 0 | 0 |  | 0% | 0% | 1 |  |  |  |  | 0% | [5 empty] | 83% | 17% | 100% | 5 | 99% | 0% | 0% | 5 | 8% | 0% | 0% | 1 | 16% | 0% | 0% | 1 | 100% | 0% | 0% | 5 | 90% | 0% | 0% | 4 | 0% | 0% | 0% | 1 |  | 0% | 0% | 1 |  |  |  |  | 0% | [5 empty] | 59% | 41% | 100% | 5 | 98% | 0% | 0% | 5 | 6% | 0% | 0% | 1 | 10% | 0% | 0% | 1 | 100% | 0% | 0% | 5 | 95% | 0% | 0% | 5 | 0% | 0% | 0% | 1 |  | 0% | 0% | 1 | 0% | 51% | 49% | 100% | 5 | 95% | 0% | 0% | 5 | 5% | 0% | 0% | 1 | 8% | 0% | 0% | 1 | 97% | 0% | 0% | 5 | 96% | 0% | 0% | 5 | 0% | 0% | 0% | 1 |  | 0% | 0% | 1 |  |  |  |  | 0% | [5 empty] | 44% | 56% | 100% | 5 | 95% | 0% | 0% | 5 | 11% | 0% | 0% | 1 | 20% | 0% | 0% | 1 | 97% | 0% | 0% | 5 | 98% | 0% | 0% | 5 | 0% | 0% | 0% | 1
272 | Melrose | 0 | 0 | 0 |  | 0% | 0% | 1 |  |  |  |  | 0% | [5 empty] | 0% | 0% | 0% | 1 | 20% | 0% | 0% | 1 | 78% | 0% | 0% | 3 | 78% | 0% | 0% | 3 | 78% | 0% | 0% | 3 | 0% | 0% | 0% | 1 | 18% | 0% | 0% | 1 |  | 0% | 0% | 1 |  |  |  |  | 0% | [5 empty] | 1% | 0% | 1% | 1 | 16% | 0% | 0% | 1 | 78% | 0% | 0% | 3 | 81% | 0% | 0% | 3 | 81% | 0% | 0% | 3 | 0% | 0% | 0% | 1 | 16% | 0% | 0% | 1 |  | 0% | 0% | 1 | 0% | 1% | 0% | 1% | 1 | 16% | 0% | 0% | 1 | 78% | 0% | 0% | 3 | 82% | 0% | 0% | 3 | 82% | 0% | 0% | 3 | 0% | 0% | 0% | 1 | 15% | 0% | 0% | 1 |  | 0% | 0% | 1 |  |  |  |  | 0% | [5 empty] | 1% | 0% | 1% | 1 | 12% | 0% | 0% | 1 | 64% | 0% | 0% | 2 | 71% | 0% | 0% | 3 | 71% | 0% | 0% | 3 | 0% | 0% | 0% | 1 | 11% | 0% | 0% | 1
273 | Valley (VEA) | 0 | 0 | 0 |  | 0% | 0% | 1 |  |  |  |  | 0% | [5 empty] | 0% | 0% | 0% | 1 | 0% | 0% | 0% | 1 | 0% | 0% | 0% | 1 | 0% | 0% | 0% | 1 | 0% | 0% | 0% | 1 | 100% | 0% | 0% | 5 | 0% | 0% | 0% | 1 |  | 0% | 0% | 1 |  |  |  |  | 0% | [5 empty] | 0% | 0% | 0% | 1 | 0% | 0% | 0% | 1 | 0% | 0% | 0% | 1 | 0% | 0% | 0% | 1 | 0% | 0% | 0% | 1 | 47% | 0% | 0% | 1 | 0% | 0% | 0% | 1 |  | 0% | 0% | 1 | 0% | 0% | 0% | 0% | 1 | 0% | 0% | 0% | 1 | 0% | 0% | 0% | 1 | 0% | 0% | 0% | 1 | 0% | 0% | 0% | 1 | 9% | 0% | 0% | 1 | 0% | 0% | 0% | 1 |  | 0% | 0% | 1 |  |  |  |  | 0% | [5 empty] | 0% | 0% | 0% | 1 | 0% | 0% | 0% | 1 | 0% | 0% | 0% | 1 | 0% | 0% | 0% | 1 | 0% | 0% | 0% | 1 | 2% | 0% | 0% | 1 | 0% | 0% | 0% | 1
274 | Avocado | 0 | 0 | 0 |  | 0% | 0% | 1 |  |  |  |  | 0% | [5 empty] | 0% | 0% | 0% | 1 | 0% | 0% | 0% | 1 | 0% | 0% | 0% | 1 | 0% | 0% | 0% | 1 | 0% | 0% | 0% | 1 | 0% | 0% | 0% | 1 | 0% | 0% | 0% | 1 |  | 0% | 0% | 1 |  |  |  |  | 0% | [5 empty] | 1% | 0% | 1% | 1 | 0% | 0% | 0% | 1 | 95% | 0% | 0% | 5 | 95% | 0% | 0% | 5 | 95% | 0% | 0% | 5 | 0% | 0% | 0% | 1 | 34% | 0% | 0% | 1 |  | 0% | 0% | 1 | 0% | 1% | 0% | 1% | 1 | 17% | 0% | 0% | 1 | 77% | 0% | 0% | 3 | 78% | 0% | 0% | 3 | 78% | 0% | 0% | 3 | 0% | 0% | 0% | 1 | 15% | 0% | 0% | 1 |  | 0% | 0% | 1 |  |  |  |  | 0% | [5 empty] | 1% | 0% | 1% | 1 | 11% | 0% | 0% | 1 | 64% | 0% | 0% | 2 | 73% | 0% | 0% | 3 | 73% | 0% | 0% | 3 | 0% | 0% | 0% | 1 | 11% | 0% | 0% | 1
275 | New Sub - North Gila - IV (Proposed) | 0 | 0 | 0 |  | 0% | 0% | 1 |  |  |  |  | 0% | [5 empty] | 0% | 0% | 0% | 1 | 0% | 0% | 0% | 1 | 71% | 0% | 0% | 3 | 71% | 0% | 0% | 3 | 71% | 0% | 0% | 3 | 63% | 0% | 0% | 2 | 3% | 0% | 0% | 1 |  | 0% | 0% | 1 |  |  |  |  | 0% | [5 empty] | 0% | 0% | 0% | 1 | 0% | 0% | 0% | 1 | 71% | 0% | 0% | 3 | 71% | 0% | 0% | 3 | 71% | 0% | 0% | 3 | 62% | 0% | 0% | 2 | 3% | 0% | 0% | 1 |  | 0% | 0% | 1 | 0% | 0% | 0% | 0% | 1 | 13% | 0% | 0% | 1 | 48% | 0% | 0% | 1 | 48% | 0% | 0% | 1 | 61% | 0% | 0% | 2 | 69% | 0% | 0% | 2 | 2% | 0% | 0% | 1 |  | 0% | 0% | 1 |  |  |  |  | 0% | [5 empty] | 0% | 0% | 0% | 1 | 23% | 0% | 0% | 1 | 21% | 0% | 0% | 1 | 16% | 0% | 0% | 1 | 43% | 0% | 0% | 1 | 69% | 0% | 0% | 2 | 1% | 0% | 0% | 1
276 | Caliente | 0 | 0 | 10 |  | 0% | 0% | 1 |  |  |  |  | 0% | [5 empty] | 72% | 0% | 72% | 3 | 65% | 0% | 0% | 2 | 0% | 0% | 0% | 1 | 24% | 0% | 0% | 1 | 65% | 0% | 0% | 2 | 58% | 0% | 0% | 2 | 0% | 0% | 0% | 1 |  | 0% | 0% | 1 |  |  |  |  | 0% | [5 empty] | 59% | 0% | 59% | 3 | 74% | 0% | 0% | 3 | 0% | 0% | 0% | 1 | 15% | 0% | 0% | 1 | 74% | 0% | 0% | 3 | 59% | 0% | 0% | 2 | 0% | 0% | 0% | 1 |  | 0% | 0% | 1 | 0% | 35% | 35% | 70% | 5 | 58% | 0% | 0% | 2 | 0% | 0% | 0% | 1 | 7% | 0% | 0% | 1 | 58% | 0% | 0% | 2 | 66% | 0% | 0% | 2 | 0% | 0% | 0% | 1 |  | 0% | 0% | 1 |  |  |  |  | 0% | [5 empty] | 41% | 50% | 91% | 5 | 37% | 0% | 0% | 1 | 3% | 0% | 0% | 1 | 14% | 0% | 0% | 1 | 47% | 0% | 0% | 1 | 68% | 0% | 0% | 2 | 1% | 0% | 0% | 1
277 | San Luis Obispo | 0 | 0 | 0 |  | 0% | 0% | 1 |  |  |  |  | 0% | [5 empty] | 89% | 1% | 90% | 5 | 55% | 0% | 0% | 2 | 9% | 0% | 0% | 1 | 38% | 0% | 0% | 1 | 65% | 0% | 0% | 2 | 89% | 0% | 0% | 3 | 3% | 0% | 0% | 1 |  | 0% | 0% | 1 |  |  |  |  | 0% | [5 empty] | 70% | 16% | 86% | 5 | 38% | 0% | 0% | 1 | 11% | 0% | 0% | 1 | 48% | 0% | 0% | 1 | 63% | 0% | 0% | 2 | 66% | 0% | 0% | 2 | 2% | 0% | 0% | 1 |  | 0% | 0% | 1 | 0% | 65% | 25% | 90% | 5 | 39% | 0% | 0% | 1 | 12% | 0% | 0% | 1 | 40% | 0% | 0% | 1 | 61% | 0% | 0% | 2 | 61% | 0% | 0% | 2 | 2% | 0% | 0% | 1 |  | 0% | 0% | 1 |  |  |  |  | 0% | [5 empty] | 59% | 33% | 92% | 5 | 37% | 0% | 0% | 1 | 9% | 0% | 0% | 1 | 30% | 0% | 0% | 1 | 54% | 0% | 0% | 2 | 68% | 0% | 0% | 2 | 2% | 0% | 0% | 1
278 | Valley Home | 0 | 0 | 0 |  | 0% | 0% | 1 |  |  |  |  | 0% | [5 empty] | 0% | 0% | 0% | 1 | 0% | 0% | 0% | 1 | 0% | 0% | 0% | 1 | 0% | 0% | 0% | 1 | 0% | 0% | 0% | 1 | 0% | 0% | 0% | 1 | 0% | 0% | 0% | 1 |  | 0% | 0% | 1 |  |  |  |  | 0% | [5 empty] | 0% | 0% | 0% | 1 | 0% | 0% | 0% | 1 | 0% | 0% | 0% | 1 | 0% | 0% | 0% | 1 | 0% | 0% | 0% | 1 | 0% | 0% | 0% | 1 | 0% | 0% | 0% | 1 |  | 0% | 0% | 1 | 0% | 0% | 0% | 0% | 1 | 0% | 0% | 0% | 1 | 0% | 0% | 0% | 1 | 0% | 0% | 0% | 1 | 0% | 0% | 0% | 1 | 0% | 0% | 0% | 1 | 0% | 0% | 0% | 1 |  | 0% | 0% | 1 |  |  |  |  | 0% | [5 empty] | 100% | 0% | 100% | 5 | 100% | 0% | 0% | 5 | 10% | 0% | 0% | 1 | 10% | 0% | 0% | 1 | 100% | 0% | 0% | 5 | 100% | 0% | 0% | 5 | 0% | 0% | 0% | 1
279 | Big Creek | 0 | 0 | 0 |  | 0% | 0% | 1 |  |  |  |  | 0% | [5 empty] | 100% | 0% | 100% | 5 | 0% | 0% | 0% | 1 | 0% | 0% | 0% | 1 | 100% | 0% | 0% | 5 | 100% | 0% | 0% | 5 | 100% | 0% | 0% | 5 | 0% | 0% | 0% | 1 |  | 0% | 0% | 1 |  |  |  |  | 0% | [5 empty] | 100% | 0% | 100% | 5 | 0% | 0% | 0% | 1 | 0% | 0% | 0% | 1 | 100% | 0% | 0% | 5 | 100% | 0% | 0% | 5 | 100% | 0% | 0% | 5 | 0% | 0% | 0% | 1 |  | 0% | 0% | 1 | 0% | 100% | 0% | 100% | 5 | 0% | 0% | 0% | 1 | 0% | 0% | 0% | 1 | 100% | 0% | 0% | 5 | 100% | 0% | 0% | 5 | 100% | 0% | 0% | 5 | 0% | 0% | 0% | 1 |  | 0% | 0% | 1 |  |  |  |  | 0% | [5 empty] | 51% | 0% | 51% | 3 | 0% | 0% | 0% | 1 | 25% | 0% | 0% | 1 | 100% | 0% | 0% | 5 | 100% | 0% | 0% | 5 | 81% | 0% | 0% | 3 | 1% | 0% | 0% | 1
280 | West Fresno | 0 | 0 | 0 |  | 0% | 0% | 1 |  |  |  |  | 0% | [5 empty] | 0% | 0% | 0% | 1 | 0% | 0% | 0% | 1 | 0% | 0% | 0% | 1 | 0% | 0% | 0% | 1 | 0% | 0% | 0% | 1 | 0% | 0% | 0% | 1 | 0% | 0% | 0% | 1 |  | 0% | 0% | 1 |  |  |  |  | 0% | [5 empty] | 0% | 0% | 0% | 1 | 0% | 0% | 0% | 1 | 0% | 0% | 0% | 1 | 0% | 0% | 0% | 1 | 0% | 0% | 0% | 1 | 0% | 0% | 0% | 1 | 0% | 0% | 0% | 1 |  | 0% | 0% | 1 | 0% | 0% | 0% | 0% | 1 | 0% | 0% | 0% | 1 | 0% | 0% | 0% | 1 | 0% | 0% | 0% | 1 | 0% | 0% | 0% | 1 | 0% | 0% | 0% | 1 | 0% | 0% | 0% | 1 |  | 0% | 0% | 1 |  |  |  |  | 0% | [5 empty] | 0% | 0% | 0% | 1 | 0% | 0% | 0% | 1 | 0% | 0% | 0% | 1 | 0% | 0% | 0% | 1 | 0% | 0% | 0% | 1 | 0% | 0% | 0% | 1 | 0% | 0% | 0% | 1
281 | Sylmar | 0 | 0 | 0 |  | 0% | 0% | 1 |  |  |  |  | 0% | [5 empty] | 31% | 65% | 96% | 5 | 50% | 0% | 0% | 2 | 0% | 0% | 0% | 1 | 3% | 0% | 0% | 1 | 53% | 0% | 0% | 2 | 74% | 0% | 0% | 3 | 4% | 0% | 0% | 1 |  | 0% | 0% | 1 |  |  |  |  | 0% | [5 empty] | 59% | 38% | 97% | 5 | 64% | 0% | 0% | 2 | 0% | 0% | 0% | 1 | 5% | 0% | 0% | 1 | 65% | 0% | 0% | 2 | 52% | 0% | 0% | 2 | 3% | 0% | 0% | 1 |  | 0% | 0% | 1 | 0% | 57% | 42% | 99% | 5 | 44% | 0% | 0% | 1 | 2% | 0% | 0% | 1 | 2% | 0% | 0% | 1 | 44% | 0% | 0% | 1 | 62% | 0% | 0% | 2 | 2% | 0% | 0% | 1 |  | 0% | 0% | 1 |  |  |  |  | 0% | [5 empty] | 30% | 33% | 63% | 5 | 16% | 0% | 0% | 1 | 32% | 0% | 0% | 1 | 28% | 0% | 0% | 1 | 51% | 0% | 0% | 2 | 40% | 0% | 0% | 1 | 3% | 0% | 0% | 1
282 | Tracy | 0 | 0 | 0 |  | 0% | 0% | 1 |  |  |  |  | 4% | [5 empty] | 89% | 0% | 89% | 5 | 89% | 0% | 0% | 3 | 87% | 0% | 0% | 3 | 97% | 0% | 0% | 5 | 100% | 0% | 0% | 5 | 33% | 0% | 0% | 1 | 3% | 0% | 0% | 1 |  | 0% | 0% | 1 |  |  |  |  | 3% | [5 empty] | 89% | 3% | 92% | 5 | 89% | 0% | 0% | 3 | 88% | 0% | 0% | 3 | 96% | 0% | 0% | 5 | 99% | 0% | 0% | 5 | 42% | 0% | 0% | 1 | 3% | 0% | 0% | 1 |  | 0% | 0% | 1 | 4% | 81% | 4% | 85% | 5 | 79% | 0% | 0% | 3 | 85% | 0% | 0% | 3 | 92% | 0% | 0% | 4 | 98% | 0% | 0% | 5 | 41% | 0% | 0% | 1 | 4% | 0% | 0% | 1 |  | 0% | 0% | 1 |  |  |  |  | 11% | [5 empty] | 50% | 6% | 56% | 3 | 56% | 0% | 0% | 2 | 64% | 0% | 0% | 2 | 65% | 0% | 0% | 2 | 78% | 0% | 0% | 3 | 30% | 0% | 0% | 1 | 14% | 0% | 0% | 1
283 | Pease | 0 | 0 | 0 |  | 0% | 0% | 1 |  |  |  |  | 0% | [5 empty] | 100% | 0% | 100% | 5 | 97% | 0% | 0% | 5 | 73% | 0% | 0% | 3 | 73% | 0% | 0% | 3 | 97% | 0% | 0% | 5 | 97% | 0% | 0% | 5 | 0% | 0% | 0% | 1 |  | 0% | 0% | 1 |  |  |  |  | 0% | [5 empty] | 100% | 0% | 100% | 5 | 97% | 0% | 0% | 5 | 65% | 0% | 0% | 2 | 65% | 0% | 0% | 2 | 98% | 0% | 0% | 5 | 82% | 0% | 0% | 3 | 0% | 0% | 0% | 1 |  | 0% | 0% | 1 | 0% | 100% | 0% | 100% | 5 | 97% | 0% | 0% | 5 | 65% | 0% | 0% | 2 | 65% | 0% | 0% | 2 | 98% | 0% | 0% | 5 | 82% | 0% | 0% | 3 | 0% | 0% | 0% | 1 |  | 0% | 0% | 1 |  |  |  |  | 0% | [5 empty] | 100% | 0% | 100% | 5 | 98% | 0% | 0% | 5 | 49% | 0% | 0% | 1 | 51% | 0% | 0% | 2 | 98% | 0% | 0% | 5 | 86% | 0% | 0% | 3 | 0% | 0% | 0% | 1
284 | Spring Valley | 0 | 0 | 0 |  | 0% | 0% | 1 |  |  |  |  | 0% | [5 empty] | 0% | 0% | 0% | 1 | 12% | 0% | 0% | 1 | 12% | 0% | 0% | 1 | 98% | 0% | 0% | 5 | 98% | 0% | 0% | 5 | 0% | 0% | 0% | 1 | 3% | 0% | 0% | 1 |  | 0% | 0% | 1 |  |  |  |  | 0% | [5 empty] | 0% | 0% | 0% | 1 | 8% | 0% | 0% | 1 | 35% | 0% | 0% | 1 | 65% | 0% | 0% | 2 | 66% | 0% | 0% | 2 | 0% | 0% | 0% | 1 | 7% | 0% | 0% | 1 |  | 0% | 0% | 1 | 0% | 0% | 0% | 0% | 1 | 7% | 0% | 0% | 1 | 38% | 0% | 0% | 1 | 67% | 0% | 0% | 2 | 67% | 0% | 0% | 2 | 1% | 0% | 0% | 1 | 8% | 0% | 0% | 1 |  | 0% | 0% | 1 |  |  |  |  | 0% | [5 empty] | 0% | 0% | 0% | 1 | 6% | 0% | 0% | 1 | 33% | 0% | 0% | 1 | 64% | 0% | 0% | 2 | 66% | 0% | 0% | 2 | 3% | 0% | 0% | 1 | 7% | 0% | 0% | 1
285 | Honcut | 0 | 0 | 0 |  | 0% | 0% | 1 |  |  |  |  | 0% | [5 empty] | 0% | 0% | 0% | 1 | 0% | 0% | 0% | 1 | 0% | 0% | 0% | 1 | 0% | 0% | 0% | 1 | 0% | 0% | 0% | 1 | 0% | 0% | 0% | 1 | 0% | 0% | 0% | 1 |  | 0% | 0% | 1 |  |  |  |  | 0% | [5 empty] | 100% | 0% | 100% | 5 | 97% | 0% | 0% | 5 | 76% | 0% | 0% | 3 | 76% | 0% | 0% | 3 | 97% | 0% | 0% | 5 | 99% | 0% | 0% | 5 | 0% | 0% | 0% | 1 |  | 0% | 0% | 1 | 0% | 100% | 0% | 100% | 5 | 97% | 0% | 0% | 5 | 65% | 0% | 0% | 2 | 65% | 0% | 0% | 2 | 98% | 0% | 0% | 5 | 82% | 0% | 0% | 3 | 0% | 0% | 0% | 1 |  | 0% | 0% | 1 |  |  |  |  | 0% | [5 empty] | 99% | 0% | 99% | 5 | 95% | 0% | 0% | 5 | 65% | 0% | 0% | 2 | 65% | 0% | 0% | 2 | 98% | 0% | 0% | 5 | 82% | 0% | 0% | 3 | 0% | 0% | 0% | 1
286 | Rancho Mission Viejo | 0 | 0 | 0 |  | 0% | 0% | 1 |  |  |  |  | 0% | [5 empty] | 0% | 0% | 0% | 1 | 0% | 0% | 0% | 1 | 29% | 0% | 0% | 1 | 53% | 0% | 0% | 2 | 53% | 0% | 0% | 2 | 0% | 0% | 0% | 1 | 0% | 0% | 0% | 1 |  | 0% | 0% | 1 |  |  |  |  | 0% | [5 empty] | 0% | 0% | 0% | 1 | 0% | 0% | 0% | 1 | 28% | 0% | 0% | 1 | 48% | 0% | 0% | 1 | 48% | 0% | 0% | 1 | 0% | 0% | 0% | 1 | 0% | 0% | 0% | 1 |  | 0% | 0% | 1 | 0% | 1% | 0% | 1% | 1 | 3% | 0% | 0% | 1 | 22% | 0% | 0% | 1 | 70% | 0% | 0% | 3 | 74% | 0% | 0% | 3 | 0% | 0% | 0% | 1 | 2% | 0% | 0% | 1 |  | 0% | 0% | 1 |  |  |  |  | 0% | [5 empty] | 0% | 0% | 0% | 1 | 8% | 0% | 0% | 1 | 45% | 0% | 0% | 1 | 78% | 0% | 0% | 3 | 80% | 0% | 0% | 3 | 0% | 0% | 0% | 1 | 10% | 0% | 0% | 1
287 | Encina | 0 | 0 | 0 |  | 0% | 0% | 1 |  |  |  |  | 0% | [5 empty] | 0% | 0% | 0% | 1 | 17% | 0% | 0% | 1 | 77% | 0% | 0% | 3 | 80% | 0% | 0% | 3 | 80% | 0% | 0% | 3 | 0% | 0% | 0% | 1 | 17% | 0% | 0% | 1 |  | 0% | 0% | 1 |  |  |  |  | 0% | [5 empty] | 1% | 0% | 1% | 1 | 16% | 0% | 0% | 1 | 79% | 0% | 0% | 3 | 82% | 0% | 0% | 3 | 82% | 0% | 0% | 3 | 0% | 0% | 0% | 1 | 15% | 0% | 0% | 1 |  | 0% | 0% | 1 | 0% | 1% | 0% | 1% | 1 | 16% | 0% | 0% | 1 | 78% | 0% | 0% | 3 | 82% | 0% | 0% | 3 | 82% | 0% | 0% | 3 | 0% | 0% | 0% | 1 | 15% | 0% | 0% | 1 |  | 0% | 0% | 1 |  |  |  |  | 0% | [5 empty] | 1% | 0% | 1% | 1 | 9% | 0% | 0% | 1 | 52% | 0% | 0% | 2 | 63% | 0% | 0% | 2 | 63% | 0% | 0% | 2 | 0% | 0% | 0% | 1 | 8% | 0% | 0% | 1
288 | Bullard | 0 | 0 | 0 |  | 0% | 0% | 1 |  |  |  |  | 0% | [5 empty] | 0% | 0% | 0% | 1 | 0% | 0% | 0% | 1 | 0% | 0% | 0% | 1 | 0% | 0% | 0% | 1 | 0% | 0% | 0% | 1 | 0% | 0% | 0% | 1 | 0% | 0% | 0% | 1 |  | 0% | 0% | 1 |  |  |  |  | 0% | [5 empty] | 0% | 0% | 0% | 1 | 0% | 0% | 0% | 1 | 0% | 0% | 0% | 1 | 0% | 0% | 0% | 1 | 0% | 0% | 0% | 1 | 0% | 0% | 0% | 1 | 0% | 0% | 0% | 1 |  | 0% | 0% | 1 | 0% | 0% | 0% | 0% | 1 | 0% | 0% | 0% | 1 | 0% | 0% | 0% | 1 | 0% | 0% | 0% | 1 | 0% | 0% | 0% | 1 | 0% | 0% | 0% | 1 | 0% | 0% | 0% | 1 |  | 0% | 0% | 1 |  |  |  |  | 0% | [5 empty] | 0% | 0% | 0% | 1 | 0% | 0% | 0% | 1 | 0% | 0% | 0% | 1 | 0% | 0% | 0% | 1 | 0% | 0% | 0% | 1 | 0% | 0% | 0% | 1 | 0% | 0% | 0% | 1
289 | Hicks | 0 | 0 | 0 |  | 0% | 0% | 1 |  |  |  |  | 0% | [5 empty] | 66% | 0% | 66% | 3 | 66% | 0% | 0% | 2 | 0% | 0% | 0% | 1 | 13% | 0% | 0% | 1 | 66% | 0% | 0% | 2 | 33% | 0% | 0% | 1 | 1% | 0% | 0% | 1 |  | 0% | 0% | 1 |  |  |  |  | 0% | [5 empty] | 68% | 0% | 68% | 3 | 68% | 0% | 0% | 2 | 0% | 0% | 0% | 1 | 12% | 0% | 0% | 1 | 68% | 0% | 0% | 2 | 37% | 0% | 0% | 1 | 1% | 0% | 0% | 1 |  | 0% | 0% | 1 | 0% | 83% | 9% | 92% | 5 | 72% | 0% | 0% | 3 | 36% | 0% | 0% | 1 | 37% | 0% | 0% | 1 | 78% | 0% | 0% | 3 | 87% | 0% | 0% | 3 | 3% | 0% | 0% | 1 |  | 0% | 0% | 1 |  |  |  |  | 0% | [5 empty] | 42% | 47% | 89% | 5 | 82% | 0% | 0% | 3 | 40% | 0% | 0% | 1 | 44% | 0% | 0% | 1 | 91% | 0% | 0% | 4 | 87% | 0% | 0% | 3 | 3% | 0% | 0% | 1
290 | Olivehurst | 0 | 0 | 0 |  | 0% | 0% | 1 |  |  |  |  | 0% | [5 empty] | 0% | 0% | 0% | 1 | 0% | 0% | 0% | 1 | 0% | 0% | 0% | 1 | 0% | 0% | 0% | 1 | 0% | 0% | 0% | 1 | 0% | 0% | 0% | 1 | 0% | 0% | 0% | 1 |  | 0% | 0% | 1 |  |  |  |  | 0% | [5 empty] | 100% | 0% | 100% | 5 | 83% | 0% | 0% | 3 | 59% | 0% | 0% | 2 | 59% | 0% | 0% | 2 | 83% | 0% | 0% | 3 | 100% | 0% | 0% | 5 | 0% | 0% | 0% | 1 |  | 0% | 0% | 1 | 0% | 100% | 0% | 100% | 5 | 97% | 0% | 0% | 5 | 65% | 0% | 0% | 2 | 65% | 0% | 0% | 2 | 98% | 0% | 0% | 5 | 82% | 0% | 0% | 3 | 0% | 0% | 0% | 1 |  | 0% | 0% | 1 |  |  |  |  | 0% | [5 empty] | 100% | 0% | 100% | 5 | 97% | 0% | 0% | 5 | 62% | 0% | 0% | 2 | 62% | 0% | 0% | 2 | 98% | 0% | 0% | 5 | 83% | 0% | 0% | 3 | 0% | 0% | 0% | 1
291 | Temblor | 0 | 0 | 0 |  | 0% | 0% | 1 |  |  |  |  | 0% | [5 empty] | 80% | 0% | 80% | 5 | 0% | 0% | 0% | 1 | 0% | 0% | 0% | 1 | 0% | 0% | 0% | 1 | 0% | 0% | 0% | 1 | 0% | 0% | 0% | 1 | 0% | 0% | 0% | 1 |  | 0% | 0% | 1 |  |  |  |  | 0% | [5 empty] | 78% | 0% | 78% | 5 | 52% | 0% | 0% | 2 | 0% | 0% | 0% | 1 | 33% | 0% | 0% | 1 | 52% | 0% | 0% | 2 | 43% | 0% | 0% | 1 | 0% | 0% | 0% | 1 |  | 0% | 0% | 1 | 0% | 72% | 0% | 72% | 3 | 66% | 0% | 0% | 2 | 0% | 0% | 0% | 1 | 23% | 0% | 0% | 1 | 66% | 0% | 0% | 2 | 57% | 0% | 0% | 2 | 0% | 0% | 0% | 1 |  | 0% | 0% | 1 |  |  |  |  | 0% | [5 empty] | 32% | 41% | 73% | 5 | 53% | 0% | 0% | 2 | 5% | 0% | 0% | 1 | 11% | 0% | 0% | 1 | 58% | 0% | 0% | 2 | 68% | 0% | 0% | 2 | 0% | 0% | 0% | 1
292 | Olinda | 0 | 0 | 0 |  | 0% | 0% | 1 |  |  |  |  | 0% | [5 empty] | 0% | 0% | 0% | 1 | 0% | 0% | 0% | 1 | 0% | 0% | 0% | 1 | 0% | 0% | 0% | 1 | 0% | 0% | 0% | 1 | 0% | 0% | 0% | 1 | 0% | 0% | 0% | 1 |  | 0% | 0% | 1 |  |  |  |  | 0% | [5 empty] | 0% | 0% | 0% | 1 | 0% | 0% | 0% | 1 | 0% | 0% | 0% | 1 | 0% | 0% | 0% | 1 | 0% | 0% | 0% | 1 | 0% | 0% | 0% | 1 | 0% | 0% | 0% | 1 |  | 0% | 0% | 1 | 0% | 0% | 0% | 0% | 1 | 0% | 0% | 0% | 1 | 76% | 0% | 0% | 3 | 94% | 0% | 0% | 4 | 94% | 0% | 0% | 4 | 0% | 0% | 0% | 1 | 3% | 0% | 0% | 1 |  | 0% | 0% | 1 |  |  |  |  | 0% | [5 empty] | 0% | 15% | 15% | 3 | 15% | 0% | 0% | 1 | 14% | 0% | 0% | 1 | 54% | 0% | 0% | 2 | 68% | 0% | 0% | 2 | 14% | 0% | 0% | 1 | 2% | 0% | 0% | 1
293 | Mt. Eden | 0 | 0 | 0 |  | 0% | 0% | 1 |  |  |  |  | 0% | [5 empty] | 26% | 0% | 26% | 2 | 26% | 0% | 0% | 1 | 5% | 0% | 0% | 1 | 16% | 0% | 0% | 1 | 43% | 0% | 0% | 1 | 26% | 0% | 0% | 1 | 22% | 0% | 0% | 1 |  | 0% | 0% | 1 |  |  |  |  | 0% | [5 empty] | 11% | 0% | 11% | 1 | 11% | 0% | 0% | 1 | 17% | 0% | 0% | 1 | 25% | 0% | 0% | 1 | 35% | 0% | 0% | 1 | 11% | 0% | 0% | 1 | 20% | 0% | 0% | 1 |  | 0% | 0% | 1 | 0% | 25% | 2% | 27% | 2 | 21% | 0% | 0% | 1 | 37% | 0% | 0% | 1 | 46% | 0% | 0% | 1 | 51% | 0% | 0% | 2 | 17% | 0% | 0% | 1 | 12% | 0% | 0% | 1 |  | 0% | 0% | 1 |  |  |  |  | 0% | [5 empty] | 86% | 3% | 89% | 5 | 75% | 0% | 0% | 3 | 73% | 0% | 0% | 3 | 86% | 0% | 0% | 3 | 92% | 0% | 0% | 4 | 41% | 0% | 0% | 1 | 4% | 0% | 0% | 1
294 | Woodland | 0 | 0 | 0 |  | 0% | 0% | 1 |  |  |  |  | 0% | [5 empty] | 0% | 0% | 0% | 1 | 0% | 0% | 0% | 1 | 0% | 0% | 0% | 1 | 0% | 0% | 0% | 1 | 0% | 0% | 0% | 1 | 0% | 0% | 0% | 1 | 0% | 0% | 0% | 1 |  | 0% | 0% | 1 |  |  |  |  | 0% | [5 empty] | 100% | 0% | 100% | 5 | 100% | 0% | 0% | 5 | 0% | 0% | 0% | 1 | 0% | 0% | 0% | 1 | 100% | 0% | 0% | 5 | 71% | 0% | 0% | 3 | 0% | 0% | 0% | 1 |  | 0% | 0% | 1 | 17% | 93% | 0% | 93% | 5 | 75% | 0% | 0% | 3 | 3% | 0% | 0% | 1 | 3% | 0% | 0% | 1 | 76% | 0% | 0% | 3 | 54% | 0% | 0% | 2 | 1% | 0% | 0% | 1 |  | 0% | 0% | 1 |  |  |  |  | 23% | [5 empty] | 51% | 15% | 66% | 3 | 51% | 0% | 0% | 2 | 15% | 0% | 0% | 1 | 15% | 0% | 0% | 1 | 64% | 0% | 0% | 2 | 41% | 0% | 0% | 1 | 11% | 0% | 0% | 1
295 | Trabuco | 0 | 0 | 0 |  | 0% | 0% | 1 |  |  |  |  | 0% | [5 empty] | 0% | 0% | 0% | 1 | 0% | 0% | 0% | 1 | 20% | 0% | 0% | 1 | 46% | 0% | 0% | 1 | 46% | 0% | 0% | 1 | 0% | 0% | 0% | 1 | 0% | 0% | 0% | 1 |  | 0% | 0% | 1 |  |  |  |  | 0% | [5 empty] | 0% | 0% | 0% | 1 | 3% | 0% | 0% | 1 | 20% | 0% | 0% | 1 | 69% | 0% | 0% | 2 | 72% | 0% | 0% | 3 | 0% | 0% | 0% | 1 | 2% | 0% | 0% | 1 |  | 0% | 0% | 1 | 0% | 0% | 0% | 0% | 1 | 3% | 0% | 0% | 1 | 24% | 0% | 0% | 1 | 75% | 0% | 0% | 3 | 78% | 0% | 0% | 3 | 0% | 0% | 0% | 1 | 7% | 0% | 0% | 1 |  | 0% | 0% | 1 |  |  |  |  | 0% | [5 empty] | 0% | 0% | 0% | 1 | 6% | 0% | 0% | 1 | 51% | 0% | 0% | 2 | 83% | 0% | 0% | 3 | 84% | 0% | 0% | 3 | 0% | 0% | 0% | 1 | 9% | 0% | 0% | 1
296 | Cantua | 0 | 0 | 0 |  | 0% | 0% | 1 |  |  |  |  | 0% | [5 empty] | 41% | 54% | 95% | 5 | 100% | 0% | 0% | 5 | 0% | 0% | 0% | 1 | 0% | 0% | 0% | 1 | 100% | 0% | 0% | 5 | 64% | 0% | 0% | 2 | 0% | 0% | 0% | 1 |  | 0% | 0% | 1 |  |  |  |  | 0% | [5 empty] | 65% | 29% | 94% | 5 | 100% | 0% | 0% | 5 | 0% | 0% | 0% | 1 | 10% | 0% | 0% | 1 | 100% | 0% | 0% | 5 | 73% | 0% | 0% | 3 | 0% | 0% | 0% | 1 |  | 0% | 0% | 1 | 0% | 65% | 29% | 94% | 5 | 100% | 0% | 0% | 5 | 0% | 0% | 0% | 1 | 10% | 0% | 0% | 1 | 100% | 0% | 0% | 5 | 73% | 0% | 0% | 3 | 0% | 0% | 0% | 1 |  | 0% | 0% | 1 |  |  |  |  | 0% | [5 empty] | 34% | 62% | 96% | 5 | 84% | 0% | 0% | 3 | 16% | 0% | 0% | 1 | 21% | 0% | 0% | 1 | 100% | 0% | 0% | 5 | 86% | 0% | 0% | 3 | 0% | 0% | 0% | 1
297 | Rancho Vista | 0 | 0 | 0 |  | 0% | 0% | 1 |  |  |  |  | 0% | [5 empty] | 0% | 100% | 100% | 5 | 100% | 0% | 0% | 5 | 0% | 0% | 0% | 1 | 9% | 0% | 0% | 1 | 100% | 0% | 0% | 5 | 69% | 0% | 0% | 2 | 0% | 0% | 0% | 1 |  | 0% | 0% | 1 |  |  |  |  | 0% | [5 empty] | 23% | 75% | 98% | 5 | 100% | 0% | 0% | 5 | 43% | 0% | 0% | 1 | 20% | 0% | 0% | 1 | 100% | 0% | 0% | 5 | 49% | 0% | 0% | 1 | 0% | 0% | 0% | 1 |  | 0% | 0% | 1 | 0% | 49% | 39% | 88% | 5 | 61% | 0% | 0% | 2 | 64% | 0% | 0% | 2 | 61% | 0% | 0% | 2 | 99% | 0% | 0% | 5 | 45% | 0% | 0% | 1 | 0% | 0% | 0% | 1 |  | 0% | 0% | 1 |  |  |  |  | 0% | [5 empty] | 40% | 34% | 74% | 5 | 59% | 0% | 0% | 2 | 53% | 0% | 0% | 2 | 56% | 0% | 0% | 2 | 94% | 0% | 0% | 4 | 48% | 0% | 0% | 1 | 1% | 0% | 0% | 1
298 | Los Esteros | 0 | 0 | 0 |  | 0% | 0% | 1 |  |  |  |  | 0% | [5 empty] | 0% | 0% | 0% | 1 | 0% | 0% | 0% | 1 | 0% | 0% | 0% | 1 | 13% | 0% | 0% | 1 | 13% | 0% | 0% | 1 | 0% | 0% | 0% | 1 | 99% | 0% | 0% | 5 |  | 0% | 0% | 1 |  |  |  |  | 0% | [5 empty] | 90% | 4% | 94% | 5 | 94% | 0% | 0% | 4 | 65% | 0% | 0% | 2 | 67% | 0% | 0% | 2 | 96% | 0% | 0% | 5 | 94% | 0% | 0% | 4 | 7% | 0% | 0% | 1 |  | 0% | 0% | 1 | 0% | 84% | 10% | 94% | 5 | 84% | 0% | 0% | 3 | 30% | 0% | 0% | 1 | 32% | 0% | 0% | 1 | 85% | 0% | 0% | 3 | 92% | 0% | 0% | 4 | 4% | 0% | 0% | 1 |  | 0% | 0% | 1 |  |  |  |  | 0% | [5 empty] | 84% | 13% | 97% | 5 | 95% | 0% | 0% | 5 | 74% | 0% | 0% | 3 | 84% | 0% | 0% | 3 | 98% | 0% | 0% | 5 | 58% | 0% | 0% | 2 | 3% | 0% | 0% | 1
299 | Humboldt Bay | 0 | 0 | 0 |  | 0% | 0% | 1 |  |  |  |  | 0% | [5 empty] | 0% | 0% | 0% | 1 | 33% | 0% | 0% | 1 | 14% | 0% | 0% | 1 | 19% | 0% | 0% | 1 | 40% | 0% | 0% | 1 | 0% | 0% | 0% | 1 | 30% | 0% | 0% | 1 |  | 0% | 0% | 1 |  |  |  |  | 0% | [5 empty] | 0% | 0% | 0% | 1 | 20% | 0% | 0% | 1 | 9% | 0% | 0% | 1 | 11% | 0% | 0% | 1 | 25% | 0% | 0% | 1 | 35% | 0% | 0% | 1 | 19% | 0% | 0% | 1 |  | 0% | 0% | 1 | 0% | 0% | 0% | 0% | 1 | 4% | 0% | 0% | 1 | 3% | 0% | 0% | 1 | 4% | 0% | 0% | 1 | 6% | 0% | 0% | 1 | 78% | 0% | 0% | 3 | 11% | 0% | 0% | 1 |  | 0% | 0% | 1 |  |  |  |  | 0% | [5 empty] | 3% | 2% | 5% | 2 | 5% | 0% | 0% | 1 | 4% | 0% | 0% | 1 | 6% | 0% | 0% | 1 | 10% | 0% | 0% | 1 | 75% | 0% | 0% | 3 | 5% | 0% | 0% | 1
300 | Shiloh III | 0 | 0 | 0 |  | 0% | 0% | 1 |  |  |  |  | 9% | [5 empty] | 54% | 0% | 54% | 3 | 25% | 0% | 0% | 1 | 45% | 0% | 0% | 1 | 39% | 0% | 0% | 1 | 63% | 0% | 0% | 2 | 8% | 0% | 0% | 1 | 44% | 0% | 0% | 1 |  | 0% | 0% | 1 |  |  |  |  | 25% | [5 empty] | 35% | 0% | 35% | 2 | 17% | 0% | 0% | 1 | 39% | 0% | 0% | 1 | 35% | 0% | 0% | 1 | 52% | 0% | 0% | 2 | 5% | 0% | 0% | 1 | 31% | 0% | 0% | 1 |  | 0% | 0% | 1 | 26% | 41% | 0% | 41% | 2 | 22% | 0% | 0% | 1 | 34% | 0% | 0% | 1 | 32% | 0% | 0% | 1 | 52% | 0% | 0% | 2 | 10% | 0% | 0% | 1 | 25% | 0% | 0% | 1 |  | 0% | 0% | 1 |  |  |  |  | 23% | [5 empty] | 46% | 0% | 46% | 2 | 29% | 0% | 0% | 1 | 34% | 0% | 0% | 1 | 33% | 0% | 0% | 1 | 57% | 0% | 0% | 2 | 16% | 0% | 0% | 1 | 22% | 0% | 0% | 1
301 | Westpark | 0 | 0 | 0 |  | 0% | 0% | 1 |  |  |  |  | 0% | [5 empty] | 0% | 0% | 0% | 1 | 0% | 0% | 0% | 1 | 0% | 0% | 0% | 1 | 0% | 0% | 0% | 1 | 0% | 0% | 0% | 1 | 0% | 0% | 0% | 1 | 0% | 0% | 0% | 1 |  | 0% | 0% | 1 |  |  |  |  | 0% | [5 empty] | 0% | 0% | 0% | 1 | 0% | 0% | 0% | 1 | 0% | 0% | 0% | 1 | 0% | 0% | 0% | 1 | 0% | 0% | 0% | 1 | 0% | 0% | 0% | 1 | 0% | 0% | 0% | 1 |  | 0% | 0% | 1 | 0% | 0% | 0% | 0% | 1 | 0% | 0% | 0% | 1 | 0% | 0% | 0% | 1 | 0% | 0% | 0% | 1 | 0% | 0% | 0% | 1 | 0% | 0% | 0% | 1 | 0% | 0% | 0% | 1 |  | 0% | 0% | 1 |  |  |  |  | 0% | [5 empty] | 12% | 88% | 100% | 5 | 45% | 0% | 0% | 1 | 37% | 0% | 0% | 1 | 49% | 0% | 0% | 1 | 72% | 0% | 0% | 3 | 83% | 0% | 0% | 3 | 1% | 0% | 0% | 1
302 | Pendleton | 0 | 0 | 0 |  | 0% | 0% | 1 |  |  |  |  | 0% | [5 empty] | 2% | 0% | 2% | 1 | 20% | 0% | 0% | 1 | 79% | 0% | 0% | 3 | 80% | 0% | 0% | 3 | 80% | 0% | 0% | 3 | 0% | 0% | 0% | 1 | 18% | 0% | 0% | 1 |  | 0% | 0% | 1 |  |  |  |  | 0% | [5 empty] | 1% | 0% | 1% | 1 | 17% | 0% | 0% | 1 | 77% | 0% | 0% | 3 | 78% | 0% | 0% | 3 | 78% | 0% | 0% | 3 | 0% | 0% | 0% | 1 | 15% | 0% | 0% | 1 |  | 0% | 0% | 1 | 0% | 1% | 0% | 1% | 1 | 14% | 0% | 0% | 1 | 72% | 0% | 0% | 3 | 75% | 0% | 0% | 3 | 75% | 0% | 0% | 3 | 0% | 0% | 0% | 1 | 13% | 0% | 0% | 1 |  | 0% | 0% | 1 |  |  |  |  | 0% | [5 empty] | 1% | 0% | 1% | 1 | 11% | 0% | 0% | 1 | 64% | 0% | 0% | 2 | 72% | 0% | 0% | 3 | 72% | 0% | 0% | 3 | 0% | 0% | 0% | 1 | 10% | 0% | 0% | 1
303 | Burney Forest Power | 0 | 0 | 0 |  | 0% | 0% | 1 |  |  |  |  | 0% | [5 empty] | 86% | 0% | 86% | 5 | 58% | 0% | 0% | 2 | 15% | 0% | 0% | 1 | 15% | 0% | 0% | 1 | 72% | 0% | 0% | 3 | 46% | 0% | 0% | 1 | 1% | 0% | 0% | 1 |  | 0% | 0% | 1 |  |  |  |  | 0% | [5 empty] | 78% | 1% | 79% | 5 | 56% | 0% | 0% | 2 | 17% | 0% | 0% | 1 | 13% | 0% | 0% | 1 | 71% | 0% | 0% | 3 | 43% | 0% | 0% | 1 | 1% | 0% | 0% | 1 |  | 0% | 0% | 1 | 0% | 73% | 3% | 76% | 5 | 49% | 0% | 0% | 1 | 18% | 0% | 0% | 1 | 12% | 0% | 0% | 1 | 66% | 0% | 0% | 2 | 49% | 0% | 0% | 1 | 1% | 0% | 0% | 1 |  | 0% | 0% | 1 |  |  |  |  | 0% | [5 empty] | 53% | 10% | 63% | 3 | 43% | 0% | 0% | 1 | 20% | 0% | 0% | 1 | 18% | 0% | 0% | 1 | 65% | 0% | 0% | 2 | 58% | 0% | 0% | 2 | 1% | 0% | 0% | 1
304 | Llagas | 0 | 0 | 0 |  | 0% | 0% | 1 |  |  |  |  | 0% | [5 empty] | 0% | 0% | 0% | 1 | 0% | 0% | 0% | 1 | 0% | 0% | 0% | 1 | 0% | 0% | 0% | 1 | 0% | 0% | 0% | 1 | 0% | 0% | 0% | 1 | 0% | 0% | 0% | 1 |  | 0% | 0% | 1 |  |  |  |  | 0% | [5 empty] | 78% | 22% | 100% | 5 | 100% | 0% | 0% | 5 | 8% | 0% | 0% | 1 | 8% | 0% | 0% | 1 | 100% | 0% | 0% | 5 | 100% | 0% | 0% | 5 | 2% | 0% | 0% | 1 |  | 0% | 0% | 1 | 0% | 30% | 60% | 90% | 5 | 84% | 0% | 0% | 3 | 17% | 0% | 0% | 1 | 17% | 0% | 0% | 1 | 99% | 0% | 0% | 5 | 83% | 0% | 0% | 3 | 4% | 0% | 0% | 1 |  | 0% | 0% | 1 |  |  |  |  | 0% | [5 empty] | 48% | 49% | 97% | 5 | 91% | 0% | 0% | 4 | 14% | 0% | 0% | 1 | 16% | 0% | 0% | 1 | 95% | 0% | 0% | 5 | 94% | 0% | 0% | 4 | 1% | 0% | 0% | 1
305 | Los Banos | 0 | 0 | 0 |  | 0% | 0% | 1 |  |  |  |  | 0% | [5 empty] | 80% | 20% | 100% | 5 | 100% | 0% | 0% | 5 | 0% | 0% | 0% | 1 | 11% | 0% | 0% | 1 | 100% | 0% | 0% | 5 | 91% | 0% | 0% | 4 | 0% | 0% | 0% | 1 |  | 0% | 0% | 1 |  |  |  |  | 0% | [5 empty] | 50% | 50% | 100% | 5 | 100% | 0% | 0% | 5 | 4% | 0% | 0% | 1 | 8% | 0% | 0% | 1 | 100% | 0% | 0% | 5 | 95% | 0% | 0% | 5 | 0% | 0% | 0% | 1 |  | 0% | 0% | 1 | 0% | 54% | 46% | 100% | 5 | 95% | 0% | 0% | 5 | 4% | 0% | 0% | 1 | 6% | 0% | 0% | 1 | 96% | 0% | 0% | 5 | 97% | 0% | 0% | 5 | 0% | 0% | 0% | 1 |  | 0% | 0% | 1 |  |  |  |  | 0% | [5 empty] | 46% | 54% | 100% | 5 | 94% | 0% | 0% | 4 | 5% | 0% | 0% | 1 | 9% | 0% | 0% | 1 | 96% | 0% | 0% | 5 | 98% | 0% | 0% | 5 | 0% | 0% | 0% | 1
306 | Peabody | 0 | 0 | 0 |  | 0% | 0% | 1 |  |  |  |  | 10% | [5 empty] | 75% | 0% | 75% | 5 | 13% | 0% | 0% | 1 | 63% | 0% | 0% | 2 | 62% | 0% | 0% | 2 | 82% | 0% | 0% | 3 | 19% | 0% | 0% | 1 | 37% | 0% | 0% | 1 |  | 0% | 0% | 1 |  |  |  |  | 14% | [5 empty] | 61% | 0% | 61% | 3 | 35% | 0% | 0% | 1 | 36% | 0% | 0% | 1 | 34% | 0% | 0% | 1 | 67% | 0% | 0% | 2 | 20% | 0% | 0% | 1 | 30% | 0% | 0% | 1 |  | 0% | 0% | 1 | 25% | 48% | 0% | 48% | 2 | 31% | 0% | 0% | 1 | 27% | 0% | 0% | 1 | 25% | 0% | 0% | 1 | 53% | 0% | 0% | 2 | 15% | 0% | 0% | 1 | 25% | 0% | 0% | 1 |  | 0% | 0% | 1 |  |  |  |  | 22% | [5 empty] | 48% | 0% | 48% | 2 | 31% | 0% | 0% | 1 | 31% | 0% | 0% | 1 | 31% | 0% | 0% | 1 | 58% | 0% | 0% | 2 | 19% | 0% | 0% | 1 | 21% | 0% | 0% | 1
307 | Silvergate | 0 | 0 | 0 |  | 0% | 0% | 1 |  |  |  |  | 0% | [5 empty] | 0% | 0% | 0% | 1 | 3% | 0% | 0% | 1 | 21% | 0% | 0% | 1 | 56% | 0% | 0% | 2 | 57% | 0% | 0% | 2 | 0% | 0% | 0% | 1 | 5% | 0% | 0% | 1 |  | 0% | 0% | 1 |  |  |  |  | 0% | [5 empty] | 0% | 0% | 0% | 1 | 6% | 0% | 0% | 1 | 34% | 0% | 0% | 1 | 64% | 0% | 0% | 2 | 65% | 0% | 0% | 2 | 0% | 0% | 0% | 1 | 7% | 0% | 0% | 1 |  | 0% | 0% | 1 | 0% | 0% | 0% | 0% | 1 | 7% | 0% | 0% | 1 | 35% | 0% | 0% | 1 | 65% | 0% | 0% | 2 | 66% | 0% | 0% | 2 | 0% | 0% | 0% | 1 | 7% | 0% | 0% | 1 |  | 0% | 0% | 1 |  |  |  |  | 0% | [5 empty] | 0% | 0% | 0% | 1 | 6% | 0% | 0% | 1 | 37% | 0% | 0% | 1 | 69% | 0% | 0% | 2 | 70% | 0% | 0% | 3 | 4% | 0% | 0% | 1 | 8% | 0% | 0% | 1
308 | Kelso | 0 | 0 | 10 |  | 0% | 0% | 1 |  |  |  |  | 4% | [5 empty] | 89% | 0% | 89% | 5 | 89% | 0% | 0% | 3 | 87% | 0% | 0% | 3 | 97% | 0% | 0% | 5 | 100% | 0% | 0% | 5 | 32% | 0% | 0% | 1 | 3% | 0% | 0% | 1 |  | 0% | 0% | 1 |  |  |  |  | 3% | [5 empty] | 89% | 2% | 91% | 5 | 88% | 0% | 0% | 3 | 88% | 0% | 0% | 3 | 96% | 0% | 0% | 5 | 99% | 0% | 0% | 5 | 42% | 0% | 0% | 1 | 3% | 0% | 0% | 1 |  | 0% | 0% | 1 | 4% | 80% | 3% | 83% | 5 | 77% | 0% | 0% | 3 | 86% | 0% | 0% | 3 | 92% | 0% | 0% | 4 | 98% | 0% | 0% | 5 | 40% | 0% | 0% | 1 | 5% | 0% | 0% | 1 |  | 0% | 0% | 1 |  |  |  |  | 11% | [5 empty] | 51% | 6% | 57% | 3 | 55% | 0% | 0% | 2 | 63% | 0% | 0% | 2 | 63% | 0% | 0% | 2 | 77% | 0% | 0% | 3 | 29% | 0% | 0% | 1 | 15% | 0% | 0% | 1
309 | Desert View | 0 | 0 | 0 |  | 0% | 0% | 1 |  |  |  |  | 0% | [5 empty] | 26% | 0% | 26% | 2 | 0% | 0% | 0% | 1 | 0% | 0% | 0% | 1 | 0% | 0% | 0% | 1 | 0% | 0% | 0% | 1 | 0% | 0% | 0% | 1 | 0% | 0% | 0% | 1 |  | 0% | 0% | 1 |  |  |  |  | 0% | [5 empty] | 26% | 0% | 26% | 2 | 0% | 0% | 0% | 1 | 0% | 0% | 0% | 1 | 0% | 0% | 0% | 1 | 0% | 0% | 0% | 1 | 0% | 0% | 0% | 1 | 0% | 0% | 0% | 1 |  | 0% | 0% | 1 | 0% | 26% | 0% | 26% | 2 | 0% | 0% | 0% | 1 | 0% | 0% | 0% | 1 | 0% | 0% | 0% | 1 | 0% | 0% | 0% | 1 | 0% | 0% | 0% | 1 | 0% | 0% | 0% | 1 |  | 0% | 0% | 1 |  |  |  |  | 0% | [5 empty] | 26% | 0% | 26% | 2 | 0% | 0% | 0% | 1 | 0% | 0% | 0% | 1 | 0% | 0% | 0% | 1 | 0% | 0% | 0% | 1 | 0% | 0% | 0% | 1 | 0% | 0% | 0% | 1
310 | Clay | 0 | 0 | 0 |  | 0% | 0% | 1 |  |  |  |  | 0% | [5 empty] | 0% | 0% | 0% | 1 | 0% | 0% | 0% | 1 | 0% | 0% | 0% | 1 | 0% | 0% | 0% | 1 | 0% | 0% | 0% | 1 | 0% | 0% | 0% | 1 | 0% | 0% | 0% | 1 |  | 0% | 0% | 1 |  |  |  |  | 0% | [5 empty] | 0% | 0% | 0% | 1 | 0% | 0% | 0% | 1 | 0% | 0% | 0% | 1 | 0% | 0% | 0% | 1 | 0% | 0% | 0% | 1 | 0% | 0% | 0% | 1 | 0% | 0% | 0% | 1 |  | 0% | 0% | 1 | 0% | 0% | 0% | 0% | 1 | 0% | 0% | 0% | 1 | 0% | 0% | 0% | 1 | 0% | 0% | 0% | 1 | 0% | 0% | 0% | 1 | 0% | 0% | 0% | 1 | 0% | 0% | 0% | 1 |  | 0% | 0% | 1 |  |  |  |  | 0% | [5 empty] | 0% | 0% | 0% | 1 | 0% | 0% | 0% | 1 | 0% | 0% | 0% | 1 | 0% | 0% | 0% | 1 | 0% | 0% | 0% | 1 | 0% | 0% | 0% | 1 | 0% | 0% | 0% | 1
311 | Calcite | 0 | 0 | 0 |  | 0% | 0% | 1 |  |  |  |  | 0% | [5 empty] | 0% | 0% | 0% | 1 | 64% | 0% | 0% | 2 | 49% | 0% | 0% | 1 | 34% | 0% | 0% | 1 | 88% | 0% | 0% | 3 | 39% | 0% | 0% | 1 | 0% | 0% | 0% | 1 |  | 0% | 0% | 1 |  |  |  |  | 0% | [5 empty] | 6% | 5% | 11% | 2 | 42% | 0% | 0% | 1 | 33% | 0% | 0% | 1 | 33% | 0% | 0% | 1 | 67% | 0% | 0% | 2 | 53% | 0% | 0% | 2 | 0% | 0% | 0% | 1 |  | 0% | 0% | 1 | 0% | 5% | 5% | 10% | 2 | 25% | 0% | 0% | 1 | 21% | 0% | 0% | 1 | 23% | 0% | 0% | 1 | 44% | 0% | 0% | 1 | 71% | 0% | 0% | 3 | 0% | 0% | 0% | 1 |  | 0% | 0% | 1 |  |  |  |  | 0% | [5 empty] | 5% | 4% | 9% | 2 | 37% | 0% | 0% | 1 | 19% | 0% | 0% | 1 | 18% | 0% | 0% | 1 | 48% | 0% | 0% | 1 | 63% | 0% | 0% | 2 | 1% | 0% | 0% | 1
312 | Biola | 0 | 0 | 0 |  | 0% | 0% | 1 |  |  |  |  | 0% | [5 empty] | 0% | 0% | 0% | 1 | 0% | 0% | 0% | 1 | 0% | 0% | 0% | 1 | 0% | 0% | 0% | 1 | 0% | 0% | 0% | 1 | 0% | 0% | 0% | 1 | 0% | 0% | 0% | 1 |  | 0% | 0% | 1 |  |  |  |  | 0% | [5 empty] | 0% | 0% | 0% | 1 | 0% | 0% | 0% | 1 | 0% | 0% | 0% | 1 | 0% | 0% | 0% | 1 | 0% | 0% | 0% | 1 | 0% | 0% | 0% | 1 | 0% | 0% | 0% | 1 |  | 0% | 0% | 1 | 0% | 0% | 0% | 0% | 1 | 0% | 0% | 0% | 1 | 0% | 0% | 0% | 1 | 0% | 0% | 0% | 1 | 0% | 0% | 0% | 1 | 0% | 0% | 0% | 1 | 0% | 0% | 0% | 1 |  | 0% | 0% | 1 |  |  |  |  | 0% | [5 empty] | 0% | 0% | 0% | 1 | 0% | 0% | 0% | 1 | 0% | 0% | 0% | 1 | 0% | 0% | 0% | 1 | 0% | 0% | 0% | 1 | 0% | 0% | 0% | 1 | 0% | 0% | 0% | 1
313 | New Sub - Pit 1 - Cottonwood (Proposed) | 0 | 0 | 15 |  | 0% | 0% | 1 |  |  |  |  | 0% | [5 empty] | 83% | 1% | 84% | 5 | 64% | 0% | 0% | 2 | 13% | 0% | 0% | 1 | 13% | 0% | 0% | 1 | 76% | 0% | 0% | 3 | 41% | 0% | 0% | 1 | 1% | 0% | 0% | 1 |  | 0% | 0% | 1 |  |  |  |  | 0% | [5 empty] | 76% | 3% | 79% | 5 | 58% | 0% | 0% | 2 | 14% | 0% | 0% | 1 | 14% | 0% | 0% | 1 | 71% | 0% | 0% | 3 | 46% | 0% | 0% | 1 | 1% | 0% | 0% | 1 |  | 0% | 0% | 1 | 0% | 70% | 8% | 78% | 5 | 48% | 0% | 0% | 1 | 20% | 0% | 0% | 1 | 16% | 0% | 0% | 1 | 68% | 0% | 0% | 2 | 51% | 0% | 0% | 2 | 1% | 0% | 0% | 1 |  | 0% | 0% | 1 |  |  |  |  | 0% | [5 empty] | 56% | 14% | 70% | 3 | 38% | 0% | 0% | 1 | 21% | 0% | 0% | 1 | 21% | 0% | 0% | 1 | 61% | 0% | 0% | 2 | 59% | 0% | 0% | 2 | 1% | 0% | 0% | 1
314 | Olive | 0 | 0 | 0 |  | 0% | 0% | 1 |  |  |  |  | 0% | [5 empty] | 0% | 0% | 0% | 1 | 0% | 0% | 0% | 1 | 0% | 0% | 0% | 1 | 0% | 0% | 0% | 1 | 0% | 0% | 0% | 1 | 0% | 0% | 0% | 1 | 0% | 0% | 0% | 1 |  | 0% | 0% | 1 |  |  |  |  | 0% | [5 empty] | 0% | 0% | 0% | 1 | 0% | 0% | 0% | 1 | 0% | 0% | 0% | 1 | 0% | 0% | 0% | 1 | 0% | 0% | 0% | 1 | 0% | 0% | 0% | 1 | 0% | 0% | 0% | 1 |  | 0% | 0% | 1 | 0% | 0% | 0% | 0% | 1 | 0% | 0% | 0% | 1 | 0% | 0% | 0% | 1 | 0% | 0% | 0% | 1 | 0% | 0% | 0% | 1 | 0% | 0% | 0% | 1 | 0% | 0% | 0% | 1 |  | 0% | 0% | 1 |  |  |  |  | 0% | [5 empty] | 0% | 0% | 0% | 1 | 0% | 0% | 0% | 1 | 0% | 0% | 0% | 1 | 0% | 0% | 0% | 1 | 0% | 0% | 0% | 1 | 0% | 0% | 0% | 1 | 0% | 0% | 0% | 1
315 | Lugo | 0 | 0 | 0 |  | 0% | 0% | 1 |  |  |  |  | 0% | [5 empty] | 48% | 28% | 76% | 5 | 55% | 0% | 0% | 2 | 58% | 0% | 0% | 2 | 57% | 0% | 0% | 2 | 94% | 0% | 0% | 4 | 47% | 0% | 0% | 1 | 1% | 0% | 0% | 1 |  | 0% | 0% | 1 |  |  |  |  | 0% | [5 empty] | 34% | 26% | 60% | 4 | 67% | 0% | 0% | 2 | 53% | 0% | 0% | 2 | 51% | 0% | 0% | 2 | 95% | 0% | 0% | 5 | 40% | 0% | 0% | 1 | 0% | 0% | 0% | 1 |  | 0% | 0% | 1 | 0% | 21% | 18% | 39% | 3 | 63% | 0% | 0% | 2 | 46% | 0% | 0% | 1 | 42% | 0% | 0% | 1 | 86% | 0% | 0% | 3 | 47% | 0% | 0% | 1 | 0% | 0% | 0% | 1 |  | 0% | 0% | 1 |  |  |  |  | 0% | [5 empty] | 12% | 13% | 25% | 3 | 49% | 0% | 0% | 1 | 44% | 0% | 0% | 1 | 38% | 0% | 0% | 1 | 77% | 0% | 0% | 3 | 48% | 0% | 0% | 1 | 0% | 0% | 0% | 1
316 | Eagle Rock (PGE) | 0 | 0 | 0 |  | 0% | 0% | 1 |  |  |  |  | 0% | [5 empty] | 45% | 41% | 86% | 5 | 92% | 0% | 0% | 4 | 53% | 0% | 0% | 2 | 70% | 0% | 0% | 3 | 100% | 0% | 0% | 5 | 34% | 0% | 0% | 1 | 0% | 0% | 0% | 1 |  | 0% | 0% | 1 |  |  |  |  | 0% | [5 empty] | 44% | 44% | 88% | 5 | 92% | 0% | 0% | 4 | 48% | 0% | 0% | 1 | 66% | 0% | 0% | 2 | 100% | 0% | 0% | 5 | 37% | 0% | 0% | 1 | 0% | 0% | 0% | 1 |  | 0% | 0% | 1 | 0% | 30% | 57% | 87% | 5 | 88% | 0% | 0% | 3 | 33% | 0% | 0% | 1 | 72% | 0% | 0% | 3 | 95% | 0% | 0% | 5 | 49% | 0% | 0% | 1 | 1% | 0% | 0% | 1 |  | 0% | 0% | 1 |  |  |  |  | 0% | [5 empty] | 26% | 57% | 83% | 5 | 59% | 0% | 0% | 2 | 27% | 0% | 0% | 1 | 57% | 0% | 0% | 2 | 78% | 0% | 0% | 3 | 68% | 0% | 0% | 2 | 1% | 0% | 0% | 1
317 | Cosumnes | 0 | 0 | 0 |  | 0% | 0% | 1 |  |  |  |  | 0% | [5 empty] | 0% | 0% | 0% | 1 | 0% | 0% | 0% | 1 | 0% | 0% | 0% | 1 | 0% | 0% | 0% | 1 | 0% | 0% | 0% | 1 | 0% | 0% | 0% | 1 | 0% | 0% | 0% | 1 |  | 0% | 0% | 1 |  |  |  |  | 0% | [5 empty] | 0% | 0% | 0% | 1 | 0% | 0% | 0% | 1 | 0% | 0% | 0% | 1 | 0% | 0% | 0% | 1 | 0% | 0% | 0% | 1 | 0% | 0% | 0% | 1 | 0% | 0% | 0% | 1 |  | 0% | 0% | 1 | 0% | 0% | 0% | 0% | 1 | 0% | 0% | 0% | 1 | 0% | 0% | 0% | 1 | 0% | 0% | 0% | 1 | 0% | 0% | 0% | 1 | 0% | 0% | 0% | 1 | 0% | 0% | 0% | 1 |  | 0% | 0% | 1 |  |  |  |  | 54% | [5 empty] | 5% | 0% | 5% | 1 | 14% | 0% | 0% | 1 | 3% | 0% | 0% | 1 | 12% | 0% | 0% | 1 | 23% | 0% | 0% | 1 | 1% | 0% | 0% | 1 | 16% | 0% | 0% | 1
318 | Imperial Valley | 0 | 0 | 0 |  | 0% | 0% | 1 |  |  |  |  | 1% | [5 empty] | 0% | 0% | 0% | 1 | 0% | 0% | 0% | 1 | 3% | 0% | 0% | 1 | 3% | 0% | 0% | 1 | 3% | 0% | 0% | 1 | 51% | 0% | 0% | 2 | 10% | 0% | 0% | 1 |  | 0% | 0% | 1 |  |  |  |  | 0% | [5 empty] | 0% | 0% | 0% | 1 | 30% | 0% | 0% | 1 | 1% | 0% | 0% | 1 | 1% | 0% | 0% | 1 | 30% | 0% | 0% | 1 | 69% | 0% | 0% | 2 | 3% | 0% | 0% | 1 |  | 0% | 0% | 1 | 0% | 0% | 0% | 0% | 1 | 28% | 0% | 0% | 1 | 0% | 0% | 0% | 1 | 1% | 0% | 0% | 1 | 29% | 0% | 0% | 1 | 77% | 0% | 0% | 3 | 2% | 0% | 0% | 1 |  | 0% | 0% | 1 |  |  |  |  | 0% | [5 empty] | 0% | 0% | 0% | 1 | 17% | 0% | 0% | 1 | 7% | 0% | 0% | 1 | 7% | 0% | 0% | 1 | 24% | 0% | 0% | 1 | 80% | 0% | 0% | 3 | 3% | 0% | 0% | 1
319 | Swift | 0 | 0 | 0 |  | 0% | 0% | 1 |  |  |  |  | 0% | [5 empty] | 100% | 0% | 100% | 5 | 97% | 0% | 0% | 5 | 64% | 0% | 0% | 2 | 64% | 0% | 0% | 2 | 100% | 0% | 0% | 5 | 94% | 0% | 0% | 4 | 1% | 0% | 0% | 1 |  | 0% | 0% | 1 |  |  |  |  | 0% | [5 empty] | 84% | 16% | 100% | 5 | 88% | 0% | 0% | 3 | 34% | 0% | 0% | 1 | 34% | 0% | 0% | 1 | 90% | 0% | 0% | 4 | 97% | 0% | 0% | 5 | 1% | 0% | 0% | 1 |  | 0% | 0% | 1 | 0% | 72% | 25% | 97% | 5 | 85% | 0% | 0% | 3 | 40% | 0% | 0% | 1 | 40% | 0% | 0% | 1 | 89% | 0% | 0% | 3 | 95% | 0% | 0% | 5 | 2% | 0% | 0% | 1 |  | 0% | 0% | 1 |  |  |  |  | 0% | [5 empty] | 75% | 24% | 99% | 5 | 97% | 0% | 0% | 5 | 65% | 0% | 0% | 2 | 76% | 0% | 0% | 3 | 98% | 0% | 0% | 5 | 75% | 0% | 0% | 3 | 2% | 0% | 0% | 1
320 | Windhub | 0 | 0 | 0 |  | 0% | 0% | 1 |  |  |  |  | 0% | [5 empty] | 22% | 3% | 25% | 2 | 45% | 0% | 0% | 1 | 23% | 0% | 0% | 1 | 33% | 0% | 0% | 1 | 70% | 0% | 0% | 3 | 36% | 0% | 0% | 1 | 0% | 0% | 0% | 1 |  | 0% | 0% | 1 |  |  |  |  | 1% | [5 empty] | 18% | 12% | 30% | 3 | 43% | 0% | 0% | 1 | 21% | 0% | 0% | 1 | 24% | 0% | 0% | 1 | 64% | 0% | 0% | 2 | 40% | 0% | 0% | 1 | 1% | 0% | 0% | 1 |  | 0% | 0% | 1 | 0% | 16% | 9% | 25% | 2 | 45% | 0% | 0% | 1 | 20% | 0% | 0% | 1 | 23% | 0% | 0% | 1 | 62% | 0% | 0% | 2 | 42% | 0% | 0% | 1 | 1% | 0% | 0% | 1 |  | 0% | 0% | 1 |  |  |  |  | 1% | [5 empty] | 18% | 11% | 29% | 3 | 32% | 0% | 0% | 1 | 36% | 0% | 0% | 1 | 28% | 0% | 0% | 1 | 65% | 0% | 0% | 2 | 39% | 0% | 0% | 1 | 1% | 0% | 0% | 1
321 | Elliott | 0 | 0 | 0 |  | 0% | 0% | 1 |  |  |  |  | 0% | [5 empty] | 0% | 0% | 0% | 1 | 0% | 0% | 0% | 1 | 2% | 0% | 0% | 1 | 41% | 0% | 0% | 1 | 41% | 0% | 0% | 1 | 0% | 0% | 0% | 1 | 0% | 0% | 0% | 1 |  | 0% | 0% | 1 |  |  |  |  | 0% | [5 empty] | 0% | 0% | 0% | 1 | 3% | 0% | 0% | 1 | 20% | 0% | 0% | 1 | 55% | 0% | 0% | 2 | 56% | 0% | 0% | 2 | 0% | 0% | 0% | 1 | 5% | 0% | 0% | 1 |  | 0% | 0% | 1 | 0% | 0% | 0% | 0% | 1 | 6% | 0% | 0% | 1 | 36% | 0% | 0% | 1 | 65% | 0% | 0% | 2 | 66% | 0% | 0% | 2 | 0% | 0% | 0% | 1 | 7% | 0% | 0% | 1 |  | 0% | 0% | 1 |  |  |  |  | 0% | [5 empty] | 0% | 0% | 0% | 1 | 6% | 0% | 0% | 1 | 39% | 0% | 0% | 1 | 69% | 0% | 0% | 2 | 70% | 0% | 0% | 3 | 4% | 0% | 0% | 1 | 8% | 0% | 0% | 1
322 | Gates | 0 | 0 | 0 |  | 0% | 0% | 1 |  |  |  |  | 0% | [5 empty] | 0% | 0% | 0% | 1 | 0% | 0% | 0% | 1 | 0% | 0% | 0% | 1 | 0% | 0% | 0% | 1 | 0% | 0% | 0% | 1 | 0% | 0% | 0% | 1 | 0% | 0% | 0% | 1 |  | 0% | 0% | 1 |  |  |  |  | 0% | [5 empty] | 80% | 0% | 80% | 5 | 100% | 0% | 0% | 5 | 0% | 0% | 0% | 1 | 36% | 0% | 0% | 1 | 100% | 0% | 0% | 5 | 66% | 0% | 0% | 2 | 0% | 0% | 0% | 1 |  | 0% | 0% | 1 | 0% | 84% | 13% | 97% | 5 | 77% | 0% | 0% | 3 | 0% | 0% | 0% | 1 | 7% | 0% | 0% | 1 | 77% | 0% | 0% | 3 | 82% | 0% | 0% | 3 | 0% | 0% | 0% | 1 |  | 0% | 0% | 1 |  |  |  |  | 0% | [5 empty] | 94% | 5% | 99% | 5 | 71% | 0% | 0% | 3 | 9% | 0% | 0% | 1 | 26% | 0% | 0% | 1 | 73% | 0% | 0% | 3 | 85% | 0% | 0% | 3 | 0% | 0% | 0% | 1
323 | Madeline | 0 | 0 | 0 |  | 0% | 0% | 1 |  |  |  |  | 0% | [5 empty] | 69% | 19% | 88% | 5 | 13% | 0% | 0% | 1 | 5% | 0% | 0% | 1 | 8% | 0% | 0% | 1 | 22% | 0% | 0% | 1 | 74% | 0% | 0% | 3 | 32% | 0% | 0% | 1 |  | 0% | 0% | 1 |  |  |  |  | 0% | [5 empty] | 65% | 24% | 89% | 5 | 19% | 0% | 0% | 1 | 7% | 0% | 0% | 1 | 12% | 0% | 0% | 1 | 30% | 0% | 0% | 1 | 82% | 0% | 0% | 3 | 23% | 0% | 0% | 1 |  | 0% | 0% | 1 | 0% | 57% | 32% | 89% | 5 | 28% | 0% | 0% | 1 | 8% | 0% | 0% | 1 | 11% | 0% | 0% | 1 | 39% | 0% | 0% | 1 | 82% | 0% | 0% | 3 | 21% | 0% | 0% | 1 |  | 0% | 0% | 1 |  |  |  |  | 2% | [5 empty] | 55% | 22% | 77% | 5 | 39% | 0% | 0% | 1 | 14% | 0% | 0% | 1 | 9% | 0% | 0% | 1 | 50% | 0% | 0% | 2 | 81% | 0% | 0% | 3 | 15% | 0% | 0% | 1
324 | Putah Creek | 0 | 0 | 0 |  | 0% | 0% | 1 |  |  |  |  | 8% | [5 empty] | 89% | 0% | 89% | 5 | 87% | 0% | 0% | 3 | 7% | 0% | 0% | 1 | 0% | 0% | 0% | 1 | 88% | 0% | 0% | 3 | 61% | 0% | 0% | 2 | 1% | 0% | 0% | 1 |  | 0% | 0% | 1 |  |  |  |  | 11% | [5 empty] | 80% | 0% | 80% | 5 | 80% | 0% | 0% | 3 | 14% | 0% | 0% | 1 | 8% | 0% | 0% | 1 | 84% | 0% | 0% | 3 | 61% | 0% | 0% | 2 | 1% | 0% | 0% | 1 |  | 0% | 0% | 1 | 21% | 77% | 4% | 81% | 5 | 57% | 0% | 0% | 2 | 20% | 0% | 0% | 1 | 20% | 0% | 0% | 1 | 72% | 0% | 0% | 3 | 49% | 0% | 0% | 1 | 6% | 0% | 0% | 1 |  | 0% | 0% | 1 |  |  |  |  | 20% | [5 empty] | 56% | 11% | 67% | 3 | 46% | 0% | 0% | 1 | 18% | 0% | 0% | 1 | 19% | 0% | 0% | 1 | 63% | 0% | 0% | 2 | 38% | 0% | 0% | 1 | 16% | 0% | 0% | 1
325 | San Onofre | 0 | 0 | 0 |  | 0% | 0% | 1 |  |  |  |  | 0% | [5 empty] | 6% | 0% | 6% | 1 | 0% | 0% | 0% | 1 | 50% | 0% | 0% | 2 | 54% | 0% | 0% | 2 | 54% | 0% | 0% | 2 | 0% | 0% | 0% | 1 | 1% | 0% | 0% | 1 |  | 0% | 0% | 1 |  |  |  |  | 0% | [5 empty] | 1% | 0% | 1% | 1 | 13% | 0% | 0% | 1 | 65% | 0% | 0% | 2 | 74% | 0% | 0% | 3 | 74% | 0% | 0% | 3 | 0% | 0% | 0% | 1 | 13% | 0% | 0% | 1 |  | 0% | 0% | 1 | 0% | 1% | 0% | 1% | 1 | 12% | 0% | 0% | 1 | 61% | 0% | 0% | 2 | 69% | 0% | 0% | 2 | 69% | 0% | 0% | 2 | 0% | 0% | 0% | 1 | 11% | 0% | 0% | 1 |  | 0% | 0% | 1 |  |  |  |  | 0% | [5 empty] | 1% | 0% | 1% | 1 | 8% | 0% | 0% | 1 | 43% | 0% | 0% | 1 | 77% | 0% | 0% | 3 | 78% | 0% | 0% | 3 | 0% | 0% | 0% | 1 | 10% | 0% | 0% | 1
326 | Gregg | 0 | 0 | 10 |  | 0% | 0% | 1 |  |  |  |  | 0% | [5 empty] | 0% | 0% | 0% | 1 | 0% | 0% | 0% | 1 | 0% | 0% | 0% | 1 | 0% | 0% | 0% | 1 | 0% | 0% | 0% | 1 | 0% | 0% | 0% | 1 | 0% | 0% | 0% | 1 |  | 0% | 0% | 1 |  |  |  |  | 0% | [5 empty] | 0% | 0% | 0% | 1 | 0% | 0% | 0% | 1 | 0% | 0% | 0% | 1 | 0% | 0% | 0% | 1 | 0% | 0% | 0% | 1 | 0% | 0% | 0% | 1 | 0% | 0% | 0% | 1 |  | 0% | 0% | 1 | 0% | 0% | 0% | 0% | 1 | 0% | 0% | 0% | 1 | 0% | 0% | 0% | 1 | 0% | 0% | 0% | 1 | 0% | 0% | 0% | 1 | 0% | 0% | 0% | 1 | 0% | 0% | 0% | 1 |  | 0% | 0% | 1 |  |  |  |  | 0% | [5 empty] | 0% | 0% | 0% | 1 | 0% | 0% | 0% | 1 | 0% | 0% | 0% | 1 | 0% | 0% | 0% | 1 | 0% | 0% | 0% | 1 | 0% | 0% | 0% | 1 | 0% | 0% | 0% | 1
327 | Gondor | 0 | 0 | 0 |  | 0% | 0% | 1 |  |  |  |  | 0% | [5 empty] | 0% | 0% | 0% | 1 | 0% | 0% | 0% | 1 | 0% | 0% | 0% | 1 | 0% | 0% | 0% | 1 | 0% | 0% | 0% | 1 | 0% | 0% | 0% | 1 | 0% | 0% | 0% | 1 |  | 0% | 0% | 1 |  |  |  |  | 0% | [5 empty] | 0% | 0% | 0% | 1 | 0% | 0% | 0% | 1 | 0% | 0% | 0% | 1 | 0% | 0% | 0% | 1 | 0% | 0% | 0% | 1 | 0% | 0% | 0% | 1 | 0% | 0% | 0% | 1 |  | 0% | 0% | 1 | 0% | 0% | 0% | 0% | 1 | 0% | 0% | 0% | 1 | 0% | 0% | 0% | 1 | 0% | 0% | 0% | 1 | 0% | 0% | 0% | 1 | 0% | 0% | 0% | 1 | 0% | 0% | 0% | 1 |  | 0% | 0% | 1 |  |  |  |  | 0% | [5 empty] | 0% | 0% | 0% | 1 | 0% | 0% | 0% | 1 | 0% | 0% | 0% | 1 | 0% | 0% | 0% | 1 | 0% | 0% | 0% | 1 | 0% | 0% | 0% | 1 | 0% | 0% | 0% | 1
328 | Cabrillo | 0 | 0 | 0 |  | 0% | 0% | 1 |  |  |  |  | 0% | [5 empty] | 83% | 0% | 83% | 5 | 51% | 0% | 0% | 2 | 0% | 0% | 0% | 1 | 1% | 0% | 0% | 1 | 51% | 0% | 0% | 2 | 84% | 0% | 0% | 3 | 6% | 0% | 0% | 1 |  | 0% | 0% | 1 |  |  |  |  | 0% | [5 empty] | 84% | 0% | 84% | 5 | 78% | 0% | 0% | 3 | 1% | 0% | 0% | 1 | 6% | 0% | 0% | 1 | 83% | 0% | 0% | 3 | 50% | 0% | 0% | 2 | 7% | 0% | 0% | 1 |  | 0% | 0% | 1 | 0% | 85% | 0% | 85% | 5 | 80% | 0% | 0% | 3 | 1% | 0% | 0% | 1 | 5% | 0% | 0% | 1 | 84% | 0% | 0% | 3 | 52% | 0% | 0% | 2 | 7% | 0% | 0% | 1 |  | 0% | 0% | 1 |  |  |  |  | 0% | [5 empty] | 82% | 2% | 84% | 5 | 77% | 0% | 0% | 3 | 1% | 0% | 0% | 1 | 6% | 0% | 0% | 1 | 82% | 0% | 0% | 3 | 51% | 0% | 0% | 2 | 7% | 0% | 0% | 1
329 | Mesa (PGE) | 0 | 0 | 0 |  | 0% | 0% | 1 |  |  |  |  | 0% | [5 empty] | 88% | 0% | 88% | 5 | 0% | 0% | 0% | 1 | 0% | 0% | 0% | 1 | 0% | 0% | 0% | 1 | 0% | 0% | 0% | 1 | 86% | 0% | 0% | 3 | 0% | 0% | 0% | 1 |  | 0% | 0% | 1 |  |  |  |  | 0% | [5 empty] | 25% | 67% | 92% | 5 | 4% | 0% | 0% | 1 | 2% | 0% | 0% | 1 | 20% | 0% | 0% | 1 | 21% | 0% | 0% | 1 | 83% | 0% | 0% | 3 | 4% | 0% | 0% | 1 |  | 0% | 0% | 1 | 0% | 35% | 60% | 95% | 5 | 18% | 0% | 0% | 1 | 1% | 0% | 0% | 1 | 11% | 0% | 0% | 1 | 27% | 0% | 0% | 1 | 90% | 0% | 0% | 4 | 3% | 0% | 0% | 1 |  | 0% | 0% | 1 |  |  |  |  | 0% | [5 empty] | 32% | 58% | 90% | 5 | 18% | 0% | 0% | 1 | 5% | 0% | 0% | 1 | 27% | 0% | 0% | 1 | 38% | 0% | 0% | 1 | 74% | 0% | 0% | 3 | 2% | 0% | 0% | 1
330 | Schulte | 0 | 0 | 0 |  | 0% | 0% | 1 |  |  |  |  | 0% | [5 empty] | 0% | 0% | 0% | 1 | 0% | 0% | 0% | 1 | 0% | 0% | 0% | 1 | 13% | 0% | 0% | 1 | 13% | 0% | 0% | 1 | 0% | 0% | 0% | 1 | 99% | 0% | 0% | 5 |  | 0% | 0% | 1 |  |  |  |  | 0% | [5 empty] | 82% | 0% | 82% | 5 | 83% | 0% | 0% | 3 | 72% | 0% | 0% | 3 | 75% | 0% | 0% | 3 | 87% | 0% | 0% | 3 | 82% | 0% | 0% | 3 | 11% | 0% | 0% | 1 |  | 0% | 0% | 1 | 0% | 85% | 9% | 94% | 5 | 84% | 0% | 0% | 3 | 30% | 0% | 0% | 1 | 31% | 0% | 0% | 1 | 86% | 0% | 0% | 3 | 91% | 0% | 0% | 4 | 4% | 0% | 0% | 1 |  | 0% | 0% | 1 |  |  |  |  | 0% | [5 empty] | 77% | 19% | 96% | 5 | 92% | 0% | 0% | 4 | 64% | 0% | 0% | 2 | 73% | 0% | 0% | 3 | 96% | 0% | 0% | 5 | 68% | 0% | 0% | 2 | 3% | 0% | 0% | 1
331 | Davis | 0 | 0 | 0 |  | 0% | 0% | 1 |  |  |  |  | 80% | [5 empty] | 26% | 0% | 26% | 2 | 0% | 0% | 0% | 1 | 13% | 0% | 0% | 1 | 13% | 0% | 0% | 1 | 13% | 0% | 0% | 1 | 0% | 0% | 0% | 1 | 0% | 0% | 0% | 1 |  | 0% | 0% | 1 |  |  |  |  | 41% | [5 empty] | 58% | 0% | 58% | 3 | 17% | 0% | 0% | 1 | 1% | 0% | 0% | 1 | 14% | 0% | 0% | 1 | 28% | 0% | 0% | 1 | 1% | 0% | 0% | 1 | 16% | 0% | 0% | 1 |  | 0% | 0% | 1 | 37% | 47% | 0% | 47% | 2 | 29% | 0% | 0% | 1 | 18% | 0% | 0% | 1 | 22% | 0% | 0% | 1 | 49% | 0% | 0% | 1 | 13% | 0% | 0% | 1 | 15% | 0% | 0% | 1 |  | 0% | 0% | 1 |  |  |  |  | 25% | [5 empty] | 55% | 5% | 60% | 3 | 38% | 0% | 0% | 1 | 17% | 0% | 0% | 1 | 19% | 0% | 0% | 1 | 56% | 0% | 0% | 2 | 28% | 0% | 0% | 1 | 15% | 0% | 0% | 1
332 | Arco | 0 | 0 | 0 |  | 0% | 0% | 1 |  |  |  |  | 0% | [5 empty] | 0% | 0% | 0% | 1 | 0% | 0% | 0% | 1 | 0% | 0% | 0% | 1 | 0% | 0% | 0% | 1 | 0% | 0% | 0% | 1 | 0% | 0% | 0% | 1 | 0% | 0% | 0% | 1 |  | 0% | 0% | 1 |  |  |  |  | 0% | [5 empty] | 99% | 0% | 99% | 5 | 78% | 0% | 0% | 3 | 0% | 0% | 0% | 1 | 0% | 0% | 0% | 1 | 78% | 0% | 0% | 3 | 98% | 0% | 0% | 5 | 0% | 0% | 0% | 1 |  | 0% | 0% | 1 | 0% | 88% | 0% | 88% | 5 | 67% | 0% | 0% | 2 | 6% | 0% | 0% | 1 | 16% | 0% | 0% | 1 | 68% | 0% | 0% | 2 | 74% | 0% | 0% | 3 | 1% | 0% | 0% | 1 |  | 0% | 0% | 1 |  |  |  |  | 0% | [5 empty] | 86% | 0% | 86% | 5 | 72% | 0% | 0% | 3 | 4% | 0% | 0% | 1 | 19% | 0% | 0% | 1 | 76% | 0% | 0% | 3 | 66% | 0% | 0% | 2 | 1% | 0% | 0% | 1
333 | Goodrich | 0 | 0 | 0 |  | 0% | 0% | 1 |  |  |  |  | 0% | [5 empty] | 0% | 0% | 0% | 1 | 0% | 0% | 0% | 1 | 0% | 0% | 0% | 1 | 0% | 0% | 0% | 1 | 0% | 0% | 0% | 1 | 0% | 0% | 0% | 1 | 0% | 0% | 0% | 1 |  | 0% | 0% | 1 |  |  |  |  | 0% | [5 empty] | 0% | 0% | 0% | 1 | 0% | 0% | 0% | 1 | 0% | 0% | 0% | 1 | 0% | 0% | 0% | 1 | 0% | 0% | 0% | 1 | 0% | 0% | 0% | 1 | 0% | 0% | 0% | 1 |  | 0% | 0% | 1 | 0% | 0% | 0% | 0% | 1 | 0% | 0% | 0% | 1 | 0% | 0% | 0% | 1 | 0% | 0% | 0% | 1 | 0% | 0% | 0% | 1 | 0% | 0% | 0% | 1 | 0% | 0% | 0% | 1 |  | 0% | 0% | 1 |  |  |  |  | 0% | [5 empty] | 42% | 6% | 48% | 2 | 8% | 0% | 0% | 1 | 29% | 0% | 0% | 1 | 21% | 0% | 0% | 1 | 39% | 0% | 0% | 1 | 39% | 0% | 0% | 1 | 1% | 0% | 0% | 1
334 | Newhall | 0 | 0 | 0 |  | 0% | 0% | 1 |  |  |  |  | 0% | [5 empty] | 0% | 0% | 0% | 1 | 0% | 0% | 0% | 1 | 0% | 0% | 0% | 1 | 0% | 0% | 0% | 1 | 0% | 0% | 0% | 1 | 0% | 0% | 0% | 1 | 0% | 0% | 0% | 1 |  | 0% | 0% | 1 |  |  |  |  | 0% | [5 empty] | 0% | 0% | 0% | 1 | 0% | 0% | 0% | 1 | 0% | 0% | 0% | 1 | 0% | 0% | 0% | 1 | 0% | 0% | 0% | 1 | 0% | 0% | 0% | 1 | 0% | 0% | 0% | 1 |  | 0% | 0% | 1 | 0% | 0% | 0% | 0% | 1 | 0% | 0% | 0% | 1 | 0% | 0% | 0% | 1 | 0% | 0% | 0% | 1 | 0% | 0% | 0% | 1 | 0% | 0% | 0% | 1 | 0% | 0% | 0% | 1 |  | 0% | 0% | 1 |  |  |  |  | 0% | [5 empty] | 0% | 0% | 0% | 1 | 0% | 0% | 0% | 1 | 0% | 0% | 0% | 1 | 0% | 0% | 0% | 1 | 0% | 0% | 0% | 1 | 0% | 0% | 0% | 1 | 0% | 0% | 0% | 1
335 | Brentwood | 0 | 0 | 0 |  | 0% | 0% | 1 |  |  |  |  | 1% | [5 empty] | 80% | 0% | 80% | 5 | 60% | 0% | 0% | 2 | 88% | 0% | 0% | 3 | 88% | 0% | 0% | 3 | 94% | 0% | 0% | 4 | 42% | 0% | 0% | 1 | 7% | 0% | 0% | 1 |  | 0% | 0% | 1 |  |  |  |  | 10% | [5 empty] | 47% | 0% | 47% | 2 | 40% | 0% | 0% | 1 | 74% | 0% | 0% | 3 | 76% | 0% | 0% | 3 | 81% | 0% | 0% | 3 | 12% | 0% | 0% | 1 | 13% | 0% | 0% | 1 |  | 0% | 0% | 1 | 11% | 50% | 0% | 50% | 3 | 50% | 0% | 0% | 2 | 70% | 0% | 0% | 3 | 69% | 0% | 0% | 2 | 76% | 0% | 0% | 3 | 19% | 0% | 0% | 1 | 16% | 0% | 0% | 1 |  | 0% | 0% | 1 |  |  |  |  | 19% | [5 empty] | 48% | 1% | 49% | 2 | 35% | 0% | 0% | 1 | 50% | 0% | 0% | 2 | 49% | 0% | 0% | 1 | 64% | 0% | 0% | 2 | 17% | 0% | 0% | 1 | 22% | 0% | 0% | 1
336 | Neenach | 0 | 0 | 0 |  | 0% | 0% | 1 |  |  |  |  | 1% | [5 empty] | 13% | 5% | 18% | 2 | 18% | 0% | 0% | 1 | 43% | 0% | 0% | 1 | 28% | 0% | 0% | 1 | 59% | 0% | 0% | 2 | 23% | 0% | 0% | 1 | 1% | 0% | 0% | 1 |  | 0% | 0% | 1 |  |  |  |  | 1% | [5 empty] | 21% | 9% | 30% | 2 | 24% | 0% | 0% | 1 | 45% | 0% | 0% | 1 | 31% | 0% | 0% | 1 | 62% | 0% | 0% | 2 | 31% | 0% | 0% | 1 | 1% | 0% | 0% | 1 |  | 0% | 0% | 1 | 1% | 23% | 15% | 38% | 3 | 34% | 0% | 0% | 1 | 39% | 0% | 0% | 1 | 31% | 0% | 0% | 1 | 65% | 0% | 0% | 2 | 35% | 0% | 0% | 1 | 1% | 0% | 0% | 1 |  | 0% | 0% | 1 |  |  |  |  | 1% | [5 empty] | 26% | 17% | 43% | 3 | 34% | 0% | 0% | 1 | 37% | 0% | 0% | 1 | 31% | 0% | 0% | 1 | 63% | 0% | 0% | 2 | 36% | 0% | 0% | 1 | 1% | 0% | 0% | 1
337 | Bahia | 0 | 0 | 0 |  | 0% | 0% | 1 |  |  |  |  | 0% | [5 empty] | 43% | 0% | 43% | 2 | 45% | 0% | 0% | 1 | 42% | 0% | 0% | 1 | 26% | 0% | 0% | 1 | 82% | 0% | 0% | 3 | 23% | 0% | 0% | 1 | 35% | 0% | 0% | 1 |  | 0% | 0% | 1 |  |  |  |  | 0% | [5 empty] | 44% | 0% | 44% | 2 | 56% | 0% | 0% | 2 | 49% | 0% | 0% | 1 | 36% | 0% | 0% | 1 | 88% | 0% | 0% | 3 | 29% | 0% | 0% | 1 | 39% | 0% | 0% | 1 |  | 0% | 0% | 1 | 0% | 57% | 0% | 57% | 3 | 45% | 0% | 0% | 1 | 47% | 0% | 0% | 1 | 40% | 0% | 0% | 1 | 82% | 0% | 0% | 3 | 27% | 0% | 0% | 1 | 35% | 0% | 0% | 1 |  | 0% | 0% | 1 |  |  |  |  | 17% | [5 empty] | 47% | 0% | 47% | 2 | 31% | 0% | 0% | 1 | 41% | 0% | 0% | 1 | 39% | 0% | 0% | 1 | 63% | 0% | 0% | 2 | 19% | 0% | 0% | 1 | 24% | 0% | 0% | 1
338 | Vaca Dixon | 0 | 0 | 0 |  | 0% | 0% | 1 |  |  |  |  | 34% | [5 empty] | 54% | 0% | 54% | 3 | 27% | 0% | 0% | 1 | 54% | 0% | 0% | 2 | 50% | 0% | 0% | 2 | 77% | 0% | 0% | 3 | 21% | 0% | 0% | 1 | 16% | 0% | 0% | 1 |  | 0% | 0% | 1 |  |  |  |  | 22% | [5 empty] | 66% | 0% | 66% | 3 | 30% | 0% | 0% | 1 | 28% | 0% | 0% | 1 | 30% | 0% | 0% | 1 | 60% | 0% | 0% | 2 | 19% | 0% | 0% | 1 | 23% | 0% | 0% | 1 |  | 0% | 0% | 1 | 26% | 58% | 0% | 58% | 3 | 32% | 0% | 0% | 1 | 21% | 0% | 0% | 1 | 24% | 0% | 0% | 1 | 54% | 0% | 0% | 2 | 21% | 0% | 0% | 1 | 19% | 0% | 0% | 1 |  | 0% | 0% | 1 |  |  |  |  | 21% | [5 empty] | 49% | 2% | 51% | 3 | 37% | 0% | 0% | 1 | 26% | 0% | 0% | 1 | 25% | 0% | 0% | 1 | 60% | 0% | 0% | 2 | 24% | 0% | 0% | 1 | 20% | 0% | 0% | 1
339 | Carrizo Plains | 0 | 0 | 0 |  | 0% | 0% | 1 |  |  |  |  | 0% | [5 empty] | 62% | 0% | 62% | 3 | 78% | 0% | 0% | 3 | 0% | 0% | 0% | 1 | 17% | 0% | 0% | 1 | 78% | 0% | 0% | 3 | 61% | 0% | 0% | 2 | 0% | 0% | 0% | 1 |  | 0% | 0% | 1 |  |  |  |  | 0% | [5 empty] | 34% | 34% | 68% | 5 | 56% | 0% | 0% | 2 | 0% | 0% | 0% | 1 | 8% | 0% | 0% | 1 | 56% | 0% | 0% | 2 | 67% | 0% | 0% | 2 | 0% | 0% | 0% | 1 |  | 0% | 0% | 1 | 0% | 52% | 31% | 83% | 5 | 60% | 0% | 0% | 2 | 3% | 0% | 0% | 1 | 13% | 0% | 0% | 1 | 67% | 0% | 0% | 2 | 67% | 0% | 0% | 2 | 0% | 0% | 0% | 1 |  | 0% | 0% | 1 |  |  |  |  | 0% | [5 empty] | 46% | 46% | 92% | 5 | 40% | 0% | 0% | 1 | 4% | 0% | 0% | 1 | 16% | 0% | 0% | 1 | 49% | 0% | 0% | 1 | 69% | 0% | 0% | 2 | 1% | 0% | 0% | 1
340 | Vista (VEA) | 0 | 0 | 0 |  | 0% | 0% | 1 |  |  |  |  | 0% | [5 empty] | 0% | 0% | 0% | 1 | 0% | 0% | 0% | 1 | 0% | 0% | 0% | 1 | 0% | 0% | 0% | 1 | 0% | 0% | 0% | 1 | 0% | 0% | 0% | 1 | 0% | 0% | 0% | 1 |  | 0% | 0% | 1 |  |  |  |  | 0% | [5 empty] | 0% | 0% | 0% | 1 | 0% | 0% | 0% | 1 | 44% | 0% | 0% | 1 | 61% | 0% | 0% | 2 | 61% | 0% | 0% | 2 | 30% | 0% | 0% | 1 | 8% | 0% | 0% | 1 |  | 0% | 0% | 1 | 0% | 0% | 0% | 0% | 1 | 10% | 0% | 0% | 1 | 10% | 0% | 0% | 1 | 23% | 0% | 0% | 1 | 33% | 0% | 0% | 1 | 64% | 0% | 0% | 2 | 2% | 0% | 0% | 1 |  | 0% | 0% | 1 |  |  |  |  | 0% | [5 empty] | 0% | 0% | 0% | 1 | 5% | 0% | 0% | 1 | 1% | 0% | 0% | 1 | 13% | 0% | 0% | 1 | 16% | 0% | 0% | 1 | 25% | 0% | 0% | 1 | 0% | 0% | 0% | 1
341 | Merced | 0 | 0 | 0 |  | 0% | 0% | 1 |  |  |  |  | 0% | [5 empty] | 0% | 0% | 0% | 1 | 0% | 0% | 0% | 1 | 0% | 0% | 0% | 1 | 0% | 0% | 0% | 1 | 0% | 0% | 0% | 1 | 0% | 0% | 0% | 1 | 0% | 0% | 0% | 1 |  | 0% | 0% | 1 |  |  |  |  | 0% | [5 empty] | 0% | 0% | 0% | 1 | 0% | 0% | 0% | 1 | 0% | 0% | 0% | 1 | 0% | 0% | 0% | 1 | 0% | 0% | 0% | 1 | 0% | 0% | 0% | 1 | 0% | 0% | 0% | 1 |  | 0% | 0% | 1 | 0% | 0% | 0% | 0% | 1 | 0% | 0% | 0% | 1 | 0% | 0% | 0% | 1 | 0% | 0% | 0% | 1 | 0% | 0% | 0% | 1 | 0% | 0% | 0% | 1 | 0% | 0% | 0% | 1 |  | 0% | 0% | 1 |  |  |  |  | 0% | [5 empty] | 0% | 0% | 0% | 1 | 0% | 0% | 0% | 1 | 0% | 0% | 0% | 1 | 0% | 0% | 0% | 1 | 0% | 0% | 0% | 1 | 0% | 0% | 0% | 1 | 0% | 0% | 0% | 1