344 | Primm | 0 | 0 | 0 | 0% | 0% | 1 | 0.03 | 0% | 0% | 1 | 0% | 0% | 0% | 1 | 0 | 2 | 0% | 0% | 0% | 1 | 0% | 0% | 0% | 1 | 0% | 0% | 0% | 1 | 0% | 0% | 0% | 1 | 0% | 0% | 0% | 1 | 0% | 0% | 0% | 1 | 0% | 0% | 0% | 1 |  | 0% | 0% | 1 | 0.02 | 0% | 0% | 1 | 0% | 0% | 0% | 1 | 0 | 2 | 0% | 0% | 0% | 1 | 14% | 0% | 0% | 1 | 22% | 0% | 0% | 1 | 9% | 0% | 0% | 1 | 22% | 0% | 0% | 1 | 10% | 0% | 0% | 1 | 0% | 0% | 0% | 1 |  | 0% | 0% | 1 | 0.02 | 0% | 0% | 1 | 0% | 0% | 0% | 1 | 0 | 2 | 0% | 0% | 0% | 1 | 10% | 0% | 0% | 1 | 15% | 0% | 0% | 1 | 6% | 0% | 0% | 1 | 15% | 0% | 0% | 1 | 10% | 0% | 0% | 1 | 0% | 0% | 0% | 1 |  | 0% | 0% | 1 | 0.02 | 0% | 0% | 1 | 0% | 0% | 0% | 1 | 0 | 2 | 0% | 0% | 0% | 1 | 3% | 0% | 0% | 1 | 5% | 0% | 0% | 1 | 2% | 0% | 0% | 1 | 5% | 0% | 0% | 1 | 5% | 0% | 0% | 1 | 0% | 0% | 0% | 1
345 | Granite | 0 | 0 | 10 | 0% | 0% | 1 | 0.29 | 0% | 0% | 1 | 4% | 0% | 0% | 1 | 0 | 2 | 49% | 0% | 49% | 2 | 34% | 0% | 0% | 1 | 16% | 0% | 0% | 1 | 0% | 0% | 0% | 1 | 36% | 0% | 0% | 1 | 4% | 0% | 0% | 1 | 32% | 0% | 0% | 1 |  | 0% | 0% | 1 | 0.48 | 0% | 0% | 1 | 12% | 0% | 0% | 1 | 0 | 2 | 37% | 0% | 37% | 2 | 60% | 0% | 0% | 2 | 17% | 0% | 0% | 1 | 2% | 0% | 0% | 1 | 63% | 0% | 0% | 2 | 20% | 0% | 0% | 1 | 32% | 0% | 0% | 1 |  | 0% | 0% | 1 | 0.47 | 0% | 0% | 1 | 14% | 0% | 0% | 1 | 0 | 2 | 25% | 0% | 25% | 2 | 53% | 0% | 0% | 2 | 16% | 0% | 0% | 1 | 16% | 0% | 0% | 1 | 63% | 0% | 0% | 2 | 21% | 0% | 0% | 1 | 25% | 0% | 0% | 1 |  | 0% | 0% | 1 | 0.3 | 0% | 0% | 1 | 19% | 0% | 0% | 1 | 0 | 2 | 21% | 0% | 21% | 2 | 46% | 0% | 0% | 1 | 24% | 0% | 0% | 1 | 36% | 0% | 0% | 1 | 65% | 0% | 0% | 2 | 17% | 0% | 0% | 1 | 21% | 0% | 0% | 1
346 | Lake View | 0 | 0 | 0 | 0% | 0% | 1 | 0.17 | 0% | 0% | 1 | 0% | 0% | 0% | 1 | 0 | 2 | 34% | 56% | 90% | 5 | 74% | 0% | 0% | 3 | 90% | 0% | 0% | 4 | 94% | 0% | 0% | 4 | 100% | 0% | 0% | 5 | 9% | 0% | 0% | 1 | 2% | 0% | 0% | 1 |  | 0% | 0% | 1 | 0.1 | 0% | 0% | 1 | 4% | 0% | 0% | 1 | 0 | 2 | 39% | 41% | 80% | 5 | 61% | 0% | 0% | 2 | 55% | 0% | 0% | 2 | 78% | 0% | 0% | 3 | 96% | 0% | 0% | 5 | 31% | 0% | 0% | 1 | 1% | 0% | 0% | 1 |  | 0% | 0% | 1 | 0.12 | 0% | 0% | 1 | 7% | 0% | 0% | 1 | 0 | 2 | 34% | 37% | 71% | 5 | 55% | 0% | 0% | 2 | 47% | 0% | 0% | 1 | 72% | 0% | 0% | 3 | 90% | 0% | 0% | 4 | 29% | 0% | 0% | 1 | 2% | 0% | 0% | 1 |  | 0% | 0% | 1 | 0.11 | 0% | 0% | 1 | 6% | 0% | 0% | 1 | 0 | 2 | 34% | 34% | 68% | 5 | 58% | 0% | 0% | 2 | 40% | 0% | 0% | 1 | 66% | 0% | 0% | 2 | 87% | 0% | 0% | 3 | 36% | 0% | 0% | 1 | 2% | 0% | 0% | 1
347 | Birds Landing | 0 | 0 | 10 | 0% | 0% | 1 | 0.06 | 0% | 0% | 1 | 0% | 0% | 0% | 1 | 0 | 2 | 75% | 0% | 75% | 5 | 15% | 0% | 0% | 1 | 33% | 0% | 0% | 1 | 32% | 0% | 0% | 1 | 45% | 0% | 0% | 1 | 1% | 0% | 0% | 1 | 12% | 0% | 0% | 1 |  | 0% | 0% | 1 | 0.07 | 0% | 0% | 1 | 4% | 0% | 0% | 1 | 0 | 2 | 63% | 0% | 63% | 3 | 13% | 0% | 0% | 1 | 37% | 0% | 0% | 1 | 35% | 0% | 0% | 1 | 47% | 0% | 0% | 1 | 4% | 0% | 0% | 1 | 27% | 0% | 0% | 1 |  | 0% | 0% | 1 | 0.07 | 0% | 0% | 1 | 22% | 0% | 0% | 1 | 0 | 2 | 44% | 0% | 44% | 2 | 12% | 0% | 0% | 1 | 37% | 0% | 0% | 1 | 37% | 0% | 0% | 1 | 47% | 0% | 0% | 1 | 5% | 0% | 0% | 1 | 21% | 0% | 0% | 1 |  | 0% | 0% | 1 | 0.12 | 0% | 0% | 1 | 34% | 0% | 0% | 1 | 0 | 2 | 31% | 0% | 31% | 2 | 18% | 0% | 0% | 1 | 28% | 0% | 0% | 1 | 29% | 0% | 0% | 1 | 42% | 0% | 0% | 1 | 6% | 0% | 0% | 1 | 15% | 0% | 0% | 1
348 | Highwind | 0 | 0 | 0 | 0% | 0% | 1 | 0.17 | 0% | 0% | 1 | 2% | 0% | 0% | 1 | 0 | 2 | 80% | 15% | 95% | 5 | 65% | 0% | 0% | 2 | 22% | 0% | 0% | 1 | 86% | 0% | 0% | 3 | 95% | 0% | 0% | 5 | 26% | 0% | 0% | 1 | 2% | 0% | 0% | 1 |  | 0% | 0% | 1 | 0.25 | 0% | 0% | 1 | 1% | 0% | 0% | 1 | 0 | 2 | 31% | 28% | 59% | 4 | 43% | 0% | 0% | 1 | 20% | 0% | 0% | 1 | 47% | 0% | 0% | 1 | 70% | 0% | 0% | 3 | 28% | 0% | 0% | 1 | 1% | 0% | 0% | 1 |  | 0% | 0% | 1 | 0.29 | 0% | 0% | 1 | 2% | 0% | 0% | 1 | 0 | 2 | 27% | 22% | 49% | 4 | 33% | 0% | 0% | 1 | 22% | 0% | 0% | 1 | 33% | 0% | 0% | 1 | 58% | 0% | 0% | 2 | 31% | 0% | 0% | 1 | 1% | 0% | 0% | 1 |  | 0% | 0% | 1 | 0.3 | 0% | 0% | 1 | 1% | 0% | 0% | 1 | 0 | 2 | 25% | 17% | 42% | 3 | 40% | 0% | 0% | 1 | 19% | 0% | 0% | 1 | 26% | 0% | 0% | 1 | 60% | 0% | 0% | 2 | 36% | 0% | 0% | 1 | 1% | 0% | 0% | 1
349 | Santiago | 0 | 0 | 10 | 0% | 0% | 1 | 0.68 | 0% | 0% | 1 | 3% | 0% | 0% | 1 | 0 | 2 | 13% | 0% | 13% | 1 | 24% | 0% | 0% | 1 | 0% | 0% | 0% | 1 | 8% | 0% | 0% | 1 | 32% | 0% | 0% | 1 | 9% | 0% | 0% | 1 | 8% | 0% | 0% | 1 |  | 0% | 0% | 1 | 0.46 | 0% | 0% | 1 | 1% | 0% | 0% | 1 | 0 | 2 | 30% | 31% | 61% | 5 | 17% | 0% | 0% | 1 | 49% | 0% | 0% | 1 | 65% | 0% | 0% | 2 | 81% | 0% | 0% | 3 | 23% | 0% | 0% | 1 | 9% | 0% | 0% | 1 |  | 0% | 0% | 1 | 0.5 | 0% | 0% | 1 | 0% | 0% | 0% | 1 | 0 | 2 | 26% | 44% | 70% | 5 | 35% | 0% | 0% | 1 | 36% | 0% | 0% | 1 | 71% | 0% | 0% | 3 | 88% | 0% | 0% | 3 | 46% | 0% | 0% | 1 | 11% | 0% | 0% | 1 |  | 0% | 0% | 1 | 0.48 | 0% | 0% | 1 | 0% | 0% | 0% | 1 | 0 | 2 | 28% | 49% | 77% | 5 | 39% | 0% | 0% | 1 | 35% | 0% | 0% | 1 | 59% | 0% | 0% | 2 | 82% | 0% | 0% | 3 | 50% | 0% | 0% | 2 | 9% | 0% | 0% | 1
350 | Red Bluff | 675 | 6750 | 20 | 227.6% | 29.24% | 5 | 0.05 | 109.2% | 5.888% | 3 | 0% | 615.5% | 0% | 4 | 0 | 2 | 0% | 0% | 0% | 1 | 22% | 54.32% | 0% | 3 | 1% | 42.67% | 0% | 2 | 0% | 42.43% | 0% | 2 | 22% | 54.71% | 0% | 3 | 49% | 83.83% | 0% | 4 | 5% | 44.51% | 0% | 2 |  | 95.8% | 0% | 4 | 0.05 | 39.59% | 0% | 2 | 0% | 68.81% | 0% | 3 | 0 | 2 | 0% | 0% | 0% | 1 | 32% | 27.85% | 0% | 2 | 0% | 19.09% | 0% | 1 | 0% | 19.04% | 0% | 1 | 32% | 27.96% | 0% | 2 | 58% | 45.3% | 0% | 2 | 2% | 19.52% | 0% | 1 |  | 95.79% | 0% | 4 | 0.04 | 32.63% | 0% | 2 | 0% | 68.81% | 0% | 3 | 0 | 2 | 0% | 0% | 0% | 1 | 44% | 27.06% | 0% | 2 | 13% | 17.32% | 0% | 1 | 12% | 17.26% | 0% | 1 | 44% | 27.21% | 0% | 2 | 60% | 37.53% | 0% | 2 | 2% | 15.41% | 0% | 1 |  | 86.31% | 0% | 4 | 0.04 | 21.74% | 0% | 2 | 0% | 68.81% | 0% | 3 | 0 | 2 | 0% | 0% | 0% | 1 | 38% | 17.58% | 0% | 1 | 27% | 14.88% | 0% | 1 | 16% | 13.03% | 0% | 1 | 51% | 22.04% | 0% | 2 | 62% | 28.35% | 0% | 2 | 1% | 11.05% | 0% | 1
351 | Beatty | 0 | 0 | 0 | 0% | 0% | 1 | 0 | 0% | 0% | 1 | 0% | 0% | 0% | 1 | 0 | 2 | 0% | 0% | 0% | 1 | 0% | 0% | 0% | 1 | 0% | 0% | 0% | 1 | 0% | 0% | 0% | 1 | 0% | 0% | 0% | 1 | 0% | 0% | 0% | 1 | 0% | 0% | 0% | 1 |  | 0% | 0% | 1 | 0 | 0% | 0% | 1 | 0% | 0% | 0% | 1 | 0 | 2 | 0% | 0% | 0% | 1 | 0% | 0% | 0% | 1 | 0% | 0% | 0% | 1 | 0% | 0% | 0% | 1 | 0% | 0% | 0% | 1 | 0% | 0% | 0% | 1 | 0% | 0% | 0% | 1 |  | 0% | 0% | 1 | 0 | 0% | 0% | 1 | 0% | 0% | 0% | 1 | 0 | 2 | 0% | 0% | 0% | 1 | 0% | 0% | 0% | 1 | 0% | 0% | 0% | 1 | 0% | 0% | 0% | 1 | 0% | 0% | 0% | 1 | 0% | 0% | 0% | 1 | 0% | 0% | 0% | 1 |  | 0% | 0% | 1 | 0 | 0% | 0% | 1 | 0% | 0% | 0% | 1 | 0 | 2 | 0% | 0% | 0% | 1 | 0% | 0% | 0% | 1 | 0% | 0% | 0% | 1 | 0% | 0% | 0% | 1 | 0% | 0% | 0% | 1 | 0% | 0% | 0% | 1 | 0% | 0% | 0% | 1
352 | Mirage | 0 | 0 | 10 | 0% | 0% | 1 | 0.27 | 0% | 0% | 1 | 0% | 0% | 0% | 1 | 0 | 2 | 0% | 0% | 0% | 1 | 14% | 0% | 0% | 1 | 21% | 0% | 0% | 1 | 16% | 0% | 0% | 1 | 36% | 0% | 0% | 1 | 37% | 0% | 0% | 1 | 0% | 0% | 0% | 1 |  | 0% | 0% | 1 | 0.3 | 0% | 0% | 1 | 1% | 0% | 0% | 1 | 0 | 2 | 0% | 0% | 0% | 1 | 10% | 0% | 0% | 1 | 23% | 0% | 0% | 1 | 16% | 0% | 0% | 1 | 32% | 0% | 0% | 1 | 39% | 0% | 0% | 1 | 0% | 0% | 0% | 1 |  | 0% | 0% | 1 | 0.28 | 0% | 0% | 1 | 2% | 0% | 0% | 1 | 0 | 2 | 0% | 0% | 0% | 1 | 11% | 0% | 0% | 1 | 40% | 0% | 0% | 1 | 31% | 0% | 0% | 1 | 45% | 0% | 0% | 1 | 38% | 0% | 0% | 1 | 0% | 0% | 0% | 1 |  | 0% | 0% | 1 | 0.25 | 0% | 0% | 1 | 10% | 0% | 0% | 1 | 0 | 2 | 2% | 8% | 10% | 2 | 17% | 0% | 0% | 1 | 39% | 0% | 0% | 1 | 32% | 0% | 0% | 1 | 50% | 0% | 0% | 2 | 39% | 0% | 0% | 1 | 1% | 0% | 0% | 1
353 | Sutter Power | 0 | 0 | 0 | 0% | 0% | 1 | 0.12 | 0% | 0% | 1 | 60% | 0% | 0% | 2 | 0 | 2 | 0% | 0% | 0% | 1 | 0% | 0% | 0% | 1 | 10% | 0% | 0% | 1 | 56% | 0% | 0% | 2 | 56% | 0% | 0% | 2 | 0% | 0% | 0% | 1 | 3% | 0% | 0% | 1 |  | 0% | 0% | 1 | 0.12 | 0% | 0% | 1 | 65% | 0% | 0% | 2 | 0 | 2 | 0% | 0% | 0% | 1 | 22% | 0% | 0% | 1 | 7% | 0% | 0% | 1 | 51% | 0% | 0% | 2 | 60% | 0% | 0% | 2 | 1% | 0% | 0% | 1 | 4% | 0% | 0% | 1 |  | 0% | 0% | 1 | 0.11 | 0% | 0% | 1 | 64% | 0% | 0% | 2 | 0 | 2 | 6% | 0% | 6% | 1 | 38% | 0% | 0% | 1 | 9% | 0% | 0% | 1 | 47% | 0% | 0% | 1 | 66% | 0% | 0% | 2 | 3% | 0% | 0% | 1 | 6% | 0% | 0% | 1 |  | 0% | 0% | 1 | 0.1 | 0% | 0% | 1 | 59% | 0% | 0% | 2 | 0 | 2 | 9% | 0% | 9% | 1 | 43% | 0% | 0% | 1 | 9% | 0% | 0% | 1 | 45% | 0% | 0% | 1 | 68% | 0% | 0% | 2 | 4% | 0% | 0% | 1 | 7% | 0% | 0% | 1
354 | Manteca | 0 | 0 | 10 | 0% | 0% | 1 | 0.28 | 0% | 0% | 1 | 73% | 0% | 0% | 2 | 0 | 2 | 0% | 0% | 0% | 1 | 2% | 0% | 0% | 1 | 1% | 0% | 0% | 1 | 1% | 0% | 0% | 1 | 3% | 0% | 0% | 1 | 0% | 0% | 0% | 1 | 2% | 0% | 0% | 1 |  | 0% | 0% | 1 | 0.2 | 0% | 0% | 1 | 63% | 0% | 0% | 2 | 0 | 2 | 0% | 0% | 0% | 1 | 23% | 0% | 0% | 1 | 12% | 0% | 0% | 1 | 12% | 0% | 0% | 1 | 29% | 0% | 0% | 1 | 0% | 0% | 0% | 1 | 4% | 0% | 0% | 1 |  | 0% | 0% | 1 | 0.17 | 0% | 0% | 1 | 69% | 0% | 0% | 2 | 0 | 2 | 2% | 0% | 2% | 1 | 29% | 0% | 0% | 1 | 10% | 0% | 0% | 1 | 13% | 0% | 0% | 1 | 35% | 0% | 0% | 1 | 0% | 0% | 0% | 1 | 4% | 0% | 0% | 1 |  | 0% | 0% | 1 | 0.16 | 0% | 0% | 1 | 60% | 0% | 0% | 2 | 0 | 2 | 16% | 0% | 16% | 1 | 36% | 0% | 0% | 1 | 13% | 0% | 0% | 1 | 17% | 0% | 0% | 1 | 44% | 0% | 0% | 1 | 7% | 0% | 0% | 1 | 5% | 0% | 0% | 1
355 | El Patio | 0 | 0 | 10 | 0% | 0% | 1 | 0.94 | 0% | 0% | 1 | 0% | 0% | 0% | 1 | 0 | 2 | 0% | 0% | 0% | 1 | 100% | 0% | 0% | 5 | 0% | 0% | 0% | 1 | 0% | 0% | 0% | 1 | 100% | 0% | 0% | 5 | 0% | 0% | 0% | 1 | 0% | 0% | 0% | 1 |  | 0% | 0% | 1 | 0.21 | 0% | 0% | 1 | 2% | 0% | 0% | 1 | 0 | 2 | 25% | 0% | 25% | 2 | 81% | 0% | 0% | 3 | 0% | 0% | 0% | 1 | 71% | 0% | 0% | 3 | 85% | 0% | 0% | 3 | 20% | 0% | 0% | 1 | 3% | 0% | 0% | 1 |  | 0% | 0% | 1 | 0.18 | 0% | 0% | 1 | 1% | 0% | 0% | 1 | 0 | 2 | 44% | 0% | 44% | 2 | 58% | 0% | 0% | 2 | 15% | 0% | 0% | 1 | 58% | 0% | 0% | 2 | 81% | 0% | 0% | 3 | 35% | 0% | 0% | 1 | 4% | 0% | 0% | 1 |  | 0% | 0% | 1 | 0.18 | 0% | 0% | 1 | 1% | 0% | 0% | 1 | 0 | 2 | 51% | 3% | 54% | 3 | 67% | 0% | 0% | 2 | 26% | 0% | 0% | 1 | 57% | 0% | 0% | 2 | 86% | 0% | 0% | 3 | 47% | 0% | 0% | 1 | 4% | 0% | 0% | 1
356 | Pardee | 0 | 0 | 10 | 0% | 0% | 1 | 0.65 | 0% | 0% | 1 | 1% | 0% | 0% | 1 | 0 | 2 | 67% | 1% | 68% | 3 | 0% | 0% | 0% | 1 | 14% | 0% | 0% | 1 | 48% | 0% | 0% | 1 | 49% | 0% | 0% | 1 | 32% | 0% | 0% | 1 | 8% | 0% | 0% | 1 |  | 0% | 0% | 1 | 0.26 | 0% | 0% | 1 | 2% | 0% | 0% | 1 | 0 | 2 | 51% | 38% | 89% | 5 | 42% | 0% | 0% | 1 | 2% | 0% | 0% | 1 | 13% | 0% | 0% | 1 | 53% | 0% | 0% | 2 | 45% | 0% | 0% | 1 | 10% | 0% | 0% | 1 |  | 0% | 0% | 1 | 0.21 | 0% | 0% | 1 | 3% | 0% | 0% | 1 | 0 | 2 | 46% | 41% | 87% | 5 | 53% | 0% | 0% | 2 | 3% | 0% | 0% | 1 | 9% | 0% | 0% | 1 | 59% | 0% | 0% | 2 | 44% | 0% | 0% | 1 | 12% | 0% | 0% | 1 |  | 0% | 0% | 1 | 0.2 | 0% | 0% | 1 | 4% | 0% | 0% | 1 | 0 | 2 | 43% | 40% | 83% | 5 | 49% | 0% | 0% | 1 | 5% | 0% | 0% | 1 | 11% | 0% | 0% | 1 | 58% | 0% | 0% | 2 | 43% | 0% | 0% | 1 | 10% | 0% | 0% | 1
357 | Los Coches | 0 | 0 | 10 | 0% | 0% | 1 | 0.26 | 0% | 0% | 1 | 1% | 0% | 0% | 1 | 0 | 2 | 37% | 62% | 99% | 5 | 74% | 0% | 0% | 3 | 47% | 0% | 0% | 1 | 52% | 0% | 0% | 2 | 100% | 0% | 0% | 5 | 18% | 0% | 0% | 1 | 3% | 0% | 0% | 1 |  | 0% | 0% | 1 | 0.2 | 0% | 0% | 1 | 0% | 0% | 0% | 1 | 0 | 2 | 19% | 81% | 100% | 5 | 59% | 0% | 0% | 2 | 41% | 0% | 0% | 1 | 69% | 0% | 0% | 2 | 89% | 0% | 0% | 3 | 37% | 0% | 0% | 1 | 3% | 0% | 0% | 1 |  | 0% | 0% | 1 | 0.21 | 0% | 0% | 1 | 0% | 0% | 0% | 1 | 0 | 2 | 23% | 76% | 99% | 5 | 42% | 0% | 0% | 1 | 35% | 0% | 0% | 1 | 57% | 0% | 0% | 2 | 73% | 0% | 0% | 3 | 42% | 0% | 0% | 1 | 3% | 0% | 0% | 1 |  | 0% | 0% | 1 | 0.21 | 0% | 0% | 1 | 0% | 0% | 0% | 1 | 0 | 2 | 17% | 80% | 97% | 5 | 37% | 0% | 0% | 1 | 35% | 0% | 0% | 1 | 54% | 0% | 0% | 2 | 72% | 0% | 0% | 3 | 47% | 0% | 0% | 1 | 4% | 0% | 0% | 1
358 | Serrano | 0 | 0 | 10 | 0% | 0% | 1 | 0.05 | 0% | 0% | 1 | 0% | 0% | 0% | 1 | 0 | 2 | 41% | 0% | 41% | 2 | 0% | 0% | 0% | 1 | 53% | 0% | 0% | 2 | 14% | 0% | 0% | 1 | 53% | 0% | 0% | 2 | 20% | 0% | 0% | 1 | 2% | 0% | 0% | 1 |  | 0% | 0% | 1 | 0.1 | 0% | 0% | 1 | 0% | 0% | 0% | 1 | 0 | 2 | 62% | 29% | 91% | 5 | 50% | 0% | 0% | 2 | 8% | 0% | 0% | 1 | 26% | 0% | 0% | 1 | 71% | 0% | 0% | 3 | 51% | 0% | 0% | 2 | 11% | 0% | 0% | 1 |  | 0% | 0% | 1 | 0.19 | 0% | 0% | 1 | 2% | 0% | 0% | 1 | 0 | 2 | 46% | 38% | 84% | 5 | 39% | 0% | 0% | 1 | 15% | 0% | 0% | 1 | 32% | 0% | 0% | 1 | 65% | 0% | 0% | 2 | 48% | 0% | 0% | 1 | 12% | 0% | 0% | 1 |  | 0% | 0% | 1 | 0.49 | 0% | 0% | 1 | 4% | 0% | 0% | 1 | 0 | 2 | 34% | 29% | 63% | 4 | 31% | 0% | 0% | 1 | 19% | 0% | 0% | 1 | 43% | 0% | 0% | 1 | 68% | 0% | 0% | 2 | 36% | 0% | 0% | 1 | 10% | 0% | 0% | 1
359 | Miller | 0 | 0 | 10 | 0% | 0% | 1 | 0.07 | 0% | 0% | 1 | 47% | 0% | 0% | 1 | 0 | 2 | 56% | 0% | 56% | 3 | 30% | 0% | 0% | 1 | 36% | 0% | 0% | 1 | 42% | 0% | 0% | 1 | 70% | 0% | 0% | 3 | 27% | 0% | 0% | 1 | 1% | 0% | 0% | 1 |  | 0% | 0% | 1 | 0.08 | 0% | 0% | 1 | 36% | 0% | 0% | 1 | 0 | 2 | 52% | 0% | 52% | 3 | 34% | 0% | 0% | 1 | 12% | 0% | 0% | 1 | 20% | 0% | 0% | 1 | 49% | 0% | 0% | 1 | 38% | 0% | 0% | 1 | 2% | 0% | 0% | 1 |  | 0% | 0% | 1 | 0.09 | 0% | 0% | 1 | 31% | 0% | 0% | 1 | 0 | 2 | 44% | 8% | 52% | 3 | 40% | 0% | 0% | 1 | 9% | 0% | 0% | 1 | 15% | 0% | 0% | 1 | 50% | 0% | 0% | 2 | 40% | 0% | 0% | 1 | 6% | 0% | 0% | 1 |  | 0% | 0% | 1 | 0.09 | 0% | 0% | 1 | 29% | 0% | 0% | 1 | 0 | 2 | 37% | 12% | 49% | 3 | 47% | 0% | 0% | 1 | 11% | 0% | 0% | 1 | 18% | 0% | 0% | 1 | 54% | 0% | 0% | 2 | 38% | 0% | 0% | 1 | 6% | 0% | 0% | 1
360 | Carberry | 0 | 0 | 10 | 0% | 0% | 1 | 0.05 | 0% | 0% | 1 | 0% | 0% | 0% | 1 | 0 | 2 | 70% | 0% | 70% | 3 | 47% | 0% | 0% | 1 | 0% | 0% | 0% | 1 | 0% | 0% | 0% | 1 | 47% | 0% | 0% | 1 | 20% | 0% | 0% | 1 | 8% | 0% | 0% | 1 |  | 0% | 0% | 1 | 0.05 | 0% | 0% | 1 | 0% | 0% | 0% | 1 | 0 | 2 | 62% | 1% | 63% | 3 | 50% | 0% | 0% | 2 | 5% | 0% | 0% | 1 | 5% | 0% | 0% | 1 | 52% | 0% | 0% | 2 | 23% | 0% | 0% | 1 | 8% | 0% | 0% | 1 |  | 0% | 0% | 1 | 0.05 | 0% | 0% | 1 | 0% | 0% | 0% | 1 | 0 | 2 | 55% | 7% | 62% | 3 | 46% | 0% | 0% | 1 | 16% | 0% | 0% | 1 | 17% | 0% | 0% | 1 | 54% | 0% | 0% | 2 | 26% | 0% | 0% | 1 | 7% | 0% | 0% | 1 |  | 0% | 0% | 1 | 0.05 | 0% | 0% | 1 | 0% | 0% | 0% | 1 | 0 | 2 | 51% | 10% | 61% | 3 | 42% | 0% | 0% | 1 | 19% | 0% | 0% | 1 | 20% | 0% | 0% | 1 | 54% | 0% | 0% | 2 | 37% | 0% | 0% | 1 | 6% | 0% | 0% | 1
361 | Wahtoke | 0 | 0 | 10 | 0% | 0% | 1 | 0.23 | 0% | 0% | 1 | 73% | 0% | 0% | 2 | 0 | 2 | 0% | 0% | 0% | 1 | 0% | 0% | 0% | 1 | 0% | 0% | 0% | 1 | 0% | 0% | 0% | 1 | 0% | 0% | 0% | 1 | 0% | 0% | 0% | 1 | 4% | 0% | 0% | 1 |  | 0% | 0% | 1 | 0.21 | 0% | 0% | 1 | 56% | 0% | 0% | 2 | 0 | 2 | 5% | 0% | 5% | 1 | 12% | 0% | 0% | 1 | 17% | 0% | 0% | 1 | 22% | 0% | 0% | 1 | 24% | 0% | 0% | 1 | 3% | 0% | 0% | 1 | 4% | 0% | 0% | 1 |  | 0% | 0% | 1 | 0.19 | 0% | 0% | 1 | 45% | 0% | 0% | 1 | 0 | 2 | 11% | 0% | 11% | 1 | 24% | 0% | 0% | 1 | 18% | 0% | 0% | 1 | 25% | 0% | 0% | 1 | 37% | 0% | 0% | 1 | 13% | 0% | 0% | 1 | 4% | 0% | 0% | 1 |  | 0% | 0% | 1 | 0.18 | 0% | 0% | 1 | 40% | 0% | 0% | 1 | 0 | 2 | 20% | 0% | 20% | 2 | 28% | 0% | 0% | 1 | 19% | 0% | 0% | 1 | 25% | 0% | 0% | 1 | 42% | 0% | 0% | 1 | 18% | 0% | 0% | 1 | 4% | 0% | 0% | 1
362 | Dos Amigos | 583.2 | 5832 | 10 | 80.29% | 0% | 4 | 0.06 | 41.04% | 0% | 2 | 23% | 69.49% | 0% | 3 | 0 | 2 | 53% | 0% | 53% | 3 | 61% | 35.23% | 0% | 2 | 0% | 13.81% | 0% | 1 | 8% | 15.03% | 0% | 1 | 61% | 35.23% | 0% | 2 | 28% | 19.19% | 0% | 1 | 7% | 14.88% | 0% | 1 |  | 22.57% | 0% | 2 | 0.06 | 11.35% | 0% | 1 | 24% | 20.25% | 0% | 2 | 0 | 2 | 51% | 0% | 51% | 3 | 57% | 9.137% | 0% | 2 | 10% | 4.347% | 0% | 1 | 22% | 5.011% | 0% | 1 | 59% | 9.451% | 0% | 2 | 32% | 5.718% | 0% | 1 | 5% | 4.105% | 0% | 1 |  | 8.09% | 0% | 1 | 0.07 | 6.669% | 0% | 1 | 29% | 20.25% | 0% | 2 | 0 | 2 | 40% | 2% | 42% | 2 | 48% | 3.399% | 0% | 1 | 11% | 1.991% | 0% | 1 | 22% | 2.267% | 0% | 1 | 51% | 3.611% | 0% | 2 | 29% | 2.488% | 0% | 1 | 4% | 1.849% | 0% | 1 |  | 4.624% | 0% | 1 | 0.07 | 3.838% | 0% | 1 | 30% | 20.25% | 0% | 2 | 0 | 2 | 35% | 3% | 38% | 2 | 48% | 2.063% | 0% | 1 | 11% | 1.189% | 0% | 1 | 19% | 1.306% | 0% | 1 | 51% | 2.186% | 0% | 2 | 28% | 1.467% | 0% | 1 | 5% | 1.116% | 0% | 1
363 | Guernsey | 0 | 0 | 10 | 0% | 0% | 1 | 0.09 | 0% | 0% | 1 | 20% | 0% | 0% | 1 | 0 | 2 | 0% | 0% | 0% | 1 | 0% | 0% | 0% | 1 | 0% | 0% | 0% | 1 | 8% | 0% | 0% | 1 | 8% | 0% | 0% | 1 | 0% | 0% | 0% | 1 | 3% | 0% | 0% | 1 |  | 0% | 0% | 1 | 0.11 | 0% | 0% | 1 | 25% | 0% | 0% | 1 | 0 | 2 | 0% | 0% | 0% | 1 | 2% | 0% | 0% | 1 | 0% | 0% | 0% | 1 | 10% | 0% | 0% | 1 | 12% | 0% | 0% | 1 | 0% | 0% | 0% | 1 | 4% | 0% | 0% | 1 |  | 0% | 0% | 1 | 0.11 | 0% | 0% | 1 | 36% | 0% | 0% | 1 | 0 | 2 | 0% | 0% | 0% | 1 | 9% | 0% | 0% | 1 | 3% | 0% | 0% | 1 | 8% | 0% | 0% | 1 | 17% | 0% | 0% | 1 | 0% | 0% | 0% | 1 | 3% | 0% | 0% | 1 |  | 0% | 0% | 1 | 0.1 | 0% | 0% | 1 | 38% | 0% | 0% | 1 | 0 | 2 | 1% | 0% | 1% | 1 | 12% | 0% | 0% | 1 | 4% | 0% | 0% | 1 | 8% | 0% | 0% | 1 | 18% | 0% | 0% | 1 | 0% | 0% | 0% | 1 | 3% | 0% | 0% | 1
364 | Santa Clara | 0 | 0 | 10 | 0% | 0% | 1 | 0.08 | 0% | 0% | 1 | 20% | 0% | 0% | 1 | 0 | 2 | 0% | 0% | 0% | 1 | 5% | 0% | 0% | 1 | 9% | 0% | 0% | 1 | 9% | 0% | 0% | 1 | 14% | 0% | 0% | 1 | 50% | 0% | 0% | 2 | 5% | 0% | 0% | 1 |  | 0% | 0% | 1 | 0.15 | 0% | 0% | 1 | 23% | 0% | 0% | 1 | 0 | 2 | 0% | 0% | 0% | 1 | 26% | 0% | 0% | 1 | 7% | 0% | 0% | 1 | 12% | 0% | 0% | 1 | 37% | 0% | 0% | 1 | 35% | 0% | 0% | 1 | 6% | 0% | 0% | 1 |  | 0% | 0% | 1 | 0.13 | 0% | 0% | 1 | 26% | 0% | 0% | 1 | 0 | 2 | 0% | 0% | 0% | 1 | 28% | 0% | 0% | 1 | 7% | 0% | 0% | 1 | 14% | 0% | 0% | 1 | 39% | 0% | 0% | 1 | 26% | 0% | 0% | 1 | 7% | 0% | 0% | 1 |  | 0% | 0% | 1 | 0.13 | 0% | 0% | 1 | 24% | 0% | 0% | 1 | 0 | 2 | 4% | 1% | 5% | 2 | 31% | 0% | 0% | 1 | 8% | 0% | 0% | 1 | 14% | 0% | 0% | 1 | 41% | 0% | 0% | 1 | 27% | 0% | 0% | 1 | 8% | 0% | 0% | 1
365 | Glenn | 320 | 3200 | 10 | 89.56% | 0% | 4 | 0.17 | 236.3% | 7.855% | 3 | 67% | 71.32% | 0% | 3 | 0 | 2 | 9% | 0% | 9% | 1 | 46% | 16.17% | 0% | 1 | 0% | 8.671% | 0% | 1 | 0% | 8.671% | 0% | 1 | 46% | 16.17% | 0% | 1 | 0% | 8.689% | 0% | 1 | 13% | 10.02% | 0% | 1 |  | 15.68% | 0% | 1 | 0.11 | 14.39% | 0% | 1 | 58% | 10.96% | 0% | 2 | 0 | 2 | 19% | 0% | 19% | 1 | 51% | 3.934% | 0% | 2 | 1% | 1.938% | 0% | 1 | 1% | 1.946% | 0% | 1 | 52% | 3.974% | 0% | 2 | 3% | 1.978% | 0% | 1 | 15% | 2.273% | 0% | 1 |  | 7.328% | 0% | 1 | 0.1 | 4.365% | 0% | 1 | 48% | 10.96% | 0% | 1 | 0 | 2 | 31% | 0% | 31% | 2 | 51% | 1.799% | 0% | 2 | 3% | 0.9187% | 0% | 1 | 6% | 0.9483% | 0% | 1 | 55% | 1.993% | 0% | 2 | 11% | 0.994% | 0% | 1 | 16% | 1.052% | 0% | 1 |  | 3.993% | 0% | 1 | 0.09 | 1.843% | 0% | 1 | 38% | 10.96% | 0% | 1 | 0 | 2 | 43% | 0% | 43% | 2 | 46% | 0.9691% | 0% | 1 | 5% | 0.5457% | 0% | 1 | 8% | 0.5672% | 0% | 1 | 52% | 1.074% | 0% | 2 | 25% | 0.6947% | 0% | 1 | 14% | 0.6087% | 0% | 1
366 | Kerchoff 1 | 0 | 0 | 10 | 0% | 0% | 1 | 0.11 | 0% | 0% | 1 | 0% | 0% | 0% | 1 | 0 | 2 | 77% | 22% | 99% | 5 | 41% | 0% | 0% | 1 | 20% | 0% | 0% | 1 | 30% | 0% | 0% | 1 | 57% | 0% | 0% | 2 | 45% | 0% | 0% | 1 | 4% | 0% | 0% | 1 |  | 0% | 0% | 1 | 0.13 | 0% | 0% | 1 | 0% | 0% | 0% | 1 | 0 | 2 | 71% | 15% | 86% | 5 | 55% | 0% | 0% | 2 | 34% | 0% | 0% | 1 | 33% | 0% | 0% | 1 | 81% | 0% | 0% | 3 | 48% | 0% | 0% | 1 | 3% | 0% | 0% | 1 |  | 0% | 0% | 1 | 0.18 | 0% | 0% | 1 | 0% | 0% | 0% | 1 | 0 | 2 | 75% | 7% | 82% | 5 | 65% | 0% | 0% | 2 | 36% | 0% | 0% | 1 | 30% | 0% | 0% | 1 | 87% | 0% | 0% | 3 | 51% | 0% | 0% | 2 | 8% | 0% | 0% | 1 |  | 0% | 0% | 1 | 0.19 | 0% | 0% | 1 | 1% | 0% | 0% | 1 | 0 | 2 | 72% | 7% | 79% | 5 | 60% | 0% | 0% | 2 | 42% | 0% | 0% | 1 | 34% | 0% | 0% | 1 | 86% | 0% | 0% | 3 | 54% | 0% | 0% | 2 | 12% | 0% | 0% | 1
367 | Brunswick | 0 | 0 | 10 | 0% | 0% | 1 | 0.56 | 0% | 0% | 1 | 1% | 0% | 0% | 1 | 0 | 2 | 91% | 9% | 100% | 5 | 58% | 0% | 0% | 2 | 28% | 0% | 0% | 1 | 58% | 0% | 0% | 2 | 89% | 0% | 0% | 3 | 1% | 0% | 0% | 1 | 3% | 0% | 0% | 1 |  | 0% | 0% | 1 | 0.32 | 0% | 0% | 1 | 1% | 0% | 0% | 1 | 0 | 2 | 68% | 30% | 98% | 5 | 74% | 0% | 0% | 3 | 17% | 0% | 0% | 1 | 25% | 0% | 0% | 1 | 84% | 0% | 0% | 3 | 7% | 0% | 0% | 1 | 3% | 0% | 0% | 1 |  | 0% | 0% | 1 | 0.26 | 0% | 0% | 1 | 1% | 0% | 0% | 1 | 0 | 2 | 63% | 36% | 99% | 5 | 71% | 0% | 0% | 3 | 13% | 0% | 0% | 1 | 16% | 0% | 0% | 1 | 79% | 0% | 0% | 3 | 17% | 0% | 0% | 1 | 3% | 0% | 0% | 1 |  | 0% | 0% | 1 | 0.23 | 0% | 0% | 1 | 0% | 0% | 0% | 1 | 0 | 2 | 59% | 37% | 96% | 5 | 65% | 0% | 0% | 2 | 10% | 0% | 0% | 1 | 16% | 0% | 0% | 1 | 73% | 0% | 0% | 3 | 20% | 0% | 0% | 1 | 3% | 0% | 0% | 1
368 | Tejon | 0 | 0 | 10 | 0% | 0% | 1 | 0.08 | 0% | 0% | 1 | 63% | 0% | 0% | 2 | 0 | 2 | 20% | 0% | 20% | 2 | 33% | 0% | 0% | 1 | 23% | 0% | 0% | 1 | 27% | 0% | 0% | 1 | 38% | 0% | 0% | 1 | 4% | 0% | 0% | 1 | 0% | 0% | 0% | 1 |  | 0% | 0% | 1 | 0.07 | 0% | 0% | 1 | 63% | 0% | 0% | 2 | 0 | 2 | 21% | 0% | 21% | 2 | 31% | 0% | 0% | 1 | 28% | 0% | 0% | 1 | 34% | 0% | 0% | 1 | 47% | 0% | 0% | 1 | 5% | 0% | 0% | 1 | 1% | 0% | 0% | 1 |  | 0% | 0% | 1 | 0.07 | 0% | 0% | 1 | 56% | 0% | 0% | 2 | 0 | 2 | 22% | 2% | 24% | 2 | 29% | 0% | 0% | 1 | 28% | 0% | 0% | 1 | 40% | 0% | 0% | 1 | 51% | 0% | 0% | 2 | 10% | 0% | 0% | 1 | 2% | 0% | 0% | 1 |  | 0% | 0% | 1 | 0.09 | 0% | 0% | 1 | 52% | 0% | 0% | 2 | 0 | 2 | 23% | 3% | 26% | 2 | 29% | 0% | 0% | 1 | 24% | 0% | 0% | 1 | 36% | 0% | 0% | 1 | 51% | 0% | 0% | 2 | 13% | 0% | 0% | 1 | 2% | 0% | 0% | 1
369 | Bakersfield | 440 | 4400 | 10 | 557.7% | 75.37% | 5 | 0.13 | 999% | 92.4% | 5 | 7% | 3572% | 965.5% | 5 | 0 | 2 | 0% | 0% | 0% | 1 | 79% | 378% | 73.28% | 5 | 7% | 84.47% | 0% | 4 | 30% | 112.7% | 29.55% | 5 | 79% | 378% | 73.28% | 5 | 0% | 78.85% | 0% | 4 | 1% | 79.47% | 0% | 4 |  | 23.4% | 0% | 2 | 0.21 | 510.4% | 5.21% | 3 | 32% | 0% | 0% | 1 | 0 | 2 | 22% | 0% | 22% | 2 | 44% | 9.403% | 0% | 1 | 10% | 5.874% | 0% | 1 | 21% | 6.659% | 0% | 1 | 50% | 10.48% | 0% | 2 | 5% | 5.575% | 0% | 1 | 1% | 5.338% | 0% | 1 |  | 8.385% | 0% | 1 | 0.13 | 13.41% | 0% | 1 | 41% | 0% | 0% | 1 | 0 | 2 | 28% | 0% | 28% | 2 | 39% | 2.497% | 0% | 1 | 14% | 1.763% | 0% | 1 | 28% | 2.125% | 0% | 1 | 50% | 3.027% | 0% | 2 | 14% | 1.769% | 0% | 1 | 4% | 1.587% | 0% | 1 |  | 5.49% | 0% | 1 | 0.09 | 4.494% | 0% | 1 | 44% | 0% | 0% | 1 | 0 | 2 | 29% | 0% | 29% | 2 | 40% | 1.322% | 0% | 1 | 22% | 1.021% | 0% | 1 | 35% | 1.232% | 0% | 1 | 55% | 1.777% | 0% | 2 | 17% | 0.9635% | 0% | 1 | 4% | 0.8297% | 0% | 1
370 | Drum | 0 | 0 | 10 | 0% | 0% | 1 | 0.11 | 0% | 0% | 1 | 0% | 0% | 0% | 1 | 0 | 2 | 6% | 94% | 100% | 5 | 9% | 0% | 0% | 1 | 9% | 0% | 0% | 1 | 0% | 0% | 0% | 1 | 19% | 0% | 0% | 1 | 14% | 0% | 0% | 1 | 1% | 0% | 0% | 1 |  | 0% | 0% | 1 | 0.1 | 0% | 0% | 1 | 0% | 0% | 0% | 1 | 0 | 2 | 24% | 75% | 99% | 5 | 20% | 0% | 0% | 1 | 14% | 0% | 0% | 1 | 7% | 0% | 0% | 1 | 35% | 0% | 0% | 1 | 21% | 0% | 0% | 1 | 1% | 0% | 0% | 1 |  | 0% | 0% | 1 | 0.12 | 0% | 0% | 1 | 0% | 0% | 0% | 1 | 0 | 2 | 38% | 58% | 96% | 5 | 28% | 0% | 0% | 1 | 16% | 0% | 0% | 1 | 18% | 0% | 0% | 1 | 48% | 0% | 0% | 1 | 22% | 0% | 0% | 1 | 3% | 0% | 0% | 1 |  | 0% | 0% | 1 | 0.15 | 0% | 0% | 1 | 0% | 0% | 0% | 1 | 0 | 2 | 37% | 49% | 86% | 5 | 28% | 0% | 0% | 1 | 13% | 0% | 0% | 1 | 19% | 0% | 0% | 1 | 47% | 0% | 0% | 1 | 25% | 0% | 0% | 1 | 3% | 0% | 0% | 1
371 | El Nido (SCE) | 0 | 0 | 10 | 0% | 0% | 1 | 0.26 | 0% | 0% | 1 | 0% | 0% | 0% | 1 | 0 | 2 | 0% | 0% | 0% | 1 | 0% | 0% | 0% | 1 | 0% | 0% | 0% | 1 | 31% | 0% | 0% | 1 | 31% | 0% | 0% | 1 | 0% | 0% | 0% | 1 | 0% | 0% | 0% | 1 |  | 0% | 0% | 1 | 0.26 | 0% | 0% | 1 | 0% | 0% | 0% | 1 | 0 | 2 | 0% | 0% | 0% | 1 | 4% | 0% | 0% | 1 | 39% | 0% | 0% | 1 | 67% | 0% | 0% | 2 | 71% | 0% | 0% | 3 | 0% | 0% | 0% | 1 | 0% | 0% | 0% | 1 |  | 0% | 0% | 1 | 0.22 | 0% | 0% | 1 | 0% | 0% | 0% | 1 | 0 | 2 | 1% | 0% | 1% | 1 | 0% | 0% | 0% | 1 | 2% | 0% | 0% | 1 | 55% | 0% | 0% | 2 | 56% | 0% | 0% | 2 | 0% | 0% | 0% | 1 | 0% | 0% | 0% | 1 |  | 0% | 0% | 1 | 0.27 | 0% | 0% | 1 | 0% | 0% | 0% | 1 | 0 | 2 | 3% | 26% | 29% | 4 | 9% | 0% | 0% | 1 | 12% | 0% | 0% | 1 | 48% | 0% | 0% | 1 | 54% | 0% | 0% | 2 | 3% | 0% | 0% | 1 | 6% | 0% | 0% | 1
372 | Monserate | 0 | 0 | 10 | 0% | 0% | 1 | 0.67 | 0% | 0% | 1 | 12% | 0% | 0% | 1 | 0 | 2 | 12% | 0% | 12% | 1 | 76% | 0% | 0% | 3 | 73% | 0% | 0% | 3 | 80% | 0% | 0% | 3 | 85% | 0% | 0% | 3 | 0% | 0% | 0% | 1 | 5% | 0% | 0% | 1 |  | 0% | 0% | 1 | 0.39 | 0% | 0% | 1 | 5% | 0% | 0% | 1 | 0 | 2 | 45% | 24% | 69% | 4 | 70% | 0% | 0% | 3 | 15% | 0% | 0% | 1 | 36% | 0% | 0% | 1 | 76% | 0% | 0% | 3 | 7% | 0% | 0% | 1 | 7% | 0% | 0% | 1 |  | 0% | 0% | 1 | 0.37 | 0% | 0% | 1 | 4% | 0% | 0% | 1 | 0 | 2 | 48% | 32% | 80% | 5 | 60% | 0% | 0% | 2 | 20% | 0% | 0% | 1 | 41% | 0% | 0% | 1 | 70% | 0% | 0% | 3 | 11% | 0% | 0% | 1 | 7% | 0% | 0% | 1 |  | 0% | 0% | 1 | 0.37 | 0% | 0% | 1 | 4% | 0% | 0% | 1 | 0 | 2 | 40% | 41% | 81% | 5 | 54% | 0% | 0% | 2 | 28% | 0% | 0% | 1 | 40% | 0% | 0% | 1 | 68% | 0% | 0% | 2 | 17% | 0% | 0% | 1 | 7% | 0% | 0% | 1
373 | Richmond R | 0 | 0 | 10 | 0% | 0% | 1 | 0.48 | 0% | 0% | 1 | 0% | 0% | 0% | 1 | 0 | 2 | 0% | 0% | 0% | 1 | 0% | 0% | 0% | 1 | 75% | 0% | 0% | 3 | 75% | 0% | 0% | 3 | 75% | 0% | 0% | 3 | 0% | 0% | 0% | 1 | 17% | 0% | 0% | 1 |  | 0% | 0% | 1 | 0.38 | 0% | 0% | 1 | 0% | 0% | 0% | 1 | 0 | 2 | 30% | 0% | 30% | 2 | 19% | 0% | 0% | 1 | 61% | 0% | 0% | 2 | 68% | 0% | 0% | 2 | 68% | 0% | 0% | 2 | 13% | 0% | 0% | 1 | 6% | 0% | 0% | 1 |  | 0% | 0% | 1 | 0.54 | 0% | 0% | 1 | 0% | 0% | 0% | 1 | 0 | 2 | 30% | 0% | 30% | 2 | 13% | 0% | 0% | 1 | 44% | 0% | 0% | 1 | 70% | 0% | 0% | 3 | 70% | 0% | 0% | 3 | 8% | 0% | 0% | 1 | 7% | 0% | 0% | 1 |  | 0% | 0% | 1 | 0.5 | 0% | 0% | 1 | 1% | 0% | 0% | 1 | 0 | 2 | 31% | 0% | 31% | 2 | 33% | 0% | 0% | 1 | 35% | 0% | 0% | 1 | 54% | 0% | 0% | 2 | 72% | 0% | 0% | 3 | 15% | 0% | 0% | 1 | 9% | 0% | 0% | 1
374 | Storey | 0 | 0 | 10 | 0% | 0% | 1 | 0.18 | 0% | 0% | 1 | 29% | 0% | 0% | 1 | 0 | 2 | 76% | 0% | 76% | 5 | 41% | 0% | 0% | 1 | 58% | 0% | 0% | 2 | 76% | 0% | 0% | 3 | 84% | 0% | 0% | 3 | 0% | 0% | 0% | 1 | 14% | 0% | 0% | 1 |  | 0% | 0% | 1 | 0.13 | 0% | 0% | 1 | 38% | 0% | 0% | 1 | 0 | 2 | 47% | 0% | 47% | 2 | 32% | 0% | 0% | 1 | 39% | 0% | 0% | 1 | 45% | 0% | 0% | 1 | 59% | 0% | 0% | 2 | 12% | 0% | 0% | 1 | 18% | 0% | 0% | 1 |  | 0% | 0% | 1 | 0.14 | 0% | 0% | 1 | 31% | 0% | 0% | 1 | 0 | 2 | 48% | 0% | 48% | 2 | 39% | 0% | 0% | 1 | 34% | 0% | 0% | 1 | 37% | 0% | 0% | 1 | 60% | 0% | 0% | 2 | 21% | 0% | 0% | 1 | 20% | 0% | 0% | 1 |  | 0% | 0% | 1 | 0.13 | 0% | 0% | 1 | 27% | 0% | 0% | 1 | 0 | 2 | 44% | 0% | 44% | 2 | 47% | 0% | 0% | 1 | 34% | 0% | 0% | 1 | 33% | 0% | 0% | 1 | 64% | 0% | 0% | 2 | 23% | 0% | 0% | 1 | 17% | 0% | 0% | 1
375 | Alpine | 0 | 0 | 10 | 0% | 0% | 1 | 0.21 | 0% | 0% | 1 | 0% | 0% | 0% | 1 | 0 | 2 | 29% | 71% | 100% | 5 | 22% | 0% | 0% | 1 | 55% | 0% | 0% | 2 | 65% | 0% | 0% | 2 | 68% | 0% | 0% | 2 | 34% | 0% | 0% | 1 | 4% | 0% | 0% | 1 |  | 0% | 0% | 1 | 0.17 | 0% | 0% | 1 | 0% | 0% | 0% | 1 | 0 | 2 | 15% | 84% | 99% | 5 | 34% | 0% | 0% | 1 | 25% | 0% | 0% | 1 | 59% | 0% | 0% | 2 | 70% | 0% | 0% | 3 | 51% | 0% | 0% | 2 | 3% | 0% | 0% | 1 |  | 0% | 0% | 1 | 0.13 | 0% | 0% | 1 | 0% | 0% | 0% | 1 | 0 | 2 | 13% | 87% | 100% | 5 | 30% | 0% | 0% | 1 | 32% | 0% | 0% | 1 | 58% | 0% | 0% | 2 | 70% | 0% | 0% | 3 | 52% | 0% | 0% | 2 | 3% | 0% | 0% | 1 |  | 0% | 0% | 1 | 0.16 | 0% | 0% | 1 | 0% | 0% | 0% | 1 | 0 | 2 | 13% | 85% | 98% | 5 | 34% | 0% | 0% | 1 | 38% | 0% | 0% | 1 | 59% | 0% | 0% | 2 | 76% | 0% | 0% | 3 | 47% | 0% | 0% | 1 | 5% | 0% | 0% | 1
376 | Sobrante | 40 | 400 | 10 | 999.9% | 4.393% | 4 | 0.08 | 18.98% | 0% | 1 | 0% | 246.9% | 2380% | 5 | 0 | 2 | 82% | 0% | 82% | 5 | 50% | 8.783% | 0% | 2 | 92% | 56.26% | 0% | 4 | 100% | 999% | 4.393% | 5 | 100% | 999% | 4.393% | 5 | 21% | 5.539% | 0% | 1 | 2% | 4.471% | 0% | 1 |  | 7.256% | 0% | 1 | 0.28 | 9.289% | 0% | 1 | 0% | 0% | 0% | 1 | 0 | 2 | 57% | 0% | 57% | 3 | 32% | 2.176% | 0% | 1 | 57% | 3.431% | 0% | 2 | 77% | 6.382% | 0% | 3 | 78% | 6.865% | 0% | 3 | 20% | 1.85% | 0% | 1 | 3% | 1.529% | 0% | 1 |  | 3.088% | 0% | 1 | 0.55 | 5.241% | 0% | 1 | 0% | 0% | 0% | 1 | 0 | 2 | 41% | 0% | 41% | 2 | 30% | 0.9343% | 0% | 1 | 41% | 1.1% | 0% | 1 | 65% | 1.859% | 0% | 2 | 77% | 2.854% | 0% | 3 | 17% | 0.7901% | 0% | 1 | 8% | 0.7052% | 0% | 1 |  | 2.604% | 0% | 1 | 0.5 | 3.078% | 0% | 1 | 0% | 0% | 0% | 1 | 0 | 2 | 46% | 0% | 46% | 2 | 37% | 0.7336% | 0% | 1 | 42% | 0.7944% | 0% | 1 | 59% | 1.135% | 0% | 2 | 78% | 2.149% | 0% | 3 | 21% | 0.5834% | 0% | 1 | 13% | 0.534% | 0% | 1
377 | San Marcos | 0 | 0 | 10 | 0% | 0% | 1 | 0.4 | 0% | 0% | 1 | 2% | 0% | 0% | 1 | 0 | 2 | 20% | 0% | 20% | 2 | 29% | 0% | 0% | 1 | 2% | 0% | 0% | 1 | 1% | 0% | 0% | 1 | 29% | 0% | 0% | 1 | 9% | 0% | 0% | 1 | 10% | 0% | 0% | 1 |  | 0% | 0% | 1 | 0.44 | 0% | 0% | 1 | 2% | 0% | 0% | 1 | 0 | 2 | 30% | 4% | 34% | 2 | 62% | 0% | 0% | 2 | 16% | 0% | 0% | 1 | 36% | 0% | 0% | 1 | 76% | 0% | 0% | 3 | 9% | 0% | 0% | 1 | 6% | 0% | 0% | 1 |  | 0% | 0% | 1 | 0.37 | 0% | 0% | 1 | 5% | 0% | 0% | 1 | 0 | 2 | 50% | 18% | 68% | 3 | 41% | 0% | 0% | 1 | 20% | 0% | 0% | 1 | 33% | 0% | 0% | 1 | 52% | 0% | 0% | 2 | 9% | 0% | 0% | 1 | 7% | 0% | 0% | 1 |  | 0% | 0% | 1 | 0.33 | 0% | 0% | 1 | 4% | 0% | 0% | 1 | 0 | 2 | 42% | 39% | 81% | 5 | 49% | 0% | 0% | 1 | 21% | 0% | 0% | 1 | 29% | 0% | 0% | 1 | 59% | 0% | 0% | 2 | 25% | 0% | 0% | 1 | 7% | 0% | 0% | 1
378 | Fink | 200 | 2000 | 10 | 80.26% | 0% | 4 | 0.07 | 14.27% | 0% | 1 | 43% | 66.12% | 0% | 3 | 0 | 2 | 62% | 0% | 62% | 3 | 31% | 7.6% | 0% | 1 | 12% | 5.997% | 0% | 1 | 21% | 6.679% | 0% | 1 | 50% | 10.53% | 0% | 2 | 39% | 8.599% | 0% | 1 | 2% | 5.365% | 0% | 1 |  | 21% | 0% | 2 | 0.1 | 4.716% | 0% | 1 | 40% | 14.69% | 0% | 1 | 0 | 2 | 47% | 4% | 51% | 3 | 48% | 2.757% | 0% | 1 | 13% | 1.63% | 0% | 1 | 21% | 1.8% | 0% | 1 | 59% | 3.491% | 0% | 2 | 37% | 2.247% | 0% | 1 | 3% | 1.473% | 0% | 1 |  | 5.461% | 0% | 1 | 0.11 | 2.266% | 0% | 1 | 41% | 14.69% | 0% | 1 | 0 | 2 | 35% | 8% | 43% | 2 | 45% | 1.2% | 0% | 1 | 9% | 0.7319% | 0% | 1 | 16% | 0.7943% | 0% | 1 | 52% | 1.387% | 0% | 2 | 35% | 1.02% | 0% | 1 | 3% | 0.6849% | 0% | 1 |  | 3.35% | 0% | 1 | 0.11 | 1.674% | 0% | 1 | 41% | 14.69% | 0% | 1 | 0 | 2 | 29% | 13% | 42% | 3 | 45% | 0.7978% | 0% | 1 | 12% | 0.4982% | 0% | 1 | 18% | 0.5356% | 0% | 1 | 53% | 0.92% | 0% | 2 | 33% | 0.6547% | 0% | 1 | 4% | 0.456% | 0% | 1
379 | La Cienega | 0 | 0 | 10 | 0% | 0% | 1 | 0.37 | 0% | 0% | 1 | 0% | 0% | 0% | 1 | 0 | 2 | 0% | 0% | 0% | 1 | 0% | 0% | 0% | 1 | 100% | 0% | 0% | 5 | 100% | 0% | 0% | 5 | 100% | 0% | 0% | 5 | 0% | 0% | 0% | 1 | 0% | 0% | 0% | 1 |  | 0% | 0% | 1 | 0.13 | 0% | 0% | 1 | 0% | 0% | 0% | 1 | 0 | 2 | 10% | 63% | 73% | 5 | 0% | 0% | 0% | 1 | 21% | 0% | 0% | 1 | 21% | 0% | 0% | 1 | 21% | 0% | 0% | 1 | 3% | 0% | 0% | 1 | 12% | 0% | 0% | 1 |  | 0% | 0% | 1 | 0.24 | 0% | 0% | 1 | 0% | 0% | 0% | 1 | 0 | 2 | 7% | 73% | 80% | 5 | 19% | 0% | 0% | 1 | 18% | 0% | 0% | 1 | 21% | 0% | 0% | 1 | 38% | 0% | 0% | 1 | 9% | 0% | 0% | 1 | 16% | 0% | 0% | 1 |  | 0% | 0% | 1 | 0.22 | 0% | 0% | 1 | 0% | 0% | 0% | 1 | 0 | 2 | 19% | 41% | 60% | 5 | 13% | 0% | 0% | 1 | 28% | 0% | 0% | 1 | 48% | 0% | 0% | 1 | 55% | 0% | 0% | 2 | 10% | 0% | 0% | 1 | 9% | 0% | 0% | 1
380 | Pittsburg | 0 | 0 | 10 | 0% | 0% | 1 | 0.07 | 0% | 0% | 1 | 0% | 0% | 0% | 1 | 0 | 2 | 34% | 0% | 34% | 2 | 53% | 0% | 0% | 2 | 67% | 0% | 0% | 2 | 43% | 0% | 0% | 1 | 70% | 0% | 0% | 3 | 9% | 0% | 0% | 1 | 58% | 0% | 0% | 2 |  | 0% | 0% | 1 | 0.06 | 0% | 0% | 1 | 0% | 0% | 0% | 1 | 0 | 2 | 63% | 0% | 63% | 3 | 24% | 0% | 0% | 1 | 47% | 0% | 0% | 1 | 39% | 0% | 0% | 1 | 56% | 0% | 0% | 2 | 6% | 0% | 0% | 1 | 24% | 0% | 0% | 1 |  | 0% | 0% | 1 | 0.15 | 0% | 0% | 1 | 4% | 0% | 0% | 1 | 0 | 2 | 60% | 0% | 60% | 3 | 18% | 0% | 0% | 1 | 47% | 0% | 0% | 1 | 44% | 0% | 0% | 1 | 57% | 0% | 0% | 2 | 10% | 0% | 0% | 1 | 21% | 0% | 0% | 1 |  | 0% | 0% | 1 | 0.18 | 0% | 0% | 1 | 20% | 0% | 0% | 1 | 0 | 2 | 47% | 0% | 47% | 2 | 21% | 0% | 0% | 1 | 39% | 0% | 0% | 1 | 43% | 0% | 0% | 1 | 57% | 0% | 0% | 2 | 10% | 0% | 0% | 1 | 17% | 0% | 0% | 1
381 | Morro Bay | 420 | 4200 | 15 | 12353% | 54.05% | 5 | 0.32 | 696.5% | 58.36% | 5 | 2% | 1382% | 2865% | 5 | 0 | 2 | 88% | 0% | 88% | 5 | 7% | 58.4% | 0% | 3 | 25% | 72.8% | 0% | 3 | 44% | 96.22% | 0% | 4 | 51% | 110% | 9.755% | 4 | 46% | 100.3% | 0.3937% | 4 | 8% | 58.72% | 0% | 3 |  | 680.7% | 7.465% | 4 | 0.1 | 32.93% | 0% | 2 | 2% | 490.1% | 2865% | 5 | 0 | 2 | 92% | 4% | 96% | 5 | 55% | 19.41% | 0% | 2 | 27% | 11.85% | 0% | 1 | 43% | 15.05% | 0% | 1 | 78% | 39.45% | 0% | 3 | 65% | 24.71% | 0% | 2 | 8% | 9.421% | 0% | 1 |  | 36.36% | 0% | 2 | 0.1 | 16.15% | 0% | 1 | 2% | 490.1% | 2865% | 5 | 0 | 2 | 85% | 3% | 88% | 5 | 45% | 6.399% | 0% | 1 | 29% | 4.993% | 0% | 1 | 43% | 6.224% | 0% | 1 | 69% | 11.44% | 0% | 2 | 55% | 7.912% | 0% | 2 | 8% | 3.82% | 0% | 1 |  | 9.379% | 0% | 1 | 0.11 | 11.55% | 0% | 1 | 3% | 490.1% | 2865% | 5 | 0 | 2 | 73% | 7% | 80% | 5 | 35% | 2.675% | 0% | 1 | 23% | 2.243% | 0% | 1 | 41% | 2.955% | 0% | 1 | 61% | 4.419% | 0% | 2 | 48% | 3.328% | 0% | 1 | 6% | 1.844% | 0% | 1
382 | Contra Costa | 0 | 0 | 10 | 0% | 0% | 1 | 0.07 | 0% | 0% | 1 | 3% | 0% | 0% | 1 | 0 | 2 | 35% | 0% | 35% | 2 | 2% | 0% | 0% | 1 | 58% | 0% | 0% | 2 | 58% | 0% | 0% | 2 | 58% | 0% | 0% | 2 | 0% | 0% | 0% | 1 | 32% | 0% | 0% | 1 |  | 0% | 0% | 1 | 0.09 | 0% | 0% | 1 | 10% | 0% | 0% | 1 | 0 | 2 | 54% | 0% | 54% | 3 | 21% | 0% | 0% | 1 | 50% | 0% | 0% | 2 | 47% | 0% | 0% | 1 | 53% | 0% | 0% | 2 | 11% | 0% | 0% | 1 | 15% | 0% | 0% | 1 |  | 0% | 0% | 1 | 0.08 | 0% | 0% | 1 | 24% | 0% | 0% | 1 | 0 | 2 | 40% | 1% | 41% | 2 | 22% | 0% | 0% | 1 | 40% | 0% | 0% | 1 | 39% | 0% | 0% | 1 | 52% | 0% | 0% | 2 | 5% | 0% | 0% | 1 | 15% | 0% | 0% | 1 |  | 0% | 0% | 1 | 0.09 | 0% | 0% | 1 | 35% | 0% | 0% | 1 | 0 | 2 | 36% | 0% | 36% | 2 | 25% | 0% | 0% | 1 | 33% | 0% | 0% | 1 | 35% | 0% | 0% | 1 | 50% | 0% | 0% | 2 | 6% | 0% | 0% | 1 | 14% | 0% | 0% | 1
383 | New Sub - Gates - Templeton (Proposed) | 190 | 1900 | 10 | 19.89% | 0% | 1 | 0.06 | 9.226% | 0% | 1 | 12% | 10.73% | 0% | 1 | 0 | 2 | 32% | 0% | 32% | 2 | 59% | 11.47% | 0% | 2 | 0% | 4.666% | 0% | 1 | 3% | 4.824% | 0% | 1 | 60% | 11.79% | 0% | 2 | 34% | 7.049% | 0% | 1 | 0% | 4.687% | 0% | 1 |  | 9.448% | 0% | 1 | 0.06 | 3.752% | 0% | 1 | 25% | 9.287% | 0% | 1 | 0 | 2 | 33% | 0% | 33% | 2 | 55% | 3.093% | 0% | 2 | 5% | 1.459% | 0% | 1 | 19% | 1.717% | 0% | 1 | 65% | 3.922% | 0% | 2 | 31% | 2.004% | 0% | 1 | 1% | 1.394% | 0% | 1 |  | 5.516% | 0% | 1 | 0.07 | 1.936% | 0% | 1 | 31% | 9.287% | 0% | 1 | 0 | 2 | 28% | 5% | 33% | 2 | 45% | 1.12% | 0% | 1 | 6% | 0.6594% | 0% | 1 | 26% | 0.8354% | 0% | 1 | 59% | 1.486% | 0% | 2 | 29% | 0.8744% | 0% | 1 | 1% | 0.6212% | 0% | 1 |  | 2.097% | 0% | 1 | 0.06 | 0.9756% | 0% | 1 | 29% | 9.287% | 0% | 1 | 0 | 2 | 29% | 8% | 37% | 2 | 40% | 0.5859% | 0% | 1 | 5% | 0.3692% | 0% | 1 | 22% | 0.447% | 0% | 1 | 52% | 0.7259% | 0% | 2 | 29% | 0.4969% | 0% | 1 | 1% | 0.3537% | 0% | 1
384 | Hinson | 0 | 0 | 10 | 0% | 0% | 1 | 0.16 | 0% | 0% | 1 | 0% | 0% | 0% | 1 | 0 | 2 | 0% | 0% | 0% | 1 | 0% | 0% | 0% | 1 | 0% | 0% | 0% | 1 | 45% | 0% | 0% | 1 | 45% | 0% | 0% | 1 | 0% | 0% | 0% | 1 | 0% | 0% | 0% | 1 |  | 0% | 0% | 1 | 0.36 | 0% | 0% | 1 | 0% | 0% | 0% | 1 | 0 | 2 | 0% | 0% | 0% | 1 | 0% | 0% | 0% | 1 | 4% | 0% | 0% | 1 | 59% | 0% | 0% | 2 | 59% | 0% | 0% | 2 | 0% | 0% | 0% | 1 | 0% | 0% | 0% | 1 |  | 0% | 0% | 1 | 0.3 | 0% | 0% | 1 | 0% | 0% | 0% | 1 | 0 | 2 | 0% | 0% | 0% | 1 | 0% | 0% | 0% | 1 | 10% | 0% | 0% | 1 | 62% | 0% | 0% | 2 | 62% | 0% | 0% | 2 | 0% | 0% | 0% | 1 | 1% | 0% | 0% | 1 |  | 0% | 0% | 1 | 0.57 | 0% | 0% | 1 | 0% | 0% | 0% | 1 | 0 | 2 | 0% | 0% | 0% | 1 | 0% | 0% | 0% | 1 | 17% | 0% | 0% | 1 | 75% | 0% | 0% | 3 | 75% | 0% | 0% | 3 | 0% | 0% | 0% | 1 | 3% | 0% | 0% | 1
385 | Chicarita | 0 | 0 | 10 | 0% | 0% | 1 | 0.37 | 0% | 0% | 1 | 0% | 0% | 0% | 1 | 0 | 2 | 30% | 0% | 30% | 2 | 20% | 0% | 0% | 1 | 44% | 0% | 0% | 1 | 44% | 0% | 0% | 1 | 64% | 0% | 0% | 2 | 0% | 0% | 0% | 1 | 7% | 0% | 0% | 1 |  | 0% | 0% | 1 | 0.26 | 0% | 0% | 1 | 0% | 0% | 0% | 1 | 0 | 2 | 46% | 37% | 83% | 5 | 57% | 0% | 0% | 2 | 55% | 0% | 0% | 2 | 53% | 0% | 0% | 2 | 87% | 0% | 0% | 3 | 12% | 0% | 0% | 1 | 5% | 0% | 0% | 1 |  | 0% | 0% | 1 | 0.2 | 0% | 0% | 1 | 1% | 0% | 0% | 1 | 0 | 2 | 35% | 54% | 89% | 5 | 66% | 0% | 0% | 2 | 57% | 0% | 0% | 2 | 63% | 0% | 0% | 2 | 91% | 0% | 0% | 4 | 19% | 0% | 0% | 1 | 4% | 0% | 0% | 1 |  | 0% | 0% | 1 | 0.24 | 0% | 0% | 1 | 1% | 0% | 0% | 1 | 0 | 2 | 26% | 63% | 89% | 5 | 51% | 0% | 0% | 2 | 25% | 0% | 0% | 1 | 37% | 0% | 0% | 1 | 66% | 0% | 0% | 2 | 34% | 0% | 0% | 1 | 6% | 0% | 0% | 1
386 | Mendocino | 0 | 0 | 10 | 0% | 0% | 1 | 0.13 | 0% | 0% | 1 | 6% | 0% | 0% | 1 | 0 | 2 | 61% | 6% | 67% | 3 | 12% | 0% | 0% | 1 | 31% | 0% | 0% | 1 | 31% | 0% | 0% | 1 | 37% | 0% | 0% | 1 | 38% | 0% | 0% | 1 | 1% | 0% | 0% | 1 |  | 0% | 0% | 1 | 0.12 | 0% | 0% | 1 | 8% | 0% | 0% | 1 | 0 | 2 | 54% | 4% | 58% | 3 | 37% | 0% | 0% | 1 | 30% | 0% | 0% | 1 | 41% | 0% | 0% | 1 | 64% | 0% | 0% | 2 | 47% | 0% | 0% | 1 | 2% | 0% | 0% | 1 |  | 0% | 0% | 1 | 0.1 | 0% | 0% | 1 | 5% | 0% | 0% | 1 | 0 | 2 | 46% | 5% | 51% | 3 | 37% | 0% | 0% | 1 | 26% | 0% | 0% | 1 | 41% | 0% | 0% | 1 | 67% | 0% | 0% | 2 | 45% | 0% | 0% | 1 | 2% | 0% | 0% | 1 |  | 0% | 0% | 1 | 0.1 | 0% | 0% | 1 | 4% | 0% | 0% | 1 | 0 | 2 | 44% | 8% | 52% | 3 | 35% | 0% | 0% | 1 | 27% | 0% | 0% | 1 | 46% | 0% | 0% | 1 | 69% | 0% | 0% | 2 | 40% | 0% | 0% | 1 | 2% | 0% | 0% | 1
387 | Delevan | 0 | 0 | 10 | 0% | 0% | 1 | 0.06 | 0% | 0% | 1 | 27% | 0% | 0% | 1 | 0 | 2 | 51% | 0% | 51% | 3 | 42% | 0% | 0% | 1 | 8% | 0% | 0% | 1 | 32% | 0% | 0% | 1 | 71% | 0% | 0% | 3 | 43% | 0% | 0% | 1 | 2% | 0% | 0% | 1 |  | 0% | 0% | 1 | 0.06 | 0% | 0% | 1 | 25% | 0% | 0% | 1 | 0 | 2 | 37% | 13% | 50% | 3 | 32% | 0% | 0% | 1 | 11% | 0% | 0% | 1 | 33% | 0% | 0% | 1 | 60% | 0% | 0% | 2 | 46% | 0% | 0% | 1 | 3% | 0% | 0% | 1 |  | 0% | 0% | 1 | 0.07 | 0% | 0% | 1 | 26% | 0% | 0% | 1 | 0 | 2 | 24% | 22% | 46% | 4 | 29% | 0% | 0% | 1 | 13% | 0% | 0% | 1 | 33% | 0% | 0% | 1 | 54% | 0% | 0% | 2 | 40% | 0% | 0% | 1 | 3% | 0% | 0% | 1 |  | 0% | 0% | 1 | 0.07 | 0% | 0% | 1 | 29% | 0% | 0% | 1 | 0 | 2 | 23% | 23% | 46% | 4 | 30% | 0% | 0% | 1 | 13% | 0% | 0% | 1 | 31% | 0% | 0% | 1 | 54% | 0% | 0% | 2 | 37% | 0% | 0% | 1 | 4% | 0% | 0% | 1
388 | Pastoria | 105 | 1050 | 15 | 428.6% | 3.319% | 4 | 0.05 | 10.75% | 0% | 1 | 23% | 57.57% | 0% | 3 | 0 | 2 | 69% | 0% | 69% | 3 | 88% | 36.65% | 0% | 3 | 44% | 7.68% | 0% | 1 | 42% | 7.358% | 0% | 1 | 89% | 39.36% | 0% | 3 | 28% | 5.969% | 0% | 1 | 2% | 4.388% | 0% | 1 |  | 68.49% | 0% | 3 | 0.07 | 5.125% | 0% | 1 | 35% | 25.29% | 0% | 2 | 0 | 2 | 50% | 6% | 56% | 3 | 62% | 3.499% | 0% | 2 | 45% | 2.403% | 0% | 1 | 46% | 2.461% | 0% | 1 | 69% | 4.288% | 0% | 2 | 25% | 1.777% | 0% | 1 | 2% | 1.347% | 0% | 1 |  | 29.78% | 0% | 2 | 0.07 | 2.267% | 0% | 1 | 36% | 25.29% | 0% | 2 | 0 | 2 | 47% | 6% | 53% | 3 | 51% | 1.185% | 0% | 2 | 43% | 1.006% | 0% | 1 | 48% | 1.11% | 0% | 1 | 69% | 1.88% | 0% | 2 | 28% | 0.8019% | 0% | 1 | 2% | 0.5845% | 0% | 1 |  | 3.875% | 0% | 1 | 0.11 | 1.152% | 0% | 1 | 32% | 25.29% | 0% | 2 | 0 | 2 | 35% | 11% | 46% | 3 | 44% | 0.5321% | 0% | 1 | 34% | 0.4505% | 0% | 1 | 38% | 0.4787% | 0% | 1 | 67% | 0.8885% | 0% | 2 | 27% | 0.4104% | 0% | 1 | 2% | 0.3042% | 0% | 1
389 | Tortilla | 0 | 0 | 10 | 0% | 0% | 1 | 0.29 | 0% | 0% | 1 | 0% | 0% | 0% | 1 | 0 | 2 | 0% | 0% | 0% | 1 | 78% | 0% | 0% | 3 | 90% | 0% | 0% | 4 | 13% | 0% | 0% | 1 | 100% | 0% | 0% | 5 | 23% | 0% | 0% | 1 | 3% | 0% | 0% | 1 |  | 0% | 0% | 1 | 0.24 | 0% | 0% | 1 | 0% | 0% | 0% | 1 | 0 | 2 | 0% | 0% | 0% | 1 | 69% | 0% | 0% | 2 | 60% | 0% | 0% | 2 | 33% | 0% | 0% | 1 | 87% | 0% | 0% | 3 | 47% | 0% | 0% | 1 | 3% | 0% | 0% | 1 |  | 0% | 0% | 1 | 0.25 | 0% | 0% | 1 | 0% | 0% | 0% | 1 | 0 | 2 | 0% | 0% | 0% | 1 | 62% | 0% | 0% | 2 | 52% | 0% | 0% | 2 | 20% | 0% | 0% | 1 | 81% | 0% | 0% | 3 | 49% | 0% | 0% | 1 | 3% | 0% | 0% | 1 |  | 0% | 0% | 1 | 0.25 | 0% | 0% | 1 | 0% | 0% | 0% | 1 | 0 | 2 | 0% | 0% | 0% | 1 | 59% | 0% | 0% | 2 | 42% | 0% | 0% | 1 | 18% | 0% | 0% | 1 | 75% | 0% | 0% | 3 | 45% | 0% | 0% | 1 | 4% | 0% | 0% | 1
390 | Cooley Landing | 0 | 0 | 10 | 0% | 0% | 1 | 0.11 | 0% | 0% | 1 | 0% | 0% | 0% | 1 | 0 | 2 | 0% | 0% | 0% | 1 | 0% | 0% | 0% | 1 | 0% | 0% | 0% | 1 | 50% | 0% | 0% | 2 | 50% | 0% | 0% | 2 | 0% | 0% | 0% | 1 | 68% | 0% | 0% | 2 |  | 0% | 0% | 1 | 0.81 | 0% | 0% | 1 | 0% | 0% | 0% | 1 | 0 | 2 | 0% | 0% | 0% | 1 | 35% | 0% | 0% | 1 | 73% | 0% | 0% | 3 | 85% | 0% | 0% | 3 | 89% | 0% | 0% | 3 | 9% | 0% | 0% | 1 | 20% | 0% | 0% | 1 |  | 0% | 0% | 1 | 0.27 | 0% | 0% | 1 | 0% | 0% | 0% | 1 | 0 | 2 | 26% | 0% | 26% | 2 | 66% | 0% | 0% | 2 | 57% | 0% | 0% | 2 | 72% | 0% | 0% | 3 | 90% | 0% | 0% | 4 | 46% | 0% | 0% | 1 | 10% | 0% | 0% | 1 |  | 0% | 0% | 1 | 0.29 | 0% | 0% | 1 | 0% | 0% | 0% | 1 | 0 | 2 | 37% | 0% | 37% | 2 | 52% | 0% | 0% | 2 | 44% | 0% | 0% | 1 | 64% | 0% | 0% | 2 | 80% | 0% | 0% | 3 | 47% | 0% | 0% | 1 | 9% | 0% | 0% | 1
391 | Cielo Azul | 0 | 0 | 0 | 0% | 0% | 1 | 0 | 0% | 0% | 1 | 0% | 0% | 0% | 1 | 0 | 2 | 0% | 0% | 0% | 1 | 0% | 0% | 0% | 1 | 0% | 0% | 0% | 1 | 0% | 0% | 0% | 1 | 0% | 0% | 0% | 1 | 0% | 0% | 0% | 1 | 0% | 0% | 0% | 1 |  | 0% | 0% | 1 | 0 | 0% | 0% | 1 | 0% | 0% | 0% | 1 | 0 | 2 | 0% | 0% | 0% | 1 | 0% | 0% | 0% | 1 | 0% | 0% | 0% | 1 | 0% | 0% | 0% | 1 | 0% | 0% | 0% | 1 | 0% | 0% | 0% | 1 | 0% | 0% | 0% | 1 |  | 0% | 0% | 1 | 0 | 0% | 0% | 1 | 0% | 0% | 0% | 1 | 0 | 2 | 0% | 0% | 0% | 1 | 0% | 0% | 0% | 1 | 0% | 0% | 0% | 1 | 0% | 0% | 0% | 1 | 0% | 0% | 0% | 1 | 0% | 0% | 0% | 1 | 0% | 0% | 0% | 1 |  | 0% | 0% | 1 | 0 | 0% | 0% | 1 | 0% | 0% | 0% | 1 | 0 | 2 | 0% | 0% | 0% | 1 | 0% | 0% | 0% | 1 | 0% | 0% | 0% | 1 | 0% | 0% | 0% | 1 | 0% | 0% | 0% | 1 | 0% | 0% | 0% | 1 | 0% | 0% | 0% | 1
392 | Sycamore | 0 | 0 | 0 | 0% | 0% | 1 | 0.12 | 0% | 0% | 1 | 0% | 0% | 0% | 1 | 0 | 2 | 32% | 0% | 32% | 2 | 85% | 0% | 0% | 3 | 15% | 0% | 0% | 1 | 18% | 0% | 0% | 1 | 85% | 0% | 0% | 3 | 8% | 0% | 0% | 1 | 1% | 0% | 0% | 1 |  | 0% | 0% | 1 | 0.13 | 0% | 0% | 1 | 14% | 0% | 0% | 1 | 0 | 2 | 50% | 0% | 50% | 3 | 60% | 0% | 0% | 2 | 12% | 0% | 0% | 1 | 19% | 0% | 0% | 1 | 60% | 0% | 0% | 2 | 19% | 0% | 0% | 1 | 2% | 0% | 0% | 1 |  | 0% | 0% | 1 | 0.12 | 0% | 0% | 1 | 33% | 0% | 0% | 1 | 0 | 2 | 44% | 0% | 44% | 2 | 54% | 0% | 0% | 2 | 16% | 0% | 0% | 1 | 29% | 0% | 0% | 1 | 58% | 0% | 0% | 2 | 24% | 0% | 0% | 1 | 2% | 0% | 0% | 1 |  | 0% | 0% | 1 | 0.1 | 0% | 0% | 1 | 39% | 0% | 0% | 1 | 0 | 2 | 38% | 1% | 39% | 2 | 46% | 0% | 0% | 1 | 18% | 0% | 0% | 1 | 31% | 0% | 0% | 1 | 55% | 0% | 0% | 2 | 25% | 0% | 0% | 1 | 3% | 0% | 0% | 1
393 | Valley Switch | 0 | 0 | 0 | 0% | 0% | 1 | 0 | 0% | 0% | 1 | 0% | 0% | 0% | 1 | 0 | 2 | 0% | 0% | 0% | 1 | 0% | 0% | 0% | 1 | 0% | 0% | 0% | 1 | 0% | 0% | 0% | 1 | 0% | 0% | 0% | 1 | 0% | 0% | 0% | 1 | 0% | 0% | 0% | 1 |  | 0% | 0% | 1 | 0.01 | 0% | 0% | 1 | 0% | 0% | 0% | 1 | 0 | 2 | 0% | 0% | 0% | 1 | 0% | 0% | 0% | 1 | 0% | 0% | 0% | 1 | 0% | 0% | 0% | 1 | 0% | 0% | 0% | 1 | 3% | 0% | 0% | 1 | 0% | 0% | 0% | 1 |  | 0% | 0% | 1 | 0.01 | 0% | 0% | 1 | 0% | 0% | 0% | 1 | 0 | 2 | 0% | 0% | 0% | 1 | 0% | 0% | 0% | 1 | 0% | 0% | 0% | 1 | 0% | 0% | 0% | 1 | 0% | 0% | 0% | 1 | 2% | 0% | 0% | 1 | 0% | 0% | 0% | 1 |  | 0% | 0% | 1 | 0.01 | 0% | 0% | 1 | 0% | 0% | 0% | 1 | 0 | 2 | 0% | 0% | 0% | 1 | 0% | 0% | 0% | 1 | 0% | 0% | 0% | 1 | 0% | 0% | 0% | 1 | 0% | 0% | 0% | 1 | 1% | 0% | 0% | 1 | 0% | 0% | 0% | 1
394 | Hartley | 0 | 0 | 10 | 0% | 0% | 1 | 0.15 | 0% | 0% | 1 | 7% | 0% | 0% | 1 | 0 | 2 | 57% | 39% | 96% | 5 | 40% | 0% | 0% | 1 | 0% | 0% | 0% | 1 | 30% | 0% | 0% | 1 | 56% | 0% | 0% | 2 | 14% | 0% | 0% | 1 | 2% | 0% | 0% | 1 |  | 0% | 0% | 1 | 0.13 | 0% | 0% | 1 | 11% | 0% | 0% | 1 | 0 | 2 | 45% | 45% | 90% | 5 | 49% | 0% | 0% | 1 | 13% | 0% | 0% | 1 | 33% | 0% | 0% | 1 | 63% | 0% | 0% | 2 | 16% | 0% | 0% | 1 | 2% | 0% | 0% | 1 |  | 0% | 0% | 1 | 0.1 | 0% | 0% | 1 | 9% | 0% | 0% | 1 | 0 | 2 | 38% | 46% | 84% | 5 | 57% | 0% | 0% | 2 | 26% | 0% | 0% | 1 | 39% | 0% | 0% | 1 | 72% | 0% | 0% | 3 | 31% | 0% | 0% | 1 | 2% | 0% | 0% | 1 |  | 0% | 0% | 1 | 0.1 | 0% | 0% | 1 | 6% | 0% | 0% | 1 | 0 | 2 | 45% | 37% | 82% | 5 | 53% | 0% | 0% | 2 | 29% | 0% | 0% | 1 | 40% | 0% | 0% | 1 | 73% | 0% | 0% | 3 | 37% | 0% | 0% | 1 | 2% | 0% | 0% | 1
395 | Copus | 0 | 0 | 10 | 0% | 0% | 1 | 0.07 | 0% | 0% | 1 | 52% | 0% | 0% | 2 | 0 | 2 | 12% | 0% | 12% | 1 | 23% | 0% | 0% | 1 | 13% | 0% | 0% | 1 | 28% | 0% | 0% | 1 | 41% | 0% | 0% | 1 | 2% | 0% | 0% | 1 | 1% | 0% | 0% | 1 |  | 0% | 0% | 1 | 0.06 | 0% | 0% | 1 | 43% | 0% | 0% | 1 | 0 | 2 | 9% | 0% | 9% | 1 | 20% | 0% | 0% | 1 | 33% | 0% | 0% | 1 | 46% | 0% | 0% | 1 | 57% | 0% | 0% | 2 | 5% | 0% | 0% | 1 | 1% | 0% | 0% | 1 |  | 0% | 0% | 1 | 0.06 | 0% | 0% | 1 | 42% | 0% | 0% | 1 | 0 | 2 | 7% | 0% | 7% | 1 | 20% | 0% | 0% | 1 | 38% | 0% | 0% | 1 | 55% | 0% | 0% | 2 | 63% | 0% | 0% | 2 | 6% | 0% | 0% | 1 | 2% | 0% | 0% | 1 |  | 0% | 0% | 1 | 0.08 | 0% | 0% | 1 | 42% | 0% | 0% | 1 | 0 | 2 | 11% | 0% | 11% | 1 | 23% | 0% | 0% | 1 | 32% | 0% | 0% | 1 | 54% | 0% | 0% | 2 | 60% | 0% | 0% | 2 | 8% | 0% | 0% | 1 | 5% | 0% | 0% | 1
396 | Bay Boulevard | 0 | 0 | 10 | 0% | 0% | 1 | 0.11 | 0% | 0% | 1 | 0% | 0% | 0% | 1 | 0 | 2 | 0% | 0% | 0% | 1 | 6% | 0% | 0% | 1 | 61% | 0% | 0% | 2 | 72% | 0% | 0% | 3 | 72% | 0% | 0% | 3 | 0% | 0% | 0% | 1 | 9% | 0% | 0% | 1 |  | 0% | 0% | 1 | 0.23 | 0% | 0% | 1 | 0% | 0% | 0% | 1 | 0 | 2 | 25% | 0% | 25% | 2 | 1% | 0% | 0% | 1 | 55% | 0% | 0% | 2 | 92% | 0% | 0% | 4 | 92% | 0% | 0% | 4 | 9% | 0% | 0% | 1 | 7% | 0% | 0% | 1 |  | 0% | 0% | 1 | 0.21 | 0% | 0% | 1 | 0% | 0% | 0% | 1 | 0 | 2 | 38% | 0% | 38% | 2 | 5% | 0% | 0% | 1 | 62% | 0% | 0% | 2 | 89% | 0% | 0% | 3 | 91% | 0% | 0% | 4 | 22% | 0% | 0% | 1 | 6% | 0% | 0% | 1 |  | 0% | 0% | 1 | 0.21 | 0% | 0% | 1 | 0% | 0% | 0% | 1 | 0 | 2 | 39% | 30% | 69% | 5 | 25% | 0% | 0% | 1 | 66% | 0% | 0% | 2 | 88% | 0% | 0% | 3 | 92% | 0% | 0% | 4 | 27% | 0% | 0% | 1 | 5% | 0% | 0% | 1
397 | Mission | 0 | 0 | 10 | 0% | 0% | 1 | 0.06 | 0% | 0% | 1 | 0% | 0% | 0% | 1 | 0 | 2 | 0% | 0% | 0% | 1 | 8% | 0% | 0% | 1 | 10% | 0% | 0% | 1 | 84% | 0% | 0% | 3 | 84% | 0% | 0% | 3 | 0% | 0% | 0% | 1 | 0% | 0% | 0% | 1 |  | 0% | 0% | 1 | 0.24 | 0% | 0% | 1 | 0% | 0% | 0% | 1 | 0 | 2 | 13% | 0% | 13% | 1 | 14% | 0% | 0% | 1 | 26% | 0% | 0% | 1 | 68% | 0% | 0% | 2 | 82% | 0% | 0% | 3 | 1% | 0% | 0% | 1 | 2% | 0% | 0% | 1 |  | 0% | 0% | 1 | 0.21 | 0% | 0% | 1 | 0% | 0% | 0% | 1 | 0 | 2 | 20% | 16% | 36% | 3 | 32% | 0% | 0% | 1 | 41% | 0% | 0% | 1 | 64% | 0% | 0% | 2 | 86% | 0% | 0% | 3 | 11% | 0% | 0% | 1 | 2% | 0% | 0% | 1 |  | 0% | 0% | 1 | 0.22 | 0% | 0% | 1 | 0% | 0% | 0% | 1 | 0 | 2 | 37% | 42% | 79% | 5 | 45% | 0% | 0% | 1 | 57% | 0% | 0% | 2 | 75% | 0% | 0% | 3 | 93% | 0% | 0% | 4 | 19% | 0% | 0% | 1 | 4% | 0% | 0% | 1
398 | Eight Mile | 0 | 0 | 10 | 0% | 0% | 1 | 0.15 | 0% | 0% | 1 | 66% | 0% | 0% | 2 | 0 | 2 | 0% | 0% | 0% | 1 | 0% | 0% | 0% | 1 | 38% | 0% | 0% | 1 | 47% | 0% | 0% | 1 | 47% | 0% | 0% | 1 | 0% | 0% | 0% | 1 | 5% | 0% | 0% | 1 |  | 0% | 0% | 1 | 0.13 | 0% | 0% | 1 | 73% | 0% | 0% | 2 | 0 | 2 | 0% | 0% | 0% | 1 | 13% | 0% | 0% | 1 | 23% | 0% | 0% | 1 | 26% | 0% | 0% | 1 | 32% | 0% | 0% | 1 | 0% | 0% | 0% | 1 | 6% | 0% | 0% | 1 |  | 0% | 0% | 1 | 0.14 | 0% | 0% | 1 | 66% | 0% | 0% | 2 | 0 | 2 | 0% | 0% | 0% | 1 | 10% | 0% | 0% | 1 | 15% | 0% | 0% | 1 | 19% | 0% | 0% | 1 | 27% | 0% | 0% | 1 | 0% | 0% | 0% | 1 | 7% | 0% | 0% | 1 |  | 0% | 0% | 1 | 0.14 | 0% | 0% | 1 | 57% | 0% | 0% | 2 | 0 | 2 | 2% | 0% | 2% | 1 | 12% | 0% | 0% | 1 | 14% | 0% | 0% | 1 | 23% | 0% | 0% | 1 | 31% | 0% | 0% | 1 | 1% | 0% | 0% | 1 | 9% | 0% | 0% | 1
399 | Valley Center | 0 | 0 | 10 | 0% | 0% | 1 | 0.52 | 0% | 0% | 1 | 5% | 0% | 0% | 1 | 0 | 2 | 70% | 23% | 93% | 5 | 25% | 0% | 0% | 1 | 5% | 0% | 0% | 1 | 7% | 0% | 0% | 1 | 27% | 0% | 0% | 1 | 6% | 0% | 0% | 1 | 8% | 0% | 0% | 1 |  | 0% | 0% | 1 | 0.31 | 0% | 0% | 1 | 4% | 0% | 0% | 1 | 0 | 2 | 41% | 45% | 86% | 5 | 44% | 0% | 0% | 1 | 6% | 0% | 0% | 1 | 16% | 0% | 0% | 1 | 50% | 0% | 0% | 2 | 32% | 0% | 0% | 1 | 8% | 0% | 0% | 1 |  | 0% | 0% | 1 | 0.3 | 0% | 0% | 1 | 4% | 0% | 0% | 1 | 0 | 2 | 34% | 52% | 86% | 5 | 55% | 0% | 0% | 2 | 15% | 0% | 0% | 1 | 32% | 0% | 0% | 1 | 62% | 0% | 0% | 2 | 36% | 0% | 0% | 1 | 8% | 0% | 0% | 1 |  | 0% | 0% | 1 | 0.26 | 0% | 0% | 1 | 3% | 0% | 0% | 1 | 0 | 2 | 29% | 61% | 90% | 5 | 67% | 0% | 0% | 2 | 24% | 0% | 0% | 1 | 38% | 0% | 0% | 1 | 73% | 0% | 0% | 3 | 37% | 0% | 0% | 1 | 8% | 0% | 0% | 1
400 | Wilson | 0 | 0 | 10 | 0% | 0% | 1 | 0.16 | 0% | 0% | 1 | 58% | 0% | 0% | 2 | 0 | 2 | 11% | 0% | 11% | 1 | 11% | 0% | 0% | 1 | 21% | 0% | 0% | 1 | 23% | 0% | 0% | 1 | 33% | 0% | 0% | 1 | 1% | 0% | 0% | 1 | 8% | 0% | 0% | 1 |  | 0% | 0% | 1 | 0.1 | 0% | 0% | 1 | 27% | 0% | 0% | 1 | 0 | 2 | 25% | 0% | 25% | 2 | 55% | 0% | 0% | 2 | 50% | 0% | 0% | 2 | 53% | 0% | 0% | 2 | 79% | 0% | 0% | 3 | 17% | 0% | 0% | 1 | 21% | 0% | 0% | 1 |  | 0% | 0% | 1 | 0.08 | 0% | 0% | 1 | 28% | 0% | 0% | 1 | 0 | 2 | 29% | 0% | 29% | 2 | 50% | 0% | 0% | 2 | 44% | 0% | 0% | 1 | 51% | 0% | 0% | 2 | 70% | 0% | 0% | 3 | 22% | 0% | 0% | 1 | 18% | 0% | 0% | 1 |  | 0% | 0% | 1 | 0.08 | 0% | 0% | 1 | 30% | 0% | 0% | 1 | 0 | 2 | 32% | 0% | 32% | 2 | 52% | 0% | 0% | 2 | 33% | 0% | 0% | 1 | 38% | 0% | 0% | 1 | 66% | 0% | 0% | 2 | 22% | 0% | 0% | 1 | 14% | 0% | 0% | 1
401 | Donnells-Curtis | 0 | 0 | 0 | 0% | 0% | 1 | 0.05 | 0% | 0% | 1 | 0% | 0% | 0% | 1 | 0 | 2 | 17% | 81% | 98% | 5 | 0% | 0% | 0% | 1 | 12% | 0% | 0% | 1 | 12% | 0% | 0% | 1 | 12% | 0% | 0% | 1 | 53% | 0% | 0% | 2 | 1% | 0% | 0% | 1 |  | 0% | 0% | 1 | 0.04 | 0% | 0% | 1 | 0% | 0% | 0% | 1 | 0 | 2 | 19% | 70% | 89% | 5 | 2% | 0% | 0% | 1 | 5% | 0% | 0% | 1 | 16% | 0% | 0% | 1 | 19% | 0% | 0% | 1 | 41% | 0% | 0% | 1 | 2% | 0% | 0% | 1 |  | 0% | 0% | 1 | 0.06 | 0% | 0% | 1 | 0% | 0% | 0% | 1 | 0 | 2 | 21% | 59% | 80% | 5 | 9% | 0% | 0% | 1 | 7% | 0% | 0% | 1 | 18% | 0% | 0% | 1 | 26% | 0% | 0% | 1 | 40% | 0% | 0% | 1 | 2% | 0% | 0% | 1 |  | 0% | 0% | 1 | 0.1 | 0% | 0% | 1 | 0% | 0% | 0% | 1 | 0 | 2 | 23% | 57% | 80% | 5 | 12% | 0% | 0% | 1 | 10% | 0% | 0% | 1 | 19% | 0% | 0% | 1 | 29% | 0% | 0% | 1 | 37% | 0% | 0% | 1 | 2% | 0% | 0% | 1
402 | Lee Lake (Proposed) | 0 | 0 | 0 | 0% | 0% | 1 | 0.32 | 0% | 0% | 1 | 0% | 0% | 0% | 1 | 0 | 2 | 64% | 2% | 66% | 3 | 49% | 0% | 0% | 1 | 28% | 0% | 0% | 1 | 52% | 0% | 0% | 2 | 77% | 0% | 0% | 3 | 38% | 0% | 0% | 1 | 10% | 0% | 0% | 1 |  | 0% | 0% | 1 | 0.3 | 0% | 0% | 1 | 0% | 0% | 0% | 1 | 0 | 2 | 57% | 29% | 86% | 5 | 38% | 0% | 0% | 1 | 24% | 0% | 0% | 1 | 47% | 0% | 0% | 1 | 74% | 0% | 0% | 3 | 33% | 0% | 0% | 1 | 11% | 0% | 0% | 1 |  | 0% | 0% | 1 | 0.27 | 0% | 0% | 1 | 0% | 0% | 0% | 1 | 0 | 2 | 44% | 44% | 88% | 5 | 33% | 0% | 0% | 1 | 31% | 0% | 0% | 1 | 49% | 0% | 0% | 1 | 76% | 0% | 0% | 3 | 38% | 0% | 0% | 1 | 9% | 0% | 0% | 1 |  | 0% | 0% | 1 | 0.27 | 0% | 0% | 1 | 2% | 0% | 0% | 1 | 0 | 2 | 40% | 45% | 85% | 5 | 29% | 0% | 0% | 1 | 42% | 0% | 0% | 1 | 55% | 0% | 0% | 2 | 73% | 0% | 0% | 3 | 32% | 0% | 0% | 1 | 7% | 0% | 0% | 1
403 | Orosi | 0 | 0 | 10 | 0% | 0% | 1 | 0.18 | 0% | 0% | 1 | 28% | 0% | 0% | 1 | 0 | 2 | 3% | 0% | 3% | 1 | 45% | 0% | 0% | 1 | 31% | 0% | 0% | 1 | 56% | 0% | 0% | 2 | 72% | 0% | 0% | 3 | 20% | 0% | 0% | 1 | 1% | 0% | 0% | 1 |  | 0% | 0% | 1 | 0.15 | 0% | 0% | 1 | 26% | 0% | 0% | 1 | 0 | 2 | 17% | 0% | 17% | 1 | 42% | 0% | 0% | 1 | 26% | 0% | 0% | 1 | 37% | 0% | 0% | 1 | 65% | 0% | 0% | 2 | 26% | 0% | 0% | 1 | 3% | 0% | 0% | 1 |  | 0% | 0% | 1 | 0.17 | 0% | 0% | 1 | 28% | 0% | 0% | 1 | 0 | 2 | 27% | 1% | 28% | 2 | 35% | 0% | 0% | 1 | 21% | 0% | 0% | 1 | 31% | 0% | 0% | 1 | 53% | 0% | 0% | 2 | 27% | 0% | 0% | 1 | 4% | 0% | 0% | 1 |  | 0% | 0% | 1 | 0.17 | 0% | 0% | 1 | 31% | 0% | 0% | 1 | 0 | 2 | 25% | 3% | 28% | 2 | 31% | 0% | 0% | 1 | 19% | 0% | 0% | 1 | 27% | 0% | 0% | 1 | 48% | 0% | 0% | 1 | 26% | 0% | 0% | 1 | 4% | 0% | 0% | 1
404 | Ukiah | 0 | 0 | 10 | 0% | 0% | 1 | 0.15 | 0% | 0% | 1 | 17% | 0% | 0% | 1 | 0 | 2 | 53% | 21% | 74% | 4 | 0% | 0% | 0% | 1 | 70% | 0% | 0% | 3 | 78% | 0% | 0% | 3 | 78% | 0% | 0% | 3 | 41% | 0% | 0% | 1 | 3% | 0% | 0% | 1 |  | 0% | 0% | 1 | 0.11 | 0% | 0% | 1 | 6% | 0% | 0% | 1 | 0 | 2 | 65% | 14% | 79% | 5 | 17% | 0% | 0% | 1 | 40% | 0% | 0% | 1 | 51% | 0% | 0% | 2 | 62% | 0% | 0% | 2 | 51% | 0% | 0% | 2 | 2% | 0% | 0% | 1 |  | 0% | 0% | 1 | 0.1 | 0% | 0% | 1 | 7% | 0% | 0% | 1 | 0 | 2 | 50% | 17% | 67% | 3 | 32% | 0% | 0% | 1 | 28% | 0% | 0% | 1 | 39% | 0% | 0% | 1 | 62% | 0% | 0% | 2 | 45% | 0% | 0% | 1 | 2% | 0% | 0% | 1 |  | 0% | 0% | 1 | 0.1 | 0% | 0% | 1 | 5% | 0% | 0% | 1 | 0 | 2 | 39% | 15% | 54% | 3 | 37% | 0% | 0% | 1 | 24% | 0% | 0% | 1 | 44% | 0% | 0% | 1 | 66% | 0% | 0% | 2 | 41% | 0% | 0% | 1 | 2% | 0% | 0% | 1
405 | New Sub - Gates - Midway (Proposed) | 1610 | 16100 | 10 | 82.07% | 0% | 4 | 0.07 | 136.8% | 12.69% | 3 | 23% | 75.65% | 0% | 3 | 0 | 2 | 36% | 0% | 36% | 2 | 30% | 46.63% | 0% | 2 | 9% | 35.88% | 0% | 2 | 12% | 37.27% | 0% | 2 | 36% | 51.09% | 0% | 3 | 2% | 33.38% | 0% | 2 | 7% | 34.98% | 0% | 2 |  | 38.53% | 0% | 2 | 0.07 | 34.96% | 0% | 2 | 24% | 28.95% | 0% | 2 | 0 | 2 | 33% | 0% | 33% | 2 | 56% | 20.85% | 0% | 2 | 6% | 9.891% | 0% | 1 | 17% | 11.11% | 0% | 1 | 60% | 23.21% | 0% | 2 | 5% | 9.729% | 0% | 1 | 9% | 10.17% | 0% | 1 |  | 17.31% | 0% | 1 | 0.07 | 14.22% | 0% | 1 | 21% | 28.95% | 0% | 2 | 0 | 2 | 29% | 0% | 29% | 2 | 60% | 11.2% | 0% | 2 | 6% | 4.748% | 0% | 1 | 13% | 5.115% | 0% | 1 | 64% | 12.2% | 0% | 2 | 6% | 4.756% | 0% | 1 | 5% | 4.687% | 0% | 1 |  | 8.747% | 0% | 1 | 0.07 | 7.547% | 0% | 1 | 19% | 28.95% | 0% | 2 | 0 | 2 | 21% | 0% | 21% | 2 | 55% | 5.522% | 0% | 2 | 5% | 2.613% | 0% | 1 | 17% | 2.998% | 0% | 1 | 63% | 6.772% | 0% | 2 | 9% | 2.727% | 0% | 1 | 4% | 2.593% | 0% | 1
406 | Humboldt | 457.5 | 4575 | 10 | 98.96% | 0% | 4 | 0.35 | 129.8% | 19.86% | 3 | 0% | 0% | 0% | 1 | 0 | 2 | 0% | 0% | 0% | 1 | 1% | 29.36% | 0% | 2 | 57% | 67.9% | 0% | 3 | 64% | 80.56% | 0% | 4 | 65% | 82.48% | 0% | 4 | 7% | 31.27% | 0% | 2 | 7% | 31.34% | 0% | 2 |  | 22.12% | 0% | 2 | 0.12 | 18.61% | 0% | 1 | 0% | 0% | 0% | 1 | 0 | 2 | 0% | 0% | 0% | 1 | 5% | 7.232% | 0% | 1 | 42% | 11.88% | 0% | 1 | 52% | 14.24% | 0% | 2 | 54% | 14.86% | 0% | 2 | 25% | 9.093% | 0% | 1 | 11% | 7.72% | 0% | 1 |  | 10.74% | 0% | 1 | 0.09 | 10.35% | 0% | 1 | 0% | 0% | 0% | 1 | 0 | 2 | 0% | 0% | 0% | 1 | 5% | 3.295% | 0% | 1 | 39% | 5.12% | 0% | 1 | 44% | 5.588% | 0% | 1 | 46% | 5.783% | 0% | 1 | 27% | 4.305% | 0% | 1 | 14% | 3.645% | 0% | 1 |  | 5.16% | 0% | 1 | 0.08 | 5.795% | 0% | 1 | 0% | 0% | 0% | 1 | 0 | 2 | 0% | 0% | 0% | 1 | 4% | 1.941% | 0% | 1 | 32% | 2.726% | 0% | 1 | 36% | 2.902% | 0% | 1 | 38% | 3.009% | 0% | 1 | 28% | 2.578% | 0% | 1 | 14% | 2.159% | 0% | 1
407 | Chowchilla | 0 | 0 | 10 | 0% | 0% | 1 | 0.1 | 0% | 0% | 1 | 29% | 0% | 0% | 1 | 0 | 2 | 32% | 0% | 32% | 2 | 23% | 0% | 0% | 1 | 27% | 0% | 0% | 1 | 27% | 0% | 0% | 1 | 37% | 0% | 0% | 1 | 0% | 0% | 0% | 1 | 6% | 0% | 0% | 1 |  | 0% | 0% | 1 | 0.1 | 0% | 0% | 1 | 29% | 0% | 0% | 1 | 0 | 2 | 32% | 0% | 32% | 2 | 38% | 0% | 0% | 1 | 30% | 0% | 0% | 1 | 35% | 0% | 0% | 1 | 53% | 0% | 0% | 2 | 7% | 0% | 0% | 1 | 13% | 0% | 0% | 1 |  | 0% | 0% | 1 | 0.09 | 0% | 0% | 1 | 26% | 0% | 0% | 1 | 0 | 2 | 36% | 0% | 36% | 2 | 48% | 0% | 0% | 1 | 30% | 0% | 0% | 1 | 34% | 0% | 0% | 1 | 62% | 0% | 0% | 2 | 16% | 0% | 0% | 1 | 14% | 0% | 0% | 1 |  | 0% | 0% | 1 | 0.08 | 0% | 0% | 1 | 25% | 0% | 0% | 1 | 0 | 2 | 39% | 0% | 39% | 2 | 54% | 0% | 0% | 2 | 30% | 0% | 0% | 1 | 35% | 0% | 0% | 1 | 68% | 0% | 0% | 2 | 20% | 0% | 0% | 1 | 16% | 0% | 0% | 1
408 | Mesa (SCE) | 0 | 0 | 10 | 0% | 0% | 1 | 0 | 0% | 0% | 1 | 0% | 0% | 0% | 1 | 0 | 2 | 0% | 0% | 0% | 1 | 0% | 0% | 0% | 1 | 0% | 0% | 0% | 1 | 0% | 0% | 0% | 1 | 0% | 0% | 0% | 1 | 0% | 0% | 0% | 1 | 0% | 0% | 0% | 1 |  | 0% | 0% | 1 | 0 | 0% | 0% | 1 | 0% | 0% | 0% | 1 | 0 | 2 | 0% | 0% | 0% | 1 | 0% | 0% | 0% | 1 | 0% | 0% | 0% | 1 | 0% | 0% | 0% | 1 | 0% | 0% | 0% | 1 | 0% | 0% | 0% | 1 | 0% | 0% | 0% | 1 |  | 0% | 0% | 1 | 0.1 | 0% | 0% | 1 | 0% | 0% | 0% | 1 | 0 | 2 | 28% | 5% | 33% | 2 | 0% | 0% | 0% | 1 | 7% | 0% | 0% | 1 | 13% | 0% | 0% | 1 | 14% | 0% | 0% | 1 | 14% | 0% | 0% | 1 | 10% | 0% | 0% | 1 |  | 0% | 0% | 1 | 0.52 | 0% | 0% | 1 | 0% | 0% | 0% | 1 | 0 | 2 | 68% | 2% | 70% | 3 | 44% | 0% | 0% | 1 | 2% | 0% | 0% | 1 | 6% | 0% | 0% | 1 | 51% | 0% | 0% | 2 | 42% | 0% | 0% | 1 | 15% | 0% | 0% | 1
409 | Colorado River | 1800 | 18000 | 20 | 62069% | 57.93% | 5 | 0.04 | 106.5% | 7.901% | 3 | 0% | 32727% | 89725% | 5 | 0 | 2 | 0% | 0% | 0% | 1 | 79% | 273.7% | 46.68% | 5 | 88% | 488.9% | 52.31% | 5 | 86% | 408.3% | 51.02% | 5 | 97% | 2043% | 56.74% | 5 | 75% | 227.8% | 43.63% | 5 | 0% | 58.05% | 0% | 3 |  | 153% | 7.808% | 4 | 0.07 | 57.91% | 0% | 2 | 19% | 210.3% | 89725% | 5 | 0 | 2 | 0% | 0% | 0% | 1 | 42% | 33.89% | 0% | 2 | 48% | 37.89% | 0% | 2 | 42% | 33.82% | 0% | 2 | 61% | 50.14% | 0% | 3 | 52% | 41.19% | 0% | 2 | 1% | 19.78% | 0% | 1 |  | 81.02% | 0% | 4 | 0.09 | 34.29% | 0% | 2 | 30% | 210.3% | 89725% | 5 | 0 | 2 | 0% | 0% | 0% | 1 | 38% | 15.54% | 0% | 1 | 40% | 16.14% | 0% | 1 | 32% | 14.16% | 0% | 1 | 57% | 22.42% | 0% | 2 | 42% | 16.62% | 0% | 1 | 1% | 9.751% | 0% | 1 |  | 60.92% | 0% | 3 | 0.08 | 21.48% | 0% | 2 | 26% | 210.3% | 89725% | 5 | 0 | 2 | 0% | 0% | 0% | 1 | 38% | 11.47% | 0% | 1 | 38% | 11.44% | 0% | 1 | 29% | 10.12% | 0% | 1 | 52% | 15.03% | 0% | 2 | 44% | 12.85% | 0% | 1 | 2% | 7.296% | 0% | 1
410 | Placerville | 0 | 0 | 0 | 0% | 0% | 1 | 0.36 | 0% | 0% | 1 | 3% | 0% | 0% | 1 | 0 | 2 | 94% | 3% | 97% | 5 | 79% | 0% | 0% | 3 | 26% | 0% | 0% | 1 | 59% | 0% | 0% | 2 | 95% | 0% | 0% | 5 | 8% | 0% | 0% | 1 | 4% | 0% | 0% | 1 |  | 0% | 0% | 1 | 0.35 | 0% | 0% | 1 | 1% | 0% | 0% | 1 | 0 | 2 | 72% | 24% | 96% | 5 | 86% | 0% | 0% | 3 | 26% | 0% | 0% | 1 | 35% | 0% | 0% | 1 | 93% | 0% | 0% | 4 | 15% | 0% | 0% | 1 | 3% | 0% | 0% | 1 |  | 0% | 0% | 1 | 0.28 | 0% | 0% | 1 | 2% | 0% | 0% | 1 | 0 | 2 | 63% | 29% | 92% | 5 | 82% | 0% | 0% | 3 | 27% | 0% | 0% | 1 | 31% | 0% | 0% | 1 | 90% | 0% | 0% | 4 | 25% | 0% | 0% | 1 | 3% | 0% | 0% | 1 |  | 0% | 0% | 1 | 0.26 | 0% | 0% | 1 | 1% | 0% | 0% | 1 | 0 | 2 | 58% | 32% | 90% | 5 | 74% | 0% | 0% | 3 | 20% | 0% | 0% | 1 | 23% | 0% | 0% | 1 | 84% | 0% | 0% | 3 | 35% | 0% | 0% | 1 | 4% | 0% | 0% | 1
411 | Inyokern | 31.8 | 318 | 10 | 7.702% | 0% | 1 | 0.31 | 172.8% | 1.704% | 3 | 0% | 0% | 0% | 1 | 0 | 2 | 0% | 0% | 0% | 1 | 72% | 5.61% | 0% | 3 | 42% | 2.686% | 0% | 1 | 7% | 1.688% | 0% | 1 | 78% | 7.161% | 0% | 3 | 30% | 2.244% | 0% | 1 | 0% | 1.569% | 0% | 1 |  | 3.324% | 0% | 1 | 0.3 | 96.36% | 0% | 3 | 0% | 0% | 0% | 1 | 0 | 2 | 0% | 0% | 0% | 1 | 61% | 2.529% | 0% | 2 | 34% | 1.504% | 0% | 1 | 5% | 1.051% | 0% | 1 | 65% | 2.879% | 0% | 2 | 31% | 1.437% | 0% | 1 | 0% | 0.9976% | 0% | 1 |  | 3.277% | 0% | 1 | 0.27 | 74.82% | 0% | 2 | 0% | 0% | 0% | 1 | 0 | 2 | 1% | 0% | 1% | 1 | 61% | 2.421% | 0% | 2 | 33% | 1.398% | 0% | 1 | 6% | 0.9983% | 0% | 1 | 67% | 2.836% | 0% | 2 | 30% | 1.336% | 0% | 1 | 0% | 0.9393% | 0% | 1 |  | 3.1% | 0% | 1 | 0.25 | 21.34% | 0% | 2 | 0% | 0% | 0% | 1 | 0 | 2 | 6% | 0% | 6% | 1 | 59% | 1.933% | 0% | 2 | 34% | 1.205% | 0% | 1 | 9% | 0.8782% | 0% | 1 | 67% | 2.432% | 0% | 2 | 33% | 1.195% | 0% | 1 | 0% | 0.801% | 0% | 1
412 | Mandalay | 0 | 0 | 10 | 0% | 0% | 1 | 0.16 | 0% | 0% | 1 | 60% | 0% | 0% | 2 | 0 | 2 | 0% | 0% | 0% | 1 | 0% | 0% | 0% | 1 | 0% | 0% | 0% | 1 | 95% | 0% | 0% | 5 | 95% | 0% | 0% | 5 | 0% | 0% | 0% | 1 | 2% | 0% | 0% | 1 |  | 0% | 0% | 1 | 0.16 | 0% | 0% | 1 | 40% | 0% | 0% | 1 | 0 | 2 | 0% | 0% | 0% | 1 | 1% | 0% | 0% | 1 | 8% | 0% | 0% | 1 | 15% | 0% | 0% | 1 | 15% | 0% | 0% | 1 | 16% | 0% | 0% | 1 | 7% | 0% | 0% | 1 |  | 0% | 0% | 1 | 0.13 | 0% | 0% | 1 | 28% | 0% | 0% | 1 | 0 | 2 | 0% | 0% | 0% | 1 | 19% | 0% | 0% | 1 | 8% | 0% | 0% | 1 | 14% | 0% | 0% | 1 | 30% | 0% | 0% | 1 | 30% | 0% | 0% | 1 | 7% | 0% | 0% | 1 |  | 0% | 0% | 1 | 0.13 | 0% | 0% | 1 | 24% | 0% | 0% | 1 | 0 | 2 | 0% | 0% | 0% | 1 | 28% | 0% | 0% | 1 | 6% | 0% | 0% | 1 | 13% | 0% | 0% | 1 | 38% | 0% | 0% | 1 | 27% | 0% | 0% | 1 | 7% | 0% | 0% | 1
413 | Creelman | 0 | 0 | 10 | 0% | 0% | 1 | 0.29 | 0% | 0% | 1 | 0% | 0% | 0% | 1 | 0 | 2 | 13% | 86% | 99% | 5 | 60% | 0% | 0% | 2 | 26% | 0% | 0% | 1 | 38% | 0% | 0% | 1 | 66% | 0% | 0% | 2 | 22% | 0% | 0% | 1 | 2% | 0% | 0% | 1 |  | 0% | 0% | 1 | 0.16 | 0% | 0% | 1 | 1% | 0% | 0% | 1 | 0 | 2 | 16% | 83% | 99% | 5 | 58% | 0% | 0% | 2 | 30% | 0% | 0% | 1 | 37% | 0% | 0% | 1 | 71% | 0% | 0% | 3 | 48% | 0% | 0% | 1 | 4% | 0% | 0% | 1 |  | 0% | 0% | 1 | 0.14 | 0% | 0% | 1 | 1% | 0% | 0% | 1 | 0 | 2 | 10% | 89% | 99% | 5 | 57% | 0% | 0% | 2 | 22% | 0% | 0% | 1 | 38% | 0% | 0% | 1 | 70% | 0% | 0% | 3 | 53% | 0% | 0% | 2 | 6% | 0% | 0% | 1 |  | 0% | 0% | 1 | 0.19 | 0% | 0% | 1 | 1% | 0% | 0% | 1 | 0 | 2 | 14% | 83% | 97% | 5 | 58% | 0% | 0% | 2 | 22% | 0% | 0% | 1 | 37% | 0% | 0% | 1 | 72% | 0% | 0% | 3 | 48% | 0% | 0% | 1 | 9% | 0% | 0% | 1
414 | Harborgen | 0 | 0 | 10 | 0% | 0% | 1 | 0.11 | 0% | 0% | 1 | 0% | 0% | 0% | 1 | 0 | 2 | 0% | 0% | 0% | 1 | 0% | 0% | 0% | 1 | 0% | 0% | 0% | 1 | 54% | 0% | 0% | 2 | 54% | 0% | 0% | 2 | 0% | 0% | 0% | 1 | 0% | 0% | 0% | 1 |  | 0% | 0% | 1 | 0.27 | 0% | 0% | 1 | 0% | 0% | 0% | 1 | 0 | 2 | 0% | 0% | 0% | 1 | 0% | 0% | 0% | 1 | 7% | 0% | 0% | 1 | 60% | 0% | 0% | 2 | 60% | 0% | 0% | 2 | 0% | 0% | 0% | 1 | 0% | 0% | 0% | 1 |  | 0% | 0% | 1 | 0.38 | 0% | 0% | 1 | 0% | 0% | 0% | 1 | 0 | 2 | 0% | 0% | 0% | 1 | 0% | 0% | 0% | 1 | 9% | 0% | 0% | 1 | 67% | 0% | 0% | 2 | 67% | 0% | 0% | 2 | 0% | 0% | 0% | 1 | 0% | 0% | 0% | 1 |  | 0% | 0% | 1 | 0.49 | 0% | 0% | 1 | 0% | 0% | 0% | 1 | 0 | 2 | 0% | 0% | 0% | 1 | 0% | 0% | 0% | 1 | 16% | 0% | 0% | 1 | 76% | 0% | 0% | 3 | 76% | 0% | 0% | 3 | 0% | 0% | 0% | 1 | 4% | 0% | 0% | 1
415 | Capistrano | 0 | 0 | 10 | 0% | 0% | 1 | 0.72 | 0% | 0% | 1 | 0% | 0% | 0% | 1 | 0 | 2 | 75% | 0% | 75% | 5 | 34% | 0% | 0% | 1 | 63% | 0% | 0% | 2 | 76% | 0% | 0% | 3 | 76% | 0% | 0% | 3 | 21% | 0% | 0% | 1 | 8% | 0% | 0% | 1 |  | 0% | 0% | 1 | 0.48 | 0% | 0% | 1 | 0% | 0% | 0% | 1 | 0 | 2 | 35% | 56% | 91% | 5 | 19% | 0% | 0% | 1 | 66% | 0% | 0% | 2 | 72% | 0% | 0% | 3 | 74% | 0% | 0% | 3 | 57% | 0% | 0% | 2 | 6% | 0% | 0% | 1 |  | 0% | 0% | 1 | 0.44 | 0% | 0% | 1 | 0% | 0% | 0% | 1 | 0 | 2 | 27% | 62% | 89% | 5 | 29% | 0% | 0% | 1 | 58% | 0% | 0% | 2 | 66% | 0% | 0% | 2 | 80% | 0% | 0% | 3 | 55% | 0% | 0% | 2 | 7% | 0% | 0% | 1 |  | 0% | 0% | 1 | 0.43 | 0% | 0% | 1 | 0% | 0% | 0% | 1 | 0 | 2 | 15% | 71% | 86% | 5 | 49% | 0% | 0% | 1 | 50% | 0% | 0% | 2 | 59% | 0% | 0% | 2 | 89% | 0% | 0% | 3 | 48% | 0% | 0% | 1 | 8% | 0% | 0% | 1
416 | Red Bluff | 675 | 6750 | 20 | 227.6% | 29.24% | 5 | 0.05 | 109.2% | 5.888% | 3 | 0% | 615.5% | 0% | 4 | 0 | 2 | 0% | 0% | 0% | 1 | 22% | 54.32% | 0% | 3 | 1% | 42.67% | 0% | 2 | 0% | 42.43% | 0% | 2 | 22% | 54.71% | 0% | 3 | 49% | 83.83% | 0% | 4 | 5% | 44.51% | 0% | 2 |  | 95.8% | 0% | 4 | 0.05 | 39.59% | 0% | 2 | 0% | 68.81% | 0% | 3 | 0 | 2 | 0% | 0% | 0% | 1 | 32% | 27.85% | 0% | 2 | 0% | 19.09% | 0% | 1 | 0% | 19.04% | 0% | 1 | 32% | 27.96% | 0% | 2 | 58% | 45.3% | 0% | 2 | 2% | 19.52% | 0% | 1 |  | 95.79% | 0% | 4 | 0.04 | 32.63% | 0% | 2 | 0% | 68.81% | 0% | 3 | 0 | 2 | 0% | 0% | 0% | 1 | 44% | 27.06% | 0% | 2 | 13% | 17.32% | 0% | 1 | 12% | 17.26% | 0% | 1 | 44% | 27.21% | 0% | 2 | 60% | 37.53% | 0% | 2 | 2% | 15.41% | 0% | 1 |  | 86.31% | 0% | 4 | 0.04 | 21.74% | 0% | 2 | 0% | 68.81% | 0% | 3 | 0 | 2 | 0% | 0% | 0% | 1 | 38% | 17.58% | 0% | 1 | 27% | 14.88% | 0% | 1 | 16% | 13.03% | 0% | 1 | 51% | 22.04% | 0% | 2 | 62% | 28.35% | 0% | 2 | 1% | 11.05% | 0% | 1
417 | Scripps | 0 | 0 | 10 | 0% | 0% | 1 | 0.15 | 0% | 0% | 1 | 0% | 0% | 0% | 1 | 0 | 2 | 91% | 0% | 91% | 5 | 100% | 0% | 0% | 5 | 0% | 0% | 0% | 1 | 0% | 0% | 0% | 1 | 100% | 0% | 0% | 5 | 0% | 0% | 0% | 1 | 0% | 0% | 0% | 1 |  | 0% | 0% | 1 | 0.24 | 0% | 0% | 1 | 0% | 0% | 0% | 1 | 0 | 2 | 24% | 64% | 88% | 5 | 71% | 0% | 0% | 3 | 48% | 0% | 0% | 1 | 51% | 0% | 0% | 2 | 95% | 0% | 0% | 5 | 17% | 0% | 0% | 1 | 3% | 0% | 0% | 1 |  | 0% | 0% | 1 | 0.24 | 0% | 0% | 1 | 1% | 0% | 0% | 1 | 0 | 2 | 36% | 47% | 83% | 5 | 64% | 0% | 0% | 2 | 55% | 0% | 0% | 2 | 62% | 0% | 0% | 2 | 90% | 0% | 0% | 4 | 13% | 0% | 0% | 1 | 4% | 0% | 0% | 1 |  | 0% | 0% | 1 | 0.22 | 0% | 0% | 1 | 1% | 0% | 0% | 1 | 0 | 2 | 27% | 59% | 86% | 5 | 53% | 0% | 0% | 2 | 40% | 0% | 0% | 1 | 55% | 0% | 0% | 2 | 78% | 0% | 0% | 3 | 31% | 0% | 0% | 1 | 5% | 0% | 0% | 1
418 | Johanna | 0 | 0 | 10 | 0% | 0% | 1 | 0.71 | 0% | 0% | 1 | 0% | 0% | 0% | 1 | 0 | 2 | 0% | 0% | 0% | 1 | 0% | 0% | 0% | 1 | 100% | 0% | 0% | 5 | 100% | 0% | 0% | 5 | 100% | 0% | 0% | 5 | 0% | 0% | 0% | 1 | 37% | 0% | 0% | 1 |  | 0% | 0% | 1 | 0.52 | 0% | 0% | 1 | 1% | 0% | 0% | 1 | 0 | 2 | 7% | 0% | 7% | 1 | 6% | 0% | 0% | 1 | 17% | 0% | 0% | 1 | 76% | 0% | 0% | 3 | 83% | 0% | 0% | 3 | 2% | 0% | 0% | 1 | 8% | 0% | 0% | 1 |  | 0% | 0% | 1 | 0.49 | 0% | 0% | 1 | 0% | 0% | 0% | 1 | 0 | 2 | 12% | 39% | 51% | 5 | 21% | 0% | 0% | 1 | 34% | 0% | 0% | 1 | 72% | 0% | 0% | 3 | 88% | 0% | 0% | 3 | 35% | 0% | 0% | 1 | 9% | 0% | 0% | 1 |  | 0% | 0% | 1 | 0.49 | 0% | 0% | 1 | 0% | 0% | 0% | 1 | 0 | 2 | 40% | 32% | 72% | 5 | 34% | 0% | 0% | 1 | 25% | 0% | 0% | 1 | 54% | 0% | 0% | 2 | 79% | 0% | 0% | 3 | 40% | 0% | 0% | 1 | 11% | 0% | 0% | 1
419 | Cottle | 0 | 0 | 10 | 0% | 0% | 1 | 0.16 | 0% | 0% | 1 | 20% | 0% | 0% | 1 | 0 | 2 | 35% | 0% | 35% | 2 | 18% | 0% | 0% | 1 | 15% | 0% | 0% | 1 | 33% | 0% | 0% | 1 | 45% | 0% | 0% | 1 | 2% | 0% | 0% | 1 | 4% | 0% | 0% | 1 |  | 0% | 0% | 1 | 0.13 | 0% | 0% | 1 | 19% | 0% | 0% | 1 | 0 | 2 | 39% | 0% | 39% | 2 | 62% | 0% | 0% | 2 | 9% | 0% | 0% | 1 | 29% | 0% | 0% | 1 | 74% | 0% | 0% | 3 | 15% | 0% | 0% | 1 | 6% | 0% | 0% | 1 |  | 0% | 0% | 1 | 0.12 | 0% | 0% | 1 | 24% | 0% | 0% | 1 | 0 | 2 | 42% | 0% | 42% | 2 | 65% | 0% | 0% | 2 | 16% | 0% | 0% | 1 | 30% | 0% | 0% | 1 | 74% | 0% | 0% | 3 | 25% | 0% | 0% | 1 | 8% | 0% | 0% | 1 |  | 0% | 0% | 1 | 0.12 | 0% | 0% | 1 | 29% | 0% | 0% | 1 | 0 | 2 | 38% | 0% | 38% | 2 | 53% | 0% | 0% | 2 | 18% | 0% | 0% | 1 | 30% | 0% | 0% | 1 | 64% | 0% | 0% | 2 | 27% | 0% | 0% | 1 | 7% | 0% | 0% | 1
420 | Kingsburg | 0 | 0 | 10 | 0% | 0% | 1 | 0.18 | 0% | 0% | 1 | 69% | 0% | 0% | 2 | 0 | 2 | 0% | 0% | 0% | 1 | 0% | 0% | 0% | 1 | 0% | 0% | 0% | 1 | 0% | 0% | 0% | 1 | 0% | 0% | 0% | 1 | 0% | 0% | 0% | 1 | 3% | 0% | 0% | 1 |  | 0% | 0% | 1 | 0.18 | 0% | 0% | 1 | 60% | 0% | 0% | 2 | 0 | 2 | 0% | 0% | 0% | 1 | 0% | 0% | 0% | 1 | 6% | 0% | 0% | 1 | 9% | 0% | 0% | 1 | 9% | 0% | 0% | 1 | 0% | 0% | 0% | 1 | 2% | 0% | 0% | 1 |  | 0% | 0% | 1 | 0.18 | 0% | 0% | 1 | 61% | 0% | 0% | 2 | 0 | 2 | 0% | 0% | 0% | 1 | 0% | 0% | 0% | 1 | 7% | 0% | 0% | 1 | 9% | 0% | 0% | 1 | 9% | 0% | 0% | 1 | 0% | 0% | 0% | 1 | 2% | 0% | 0% | 1 |  | 0% | 0% | 1 | 0.17 | 0% | 0% | 1 | 57% | 0% | 0% | 2 | 0 | 2 | 1% | 0% | 1% | 1 | 4% | 0% | 0% | 1 | 10% | 0% | 0% | 1 | 15% | 0% | 0% | 1 | 16% | 0% | 0% | 1 | 1% | 0% | 0% | 1 | 2% | 0% | 0% | 1
421 | Panoche | 370 | 3700 | 10 | 93.96% | 0% | 4 | 0.07 | 143.4% | 2.57% | 3 | 76% | 48.82% | 0% | 3 | 0 | 2 | 3% | 0% | 3% | 1 | 12% | 9.047% | 0% | 1 | 10% | 8.866% | 0% | 1 | 25% | 10.56% | 0% | 1 | 31% | 11.52% | 0% | 1 | 2% | 8.117% | 0% | 1 | 1% | 8.008% | 0% | 1 |  | 10.91% | 0% | 1 | 0.07 | 21.48% | 0% | 2 | 60% | 9.374% | 0% | 2 | 0 | 2 | 10% | 0% | 10% | 1 | 17% | 2.928% | 0% | 1 | 9% | 2.661% | 0% | 1 | 23% | 3.165% | 0% | 1 | 30% | 3.484% | 0% | 1 | 6% | 2.579% | 0% | 1 | 0% | 2.437% | 0% | 1 |  | 3.812% | 0% | 1 | 0.07 | 8.499% | 0% | 1 | 42% | 9.374% | 0% | 1 | 0 | 2 | 13% | 0% | 13% | 1 | 27% | 1.677% | 0% | 1 | 9% | 1.341% | 0% | 1 | 22% | 1.569% | 0% | 1 | 37% | 1.957% | 0% | 1 | 12% | 1.39% | 0% | 1 | 1% | 1.238% | 0% | 1 |  | 2.289% | 0% | 1 | 0.06 | 3.446% | 0% | 1 | 35% | 9.374% | 0% | 1 | 0 | 2 | 20% | 3% | 23% | 2 | 37% | 1.087% | 0% | 1 | 8% | 0.7437% | 0% | 1 | 19% | 0.8436% | 0% | 1 | 44% | 1.226% | 0% | 1 | 18% | 0.8275% | 0% | 1 | 3% | 0.6994% | 0% | 1
422 | Fulton | 0 | 0 | 10 | 0% | 0% | 1 | 0.3 | 0% | 0% | 1 | 26% | 0% | 0% | 1 | 0 | 2 | 11% | 0% | 11% | 1 | 38% | 0% | 0% | 1 | 56% | 0% | 0% | 2 | 97% | 0% | 0% | 5 | 97% | 0% | 0% | 5 | 7% | 0% | 0% | 1 | 5% | 0% | 0% | 1 |  | 0% | 0% | 1 | 0.22 | 0% | 0% | 1 | 14% | 0% | 0% | 1 | 0 | 2 | 6% | 0% | 6% | 1 | 40% | 0% | 0% | 1 | 57% | 0% | 0% | 2 | 85% | 0% | 0% | 3 | 90% | 0% | 0% | 4 | 22% | 0% | 0% | 1 | 5% | 0% | 0% | 1 |  | 0% | 0% | 1 | 0.2 | 0% | 0% | 1 | 11% | 0% | 0% | 1 | 0 | 2 | 17% | 0% | 17% | 1 | 46% | 0% | 0% | 1 | 50% | 0% | 0% | 2 | 72% | 0% | 0% | 3 | 86% | 0% | 0% | 3 | 26% | 0% | 0% | 1 | 4% | 0% | 0% | 1 |  | 0% | 0% | 1 | 0.15 | 0% | 0% | 1 | 9% | 0% | 0% | 1 | 0 | 2 | 28% | 0% | 28% | 2 | 55% | 0% | 0% | 2 | 43% | 0% | 0% | 1 | 71% | 0% | 0% | 3 | 88% | 0% | 0% | 3 | 33% | 0% | 0% | 1 | 5% | 0% | 0% | 1
423 | Ripon | 0 | 0 | 10 | 0% | 0% | 1 | 0.25 | 0% | 0% | 1 | 80% | 0% | 0% | 3 | 0 | 2 | 0% | 0% | 0% | 1 | 33% | 0% | 0% | 1 | 17% | 0% | 0% | 1 | 17% | 0% | 0% | 1 | 41% | 0% | 0% | 1 | 0% | 0% | 0% | 1 | 1% | 0% | 0% | 1 |  | 0% | 0% | 1 | 0.18 | 0% | 0% | 1 | 62% | 0% | 0% | 2 | 0 | 2 | 0% | 0% | 0% | 1 | 40% | 0% | 0% | 1 | 17% | 0% | 0% | 1 | 19% | 0% | 0% | 1 | 48% | 0% | 0% | 1 | 0% | 0% | 0% | 1 | 4% | 0% | 0% | 1 |  | 0% | 0% | 1 | 0.17 | 0% | 0% | 1 | 63% | 0% | 0% | 2 | 0 | 2 | 6% | 0% | 6% | 1 | 37% | 0% | 0% | 1 | 10% | 0% | 0% | 1 | 13% | 0% | 0% | 1 | 43% | 0% | 0% | 1 | 0% | 0% | 0% | 1 | 3% | 0% | 0% | 1 |  | 0% | 0% | 1 | 0.16 | 0% | 0% | 1 | 56% | 0% | 0% | 2 | 0 | 2 | 16% | 1% | 17% | 2 | 40% | 0% | 0% | 1 | 10% | 0% | 0% | 1 | 16% | 0% | 0% | 1 | 47% | 0% | 0% | 1 | 7% | 0% | 0% | 1 | 4% | 0% | 0% | 1
424 | Shafter | 120 | 1200 | 10 | 18.9% | 0% | 1 | 0.1 | 34.82% | 0% | 2 | 83% | 6.989% | 0% | 3 | 0 | 2 | 2% | 0% | 2% | 1 | 0% | 2.907% | 0% | 1 | 0% | 2.907% | 0% | 1 | 6% | 3.084% | 0% | 1 | 6% | 3.084% | 0% | 1 | 0% | 2.907% | 0% | 1 | 0% | 2.911% | 0% | 1 |  | 5.719% | 0% | 1 | 0.09 | 5.891% | 0% | 1 | 75% | 4.36% | 0% | 3 | 0 | 2 | 3% | 0% | 3% | 1 | 17% | 0.8449% | 0% | 1 | 2% | 0.7164% | 0% | 1 | 24% | 0.9226% | 0% | 1 | 37% | 1.122% | 0% | 1 | 0% | 0.7043% | 0% | 1 | 3% | 0.7233% | 0% | 1 |  | 2.59% | 0% | 1 | 0.11 | 3.678% | 0% | 1 | 67% | 4.36% | 0% | 2 | 0 | 2 | 7% | 0% | 7% | 1 | 24% | 0.4243% | 0% | 1 | 9% | 0.3549% | 0% | 1 | 33% | 0.483% | 0% | 1 | 49% | 0.6339% | 0% | 1 | 0% | 0.3234% | 0% | 1 | 7% | 0.3467% | 0% | 1 |  | 1.478% | 0% | 1 | 0.1 | 1.52% | 0% | 1 | 54% | 4.36% | 0% | 2 | 0 | 2 | 14% | 0% | 14% | 1 | 28% | 0.2903% | 0% | 1 | 14% | 0.2438% | 0% | 1 | 38% | 0.3395% | 0% | 1 | 54% | 0.4534% | 0% | 2 | 2% | 0.2133% | 0% | 1 | 6% | 0.2219% | 0% | 1
425 | San Luis Rey | 0 | 0 | 10 | 0% | 0% | 1 | 0.37 | 0% | 0% | 1 | 0% | 0% | 0% | 1 | 0 | 2 | 0% | 0% | 0% | 1 | 16% | 0% | 0% | 1 | 92% | 0% | 0% | 4 | 93% | 0% | 0% | 4 | 93% | 0% | 0% | 4 | 0% | 0% | 0% | 1 | 33% | 0% | 0% | 1 |  | 0% | 0% | 1 | 0.37 | 0% | 0% | 1 | 5% | 0% | 0% | 1 | 0 | 2 | 2% | 0% | 2% | 1 | 53% | 0% | 0% | 2 | 50% | 0% | 0% | 2 | 65% | 0% | 0% | 2 | 74% | 0% | 0% | 3 | 3% | 0% | 0% | 1 | 6% | 0% | 0% | 1 |  | 0% | 0% | 1 | 0.38 | 0% | 0% | 1 | 6% | 0% | 0% | 1 | 0 | 2 | 33% | 2% | 35% | 2 | 62% | 0% | 0% | 2 | 25% | 0% | 0% | 1 | 53% | 0% | 0% | 2 | 75% | 0% | 0% | 3 | 3% | 0% | 0% | 1 | 7% | 0% | 0% | 1 |  | 0% | 0% | 1 | 0.37 | 0% | 0% | 1 | 4% | 0% | 0% | 1 | 0 | 2 | 49% | 25% | 74% | 4 | 55% | 0% | 0% | 2 | 15% | 0% | 0% | 1 | 32% | 0% | 0% | 1 | 64% | 0% | 0% | 2 | 8% | 0% | 0% | 1 | 7% | 0% | 0% | 1
426 | Woodward | 0 | 0 | 10 | 0% | 0% | 1 | 0.54 | 0% | 0% | 1 | 14% | 0% | 0% | 1 | 0 | 2 | 46% | 0% | 46% | 2 | 49% | 0% | 0% | 1 | 93% | 0% | 0% | 4 | 87% | 0% | 0% | 3 | 96% | 0% | 0% | 5 | 16% | 0% | 0% | 1 | 26% | 0% | 0% | 1 |  | 0% | 0% | 1 | 0.33 | 0% | 0% | 1 | 9% | 0% | 0% | 1 | 0 | 2 | 68% | 0% | 68% | 3 | 52% | 0% | 0% | 2 | 57% | 0% | 0% | 2 | 53% | 0% | 0% | 2 | 84% | 0% | 0% | 3 | 43% | 0% | 0% | 1 | 30% | 0% | 0% | 1 |  | 0% | 0% | 1 | 0.22 | 0% | 0% | 1 | 17% | 0% | 0% | 1 | 0 | 2 | 62% | 0% | 62% | 3 | 51% | 0% | 0% | 2 | 40% | 0% | 0% | 1 | 37% | 0% | 0% | 1 | 72% | 0% | 0% | 3 | 38% | 0% | 0% | 1 | 20% | 0% | 0% | 1 |  | 0% | 0% | 1 | 0.19 | 0% | 0% | 1 | 29% | 0% | 0% | 1 | 0 | 2 | 52% | 1% | 53% | 3 | 46% | 0% | 0% | 1 | 30% | 0% | 0% | 1 | 29% | 0% | 0% | 1 | 61% | 0% | 0% | 2 | 32% | 0% | 0% | 1 | 14% | 0% | 0% | 1
427 | Helm | 150 | 1500 | 10 | 15.27% | 0% | 1 | 0.08 | 30.73% | 0% | 2 | 17% | 4.924% | 0% | 1 | 0 | 2 | 1% | 0% | 1% | 1 | 67% | 11.32% | 0% | 2 | 21% | 4.658% | 0% | 1 | 21% | 4.658% | 0% | 1 | 73% | 13.81% | 0% | 3 | 0% | 3.679% | 0% | 1 | 1% | 3.704% | 0% | 1 |  | 1.668% | 0% | 1 | 0.07 | 3.652% | 0% | 1 | 19% | 1.168% | 0% | 1 | 0 | 2 | 2% | 0% | 2% | 1 | 27% | 1.158% | 0% | 1 | 13% | 0.9796% | 0% | 1 | 14% | 0.9901% | 0% | 1 | 36% | 1.319% | 0% | 1 | 0% | 0.8505% | 0% | 1 | 3% | 0.8756% | 0% | 1 |  | 0.8383% | 0% | 1 | 0.07 | 2.011% | 0% | 1 | 34% | 1.168% | 0% | 1 | 0 | 2 | 2% | 0% | 2% | 1 | 21% | 0.4794% | 0% | 1 | 10% | 0.4199% | 0% | 1 | 12% | 0.4299% | 0% | 1 | 29% | 0.5273% | 0% | 1 | 0% | 0.3781% | 0% | 1 | 3% | 0.3871% | 0% | 1 |  | 0.5971% | 0% | 1 | 0.08 | 1.255% | 0% | 1 | 44% | 1.168% | 0% | 1 | 0 | 2 | 4% | 0% | 4% | 1 | 22% | 0.2694% | 0% | 1 | 7% | 0.2251% | 0% | 1 | 10% | 0.2332% | 0% | 1 | 28% | 0.2919% | 0% | 1 | 3% | 0.2144% | 0% | 1 | 2% | 0.214% | 0% | 1
428 | FMC | 0 | 0 | 10 | 0% | 0% | 1 | 0 | 0% | 0% | 1 | 0% | 0% | 0% | 1 | 0 | 2 | 0% | 0% | 0% | 1 | 0% | 0% | 0% | 1 | 0% | 0% | 0% | 1 | 0% | 0% | 0% | 1 | 0% | 0% | 0% | 1 | 0% | 0% | 0% | 1 | 0% | 0% | 0% | 1 |  | 0% | 0% | 1 | 0.1 | 0% | 0% | 1 | 0% | 0% | 0% | 1 | 0 | 2 | 97% | 0% | 97% | 5 | 4% | 0% | 0% | 1 | 11% | 0% | 0% | 1 | 14% | 0% | 0% | 1 | 18% | 0% | 0% | 1 | 60% | 0% | 0% | 2 | 7% | 0% | 0% | 1 |  | 0% | 0% | 1 | 0.1 | 0% | 0% | 1 | 1% | 0% | 0% | 1 | 0 | 2 | 76% | 0% | 76% | 5 | 64% | 0% | 0% | 2 | 35% | 0% | 0% | 1 | 55% | 0% | 0% | 2 | 75% | 0% | 0% | 3 | 56% | 0% | 0% | 2 | 6% | 0% | 0% | 1 |  | 0% | 0% | 1 | 0.15 | 0% | 0% | 1 | 1% | 0% | 0% | 1 | 0 | 2 | 61% | 7% | 68% | 3 | 70% | 0% | 0% | 3 | 30% | 0% | 0% | 1 | 53% | 0% | 0% | 2 | 85% | 0% | 0% | 3 | 55% | 0% | 0% | 2 | 4% | 0% | 0% | 1
429 | Mohave | 0 | 0 | 0 | 0% | 0% | 1 | 0 | 0% | 0% | 1 | 0% | 0% | 0% | 1 | 0 | 2 | 0% | 0% | 0% | 1 | 0% | 0% | 0% | 1 | 0% | 0% | 0% | 1 | 0% | 0% | 0% | 1 | 0% | 0% | 0% | 1 | 0% | 0% | 0% | 1 | 0% | 0% | 0% | 1 |  | 0% | 0% | 1 | 0.02 | 0% | 0% | 1 | 0% | 0% | 0% | 1 | 0 | 2 | 0% | 0% | 0% | 1 | 0% | 0% | 0% | 1 | 1% | 0% | 0% | 1 | 0% | 0% | 0% | 1 | 1% | 0% | 0% | 1 | 1% | 0% | 0% | 1 | 1% | 0% | 0% | 1 |  | 0% | 0% | 1 | 0.02 | 0% | 0% | 1 | 0% | 0% | 0% | 1 | 0 | 2 | 0% | 0% | 0% | 1 | 1% | 0% | 0% | 1 | 9% | 0% | 0% | 1 | 0% | 0% | 0% | 1 | 9% | 0% | 0% | 1 | 2% | 0% | 0% | 1 | 2% | 0% | 0% | 1 |  | 0% | 0% | 1 | 0.05 | 0% | 0% | 1 | 0% | 0% | 0% | 1 | 0 | 2 | 0% | 0% | 0% | 1 | 3% | 0% | 0% | 1 | 6% | 0% | 0% | 1 | 0% | 0% | 0% | 1 | 7% | 0% | 0% | 1 | 2% | 0% | 0% | 1 | 2% | 0% | 0% | 1
430 | Wakefield | 0 | 0 | 10 | 0% | 0% | 1 | 0.12 | 0% | 0% | 1 | 24% | 0% | 0% | 1 | 0 | 2 | 0% | 0% | 0% | 1 | 22% | 0% | 0% | 1 | 15% | 0% | 0% | 1 | 21% | 0% | 0% | 1 | 39% | 0% | 0% | 1 | 32% | 0% | 0% | 1 | 7% | 0% | 0% | 1 |  | 0% | 0% | 1 | 0.13 | 0% | 0% | 1 | 30% | 0% | 0% | 1 | 0 | 2 | 1% | 0% | 1% | 1 | 27% | 0% | 0% | 1 | 10% | 0% | 0% | 1 | 15% | 0% | 0% | 1 | 40% | 0% | 0% | 1 | 26% | 0% | 0% | 1 | 6% | 0% | 0% | 1 |  | 0% | 0% | 1 | 0.12 | 0% | 0% | 1 | 28% | 0% | 0% | 1 | 0 | 2 | 7% | 1% | 8% | 2 | 34% | 0% | 0% | 1 | 7% | 0% | 0% | 1 | 14% | 0% | 0% | 1 | 44% | 0% | 0% | 1 | 26% | 0% | 0% | 1 | 8% | 0% | 0% | 1 |  | 0% | 0% | 1 | 0.12 | 0% | 0% | 1 | 23% | 0% | 0% | 1 | 0 | 2 | 16% | 3% | 19% | 2 | 40% | 0% | 0% | 1 | 7% | 0% | 0% | 1 | 13% | 0% | 0% | 1 | 49% | 0% | 0% | 1 | 28% | 0% | 0% | 1 | 9% | 0% | 0% | 1
431 | Kern PP | 220 | 2200 | 10 | 522.6% | 71.5% | 5 | 0.87 | 999% | 213.4% | 5 | 57% | 14925% | 107.6% | 5 | 0 | 2 | 0% | 0% | 0% | 1 | 64% | 210.9% | 62% | 5 | 21% | 96.28% | 0% | 4 | 26% | 102.3% | 6.588% | 4 | 64% | 210.9% | 62% | 5 | 0% | 75.63% | 0% | 4 | 3% | 77.71% | 0% | 4 |  | 14.15% | 0% | 1 | 0.18 | 91.67% | 0% | 3 | 49% | 0% | 0% | 1 | 0 | 2 | 6% | 0% | 6% | 1 | 33% | 3.415% | 0% | 1 | 16% | 2.714% | 0% | 1 | 34% | 3.492% | 0% | 1 | 49% | 4.452% | 0% | 1 | 0% | 2.289% | 0% | 1 | 9% | 2.514% | 0% | 1 |  | 4.19% | 0% | 1 | 0.13 | 9.377% | 0% | 1 | 48% | 0% | 0% | 1 | 0 | 2 | 16% | 0% | 16% | 1 | 31% | 1.092% | 0% | 1 | 17% | 0.9048% | 0% | 1 | 31% | 1.091% | 0% | 1 | 48% | 1.461% | 0% | 1 | 3% | 0.7771% | 0% | 1 | 6% | 0.8076% | 0% | 1 |  | 2.441% | 0% | 1 | 0.1 | 2.111% | 0% | 1 | 48% | 0% | 0% | 1 | 0 | 2 | 21% | 0% | 21% | 2 | 30% | 0.5363% | 0% | 1 | 22% | 0.4788% | 0% | 1 | 38% | 0.6089% | 0% | 1 | 53% | 0.7998% | 0% | 2 | 9% | 0.4106% | 0% | 1 | 4% | 0.3924% | 0% | 1
432 | Diablo Canyon | 0 | 0 | 10 | 0% | 0% | 1 | 0.04 | 0% | 0% | 1 | 0% | 0% | 0% | 1 | 0 | 2 | 75% | 0% | 75% | 5 | 0% | 0% | 0% | 1 | 6% | 0% | 0% | 1 | 54% | 0% | 0% | 2 | 54% | 0% | 0% | 2 | 63% | 0% | 0% | 2 | 7% | 0% | 0% | 1 |  | 0% | 0% | 1 | 0.08 | 0% | 0% | 1 | 3% | 0% | 0% | 1 | 0 | 2 | 83% | 0% | 83% | 5 | 6% | 0% | 0% | 1 | 16% | 0% | 0% | 1 | 71% | 0% | 0% | 3 | 71% | 0% | 0% | 3 | 51% | 0% | 0% | 2 | 10% | 0% | 0% | 1 |  | 0% | 0% | 1 | 0.13 | 0% | 0% | 1 | 6% | 0% | 0% | 1 | 0 | 2 | 78% | 3% | 81% | 5 | 18% | 0% | 0% | 1 | 15% | 0% | 0% | 1 | 66% | 0% | 0% | 2 | 70% | 0% | 0% | 3 | 48% | 0% | 0% | 1 | 10% | 0% | 0% | 1 |  | 0% | 0% | 1 | 0.1 | 0% | 0% | 1 | 6% | 0% | 0% | 1 | 0 | 2 | 79% | 3% | 82% | 5 | 37% | 0% | 0% | 1 | 24% | 0% | 0% | 1 | 49% | 0% | 0% | 1 | 65% | 0% | 0% | 2 | 49% | 0% | 0% | 1 | 9% | 0% | 0% | 1
433 | Reedley | 0 | 0 | 10 | 0% | 0% | 1 | 0.23 | 0% | 0% | 1 | 49% | 0% | 0% | 1 | 0 | 2 | 0% | 0% | 0% | 1 | 2% | 0% | 0% | 1 | 12% | 0% | 0% | 1 | 24% | 0% | 0% | 1 | 24% | 0% | 0% | 1 | 1% | 0% | 0% | 1 | 1% | 0% | 0% | 1 |  | 0% | 0% | 1 | 0.19 | 0% | 0% | 1 | 43% | 0% | 0% | 1 | 0 | 2 | 6% | 0% | 6% | 1 | 27% | 0% | 0% | 1 | 21% | 0% | 0% | 1 | 29% | 0% | 0% | 1 | 39% | 0% | 0% | 1 | 14% | 0% | 0% | 1 | 3% | 0% | 0% | 1 |  | 0% | 0% | 1 | 0.18 | 0% | 0% | 1 | 39% | 0% | 0% | 1 | 0 | 2 | 17% | 0% | 17% | 1 | 32% | 0% | 0% | 1 | 22% | 0% | 0% | 1 | 30% | 0% | 0% | 1 | 50% | 0% | 0% | 2 | 19% | 0% | 0% | 1 | 4% | 0% | 0% | 1 |  | 0% | 0% | 1 | 0.18 | 0% | 0% | 1 | 35% | 0% | 0% | 1 | 0 | 2 | 25% | 0% | 25% | 2 | 30% | 0% | 0% | 1 | 19% | 0% | 0% | 1 | 27% | 0% | 0% | 1 | 45% | 0% | 0% | 1 | 23% | 0% | 0% | 1 | 4% | 0% | 0% | 1
434 | Oakland J | 0 | 0 | 10 | 0% | 0% | 1 | 0.84 | 0% | 0% | 1 | 0% | 0% | 0% | 1 | 0 | 2 | 0% | 0% | 0% | 1 | 2% | 0% | 0% | 1 | 29% | 0% | 0% | 1 | 63% | 0% | 0% | 2 | 63% | 0% | 0% | 2 | 0% | 0% | 0% | 1 | 8% | 0% | 0% | 1 |  | 0% | 0% | 1 | 0.27 | 0% | 0% | 1 | 0% | 0% | 0% | 1 | 0 | 2 | 49% | 0% | 49% | 2 | 61% | 0% | 0% | 2 | 30% | 0% | 0% | 1 | 67% | 0% | 0% | 2 | 82% | 0% | 0% | 3 | 29% | 0% | 0% | 1 | 6% | 0% | 0% | 1 |  | 0% | 0% | 1 | 0.35 | 0% | 0% | 1 | 0% | 0% | 0% | 1 | 0 | 2 | 64% | 0% | 64% | 3 | 57% | 0% | 0% | 2 | 40% | 0% | 0% | 1 | 70% | 0% | 0% | 3 | 87% | 0% | 0% | 3 | 31% | 0% | 0% | 1 | 5% | 0% | 0% | 1 |  | 0% | 0% | 1 | 0.45 | 0% | 0% | 1 | 0% | 0% | 0% | 1 | 0 | 2 | 56% | 0% | 56% | 3 | 38% | 0% | 0% | 1 | 41% | 0% | 0% | 1 | 69% | 0% | 0% | 2 | 81% | 0% | 0% | 3 | 26% | 0% | 0% | 1 | 6% | 0% | 0% | 1
435 | Sandy | 0 | 0 | 0 | 0% | 0% | 1 | 0 | 0% | 0% | 1 | 0% | 0% | 0% | 1 | 0 | 2 | 0% | 0% | 0% | 1 | 0% | 0% | 0% | 1 | 0% | 0% | 0% | 1 | 0% | 0% | 0% | 1 | 0% | 0% | 0% | 1 | 0% | 0% | 0% | 1 | 0% | 0% | 0% | 1 |  | 0% | 0% | 1 | 0 | 0% | 0% | 1 | 0% | 0% | 0% | 1 | 0 | 2 | 0% | 0% | 0% | 1 | 0% | 0% | 0% | 1 | 0% | 0% | 0% | 1 | 0% | 0% | 0% | 1 | 0% | 0% | 0% | 1 | 0% | 0% | 0% | 1 | 0% | 0% | 0% | 1 |  | 0% | 0% | 1 | 0.35 | 0% | 0% | 1 | 0% | 0% | 0% | 1 | 0 | 2 | 0% | 0% | 0% | 1 | 0% | 0% | 0% | 1 | 0% | 0% | 0% | 1 | 15% | 0% | 0% | 1 | 15% | 0% | 0% | 1 | 7% | 0% | 0% | 1 | 0% | 0% | 0% | 1 |  | 0% | 0% | 1 | 0.51 | 0% | 0% | 1 | 0% | 0% | 0% | 1 | 0 | 2 | 0% | 0% | 0% | 1 | 3% | 0% | 0% | 1 | 0% | 0% | 0% | 1 | 22% | 0% | 0% | 1 | 23% | 0% | 0% | 1 | 16% | 0% | 0% | 1 | 0% | 0% | 0% | 1
436 | Cayetano | 0 | 0 | 10 | 0% | 0% | 1 | 0.17 | 0% | 0% | 1 | 0% | 0% | 0% | 1 | 0 | 2 | 95% | 3% | 98% | 5 | 30% | 0% | 0% | 1 | 57% | 0% | 0% | 2 | 80% | 0% | 0% | 3 | 80% | 0% | 0% | 3 | 26% | 0% | 0% | 1 | 8% | 0% | 0% | 1 |  | 0% | 0% | 1 | 0.12 | 0% | 0% | 1 | 0% | 0% | 0% | 1 | 0 | 2 | 96% | 1% | 97% | 5 | 65% | 0% | 0% | 2 | 56% | 0% | 0% | 2 | 70% | 0% | 0% | 3 | 88% | 0% | 0% | 3 | 33% | 0% | 0% | 1 | 7% | 0% | 0% | 1 |  | 0% | 0% | 1 | 0.14 | 0% | 0% | 1 | 10% | 0% | 0% | 1 | 0 | 2 | 82% | 3% | 85% | 5 | 62% | 0% | 0% | 2 | 58% | 0% | 0% | 2 | 67% | 0% | 0% | 2 | 85% | 0% | 0% | 3 | 35% | 0% | 0% | 1 | 7% | 0% | 0% | 1 |  | 0% | 0% | 1 | 0.12 | 0% | 0% | 1 | 20% | 0% | 0% | 1 | 0 | 2 | 64% | 8% | 72% | 3 | 60% | 0% | 0% | 2 | 46% | 0% | 0% | 1 | 54% | 0% | 0% | 2 | 76% | 0% | 0% | 3 | 36% | 0% | 0% | 1 | 6% | 0% | 0% | 1
437 | Pit 1 | 0 | 0 | 10 | 0% | 0% | 1 | 0.09 | 0% | 0% | 1 | 0% | 0% | 0% | 1 | 0 | 2 | 0% | 0% | 0% | 1 | 51% | 0% | 0% | 2 | 61% | 0% | 0% | 2 | 80% | 0% | 0% | 3 | 96% | 0% | 0% | 5 | 62% | 0% | 0% | 2 | 3% | 0% | 0% | 1 |  | 0% | 0% | 1 | 0.08 | 0% | 0% | 1 | 0% | 0% | 0% | 1 | 0 | 2 | 5% | 0% | 5% | 1 | 24% | 0% | 0% | 1 | 39% | 0% | 0% | 1 | 42% | 0% | 0% | 1 | 57% | 0% | 0% | 2 | 36% | 0% | 0% | 1 | 8% | 0% | 0% | 1 |  | 0% | 0% | 1 | 0.06 | 0% | 0% | 1 | 0% | 0% | 0% | 1 | 0 | 2 | 19% | 0% | 19% | 1 | 28% | 0% | 0% | 1 | 20% | 0% | 0% | 1 | 19% | 0% | 0% | 1 | 43% | 0% | 0% | 1 | 38% | 0% | 0% | 1 | 7% | 0% | 0% | 1 |  | 0% | 0% | 1 | 0.06 | 0% | 0% | 1 | 0% | 0% | 0% | 1 | 0 | 2 | 33% | 0% | 33% | 2 | 35% | 0% | 0% | 1 | 14% | 0% | 0% | 1 | 12% | 0% | 0% | 1 | 46% | 0% | 0% | 1 | 37% | 0% | 0% | 1 | 6% | 0% | 0% | 1
438 | Metcalf | 0 | 0 | 10 | 0% | 0% | 1 | 0.11 | 0% | 0% | 1 | 6% | 0% | 0% | 1 | 0 | 2 | 90% | 0% | 90% | 5 | 100% | 0% | 0% | 5 | 47% | 0% | 0% | 1 | 57% | 0% | 0% | 2 | 100% | 0% | 0% | 5 | 34% | 0% | 0% | 1 | 4% | 0% | 0% | 1 |  | 0% | 0% | 1 | 0.11 | 0% | 0% | 1 | 2% | 0% | 0% | 1 | 0 | 2 | 87% | 8% | 95% | 5 | 81% | 0% | 0% | 3 | 24% | 0% | 0% | 1 | 36% | 0% | 0% | 1 | 84% | 0% | 0% | 3 | 58% | 0% | 0% | 2 | 5% | 0% | 0% | 1 |  | 0% | 0% | 1 | 0.11 | 0% | 0% | 1 | 1% | 0% | 0% | 1 | 0 | 2 | 62% | 24% | 86% | 5 | 70% | 0% | 0% | 3 | 24% | 0% | 0% | 1 | 39% | 0% | 0% | 1 | 77% | 0% | 0% | 3 | 64% | 0% | 0% | 2 | 4% | 0% | 0% | 1 |  | 0% | 0% | 1 | 0.14 | 0% | 0% | 1 | 3% | 0% | 0% | 1 | 0 | 2 | 45% | 27% | 72% | 4 | 66% | 0% | 0% | 2 | 25% | 0% | 0% | 1 | 45% | 0% | 0% | 1 | 81% | 0% | 0% | 3 | 60% | 0% | 0% | 2 | 3% | 0% | 0% | 1
439 | Delaney | 0 | 0 | 0 | 0% | 0% | 1 | 0 | 0% | 0% | 1 | 0% | 0% | 0% | 1 | 0 | 2 | 0% | 0% | 0% | 1 | 0% | 0% | 0% | 1 | 0% | 0% | 0% | 1 | 0% | 0% | 0% | 1 | 0% | 0% | 0% | 1 | 0% | 0% | 0% | 1 | 0% | 0% | 0% | 1 |  | 0% | 0% | 1 | 0 | 0% | 0% | 1 | 0% | 0% | 0% | 1 | 0 | 2 | 0% | 0% | 0% | 1 | 0% | 0% | 0% | 1 | 0% | 0% | 0% | 1 | 0% | 0% | 0% | 1 | 0% | 0% | 0% | 1 | 0% | 0% | 0% | 1 | 0% | 0% | 0% | 1 |  | 0% | 0% | 1 | 0 | 0% | 0% | 1 | 0% | 0% | 0% | 1 | 0 | 2 | 0% | 0% | 0% | 1 | 0% | 0% | 0% | 1 | 0% | 0% | 0% | 1 | 0% | 0% | 0% | 1 | 0% | 0% | 0% | 1 | 0% | 0% | 0% | 1 | 0% | 0% | 0% | 1 |  | 0% | 0% | 1 | 0 | 0% | 0% | 1 | 0% | 0% | 0% | 1 | 0 | 2 | 0% | 0% | 0% | 1 | 0% | 0% | 0% | 1 | 0% | 0% | 0% | 1 | 0% | 0% | 0% | 1 | 0% | 0% | 0% | 1 | 0% | 0% | 0% | 1 | 0% | 0% | 0% | 1
440 | Oakland L | 0 | 0 | 10 | 0% | 0% | 1 | 0.24 | 0% | 0% | 1 | 0% | 0% | 0% | 1 | 0 | 2 | 0% | 0% | 0% | 1 | 0% | 0% | 0% | 1 | 18% | 0% | 0% | 1 | 35% | 0% | 0% | 1 | 35% | 0% | 0% | 1 | 0% | 0% | 0% | 1 | 3% | 0% | 0% | 1 |  | 0% | 0% | 1 | 0.3 | 0% | 0% | 1 | 0% | 0% | 0% | 1 | 0 | 2 | 27% | 0% | 27% | 2 | 46% | 0% | 0% | 1 | 43% | 0% | 0% | 1 | 70% | 0% | 0% | 3 | 73% | 0% | 0% | 3 | 12% | 0% | 0% | 1 | 4% | 0% | 0% | 1 |  | 0% | 0% | 1 | 0.45 | 0% | 0% | 1 | 0% | 0% | 0% | 1 | 0 | 2 | 53% | 0% | 53% | 3 | 40% | 0% | 0% | 1 | 47% | 0% | 0% | 1 | 72% | 0% | 0% | 3 | 82% | 0% | 0% | 3 | 22% | 0% | 0% | 1 | 6% | 0% | 0% | 1 |  | 0% | 0% | 1 | 0.54 | 0% | 0% | 1 | 0% | 0% | 0% | 1 | 0 | 2 | 46% | 0% | 46% | 2 | 35% | 0% | 0% | 1 | 36% | 0% | 0% | 1 | 67% | 0% | 0% | 2 | 78% | 0% | 0% | 3 | 21% | 0% | 0% | 1 | 6% | 0% | 0% | 1
441 | Lemoore | 45 | 450 | 10 | 3.066% | 0% | 1 | 0.2 | 23.24% | 0% | 2 | 37% | 2.553% | 0% | 1 | 0 | 2 | 0% | 0% | 0% | 1 | 20% | 1.599% | 0% | 1 | 0% | 1.273% | 0% | 1 | 1% | 1.283% | 0% | 1 | 20% | 1.599% | 0% | 1 | 0% | 1.273% | 0% | 1 | 5% | 1.342% | 0% | 1 |  | 0.7805% | 0% | 1 | 0.16 | 12.25% | 0% | 1 | 40% | 0.7284% | 0% | 1 | 0 | 2 | 0% | 0% | 0% | 1 | 15% | 0.4012% | 0% | 1 | 2% | 0.3464% | 0% | 1 | 3% | 0.3505% | 0% | 1 | 15% | 0.4015% | 0% | 1 | 0% | 0.3395% | 0% | 1 | 4% | 0.3534% | 0% | 1 |  | 0.266% | 0% | 1 | 0.12 | 0.9262% | 0% | 1 | 42% | 0.7284% | 0% | 1 | 0 | 2 | 0% | 0% | 0% | 1 | 10% | 0.1386% | 0% | 1 | 1% | 0.1263% | 0% | 1 | 3% | 0.1291% | 0% | 1 | 11% | 0.1415% | 0% | 1 | 0% | 0.1252% | 0% | 1 | 2% | 0.1282% | 0% | 1 |  | 0.1582% | 0% | 1 | 0.1 | 0.374% | 0% | 1 | 46% | 0.7284% | 0% | 1 | 0 | 2 | 1% | 0% | 1% | 1 | 8% | 0.07189% | 0% | 1 | 3% | 0.06819% | 0% | 1 | 7% | 0.07107% | 0% | 1 | 14% | 0.07712% | 0% | 1 | 0% | 0.06619% | 0% | 1 | 2% | 0.06749% | 0% | 1
442 | Tesla | 300 | 3000 | 20 | 187.6% | 3.727% | 4 | 0.23 | 23.97% | 0% | 2 | 7% | 158.7% | 38.96% | 4 | 0 | 2 | 86% | 0% | 86% | 5 | 79% | 36.37% | 0% | 3 | 75% | 31.11% | 0% | 3 | 80% | 38.89% | 0% | 3 | 93% | 106.5% | 0.5004% | 4 | 31% | 11.1% | 0% | 1 | 3% | 7.93% | 0% | 1 |  | 170.4% | 1.056% | 4 | 0.16 | 8.682% | 0% | 1 | 21% | 51.29% | 0% | 3 | 0 | 2 | 66% | 5% | 71% | 3 | 72% | 8.864% | 0% | 3 | 56% | 5.719% | 0% | 2 | 58% | 5.961% | 0% | 2 | 82% | 14.18% | 0% | 3 | 32% | 3.694% | 0% | 1 | 5% | 2.655% | 0% | 1 |  | 82.92% | 0% | 4 | 0.15 | 3.681% | 0% | 1 | 33% | 51.29% | 0% | 3 | 0 | 2 | 49% | 9% | 58% | 3 | 56% | 2.682% | 0% | 2 | 40% | 1.942% | 0% | 1 | 42% | 2.013% | 0% | 1 | 68% | 3.629% | 0% | 2 | 30% | 1.676% | 0% | 1 | 5% | 1.236% | 0% | 1 |  | 34.17% | 0% | 2 | 0.13 | 2.26% | 0% | 1 | 37% | 51.29% | 0% | 3 | 0 | 2 | 41% | 11% | 52% | 3 | 53% | 1.498% | 0% | 2 | 34% | 1.067% | 0% | 1 | 37% | 1.118% | 0% | 1 | 63% | 1.9% | 0% | 2 | 30% | 1.012% | 0% | 1 | 5% | 0.7443% | 0% | 1
443 | Camanche | 0 | 0 | 10 | 0% | 0% | 1 | 0.17 | 0% | 0% | 1 | 7% | 0% | 0% | 1 | 0 | 2 | 17% | 0% | 17% | 1 | 81% | 0% | 0% | 3 | 60% | 0% | 0% | 2 | 84% | 0% | 0% | 3 | 85% | 0% | 0% | 3 | 36% | 0% | 0% | 1 | 27% | 0% | 0% | 1 |  | 0% | 0% | 1 | 0.18 | 0% | 0% | 1 | 15% | 0% | 0% | 1 | 0 | 2 | 14% | 0% | 14% | 1 | 61% | 0% | 0% | 2 | 40% | 0% | 0% | 1 | 68% | 0% | 0% | 2 | 78% | 0% | 0% | 3 | 24% | 0% | 0% | 1 | 20% | 0% | 0% | 1 |  | 0% | 0% | 1 | 0.17 | 0% | 0% | 1 | 21% | 0% | 0% | 1 | 0 | 2 | 22% | 0% | 22% | 2 | 55% | 0% | 0% | 2 | 30% | 0% | 0% | 1 | 54% | 0% | 0% | 2 | 72% | 0% | 0% | 3 | 27% | 0% | 0% | 1 | 19% | 0% | 0% | 1 |  | 0% | 0% | 1 | 0.16 | 0% | 0% | 1 | 22% | 0% | 0% | 1 | 0 | 2 | 32% | 0% | 32% | 2 | 53% | 0% | 0% | 2 | 23% | 0% | 0% | 1 | 42% | 0% | 0% | 1 | 68% | 0% | 0% | 2 | 31% | 0% | 0% | 1 | 16% | 0% | 0% | 1
444 | Solar | 0 | 0 | 10 | 0% | 0% | 1 | 0.04 | 0% | 0% | 1 | 0% | 0% | 0% | 1 | 0 | 2 | 70% | 8% | 78% | 5 | 11% | 0% | 0% | 1 | 33% | 0% | 0% | 1 | 49% | 0% | 0% | 1 | 51% | 0% | 0% | 2 | 59% | 0% | 0% | 2 | 1% | 0% | 0% | 1 |  | 0% | 0% | 1 | 0.09 | 0% | 0% | 1 | 0% | 0% | 0% | 1 | 0 | 2 | 62% | 15% | 77% | 5 | 41% | 0% | 0% | 1 | 22% | 0% | 0% | 1 | 34% | 0% | 0% | 1 | 68% | 0% | 0% | 2 | 67% | 0% | 0% | 2 | 5% | 0% | 0% | 1 |  | 0% | 0% | 1 | 0.08 | 0% | 0% | 1 | 1% | 0% | 0% | 1 | 0 | 2 | 44% | 15% | 59% | 3 | 53% | 0% | 0% | 2 | 20% | 0% | 0% | 1 | 28% | 0% | 0% | 1 | 72% | 0% | 0% | 3 | 60% | 0% | 0% | 2 | 4% | 0% | 0% | 1 |  | 0% | 0% | 1 | 0.07 | 0% | 0% | 1 | 3% | 0% | 0% | 1 | 0 | 2 | 35% | 19% | 54% | 3 | 55% | 0% | 0% | 2 | 14% | 0% | 0% | 1 | 26% | 0% | 0% | 1 | 73% | 0% | 0% | 3 | 52% | 0% | 0% | 2 | 3% | 0% | 0% | 1
445 | Mesa Heights | 0 | 0 | 10 | 0% | 0% | 1 | 0.89 | 0% | 0% | 1 | 0% | 0% | 0% | 1 | 0 | 2 | 0% | 0% | 0% | 1 | 36% | 0% | 0% | 1 | 100% | 0% | 0% | 5 | 100% | 0% | 0% | 5 | 100% | 0% | 0% | 5 | 0% | 0% | 0% | 1 | 5% | 0% | 0% | 1 |  | 0% | 0% | 1 | 0.27 | 0% | 0% | 1 | 0% | 0% | 0% | 1 | 0 | 2 | 18% | 0% | 18% | 1 | 18% | 0% | 0% | 1 | 20% | 0% | 0% | 1 | 63% | 0% | 0% | 2 | 81% | 0% | 0% | 3 | 1% | 0% | 0% | 1 | 1% | 0% | 0% | 1 |  | 0% | 0% | 1 | 0.21 | 0% | 0% | 1 | 0% | 0% | 0% | 1 | 0 | 2 | 13% | 34% | 47% | 5 | 40% | 0% | 0% | 1 | 38% | 0% | 0% | 1 | 64% | 0% | 0% | 2 | 89% | 0% | 0% | 3 | 9% | 0% | 0% | 1 | 2% | 0% | 0% | 1 |  | 0% | 0% | 1 | 0.23 | 0% | 0% | 1 | 1% | 0% | 0% | 1 | 0 | 2 | 41% | 37% | 78% | 5 | 51% | 0% | 0% | 2 | 55% | 0% | 0% | 2 | 70% | 0% | 0% | 3 | 89% | 0% | 0% | 3 | 16% | 0% | 0% | 1 | 5% | 0% | 0% | 1
446 | Cove Road | 0 | 0 | 10 | 0% | 0% | 1 | 0.07 | 0% | 0% | 1 | 0% | 0% | 0% | 1 | 0 | 2 | 73% | 25% | 98% | 5 | 73% | 0% | 0% | 3 | 17% | 0% | 0% | 1 | 27% | 0% | 0% | 1 | 75% | 0% | 0% | 3 | 20% | 0% | 0% | 1 | 5% | 0% | 0% | 1 |  | 0% | 0% | 1 | 0.05 | 0% | 0% | 1 | 0% | 0% | 0% | 1 | 0 | 2 | 72% | 26% | 98% | 5 | 58% | 0% | 0% | 2 | 22% | 0% | 0% | 1 | 31% | 0% | 0% | 1 | 71% | 0% | 0% | 3 | 32% | 0% | 0% | 1 | 6% | 0% | 0% | 1 |  | 0% | 0% | 1 | 0.05 | 0% | 0% | 1 | 0% | 0% | 0% | 1 | 0 | 2 | 63% | 22% | 85% | 5 | 53% | 0% | 0% | 2 | 18% | 0% | 0% | 1 | 21% | 0% | 0% | 1 | 64% | 0% | 0% | 2 | 35% | 0% | 0% | 1 | 7% | 0% | 0% | 1 |  | 0% | 0% | 1 | 0.05 | 0% | 0% | 1 | 0% | 0% | 0% | 1 | 0 | 2 | 62% | 16% | 78% | 5 | 47% | 0% | 0% | 1 | 19% | 0% | 0% | 1 | 22% | 0% | 0% | 1 | 59% | 0% | 0% | 2 | 36% | 0% | 0% | 1 | 7% | 0% | 0% | 1
447 | Gold Hill | 0 | 0 | 10 | 0% | 0% | 1 | 0.69 | 0% | 0% | 1 | 0% | 0% | 0% | 1 | 0 | 2 | 0% | 0% | 0% | 1 | 60% | 0% | 0% | 2 | 11% | 0% | 0% | 1 | 0% | 0% | 0% | 1 | 60% | 0% | 0% | 2 | 42% | 0% | 0% | 1 | 18% | 0% | 0% | 1 |  | 0% | 0% | 1 | 0.53 | 0% | 0% | 1 | 0% | 0% | 0% | 1 | 0 | 2 | 39% | 3% | 42% | 2 | 48% | 0% | 0% | 1 | 22% | 0% | 0% | 1 | 19% | 0% | 0% | 1 | 58% | 0% | 0% | 2 | 49% | 0% | 0% | 1 | 18% | 0% | 0% | 1 |  | 0% | 0% | 1 | 0.45 | 0% | 0% | 1 | 2% | 0% | 0% | 1 | 0 | 2 | 58% | 3% | 61% | 3 | 64% | 0% | 0% | 2 | 21% | 0% | 0% | 1 | 19% | 0% | 0% | 1 | 70% | 0% | 0% | 3 | 35% | 0% | 0% | 1 | 15% | 0% | 0% | 1 |  | 0% | 0% | 1 | 0.42 | 0% | 0% | 1 | 3% | 0% | 0% | 1 | 0 | 2 | 62% | 2% | 64% | 3 | 66% | 0% | 0% | 2 | 16% | 0% | 0% | 1 | 17% | 0% | 0% | 1 | 72% | 0% | 0% | 3 | 32% | 0% | 0% | 1 | 21% | 0% | 0% | 1
448 | Control | 0 | 0 | 10 | 0% | 0% | 1 | 0.03 | 0% | 0% | 1 | 0% | 0% | 0% | 1 | 0 | 2 | 0% | 0% | 0% | 1 | 0% | 0% | 0% | 1 | 12% | 0% | 0% | 1 | 49% | 0% | 0% | 1 | 54% | 0% | 0% | 2 | 63% | 0% | 0% | 2 | 8% | 0% | 0% | 1 |  | 0% | 0% | 1 | 0.03 | 0% | 0% | 1 | 0% | 0% | 0% | 1 | 0 | 2 | 6% | 0% | 6% | 1 | 0% | 0% | 0% | 1 | 23% | 0% | 0% | 1 | 39% | 0% | 0% | 1 | 42% | 0% | 0% | 1 | 76% | 0% | 0% | 3 | 10% | 0% | 0% | 1 |  | 0% | 0% | 1 | 0.02 | 0% | 0% | 1 | 0% | 0% | 0% | 1 | 0 | 2 | 4% | 0% | 4% | 1 | 0% | 0% | 0% | 1 | 21% | 0% | 0% | 1 | 34% | 0% | 0% | 1 | 36% | 0% | 0% | 1 | 76% | 0% | 0% | 3 | 8% | 0% | 0% | 1 |  | 0% | 0% | 1 | 0.02 | 0% | 0% | 1 | 0% | 0% | 0% | 1 | 0 | 2 | 23% | 0% | 23% | 2 | 0% | 0% | 0% | 1 | 22% | 0% | 0% | 1 | 25% | 0% | 0% | 1 | 31% | 0% | 0% | 1 | 70% | 0% | 0% | 3 | 7% | 0% | 0% | 1
449 | Lambie | 0 | 0 | 10 | 0% | 0% | 1 | 0.06 | 0% | 0% | 1 | 0% | 0% | 0% | 1 | 0 | 2 | 90% | 0% | 90% | 5 | 7% | 0% | 0% | 1 | 59% | 0% | 0% | 2 | 66% | 0% | 0% | 2 | 75% | 0% | 0% | 3 | 13% | 0% | 0% | 1 | 41% | 0% | 0% | 1 |  | 0% | 0% | 1 | 0.07 | 0% | 0% | 1 | 16% | 0% | 0% | 1 | 0 | 2 | 66% | 0% | 66% | 3 | 13% | 0% | 0% | 1 | 35% | 0% | 0% | 1 | 39% | 0% | 0% | 1 | 51% | 0% | 0% | 2 | 6% | 0% | 0% | 1 | 22% | 0% | 0% | 1 |  | 0% | 0% | 1 | 0.08 | 0% | 0% | 1 | 31% | 0% | 0% | 1 | 0 | 2 | 40% | 0% | 40% | 2 | 13% | 0% | 0% | 1 | 24% | 0% | 0% | 1 | 24% | 0% | 0% | 1 | 37% | 0% | 0% | 1 | 5% | 0% | 0% | 1 | 19% | 0% | 0% | 1 |  | 0% | 0% | 1 | 0.12 | 0% | 0% | 1 | 35% | 0% | 0% | 1 | 0 | 2 | 35% | 0% | 35% | 2 | 20% | 0% | 0% | 1 | 21% | 0% | 0% | 1 | 23% | 0% | 0% | 1 | 41% | 0% | 0% | 1 | 9% | 0% | 0% | 1 | 13% | 0% | 0% | 1
450 | Summit | 0 | 0 | 10 | 0% | 0% | 1 | 0.23 | 0% | 0% | 1 | 0% | 0% | 0% | 1 | 0 | 2 | 5% | 0% | 5% | 1 | 8% | 0% | 0% | 1 | 9% | 0% | 0% | 1 | 55% | 0% | 0% | 2 | 61% | 0% | 0% | 2 | 62% | 0% | 0% | 2 | 8% | 0% | 0% | 1 |  | 0% | 0% | 1 | 0.35 | 0% | 0% | 1 | 0% | 0% | 0% | 1 | 0 | 2 | 26% | 0% | 26% | 2 | 14% | 0% | 0% | 1 | 9% | 0% | 0% | 1 | 43% | 0% | 0% | 1 | 53% | 0% | 0% | 2 | 51% | 0% | 0% | 2 | 9% | 0% | 0% | 1 |  | 0% | 0% | 1 | 0.33 | 0% | 0% | 1 | 0% | 0% | 0% | 1 | 0 | 2 | 44% | 7% | 51% | 3 | 26% | 0% | 0% | 1 | 16% | 0% | 0% | 1 | 32% | 0% | 0% | 1 | 52% | 0% | 0% | 2 | 45% | 0% | 0% | 1 | 9% | 0% | 0% | 1 |  | 0% | 0% | 1 | 0.26 | 0% | 0% | 1 | 0% | 0% | 0% | 1 | 0 | 2 | 42% | 21% | 63% | 4 | 35% | 0% | 0% | 1 | 11% | 0% | 0% | 1 | 22% | 0% | 0% | 1 | 52% | 0% | 0% | 2 | 42% | 0% | 0% | 1 | 9% | 0% | 0% | 1
451 | Pauda | 0 | 0 | 10 | 0% | 0% | 1 | 0.08 | 0% | 0% | 1 | 0% | 0% | 0% | 1 | 0 | 2 | 0% | 100% | 100% | 5 | 100% | 0% | 0% | 5 | 60% | 0% | 0% | 2 | 0% | 0% | 0% | 1 | 100% | 0% | 0% | 5 | 78% | 0% | 0% | 3 | 22% | 0% | 0% | 1 |  | 0% | 0% | 1 | 0.43 | 0% | 0% | 1 | 14% | 0% | 0% | 1 | 0 | 2 | 5% | 38% | 43% | 5 | 35% | 0% | 0% | 1 | 21% | 0% | 0% | 1 | 18% | 0% | 0% | 1 | 38% | 0% | 0% | 1 | 24% | 0% | 0% | 1 | 11% | 0% | 0% | 1 |  | 0% | 0% | 1 | 0.33 | 0% | 0% | 1 | 6% | 0% | 0% | 1 | 0 | 2 | 39% | 37% | 76% | 5 | 62% | 0% | 0% | 2 | 33% | 0% | 0% | 1 | 30% | 0% | 0% | 1 | 68% | 0% | 0% | 2 | 28% | 0% | 0% | 1 | 9% | 0% | 0% | 1 |  | 0% | 0% | 1 | 0.27 | 0% | 0% | 1 | 2% | 0% | 0% | 1 | 0 | 2 | 50% | 29% | 79% | 5 | 53% | 0% | 0% | 2 | 58% | 0% | 0% | 2 | 61% | 0% | 0% | 2 | 83% | 0% | 0% | 3 | 32% | 0% | 0% | 1 | 6% | 0% | 0% | 1
452 | Ocotillo Express | 0 | 0 | 10 | 0% | 0% | 1 | 0.07 | 0% | 0% | 1 | 0% | 0% | 0% | 1 | 0 | 2 | 0% | 0% | 0% | 1 | 32% | 0% | 0% | 1 | 28% | 0% | 0% | 1 | 17% | 0% | 0% | 1 | 60% | 0% | 0% | 2 | 30% | 0% | 0% | 1 | 0% | 0% | 0% | 1 |  | 0% | 0% | 1 | 0.05 | 0% | 0% | 1 | 0% | 0% | 0% | 1 | 0 | 2 | 0% | 0% | 0% | 1 | 36% | 0% | 0% | 1 | 19% | 0% | 0% | 1 | 15% | 0% | 0% | 1 | 57% | 0% | 0% | 2 | 43% | 0% | 0% | 1 | 0% | 0% | 0% | 1 |  | 0% | 0% | 1 | 0.06 | 0% | 0% | 1 | 0% | 0% | 0% | 1 | 0 | 2 | 18% | 0% | 18% | 1 | 17% | 0% | 0% | 1 | 19% | 0% | 0% | 1 | 20% | 0% | 0% | 1 | 42% | 0% | 0% | 1 | 52% | 0% | 0% | 2 | 1% | 0% | 0% | 1 |  | 0% | 0% | 1 | 0.08 | 0% | 0% | 1 | 9% | 0% | 0% | 1 | 0 | 2 | 19% | 19% | 38% | 3 | 11% | 0% | 0% | 1 | 15% | 0% | 0% | 1 | 26% | 0% | 0% | 1 | 39% | 0% | 0% | 1 | 41% | 0% | 0% | 1 | 4% | 0% | 0% | 1
453 | Corcoran | 0 | 0 | 10 | 0% | 0% | 1 | 0.07 | 0% | 0% | 1 | 36% | 0% | 0% | 1 | 0 | 2 | 0% | 0% | 0% | 1 | 16% | 0% | 0% | 1 | 7% | 0% | 0% | 1 | 24% | 0% | 0% | 1 | 37% | 0% | 0% | 1 | 3% | 0% | 0% | 1 | 11% | 0% | 0% | 1 |  | 0% | 0% | 1 | 0.07 | 0% | 0% | 1 | 37% | 0% | 0% | 1 | 0 | 2 | 0% | 0% | 0% | 1 | 9% | 0% | 0% | 1 | 2% | 0% | 0% | 1 | 11% | 0% | 0% | 1 | 19% | 0% | 0% | 1 | 1% | 0% | 0% | 1 | 5% | 0% | 0% | 1 |  | 0% | 0% | 1 | 0.07 | 0% | 0% | 1 | 36% | 0% | 0% | 1 | 0 | 2 | 1% | 0% | 1% | 1 | 14% | 0% | 0% | 1 | 2% | 0% | 0% | 1 | 7% | 0% | 0% | 1 | 20% | 0% | 0% | 1 | 0% | 0% | 0% | 1 | 3% | 0% | 0% | 1 |  | 0% | 0% | 1 | 0.09 | 0% | 0% | 1 | 35% | 0% | 0% | 1 | 0 | 2 | 4% | 0% | 4% | 1 | 20% | 0% | 0% | 1 | 4% | 0% | 0% | 1 | 10% | 0% | 0% | 1 | 28% | 0% | 0% | 1 | 0% | 0% | 0% | 1 | 4% | 0% | 0% | 1
454 | Penasquitos | 0 | 0 | 10 | 0% | 0% | 1 | 0.23 | 0% | 0% | 1 | 0% | 0% | 0% | 1 | 0 | 2 | 0% | 0% | 0% | 1 | 11% | 0% | 0% | 1 | 53% | 0% | 0% | 2 | 90% | 0% | 0% | 4 | 90% | 0% | 0% | 4 | 0% | 0% | 0% | 1 | 10% | 0% | 0% | 1 |  | 0% | 0% | 1 | 0.15 | 0% | 0% | 1 | 1% | 0% | 0% | 1 | 0 | 2 | 10% | 0% | 10% | 1 | 24% | 0% | 0% | 1 | 58% | 0% | 0% | 2 | 66% | 0% | 0% | 2 | 81% | 0% | 0% | 3 | 0% | 0% | 0% | 1 | 6% | 0% | 0% | 1 |  | 0% | 0% | 1 | 0.2 | 0% | 0% | 1 | 0% | 0% | 0% | 1 | 0 | 2 | 28% | 30% | 58% | 5 | 45% | 0% | 0% | 1 | 39% | 0% | 0% | 1 | 37% | 0% | 0% | 1 | 75% | 0% | 0% | 3 | 8% | 0% | 0% | 1 | 5% | 0% | 0% | 1 |  | 0% | 0% | 1 | 0.24 | 0% | 0% | 1 | 2% | 0% | 0% | 1 | 0 | 2 | 33% | 38% | 71% | 5 | 56% | 0% | 0% | 2 | 54% | 0% | 0% | 2 | 66% | 0% | 0% | 2 | 90% | 0% | 0% | 4 | 12% | 0% | 0% | 1 | 4% | 0% | 0% | 1
455 | Sonora | 0 | 0 | 0 | 0% | 0% | 1 | 0.07 | 0% | 0% | 1 | 31% | 0% | 0% | 1 | 0 | 2 | 0% | 0% | 0% | 1 | 14% | 0% | 0% | 1 | 7% | 0% | 0% | 1 | 42% | 0% | 0% | 1 | 42% | 0% | 0% | 1 | 17% | 0% | 0% | 1 | 7% | 0% | 0% | 1 |  | 0% | 0% | 1 | 0.08 | 0% | 0% | 1 | 43% | 0% | 0% | 1 | 0 | 2 | 0% | 0% | 0% | 1 | 8% | 0% | 0% | 1 | 32% | 0% | 0% | 1 | 49% | 0% | 0% | 1 | 50% | 0% | 0% | 2 | 11% | 0% | 0% | 1 | 8% | 0% | 0% | 1 |  | 0% | 0% | 1 | 0.08 | 0% | 0% | 1 | 49% | 0% | 0% | 1 | 0 | 2 | 0% | 0% | 0% | 1 | 6% | 0% | 0% | 1 | 31% | 0% | 0% | 1 | 39% | 0% | 0% | 1 | 43% | 0% | 0% | 1 | 12% | 0% | 0% | 1 | 7% | 0% | 0% | 1 |  | 0% | 0% | 1 | 0.08 | 0% | 0% | 1 | 51% | 0% | 0% | 2 | 0 | 2 | 0% | 0% | 0% | 1 | 6% | 0% | 0% | 1 | 26% | 0% | 0% | 1 | 31% | 0% | 0% | 1 | 36% | 0% | 0% | 1 | 15% | 0% | 0% | 1 | 6% | 0% | 0% | 1
456 | Tranquility | 970 | 9700 | 10 | 43.38% | 0% | 2 | 0.08 | 352.7% | 17.59% | 3 | 33% | 37.54% | 0% | 2 | 0 | 2 | 4% | 0% | 4% | 1 | 26% | 30.32% | 0% | 2 | 0% | 22.54% | 0% | 2 | 9% | 24.9% | 0% | 2 | 28% | 31.39% | 0% | 2 | 0% | 22.54% | 0% | 2 | 0% | 22.6% | 0% | 2 |  | 14.34% | 0% | 1 | 0.08 | 42.04% | 0% | 2 | 41% | 12.86% | 0% | 1 | 0 | 2 | 5% | 0% | 5% | 1 | 25% | 7.476% | 0% | 1 | 3% | 5.821% | 0% | 1 | 12% | 6.436% | 0% | 1 | 27% | 7.686% | 0% | 1 | 5% | 5.908% | 0% | 1 | 0% | 5.657% | 0% | 1 |  | 9.163% | 0% | 1 | 0.07 | 13.15% | 0% | 1 | 41% | 12.86% | 0% | 1 | 0 | 2 | 7% | 0% | 7% | 1 | 32% | 3.933% | 0% | 1 | 8% | 2.896% | 0% | 1 | 17% | 3.226% | 0% | 1 | 40% | 4.469% | 0% | 1 | 9% | 2.938% | 0% | 1 | 2% | 2.728% | 0% | 1 |  | 4.765% | 0% | 1 | 0.06 | 7.029% | 0% | 1 | 34% | 12.86% | 0% | 1 | 0 | 2 | 13% | 0% | 13% | 1 | 33% | 2.401% | 0% | 1 | 10% | 1.772% | 0% | 1 | 17% | 1.921% | 0% | 1 | 42% | 2.75% | 0% | 1 | 10% | 1.777% | 0% | 1 | 3% | 1.643% | 0% | 1
457 | Manning | 1085 | 10850 | 15 | 350.8% | 26.79% | 5 | 0.05 | 138% | 12.46% | 3 | 46% | 151.7% | 25.29% | 4 | 0 | 2 | 0% | 0% | 0% | 1 | 45% | 61.37% | 0% | 3 | 31% | 48.71% | 0% | 2 | 43% | 59.28% | 0% | 3 | 54% | 74.13% | 0% | 3 | 15% | 39.89% | 0% | 2 | 0% | 33.94% | 0% | 2 |  | 64.18% | 0% | 3 | 0.06 | 44.79% | 0% | 2 | 53% | 52.06% | 0% | 3 | 0 | 2 | 11% | 0% | 11% | 1 | 36% | 13.67% | 0% | 1 | 11% | 9.875% | 0% | 1 | 25% | 11.74% | 0% | 1 | 44% | 15.56% | 0% | 1 | 19% | 10.82% | 0% | 1 | 0% | 8.813% | 0% | 1 |  | 17.88% | 0% | 1 | 0.06 | 18.9% | 0% | 1 | 43% | 52.06% | 0% | 3 | 0 | 2 | 18% | 2% | 20% | 2 | 36% | 6.145% | 0% | 1 | 8% | 4.323% | 0% | 1 | 25% | 5.3% | 0% | 1 | 46% | 7.297% | 0% | 1 | 21% | 5.034% | 0% | 1 | 1% | 4.012% | 0% | 1 |  | 8.54% | 0% | 1 | 0.06 | 10.55% | 0% | 1 | 36% | 52.06% | 0% | 3 | 0 | 2 | 19% | 6% | 25% | 2 | 37% | 3.55% | 0% | 1 | 10% | 2.482% | 0% | 1 | 22% | 2.887% | 0% | 1 | 45% | 4.065% | 0% | 1 | 23% | 2.907% | 0% | 1 | 2% | 2.279% | 0% | 1
458 | Rerc | 0 | 0 | 0 | 0% | 0% | 1 | 0 | 0% | 0% | 1 | 0% | 0% | 0% | 1 | 0 | 2 | 0% | 0% | 0% | 1 | 0% | 0% | 0% | 1 | 0% | 0% | 0% | 1 | 0% | 0% | 0% | 1 | 0% | 0% | 0% | 1 | 0% | 0% | 0% | 1 | 0% | 0% | 0% | 1 |  | 0% | 0% | 1 | 0.46 | 0% | 0% | 1 | 16% | 0% | 0% | 1 | 0 | 2 | 33% | 0% | 33% | 2 | 2% | 0% | 0% | 1 | 17% | 0% | 0% | 1 | 38% | 0% | 0% | 1 | 45% | 0% | 0% | 1 | 2% | 0% | 0% | 1 | 4% | 0% | 0% | 1 |  | 0% | 0% | 1 | 0.32 | 0% | 0% | 1 | 4% | 0% | 0% | 1 | 0 | 2 | 65% | 13% | 78% | 5 | 17% | 0% | 0% | 1 | 34% | 0% | 0% | 1 | 57% | 0% | 0% | 2 | 65% | 0% | 0% | 2 | 26% | 0% | 0% | 1 | 7% | 0% | 0% | 1 |  | 0% | 0% | 1 | 0.27 | 0% | 0% | 1 | 2% | 0% | 0% | 1 | 0 | 2 | 63% | 22% | 85% | 5 | 38% | 0% | 0% | 1 | 38% | 0% | 0% | 1 | 51% | 0% | 0% | 2 | 75% | 0% | 0% | 3 | 30% | 0% | 0% | 1 | 8% | 0% | 0% | 1
459 | Valley Center | 0 | 0 | 10 | 0% | 0% | 1 | 0.52 | 0% | 0% | 1 | 5% | 0% | 0% | 1 | 0 | 2 | 70% | 23% | 93% | 5 | 25% | 0% | 0% | 1 | 5% | 0% | 0% | 1 | 7% | 0% | 0% | 1 | 27% | 0% | 0% | 1 | 6% | 0% | 0% | 1 | 8% | 0% | 0% | 1 |  | 0% | 0% | 1 | 0.31 | 0% | 0% | 1 | 4% | 0% | 0% | 1 | 0 | 2 | 41% | 45% | 86% | 5 | 44% | 0% | 0% | 1 | 6% | 0% | 0% | 1 | 16% | 0% | 0% | 1 | 50% | 0% | 0% | 2 | 32% | 0% | 0% | 1 | 8% | 0% | 0% | 1 |  | 0% | 0% | 1 | 0.3 | 0% | 0% | 1 | 4% | 0% | 0% | 1 | 0 | 2 | 34% | 52% | 86% | 5 | 55% | 0% | 0% | 2 | 15% | 0% | 0% | 1 | 32% | 0% | 0% | 1 | 62% | 0% | 0% | 2 | 36% | 0% | 0% | 1 | 8% | 0% | 0% | 1 |  | 0% | 0% | 1 | 0.26 | 0% | 0% | 1 | 3% | 0% | 0% | 1 | 0 | 2 | 29% | 61% | 90% | 5 | 67% | 0% | 0% | 2 | 24% | 0% | 0% | 1 | 38% | 0% | 0% | 1 | 73% | 0% | 0% | 3 | 37% | 0% | 0% | 1 | 8% | 0% | 0% | 1
460 | Bannister | 0 | 0 | 10 | 0% | 0% | 1 | 0.1 | 0% | 0% | 1 | 35% | 0% | 0% | 1 | 0 | 2 | 0% | 0% | 0% | 1 | 0% | 0% | 0% | 1 | 76% | 0% | 0% | 3 | 85% | 0% | 0% | 3 | 85% | 0% | 0% | 3 | 0% | 0% | 0% | 1 | 12% | 0% | 0% | 1 |  | 0% | 0% | 1 | 0.08 | 0% | 0% | 1 | 40% | 0% | 0% | 1 | 0 | 2 | 0% | 0% | 0% | 1 | 1% | 0% | 0% | 1 | 44% | 0% | 0% | 1 | 54% | 0% | 0% | 2 | 55% | 0% | 0% | 2 | 9% | 0% | 0% | 1 | 8% | 0% | 0% | 1 |  | 0% | 0% | 1 | 0.08 | 0% | 0% | 1 | 47% | 0% | 0% | 1 | 0 | 2 | 0% | 0% | 0% | 1 | 4% | 0% | 0% | 1 | 37% | 0% | 0% | 1 | 45% | 0% | 0% | 1 | 48% | 0% | 0% | 1 | 14% | 0% | 0% | 1 | 7% | 0% | 0% | 1 |  | 0% | 0% | 1 | 0.08 | 0% | 0% | 1 | 45% | 0% | 0% | 1 | 0 | 2 | 0% | 0% | 0% | 1 | 4% | 0% | 0% | 1 | 26% | 0% | 0% | 1 | 33% | 0% | 0% | 1 | 36% | 0% | 0% | 1 | 21% | 0% | 0% | 1 | 6% | 0% | 0% | 1
461 | Talega | 0 | 0 | 10 | 0% | 0% | 1 | 0.1 | 0% | 0% | 1 | 0% | 0% | 0% | 1 | 0 | 2 | 27% | 71% | 98% | 5 | 17% | 0% | 0% | 1 | 83% | 0% | 0% | 3 | 83% | 0% | 0% | 3 | 83% | 0% | 0% | 3 | 82% | 0% | 0% | 3 | 5% | 0% | 0% | 1 |  | 0% | 0% | 1 | 0.51 | 0% | 0% | 1 | 0% | 0% | 0% | 1 | 0 | 2 | 33% | 59% | 92% | 5 | 24% | 0% | 0% | 1 | 63% | 0% | 0% | 2 | 69% | 0% | 0% | 2 | 76% | 0% | 0% | 3 | 56% | 0% | 0% | 2 | 6% | 0% | 0% | 1 |  | 0% | 0% | 1 | 0.25 | 0% | 0% | 1 | 0% | 0% | 0% | 1 | 0 | 2 | 17% | 78% | 95% | 5 | 54% | 0% | 0% | 2 | 57% | 0% | 0% | 2 | 63% | 0% | 0% | 2 | 88% | 0% | 0% | 3 | 47% | 0% | 0% | 1 | 6% | 0% | 0% | 1 |  | 0% | 0% | 1 | 0.31 | 0% | 0% | 1 | 1% | 0% | 0% | 1 | 0 | 2 | 20% | 71% | 91% | 5 | 51% | 0% | 0% | 2 | 45% | 0% | 0% | 1 | 51% | 0% | 0% | 2 | 86% | 0% | 0% | 3 | 33% | 0% | 0% | 1 | 7% | 0% | 0% | 1
462 | Arkansas | 0 | 0 | 0 | 0% | 0% | 1 | 0.07 | 0% | 0% | 1 | 42% | 0% | 0% | 1 | 0 | 2 | 0% | 0% | 0% | 1 | 4% | 0% | 0% | 1 | 13% | 0% | 0% | 1 | 31% | 0% | 0% | 1 | 31% | 0% | 0% | 1 | 2% | 0% | 0% | 1 | 3% | 0% | 0% | 1 |  | 0% | 0% | 1 | 0.08 | 0% | 0% | 1 | 50% | 0% | 0% | 2 | 0 | 2 | 0% | 0% | 0% | 1 | 6% | 0% | 0% | 1 | 28% | 0% | 0% | 1 | 41% | 0% | 0% | 1 | 42% | 0% | 0% | 1 | 8% | 0% | 0% | 1 | 7% | 0% | 0% | 1 |  | 0% | 0% | 1 | 0.08 | 0% | 0% | 1 | 54% | 0% | 0% | 2 | 0 | 2 | 0% | 0% | 0% | 1 | 6% | 0% | 0% | 1 | 29% | 0% | 0% | 1 | 35% | 0% | 0% | 1 | 40% | 0% | 0% | 1 | 10% | 0% | 0% | 1 | 6% | 0% | 0% | 1 |  | 0% | 0% | 1 | 0.08 | 0% | 0% | 1 | 52% | 0% | 0% | 2 | 0 | 2 | 0% | 0% | 0% | 1 | 6% | 0% | 0% | 1 | 22% | 0% | 0% | 1 | 27% | 0% | 0% | 1 | 33% | 0% | 0% | 1 | 14% | 0% | 0% | 1 | 6% | 0% | 0% | 1
463 | Bailey | 0 | 0 | 10 | 0% | 0% | 1 | 0.06 | 0% | 0% | 1 | 0% | 0% | 0% | 1 | 0 | 2 | 62% | 31% | 93% | 5 | 66% | 0% | 0% | 2 | 67% | 0% | 0% | 2 | 69% | 0% | 0% | 2 | 100% | 0% | 0% | 5 | 56% | 0% | 0% | 2 | 3% | 0% | 0% | 1 |  | 0% | 0% | 1 | 0.07 | 0% | 0% | 1 | 1% | 0% | 0% | 1 | 0 | 2 | 49% | 39% | 88% | 5 | 59% | 0% | 0% | 2 | 57% | 0% | 0% | 2 | 52% | 0% | 0% | 2 | 95% | 0% | 0% | 5 | 59% | 0% | 0% | 2 | 3% | 0% | 0% | 1 |  | 0% | 0% | 1 | 0.09 | 0% | 0% | 1 | 3% | 0% | 0% | 1 | 0 | 2 | 43% | 32% | 75% | 5 | 61% | 0% | 0% | 2 | 51% | 0% | 0% | 2 | 41% | 0% | 0% | 1 | 90% | 0% | 0% | 4 | 47% | 0% | 0% | 1 | 3% | 0% | 0% | 1 |  | 0% | 0% | 1 | 0.1 | 0% | 0% | 1 | 8% | 0% | 0% | 1 | 0 | 2 | 36% | 24% | 60% | 4 | 53% | 0% | 0% | 2 | 37% | 0% | 0% | 1 | 34% | 0% | 0% | 1 | 75% | 0% | 0% | 3 | 40% | 0% | 0% | 1 | 3% | 0% | 0% | 1
464 | Kasson | 0 | 0 | 10 | 0% | 0% | 1 | 0.27 | 0% | 0% | 1 | 67% | 0% | 0% | 2 | 0 | 2 | 0% | 0% | 0% | 1 | 27% | 0% | 0% | 1 | 1% | 0% | 0% | 1 | 1% | 0% | 0% | 1 | 29% | 0% | 0% | 1 | 0% | 0% | 0% | 1 | 6% | 0% | 0% | 1 |  | 0% | 0% | 1 | 0.21 | 0% | 0% | 1 | 67% | 0% | 0% | 2 | 0 | 2 | 12% | 0% | 12% | 1 | 32% | 0% | 0% | 1 | 23% | 0% | 0% | 1 | 21% | 0% | 0% | 1 | 39% | 0% | 0% | 1 | 4% | 0% | 0% | 1 | 5% | 0% | 0% | 1 |  | 0% | 0% | 1 | 0.17 | 0% | 0% | 1 | 59% | 0% | 0% | 2 | 0 | 2 | 22% | 1% | 23% | 2 | 42% | 0% | 0% | 1 | 26% | 0% | 0% | 1 | 25% | 0% | 0% | 1 | 48% | 0% | 0% | 1 | 14% | 0% | 0% | 1 | 4% | 0% | 0% | 1 |  | 0% | 0% | 1 | 0.14 | 0% | 0% | 1 | 53% | 0% | 0% | 2 | 0 | 2 | 24% | 6% | 30% | 2 | 49% | 0% | 0% | 1 | 22% | 0% | 0% | 1 | 24% | 0% | 0% | 1 | 55% | 0% | 0% | 2 | 17% | 0% | 0% | 1 | 4% | 0% | 0% | 1
465 | Bellota | 0 | 0 | 10 | 0% | 0% | 1 | 0.12 | 0% | 0% | 1 | 30% | 0% | 0% | 1 | 0 | 2 | 14% | 0% | 14% | 1 | 14% | 0% | 0% | 1 | 16% | 0% | 0% | 1 | 65% | 0% | 0% | 2 | 65% | 0% | 0% | 2 | 22% | 0% | 0% | 1 | 20% | 0% | 0% | 1 |  | 0% | 0% | 1 | 0.12 | 0% | 0% | 1 | 34% | 0% | 0% | 1 | 0 | 2 | 21% | 0% | 21% | 2 | 32% | 0% | 0% | 1 | 19% | 0% | 0% | 1 | 43% | 0% | 0% | 1 | 54% | 0% | 0% | 2 | 27% | 0% | 0% | 1 | 13% | 0% | 0% | 1 |  | 0% | 0% | 1 | 0.15 | 0% | 0% | 1 | 28% | 0% | 0% | 1 | 0 | 2 | 25% | 0% | 25% | 2 | 41% | 0% | 0% | 1 | 17% | 0% | 0% | 1 | 37% | 0% | 0% | 1 | 58% | 0% | 0% | 2 | 24% | 0% | 0% | 1 | 10% | 0% | 0% | 1 |  | 0% | 0% | 1 | 0.16 | 0% | 0% | 1 | 29% | 0% | 0% | 1 | 0 | 2 | 29% | 0% | 29% | 2 | 44% | 0% | 0% | 1 | 15% | 0% | 0% | 1 | 35% | 0% | 0% | 1 | 60% | 0% | 0% | 2 | 25% | 0% | 0% | 1 | 10% | 0% | 0% | 1
466 | Geysers Tap 12 | 0 | 0 | 10 | 0% | 0% | 1 | 0.07 | 0% | 0% | 1 | 0% | 0% | 0% | 1 | 0 | 2 | 55% | 3% | 58% | 3 | 98% | 0% | 0% | 5 | 62% | 0% | 0% | 2 | 100% | 0% | 0% | 5 | 100% | 0% | 0% | 5 | 33% | 0% | 0% | 1 | 1% | 0% | 0% | 1 |  | 0% | 0% | 1 | 0.11 | 0% | 0% | 1 | 6% | 0% | 0% | 1 | 0 | 2 | 49% | 13% | 62% | 3 | 64% | 0% | 0% | 2 | 61% | 0% | 0% | 2 | 84% | 0% | 0% | 3 | 95% | 0% | 0% | 5 | 35% | 0% | 0% | 1 | 3% | 0% | 0% | 1 |  | 0% | 0% | 1 | 0.12 | 0% | 0% | 1 | 7% | 0% | 0% | 1 | 0 | 2 | 33% | 27% | 60% | 4 | 56% | 0% | 0% | 2 | 49% | 0% | 0% | 1 | 76% | 0% | 0% | 3 | 93% | 0% | 0% | 4 | 31% | 0% | 0% | 1 | 2% | 0% | 0% | 1 |  | 0% | 0% | 1 | 0.11 | 0% | 0% | 1 | 7% | 0% | 0% | 1 | 0 | 2 | 29% | 29% | 58% | 4 | 59% | 0% | 0% | 2 | 43% | 0% | 0% | 1 | 74% | 0% | 0% | 3 | 91% | 0% | 0% | 4 | 36% | 0% | 0% | 1 | 2% | 0% | 0% | 1
467 | Paul Sweet | 0 | 0 | 10 | 0% | 0% | 1 | 0.43 | 0% | 0% | 1 | 1% | 0% | 0% | 1 | 0 | 2 | 0% | 0% | 0% | 1 | 15% | 0% | 0% | 1 | 30% | 0% | 0% | 1 | 67% | 0% | 0% | 2 | 82% | 0% | 0% | 3 | 8% | 0% | 0% | 1 | 2% | 0% | 0% | 1 |  | 0% | 0% | 1 | 0.35 | 0% | 0% | 1 | 2% | 0% | 0% | 1 | 0 | 2 | 3% | 0% | 3% | 1 | 26% | 0% | 0% | 1 | 33% | 0% | 0% | 1 | 81% | 0% | 0% | 3 | 89% | 0% | 0% | 3 | 9% | 0% | 0% | 1 | 1% | 0% | 0% | 1 |  | 0% | 0% | 1 | 0.23 | 0% | 0% | 1 | 8% | 0% | 0% | 1 | 0 | 2 | 11% | 0% | 11% | 1 | 42% | 0% | 0% | 1 | 21% | 0% | 0% | 1 | 74% | 0% | 0% | 3 | 90% | 0% | 0% | 4 | 20% | 0% | 0% | 1 | 3% | 0% | 0% | 1 |  | 0% | 0% | 1 | 0.21 | 0% | 0% | 1 | 11% | 0% | 0% | 1 | 0 | 2 | 21% | 0% | 21% | 2 | 47% | 0% | 0% | 1 | 20% | 0% | 0% | 1 | 55% | 0% | 0% | 2 | 80% | 0% | 0% | 3 | 23% | 0% | 0% | 1 | 4% | 0% | 0% | 1
468 | Carquinez | 0 | 0 | 10 | 0% | 0% | 1 | 0.74 | 0% | 0% | 1 | 0% | 0% | 0% | 1 | 0 | 2 | 1% | 0% | 1% | 1 | 1% | 0% | 0% | 1 | 6% | 0% | 0% | 1 | 70% | 0% | 0% | 3 | 70% | 0% | 0% | 3 | 2% | 0% | 0% | 1 | 12% | 0% | 0% | 1 |  | 0% | 0% | 1 | 0.66 | 0% | 0% | 1 | 2% | 0% | 0% | 1 | 0 | 2 | 38% | 0% | 38% | 2 | 24% | 0% | 0% | 1 | 32% | 0% | 0% | 1 | 46% | 0% | 0% | 1 | 75% | 0% | 0% | 3 | 16% | 0% | 0% | 1 | 10% | 0% | 0% | 1 |  | 0% | 0% | 1 | 0.46 | 0% | 0% | 1 | 11% | 0% | 0% | 1 | 0 | 2 | 28% | 0% | 28% | 2 | 42% | 0% | 0% | 1 | 26% | 0% | 0% | 1 | 39% | 0% | 0% | 1 | 74% | 0% | 0% | 3 | 16% | 0% | 0% | 1 | 12% | 0% | 0% | 1 |  | 0% | 0% | 1 | 0.29 | 0% | 0% | 1 | 12% | 0% | 0% | 1 | 0 | 2 | 31% | 0% | 31% | 2 | 48% | 0% | 0% | 1 | 24% | 0% | 0% | 1 | 40% | 0% | 0% | 1 | 75% | 0% | 0% | 3 | 24% | 0% | 0% | 1 | 13% | 0% | 0% | 1
469 | El Centro | 0 | 0 | 0 | 0% | 0% | 1 | 0.12 | 0% | 0% | 1 | 79% | 0% | 0% | 3 | 0 | 2 | 0% | 0% | 0% | 1 | 0% | 0% | 0% | 1 | 0% | 0% | 0% | 1 | 0% | 0% | 0% | 1 | 0% | 0% | 0% | 1 | 0% | 0% | 0% | 1 | 4% | 0% | 0% | 1 |  | 0% | 0% | 1 | 0.1 | 0% | 0% | 1 | 70% | 0% | 0% | 2 | 0 | 2 | 0% | 0% | 0% | 1 | 1% | 0% | 0% | 1 | 5% | 0% | 0% | 1 | 5% | 0% | 0% | 1 | 7% | 0% | 0% | 1 | 0% | 0% | 0% | 1 | 8% | 0% | 0% | 1 |  | 0% | 0% | 1 | 0.1 | 0% | 0% | 1 | 72% | 0% | 0% | 2 | 0 | 2 | 0% | 0% | 0% | 1 | 1% | 0% | 0% | 1 | 11% | 0% | 0% | 1 | 12% | 0% | 0% | 1 | 13% | 0% | 0% | 1 | 2% | 0% | 0% | 1 | 7% | 0% | 0% | 1 |  | 0% | 0% | 1 | 0.09 | 0% | 0% | 1 | 69% | 0% | 0% | 2 | 0 | 2 | 0% | 0% | 0% | 1 | 1% | 0% | 0% | 1 | 14% | 0% | 0% | 1 | 13% | 0% | 0% | 1 | 16% | 0% | 0% | 1 | 6% | 0% | 0% | 1 | 6% | 0% | 0% | 1
470 | Riverbank | 0 | 0 | 10 | 0% | 0% | 1 | 0.27 | 0% | 0% | 1 | 21% | 0% | 0% | 1 | 0 | 2 | 57% | 0% | 57% | 3 | 10% | 0% | 0% | 1 | 12% | 0% | 0% | 1 | 20% | 0% | 0% | 1 | 27% | 0% | 0% | 1 | 0% | 0% | 0% | 1 | 1% | 0% | 0% | 1 |  | 0% | 0% | 1 | 0.16 | 0% | 0% | 1 | 26% | 0% | 0% | 1 | 0 | 2 | 29% | 0% | 29% | 2 | 60% | 0% | 0% | 2 | 5% | 0% | 0% | 1 | 18% | 0% | 0% | 1 | 69% | 0% | 0% | 2 | 6% | 0% | 0% | 1 | 4% | 0% | 0% | 1 |  | 0% | 0% | 1 | 0.14 | 0% | 0% | 1 | 36% | 0% | 0% | 1 | 0 | 2 | 28% | 0% | 28% | 2 | 54% | 0% | 0% | 2 | 9% | 0% | 0% | 1 | 24% | 0% | 0% | 1 | 64% | 0% | 0% | 2 | 15% | 0% | 0% | 1 | 6% | 0% | 0% | 1 |  | 0% | 0% | 1 | 0.14 | 0% | 0% | 1 | 36% | 0% | 0% | 1 | 0 | 2 | 29% | 0% | 29% | 2 | 49% | 0% | 0% | 1 | 15% | 0% | 0% | 1 | 28% | 0% | 0% | 1 | 60% | 0% | 0% | 2 | 20% | 0% | 0% | 1 | 7% | 0% | 0% | 1
471 | Valley | 0 | 0 | 10 | 0% | 0% | 1 | 0.27 | 0% | 0% | 1 | 1% | 0% | 0% | 1 | 0 | 2 | 81% | 0% | 81% | 5 | 0% | 0% | 0% | 1 | 23% | 0% | 0% | 1 | 65% | 0% | 0% | 2 | 65% | 0% | 0% | 2 | 9% | 0% | 0% | 1 | 3% | 0% | 0% | 1 |  | 0% | 0% | 1 | 0.27 | 0% | 0% | 1 | 4% | 0% | 0% | 1 | 0 | 2 | 79% | 0% | 79% | 5 | 1% | 0% | 0% | 1 | 31% | 0% | 0% | 1 | 50% | 0% | 0% | 2 | 50% | 0% | 0% | 2 | 8% | 0% | 0% | 1 | 6% | 0% | 0% | 1 |  | 0% | 0% | 1 | 0.27 | 0% | 0% | 1 | 4% | 0% | 0% | 1 | 0 | 2 | 76% | 9% | 85% | 5 | 18% | 0% | 0% | 1 | 41% | 0% | 0% | 1 | 62% | 0% | 0% | 2 | 64% | 0% | 0% | 2 | 17% | 0% | 0% | 1 | 6% | 0% | 0% | 1 |  | 0% | 0% | 1 | 0.27 | 0% | 0% | 1 | 3% | 0% | 0% | 1 | 0 | 2 | 62% | 27% | 89% | 5 | 25% | 0% | 0% | 1 | 38% | 0% | 0% | 1 | 56% | 0% | 0% | 2 | 68% | 0% | 0% | 2 | 24% | 0% | 0% | 1 | 5% | 0% | 0% | 1
472 | Madera | 0 | 0 | 10 | 0% | 0% | 1 | 0.14 | 0% | 0% | 1 | 70% | 0% | 0% | 2 | 0 | 2 | 10% | 0% | 10% | 1 | 6% | 0% | 0% | 1 | 22% | 0% | 0% | 1 | 22% | 0% | 0% | 1 | 27% | 0% | 0% | 1 | 0% | 0% | 0% | 1 | 4% | 0% | 0% | 1 |  | 0% | 0% | 1 | 0.14 | 0% | 0% | 1 | 52% | 0% | 0% | 2 | 0 | 2 | 27% | 0% | 27% | 2 | 29% | 0% | 0% | 1 | 23% | 0% | 0% | 1 | 29% | 0% | 0% | 1 | 48% | 0% | 0% | 1 | 3% | 0% | 0% | 1 | 9% | 0% | 0% | 1 |  | 0% | 0% | 1 | 0.14 | 0% | 0% | 1 | 37% | 0% | 0% | 1 | 0 | 2 | 35% | 0% | 35% | 2 | 31% | 0% | 0% | 1 | 32% | 0% | 0% | 1 | 37% | 0% | 0% | 1 | 54% | 0% | 0% | 2 | 11% | 0% | 0% | 1 | 17% | 0% | 0% | 1 |  | 0% | 0% | 1 | 0.13 | 0% | 0% | 1 | 30% | 0% | 0% | 1 | 0 | 2 | 37% | 0% | 37% | 2 | 41% | 0% | 0% | 1 | 30% | 0% | 0% | 1 | 32% | 0% | 0% | 1 | 59% | 0% | 0% | 2 | 16% | 0% | 0% | 1 | 16% | 0% | 0% | 1
473 | Rio Bravo | 0 | 0 | 10 | 0% | 0% | 1 | 0.13 | 0% | 0% | 1 | 73% | 0% | 0% | 2 | 0 | 2 | 3% | 0% | 3% | 1 | 3% | 0% | 0% | 1 | 0% | 0% | 0% | 1 | 18% | 0% | 0% | 1 | 19% | 0% | 0% | 1 | 0% | 0% | 0% | 1 | 1% | 0% | 0% | 1 |  | 0% | 0% | 1 | 0.13 | 0% | 0% | 1 | 66% | 0% | 0% | 2 | 0 | 2 | 4% | 0% | 4% | 1 | 17% | 0% | 0% | 1 | 13% | 0% | 0% | 1 | 35% | 0% | 0% | 1 | 41% | 0% | 0% | 1 | 0% | 0% | 0% | 1 | 11% | 0% | 0% | 1 |  | 0% | 0% | 1 | 0.12 | 0% | 0% | 1 | 60% | 0% | 0% | 2 | 0 | 2 | 8% | 0% | 8% | 1 | 26% | 0% | 0% | 1 | 17% | 0% | 0% | 1 | 41% | 0% | 0% | 1 | 54% | 0% | 0% | 2 | 1% | 0% | 0% | 1 | 7% | 0% | 0% | 1 |  | 0% | 0% | 1 | 0.1 | 0% | 0% | 1 | 53% | 0% | 0% | 2 | 0 | 2 | 14% | 0% | 14% | 1 | 28% | 0% | 0% | 1 | 18% | 0% | 0% | 1 | 39% | 0% | 0% | 1 | 55% | 0% | 0% | 2 | 2% | 0% | 0% | 1 | 5% | 0% | 0% | 1
474 | New Sub - Lugo - Pisgah (Proposed) | 0 | 0 | 10 | 0% | 0% | 1 | 0.64 | 0% | 0% | 1 | 0% | 0% | 0% | 1 | 0 | 2 | 0% | 0% | 0% | 1 | 0% | 0% | 0% | 1 | 8% | 0% | 0% | 1 | 10% | 0% | 0% | 1 | 12% | 0% | 0% | 1 | 68% | 0% | 0% | 2 | 0% | 0% | 0% | 1 |  | 0% | 0% | 1 | 0.41 | 0% | 0% | 1 | 0% | 0% | 0% | 1 | 0 | 2 | 0% | 0% | 0% | 1 | 15% | 0% | 0% | 1 | 4% | 0% | 0% | 1 | 8% | 0% | 0% | 1 | 23% | 0% | 0% | 1 | 74% | 0% | 0% | 3 | 0% | 0% | 0% | 1 |  | 0% | 0% | 1 | 0.36 | 0% | 0% | 1 | 0% | 0% | 0% | 1 | 0 | 2 | 7% | 1% | 8% | 2 | 22% | 0% | 0% | 1 | 11% | 0% | 0% | 1 | 17% | 0% | 0% | 1 | 36% | 0% | 0% | 1 | 62% | 0% | 0% | 2 | 0% | 0% | 0% | 1 |  | 0% | 0% | 1 | 0.36 | 0% | 0% | 1 | 0% | 0% | 0% | 1 | 0 | 2 | 7% | 6% | 13% | 2 | 25% | 0% | 0% | 1 | 17% | 0% | 0% | 1 | 23% | 0% | 0% | 1 | 44% | 0% | 0% | 1 | 53% | 0% | 0% | 2 | 0% | 0% | 0% | 1
475 | Kern Oil | 115 | 1150 | 10 | 35.68% | 0% | 2 | 0.13 | 163.4% | 2.431% | 3 | 6% | 0% | 0% | 1 | 0 | 2 | 11% | 0% | 11% | 1 | 79% | 26.64% | 0% | 3 | 7% | 5.928% | 0% | 1 | 9% | 6.088% | 0% | 1 | 79% | 26.64% | 0% | 3 | 3% | 5.67% | 0% | 1 | 1% | 5.561% | 0% | 1 |  | 4.62% | 0% | 1 | 0.14 | 19.66% | 0% | 1 | 22% | 0% | 0% | 1 | 0 | 2 | 41% | 0% | 41% | 2 | 54% | 2.441% | 0% | 2 | 7% | 1.212% | 0% | 1 | 12% | 1.268% | 0% | 1 | 54% | 2.444% | 0% | 2 | 10% | 1.25% | 0% | 1 | 2% | 1.148% | 0% | 1 |  | 2.256% | 0% | 1 | 0.12 | 2.907% | 0% | 1 | 37% | 0% | 0% | 1 | 0 | 2 | 39% | 0% | 39% | 2 | 48% | 0.7583% | 0% | 1 | 15% | 0.4641% | 0% | 1 | 29% | 0.5548% | 0% | 1 | 55% | 0.8735% | 0% | 2 | 18% | 0.4839% | 0% | 1 | 4% | 0.4105% | 0% | 1 |  | 1.398% | 0% | 1 | 0.1 | 1.158% | 0% | 1 | 42% | 0% | 0% | 1 | 0 | 2 | 35% | 0% | 35% | 2 | 43% | 0.3563% | 0% | 1 | 19% | 0.2489% | 0% | 1 | 32% | 0.2985% | 0% | 1 | 54% | 0.4436% | 0% | 2 | 21% | 0.2564% | 0% | 1 | 4% | 0.2109% | 0% | 1
476 | IS Tap | 0 | 0 | 0 | 0% | 0% | 1 | 0 | 0% | 0% | 1 | 0% | 0% | 0% | 1 | 0 | 2 | 0% | 0% | 0% | 1 | 0% | 0% | 0% | 1 | 0% | 0% | 0% | 1 | 0% | 0% | 0% | 1 | 0% | 0% | 0% | 1 | 0% | 0% | 0% | 1 | 0% | 0% | 0% | 1 |  | 0% | 0% | 1 | 0 | 0% | 0% | 1 | 0% | 0% | 0% | 1 | 0 | 2 | 27% | 0% | 27% | 2 | 0% | 0% | 0% | 1 | 0% | 0% | 0% | 1 | 0% | 0% | 0% | 1 | 0% | 0% | 0% | 1 | 0% | 0% | 0% | 1 | 0% | 0% | 0% | 1 |  | 0% | 0% | 1 | 0 | 0% | 0% | 1 | 0% | 0% | 0% | 1 | 0 | 2 | 25% | 0% | 25% | 2 | 0% | 0% | 0% | 1 | 0% | 0% | 0% | 1 | 0% | 0% | 0% | 1 | 0% | 0% | 0% | 1 | 0% | 0% | 0% | 1 | 0% | 0% | 0% | 1 |  | 0% | 0% | 1 | 0 | 0% | 0% | 1 | 0% | 0% | 0% | 1 | 0 | 2 | 17% | 0% | 17% | 1 | 0% | 0% | 0% | 1 | 0% | 0% | 0% | 1 | 0% | 0% | 0% | 1 | 0% | 0% | 0% | 1 | 0% | 0% | 0% | 1 | 0% | 0% | 0% | 1
477 | Q1806 | 0 | 0 | 10 | 0% | 0% | 1 | 0.74 | 0% | 0% | 1 | 0% | 0% | 0% | 1 | 0 | 2 | 74% | 0% | 74% | 3 | 32% | 0% | 0% | 1 | 63% | 0% | 0% | 2 | 75% | 0% | 0% | 3 | 75% | 0% | 0% | 3 | 15% | 0% | 0% | 1 | 9% | 0% | 0% | 1 |  | 0% | 0% | 1 | 0.55 | 0% | 0% | 1 | 0% | 0% | 0% | 1 | 0 | 2 | 36% | 53% | 89% | 5 | 19% | 0% | 0% | 1 | 67% | 0% | 0% | 2 | 74% | 0% | 0% | 3 | 75% | 0% | 0% | 3 | 59% | 0% | 0% | 2 | 6% | 0% | 0% | 1 |  | 0% | 0% | 1 | 0.46 | 0% | 0% | 1 | 0% | 0% | 0% | 1 | 0 | 2 | 28% | 61% | 89% | 5 | 31% | 0% | 0% | 1 | 55% | 0% | 0% | 2 | 67% | 0% | 0% | 2 | 81% | 0% | 0% | 3 | 54% | 0% | 0% | 2 | 7% | 0% | 0% | 1 |  | 0% | 0% | 1 | 0.44 | 0% | 0% | 1 | 0% | 0% | 0% | 1 | 0 | 2 | 15% | 69% | 84% | 5 | 48% | 0% | 0% | 1 | 48% | 0% | 0% | 1 | 60% | 0% | 0% | 2 | 87% | 0% | 0% | 3 | 52% | 0% | 0% | 2 | 8% | 0% | 0% | 1
478 | Casaloma | 220 | 2200 | 10 | 110.2% | 6.039% | 4 | 0.14 | 999% | 49.88% | 5 | 53% | 125.5% | 7.176% | 4 | 0 | 2 | 0% | 0% | 0% | 1 | 1% | 41.25% | 0% | 2 | 0% | 40.94% | 0% | 2 | 15% | 48.2% | 0% | 2 | 15% | 48.2% | 0% | 2 | 0% | 40.94% | 0% | 2 | 1% | 41.35% | 0% | 2 |  | 15.56% | 0% | 1 | 0.21 | 346.5% | 2.438% | 3 | 51% | 0% | 0% | 2 | 0 | 2 | 3% | 0% | 3% | 1 | 28% | 3.755% | 0% | 1 | 10% | 2.972% | 0% | 1 | 23% | 3.498% | 0% | 1 | 40% | 4.447% | 0% | 1 | 1% | 2.719% | 0% | 1 | 2% | 2.733% | 0% | 1 |  | 4.322% | 0% | 1 | 0.12 | 7.048% | 0% | 1 | 46% | 0% | 0% | 1 | 0 | 2 | 18% | 0% | 18% | 1 | 31% | 1.105% | 0% | 1 | 16% | 0.9133% | 0% | 1 | 31% | 1.103% | 0% | 1 | 46% | 1.413% | 0% | 1 | 9% | 0.8384% | 0% | 1 | 4% | 0.7979% | 0% | 1 |  | 2.672% | 0% | 1 | 0.09 | 2.295% | 0% | 1 | 46% | 0% | 0% | 1 | 0 | 2 | 24% | 0% | 24% | 2 | 35% | 0.6157% | 0% | 1 | 23% | 0.5213% | 0% | 1 | 36% | 0.6231% | 0% | 1 | 54% | 0.8595% | 0% | 2 | 15% | 0.4705% | 0% | 1 | 4% | 0.4174% | 0% | 1
479 | Fern Road | 225 | 2250 | 10 | 1066% | 5.382% | 4 | 0.08 | 15.28% | 0% | 1 | 1% | 242.2% | 331.1% | 5 | 0 | 2 | 100% | 0% | 100% | 5 | 91% | 63.54% | 0% | 4 | 24% | 7.792% | 0% | 1 | 28% | 8.246% | 0% | 1 | 99% | 554.2% | 4.893% | 5 | 60% | 14.93% | 0% | 2 | 9% | 6.508% | 0% | 1 |  | 26.22% | 0% | 2 | 0.07 | 3.898% | 0% | 1 | 1% | 0% | 0% | 1 | 0 | 2 | 95% | 3% | 98% | 5 | 83% | 9.312% | 0% | 3 | 17% | 1.959% | 0% | 1 | 26% | 2.195% | 0% | 1 | 90% | 15.84% | 0% | 4 | 45% | 2.97% | 0% | 1 | 8% | 1.768% | 0% | 1 |  | 8.411% | 0% | 1 | 0.09 | 2.166% | 0% | 1 | 0% | 0% | 0% | 1 | 0 | 2 | 88% | 5% | 93% | 5 | 78% | 3.271% | 0% | 3 | 17% | 0.8893% | 0% | 1 | 26% | 0.9913% | 0% | 1 | 84% | 4.705% | 0% | 3 | 42% | 1.267% | 0% | 1 | 9% | 0.8046% | 0% | 1 |  | 3.78% | 0% | 1 | 0.1 | 1.132% | 0% | 1 | 1% | 0% | 0% | 1 | 0 | 2 | 82% | 5% | 87% | 5 | 71% | 1.492% | 0% | 3 | 17% | 0.5136% | 0% | 1 | 26% | 0.5763% | 0% | 1 | 80% | 2.12% | 0% | 3 | 39% | 0.7063% | 0% | 1 | 10% | 0.4728% | 0% | 1
480 | North of SONGS | 0 | 0 | 10 | 0% | 0% | 1 | 0.06 | 0% | 0% | 1 | 0% | 0% | 0% | 1 | 0 | 2 | 26% | 70% | 96% | 5 | 16% | 0% | 0% | 1 | 87% | 0% | 0% | 3 | 87% | 0% | 0% | 3 | 87% | 0% | 0% | 3 | 86% | 0% | 0% | 3 | 5% | 0% | 0% | 1 |  | 0% | 0% | 1 | 0.51 | 0% | 0% | 1 | 0% | 0% | 0% | 1 | 0 | 2 | 33% | 59% | 92% | 5 | 24% | 0% | 0% | 1 | 63% | 0% | 0% | 2 | 69% | 0% | 0% | 2 | 76% | 0% | 0% | 3 | 56% | 0% | 0% | 2 | 6% | 0% | 0% | 1 |  | 0% | 0% | 1 | 0.25 | 0% | 0% | 1 | 0% | 0% | 0% | 1 | 0 | 2 | 18% | 77% | 95% | 5 | 54% | 0% | 0% | 2 | 58% | 0% | 0% | 2 | 65% | 0% | 0% | 2 | 87% | 0% | 0% | 3 | 48% | 0% | 0% | 1 | 6% | 0% | 0% | 1 |  | 0% | 0% | 1 | 0.32 | 0% | 0% | 1 | 1% | 0% | 0% | 1 | 0 | 2 | 19% | 72% | 91% | 5 | 51% | 0% | 0% | 2 | 45% | 0% | 0% | 1 | 51% | 0% | 0% | 2 | 86% | 0% | 0% | 3 | 33% | 0% | 0% | 1 | 7% | 0% | 0% | 1
481 | Vine | 0 | 0 | 0 | 0% | 0% | 1 | 0.24 | 0% | 0% | 1 | 0% | 0% | 0% | 1 | 0 | 2 | 0% | 0% | 0% | 1 | 1% | 0% | 0% | 1 | 9% | 0% | 0% | 1 | 81% | 0% | 0% | 3 | 82% | 0% | 0% | 3 | 0% | 0% | 0% | 1 | 1% | 0% | 0% | 1 |  | 0% | 0% | 1 | 0.21 | 0% | 0% | 1 | 0% | 0% | 0% | 1 | 0 | 2 | 0% | 0% | 0% | 1 | 1% | 0% | 0% | 1 | 17% | 0% | 0% | 1 | 79% | 0% | 0% | 3 | 79% | 0% | 0% | 3 | 0% | 0% | 0% | 1 | 2% | 0% | 0% | 1 |  | 0% | 0% | 1 | 0.21 | 0% | 0% | 1 | 0% | 0% | 0% | 1 | 0 | 2 | 15% | 0% | 15% | 1 | 13% | 0% | 0% | 1 | 37% | 0% | 0% | 1 | 73% | 0% | 0% | 3 | 84% | 0% | 0% | 3 | 1% | 0% | 0% | 1 | 2% | 0% | 0% | 1 |  | 0% | 0% | 1 | 0.21 | 0% | 0% | 1 | 0% | 0% | 0% | 1 | 0 | 2 | 41% | 20% | 61% | 4 | 32% | 0% | 0% | 1 | 64% | 0% | 0% | 2 | 77% | 0% | 0% | 3 | 93% | 0% | 0% | 4 | 19% | 0% | 0% | 1 | 6% | 0% | 0% | 1
482 | Belden | 0 | 0 | 10 | 0% | 0% | 1 | 0.02 | 0% | 0% | 1 | 0% | 0% | 0% | 1 | 0 | 2 | 81% | 11% | 92% | 5 | 0% | 0% | 0% | 1 | 95% | 0% | 0% | 5 | 73% | 0% | 0% | 3 | 98% | 0% | 0% | 5 | 86% | 0% | 0% | 3 | 15% | 0% | 0% | 1 |  | 0% | 0% | 1 | 0.03 | 0% | 0% | 1 | 0% | 0% | 0% | 1 | 0 | 2 | 33% | 28% | 61% | 4 | 30% | 0% | 0% | 1 | 54% | 0% | 0% | 2 | 57% | 0% | 0% | 2 | 81% | 0% | 0% | 3 | 56% | 0% | 0% | 2 | 7% | 0% | 0% | 1 |  | 0% | 0% | 1 | 0.04 | 0% | 0% | 1 | 0% | 0% | 0% | 1 | 0 | 2 | 35% | 37% | 72% | 5 | 32% | 0% | 0% | 1 | 54% | 0% | 0% | 2 | 54% | 0% | 0% | 2 | 79% | 0% | 0% | 3 | 40% | 0% | 0% | 1 | 7% | 0% | 0% | 1 |  | 0% | 0% | 1 | 0.06 | 0% | 0% | 1 | 0% | 0% | 0% | 1 | 0 | 2 | 36% | 35% | 71% | 5 | 30% | 0% | 0% | 1 | 44% | 0% | 0% | 1 | 47% | 0% | 0% | 1 | 71% | 0% | 0% | 3 | 36% | 0% | 0% | 1 | 6% | 0% | 0% | 1
483 | Standard Oil | 40 | 400 | 10 | 37.77% | 0% | 2 | 0.5 | 6667% | 14.82% | 3 | 0% | 0% | 0% | 1 | 0 | 2 | 0% | 0% | 0% | 1 | 0% | 8.147% | 0% | 1 | 77% | 36.07% | 0% | 3 | 77% | 36.13% | 0% | 3 | 77% | 36.13% | 0% | 3 | 0% | 8.147% | 0% | 1 | 17% | 9.758% | 0% | 1 |  | 8.597% | 0% | 1 | 0.29 | 17.33% | 0% | 1 | 0% | 0% | 0% | 1 | 0 | 2 | 21% | 0% | 21% | 2 | 16% | 3.262% | 0% | 1 | 60% | 6.826% | 0% | 2 | 66% | 8.081% | 0% | 2 | 66% | 8.081% | 0% | 2 | 11% | 3.07% | 0% | 1 | 8% | 2.966% | 0% | 1 |  | 3.117% | 0% | 1 | 0.48 | 8.172% | 0% | 1 | 0% | 0% | 0% | 1 | 0 | 2 | 31% | 0% | 31% | 2 | 13% | 1.03% | 0% | 1 | 41% | 1.512% | 0% | 1 | 66% | 2.616% | 0% | 2 | 67% | 2.733% | 0% | 2 | 9% | 0.9875% | 0% | 1 | 8% | 0.9762% | 0% | 1 |  | 1.865% | 0% | 1 | 0.48 | 2.62% | 0% | 1 | 4% | 0% | 0% | 1 | 0 | 2 | 30% | 0% | 30% | 2 | 35% | 0.642% | 0% | 1 | 32% | 0.6151% | 0% | 1 | 49% | 0.8169% | 0% | 1 | 71% | 1.422% | 0% | 3 | 16% | 0.5004% | 0% | 1 | 9% | 0.457% | 0% | 1
484 | Panama | 0 | 0 | 10 | 0% | 0% | 1 | 0.2 | 0% | 0% | 1 | 56% | 0% | 0% | 2 | 0 | 2 | 0% | 0% | 0% | 1 | 0% | 0% | 0% | 1 | 0% | 0% | 0% | 1 | 27% | 0% | 0% | 1 | 27% | 0% | 0% | 1 | 0% | 0% | 0% | 1 | 1% | 0% | 0% | 1 |  | 0% | 0% | 1 | 0.16 | 0% | 0% | 1 | 64% | 0% | 0% | 2 | 0 | 2 | 1% | 0% | 1% | 1 | 7% | 0% | 0% | 1 | 7% | 0% | 0% | 1 | 27% | 0% | 0% | 1 | 28% | 0% | 0% | 1 | 0% | 0% | 0% | 1 | 4% | 0% | 0% | 1 |  | 0% | 0% | 1 | 0.12 | 0% | 0% | 1 | 56% | 0% | 0% | 2 | 0 | 2 | 6% | 0% | 6% | 1 | 21% | 0% | 0% | 1 | 22% | 0% | 0% | 1 | 37% | 0% | 0% | 1 | 45% | 0% | 0% | 1 | 2% | 0% | 0% | 1 | 5% | 0% | 0% | 1 |  | 0% | 0% | 1 | 0.09 | 0% | 0% | 1 | 49% | 0% | 0% | 1 | 0 | 2 | 18% | 0% | 18% | 1 | 30% | 0% | 0% | 1 | 25% | 0% | 0% | 1 | 38% | 0% | 0% | 1 | 52% | 0% | 0% | 2 | 11% | 0% | 0% | 1 | 4% | 0% | 0% | 1
485 | Oakland X | 70 | 700 | 10 | 86.85% | 0% | 4 | 0.28 | 1228% | 44.1% | 5 | 0% | 0% | 0% | 1 | 0 | 2 | 0% | 0% | 0% | 1 | 24% | 30.5% | 0% | 2 | 50% | 46.48% | 0% | 2 | 67% | 70.56% | 0% | 3 | 72% | 81.97% | 0% | 4 | 1% | 23.54% | 0% | 2 | 2% | 23.83% | 0% | 2 |  | 21% | 0% | 2 | 0.28 | 13.02% | 0% | 1 | 0% | 0% | 0% | 1 | 0 | 2 | 48% | 0% | 48% | 2 | 62% | 8.699% | 0% | 2 | 43% | 5.889% | 0% | 1 | 76% | 13.73% | 0% | 3 | 82% | 19.07% | 0% | 3 | 20% | 4.178% | 0% | 1 | 5% | 3.521% | 0% | 1 |  | 11.53% | 0% | 1 | 0.36 | 11.38% | 0% | 1 | 0% | 0% | 0% | 1 | 0 | 2 | 59% | 0% | 59% | 3 | 45% | 2.817% | 0% | 1 | 48% | 2.948% | 0% | 1 | 71% | 5.378% | 0% | 3 | 85% | 10.53% | 0% | 3 | 24% | 2.046% | 0% | 1 | 6% | 1.64% | 0% | 1 |  | 4.921% | 0% | 1 | 0.55 | 9.534% | 0% | 1 | 0% | 0% | 0% | 1 | 0 | 2 | 48% | 0% | 48% | 2 | 34% | 1.49% | 0% | 1 | 37% | 1.556% | 0% | 1 | 67% | 2.95% | 0% | 2 | 78% | 4.525% | 0% | 3 | 23% | 1.261% | 0% | 1 | 6% | 1.041% | 0% | 1
486 | Butte | 0 | 0 | 10 | 0% | 0% | 1 | 0.23 | 0% | 0% | 1 | 63% | 0% | 0% | 2 | 0 | 2 | 17% | 0% | 17% | 1 | 40% | 0% | 0% | 1 | 33% | 0% | 0% | 1 | 41% | 0% | 0% | 1 | 50% | 0% | 0% | 2 | 20% | 0% | 0% | 1 | 14% | 0% | 0% | 1 |  | 0% | 0% | 1 | 0.13 | 0% | 0% | 1 | 39% | 0% | 0% | 1 | 0 | 2 | 25% | 0% | 25% | 2 | 59% | 0% | 0% | 2 | 24% | 0% | 0% | 1 | 48% | 0% | 0% | 1 | 69% | 0% | 0% | 2 | 28% | 0% | 0% | 1 | 13% | 0% | 0% | 1 |  | 0% | 0% | 1 | 0.11 | 0% | 0% | 1 | 36% | 0% | 0% | 1 | 0 | 2 | 28% | 0% | 28% | 2 | 60% | 0% | 0% | 2 | 17% | 0% | 0% | 1 | 42% | 0% | 0% | 1 | 74% | 0% | 0% | 3 | 25% | 0% | 0% | 1 | 15% | 0% | 0% | 1 |  | 0% | 0% | 1 | 0.11 | 0% | 0% | 1 | 35% | 0% | 0% | 1 | 0 | 2 | 24% | 3% | 27% | 2 | 52% | 0% | 0% | 2 | 18% | 0% | 0% | 1 | 41% | 0% | 0% | 1 | 70% | 0% | 0% | 3 | 21% | 0% | 0% | 1 | 13% | 0% | 0% | 1
487 | Nortech | 0 | 0 | 10 | 0% | 0% | 1 | 0.05 | 0% | 0% | 1 | 0% | 0% | 0% | 1 | 0 | 2 | 0% | 0% | 0% | 1 | 0% | 0% | 0% | 1 | 0% | 0% | 0% | 1 | 51% | 0% | 0% | 2 | 51% | 0% | 0% | 2 | 0% | 0% | 0% | 1 | 99% | 0% | 0% | 5 |  | 0% | 0% | 1 | 0.06 | 0% | 0% | 1 | 0% | 0% | 0% | 1 | 0 | 2 | 94% | 0% | 94% | 5 | 32% | 0% | 0% | 1 | 42% | 0% | 0% | 1 | 48% | 0% | 0% | 1 | 48% | 0% | 0% | 1 | 57% | 0% | 0% | 2 | 10% | 0% | 0% | 1 |  | 0% | 0% | 1 | 0.09 | 0% | 0% | 1 | 1% | 0% | 0% | 1 | 0 | 2 | 88% | 0% | 88% | 5 | 56% | 0% | 0% | 2 | 36% | 0% | 0% | 1 | 50% | 0% | 0% | 2 | 66% | 0% | 0% | 2 | 60% | 0% | 0% | 2 | 7% | 0% | 0% | 1 |  | 0% | 0% | 1 | 0.18 | 0% | 0% | 1 | 0% | 0% | 0% | 1 | 0 | 2 | 68% | 4% | 72% | 3 | 71% | 0% | 0% | 3 | 33% | 0% | 0% | 1 | 52% | 0% | 0% | 2 | 82% | 0% | 0% | 3 | 59% | 0% | 0% | 2 | 5% | 0% | 0% | 1
488 | Windsor | 0 | 0 | 10 | 0% | 0% | 1 | 0.4 | 0% | 0% | 1 | 0% | 0% | 0% | 1 | 0 | 2 | 0% | 0% | 0% | 1 | 0% | 0% | 0% | 1 | 100% | 0% | 0% | 5 | 100% | 0% | 0% | 5 | 100% | 0% | 0% | 5 | 0% | 0% | 0% | 1 | 0% | 0% | 0% | 1 |  | 0% | 0% | 1 | 0.12 | 0% | 0% | 1 | 0% | 0% | 0% | 1 | 0 | 2 | 24% | 0% | 24% | 2 | 0% | 0% | 0% | 1 | 59% | 0% | 0% | 2 | 62% | 0% | 0% | 2 | 62% | 0% | 0% | 2 | 0% | 0% | 0% | 1 | 0% | 0% | 0% | 1 |  | 0% | 0% | 1 | 0.2 | 0% | 0% | 1 | 0% | 0% | 0% | 1 | 0 | 2 | 9% | 63% | 72% | 5 | 20% | 0% | 0% | 1 | 7% | 0% | 0% | 1 | 12% | 0% | 0% | 1 | 32% | 0% | 0% | 1 | 11% | 0% | 0% | 1 | 17% | 0% | 0% | 1 |  | 0% | 0% | 1 | 0.22 | 0% | 0% | 1 | 0% | 0% | 0% | 1 | 0 | 2 | 7% | 41% | 48% | 5 | 13% | 0% | 0% | 1 | 19% | 0% | 0% | 1 | 46% | 0% | 0% | 1 | 53% | 0% | 0% | 2 | 6% | 0% | 0% | 1 | 8% | 0% | 0% | 1
489 | Haas | 150 | 1500 | 15 | 1485% | 13.58% | 5 | 0.02 | 14.43% | 0% | 1 | 0% | 0% | 0% | 1 | 0 | 2 | 65% | 18% | 83% | 5 | 12% | 16.29% | 0% | 1 | 62% | 37.76% | 0% | 2 | 40% | 23.91% | 0% | 2 | 72% | 50.71% | 0% | 3 | 80% | 71.74% | 0% | 3 | 7% | 15.51% | 0% | 1 |  | 126.7% | 1.053% | 4 | 0.02 | 4.876% | 0% | 1 | 0% | 0% | 0% | 1 | 0 | 2 | 65% | 23% | 88% | 5 | 9% | 5.3% | 0% | 1 | 50% | 9.601% | 0% | 2 | 42% | 8.274% | 0% | 1 | 59% | 11.78% | 0% | 2 | 71% | 16.79% | 0% | 3 | 6% | 5.097% | 0% | 1 |  | 41.43% | 0% | 2 | 0.04 | 2.673% | 0% | 1 | 0% | 0% | 0% | 1 | 0 | 2 | 76% | 13% | 89% | 5 | 10% | 2.324% | 0% | 1 | 42% | 3.622% | 0% | 1 | 34% | 3.191% | 0% | 1 | 57% | 4.821% | 0% | 2 | 69% | 6.777% | 0% | 2 | 5% | 2.194% | 0% | 1 |  | 13.45% | 0% | 1 | 0.12 | 1.719% | 0% | 1 | 0% | 0% | 0% | 1 | 0 | 2 | 76% | 6% | 82% | 5 | 24% | 1.207% | 0% | 1 | 41% | 1.54% | 0% | 1 | 33% | 1.364% | 0% | 1 | 66% | 2.724% | 0% | 2 | 62% | 2.424% | 0% | 2 | 4% | 0.9573% | 0% | 1
490 | Stone | 0 | 0 | 10 | 0% | 0% | 1 | 0 | 0% | 0% | 1 | 0% | 0% | 0% | 1 | 0 | 2 | 0% | 0% | 0% | 1 | 0% | 0% | 0% | 1 | 0% | 0% | 0% | 1 | 0% | 0% | 0% | 1 | 0% | 0% | 0% | 1 | 0% | 0% | 0% | 1 | 0% | 0% | 0% | 1 |  | 0% | 0% | 1 | 0.1 | 0% | 0% | 1 | 0% | 0% | 0% | 1 | 0 | 2 | 98% | 0% | 98% | 5 | 34% | 0% | 0% | 1 | 13% | 0% | 0% | 1 | 24% | 0% | 0% | 1 | 38% | 0% | 0% | 1 | 61% | 0% | 0% | 2 | 5% | 0% | 0% | 1 |  | 0% | 0% | 1 | 0.12 | 0% | 0% | 1 | 1% | 0% | 0% | 1 | 0 | 2 | 73% | 3% | 76% | 5 | 71% | 0% | 0% | 3 | 26% | 0% | 0% | 1 | 49% | 0% | 0% | 1 | 82% | 0% | 0% | 3 | 58% | 0% | 0% | 2 | 4% | 0% | 0% | 1 |  | 0% | 0% | 1 | 0.13 | 0% | 0% | 1 | 1% | 0% | 0% | 1 | 0 | 2 | 53% | 18% | 71% | 3 | 71% | 0% | 0% | 3 | 27% | 0% | 0% | 1 | 50% | 0% | 0% | 2 | 86% | 0% | 0% | 3 | 59% | 0% | 0% | 2 | 4% | 0% | 0% | 1
491 | El Cerrito G | 0 | 0 | 10 | 0% | 0% | 1 | 0.55 | 0% | 0% | 1 | 0% | 0% | 0% | 1 | 0 | 2 | 32% | 0% | 32% | 2 | 48% | 0% | 0% | 1 | 75% | 0% | 0% | 3 | 75% | 0% | 0% | 3 | 75% | 0% | 0% | 3 | 12% | 0% | 0% | 1 | 3% | 0% | 0% | 1 |  | 0% | 0% | 1 | 0.29 | 0% | 0% | 1 | 0% | 0% | 0% | 1 | 0 | 2 | 45% | 0% | 45% | 2 | 18% | 0% | 0% | 1 | 60% | 0% | 0% | 2 | 73% | 0% | 0% | 3 | 73% | 0% | 0% | 3 | 12% | 0% | 0% | 1 | 4% | 0% | 0% | 1 |  | 0% | 0% | 1 | 0.56 | 0% | 0% | 1 | 0% | 0% | 0% | 1 | 0 | 2 | 32% | 0% | 32% | 2 | 19% | 0% | 0% | 1 | 42% | 0% | 0% | 1 | 72% | 0% | 0% | 3 | 74% | 0% | 0% | 3 | 10% | 0% | 0% | 1 | 7% | 0% | 0% | 1 |  | 0% | 0% | 1 | 0.51 | 0% | 0% | 1 | 0% | 0% | 0% | 1 | 0 | 2 | 37% | 0% | 37% | 2 | 32% | 0% | 0% | 1 | 36% | 0% | 0% | 1 | 56% | 0% | 0% | 2 | 73% | 0% | 0% | 3 | 17% | 0% | 0% | 1 | 10% | 0% | 0% | 1
492 | Elizabeth Lake | 0 | 0 | 10 | 0% | 0% | 1 | 0.41 | 0% | 0% | 1 | 0% | 0% | 0% | 1 | 0 | 2 | 57% | 35% | 92% | 5 | 25% | 0% | 0% | 1 | 5% | 0% | 0% | 1 | 11% | 0% | 0% | 1 | 36% | 0% | 0% | 1 | 50% | 0% | 0% | 2 | 6% | 0% | 0% | 1 |  | 0% | 0% | 1 | 0.22 | 0% | 0% | 1 | 2% | 0% | 0% | 1 | 0 | 2 | 42% | 48% | 90% | 5 | 47% | 0% | 0% | 1 | 5% | 0% | 0% | 1 | 13% | 0% | 0% | 1 | 57% | 0% | 0% | 2 | 46% | 0% | 0% | 1 | 10% | 0% | 0% | 1 |  | 0% | 0% | 1 | 0.2 | 0% | 0% | 1 | 3% | 0% | 0% | 1 | 0 | 2 | 43% | 44% | 87% | 5 | 54% | 0% | 0% | 2 | 3% | 0% | 0% | 1 | 9% | 0% | 0% | 1 | 60% | 0% | 0% | 2 | 46% | 0% | 0% | 1 | 11% | 0% | 0% | 1 |  | 0% | 0% | 1 | 0.2 | 0% | 0% | 1 | 4% | 0% | 0% | 1 | 0 | 2 | 37% | 42% | 79% | 5 | 48% | 0% | 0% | 1 | 15% | 0% | 0% | 1 | 15% | 0% | 0% | 1 | 66% | 0% | 0% | 2 | 44% | 0% | 0% | 1 | 9% | 0% | 0% | 1
493 | Ashlan | 0 | 0 | 10 | 0% | 0% | 1 | 0.4 | 0% | 0% | 1 | 25% | 0% | 0% | 1 | 0 | 2 | 0% | 0% | 0% | 1 | 21% | 0% | 0% | 1 | 14% | 0% | 0% | 1 | 14% | 0% | 0% | 1 | 21% | 0% | 0% | 1 | 0% | 0% | 0% | 1 | 11% | 0% | 0% | 1 |  | 0% | 0% | 1 | 0.23 | 0% | 0% | 1 | 59% | 0% | 0% | 2 | 0 | 2 | 13% | 0% | 13% | 1 | 17% | 0% | 0% | 1 | 15% | 0% | 0% | 1 | 15% | 0% | 0% | 1 | 24% | 0% | 0% | 1 | 0% | 0% | 0% | 1 | 3% | 0% | 0% | 1 |  | 0% | 0% | 1 | 0.22 | 0% | 0% | 1 | 52% | 0% | 0% | 2 | 0 | 2 | 22% | 0% | 22% | 2 | 16% | 0% | 0% | 1 | 24% | 0% | 0% | 1 | 23% | 0% | 0% | 1 | 32% | 0% | 0% | 1 | 10% | 0% | 0% | 1 | 10% | 0% | 0% | 1 |  | 0% | 0% | 1 | 0.19 | 0% | 0% | 1 | 45% | 0% | 0% | 1 | 0 | 2 | 27% | 0% | 27% | 2 | 24% | 0% | 0% | 1 | 22% | 0% | 0% | 1 | 23% | 0% | 0% | 1 | 38% | 0% | 0% | 1 | 16% | 0% | 0% | 1 | 11% | 0% | 0% | 1
494 | Meadow Lane | 0 | 0 | 10 | 0% | 0% | 1 | 0.11 | 0% | 0% | 1 | 0% | 0% | 0% | 1 | 0 | 2 | 11% | 0% | 11% | 1 | 0% | 0% | 0% | 1 | 14% | 0% | 0% | 1 | 44% | 0% | 0% | 1 | 44% | 0% | 0% | 1 | 6% | 0% | 0% | 1 | 2% | 0% | 0% | 1 |  | 0% | 0% | 1 | 0.44 | 0% | 0% | 1 | 0% | 0% | 0% | 1 | 0 | 2 | 61% | 0% | 61% | 3 | 21% | 0% | 0% | 1 | 64% | 0% | 0% | 2 | 61% | 0% | 0% | 2 | 77% | 0% | 0% | 3 | 16% | 0% | 0% | 1 | 14% | 0% | 0% | 1 |  | 0% | 0% | 1 | 0.46 | 0% | 0% | 1 | 0% | 0% | 0% | 1 | 0 | 2 | 57% | 0% | 57% | 3 | 45% | 0% | 0% | 1 | 53% | 0% | 0% | 2 | 60% | 0% | 0% | 2 | 81% | 0% | 0% | 3 | 23% | 0% | 0% | 1 | 18% | 0% | 0% | 1 |  | 0% | 0% | 1 | 0.3 | 0% | 0% | 1 | 2% | 0% | 0% | 1 | 0 | 2 | 59% | 1% | 60% | 3 | 34% | 0% | 0% | 1 | 44% | 0% | 0% | 1 | 56% | 0% | 0% | 2 | 74% | 0% | 0% | 3 | 19% | 0% | 0% | 1 | 14% | 0% | 0% | 1
495 | Bucks Creek | 0 | 0 | 10 | 0% | 0% | 1 | 0.02 | 0% | 0% | 1 | 0% | 0% | 0% | 1 | 0 | 2 | 81% | 17% | 98% | 5 | 33% | 0% | 0% | 1 | 60% | 0% | 0% | 2 | 25% | 0% | 0% | 1 | 97% | 0% | 0% | 5 | 92% | 0% | 0% | 4 | 23% | 0% | 0% | 1 |  | 0% | 0% | 1 | 0.03 | 0% | 0% | 1 | 0% | 0% | 0% | 1 | 0 | 2 | 26% | 37% | 63% | 5 | 43% | 0% | 0% | 1 | 52% | 0% | 0% | 2 | 59% | 0% | 0% | 2 | 86% | 0% | 0% | 3 | 62% | 0% | 0% | 2 | 8% | 0% | 0% | 1 |  | 0% | 0% | 1 | 0.04 | 0% | 0% | 1 | 0% | 0% | 0% | 1 | 0 | 2 | 29% | 41% | 70% | 5 | 37% | 0% | 0% | 1 | 49% | 0% | 0% | 1 | 56% | 0% | 0% | 2 | 81% | 0% | 0% | 3 | 42% | 0% | 0% | 1 | 7% | 0% | 0% | 1 |  | 0% | 0% | 1 | 0.05 | 0% | 0% | 1 | 0% | 0% | 0% | 1 | 0 | 2 | 32% | 37% | 69% | 5 | 33% | 0% | 0% | 1 | 46% | 0% | 0% | 1 | 50% | 0% | 0% | 2 | 75% | 0% | 0% | 3 | 37% | 0% | 0% | 1 | 6% | 0% | 0% | 1
496 | Dunn Siding | 0 | 0 | 10 | 0% | 0% | 1 | 0.04 | 0% | 0% | 1 | 0% | 0% | 0% | 1 | 0 | 2 | 0% | 0% | 0% | 1 | 64% | 0% | 0% | 2 | 0% | 0% | 0% | 1 | 0% | 0% | 0% | 1 | 64% | 0% | 0% | 2 | 12% | 0% | 0% | 1 | 0% | 0% | 0% | 1 |  | 0% | 0% | 1 | 0.04 | 0% | 0% | 1 | 0% | 0% | 0% | 1 | 0 | 2 | 0% | 0% | 0% | 1 | 42% | 0% | 0% | 1 | 7% | 0% | 0% | 1 | 20% | 0% | 0% | 1 | 52% | 0% | 0% | 2 | 63% | 0% | 0% | 2 | 6% | 0% | 0% | 1 |  | 0% | 0% | 1 | 0.09 | 0% | 0% | 1 | 0% | 0% | 0% | 1 | 0 | 2 | 0% | 0% | 0% | 1 | 39% | 0% | 0% | 1 | 26% | 0% | 0% | 1 | 27% | 0% | 0% | 1 | 45% | 0% | 0% | 1 | 61% | 0% | 0% | 2 | 3% | 0% | 0% | 1 |  | 0% | 0% | 1 | 0.16 | 0% | 0% | 1 | 1% | 0% | 0% | 1 | 0 | 2 | 0% | 0% | 0% | 1 | 31% | 0% | 0% | 1 | 20% | 0% | 0% | 1 | 21% | 0% | 0% | 1 | 36% | 0% | 0% | 1 | 46% | 0% | 0% | 1 | 3% | 0% | 0% | 1
497 | Pit 4 | 0 | 0 | 10 | 0% | 0% | 1 | 0.05 | 0% | 0% | 1 | 0% | 0% | 0% | 1 | 0 | 2 | 81% | 16% | 97% | 5 | 38% | 0% | 0% | 1 | 34% | 0% | 0% | 1 | 34% | 0% | 0% | 1 | 57% | 0% | 0% | 2 | 24% | 0% | 0% | 1 | 7% | 0% | 0% | 1 |  | 0% | 0% | 1 | 0.04 | 0% | 0% | 1 | 0% | 0% | 0% | 1 | 0 | 2 | 66% | 16% | 82% | 5 | 30% | 0% | 0% | 1 | 16% | 0% | 0% | 1 | 9% | 0% | 0% | 1 | 41% | 0% | 0% | 1 | 30% | 0% | 0% | 1 | 8% | 0% | 0% | 1 |  | 0% | 0% | 1 | 0.04 | 0% | 0% | 1 | 0% | 0% | 0% | 1 | 0 | 2 | 52% | 15% | 67% | 3 | 30% | 0% | 0% | 1 | 18% | 0% | 0% | 1 | 16% | 0% | 0% | 1 | 44% | 0% | 0% | 1 | 28% | 0% | 0% | 1 | 7% | 0% | 0% | 1 |  | 0% | 0% | 1 | 0.05 | 0% | 0% | 1 | 0% | 0% | 0% | 1 | 0 | 2 | 40% | 14% | 54% | 3 | 32% | 0% | 0% | 1 | 18% | 0% | 0% | 1 | 19% | 0% | 0% | 1 | 47% | 0% | 0% | 1 | 27% | 0% | 0% | 1 | 6% | 0% | 0% | 1
498 | SAN FRAN A (POTRERO PP) | 60 | 600 | 10 | 42.4% | 0% | 2 | 0.72 | 625% | 47.1% | 5 | 0% | 0% | 0% | 1 | 0 | 2 | 0% | 0% | 0% | 1 | 0% | 32.63% | 0% | 2 | 3% | 33.65% | 0% | 2 | 20% | 41.04% | 0% | 2 | 20% | 41.04% | 0% | 2 | 0% | 32.63% | 0% | 2 | 2% | 33.17% | 0% | 2 |  | 13.63% | 0% | 1 | 0.47 | 65.22% | 0% | 2 | 0% | 0% | 0% | 1 | 0 | 2 | 0% | 0% | 0% | 1 | 1% | 6.991% | 0% | 1 | 19% | 8.502% | 0% | 1 | 45% | 12.5% | 0% | 1 | 46% | 12.76% | 0% | 1 | 0% | 6.912% | 0% | 1 | 4% | 7.234% | 0% | 1 |  | 9.084% | 0% | 1 | 0.48 | 22.49% | 0% | 2 | 0% | 0% | 0% | 1 | 0 | 2 | 2% | 0% | 2% | 1 | 17% | 3.551% | 0% | 1 | 41% | 5.008% | 0% | 1 | 62% | 7.828% | 0% | 2 | 65% | 8.419% | 0% | 2 | 3% | 3.019% | 0% | 1 | 7% | 3.155% | 0% | 1 |  | 7.373% | 0% | 1 | 0.5 | 9.401% | 0% | 1 | 0% | 0% | 0% | 1 | 0 | 2 | 41% | 0% | 41% | 2 | 39% | 1.91% | 0% | 1 | 52% | 2.461% | 0% | 2 | 73% | 4.377% | 0% | 3 | 82% | 6.687% | 0% | 3 | 21% | 1.494% | 0% | 1 | 7% | 1.259% | 0% | 1
499 | Frogtown | 0 | 0 | 10 | 0% | 0% | 1 | 0.13 | 0% | 0% | 1 | 0% | 0% | 0% | 1 | 0 | 2 | 95% | 0% | 95% | 5 | 88% | 0% | 0% | 3 | 14% | 0% | 0% | 1 | 34% | 0% | 0% | 1 | 88% | 0% | 0% | 3 | 58% | 0% | 0% | 2 | 3% | 0% | 0% | 1 |  | 0% | 0% | 1 | 0.15 | 0% | 0% | 1 | 0% | 0% | 0% | 1 | 0 | 2 | 86% | 7% | 93% | 5 | 76% | 0% | 0% | 3 | 15% | 0% | 0% | 1 | 30% | 0% | 0% | 1 | 85% | 0% | 0% | 3 | 59% | 0% | 0% | 2 | 6% | 0% | 0% | 1 |  | 0% | 0% | 1 | 0.16 | 0% | 0% | 1 | 0% | 0% | 0% | 1 | 0 | 2 | 70% | 16% | 86% | 5 | 64% | 0% | 0% | 2 | 19% | 0% | 0% | 1 | 32% | 0% | 0% | 1 | 77% | 0% | 0% | 3 | 59% | 0% | 0% | 2 | 6% | 0% | 0% | 1 |  | 0% | 0% | 1 | 0.16 | 0% | 0% | 1 | 1% | 0% | 0% | 1 | 0 | 2 | 65% | 19% | 84% | 5 | 66% | 0% | 0% | 2 | 21% | 0% | 0% | 1 | 34% | 0% | 0% | 1 | 80% | 0% | 0% | 3 | 59% | 0% | 0% | 2 | 6% | 0% | 0% | 1
500 | Knights Landing | 0 | 0 | 10 | 0% | 0% | 1 | 0.1 | 0% | 0% | 1 | 84% | 0% | 0% | 3 | 0 | 2 | 0% | 0% | 0% | 1 | 8% | 0% | 0% | 1 | 7% | 0% | 0% | 1 | 47% | 0% | 0% | 1 | 53% | 0% | 0% | 2 | 0% | 0% | 0% | 1 | 4% | 0% | 0% | 1 |  | 0% | 0% | 1 | 0.08 | 0% | 0% | 1 | 71% | 0% | 0% | 2 | 0 | 2 | 4% | 0% | 4% | 1 | 45% | 0% | 0% | 1 | 7% | 0% | 0% | 1 | 59% | 0% | 0% | 2 | 78% | 0% | 0% | 3 | 0% | 0% | 0% | 1 | 6% | 0% | 0% | 1 |  | 0% | 0% | 1 | 0.09 | 0% | 0% | 1 | 64% | 0% | 0% | 2 | 0 | 2 | 7% | 0% | 7% | 1 | 47% | 0% | 0% | 1 | 11% | 0% | 0% | 1 | 56% | 0% | 0% | 2 | 80% | 0% | 0% | 3 | 2% | 0% | 0% | 1 | 5% | 0% | 0% | 1 |  | 0% | 0% | 1 | 0.11 | 0% | 0% | 1 | 60% | 0% | 0% | 2 | 0 | 2 | 12% | 1% | 13% | 2 | 43% | 0% | 0% | 1 | 10% | 0% | 0% | 1 | 42% | 0% | 0% | 1 | 67% | 0% | 0% | 2 | 5% | 0% | 0% | 1 | 6% | 0% | 0% | 1
501 | Sandlot | 0 | 0 | 10 | 0% | 0% | 1 | 0.08 | 0% | 0% | 1 | 0% | 0% | 0% | 1 | 0 | 2 | 0% | 0% | 0% | 1 | 15% | 0% | 0% | 1 | 94% | 0% | 0% | 4 | 62% | 0% | 0% | 2 | 94% | 0% | 0% | 4 | 45% | 0% | 0% | 1 | 4% | 0% | 0% | 1 |  | 0% | 0% | 1 | 0.28 | 0% | 0% | 1 | 0% | 0% | 0% | 1 | 0 | 2 | 0% | 0% | 0% | 1 | 7% | 0% | 0% | 1 | 49% | 0% | 0% | 1 | 29% | 0% | 0% | 1 | 51% | 0% | 0% | 2 | 27% | 0% | 0% | 1 | 2% | 0% | 0% | 1 |  | 0% | 0% | 1 | 0.23 | 0% | 0% | 1 | 0% | 0% | 0% | 1 | 0 | 2 | 0% | 0% | 0% | 1 | 51% | 0% | 0% | 2 | 60% | 0% | 0% | 2 | 30% | 0% | 0% | 1 | 80% | 0% | 0% | 3 | 36% | 0% | 0% | 1 | 5% | 0% | 0% | 1 |  | 0% | 0% | 1 | 0.25 | 0% | 0% | 1 | 0% | 0% | 0% | 1 | 0 | 2 | 0% | 0% | 0% | 1 | 57% | 0% | 0% | 2 | 50% | 0% | 0% | 2 | 17% | 0% | 0% | 1 | 80% | 0% | 0% | 3 | 46% | 0% | 0% | 1 | 3% | 0% | 0% | 1
502 | Sunrise | 0 | 0 | 10 | 0% | 0% | 1 | 0.05 | 0% | 0% | 1 | 0% | 0% | 0% | 1 | 0 | 2 | 0% | 0% | 0% | 1 | 15% | 0% | 0% | 1 | 56% | 0% | 0% | 2 | 64% | 0% | 0% | 2 | 68% | 0% | 0% | 2 | 4% | 0% | 0% | 1 | 0% | 0% | 0% | 1 |  | 0% | 0% | 1 | 0.05 | 0% | 0% | 1 | 0% | 0% | 0% | 1 | 0 | 2 | 5% | 0% | 5% | 1 | 20% | 0% | 0% | 1 | 34% | 0% | 0% | 1 | 72% | 0% | 0% | 3 | 72% | 0% | 0% | 3 | 14% | 0% | 0% | 1 | 0% | 0% | 0% | 1 |  | 0% | 0% | 1 | 0.06 | 0% | 0% | 1 | 16% | 0% | 0% | 1 | 0 | 2 | 4% | 0% | 4% | 1 | 26% | 0% | 0% | 1 | 43% | 0% | 0% | 1 | 75% | 0% | 0% | 3 | 76% | 0% | 0% | 3 | 8% | 0% | 0% | 1 | 1% | 0% | 0% | 1 |  | 0% | 0% | 1 | 0.08 | 0% | 0% | 1 | 27% | 0% | 0% | 1 | 0 | 2 | 7% | 0% | 7% | 1 | 25% | 0% | 0% | 1 | 34% | 0% | 0% | 1 | 63% | 0% | 0% | 2 | 71% | 0% | 0% | 3 | 8% | 0% | 0% | 1 | 5% | 0% | 0% | 1
503 | Lilac | 0 | 0 | 10 | 0% | 0% | 1 | 0.53 | 0% | 0% | 1 | 5% | 0% | 0% | 1 | 0 | 2 | 71% | 5% | 76% | 5 | 33% | 0% | 0% | 1 | 0% | 0% | 0% | 1 | 25% | 0% | 0% | 1 | 41% | 0% | 0% | 1 | 3% | 0% | 0% | 1 | 6% | 0% | 0% | 1 |  | 0% | 0% | 1 | 0.39 | 0% | 0% | 1 | 6% | 0% | 0% | 1 | 0 | 2 | 53% | 23% | 76% | 5 | 46% | 0% | 0% | 1 | 12% | 0% | 0% | 1 | 23% | 0% | 0% | 1 | 52% | 0% | 0% | 2 | 11% | 0% | 0% | 1 | 7% | 0% | 0% | 1 |  | 0% | 0% | 1 | 0.33 | 0% | 0% | 1 | 4% | 0% | 0% | 1 | 0 | 2 | 36% | 48% | 84% | 5 | 56% | 0% | 0% | 2 | 15% | 0% | 0% | 1 | 30% | 0% | 0% | 1 | 62% | 0% | 0% | 2 | 32% | 0% | 0% | 1 | 8% | 0% | 0% | 1 |  | 0% | 0% | 1 | 0.31 | 0% | 0% | 1 | 3% | 0% | 0% | 1 | 0 | 2 | 35% | 52% | 87% | 5 | 61% | 0% | 0% | 2 | 24% | 0% | 0% | 1 | 40% | 0% | 0% | 1 | 69% | 0% | 0% | 2 | 32% | 0% | 0% | 1 | 8% | 0% | 0% | 1
504 | Alhambra | 0 | 0 | 10 | 0% | 0% | 1 | 0.39 | 0% | 0% | 1 | 0% | 0% | 0% | 1 | 0 | 2 | 73% | 0% | 73% | 3 | 4% | 0% | 0% | 1 | 59% | 0% | 0% | 2 | 72% | 0% | 0% | 3 | 73% | 0% | 0% | 3 | 11% | 0% | 0% | 1 | 3% | 0% | 0% | 1 |  | 0% | 0% | 1 | 0.72 | 0% | 0% | 1 | 0% | 0% | 0% | 1 | 0 | 2 | 43% | 0% | 43% | 2 | 17% | 0% | 0% | 1 | 50% | 0% | 0% | 2 | 60% | 0% | 0% | 2 | 74% | 0% | 0% | 3 | 14% | 0% | 0% | 1 | 9% | 0% | 0% | 1 |  | 0% | 0% | 1 | 0.38 | 0% | 0% | 1 | 0% | 0% | 0% | 1 | 0 | 2 | 42% | 0% | 42% | 2 | 36% | 0% | 0% | 1 | 48% | 0% | 0% | 1 | 60% | 0% | 0% | 2 | 80% | 0% | 0% | 3 | 17% | 0% | 0% | 1 | 19% | 0% | 0% | 1 |  | 0% | 0% | 1 | 0.31 | 0% | 0% | 1 | 5% | 0% | 0% | 1 | 0 | 2 | 50% | 0% | 50% | 3 | 39% | 0% | 0% | 1 | 40% | 0% | 0% | 1 | 51% | 0% | 0% | 2 | 74% | 0% | 0% | 3 | 19% | 0% | 0% | 1 | 15% | 0% | 0% | 1
505 | Charleston | 0 | 0 | 0 | 0% | 0% | 1 | 0.04 | 0% | 0% | 1 | 0% | 0% | 0% | 1 | 0 | 2 | 0% | 0% | 0% | 1 | 0% | 0% | 0% | 1 | 9% | 0% | 0% | 1 | 11% | 0% | 0% | 1 | 11% | 0% | 0% | 1 | 5% | 0% | 0% | 1 | 1% | 0% | 0% | 1 |  | 0% | 0% | 1 | 0.02 | 0% | 0% | 1 | 0% | 0% | 0% | 1 | 0 | 2 | 0% | 0% | 0% | 1 | 0% | 0% | 0% | 1 | 2% | 0% | 0% | 1 | 5% | 0% | 0% | 1 | 5% | 0% | 0% | 1 | 2% | 0% | 0% | 1 | 0% | 0% | 0% | 1 |  | 0% | 0% | 1 | 0.01 | 0% | 0% | 1 | 0% | 0% | 0% | 1 | 0 | 2 | 0% | 0% | 0% | 1 | 1% | 0% | 0% | 1 | 1% | 0% | 0% | 1 | 2% | 0% | 0% | 1 | 3% | 0% | 0% | 1 | 7% | 0% | 0% | 1 | 0% | 0% | 0% | 1 |  | 0% | 0% | 1 | 0.33 | 0% | 0% | 1 | 0% | 0% | 0% | 1 | 0 | 2 | 0% | 0% | 0% | 1 | 3% | 0% | 0% | 1 | 1% | 0% | 0% | 1 | 11% | 0% | 0% | 1 | 12% | 0% | 0% | 1 | 11% | 0% | 0% | 1 | 0% | 0% | 0% | 1
506 | Vasco | 0 | 0 | 10 | 0% | 0% | 1 | 0.1 | 0% | 0% | 1 | 1% | 0% | 0% | 1 | 0 | 2 | 97% | 0% | 97% | 5 | 77% | 0% | 0% | 3 | 56% | 0% | 0% | 2 | 73% | 0% | 0% | 3 | 90% | 0% | 0% | 4 | 20% | 0% | 0% | 1 | 8% | 0% | 0% | 1 |  | 0% | 0% | 1 | 0.14 | 0% | 0% | 1 | 2% | 0% | 0% | 1 | 0 | 2 | 94% | 1% | 95% | 5 | 69% | 0% | 0% | 2 | 65% | 0% | 0% | 2 | 74% | 0% | 0% | 3 | 91% | 0% | 0% | 4 | 35% | 0% | 0% | 1 | 6% | 0% | 0% | 1 |  | 0% | 0% | 1 | 0.15 | 0% | 0% | 1 | 14% | 0% | 0% | 1 | 0 | 2 | 72% | 8% | 80% | 5 | 62% | 0% | 0% | 2 | 57% | 0% | 0% | 2 | 63% | 0% | 0% | 2 | 82% | 0% | 0% | 3 | 37% | 0% | 0% | 1 | 6% | 0% | 0% | 1 |  | 0% | 0% | 1 | 0.12 | 0% | 0% | 1 | 24% | 0% | 0% | 1 | 0 | 2 | 59% | 9% | 68% | 3 | 59% | 0% | 0% | 2 | 41% | 0% | 0% | 1 | 47% | 0% | 0% | 1 | 73% | 0% | 0% | 3 | 39% | 0% | 0% | 1 | 6% | 0% | 0% | 1
507 | Harris | 0 | 0 | 10 | 0% | 0% | 1 | 0.31 | 0% | 0% | 1 | 0% | 0% | 0% | 1 | 0 | 2 | 0% | 0% | 0% | 1 | 4% | 0% | 0% | 1 | 64% | 0% | 0% | 2 | 68% | 0% | 0% | 2 | 72% | 0% | 0% | 3 | 5% | 0% | 0% | 1 | 11% | 0% | 0% | 1 |  | 0% | 0% | 1 | 0.15 | 0% | 0% | 1 | 0% | 0% | 0% | 1 | 0 | 2 | 0% | 0% | 0% | 1 | 3% | 0% | 0% | 1 | 44% | 0% | 0% | 1 | 52% | 0% | 0% | 2 | 53% | 0% | 0% | 2 | 21% | 0% | 0% | 1 | 12% | 0% | 0% | 1 |  | 0% | 0% | 1 | 0.1 | 0% | 0% | 1 | 0% | 0% | 0% | 1 | 0 | 2 | 0% | 0% | 0% | 1 | 5% | 0% | 0% | 1 | 40% | 0% | 0% | 1 | 45% | 0% | 0% | 1 | 47% | 0% | 0% | 1 | 26% | 0% | 0% | 1 | 15% | 0% | 0% | 1 |  | 0% | 0% | 1 | 0.08 | 0% | 0% | 1 | 0% | 0% | 0% | 1 | 0 | 2 | 0% | 0% | 0% | 1 | 4% | 0% | 0% | 1 | 32% | 0% | 0% | 1 | 36% | 0% | 0% | 1 | 39% | 0% | 0% | 1 | 28% | 0% | 0% | 1 | 14% | 0% | 0% | 1
508 | Grizzly | 0 | 0 | 10 | 0% | 0% | 1 | 0.02 | 0% | 0% | 1 | 0% | 0% | 0% | 1 | 0 | 2 | 7% | 65% | 72% | 5 | 59% | 0% | 0% | 2 | 41% | 0% | 0% | 1 | 59% | 0% | 0% | 2 | 82% | 0% | 0% | 3 | 62% | 0% | 0% | 2 | 4% | 0% | 0% | 1 |  | 0% | 0% | 1 | 0.04 | 0% | 0% | 1 | 0% | 0% | 0% | 1 | 0 | 2 | 24% | 42% | 66% | 5 | 43% | 0% | 0% | 1 | 44% | 0% | 0% | 1 | 63% | 0% | 0% | 2 | 86% | 0% | 0% | 3 | 52% | 0% | 0% | 2 | 7% | 0% | 0% | 1 |  | 0% | 0% | 1 | 0.05 | 0% | 0% | 1 | 0% | 0% | 0% | 1 | 0 | 2 | 21% | 37% | 58% | 5 | 42% | 0% | 0% | 1 | 48% | 0% | 0% | 1 | 66% | 0% | 0% | 2 | 89% | 0% | 0% | 3 | 48% | 0% | 0% | 1 | 5% | 0% | 0% | 1 |  | 0% | 0% | 1 | 0.06 | 0% | 0% | 1 | 0% | 0% | 0% | 1 | 0 | 2 | 22% | 34% | 56% | 5 | 34% | 0% | 0% | 1 | 46% | 0% | 0% | 1 | 56% | 0% | 0% | 2 | 79% | 0% | 0% | 3 | 39% | 0% | 0% | 1 | 5% | 0% | 0% | 1
509 | Jackass (DOE) | 0 | 0 | 0 | 0% | 0% | 1 | 0 | 0% | 0% | 1 | 0% | 0% | 0% | 1 | 0 | 2 | 0% | 0% | 0% | 1 | 0% | 0% | 0% | 1 | 0% | 0% | 0% | 1 | 0% | 0% | 0% | 1 | 0% | 0% | 0% | 1 | 0% | 0% | 0% | 1 | 0% | 0% | 0% | 1 |  | 0% | 0% | 1 | 0 | 0% | 0% | 1 | 0% | 0% | 0% | 1 | 0 | 2 | 0% | 0% | 0% | 1 | 0% | 0% | 0% | 1 | 0% | 0% | 0% | 1 | 0% | 0% | 0% | 1 | 0% | 0% | 0% | 1 | 0% | 0% | 0% | 1 | 0% | 0% | 0% | 1 |  | 0% | 0% | 1 | 0 | 0% | 0% | 1 | 0% | 0% | 0% | 1 | 0 | 2 | 0% | 0% | 0% | 1 | 0% | 0% | 0% | 1 | 0% | 0% | 0% | 1 | 0% | 0% | 0% | 1 | 0% | 0% | 0% | 1 | 0% | 0% | 0% | 1 | 0% | 0% | 0% | 1 |  | 0% | 0% | 1 | 0 | 0% | 0% | 1 | 0% | 0% | 0% | 1 | 0 | 2 | 0% | 0% | 0% | 1 | 0% | 0% | 0% | 1 | 0% | 0% | 0% | 1 | 0% | 0% | 0% | 1 | 0% | 0% | 0% | 1 | 0% | 0% | 0% | 1 | 0% | 0% | 0% | 1
510 | North City Metering | 0 | 0 | 10 | 0% | 0% | 1 | 0.04 | 0% | 0% | 1 | 0% | 0% | 0% | 1 | 0 | 2 | 0% | 0% | 0% | 1 | 33% | 0% | 0% | 1 | 69% | 0% | 0% | 2 | 69% | 0% | 0% | 2 | 98% | 0% | 0% | 5 | 0% | 0% | 0% | 1 | 11% | 0% | 0% | 1 |  | 0% | 0% | 1 | 0.07 | 0% | 0% | 1 | 1% | 0% | 0% | 1 | 0 | 2 | 30% | 0% | 30% | 2 | 19% | 0% | 0% | 1 | 44% | 0% | 0% | 1 | 30% | 0% | 0% | 1 | 57% | 0% | 0% | 2 | 8% | 0% | 0% | 1 | 8% | 0% | 0% | 1 |  | 0% | 0% | 1 | 0.2 | 0% | 0% | 1 | 0% | 0% | 0% | 1 | 0 | 2 | 44% | 31% | 75% | 5 | 52% | 0% | 0% | 2 | 48% | 0% | 0% | 1 | 41% | 0% | 0% | 1 | 82% | 0% | 0% | 3 | 9% | 0% | 0% | 1 | 6% | 0% | 0% | 1 |  | 0% | 0% | 1 | 0.24 | 0% | 0% | 1 | 1% | 0% | 0% | 1 | 0 | 2 | 32% | 42% | 74% | 5 | 57% | 0% | 0% | 2 | 47% | 0% | 0% | 1 | 58% | 0% | 0% | 2 | 85% | 0% | 0% | 3 | 17% | 0% | 0% | 1 | 4% | 0% | 0% | 1
511 | Ormond Beach | 332 | 3320 | 15 | 654.8% | 41.58% | 5 | 0.15 | 211.2% | 33.23% | 5 | 69% | 1334% | 56.25% | 5 | 0 | 2 | 0% | 0% | 0% | 1 | 9% | 50.26% | 0% | 3 | 34% | 68.95% | 0% | 3 | 36% | 71.05% | 0% | 3 | 36% | 71.05% | 0% | 3 | 0% | 45.65% | 0% | 2 | 16% | 54.22% | 0% | 3 |  | 61.42% | 0% | 3 | 0.16 | 126.4% | 3.357% | 3 | 57% | 56.44% | 0% | 3 | 0 | 2 | 0% | 0% | 0% | 1 | 12% | 15.21% | 0% | 1 | 11% | 15.02% | 0% | 1 | 30% | 18.92% | 0% | 1 | 30% | 19.07% | 0% | 1 | 1% | 13.52% | 0% | 1 | 7% | 14.28% | 0% | 1 |  | 21.26% | 0% | 2 | 0.16 | 63.69% | 0% | 2 | 44% | 56.44% | 0% | 3 | 0 | 2 | 1% | 0% | 1% | 1 | 11% | 6.339% | 0% | 1 | 11% | 6.352% | 0% | 1 | 24% | 7.369% | 0% | 1 | 29% | 7.89% | 0% | 1 | 13% | 6.456% | 0% | 1 | 6% | 5.991% | 0% | 1 |  | 9.709% | 0% | 1 | 0.15 | 15.08% | 0% | 1 | 27% | 56.44% | 0% | 3 | 0 | 2 | 2% | 0% | 2% | 1 | 22% | 3.397% | 0% | 1 | 7% | 2.827% | 0% | 1 | 19% | 3.264% | 0% | 1 | 36% | 4.126% | 0% | 1 | 26% | 3.558% | 0% | 1 | 7% | 2.835% | 0% | 1
512 | Warne | 0 | 0 | 10 | 0% | 0% | 1 | 0.04 | 0% | 0% | 1 | 0% | 0% | 0% | 1 | 0 | 2 | 11% | 89% | 100% | 5 | 100% | 0% | 0% | 5 | 0% | 0% | 0% | 1 | 1% | 0% | 0% | 1 | 100% | 0% | 0% | 5 | 67% | 0% | 0% | 2 | 3% | 0% | 0% | 1 |  | 0% | 0% | 1 | 0.04 | 0% | 0% | 1 | 0% | 0% | 0% | 1 | 0 | 2 | 34% | 62% | 96% | 5 | 72% | 0% | 0% | 3 | 39% | 0% | 0% | 1 | 37% | 0% | 0% | 1 | 95% | 0% | 0% | 5 | 63% | 0% | 0% | 2 | 3% | 0% | 0% | 1 |  | 0% | 0% | 1 | 0.07 | 0% | 0% | 1 | 1% | 0% | 0% | 1 | 0 | 2 | 37% | 50% | 87% | 5 | 58% | 0% | 0% | 2 | 45% | 0% | 0% | 1 | 38% | 0% | 0% | 1 | 87% | 0% | 0% | 3 | 56% | 0% | 0% | 2 | 4% | 0% | 0% | 1 |  | 0% | 0% | 1 | 0.14 | 0% | 0% | 1 | 3% | 0% | 0% | 1 | 0 | 2 | 42% | 32% | 74% | 5 | 53% | 0% | 0% | 2 | 34% | 0% | 0% | 1 | 33% | 0% | 0% | 1 | 79% | 0% | 0% | 3 | 45% | 0% | 0% | 1 | 5% | 0% | 0% | 1
513 | POE | 0 | 0 | 10 | 0% | 0% | 1 | 0.12 | 0% | 0% | 1 | 0% | 0% | 0% | 1 | 0 | 2 | 2% | 0% | 2% | 1 | 59% | 0% | 0% | 2 | 55% | 0% | 0% | 2 | 92% | 0% | 0% | 4 | 93% | 0% | 0% | 4 | 35% | 0% | 0% | 1 | 3% | 0% | 0% | 1 |  | 0% | 0% | 1 | 0.16 | 0% | 0% | 1 | 0% | 0% | 0% | 1 | 0 | 2 | 19% | 2% | 21% | 2 | 39% | 0% | 0% | 1 | 43% | 0% | 0% | 1 | 77% | 0% | 0% | 3 | 86% | 0% | 0% | 3 | 47% | 0% | 0% | 1 | 4% | 0% | 0% | 1 |  | 0% | 0% | 1 | 0.12 | 0% | 0% | 1 | 1% | 0% | 0% | 1 | 0 | 2 | 29% | 11% | 40% | 3 | 53% | 0% | 0% | 2 | 40% | 0% | 0% | 1 | 67% | 0% | 0% | 2 | 83% | 0% | 0% | 3 | 49% | 0% | 0% | 1 | 10% | 0% | 0% | 1 |  | 0% | 0% | 1 | 0.12 | 0% | 0% | 1 | 4% | 0% | 0% | 1 | 0 | 2 | 30% | 17% | 47% | 3 | 54% | 0% | 0% | 2 | 33% | 0% | 0% | 1 | 56% | 0% | 0% | 2 | 84% | 0% | 0% | 3 | 40% | 0% | 0% | 1 | 9% | 0% | 0% | 1
514 | Pit 3 | 0 | 0 | 10 | 0% | 0% | 1 | 0.04 | 0% | 0% | 1 | 0% | 0% | 0% | 1 | 0 | 2 | 62% | 0% | 62% | 3 | 33% | 0% | 0% | 1 | 17% | 0% | 0% | 1 | 6% | 0% | 0% | 1 | 44% | 0% | 0% | 1 | 29% | 0% | 0% | 1 | 12% | 0% | 0% | 1 |  | 0% | 0% | 1 | 0.05 | 0% | 0% | 1 | 0% | 0% | 0% | 1 | 0 | 2 | 48% | 6% | 54% | 3 | 27% | 0% | 0% | 1 | 24% | 0% | 0% | 1 | 19% | 0% | 0% | 1 | 46% | 0% | 0% | 1 | 26% | 0% | 0% | 1 | 8% | 0% | 0% | 1 |  | 0% | 0% | 1 | 0.05 | 0% | 0% | 1 | 0% | 0% | 0% | 1 | 0 | 2 | 43% | 8% | 51% | 3 | 28% | 0% | 0% | 1 | 19% | 0% | 0% | 1 | 16% | 0% | 0% | 1 | 43% | 0% | 0% | 1 | 26% | 0% | 0% | 1 | 7% | 0% | 0% | 1 |  | 0% | 0% | 1 | 0.05 | 0% | 0% | 1 | 0% | 0% | 0% | 1 | 0 | 2 | 36% | 8% | 44% | 2 | 32% | 0% | 0% | 1 | 17% | 0% | 0% | 1 | 16% | 0% | 0% | 1 | 45% | 0% | 0% | 1 | 28% | 0% | 0% | 1 | 6% | 0% | 0% | 1
515 | Evergreen | 0 | 0 | 10 | 0% | 0% | 1 | 0.38 | 0% | 0% | 1 | 0% | 0% | 0% | 1 | 0 | 2 | 99% | 0% | 99% | 5 | 0% | 0% | 0% | 1 | 0% | 0% | 0% | 1 | 0% | 0% | 0% | 1 | 0% | 0% | 0% | 1 | 0% | 0% | 0% | 1 | 8% | 0% | 0% | 1 |  | 0% | 0% | 1 | 0.09 | 0% | 0% | 1 | 2% | 0% | 0% | 1 | 0 | 2 | 96% | 0% | 96% | 5 | 45% | 0% | 0% | 1 | 23% | 0% | 0% | 1 | 30% | 0% | 0% | 1 | 51% | 0% | 0% | 2 | 61% | 0% | 0% | 2 | 5% | 0% | 0% | 1 |  | 0% | 0% | 1 | 0.1 | 0% | 0% | 1 | 1% | 0% | 0% | 1 | 0 | 2 | 80% | 6% | 86% | 5 | 74% | 0% | 0% | 3 | 29% | 0% | 0% | 1 | 46% | 0% | 0% | 1 | 82% | 0% | 0% | 3 | 65% | 0% | 0% | 2 | 4% | 0% | 0% | 1 |  | 0% | 0% | 1 | 0.12 | 0% | 0% | 1 | 1% | 0% | 0% | 1 | 0 | 2 | 50% | 24% | 74% | 4 | 72% | 0% | 0% | 3 | 29% | 0% | 0% | 1 | 50% | 0% | 0% | 2 | 86% | 0% | 0% | 3 | 62% | 0% | 0% | 2 | 4% | 0% | 0% | 1
516 | Rincon | 0 | 0 | 10 | 0% | 0% | 1 | 0.21 | 0% | 0% | 1 | 1% | 0% | 0% | 1 | 0 | 2 | 3% | 0% | 3% | 1 | 89% | 0% | 0% | 3 | 73% | 0% | 0% | 3 | 95% | 0% | 0% | 5 | 98% | 0% | 0% | 5 | 25% | 0% | 0% | 1 | 3% | 0% | 0% | 1 |  | 0% | 0% | 1 | 0.2 | 0% | 0% | 1 | 12% | 0% | 0% | 1 | 0 | 2 | 10% | 0% | 10% | 1 | 63% | 0% | 0% | 2 | 48% | 0% | 0% | 1 | 73% | 0% | 0% | 3 | 89% | 0% | 0% | 3 | 23% | 0% | 0% | 1 | 5% | 0% | 0% | 1 |  | 0% | 0% | 1 | 0.19 | 0% | 0% | 1 | 12% | 0% | 0% | 1 | 0 | 2 | 22% | 0% | 22% | 2 | 59% | 0% | 0% | 2 | 47% | 0% | 0% | 1 | 70% | 0% | 0% | 3 | 90% | 0% | 0% | 4 | 27% | 0% | 0% | 1 | 5% | 0% | 0% | 1 |  | 0% | 0% | 1 | 0.15 | 0% | 0% | 1 | 11% | 0% | 0% | 1 | 0 | 2 | 35% | 2% | 37% | 2 | 58% | 0% | 0% | 2 | 43% | 0% | 0% | 1 | 71% | 0% | 0% | 3 | 90% | 0% | 0% | 4 | 32% | 0% | 0% | 1 | 5% | 0% | 0% | 1
517 | Whisman | 0 | 0 | 10 | 0% | 0% | 1 | 0.04 | 0% | 0% | 1 | 0% | 0% | 0% | 1 | 0 | 2 | 0% | 0% | 0% | 1 | 0% | 0% | 0% | 1 | 0% | 0% | 0% | 1 | 4% | 0% | 0% | 1 | 4% | 0% | 0% | 1 | 0% | 0% | 0% | 1 | 100% | 0% | 0% | 5 |  | 0% | 0% | 1 | 0.18 | 0% | 0% | 1 | 3% | 0% | 0% | 1 | 0 | 2 | 1% | 0% | 1% | 1 | 54% | 0% | 0% | 2 | 56% | 0% | 0% | 2 | 85% | 0% | 0% | 3 | 90% | 0% | 0% | 4 | 18% | 0% | 0% | 1 | 19% | 0% | 0% | 1 |  | 0% | 0% | 1 | 0.22 | 0% | 0% | 1 | 0% | 0% | 0% | 1 | 0 | 2 | 29% | 0% | 29% | 2 | 68% | 0% | 0% | 2 | 47% | 0% | 0% | 1 | 69% | 0% | 0% | 2 | 85% | 0% | 0% | 3 | 36% | 0% | 0% | 1 | 6% | 0% | 0% | 1 |  | 0% | 0% | 1 | 0.2 | 0% | 0% | 1 | 0% | 0% | 0% | 1 | 0 | 2 | 36% | 0% | 36% | 2 | 51% | 0% | 0% | 2 | 38% | 0% | 0% | 1 | 65% | 0% | 0% | 2 | 80% | 0% | 0% | 3 | 47% | 0% | 0% | 1 | 8% | 0% | 0% | 1
518 | Brighton | 0 | 0 | 10 | 0% | 0% | 1 | 0.49 | 0% | 0% | 1 | 0% | 0% | 0% | 1 | 0 | 2 | 9% | 0% | 9% | 1 | 0% | 0% | 0% | 1 | 0% | 0% | 0% | 1 | 0% | 0% | 0% | 1 | 0% | 0% | 0% | 1 | 0% | 0% | 0% | 1 | 21% | 0% | 0% | 1 |  | 0% | 0% | 1 | 0.24 | 0% | 0% | 1 | 14% | 0% | 0% | 1 | 0 | 2 | 27% | 0% | 27% | 2 | 28% | 0% | 0% | 1 | 18% | 0% | 0% | 1 | 19% | 0% | 0% | 1 | 45% | 0% | 0% | 1 | 3% | 0% | 0% | 1 | 23% | 0% | 0% | 1 |  | 0% | 0% | 1 | 0.32 | 0% | 0% | 1 | 26% | 0% | 0% | 1 | 0 | 2 | 18% | 0% | 18% | 1 | 38% | 0% | 0% | 1 | 23% | 0% | 0% | 1 | 34% | 0% | 0% | 1 | 61% | 0% | 0% | 2 | 8% | 0% | 0% | 1 | 18% | 0% | 0% | 1 |  | 0% | 0% | 1 | 0.25 | 0% | 0% | 1 | 29% | 0% | 0% | 1 | 0 | 2 | 15% | 0% | 15% | 1 | 40% | 0% | 0% | 1 | 24% | 0% | 0% | 1 | 37% | 0% | 0% | 1 | 63% | 0% | 0% | 2 | 10% | 0% | 0% | 1 | 19% | 0% | 0% | 1
519 | Mi-Wuk | 0 | 0 | 10 | 0% | 0% | 1 | 0.3 | 0% | 0% | 1 | 0% | 0% | 0% | 1 | 0 | 2 | 24% | 76% | 100% | 5 | 15% | 0% | 0% | 1 | 51% | 0% | 0% | 2 | 94% | 0% | 0% | 4 | 94% | 0% | 0% | 4 | 41% | 0% | 0% | 1 | 2% | 0% | 0% | 1 |  | 0% | 0% | 1 | 0.1 | 0% | 0% | 1 | 0% | 0% | 0% | 1 | 0 | 2 | 39% | 55% | 94% | 5 | 16% | 0% | 0% | 1 | 24% | 0% | 0% | 1 | 55% | 0% | 0% | 2 | 58% | 0% | 0% | 2 | 40% | 0% | 0% | 1 | 2% | 0% | 0% | 1 |  | 0% | 0% | 1 | 0.16 | 0% | 0% | 1 | 0% | 0% | 0% | 1 | 0 | 2 | 45% | 46% | 91% | 5 | 26% | 0% | 0% | 1 | 16% | 0% | 0% | 1 | 30% | 0% | 0% | 1 | 49% | 0% | 0% | 1 | 39% | 0% | 0% | 1 | 2% | 0% | 0% | 1 |  | 0% | 0% | 1 | 0.15 | 0% | 0% | 1 | 0% | 0% | 0% | 1 | 0 | 2 | 42% | 48% | 90% | 5 | 33% | 0% | 0% | 1 | 19% | 0% | 0% | 1 | 27% | 0% | 0% | 1 | 53% | 0% | 0% | 2 | 39% | 0% | 0% | 1 | 2% | 0% | 0% | 1
520 | San Ysidro | 0 | 0 | 10 | 0% | 0% | 1 | 0.44 | 0% | 0% | 1 | 0% | 0% | 0% | 1 | 0 | 2 | 41% | 0% | 41% | 2 | 2% | 0% | 0% | 1 | 94% | 0% | 0% | 4 | 100% | 0% | 0% | 5 | 100% | 0% | 0% | 5 | 20% | 0% | 0% | 1 | 12% | 0% | 0% | 1 |  | 0% | 0% | 1 | 0.15 | 0% | 0% | 1 | 0% | 0% | 0% | 1 | 0 | 2 | 57% | 0% | 57% | 3 | 4% | 0% | 0% | 1 | 91% | 0% | 0% | 4 | 92% | 0% | 0% | 4 | 96% | 0% | 0% | 5 | 31% | 0% | 0% | 1 | 10% | 0% | 0% | 1 |  | 0% | 0% | 1 | 0.21 | 0% | 0% | 1 | 0% | 0% | 0% | 1 | 0 | 2 | 46% | 6% | 52% | 3 | 5% | 0% | 0% | 1 | 68% | 0% | 0% | 2 | 90% | 0% | 0% | 4 | 92% | 0% | 0% | 4 | 33% | 0% | 0% | 1 | 6% | 0% | 0% | 1 |  | 0% | 0% | 1 | 0.21 | 0% | 0% | 1 | 0% | 0% | 0% | 1 | 0 | 2 | 28% | 49% | 77% | 5 | 23% | 0% | 0% | 1 | 60% | 0% | 0% | 2 | 88% | 0% | 0% | 3 | 89% | 0% | 0% | 3 | 31% | 0% | 0% | 1 | 4% | 0% | 0% | 1
521 | Lincoln | 0 | 0 | 10 | 0% | 0% | 1 | 0.27 | 0% | 0% | 1 | 15% | 0% | 0% | 1 | 0 | 2 | 53% | 0% | 53% | 3 | 82% | 0% | 0% | 3 | 0% | 0% | 0% | 1 | 0% | 0% | 0% | 1 | 82% | 0% | 0% | 3 | 12% | 0% | 0% | 1 | 36% | 0% | 0% | 1 |  | 0% | 0% | 1 | 0.31 | 0% | 0% | 1 | 13% | 0% | 0% | 1 | 0 | 2 | 52% | 0% | 52% | 3 | 57% | 0% | 0% | 2 | 0% | 0% | 0% | 1 | 0% | 0% | 0% | 1 | 57% | 0% | 0% | 2 | 16% | 0% | 0% | 1 | 24% | 0% | 0% | 1 |  | 0% | 0% | 1 | 0.27 | 0% | 0% | 1 | 21% | 0% | 0% | 1 | 0 | 2 | 44% | 0% | 44% | 2 | 58% | 0% | 0% | 2 | 0% | 0% | 0% | 1 | 10% | 0% | 0% | 1 | 65% | 0% | 0% | 2 | 12% | 0% | 0% | 1 | 19% | 0% | 0% | 1 |  | 0% | 0% | 1 | 0.23 | 0% | 0% | 1 | 22% | 0% | 0% | 1 | 0 | 2 | 45% | 1% | 46% | 2 | 55% | 0% | 0% | 2 | 7% | 0% | 0% | 1 | 23% | 0% | 0% | 1 | 70% | 0% | 0% | 3 | 12% | 0% | 0% | 1 | 14% | 0% | 0% | 1
522 | Jefferson | 140 | 1400 | 15 | 3500% | 34.54% | 5 | 0.23 | 6364% | 56.36% | 5 | 0% | 17100% | 0% | 4 | 0 | 2 | 0% | 0% | 0% | 1 | 90% | 356.2% | 28.08% | 5 | 42% | 60.24% | 0% | 3 | 70% | 116.5% | 7.133% | 4 | 99% | 3500% | 34.54% | 5 | 51% | 71.57% | 0% | 3 | 11% | 39.48% | 0% | 2 |  | 55.12% | 0% | 3 | 0.62 | 115.7% | 0.9736% | 3 | 0% | 6.096% | 0% | 1 | 0 | 2 | 0% | 0% | 0% | 1 | 46% | 9.332% | 0% | 1 | 63% | 13.6% | 0% | 2 | 69% | 16.3% | 0% | 2 | 85% | 33.62% | 0% | 3 | 46% | 9.3% | 0% | 1 | 12% | 5.697% | 0% | 1 |  | 51.04% | 0% | 3 | 0.33 | 50.91% | 0% | 2 | 1% | 6.096% | 0% | 1 | 0 | 2 | 0% | 0% | 0% | 1 | 39% | 4.929% | 0% | 1 | 69% | 9.611% | 0% | 2 | 76% | 12.45% | 0% | 3 | 88% | 25.39% | 0% | 3 | 45% | 5.492% | 0% | 1 | 13% | 3.458% | 0% | 1 |  | 31.19% | 0% | 2 | 0.32 | 30.43% | 0% | 2 | 1% | 6.096% | 0% | 1 | 0 | 2 | 1% | 0% | 1% | 1 | 40% | 3.547% | 0% | 1 | 57% | 4.881% | 0% | 2 | 75% | 8.467% | 0% | 3 | 88% | 17.1% | 0% | 3 | 39% | 3.465% | 0% | 1 | 11% | 2.374% | 0% | 1
523 | Lakewood | 0 | 0 | 10 | 0% | 0% | 1 | 0.06 | 0% | 0% | 1 | 0% | 0% | 0% | 1 | 0 | 2 | 97% | 0% | 97% | 5 | 63% | 0% | 0% | 2 | 88% | 0% | 0% | 3 | 100% | 0% | 0% | 5 | 100% | 0% | 0% | 5 | 44% | 0% | 0% | 1 | 5% | 0% | 0% | 1 |  | 0% | 0% | 1 | 0.09 | 0% | 0% | 1 | 0% | 0% | 0% | 1 | 0 | 2 | 85% | 0% | 85% | 5 | 58% | 0% | 0% | 2 | 56% | 0% | 0% | 2 | 80% | 0% | 0% | 3 | 93% | 0% | 0% | 4 | 34% | 0% | 0% | 1 | 5% | 0% | 0% | 1 |  | 0% | 0% | 1 | 0.29 | 0% | 0% | 1 | 0% | 0% | 0% | 1 | 0 | 2 | 62% | 0% | 62% | 3 | 45% | 0% | 0% | 1 | 53% | 0% | 0% | 2 | 61% | 0% | 0% | 2 | 82% | 0% | 0% | 3 | 26% | 0% | 0% | 1 | 14% | 0% | 0% | 1 |  | 0% | 0% | 1 | 0.3 | 0% | 0% | 1 | 1% | 0% | 0% | 1 | 0 | 2 | 61% | 1% | 62% | 3 | 34% | 0% | 0% | 1 | 48% | 0% | 0% | 1 | 60% | 0% | 0% | 2 | 76% | 0% | 0% | 3 | 21% | 0% | 0% | 1 | 14% | 0% | 0% | 1
524 | Windmaster | 260 | 2600 | 15 | 999.9% | 9.857% | 4 | 0.07 | 65.07% | 0% | 2 | 14% | 119% | 11.56% | 4 | 0 | 2 | 84% | 0% | 84% | 5 | 75% | 40.23% | 0% | 3 | 65% | 27.93% | 0% | 2 | 77% | 42.19% | 0% | 3 | 98% | 407.5% | 7.623% | 5 | 11% | 11.01% | 0% | 1 | 9% | 10.88% | 0% | 1 |  | 159.7% | 0.8966% | 4 | 0.13 | 9.352% | 0% | 1 | 33% | 27.8% | 0% | 2 | 0 | 2 | 55% | 1% | 56% | 3 | 50% | 4.743% | 0% | 2 | 47% | 4.448% | 0% | 1 | 51% | 4.856% | 0% | 2 | 68% | 7.433% | 0% | 2 | 11% | 2.654% | 0% | 1 | 6% | 2.52% | 0% | 1 |  | 52.66% | 0% | 3 | 0.14 | 4.091% | 0% | 1 | 36% | 27.8% | 0% | 2 | 0 | 2 | 49% | 1% | 50% | 3 | 48% | 2.186% | 0% | 1 | 42% | 1.962% | 0% | 1 | 44% | 2.05% | 0% | 1 | 63% | 3.077% | 0% | 2 | 19% | 1.413% | 0% | 1 | 7% | 1.226% | 0% | 1 |  | 30.14% | 0% | 2 | 0.14 | 2.444% | 0% | 1 | 39% | 27.8% | 0% | 2 | 0 | 2 | 41% | 5% | 46% | 2 | 44% | 1.235% | 0% | 1 | 37% | 1.091% | 0% | 1 | 39% | 1.13% | 0% | 1 | 59% | 1.684% | 0% | 2 | 22% | 0.879% | 0% | 1 | 7% | 0.743% | 0% | 1
525 | Rosamond | 0 | 0 | 10 | 0% | 0% | 1 | 0.55 | 0% | 0% | 1 | 6% | 0% | 0% | 1 | 0 | 2 | 0% | 0% | 0% | 1 | 0% | 0% | 0% | 1 | 37% | 0% | 0% | 1 | 12% | 0% | 0% | 1 | 38% | 0% | 0% | 1 | 6% | 0% | 0% | 1 | 5% | 0% | 0% | 1 |  | 0% | 0% | 1 | 0.58 | 0% | 0% | 1 | 2% | 0% | 0% | 1 | 0 | 2 | 1% | 0% | 1% | 1 | 7% | 0% | 0% | 1 | 31% | 0% | 0% | 1 | 26% | 0% | 0% | 1 | 43% | 0% | 0% | 1 | 8% | 0% | 0% | 1 | 2% | 0% | 0% | 1 |  | 0% | 0% | 1 | 0.48 | 0% | 0% | 1 | 1% | 0% | 0% | 1 | 0 | 2 | 6% | 0% | 6% | 1 | 9% | 0% | 0% | 1 | 31% | 0% | 0% | 1 | 26% | 0% | 0% | 1 | 42% | 0% | 0% | 1 | 12% | 0% | 0% | 1 | 1% | 0% | 0% | 1 |  | 0% | 0% | 1 | 0.42 | 0% | 0% | 1 | 3% | 0% | 0% | 1 | 0 | 2 | 12% | 5% | 17% | 2 | 22% | 0% | 0% | 1 | 31% | 0% | 0% | 1 | 25% | 0% | 0% | 1 | 51% | 0% | 0% | 2 | 20% | 0% | 0% | 1 | 2% | 0% | 0% | 1
526 | Los Positas | 0 | 0 | 10 | 0% | 0% | 1 | 0.1 | 0% | 0% | 1 | 1% | 0% | 0% | 1 | 0 | 2 | 96% | 0% | 96% | 5 | 69% | 0% | 0% | 2 | 64% | 0% | 0% | 2 | 77% | 0% | 0% | 3 | 89% | 0% | 0% | 3 | 27% | 0% | 0% | 1 | 8% | 0% | 0% | 1 |  | 0% | 0% | 1 | 0.12 | 0% | 0% | 1 | 0% | 0% | 0% | 1 | 0 | 2 | 96% | 2% | 98% | 5 | 68% | 0% | 0% | 2 | 60% | 0% | 0% | 2 | 71% | 0% | 0% | 3 | 89% | 0% | 0% | 3 | 37% | 0% | 0% | 1 | 6% | 0% | 0% | 1 |  | 0% | 0% | 1 | 0.15 | 0% | 0% | 1 | 10% | 0% | 0% | 1 | 0 | 2 | 76% | 9% | 85% | 5 | 65% | 0% | 0% | 2 | 59% | 0% | 0% | 2 | 66% | 0% | 0% | 2 | 86% | 0% | 0% | 3 | 40% | 0% | 0% | 1 | 6% | 0% | 0% | 1 |  | 0% | 0% | 1 | 0.12 | 0% | 0% | 1 | 20% | 0% | 0% | 1 | 0 | 2 | 63% | 10% | 73% | 3 | 61% | 0% | 0% | 2 | 43% | 0% | 0% | 1 | 49% | 0% | 0% | 1 | 75% | 0% | 0% | 3 | 41% | 0% | 0% | 1 | 6% | 0% | 0% | 1
527 | Oregon Trail | 0 | 0 | 10 | 0% | 0% | 1 | 0.56 | 0% | 0% | 1 | 3% | 0% | 0% | 1 | 0 | 2 | 89% | 0% | 89% | 5 | 65% | 0% | 0% | 2 | 13% | 0% | 0% | 1 | 17% | 0% | 0% | 1 | 67% | 0% | 0% | 2 | 7% | 0% | 0% | 1 | 5% | 0% | 0% | 1 |  | 0% | 0% | 1 | 0.38 | 0% | 0% | 1 | 1% | 0% | 0% | 1 | 0 | 2 | 90% | 0% | 90% | 5 | 75% | 0% | 0% | 3 | 26% | 0% | 0% | 1 | 31% | 0% | 0% | 1 | 83% | 0% | 0% | 3 | 29% | 0% | 0% | 1 | 13% | 0% | 0% | 1 |  | 0% | 0% | 1 | 0.27 | 0% | 0% | 1 | 3% | 0% | 0% | 1 | 0 | 2 | 86% | 7% | 93% | 5 | 72% | 0% | 0% | 3 | 20% | 0% | 0% | 1 | 27% | 0% | 0% | 1 | 80% | 0% | 0% | 3 | 38% | 0% | 0% | 1 | 14% | 0% | 0% | 1 |  | 0% | 0% | 1 | 0.19 | 0% | 0% | 1 | 3% | 0% | 0% | 1 | 0 | 2 | 80% | 15% | 95% | 5 | 65% | 0% | 0% | 2 | 16% | 0% | 0% | 1 | 21% | 0% | 0% | 1 | 73% | 0% | 0% | 3 | 51% | 0% | 0% | 2 | 11% | 0% | 0% | 1
528 | Burlingame | 40 | 400 | 15 | 104.2% | 8.377% | 4 | 0.65 | 408.2% | 457.6% | 5 | 0% | 0% | 0% | 1 | 0 | 2 | 0% | 0% | 0% | 1 | 0% | 69.57% | 0% | 3 | 15% | 82.14% | 0% | 4 | 21% | 88.11% | 0% | 4 | 21% | 88.11% | 0% | 4 | 0% | 69.57% | 0% | 3 | 13% | 79.68% | 0% | 4 |  | 65.04% | 0% | 3 | 0.61 | 231.2% | 4.928% | 3 | 2% | 0% | 0% | 1 | 0 | 2 | 0% | 0% | 0% | 1 | 38% | 7.096% | 0% | 1 | 66% | 12.91% | 0% | 2 | 74% | 17.21% | 0% | 3 | 91% | 50.31% | 0% | 4 | 36% | 6.894% | 0% | 1 | 10% | 4.909% | 0% | 1 |  | 6.543% | 0% | 1 | 0.62 | 28.94% | 0% | 2 | 1% | 0% | 0% | 1 | 0 | 2 | 0% | 0% | 0% | 1 | 31% | 2.132% | 0% | 1 | 40% | 2.448% | 0% | 1 | 54% | 3.228% | 0% | 2 | 70% | 4.918% | 0% | 3 | 28% | 2.055% | 0% | 1 | 11% | 1.661% | 0% | 1 |  | 5.901% | 0% | 1 | 0.45 | 9.943% | 0% | 1 | 1% | 0% | 0% | 1 | 0 | 2 | 4% | 0% | 4% | 1 | 38% | 1.387% | 0% | 1 | 57% | 1.993% | 0% | 2 | 70% | 2.853% | 0% | 3 | 80% | 4.415% | 0% | 3 | 33% | 1.283% | 0% | 1 | 10% | 0.9618% | 0% | 1
529 | Fremont | 0 | 0 | 10 | 0% | 0% | 1 | 0.09 | 0% | 0% | 1 | 0% | 0% | 0% | 1 | 0 | 2 | 100% | 0% | 100% | 5 | 68% | 0% | 0% | 2 | 62% | 0% | 0% | 2 | 69% | 0% | 0% | 2 | 78% | 0% | 0% | 3 | 48% | 0% | 0% | 1 | 3% | 0% | 0% | 1 |  | 0% | 0% | 1 | 0.08 | 0% | 0% | 1 | 0% | 0% | 0% | 1 | 0 | 2 | 97% | 0% | 97% | 5 | 57% | 0% | 0% | 2 | 34% | 0% | 0% | 1 | 57% | 0% | 0% | 2 | 71% | 0% | 0% | 3 | 57% | 0% | 0% | 2 | 8% | 0% | 0% | 1 |  | 0% | 0% | 1 | 0.14 | 0% | 0% | 1 | 0% | 0% | 0% | 1 | 0 | 2 | 93% | 2% | 95% | 5 | 59% | 0% | 0% | 2 | 40% | 0% | 0% | 1 | 57% | 0% | 0% | 2 | 76% | 0% | 0% | 3 | 63% | 0% | 0% | 2 | 7% | 0% | 0% | 1 |  | 0% | 0% | 1 | 0.19 | 0% | 0% | 1 | 0% | 0% | 0% | 1 | 0 | 2 | 84% | 5% | 89% | 5 | 61% | 0% | 0% | 2 | 43% | 0% | 0% | 1 | 56% | 0% | 0% | 2 | 82% | 0% | 0% | 3 | 54% | 0% | 0% | 2 | 7% | 0% | 0% | 1
530 | Callender | 0 | 0 | 10 | 0% | 0% | 1 | 0.21 | 0% | 0% | 1 | 49% | 0% | 0% | 1 | 0 | 2 | 0% | 0% | 0% | 1 | 15% | 0% | 0% | 1 | 11% | 0% | 0% | 1 | 35% | 0% | 0% | 1 | 45% | 0% | 0% | 1 | 4% | 0% | 0% | 1 | 5% | 0% | 0% | 1 |  | 0% | 0% | 1 | 0.13 | 0% | 0% | 1 | 30% | 0% | 0% | 1 | 0 | 2 | 27% | 0% | 27% | 2 | 14% | 0% | 0% | 1 | 2% | 0% | 0% | 1 | 21% | 0% | 0% | 1 | 26% | 0% | 0% | 1 | 17% | 0% | 0% | 1 | 8% | 0% | 0% | 1 |  | 0% | 0% | 1 | 0.1 | 0% | 0% | 1 | 19% | 0% | 0% | 1 | 0 | 2 | 45% | 5% | 50% | 3 | 11% | 0% | 0% | 1 | 6% | 0% | 0% | 1 | 27% | 0% | 0% | 1 | 31% | 0% | 0% | 1 | 33% | 0% | 0% | 1 | 7% | 0% | 0% | 1 |  | 0% | 0% | 1 | 0.08 | 0% | 0% | 1 | 16% | 0% | 0% | 1 | 0 | 2 | 38% | 16% | 54% | 3 | 13% | 0% | 0% | 1 | 8% | 0% | 0% | 1 | 31% | 0% | 0% | 1 | 37% | 0% | 0% | 1 | 40% | 0% | 0% | 1 | 7% | 0% | 0% | 1
531 | Delta PP | 250 | 2500 | 15 | 999.9% | 8.468% | 4 | 0.15 | 53.44% | 0% | 2 | 18% | 93.91% | 0% | 3 | 0 | 2 | 76% | 0% | 76% | 5 | 72% | 30.28% | 0% | 3 | 59% | 20.79% | 0% | 2 | 69% | 26.98% | 0% | 2 | 91% | 97.5% | 0% | 4 | 9% | 9.264% | 0% | 1 | 10% | 9.382% | 0% | 1 |  | 176.6% | 0.9539% | 4 | 0.13 | 7.689% | 0% | 1 | 37% | 24.59% | 0% | 2 | 0 | 2 | 51% | 0% | 51% | 3 | 51% | 4.432% | 0% | 2 | 44% | 3.871% | 0% | 1 | 48% | 4.163% | 0% | 1 | 66% | 6.485% | 0% | 2 | 10% | 2.428% | 0% | 1 | 6% | 2.318% | 0% | 1 |  | 51.54% | 0% | 3 | 0.14 | 3.86% | 0% | 1 | 39% | 24.59% | 0% | 2 | 0 | 2 | 47% | 2% | 49% | 2 | 46% | 1.933% | 0% | 1 | 40% | 1.729% | 0% | 1 | 42% | 1.794% | 0% | 1 | 60% | 2.616% | 0% | 2 | 19% | 1.276% | 0% | 1 | 7% | 1.113% | 0% | 1 |  | 29.85% | 0% | 2 | 0.14 | 2.288% | 0% | 1 | 40% | 24.59% | 0% | 2 | 0 | 2 | 40% | 5% | 45% | 2 | 44% | 1.158% | 0% | 1 | 36% | 1.02% | 0% | 1 | 38% | 1.05% | 0% | 1 | 59% | 1.566% | 0% | 2 | 21% | 0.8238% | 0% | 1 | 7% | 0.6988% | 0% | 1
532 | Moraga | 0 | 0 | 10 | 0% | 0% | 1 | 0.13 | 0% | 0% | 1 | 0% | 0% | 0% | 1 | 0 | 2 | 49% | 0% | 49% | 2 | 85% | 0% | 0% | 3 | 48% | 0% | 0% | 1 | 89% | 0% | 0% | 3 | 100% | 0% | 0% | 5 | 35% | 0% | 0% | 1 | 4% | 0% | 0% | 1 |  | 0% | 0% | 1 | 0.27 | 0% | 0% | 1 | 0% | 0% | 0% | 1 | 0 | 2 | 68% | 0% | 68% | 3 | 57% | 0% | 0% | 2 | 51% | 0% | 0% | 2 | 78% | 0% | 0% | 3 | 92% | 0% | 0% | 4 | 29% | 0% | 0% | 1 | 4% | 0% | 0% | 1 |  | 0% | 0% | 1 | 0.38 | 0% | 0% | 1 | 0% | 0% | 0% | 1 | 0 | 2 | 56% | 0% | 56% | 3 | 43% | 0% | 0% | 1 | 41% | 0% | 0% | 1 | 66% | 0% | 0% | 2 | 79% | 0% | 0% | 3 | 25% | 0% | 0% | 1 | 6% | 0% | 0% | 1 |  | 0% | 0% | 1 | 0.47 | 0% | 0% | 1 | 0% | 0% | 0% | 1 | 0 | 2 | 55% | 1% | 56% | 3 | 34% | 0% | 0% | 1 | 44% | 0% | 0% | 1 | 65% | 0% | 0% | 2 | 80% | 0% | 0% | 3 | 25% | 0% | 0% | 1 | 10% | 0% | 0% | 1
533 | Collierville | 0 | 0 | 10 | 0% | 0% | 1 | 0.29 | 0% | 0% | 1 | 0% | 0% | 0% | 1 | 0 | 2 | 18% | 81% | 99% | 5 | 46% | 0% | 0% | 1 | 21% | 0% | 0% | 1 | 26% | 0% | 0% | 1 | 61% | 0% | 0% | 2 | 41% | 0% | 0% | 1 | 2% | 0% | 0% | 1 |  | 0% | 0% | 1 | 0.29 | 0% | 0% | 1 | 0% | 0% | 0% | 1 | 0 | 2 | 32% | 61% | 93% | 5 | 40% | 0% | 0% | 1 | 24% | 0% | 0% | 1 | 27% | 0% | 0% | 1 | 59% | 0% | 0% | 2 | 35% | 0% | 0% | 1 | 2% | 0% | 0% | 1 |  | 0% | 0% | 1 | 0.22 | 0% | 0% | 1 | 0% | 0% | 0% | 1 | 0 | 2 | 32% | 57% | 89% | 5 | 42% | 0% | 0% | 1 | 14% | 0% | 0% | 1 | 27% | 0% | 0% | 1 | 60% | 0% | 0% | 2 | 33% | 0% | 0% | 1 | 2% | 0% | 0% | 1 |  | 0% | 0% | 1 | 0.16 | 0% | 0% | 1 | 0% | 0% | 0% | 1 | 0 | 2 | 38% | 51% | 89% | 5 | 41% | 0% | 0% | 1 | 11% | 0% | 0% | 1 | 26% | 0% | 0% | 1 | 55% | 0% | 0% | 2 | 37% | 0% | 0% | 1 | 3% | 0% | 0% | 1
534 | Rock Creek | 0 | 0 | 0 | 0% | 0% | 1 | 0.03 | 0% | 0% | 1 | 0% | 0% | 0% | 1 | 0 | 2 | 2% | 76% | 78% | 5 | 62% | 0% | 0% | 2 | 31% | 0% | 0% | 1 | 45% | 0% | 0% | 1 | 76% | 0% | 0% | 3 | 66% | 0% | 0% | 2 | 3% | 0% | 0% | 1 |  | 0% | 0% | 1 | 0.04 | 0% | 0% | 1 | 0% | 0% | 0% | 1 | 0 | 2 | 23% | 44% | 67% | 5 | 45% | 0% | 0% | 1 | 40% | 0% | 0% | 1 | 61% | 0% | 0% | 2 | 86% | 0% | 0% | 3 | 53% | 0% | 0% | 2 | 6% | 0% | 0% | 1 |  | 0% | 0% | 1 | 0.05 | 0% | 0% | 1 | 0% | 0% | 0% | 1 | 0 | 2 | 20% | 38% | 58% | 5 | 44% | 0% | 0% | 1 | 47% | 0% | 0% | 1 | 65% | 0% | 0% | 2 | 89% | 0% | 0% | 3 | 49% | 0% | 0% | 1 | 5% | 0% | 0% | 1 |  | 0% | 0% | 1 | 0.06 | 0% | 0% | 1 | 0% | 0% | 0% | 1 | 0 | 2 | 21% | 35% | 56% | 5 | 36% | 0% | 0% | 1 | 45% | 0% | 0% | 1 | 56% | 0% | 0% | 2 | 79% | 0% | 0% | 3 | 39% | 0% | 0% | 1 | 5% | 0% | 0% | 1
535 | Homestake | 0 | 0 | 10 | 0% | 0% | 1 | 0.06 | 0% | 0% | 1 | 0% | 0% | 0% | 1 | 0 | 2 | 0% | 100% | 100% | 5 | 24% | 0% | 0% | 1 | 81% | 0% | 0% | 3 | 81% | 0% | 0% | 3 | 81% | 0% | 0% | 3 | 92% | 0% | 0% | 4 | 0% | 0% | 0% | 1 |  | 0% | 0% | 1 | 0.08 | 0% | 0% | 1 | 3% | 0% | 0% | 1 | 0 | 2 | 24% | 74% | 98% | 5 | 66% | 0% | 0% | 2 | 16% | 0% | 0% | 1 | 40% | 0% | 0% | 1 | 80% | 0% | 0% | 3 | 69% | 0% | 0% | 2 | 2% | 0% | 0% | 1 |  | 0% | 0% | 1 | 0.07 | 0% | 0% | 1 | 3% | 0% | 0% | 1 | 0 | 2 | 34% | 63% | 97% | 5 | 66% | 0% | 0% | 2 | 21% | 0% | 0% | 1 | 40% | 0% | 0% | 1 | 81% | 0% | 0% | 3 | 72% | 0% | 0% | 3 | 2% | 0% | 0% | 1 |  | 0% | 0% | 1 | 0.08 | 0% | 0% | 1 | 12% | 0% | 0% | 1 | 0 | 2 | 42% | 48% | 90% | 5 | 66% | 0% | 0% | 2 | 21% | 0% | 0% | 1 | 36% | 0% | 0% | 1 | 81% | 0% | 0% | 3 | 59% | 0% | 0% | 2 | 2% | 0% | 0% | 1
536 | James B Black | 0 | 0 | 10 | 0% | 0% | 1 | 0.04 | 0% | 0% | 1 | 0% | 0% | 0% | 1 | 0 | 2 | 54% | 41% | 95% | 5 | 21% | 0% | 0% | 1 | 24% | 0% | 0% | 1 | 24% | 0% | 0% | 1 | 31% | 0% | 0% | 1 | 41% | 0% | 0% | 1 | 6% | 0% | 0% | 1 |  | 0% | 0% | 1 | 0.04 | 0% | 0% | 1 | 0% | 0% | 0% | 1 | 0 | 2 | 56% | 42% | 98% | 5 | 25% | 0% | 0% | 1 | 20% | 0% | 0% | 1 | 21% | 0% | 0% | 1 | 43% | 0% | 0% | 1 | 43% | 0% | 0% | 1 | 5% | 0% | 0% | 1 |  | 0% | 0% | 1 | 0.04 | 0% | 0% | 1 | 0% | 0% | 0% | 1 | 0 | 2 | 58% | 30% | 88% | 5 | 29% | 0% | 0% | 1 | 19% | 0% | 0% | 1 | 22% | 0% | 0% | 1 | 46% | 0% | 0% | 1 | 35% | 0% | 0% | 1 | 6% | 0% | 0% | 1 |  | 0% | 0% | 1 | 0.04 | 0% | 0% | 1 | 0% | 0% | 0% | 1 | 0 | 2 | 46% | 21% | 67% | 4 | 30% | 0% | 0% | 1 | 20% | 0% | 0% | 1 | 20% | 0% | 0% | 1 | 47% | 0% | 0% | 1 | 28% | 0% | 0% | 1 | 7% | 0% | 0% | 1
537 | Harvard | 0 | 0 | 10 | 0% | 0% | 1 | 0.19 | 0% | 0% | 1 | 2% | 0% | 0% | 1 | 0 | 2 | 0% | 0% | 0% | 1 | 41% | 0% | 0% | 1 | 28% | 0% | 0% | 1 | 25% | 0% | 0% | 1 | 48% | 0% | 0% | 1 | 35% | 0% | 0% | 1 | 3% | 0% | 0% | 1 |  | 0% | 0% | 1 | 0.21 | 0% | 0% | 1 | 1% | 0% | 0% | 1 | 0 | 2 | 0% | 0% | 0% | 1 | 39% | 0% | 0% | 1 | 12% | 0% | 0% | 1 | 15% | 0% | 0% | 1 | 41% | 0% | 0% | 1 | 43% | 0% | 0% | 1 | 3% | 0% | 0% | 1 |  | 0% | 0% | 1 | 0.2 | 0% | 0% | 1 | 1% | 0% | 0% | 1 | 0 | 2 | 0% | 0% | 0% | 1 | 46% | 0% | 0% | 1 | 18% | 0% | 0% | 1 | 14% | 0% | 0% | 1 | 49% | 0% | 0% | 1 | 45% | 0% | 0% | 1 | 3% | 0% | 0% | 1 |  | 0% | 0% | 1 | 0.18 | 0% | 0% | 1 | 1% | 0% | 0% | 1 | 0 | 2 | 0% | 0% | 0% | 1 | 51% | 0% | 0% | 2 | 25% | 0% | 0% | 1 | 20% | 0% | 0% | 1 | 54% | 0% | 0% | 2 | 45% | 0% | 0% | 1 | 3% | 0% | 0% | 1
538 | San Jose B | 0 | 0 | 10 | 0% | 0% | 1 | 0 | 0% | 0% | 1 | 0% | 0% | 0% | 1 | 0 | 2 | 0% | 0% | 0% | 1 | 0% | 0% | 0% | 1 | 0% | 0% | 0% | 1 | 0% | 0% | 0% | 1 | 0% | 0% | 0% | 1 | 0% | 0% | 0% | 1 | 0% | 0% | 0% | 1 |  | 0% | 0% | 1 | 0.09 | 0% | 0% | 1 | 0% | 0% | 0% | 1 | 0 | 2 | 98% | 0% | 98% | 5 | 10% | 0% | 0% | 1 | 9% | 0% | 0% | 1 | 15% | 0% | 0% | 1 | 23% | 0% | 0% | 1 | 66% | 0% | 0% | 2 | 6% | 0% | 0% | 1 |  | 0% | 0% | 1 | 0.09 | 0% | 0% | 1 | 1% | 0% | 0% | 1 | 0 | 2 | 80% | 1% | 81% | 5 | 68% | 0% | 0% | 2 | 33% | 0% | 0% | 1 | 50% | 0% | 0% | 2 | 77% | 0% | 0% | 3 | 58% | 0% | 0% | 2 | 6% | 0% | 0% | 1 |  | 0% | 0% | 1 | 0.13 | 0% | 0% | 1 | 1% | 0% | 0% | 1 | 0 | 2 | 60% | 11% | 71% | 3 | 71% | 0% | 0% | 3 | 29% | 0% | 0% | 1 | 52% | 0% | 0% | 2 | 85% | 0% | 0% | 3 | 57% | 0% | 0% | 2 | 4% | 0% | 0% | 1
539 | Edenvale | 0 | 0 | 10 | 0% | 0% | 1 | 0.13 | 0% | 0% | 1 | 4% | 0% | 0% | 1 | 0 | 2 | 90% | 0% | 90% | 5 | 96% | 0% | 0% | 5 | 33% | 0% | 0% | 1 | 55% | 0% | 0% | 2 | 96% | 0% | 0% | 5 | 41% | 0% | 0% | 1 | 4% | 0% | 0% | 1 |  | 0% | 0% | 1 | 0.1 | 0% | 0% | 1 | 2% | 0% | 0% | 1 | 0 | 2 | 92% | 2% | 94% | 5 | 78% | 0% | 0% | 3 | 29% | 0% | 0% | 1 | 40% | 0% | 0% | 1 | 82% | 0% | 0% | 3 | 54% | 0% | 0% | 2 | 4% | 0% | 0% | 1 |  | 0% | 0% | 1 | 0.14 | 0% | 0% | 1 | 1% | 0% | 0% | 1 | 0 | 2 | 68% | 12% | 80% | 5 | 68% | 0% | 0% | 2 | 21% | 0% | 0% | 1 | 43% | 0% | 0% | 1 | 80% | 0% | 0% | 3 | 59% | 0% | 0% | 2 | 4% | 0% | 0% | 1 |  | 0% | 0% | 1 | 0.15 | 0% | 0% | 1 | 1% | 0% | 0% | 1 | 0 | 2 | 44% | 26% | 70% | 4 | 66% | 0% | 0% | 2 | 25% | 0% | 0% | 1 | 49% | 0% | 0% | 1 | 83% | 0% | 0% | 3 | 59% | 0% | 0% | 2 | 4% | 0% | 0% | 1
540 | Mt Poso | 0 | 0 | 10 | 0% | 0% | 1 | 0.09 | 0% | 0% | 1 | 33% | 0% | 0% | 1 | 0 | 2 | 46% | 0% | 46% | 2 | 35% | 0% | 0% | 1 | 0% | 0% | 0% | 1 | 0% | 0% | 0% | 1 | 35% | 0% | 0% | 1 | 9% | 0% | 0% | 1 | 1% | 0% | 0% | 1 |  | 0% | 0% | 1 | 0.1 | 0% | 0% | 1 | 42% | 0% | 0% | 1 | 0 | 2 | 46% | 0% | 46% | 2 | 44% | 0% | 0% | 1 | 5% | 0% | 0% | 1 | 10% | 0% | 0% | 1 | 48% | 0% | 0% | 1 | 9% | 0% | 0% | 1 | 1% | 0% | 0% | 1 |  | 0% | 0% | 1 | 0.1 | 0% | 0% | 1 | 43% | 0% | 0% | 1 | 0 | 2 | 45% | 0% | 45% | 2 | 46% | 0% | 0% | 1 | 9% | 0% | 0% | 1 | 20% | 0% | 0% | 1 | 50% | 0% | 0% | 2 | 19% | 0% | 0% | 1 | 1% | 0% | 0% | 1 |  | 0% | 0% | 1 | 0.1 | 0% | 0% | 1 | 42% | 0% | 0% | 1 | 0 | 2 | 38% | 0% | 38% | 2 | 43% | 0% | 0% | 1 | 13% | 0% | 0% | 1 | 26% | 0% | 0% | 1 | 52% | 0% | 0% | 2 | 21% | 0% | 0% | 1 | 3% | 0% | 0% | 1
541 | Rock Creek 1 | 0 | 0 | 10 | 0% | 0% | 1 | 0.03 | 0% | 0% | 1 | 0% | 0% | 0% | 1 | 0 | 2 | 2% | 76% | 78% | 5 | 62% | 0% | 0% | 2 | 31% | 0% | 0% | 1 | 45% | 0% | 0% | 1 | 76% | 0% | 0% | 3 | 66% | 0% | 0% | 2 | 3% | 0% | 0% | 1 |  | 0% | 0% | 1 | 0.04 | 0% | 0% | 1 | 0% | 0% | 0% | 1 | 0 | 2 | 22% | 44% | 66% | 5 | 46% | 0% | 0% | 1 | 40% | 0% | 0% | 1 | 61% | 0% | 0% | 2 | 86% | 0% | 0% | 3 | 53% | 0% | 0% | 2 | 6% | 0% | 0% | 1 |  | 0% | 0% | 1 | 0.05 | 0% | 0% | 1 | 0% | 0% | 0% | 1 | 0 | 2 | 20% | 38% | 58% | 5 | 44% | 0% | 0% | 1 | 47% | 0% | 0% | 1 | 65% | 0% | 0% | 2 | 89% | 0% | 0% | 3 | 49% | 0% | 0% | 1 | 5% | 0% | 0% | 1 |  | 0% | 0% | 1 | 0.06 | 0% | 0% | 1 | 0% | 0% | 0% | 1 | 0 | 2 | 21% | 35% | 56% | 5 | 36% | 0% | 0% | 1 | 45% | 0% | 0% | 1 | 56% | 0% | 0% | 2 | 79% | 0% | 0% | 3 | 40% | 0% | 0% | 1 | 5% | 0% | 0% | 1
542 | New Sub - Kramer - Lugo (Proposed) | 0 | 0 | 10 | 0% | 0% | 1 | 0.53 | 0% | 0% | 1 | 0% | 0% | 0% | 1 | 0 | 2 | 0% | 0% | 0% | 1 | 46% | 0% | 0% | 1 | 75% | 0% | 0% | 3 | 5% | 0% | 0% | 1 | 88% | 0% | 0% | 3 | 8% | 0% | 0% | 1 | 1% | 0% | 0% | 1 |  | 0% | 0% | 1 | 0.43 | 0% | 0% | 1 | 0% | 0% | 0% | 1 | 0 | 2 | 0% | 0% | 0% | 1 | 40% | 0% | 0% | 1 | 47% | 0% | 0% | 1 | 16% | 0% | 0% | 1 | 65% | 0% | 0% | 2 | 15% | 0% | 0% | 1 | 1% | 0% | 0% | 1 |  | 0% | 0% | 1 | 0.41 | 0% | 0% | 1 | 0% | 0% | 0% | 1 | 0 | 2 | 0% | 0% | 0% | 1 | 29% | 0% | 0% | 1 | 44% | 0% | 0% | 1 | 15% | 0% | 0% | 1 | 58% | 0% | 0% | 2 | 16% | 0% | 0% | 1 | 1% | 0% | 0% | 1 |  | 0% | 0% | 1 | 0.39 | 0% | 0% | 1 | 1% | 0% | 0% | 1 | 0 | 2 | 10% | 1% | 11% | 2 | 44% | 0% | 0% | 1 | 47% | 0% | 0% | 1 | 21% | 0% | 0% | 1 | 69% | 0% | 0% | 2 | 24% | 0% | 0% | 1 | 1% | 0% | 0% | 1
543 | Baker | 0 | 0 | 10 | 0% | 0% | 1 | 0.1 | 0% | 0% | 1 | 0% | 0% | 0% | 1 | 0 | 2 | 0% | 0% | 0% | 1 | 32% | 0% | 0% | 1 | 3% | 0% | 0% | 1 | 3% | 0% | 0% | 1 | 32% | 0% | 0% | 1 | 55% | 0% | 0% | 2 | 0% | 0% | 0% | 1 |  | 0% | 0% | 1 | 0.03 | 0% | 0% | 1 | 0% | 0% | 0% | 1 | 0 | 2 | 0% | 0% | 0% | 1 | 33% | 0% | 0% | 1 | 35% | 0% | 0% | 1 | 35% | 0% | 0% | 1 | 39% | 0% | 0% | 1 | 65% | 0% | 0% | 2 | 0% | 0% | 0% | 1 |  | 0% | 0% | 1 | 0.03 | 0% | 0% | 1 | 0% | 0% | 0% | 1 | 0 | 2 | 0% | 0% | 0% | 1 | 52% | 0% | 0% | 2 | 41% | 0% | 0% | 1 | 41% | 0% | 0% | 1 | 60% | 0% | 0% | 2 | 69% | 0% | 0% | 2 | 0% | 0% | 0% | 1 |  | 0% | 0% | 1 | 0.02 | 0% | 0% | 1 | 0% | 0% | 0% | 1 | 0 | 2 | 0% | 0% | 0% | 1 | 52% | 0% | 0% | 2 | 40% | 0% | 0% | 1 | 40% | 0% | 0% | 1 | 62% | 0% | 0% | 2 | 66% | 0% | 0% | 2 | 2% | 0% | 0% | 1
544 | Mountain View | 0 | 0 | 10 | 0% | 0% | 1 | 0.04 | 0% | 0% | 1 | 0% | 0% | 0% | 1 | 0 | 2 | 0% | 0% | 0% | 1 | 0% | 0% | 0% | 1 | 0% | 0% | 0% | 1 | 28% | 0% | 0% | 1 | 28% | 0% | 0% | 1 | 0% | 0% | 0% | 1 | 100% | 0% | 0% | 5 |  | 0% | 0% | 1 | 0.15 | 0% | 0% | 1 | 2% | 0% | 0% | 1 | 0 | 2 | 1% | 0% | 1% | 1 | 65% | 0% | 0% | 2 | 48% | 0% | 0% | 1 | 82% | 0% | 0% | 3 | 93% | 0% | 0% | 4 | 23% | 0% | 0% | 1 | 16% | 0% | 0% | 1 |  | 0% | 0% | 1 | 0.19 | 0% | 0% | 1 | 0% | 0% | 0% | 1 | 0 | 2 | 16% | 0% | 16% | 1 | 70% | 0% | 0% | 3 | 38% | 0% | 0% | 1 | 70% | 0% | 0% | 3 | 88% | 0% | 0% | 3 | 31% | 0% | 0% | 1 | 5% | 0% | 0% | 1 |  | 0% | 0% | 1 | 0.21 | 0% | 0% | 1 | 1% | 0% | 0% | 1 | 0 | 2 | 30% | 0% | 30% | 2 | 49% | 0% | 0% | 1 | 39% | 0% | 0% | 1 | 69% | 0% | 0% | 2 | 83% | 0% | 0% | 3 | 44% | 0% | 0% | 1 | 8% | 0% | 0% | 1
545 | Stanislaus | 0 | 0 | 10 | 0% | 0% | 1 | 0.08 | 0% | 0% | 1 | 47% | 0% | 0% | 1 | 0 | 2 | 59% | 0% | 59% | 3 | 33% | 0% | 0% | 1 | 10% | 0% | 0% | 1 | 18% | 0% | 0% | 1 | 48% | 0% | 0% | 1 | 36% | 0% | 0% | 1 | 2% | 0% | 0% | 1 |  | 0% | 0% | 1 | 0.1 | 0% | 0% | 1 | 40% | 0% | 0% | 1 | 0 | 2 | 45% | 3% | 48% | 2 | 50% | 0% | 0% | 2 | 12% | 0% | 0% | 1 | 21% | 0% | 0% | 1 | 60% | 0% | 0% | 2 | 36% | 0% | 0% | 1 | 4% | 0% | 0% | 1 |  | 0% | 0% | 1 | 0.11 | 0% | 0% | 1 | 43% | 0% | 0% | 1 | 0 | 2 | 32% | 9% | 41% | 2 | 45% | 0% | 0% | 1 | 9% | 0% | 0% | 1 | 16% | 0% | 0% | 1 | 53% | 0% | 0% | 2 | 33% | 0% | 0% | 1 | 3% | 0% | 0% | 1 |  | 0% | 0% | 1 | 0.11 | 0% | 0% | 1 | 42% | 0% | 0% | 1 | 0 | 2 | 29% | 12% | 41% | 3 | 45% | 0% | 0% | 1 | 13% | 0% | 0% | 1 | 19% | 0% | 0% | 1 | 53% | 0% | 0% | 2 | 33% | 0% | 0% | 1 | 4% | 0% | 0% | 1
546 | Eagle Mountain | 0 | 0 | 10 | 0% | 0% | 1 | 0.04 | 0% | 0% | 1 | 0% | 0% | 0% | 1 | 0 | 2 | 0% | 0% | 0% | 1 | 23% | 0% | 0% | 1 | 29% | 0% | 0% | 1 | 0% | 0% | 0% | 1 | 51% | 0% | 0% | 2 | 49% | 0% | 0% | 1 | 0% | 0% | 0% | 1 |  | 0% | 0% | 1 | 0.06 | 0% | 0% | 1 | 0% | 0% | 0% | 1 | 0 | 2 | 0% | 0% | 0% | 1 | 8% | 0% | 0% | 1 | 23% | 0% | 0% | 1 | 0% | 0% | 0% | 1 | 31% | 0% | 0% | 1 | 54% | 0% | 0% | 2 | 0% | 0% | 0% | 1 |  | 0% | 0% | 1 | 0.05 | 0% | 0% | 1 | 0% | 0% | 0% | 1 | 0 | 2 | 0% | 0% | 0% | 1 | 16% | 0% | 0% | 1 | 16% | 0% | 0% | 1 | 0% | 0% | 0% | 1 | 31% | 0% | 0% | 1 | 58% | 0% | 0% | 2 | 2% | 0% | 0% | 1 |  | 0% | 0% | 1 | 0.04 | 0% | 0% | 1 | 0% | 0% | 0% | 1 | 0 | 2 | 0% | 0% | 0% | 1 | 29% | 0% | 0% | 1 | 15% | 0% | 0% | 1 | 2% | 0% | 0% | 1 | 41% | 0% | 0% | 1 | 61% | 0% | 0% | 2 | 2% | 0% | 0% | 1
547 | Contra Costa PP | 0 | 0 | 10 | 0% | 0% | 1 | 0.06 | 0% | 0% | 1 | 3% | 0% | 0% | 1 | 0 | 2 | 10% | 0% | 10% | 1 | 0% | 0% | 0% | 1 | 54% | 0% | 0% | 2 | 54% | 0% | 0% | 2 | 54% | 0% | 0% | 2 | 0% | 0% | 0% | 1 | 26% | 0% | 0% | 1 |  | 0% | 0% | 1 | 0.08 | 0% | 0% | 1 | 15% | 0% | 0% | 1 | 0 | 2 | 46% | 0% | 46% | 2 | 17% | 0% | 0% | 1 | 44% | 0% | 0% | 1 | 42% | 0% | 0% | 1 | 48% | 0% | 0% | 1 | 7% | 0% | 0% | 1 | 14% | 0% | 0% | 1 |  | 0% | 0% | 1 | 0.08 | 0% | 0% | 1 | 28% | 0% | 0% | 1 | 0 | 2 | 37% | 0% | 37% | 2 | 23% | 0% | 0% | 1 | 36% | 0% | 0% | 1 | 35% | 0% | 0% | 1 | 49% | 0% | 0% | 1 | 5% | 0% | 0% | 1 | 15% | 0% | 0% | 1 |  | 0% | 0% | 1 | 0.08 | 0% | 0% | 1 | 39% | 0% | 0% | 1 | 0 | 2 | 33% | 0% | 33% | 2 | 23% | 0% | 0% | 1 | 32% | 0% | 0% | 1 | 33% | 0% | 0% | 1 | 47% | 0% | 0% | 1 | 6% | 0% | 0% | 1 | 14% | 0% | 0% | 1
548 | Padre Flats SW STA | 370 | 3700 | 10 | 96.38% | 0% | 4 | 0.07 | 41.69% | 0% | 2 | 14% | 59.31% | 0% | 3 | 0 | 2 | 73% | 0% | 73% | 3 | 79% | 48.35% | 0% | 3 | 32% | 14.92% | 0% | 1 | 43% | 17.64% | 0% | 1 | 79% | 48.35% | 0% | 3 | 32% | 14.78% | 0% | 1 | 3% | 10.39% | 0% | 1 |  | 20.69% | 0% | 2 | 0.08 | 7.382% | 0% | 1 | 19% | 16.57% | 0% | 1 | 0 | 2 | 58% | 0% | 58% | 3 | 67% | 8.094% | 0% | 2 | 16% | 3.237% | 0% | 1 | 35% | 4.159% | 0% | 1 | 68% | 8.38% | 0% | 2 | 37% | 4.262% | 0% | 1 | 7% | 2.919% | 0% | 1 |  | 9.716% | 0% | 1 | 0.07 | 3.67% | 0% | 1 | 18% | 16.57% | 0% | 1 | 0 | 2 | 52% | 5% | 57% | 3 | 65% | 3.979% | 0% | 2 | 12% | 1.58% | 0% | 1 | 24% | 1.834% | 0% | 1 | 67% | 4.225% | 0% | 2 | 40% | 2.344% | 0% | 1 | 8% | 1.512% | 0% | 1 |  | 5.856% | 0% | 1 | 0.06 | 2.115% | 0% | 1 | 24% | 16.57% | 0% | 1 | 0 | 2 | 48% | 6% | 54% | 3 | 60% | 2.001% | 0% | 2 | 12% | 0.9041% | 0% | 1 | 21% | 1.011% | 0% | 1 | 64% | 2.208% | 0% | 2 | 41% | 1.344% | 0% | 1 | 6% | 0.8443% | 0% | 1
549 | Bliss | 0 | 0 | 10 | 0% | 0% | 1 | 0.13 | 0% | 0% | 1 | 54% | 0% | 0% | 2 | 0 | 2 | 1% | 0% | 1% | 1 | 0% | 0% | 0% | 1 | 0% | 0% | 0% | 1 | 17% | 0% | 0% | 1 | 17% | 0% | 0% | 1 | 0% | 0% | 0% | 1 | 1% | 0% | 0% | 1 |  | 0% | 0% | 1 | 0.14 | 0% | 0% | 1 | 63% | 0% | 0% | 2 | 0 | 2 | 2% | 0% | 2% | 1 | 1% | 0% | 0% | 1 | 3% | 0% | 0% | 1 | 8% | 0% | 0% | 1 | 9% | 0% | 0% | 1 | 1% | 0% | 0% | 1 | 1% | 0% | 0% | 1 |  | 0% | 0% | 1 | 0.12 | 0% | 0% | 1 | 62% | 0% | 0% | 2 | 0 | 2 | 6% | 0% | 6% | 1 | 16% | 0% | 0% | 1 | 5% | 0% | 0% | 1 | 9% | 0% | 0% | 1 | 22% | 0% | 0% | 1 | 8% | 0% | 0% | 1 | 2% | 0% | 0% | 1 |  | 0% | 0% | 1 | 0.12 | 0% | 0% | 1 | 53% | 0% | 0% | 2 | 0 | 2 | 9% | 0% | 9% | 1 | 29% | 0% | 0% | 1 | 8% | 0% | 0% | 1 | 13% | 0% | 0% | 1 | 38% | 0% | 0% | 1 | 12% | 0% | 0% | 1 | 3% | 0% | 0% | 1
550 | Divide | 0 | 0 | 10 | 0% | 0% | 1 | 0.07 | 0% | 0% | 1 | 6% | 0% | 0% | 1 | 0 | 2 | 20% | 0% | 20% | 2 | 14% | 0% | 0% | 1 | 19% | 0% | 0% | 1 | 67% | 0% | 0% | 2 | 69% | 0% | 0% | 2 | 21% | 0% | 0% | 1 | 1% | 0% | 0% | 1 |  | 0% | 0% | 1 | 0.07 | 0% | 0% | 1 | 25% | 0% | 0% | 1 | 0 | 2 | 16% | 0% | 16% | 1 | 19% | 0% | 0% | 1 | 9% | 0% | 0% | 1 | 50% | 0% | 0% | 2 | 55% | 0% | 0% | 2 | 18% | 0% | 0% | 1 | 4% | 0% | 0% | 1 |  | 0% | 0% | 1 | 0.08 | 0% | 0% | 1 | 22% | 0% | 0% | 1 | 0 | 2 | 22% | 0% | 22% | 2 | 28% | 0% | 0% | 1 | 7% | 0% | 0% | 1 | 43% | 0% | 0% | 1 | 53% | 0% | 0% | 2 | 26% | 0% | 0% | 1 | 5% | 0% | 0% | 1 |  | 0% | 0% | 1 | 0.07 | 0% | 0% | 1 | 16% | 0% | 0% | 1 | 0 | 2 | 35% | 3% | 38% | 2 | 30% | 0% | 0% | 1 | 5% | 0% | 0% | 1 | 35% | 0% | 0% | 1 | 50% | 0% | 0% | 2 | 36% | 0% | 0% | 1 | 5% | 0% | 0% | 1
551 | Cresta | 0 | 0 | 10 | 0% | 0% | 1 | 0.04 | 0% | 0% | 1 | 0% | 0% | 0% | 1 | 0 | 2 | 23% | 31% | 54% | 5 | 45% | 0% | 0% | 1 | 50% | 0% | 0% | 2 | 82% | 0% | 0% | 3 | 96% | 0% | 0% | 5 | 58% | 0% | 0% | 2 | 2% | 0% | 0% | 1 |  | 0% | 0% | 1 | 0.06 | 0% | 0% | 1 | 0% | 0% | 0% | 1 | 0 | 2 | 14% | 30% | 44% | 5 | 42% | 0% | 0% | 1 | 42% | 0% | 0% | 1 | 74% | 0% | 0% | 3 | 86% | 0% | 0% | 3 | 49% | 0% | 0% | 1 | 3% | 0% | 0% | 1 |  | 0% | 0% | 1 | 0.11 | 0% | 0% | 1 | 0% | 0% | 0% | 1 | 0 | 2 | 17% | 29% | 46% | 4 | 44% | 0% | 0% | 1 | 41% | 0% | 0% | 1 | 63% | 0% | 0% | 2 | 86% | 0% | 0% | 3 | 44% | 0% | 0% | 1 | 4% | 0% | 0% | 1 |  | 0% | 0% | 1 | 0.09 | 0% | 0% | 1 | 0% | 0% | 0% | 1 | 0 | 2 | 24% | 26% | 50% | 4 | 48% | 0% | 0% | 1 | 40% | 0% | 0% | 1 | 61% | 0% | 0% | 2 | 83% | 0% | 0% | 3 | 46% | 0% | 0% | 1 | 6% | 0% | 0% | 1
552 | Race Track | 0 | 0 | 10 | 0% | 0% | 1 | 0.18 | 0% | 0% | 1 | 1% | 0% | 0% | 1 | 0 | 2 | 88% | 0% | 88% | 5 | 48% | 0% | 0% | 1 | 43% | 0% | 0% | 1 | 33% | 0% | 0% | 1 | 67% | 0% | 0% | 2 | 35% | 0% | 0% | 1 | 6% | 0% | 0% | 1 |  | 0% | 0% | 1 | 0.15 | 0% | 0% | 1 | 0% | 0% | 0% | 1 | 0 | 2 | 86% | 10% | 96% | 5 | 42% | 0% | 0% | 1 | 38% | 0% | 0% | 1 | 38% | 0% | 0% | 1 | 62% | 0% | 0% | 2 | 47% | 0% | 0% | 1 | 4% | 0% | 0% | 1 |  | 0% | 0% | 1 | 0.16 | 0% | 0% | 1 | 0% | 0% | 0% | 1 | 0 | 2 | 74% | 18% | 92% | 5 | 55% | 0% | 0% | 2 | 34% | 0% | 0% | 1 | 44% | 0% | 0% | 1 | 77% | 0% | 0% | 3 | 57% | 0% | 0% | 2 | 5% | 0% | 0% | 1 |  | 0% | 0% | 1 | 0.15 | 0% | 0% | 1 | 0% | 0% | 0% | 1 | 0 | 2 | 65% | 24% | 89% | 5 | 60% | 0% | 0% | 2 | 23% | 0% | 0% | 1 | 35% | 0% | 0% | 1 | 76% | 0% | 0% | 3 | 56% | 0% | 0% | 2 | 6% | 0% | 0% | 1
553 | Lodi | 0 | 0 | 10 | 0% | 0% | 1 | 0.16 | 0% | 0% | 1 | 70% | 0% | 0% | 2 | 0 | 2 | 0% | 0% | 0% | 1 | 0% | 0% | 0% | 1 | 42% | 0% | 0% | 1 | 48% | 0% | 0% | 1 | 48% | 0% | 0% | 1 | 0% | 0% | 0% | 1 | 4% | 0% | 0% | 1 |  | 0% | 0% | 1 | 0.13 | 0% | 0% | 1 | 70% | 0% | 0% | 2 | 0 | 2 | 0% | 0% | 0% | 1 | 12% | 0% | 0% | 1 | 24% | 0% | 0% | 1 | 26% | 0% | 0% | 1 | 31% | 0% | 0% | 1 | 0% | 0% | 0% | 1 | 7% | 0% | 0% | 1 |  | 0% | 0% | 1 | 0.14 | 0% | 0% | 1 | 61% | 0% | 0% | 2 | 0 | 2 | 0% | 0% | 0% | 1 | 10% | 0% | 0% | 1 | 17% | 0% | 0% | 1 | 23% | 0% | 0% | 1 | 30% | 0% | 0% | 1 | 0% | 0% | 0% | 1 | 8% | 0% | 0% | 1 |  | 0% | 0% | 1 | 0.13 | 0% | 0% | 1 | 55% | 0% | 0% | 2 | 0 | 2 | 2% | 0% | 2% | 1 | 13% | 0% | 0% | 1 | 15% | 0% | 0% | 1 | 23% | 0% | 0% | 1 | 32% | 0% | 0% | 1 | 1% | 0% | 0% | 1 | 9% | 0% | 0% | 1
554 | Rancho Seco | 100 | 1000 | 10 | 999.9% | 2.984% | 4 | 0.09 | 11.43% | 0% | 1 | 11% | 9.619% | 0% | 1 | 0 | 2 | 28% | 0% | 28% | 2 | 100% | 3125% | 2.891% | 5 | 50% | 5.997% | 0% | 2 | 74% | 11.57% | 0% | 3 | 100% | 3125% | 2.891% | 5 | 34% | 4.544% | 0% | 1 | 45% | 5.439% | 0% | 1 |  | 6.529% | 0% | 1 | 0.16 | 5.705% | 0% | 1 | 11% | 2.556% | 0% | 1 | 0 | 2 | 19% | 0% | 19% | 1 | 74% | 3.097% | 0% | 3 | 32% | 1.172% | 0% | 1 | 52% | 1.659% | 0% | 2 | 83% | 4.548% | 0% | 3 | 23% | 1.033% | 0% | 1 | 30% | 1.129% | 0% | 1 |  | 2.679% | 0% | 1 | 0.19 | 4.072% | 0% | 1 | 15% | 2.556% | 0% | 1 | 0 | 2 | 24% | 0% | 24% | 2 | 62% | 1.036% | 0% | 2 | 27% | 0.5369% | 0% | 1 | 41% | 0.6708% | 0% | 1 | 74% | 1.49% | 0% | 3 | 25% | 0.5278% | 0% | 1 | 23% | 0.5131% | 0% | 1 |  | 1.465% | 0% | 1 | 0.22 | 2.617% | 0% | 1 | 18% | 2.556% | 0% | 1 | 0 | 2 | 28% | 0% | 28% | 2 | 54% | 0.4999% | 0% | 2 | 23% | 0.3002% | 0% | 1 | 33% | 0.3478% | 0% | 1 | 64% | 0.6512% | 0% | 2 | 27% | 0.3177% | 0% | 1 | 18% | 0.2818% | 0% | 1
555 | Monticello | 0 | 0 | 10 | 0% | 0% | 1 | 0.11 | 0% | 0% | 1 | 4% | 0% | 0% | 1 | 0 | 2 | 71% | 0% | 71% | 3 | 72% | 0% | 0% | 3 | 8% | 0% | 0% | 1 | 48% | 0% | 0% | 1 | 90% | 0% | 0% | 4 | 65% | 0% | 0% | 2 | 8% | 0% | 0% | 1 |  | 0% | 0% | 1 | 0.09 | 0% | 0% | 1 | 7% | 0% | 0% | 1 | 0 | 2 | 66% | 3% | 69% | 3 | 80% | 0% | 0% | 3 | 16% | 0% | 0% | 1 | 37% | 0% | 0% | 1 | 88% | 0% | 0% | 3 | 64% | 0% | 0% | 2 | 8% | 0% | 0% | 1 |  | 0% | 0% | 1 | 0.11 | 0% | 0% | 1 | 15% | 0% | 0% | 1 | 0 | 2 | 61% | 6% | 67% | 3 | 80% | 0% | 0% | 3 | 16% | 0% | 0% | 1 | 24% | 0% | 0% | 1 | 86% | 0% | 0% | 3 | 51% | 0% | 0% | 2 | 7% | 0% | 0% | 1 |  | 0% | 0% | 1 | 0.11 | 0% | 0% | 1 | 26% | 0% | 0% | 1 | 0 | 2 | 45% | 6% | 51% | 3 | 69% | 0% | 0% | 2 | 14% | 0% | 0% | 1 | 24% | 0% | 0% | 1 | 75% | 0% | 0% | 3 | 42% | 0% | 0% | 1 | 5% | 0% | 0% | 1
556 | New Sub - Westley - Quinto (Proposed) | 175 | 1750 | 15 | 638.7% | 3.708% | 4 | 0.1 | 28.43% | 0% | 2 | 52% | 245.1% | 4.968% | 4 | 0 | 2 | 47% | 4% | 51% | 3 | 87% | 32.94% | 0% | 3 | 18% | 5.301% | 0% | 1 | 27% | 5.973% | 0% | 1 | 89% | 40.26% | 0% | 3 | 35% | 6.692% | 0% | 1 | 1% | 4.412% | 0% | 1 |  | 52.79% | 0% | 3 | 0.1 | 4.61% | 0% | 1 | 47% | 28.84% | 0% | 2 | 0 | 2 | 39% | 10% | 49% | 3 | 77% | 5.346% | 0% | 3 | 17% | 1.507% | 0% | 1 | 25% | 1.663% | 0% | 1 | 80% | 6.212% | 0% | 3 | 37% | 1.968% | 0% | 1 | 3% | 1.287% | 0% | 1 |  | 12.2% | 0% | 1 | 0.11 | 2.045% | 0% | 1 | 47% | 28.84% | 0% | 2 | 0 | 2 | 31% | 12% | 43% | 3 | 61% | 1.442% | 0% | 2 | 17% | 0.6708% | 0% | 1 | 23% | 0.7249% | 0% | 1 | 67% | 1.685% | 0% | 2 | 35% | 0.8514% | 0% | 1 | 3% | 0.5736% | 0% | 1 |  | 4.979% | 0% | 1 | 0.13 | 1.406% | 0% | 1 | 44% | 28.84% | 0% | 2 | 0 | 2 | 27% | 17% | 44% | 3 | 55% | 0.7905% | 0% | 2 | 20% | 0.4432% | 0% | 1 | 25% | 0.4757% | 0% | 1 | 61% | 0.9155% | 0% | 2 | 36% | 0.5505% | 0% | 1 | 3% | 0.3658% | 0% | 1
557 | North Dublin | 0 | 0 | 10 | 0% | 0% | 1 | 0.29 | 0% | 0% | 1 | 0% | 0% | 0% | 1 | 0 | 2 | 89% | 4% | 93% | 5 | 3% | 0% | 0% | 1 | 50% | 0% | 0% | 2 | 76% | 0% | 0% | 3 | 76% | 0% | 0% | 3 | 22% | 0% | 0% | 1 | 6% | 0% | 0% | 1 |  | 0% | 0% | 1 | 0.15 | 0% | 0% | 1 | 0% | 0% | 0% | 1 | 0 | 2 | 95% | 2% | 97% | 5 | 46% | 0% | 0% | 1 | 48% | 0% | 0% | 1 | 70% | 0% | 0% | 3 | 84% | 0% | 0% | 3 | 36% | 0% | 0% | 1 | 7% | 0% | 0% | 1 |  | 0% | 0% | 1 | 0.12 | 0% | 0% | 1 | 2% | 0% | 0% | 1 | 0 | 2 | 95% | 1% | 96% | 5 | 67% | 0% | 0% | 2 | 52% | 0% | 0% | 2 | 70% | 0% | 0% | 3 | 89% | 0% | 0% | 3 | 39% | 0% | 0% | 1 | 7% | 0% | 0% | 1 |  | 0% | 0% | 1 | 0.13 | 0% | 0% | 1 | 11% | 0% | 0% | 1 | 0 | 2 | 76% | 4% | 80% | 5 | 60% | 0% | 0% | 2 | 54% | 0% | 0% | 2 | 64% | 0% | 0% | 2 | 82% | 0% | 0% | 3 | 36% | 0% | 0% | 1 | 6% | 0% | 0% | 1
558 | Wildlife | 0 | 0 | 10 | 0% | 0% | 1 | 0 | 0% | 0% | 1 | 0% | 0% | 0% | 1 | 0 | 2 | 0% | 0% | 0% | 1 | 0% | 0% | 0% | 1 | 0% | 0% | 0% | 1 | 0% | 0% | 0% | 1 | 0% | 0% | 0% | 1 | 0% | 0% | 0% | 1 | 0% | 0% | 0% | 1 |  | 0% | 0% | 1 | 0.45 | 0% | 0% | 1 | 16% | 0% | 0% | 1 | 0 | 2 | 33% | 0% | 33% | 2 | 2% | 0% | 0% | 1 | 17% | 0% | 0% | 1 | 39% | 0% | 0% | 1 | 46% | 0% | 0% | 1 | 2% | 0% | 0% | 1 | 4% | 0% | 0% | 1 |  | 0% | 0% | 1 | 0.32 | 0% | 0% | 1 | 4% | 0% | 0% | 1 | 0 | 2 | 65% | 13% | 78% | 5 | 17% | 0% | 0% | 1 | 34% | 0% | 0% | 1 | 57% | 0% | 0% | 2 | 65% | 0% | 0% | 2 | 26% | 0% | 0% | 1 | 7% | 0% | 0% | 1 |  | 0% | 0% | 1 | 0.27 | 0% | 0% | 1 | 2% | 0% | 0% | 1 | 0 | 2 | 63% | 22% | 85% | 5 | 38% | 0% | 0% | 1 | 38% | 0% | 0% | 1 | 51% | 0% | 0% | 2 | 75% | 0% | 0% | 3 | 31% | 0% | 0% | 1 | 8% | 0% | 0% | 1
559 | Clovis | 0 | 0 | 10 | 0% | 0% | 1 | 0.52 | 0% | 0% | 1 | 15% | 0% | 0% | 1 | 0 | 2 | 36% | 0% | 36% | 2 | 16% | 0% | 0% | 1 | 55% | 0% | 0% | 2 | 56% | 0% | 0% | 2 | 59% | 0% | 0% | 2 | 5% | 0% | 0% | 1 | 21% | 0% | 0% | 1 |  | 0% | 0% | 1 | 0.31 | 0% | 0% | 1 | 18% | 0% | 0% | 1 | 0 | 2 | 54% | 0% | 54% | 3 | 57% | 0% | 0% | 2 | 44% | 0% | 0% | 1 | 42% | 0% | 0% | 1 | 69% | 0% | 0% | 2 | 30% | 0% | 0% | 1 | 19% | 0% | 0% | 1 |  | 0% | 0% | 1 | 0.25 | 0% | 0% | 1 | 27% | 0% | 0% | 1 | 0 | 2 | 46% | 0% | 46% | 2 | 47% | 0% | 0% | 1 | 29% | 0% | 0% | 1 | 31% | 0% | 0% | 1 | 61% | 0% | 0% | 2 | 32% | 0% | 0% | 1 | 15% | 0% | 0% | 1 |  | 0% | 0% | 1 | 0.2 | 0% | 0% | 1 | 35% | 0% | 0% | 1 | 0 | 2 | 43% | 0% | 43% | 2 | 37% | 0% | 0% | 1 | 25% | 0% | 0% | 1 | 26% | 0% | 0% | 1 | 52% | 0% | 0% | 2 | 28% | 0% | 0% | 1 | 12% | 0% | 0% | 1
560 | Greenleaf 1 | 0 | 0 | 10 | 0% | 0% | 1 | 0.12 | 0% | 0% | 1 | 60% | 0% | 0% | 2 | 0 | 2 | 0% | 0% | 0% | 1 | 1% | 0% | 0% | 1 | 10% | 0% | 0% | 1 | 56% | 0% | 0% | 2 | 56% | 0% | 0% | 2 | 0% | 0% | 0% | 1 | 3% | 0% | 0% | 1 |  | 0% | 0% | 1 | 0.12 | 0% | 0% | 1 | 65% | 0% | 0% | 2 | 0 | 2 | 0% | 0% | 0% | 1 | 22% | 0% | 0% | 1 | 7% | 0% | 0% | 1 | 51% | 0% | 0% | 2 | 60% | 0% | 0% | 2 | 1% | 0% | 0% | 1 | 4% | 0% | 0% | 1 |  | 0% | 0% | 1 | 0.11 | 0% | 0% | 1 | 64% | 0% | 0% | 2 | 0 | 2 | 6% | 0% | 6% | 1 | 38% | 0% | 0% | 1 | 9% | 0% | 0% | 1 | 47% | 0% | 0% | 1 | 67% | 0% | 0% | 2 | 3% | 0% | 0% | 1 | 6% | 0% | 0% | 1 |  | 0% | 0% | 1 | 0.1 | 0% | 0% | 1 | 60% | 0% | 0% | 2 | 0 | 2 | 9% | 0% | 9% | 1 | 43% | 0% | 0% | 1 | 9% | 0% | 0% | 1 | 45% | 0% | 0% | 1 | 68% | 0% | 0% | 2 | 4% | 0% | 0% | 1 | 7% | 0% | 0% | 1
561 | Atlantic | 0 | 0 | 10 | 0% | 0% | 1 | 0.74 | 0% | 0% | 1 | 3% | 0% | 0% | 1 | 0 | 2 | 0% | 0% | 0% | 1 | 31% | 0% | 0% | 1 | 0% | 0% | 0% | 1 | 0% | 0% | 0% | 1 | 31% | 0% | 0% | 1 | 0% | 0% | 0% | 1 | 19% | 0% | 0% | 1 |  | 0% | 0% | 1 | 0.69 | 0% | 0% | 1 | 4% | 0% | 0% | 1 | 0 | 2 | 50% | 0% | 50% | 3 | 44% | 0% | 0% | 1 | 0% | 0% | 0% | 1 | 0% | 0% | 0% | 1 | 44% | 0% | 0% | 1 | 7% | 0% | 0% | 1 | 41% | 0% | 0% | 1 |  | 0% | 0% | 1 | 0.47 | 0% | 0% | 1 | 8% | 0% | 0% | 1 | 0 | 2 | 42% | 1% | 43% | 2 | 39% | 0% | 0% | 1 | 9% | 0% | 0% | 1 | 20% | 0% | 0% | 1 | 55% | 0% | 0% | 2 | 13% | 0% | 0% | 1 | 23% | 0% | 0% | 1 |  | 0% | 0% | 1 | 0.32 | 0% | 0% | 1 | 19% | 0% | 0% | 1 | 0 | 2 | 42% | 1% | 43% | 2 | 50% | 0% | 0% | 2 | 11% | 0% | 0% | 1 | 25% | 0% | 0% | 1 | 68% | 0% | 0% | 2 | 17% | 0% | 0% | 1 | 17% | 0% | 0% | 1
562 | Vasona | 0 | 0 | 10 | 0% | 0% | 1 | 0.31 | 0% | 0% | 1 | 0% | 0% | 0% | 1 | 0 | 2 | 13% | 0% | 13% | 1 | 100% | 0% | 0% | 5 | 0% | 0% | 0% | 1 | 96% | 0% | 0% | 5 | 100% | 0% | 0% | 5 | 26% | 0% | 0% | 1 | 3% | 0% | 0% | 1 |  | 0% | 0% | 1 | 0.25 | 0% | 0% | 1 | 1% | 0% | 0% | 1 | 0 | 2 | 11% | 0% | 11% | 1 | 68% | 0% | 0% | 2 | 0% | 0% | 0% | 1 | 76% | 0% | 0% | 3 | 95% | 0% | 0% | 5 | 24% | 0% | 0% | 1 | 2% | 0% | 0% | 1 |  | 0% | 0% | 1 | 0.21 | 0% | 0% | 1 | 1% | 0% | 0% | 1 | 0 | 2 | 30% | 0% | 30% | 2 | 57% | 0% | 0% | 2 | 12% | 0% | 0% | 1 | 62% | 0% | 0% | 2 | 84% | 0% | 0% | 3 | 27% | 0% | 0% | 1 | 2% | 0% | 0% | 1 |  | 0% | 0% | 1 | 0.19 | 0% | 0% | 1 | 1% | 0% | 0% | 1 | 0 | 2 | 38% | 1% | 39% | 2 | 61% | 0% | 0% | 2 | 25% | 0% | 0% | 1 | 62% | 0% | 0% | 2 | 85% | 0% | 0% | 3 | 41% | 0% | 0% | 1 | 4% | 0% | 0% | 1
563 | Mercury | 0 | 0 | 0 | 0% | 0% | 1 | 0 | 0% | 0% | 1 | 0% | 0% | 0% | 1 | 0 | 2 | 0% | 0% | 0% | 1 | 0% | 0% | 0% | 1 | 0% | 0% | 0% | 1 | 0% | 0% | 0% | 1 | 0% | 0% | 0% | 1 | 0% | 0% | 0% | 1 | 0% | 0% | 0% | 1 |  | 0% | 0% | 1 | 0 | 0% | 0% | 1 | 0% | 0% | 0% | 1 | 0 | 2 | 0% | 0% | 0% | 1 | 0% | 0% | 0% | 1 | 0% | 0% | 0% | 1 | 0% | 0% | 0% | 1 | 0% | 0% | 0% | 1 | 0% | 0% | 0% | 1 | 0% | 0% | 0% | 1 |  | 0% | 0% | 1 | 0 | 0% | 0% | 1 | 0% | 0% | 0% | 1 | 0 | 2 | 0% | 0% | 0% | 1 | 0% | 0% | 0% | 1 | 0% | 0% | 0% | 1 | 0% | 0% | 0% | 1 | 0% | 0% | 0% | 1 | 0% | 0% | 0% | 1 | 0% | 0% | 0% | 1 |  | 0% | 0% | 1 | 0 | 0% | 0% | 1 | 0% | 0% | 0% | 1 | 0 | 2 | 0% | 0% | 0% | 1 | 0% | 0% | 0% | 1 | 0% | 0% | 0% | 1 | 0% | 0% | 0% | 1 | 0% | 0% | 0% | 1 | 0% | 0% | 0% | 1 | 0% | 0% | 0% | 1
564 | Monta Vista | 0 | 0 | 10 | 0% | 0% | 1 | 0.14 | 0% | 0% | 1 | 11% | 0% | 0% | 1 | 0 | 2 | 5% | 0% | 5% | 1 | 97% | 0% | 0% | 5 | 4% | 0% | 0% | 1 | 98% | 0% | 0% | 5 | 100% | 0% | 0% | 5 | 54% | 0% | 0% | 2 | 6% | 0% | 0% | 1 |  | 0% | 0% | 1 | 0.15 | 0% | 0% | 1 | 1% | 0% | 0% | 1 | 0 | 2 | 2% | 0% | 2% | 1 | 86% | 0% | 0% | 3 | 23% | 0% | 0% | 1 | 64% | 0% | 0% | 2 | 94% | 0% | 0% | 4 | 22% | 0% | 0% | 1 | 3% | 0% | 0% | 1 |  | 0% | 0% | 1 | 0.19 | 0% | 0% | 1 | 0% | 0% | 0% | 1 | 0 | 2 | 3% | 0% | 3% | 1 | 63% | 0% | 0% | 2 | 26% | 0% | 0% | 1 | 75% | 0% | 0% | 3 | 91% | 0% | 0% | 4 | 31% | 0% | 0% | 1 | 4% | 0% | 0% | 1 |  | 0% | 0% | 1 | 0.21 | 0% | 0% | 1 | 1% | 0% | 0% | 1 | 0 | 2 | 20% | 0% | 20% | 2 | 46% | 0% | 0% | 1 | 40% | 0% | 0% | 1 | 75% | 0% | 0% | 3 | 86% | 0% | 0% | 3 | 40% | 0% | 0% | 1 | 6% | 0% | 0% | 1
565 | Topaz | 0 | 0 | 10 | 0% | 0% | 1 | 0.04 | 0% | 0% | 1 | 0% | 0% | 0% | 1 | 0 | 2 | 70% | 8% | 78% | 5 | 11% | 0% | 0% | 1 | 33% | 0% | 0% | 1 | 49% | 0% | 0% | 1 | 51% | 0% | 0% | 2 | 59% | 0% | 0% | 2 | 1% | 0% | 0% | 1 |  | 0% | 0% | 1 | 0.09 | 0% | 0% | 1 | 0% | 0% | 0% | 1 | 0 | 2 | 62% | 15% | 77% | 5 | 41% | 0% | 0% | 1 | 22% | 0% | 0% | 1 | 34% | 0% | 0% | 1 | 68% | 0% | 0% | 2 | 67% | 0% | 0% | 2 | 5% | 0% | 0% | 1 |  | 0% | 0% | 1 | 0.08 | 0% | 0% | 1 | 1% | 0% | 0% | 1 | 0 | 2 | 44% | 15% | 59% | 3 | 53% | 0% | 0% | 2 | 20% | 0% | 0% | 1 | 28% | 0% | 0% | 1 | 72% | 0% | 0% | 3 | 60% | 0% | 0% | 2 | 4% | 0% | 0% | 1 |  | 0% | 0% | 1 | 0.07 | 0% | 0% | 1 | 3% | 0% | 0% | 1 | 0 | 2 | 35% | 19% | 54% | 3 | 55% | 0% | 0% | 2 | 14% | 0% | 0% | 1 | 26% | 0% | 0% | 1 | 73% | 0% | 0% | 3 | 52% | 0% | 0% | 2 | 3% | 0% | 0% | 1
566 | Balch | 190 | 1900 | 15 | 5758% | 38.2% | 5 | 0.02 | 39.76% | 0% | 2 | 0% | 0% | 0% | 1 | 0 | 2 | 50% | 46% | 96% | 5 | 26% | 52.4% | 0% | 3 | 60% | 97.09% | 0% | 4 | 27% | 52.66% | 0% | 3 | 74% | 150.9% | 17.5% | 5 | 84% | 240.8% | 26.88% | 5 | 5% | 40.72% | 0% | 2 |  | 157.7% | 1.766% | 4 | 0.02 | 4.946% | 0% | 1 | 0% | 0% | 0% | 1 | 0 | 2 | 74% | 18% | 92% | 5 | 13% | 5.397% | 0% | 1 | 44% | 8.303% | 0% | 1 | 35% | 7.219% | 0% | 1 | 56% | 10.53% | 0% | 2 | 72% | 17.01% | 0% | 3 | 5% | 4.922% | 0% | 1 |  | 26.08% | 0% | 2 | 0.06 | 2.84% | 0% | 1 | 0% | 0% | 0% | 1 | 0 | 2 | 79% | 9% | 88% | 5 | 20% | 2.247% | 0% | 1 | 39% | 2.951% | 0% | 1 | 33% | 2.666% | 0% | 1 | 62% | 4.752% | 0% | 2 | 67% | 5.497% | 0% | 2 | 4% | 1.868% | 0% | 1 |  | 15.76% | 0% | 1 | 0.12 | 1.827% | 0% | 1 | 1% | 0% | 0% | 1 | 0 | 2 | 71% | 5% | 76% | 5 | 38% | 1.386% | 0% | 1 | 38% | 1.395% | 0% | 1 | 35% | 1.318% | 0% | 1 | 73% | 3.206% | 0% | 3 | 63% | 2.351% | 0% | 2 | 5% | 0.902% | 0% | 1
567 | El Dorado PH | 0 | 0 | 10 | 0% | 0% | 1 | 0.25 | 0% | 0% | 1 | 1% | 0% | 0% | 1 | 0 | 2 | 58% | 0% | 58% | 3 | 78% | 0% | 0% | 3 | 22% | 0% | 0% | 1 | 54% | 0% | 0% | 2 | 85% | 0% | 0% | 3 | 30% | 0% | 0% | 1 | 1% | 0% | 0% | 1 |  | 0% | 0% | 1 | 0.21 | 0% | 0% | 1 | 1% | 0% | 0% | 1 | 0 | 2 | 57% | 30% | 87% | 5 | 69% | 0% | 0% | 2 | 28% | 0% | 0% | 1 | 43% | 0% | 0% | 1 | 83% | 0% | 0% | 3 | 34% | 0% | 0% | 1 | 1% | 0% | 0% | 1 |  | 0% | 0% | 1 | 0.21 | 0% | 0% | 1 | 1% | 0% | 0% | 1 | 0 | 2 | 49% | 44% | 93% | 5 | 60% | 0% | 0% | 2 | 25% | 0% | 0% | 1 | 33% | 0% | 0% | 1 | 78% | 0% | 0% | 3 | 27% | 0% | 0% | 1 | 2% | 0% | 0% | 1 |  | 0% | 0% | 1 | 0.15 | 0% | 0% | 1 | 1% | 0% | 0% | 1 | 0 | 2 | 51% | 44% | 95% | 5 | 55% | 0% | 0% | 2 | 20% | 0% | 0% | 1 | 24% | 0% | 0% | 1 | 70% | 0% | 0% | 3 | 31% | 0% | 0% | 1 | 3% | 0% | 0% | 1
568 | Bell | 0 | 0 | 10 | 0% | 0% | 1 | 0.51 | 0% | 0% | 1 | 1% | 0% | 0% | 1 | 0 | 2 | 87% | 0% | 87% | 5 | 64% | 0% | 0% | 2 | 0% | 0% | 0% | 1 | 3% | 0% | 0% | 1 | 64% | 0% | 0% | 2 | 10% | 0% | 0% | 1 | 7% | 0% | 0% | 1 |  | 0% | 0% | 1 | 0.4 | 0% | 0% | 1 | 1% | 0% | 0% | 1 | 0 | 2 | 87% | 1% | 88% | 5 | 75% | 0% | 0% | 3 | 2% | 0% | 0% | 1 | 0% | 0% | 0% | 1 | 75% | 0% | 0% | 3 | 21% | 0% | 0% | 1 | 9% | 0% | 0% | 1 |  | 0% | 0% | 1 | 0.33 | 0% | 0% | 1 | 2% | 0% | 0% | 1 | 0 | 2 | 81% | 6% | 87% | 5 | 81% | 0% | 0% | 3 | 8% | 0% | 0% | 1 | 9% | 0% | 0% | 1 | 83% | 0% | 0% | 3 | 24% | 0% | 0% | 1 | 10% | 0% | 0% | 1 |  | 0% | 0% | 1 | 0.34 | 0% | 0% | 1 | 5% | 0% | 0% | 1 | 0 | 2 | 69% | 13% | 82% | 5 | 76% | 0% | 0% | 3 | 16% | 0% | 0% | 1 | 16% | 0% | 0% | 1 | 80% | 0% | 0% | 3 | 18% | 0% | 0% | 1 | 11% | 0% | 0% | 1
569 | San Pablo | 40 | 400 | 10 | 31.18% | 0% | 2 | 0.63 | 6667% | 16.63% | 3 | 0% | 0% | 0% | 1 | 0 | 2 | 0% | 0% | 0% | 1 | 0% | 8.092% | 0% | 1 | 73% | 29.72% | 0% | 3 | 73% | 29.72% | 0% | 3 | 73% | 29.72% | 0% | 3 | 0% | 8.094% | 0% | 1 | 17% | 9.732% | 0% | 1 |  | 6.57% | 0% | 1 | 0.55 | 12.37% | 0% | 1 | 0% | 0% | 0% | 1 | 0 | 2 | 39% | 0% | 39% | 2 | 13% | 1.52% | 0% | 1 | 54% | 2.853% | 0% | 2 | 79% | 6.175% | 0% | 3 | 79% | 6.175% | 0% | 3 | 11% | 1.475% | 0% | 1 | 7% | 1.421% | 0% | 1 |  | 2.631% | 0% | 1 | 0.49 | 7.125% | 0% | 1 | 0% | 0% | 0% | 1 | 0 | 2 | 27% | 0% | 27% | 2 | 17% | 0.918% | 0% | 1 | 38% | 1.222% | 0% | 1 | 55% | 1.699% | 0% | 2 | 67% | 2.279% | 0% | 2 | 9% | 0.8317% | 0% | 1 | 9% | 0.8346% | 0% | 1 |  | 1.868% | 0% | 1 | 0.46 | 2.484% | 0% | 1 | 8% | 0% | 0% | 1 | 0 | 2 | 30% | 0% | 30% | 2 | 41% | 0.5987% | 0% | 1 | 27% | 0.4821% | 0% | 1 | 47% | 0.6615% | 0% | 1 | 74% | 1.365% | 0% | 3 | 17% | 0.4227% | 0% | 1 | 9% | 0.386% | 0% | 1
570 | Lambie (old) | 0 | 0 | 0 | 0% | 0% | 1 | 0.06 | 0% | 0% | 1 | 0% | 0% | 0% | 1 | 0 | 2 | 90% | 0% | 90% | 5 | 7% | 0% | 0% | 1 | 59% | 0% | 0% | 2 | 66% | 0% | 0% | 2 | 75% | 0% | 0% | 3 | 13% | 0% | 0% | 1 | 41% | 0% | 0% | 1 |  | 0% | 0% | 1 | 0.07 | 0% | 0% | 1 | 16% | 0% | 0% | 1 | 0 | 2 | 66% | 0% | 66% | 3 | 13% | 0% | 0% | 1 | 35% | 0% | 0% | 1 | 39% | 0% | 0% | 1 | 51% | 0% | 0% | 2 | 6% | 0% | 0% | 1 | 22% | 0% | 0% | 1 |  | 0% | 0% | 1 | 0.08 | 0% | 0% | 1 | 31% | 0% | 0% | 1 | 0 | 2 | 40% | 0% | 40% | 2 | 13% | 0% | 0% | 1 | 24% | 0% | 0% | 1 | 24% | 0% | 0% | 1 | 37% | 0% | 0% | 1 | 5% | 0% | 0% | 1 | 19% | 0% | 0% | 1 |  | 0% | 0% | 1 | 0.12 | 0% | 0% | 1 | 35% | 0% | 0% | 1 | 0 | 2 | 35% | 0% | 35% | 2 | 20% | 0% | 0% | 1 | 21% | 0% | 0% | 1 | 23% | 0% | 0% | 1 | 41% | 0% | 0% | 1 | 9% | 0% | 0% | 1 | 13% | 0% | 0% | 1
571 | Figarden | 0 | 0 | 10 | 0% | 0% | 1 | 0.13 | 0% | 0% | 1 | 35% | 0% | 0% | 1 | 0 | 2 | 9% | 0% | 9% | 1 | 36% | 0% | 0% | 1 | 24% | 0% | 0% | 1 | 24% | 0% | 0% | 1 | 48% | 0% | 0% | 1 | 0% | 0% | 0% | 1 | 6% | 0% | 0% | 1 |  | 0% | 0% | 1 | 0.21 | 0% | 0% | 1 | 53% | 0% | 0% | 2 | 0 | 2 | 19% | 0% | 19% | 1 | 17% | 0% | 0% | 1 | 26% | 0% | 0% | 1 | 26% | 0% | 0% | 1 | 37% | 0% | 0% | 1 | 3% | 0% | 0% | 1 | 7% | 0% | 0% | 1 |  | 0% | 0% | 1 | 0.21 | 0% | 0% | 1 | 49% | 0% | 0% | 1 | 0 | 2 | 29% | 0% | 29% | 2 | 18% | 0% | 0% | 1 | 28% | 0% | 0% | 1 | 29% | 0% | 0% | 1 | 39% | 0% | 0% | 1 | 13% | 0% | 0% | 1 | 14% | 0% | 0% | 1 |  | 0% | 0% | 1 | 0.18 | 0% | 0% | 1 | 41% | 0% | 0% | 1 | 0 | 2 | 30% | 0% | 30% | 2 | 28% | 0% | 0% | 1 | 27% | 0% | 0% | 1 | 27% | 0% | 0% | 1 | 44% | 0% | 0% | 1 | 17% | 0% | 0% | 1 | 12% | 0% | 0% | 1
572 | Trimble | 0 | 0 | 10 | 0% | 0% | 1 | 0 | 0% | 0% | 1 | 0% | 0% | 0% | 1 | 0 | 2 | 0% | 0% | 0% | 1 | 0% | 0% | 0% | 1 | 0% | 0% | 0% | 1 | 0% | 0% | 0% | 1 | 0% | 0% | 0% | 1 | 0% | 0% | 0% | 1 | 0% | 0% | 0% | 1 |  | 0% | 0% | 1 | 0.08 | 0% | 0% | 1 | 0% | 0% | 0% | 1 | 0 | 2 | 96% | 0% | 96% | 5 | 21% | 0% | 0% | 1 | 23% | 0% | 0% | 1 | 25% | 0% | 0% | 1 | 33% | 0% | 0% | 1 | 65% | 0% | 0% | 2 | 9% | 0% | 0% | 1 |  | 0% | 0% | 1 | 0.08 | 0% | 0% | 1 | 1% | 0% | 0% | 1 | 0 | 2 | 86% | 1% | 87% | 5 | 65% | 0% | 0% | 2 | 40% | 0% | 0% | 1 | 53% | 0% | 0% | 2 | 73% | 0% | 0% | 3 | 63% | 0% | 0% | 2 | 6% | 0% | 0% | 1 |  | 0% | 0% | 1 | 0.13 | 0% | 0% | 1 | 1% | 0% | 0% | 1 | 0 | 2 | 64% | 8% | 72% | 3 | 72% | 0% | 0% | 3 | 31% | 0% | 0% | 1 | 52% | 0% | 0% | 2 | 84% | 0% | 0% | 3 | 58% | 0% | 0% | 2 | 5% | 0% | 0% | 1
573 | Tassajara | 0 | 0 | 10 | 0% | 0% | 1 | 0.23 | 0% | 0% | 1 | 1% | 0% | 0% | 1 | 0 | 2 | 85% | 5% | 90% | 5 | 13% | 0% | 0% | 1 | 68% | 0% | 0% | 2 | 80% | 0% | 0% | 3 | 80% | 0% | 0% | 3 | 28% | 0% | 0% | 1 | 8% | 0% | 0% | 1 |  | 0% | 0% | 1 | 0.15 | 0% | 0% | 1 | 0% | 0% | 0% | 1 | 0 | 2 | 95% | 2% | 97% | 5 | 54% | 0% | 0% | 2 | 50% | 0% | 0% | 2 | 73% | 0% | 0% | 3 | 89% | 0% | 0% | 3 | 41% | 0% | 0% | 1 | 7% | 0% | 0% | 1 |  | 0% | 0% | 1 | 0.13 | 0% | 0% | 1 | 2% | 0% | 0% | 1 | 0 | 2 | 91% | 1% | 92% | 5 | 55% | 0% | 0% | 2 | 49% | 0% | 0% | 1 | 71% | 0% | 0% | 3 | 85% | 0% | 0% | 3 | 37% | 0% | 0% | 1 | 7% | 0% | 0% | 1 |  | 0% | 0% | 1 | 0.16 | 0% | 0% | 1 | 8% | 0% | 0% | 1 | 0 | 2 | 77% | 1% | 78% | 5 | 57% | 0% | 0% | 2 | 54% | 0% | 0% | 2 | 65% | 0% | 0% | 2 | 82% | 0% | 0% | 3 | 30% | 0% | 0% | 1 | 9% | 0% | 0% | 1
574 | Santa Rosa A | 0 | 0 | 10 | 0% | 0% | 1 | 0.33 | 0% | 0% | 1 | 13% | 0% | 0% | 1 | 0 | 2 | 0% | 0% | 0% | 1 | 54% | 0% | 0% | 2 | 43% | 0% | 0% | 1 | 74% | 0% | 0% | 3 | 74% | 0% | 0% | 3 | 15% | 0% | 0% | 1 | 13% | 0% | 0% | 1 |  | 0% | 0% | 1 | 0.29 | 0% | 0% | 1 | 12% | 0% | 0% | 1 | 0 | 2 | 19% | 0% | 19% | 1 | 50% | 0% | 0% | 2 | 49% | 0% | 0% | 1 | 78% | 0% | 0% | 3 | 86% | 0% | 0% | 3 | 17% | 0% | 0% | 1 | 6% | 0% | 0% | 1 |  | 0% | 0% | 1 | 0.19 | 0% | 0% | 1 | 9% | 0% | 0% | 1 | 0 | 2 | 30% | 0% | 30% | 2 | 48% | 0% | 0% | 1 | 44% | 0% | 0% | 1 | 69% | 0% | 0% | 2 | 85% | 0% | 0% | 3 | 25% | 0% | 0% | 1 | 5% | 0% | 0% | 1 |  | 0% | 0% | 1 | 0.16 | 0% | 0% | 1 | 10% | 0% | 0% | 1 | 0 | 2 | 31% | 0% | 31% | 2 | 59% | 0% | 0% | 2 | 42% | 0% | 0% | 1 | 68% | 0% | 0% | 2 | 89% | 0% | 0% | 3 | 32% | 0% | 0% | 1 | 5% | 0% | 0% | 1
575 | Piercy | 0 | 0 | 10 | 0% | 0% | 1 | 0.08 | 0% | 0% | 1 | 0% | 0% | 0% | 1 | 0 | 2 | 98% | 0% | 98% | 5 | 68% | 0% | 0% | 2 | 41% | 0% | 0% | 1 | 58% | 0% | 0% | 2 | 73% | 0% | 0% | 3 | 73% | 0% | 0% | 3 | 4% | 0% | 0% | 1 |  | 0% | 0% | 1 | 0.09 | 0% | 0% | 1 | 3% | 0% | 0% | 1 | 0 | 2 | 89% | 6% | 95% | 5 | 76% | 0% | 0% | 3 | 34% | 0% | 0% | 1 | 38% | 0% | 0% | 1 | 81% | 0% | 0% | 3 | 58% | 0% | 0% | 2 | 4% | 0% | 0% | 1 |  | 0% | 0% | 1 | 0.1 | 0% | 0% | 1 | 1% | 0% | 0% | 1 | 0 | 2 | 73% | 18% | 91% | 5 | 74% | 0% | 0% | 3 | 27% | 0% | 0% | 1 | 44% | 0% | 0% | 1 | 83% | 0% | 0% | 3 | 70% | 0% | 0% | 3 | 4% | 0% | 0% | 1 |  | 0% | 0% | 1 | 0.13 | 0% | 0% | 1 | 1% | 0% | 0% | 1 | 0 | 2 | 45% | 30% | 75% | 5 | 68% | 0% | 0% | 2 | 28% | 0% | 0% | 1 | 49% | 0% | 0% | 1 | 84% | 0% | 0% | 3 | 62% | 0% | 0% | 2 | 4% | 0% | 0% | 1
576 | Caribou | 0 | 0 | 10 | 0% | 0% | 1 | 0.02 | 0% | 0% | 1 | 0% | 0% | 0% | 1 | 0 | 2 | 68% | 23% | 91% | 5 | 10% | 0% | 0% | 1 | 19% | 0% | 0% | 1 | 39% | 0% | 0% | 1 | 45% | 0% | 0% | 1 | 46% | 0% | 0% | 1 | 6% | 0% | 0% | 1 |  | 0% | 0% | 1 | 0.04 | 0% | 0% | 1 | 0% | 0% | 0% | 1 | 0 | 2 | 58% | 25% | 83% | 5 | 8% | 0% | 0% | 1 | 47% | 0% | 0% | 1 | 42% | 0% | 0% | 1 | 65% | 0% | 0% | 2 | 31% | 0% | 0% | 1 | 5% | 0% | 0% | 1 |  | 0% | 0% | 1 | 0.13 | 0% | 0% | 1 | 0% | 0% | 0% | 1 | 0 | 2 | 53% | 25% | 78% | 5 | 15% | 0% | 0% | 1 | 46% | 0% | 0% | 1 | 40% | 0% | 0% | 1 | 60% | 0% | 0% | 2 | 30% | 0% | 0% | 1 | 9% | 0% | 0% | 1 |  | 0% | 0% | 1 | 0.09 | 0% | 0% | 1 | 0% | 0% | 0% | 1 | 0 | 2 | 52% | 22% | 74% | 4 | 20% | 0% | 0% | 1 | 38% | 0% | 0% | 1 | 34% | 0% | 0% | 1 | 54% | 0% | 0% | 2 | 29% | 0% | 0% | 1 | 9% | 0% | 0% | 1
577 | Vista (SCE) | 0 | 0 | 10 | 0% | 0% | 1 | 0.27 | 0% | 0% | 1 | 0% | 0% | 0% | 1 | 0 | 2 | 84% | 0% | 84% | 5 | 1% | 0% | 0% | 1 | 93% | 0% | 0% | 4 | 93% | 0% | 0% | 4 | 93% | 0% | 0% | 4 | 43% | 0% | 0% | 1 | 3% | 0% | 0% | 1 |  | 0% | 0% | 1 | 0.27 | 0% | 0% | 1 | 1% | 0% | 0% | 1 | 0 | 2 | 85% | 3% | 88% | 5 | 39% | 0% | 0% | 1 | 58% | 0% | 0% | 2 | 77% | 0% | 0% | 3 | 97% | 0% | 0% | 5 | 31% | 0% | 0% | 1 | 4% | 0% | 0% | 1 |  | 0% | 0% | 1 | 0.27 | 0% | 0% | 1 | 2% | 0% | 0% | 1 | 0 | 2 | 54% | 38% | 92% | 5 | 41% | 0% | 0% | 1 | 45% | 0% | 0% | 1 | 60% | 0% | 0% | 2 | 81% | 0% | 0% | 3 | 38% | 0% | 0% | 1 | 5% | 0% | 0% | 1 |  | 0% | 0% | 1 | 0.27 | 0% | 0% | 1 | 2% | 0% | 0% | 1 | 0 | 2 | 56% | 34% | 90% | 5 | 47% | 0% | 0% | 1 | 40% | 0% | 0% | 1 | 56% | 0% | 0% | 2 | 79% | 0% | 0% | 3 | 34% | 0% | 0% | 1 | 7% | 0% | 0% | 1
578 | Cardiff | 0 | 0 | 10 | 0% | 0% | 1 | 0.26 | 0% | 0% | 1 | 6% | 0% | 0% | 1 | 0 | 2 | 11% | 7% | 18% | 2 | 0% | 0% | 0% | 1 | 16% | 0% | 0% | 1 | 93% | 0% | 0% | 4 | 93% | 0% | 0% | 4 | 11% | 0% | 0% | 1 | 1% | 0% | 0% | 1 |  | 0% | 0% | 1 | 0.27 | 0% | 0% | 1 | 1% | 0% | 0% | 1 | 0 | 2 | 53% | 40% | 93% | 5 | 46% | 0% | 0% | 1 | 54% | 0% | 0% | 2 | 68% | 0% | 0% | 2 | 85% | 0% | 0% | 3 | 40% | 0% | 0% | 1 | 5% | 0% | 0% | 1 |  | 0% | 0% | 1 | 0.25 | 0% | 0% | 1 | 1% | 0% | 0% | 1 | 0 | 2 | 44% | 51% | 95% | 5 | 54% | 0% | 0% | 2 | 35% | 0% | 0% | 1 | 53% | 0% | 0% | 2 | 83% | 0% | 0% | 3 | 42% | 0% | 0% | 1 | 5% | 0% | 0% | 1 |  | 0% | 0% | 1 | 0.26 | 0% | 0% | 1 | 1% | 0% | 0% | 1 | 0 | 2 | 49% | 43% | 92% | 5 | 53% | 0% | 0% | 2 | 44% | 0% | 0% | 1 | 60% | 0% | 0% | 2 | 83% | 0% | 0% | 3 | 42% | 0% | 0% | 1 | 5% | 0% | 0% | 1
579 | Cannon | 0 | 0 | 10 | 0% | 0% | 1 | 0.47 | 0% | 0% | 1 | 0% | 0% | 0% | 1 | 0 | 2 | 0% | 0% | 0% | 1 | 19% | 0% | 0% | 1 | 85% | 0% | 0% | 3 | 85% | 0% | 0% | 3 | 85% | 0% | 0% | 3 | 0% | 0% | 0% | 1 | 12% | 0% | 0% | 1 |  | 0% | 0% | 1 | 0.37 | 0% | 0% | 1 | 1% | 0% | 0% | 1 | 0 | 2 | 9% | 0% | 9% | 1 | 21% | 0% | 0% | 1 | 48% | 0% | 0% | 1 | 49% | 0% | 0% | 1 | 60% | 0% | 0% | 2 | 9% | 0% | 0% | 1 | 16% | 0% | 0% | 1 |  | 0% | 0% | 1 | 0.37 | 0% | 0% | 1 | 7% | 0% | 0% | 1 | 0 | 2 | 16% | 0% | 16% | 1 | 65% | 0% | 0% | 2 | 36% | 0% | 0% | 1 | 52% | 0% | 0% | 2 | 79% | 0% | 0% | 3 | 4% | 0% | 0% | 1 | 6% | 0% | 0% | 1 |  | 0% | 0% | 1 | 0.37 | 0% | 0% | 1 | 5% | 0% | 0% | 1 | 0 | 2 | 53% | 7% | 60% | 3 | 44% | 0% | 0% | 1 | 18% | 0% | 0% | 1 | 35% | 0% | 0% | 1 | 56% | 0% | 0% | 2 | 5% | 0% | 0% | 1 | 7% | 0% | 0% | 1
580 | Mt Eden | 0 | 0 | 10 | 0% | 0% | 1 | 0.04 | 0% | 0% | 1 | 0% | 0% | 0% | 1 | 0 | 2 | 0% | 0% | 0% | 1 | 0% | 0% | 0% | 1 | 0% | 0% | 0% | 1 | 39% | 0% | 0% | 1 | 39% | 0% | 0% | 1 | 0% | 0% | 0% | 1 | 72% | 0% | 0% | 3 |  | 0% | 0% | 1 | 0.3 | 0% | 0% | 1 | 0% | 0% | 0% | 1 | 0 | 2 | 73% | 0% | 73% | 3 | 58% | 0% | 0% | 2 | 17% | 0% | 0% | 1 | 60% | 0% | 0% | 2 | 86% | 0% | 0% | 3 | 45% | 0% | 0% | 1 | 8% | 0% | 0% | 1 |  | 0% | 0% | 1 | 0.53 | 0% | 0% | 1 | 0% | 0% | 0% | 1 | 0 | 2 | 74% | 0% | 74% | 3 | 63% | 0% | 0% | 2 | 28% | 0% | 0% | 1 | 64% | 0% | 0% | 2 | 84% | 0% | 0% | 3 | 39% | 0% | 0% | 1 | 8% | 0% | 0% | 1 |  | 0% | 0% | 1 | 0.28 | 0% | 0% | 1 | 0% | 0% | 0% | 1 | 0 | 2 | 75% | 1% | 76% | 5 | 53% | 0% | 0% | 2 | 41% | 0% | 0% | 1 | 65% | 0% | 0% | 2 | 81% | 0% | 0% | 3 | 42% | 0% | 0% | 1 | 8% | 0% | 0% | 1
581 | Fitch Mountain | 0 | 0 | 10 | 0% | 0% | 1 | 0.18 | 0% | 0% | 1 | 19% | 0% | 0% | 1 | 0 | 2 | 0% | 0% | 0% | 1 | 17% | 0% | 0% | 1 | 52% | 0% | 0% | 2 | 85% | 0% | 0% | 3 | 96% | 0% | 0% | 5 | 19% | 0% | 0% | 1 | 5% | 0% | 0% | 1 |  | 0% | 0% | 1 | 0.15 | 0% | 0% | 1 | 15% | 0% | 0% | 1 | 0 | 2 | 9% | 0% | 9% | 1 | 35% | 0% | 0% | 1 | 51% | 0% | 0% | 2 | 85% | 0% | 0% | 3 | 92% | 0% | 0% | 4 | 31% | 0% | 0% | 1 | 4% | 0% | 0% | 1 |  | 0% | 0% | 1 | 0.14 | 0% | 0% | 1 | 10% | 0% | 0% | 1 | 0 | 2 | 16% | 0% | 16% | 1 | 47% | 0% | 0% | 1 | 48% | 0% | 0% | 1 | 77% | 0% | 0% | 3 | 89% | 0% | 0% | 3 | 34% | 0% | 0% | 1 | 3% | 0% | 0% | 1 |  | 0% | 0% | 1 | 0.13 | 0% | 0% | 1 | 7% | 0% | 0% | 1 | 0 | 2 | 25% | 6% | 31% | 2 | 55% | 0% | 0% | 2 | 46% | 0% | 0% | 1 | 74% | 0% | 0% | 3 | 90% | 0% | 0% | 4 | 38% | 0% | 0% | 1 | 3% | 0% | 0% | 1
582 | Stockton A | 0 | 0 | 10 | 0% | 0% | 1 | 0.15 | 0% | 0% | 1 | 66% | 0% | 0% | 2 | 0 | 2 | 0% | 0% | 0% | 1 | 0% | 0% | 0% | 1 | 18% | 0% | 0% | 1 | 21% | 0% | 0% | 1 | 21% | 0% | 0% | 1 | 0% | 0% | 0% | 1 | 4% | 0% | 0% | 1 |  | 0% | 0% | 1 | 0.14 | 0% | 0% | 1 | 76% | 0% | 0% | 3 | 0 | 2 | 0% | 0% | 0% | 1 | 0% | 0% | 0% | 1 | 1% | 0% | 0% | 1 | 5% | 0% | 0% | 1 | 5% | 0% | 0% | 1 | 0% | 0% | 0% | 1 | 3% | 0% | 0% | 1 |  | 0% | 0% | 1 | 0.17 | 0% | 0% | 1 | 69% | 0% | 0% | 2 | 0 | 2 | 0% | 0% | 0% | 1 | 11% | 0% | 0% | 1 | 9% | 0% | 0% | 1 | 15% | 0% | 0% | 1 | 24% | 0% | 0% | 1 | 0% | 0% | 0% | 1 | 5% | 0% | 0% | 1 |  | 0% | 0% | 1 | 0.17 | 0% | 0% | 1 | 60% | 0% | 0% | 2 | 0 | 2 | 5% | 0% | 5% | 1 | 20% | 0% | 0% | 1 | 13% | 0% | 0% | 1 | 23% | 0% | 0% | 1 | 36% | 0% | 0% | 1 | 3% | 0% | 0% | 1 | 8% | 0% | 0% | 1
583 | Saratoga | 0 | 0 | 10 | 0% | 0% | 1 | 0.21 | 0% | 0% | 1 | 6% | 0% | 0% | 1 | 0 | 2 | 0% | 0% | 0% | 1 | 100% | 0% | 0% | 5 | 0% | 0% | 0% | 1 | 100% | 0% | 0% | 5 | 100% | 0% | 0% | 5 | 34% | 0% | 0% | 1 | 2% | 0% | 0% | 1 |  | 0% | 0% | 1 | 0.18 | 0% | 0% | 1 | 1% | 0% | 0% | 1 | 0 | 2 | 4% | 0% | 4% | 1 | 79% | 0% | 0% | 3 | 2% | 0% | 0% | 1 | 68% | 0% | 0% | 2 | 95% | 0% | 0% | 5 | 23% | 0% | 0% | 1 | 1% | 0% | 0% | 1 |  | 0% | 0% | 1 | 0.22 | 0% | 0% | 1 | 0% | 0% | 0% | 1 | 0 | 2 | 12% | 0% | 12% | 1 | 57% | 0% | 0% | 2 | 17% | 0% | 0% | 1 | 75% | 0% | 0% | 3 | 89% | 0% | 0% | 3 | 22% | 0% | 0% | 1 | 3% | 0% | 0% | 1 |  | 0% | 0% | 1 | 0.17 | 0% | 0% | 1 | 1% | 0% | 0% | 1 | 0 | 2 | 29% | 0% | 29% | 2 | 55% | 0% | 0% | 2 | 33% | 0% | 0% | 1 | 71% | 0% | 0% | 3 | 87% | 0% | 0% | 3 | 39% | 0% | 0% | 1 | 5% | 0% | 0% | 1
584 | Christie | 0 | 0 | 10 | 0% | 0% | 1 | 0.7 | 0% | 0% | 1 | 0% | 0% | 0% | 1 | 0 | 2 | 60% | 0% | 60% | 3 | 11% | 0% | 0% | 1 | 53% | 0% | 0% | 2 | 73% | 0% | 0% | 3 | 73% | 0% | 0% | 3 | 16% | 0% | 0% | 1 | 2% | 0% | 0% | 1 |  | 0% | 0% | 1 | 0.69 | 0% | 0% | 1 | 0% | 0% | 0% | 1 | 0 | 2 | 39% | 0% | 39% | 2 | 15% | 0% | 0% | 1 | 47% | 0% | 0% | 1 | 65% | 0% | 0% | 2 | 75% | 0% | 0% | 3 | 12% | 0% | 0% | 1 | 9% | 0% | 0% | 1 |  | 0% | 0% | 1 | 0.38 | 0% | 0% | 1 | 1% | 0% | 0% | 1 | 0 | 2 | 36% | 0% | 36% | 2 | 30% | 0% | 0% | 1 | 44% | 0% | 0% | 1 | 55% | 0% | 0% | 2 | 77% | 0% | 0% | 3 | 14% | 0% | 0% | 1 | 16% | 0% | 0% | 1 |  | 0% | 0% | 1 | 0.4 | 0% | 0% | 1 | 8% | 0% | 0% | 1 | 0 | 2 | 34% | 0% | 34% | 2 | 44% | 0% | 0% | 1 | 32% | 0% | 0% | 1 | 45% | 0% | 0% | 1 | 76% | 0% | 0% | 3 | 18% | 0% | 0% | 1 | 15% | 0% | 0% | 1
585 | Las Aguilas | 0 | 0 | 10 | 0% | 0% | 1 | 0.05 | 0% | 0% | 1 | 1% | 0% | 0% | 1 | 0 | 2 | 71% | 24% | 95% | 5 | 68% | 0% | 0% | 2 | 27% | 0% | 0% | 1 | 57% | 0% | 0% | 2 | 87% | 0% | 0% | 3 | 67% | 0% | 0% | 2 | 0% | 0% | 0% | 1 |  | 0% | 0% | 1 | 0.05 | 0% | 0% | 1 | 0% | 0% | 0% | 1 | 0 | 2 | 45% | 48% | 93% | 5 | 79% | 0% | 0% | 3 | 20% | 0% | 0% | 1 | 37% | 0% | 0% | 1 | 87% | 0% | 0% | 3 | 83% | 0% | 0% | 3 | 1% | 0% | 0% | 1 |  | 0% | 0% | 1 | 0.05 | 0% | 0% | 1 | 11% | 0% | 0% | 1 | 0 | 2 | 48% | 33% | 81% | 5 | 73% | 0% | 0% | 3 | 15% | 0% | 0% | 1 | 27% | 0% | 0% | 1 | 81% | 0% | 0% | 3 | 70% | 0% | 0% | 3 | 2% | 0% | 0% | 1 |  | 0% | 0% | 1 | 0.05 | 0% | 0% | 1 | 18% | 0% | 0% | 1 | 0 | 2 | 46% | 25% | 71% | 4 | 63% | 0% | 0% | 2 | 17% | 0% | 0% | 1 | 30% | 0% | 0% | 1 | 72% | 0% | 0% | 3 | 58% | 0% | 0% | 2 | 2% | 0% | 0% | 1
586 | Monroe | 0 | 0 | 10 | 0% | 0% | 1 | 0.37 | 0% | 0% | 1 | 36% | 0% | 0% | 1 | 0 | 2 | 0% | 0% | 0% | 1 | 16% | 0% | 0% | 1 | 52% | 0% | 0% | 2 | 81% | 0% | 0% | 3 | 81% | 0% | 0% | 3 | 1% | 0% | 0% | 1 | 11% | 0% | 0% | 1 |  | 0% | 0% | 1 | 0.27 | 0% | 0% | 1 | 14% | 0% | 0% | 1 | 0 | 2 | 13% | 0% | 13% | 1 | 41% | 0% | 0% | 1 | 51% | 0% | 0% | 2 | 79% | 0% | 0% | 3 | 85% | 0% | 0% | 3 | 14% | 0% | 0% | 1 | 5% | 0% | 0% | 1 |  | 0% | 0% | 1 | 0.19 | 0% | 0% | 1 | 9% | 0% | 0% | 1 | 0 | 2 | 27% | 0% | 27% | 2 | 47% | 0% | 0% | 1 | 46% | 0% | 0% | 1 | 72% | 0% | 0% | 3 | 86% | 0% | 0% | 3 | 25% | 0% | 0% | 1 | 5% | 0% | 0% | 1 |  | 0% | 0% | 1 | 0.16 | 0% | 0% | 1 | 9% | 0% | 0% | 1 | 0 | 2 | 29% | 0% | 29% | 2 | 58% | 0% | 0% | 2 | 41% | 0% | 0% | 1 | 69% | 0% | 0% | 2 | 89% | 0% | 0% | 3 | 33% | 0% | 0% | 1 | 5% | 0% | 0% | 1
587 | Elliot | 0 | 0 | 10 | 0% | 0% | 1 | 0.26 | 0% | 0% | 1 | 0% | 0% | 0% | 1 | 0 | 2 | 99% | 0% | 99% | 5 | 99% | 0% | 0% | 5 | 96% | 0% | 0% | 5 | 0% | 0% | 0% | 1 | 100% | 0% | 0% | 5 | 9% | 0% | 0% | 1 | 6% | 0% | 0% | 1 |  | 0% | 0% | 1 | 0.36 | 0% | 0% | 1 | 0% | 0% | 0% | 1 | 0 | 2 | 28% | 9% | 37% | 2 | 38% | 0% | 0% | 1 | 37% | 0% | 0% | 1 | 37% | 0% | 0% | 1 | 74% | 0% | 0% | 3 | 12% | 0% | 0% | 1 | 2% | 0% | 0% | 1 |  | 0% | 0% | 1 | 0.21 | 0% | 0% | 1 | 0% | 0% | 0% | 1 | 0 | 2 | 28% | 44% | 72% | 5 | 58% | 0% | 0% | 2 | 48% | 0% | 0% | 1 | 66% | 0% | 0% | 2 | 93% | 0% | 0% | 4 | 14% | 0% | 0% | 1 | 4% | 0% | 0% | 1 |  | 0% | 0% | 1 | 0.22 | 0% | 0% | 1 | 0% | 0% | 0% | 1 | 0 | 2 | 32% | 52% | 84% | 5 | 46% | 0% | 0% | 1 | 51% | 0% | 0% | 2 | 72% | 0% | 0% | 3 | 88% | 0% | 0% | 3 | 24% | 0% | 0% | 1 | 4% | 0% | 0% | 1
588 | Sunset | 0 | 0 | 10 | 0% | 0% | 1 | 0.06 | 0% | 0% | 1 | 0% | 0% | 0% | 1 | 0 | 2 | 3% | 0% | 3% | 1 | 4% | 0% | 0% | 1 | 27% | 0% | 0% | 1 | 29% | 0% | 0% | 1 | 30% | 0% | 0% | 1 | 41% | 0% | 0% | 1 | 0% | 0% | 0% | 1 |  | 0% | 0% | 1 | 0.05 | 0% | 0% | 1 | 0% | 0% | 0% | 1 | 0 | 2 | 6% | 0% | 6% | 1 | 17% | 0% | 0% | 1 | 23% | 0% | 0% | 1 | 58% | 0% | 0% | 2 | 58% | 0% | 0% | 2 | 15% | 0% | 0% | 1 | 0% | 0% | 0% | 1 |  | 0% | 0% | 1 | 0.09 | 0% | 0% | 1 | 13% | 0% | 0% | 1 | 0 | 2 | 4% | 0% | 4% | 1 | 24% | 0% | 0% | 1 | 33% | 0% | 0% | 1 | 70% | 0% | 0% | 3 | 74% | 0% | 0% | 3 | 9% | 0% | 0% | 1 | 0% | 0% | 0% | 1 |  | 0% | 0% | 1 | 0.09 | 0% | 0% | 1 | 23% | 0% | 0% | 1 | 0 | 2 | 8% | 0% | 8% | 1 | 29% | 0% | 0% | 1 | 30% | 0% | 0% | 1 | 61% | 0% | 0% | 2 | 72% | 0% | 0% | 3 | 11% | 0% | 0% | 1 | 5% | 0% | 0% | 1
589 | Herndon | 0 | 0 | 10 | 0% | 0% | 1 | 0.15 | 0% | 0% | 1 | 52% | 0% | 0% | 2 | 0 | 2 | 17% | 0% | 17% | 1 | 22% | 0% | 0% | 1 | 7% | 0% | 0% | 1 | 7% | 0% | 0% | 1 | 29% | 0% | 0% | 1 | 0% | 0% | 0% | 1 | 4% | 0% | 0% | 1 |  | 0% | 0% | 1 | 0.19 | 0% | 0% | 1 | 60% | 0% | 0% | 2 | 0 | 2 | 19% | 0% | 19% | 1 | 14% | 0% | 0% | 1 | 23% | 0% | 0% | 1 | 24% | 0% | 0% | 1 | 34% | 0% | 0% | 1 | 3% | 0% | 0% | 1 | 7% | 0% | 0% | 1 |  | 0% | 0% | 1 | 0.17 | 0% | 0% | 1 | 49% | 0% | 0% | 1 | 0 | 2 | 27% | 0% | 27% | 2 | 19% | 0% | 0% | 1 | 32% | 0% | 0% | 1 | 33% | 0% | 0% | 1 | 44% | 0% | 0% | 1 | 11% | 0% | 0% | 1 | 14% | 0% | 0% | 1 |  | 0% | 0% | 1 | 0.16 | 0% | 0% | 1 | 37% | 0% | 0% | 1 | 0 | 2 | 31% | 0% | 31% | 2 | 30% | 0% | 0% | 1 | 30% | 0% | 0% | 1 | 30% | 0% | 0% | 1 | 49% | 0% | 0% | 1 | 16% | 0% | 0% | 1 | 14% | 0% | 0% | 1
590 | Menlo | 0 | 0 | 10 | 0% | 0% | 1 | 0.53 | 0% | 0% | 1 | 0% | 0% | 0% | 1 | 0 | 2 | 0% | 0% | 0% | 1 | 55% | 0% | 0% | 2 | 86% | 0% | 0% | 3 | 95% | 0% | 0% | 5 | 96% | 0% | 0% | 5 | 10% | 0% | 0% | 1 | 7% | 0% | 0% | 1 |  | 0% | 0% | 1 | 0.46 | 0% | 0% | 1 | 0% | 0% | 0% | 1 | 0 | 2 | 0% | 0% | 0% | 1 | 71% | 0% | 0% | 3 | 67% | 0% | 0% | 2 | 77% | 0% | 0% | 3 | 96% | 0% | 0% | 5 | 46% | 0% | 0% | 1 | 10% | 0% | 0% | 1 |  | 0% | 0% | 1 | 0.29 | 0% | 0% | 1 | 1% | 0% | 0% | 1 | 0 | 2 | 0% | 0% | 0% | 1 | 49% | 0% | 0% | 1 | 58% | 0% | 0% | 2 | 75% | 0% | 0% | 3 | 89% | 0% | 0% | 3 | 45% | 0% | 0% | 1 | 12% | 0% | 0% | 1 |  | 0% | 0% | 1 | 0.26 | 0% | 0% | 1 | 1% | 0% | 0% | 1 | 0 | 2 | 12% | 0% | 12% | 1 | 45% | 0% | 0% | 1 | 50% | 0% | 0% | 2 | 73% | 0% | 0% | 3 | 86% | 0% | 0% | 3 | 39% | 0% | 0% | 1 | 9% | 0% | 0% | 1
591 | Mountain Pass | 0 | 0 | 0 | 0% | 0% | 1 | 0.03 | 0% | 0% | 1 | 0% | 0% | 0% | 1 | 0 | 2 | 0% | 0% | 0% | 1 | 100% | 0% | 0% | 5 | 100% | 0% | 0% | 5 | 0% | 0% | 0% | 1 | 100% | 0% | 0% | 5 | 5% | 0% | 0% | 1 | 0% | 0% | 0% | 1 |  | 0% | 0% | 1 | 0.02 | 0% | 0% | 1 | 0% | 0% | 0% | 1 | 0 | 2 | 0% | 0% | 0% | 1 | 41% | 0% | 0% | 1 | 59% | 0% | 0% | 2 | 21% | 0% | 0% | 1 | 61% | 0% | 0% | 2 | 63% | 0% | 0% | 2 | 0% | 0% | 0% | 1 |  | 0% | 0% | 1 | 0.02 | 0% | 0% | 1 | 0% | 0% | 0% | 1 | 0 | 2 | 0% | 0% | 0% | 1 | 22% | 0% | 0% | 1 | 31% | 0% | 0% | 1 | 11% | 0% | 0% | 1 | 32% | 0% | 0% | 1 | 55% | 0% | 0% | 2 | 0% | 0% | 0% | 1 |  | 0% | 0% | 1 | 0.03 | 0% | 0% | 1 | 0% | 0% | 0% | 1 | 0 | 2 | 0% | 0% | 0% | 1 | 8% | 0% | 0% | 1 | 13% | 0% | 0% | 1 | 5% | 0% | 0% | 1 | 13% | 0% | 0% | 1 | 36% | 0% | 0% | 1 | 0% | 0% | 0% | 1
592 | San Jose A | 0 | 0 | 10 | 0% | 0% | 1 | 0 | 0% | 0% | 1 | 0% | 0% | 0% | 1 | 0 | 2 | 0% | 0% | 0% | 1 | 0% | 0% | 0% | 1 | 0% | 0% | 0% | 1 | 0% | 0% | 0% | 1 | 0% | 0% | 0% | 1 | 0% | 0% | 0% | 1 | 0% | 0% | 0% | 1 |  | 0% | 0% | 1 | 0.1 | 0% | 0% | 1 | 0% | 0% | 0% | 1 | 0 | 2 | 99% | 0% | 99% | 5 | 9% | 0% | 0% | 1 | 4% | 0% | 0% | 1 | 10% | 0% | 0% | 1 | 18% | 0% | 0% | 1 | 62% | 0% | 0% | 2 | 4% | 0% | 0% | 1 |  | 0% | 0% | 1 | 0.11 | 0% | 0% | 1 | 1% | 0% | 0% | 1 | 0 | 2 | 73% | 1% | 74% | 3 | 68% | 0% | 0% | 2 | 29% | 0% | 0% | 1 | 51% | 0% | 0% | 2 | 79% | 0% | 0% | 3 | 54% | 0% | 0% | 2 | 5% | 0% | 0% | 1 |  | 0% | 0% | 1 | 0.14 | 0% | 0% | 1 | 1% | 0% | 0% | 1 | 0 | 2 | 59% | 10% | 69% | 3 | 71% | 0% | 0% | 3 | 28% | 0% | 0% | 1 | 52% | 0% | 0% | 2 | 85% | 0% | 0% | 3 | 57% | 0% | 0% | 2 | 4% | 0% | 0% | 1
593 | Artesian | 0 | 0 | 10 | 0% | 0% | 1 | 0.37 | 0% | 0% | 1 | 1% | 0% | 0% | 1 | 0 | 2 | 31% | 0% | 31% | 2 | 20% | 0% | 0% | 1 | 51% | 0% | 0% | 2 | 33% | 0% | 0% | 1 | 62% | 0% | 0% | 2 | 9% | 0% | 0% | 1 | 9% | 0% | 0% | 1 |  | 0% | 0% | 1 | 0.25 | 0% | 0% | 1 | 1% | 0% | 0% | 1 | 0 | 2 | 52% | 24% | 76% | 5 | 50% | 0% | 0% | 2 | 51% | 0% | 0% | 2 | 49% | 0% | 0% | 1 | 83% | 0% | 0% | 3 | 6% | 0% | 0% | 1 | 6% | 0% | 0% | 1 |  | 0% | 0% | 1 | 0.23 | 0% | 0% | 1 | 2% | 0% | 0% | 1 | 0 | 2 | 35% | 54% | 89% | 5 | 58% | 0% | 0% | 2 | 43% | 0% | 0% | 1 | 45% | 0% | 0% | 1 | 75% | 0% | 0% | 3 | 27% | 0% | 0% | 1 | 6% | 0% | 0% | 1 |  | 0% | 0% | 1 | 0.31 | 0% | 0% | 1 | 3% | 0% | 0% | 1 | 0 | 2 | 33% | 50% | 83% | 5 | 48% | 0% | 0% | 1 | 22% | 0% | 0% | 1 | 33% | 0% | 0% | 1 | 59% | 0% | 0% | 2 | 29% | 0% | 0% | 1 | 6% | 0% | 0% | 1
594 | Thousandaire | 0 | 0 | 0 | 0% | 0% | 1 | 0.01 | 0% | 0% | 1 | 0% | 0% | 0% | 1 | 0 | 2 | 0% | 0% | 0% | 1 | 0% | 0% | 0% | 1 | 0% | 0% | 0% | 1 | 0% | 0% | 0% | 1 | 0% | 0% | 0% | 1 | 1% | 0% | 0% | 1 | 0% | 0% | 0% | 1 |  | 0% | 0% | 1 | 0.03 | 0% | 0% | 1 | 0% | 0% | 0% | 1 | 0 | 2 | 0% | 0% | 0% | 1 | 4% | 0% | 0% | 1 | 0% | 0% | 0% | 1 | 5% | 0% | 0% | 1 | 7% | 0% | 0% | 1 | 12% | 0% | 0% | 1 | 0% | 0% | 0% | 1 |  | 0% | 0% | 1 | 0.51 | 0% | 0% | 1 | 0% | 0% | 0% | 1 | 0 | 2 | 0% | 0% | 0% | 1 | 3% | 0% | 0% | 1 | 1% | 0% | 0% | 1 | 18% | 0% | 0% | 1 | 19% | 0% | 0% | 1 | 13% | 0% | 0% | 1 | 0% | 0% | 0% | 1 |  | 0% | 0% | 1 | 0.46 | 0% | 0% | 1 | 0% | 0% | 0% | 1 | 0 | 2 | 0% | 0% | 0% | 1 | 2% | 0% | 0% | 1 | 1% | 0% | 0% | 1 | 17% | 0% | 0% | 1 | 18% | 0% | 0% | 1 | 12% | 0% | 0% | 1 | 0% | 0% | 0% | 1

## Land_OOS_Analysis_Solar_2041
Land-use and environmental criteria analysis for 2041 utility-scale solar resources mapped to Nevada or Arizona areas of the CAISO system for 5, 10, 15, and 20 mile radii from substations. This analysis uses the values from the "LandEnvData_SolarWind_OOS" tab to calculate criteria alignment. |  |  | Utility-scale Solar Resource Density Assumption
|  |  | 10 | Acres/MW
[5 empty] | 5 Mile Radius Analysis |  |  | 10 Mile Radius Analysis |  |  | 15 Mile Radius Analysis |  |  | 20 Mile Radius Analysis
[5 empty] | WECC Land-Use Screen |  |  | WECC Land-Use Screen |  |  | WECC Land-Use Screen |  |  | WECC Land-Use Screen
OBJECTID | IRP_Substation_Name | MWs Mapped | Acres of MWs Mapped | Distance from Substation Selected (mi) | Lower Implications Area used by MWs Mapped | High Implications Area used by MWs Mapped | Core Screen Criteria Alignment Level | Lower Implications Area used by MWs Mapped | High Implications Area used by MWs Mapped | Core Screen Criteria Alignment Level | Lower Implications Area used by MWs Mapped | High Implications Area used by MWs Mapped | Core Screen Criteria Alignment Level | Lower Implications Area used by MWs Mapped | High Implications Area used by MWs Mapped | Core Screen Criteria Alignment Level
1 | DELANEY | 720 | 7200 | 10 | 57.51% | 0% | 3 | 14.79% | 0% | 1 | 5.745% | 0% | 1 | 3.545% | 0% | 1
2 | CARPENTER CANYON (FKA GAMEBIRD) | 730 | 7300 | 10 | 122.9% | 24.01% | 5 | 30.1% | 0% | 2 | 16.88% | 0% | 1 | 14.71% | 0% | 1
3 | MOHAVE | 1752 | 17520 | 15 | 311.1% | 182.9% | 5 | 84.52% | 0% | 4 | 52.99% | 0% | 3 | 28.07% | 0% | 2
4 | HASSAYAMPA | 2371 | 23710 | 10 | 119.5% | 36.77% | 5 | 44.58% | 0% | 2 | 23.28% | 0% | 2 | 15.08% | 0% | 1
5 | ELDORADO | 600 | 6000 | 10 | 37.23% | 0% | 2 | 23.6% | 0% | 2 | 18.29% | 0% | 1 | 17.82% | 0% | 1
6 | NORTH GILA | 630 | 6300 | 20 | 727.5% | 27.79% | 5 | 278.5% | 7.417% | 4 | 146.6% | 2.288% | 4 | 54.76% | 0% | 3
7 | LATHROP | 770 | 7700 | 10 | 78.24% | 0% | 3 | 14.59% | 0% | 1 | 6.599% | 0% | 1 | 5.449% | 0% | 1
8 | BEATTY | 500 | 5000 | 10 | 865.1% | 248.3% | 5 | 38.22% | 0% | 2 | 9.9% | 0% | 1 | 4.855% | 0% | 1
9 | VALLEY (VEA) | 0 | 0 | 10 | 0% | 0% | 1 | 0% | 0% | 1 | 0% | 0% | 1 | 0% | 0% | 1
10 | INNOVATION | 400 | 4000 | 10 | 199.7% | 73.85% | 5 | 45.27% | 0% | 2 | 18.24% | 0% | 1 | 7.573% | 0% | 1
11 | HOODOO WASH | 2804.5 | 28045 | 15 | 229.9% | 464.4% | 5 | 58.37% | 0% | 3 | 32.97% | 0% | 2 | 23.76% | 0% | 2
12 | VISTA (VEA) | 0 | 0 | 10 | 0% | 0% | 1 | 0% | 0% | 1 | 0% | 0% | 1 | 0% | 0% | 1
13 | DESERT VIEW | 0 | 0 | 10 | 0% | 0% | 1 | 0% | 0% | 1 | 0% | 0% | 1 | 0% | 0% | 1
14 | CIELO AZUL | 2475 | 24750 | 10 | 123.4% | 109.9% | 5 | 38.3% | 0% | 2 | 22.61% | 0% | 2 | 15.69% | 0% | 1
15 | TROUT CANYON | 1701 | 17010 | 20 | 1495% | 246.4% | 5 | 152% | 17.92% | 5 | 79.93% | 0% | 3 | 48.93% | 0% | 2
16 | SLOAN CANYON | 300 | 3000 | 10 | 29.31% | 0% | 2 | 11.32% | 0% | 1 | 9.129% | 0% | 1 | 9.001% | 0% | 1
17 | CHARLESTON | 0 | 0 | 10 | 0% | 0% | 1 | 0% | 0% | 1 | 0% | 0% | 1 | 0% | 0% | 1
18 | JACKASS (DOE) | 0 | 0 | 10 | 0% | 0% | 1 | 0% | 0% | 1 | 0% | 0% | 1 | 0% | 0% | 1
19 | MCCULLOUGH | 0 | 0 | 0 | #N/A | #N/A | #N/A | #N/A | #N/A | #N/A | #N/A | #N/A | #N/A | #N/A | #N/A | #N/A
20 | MEAD | 0 | 0 | 0 | 0% | 0% | 1 | 0% | 0% | 1 | 0% | 0% | 1 | 0% | 0% | 1
21 | MERCURY | 0 | 0 | 10 | 0% | 0% | 1 | 0% | 0% | 1 | 0% | 0% | 1 | 0% | 0% | 1
22 | NORTHWEST (NVE) | 0 | 0 | 0 | #N/A | #N/A | #N/A | #N/A | #N/A | #N/A | #N/A | #N/A | #N/A | #N/A | #N/A | #N/A
23 | PAHRUMP | 0 | 0 | 10 | 0% | 0% | 1 | 0% | 0% | 1 | 0% | 0% | 1 | 0% | 0% | 1
24 | PALO VERDE | 0 | 0 | 10 | 0% | 0% | 1 | 0% | 0% | 1 | 0% | 0% | 1 | 0% | 0% | 1
25 | PRIMM | 0 | 0 | 10 | 0% | 0% | 1 | 0% | 0% | 1 | 0% | 0% | 1 | 0% | 0% | 1
26 | SANDY | 0 | 0 | 10 | 0% | 0% | 1 | 0% | 0% | 1 | 0% | 0% | 1 | 0% | 0% | 1
27 | THOUSANDAIRE | 0 | 0 | 10 | 0% | 0% | 1 | 0% | 0% | 1 | 0% | 0% | 1 | 0% | 0% | 1
28 | ECO | 0 | 0 | 10 | 0% | 0% | 1 | 0% | 0% | 1 | 0% | 0% | 1 | 0% | 0% | 1
29 | Summit | 0 | 0 | 10 | 0% | 0% | 1 | 0% | 0% | 1 | 0% | 0% | 1 | 0% | 0% | 1
30 | VALLEY SWITCH | 0 | 0 | 10 | 0% | 0% | 1 | 0% | 0% | 1 | 0% | 0% | 1 | 0% | 0% | 1

## Land_EnvAnalysis_Wind_2041
Land-use and environmental criteria analysis for 2041 onshore wind resources mapped to in-California areas for 10, 15, 20 and 30 mile radii from substations. This analysis uses the values from the "LandEnv_Wind_Data_Xmi" 10 through 30 mile tabs to calculate criteria alignment. |  |  | Onshore Wind Resource Density Assumption | [149 empty] | CALCULATION TAB
Parcelizations, Cropland Index, and Overdrafted Groundwater Criteria are not applied for onshore wind
|  |  | 40 | Acres/MW | 10-mile Radius From Substation Analysis | [40 empty] | 15-mile Radius From Substation Analysis | [40 empty] | 20-mile Radius From Substation Analysis | [40 empty] | 30-mile Radius From Substation Analysis
[5 empty] | 3. Land-use Feasibility Criteria Analysis | [16 empty] | 4. Environmental (Conservation and Biological) Impact Factors Criteria Analysis | [23 empty] | 3. Land-use Feasibility Criteria Analysis | [16 empty] | 4. Environmental (Conservation and Biological) Impact Factors Criteria Analysis | [23 empty] | 3. Land-use Feasibility Criteria Analysis | [16 empty] | 4. Environmental (Conservation and Biological) Impact Factors Criteria Analysis | [23 empty] | 3. Land-use Feasibility Criteria Analysis | [16 empty] | 4. Environmental (Conservation and Biological) Impact Factors Criteria Analysis
[5 empty] | CEC Core Land-Use Screen |  |  | CEC's Parcelization |  |  |  | CEC's Cropland Index |  |  |  | Criticially Overdrafted Groundwater Basin |  | Fire Threat |  |  |  | ACE Terrestrial Connectivity |  |  |  | ACE Biodiversity |  |  |  | ACE Irreplaceability |  |  |  | ACE Combined |  |  |  | Terrestrial Landscape Intactness |  |  |  | Wetlands |  |  |  | CEC Core Land-Use Screen |  |  | CEC's Parcelization |  |  |  | CEC's Cropland Index |  |  |  | Criticially Overdrafted Groundwater Basin |  | Fire Threat |  |  |  | ACE Terrestrial Connectivity |  |  |  | ACE Biodiversity |  |  |  | ACE Irreplaceability |  |  |  | ACE Combined |  |  |  | Terrestrial Landscape Intactness |  |  |  | Wetlands |  |  |  | CEC Core Land-Use Screen |  |  | CEC's Parcelization |  |  |  | CEC's Cropland Index |  |  |  | Criticially Overdrafted Groundwater Basin |  | Fire Threat |  |  |  | ACE Terrestrial Connectivity |  |  |  | ACE Biodiversity |  |  |  | ACE Irreplaceability |  |  |  | ACE Combined |  |  |  | Terrestrial Landscape Intactness |  |  |  | Wetlands |  |  |  | CEC Core Land-Use Screen |  |  | CEC's Parcelization |  |  |  | CEC's Cropland Index |  |  |  | Criticially Overdrafted Groundwater Basin |  | Fire Threat |  |  |  | ACE Terrestrial Connectivity |  |  |  | ACE Biodiversity |  |  |  | ACE Irreplaceability |  |  |  | ACE Combined |  |  |  | Terrestrial Landscape Intactness |  |  |  | Wetlands
OBJECTID | IRP_Substation_Name | MWs Mapped | Acres of MWs Mapped | Distance from Substation Selected (mi) | Lower Implications Area used by MWs Mapped | High Implications Area used by MWs Mapped | Core Screen Criteria Alignment Level | Substation's 10th Percentile Value Parcelization | Low Parcelization (P ≤ 6) Area used by MWs Mapped | Medium Parcelization (6 < P ≤ 30) Area used by MWs Mapped | Parcelization Criteria Alignment Level | Total Potential Area Percentage High Value Cropland | Low Value Cropland used by MWs Mapped | High Value Cropland used by MWs Mapped | Cropland Index Criteria Alignment Level | Majority of Area within Critically Overdrafted Basin | Overdrafted Basin Criteria Alignment Level | Total Potential Area Percentage Tier 2 | Total Potential Area Percentage Tier 3 | Total Potential Area Percentage Tier 2 or 3 | Fire Threat Criteria Alignment Level | Total Potential Area Percentage Higher Implications | Low Implications Area used by MWs Mapped | Higher Implications Area used by MWs Mapped | ACE Connectivity Criteria Alignment | Total Potential Area Percentage Higher Implications | Low Implications Area used by MWs Mapped | Higher Implications Area used by MWs Mapped | ACE Biodiversity Criteria Alignment | Total Potential Area Percentage Higher Implications | Low Implications Area used by MWs Mapped | Higher Implications Area used by MWs Mapped | ACE Irreplaceability Criteria Alignment | Total Potential Area Percentage Higher Implications | Low Implications Area used by MWs Mapped | Higher Implications Area used by MWs Mapped | All ACE Criteria Alignment | Total Potential Area Percentage Higher Implications | Low Implications Area used by MWs Mapped | Higher Implications Area used by MWs Mapped | Intactness Criteria Alignment | Total Potential Area Percentage Higher Implications | Low Implications Area used by MWs Mapped | Higher Implications Area used by MWs Mapped | Wetlands Criteria Alignment | Lower Implications Area used by MWs Mapped | High Implications Area used by MWs Mapped | Core Screen Criteria Alignment Level | Substation's 10th Percentile Value Parcelization | Low Parcelization (P ≤ 6) Area used by MWs Mapped | Medium Parcelization (6 < P ≤ 30) Area used by MWs Mapped | Parcelization Criteria Alignment Level | Total Potential Area Percentage High Value Cropland | Low Value Cropland used by MWs Mapped | High Value Cropland used by MWs Mapped | Cropland Index Criteria Alignment Level | Majority of Area within Critically Overdrafted Basin | Overdrafted Basin Criteria Alignment Level | Total Potential Area Percentage Tier 2 | Total Potential Area Percentage Tier 3 | Total Potential Area Percentage Tier 2 or 3 | Fire Threat Criteria Alignment Level | Total Potential Area Percentage Higher Implications | Low Implications Area used by MWs Mapped | Higher Implications Area used by MWs Mapped | ACE Connectivity Criteria Alignment | Total Potential Area Percentage Higher Implications | Low Implications Area used by MWs Mapped | Higher Implications Area used by MWs Mapped | ACE Biodiversity Criteria Alignment | Total Potential Area Percentage Higher Implications | Low Implications Area used by MWs Mapped | Higher Implications Area used by MWs Mapped | ACE Irreplaceability Criteria Alignment | Total Potential Area Percentage Higher Implications | Low Implications Area used by MWs Mapped | Higher Implications Area used by MWs Mapped | All ACE Criteria Alignment | Total Potential Area Percentage Higher Implications | Low Implications Area used by MWs Mapped | Higher Implications Area used by MWs Mapped | Intactness Criteria Alignment | Total Potential Area Percentage Higher Implications | Low Implications Area used by MWs Mapped | Higher Implications Area used by MWs Mapped | Wetlands Criteria Alignment | Lower Implications Area used by MWs Mapped | High Implications Area used by MWs Mapped | Core Screen Criteria Alignment Level | Substation's 10th Percentile Value Parcelization | Low Parcelization (P ≤ 6) Area used by MWs Mapped | Medium Parcelization (6 < P ≤ 30) Area used by MWs Mapped | Parcelization Criteria Alignment Level | Total Potential Area Percentage High Value Cropland | Low Value Cropland used by MWs Mapped | High Value Cropland used by MWs Mapped | Cropland Index Criteria Alignment Level | Majority of Area within Critically Overdrafted Basin | Overdrafted Basin Criteria Alignment Level | Total Potential Area Percentage Tier 2 | Total Potential Area Percentage Tier 3 | Total Potential Area Percentage Tier 2 or 3 | Fire Threat Criteria Alignment Level | Total Potential Area Percentage Higher Implications | Low Implications Area used by MWs Mapped | Higher Implications Area used by MWs Mapped | ACE Connectivity Criteria Alignment | Total Potential Area Percentage Higher Implications | Low Implications Area used by MWs Mapped | Higher Implications Area used by MWs Mapped | ACE Biodiversity Criteria Alignment | Total Potential Area Percentage Higher Implications | Low Implications Area used by MWs Mapped | Higher Implications Area used by MWs Mapped | ACE Irreplaceability Criteria Alignment | Total Potential Area Percentage Higher Implications | Low Implications Area used by MWs Mapped | Higher Implications Area used by MWs Mapped | All ACE Criteria Alignment | Total Potential Area Percentage Higher Implications | Low Implications Area used by MWs Mapped | Higher Implications Area used by MWs Mapped | Intactness Criteria Alignment | Total Potential Area Percentage Higher Implications | Low Implications Area used by MWs Mapped | Higher Implications Area used by MWs Mapped | Wetlands Criteria Alignment | Lower Implications Area used by MWs Mapped | High Implications Area used by MWs Mapped | Core Screen Criteria Alignment Level | Substation's 10th Percentile Value Parcelization | Low Parcelization (P ≤ 6) Area used by MWs Mapped | Medium Parcelization (6 < P ≤ 30) Area used by MWs Mapped | Parcelization Criteria Alignment Level | Total Potential Area Percentage High Value Cropland | Low Value Cropland used by MWs Mapped | High Value Cropland used by MWs Mapped | Cropland Index Criteria Alignment Level | Majority of Area within Critically Overdrafted Basin | Overdrafted Basin Criteria Alignment Level | Total Potential Area Percentage Tier 2 | Total Potential Area Percentage Tier 3 | Total Potential Area Percentage Tier 2 or 3 | Fire Threat Criteria Alignment Level | Total Potential Area Percentage Higher Implications | Low Implications Area used by MWs Mapped | Higher Implications Area used by MWs Mapped | ACE Connectivity Criteria Alignment | Total Potential Area Percentage Higher Implications | Low Implications Area used by MWs Mapped | Higher Implications Area used by MWs Mapped | ACE Biodiversity Criteria Alignment | Total Potential Area Percentage Higher Implications | Low Implications Area used by MWs Mapped | Higher Implications Area used by MWs Mapped | ACE Irreplaceability Criteria Alignment | Total Potential Area Percentage Higher Implications | Low Implications Area used by MWs Mapped | Higher Implications Area used by MWs Mapped | All ACE Criteria Alignment | Total Potential Area Percentage Higher Implications | Low Implications Area used by MWs Mapped | Higher Implications Area used by MWs Mapped | Intactness Criteria Alignment | Total Potential Area Percentage Higher Implications | Low Implications Area used by MWs Mapped | Higher Implications Area used by MWs Mapped | Wetlands Criteria Alignment
1 | Cal Flats | 0 | 0 | 0 | 0% | 0% | 1 |  |  |  |  | 0% | [5 empty] | 99% | 0% | 99% | 5 | 79% | 0% | 0% | 3 | 7% | 0% | 0% | 1 | 39% | 0% | 0% | 1 | 79% | 0% | 0% | 3 | 77% | 0% | 0% | 3 | 0% | 0% | 0% | 1 | 0% | 0% | 1 |  |  |  |  | #N/A | [5 empty] | 96% | 2% | 98% | 5 | 62% | 0% | 0% | 2 | 10% | 0% | 0% | 1 | 26% | 0% | 0% | 1 | 66% | 0% | 0% | 2 | 82% | 0% | 0% | 3 | 0% | 0% | 0% | 1 | 0% | 0% | 1 |  |  |  |  | 23% | [5 empty] | 96% | 1% | 97% | 5 | 66% | 0% | 0% | 2 | 6% | 0% | 0% | 1 | 24% | 0% | 0% | 1 | 73% | 0% | 0% | 3 | 67% | 0% | 0% | 2 | 1% | 0% | 0% | 1 | 0% | 0% | 1 |  |  |  |  | 23% | [5 empty] | 84% | 7% | 91% | 5 | 68% | 0% | 0% | 2 | 4% | 0% | 0% | 1 | 20% | 0% | 0% | 1 | 74% | 0% | 0% | 3 | 63% | 0% | 0% | 2 | 1% | 0% | 0% | 1
2 | Collinsville | 0 | 0 | 0 | 0% | 0% | 1 |  |  |  |  | 3% | [5 empty] | 41% | 0% | 41% | 2 | 23% | 0% | 0% | 1 | 54% | 0% | 0% | 2 | 42% | 0% | 0% | 1 | 65% | 0% | 0% | 2 | 5% | 0% | 0% | 1 | 40% | 0% | 0% | 1 | 0% | 0% | 1 |  |  |  |  | 15% | [5 empty] | 41% | 0% | 41% | 2 | 22% | 0% | 0% | 1 | 48% | 0% | 0% | 1 | 42% | 0% | 0% | 1 | 60% | 0% | 0% | 2 | 8% | 0% | 0% | 1 | 33% | 0% | 0% | 1 | 0% | 0% | 1 |  |  |  |  | 0% | [5 empty] | 38% | 0% | 38% | 2 | 20% | 0% | 0% | 1 | 42% | 0% | 0% | 1 | 37% | 0% | 0% | 1 | 55% | 0% | 0% | 2 | 9% | 0% | 0% | 1 | 27% | 0% | 0% | 1 | 0% | 0% | 1 |  |  |  |  | 0% | [5 empty] | 47% | 0% | 47% | 2 | 31% | 0% | 0% | 1 | 39% | 0% | 0% | 1 | 40% | 0% | 0% | 1 | 59% | 0% | 0% | 2 | 13% | 0% | 0% | 1 | 21% | 0% | 0% | 1
3 | Santa Teresa | 0 | 0 | 0 | 0% | 0% | 1 |  |  |  |  | 0% | [5 empty] | 100% | 0% | 100% | 5 | 100% | 0% | 0% | 5 | 0% | 0% | 0% | 1 | 18% | 0% | 0% | 1 | 100% | 0% | 0% | 5 | 54% | 0% | 0% | 2 | 2% | 0% | 0% | 1 | 0% | 0% | 1 |  |  |  |  | 0% | [5 empty] | 89% | 11% | 100% | 5 | 78% | 0% | 0% | 3 | 37% | 0% | 0% | 1 | 38% | 0% | 0% | 1 | 84% | 0% | 0% | 3 | 94% | 0% | 0% | 4 | 1% | 0% | 0% | 1 | 0% | 0% | 1 |  |  |  |  | 0% | [5 empty] | 78% | 21% | 99% | 5 | 85% | 0% | 0% | 3 | 36% | 0% | 0% | 1 | 36% | 0% | 0% | 1 | 90% | 0% | 0% | 4 | 96% | 0% | 0% | 5 | 1% | 0% | 0% | 1 | 0% | 0% | 1 |  |  |  |  | 0% | [5 empty] | 39% | 56% | 95% | 5 | 90% | 0% | 0% | 4 | 35% | 0% | 0% | 1 | 44% | 0% | 0% | 1 | 95% | 0% | 0% | 5 | 92% | 0% | 0% | 4 | 2% | 0% | 0% | 1
4 | Carrizo Gorge | 0 | 0 | 0 | 0% | 0% | 1 |  |  |  |  | 0% | [5 empty] | 50% | 39% | 89% | 5 | 9% | 0% | 0% | 1 | 14% | 0% | 0% | 1 | 36% | 0% | 0% | 1 | 47% | 0% | 0% | 1 | 26% | 0% | 0% | 1 | 1% | 0% | 0% | 1 | 0% | 0% | 1 |  |  |  |  | 0% | [5 empty] | 44% | 44% | 88% | 5 | 8% | 0% | 0% | 1 | 15% | 0% | 0% | 1 | 38% | 0% | 0% | 1 | 48% | 0% | 0% | 1 | 32% | 0% | 0% | 1 | 1% | 0% | 0% | 1 | 0% | 0% | 1 |  |  |  |  | 0% | [5 empty] | 34% | 38% | 72% | 5 | 17% | 0% | 0% | 1 | 16% | 0% | 0% | 1 | 34% | 0% | 0% | 1 | 52% | 0% | 0% | 2 | 39% | 0% | 0% | 1 | 1% | 0% | 0% | 1 | 0% | 0% | 1 |  |  |  |  | 0% | [5 empty] | 23% | 27% | 50% | 4 | 12% | 0% | 0% | 1 | 12% | 0% | 0% | 1 | 25% | 0% | 0% | 1 | 37% | 0% | 0% | 1 | 56% | 0% | 0% | 2 | 2% | 0% | 0% | 1
5 | Avenal | 0 | 0 | 0 | 0% | 0% | 1 |  |  |  |  | 0% | [5 empty] | 100% | 0% | 100% | 5 | 60% | 0% | 0% | 2 | 0% | 0% | 0% | 1 | 0% | 0% | 0% | 1 | 60% | 0% | 0% | 2 | 87% | 0% | 0% | 3 | 0% | 0% | 0% | 1 | 0% | 0% | 1 |  |  |  |  | 0% | [5 empty] | 99% | 0% | 99% | 5 | 81% | 0% | 0% | 3 | 0% | 0% | 0% | 1 | 32% | 0% | 0% | 1 | 81% | 0% | 0% | 3 | 76% | 0% | 0% | 3 | 0% | 0% | 0% | 1 | 0% | 0% | 1 |  |  |  |  | 71% | [5 empty] | 98% | 0% | 98% | 5 | 63% | 0% | 0% | 2 | 10% | 0% | 0% | 1 | 25% | 0% | 0% | 1 | 66% | 0% | 0% | 2 | 82% | 0% | 0% | 3 | 0% | 0% | 0% | 1 | 0% | 0% | 1 |  |  |  |  | 71% | [5 empty] | 91% | 2% | 93% | 5 | 72% | 0% | 0% | 3 | 5% | 0% | 0% | 1 | 20% | 0% | 0% | 1 | 77% | 0% | 0% | 3 | 68% | 0% | 0% | 2 | 1% | 0% | 0% | 1
6 | Crazy Horse Canyon | 0 | 0 | 0 | 0% | 0% | 1 |  |  |  |  | 0% | [5 empty] | 0% | 0% | 0% | 1 | 0% | 0% | 0% | 1 | 100% | 0% | 0% | 5 | 100% | 0% | 0% | 5 | 100% | 0% | 0% | 5 | 0% | 0% | 0% | 1 | 96% | 0% | 0% | 5 | 0% | 0% | 1 |  |  |  |  | 1% | [5 empty] | 0% | 0% | 0% | 1 | 11% | 0% | 0% | 1 | 63% | 0% | 0% | 2 | 64% | 0% | 0% | 2 | 75% | 0% | 0% | 3 | 0% | 0% | 0% | 1 | 29% | 0% | 0% | 1 | 0% | 0% | 1 |  |  |  |  | 0% | [5 empty] | 12% | 0% | 12% | 1 | 12% | 0% | 0% | 1 | 7% | 0% | 0% | 1 | 7% | 0% | 0% | 1 | 19% | 0% | 0% | 1 | 10% | 0% | 0% | 1 | 4% | 0% | 0% | 1 | 0% | 0% | 1 |  |  |  |  | 0% | [5 empty] | 22% | 26% | 48% | 4 | 45% | 0% | 0% | 1 | 6% | 0% | 0% | 1 | 12% | 0% | 0% | 1 | 53% | 0% | 0% | 2 | 46% | 0% | 0% | 1 | 4% | 0% | 0% | 1
7 | Estrella | 0 | 0 | 0 | 0% | 0% | 1 |  |  |  |  | 0% | [5 empty] | 100% | 0% | 100% | 5 | 0% | 0% | 0% | 1 | 0% | 0% | 0% | 1 | 0% | 0% | 0% | 1 | 0% | 0% | 0% | 1 | 30% | 0% | 0% | 1 | 0% | 0% | 0% | 1 | 0% | 0% | 1 |  |  |  |  | 0% | [5 empty] | 92% | 8% | 100% | 5 | 57% | 0% | 0% | 2 | 30% | 0% | 0% | 1 | 37% | 0% | 0% | 1 | 58% | 0% | 0% | 2 | 30% | 0% | 0% | 1 | 2% | 0% | 0% | 1 | 0% | 0% | 1 |  |  |  |  | 0% | [5 empty] | 77% | 22% | 99% | 5 | 64% | 0% | 0% | 2 | 18% | 0% | 0% | 1 | 30% | 0% | 0% | 1 | 69% | 0% | 0% | 2 | 65% | 0% | 0% | 2 | 2% | 0% | 0% | 1 | 0% | 0% | 1 |  |  |  |  | 0% | [5 empty] | 78% | 17% | 95% | 5 | 63% | 0% | 0% | 2 | 8% | 0% | 0% | 1 | 24% | 0% | 0% | 1 | 70% | 0% | 0% | 3 | 63% | 0% | 0% | 2 | 1% | 0% | 0% | 1
8 | Ocean Ranch | 0 | 0 | 0 | 0% | 0% | 1 |  |  |  |  | 0% | [5 empty] | 0% | 0% | 0% | 1 | 18% | 0% | 0% | 1 | 80% | 0% | 0% | 3 | 80% | 0% | 0% | 3 | 80% | 0% | 0% | 3 | 0% | 0% | 0% | 1 | 16% | 0% | 0% | 1 | 0% | 0% | 1 |  |  |  |  | 0% | [5 empty] | 1% | 0% | 1% | 1 | 16% | 0% | 0% | 1 | 78% | 0% | 0% | 3 | 81% | 0% | 0% | 3 | 81% | 0% | 0% | 3 | 0% | 0% | 0% | 1 | 15% | 0% | 0% | 1 | 0% | 0% | 1 |  |  |  |  | 2% | [5 empty] | 1% | 0% | 1% | 1 | 15% | 0% | 0% | 1 | 77% | 0% | 0% | 3 | 80% | 0% | 0% | 3 | 80% | 0% | 0% | 3 | 0% | 0% | 0% | 1 | 14% | 0% | 0% | 1 | 0% | 0% | 1 |  |  |  |  | 2% | [5 empty] | 1% | 0% | 1% | 1 | 10% | 0% | 0% | 1 | 57% | 0% | 0% | 2 | 68% | 0% | 0% | 2 | 68% | 0% | 0% | 2 | 0% | 0% | 0% | 1 | 10% | 0% | 0% | 1
9 | Green Valley | 0 | 0 | 0 | 0% | 0% | 1 |  |  |  |  | 2% | [5 empty] | 0% | 0% | 0% | 1 | 0% | 0% | 0% | 1 | 95% | 0% | 0% | 5 | 96% | 0% | 0% | 5 | 96% | 0% | 0% | 5 | 0% | 0% | 0% | 1 | 36% | 0% | 0% | 1 | 0% | 0% | 1 |  |  |  |  | 1% | [5 empty] | 17% | 0% | 17% | 1 | 23% | 0% | 0% | 1 | 56% | 0% | 0% | 2 | 57% | 0% | 0% | 2 | 80% | 0% | 0% | 3 | 6% | 0% | 0% | 1 | 23% | 0% | 0% | 1 | 0% | 0% | 1 |  |  |  |  | 0% | [5 empty] | 20% | 0% | 20% | 2 | 26% | 0% | 0% | 1 | 45% | 0% | 0% | 1 | 52% | 0% | 0% | 2 | 75% | 0% | 0% | 3 | 11% | 0% | 0% | 1 | 18% | 0% | 0% | 1 | 0% | 0% | 1 |  |  |  |  | 0% | [5 empty] | 47% | 17% | 64% | 3 | 56% | 0% | 0% | 2 | 31% | 0% | 0% | 1 | 33% | 0% | 0% | 1 | 81% | 0% | 0% | 3 | 59% | 0% | 0% | 2 | 4% | 0% | 0% | 1
10 | Union (Estrella) | 0 | 0 | 0 | 0% | 0% | 1 |  |  |  |  | 0% | [5 empty] | 100% | 0% | 100% | 5 | 0% | 0% | 0% | 1 | 0% | 0% | 0% | 1 | 0% | 0% | 0% | 1 | 0% | 0% | 0% | 1 | 30% | 0% | 0% | 1 | 0% | 0% | 0% | 1 | 0% | 0% | 1 |  |  |  |  | 0% | [5 empty] | 92% | 8% | 100% | 5 | 57% | 0% | 0% | 2 | 30% | 0% | 0% | 1 | 37% | 0% | 0% | 1 | 58% | 0% | 0% | 2 | 30% | 0% | 0% | 1 | 2% | 0% | 0% | 1 | 0% | 0% | 1 |  |  |  |  | 0% | [5 empty] | 77% | 22% | 99% | 5 | 64% | 0% | 0% | 2 | 18% | 0% | 0% | 1 | 30% | 0% | 0% | 1 | 69% | 0% | 0% | 2 | 65% | 0% | 0% | 2 | 2% | 0% | 0% | 1 | 0% | 0% | 1 |  |  |  |  | 0% | [5 empty] | 78% | 17% | 95% | 5 | 63% | 0% | 0% | 2 | 8% | 0% | 0% | 1 | 24% | 0% | 0% | 1 | 70% | 0% | 0% | 3 | 63% | 0% | 0% | 2 | 1% | 0% | 0% | 1
11 | Crescent | 0 | 0 | 0 | 0% | 0% | 1 |  |  |  |  | 0% | [5 empty] | 0% | 0% | 0% | 1 | 0% | 0% | 0% | 1 | 0% | 0% | 0% | 1 | 0% | 0% | 0% | 1 | 0% | 0% | 0% | 1 | 0% | 0% | 0% | 1 | 0% | 0% | 0% | 1 | 0% | 0% | 1 |  |  |  |  | 0% | [5 empty] | 0% | 0% | 0% | 1 | 0% | 0% | 0% | 1 | 0% | 0% | 0% | 1 | 0% | 0% | 0% | 1 | 0% | 0% | 0% | 1 | 0% | 0% | 0% | 1 | 0% | 0% | 0% | 1 | 0% | 0% | 1 |  |  |  |  | 1% | [5 empty] | 84% | 0% | 84% | 5 | 100% | 0% | 0% | 5 | 0% | 0% | 0% | 1 | 25% | 0% | 0% | 1 | 100% | 0% | 0% | 5 | 34% | 0% | 0% | 1 | 0% | 0% | 0% | 1 | 0% | 0% | 1 |  |  |  |  | 1% | [5 empty] | 65% | 29% | 94% | 5 | 100% | 0% | 0% | 5 | 0% | 0% | 0% | 1 | 10% | 0% | 0% | 1 | 100% | 0% | 0% | 5 | 73% | 0% | 0% | 3 | 0% | 0% | 0% | 1
12 | Vincent | 0 | 0 | 0 | 0% | 0% | 1 |  |  |  |  | 0% | [5 empty] | 49% | 11% | 60% | 3 | 2% | 0% | 0% | 1 | 23% | 0% | 0% | 1 | 11% | 0% | 0% | 1 | 25% | 0% | 0% | 1 | 36% | 0% | 0% | 1 | 1% | 0% | 0% | 1 | 0% | 0% | 1 |  |  |  |  | 0% | [5 empty] | 44% | 29% | 73% | 4 | 8% | 0% | 0% | 1 | 16% | 0% | 0% | 1 | 8% | 0% | 0% | 1 | 24% | 0% | 0% | 1 | 35% | 0% | 0% | 1 | 2% | 0% | 0% | 1 | 0% | 0% | 1 |  |  |  |  | 0% | [5 empty] | 41% | 37% | 78% | 5 | 7% | 0% | 0% | 1 | 24% | 0% | 0% | 1 | 17% | 0% | 0% | 1 | 35% | 0% | 0% | 1 | 39% | 0% | 0% | 1 | 3% | 0% | 0% | 1 | 0% | 0% | 1 |  |  |  |  | 0% | [5 empty] | 20% | 14% | 34% | 3 | 11% | 0% | 0% | 1 | 33% | 0% | 0% | 1 | 26% | 0% | 0% | 1 | 45% | 0% | 0% | 1 | 28% | 0% | 0% | 1 | 2% | 0% | 0% | 1
13 | El Nido (PGE) | 0 | 0 | 0 | 0% | 0% | 1 |  |  |  |  | 0% | [5 empty] | 0% | 0% | 0% | 1 | 0% | 0% | 0% | 1 | 0% | 0% | 0% | 1 | 0% | 0% | 0% | 1 | 0% | 0% | 0% | 1 | 0% | 0% | 0% | 1 | 0% | 0% | 0% | 1 | 0% | 0% | 1 |  |  |  |  | 0% | [5 empty] | 0% | 0% | 0% | 1 | 0% | 0% | 0% | 1 | 0% | 0% | 0% | 1 | 0% | 0% | 0% | 1 | 0% | 0% | 0% | 1 | 0% | 0% | 0% | 1 | 0% | 0% | 0% | 1 | 0% | 0% | 1 |  |  |  |  | 0% | [5 empty] | 0% | 0% | 0% | 1 | 0% | 0% | 0% | 1 | 0% | 0% | 0% | 1 | 0% | 0% | 0% | 1 | 0% | 0% | 0% | 1 | 0% | 0% | 0% | 1 | 0% | 0% | 0% | 1 | 0% | 0% | 1 |  |  |  |  | 0% | [5 empty] | 0% | 0% | 0% | 1 | 0% | 0% | 0% | 1 | 0% | 0% | 0% | 1 | 0% | 0% | 0% | 1 | 0% | 0% | 0% | 1 | 0% | 0% | 0% | 1 | 0% | 0% | 0% | 1
14 | Cortina | 0 | 0 | 0 | 0% | 0% | 1 |  |  |  |  | 0% | [5 empty] | 7% | 93% | 100% | 5 | 12% | 0% | 0% | 1 | 15% | 0% | 0% | 1 | 17% | 0% | 0% | 1 | 22% | 0% | 0% | 1 | 98% | 0% | 0% | 5 | 0% | 0% | 0% | 1 | 0% | 0% | 1 |  |  |  |  | 0% | [5 empty] | 3% | 97% | 100% | 5 | 35% | 0% | 0% | 1 | 23% | 0% | 0% | 1 | 21% | 0% | 0% | 1 | 54% | 0% | 0% | 2 | 97% | 0% | 0% | 5 | 0% | 0% | 0% | 1 | 0% | 0% | 1 |  |  |  |  | 4% | [5 empty] | 4% | 96% | 100% | 5 | 48% | 0% | 0% | 1 | 16% | 0% | 0% | 1 | 23% | 0% | 0% | 1 | 65% | 0% | 0% | 2 | 97% | 0% | 0% | 5 | 0% | 0% | 0% | 1 | 0% | 0% | 1 |  |  |  |  | 4% | [5 empty] | 39% | 58% | 97% | 5 | 69% | 0% | 0% | 2 | 13% | 0% | 0% | 1 | 22% | 0% | 0% | 1 | 77% | 0% | 0% | 3 | 82% | 0% | 0% | 3 | 1% | 0% | 0% | 1
15 | Delta Pumps | 0 | 0 | 0 | 0% | 0% | 1 |  |  |  |  | 5% | [5 empty] | 88% | 0% | 88% | 5 | 87% | 0% | 0% | 3 | 87% | 0% | 0% | 3 | 97% | 0% | 0% | 5 | 100% | 0% | 0% | 5 | 28% | 0% | 0% | 1 | 3% | 0% | 0% | 1 | 0% | 0% | 1 |  |  |  |  | 3% | [5 empty] | 90% | 2% | 92% | 5 | 88% | 0% | 0% | 3 | 89% | 0% | 0% | 3 | 96% | 0% | 0% | 5 | 99% | 0% | 0% | 5 | 42% | 0% | 0% | 1 | 3% | 0% | 0% | 1 | 0% | 0% | 1 |  |  |  |  | 0% | [5 empty] | 78% | 3% | 81% | 5 | 75% | 0% | 0% | 3 | 87% | 0% | 0% | 3 | 93% | 0% | 0% | 4 | 98% | 0% | 0% | 5 | 39% | 0% | 0% | 1 | 6% | 0% | 0% | 1 | 0% | 0% | 1 |  |  |  |  | 0% | [5 empty] | 51% | 6% | 57% | 3 | 53% | 0% | 0% | 2 | 62% | 0% | 0% | 2 | 62% | 0% | 0% | 2 | 76% | 0% | 0% | 3 | 28% | 0% | 0% | 1 | 16% | 0% | 0% | 1
16 | Morgan Hill | 0 | 0 | 0 | 0% | 0% | 1 |  |  |  |  | 0% | [5 empty] | 99% | 1% | 100% | 5 | 100% | 0% | 0% | 5 | 1% | 0% | 0% | 1 | 1% | 0% | 0% | 1 | 100% | 0% | 0% | 5 | 42% | 0% | 0% | 1 | 3% | 0% | 0% | 1 | 0% | 0% | 1 |  |  |  |  | 0% | [5 empty] | 47% | 53% | 100% | 5 | 70% | 0% | 0% | 3 | 39% | 0% | 0% | 1 | 39% | 0% | 0% | 1 | 100% | 0% | 0% | 5 | 85% | 0% | 0% | 3 | 1% | 0% | 0% | 1 | 0% | 0% | 1 |  |  |  |  | 0% | [5 empty] | 53% | 45% | 98% | 5 | 76% | 0% | 0% | 3 | 24% | 0% | 0% | 1 | 24% | 0% | 0% | 1 | 85% | 0% | 0% | 3 | 94% | 0% | 0% | 4 | 0% | 0% | 0% | 1 | 0% | 0% | 1 |  |  |  |  | 0% | [5 empty] | 44% | 54% | 98% | 5 | 92% | 0% | 0% | 4 | 20% | 0% | 0% | 1 | 27% | 0% | 0% | 1 | 95% | 0% | 0% | 5 | 95% | 0% | 0% | 5 | 1% | 0% | 0% | 1
17 | Jessup | 0 | 0 | 0 | 0% | 0% | 1 |  |  |  |  | 0% | [5 empty] | 0% | 0% | 0% | 1 | 0% | 0% | 0% | 1 | 0% | 0% | 0% | 1 | 0% | 0% | 0% | 1 | 0% | 0% | 0% | 1 | 0% | 0% | 0% | 1 | 0% | 0% | 0% | 1 | 0% | 0% | 1 |  |  |  |  | 0% | [5 empty] | 24% | 0% | 24% | 2 | 34% | 0% | 0% | 1 | 19% | 0% | 0% | 1 | 19% | 0% | 0% | 1 | 52% | 0% | 0% | 2 | 61% | 0% | 0% | 2 | 0% | 0% | 0% | 1 | 0% | 0% | 1 |  |  |  |  | 0% | [5 empty] | 74% | 0% | 74% | 3 | 52% | 0% | 0% | 2 | 13% | 0% | 0% | 1 | 47% | 0% | 0% | 1 | 57% | 0% | 0% | 2 | 82% | 0% | 0% | 3 | 0% | 0% | 0% | 1 | 0% | 0% | 1 |  |  |  |  | 0% | [5 empty] | 42% | 37% | 79% | 5 | 21% | 0% | 0% | 1 | 7% | 0% | 0% | 1 | 15% | 0% | 0% | 1 | 27% | 0% | 0% | 1 | 64% | 0% | 0% | 2 | 2% | 0% | 0% | 1
18 | Elk Hills | 0 | 0 | 0 | 0% | 0% | 1 |  |  |  |  | 0% | [5 empty] | 0% | 0% | 0% | 1 | 0% | 0% | 0% | 1 | 0% | 0% | 0% | 1 | 0% | 0% | 0% | 1 | 0% | 0% | 0% | 1 | 0% | 0% | 0% | 1 | 0% | 0% | 0% | 1 | 0% | 0% | 1 |  |  |  |  | 0% | [5 empty] | 0% | 0% | 0% | 1 | 0% | 0% | 0% | 1 | 0% | 0% | 0% | 1 | 0% | 0% | 0% | 1 | 0% | 0% | 0% | 1 | 0% | 0% | 0% | 1 | 0% | 0% | 0% | 1 | 0% | 0% | 1 |  |  |  |  | 0% | [5 empty] | 0% | 0% | 0% | 1 | 0% | 0% | 0% | 1 | 0% | 0% | 0% | 1 | 0% | 0% | 0% | 1 | 0% | 0% | 0% | 1 | 0% | 0% | 0% | 1 | 0% | 0% | 0% | 1 | 0% | 0% | 1 |  |  |  |  | 0% | [5 empty] | 22% | 48% | 70% | 5 | 16% | 0% | 0% | 1 | 0% | 0% | 0% | 1 | 0% | 0% | 0% | 1 | 16% | 0% | 0% | 1 | 62% | 0% | 0% | 2 | 0% | 0% | 0% | 1
19 | Ignacio | 0 | 0 | 0 | 0% | 0% | 1 |  |  |  |  | 0% | [5 empty] | 82% | 0% | 82% | 5 | 70% | 0% | 0% | 3 | 35% | 0% | 0% | 1 | 46% | 0% | 0% | 1 | 77% | 0% | 0% | 3 | 73% | 0% | 0% | 3 | 5% | 0% | 0% | 1 | 0% | 0% | 1 |  |  |  |  | 0% | [5 empty] | 72% | 0% | 72% | 3 | 66% | 0% | 0% | 2 | 33% | 0% | 0% | 1 | 55% | 0% | 0% | 2 | 82% | 0% | 0% | 3 | 63% | 0% | 0% | 2 | 10% | 0% | 0% | 1 | 0% | 0% | 1 |  |  |  |  | 2% | [5 empty] | 71% | 0% | 71% | 3 | 58% | 0% | 0% | 2 | 33% | 0% | 0% | 1 | 53% | 0% | 0% | 2 | 80% | 0% | 0% | 3 | 63% | 0% | 0% | 2 | 6% | 0% | 0% | 1 | 0% | 0% | 1 |  |  |  |  | 2% | [5 empty] | 60% | 0% | 60% | 3 | 67% | 0% | 0% | 2 | 27% | 0% | 0% | 1 | 39% | 0% | 0% | 1 | 87% | 0% | 0% | 3 | 60% | 0% | 0% | 2 | 8% | 0% | 0% | 1
20 | Malin | 0 | 0 | 0 | 0% | 0% | 1 |  |  |  |  | 5% | [5 empty] | 15% | 0% | 15% | 1 | 83% | 0% | 0% | 3 | 0% | 0% | 0% | 1 | 0% | 0% | 0% | 1 | 83% | 0% | 0% | 3 | 64% | 0% | 0% | 2 | 1% | 0% | 0% | 1 | 0% | 0% | 1 |  |  |  |  | 4% | [5 empty] | 8% | 0% | 8% | 1 | 75% | 0% | 0% | 3 | 0% | 0% | 0% | 1 | 0% | 0% | 0% | 1 | 75% | 0% | 0% | 3 | 68% | 0% | 0% | 2 | 1% | 0% | 0% | 1 | 0% | 0% | 1 |  |  |  |  | 0% | [5 empty] | 7% | 0% | 7% | 1 | 78% | 0% | 0% | 3 | 8% | 0% | 0% | 1 | 9% | 0% | 0% | 1 | 78% | 0% | 0% | 3 | 78% | 0% | 0% | 3 | 1% | 0% | 0% | 1 | 0% | 0% | 1 |  |  |  |  | 0% | [5 empty] | 7% | 0% | 7% | 1 | 82% | 0% | 0% | 3 | 5% | 0% | 0% | 1 | 11% | 0% | 0% | 1 | 82% | 0% | 0% | 3 | 84% | 0% | 0% | 3 | 2% | 0% | 0% | 1
21 | Redbud | 0 | 0 | 0 | 0% | 0% | 1 |  |  |  |  | 0% | [5 empty] | 16% | 84% | 100% | 5 | 11% | 0% | 0% | 1 | 12% | 0% | 0% | 1 | 31% | 0% | 0% | 1 | 42% | 0% | 0% | 1 | 66% | 0% | 0% | 2 | 0% | 0% | 0% | 1 | 0% | 0% | 1 |  |  |  |  | 0% | [5 empty] | 11% | 81% | 92% | 5 | 58% | 0% | 0% | 2 | 21% | 0% | 0% | 1 | 84% | 0% | 0% | 3 | 87% | 0% | 0% | 3 | 55% | 0% | 0% | 2 | 1% | 0% | 0% | 1 | 0% | 0% | 1 |  |  |  |  | 0% | [5 empty] | 17% | 75% | 92% | 5 | 59% | 0% | 0% | 2 | 31% | 0% | 0% | 1 | 62% | 0% | 0% | 2 | 77% | 0% | 0% | 3 | 59% | 0% | 0% | 2 | 1% | 0% | 0% | 1 | 0% | 0% | 1 |  |  |  |  | 0% | [5 empty] | 20% | 73% | 93% | 5 | 61% | 0% | 0% | 2 | 26% | 0% | 0% | 1 | 43% | 0% | 0% | 1 | 74% | 0% | 0% | 3 | 75% | 0% | 0% | 3 | 1% | 0% | 0% | 1
22 | Arcata | 0 | 0 | 0 | 0% | 0% | 1 |  |  |  |  | 0% | [5 empty] | 0% | 0% | 0% | 1 | 21% | 0% | 0% | 1 | 9% | 0% | 0% | 1 | 22% | 0% | 0% | 1 | 43% | 0% | 0% | 1 | 0% | 0% | 0% | 1 | 31% | 0% | 0% | 1 | 0% | 0% | 1 |  |  |  |  | 0% | [5 empty] | 0% | 0% | 0% | 1 | 29% | 0% | 0% | 1 | 22% | 0% | 0% | 1 | 33% | 0% | 0% | 1 | 48% | 0% | 0% | 1 | 0% | 0% | 0% | 1 | 36% | 0% | 0% | 1 | 0% | 0% | 1 |  |  |  |  | 0% | [5 empty] | 19% | 3% | 22% | 2 | 20% | 0% | 0% | 1 | 13% | 0% | 0% | 1 | 15% | 0% | 0% | 1 | 27% | 0% | 0% | 1 | 35% | 0% | 0% | 1 | 8% | 0% | 0% | 1 | 0% | 0% | 1 |  |  |  |  | 0% | [5 empty] | 10% | 4% | 14% | 2 | 12% | 0% | 0% | 1 | 7% | 0% | 0% | 1 | 10% | 0% | 0% | 1 | 18% | 0% | 0% | 1 | 69% | 0% | 0% | 2 | 7% | 0% | 0% | 1
23 | Suncrest | 0 | 0 | 0 | 0% | 0% | 1 |  |  |  |  | 0% | [5 empty] | 0% | 0% | 0% | 1 | 0% | 0% | 0% | 1 | 0% | 0% | 0% | 1 | 0% | 0% | 0% | 1 | 0% | 0% | 0% | 1 | 0% | 0% | 0% | 1 | 0% | 0% | 0% | 1 | 0% | 0% | 1 |  |  |  |  | 0% | [5 empty] | 3% | 95% | 98% | 5 | 10% | 0% | 0% | 1 | 86% | 0% | 0% | 3 | 85% | 0% | 0% | 3 | 90% | 0% | 0% | 4 | 40% | 0% | 0% | 1 | 6% | 0% | 0% | 1 | 0% | 0% | 1 |  |  |  |  | 0% | [5 empty] | 6% | 91% | 97% | 5 | 11% | 0% | 0% | 1 | 34% | 0% | 0% | 1 | 50% | 0% | 0% | 2 | 51% | 0% | 0% | 2 | 51% | 0% | 0% | 2 | 3% | 0% | 0% | 1 | 0% | 0% | 1 |  |  |  |  | 0% | [5 empty] | 41% | 50% | 91% | 5 | 16% | 0% | 0% | 1 | 21% | 0% | 0% | 1 | 47% | 0% | 0% | 1 | 57% | 0% | 0% | 2 | 30% | 0% | 0% | 1 | 3% | 0% | 0% | 1
24 | Cressey | 0 | 0 | 0 | 0% | 0% | 1 |  |  |  |  | 0% | [5 empty] | 0% | 0% | 0% | 1 | 0% | 0% | 0% | 1 | 0% | 0% | 0% | 1 | 0% | 0% | 0% | 1 | 0% | 0% | 0% | 1 | 0% | 0% | 0% | 1 | 0% | 0% | 0% | 1 | 0% | 0% | 1 |  |  |  |  | 0% | [5 empty] | 0% | 0% | 0% | 1 | 0% | 0% | 0% | 1 | 0% | 0% | 0% | 1 | 0% | 0% | 0% | 1 | 0% | 0% | 0% | 1 | 0% | 0% | 0% | 1 | 0% | 0% | 0% | 1 | 0% | 0% | 1 |  |  |  |  | 0% | [5 empty] | 0% | 0% | 0% | 1 | 0% | 0% | 0% | 1 | 0% | 0% | 0% | 1 | 0% | 0% | 0% | 1 | 0% | 0% | 0% | 1 | 0% | 0% | 0% | 1 | 0% | 0% | 0% | 1 | 0% | 0% | 1 |  |  |  |  | 0% | [5 empty] | 0% | 0% | 0% | 1 | 0% | 0% | 0% | 1 | 0% | 0% | 0% | 1 | 0% | 0% | 0% | 1 | 0% | 0% | 0% | 1 | 0% | 0% | 0% | 1 | 0% | 0% | 0% | 1
25 | Kearny | 0 | 0 | 0 | 0% | 0% | 1 |  |  |  |  | 0% | [5 empty] | 0% | 0% | 0% | 1 | 0% | 0% | 0% | 1 | 5% | 0% | 0% | 1 | 39% | 0% | 0% | 1 | 39% | 0% | 0% | 1 | 0% | 0% | 0% | 1 | 0% | 0% | 0% | 1 | 0% | 0% | 1 |  |  |  |  | 0% | [5 empty] | 0% | 0% | 0% | 1 | 3% | 0% | 0% | 1 | 21% | 0% | 0% | 1 | 55% | 0% | 0% | 2 | 56% | 0% | 0% | 2 | 0% | 0% | 0% | 1 | 5% | 0% | 0% | 1 | 0% | 0% | 1 |  |  |  |  | 0% | [5 empty] | 0% | 0% | 0% | 1 | 2% | 0% | 0% | 1 | 22% | 0% | 0% | 1 | 56% | 0% | 0% | 2 | 57% | 0% | 0% | 2 | 0% | 0% | 0% | 1 | 5% | 0% | 0% | 1 | 0% | 0% | 1 |  |  |  |  | 0% | [5 empty] | 0% | 0% | 0% | 1 | 9% | 0% | 0% | 1 | 42% | 0% | 0% | 1 | 67% | 0% | 0% | 2 | 68% | 0% | 0% | 2 | 1% | 0% | 0% | 1 | 8% | 0% | 0% | 1
26 | Victor | 0 | 0 | 0 | 0% | 0% | 1 |  |  |  |  | 0% | [5 empty] | 0% | 0% | 0% | 1 | 70% | 0% | 0% | 3 | 89% | 0% | 0% | 3 | 61% | 0% | 0% | 2 | 89% | 0% | 0% | 3 | 48% | 0% | 0% | 1 | 0% | 0% | 0% | 1 | 0% | 0% | 1 |  |  |  |  | 0% | [5 empty] | 19% | 8% | 27% | 2 | 58% | 0% | 0% | 2 | 70% | 0% | 0% | 3 | 46% | 0% | 0% | 1 | 88% | 0% | 0% | 3 | 43% | 0% | 0% | 1 | 0% | 0% | 0% | 1 | 0% | 0% | 1 |  |  |  |  | 0% | [5 empty] | 13% | 8% | 21% | 2 | 57% | 0% | 0% | 2 | 40% | 0% | 0% | 1 | 28% | 0% | 0% | 1 | 71% | 0% | 0% | 3 | 47% | 0% | 0% | 1 | 0% | 0% | 0% | 1 | 0% | 0% | 1 |  |  |  |  | 0% | [5 empty] | 10% | 11% | 21% | 3 | 52% | 0% | 0% | 2 | 40% | 0% | 0% | 1 | 32% | 0% | 0% | 1 | 76% | 0% | 0% | 3 | 51% | 0% | 0% | 2 | 0% | 0% | 0% | 1
27 | Millbrae | 0 | 0 | 0 | 0% | 0% | 1 |  |  |  |  | 0% | [5 empty] | 0% | 0% | 0% | 1 | 20% | 0% | 0% | 1 | 29% | 0% | 0% | 1 | 67% | 0% | 0% | 2 | 72% | 0% | 0% | 3 | 22% | 0% | 0% | 1 | 4% | 0% | 0% | 1 | 0% | 0% | 1 |  |  |  |  | 0% | [5 empty] | 0% | 0% | 0% | 1 | 10% | 0% | 0% | 1 | 21% | 0% | 0% | 1 | 51% | 0% | 0% | 2 | 54% | 0% | 0% | 2 | 11% | 0% | 0% | 1 | 7% | 0% | 0% | 1 | 0% | 0% | 1 |  |  |  |  | 0% | [5 empty] | 0% | 0% | 0% | 1 | 8% | 0% | 0% | 1 | 19% | 0% | 0% | 1 | 48% | 0% | 0% | 1 | 50% | 0% | 0% | 2 | 9% | 0% | 0% | 1 | 7% | 0% | 0% | 1 | 0% | 0% | 1 |  |  |  |  | 0% | [5 empty] | 35% | 0% | 35% | 2 | 7% | 0% | 0% | 1 | 45% | 0% | 0% | 1 | 68% | 0% | 0% | 2 | 71% | 0% | 0% | 3 | 19% | 0% | 0% | 1 | 7% | 0% | 0% | 1
28 | Arcogen | 0 | 0 | 0 | 0% | 0% | 1 |  |  |  |  | 0% | [5 empty] | 0% | 0% | 0% | 1 | 0% | 0% | 0% | 1 | 4% | 0% | 0% | 1 | 49% | 0% | 0% | 1 | 49% | 0% | 0% | 1 | 0% | 0% | 0% | 1 | 0% | 0% | 0% | 1 | 0% | 0% | 1 |  |  |  |  | 0% | [5 empty] | 0% | 0% | 0% | 1 | 0% | 0% | 0% | 1 | 14% | 0% | 0% | 1 | 53% | 0% | 0% | 2 | 53% | 0% | 0% | 2 | 0% | 0% | 0% | 1 | 1% | 0% | 0% | 1 | 0% | 0% | 1 |  |  |  |  | 44% | [5 empty] | 0% | 0% | 0% | 1 | 0% | 0% | 0% | 1 | 20% | 0% | 0% | 1 | 57% | 0% | 0% | 2 | 57% | 0% | 0% | 2 | 0% | 0% | 0% | 1 | 1% | 0% | 0% | 1 | 0% | 0% | 1 |  |  |  |  | 44% | [5 empty] | 0% | 0% | 0% | 1 | 1% | 0% | 0% | 1 | 20% | 0% | 0% | 1 | 62% | 0% | 0% | 2 | 62% | 0% | 0% | 2 | 0% | 0% | 0% | 1 | 2% | 0% | 0% | 1
29 | Soledad | 0 | 0 | 10 | 0% | 0% | 1 |  |  |  |  | 61% | [5 empty] | 11% | 8% | 19% | 2 | 16% | 0% | 0% | 1 | 6% | 0% | 0% | 1 | 15% | 0% | 0% | 1 | 26% | 0% | 0% | 1 | 21% | 0% | 0% | 1 | 6% | 0% | 0% | 1 | 0% | 0% | 1 |  |  |  |  | 58% | [5 empty] | 13% | 15% | 28% | 3 | 21% | 0% | 0% | 1 | 7% | 0% | 0% | 1 | 15% | 0% | 0% | 1 | 29% | 0% | 0% | 1 | 23% | 0% | 0% | 1 | 5% | 0% | 0% | 1 | 0% | 0% | 1 |  |  |  |  | 4% | [5 empty] | 17% | 27% | 44% | 4 | 30% | 0% | 0% | 1 | 7% | 0% | 0% | 1 | 17% | 0% | 0% | 1 | 39% | 0% | 0% | 1 | 32% | 0% | 0% | 1 | 4% | 0% | 0% | 1 | 0% | 0% | 1 |  |  |  |  | 4% | [5 empty] | 21% | 33% | 54% | 5 | 41% | 0% | 0% | 1 | 6% | 0% | 0% | 1 | 16% | 0% | 0% | 1 | 49% | 0% | 0% | 1 | 47% | 0% | 0% | 1 | 3% | 0% | 0% | 1
30 | Vierra | 0 | 0 | 0 | 0% | 0% | 1 |  |  |  |  | 0% | [5 empty] | 0% | 0% | 0% | 1 | 0% | 0% | 0% | 1 | 0% | 0% | 0% | 1 | 0% | 0% | 0% | 1 | 0% | 0% | 0% | 1 | 0% | 0% | 0% | 1 | 0% | 0% | 0% | 1 | 0% | 0% | 1 |  |  |  |  | 5% | [5 empty] | 13% | 0% | 13% | 1 | 24% | 0% | 0% | 1 | 100% | 0% | 0% | 5 | 90% | 0% | 0% | 4 | 100% | 0% | 0% | 5 | 4% | 0% | 0% | 1 | 2% | 0% | 0% | 1 | 0% | 0% | 1 |  |  |  |  | 0% | [5 empty] | 87% | 2% | 89% | 5 | 89% | 0% | 0% | 3 | 93% | 0% | 0% | 4 | 95% | 0% | 0% | 5 | 100% | 0% | 0% | 5 | 45% | 0% | 0% | 1 | 3% | 0% | 0% | 1 | 0% | 0% | 1 |  |  |  |  | 0% | [5 empty] | 64% | 11% | 75% | 5 | 73% | 0% | 0% | 3 | 76% | 0% | 0% | 3 | 85% | 0% | 0% | 3 | 94% | 0% | 0% | 4 | 42% | 0% | 0% | 1 | 4% | 0% | 0% | 1
31 | Walnut | 0 | 0 | 0 | 0% | 0% | 1 |  |  |  |  | 0% | [5 empty] | 0% | 0% | 0% | 1 | 0% | 0% | 0% | 1 | 0% | 0% | 0% | 1 | 0% | 0% | 0% | 1 | 0% | 0% | 0% | 1 | 0% | 0% | 0% | 1 | 0% | 0% | 0% | 1 | 0% | 0% | 1 |  |  |  |  | 0% | [5 empty] | 0% | 0% | 0% | 1 | 0% | 0% | 0% | 1 | 0% | 0% | 0% | 1 | 0% | 0% | 0% | 1 | 0% | 0% | 0% | 1 | 0% | 0% | 0% | 1 | 0% | 0% | 0% | 1 | 0% | 0% | 1 |  |  |  |  | 31% | [5 empty] | 0% | 0% | 0% | 1 | 0% | 0% | 0% | 1 | 94% | 0% | 0% | 4 | 100% | 0% | 0% | 5 | 100% | 0% | 0% | 5 | 0% | 0% | 0% | 1 | 0% | 0% | 0% | 1 | 0% | 0% | 1 |  |  |  |  | 31% | [5 empty] | 0% | 26% | 26% | 4 | 26% | 0% | 0% | 1 | 16% | 0% | 0% | 1 | 49% | 0% | 0% | 1 | 69% | 0% | 0% | 2 | 29% | 0% | 0% | 1 | 2% | 0% | 0% | 1
32 | Coburn | 0 | 0 | 10 | 0% | 0% | 1 |  |  |  |  | 8% | [5 empty] | 34% | 50% | 84% | 5 | 53% | 0% | 0% | 2 | 0% | 0% | 0% | 1 | 7% | 0% | 0% | 1 | 53% | 0% | 0% | 2 | 49% | 0% | 0% | 1 | 0% | 0% | 0% | 1 | 0% | 0% | 1 |  |  |  |  | 21% | [5 empty] | 30% | 39% | 69% | 5 | 45% | 0% | 0% | 1 | 1% | 0% | 0% | 1 | 14% | 0% | 0% | 1 | 53% | 0% | 0% | 2 | 41% | 0% | 0% | 1 | 2% | 0% | 0% | 1 | 0% | 0% | 1 |  |  |  |  | 4% | [5 empty] | 20% | 36% | 56% | 5 | 36% | 0% | 0% | 1 | 8% | 0% | 0% | 1 | 20% | 0% | 0% | 1 | 46% | 0% | 0% | 1 | 38% | 0% | 0% | 1 | 5% | 0% | 0% | 1 | 0% | 0% | 1 |  |  |  |  | 4% | [5 empty] | 15% | 41% | 56% | 5 | 35% | 0% | 0% | 1 | 7% | 0% | 0% | 1 | 18% | 0% | 0% | 1 | 44% | 0% | 0% | 1 | 37% | 0% | 0% | 1 | 3% | 0% | 0% | 1
33 | Madison | 0 | 0 | 20 | 0% | 0% | 1 |  |  |  |  | 7% | [5 empty] | 98% | 0% | 98% | 5 | 93% | 0% | 0% | 4 | 2% | 0% | 0% | 1 | 2% | 0% | 0% | 1 | 93% | 0% | 0% | 4 | 72% | 0% | 0% | 3 | 1% | 0% | 0% | 1 | 0% | 0% | 1 |  |  |  |  | 6% | [5 empty] | 80% | 18% | 98% | 5 | 89% | 0% | 0% | 3 | 2% | 0% | 0% | 1 | 1% | 0% | 0% | 1 | 89% | 0% | 0% | 3 | 75% | 0% | 0% | 3 | 1% | 0% | 0% | 1 | 0% | 0% | 1 |  |  |  |  | 11% | [5 empty] | 66% | 30% | 96% | 5 | 84% | 0% | 0% | 3 | 6% | 0% | 0% | 1 | 4% | 0% | 0% | 1 | 85% | 0% | 0% | 3 | 77% | 0% | 0% | 3 | 1% | 0% | 0% | 1 | 0% | 0% | 1 |  |  |  |  | 11% | [5 empty] | 55% | 22% | 77% | 5 | 55% | 0% | 0% | 2 | 17% | 0% | 0% | 1 | 19% | 0% | 0% | 1 | 68% | 0% | 0% | 2 | 53% | 0% | 0% | 2 | 9% | 0% | 0% | 1
34 | Lone Tree | 0 | 0 | 0 | 0% | 0% | 1 |  |  |  |  | 0% | [5 empty] | 63% | 1% | 64% | 3 | 39% | 0% | 0% | 1 | 79% | 0% | 0% | 3 | 78% | 0% | 0% | 3 | 82% | 0% | 0% | 3 | 31% | 0% | 0% | 1 | 18% | 0% | 0% | 1 | 0% | 0% | 1 |  |  |  |  | 11% | [5 empty] | 30% | 0% | 30% | 2 | 33% | 0% | 0% | 1 | 68% | 0% | 0% | 2 | 63% | 0% | 0% | 2 | 72% | 0% | 0% | 3 | 11% | 0% | 0% | 1 | 25% | 0% | 0% | 1 | 0% | 0% | 1 |  |  |  |  | 0% | [5 empty] | 49% | 0% | 49% | 2 | 35% | 0% | 0% | 1 | 57% | 0% | 0% | 2 | 55% | 0% | 0% | 2 | 67% | 0% | 0% | 2 | 10% | 0% | 0% | 1 | 23% | 0% | 0% | 1 | 0% | 0% | 1 |  |  |  |  | 0% | [5 empty] | 48% | 1% | 49% | 2 | 34% | 0% | 0% | 1 | 48% | 0% | 0% | 1 | 47% | 0% | 0% | 1 | 62% | 0% | 0% | 2 | 15% | 0% | 0% | 1 | 21% | 0% | 0% | 1
35 | Eldorado | 0 | 0 | 0 | 0% | 0% | 1 |  |  |  |  | 0% | [5 empty] | 0% | 0% | 0% | 1 | 0% | 0% | 0% | 1 | 0% | 0% | 0% | 1 | 0% | 0% | 0% | 1 | 0% | 0% | 0% | 1 | 0% | 0% | 0% | 1 | 0% | 0% | 0% | 1 | 0% | 0% | 1 |  |  |  |  | 0% | [5 empty] | 0% | 0% | 0% | 1 | 0% | 0% | 0% | 1 | 0% | 0% | 0% | 1 | 0% | 0% | 0% | 1 | 0% | 0% | 0% | 1 | 0% | 0% | 0% | 1 | 0% | 0% | 0% | 1 | 0% | 0% | 1 |  |  |  |  | 0% | [5 empty] | 0% | 0% | 0% | 1 | 0% | 0% | 0% | 1 | 0% | 0% | 0% | 1 | 0% | 0% | 0% | 1 | 0% | 0% | 0% | 1 | 0% | 0% | 0% | 1 | 0% | 0% | 0% | 1 | 0% | 0% | 1 |  |  |  |  | 0% | [5 empty] | 0% | 0% | 0% | 1 | 16% | 0% | 0% | 1 | 10% | 0% | 0% | 1 | 2% | 0% | 0% | 1 | 18% | 0% | 0% | 1 | 3% | 0% | 0% | 1 | 0% | 0% | 0% | 1
36 | Mercy Springs | 0 | 0 | 0 | 0% | 0% | 1 |  |  |  |  | 0% | [5 empty] | 0% | 0% | 0% | 1 | 0% | 0% | 0% | 1 | 0% | 0% | 0% | 1 | 0% | 0% | 0% | 1 | 0% | 0% | 0% | 1 | 0% | 0% | 0% | 1 | 0% | 0% | 0% | 1 | 0% | 0% | 1 |  |  |  |  | 0% | [5 empty] | 55% | 45% | 100% | 5 | 89% | 0% | 0% | 3 | 0% | 0% | 0% | 1 | 7% | 0% | 0% | 1 | 89% | 0% | 0% | 3 | 99% | 0% | 0% | 5 | 0% | 0% | 0% | 1 | 0% | 0% | 1 |  |  |  |  | 0% | [5 empty] | 52% | 48% | 100% | 5 | 96% | 0% | 0% | 5 | 0% | 0% | 0% | 1 | 3% | 0% | 0% | 1 | 96% | 0% | 0% | 5 | 99% | 0% | 0% | 5 | 0% | 0% | 0% | 1 | 0% | 0% | 1 |  |  |  |  | 0% | [5 empty] | 46% | 54% | 100% | 5 | 93% | 0% | 0% | 4 | 5% | 0% | 0% | 1 | 11% | 0% | 0% | 1 | 96% | 0% | 0% | 5 | 97% | 0% | 0% | 5 | 0% | 0% | 0% | 1
37 | Meridian | 0 | 0 | 0 | 0% | 0% | 1 |  |  |  |  | 0% | [5 empty] | 100% | 0% | 100% | 5 | 97% | 0% | 0% | 5 | 66% | 0% | 0% | 2 | 66% | 0% | 0% | 2 | 98% | 0% | 0% | 5 | 82% | 0% | 0% | 3 | 0% | 0% | 0% | 1 | 0% | 0% | 1 |  |  |  |  | 0% | [5 empty] | 100% | 0% | 100% | 5 | 97% | 0% | 0% | 5 | 65% | 0% | 0% | 2 | 65% | 0% | 0% | 2 | 98% | 0% | 0% | 5 | 82% | 0% | 0% | 3 | 0% | 0% | 0% | 1 | 0% | 0% | 1 |  |  |  |  | 0% | [5 empty] | 78% | 22% | 100% | 5 | 93% | 0% | 0% | 4 | 50% | 0% | 0% | 2 | 50% | 0% | 0% | 2 | 94% | 0% | 0% | 4 | 84% | 0% | 0% | 3 | 0% | 0% | 0% | 1 | 0% | 0% | 1 |  |  |  |  | 0% | [5 empty] | 42% | 56% | 98% | 5 | 68% | 0% | 0% | 2 | 9% | 0% | 0% | 1 | 8% | 0% | 0% | 1 | 72% | 0% | 0% | 3 | 83% | 0% | 0% | 3 | 0% | 0% | 0% | 1
38 | Excelsior | 0 | 0 | 0 | 0% | 0% | 1 |  |  |  |  | 0% | [5 empty] | 83% | 0% | 83% | 5 | 100% | 0% | 0% | 5 | 0% | 0% | 0% | 1 | 25% | 0% | 0% | 1 | 100% | 0% | 0% | 5 | 34% | 0% | 0% | 1 | 0% | 0% | 0% | 1 | 0% | 0% | 1 |  |  |  |  | 0% | [5 empty] | 65% | 29% | 94% | 5 | 100% | 0% | 0% | 5 | 0% | 0% | 0% | 1 | 10% | 0% | 0% | 1 | 100% | 0% | 0% | 5 | 73% | 0% | 0% | 3 | 0% | 0% | 0% | 1 | 0% | 0% | 1 |  |  |  |  | 0% | [5 empty] | 65% | 29% | 94% | 5 | 100% | 0% | 0% | 5 | 0% | 0% | 0% | 1 | 10% | 0% | 0% | 1 | 100% | 0% | 0% | 5 | 73% | 0% | 0% | 3 | 0% | 0% | 0% | 1 | 0% | 0% | 1 |  |  |  |  | 0% | [5 empty] | 61% | 33% | 94% | 5 | 100% | 0% | 0% | 5 | 0% | 0% | 0% | 1 | 10% | 0% | 0% | 1 | 100% | 0% | 0% | 5 | 75% | 0% | 0% | 3 | 0% | 0% | 0% | 1
39 | Hassayampa | 0 | 0 | 0 | 0% | 0% | 1 |  |  |  |  | 0% | [5 empty] | 0% | 0% | 0% | 1 | 0% | 0% | 0% | 1 | 0% | 0% | 0% | 1 | 0% | 0% | 0% | 1 | 0% | 0% | 0% | 1 | 0% | 0% | 0% | 1 | 0% | 0% | 0% | 1 | 0% | 0% | 1 |  |  |  |  | 0% | [5 empty] | 0% | 0% | 0% | 1 | 0% | 0% | 0% | 1 | 0% | 0% | 0% | 1 | 0% | 0% | 0% | 1 | 0% | 0% | 0% | 1 | 0% | 0% | 0% | 1 | 0% | 0% | 0% | 1 | 0% | 0% | 1 |  |  |  |  | 0% | [5 empty] | 0% | 0% | 0% | 1 | 0% | 0% | 0% | 1 | 0% | 0% | 0% | 1 | 0% | 0% | 0% | 1 | 0% | 0% | 0% | 1 | 0% | 0% | 0% | 1 | 0% | 0% | 0% | 1 | 0% | 0% | 1 |  |  |  |  | 0% | [5 empty] | 0% | 0% | 0% | 1 | 0% | 0% | 0% | 1 | 0% | 0% | 0% | 1 | 0% | 0% | 0% | 1 | 0% | 0% | 0% | 1 | 0% | 0% | 0% | 1 | 0% | 0% | 0% | 1
40 | Center | 0 | 0 | 0 | 0% | 0% | 1 |  |  |  |  | 0% | [5 empty] | 0% | 0% | 0% | 1 | 0% | 0% | 0% | 1 | 0% | 0% | 0% | 1 | 0% | 0% | 0% | 1 | 0% | 0% | 0% | 1 | 0% | 0% | 0% | 1 | 0% | 0% | 0% | 1 | 0% | 0% | 1 |  |  |  |  | 0% | [5 empty] | 0% | 0% | 0% | 1 | 0% | 0% | 0% | 1 | 21% | 0% | 0% | 1 | 40% | 0% | 0% | 1 | 40% | 0% | 0% | 1 | 0% | 0% | 0% | 1 | 1% | 0% | 0% | 1 | 0% | 0% | 1 |  |  |  |  | 0% | [5 empty] | 0% | 0% | 0% | 1 | 0% | 0% | 0% | 1 | 16% | 0% | 0% | 1 | 55% | 0% | 0% | 2 | 55% | 0% | 0% | 2 | 0% | 0% | 0% | 1 | 1% | 0% | 0% | 1 | 0% | 0% | 1 |  |  |  |  | 0% | [5 empty] | 0% | 0% | 0% | 1 | 1% | 0% | 0% | 1 | 21% | 0% | 0% | 1 | 62% | 0% | 0% | 2 | 63% | 0% | 0% | 2 | 0% | 0% | 0% | 1 | 2% | 0% | 0% | 1
41 | Leprino | 0 | 0 | 0 | 0% | 0% | 1 |  |  |  |  | 0% | [5 empty] | 0% | 0% | 0% | 1 | 0% | 0% | 0% | 1 | 0% | 0% | 0% | 1 | 0% | 0% | 0% | 1 | 0% | 0% | 0% | 1 | 0% | 0% | 0% | 1 | 0% | 0% | 0% | 1 | 0% | 0% | 1 |  |  |  |  | 0% | [5 empty] | 0% | 0% | 0% | 1 | 0% | 0% | 0% | 1 | 0% | 0% | 0% | 1 | 0% | 0% | 0% | 1 | 0% | 0% | 0% | 1 | 0% | 0% | 0% | 1 | 0% | 0% | 0% | 1 | 0% | 0% | 1 |  |  |  |  | 0% | [5 empty] | 0% | 0% | 0% | 1 | 0% | 0% | 0% | 1 | 0% | 0% | 0% | 1 | 0% | 0% | 0% | 1 | 0% | 0% | 0% | 1 | 0% | 0% | 0% | 1 | 0% | 0% | 0% | 1 | 0% | 0% | 1 |  |  |  |  | 0% | [5 empty] | 91% | 0% | 91% | 5 | 100% | 0% | 0% | 5 | 0% | 0% | 0% | 1 | 14% | 0% | 0% | 1 | 100% | 0% | 0% | 5 | 64% | 0% | 0% | 2 | 0% | 0% | 0% | 1
42 | Springville | 0 | 0 | 0 | 0% | 0% | 1 |  |  |  |  | 0% | [5 empty] | 0% | 0% | 0% | 1 | 0% | 0% | 0% | 1 | 0% | 0% | 0% | 1 | 0% | 0% | 0% | 1 | 0% | 0% | 0% | 1 | 0% | 0% | 0% | 1 | 0% | 0% | 0% | 1 | 0% | 0% | 1 |  |  |  |  | 0% | [5 empty] | 0% | 0% | 0% | 1 | 0% | 0% | 0% | 1 | 0% | 0% | 0% | 1 | 0% | 0% | 0% | 1 | 0% | 0% | 0% | 1 | 0% | 0% | 0% | 1 | 0% | 0% | 0% | 1 | 0% | 0% | 1 |  |  |  |  | 0% | [5 empty] | 0% | 0% | 0% | 1 | 0% | 0% | 0% | 1 | 0% | 0% | 0% | 1 | 0% | 0% | 0% | 1 | 0% | 0% | 0% | 1 | 0% | 0% | 0% | 1 | 0% | 0% | 0% | 1 | 0% | 0% | 1 |  |  |  |  | 0% | [5 empty] | 38% | 62% | 100% | 5 | 0% | 0% | 0% | 1 | 37% | 0% | 0% | 1 | 68% | 0% | 0% | 2 | 68% | 0% | 0% | 2 | 91% | 0% | 0% | 4 | 4% | 0% | 0% | 1
43 | Mustang | 0 | 0 | 0 | 0% | 0% | 1 |  |  |  |  | 0% | [5 empty] | 0% | 0% | 0% | 1 | 0% | 0% | 0% | 1 | 0% | 0% | 0% | 1 | 0% | 0% | 0% | 1 | 0% | 0% | 0% | 1 | 0% | 0% | 0% | 1 | 0% | 0% | 0% | 1 | 0% | 0% | 1 |  |  |  |  | 0% | [5 empty] | 0% | 0% | 0% | 1 | 0% | 0% | 0% | 1 | 0% | 0% | 0% | 1 | 0% | 0% | 0% | 1 | 0% | 0% | 0% | 1 | 0% | 0% | 0% | 1 | 0% | 0% | 0% | 1 | 0% | 0% | 1 |  |  |  |  | 0% | [5 empty] | 0% | 0% | 0% | 1 | 0% | 0% | 0% | 1 | 0% | 0% | 0% | 1 | 0% | 0% | 0% | 1 | 0% | 0% | 0% | 1 | 0% | 0% | 0% | 1 | 0% | 0% | 0% | 1 | 0% | 0% | 1 |  |  |  |  | 0% | [5 empty] | 77% | 19% | 96% | 5 | 95% | 0% | 0% | 5 | 0% | 0% | 0% | 1 | 7% | 0% | 0% | 1 | 95% | 0% | 0% | 5 | 82% | 0% | 0% | 3 | 0% | 0% | 0% | 1
44 | Parkway | 0 | 0 | 0 | 0% | 0% | 1 |  |  |  |  | 0% | [5 empty] | 62% | 0% | 62% | 3 | 51% | 0% | 0% | 2 | 27% | 0% | 0% | 1 | 29% | 0% | 0% | 1 | 82% | 0% | 0% | 3 | 46% | 0% | 0% | 1 | 11% | 0% | 0% | 1 | 0% | 0% | 1 |  |  |  |  | 0% | [5 empty] | 52% | 0% | 52% | 3 | 61% | 0% | 0% | 2 | 27% | 0% | 0% | 1 | 27% | 0% | 0% | 1 | 86% | 0% | 0% | 3 | 43% | 0% | 0% | 1 | 27% | 0% | 0% | 1 | 0% | 0% | 1 |  |  |  |  | 0% | [5 empty] | 50% | 0% | 50% | 3 | 58% | 0% | 0% | 2 | 44% | 0% | 0% | 1 | 33% | 0% | 0% | 1 | 87% | 0% | 0% | 3 | 37% | 0% | 0% | 1 | 31% | 0% | 0% | 1 | 0% | 0% | 1 |  |  |  |  | 0% | [5 empty] | 57% | 0% | 57% | 3 | 38% | 0% | 0% | 1 | 41% | 0% | 0% | 1 | 39% | 0% | 0% | 1 | 70% | 0% | 0% | 3 | 24% | 0% | 0% | 1 | 26% | 0% | 0% | 1
45 | Carpenter Canyon (fka Gamebird) | 0 | 0 | 0 | 0% | 0% | 1 |  |  |  |  | 0% | [5 empty] | 0% | 0% | 0% | 1 | 36% | 0% | 0% | 1 | 1% | 0% | 0% | 1 | 11% | 0% | 0% | 1 | 37% | 0% | 0% | 1 | 96% | 0% | 0% | 5 | 0% | 0% | 0% | 1 | 0% | 0% | 1 |  |  |  |  | 0% | [5 empty] | 0% | 0% | 0% | 1 | 22% | 0% | 0% | 1 | 5% | 0% | 0% | 1 | 42% | 0% | 0% | 1 | 54% | 0% | 0% | 2 | 81% | 0% | 0% | 3 | 1% | 0% | 0% | 1 | 0% | 0% | 1 |  |  |  |  | 29% | [5 empty] | 0% | 0% | 0% | 1 | 19% | 0% | 0% | 1 | 4% | 0% | 0% | 1 | 47% | 0% | 0% | 1 | 57% | 0% | 0% | 2 | 80% | 0% | 0% | 3 | 1% | 0% | 0% | 1 | 0% | 0% | 1 |  |  |  |  | 29% | [5 empty] | 0% | 0% | 0% | 1 | 15% | 0% | 0% | 1 | 3% | 0% | 0% | 1 | 39% | 0% | 0% | 1 | 47% | 0% | 0% | 1 | 71% | 0% | 0% | 3 | 1% | 0% | 0% | 1
46 | Stagg | 0 | 0 | 0 | 0% | 0% | 1 |  |  |  |  | 0% | [5 empty] | 0% | 0% | 0% | 1 | 0% | 0% | 0% | 1 | 0% | 0% | 0% | 1 | 0% | 0% | 0% | 1 | 0% | 0% | 0% | 1 | 0% | 0% | 0% | 1 | 0% | 0% | 0% | 1 | 0% | 0% | 1 |  |  |  |  | 1% | [5 empty] | 0% | 0% | 0% | 1 | 3% | 0% | 0% | 1 | 66% | 0% | 0% | 2 | 66% | 0% | 0% | 2 | 67% | 0% | 0% | 2 | 0% | 0% | 0% | 1 | 12% | 0% | 0% | 1 | 0% | 0% | 1 |  |  |  |  | 0% | [5 empty] | 9% | 0% | 9% | 1 | 6% | 0% | 0% | 1 | 65% | 0% | 0% | 2 | 64% | 0% | 0% | 2 | 65% | 0% | 0% | 2 | 0% | 0% | 0% | 1 | 8% | 0% | 0% | 1 | 0% | 0% | 1 |  |  |  |  | 0% | [5 empty] | 44% | 1% | 45% | 2 | 42% | 0% | 0% | 1 | 46% | 0% | 0% | 1 | 48% | 0% | 0% | 1 | 59% | 0% | 0% | 2 | 17% | 0% | 0% | 1 | 16% | 0% | 0% | 1
47 | Lakeview | 0 | 0 | 0 | 0% | 0% | 1 |  |  |  |  | 0% | [5 empty] | 0% | 0% | 0% | 1 | 0% | 0% | 0% | 1 | 0% | 0% | 0% | 1 | 0% | 0% | 0% | 1 | 0% | 0% | 0% | 1 | 0% | 0% | 0% | 1 | 0% | 0% | 0% | 1 | 0% | 0% | 1 |  |  |  |  | 0% | [5 empty] | 0% | 0% | 0% | 1 | 0% | 0% | 0% | 1 | 0% | 0% | 0% | 1 | 0% | 0% | 0% | 1 | 0% | 0% | 0% | 1 | 0% | 0% | 0% | 1 | 0% | 0% | 0% | 1 | 0% | 0% | 1 |  |  |  |  | 0% | [5 empty] | 42% | 58% | 100% | 5 | 82% | 0% | 0% | 3 | 59% | 0% | 0% | 2 | 64% | 0% | 0% | 2 | 86% | 0% | 0% | 3 | 68% | 0% | 0% | 2 | 0% | 0% | 0% | 1 | 0% | 0% | 1 |  |  |  |  | 0% | [5 empty] | 69% | 25% | 94% | 5 | 81% | 0% | 0% | 3 | 64% | 0% | 0% | 2 | 75% | 0% | 0% | 3 | 98% | 0% | 0% | 5 | 64% | 0% | 0% | 2 | 3% | 0% | 0% | 1
48 | Balch 2 | 0 | 0 | 0 | 0% | 0% | 1 |  |  |  |  | 0% | [5 empty] | 0% | 0% | 0% | 1 | 0% | 0% | 0% | 1 | 0% | 0% | 0% | 1 | 0% | 0% | 0% | 1 | 0% | 0% | 0% | 1 | 0% | 0% | 0% | 1 | 0% | 0% | 0% | 1 | 0% | 0% | 1 |  |  |  |  | 0% | [5 empty] | 0% | 0% | 0% | 1 | 0% | 0% | 0% | 1 | 0% | 0% | 0% | 1 | 0% | 0% | 0% | 1 | 0% | 0% | 0% | 1 | 0% | 0% | 0% | 1 | 0% | 0% | 0% | 1 | 0% | 0% | 1 |  |  |  |  | 0% | [5 empty] | 0% | 0% | 0% | 1 | 0% | 0% | 0% | 1 | 0% | 0% | 0% | 1 | 0% | 0% | 0% | 1 | 0% | 0% | 0% | 1 | 0% | 0% | 0% | 1 | 0% | 0% | 0% | 1 | 0% | 0% | 1 |  |  |  |  | 0% | [5 empty] | 100% | 0% | 100% | 5 | 0% | 0% | 0% | 1 | 0% | 0% | 0% | 1 | 100% | 0% | 0% | 5 | 100% | 0% | 0% | 5 | 100% | 0% | 0% | 5 | 0% | 0% | 0% | 1
49 | Racetrack | 0 | 0 | 0 | 0% | 0% | 1 |  |  |  |  | 0% | [5 empty] | 0% | 0% | 0% | 1 | 0% | 0% | 0% | 1 | 0% | 0% | 0% | 1 | 0% | 0% | 0% | 1 | 0% | 0% | 0% | 1 | 0% | 0% | 0% | 1 | 0% | 0% | 0% | 1 | 0% | 0% | 1 |  |  |  |  | 0% | [5 empty] | 0% | 0% | 0% | 1 | 0% | 0% | 0% | 1 | 0% | 0% | 0% | 1 | 0% | 0% | 0% | 1 | 0% | 0% | 0% | 1 | 0% | 0% | 0% | 1 | 0% | 0% | 0% | 1 | 0% | 0% | 1 |  |  |  |  | 0% | [5 empty] | 0% | 0% | 0% | 1 | 0% | 0% | 0% | 1 | 0% | 0% | 0% | 1 | 0% | 0% | 0% | 1 | 0% | 0% | 0% | 1 | 0% | 0% | 0% | 1 | 0% | 0% | 0% | 1 | 0% | 0% | 1 |  |  |  |  | 0% | [5 empty] | 20% | 42% | 62% | 5 | 0% | 0% | 0% | 1 | 0% | 0% | 0% | 1 | 15% | 0% | 0% | 1 | 15% | 0% | 0% | 1 | 61% | 0% | 0% | 2 | 10% | 0% | 0% | 1
50 | Schindler | 0 | 0 | 0 | 0% | 0% | 1 |  |  |  |  | 0% | [5 empty] | 0% | 0% | 0% | 1 | 0% | 0% | 0% | 1 | 0% | 0% | 0% | 1 | 0% | 0% | 0% | 1 | 0% | 0% | 0% | 1 | 0% | 0% | 0% | 1 | 0% | 0% | 0% | 1 | 0% | 0% | 1 |  |  |  |  | 0% | [5 empty] | 88% | 0% | 88% | 5 | 100% | 0% | 0% | 5 | 0% | 0% | 0% | 1 | 17% | 0% | 0% | 1 | 100% | 0% | 0% | 5 | 54% | 0% | 0% | 2 | 0% | 0% | 0% | 1 | 0% | 0% | 1 |  |  |  |  | 0% | [5 empty] | 65% | 29% | 94% | 5 | 100% | 0% | 0% | 5 | 0% | 0% | 0% | 1 | 10% | 0% | 0% | 1 | 100% | 0% | 0% | 5 | 73% | 0% | 0% | 3 | 0% | 0% | 0% | 1 | 0% | 0% | 1 |  |  |  |  | 0% | [5 empty] | 65% | 29% | 94% | 5 | 100% | 0% | 0% | 5 | 0% | 0% | 0% | 1 | 10% | 0% | 0% | 1 | 100% | 0% | 0% | 5 | 73% | 0% | 0% | 3 | 0% | 0% | 0% | 1
51 | Cameron | 0 | 0 | 0 | 0% | 0% | 1 |  |  |  |  | 0% | [5 empty] | 16% | 78% | 94% | 5 | 0% | 0% | 0% | 1 | 2% | 0% | 0% | 1 | 6% | 0% | 0% | 1 | 8% | 0% | 0% | 1 | 30% | 0% | 0% | 1 | 0% | 0% | 0% | 1 | 0% | 0% | 1 |  |  |  |  | 0% | [5 empty] | 47% | 46% | 93% | 5 | 8% | 0% | 0% | 1 | 12% | 0% | 0% | 1 | 37% | 0% | 0% | 1 | 46% | 0% | 0% | 1 | 30% | 0% | 0% | 1 | 1% | 0% | 0% | 1 | 0% | 0% | 1 |  |  |  |  | 0% | [5 empty] | 43% | 48% | 91% | 5 | 7% | 0% | 0% | 1 | 19% | 0% | 0% | 1 | 41% | 0% | 0% | 1 | 50% | 0% | 0% | 2 | 31% | 0% | 0% | 1 | 1% | 0% | 0% | 1 | 0% | 0% | 1 |  |  |  |  | 0% | [5 empty] | 40% | 47% | 87% | 5 | 11% | 0% | 0% | 1 | 22% | 0% | 0% | 1 | 43% | 0% | 0% | 1 | 53% | 0% | 0% | 2 | 32% | 0% | 0% | 1 | 2% | 0% | 0% | 1
52 | Konocti | 0 | 0 | 0 | 0% | 0% | 1 |  |  |  |  | 0% | [5 empty] | 42% | 55% | 97% | 5 | 81% | 0% | 0% | 3 | 52% | 0% | 0% | 2 | 73% | 0% | 0% | 3 | 95% | 0% | 0% | 5 | 21% | 0% | 0% | 1 | 0% | 0% | 0% | 1 | 0% | 0% | 1 |  |  |  |  | 0% | [5 empty] | 30% | 61% | 91% | 5 | 89% | 0% | 0% | 3 | 37% | 0% | 0% | 1 | 72% | 0% | 0% | 3 | 95% | 0% | 0% | 5 | 41% | 0% | 0% | 1 | 1% | 0% | 0% | 1 | 0% | 0% | 1 |  |  |  |  | 0% | [5 empty] | 26% | 67% | 93% | 5 | 83% | 0% | 0% | 3 | 37% | 0% | 0% | 1 | 73% | 0% | 0% | 3 | 94% | 0% | 0% | 4 | 49% | 0% | 0% | 1 | 1% | 0% | 0% | 1 | 0% | 0% | 1 |  |  |  |  | 0% | [5 empty] | 26% | 63% | 89% | 5 | 59% | 0% | 0% | 2 | 27% | 0% | 0% | 1 | 48% | 0% | 0% | 1 | 74% | 0% | 0% | 3 | 74% | 0% | 0% | 3 | 1% | 0% | 0% | 1
53 | North Gila - IV (Proposed) | 0 | 0 | 0 | 0% | 0% | 1 |  |  |  |  | 0% | [5 empty] | 0% | 0% | 0% | 1 | 0% | 0% | 0% | 1 | 71% | 0% | 0% | 3 | 71% | 0% | 0% | 3 | 71% | 0% | 0% | 3 | 63% | 0% | 0% | 2 | 3% | 0% | 0% | 1 | 0% | 0% | 1 |  |  |  |  | 0% | [5 empty] | 0% | 0% | 0% | 1 | 0% | 0% | 0% | 1 | 71% | 0% | 0% | 3 | 71% | 0% | 0% | 3 | 71% | 0% | 0% | 3 | 62% | 0% | 0% | 2 | 3% | 0% | 0% | 1 | 0% | 0% | 1 |  |  |  |  | 0% | [5 empty] | 0% | 0% | 0% | 1 | 19% | 0% | 0% | 1 | 38% | 0% | 0% | 1 | 38% | 0% | 0% | 1 | 57% | 0% | 0% | 2 | 76% | 0% | 0% | 3 | 2% | 0% | 0% | 1 | 0% | 0% | 1 |  |  |  |  | 0% | [5 empty] | 0% | 0% | 0% | 1 | 23% | 0% | 0% | 1 | 21% | 0% | 0% | 1 | 16% | 0% | 0% | 1 | 43% | 0% | 0% | 1 | 71% | 0% | 0% | 3 | 1% | 0% | 0% | 1
54 | Rector | 0 | 0 | 0 | 0% | 0% | 1 |  |  |  |  | 0% | [5 empty] | 0% | 0% | 0% | 1 | 0% | 0% | 0% | 1 | 0% | 0% | 0% | 1 | 0% | 0% | 0% | 1 | 0% | 0% | 0% | 1 | 0% | 0% | 0% | 1 | 0% | 0% | 0% | 1 | 0% | 0% | 1 |  |  |  |  | 0% | [5 empty] | 0% | 0% | 0% | 1 | 0% | 0% | 0% | 1 | 0% | 0% | 0% | 1 | 0% | 0% | 0% | 1 | 0% | 0% | 0% | 1 | 0% | 0% | 0% | 1 | 0% | 0% | 0% | 1 | 0% | 0% | 1 |  |  |  |  | 0% | [5 empty] | 0% | 0% | 0% | 1 | 0% | 0% | 0% | 1 | 0% | 0% | 0% | 1 | 0% | 0% | 0% | 1 | 0% | 0% | 0% | 1 | 0% | 0% | 0% | 1 | 0% | 0% | 0% | 1 | 0% | 0% | 1 |  |  |  |  | 0% | [5 empty] | 0% | 0% | 0% | 1 | 0% | 0% | 0% | 1 | 0% | 0% | 0% | 1 | 0% | 0% | 0% | 1 | 0% | 0% | 0% | 1 | 0% | 0% | 0% | 1 | 0% | 0% | 0% | 1
55 | Round Mountain | 0 | 0 | 10 | 0% | 0% | 1 |  |  |  |  | 0% | [5 empty] | 85% | 3% | 88% | 5 | 73% | 0% | 0% | 3 | 2% | 0% | 0% | 1 | 3% | 0% | 0% | 1 | 75% | 0% | 0% | 3 | 39% | 0% | 0% | 1 | 1% | 0% | 0% | 1 | 0% | 0% | 1 |  |  |  |  | 0% | [5 empty] | 79% | 9% | 88% | 5 | 60% | 0% | 0% | 2 | 19% | 0% | 0% | 1 | 21% | 0% | 0% | 1 | 79% | 0% | 0% | 3 | 47% | 0% | 0% | 1 | 1% | 0% | 0% | 1 | 0% | 0% | 1 |  |  |  |  | 0% | [5 empty] | 67% | 12% | 79% | 5 | 52% | 0% | 0% | 2 | 19% | 0% | 0% | 1 | 21% | 0% | 0% | 1 | 70% | 0% | 0% | 3 | 54% | 0% | 0% | 2 | 1% | 0% | 0% | 1 | 0% | 0% | 1 |  |  |  |  | 0% | [5 empty] | 57% | 20% | 77% | 5 | 36% | 0% | 0% | 1 | 22% | 0% | 0% | 1 | 22% | 0% | 0% | 1 | 60% | 0% | 0% | 2 | 56% | 0% | 0% | 2 | 1% | 0% | 0% | 1
56 | Vestal | 0 | 0 | 0 | 0% | 0% | 1 |  |  |  |  | 0% | [5 empty] | 0% | 0% | 0% | 1 | 0% | 0% | 0% | 1 | 0% | 0% | 0% | 1 | 0% | 0% | 0% | 1 | 0% | 0% | 0% | 1 | 0% | 0% | 0% | 1 | 0% | 0% | 0% | 1 | 0% | 0% | 1 |  |  |  |  | 0% | [5 empty] | 0% | 0% | 0% | 1 | 0% | 0% | 0% | 1 | 0% | 0% | 0% | 1 | 0% | 0% | 0% | 1 | 0% | 0% | 0% | 1 | 0% | 0% | 0% | 1 | 0% | 0% | 0% | 1 | 0% | 0% | 1 |  |  |  |  | 0% | [5 empty] | 0% | 0% | 0% | 1 | 0% | 0% | 0% | 1 | 0% | 0% | 0% | 1 | 0% | 0% | 0% | 1 | 0% | 0% | 0% | 1 | 0% | 0% | 0% | 1 | 0% | 0% | 0% | 1 | 0% | 0% | 1 |  |  |  |  | 0% | [5 empty] | 23% | 77% | 100% | 5 | 6% | 0% | 0% | 1 | 5% | 0% | 0% | 1 | 36% | 0% | 0% | 1 | 36% | 0% | 0% | 1 | 80% | 0% | 0% | 3 | 0% | 0% | 0% | 1
57 | Silverado | 0 | 0 | 0 | 0% | 0% | 1 |  |  |  |  | 0% | [5 empty] | 57% | 5% | 62% | 3 | 87% | 0% | 0% | 3 | 3% | 0% | 0% | 1 | 28% | 0% | 0% | 1 | 87% | 0% | 0% | 3 | 96% | 0% | 0% | 5 | 0% | 0% | 0% | 1 | 0% | 0% | 1 |  |  |  |  | 1% | [5 empty] | 79% | 2% | 81% | 5 | 93% | 0% | 0% | 4 | 28% | 0% | 0% | 1 | 49% | 0% | 0% | 1 | 94% | 0% | 0% | 4 | 94% | 0% | 0% | 4 | 1% | 0% | 0% | 1 | 0% | 0% | 1 |  |  |  |  | 0% | [5 empty] | 68% | 8% | 76% | 5 | 93% | 0% | 0% | 4 | 23% | 0% | 0% | 1 | 27% | 0% | 0% | 1 | 94% | 0% | 0% | 4 | 85% | 0% | 0% | 3 | 1% | 0% | 0% | 1 | 0% | 0% | 1 |  |  |  |  | 0% | [5 empty] | 67% | 24% | 91% | 5 | 83% | 0% | 0% | 3 | 17% | 0% | 0% | 1 | 28% | 0% | 0% | 1 | 87% | 0% | 0% | 3 | 74% | 0% | 0% | 3 | 2% | 0% | 0% | 1
58 | Penngrove | 0 | 0 | 0 | 0% | 0% | 1 |  |  |  |  | 0% | [5 empty] | 100% | 0% | 100% | 5 | 82% | 0% | 0% | 3 | 52% | 0% | 0% | 2 | 61% | 0% | 0% | 2 | 87% | 0% | 0% | 3 | 77% | 0% | 0% | 3 | 1% | 0% | 0% | 1 | 0% | 0% | 1 |  |  |  |  | 0% | [5 empty] | 76% | 0% | 76% | 5 | 85% | 0% | 0% | 3 | 33% | 0% | 0% | 1 | 57% | 0% | 0% | 2 | 94% | 0% | 0% | 4 | 86% | 0% | 0% | 3 | 1% | 0% | 0% | 1 | 0% | 0% | 1 |  |  |  |  | 0% | [5 empty] | 47% | 0% | 47% | 2 | 85% | 0% | 0% | 3 | 32% | 0% | 0% | 1 | 52% | 0% | 0% | 2 | 94% | 0% | 0% | 4 | 70% | 0% | 0% | 3 | 5% | 0% | 0% | 1 | 0% | 0% | 1 |  |  |  |  | 0% | [5 empty] | 61% | 0% | 61% | 3 | 86% | 0% | 0% | 3 | 22% | 0% | 0% | 1 | 46% | 0% | 0% | 1 | 93% | 0% | 0% | 4 | 74% | 0% | 0% | 3 | 4% | 0% | 0% | 1
59 | Bridgeville | 214.5 | 8580 | 30 | 1208% | 164.6% | 5 |  |  |  |  | 0% | [5 empty] | 0% | 0% | 0% | 1 | 9% | 170.8% | 761.5% | 5 | 11% | 175.9% | 604.1% | 5 | 11% | 175.9% | 604.1% | 5 | 18% | 190% | 416.8% | 5 | 80% | 780% | 170.3% | 5 | 0% | 156.5% | 30990% | 5 | 341.2% | 64.58% | 5 |  |  |  |  | 0% | [5 empty] | 11% | 0% | 11% | 1 | 14% | 84.19% | 0% | 4 | 14% | 83.62% | 0% | 4 | 23% | 93.28% | 0% | 4 | 31% | 103.8% | 8.677% | 4 | 57% | 168% | 51.07% | 5 | 0% | 72.14% | 0% | 3 | 191.4% | 28.47% | 5 |  |  |  |  | 0% | [5 empty] | 13% | 1% | 14% | 2 | 13% | 51.97% | 0% | 3 | 11% | 51.25% | 0% | 3 | 22% | 58.43% | 0% | 3 | 29% | 64.22% | 0% | 3 | 54% | 98.67% | 0% | 4 | 0% | 45.55% | 0% | 2 | 105.7% | 1.396% | 4 |  |  |  |  | 0% | [5 empty] | 6% | 3% | 9% | 2 | 8% | 22.42% | 0% | 2 | 9% | 22.77% | 0% | 2 | 15% | 24.33% | 0% | 2 | 20% | 25.73% | 0% | 2 | 65% | 58.54% | 0% | 3 | 2% | 21.02% | 0% | 2
60 | Logan Creek | 0 | 0 | 0 | 0% | 0% | 1 |  |  |  |  | 0% | [5 empty] | 0% | 0% | 0% | 1 | 0% | 0% | 0% | 1 | 0% | 0% | 0% | 1 | 0% | 0% | 0% | 1 | 0% | 0% | 0% | 1 | 0% | 0% | 0% | 1 | 0% | 0% | 0% | 1 | 0% | 0% | 1 |  |  |  |  | 0% | [5 empty] | 32% | 68% | 100% | 5 | 32% | 0% | 0% | 1 | 0% | 0% | 0% | 1 | 0% | 0% | 0% | 1 | 32% | 0% | 0% | 1 | 100% | 0% | 0% | 5 | 0% | 0% | 0% | 1 | 0% | 0% | 1 |  |  |  |  | 0% | [5 empty] | 71% | 28% | 99% | 5 | 65% | 0% | 0% | 2 | 4% | 0% | 0% | 1 | 5% | 0% | 0% | 1 | 70% | 0% | 0% | 3 | 89% | 0% | 0% | 3 | 0% | 0% | 0% | 1 | 0% | 0% | 1 |  |  |  |  | 0% | [5 empty] | 61% | 32% | 93% | 5 | 46% | 0% | 0% | 1 | 10% | 0% | 0% | 1 | 28% | 0% | 0% | 1 | 69% | 0% | 0% | 2 | 65% | 0% | 0% | 2 | 14% | 0% | 0% | 1
61 | Famoso | 0 | 0 | 0 | 0% | 0% | 1 |  |  |  |  | 0% | [5 empty] | 0% | 0% | 0% | 1 | 0% | 0% | 0% | 1 | 0% | 0% | 0% | 1 | 0% | 0% | 0% | 1 | 0% | 0% | 0% | 1 | 0% | 0% | 0% | 1 | 0% | 0% | 0% | 1 | 0% | 0% | 1 |  |  |  |  | 0% | [5 empty] | 0% | 0% | 0% | 1 | 0% | 0% | 0% | 1 | 0% | 0% | 0% | 1 | 0% | 0% | 0% | 1 | 0% | 0% | 0% | 1 | 0% | 0% | 0% | 1 | 0% | 0% | 0% | 1 | 0% | 0% | 1 |  |  |  |  | 0% | [5 empty] | 0% | 0% | 0% | 1 | 0% | 0% | 0% | 1 | 0% | 0% | 0% | 1 | 0% | 0% | 0% | 1 | 0% | 0% | 0% | 1 | 0% | 0% | 0% | 1 | 0% | 0% | 0% | 1 | 0% | 0% | 1 |  |  |  |  | 0% | [5 empty] | 0% | 100% | 100% | 5 | 100% | 0% | 0% | 5 | 0% | 0% | 0% | 1 | 100% | 0% | 0% | 5 | 100% | 0% | 0% | 5 | 100% | 0% | 0% | 5 | 0% | 0% | 0% | 1
62 | New Sub - Los Banos - Midway (Proposed) | 0 | 0 | 0 | 0% | 0% | 1 |  |  |  |  | 0% | [5 empty] | 0% | 0% | 0% | 1 | 0% | 0% | 0% | 1 | 0% | 0% | 0% | 1 | 0% | 0% | 0% | 1 | 0% | 0% | 0% | 1 | 0% | 0% | 0% | 1 | 0% | 0% | 0% | 1 | 0% | 0% | 1 |  |  |  |  | 0% | [5 empty] | 81% | 0% | 81% | 5 | 100% | 0% | 0% | 5 | 0% | 0% | 0% | 1 | 0% | 0% | 0% | 1 | 100% | 0% | 0% | 5 | 11% | 0% | 0% | 1 | 0% | 0% | 0% | 1 | 0% | 0% | 1 |  |  |  |  | 0% | [5 empty] | 65% | 29% | 94% | 5 | 100% | 0% | 0% | 5 | 0% | 0% | 0% | 1 | 10% | 0% | 0% | 1 | 100% | 0% | 0% | 5 | 73% | 0% | 0% | 3 | 0% | 0% | 0% | 1 | 0% | 0% | 1 |  |  |  |  | 0% | [5 empty] | 65% | 29% | 94% | 5 | 100% | 0% | 0% | 5 | 0% | 0% | 0% | 1 | 10% | 0% | 0% | 1 | 100% | 0% | 0% | 5 | 73% | 0% | 0% | 3 | 0% | 0% | 0% | 1
63 | Lockeford | 0 | 0 | 0 | 0% | 0% | 1 |  |  |  |  | 0% | [5 empty] | 0% | 0% | 0% | 1 | 0% | 0% | 0% | 1 | 0% | 0% | 0% | 1 | 0% | 0% | 0% | 1 | 0% | 0% | 0% | 1 | 0% | 0% | 0% | 1 | 0% | 0% | 0% | 1 | 0% | 0% | 1 |  |  |  |  | 0% | [5 empty] | 0% | 0% | 0% | 1 | 0% | 0% | 0% | 1 | 0% | 0% | 0% | 1 | 0% | 0% | 0% | 1 | 0% | 0% | 0% | 1 | 0% | 0% | 0% | 1 | 0% | 0% | 0% | 1 | 0% | 0% | 1 |  |  |  |  | 0% | [5 empty] | 0% | 0% | 0% | 1 | 0% | 0% | 0% | 1 | 0% | 0% | 0% | 1 | 0% | 0% | 0% | 1 | 0% | 0% | 0% | 1 | 0% | 0% | 0% | 1 | 0% | 0% | 0% | 1 | 0% | 0% | 1 |  |  |  |  | 0% | [5 empty] | 1% | 0% | 1% | 1 | 1% | 0% | 0% | 1 | 28% | 0% | 0% | 1 | 28% | 0% | 0% | 1 | 28% | 0% | 0% | 1 | 0% | 0% | 0% | 1 | 8% | 0% | 0% | 1
64 | Etiwanda | 0 | 0 | 0 | 0% | 0% | 1 |  |  |  |  | 0% | [5 empty] | 0% | 100% | 100% | 5 | 100% | 0% | 0% | 5 | 0% | 0% | 0% | 1 | 9% | 0% | 0% | 1 | 100% | 0% | 0% | 5 | 69% | 0% | 0% | 2 | 0% | 0% | 0% | 1 | 0% | 0% | 1 |  |  |  |  | 0% | [5 empty] | 22% | 76% | 98% | 5 | 100% | 0% | 0% | 5 | 40% | 0% | 0% | 1 | 29% | 0% | 0% | 1 | 100% | 0% | 0% | 5 | 48% | 0% | 0% | 1 | 0% | 0% | 0% | 1 | 0% | 0% | 1 |  |  |  |  | 0% | [5 empty] | 50% | 38% | 88% | 5 | 62% | 0% | 0% | 2 | 63% | 0% | 0% | 2 | 60% | 0% | 0% | 2 | 99% | 0% | 0% | 5 | 47% | 0% | 0% | 1 | 1% | 0% | 0% | 1 | 0% | 0% | 1 |  |  |  |  | 0% | [5 empty] | 40% | 34% | 74% | 5 | 58% | 0% | 0% | 2 | 51% | 0% | 0% | 2 | 55% | 0% | 0% | 2 | 93% | 0% | 0% | 4 | 49% | 0% | 0% | 1 | 1% | 0% | 0% | 1
65 | Edes | 0 | 0 | 0 | 0% | 0% | 1 |  |  |  |  | 0% | [5 empty] | 0% | 0% | 0% | 1 | 0% | 0% | 0% | 1 | 15% | 0% | 0% | 1 | 28% | 0% | 0% | 1 | 28% | 0% | 0% | 1 | 0% | 0% | 0% | 1 | 9% | 0% | 0% | 1 | 0% | 0% | 1 |  |  |  |  | 0% | [5 empty] | 6% | 0% | 6% | 1 | 10% | 0% | 0% | 1 | 16% | 0% | 0% | 1 | 27% | 0% | 0% | 1 | 33% | 0% | 0% | 1 | 6% | 0% | 0% | 1 | 8% | 0% | 0% | 1 | 0% | 0% | 1 |  |  |  |  | 15% | [5 empty] | 56% | 0% | 56% | 3 | 10% | 0% | 0% | 1 | 46% | 0% | 0% | 1 | 66% | 0% | 0% | 2 | 68% | 0% | 0% | 2 | 22% | 0% | 0% | 1 | 5% | 0% | 0% | 1 | 0% | 0% | 1 |  |  |  |  | 15% | [5 empty] | 45% | 0% | 45% | 2 | 54% | 0% | 0% | 2 | 62% | 0% | 0% | 2 | 54% | 0% | 0% | 2 | 84% | 0% | 0% | 3 | 23% | 0% | 0% | 1 | 34% | 0% | 0% | 1
66 | GWF 2 | 0 | 0 | 0 | 0% | 0% | 1 |  |  |  |  | 0% | [5 empty] | 36% | 0% | 36% | 2 | 51% | 0% | 0% | 2 | 71% | 0% | 0% | 3 | 48% | 0% | 0% | 1 | 80% | 0% | 0% | 3 | 12% | 0% | 0% | 1 | 52% | 0% | 0% | 2 | 0% | 0% | 1 |  |  |  |  | 8% | [5 empty] | 41% | 0% | 41% | 2 | 23% | 0% | 0% | 1 | 57% | 0% | 0% | 2 | 47% | 0% | 0% | 1 | 66% | 0% | 0% | 2 | 10% | 0% | 0% | 1 | 33% | 0% | 0% | 1 | 0% | 0% | 1 |  |  |  |  | 0% | [5 empty] | 43% | 0% | 43% | 2 | 23% | 0% | 0% | 1 | 48% | 0% | 0% | 1 | 42% | 0% | 0% | 1 | 62% | 0% | 0% | 2 | 11% | 0% | 0% | 1 | 29% | 0% | 0% | 1 | 0% | 0% | 1 |  |  |  |  | 0% | [5 empty] | 50% | 0% | 50% | 3 | 34% | 0% | 0% | 1 | 42% | 0% | 0% | 1 | 43% | 0% | 0% | 1 | 61% | 0% | 0% | 2 | 16% | 0% | 0% | 1 | 21% | 0% | 0% | 1
67 | Goose Lake | 0 | 0 | 0 | 0% | 0% | 1 |  |  |  |  | 0% | [5 empty] | 0% | 0% | 0% | 1 | 0% | 0% | 0% | 1 | 0% | 0% | 0% | 1 | 0% | 0% | 0% | 1 | 0% | 0% | 0% | 1 | 0% | 0% | 0% | 1 | 0% | 0% | 0% | 1 | 0% | 0% | 1 |  |  |  |  | 0% | [5 empty] | 0% | 0% | 0% | 1 | 0% | 0% | 0% | 1 | 0% | 0% | 0% | 1 | 0% | 0% | 0% | 1 | 0% | 0% | 0% | 1 | 0% | 0% | 0% | 1 | 0% | 0% | 0% | 1 | 0% | 0% | 1 |  |  |  |  | 0% | [5 empty] | 0% | 0% | 0% | 1 | 0% | 0% | 0% | 1 | 0% | 0% | 0% | 1 | 0% | 0% | 0% | 1 | 0% | 0% | 0% | 1 | 0% | 0% | 0% | 1 | 0% | 0% | 0% | 1 | 0% | 0% | 1 |  |  |  |  | 0% | [5 empty] | 60% | 0% | 60% | 3 | 73% | 0% | 0% | 3 | 0% | 0% | 0% | 1 | 16% | 0% | 0% | 1 | 73% | 0% | 0% | 3 | 62% | 0% | 0% | 2 | 0% | 0% | 0% | 1
68 | Unknown - 3327 | 0 | 0 | 0 | 0% | 0% | 1 |  |  |  |  | 0% | [5 empty] | 0% | 0% | 0% | 1 | 0% | 0% | 0% | 1 | 0% | 0% | 0% | 1 | 0% | 0% | 0% | 1 | 0% | 0% | 0% | 1 | 0% | 0% | 0% | 1 | 0% | 0% | 0% | 1 | 0% | 0% | 1 |  |  |  |  | 0% | [5 empty] | 100% | 0% | 100% | 5 | 100% | 0% | 0% | 5 | 0% | 0% | 0% | 1 | 0% | 0% | 0% | 1 | 100% | 0% | 0% | 5 | 0% | 0% | 0% | 1 | 0% | 0% | 0% | 1 | 0% | 0% | 1 |  |  |  |  | 0% | [5 empty] | 17% | 83% | 100% | 5 | 52% | 0% | 0% | 2 | 41% | 0% | 0% | 1 | 47% | 0% | 0% | 1 | 87% | 0% | 0% | 3 | 88% | 0% | 0% | 3 | 0% | 0% | 0% | 1 | 0% | 0% | 1 |  |  |  |  | 0% | [5 empty] | 40% | 60% | 100% | 5 | 60% | 0% | 0% | 2 | 18% | 0% | 0% | 1 | 46% | 0% | 0% | 1 | 77% | 0% | 0% | 3 | 77% | 0% | 0% | 3 | 1% | 0% | 0% | 1
69 | Mira Loma | 0 | 0 | 0 | 0% | 0% | 1 |  |  |  |  | 0% | [5 empty] | 0% | 0% | 0% | 1 | 0% | 0% | 0% | 1 | 0% | 0% | 0% | 1 | 0% | 0% | 0% | 1 | 0% | 0% | 0% | 1 | 0% | 0% | 0% | 1 | 0% | 0% | 0% | 1 | 0% | 0% | 1 |  |  |  |  | 0% | [5 empty] | 0% | 100% | 100% | 5 | 100% | 0% | 0% | 5 | 0% | 0% | 0% | 1 | 9% | 0% | 0% | 1 | 100% | 0% | 0% | 5 | 69% | 0% | 0% | 2 | 0% | 0% | 0% | 1 | 0% | 0% | 1 |  |  |  |  | 0% | [5 empty] | 20% | 77% | 97% | 5 | 100% | 0% | 0% | 5 | 48% | 0% | 0% | 1 | 15% | 0% | 0% | 1 | 100% | 0% | 0% | 5 | 57% | 0% | 0% | 2 | 0% | 0% | 0% | 1 | 0% | 0% | 1 |  |  |  |  | 0% | [5 empty] | 44% | 36% | 80% | 5 | 61% | 0% | 0% | 2 | 55% | 0% | 0% | 2 | 55% | 0% | 0% | 2 | 94% | 0% | 0% | 4 | 48% | 0% | 0% | 1 | 1% | 0% | 0% | 1
70 | Ravenswood | 0 | 0 | 0 | 0% | 0% | 1 |  |  |  |  | 0% | [5 empty] | 0% | 0% | 0% | 1 | 0% | 0% | 0% | 1 | 9% | 0% | 0% | 1 | 23% | 0% | 0% | 1 | 23% | 0% | 0% | 1 | 0% | 0% | 0% | 1 | 51% | 0% | 0% | 2 | 0% | 0% | 1 |  |  |  |  | 0% | [5 empty] | 0% | 0% | 0% | 1 | 21% | 0% | 0% | 1 | 25% | 0% | 0% | 1 | 35% | 0% | 0% | 1 | 37% | 0% | 0% | 1 | 6% | 0% | 0% | 1 | 28% | 0% | 0% | 1 | 0% | 0% | 1 |  |  |  |  | 0% | [5 empty] | 10% | 0% | 10% | 1 | 24% | 0% | 0% | 1 | 35% | 0% | 0% | 1 | 43% | 0% | 0% | 1 | 52% | 0% | 0% | 2 | 20% | 0% | 0% | 1 | 16% | 0% | 0% | 1 | 0% | 0% | 1 |  |  |  |  | 0% | [5 empty] | 64% | 6% | 70% | 3 | 61% | 0% | 0% | 2 | 52% | 0% | 0% | 2 | 60% | 0% | 0% | 2 | 82% | 0% | 0% | 3 | 53% | 0% | 0% | 2 | 4% | 0% | 0% | 1
71 | Rio Hondo | 0 | 0 | 0 | 0% | 0% | 1 |  |  |  |  | 0% | [5 empty] | 0% | 0% | 0% | 1 | 0% | 0% | 0% | 1 | 0% | 0% | 0% | 1 | 0% | 0% | 0% | 1 | 0% | 0% | 0% | 1 | 0% | 0% | 0% | 1 | 0% | 0% | 0% | 1 | 0% | 0% | 1 |  |  |  |  | 0% | [5 empty] | 0% | 0% | 0% | 1 | 0% | 0% | 0% | 1 | 0% | 0% | 0% | 1 | 0% | 0% | 0% | 1 | 0% | 0% | 0% | 1 | 0% | 0% | 0% | 1 | 0% | 0% | 0% | 1 | 0% | 0% | 1 |  |  |  |  | 0% | [5 empty] | 0% | 0% | 0% | 1 | 0% | 0% | 0% | 1 | 0% | 0% | 0% | 1 | 0% | 0% | 0% | 1 | 0% | 0% | 0% | 1 | 0% | 0% | 0% | 1 | 0% | 0% | 0% | 1 | 0% | 0% | 1 |  |  |  |  | 0% | [5 empty] | 17% | 8% | 25% | 2 | 13% | 0% | 0% | 1 | 45% | 0% | 0% | 1 | 34% | 0% | 0% | 1 | 60% | 0% | 0% | 2 | 39% | 0% | 0% | 1 | 1% | 0% | 0% | 1
72 | Redondo | 0 | 0 | 0 | 0% | 0% | 1 |  |  |  |  | 0% | [5 empty] | 0% | 0% | 0% | 1 | 0% | 0% | 0% | 1 | 45% | 0% | 0% | 1 | 82% | 0% | 0% | 3 | 82% | 0% | 0% | 3 | 0% | 0% | 0% | 1 | 0% | 0% | 0% | 1 | 0% | 0% | 1 |  |  |  |  | 0% | [5 empty] | 0% | 0% | 0% | 1 | 0% | 0% | 0% | 1 | 9% | 0% | 0% | 1 | 49% | 0% | 0% | 1 | 49% | 0% | 0% | 1 | 0% | 0% | 0% | 1 | 0% | 0% | 0% | 1 | 0% | 0% | 1 |  |  |  |  | 0% | [5 empty] | 0% | 0% | 0% | 1 | 0% | 0% | 0% | 1 | 17% | 0% | 0% | 1 | 54% | 0% | 0% | 2 | 54% | 0% | 0% | 2 | 0% | 0% | 0% | 1 | 0% | 0% | 0% | 1 | 0% | 0% | 1 |  |  |  |  | 0% | [5 empty] | 0% | 0% | 0% | 1 | 1% | 0% | 0% | 1 | 21% | 0% | 0% | 1 | 56% | 0% | 0% | 2 | 57% | 0% | 0% | 2 | 0% | 0% | 0% | 1 | 3% | 0% | 0% | 1
73 | Otay | 0 | 0 | 0 | 0% | 0% | 1 |  |  |  |  | 0% | [5 empty] | 0% | 0% | 0% | 1 | 11% | 0% | 0% | 1 | 45% | 0% | 0% | 1 | 84% | 0% | 0% | 3 | 84% | 0% | 0% | 3 | 0% | 0% | 0% | 1 | 11% | 0% | 0% | 1 | 0% | 0% | 1 |  |  |  |  | 0% | [5 empty] | 0% | 0% | 0% | 1 | 8% | 0% | 0% | 1 | 37% | 0% | 0% | 1 | 67% | 0% | 0% | 2 | 67% | 0% | 0% | 2 | 0% | 0% | 0% | 1 | 7% | 0% | 0% | 1 | 0% | 0% | 1 |  |  |  |  | 12% | [5 empty] | 0% | 0% | 0% | 1 | 7% | 0% | 0% | 1 | 39% | 0% | 0% | 1 | 69% | 0% | 0% | 2 | 70% | 0% | 0% | 3 | 3% | 0% | 0% | 1 | 8% | 0% | 0% | 1 | 0% | 0% | 1 |  |  |  |  | 12% | [5 empty] | 0% | 0% | 0% | 1 | 6% | 0% | 0% | 1 | 33% | 0% | 0% | 1 | 65% | 0% | 0% | 2 | 65% | 0% | 0% | 2 | 4% | 0% | 0% | 1 | 7% | 0% | 0% | 1
74 | Kirker | 0 | 0 | 0 | 0% | 0% | 1 |  |  |  |  | 0% | [5 empty] | 33% | 0% | 33% | 2 | 55% | 0% | 0% | 2 | 72% | 0% | 0% | 3 | 44% | 0% | 0% | 1 | 82% | 0% | 0% | 3 | 11% | 0% | 0% | 1 | 56% | 0% | 0% | 2 | 0% | 0% | 1 |  |  |  |  | 2% | [5 empty] | 47% | 0% | 47% | 2 | 28% | 0% | 0% | 1 | 60% | 0% | 0% | 2 | 50% | 0% | 0% | 2 | 73% | 0% | 0% | 3 | 13% | 0% | 0% | 1 | 34% | 0% | 0% | 1 | 0% | 0% | 1 |  |  |  |  | 0% | [5 empty] | 46% | 0% | 46% | 2 | 23% | 0% | 0% | 1 | 49% | 0% | 0% | 1 | 44% | 0% | 0% | 1 | 63% | 0% | 0% | 2 | 12% | 0% | 0% | 1 | 30% | 0% | 0% | 1 | 0% | 0% | 1 |  |  |  |  | 0% | [5 empty] | 48% | 0% | 48% | 2 | 32% | 0% | 0% | 1 | 40% | 0% | 0% | 1 | 42% | 0% | 0% | 1 | 60% | 0% | 0% | 2 | 14% | 0% | 0% | 1 | 21% | 0% | 0% | 1
75 | Saugus | 0 | 0 | 0 | 0% | 0% | 1 |  |  |  |  | 0% | [5 empty] | 57% | 41% | 98% | 5 | 70% | 0% | 0% | 3 | 0% | 0% | 0% | 1 | 5% | 0% | 0% | 1 | 72% | 0% | 0% | 3 | 56% | 0% | 0% | 2 | 2% | 0% | 0% | 1 | 0% | 0% | 1 |  |  |  |  | 0% | [5 empty] | 34% | 65% | 99% | 5 | 58% | 0% | 0% | 2 | 2% | 0% | 0% | 1 | 2% | 0% | 0% | 1 | 59% | 0% | 0% | 2 | 67% | 0% | 0% | 2 | 2% | 0% | 0% | 1 | 0% | 0% | 1 |  |  |  |  | 0% | [5 empty] | 25% | 53% | 78% | 5 | 35% | 0% | 0% | 1 | 11% | 0% | 0% | 1 | 18% | 0% | 0% | 1 | 53% | 0% | 0% | 2 | 52% | 0% | 0% | 2 | 4% | 0% | 0% | 1 | 0% | 0% | 1 |  |  |  |  | 0% | [5 empty] | 25% | 20% | 45% | 4 | 22% | 0% | 0% | 1 | 38% | 0% | 0% | 1 | 25% | 0% | 0% | 1 | 58% | 0% | 0% | 2 | 30% | 0% | 0% | 1 | 2% | 0% | 0% | 1
76 | Chinese Station | 0 | 0 | 0 | 0% | 0% | 1 |  |  |  |  | 0% | [5 empty] | 0% | 0% | 0% | 1 | 0% | 0% | 0% | 1 | 0% | 0% | 0% | 1 | 0% | 0% | 0% | 1 | 0% | 0% | 0% | 1 | 0% | 0% | 0% | 1 | 0% | 0% | 0% | 1 | 0% | 0% | 1 |  |  |  |  | 0% | [5 empty] | 0% | 0% | 0% | 1 | 0% | 0% | 0% | 1 | 0% | 0% | 0% | 1 | 0% | 0% | 0% | 1 | 0% | 0% | 0% | 1 | 0% | 0% | 0% | 1 | 0% | 0% | 0% | 1 | 0% | 0% | 1 |  |  |  |  | 0% | [5 empty] | 0% | 0% | 0% | 1 | 0% | 0% | 0% | 1 | 0% | 0% | 0% | 1 | 0% | 0% | 0% | 1 | 0% | 0% | 0% | 1 | 0% | 0% | 0% | 1 | 0% | 0% | 0% | 1 | 0% | 0% | 1 |  |  |  |  | 0% | [5 empty] | 0% | 0% | 0% | 1 | 0% | 0% | 0% | 1 | 0% | 0% | 0% | 1 | 0% | 0% | 0% | 1 | 0% | 0% | 0% | 1 | 0% | 0% | 0% | 1 | 0% | 0% | 0% | 1
77 | Devers | 263 | 10520 | 30 | 580.6% | 101.6% | 5 |  |  |  |  | 0% | [5 empty] | 25% | 3% | 28% | 2 | 49% | 198.7% | 102.8% | 5 | 44% | 182.2% | 103.1% | 5 | 41% | 170.6% | 103.3% | 5 | 63% | 271.8% | 102.2% | 5 | 42% | 175.7% | 103.2% | 5 | 0% | 101.5% | 929.4% | 5 | 141.7% | 14.84% | 5 |  |  |  |  | 0% | [5 empty] | 24% | 12% | 36% | 3 | 30% | 52.95% | 0% | 3 | 31% | 54.07% | 0% | 3 | 35% | 57.11% | 0% | 3 | 48% | 71.42% | 0% | 3 | 45% | 67.66% | 0% | 3 | 0% | 37.29% | 0% | 2 | 106% | 2.01% | 4 |  |  |  |  | 0% | [5 empty] | 27% | 14% | 41% | 3 | 30% | 38.11% | 0% | 2 | 28% | 36.95% | 0% | 2 | 35% | 40.67% | 0% | 2 | 50% | 53.04% | 0% | 3 | 50% | 52.65% | 0% | 3 | 0% | 26.6% | 0% | 2 | 34.19% | 0% | 2 |  |  |  |  | 0% | [5 empty] | 11% | 14% | 25% | 3 | 24% | 12.84% | 0% | 1 | 20% | 12.25% | 0% | 1 | 25% | 13.07% | 0% | 1 | 44% | 17.62% | 0% | 1 | 51% | 19.96% | 0% | 2 | 0% | 9.823% | 0% | 1
78 | New Sub - Midway - Wheeler Ridge (Proposed) | 0 | 0 | 0 | 0% | 0% | 1 |  |  |  |  | 0% | [5 empty] | 0% | 0% | 0% | 1 | 0% | 0% | 0% | 1 | 0% | 0% | 0% | 1 | 0% | 0% | 0% | 1 | 0% | 0% | 0% | 1 | 0% | 0% | 0% | 1 | 0% | 0% | 0% | 1 | 0% | 0% | 1 |  |  |  |  | 0% | [5 empty] | 0% | 0% | 0% | 1 | 0% | 0% | 0% | 1 | 0% | 0% | 0% | 1 | 0% | 0% | 0% | 1 | 0% | 0% | 0% | 1 | 0% | 0% | 0% | 1 | 0% | 0% | 0% | 1 | 0% | 0% | 1 |  |  |  |  | 0% | [5 empty] | 0% | 0% | 0% | 1 | 0% | 0% | 0% | 1 | 0% | 0% | 0% | 1 | 0% | 0% | 0% | 1 | 0% | 0% | 0% | 1 | 0% | 0% | 0% | 1 | 0% | 0% | 0% | 1 | 0% | 0% | 1 |  |  |  |  | 0% | [5 empty] | 44% | 53% | 97% | 5 | 82% | 0% | 0% | 3 | 60% | 0% | 0% | 2 | 62% | 0% | 0% | 2 | 92% | 0% | 0% | 4 | 65% | 0% | 0% | 2 | 2% | 0% | 0% | 1
79 | Del Amo | 0 | 0 | 0 | 0% | 0% | 1 |  |  |  |  | 0% | [5 empty] | 0% | 0% | 0% | 1 | 0% | 0% | 0% | 1 | 26% | 0% | 0% | 1 | 33% | 0% | 0% | 1 | 33% | 0% | 0% | 1 | 0% | 0% | 0% | 1 | 1% | 0% | 0% | 1 | 0% | 0% | 1 |  |  |  |  | 0% | [5 empty] | 0% | 0% | 0% | 1 | 0% | 0% | 0% | 1 | 14% | 0% | 0% | 1 | 55% | 0% | 0% | 2 | 55% | 0% | 0% | 2 | 0% | 0% | 0% | 1 | 1% | 0% | 0% | 1 | 0% | 0% | 1 |  |  |  |  | 0% | [5 empty] | 0% | 0% | 0% | 1 | 0% | 0% | 0% | 1 | 17% | 0% | 0% | 1 | 60% | 0% | 0% | 2 | 60% | 0% | 0% | 2 | 0% | 0% | 0% | 1 | 3% | 0% | 0% | 1 | 0% | 0% | 1 |  |  |  |  | 0% | [5 empty] | 0% | 0% | 0% | 1 | 1% | 0% | 0% | 1 | 21% | 0% | 0% | 1 | 62% | 0% | 0% | 2 | 63% | 0% | 0% | 2 | 0% | 0% | 0% | 1 | 2% | 0% | 0% | 1
80 | Alpaugh | 0 | 0 | 10 | 0% | 0% | 1 |  |  |  |  | 0% | [5 empty] | 0% | 0% | 0% | 1 | 0% | 0% | 0% | 1 | 0% | 0% | 0% | 1 | 0% | 0% | 0% | 1 | 0% | 0% | 0% | 1 | 0% | 0% | 0% | 1 | 0% | 0% | 0% | 1 | 0% | 0% | 1 |  |  |  |  | 0% | [5 empty] | 0% | 0% | 0% | 1 | 0% | 0% | 0% | 1 | 0% | 0% | 0% | 1 | 0% | 0% | 0% | 1 | 0% | 0% | 0% | 1 | 0% | 0% | 0% | 1 | 0% | 0% | 0% | 1 | 0% | 0% | 1 |  |  |  |  | 0% | [5 empty] | 0% | 0% | 0% | 1 | 0% | 0% | 0% | 1 | 0% | 0% | 0% | 1 | 0% | 0% | 0% | 1 | 0% | 0% | 0% | 1 | 0% | 0% | 0% | 1 | 0% | 0% | 0% | 1 | 0% | 0% | 1 |  |  |  |  | 0% | [5 empty] | 0% | 0% | 0% | 1 | 0% | 0% | 0% | 1 | 0% | 0% | 0% | 1 | 0% | 0% | 0% | 1 | 0% | 0% | 0% | 1 | 0% | 0% | 0% | 1 | 0% | 0% | 0% | 1
81 | Palo Verde | 0 | 0 | 0 | 0% | 0% | 1 |  |  |  |  | 0% | [5 empty] | 0% | 0% | 0% | 1 | 0% | 0% | 0% | 1 | 0% | 0% | 0% | 1 | 0% | 0% | 0% | 1 | 0% | 0% | 0% | 1 | 0% | 0% | 0% | 1 | 0% | 0% | 0% | 1 | 0% | 0% | 1 |  |  |  |  | 0% | [5 empty] | 0% | 0% | 0% | 1 | 0% | 0% | 0% | 1 | 0% | 0% | 0% | 1 | 0% | 0% | 0% | 1 | 0% | 0% | 0% | 1 | 0% | 0% | 0% | 1 | 0% | 0% | 0% | 1 | 0% | 0% | 1 |  |  |  |  | 0% | [5 empty] | 0% | 0% | 0% | 1 | 0% | 0% | 0% | 1 | 0% | 0% | 0% | 1 | 0% | 0% | 0% | 1 | 0% | 0% | 0% | 1 | 0% | 0% | 0% | 1 | 0% | 0% | 0% | 1 | 0% | 0% | 1 |  |  |  |  | 0% | [5 empty] | 0% | 0% | 0% | 1 | 0% | 0% | 0% | 1 | 0% | 0% | 0% | 1 | 0% | 0% | 0% | 1 | 0% | 0% | 0% | 1 | 0% | 0% | 0% | 1 | 0% | 0% | 0% | 1
82 | Grimmway-Malaga | 0 | 0 | 0 | 0% | 0% | 1 |  |  |  |  | 0% | [5 empty] | 0% | 0% | 0% | 1 | 0% | 0% | 0% | 1 | 0% | 0% | 0% | 1 | 0% | 0% | 0% | 1 | 0% | 0% | 0% | 1 | 0% | 0% | 0% | 1 | 0% | 0% | 0% | 1 | 0% | 0% | 1 |  |  |  |  | 0% | [5 empty] | 98% | 2% | 100% | 5 | 100% | 0% | 0% | 5 | 0% | 0% | 0% | 1 | 0% | 0% | 0% | 1 | 100% | 0% | 0% | 5 | 20% | 0% | 0% | 1 | 0% | 0% | 0% | 1 | 0% | 0% | 1 |  |  |  |  | 0% | [5 empty] | 19% | 81% | 100% | 5 | 56% | 0% | 0% | 2 | 3% | 0% | 0% | 1 | 9% | 0% | 0% | 1 | 56% | 0% | 0% | 2 | 87% | 0% | 0% | 3 | 0% | 0% | 0% | 1 | 0% | 0% | 1 |  |  |  |  | 0% | [5 empty] | 53% | 36% | 89% | 5 | 73% | 0% | 0% | 3 | 39% | 0% | 0% | 1 | 53% | 0% | 0% | 2 | 88% | 0% | 0% | 3 | 72% | 0% | 0% | 3 | 2% | 0% | 0% | 1
83 | Kernridge | 0 | 0 | 0 | 0% | 0% | 1 |  |  |  |  | 0% | [5 empty] | 62% | 0% | 62% | 3 | 20% | 0% | 0% | 1 | 0% | 0% | 0% | 1 | 0% | 0% | 0% | 1 | 20% | 0% | 0% | 1 | 66% | 0% | 0% | 2 | 0% | 0% | 0% | 1 | 0% | 0% | 1 |  |  |  |  | 0% | [5 empty] | 82% | 0% | 82% | 5 | 56% | 0% | 0% | 2 | 0% | 0% | 0% | 1 | 30% | 0% | 0% | 1 | 56% | 0% | 0% | 2 | 58% | 0% | 0% | 2 | 0% | 0% | 0% | 1 | 0% | 0% | 1 |  |  |  |  | 0% | [5 empty] | 59% | 0% | 59% | 3 | 73% | 0% | 0% | 3 | 0% | 0% | 0% | 1 | 16% | 0% | 0% | 1 | 73% | 0% | 0% | 3 | 63% | 0% | 0% | 2 | 0% | 0% | 0% | 1 | 0% | 0% | 1 |  |  |  |  | 0% | [5 empty] | 56% | 23% | 79% | 5 | 64% | 0% | 0% | 2 | 0% | 0% | 0% | 1 | 5% | 0% | 0% | 1 | 64% | 0% | 0% | 2 | 67% | 0% | 0% | 2 | 0% | 0% | 0% | 1
84 | Crestwood | 0 | 0 | 0 | 0% | 0% | 1 |  |  |  |  | 0% | [5 empty] | 47% | 44% | 91% | 5 | 8% | 0% | 0% | 1 | 13% | 0% | 0% | 1 | 34% | 0% | 0% | 1 | 45% | 0% | 0% | 1 | 31% | 0% | 0% | 1 | 1% | 0% | 0% | 1 | 0% | 0% | 1 |  |  |  |  | 0% | [5 empty] | 44% | 46% | 90% | 5 | 7% | 0% | 0% | 1 | 17% | 0% | 0% | 1 | 40% | 0% | 0% | 1 | 49% | 0% | 0% | 1 | 31% | 0% | 0% | 1 | 1% | 0% | 0% | 1 | 0% | 0% | 1 |  |  |  |  | 0% | [5 empty] | 42% | 46% | 88% | 5 | 7% | 0% | 0% | 1 | 19% | 0% | 0% | 1 | 42% | 0% | 0% | 1 | 51% | 0% | 0% | 2 | 32% | 0% | 0% | 1 | 1% | 0% | 0% | 1 | 0% | 0% | 1 |  |  |  |  | 0% | [5 empty] | 28% | 33% | 61% | 5 | 15% | 0% | 0% | 1 | 15% | 0% | 0% | 1 | 30% | 0% | 0% | 1 | 45% | 0% | 0% | 1 | 48% | 0% | 0% | 1 | 1% | 0% | 0% | 1
85 | Salt Creek | 0 | 0 | 0 | 0% | 0% | 1 |  |  |  |  | 0% | [5 empty] | 0% | 0% | 0% | 1 | 8% | 0% | 0% | 1 | 45% | 0% | 0% | 1 | 84% | 0% | 0% | 3 | 84% | 0% | 0% | 3 | 0% | 0% | 0% | 1 | 8% | 0% | 0% | 1 | 0% | 0% | 1 |  |  |  |  | 0% | [5 empty] | 0% | 0% | 0% | 1 | 8% | 0% | 0% | 1 | 37% | 0% | 0% | 1 | 68% | 0% | 0% | 2 | 69% | 0% | 0% | 2 | 0% | 0% | 0% | 1 | 8% | 0% | 0% | 1 | 0% | 0% | 1 |  |  |  |  | 0% | [5 empty] | 0% | 0% | 0% | 1 | 7% | 0% | 0% | 1 | 38% | 0% | 0% | 1 | 70% | 0% | 0% | 3 | 70% | 0% | 0% | 3 | 4% | 0% | 0% | 1 | 8% | 0% | 0% | 1 | 0% | 0% | 1 |  |  |  |  | 0% | [5 empty] | 0% | 0% | 0% | 1 | 7% | 0% | 0% | 1 | 33% | 0% | 0% | 1 | 64% | 0% | 0% | 2 | 65% | 0% | 0% | 2 | 3% | 0% | 0% | 1 | 7% | 0% | 0% | 1
86 | Eagle Rock (SCE) | 0 | 0 | 10 | 0% | 0% | 1 |  |  |  |  | 0% | [5 empty] | 0% | 0% | 0% | 1 | 0% | 0% | 0% | 1 | 0% | 0% | 0% | 1 | 0% | 0% | 0% | 1 | 0% | 0% | 0% | 1 | 0% | 0% | 0% | 1 | 0% | 0% | 0% | 1 | 0% | 0% | 1 |  |  |  |  | 0% | [5 empty] | 0% | 0% | 0% | 1 | 0% | 0% | 0% | 1 | 0% | 0% | 0% | 1 | 0% | 0% | 0% | 1 | 0% | 0% | 0% | 1 | 0% | 0% | 0% | 1 | 0% | 0% | 0% | 1 | 0% | 0% | 1 |  |  |  |  | 0% | [5 empty] | 7% | 0% | 7% | 1 | 7% | 0% | 0% | 1 | 93% | 0% | 0% | 4 | 93% | 0% | 0% | 4 | 100% | 0% | 0% | 5 | 7% | 0% | 0% | 1 | 0% | 0% | 0% | 1 | 0% | 0% | 1 |  |  |  |  | 0% | [5 empty] | 38% | 19% | 57% | 3 | 10% | 0% | 0% | 1 | 22% | 0% | 0% | 1 | 15% | 0% | 0% | 1 | 36% | 0% | 0% | 1 | 43% | 0% | 0% | 1 | 1% | 0% | 0% | 1
87 | Melones | 0 | 0 | 0 | 0% | 0% | 1 |  |  |  |  | 0% | [5 empty] | 0% | 0% | 0% | 1 | 0% | 0% | 0% | 1 | 0% | 0% | 0% | 1 | 0% | 0% | 0% | 1 | 0% | 0% | 0% | 1 | 0% | 0% | 0% | 1 | 0% | 0% | 0% | 1 | 0% | 0% | 1 |  |  |  |  | 0% | [5 empty] | 0% | 0% | 0% | 1 | 0% | 0% | 0% | 1 | 0% | 0% | 0% | 1 | 0% | 0% | 0% | 1 | 0% | 0% | 0% | 1 | 0% | 0% | 0% | 1 | 0% | 0% | 0% | 1 | 0% | 0% | 1 |  |  |  |  | 0% | [5 empty] | 0% | 0% | 0% | 1 | 0% | 0% | 0% | 1 | 0% | 0% | 0% | 1 | 0% | 0% | 0% | 1 | 0% | 0% | 0% | 1 | 0% | 0% | 0% | 1 | 0% | 0% | 0% | 1 | 0% | 0% | 1 |  |  |  |  | 0% | [5 empty] | 0% | 100% | 100% | 5 | 0% | 0% | 0% | 1 | 0% | 0% | 0% | 1 | 0% | 0% | 0% | 1 | 0% | 0% | 0% | 1 | 8% | 0% | 0% | 1 | 0% | 0% | 0% | 1
88 | Imperial Beach | 0 | 0 | 0 | 0% | 0% | 1 |  |  |  |  | 0% | [5 empty] | 0% | 0% | 0% | 1 | 9% | 0% | 0% | 1 | 40% | 0% | 0% | 1 | 79% | 0% | 0% | 3 | 80% | 0% | 0% | 3 | 0% | 0% | 0% | 1 | 10% | 0% | 0% | 1 | 0% | 0% | 1 |  |  |  |  | 0% | [5 empty] | 0% | 0% | 0% | 1 | 8% | 0% | 0% | 1 | 36% | 0% | 0% | 1 | 67% | 0% | 0% | 2 | 67% | 0% | 0% | 2 | 0% | 0% | 0% | 1 | 7% | 0% | 0% | 1 | 0% | 0% | 1 |  |  |  |  | 0% | [5 empty] | 0% | 0% | 0% | 1 | 7% | 0% | 0% | 1 | 37% | 0% | 0% | 1 | 67% | 0% | 0% | 2 | 68% | 0% | 0% | 2 | 0% | 0% | 0% | 1 | 8% | 0% | 0% | 1 | 0% | 0% | 1 |  |  |  |  | 0% | [5 empty] | 0% | 0% | 0% | 1 | 6% | 0% | 0% | 1 | 34% | 0% | 0% | 1 | 67% | 0% | 0% | 2 | 68% | 0% | 0% | 2 | 4% | 0% | 0% | 1 | 7% | 0% | 0% | 1
89 | Pala | 0 | 0 | 0 | 0% | 0% | 1 |  |  |  |  | 0% | [5 empty] | 0% | 0% | 0% | 1 | 0% | 0% | 0% | 1 | 0% | 0% | 0% | 1 | 0% | 0% | 0% | 1 | 0% | 0% | 0% | 1 | 0% | 0% | 0% | 1 | 0% | 0% | 0% | 1 | 0% | 0% | 1 |  |  |  |  | 0% | [5 empty] | 0% | 0% | 0% | 1 | 0% | 0% | 0% | 1 | 0% | 0% | 0% | 1 | 0% | 0% | 0% | 1 | 0% | 0% | 0% | 1 | 0% | 0% | 0% | 1 | 0% | 0% | 0% | 1 | 0% | 0% | 1 |  |  |  |  | 0% | [5 empty] | 0% | 0% | 0% | 1 | 20% | 0% | 0% | 1 | 80% | 0% | 0% | 3 | 80% | 0% | 0% | 3 | 80% | 0% | 0% | 3 | 0% | 0% | 0% | 1 | 17% | 0% | 0% | 1 | 0% | 0% | 1 |  |  |  |  | 0% | [5 empty] | 1% | 68% | 69% | 5 | 40% | 0% | 0% | 1 | 24% | 0% | 0% | 1 | 50% | 0% | 0% | 2 | 86% | 0% | 0% | 3 | 49% | 0% | 0% | 1 | 4% | 0% | 0% | 1
90 | 7th Standard | 0 | 0 | 0 | 0% | 0% | 1 |  |  |  |  | 0% | [5 empty] | 0% | 0% | 0% | 1 | 0% | 0% | 0% | 1 | 0% | 0% | 0% | 1 | 0% | 0% | 0% | 1 | 0% | 0% | 0% | 1 | 0% | 0% | 0% | 1 | 0% | 0% | 0% | 1 | 0% | 0% | 1 |  |  |  |  | 0% | [5 empty] | 0% | 0% | 0% | 1 | 0% | 0% | 0% | 1 | 0% | 0% | 0% | 1 | 0% | 0% | 0% | 1 | 0% | 0% | 0% | 1 | 0% | 0% | 0% | 1 | 0% | 0% | 0% | 1 | 0% | 0% | 1 |  |  |  |  | 0% | [5 empty] | 0% | 0% | 0% | 1 | 0% | 0% | 0% | 1 | 0% | 0% | 0% | 1 | 0% | 0% | 0% | 1 | 0% | 0% | 0% | 1 | 0% | 0% | 0% | 1 | 0% | 0% | 0% | 1 | 0% | 0% | 1 |  |  |  |  | 0% | [5 empty] | 0% | 100% | 100% | 5 | 58% | 0% | 0% | 2 | 14% | 0% | 0% | 1 | 56% | 0% | 0% | 2 | 62% | 0% | 0% | 2 | 88% | 0% | 0% | 3 | 0% | 0% | 0% | 1
91 | Rosedale | 0 | 0 | 0 | 0% | 0% | 1 |  |  |  |  | 0% | [5 empty] | 0% | 0% | 0% | 1 | 0% | 0% | 0% | 1 | 0% | 0% | 0% | 1 | 0% | 0% | 0% | 1 | 0% | 0% | 0% | 1 | 0% | 0% | 0% | 1 | 0% | 0% | 0% | 1 | 0% | 0% | 1 |  |  |  |  | 0% | [5 empty] | 0% | 0% | 0% | 1 | 0% | 0% | 0% | 1 | 0% | 0% | 0% | 1 | 0% | 0% | 0% | 1 | 0% | 0% | 0% | 1 | 0% | 0% | 0% | 1 | 0% | 0% | 0% | 1 | 0% | 0% | 1 |  |  |  |  | 0% | [5 empty] | 0% | 0% | 0% | 1 | 0% | 0% | 0% | 1 | 0% | 0% | 0% | 1 | 0% | 0% | 0% | 1 | 0% | 0% | 0% | 1 | 0% | 0% | 0% | 1 | 0% | 0% | 0% | 1 | 0% | 0% | 1 |  |  |  |  | 0% | [5 empty] | 13% | 87% | 100% | 5 | 51% | 0% | 0% | 2 | 46% | 0% | 0% | 1 | 54% | 0% | 0% | 2 | 84% | 0% | 0% | 3 | 84% | 0% | 0% | 3 | 2% | 0% | 0% | 1
92 | Moorpark | 0 | 0 | 0 | 0% | 0% | 1 |  |  |  |  | 0% | [5 empty] | 100% | 0% | 100% | 5 | 20% | 0% | 0% | 1 | 0% | 0% | 0% | 1 | 0% | 0% | 0% | 1 | 20% | 0% | 0% | 1 | 53% | 0% | 0% | 2 | 7% | 0% | 0% | 1 | 0% | 0% | 1 |  |  |  |  | 0% | [5 empty] | 84% | 8% | 92% | 5 | 68% | 0% | 0% | 2 | 0% | 0% | 0% | 1 | 0% | 0% | 0% | 1 | 68% | 0% | 0% | 2 | 38% | 0% | 0% | 1 | 3% | 0% | 0% | 1 | 0% | 0% | 1 |  |  |  |  | 0% | [5 empty] | 58% | 28% | 86% | 5 | 60% | 0% | 0% | 2 | 10% | 0% | 0% | 1 | 8% | 0% | 0% | 1 | 65% | 0% | 0% | 2 | 49% | 0% | 0% | 1 | 5% | 0% | 0% | 1 | 0% | 0% | 1 |  |  |  |  | 0% | [5 empty] | 22% | 72% | 94% | 5 | 75% | 0% | 0% | 3 | 3% | 0% | 0% | 1 | 4% | 0% | 0% | 1 | 77% | 0% | 0% | 3 | 59% | 0% | 0% | 2 | 2% | 0% | 0% | 1
93 | Norco | 0 | 0 | 15 | 0% | 0% | 1 |  |  |  |  | 0% | [5 empty] | 0% | 0% | 0% | 1 | 0% | 0% | 0% | 1 | 0% | 0% | 0% | 1 | 0% | 0% | 0% | 1 | 0% | 0% | 0% | 1 | 0% | 0% | 0% | 1 | 0% | 0% | 0% | 1 | 0% | 0% | 1 |  |  |  |  | 0% | [5 empty] | 0% | 0% | 0% | 1 | 0% | 0% | 0% | 1 | 0% | 0% | 0% | 1 | 0% | 0% | 0% | 1 | 0% | 0% | 0% | 1 | 0% | 0% | 0% | 1 | 0% | 0% | 0% | 1 | 0% | 0% | 1 |  |  |  |  | 0% | [5 empty] | 0% | 0% | 0% | 1 | 0% | 0% | 0% | 1 | 0% | 0% | 0% | 1 | 0% | 0% | 0% | 1 | 0% | 0% | 0% | 1 | 0% | 0% | 0% | 1 | 0% | 0% | 0% | 1 | 0% | 0% | 1 |  |  |  |  | 0% | [5 empty] | 0% | 0% | 0% | 1 | 0% | 0% | 0% | 1 | 0% | 0% | 0% | 1 | 0% | 0% | 0% | 1 | 0% | 0% | 0% | 1 | 0% | 0% | 0% | 1 | 0% | 0% | 0% | 1
94 | La Fresa | 0 | 0 | 0 | 0% | 0% | 1 |  |  |  |  | 0% | [5 empty] | 0% | 0% | 0% | 1 | 0% | 0% | 0% | 1 | 15% | 0% | 0% | 1 | 63% | 0% | 0% | 2 | 63% | 0% | 0% | 2 | 0% | 0% | 0% | 1 | 0% | 0% | 0% | 1 | 0% | 0% | 1 |  |  |  |  | 0% | [5 empty] | 0% | 0% | 0% | 1 | 0% | 0% | 0% | 1 | 11% | 0% | 0% | 1 | 51% | 0% | 0% | 2 | 51% | 0% | 0% | 2 | 0% | 0% | 0% | 1 | 0% | 0% | 0% | 1 | 0% | 0% | 1 |  |  |  |  | 0% | [5 empty] | 0% | 0% | 0% | 1 | 0% | 0% | 0% | 1 | 20% | 0% | 0% | 1 | 56% | 0% | 0% | 2 | 56% | 0% | 0% | 2 | 0% | 0% | 0% | 1 | 0% | 0% | 0% | 1 | 0% | 0% | 1 |  |  |  |  | 0% | [5 empty] | 0% | 0% | 0% | 1 | 1% | 0% | 0% | 1 | 20% | 0% | 0% | 1 | 58% | 0% | 0% | 2 | 59% | 0% | 0% | 2 | 0% | 0% | 0% | 1 | 2% | 0% | 0% | 1
95 | Cottonwood | 0 | 0 | 30 | 0% | 0% | 1 |  |  |  |  | 0% | [5 empty] | 0% | 0% | 0% | 1 | 0% | 0% | 0% | 1 | 0% | 0% | 0% | 1 | 0% | 0% | 0% | 1 | 0% | 0% | 0% | 1 | 0% | 0% | 0% | 1 | 0% | 0% | 0% | 1 | 0% | 0% | 1 |  |  |  |  | 0% | [5 empty] | 0% | 0% | 0% | 1 | 0% | 0% | 0% | 1 | 0% | 0% | 0% | 1 | 0% | 0% | 0% | 1 | 0% | 0% | 0% | 1 | 0% | 0% | 0% | 1 | 0% | 0% | 0% | 1 | 0% | 0% | 1 |  |  |  |  | 0% | [5 empty] | 47% | 0% | 47% | 2 | 54% | 0% | 0% | 2 | 13% | 0% | 0% | 1 | 13% | 0% | 0% | 1 | 67% | 0% | 0% | 2 | 50% | 0% | 0% | 2 | 0% | 0% | 0% | 1 | 0% | 0% | 1 |  |  |  |  | 0% | [5 empty] | 83% | 13% | 96% | 5 | 33% | 0% | 0% | 1 | 3% | 0% | 0% | 1 | 15% | 0% | 0% | 1 | 42% | 0% | 0% | 1 | 69% | 0% | 0% | 2 | 17% | 0% | 0% | 1
96 | Borden | 0 | 0 | 0 | 0% | 0% | 1 |  |  |  |  | 0% | [5 empty] | 0% | 0% | 0% | 1 | 0% | 0% | 0% | 1 | 0% | 0% | 0% | 1 | 0% | 0% | 0% | 1 | 0% | 0% | 0% | 1 | 0% | 0% | 0% | 1 | 0% | 0% | 0% | 1 | 0% | 0% | 1 |  |  |  |  | 0% | [5 empty] | 0% | 0% | 0% | 1 | 0% | 0% | 0% | 1 | 0% | 0% | 0% | 1 | 0% | 0% | 0% | 1 | 0% | 0% | 0% | 1 | 0% | 0% | 0% | 1 | 0% | 0% | 0% | 1 | 0% | 0% | 1 |  |  |  |  | 0% | [5 empty] | 0% | 0% | 0% | 1 | 0% | 0% | 0% | 1 | 0% | 0% | 0% | 1 | 0% | 0% | 0% | 1 | 0% | 0% | 0% | 1 | 0% | 0% | 0% | 1 | 0% | 0% | 0% | 1 | 0% | 0% | 1 |  |  |  |  | 0% | [5 empty] | 0% | 0% | 0% | 1 | 0% | 0% | 0% | 1 | 0% | 0% | 0% | 1 | 0% | 0% | 0% | 1 | 0% | 0% | 0% | 1 | 0% | 0% | 0% | 1 | 0% | 0% | 0% | 1
97 | Oceano | 0 | 0 | 0 | 0% | 0% | 1 |  |  |  |  | 0% | [5 empty] | 88% | 0% | 88% | 5 | 3% | 0% | 0% | 1 | 2% | 0% | 0% | 1 | 8% | 0% | 0% | 1 | 8% | 0% | 0% | 1 | 81% | 0% | 0% | 3 | 6% | 0% | 0% | 1 | 0% | 0% | 1 |  |  |  |  | 0% | [5 empty] | 81% | 1% | 82% | 5 | 36% | 0% | 0% | 1 | 2% | 0% | 0% | 1 | 21% | 0% | 0% | 1 | 45% | 0% | 0% | 1 | 84% | 0% | 0% | 3 | 4% | 0% | 0% | 1 | 0% | 0% | 1 |  |  |  |  | 0% | [5 empty] | 67% | 16% | 83% | 5 | 26% | 0% | 0% | 1 | 4% | 0% | 0% | 1 | 39% | 0% | 0% | 1 | 52% | 0% | 0% | 2 | 77% | 0% | 0% | 3 | 3% | 0% | 0% | 1 | 0% | 0% | 1 |  |  |  |  | 0% | [5 empty] | 41% | 51% | 92% | 5 | 26% | 0% | 0% | 1 | 8% | 0% | 0% | 1 | 30% | 0% | 0% | 1 | 44% | 0% | 0% | 1 | 69% | 0% | 0% | 2 | 2% | 0% | 0% | 1
98 | Hollister | 0 | 0 | 0 | 0% | 0% | 1 |  |  |  |  | 0% | [5 empty] | 34% | 66% | 100% | 5 | 8% | 0% | 0% | 1 | 0% | 0% | 0% | 1 | 0% | 0% | 0% | 1 | 8% | 0% | 0% | 1 | 100% | 0% | 0% | 5 | 0% | 0% | 0% | 1 | 0% | 0% | 1 |  |  |  |  | 0% | [5 empty] | 26% | 74% | 100% | 5 | 95% | 0% | 0% | 5 | 0% | 0% | 0% | 1 | 0% | 0% | 0% | 1 | 95% | 0% | 0% | 5 | 100% | 0% | 0% | 5 | 0% | 0% | 0% | 1 | 0% | 0% | 1 |  |  |  |  | 0% | [5 empty] | 48% | 51% | 99% | 5 | 98% | 0% | 0% | 5 | 0% | 0% | 0% | 1 | 2% | 0% | 0% | 1 | 98% | 0% | 0% | 5 | 95% | 0% | 0% | 5 | 0% | 0% | 0% | 1 | 0% | 0% | 1 |  |  |  |  | 0% | [5 empty] | 36% | 40% | 76% | 5 | 67% | 0% | 0% | 2 | 9% | 0% | 0% | 1 | 14% | 0% | 0% | 1 | 73% | 0% | 0% | 3 | 73% | 0% | 0% | 3 | 1% | 0% | 0% | 1
99 | Crow Creek | 0 | 0 | 0 | 0% | 0% | 1 |  |  |  |  | 0% | [5 empty] | 57% | 43% | 100% | 5 | 94% | 0% | 0% | 4 | 25% | 0% | 0% | 1 | 62% | 0% | 0% | 2 | 97% | 0% | 0% | 5 | 100% | 0% | 0% | 5 | 0% | 0% | 0% | 1 | 0% | 0% | 1 |  |  |  |  | 0% | [5 empty] | 46% | 54% | 100% | 5 | 96% | 0% | 0% | 5 | 19% | 0% | 0% | 1 | 43% | 0% | 0% | 1 | 98% | 0% | 0% | 5 | 100% | 0% | 0% | 5 | 0% | 0% | 0% | 1 | 0% | 0% | 1 |  |  |  |  | 0% | [5 empty] | 38% | 62% | 100% | 5 | 97% | 0% | 0% | 5 | 22% | 0% | 0% | 1 | 45% | 0% | 0% | 1 | 99% | 0% | 0% | 5 | 100% | 0% | 0% | 5 | 0% | 0% | 0% | 1 | 0% | 0% | 1 |  |  |  |  | 0% | [5 empty] | 55% | 45% | 100% | 5 | 96% | 0% | 0% | 5 | 36% | 0% | 0% | 1 | 46% | 0% | 0% | 1 | 98% | 0% | 0% | 5 | 96% | 0% | 0% | 5 | 0% | 0% | 0% | 1
100 | Stockdale | 0 | 0 | 0 | 0% | 0% | 1 |  |  |  |  | 0% | [5 empty] | 0% | 0% | 0% | 1 | 0% | 0% | 0% | 1 | 0% | 0% | 0% | 1 | 0% | 0% | 0% | 1 | 0% | 0% | 0% | 1 | 0% | 0% | 0% | 1 | 0% | 0% | 0% | 1 | 0% | 0% | 1 |  |  |  |  | 0% | [5 empty] | 0% | 0% | 0% | 1 | 0% | 0% | 0% | 1 | 0% | 0% | 0% | 1 | 0% | 0% | 0% | 1 | 0% | 0% | 0% | 1 | 0% | 0% | 0% | 1 | 0% | 0% | 0% | 1 | 0% | 0% | 1 |  |  |  |  | 0% | [5 empty] | 0% | 0% | 0% | 1 | 0% | 0% | 0% | 1 | 0% | 0% | 0% | 1 | 0% | 0% | 0% | 1 | 0% | 0% | 0% | 1 | 0% | 0% | 0% | 1 | 0% | 0% | 0% | 1 | 0% | 0% | 1 |  |  |  |  | 0% | [5 empty] | 18% | 82% | 100% | 5 | 53% | 0% | 0% | 2 | 46% | 0% | 0% | 1 | 54% | 0% | 0% | 2 | 87% | 0% | 0% | 3 | 90% | 0% | 0% | 4 | 2% | 0% | 0% | 1
101 | New Sub - Rancho Seco - Bellota (Proposed) | 0 | 0 | 0 | 0% | 0% | 1 |  |  |  |  | 0% | [5 empty] | 0% | 0% | 0% | 1 | 0% | 0% | 0% | 1 | 0% | 0% | 0% | 1 | 0% | 0% | 0% | 1 | 0% | 0% | 0% | 1 | 0% | 0% | 0% | 1 | 0% | 0% | 0% | 1 | 0% | 0% | 1 |  |  |  |  | 0% | [5 empty] | 0% | 0% | 0% | 1 | 0% | 0% | 0% | 1 | 0% | 0% | 0% | 1 | 0% | 0% | 0% | 1 | 0% | 0% | 0% | 1 | 0% | 0% | 0% | 1 | 0% | 0% | 0% | 1 | 0% | 0% | 1 |  |  |  |  | 0% | [5 empty] | 0% | 0% | 0% | 1 | 0% | 0% | 0% | 1 | 0% | 0% | 0% | 1 | 0% | 0% | 0% | 1 | 0% | 0% | 0% | 1 | 0% | 0% | 0% | 1 | 0% | 0% | 0% | 1 | 0% | 0% | 1 |  |  |  |  | 0% | [5 empty] | 0% | 0% | 0% | 1 | 0% | 0% | 0% | 1 | 0% | 0% | 0% | 1 | 0% | 0% | 0% | 1 | 0% | 0% | 0% | 1 | 0% | 0% | 0% | 1 | 0% | 0% | 0% | 1
102 | Oro Loma | 0 | 0 | 0 | 0% | 0% | 1 |  |  |  |  | 0% | [5 empty] | 0% | 0% | 0% | 1 | 0% | 0% | 0% | 1 | 0% | 0% | 0% | 1 | 0% | 0% | 0% | 1 | 0% | 0% | 0% | 1 | 0% | 0% | 0% | 1 | 0% | 0% | 0% | 1 | 0% | 0% | 1 |  |  |  |  | 0% | [5 empty] | 0% | 0% | 0% | 1 | 0% | 0% | 0% | 1 | 0% | 0% | 0% | 1 | 0% | 0% | 0% | 1 | 0% | 0% | 0% | 1 | 0% | 0% | 0% | 1 | 0% | 0% | 0% | 1 | 0% | 0% | 1 |  |  |  |  | 0% | [5 empty] | 51% | 49% | 100% | 5 | 85% | 0% | 0% | 3 | 0% | 0% | 0% | 1 | 0% | 0% | 0% | 1 | 85% | 0% | 0% | 3 | 100% | 0% | 0% | 5 | 0% | 0% | 0% | 1 | 0% | 0% | 1 |  |  |  |  | 0% | [5 empty] | 46% | 53% | 99% | 5 | 96% | 0% | 0% | 5 | 0% | 0% | 0% | 1 | 3% | 0% | 0% | 1 | 96% | 0% | 0% | 5 | 99% | 0% | 0% | 5 | 0% | 0% | 0% | 1
103 | Peoria | 0 | 0 | 15 | 0% | 0% | 1 |  |  |  |  | 0% | [5 empty] | 0% | 0% | 0% | 1 | 0% | 0% | 0% | 1 | 0% | 0% | 0% | 1 | 0% | 0% | 0% | 1 | 0% | 0% | 0% | 1 | 0% | 0% | 0% | 1 | 0% | 0% | 0% | 1 | 0% | 0% | 1 |  |  |  |  | 0% | [5 empty] | 0% | 0% | 0% | 1 | 0% | 0% | 0% | 1 | 0% | 0% | 0% | 1 | 0% | 0% | 0% | 1 | 0% | 0% | 0% | 1 | 0% | 0% | 0% | 1 | 0% | 0% | 0% | 1 | 0% | 0% | 1 |  |  |  |  | 0% | [5 empty] | 0% | 0% | 0% | 1 | 0% | 0% | 0% | 1 | 0% | 0% | 0% | 1 | 0% | 0% | 0% | 1 | 0% | 0% | 0% | 1 | 0% | 0% | 0% | 1 | 0% | 0% | 0% | 1 | 0% | 0% | 1 |  |  |  |  | 0% | [5 empty] | 0% | 0% | 0% | 1 | 0% | 0% | 0% | 1 | 0% | 0% | 0% | 1 | 0% | 0% | 0% | 1 | 0% | 0% | 0% | 1 | 0% | 0% | 0% | 1 | 0% | 0% | 0% | 1
104 | Table Mountain | 0 | 0 | 10 | 0% | 0% | 1 |  |  |  |  | 0% | [5 empty] | 0% | 0% | 0% | 1 | 0% | 0% | 0% | 1 | 0% | 0% | 0% | 1 | 0% | 0% | 0% | 1 | 0% | 0% | 0% | 1 | 0% | 0% | 0% | 1 | 0% | 0% | 0% | 1 | 0% | 0% | 1 |  |  |  |  | 0% | [5 empty] | 0% | 0% | 0% | 1 | 0% | 0% | 0% | 1 | 0% | 0% | 0% | 1 | 0% | 0% | 0% | 1 | 0% | 0% | 0% | 1 | 0% | 0% | 0% | 1 | 0% | 0% | 0% | 1 | 0% | 0% | 1 |  |  |  |  | 0% | [5 empty] | 17% | 0% | 17% | 1 | 49% | 0% | 0% | 1 | 67% | 0% | 0% | 2 | 100% | 0% | 0% | 5 | 100% | 0% | 0% | 5 | 78% | 0% | 0% | 3 | 1% | 0% | 0% | 1 | 0% | 0% | 1 |  |  |  |  | 0% | [5 empty] | 36% | 10% | 46% | 3 | 47% | 0% | 0% | 1 | 68% | 0% | 0% | 2 | 88% | 0% | 0% | 3 | 98% | 0% | 0% | 5 | 72% | 0% | 0% | 3 | 2% | 0% | 0% | 1
105 | Sycamore Canyon | 0 | 0 | 0 | 0% | 0% | 1 |  |  |  |  | 0% | [5 empty] | 0% | 0% | 0% | 1 | 0% | 0% | 0% | 1 | 0% | 0% | 0% | 1 | 0% | 0% | 0% | 1 | 0% | 0% | 0% | 1 | 0% | 0% | 0% | 1 | 0% | 0% | 0% | 1 | 0% | 0% | 1 |  |  |  |  | 0% | [5 empty] | 0% | 0% | 0% | 1 | 0% | 0% | 0% | 1 | 70% | 0% | 0% | 3 | 77% | 0% | 0% | 3 | 77% | 0% | 0% | 3 | 0% | 0% | 0% | 1 | 0% | 0% | 0% | 1 | 0% | 0% | 1 |  |  |  |  | 0% | [5 empty] | 0% | 0% | 0% | 1 | 3% | 0% | 0% | 1 | 18% | 0% | 0% | 1 | 52% | 0% | 0% | 2 | 53% | 0% | 0% | 2 | 0% | 0% | 0% | 1 | 5% | 0% | 0% | 1 | 0% | 0% | 1 |  |  |  |  | 0% | [5 empty] | 4% | 66% | 70% | 5 | 67% | 0% | 0% | 2 | 56% | 0% | 0% | 2 | 73% | 0% | 0% | 3 | 91% | 0% | 0% | 4 | 21% | 0% | 0% | 1 | 28% | 0% | 0% | 1
106 | Ivanpah | 0 | 0 | 0 | 0% | 0% | 1 |  |  |  |  | 0% | [5 empty] | 0% | 0% | 0% | 1 | 88% | 0% | 0% | 3 | 79% | 0% | 0% | 3 | 12% | 0% | 0% | 1 | 99% | 0% | 0% | 5 | 17% | 0% | 0% | 1 | 0% | 0% | 0% | 1 | 0% | 0% | 1 |  |  |  |  | 0% | [5 empty] | 0% | 0% | 0% | 1 | 87% | 0% | 0% | 3 | 79% | 0% | 0% | 3 | 13% | 0% | 0% | 1 | 99% | 0% | 0% | 5 | 17% | 0% | 0% | 1 | 0% | 0% | 0% | 1 | 0% | 0% | 1 |  |  |  |  | 0% | [5 empty] | 0% | 0% | 0% | 1 | 61% | 0% | 0% | 2 | 58% | 0% | 0% | 2 | 12% | 0% | 0% | 1 | 72% | 0% | 0% | 3 | 33% | 0% | 0% | 1 | 1% | 0% | 0% | 1 | 0% | 0% | 1 |  |  |  |  | 0% | [5 empty] | 0% | 0% | 0% | 1 | 28% | 0% | 0% | 1 | 42% | 0% | 0% | 1 | 17% | 0% | 0% | 1 | 54% | 0% | 0% | 2 | 62% | 0% | 0% | 2 | 0% | 0% | 0% | 1
107 | North Gila | 0 | 0 | 0 | 0% | 0% | 1 |  |  |  |  | 0% | [5 empty] | 0% | 0% | 0% | 1 | 3% | 0% | 0% | 1 | 63% | 0% | 0% | 2 | 64% | 0% | 0% | 2 | 64% | 0% | 0% | 2 | 98% | 0% | 0% | 5 | 1% | 0% | 0% | 1 | 0% | 0% | 1 |  |  |  |  | 0% | [5 empty] | 0% | 0% | 0% | 1 | 1% | 0% | 0% | 1 | 29% | 0% | 0% | 1 | 29% | 0% | 0% | 1 | 30% | 0% | 0% | 1 | 96% | 0% | 0% | 5 | 0% | 0% | 0% | 1 | 0% | 0% | 1 |  |  |  |  | 8% | [5 empty] | 0% | 0% | 0% | 1 | 1% | 0% | 0% | 1 | 29% | 0% | 0% | 1 | 22% | 0% | 0% | 1 | 29% | 0% | 0% | 1 | 88% | 0% | 0% | 3 | 0% | 0% | 0% | 1 | 0% | 0% | 1 |  |  |  |  | 8% | [5 empty] | 0% | 0% | 0% | 1 | 1% | 0% | 0% | 1 | 29% | 0% | 0% | 1 | 22% | 0% | 0% | 1 | 29% | 0% | 0% | 1 | 88% | 0% | 0% | 3 | 0% | 0% | 0% | 1
108 | Manteca | 0 | 0 | 0 | 0% | 0% | 1 |  |  |  |  | 0% | [5 empty] | 0% | 0% | 0% | 1 | 0% | 0% | 0% | 1 | 0% | 0% | 0% | 1 | 0% | 0% | 0% | 1 | 0% | 0% | 0% | 1 | 0% | 0% | 0% | 1 | 0% | 0% | 0% | 1 | 0% | 0% | 1 |  |  |  |  | 0% | [5 empty] | 0% | 0% | 0% | 1 | 0% | 0% | 0% | 1 | 0% | 0% | 0% | 1 | 0% | 0% | 0% | 1 | 0% | 0% | 0% | 1 | 0% | 0% | 0% | 1 | 0% | 0% | 0% | 1 | 0% | 0% | 1 |  |  |  |  | 0% | [5 empty] | 78% | 1% | 79% | 5 | 79% | 0% | 0% | 3 | 95% | 0% | 0% | 5 | 93% | 0% | 0% | 4 | 100% | 0% | 0% | 5 | 38% | 0% | 0% | 1 | 2% | 0% | 0% | 1 | 0% | 0% | 1 |  |  |  |  | 0% | [5 empty] | 71% | 12% | 83% | 5 | 83% | 0% | 0% | 3 | 75% | 0% | 0% | 3 | 86% | 0% | 0% | 3 | 97% | 0% | 0% | 5 | 47% | 0% | 0% | 1 | 4% | 0% | 0% | 1
109 | Dumbarton | 0 | 0 | 0 | 0% | 0% | 1 |  |  |  |  | 0% | [5 empty] | 0% | 0% | 0% | 1 | 0% | 0% | 0% | 1 | 1% | 0% | 0% | 1 | 21% | 0% | 0% | 1 | 21% | 0% | 0% | 1 | 0% | 0% | 0% | 1 | 65% | 0% | 0% | 2 | 0% | 0% | 1 |  |  |  |  | 0% | [5 empty] | 22% | 0% | 22% | 2 | 22% | 0% | 0% | 1 | 10% | 0% | 0% | 1 | 18% | 0% | 0% | 1 | 34% | 0% | 0% | 1 | 22% | 0% | 0% | 1 | 28% | 0% | 0% | 1 | 0% | 0% | 1 |  |  |  |  | 3% | [5 empty] | 25% | 0% | 25% | 2 | 34% | 0% | 0% | 1 | 39% | 0% | 0% | 1 | 45% | 0% | 0% | 1 | 53% | 0% | 0% | 2 | 28% | 0% | 0% | 1 | 15% | 0% | 0% | 1 | 0% | 0% | 1 |  |  |  |  | 3% | [5 empty] | 89% | 5% | 94% | 5 | 86% | 0% | 0% | 3 | 77% | 0% | 0% | 3 | 88% | 0% | 0% | 3 | 96% | 0% | 0% | 5 | 48% | 0% | 0% | 1 | 3% | 0% | 0% | 1
110 | Altamont | 0 | 0 | 0 | 0% | 0% | 1 |  |  |  |  | 4% | [5 empty] | 89% | 0% | 89% | 5 | 88% | 0% | 0% | 3 | 88% | 0% | 0% | 3 | 97% | 0% | 0% | 5 | 100% | 0% | 0% | 5 | 33% | 0% | 0% | 1 | 3% | 0% | 0% | 1 | 0% | 0% | 1 |  |  |  |  | 3% | [5 empty] | 89% | 4% | 93% | 5 | 88% | 0% | 0% | 3 | 88% | 0% | 0% | 3 | 95% | 0% | 0% | 5 | 99% | 0% | 0% | 5 | 43% | 0% | 0% | 1 | 3% | 0% | 0% | 1 | 0% | 0% | 1 |  |  |  |  | 0% | [5 empty] | 88% | 5% | 93% | 5 | 87% | 0% | 0% | 3 | 84% | 0% | 0% | 3 | 91% | 0% | 0% | 4 | 99% | 0% | 0% | 5 | 47% | 0% | 0% | 1 | 3% | 0% | 0% | 1 | 0% | 0% | 1 |  |  |  |  | 0% | [5 empty] | 51% | 7% | 58% | 3 | 60% | 0% | 0% | 2 | 67% | 0% | 0% | 2 | 68% | 0% | 0% | 2 | 82% | 0% | 0% | 3 | 31% | 0% | 0% | 1 | 16% | 0% | 0% | 1
111 | Hoodoo Wash | 0 | 0 | 0 | 0% | 0% | 1 |  |  |  |  | 0% | [5 empty] | 0% | 0% | 0% | 1 | 0% | 0% | 0% | 1 | 0% | 0% | 0% | 1 | 0% | 0% | 0% | 1 | 0% | 0% | 0% | 1 | 0% | 0% | 0% | 1 | 0% | 0% | 0% | 1 | 0% | 0% | 1 |  |  |  |  | 0% | [5 empty] | 0% | 0% | 0% | 1 | 0% | 0% | 0% | 1 | 0% | 0% | 0% | 1 | 0% | 0% | 0% | 1 | 0% | 0% | 0% | 1 | 0% | 0% | 0% | 1 | 0% | 0% | 0% | 1 | 0% | 0% | 1 |  |  |  |  | 0% | [5 empty] | 0% | 0% | 0% | 1 | 0% | 0% | 0% | 1 | 0% | 0% | 0% | 1 | 0% | 0% | 0% | 1 | 0% | 0% | 0% | 1 | 0% | 0% | 0% | 1 | 0% | 0% | 0% | 1 | 0% | 0% | 1 |  |  |  |  | 0% | [5 empty] | 0% | 0% | 0% | 1 | 0% | 0% | 0% | 1 | 0% | 0% | 0% | 1 | 0% | 0% | 0% | 1 | 0% | 0% | 0% | 1 | 0% | 0% | 0% | 1 | 0% | 0% | 0% | 1
112 | Wyandotte | 0 | 0 | 0 | 0% | 0% | 1 |  |  |  |  | 0% | [5 empty] | 0% | 0% | 0% | 1 | 0% | 0% | 0% | 1 | 0% | 0% | 0% | 1 | 0% | 0% | 0% | 1 | 0% | 0% | 0% | 1 | 0% | 0% | 0% | 1 | 0% | 0% | 0% | 1 | 0% | 0% | 1 |  |  |  |  | 0% | [5 empty] | 0% | 0% | 0% | 1 | 0% | 0% | 0% | 1 | 0% | 0% | 0% | 1 | 0% | 0% | 0% | 1 | 0% | 0% | 0% | 1 | 0% | 0% | 0% | 1 | 0% | 0% | 0% | 1 | 0% | 0% | 1 |  |  |  |  | 0% | [5 empty] | 0% | 0% | 0% | 1 | 64% | 0% | 0% | 2 | 34% | 0% | 0% | 1 | 96% | 0% | 0% | 5 | 100% | 0% | 0% | 5 | 65% | 0% | 0% | 2 | 0% | 0% | 0% | 1 | 0% | 0% | 1 |  |  |  |  | 0% | [5 empty] | 34% | 8% | 42% | 2 | 44% | 0% | 0% | 1 | 71% | 0% | 0% | 3 | 88% | 0% | 0% | 3 | 98% | 0% | 0% | 5 | 72% | 0% | 0% | 3 | 2% | 0% | 0% | 1
113 | Laguna Bell | 0 | 0 | 0 | 0% | 0% | 1 |  |  |  |  | 0% | [5 empty] | 0% | 0% | 0% | 1 | 0% | 0% | 0% | 1 | 0% | 0% | 0% | 1 | 0% | 0% | 0% | 1 | 0% | 0% | 0% | 1 | 0% | 0% | 0% | 1 | 0% | 0% | 0% | 1 | 0% | 0% | 1 |  |  |  |  | 0% | [5 empty] | 0% | 0% | 0% | 1 | 0% | 0% | 0% | 1 | 31% | 0% | 0% | 1 | 38% | 0% | 0% | 1 | 38% | 0% | 0% | 1 | 0% | 0% | 0% | 1 | 0% | 0% | 0% | 1 | 0% | 0% | 1 |  |  |  |  | 0% | [5 empty] | 0% | 0% | 0% | 1 | 0% | 0% | 0% | 1 | 21% | 0% | 0% | 1 | 57% | 0% | 0% | 2 | 57% | 0% | 0% | 2 | 0% | 0% | 0% | 1 | 0% | 0% | 0% | 1 | 0% | 0% | 1 |  |  |  |  | 0% | [5 empty] | 0% | 0% | 0% | 1 | 0% | 0% | 0% | 1 | 21% | 0% | 0% | 1 | 63% | 0% | 0% | 2 | 63% | 0% | 0% | 2 | 0% | 0% | 0% | 1 | 3% | 0% | 0% | 1
114 | El Casco | 0 | 0 | 0 | 0% | 0% | 1 |  |  |  |  | 0% | [5 empty] | 100% | 0% | 100% | 5 | 0% | 0% | 0% | 1 | 0% | 0% | 0% | 1 | 100% | 0% | 0% | 5 | 100% | 0% | 0% | 5 | 0% | 0% | 0% | 1 | 0% | 0% | 0% | 1 | 0% | 0% | 1 |  |  |  |  | 0% | [5 empty] | 23% | 74% | 97% | 5 | 40% | 0% | 0% | 1 | 21% | 0% | 0% | 1 | 28% | 0% | 0% | 1 | 49% | 0% | 0% | 1 | 48% | 0% | 0% | 1 | 1% | 0% | 0% | 1 | 0% | 0% | 1 |  |  |  |  | 0% | [5 empty] | 52% | 42% | 94% | 5 | 33% | 0% | 0% | 1 | 42% | 0% | 0% | 1 | 56% | 0% | 0% | 2 | 61% | 0% | 0% | 2 | 52% | 0% | 0% | 2 | 1% | 0% | 0% | 1 | 0% | 0% | 1 |  |  |  |  | 0% | [5 empty] | 43% | 40% | 83% | 5 | 39% | 0% | 0% | 1 | 44% | 0% | 0% | 1 | 70% | 0% | 0% | 3 | 83% | 0% | 0% | 3 | 53% | 0% | 0% | 2 | 1% | 0% | 0% | 1
115 | Le Grand | 0 | 0 | 0 | 0% | 0% | 1 |  |  |  |  | 0% | [5 empty] | 0% | 0% | 0% | 1 | 0% | 0% | 0% | 1 | 0% | 0% | 0% | 1 | 0% | 0% | 0% | 1 | 0% | 0% | 0% | 1 | 0% | 0% | 0% | 1 | 0% | 0% | 0% | 1 | 0% | 0% | 1 |  |  |  |  | 0% | [5 empty] | 0% | 0% | 0% | 1 | 0% | 0% | 0% | 1 | 0% | 0% | 0% | 1 | 0% | 0% | 0% | 1 | 0% | 0% | 0% | 1 | 0% | 0% | 0% | 1 | 0% | 0% | 0% | 1 | 0% | 0% | 1 |  |  |  |  | 0% | [5 empty] | 0% | 0% | 0% | 1 | 0% | 0% | 0% | 1 | 0% | 0% | 0% | 1 | 0% | 0% | 0% | 1 | 0% | 0% | 0% | 1 | 0% | 0% | 0% | 1 | 0% | 0% | 0% | 1 | 0% | 0% | 1 |  |  |  |  | 0% | [5 empty] | 0% | 0% | 0% | 1 | 0% | 0% | 0% | 1 | 0% | 0% | 0% | 1 | 0% | 0% | 0% | 1 | 0% | 0% | 0% | 1 | 0% | 0% | 0% | 1 | 0% | 0% | 0% | 1
116 | Tupman | 0 | 0 | 0 | 0% | 0% | 1 |  |  |  |  | 0% | [5 empty] | 0% | 0% | 0% | 1 | 0% | 0% | 0% | 1 | 0% | 0% | 0% | 1 | 0% | 0% | 0% | 1 | 0% | 0% | 0% | 1 | 0% | 0% | 0% | 1 | 0% | 0% | 0% | 1 | 0% | 0% | 1 |  |  |  |  | 0% | [5 empty] | 0% | 0% | 0% | 1 | 0% | 0% | 0% | 1 | 0% | 0% | 0% | 1 | 0% | 0% | 0% | 1 | 0% | 0% | 0% | 1 | 0% | 0% | 0% | 1 | 0% | 0% | 0% | 1 | 0% | 0% | 1 |  |  |  |  | 0% | [5 empty] | 0% | 0% | 0% | 1 | 0% | 0% | 0% | 1 | 0% | 0% | 0% | 1 | 0% | 0% | 0% | 1 | 0% | 0% | 0% | 1 | 0% | 0% | 0% | 1 | 0% | 0% | 0% | 1 | 0% | 0% | 1 |  |  |  |  | 0% | [5 empty] | 0% | 0% | 0% | 1 | 0% | 0% | 0% | 1 | 0% | 0% | 0% | 1 | 0% | 0% | 0% | 1 | 0% | 0% | 0% | 1 | 0% | 0% | 0% | 1 | 0% | 0% | 0% | 1
117 | Henrietta | 0 | 0 | 0 | 0% | 0% | 1 |  |  |  |  | 0% | [5 empty] | 0% | 0% | 0% | 1 | 0% | 0% | 0% | 1 | 0% | 0% | 0% | 1 | 0% | 0% | 0% | 1 | 0% | 0% | 0% | 1 | 0% | 0% | 0% | 1 | 0% | 0% | 0% | 1 | 0% | 0% | 1 |  |  |  |  | 0% | [5 empty] | 0% | 0% | 0% | 1 | 0% | 0% | 0% | 1 | 0% | 0% | 0% | 1 | 0% | 0% | 0% | 1 | 0% | 0% | 0% | 1 | 0% | 0% | 0% | 1 | 0% | 0% | 0% | 1 | 0% | 0% | 1 |  |  |  |  | 0% | [5 empty] | 0% | 0% | 0% | 1 | 0% | 0% | 0% | 1 | 0% | 0% | 0% | 1 | 0% | 0% | 0% | 1 | 0% | 0% | 0% | 1 | 0% | 0% | 0% | 1 | 0% | 0% | 0% | 1 | 0% | 0% | 1 |  |  |  |  | 0% | [5 empty] | 72% | 23% | 95% | 5 | 100% | 0% | 0% | 5 | 0% | 0% | 0% | 1 | 8% | 0% | 0% | 1 | 100% | 0% | 0% | 5 | 79% | 0% | 0% | 3 | 0% | 0% | 0% | 1
118 | Castro Valley | 0 | 0 | 0 | 0% | 0% | 1 |  |  |  |  | 0% | [5 empty] | 34% | 0% | 34% | 2 | 34% | 0% | 0% | 1 | 0% | 0% | 0% | 1 | 8% | 0% | 0% | 1 | 41% | 0% | 0% | 1 | 34% | 0% | 0% | 1 | 15% | 0% | 0% | 1 | 0% | 0% | 1 |  |  |  |  | 0% | [5 empty] | 13% | 0% | 13% | 1 | 13% | 0% | 0% | 1 | 19% | 0% | 0% | 1 | 25% | 0% | 0% | 1 | 37% | 0% | 0% | 1 | 13% | 0% | 0% | 1 | 21% | 0% | 0% | 1 | 0% | 0% | 1 |  |  |  |  | 3% | [5 empty] | 84% | 2% | 86% | 5 | 67% | 0% | 0% | 2 | 82% | 0% | 0% | 3 | 84% | 0% | 0% | 3 | 89% | 0% | 0% | 3 | 41% | 0% | 0% | 1 | 4% | 0% | 0% | 1 | 0% | 0% | 1 |  |  |  |  | 3% | [5 empty] | 64% | 2% | 66% | 3 | 70% | 0% | 0% | 3 | 77% | 0% | 0% | 3 | 75% | 0% | 0% | 3 | 91% | 0% | 0% | 4 | 31% | 0% | 0% | 1 | 20% | 0% | 0% | 1
119 | Vineyard | 0 | 0 | 0 | 0% | 0% | 1 |  |  |  |  | 0% | [5 empty] | 93% | 7% | 100% | 5 | 76% | 0% | 0% | 3 | 94% | 0% | 0% | 4 | 94% | 0% | 0% | 4 | 98% | 0% | 0% | 5 | 39% | 0% | 0% | 1 | 3% | 0% | 0% | 1 | 0% | 0% | 1 |  |  |  |  | 0% | [5 empty] | 99% | 1% | 100% | 5 | 92% | 0% | 0% | 4 | 71% | 0% | 0% | 3 | 94% | 0% | 0% | 4 | 100% | 0% | 0% | 5 | 37% | 0% | 0% | 1 | 3% | 0% | 0% | 1 | 0% | 0% | 1 |  |  |  |  | 0% | [5 empty] | 88% | 4% | 92% | 5 | 87% | 0% | 0% | 3 | 86% | 0% | 0% | 3 | 93% | 0% | 0% | 4 | 99% | 0% | 0% | 5 | 44% | 0% | 0% | 1 | 3% | 0% | 0% | 1 | 0% | 0% | 1 |  |  |  |  | 0% | [5 empty] | 67% | 7% | 74% | 3 | 75% | 0% | 0% | 3 | 76% | 0% | 0% | 3 | 77% | 0% | 0% | 3 | 92% | 0% | 0% | 4 | 40% | 0% | 0% | 1 | 16% | 0% | 0% | 1
120 | Trout Canyon | 0 | 0 | 0 | 0% | 0% | 1 |  |  |  |  | 0% | [5 empty] | 0% | 0% | 0% | 1 | 0% | 0% | 0% | 1 | 0% | 0% | 0% | 1 | 0% | 0% | 0% | 1 | 0% | 0% | 0% | 1 | 0% | 0% | 0% | 1 | 0% | 0% | 0% | 1 | 0% | 0% | 1 |  |  |  |  | 0% | [5 empty] | 0% | 0% | 0% | 1 | 24% | 0% | 0% | 1 | 0% | 0% | 0% | 1 | 38% | 0% | 0% | 1 | 51% | 0% | 0% | 2 | 85% | 0% | 0% | 3 | 0% | 0% | 0% | 1 | 0% | 0% | 1 |  |  |  |  | 0% | [5 empty] | 0% | 0% | 0% | 1 | 19% | 0% | 0% | 1 | 0% | 0% | 0% | 1 | 39% | 0% | 0% | 1 | 49% | 0% | 0% | 1 | 82% | 0% | 0% | 3 | 0% | 0% | 0% | 1 | 0% | 0% | 1 |  |  |  |  | 0% | [5 empty] | 4% | 0% | 4% | 1 | 14% | 0% | 0% | 1 | 4% | 0% | 0% | 1 | 36% | 0% | 0% | 1 | 43% | 0% | 0% | 1 | 68% | 0% | 0% | 2 | 1% | 0% | 0% | 1
121 | Columbus | 0 | 0 | 15 | 0% | 0% | 1 |  |  |  |  | 0% | [5 empty] | 0% | 0% | 0% | 1 | 0% | 0% | 0% | 1 | 0% | 0% | 0% | 1 | 0% | 0% | 0% | 1 | 0% | 0% | 0% | 1 | 0% | 0% | 0% | 1 | 0% | 0% | 0% | 1 | 0% | 0% | 1 |  |  |  |  | 0% | [5 empty] | 0% | 0% | 0% | 1 | 0% | 0% | 0% | 1 | 0% | 0% | 0% | 1 | 0% | 0% | 0% | 1 | 0% | 0% | 0% | 1 | 0% | 0% | 0% | 1 | 0% | 0% | 0% | 1 | 0% | 0% | 1 |  |  |  |  | 0% | [5 empty] | 0% | 100% | 100% | 5 | 54% | 0% | 0% | 2 | 34% | 0% | 0% | 1 | 74% | 0% | 0% | 3 | 79% | 0% | 0% | 3 | 100% | 0% | 0% | 5 | 0% | 0% | 0% | 1 | 0% | 0% | 1 |  |  |  |  | 0% | [5 empty] | 7% | 93% | 100% | 5 | 33% | 0% | 0% | 1 | 19% | 0% | 0% | 1 | 42% | 0% | 0% | 1 | 60% | 0% | 0% | 2 | 74% | 0% | 0% | 3 | 1% | 0% | 0% | 1
122 | Lewis | 0 | 0 | 0 | 0% | 0% | 1 |  |  |  |  | 0% | [5 empty] | 0% | 0% | 0% | 1 | 0% | 0% | 0% | 1 | 0% | 0% | 0% | 1 | 0% | 0% | 0% | 1 | 0% | 0% | 0% | 1 | 0% | 0% | 0% | 1 | 0% | 0% | 0% | 1 | 0% | 0% | 1 |  |  |  |  | 0% | [5 empty] | 0% | 0% | 0% | 1 | 1% | 0% | 0% | 1 | 45% | 0% | 0% | 1 | 92% | 0% | 0% | 4 | 94% | 0% | 0% | 4 | 0% | 0% | 0% | 1 | 8% | 0% | 0% | 1 | 0% | 0% | 1 |  |  |  |  | 0% | [5 empty] | 0% | 0% | 0% | 1 | 1% | 0% | 0% | 1 | 24% | 0% | 0% | 1 | 50% | 0% | 0% | 2 | 52% | 0% | 0% | 2 | 0% | 0% | 0% | 1 | 4% | 0% | 0% | 1 | 0% | 0% | 1 |  |  |  |  | 0% | [5 empty] | 0% | 0% | 0% | 1 | 1% | 0% | 0% | 1 | 16% | 0% | 0% | 1 | 60% | 0% | 0% | 2 | 61% | 0% | 0% | 2 | 0% | 0% | 0% | 1 | 3% | 0% | 0% | 1
123 | Standard Oil 2 | 0 | 0 | 0 | 0% | 0% | 1 |  |  |  |  | 0% | [5 empty] | 0% | 0% | 0% | 1 | 4% | 0% | 0% | 1 | 30% | 0% | 0% | 1 | 46% | 0% | 0% | 1 | 46% | 0% | 0% | 1 | 0% | 0% | 0% | 1 | 14% | 0% | 0% | 1 | 0% | 0% | 1 |  |  |  |  | 0% | [5 empty] | 46% | 0% | 46% | 2 | 4% | 0% | 0% | 1 | 35% | 0% | 0% | 1 | 59% | 0% | 0% | 2 | 62% | 0% | 0% | 2 | 17% | 0% | 0% | 1 | 8% | 0% | 0% | 1 | 0% | 0% | 1 |  |  |  |  | 0% | [5 empty] | 47% | 0% | 47% | 2 | 27% | 0% | 0% | 1 | 39% | 0% | 0% | 1 | 42% | 0% | 0% | 1 | 73% | 0% | 0% | 3 | 33% | 0% | 0% | 1 | 11% | 0% | 0% | 1 | 0% | 0% | 1 |  |  |  |  | 0% | [5 empty] | 53% | 0% | 53% | 3 | 62% | 0% | 0% | 2 | 40% | 0% | 0% | 1 | 41% | 0% | 0% | 1 | 86% | 0% | 0% | 3 | 44% | 0% | 0% | 1 | 26% | 0% | 0% | 1
124 | Mc Mullin | 0 | 0 | 0 | 0% | 0% | 1 |  |  |  |  | 0% | [5 empty] | 0% | 0% | 0% | 1 | 0% | 0% | 0% | 1 | 0% | 0% | 0% | 1 | 0% | 0% | 0% | 1 | 0% | 0% | 0% | 1 | 0% | 0% | 0% | 1 | 0% | 0% | 0% | 1 | 0% | 0% | 1 |  |  |  |  | 0% | [5 empty] | 0% | 0% | 0% | 1 | 0% | 0% | 0% | 1 | 0% | 0% | 0% | 1 | 0% | 0% | 0% | 1 | 0% | 0% | 0% | 1 | 0% | 0% | 0% | 1 | 0% | 0% | 0% | 1 | 0% | 0% | 1 |  |  |  |  | 0% | [5 empty] | 0% | 0% | 0% | 1 | 0% | 0% | 0% | 1 | 0% | 0% | 0% | 1 | 0% | 0% | 0% | 1 | 0% | 0% | 0% | 1 | 0% | 0% | 0% | 1 | 0% | 0% | 0% | 1 | 0% | 0% | 1 |  |  |  |  | 0% | [5 empty] | 89% | 0% | 89% | 5 | 100% | 0% | 0% | 5 | 0% | 0% | 0% | 1 | 17% | 0% | 0% | 1 | 100% | 0% | 0% | 5 | 55% | 0% | 0% | 2 | 0% | 0% | 0% | 1
125 | Taft | 0 | 0 | 0 | 0% | 0% | 1 |  |  |  |  | 0% | [5 empty] | 0% | 0% | 0% | 1 | 0% | 0% | 0% | 1 | 0% | 0% | 0% | 1 | 0% | 0% | 0% | 1 | 0% | 0% | 0% | 1 | 0% | 0% | 0% | 1 | 0% | 0% | 0% | 1 | 0% | 0% | 1 |  |  |  |  | 0% | [5 empty] | 0% | 0% | 0% | 1 | 0% | 0% | 0% | 1 | 0% | 0% | 0% | 1 | 0% | 0% | 0% | 1 | 0% | 0% | 0% | 1 | 0% | 0% | 0% | 1 | 0% | 0% | 0% | 1 | 0% | 0% | 1 |  |  |  |  | 0% | [5 empty] | 0% | 0% | 0% | 1 | 0% | 0% | 0% | 1 | 0% | 0% | 0% | 1 | 0% | 0% | 0% | 1 | 0% | 0% | 0% | 1 | 0% | 0% | 0% | 1 | 0% | 0% | 0% | 1 | 0% | 0% | 1 |  |  |  |  | 0% | [5 empty] | 11% | 79% | 90% | 5 | 4% | 0% | 0% | 1 | 4% | 0% | 0% | 1 | 32% | 0% | 0% | 1 | 37% | 0% | 0% | 1 | 90% | 0% | 0% | 4 | 0% | 0% | 0% | 1
126 | Pleasant Grove | 0 | 0 | 0 | 0% | 0% | 1 |  |  |  |  | 0% | [5 empty] | 0% | 0% | 0% | 1 | 0% | 0% | 0% | 1 | 0% | 0% | 0% | 1 | 0% | 0% | 0% | 1 | 0% | 0% | 0% | 1 | 0% | 0% | 0% | 1 | 0% | 0% | 0% | 1 | 0% | 0% | 1 |  |  |  |  | 0% | [5 empty] | 0% | 0% | 0% | 1 | 0% | 0% | 0% | 1 | 0% | 0% | 0% | 1 | 0% | 0% | 0% | 1 | 0% | 0% | 0% | 1 | 0% | 0% | 0% | 1 | 0% | 0% | 0% | 1 | 0% | 0% | 1 |  |  |  |  | 0% | [5 empty] | 0% | 0% | 0% | 1 | 0% | 0% | 0% | 1 | 0% | 0% | 0% | 1 | 0% | 0% | 0% | 1 | 0% | 0% | 0% | 1 | 0% | 0% | 0% | 1 | 0% | 0% | 0% | 1 | 0% | 0% | 1 |  |  |  |  | 0% | [5 empty] | 0% | 0% | 0% | 1 | 0% | 0% | 0% | 1 | 0% | 0% | 0% | 1 | 0% | 0% | 0% | 1 | 0% | 0% | 0% | 1 | 0% | 0% | 0% | 1 | 0% | 0% | 0% | 1
127 | Newark | 0 | 0 | 0 | 0% | 0% | 1 |  |  |  |  | 0% | [5 empty] | 25% | 0% | 25% | 2 | 25% | 0% | 0% | 1 | 25% | 0% | 0% | 1 | 54% | 0% | 0% | 2 | 54% | 0% | 0% | 2 | 25% | 0% | 0% | 1 | 68% | 0% | 0% | 2 | 0% | 0% | 1 |  |  |  |  | 0% | [5 empty] | 54% | 0% | 54% | 3 | 54% | 0% | 0% | 2 | 54% | 0% | 0% | 2 | 64% | 0% | 0% | 2 | 64% | 0% | 0% | 2 | 53% | 0% | 0% | 2 | 30% | 0% | 0% | 1 | 0% | 0% | 1 |  |  |  |  | 0% | [5 empty] | 72% | 11% | 83% | 5 | 83% | 0% | 0% | 3 | 40% | 0% | 0% | 1 | 42% | 0% | 0% | 1 | 86% | 0% | 0% | 3 | 83% | 0% | 0% | 3 | 7% | 0% | 0% | 1 | 0% | 0% | 1 |  |  |  |  | 0% | [5 empty] | 84% | 7% | 91% | 5 | 87% | 0% | 0% | 3 | 78% | 0% | 0% | 3 | 86% | 0% | 0% | 3 | 97% | 0% | 0% | 5 | 49% | 0% | 0% | 1 | 3% | 0% | 0% | 1
128 | Dairyland | 0 | 0 | 0 | 0% | 0% | 1 |  |  |  |  | 0% | [5 empty] | 0% | 0% | 0% | 1 | 0% | 0% | 0% | 1 | 0% | 0% | 0% | 1 | 0% | 0% | 0% | 1 | 0% | 0% | 0% | 1 | 0% | 0% | 0% | 1 | 0% | 0% | 0% | 1 | 0% | 0% | 1 |  |  |  |  | 0% | [5 empty] | 0% | 0% | 0% | 1 | 0% | 0% | 0% | 1 | 0% | 0% | 0% | 1 | 0% | 0% | 0% | 1 | 0% | 0% | 0% | 1 | 0% | 0% | 0% | 1 | 0% | 0% | 0% | 1 | 0% | 0% | 1 |  |  |  |  | 0% | [5 empty] | 0% | 0% | 0% | 1 | 0% | 0% | 0% | 1 | 0% | 0% | 0% | 1 | 0% | 0% | 0% | 1 | 0% | 0% | 0% | 1 | 0% | 0% | 0% | 1 | 0% | 0% | 0% | 1 | 0% | 0% | 1 |  |  |  |  | 0% | [5 empty] | 0% | 0% | 0% | 1 | 0% | 0% | 0% | 1 | 0% | 0% | 0% | 1 | 0% | 0% | 0% | 1 | 0% | 0% | 0% | 1 | 0% | 0% | 0% | 1 | 0% | 0% | 0% | 1
129 | Chino | 0 | 0 | 10 | 0% | 0% | 1 |  |  |  |  | 0% | [5 empty] | 0% | 0% | 0% | 1 | 0% | 0% | 0% | 1 | 0% | 0% | 0% | 1 | 0% | 0% | 0% | 1 | 0% | 0% | 0% | 1 | 0% | 0% | 0% | 1 | 0% | 0% | 0% | 1 | 0% | 0% | 1 |  |  |  |  | 0% | [5 empty] | 0% | 0% | 0% | 1 | 0% | 0% | 0% | 1 | 0% | 0% | 0% | 1 | 0% | 0% | 0% | 1 | 0% | 0% | 0% | 1 | 0% | 0% | 0% | 1 | 0% | 0% | 0% | 1 | 0% | 0% | 1 |  |  |  |  | 0% | [5 empty] | 0% | 100% | 100% | 5 | 100% | 0% | 0% | 5 | 0% | 0% | 0% | 1 | 8% | 0% | 0% | 1 | 100% | 0% | 0% | 5 | 74% | 0% | 0% | 3 | 0% | 0% | 0% | 1 | 0% | 0% | 1 |  |  |  |  | 0% | [5 empty] | 45% | 36% | 81% | 5 | 58% | 0% | 0% | 2 | 66% | 0% | 0% | 2 | 61% | 0% | 0% | 2 | 99% | 0% | 0% | 5 | 41% | 0% | 0% | 1 | 0% | 0% | 0% | 1
130 | El Segundo | 0 | 0 | 0 | 0% | 0% | 1 |  |  |  |  | 0% | [5 empty] | 0% | 0% | 0% | 1 | 0% | 0% | 0% | 1 | 77% | 0% | 0% | 3 | 81% | 0% | 0% | 3 | 81% | 0% | 0% | 3 | 0% | 0% | 0% | 1 | 0% | 0% | 0% | 1 | 0% | 0% | 1 |  |  |  |  | 0% | [5 empty] | 0% | 0% | 0% | 1 | 0% | 0% | 0% | 1 | 33% | 0% | 0% | 1 | 72% | 0% | 0% | 3 | 72% | 0% | 0% | 3 | 0% | 0% | 0% | 1 | 0% | 0% | 0% | 1 | 0% | 0% | 1 |  |  |  |  | 0% | [5 empty] | 0% | 0% | 0% | 1 | 0% | 0% | 0% | 1 | 10% | 0% | 0% | 1 | 48% | 0% | 0% | 1 | 48% | 0% | 0% | 1 | 0% | 0% | 0% | 1 | 0% | 0% | 0% | 1 | 0% | 0% | 1 |  |  |  |  | 0% | [5 empty] | 23% | 0% | 23% | 2 | 6% | 0% | 0% | 1 | 14% | 0% | 0% | 1 | 42% | 0% | 0% | 1 | 48% | 0% | 0% | 1 | 11% | 0% | 0% | 1 | 2% | 0% | 0% | 1
131 | San Leandro U | 0 | 0 | 0 | 0% | 0% | 1 |  |  |  |  | 0% | [5 empty] | 17% | 0% | 17% | 1 | 17% | 0% | 0% | 1 | 20% | 0% | 0% | 1 | 23% | 0% | 0% | 1 | 40% | 0% | 0% | 1 | 17% | 0% | 0% | 1 | 9% | 0% | 0% | 1 | 0% | 0% | 1 |  |  |  |  | 0% | [5 empty] | 7% | 0% | 7% | 1 | 7% | 0% | 0% | 1 | 13% | 0% | 0% | 1 | 25% | 0% | 0% | 1 | 32% | 0% | 0% | 1 | 7% | 0% | 0% | 1 | 11% | 0% | 0% | 1 | 0% | 0% | 1 |  |  |  |  | 0% | [5 empty] | 53% | 1% | 54% | 3 | 18% | 0% | 0% | 1 | 53% | 0% | 0% | 2 | 64% | 0% | 0% | 2 | 69% | 0% | 0% | 2 | 19% | 0% | 0% | 1 | 6% | 0% | 0% | 1 | 0% | 0% | 1 |  |  |  |  | 0% | [5 empty] | 55% | 1% | 56% | 3 | 61% | 0% | 0% | 2 | 61% | 0% | 0% | 2 | 61% | 0% | 0% | 2 | 87% | 0% | 0% | 3 | 25% | 0% | 0% | 1 | 28% | 0% | 0% | 1
132 | Ganso | 0 | 0 | 0 | 0% | 0% | 1 |  |  |  |  | 0% | [5 empty] | 0% | 0% | 0% | 1 | 0% | 0% | 0% | 1 | 0% | 0% | 0% | 1 | 0% | 0% | 0% | 1 | 0% | 0% | 0% | 1 | 0% | 0% | 0% | 1 | 0% | 0% | 0% | 1 | 0% | 0% | 1 |  |  |  |  | 0% | [5 empty] | 0% | 0% | 0% | 1 | 0% | 0% | 0% | 1 | 0% | 0% | 0% | 1 | 0% | 0% | 0% | 1 | 0% | 0% | 0% | 1 | 0% | 0% | 0% | 1 | 0% | 0% | 0% | 1 | 0% | 0% | 1 |  |  |  |  | 0% | [5 empty] | 0% | 0% | 0% | 1 | 0% | 0% | 0% | 1 | 0% | 0% | 0% | 1 | 0% | 0% | 0% | 1 | 0% | 0% | 0% | 1 | 0% | 0% | 0% | 1 | 0% | 0% | 0% | 1 | 0% | 0% | 1 |  |  |  |  | 0% | [5 empty] | 82% | 0% | 82% | 5 | 57% | 0% | 0% | 2 | 0% | 0% | 0% | 1 | 33% | 0% | 0% | 1 | 57% | 0% | 0% | 2 | 55% | 0% | 0% | 2 | 0% | 0% | 0% | 1
133 | Poso Mountain | 0 | 0 | 0 | 0% | 0% | 1 |  |  |  |  | 0% | [5 empty] | 0% | 0% | 0% | 1 | 0% | 0% | 0% | 1 | 0% | 0% | 0% | 1 | 0% | 0% | 0% | 1 | 0% | 0% | 0% | 1 | 0% | 0% | 0% | 1 | 0% | 0% | 0% | 1 | 0% | 0% | 1 |  |  |  |  | 0% | [5 empty] | 0% | 0% | 0% | 1 | 0% | 0% | 0% | 1 | 0% | 0% | 0% | 1 | 0% | 0% | 0% | 1 | 0% | 0% | 0% | 1 | 0% | 0% | 0% | 1 | 0% | 0% | 0% | 1 | 0% | 0% | 1 |  |  |  |  | 0% | [5 empty] | 0% | 100% | 100% | 5 | 22% | 0% | 0% | 1 | 0% | 0% | 0% | 1 | 24% | 0% | 0% | 1 | 24% | 0% | 0% | 1 | 72% | 0% | 0% | 3 | 1% | 0% | 0% | 1 | 0% | 0% | 1 |  |  |  |  | 0% | [5 empty] | 22% | 78% | 100% | 5 | 17% | 0% | 0% | 1 | 29% | 0% | 0% | 1 | 63% | 0% | 0% | 2 | 69% | 0% | 0% | 2 | 62% | 0% | 0% | 2 | 1% | 0% | 0% | 1
134 | Avena | 0 | 0 | 0 | 0% | 0% | 1 |  |  |  |  | 0% | [5 empty] | 0% | 0% | 0% | 1 | 0% | 0% | 0% | 1 | 0% | 0% | 0% | 1 | 0% | 0% | 0% | 1 | 0% | 0% | 0% | 1 | 0% | 0% | 0% | 1 | 0% | 0% | 0% | 1 | 0% | 0% | 1 |  |  |  |  | 0% | [5 empty] | 0% | 0% | 0% | 1 | 0% | 0% | 0% | 1 | 0% | 0% | 0% | 1 | 0% | 0% | 0% | 1 | 0% | 0% | 0% | 1 | 0% | 0% | 0% | 1 | 0% | 0% | 0% | 1 | 0% | 0% | 1 |  |  |  |  | 0% | [5 empty] | 0% | 0% | 0% | 1 | 0% | 0% | 0% | 1 | 0% | 0% | 0% | 1 | 0% | 0% | 0% | 1 | 0% | 0% | 0% | 1 | 0% | 0% | 0% | 1 | 0% | 0% | 0% | 1 | 0% | 0% | 1 |  |  |  |  | 0% | [5 empty] | 79% | 5% | 84% | 5 | 84% | 0% | 0% | 3 | 88% | 0% | 0% | 3 | 92% | 0% | 0% | 4 | 100% | 0% | 0% | 5 | 47% | 0% | 0% | 1 | 2% | 0% | 0% | 1
135 | Martin | 0 | 0 | 0 | 0% | 0% | 1 |  |  |  |  | 0% | [5 empty] | 0% | 0% | 0% | 1 | 5% | 0% | 0% | 1 | 13% | 0% | 0% | 1 | 42% | 0% | 0% | 1 | 47% | 0% | 0% | 1 | 0% | 0% | 0% | 1 | 5% | 0% | 0% | 1 | 0% | 0% | 1 |  |  |  |  | 0% | [5 empty] | 0% | 0% | 0% | 1 | 7% | 0% | 0% | 1 | 20% | 0% | 0% | 1 | 50% | 0% | 0% | 2 | 52% | 0% | 0% | 2 | 8% | 0% | 0% | 1 | 6% | 0% | 0% | 1 | 0% | 0% | 1 |  |  |  |  | 0% | [5 empty] | 0% | 0% | 0% | 1 | 9% | 0% | 0% | 1 | 26% | 0% | 0% | 1 | 52% | 0% | 0% | 2 | 54% | 0% | 0% | 2 | 7% | 0% | 0% | 1 | 8% | 0% | 0% | 1 | 0% | 0% | 1 |  |  |  |  | 0% | [5 empty] | 37% | 0% | 37% | 2 | 9% | 0% | 0% | 1 | 31% | 0% | 0% | 1 | 57% | 0% | 0% | 2 | 62% | 0% | 0% | 2 | 18% | 0% | 0% | 1 | 7% | 0% | 0% | 1
136 | Harry Allen | 0 | 0 | 0 | 0% | 0% | 1 |  |  |  |  | 0% | [5 empty] | 0% | 0% | 0% | 1 | 0% | 0% | 0% | 1 | 0% | 0% | 0% | 1 | 0% | 0% | 0% | 1 | 0% | 0% | 0% | 1 | 0% | 0% | 0% | 1 | 0% | 0% | 0% | 1 | 0% | 0% | 1 |  |  |  |  | 0% | [5 empty] | 0% | 0% | 0% | 1 | 0% | 0% | 0% | 1 | 0% | 0% | 0% | 1 | 0% | 0% | 0% | 1 | 0% | 0% | 0% | 1 | 0% | 0% | 0% | 1 | 0% | 0% | 0% | 1 | 0% | 0% | 1 |  |  |  |  | 0% | [5 empty] | 0% | 0% | 0% | 1 | 0% | 0% | 0% | 1 | 0% | 0% | 0% | 1 | 0% | 0% | 0% | 1 | 0% | 0% | 0% | 1 | 0% | 0% | 0% | 1 | 0% | 0% | 0% | 1 | 0% | 0% | 1 |  |  |  |  | 0% | [5 empty] | 26% | 0% | 26% | 2 | 0% | 0% | 0% | 1 | 0% | 0% | 0% | 1 | 0% | 0% | 0% | 1 | 0% | 0% | 0% | 1 | 0% | 0% | 0% | 1 | 0% | 0% | 0% | 1
137 | Rio Oso | 0 | 0 | 0 | 0% | 0% | 1 |  |  |  |  | 0% | [5 empty] | 0% | 0% | 0% | 1 | 0% | 0% | 0% | 1 | 0% | 0% | 0% | 1 | 0% | 0% | 0% | 1 | 0% | 0% | 0% | 1 | 0% | 0% | 0% | 1 | 0% | 0% | 0% | 1 | 0% | 0% | 1 |  |  |  |  | 0% | [5 empty] | 0% | 0% | 0% | 1 | 0% | 0% | 0% | 1 | 0% | 0% | 0% | 1 | 0% | 0% | 0% | 1 | 0% | 0% | 0% | 1 | 0% | 0% | 0% | 1 | 0% | 0% | 0% | 1 | 0% | 0% | 1 |  |  |  |  | 0% | [5 empty] | 0% | 0% | 0% | 1 | 0% | 0% | 0% | 1 | 0% | 0% | 0% | 1 | 0% | 0% | 0% | 1 | 0% | 0% | 0% | 1 | 0% | 0% | 0% | 1 | 0% | 0% | 0% | 1 | 0% | 0% | 1 |  |  |  |  | 0% | [5 empty] | 100% | 0% | 100% | 5 | 97% | 0% | 0% | 5 | 50% | 0% | 0% | 2 | 50% | 0% | 0% | 2 | 98% | 0% | 0% | 5 | 86% | 0% | 0% | 3 | 0% | 0% | 0% | 1
138 | Loveland | 0 | 0 | 0 | 0% | 0% | 1 |  |  |  |  | 0% | [5 empty] | 0% | 0% | 0% | 1 | 0% | 0% | 0% | 1 | 0% | 0% | 0% | 1 | 0% | 0% | 0% | 1 | 0% | 0% | 0% | 1 | 0% | 0% | 0% | 1 | 0% | 0% | 0% | 1 | 0% | 0% | 1 |  |  |  |  | 0% | [5 empty] | 0% | 0% | 0% | 1 | 0% | 0% | 0% | 1 | 0% | 0% | 0% | 1 | 0% | 0% | 0% | 1 | 0% | 0% | 0% | 1 | 0% | 0% | 0% | 1 | 0% | 0% | 0% | 1 | 0% | 0% | 1 |  |  |  |  | 0% | [5 empty] | 2% | 83% | 85% | 5 | 24% | 0% | 0% | 1 | 74% | 0% | 0% | 3 | 84% | 0% | 0% | 3 | 88% | 0% | 0% | 3 | 42% | 0% | 0% | 1 | 11% | 0% | 0% | 1 | 0% | 0% | 1 |  |  |  |  | 0% | [5 empty] | 21% | 74% | 95% | 5 | 8% | 0% | 0% | 1 | 17% | 0% | 0% | 1 | 43% | 0% | 0% | 1 | 46% | 0% | 0% | 1 | 37% | 0% | 0% | 1 | 4% | 0% | 0% | 1
139 | Huntington Beach | 0 | 0 | 0 | 0% | 0% | 1 |  |  |  |  | 0% | [5 empty] | 0% | 0% | 0% | 1 | 2% | 0% | 0% | 1 | 43% | 0% | 0% | 1 | 89% | 0% | 0% | 3 | 92% | 0% | 0% | 4 | 0% | 0% | 0% | 1 | 9% | 0% | 0% | 1 | 0% | 0% | 1 |  |  |  |  | 0% | [5 empty] | 0% | 0% | 0% | 1 | 2% | 0% | 0% | 1 | 31% | 0% | 0% | 1 | 63% | 0% | 0% | 2 | 65% | 0% | 0% | 2 | 0% | 0% | 0% | 1 | 5% | 0% | 0% | 1 | 0% | 0% | 1 |  |  |  |  | 0% | [5 empty] | 0% | 0% | 0% | 1 | 1% | 0% | 0% | 1 | 17% | 0% | 0% | 1 | 62% | 0% | 0% | 2 | 63% | 0% | 0% | 2 | 0% | 0% | 0% | 1 | 3% | 0% | 0% | 1 | 0% | 0% | 1 |  |  |  |  | 0% | [5 empty] | 0% | 0% | 0% | 1 | 1% | 0% | 0% | 1 | 17% | 0% | 0% | 1 | 60% | 0% | 0% | 2 | 60% | 0% | 0% | 2 | 0% | 0% | 0% | 1 | 2% | 0% | 0% | 1
140 | Rossmoor | 0 | 0 | 0 | 0% | 0% | 1 |  |  |  |  | 0% | [5 empty] | 100% | 0% | 100% | 5 | 6% | 0% | 0% | 1 | 90% | 0% | 0% | 4 | 99% | 0% | 0% | 5 | 100% | 0% | 0% | 5 | 16% | 0% | 0% | 1 | 0% | 0% | 0% | 1 | 0% | 0% | 1 |  |  |  |  | 0% | [5 empty] | 77% | 0% | 77% | 5 | 35% | 0% | 0% | 1 | 66% | 0% | 0% | 2 | 76% | 0% | 0% | 3 | 81% | 0% | 0% | 3 | 34% | 0% | 0% | 1 | 3% | 0% | 0% | 1 | 0% | 0% | 1 |  |  |  |  | 0% | [5 empty] | 42% | 0% | 42% | 2 | 55% | 0% | 0% | 2 | 68% | 0% | 0% | 2 | 51% | 0% | 0% | 2 | 85% | 0% | 0% | 3 | 24% | 0% | 0% | 1 | 39% | 0% | 0% | 1 | 0% | 0% | 1 |  |  |  |  | 0% | [5 empty] | 59% | 0% | 59% | 3 | 41% | 0% | 0% | 1 | 58% | 0% | 0% | 2 | 58% | 0% | 0% | 2 | 77% | 0% | 0% | 3 | 18% | 0% | 0% | 1 | 25% | 0% | 0% | 1
141 | Salado | 0 | 0 | 0 | 0% | 0% | 1 |  |  |  |  | 0% | [5 empty] | 60% | 40% | 100% | 5 | 99% | 0% | 0% | 5 | 21% | 0% | 0% | 1 | 83% | 0% | 0% | 3 | 100% | 0% | 0% | 5 | 100% | 0% | 0% | 5 | 0% | 0% | 0% | 1 | 0% | 0% | 1 |  |  |  |  | 0% | [5 empty] | 34% | 66% | 100% | 5 | 98% | 0% | 0% | 5 | 21% | 0% | 0% | 1 | 51% | 0% | 0% | 2 | 98% | 0% | 0% | 5 | 100% | 0% | 0% | 5 | 0% | 0% | 0% | 1 | 0% | 0% | 1 |  |  |  |  | 0% | [5 empty] | 41% | 59% | 100% | 5 | 97% | 0% | 0% | 5 | 20% | 0% | 0% | 1 | 40% | 0% | 0% | 1 | 99% | 0% | 0% | 5 | 100% | 0% | 0% | 5 | 0% | 0% | 0% | 1 | 0% | 0% | 1 |  |  |  |  | 0% | [5 empty] | 68% | 30% | 98% | 5 | 96% | 0% | 0% | 5 | 55% | 0% | 0% | 2 | 62% | 0% | 0% | 2 | 99% | 0% | 0% | 5 | 85% | 0% | 0% | 3 | 1% | 0% | 0% | 1
142 | Lighthipe | 0 | 0 | 0 | 0% | 0% | 1 |  |  |  |  | 0% | [5 empty] | 0% | 0% | 0% | 1 | 0% | 0% | 0% | 1 | 6% | 0% | 0% | 1 | 26% | 0% | 0% | 1 | 26% | 0% | 0% | 1 | 0% | 0% | 0% | 1 | 0% | 0% | 0% | 1 | 0% | 0% | 1 |  |  |  |  | 0% | [5 empty] | 0% | 0% | 0% | 1 | 0% | 0% | 0% | 1 | 14% | 0% | 0% | 1 | 54% | 0% | 0% | 2 | 54% | 0% | 0% | 2 | 0% | 0% | 0% | 1 | 1% | 0% | 0% | 1 | 0% | 0% | 1 |  |  |  |  | 0% | [5 empty] | 0% | 0% | 0% | 1 | 0% | 0% | 0% | 1 | 20% | 0% | 0% | 1 | 57% | 0% | 0% | 2 | 57% | 0% | 0% | 2 | 0% | 0% | 0% | 1 | 1% | 0% | 0% | 1 | 0% | 0% | 1 |  |  |  |  | 0% | [5 empty] | 0% | 0% | 0% | 1 | 1% | 0% | 0% | 1 | 20% | 0% | 0% | 1 | 62% | 0% | 0% | 2 | 63% | 0% | 0% | 2 | 0% | 0% | 0% | 1 | 2% | 0% | 0% | 1
143 | Santee | 0 | 0 | 0 | 0% | 0% | 1 |  |  |  |  | 0% | [5 empty] | 0% | 0% | 0% | 1 | 0% | 0% | 0% | 1 | 0% | 0% | 0% | 1 | 0% | 0% | 0% | 1 | 0% | 0% | 0% | 1 | 0% | 0% | 0% | 1 | 0% | 0% | 0% | 1 | 0% | 0% | 1 |  |  |  |  | 0% | [5 empty] | 0% | 0% | 0% | 1 | 0% | 0% | 0% | 1 | 64% | 0% | 0% | 2 | 100% | 0% | 0% | 5 | 100% | 0% | 0% | 5 | 0% | 0% | 0% | 1 | 0% | 0% | 0% | 1 | 0% | 0% | 1 |  |  |  |  | 0% | [5 empty] | 0% | 0% | 0% | 1 | 3% | 0% | 0% | 1 | 21% | 0% | 0% | 1 | 56% | 0% | 0% | 2 | 57% | 0% | 0% | 2 | 0% | 0% | 0% | 1 | 5% | 0% | 0% | 1 | 0% | 0% | 1 |  |  |  |  | 0% | [5 empty] | 3% | 77% | 80% | 5 | 43% | 0% | 0% | 1 | 65% | 0% | 0% | 2 | 78% | 0% | 0% | 3 | 91% | 0% | 0% | 4 | 29% | 0% | 0% | 1 | 19% | 0% | 0% | 1
144 | Cholame | 0 | 0 | 0 | 0% | 0% | 1 |  |  |  |  | 0% | [5 empty] | 96% | 0% | 96% | 5 | 61% | 0% | 0% | 2 | 9% | 0% | 0% | 1 | 28% | 0% | 0% | 1 | 69% | 0% | 0% | 2 | 56% | 0% | 0% | 2 | 2% | 0% | 0% | 1 | 0% | 0% | 1 |  |  |  |  | 0% | [5 empty] | 94% | 0% | 94% | 5 | 70% | 0% | 0% | 3 | 5% | 0% | 0% | 1 | 21% | 0% | 0% | 1 | 75% | 0% | 0% | 3 | 66% | 0% | 0% | 2 | 1% | 0% | 0% | 1 | 0% | 0% | 1 |  |  |  |  | 31% | [5 empty] | 81% | 10% | 91% | 5 | 64% | 0% | 0% | 2 | 5% | 0% | 0% | 1 | 20% | 0% | 0% | 1 | 70% | 0% | 0% | 3 | 64% | 0% | 0% | 2 | 1% | 0% | 0% | 1 | 0% | 0% | 1 |  |  |  |  | 31% | [5 empty] | 73% | 18% | 91% | 5 | 63% | 0% | 0% | 2 | 11% | 0% | 0% | 1 | 29% | 0% | 0% | 1 | 71% | 0% | 0% | 3 | 58% | 0% | 0% | 2 | 1% | 0% | 0% | 1
145 | Grand Island | 0 | 0 | 0 | 0% | 0% | 1 |  |  |  |  | 42% | [5 empty] | 9% | 0% | 9% | 1 | 19% | 0% | 0% | 1 | 11% | 0% | 0% | 1 | 11% | 0% | 0% | 1 | 29% | 0% | 0% | 1 | 1% | 0% | 0% | 1 | 17% | 0% | 0% | 1 | 0% | 0% | 1 |  |  |  |  | 34% | [5 empty] | 37% | 0% | 37% | 2 | 10% | 0% | 0% | 1 | 26% | 0% | 0% | 1 | 30% | 0% | 0% | 1 | 40% | 0% | 0% | 1 | 3% | 0% | 0% | 1 | 21% | 0% | 0% | 1 | 0% | 0% | 1 |  |  |  |  | 0% | [5 empty] | 37% | 0% | 37% | 2 | 12% | 0% | 0% | 1 | 32% | 0% | 0% | 1 | 32% | 0% | 0% | 1 | 44% | 0% | 0% | 1 | 4% | 0% | 0% | 1 | 24% | 0% | 0% | 1 | 0% | 0% | 1 |  |  |  |  | 0% | [5 empty] | 39% | 0% | 39% | 2 | 20% | 0% | 0% | 1 | 36% | 0% | 0% | 1 | 34% | 0% | 0% | 1 | 50% | 0% | 0% | 2 | 7% | 0% | 0% | 1 | 26% | 0% | 0% | 1
146 | Long Beach | 0 | 0 | 0 | 0% | 0% | 1 |  |  |  |  | 0% | [5 empty] | 0% | 0% | 0% | 1 | 0% | 0% | 0% | 1 | 12% | 0% | 0% | 1 | 53% | 0% | 0% | 2 | 53% | 0% | 0% | 2 | 0% | 0% | 0% | 1 | 1% | 0% | 0% | 1 | 0% | 0% | 1 |  |  |  |  | 0% | [5 empty] | 0% | 0% | 0% | 1 | 0% | 0% | 0% | 1 | 14% | 0% | 0% | 1 | 54% | 0% | 0% | 2 | 54% | 0% | 0% | 2 | 0% | 0% | 0% | 1 | 1% | 0% | 0% | 1 | 0% | 0% | 1 |  |  |  |  | 0% | [5 empty] | 0% | 0% | 0% | 1 | 0% | 0% | 0% | 1 | 22% | 0% | 0% | 1 | 60% | 0% | 0% | 2 | 60% | 0% | 0% | 2 | 0% | 0% | 0% | 1 | 2% | 0% | 0% | 1 | 0% | 0% | 1 |  |  |  |  | 0% | [5 empty] | 0% | 0% | 0% | 1 | 1% | 0% | 0% | 1 | 21% | 0% | 0% | 1 | 62% | 0% | 0% | 2 | 63% | 0% | 0% | 2 | 0% | 0% | 0% | 1 | 2% | 0% | 0% | 1
147 | Coyote | 0 | 0 | 0 | 0% | 0% | 1 |  |  |  |  | 0% | [5 empty] | 99% | 1% | 100% | 5 | 83% | 0% | 0% | 3 | 21% | 0% | 0% | 1 | 21% | 0% | 0% | 1 | 100% | 0% | 0% | 5 | 43% | 0% | 0% | 1 | 1% | 0% | 0% | 1 | 0% | 0% | 1 |  |  |  |  | 0% | [5 empty] | 79% | 21% | 100% | 5 | 72% | 0% | 0% | 3 | 40% | 0% | 0% | 1 | 41% | 0% | 0% | 1 | 81% | 0% | 0% | 3 | 94% | 0% | 0% | 4 | 1% | 0% | 0% | 1 | 0% | 0% | 1 |  |  |  |  | 0% | [5 empty] | 72% | 26% | 98% | 5 | 86% | 0% | 0% | 3 | 34% | 0% | 0% | 1 | 34% | 0% | 0% | 1 | 90% | 0% | 0% | 4 | 96% | 0% | 0% | 5 | 1% | 0% | 0% | 1 | 0% | 0% | 1 |  |  |  |  | 0% | [5 empty] | 42% | 55% | 97% | 5 | 91% | 0% | 0% | 4 | 34% | 0% | 0% | 1 | 45% | 0% | 0% | 1 | 96% | 0% | 0% | 5 | 93% | 0% | 0% | 4 | 2% | 0% | 0% | 1
148 | New Sub - Los Banos - Midway (Proposed) | 0 | 0 | 0 | 0% | 0% | 1 |  |  |  |  | 0% | [5 empty] | 0% | 0% | 0% | 1 | 0% | 0% | 0% | 1 | 0% | 0% | 0% | 1 | 0% | 0% | 0% | 1 | 0% | 0% | 0% | 1 | 0% | 0% | 0% | 1 | 0% | 0% | 0% | 1 | 0% | 0% | 1 |  |  |  |  | 0% | [5 empty] | 81% | 0% | 81% | 5 | 100% | 0% | 0% | 5 | 0% | 0% | 0% | 1 | 0% | 0% | 0% | 1 | 100% | 0% | 0% | 5 | 11% | 0% | 0% | 1 | 0% | 0% | 0% | 1 | 0% | 0% | 1 |  |  |  |  | 0% | [5 empty] | 65% | 29% | 94% | 5 | 100% | 0% | 0% | 5 | 0% | 0% | 0% | 1 | 10% | 0% | 0% | 1 | 100% | 0% | 0% | 5 | 73% | 0% | 0% | 3 | 0% | 0% | 0% | 1 | 0% | 0% | 1 |  |  |  |  | 0% | [5 empty] | 65% | 29% | 94% | 5 | 100% | 0% | 0% | 5 | 0% | 0% | 0% | 1 | 10% | 0% | 0% | 1 | 100% | 0% | 0% | 5 | 73% | 0% | 0% | 3 | 0% | 0% | 0% | 1
149 | Vista (SCE) | 0 | 0 | 0 | 0% | 0% | 1 |  |  |  |  | 0% | [5 empty] | 0% | 0% | 0% | 1 | 0% | 0% | 0% | 1 | 0% | 0% | 0% | 1 | 0% | 0% | 0% | 1 | 0% | 0% | 0% | 1 | 0% | 0% | 0% | 1 | 0% | 0% | 0% | 1 | 0% | 0% | 1 |  |  |  |  | 0% | [5 empty] | 0% | 100% | 100% | 5 | 100% | 0% | 0% | 5 | 26% | 0% | 0% | 1 | 88% | 0% | 0% | 3 | 100% | 0% | 0% | 5 | 37% | 0% | 0% | 1 | 0% | 0% | 0% | 1 | 0% | 0% | 1 |  |  |  |  | 0% | [5 empty] | 30% | 68% | 98% | 5 | 96% | 0% | 0% | 5 | 21% | 0% | 0% | 1 | 32% | 0% | 0% | 1 | 97% | 0% | 0% | 5 | 65% | 0% | 0% | 2 | 1% | 0% | 0% | 1 | 0% | 0% | 1 |  |  |  |  | 0% | [5 empty] | 30% | 39% | 69% | 5 | 51% | 0% | 0% | 2 | 40% | 0% | 0% | 1 | 53% | 0% | 0% | 2 | 86% | 0% | 0% | 3 | 45% | 0% | 0% | 1 | 0% | 0% | 0% | 1
150 | Fairway | 0 | 0 | 0 | 0% | 0% | 1 |  |  |  |  | 0% | [5 empty] | 98% | 0% | 98% | 5 | 2% | 0% | 0% | 1 | 0% | 0% | 0% | 1 | 0% | 0% | 0% | 1 | 2% | 0% | 0% | 1 | 98% | 0% | 0% | 5 | 0% | 0% | 0% | 1 | 0% | 0% | 1 |  |  |  |  | 0% | [5 empty] | 57% | 9% | 66% | 3 | 9% | 0% | 0% | 1 | 0% | 0% | 0% | 1 | 15% | 0% | 0% | 1 | 17% | 0% | 0% | 1 | 73% | 0% | 0% | 3 | 10% | 0% | 0% | 1 | 0% | 0% | 1 |  |  |  |  | 1% | [5 empty] | 19% | 72% | 91% | 5 | 10% | 0% | 0% | 1 | 0% | 0% | 0% | 1 | 15% | 0% | 0% | 1 | 22% | 0% | 0% | 1 | 83% | 0% | 0% | 3 | 3% | 0% | 0% | 1 | 0% | 0% | 1 |  |  |  |  | 1% | [5 empty] | 60% | 26% | 86% | 5 | 47% | 0% | 0% | 1 | 2% | 0% | 0% | 1 | 12% | 0% | 0% | 1 | 56% | 0% | 0% | 2 | 75% | 0% | 0% | 3 | 5% | 0% | 0% | 1
151 | Pisgah | 0 | 0 | 0 | 0% | 0% | 1 |  |  |  |  | 0% | [5 empty] | 0% | 0% | 0% | 1 | 54% | 0% | 0% | 2 | 72% | 0% | 0% | 3 | 81% | 0% | 0% | 3 | 86% | 0% | 0% | 3 | 54% | 0% | 0% | 2 | 1% | 0% | 0% | 1 | 0% | 0% | 1 |  |  |  |  | 0% | [5 empty] | 0% | 0% | 0% | 1 | 26% | 0% | 0% | 1 | 23% | 0% | 0% | 1 | 26% | 0% | 0% | 1 | 36% | 0% | 0% | 1 | 66% | 0% | 0% | 2 | 1% | 0% | 0% | 1 | 0% | 0% | 1 |  |  |  |  | 0% | [5 empty] | 0% | 0% | 0% | 1 | 25% | 0% | 0% | 1 | 15% | 0% | 0% | 1 | 14% | 0% | 0% | 1 | 30% | 0% | 0% | 1 | 57% | 0% | 0% | 2 | 1% | 0% | 0% | 1 | 0% | 0% | 1 |  |  |  |  | 0% | [5 empty] | 0% | 0% | 0% | 1 | 34% | 0% | 0% | 1 | 14% | 0% | 0% | 1 | 14% | 0% | 0% | 1 | 39% | 0% | 0% | 1 | 70% | 0% | 0% | 3 | 1% | 0% | 0% | 1
152 | Sloan Canyon | 0 | 0 | 0 | 0% | 0% | 1 |  |  |  |  | 0% | [5 empty] | 0% | 0% | 0% | 1 | 0% | 0% | 0% | 1 | 0% | 0% | 0% | 1 | 0% | 0% | 0% | 1 | 0% | 0% | 0% | 1 | 0% | 0% | 0% | 1 | 0% | 0% | 0% | 1 | 0% | 0% | 1 |  |  |  |  | 0% | [5 empty] | 0% | 0% | 0% | 1 | 0% | 0% | 0% | 1 | 0% | 0% | 0% | 1 | 0% | 0% | 0% | 1 | 0% | 0% | 0% | 1 | 0% | 0% | 0% | 1 | 0% | 0% | 0% | 1 | 0% | 0% | 1 |  |  |  |  | 0% | [5 empty] | 0% | 0% | 0% | 1 | 0% | 0% | 0% | 1 | 0% | 0% | 0% | 1 | 0% | 0% | 0% | 1 | 0% | 0% | 0% | 1 | 0% | 0% | 0% | 1 | 0% | 0% | 0% | 1 | 0% | 0% | 1 |  |  |  |  | 0% | [5 empty] | 0% | 0% | 0% | 1 | 3% | 0% | 0% | 1 | 2% | 0% | 0% | 1 | 0% | 0% | 0% | 1 | 3% | 0% | 0% | 1 | 0% | 0% | 0% | 1 | 0% | 0% | 0% | 1
153 | Templeton | 0 | 0 | 10 | 0% | 0% | 1 |  |  |  |  | 0% | [5 empty] | 98% | 2% | 100% | 5 | 75% | 0% | 0% | 3 | 34% | 0% | 0% | 1 | 34% | 0% | 0% | 1 | 75% | 0% | 0% | 3 | 51% | 0% | 0% | 2 | 3% | 0% | 0% | 1 | 0% | 0% | 1 |  |  |  |  | 0% | [5 empty] | 92% | 7% | 99% | 5 | 75% | 0% | 0% | 3 | 22% | 0% | 0% | 1 | 32% | 0% | 0% | 1 | 77% | 0% | 0% | 3 | 68% | 0% | 0% | 2 | 2% | 0% | 0% | 1 | 0% | 0% | 1 |  |  |  |  | 0% | [5 empty] | 74% | 23% | 97% | 5 | 60% | 0% | 0% | 2 | 14% | 0% | 0% | 1 | 29% | 0% | 0% | 1 | 67% | 0% | 0% | 2 | 64% | 0% | 0% | 2 | 1% | 0% | 0% | 1 | 0% | 0% | 1 |  |  |  |  | 0% | [5 empty] | 78% | 15% | 93% | 5 | 55% | 0% | 0% | 2 | 10% | 0% | 0% | 1 | 30% | 0% | 0% | 1 | 69% | 0% | 0% | 2 | 62% | 0% | 0% | 2 | 1% | 0% | 0% | 1
154 | Palomar Energy | 0 | 0 | 0 | 0% | 0% | 1 |  |  |  |  | 0% | [5 empty] | 0% | 0% | 0% | 1 | 25% | 0% | 0% | 1 | 70% | 0% | 0% | 3 | 74% | 0% | 0% | 3 | 74% | 0% | 0% | 3 | 0% | 0% | 0% | 1 | 3% | 0% | 0% | 1 | 0% | 0% | 1 |  |  |  |  | 0% | [5 empty] | 0% | 0% | 0% | 1 | 16% | 0% | 0% | 1 | 79% | 0% | 0% | 3 | 81% | 0% | 0% | 3 | 81% | 0% | 0% | 3 | 0% | 0% | 0% | 1 | 15% | 0% | 0% | 1 | 0% | 0% | 1 |  |  |  |  | 0% | [5 empty] | 1% | 0% | 1% | 1 | 15% | 0% | 0% | 1 | 75% | 0% | 0% | 3 | 78% | 0% | 0% | 3 | 78% | 0% | 0% | 3 | 0% | 0% | 0% | 1 | 14% | 0% | 0% | 1 | 0% | 0% | 1 |  |  |  |  | 0% | [5 empty] | 1% | 0% | 1% | 1 | 6% | 0% | 0% | 1 | 44% | 0% | 0% | 1 | 57% | 0% | 0% | 2 | 57% | 0% | 0% | 2 | 0% | 0% | 0% | 1 | 6% | 0% | 0% | 1
155 | Sisquoc | 0 | 0 | 0 | 0% | 0% | 1 |  |  |  |  | 0% | [5 empty] | 79% | 3% | 82% | 5 | 0% | 0% | 0% | 1 | 0% | 0% | 0% | 1 | 0% | 0% | 0% | 1 | 0% | 0% | 0% | 1 | 97% | 0% | 0% | 5 | 0% | 0% | 0% | 1 | 0% | 0% | 1 |  |  |  |  | 0% | [5 empty] | 32% | 66% | 98% | 5 | 13% | 0% | 0% | 1 | 0% | 0% | 0% | 1 | 21% | 0% | 0% | 1 | 34% | 0% | 0% | 1 | 85% | 0% | 0% | 3 | 1% | 0% | 0% | 1 | 0% | 0% | 1 |  |  |  |  | 0% | [5 empty] | 11% | 81% | 92% | 5 | 7% | 0% | 0% | 1 | 1% | 0% | 0% | 1 | 12% | 0% | 0% | 1 | 17% | 0% | 0% | 1 | 84% | 0% | 0% | 3 | 3% | 0% | 0% | 1 | 0% | 0% | 1 |  |  |  |  | 0% | [5 empty] | 68% | 21% | 89% | 5 | 62% | 0% | 0% | 2 | 2% | 0% | 0% | 1 | 7% | 0% | 0% | 1 | 68% | 0% | 0% | 2 | 61% | 0% | 0% | 2 | 5% | 0% | 0% | 1
156 | Alberhill | 0 | 0 | 0 | 0% | 0% | 1 |  |  |  |  | 0% | [5 empty] | 0% | 0% | 0% | 1 | 0% | 0% | 0% | 1 | 0% | 0% | 0% | 1 | 0% | 0% | 0% | 1 | 0% | 0% | 0% | 1 | 0% | 0% | 0% | 1 | 0% | 0% | 0% | 1 | 0% | 0% | 1 |  |  |  |  | 0% | [5 empty] | 0% | 0% | 0% | 1 | 0% | 0% | 0% | 1 | 0% | 0% | 0% | 1 | 0% | 0% | 0% | 1 | 0% | 0% | 0% | 1 | 0% | 0% | 0% | 1 | 0% | 0% | 0% | 1 | 0% | 0% | 1 |  |  |  |  | 0% | [5 empty] | 0% | 0% | 0% | 1 | 0% | 0% | 0% | 1 | 0% | 0% | 0% | 1 | 0% | 0% | 0% | 1 | 0% | 0% | 0% | 1 | 0% | 0% | 0% | 1 | 0% | 0% | 0% | 1 | 0% | 0% | 1 |  |  |  |  | 0% | [5 empty] | 1% | 0% | 1% | 1 | 4% | 0% | 0% | 1 | 26% | 0% | 0% | 1 | 66% | 0% | 0% | 2 | 70% | 0% | 0% | 3 | 0% | 0% | 0% | 1 | 3% | 0% | 0% | 1
157 | Sanger | 0 | 0 | 0 | 0% | 0% | 1 |  |  |  |  | 0% | [5 empty] | 0% | 0% | 0% | 1 | 0% | 0% | 0% | 1 | 0% | 0% | 0% | 1 | 0% | 0% | 0% | 1 | 0% | 0% | 0% | 1 | 0% | 0% | 0% | 1 | 0% | 0% | 0% | 1 | 0% | 0% | 1 |  |  |  |  | 0% | [5 empty] | 0% | 0% | 0% | 1 | 0% | 0% | 0% | 1 | 0% | 0% | 0% | 1 | 0% | 0% | 0% | 1 | 0% | 0% | 0% | 1 | 0% | 0% | 0% | 1 | 0% | 0% | 0% | 1 | 0% | 0% | 1 |  |  |  |  | 3% | [5 empty] | 0% | 0% | 0% | 1 | 0% | 0% | 0% | 1 | 0% | 0% | 0% | 1 | 0% | 0% | 0% | 1 | 0% | 0% | 0% | 1 | 0% | 0% | 0% | 1 | 0% | 0% | 0% | 1 | 0% | 0% | 1 |  |  |  |  | 3% | [5 empty] | 0% | 0% | 0% | 1 | 0% | 0% | 0% | 1 | 0% | 0% | 0% | 1 | 0% | 0% | 0% | 1 | 0% | 0% | 0% | 1 | 0% | 0% | 0% | 1 | 0% | 0% | 0% | 1
158 | Lammers | 0 | 0 | 0 | 0% | 0% | 1 |  |  |  |  | 4% | [5 empty] | 87% | 3% | 90% | 5 | 90% | 0% | 0% | 4 | 89% | 0% | 0% | 3 | 97% | 0% | 0% | 5 | 100% | 0% | 0% | 5 | 42% | 0% | 0% | 1 | 3% | 0% | 0% | 1 | 0% | 0% | 1 |  |  |  |  | 3% | [5 empty] | 85% | 6% | 91% | 5 | 91% | 0% | 0% | 4 | 83% | 0% | 0% | 3 | 92% | 0% | 0% | 4 | 100% | 0% | 0% | 5 | 46% | 0% | 0% | 1 | 3% | 0% | 0% | 1 | 0% | 0% | 1 |  |  |  |  | 0% | [5 empty] | 80% | 13% | 93% | 5 | 91% | 0% | 0% | 4 | 76% | 0% | 0% | 3 | 87% | 0% | 0% | 3 | 100% | 0% | 0% | 5 | 51% | 0% | 0% | 2 | 3% | 0% | 0% | 1 | 0% | 0% | 1 |  |  |  |  | 0% | [5 empty] | 62% | 11% | 73% | 3 | 68% | 0% | 0% | 2 | 75% | 0% | 0% | 3 | 82% | 0% | 0% | 3 | 94% | 0% | 0% | 4 | 43% | 0% | 0% | 1 | 6% | 0% | 0% | 1
159 | Chevmain | 0 | 0 | 0 | 0% | 0% | 1 |  |  |  |  | 0% | [5 empty] | 0% | 0% | 0% | 1 | 0% | 0% | 0% | 1 | 76% | 0% | 0% | 3 | 80% | 0% | 0% | 3 | 80% | 0% | 0% | 3 | 0% | 0% | 0% | 1 | 0% | 0% | 0% | 1 | 0% | 0% | 1 |  |  |  |  | 0% | [5 empty] | 0% | 0% | 0% | 1 | 0% | 0% | 0% | 1 | 13% | 0% | 0% | 1 | 67% | 0% | 0% | 2 | 67% | 0% | 0% | 2 | 0% | 0% | 0% | 1 | 0% | 0% | 0% | 1 | 0% | 0% | 1 |  |  |  |  | 0% | [5 empty] | 0% | 0% | 0% | 1 | 0% | 0% | 0% | 1 | 11% | 0% | 0% | 1 | 50% | 0% | 0% | 2 | 51% | 0% | 0% | 2 | 0% | 0% | 0% | 1 | 0% | 0% | 0% | 1 | 0% | 0% | 1 |  |  |  |  | 0% | [5 empty] | 7% | 0% | 7% | 1 | 3% | 0% | 0% | 1 | 17% | 0% | 0% | 1 | 51% | 0% | 0% | 2 | 54% | 0% | 0% | 2 | 2% | 0% | 0% | 1 | 1% | 0% | 0% | 1
160 | Telegraph Canyon | 0 | 0 | 0 | 0% | 0% | 1 |  |  |  |  | 0% | [5 empty] | 0% | 0% | 0% | 1 | 12% | 0% | 0% | 1 | 46% | 0% | 0% | 1 | 84% | 0% | 0% | 3 | 84% | 0% | 0% | 3 | 0% | 0% | 0% | 1 | 11% | 0% | 0% | 1 | 0% | 0% | 1 |  |  |  |  | 0% | [5 empty] | 0% | 0% | 0% | 1 | 8% | 0% | 0% | 1 | 37% | 0% | 0% | 1 | 67% | 0% | 0% | 2 | 68% | 0% | 0% | 2 | 0% | 0% | 0% | 1 | 8% | 0% | 0% | 1 | 0% | 0% | 1 |  |  |  |  | 0% | [5 empty] | 0% | 0% | 0% | 1 | 7% | 0% | 0% | 1 | 38% | 0% | 0% | 1 | 70% | 0% | 0% | 3 | 70% | 0% | 0% | 3 | 4% | 0% | 0% | 1 | 8% | 0% | 0% | 1 | 0% | 0% | 1 |  |  |  |  | 0% | [5 empty] | 0% | 0% | 0% | 1 | 7% | 0% | 0% | 1 | 32% | 0% | 0% | 1 | 63% | 0% | 0% | 2 | 65% | 0% | 0% | 2 | 3% | 0% | 0% | 1 | 7% | 0% | 0% | 1
161 | Grant | 0 | 0 | 0 | 0% | 0% | 1 |  |  |  |  | 0% | [5 empty] | 3% | 0% | 3% | 1 | 3% | 0% | 0% | 1 | 27% | 0% | 0% | 1 | 31% | 0% | 0% | 1 | 34% | 0% | 0% | 1 | 3% | 0% | 0% | 1 | 14% | 0% | 0% | 1 | 0% | 0% | 1 |  |  |  |  | 0% | [5 empty] | 7% | 0% | 7% | 1 | 7% | 0% | 0% | 1 | 13% | 0% | 0% | 1 | 26% | 0% | 0% | 1 | 33% | 0% | 0% | 1 | 7% | 0% | 0% | 1 | 15% | 0% | 0% | 1 | 0% | 0% | 1 |  |  |  |  | 0% | [5 empty] | 8% | 0% | 8% | 1 | 20% | 0% | 0% | 1 | 24% | 0% | 0% | 1 | 35% | 0% | 0% | 1 | 43% | 0% | 0% | 1 | 13% | 0% | 0% | 1 | 11% | 0% | 0% | 1 | 0% | 0% | 1 |  |  |  |  | 0% | [5 empty] | 70% | 1% | 71% | 3 | 50% | 0% | 0% | 2 | 58% | 0% | 0% | 2 | 73% | 0% | 0% | 3 | 85% | 0% | 0% | 3 | 32% | 0% | 0% | 1 | 6% | 0% | 0% | 1
162 | East Marysville | 0 | 0 | 0 | 0% | 0% | 1 |  |  |  |  | 0% | [5 empty] | 0% | 0% | 0% | 1 | 0% | 0% | 0% | 1 | 0% | 0% | 0% | 1 | 0% | 0% | 0% | 1 | 0% | 0% | 0% | 1 | 0% | 0% | 0% | 1 | 0% | 0% | 0% | 1 | 0% | 0% | 1 |  |  |  |  | 0% | [5 empty] | 100% | 0% | 100% | 5 | 96% | 0% | 0% | 5 | 74% | 0% | 0% | 3 | 74% | 0% | 0% | 3 | 97% | 0% | 0% | 5 | 99% | 0% | 0% | 5 | 0% | 0% | 0% | 1 | 0% | 0% | 1 |  |  |  |  | 0% | [5 empty] | 100% | 0% | 100% | 5 | 97% | 0% | 0% | 5 | 65% | 0% | 0% | 2 | 65% | 0% | 0% | 2 | 98% | 0% | 0% | 5 | 82% | 0% | 0% | 3 | 0% | 0% | 0% | 1 | 0% | 0% | 1 |  |  |  |  | 0% | [5 empty] | 100% | 0% | 100% | 5 | 97% | 0% | 0% | 5 | 65% | 0% | 0% | 2 | 65% | 0% | 0% | 2 | 98% | 0% | 0% | 5 | 82% | 0% | 0% | 3 | 0% | 0% | 0% | 1
163 | Caribou 2 | 0 | 0 | 0 | 0% | 0% | 1 |  |  |  |  | 0% | [5 empty] | 100% | 0% | 100% | 5 | 0% | 0% | 0% | 1 | 83% | 0% | 0% | 3 | 68% | 0% | 0% | 2 | 100% | 0% | 0% | 5 | 100% | 0% | 0% | 5 | 8% | 0% | 0% | 1 | 0% | 0% | 1 |  |  |  |  | 0% | [5 empty] | 43% | 8% | 51% | 3 | 41% | 0% | 0% | 1 | 72% | 0% | 0% | 3 | 63% | 0% | 0% | 2 | 89% | 0% | 0% | 3 | 87% | 0% | 0% | 3 | 4% | 0% | 0% | 1 | 0% | 0% | 1 |  |  |  |  | 0% | [5 empty] | 35% | 15% | 50% | 3 | 44% | 0% | 0% | 1 | 67% | 0% | 0% | 2 | 64% | 0% | 0% | 2 | 85% | 0% | 0% | 3 | 81% | 0% | 0% | 3 | 3% | 0% | 0% | 1 | 0% | 0% | 1 |  |  |  |  | 0% | [5 empty] | 53% | 10% | 63% | 3 | 34% | 0% | 0% | 1 | 47% | 0% | 0% | 1 | 50% | 0% | 0% | 2 | 72% | 0% | 0% | 3 | 75% | 0% | 0% | 3 | 3% | 0% | 0% | 1
164 | Dixon Landing | 0 | 0 | 0 | 0% | 0% | 1 |  |  |  |  | 0% | [5 empty] | 44% | 0% | 44% | 2 | 44% | 0% | 0% | 1 | 44% | 0% | 0% | 1 | 52% | 0% | 0% | 2 | 52% | 0% | 0% | 2 | 44% | 0% | 0% | 1 | 55% | 0% | 0% | 2 | 0% | 0% | 1 |  |  |  |  | 0% | [5 empty] | 82% | 13% | 95% | 5 | 94% | 0% | 0% | 4 | 57% | 0% | 0% | 2 | 59% | 0% | 0% | 2 | 96% | 0% | 0% | 5 | 94% | 0% | 0% | 4 | 6% | 0% | 0% | 1 | 0% | 0% | 1 |  |  |  |  | 0% | [5 empty] | 84% | 11% | 95% | 5 | 82% | 0% | 0% | 3 | 41% | 0% | 0% | 1 | 41% | 0% | 0% | 1 | 88% | 0% | 0% | 3 | 87% | 0% | 0% | 3 | 4% | 0% | 0% | 1 | 0% | 0% | 1 |  |  |  |  | 0% | [5 empty] | 81% | 11% | 92% | 5 | 88% | 0% | 0% | 3 | 77% | 0% | 0% | 3 | 85% | 0% | 0% | 3 | 98% | 0% | 0% | 5 | 51% | 0% | 0% | 2 | 3% | 0% | 0% | 1
165 | New Sub - Gates - Templeton (Proposed) | 0 | 0 | 0 | 0% | 0% | 1 |  |  |  |  | 0% | [5 empty] | 100% | 0% | 100% | 5 | 100% | 0% | 0% | 5 | 0% | 0% | 0% | 1 | 0% | 0% | 0% | 1 | 100% | 0% | 0% | 5 | 100% | 0% | 0% | 5 | 0% | 0% | 0% | 1 | 0% | 0% | 1 |  |  |  |  | 0% | [5 empty] | 94% | 3% | 97% | 5 | 69% | 0% | 0% | 2 | 0% | 0% | 0% | 1 | 5% | 0% | 0% | 1 | 72% | 0% | 0% | 3 | 91% | 0% | 0% | 4 | 0% | 0% | 0% | 1 | 0% | 0% | 1 |  |  |  |  | 0% | [5 empty] | 96% | 3% | 99% | 5 | 75% | 0% | 0% | 3 | 8% | 0% | 0% | 1 | 33% | 0% | 0% | 1 | 77% | 0% | 0% | 3 | 79% | 0% | 0% | 3 | 0% | 0% | 0% | 1 | 0% | 0% | 1 |  |  |  |  | 0% | [5 empty] | 94% | 3% | 97% | 5 | 65% | 0% | 0% | 2 | 6% | 0% | 0% | 1 | 25% | 0% | 0% | 1 | 71% | 0% | 0% | 3 | 64% | 0% | 0% | 2 | 1% | 0% | 0% | 1
166 | Westley | 0 | 0 | 0 | 0% | 0% | 1 |  |  |  |  | 0% | [5 empty] | 46% | 54% | 100% | 5 | 100% | 0% | 0% | 5 | 14% | 0% | 0% | 1 | 56% | 0% | 0% | 2 | 100% | 0% | 0% | 5 | 100% | 0% | 0% | 5 | 0% | 0% | 0% | 1 | 0% | 0% | 1 |  |  |  |  | 0% | [5 empty] | 39% | 61% | 100% | 5 | 99% | 0% | 0% | 5 | 21% | 0% | 0% | 1 | 46% | 0% | 0% | 1 | 99% | 0% | 0% | 5 | 100% | 0% | 0% | 5 | 0% | 0% | 0% | 1 | 0% | 0% | 1 |  |  |  |  | 1% | [5 empty] | 53% | 47% | 100% | 5 | 99% | 0% | 0% | 5 | 47% | 0% | 0% | 1 | 61% | 0% | 0% | 2 | 99% | 0% | 0% | 5 | 97% | 0% | 0% | 5 | 0% | 0% | 0% | 1 | 0% | 0% | 1 |  |  |  |  | 1% | [5 empty] | 77% | 17% | 94% | 5 | 91% | 0% | 0% | 4 | 70% | 0% | 0% | 3 | 80% | 0% | 0% | 3 | 99% | 0% | 0% | 5 | 58% | 0% | 0% | 2 | 2% | 0% | 0% | 1
167 | Antelope | 0 | 0 | 10 | 0% | 0% | 1 |  |  |  |  | 1% | [5 empty] | 20% | 19% | 39% | 3 | 2% | 0% | 0% | 1 | 38% | 0% | 0% | 1 | 38% | 0% | 0% | 1 | 44% | 0% | 0% | 1 | 28% | 0% | 0% | 1 | 2% | 0% | 0% | 1 | 0% | 0% | 1 |  |  |  |  | 1% | [5 empty] | 19% | 13% | 32% | 3 | 11% | 0% | 0% | 1 | 31% | 0% | 0% | 1 | 24% | 0% | 0% | 1 | 44% | 0% | 0% | 1 | 24% | 0% | 0% | 1 | 2% | 0% | 0% | 1 | 0% | 0% | 1 |  |  |  |  | 0% | [5 empty] | 15% | 11% | 26% | 3 | 15% | 0% | 0% | 1 | 35% | 0% | 0% | 1 | 24% | 0% | 0% | 1 | 50% | 0% | 0% | 2 | 24% | 0% | 0% | 1 | 1% | 0% | 0% | 1 | 0% | 0% | 1 |  |  |  |  | 0% | [5 empty] | 23% | 14% | 37% | 3 | 31% | 0% | 0% | 1 | 37% | 0% | 0% | 1 | 27% | 0% | 0% | 1 | 62% | 0% | 0% | 2 | 34% | 0% | 0% | 1 | 1% | 0% | 0% | 1
168 | Atwater | 0 | 0 | 0 | 0% | 0% | 1 |  |  |  |  | 0% | [5 empty] | 0% | 0% | 0% | 1 | 0% | 0% | 0% | 1 | 0% | 0% | 0% | 1 | 0% | 0% | 0% | 1 | 0% | 0% | 0% | 1 | 0% | 0% | 0% | 1 | 0% | 0% | 0% | 1 | 0% | 0% | 1 |  |  |  |  | 0% | [5 empty] | 0% | 0% | 0% | 1 | 0% | 0% | 0% | 1 | 0% | 0% | 0% | 1 | 0% | 0% | 0% | 1 | 0% | 0% | 0% | 1 | 0% | 0% | 0% | 1 | 0% | 0% | 0% | 1 | 0% | 0% | 1 |  |  |  |  | 0% | [5 empty] | 0% | 0% | 0% | 1 | 0% | 0% | 0% | 1 | 0% | 0% | 0% | 1 | 0% | 0% | 0% | 1 | 0% | 0% | 0% | 1 | 0% | 0% | 0% | 1 | 0% | 0% | 0% | 1 | 0% | 0% | 1 |  |  |  |  | 0% | [5 empty] | 100% | 0% | 100% | 5 | 100% | 0% | 0% | 5 | 0% | 0% | 0% | 1 | 0% | 0% | 0% | 1 | 100% | 0% | 0% | 5 | 0% | 0% | 0% | 1 | 0% | 0% | 0% | 1
169 | Pine Flat | 0 | 0 | 0 | 0% | 0% | 1 |  |  |  |  | 0% | [5 empty] | 0% | 0% | 0% | 1 | 0% | 0% | 0% | 1 | 0% | 0% | 0% | 1 | 0% | 0% | 0% | 1 | 0% | 0% | 0% | 1 | 0% | 0% | 0% | 1 | 0% | 0% | 0% | 1 | 0% | 0% | 1 |  |  |  |  | 0% | [5 empty] | 0% | 0% | 0% | 1 | 0% | 0% | 0% | 1 | 0% | 0% | 0% | 1 | 0% | 0% | 0% | 1 | 0% | 0% | 0% | 1 | 0% | 0% | 0% | 1 | 0% | 0% | 0% | 1 | 0% | 0% | 1 |  |  |  |  | 0% | [5 empty] | 0% | 0% | 0% | 1 | 0% | 0% | 0% | 1 | 0% | 0% | 0% | 1 | 0% | 0% | 0% | 1 | 0% | 0% | 0% | 1 | 0% | 0% | 0% | 1 | 0% | 0% | 0% | 1 | 0% | 0% | 1 |  |  |  |  | 0% | [5 empty] | 0% | 0% | 0% | 1 | 0% | 0% | 0% | 1 | 0% | 0% | 0% | 1 | 0% | 0% | 0% | 1 | 0% | 0% | 0% | 1 | 0% | 0% | 0% | 1 | 0% | 0% | 0% | 1
170 | Murray | 0 | 0 | 0 | 0% | 0% | 1 |  |  |  |  | 0% | [5 empty] | 0% | 0% | 0% | 1 | 0% | 0% | 0% | 1 | 9% | 0% | 0% | 1 | 93% | 0% | 0% | 4 | 93% | 0% | 0% | 4 | 0% | 0% | 0% | 1 | 0% | 0% | 0% | 1 | 0% | 0% | 1 |  |  |  |  | 0% | [5 empty] | 0% | 0% | 0% | 1 | 3% | 0% | 0% | 1 | 20% | 0% | 0% | 1 | 57% | 0% | 0% | 2 | 59% | 0% | 0% | 2 | 0% | 0% | 0% | 1 | 5% | 0% | 0% | 1 | 0% | 0% | 1 |  |  |  |  | 0% | [5 empty] | 0% | 0% | 0% | 1 | 7% | 0% | 0% | 1 | 35% | 0% | 0% | 1 | 65% | 0% | 0% | 2 | 66% | 0% | 0% | 2 | 0% | 0% | 0% | 1 | 7% | 0% | 0% | 1 | 0% | 0% | 1 |  |  |  |  | 0% | [5 empty] | 1% | 23% | 24% | 4 | 30% | 0% | 0% | 1 | 46% | 0% | 0% | 1 | 76% | 0% | 0% | 3 | 76% | 0% | 0% | 3 | 6% | 0% | 0% | 1 | 9% | 0% | 0% | 1
171 | Lathrop | 0 | 0 | 0 | 0% | 0% | 1 |  |  |  |  | 0% | [5 empty] | 0% | 0% | 0% | 1 | 0% | 0% | 0% | 1 | 0% | 0% | 0% | 1 | 0% | 0% | 0% | 1 | 0% | 0% | 0% | 1 | 0% | 0% | 0% | 1 | 0% | 0% | 0% | 1 | 0% | 0% | 1 |  |  |  |  | 0% | [5 empty] | 0% | 0% | 0% | 1 | 0% | 0% | 0% | 1 | 0% | 0% | 0% | 1 | 0% | 0% | 0% | 1 | 0% | 0% | 0% | 1 | 0% | 0% | 0% | 1 | 0% | 0% | 0% | 1 | 0% | 0% | 1 |  |  |  |  | 0% | [5 empty] | 0% | 0% | 0% | 1 | 0% | 0% | 0% | 1 | 0% | 0% | 0% | 1 | 0% | 0% | 0% | 1 | 0% | 0% | 0% | 1 | 2% | 0% | 0% | 1 | 0% | 0% | 0% | 1 | 0% | 0% | 1 |  |  |  |  | 0% | [5 empty] | 0% | 0% | 0% | 1 | 0% | 0% | 0% | 1 | 0% | 0% | 0% | 1 | 0% | 0% | 0% | 1 | 0% | 0% | 0% | 1 | 2% | 0% | 0% | 1 | 0% | 0% | 0% | 1
172 | Semitropic | 0 | 0 | 0 | 0% | 0% | 1 |  |  |  |  | 0% | [5 empty] | 0% | 0% | 0% | 1 | 0% | 0% | 0% | 1 | 0% | 0% | 0% | 1 | 0% | 0% | 0% | 1 | 0% | 0% | 0% | 1 | 0% | 0% | 0% | 1 | 0% | 0% | 0% | 1 | 0% | 0% | 1 |  |  |  |  | 0% | [5 empty] | 0% | 0% | 0% | 1 | 0% | 0% | 0% | 1 | 0% | 0% | 0% | 1 | 0% | 0% | 0% | 1 | 0% | 0% | 0% | 1 | 0% | 0% | 0% | 1 | 0% | 0% | 0% | 1 | 0% | 0% | 1 |  |  |  |  | 0% | [5 empty] | 0% | 0% | 0% | 1 | 0% | 0% | 0% | 1 | 0% | 0% | 0% | 1 | 0% | 0% | 0% | 1 | 0% | 0% | 0% | 1 | 0% | 0% | 0% | 1 | 0% | 0% | 0% | 1 | 0% | 0% | 1 |  |  |  |  | 0% | [5 empty] | 66% | 0% | 66% | 3 | 24% | 0% | 0% | 1 | 0% | 0% | 0% | 1 | 0% | 0% | 0% | 1 | 24% | 0% | 0% | 1 | 65% | 0% | 0% | 2 | 0% | 0% | 0% | 1
173 | Hopland | 0 | 0 | 0 | 0% | 0% | 1 |  |  |  |  | 0% | [5 empty] | 16% | 84% | 100% | 5 | 81% | 0% | 0% | 3 | 9% | 0% | 0% | 1 | 15% | 0% | 0% | 1 | 82% | 0% | 0% | 3 | 80% | 0% | 0% | 3 | 0% | 0% | 0% | 1 | 0% | 0% | 1 |  |  |  |  | 0% | [5 empty] | 31% | 65% | 96% | 5 | 68% | 0% | 0% | 2 | 14% | 0% | 0% | 1 | 20% | 0% | 0% | 1 | 78% | 0% | 0% | 3 | 65% | 0% | 0% | 2 | 0% | 0% | 0% | 1 | 0% | 0% | 1 |  |  |  |  | 0% | [5 empty] | 40% | 47% | 87% | 5 | 65% | 0% | 0% | 2 | 21% | 0% | 0% | 1 | 36% | 0% | 0% | 1 | 78% | 0% | 0% | 3 | 65% | 0% | 0% | 2 | 0% | 0% | 0% | 1 | 0% | 0% | 1 |  |  |  |  | 0% | [5 empty] | 35% | 29% | 64% | 4 | 60% | 0% | 0% | 2 | 25% | 0% | 0% | 1 | 47% | 0% | 0% | 1 | 74% | 0% | 0% | 3 | 59% | 0% | 0% | 2 | 0% | 0% | 0% | 1
174 | Point Loma | 0 | 0 | 0 | 0% | 0% | 1 |  |  |  |  | 0% | [5 empty] | 0% | 0% | 0% | 1 | 3% | 0% | 0% | 1 | 18% | 0% | 0% | 1 | 51% | 0% | 0% | 2 | 52% | 0% | 0% | 2 | 0% | 0% | 0% | 1 | 5% | 0% | 0% | 1 | 0% | 0% | 1 |  |  |  |  | 0% | [5 empty] | 0% | 0% | 0% | 1 | 3% | 0% | 0% | 1 | 20% | 0% | 0% | 1 | 54% | 0% | 0% | 2 | 55% | 0% | 0% | 2 | 0% | 0% | 0% | 1 | 5% | 0% | 0% | 1 | 0% | 0% | 1 |  |  |  |  | 1% | [5 empty] | 0% | 0% | 0% | 1 | 6% | 0% | 0% | 1 | 37% | 0% | 0% | 1 | 64% | 0% | 0% | 2 | 64% | 0% | 0% | 2 | 0% | 0% | 0% | 1 | 7% | 0% | 0% | 1 | 0% | 0% | 1 |  |  |  |  | 1% | [5 empty] | 0% | 0% | 0% | 1 | 7% | 0% | 0% | 1 | 38% | 0% | 0% | 1 | 67% | 0% | 0% | 2 | 67% | 0% | 0% | 2 | 0% | 0% | 0% | 1 | 7% | 0% | 0% | 1
175 | Whirlwind | 0 | 0 | 10 | 0% | 0% | 1 |  |  |  |  | 1% | [5 empty] | 12% | 0% | 12% | 1 | 31% | 0% | 0% | 1 | 40% | 0% | 0% | 1 | 25% | 0% | 0% | 1 | 61% | 0% | 0% | 2 | 25% | 0% | 0% | 1 | 0% | 0% | 0% | 1 | 0% | 0% | 1 |  |  |  |  | 1% | [5 empty] | 20% | 5% | 25% | 2 | 29% | 0% | 0% | 1 | 42% | 0% | 0% | 1 | 30% | 0% | 0% | 1 | 64% | 0% | 0% | 2 | 29% | 0% | 0% | 1 | 1% | 0% | 0% | 1 | 0% | 0% | 1 |  |  |  |  | 0% | [5 empty] | 22% | 10% | 32% | 3 | 30% | 0% | 0% | 1 | 39% | 0% | 0% | 1 | 31% | 0% | 0% | 1 | 63% | 0% | 0% | 2 | 32% | 0% | 0% | 1 | 1% | 0% | 0% | 1 | 0% | 0% | 1 |  |  |  |  | 0% | [5 empty] | 25% | 16% | 41% | 3 | 34% | 0% | 0% | 1 | 35% | 0% | 0% | 1 | 29% | 0% | 0% | 1 | 63% | 0% | 0% | 2 | 37% | 0% | 0% | 1 | 1% | 0% | 0% | 1
176 | Gould | 0 | 0 | 0 | 0% | 0% | 1 |  |  |  |  | 0% | [5 empty] | 0% | 0% | 0% | 1 | 0% | 0% | 0% | 1 | 0% | 0% | 0% | 1 | 0% | 0% | 0% | 1 | 0% | 0% | 0% | 1 | 0% | 0% | 0% | 1 | 0% | 0% | 0% | 1 | 0% | 0% | 1 |  |  |  |  | 0% | [5 empty] | 100% | 0% | 100% | 5 | 100% | 0% | 0% | 5 | 0% | 0% | 0% | 1 | 0% | 0% | 0% | 1 | 100% | 0% | 0% | 5 | 100% | 0% | 0% | 5 | 0% | 0% | 0% | 1 | 0% | 0% | 1 |  |  |  |  | 0% | [5 empty] | 56% | 0% | 56% | 3 | 3% | 0% | 0% | 1 | 0% | 0% | 0% | 1 | 0% | 0% | 0% | 1 | 3% | 0% | 0% | 1 | 37% | 0% | 0% | 1 | 0% | 0% | 0% | 1 | 0% | 0% | 1 |  |  |  |  | 0% | [5 empty] | 37% | 39% | 76% | 5 | 12% | 0% | 0% | 1 | 14% | 0% | 0% | 1 | 9% | 0% | 0% | 1 | 28% | 0% | 0% | 1 | 44% | 0% | 0% | 1 | 2% | 0% | 0% | 1
177 | Burney Forest | 0 | 0 | 0 | 0% | 0% | 1 |  |  |  |  | 0% | [5 empty] | 86% | 0% | 86% | 5 | 58% | 0% | 0% | 2 | 15% | 0% | 0% | 1 | 15% | 0% | 0% | 1 | 71% | 0% | 0% | 3 | 46% | 0% | 0% | 1 | 1% | 0% | 0% | 1 | 0% | 0% | 1 |  |  |  |  | 0% | [5 empty] | 78% | 1% | 79% | 5 | 56% | 0% | 0% | 2 | 17% | 0% | 0% | 1 | 13% | 0% | 0% | 1 | 71% | 0% | 0% | 3 | 43% | 0% | 0% | 1 | 1% | 0% | 0% | 1 | 0% | 0% | 1 |  |  |  |  | 0% | [5 empty] | 73% | 3% | 76% | 5 | 49% | 0% | 0% | 1 | 18% | 0% | 0% | 1 | 12% | 0% | 0% | 1 | 66% | 0% | 0% | 2 | 49% | 0% | 0% | 1 | 1% | 0% | 0% | 1 | 0% | 0% | 1 |  |  |  |  | 0% | [5 empty] | 53% | 10% | 63% | 3 | 43% | 0% | 0% | 1 | 20% | 0% | 0% | 1 | 18% | 0% | 0% | 1 | 65% | 0% | 0% | 2 | 58% | 0% | 0% | 2 | 1% | 0% | 0% | 1
178 | GWF Hanford | 0 | 0 | 0 | 0% | 0% | 1 |  |  |  |  | 0% | [5 empty] | 0% | 0% | 0% | 1 | 0% | 0% | 0% | 1 | 0% | 0% | 0% | 1 | 0% | 0% | 0% | 1 | 0% | 0% | 0% | 1 | 0% | 0% | 0% | 1 | 0% | 0% | 0% | 1 | 0% | 0% | 1 |  |  |  |  | 0% | [5 empty] | 0% | 0% | 0% | 1 | 0% | 0% | 0% | 1 | 0% | 0% | 0% | 1 | 0% | 0% | 0% | 1 | 0% | 0% | 0% | 1 | 0% | 0% | 0% | 1 | 0% | 0% | 0% | 1 | 0% | 0% | 1 |  |  |  |  | 2% | [5 empty] | 0% | 0% | 0% | 1 | 0% | 0% | 0% | 1 | 0% | 0% | 0% | 1 | 0% | 0% | 0% | 1 | 0% | 0% | 0% | 1 | 0% | 0% | 0% | 1 | 0% | 0% | 0% | 1 | 0% | 0% | 1 |  |  |  |  | 2% | [5 empty] | 0% | 0% | 0% | 1 | 0% | 0% | 0% | 1 | 0% | 0% | 0% | 1 | 0% | 0% | 0% | 1 | 0% | 0% | 0% | 1 | 0% | 0% | 0% | 1 | 0% | 0% | 0% | 1
179 | San Ramon | 0 | 0 | 0 | 0% | 0% | 1 |  |  |  |  | 0% | [5 empty] | 93% | 7% | 100% | 5 | 75% | 0% | 0% | 3 | 78% | 0% | 0% | 3 | 78% | 0% | 0% | 3 | 98% | 0% | 0% | 5 | 33% | 0% | 0% | 1 | 2% | 0% | 0% | 1 | 0% | 0% | 1 |  |  |  |  | 0% | [5 empty] | 98% | 2% | 100% | 5 | 74% | 0% | 0% | 3 | 89% | 0% | 0% | 3 | 90% | 0% | 0% | 4 | 95% | 0% | 0% | 5 | 52% | 0% | 0% | 2 | 2% | 0% | 0% | 1 | 0% | 0% | 1 |  |  |  |  | 0% | [5 empty] | 96% | 1% | 97% | 5 | 84% | 0% | 0% | 3 | 80% | 0% | 0% | 3 | 94% | 0% | 0% | 4 | 98% | 0% | 0% | 5 | 35% | 0% | 0% | 1 | 4% | 0% | 0% | 1 | 0% | 0% | 1 |  |  |  |  | 0% | [5 empty] | 58% | 3% | 61% | 3 | 60% | 0% | 0% | 2 | 75% | 0% | 0% | 3 | 71% | 0% | 0% | 3 | 89% | 0% | 0% | 3 | 30% | 0% | 0% | 1 | 18% | 0% | 0% | 1
180 | Stanislaus | 0 | 0 | 0 | 0% | 0% | 1 |  |  |  |  | 0% | [5 empty] | 60% | 40% | 100% | 5 | 97% | 0% | 0% | 5 | 25% | 0% | 0% | 1 | 76% | 0% | 0% | 3 | 98% | 0% | 0% | 5 | 100% | 0% | 0% | 5 | 0% | 0% | 0% | 1 | 0% | 0% | 1 |  |  |  |  | 0% | [5 empty] | 42% | 58% | 100% | 5 | 96% | 0% | 0% | 5 | 18% | 0% | 0% | 1 | 44% | 0% | 0% | 1 | 98% | 0% | 0% | 5 | 100% | 0% | 0% | 5 | 0% | 0% | 0% | 1 | 0% | 0% | 1 |  |  |  |  | 0% | [5 empty] | 38% | 62% | 100% | 5 | 97% | 0% | 0% | 5 | 22% | 0% | 0% | 1 | 44% | 0% | 0% | 1 | 99% | 0% | 0% | 5 | 100% | 0% | 0% | 5 | 0% | 0% | 0% | 1 | 0% | 0% | 1 |  |  |  |  | 0% | [5 empty] | 59% | 40% | 99% | 5 | 97% | 0% | 0% | 5 | 41% | 0% | 0% | 1 | 51% | 0% | 0% | 2 | 98% | 0% | 0% | 5 | 96% | 0% | 0% | 5 | 1% | 0% | 0% | 1
181 | Magunden | 0 | 0 | 0 | 0% | 0% | 1 |  |  |  |  | 0% | [5 empty] | 0% | 0% | 0% | 1 | 0% | 0% | 0% | 1 | 0% | 0% | 0% | 1 | 0% | 0% | 0% | 1 | 0% | 0% | 0% | 1 | 0% | 0% | 0% | 1 | 0% | 0% | 0% | 1 | 0% | 0% | 1 |  |  |  |  | 0% | [5 empty] | 0% | 0% | 0% | 1 | 0% | 0% | 0% | 1 | 0% | 0% | 0% | 1 | 0% | 0% | 0% | 1 | 0% | 0% | 0% | 1 | 0% | 0% | 0% | 1 | 0% | 0% | 0% | 1 | 0% | 0% | 1 |  |  |  |  | 0% | [5 empty] | 0% | 100% | 100% | 5 | 65% | 0% | 0% | 2 | 40% | 0% | 0% | 1 | 55% | 0% | 0% | 2 | 100% | 0% | 0% | 5 | 100% | 0% | 0% | 5 | 0% | 0% | 0% | 1 | 0% | 0% | 1 |  |  |  |  | 0% | [5 empty] | 5% | 94% | 99% | 5 | 36% | 0% | 0% | 1 | 14% | 0% | 0% | 1 | 33% | 0% | 0% | 1 | 57% | 0% | 0% | 2 | 66% | 0% | 0% | 2 | 1% | 0% | 0% | 1
182 | Alamitos | 0 | 0 | 0 | 0% | 0% | 1 |  |  |  |  | 0% | [5 empty] | 0% | 0% | 0% | 1 | 0% | 0% | 0% | 1 | 16% | 0% | 0% | 1 | 52% | 0% | 0% | 2 | 52% | 0% | 0% | 2 | 0% | 0% | 0% | 1 | 1% | 0% | 0% | 1 | 0% | 0% | 1 |  |  |  |  | 0% | [5 empty] | 0% | 0% | 0% | 1 | 0% | 0% | 0% | 1 | 16% | 0% | 0% | 1 | 60% | 0% | 0% | 2 | 60% | 0% | 0% | 2 | 0% | 0% | 0% | 1 | 3% | 0% | 0% | 1 | 0% | 0% | 1 |  |  |  |  | 0% | [5 empty] | 0% | 0% | 0% | 1 | 1% | 0% | 0% | 1 | 16% | 0% | 0% | 1 | 61% | 0% | 0% | 2 | 61% | 0% | 0% | 2 | 0% | 0% | 0% | 1 | 3% | 0% | 0% | 1 | 0% | 0% | 1 |  |  |  |  | 0% | [5 empty] | 0% | 0% | 0% | 1 | 1% | 0% | 0% | 1 | 21% | 0% | 0% | 1 | 63% | 0% | 0% | 2 | 63% | 0% | 0% | 2 | 0% | 0% | 0% | 1 | 2% | 0% | 0% | 1
183 | Valley Springs | 0 | 0 | 0 | 0% | 0% | 1 |  |  |  |  | 0% | [5 empty] | 0% | 0% | 0% | 1 | 0% | 0% | 0% | 1 | 0% | 0% | 0% | 1 | 0% | 0% | 0% | 1 | 0% | 0% | 0% | 1 | 0% | 0% | 0% | 1 | 0% | 0% | 0% | 1 | 0% | 0% | 1 |  |  |  |  | 0% | [5 empty] | 0% | 0% | 0% | 1 | 0% | 0% | 0% | 1 | 0% | 0% | 0% | 1 | 0% | 0% | 0% | 1 | 0% | 0% | 0% | 1 | 0% | 0% | 0% | 1 | 0% | 0% | 0% | 1 | 0% | 0% | 1 |  |  |  |  | 0% | [5 empty] | 0% | 0% | 0% | 1 | 0% | 0% | 0% | 1 | 0% | 0% | 0% | 1 | 0% | 0% | 0% | 1 | 0% | 0% | 0% | 1 | 0% | 0% | 0% | 1 | 0% | 0% | 0% | 1 | 0% | 0% | 1 |  |  |  |  | 0% | [5 empty] | 0% | 100% | 100% | 5 | 0% | 0% | 0% | 1 | 0% | 0% | 0% | 1 | 0% | 0% | 0% | 1 | 0% | 0% | 0% | 1 | 8% | 0% | 0% | 1 | 0% | 0% | 0% | 1
184 | Blythe | 0 | 0 | 0 | 0% | 0% | 1 |  |  |  |  | 0% | [5 empty] | 0% | 0% | 0% | 1 | 22% | 0% | 0% | 1 | 26% | 0% | 0% | 1 | 19% | 0% | 0% | 1 | 41% | 0% | 0% | 1 | 63% | 0% | 0% | 2 | 0% | 0% | 0% | 1 | 0% | 0% | 1 |  |  |  |  | 0% | [5 empty] | 0% | 0% | 0% | 1 | 41% | 0% | 0% | 1 | 30% | 0% | 0% | 1 | 26% | 0% | 0% | 1 | 49% | 0% | 0% | 1 | 73% | 0% | 0% | 3 | 0% | 0% | 0% | 1 | 0% | 0% | 1 |  |  |  |  | 0% | [5 empty] | 0% | 0% | 0% | 1 | 36% | 0% | 0% | 1 | 28% | 0% | 0% | 1 | 25% | 0% | 0% | 1 | 45% | 0% | 0% | 1 | 81% | 0% | 0% | 3 | 0% | 0% | 0% | 1 | 0% | 0% | 1 |  |  |  |  | 0% | [5 empty] | 0% | 0% | 0% | 1 | 40% | 0% | 0% | 1 | 32% | 0% | 0% | 1 | 30% | 0% | 0% | 1 | 51% | 0% | 0% | 2 | 80% | 0% | 0% | 3 | 0% | 0% | 0% | 1
185 | Midway | 0 | 0 | 20 | 0% | 0% | 1 |  |  |  |  | 0% | [5 empty] | 0% | 0% | 0% | 1 | 0% | 0% | 0% | 1 | 0% | 0% | 0% | 1 | 0% | 0% | 0% | 1 | 0% | 0% | 0% | 1 | 0% | 0% | 0% | 1 | 0% | 0% | 0% | 1 | 0% | 0% | 1 |  |  |  |  | 0% | [5 empty] | 0% | 0% | 0% | 1 | 0% | 0% | 0% | 1 | 0% | 0% | 0% | 1 | 0% | 0% | 0% | 1 | 0% | 0% | 0% | 1 | 0% | 0% | 0% | 1 | 0% | 0% | 0% | 1 | 0% | 0% | 1 |  |  |  |  | 73% | [5 empty] | 0% | 0% | 0% | 1 | 0% | 0% | 0% | 1 | 0% | 0% | 0% | 1 | 0% | 0% | 0% | 1 | 0% | 0% | 0% | 1 | 0% | 0% | 0% | 1 | 0% | 0% | 0% | 1 | 0% | 0% | 1 |  |  |  |  | 73% | [5 empty] | 82% | 0% | 82% | 5 | 54% | 0% | 0% | 2 | 0% | 0% | 0% | 1 | 31% | 0% | 0% | 1 | 54% | 0% | 0% | 2 | 57% | 0% | 0% | 2 | 0% | 0% | 0% | 1
186 | Buena Vista | 0 | 0 | 0 | 0% | 0% | 1 |  |  |  |  | 0% | [5 empty] | 0% | 0% | 0% | 1 | 0% | 0% | 0% | 1 | 0% | 0% | 0% | 1 | 0% | 0% | 0% | 1 | 0% | 0% | 0% | 1 | 0% | 0% | 0% | 1 | 0% | 0% | 0% | 1 | 0% | 0% | 1 |  |  |  |  | 77% | [5 empty] | 8% | 0% | 8% | 1 | 8% | 0% | 0% | 1 | 4% | 0% | 0% | 1 | 5% | 0% | 0% | 1 | 13% | 0% | 0% | 1 | 6% | 0% | 0% | 1 | 3% | 0% | 0% | 1 | 0% | 0% | 1 |  |  |  |  | 0% | [5 empty] | 8% | 4% | 12% | 2 | 9% | 0% | 0% | 1 | 8% | 0% | 0% | 1 | 8% | 0% | 0% | 1 | 15% | 0% | 0% | 1 | 10% | 0% | 0% | 1 | 2% | 0% | 0% | 1 | 0% | 0% | 1 |  |  |  |  | 0% | [5 empty] | 14% | 13% | 27% | 3 | 21% | 0% | 0% | 1 | 10% | 0% | 0% | 1 | 24% | 0% | 0% | 1 | 40% | 0% | 0% | 1 | 34% | 0% | 0% | 1 | 5% | 0% | 0% | 1
187 | Crows Landing | 0 | 0 | 0 | 0% | 0% | 1 |  |  |  |  | 0% | [5 empty] | 100% | 0% | 100% | 5 | 90% | 0% | 0% | 4 | 74% | 0% | 0% | 3 | 100% | 0% | 0% | 5 | 100% | 0% | 0% | 5 | 100% | 0% | 0% | 5 | 0% | 0% | 0% | 1 | 0% | 0% | 1 |  |  |  |  | 0% | [5 empty] | 57% | 43% | 100% | 5 | 95% | 0% | 0% | 5 | 15% | 0% | 0% | 1 | 54% | 0% | 0% | 2 | 97% | 0% | 0% | 5 | 100% | 0% | 0% | 5 | 0% | 0% | 0% | 1 | 0% | 0% | 1 |  |  |  |  | 0% | [5 empty] | 40% | 60% | 100% | 5 | 97% | 0% | 0% | 5 | 22% | 0% | 0% | 1 | 46% | 0% | 0% | 1 | 99% | 0% | 0% | 5 | 100% | 0% | 0% | 5 | 0% | 0% | 0% | 1 | 0% | 0% | 1 |  |  |  |  | 0% | [5 empty] | 47% | 53% | 100% | 5 | 96% | 0% | 0% | 5 | 22% | 0% | 0% | 1 | 35% | 0% | 0% | 1 | 98% | 0% | 0% | 5 | 98% | 0% | 0% | 5 | 0% | 0% | 0% | 1
188 | Villa Park | 0 | 0 | 0 | 0% | 0% | 1 |  |  |  |  | 0% | [5 empty] | 0% | 0% | 0% | 1 | 0% | 0% | 0% | 1 | 0% | 0% | 0% | 1 | 0% | 0% | 0% | 1 | 0% | 0% | 0% | 1 | 0% | 0% | 0% | 1 | 0% | 0% | 0% | 1 | 0% | 0% | 1 |  |  |  |  | 0% | [5 empty] | 0% | 0% | 0% | 1 | 0% | 0% | 0% | 1 | 44% | 0% | 0% | 1 | 100% | 0% | 0% | 5 | 100% | 0% | 0% | 5 | 0% | 0% | 0% | 1 | 12% | 0% | 0% | 1 | 0% | 0% | 1 |  |  |  |  | 0% | [5 empty] | 0% | 0% | 0% | 1 | 2% | 0% | 0% | 1 | 43% | 0% | 0% | 1 | 89% | 0% | 0% | 3 | 91% | 0% | 0% | 4 | 0% | 0% | 0% | 1 | 7% | 0% | 0% | 1 | 0% | 0% | 1 |  |  |  |  | 0% | [5 empty] | 0% | 0% | 0% | 1 | 1% | 0% | 0% | 1 | 16% | 0% | 0% | 1 | 61% | 0% | 0% | 2 | 61% | 0% | 0% | 2 | 0% | 0% | 0% | 1 | 3% | 0% | 0% | 1
189 | California Ave | 0 | 0 | 10 | 0% | 0% | 1 |  |  |  |  | 0% | [5 empty] | 0% | 0% | 0% | 1 | 0% | 0% | 0% | 1 | 0% | 0% | 0% | 1 | 0% | 0% | 0% | 1 | 0% | 0% | 0% | 1 | 0% | 0% | 0% | 1 | 0% | 0% | 0% | 1 | 0% | 0% | 1 |  |  |  |  | 0% | [5 empty] | 0% | 0% | 0% | 1 | 0% | 0% | 0% | 1 | 0% | 0% | 0% | 1 | 0% | 0% | 0% | 1 | 0% | 0% | 0% | 1 | 0% | 0% | 0% | 1 | 0% | 0% | 0% | 1 | 0% | 0% | 1 |  |  |  |  | 0% | [5 empty] | 0% | 0% | 0% | 1 | 0% | 0% | 0% | 1 | 0% | 0% | 0% | 1 | 0% | 0% | 0% | 1 | 0% | 0% | 0% | 1 | 0% | 0% | 0% | 1 | 0% | 0% | 0% | 1 | 0% | 0% | 1 |  |  |  |  | 0% | [5 empty] | 0% | 0% | 0% | 1 | 0% | 0% | 0% | 1 | 0% | 0% | 0% | 1 | 0% | 0% | 0% | 1 | 0% | 0% | 0% | 1 | 0% | 0% | 0% | 1 | 0% | 0% | 0% | 1
190 | Calpella | 0 | 0 | 0 | 0% | 0% | 1 |  |  |  |  | 0% | [5 empty] | 100% | 0% | 100% | 5 | 0% | 0% | 0% | 1 | 40% | 0% | 0% | 1 | 93% | 0% | 0% | 4 | 93% | 0% | 0% | 4 | 100% | 0% | 0% | 5 | 0% | 0% | 0% | 1 | 0% | 0% | 1 |  |  |  |  | 0% | [5 empty] | 55% | 27% | 82% | 5 | 29% | 0% | 0% | 1 | 25% | 0% | 0% | 1 | 46% | 0% | 0% | 1 | 65% | 0% | 0% | 2 | 88% | 0% | 0% | 3 | 0% | 0% | 0% | 1 | 0% | 0% | 1 |  |  |  |  | 0% | [5 empty] | 33% | 65% | 98% | 5 | 52% | 0% | 0% | 2 | 24% | 0% | 0% | 1 | 32% | 0% | 0% | 1 | 73% | 0% | 0% | 3 | 79% | 0% | 0% | 3 | 0% | 0% | 0% | 1 | 0% | 0% | 1 |  |  |  |  | 0% | [5 empty] | 25% | 36% | 61% | 5 | 46% | 0% | 0% | 1 | 8% | 0% | 0% | 1 | 19% | 0% | 0% | 1 | 58% | 0% | 0% | 2 | 62% | 0% | 0% | 2 | 1% | 0% | 0% | 1
191 | Tevis | 0 | 0 | 0 | 0% | 0% | 1 |  |  |  |  | 0% | [5 empty] | 0% | 0% | 0% | 1 | 0% | 0% | 0% | 1 | 0% | 0% | 0% | 1 | 0% | 0% | 0% | 1 | 0% | 0% | 0% | 1 | 0% | 0% | 0% | 1 | 0% | 0% | 0% | 1 | 0% | 0% | 1 |  |  |  |  | 0% | [5 empty] | 0% | 0% | 0% | 1 | 0% | 0% | 0% | 1 | 0% | 0% | 0% | 1 | 0% | 0% | 0% | 1 | 0% | 0% | 0% | 1 | 0% | 0% | 0% | 1 | 0% | 0% | 0% | 1 | 0% | 0% | 1 |  |  |  |  | 0% | [5 empty] | 0% | 0% | 0% | 1 | 0% | 0% | 0% | 1 | 0% | 0% | 0% | 1 | 0% | 0% | 0% | 1 | 0% | 0% | 0% | 1 | 0% | 0% | 0% | 1 | 0% | 0% | 0% | 1 | 0% | 0% | 1 |  |  |  |  | 0% | [5 empty] | 58% | 42% | 100% | 5 | 100% | 0% | 0% | 5 | 27% | 0% | 0% | 1 | 27% | 0% | 0% | 1 | 100% | 0% | 0% | 5 | 52% | 0% | 0% | 2 | 0% | 0% | 0% | 1
192 | Cal Water | 0 | 0 | 0 | 0% | 0% | 1 |  |  |  |  | 0% | [5 empty] | 0% | 0% | 0% | 1 | 0% | 0% | 0% | 1 | 0% | 0% | 0% | 1 | 0% | 0% | 0% | 1 | 0% | 0% | 0% | 1 | 0% | 0% | 0% | 1 | 0% | 0% | 0% | 1 | 0% | 0% | 1 |  |  |  |  | 0% | [5 empty] | 0% | 0% | 0% | 1 | 0% | 0% | 0% | 1 | 0% | 0% | 0% | 1 | 0% | 0% | 0% | 1 | 0% | 0% | 0% | 1 | 0% | 0% | 0% | 1 | 0% | 0% | 0% | 1 | 0% | 0% | 1 |  |  |  |  | 0% | [5 empty] | 0% | 100% | 100% | 5 | 46% | 0% | 0% | 1 | 54% | 0% | 0% | 2 | 65% | 0% | 0% | 2 | 85% | 0% | 0% | 3 | 93% | 0% | 0% | 4 | 2% | 0% | 0% | 1 | 0% | 0% | 1 |  |  |  |  | 0% | [5 empty] | 8% | 92% | 100% | 5 | 28% | 0% | 0% | 1 | 16% | 0% | 0% | 1 | 52% | 0% | 0% | 2 | 69% | 0% | 0% | 2 | 70% | 0% | 0% | 3 | 1% | 0% | 0% | 1
193 | Boulevard East | 180 | 7200 | 20 | 63.04% | 0% | 3 |  |  |  |  | 0% | [5 empty] | 50% | 38% | 88% | 5 | 9% | 24.28% | 0% | 2 | 14% | 25.91% | 0% | 2 | 37% | 35.09% | 0% | 2 | 48% | 42.32% | 0% | 2 | 25% | 29.52% | 0% | 2 | 2% | 22.51% | 0% | 2 | 62.99% | 0% | 3 |  |  |  |  | 0% | [5 empty] | 45% | 43% | 88% | 5 | 8% | 21.48% | 0% | 2 | 14% | 22.95% | 0% | 2 | 36% | 30.98% | 0% | 2 | 46% | 36.67% | 0% | 2 | 32% | 29.18% | 0% | 2 | 1% | 20.08% | 0% | 2 | 58.2% | 0% | 3 |  |  |  |  | 0% | [5 empty] | 37% | 39% | 76% | 5 | 15% | 18.5% | 0% | 1 | 15% | 18.5% | 0% | 1 | 34% | 23.94% | 0% | 2 | 51% | 32.25% | 0% | 2 | 37% | 25.07% | 0% | 2 | 1% | 15.88% | 0% | 1 | 54.13% | 0% | 3 |  |  |  |  | 0% | [5 empty] | 27% | 30% | 57% | 5 | 13% | 13.31% | 0% | 1 | 13% | 13.24% | 0% | 1 | 27% | 15.86% | 0% | 1 | 42% | 19.79% | 0% | 1 | 50% | 23.16% | 0% | 2 | 2% | 11.8% | 0% | 1
194 | Margarita | 0 | 0 | 0 | 0% | 0% | 1 |  |  |  |  | 0% | [5 empty] | 0% | 0% | 0% | 1 | 0% | 0% | 0% | 1 | 24% | 0% | 0% | 1 | 49% | 0% | 0% | 1 | 49% | 0% | 0% | 1 | 0% | 0% | 0% | 1 | 0% | 0% | 0% | 1 | 0% | 0% | 1 |  |  |  |  | 0% | [5 empty] | 0% | 0% | 0% | 1 | 8% | 0% | 0% | 1 | 25% | 0% | 0% | 1 | 42% | 0% | 0% | 1 | 50% | 0% | 0% | 2 | 0% | 0% | 0% | 1 | 0% | 0% | 0% | 1 | 0% | 0% | 1 |  |  |  |  | 0% | [5 empty] | 1% | 0% | 1% | 1 | 3% | 0% | 0% | 1 | 21% | 0% | 0% | 1 | 74% | 0% | 0% | 3 | 77% | 0% | 0% | 3 | 0% | 0% | 0% | 1 | 5% | 0% | 0% | 1 | 0% | 0% | 1 |  |  |  |  | 0% | [5 empty] | 0% | 0% | 0% | 1 | 7% | 0% | 0% | 1 | 50% | 0% | 0% | 2 | 80% | 0% | 0% | 3 | 82% | 0% | 0% | 3 | 0% | 0% | 0% | 1 | 10% | 0% | 0% | 1
195 | Escondido | 0 | 0 | 0 | 0% | 0% | 1 |  |  |  |  | 0% | [5 empty] | 0% | 0% | 0% | 1 | 0% | 0% | 0% | 1 | 0% | 0% | 0% | 1 | 0% | 0% | 0% | 1 | 0% | 0% | 0% | 1 | 0% | 0% | 0% | 1 | 0% | 0% | 0% | 1 | 0% | 0% | 1 |  |  |  |  | 0% | [5 empty] | 0% | 0% | 0% | 1 | 0% | 0% | 0% | 1 | 76% | 0% | 0% | 3 | 87% | 0% | 0% | 3 | 87% | 0% | 0% | 3 | 0% | 0% | 0% | 1 | 4% | 0% | 0% | 1 | 0% | 0% | 1 |  |  |  |  | 0% | [5 empty] | 0% | 0% | 0% | 1 | 17% | 0% | 0% | 1 | 78% | 0% | 0% | 3 | 80% | 0% | 0% | 3 | 80% | 0% | 0% | 3 | 0% | 0% | 0% | 1 | 16% | 0% | 0% | 1 | 0% | 0% | 1 |  |  |  |  | 0% | [5 empty] | 0% | 52% | 52% | 5 | 56% | 0% | 0% | 2 | 20% | 0% | 0% | 1 | 29% | 0% | 0% | 1 | 81% | 0% | 0% | 3 | 15% | 0% | 0% | 1 | 40% | 0% | 0% | 1
196 | Manning | 0 | 0 | 0 | 0% | 0% | 1 |  |  |  |  | 0% | [5 empty] | 0% | 0% | 0% | 1 | 0% | 0% | 0% | 1 | 0% | 0% | 0% | 1 | 0% | 0% | 0% | 1 | 0% | 0% | 0% | 1 | 0% | 0% | 0% | 1 | 0% | 0% | 0% | 1 | 0% | 0% | 1 |  |  |  |  | 0% | [5 empty] | 0% | 0% | 0% | 1 | 0% | 0% | 0% | 1 | 0% | 0% | 0% | 1 | 0% | 0% | 0% | 1 | 0% | 0% | 0% | 1 | 0% | 0% | 0% | 1 | 0% | 0% | 0% | 1 | 0% | 0% | 1 |  |  |  |  | 0% | [5 empty] | 10% | 90% | 100% | 5 | 89% | 0% | 0% | 3 | 11% | 0% | 0% | 1 | 16% | 0% | 0% | 1 | 100% | 0% | 0% | 5 | 100% | 0% | 0% | 5 | 0% | 0% | 0% | 1 | 0% | 0% | 1 |  |  |  |  | 0% | [5 empty] | 28% | 71% | 99% | 5 | 81% | 0% | 0% | 3 | 8% | 0% | 0% | 1 | 21% | 0% | 0% | 1 | 91% | 0% | 0% | 4 | 98% | 0% | 0% | 5 | 0% | 0% | 0% | 1
197 | Oakland C | 0 | 0 | 0 | 0% | 0% | 1 |  |  |  |  | 0% | [5 empty] | 0% | 0% | 0% | 1 | 4% | 0% | 0% | 1 | 16% | 0% | 0% | 1 | 27% | 0% | 0% | 1 | 27% | 0% | 0% | 1 | 0% | 0% | 0% | 1 | 6% | 0% | 0% | 1 | 0% | 0% | 1 |  |  |  |  | 0% | [5 empty] | 40% | 0% | 40% | 2 | 3% | 0% | 0% | 1 | 47% | 0% | 0% | 1 | 65% | 0% | 0% | 2 | 67% | 0% | 0% | 2 | 11% | 0% | 0% | 1 | 6% | 0% | 0% | 1 | 0% | 0% | 1 |  |  |  |  | 0% | [5 empty] | 39% | 0% | 39% | 2 | 4% | 0% | 0% | 1 | 32% | 0% | 0% | 1 | 59% | 0% | 0% | 2 | 61% | 0% | 0% | 2 | 15% | 0% | 0% | 1 | 5% | 0% | 0% | 1 | 0% | 0% | 1 |  |  |  |  | 0% | [5 empty] | 47% | 0% | 47% | 2 | 54% | 0% | 0% | 2 | 57% | 0% | 0% | 2 | 47% | 0% | 0% | 1 | 84% | 0% | 0% | 3 | 27% | 0% | 0% | 1 | 32% | 0% | 0% | 1
198 | Barre | 0 | 0 | 0 | 0% | 0% | 1 |  |  |  |  | 0% | [5 empty] | 0% | 0% | 0% | 1 | 0% | 0% | 0% | 1 | 78% | 0% | 0% | 3 | 97% | 0% | 0% | 5 | 97% | 0% | 0% | 5 | 0% | 0% | 0% | 1 | 3% | 0% | 0% | 1 | 0% | 0% | 1 |  |  |  |  | 0% | [5 empty] | 0% | 0% | 0% | 1 | 0% | 0% | 0% | 1 | 26% | 0% | 0% | 1 | 51% | 0% | 0% | 2 | 51% | 0% | 0% | 2 | 0% | 0% | 0% | 1 | 4% | 0% | 0% | 1 | 0% | 0% | 1 |  |  |  |  | 0% | [5 empty] | 0% | 0% | 0% | 1 | 1% | 0% | 0% | 1 | 16% | 0% | 0% | 1 | 62% | 0% | 0% | 2 | 62% | 0% | 0% | 2 | 0% | 0% | 0% | 1 | 3% | 0% | 0% | 1 | 0% | 0% | 1 |  |  |  |  | 0% | [5 empty] | 0% | 0% | 0% | 1 | 1% | 0% | 0% | 1 | 21% | 0% | 0% | 1 | 62% | 0% | 0% | 2 | 63% | 0% | 0% | 2 | 0% | 0% | 0% | 1 | 2% | 0% | 0% | 1
199 | Ransburg | 0 | 0 | 0 | 0% | 0% | 1 |  |  |  |  | 0% | [5 empty] | 0% | 0% | 0% | 1 | 47% | 0% | 0% | 1 | 0% | 0% | 0% | 1 | 0% | 0% | 0% | 1 | 47% | 0% | 0% | 1 | 35% | 0% | 0% | 1 | 0% | 0% | 0% | 1 | 0% | 0% | 1 |  |  |  |  | 0% | [5 empty] | 0% | 0% | 0% | 1 | 48% | 0% | 0% | 1 | 15% | 0% | 0% | 1 | 6% | 0% | 0% | 1 | 59% | 0% | 0% | 2 | 70% | 0% | 0% | 3 | 0% | 0% | 0% | 1 | 0% | 0% | 1 |  |  |  |  | 0% | [5 empty] | 0% | 0% | 0% | 1 | 50% | 0% | 0% | 2 | 27% | 0% | 0% | 1 | 8% | 0% | 0% | 1 | 72% | 0% | 0% | 3 | 63% | 0% | 0% | 2 | 0% | 0% | 0% | 1 | 0% | 0% | 1 |  |  |  |  | 0% | [5 empty] | 1% | 0% | 1% | 1 | 48% | 0% | 0% | 1 | 22% | 0% | 0% | 1 | 9% | 0% | 0% | 1 | 64% | 0% | 0% | 2 | 58% | 0% | 0% | 2 | 0% | 0% | 0% | 1
200 | Charca | 0 | 0 | 0 | 0% | 0% | 1 |  |  |  |  | 0% | [5 empty] | 0% | 0% | 0% | 1 | 0% | 0% | 0% | 1 | 0% | 0% | 0% | 1 | 0% | 0% | 0% | 1 | 0% | 0% | 0% | 1 | 0% | 0% | 0% | 1 | 0% | 0% | 0% | 1 | 0% | 0% | 1 |  |  |  |  | 0% | [5 empty] | 0% | 0% | 0% | 1 | 0% | 0% | 0% | 1 | 0% | 0% | 0% | 1 | 0% | 0% | 0% | 1 | 0% | 0% | 0% | 1 | 0% | 0% | 0% | 1 | 0% | 0% | 0% | 1 | 0% | 0% | 1 |  |  |  |  | 0% | [5 empty] | 0% | 0% | 0% | 1 | 0% | 0% | 0% | 1 | 0% | 0% | 0% | 1 | 0% | 0% | 0% | 1 | 0% | 0% | 0% | 1 | 0% | 0% | 0% | 1 | 0% | 0% | 0% | 1 | 0% | 0% | 1 |  |  |  |  | 0% | [5 empty] | 0% | 0% | 0% | 1 | 0% | 0% | 0% | 1 | 0% | 0% | 0% | 1 | 0% | 0% | 0% | 1 | 0% | 0% | 0% | 1 | 0% | 0% | 0% | 1 | 0% | 0% | 0% | 1
201 | Thermalito | 0 | 0 | 0 | 0% | 0% | 1 |  |  |  |  | 0% | [5 empty] | 0% | 0% | 0% | 1 | 0% | 0% | 0% | 1 | 0% | 0% | 0% | 1 | 0% | 0% | 0% | 1 | 0% | 0% | 0% | 1 | 0% | 0% | 0% | 1 | 0% | 0% | 0% | 1 | 0% | 0% | 1 |  |  |  |  | 0% | [5 empty] | 0% | 0% | 0% | 1 | 0% | 0% | 0% | 1 | 0% | 0% | 0% | 1 | 0% | 0% | 0% | 1 | 0% | 0% | 0% | 1 | 0% | 0% | 0% | 1 | 0% | 0% | 0% | 1 | 0% | 0% | 1 |  |  |  |  | 55% | [5 empty] | 0% | 0% | 0% | 1 | 70% | 0% | 0% | 3 | 23% | 0% | 0% | 1 | 100% | 0% | 0% | 5 | 100% | 0% | 0% | 5 | 65% | 0% | 0% | 2 | 0% | 0% | 0% | 1 | 0% | 0% | 1 |  |  |  |  | 55% | [5 empty] | 42% | 10% | 52% | 3 | 51% | 0% | 0% | 2 | 63% | 0% | 0% | 2 | 89% | 0% | 0% | 3 | 98% | 0% | 0% | 5 | 78% | 0% | 0% | 3 | 1% | 0% | 0% | 1
202 | Live Oak | 0 | 0 | 0 | 0% | 0% | 1 |  |  |  |  | 0% | [5 empty] | 0% | 0% | 0% | 1 | 0% | 0% | 0% | 1 | 0% | 0% | 0% | 1 | 0% | 0% | 0% | 1 | 0% | 0% | 0% | 1 | 0% | 0% | 0% | 1 | 0% | 0% | 0% | 1 | 0% | 0% | 1 |  |  |  |  | 0% | [5 empty] | 0% | 0% | 0% | 1 | 0% | 0% | 0% | 1 | 0% | 0% | 0% | 1 | 0% | 0% | 0% | 1 | 0% | 0% | 0% | 1 | 0% | 0% | 0% | 1 | 0% | 0% | 0% | 1 | 0% | 0% | 1 |  |  |  |  | 0% | [5 empty] | 0% | 0% | 0% | 1 | 12% | 0% | 0% | 1 | 5% | 0% | 0% | 1 | 8% | 0% | 0% | 1 | 17% | 0% | 0% | 1 | 1% | 0% | 0% | 1 | 15% | 0% | 0% | 1 | 0% | 0% | 1 |  |  |  |  | 0% | [5 empty] | 37% | 0% | 37% | 2 | 10% | 0% | 0% | 1 | 27% | 0% | 0% | 1 | 31% | 0% | 0% | 1 | 40% | 0% | 0% | 1 | 3% | 0% | 0% | 1 | 22% | 0% | 0% | 1
203 | Hammonds | 0 | 0 | 0 | 0% | 0% | 1 |  |  |  |  | 0% | [5 empty] | 0% | 0% | 0% | 1 | 0% | 0% | 0% | 1 | 0% | 0% | 0% | 1 | 0% | 0% | 0% | 1 | 0% | 0% | 0% | 1 | 0% | 0% | 0% | 1 | 0% | 0% | 0% | 1 | 0% | 0% | 1 |  |  |  |  | 0% | [5 empty] | 0% | 0% | 0% | 1 | 0% | 0% | 0% | 1 | 0% | 0% | 0% | 1 | 0% | 0% | 0% | 1 | 0% | 0% | 0% | 1 | 0% | 0% | 0% | 1 | 0% | 0% | 0% | 1 | 0% | 0% | 1 |  |  |  |  | 0% | [5 empty] | 63% | 37% | 100% | 5 | 100% | 0% | 0% | 5 | 0% | 0% | 0% | 1 | 0% | 0% | 0% | 1 | 100% | 0% | 0% | 5 | 100% | 0% | 0% | 5 | 0% | 0% | 0% | 1 | 0% | 0% | 1 |  |  |  |  | 0% | [5 empty] | 36% | 64% | 100% | 5 | 87% | 0% | 0% | 3 | 6% | 0% | 0% | 1 | 16% | 0% | 0% | 1 | 94% | 0% | 0% | 4 | 99% | 0% | 0% | 5 | 0% | 0% | 0% | 1
204 | Westley | 0 | 0 | 0 | 0% | 0% | 1 |  |  |  |  | 0% | [5 empty] | 46% | 54% | 100% | 5 | 100% | 0% | 0% | 5 | 14% | 0% | 0% | 1 | 56% | 0% | 0% | 2 | 100% | 0% | 0% | 5 | 100% | 0% | 0% | 5 | 0% | 0% | 0% | 1 | 0% | 0% | 1 |  |  |  |  | 0% | [5 empty] | 39% | 61% | 100% | 5 | 99% | 0% | 0% | 5 | 21% | 0% | 0% | 1 | 46% | 0% | 0% | 1 | 99% | 0% | 0% | 5 | 100% | 0% | 0% | 5 | 0% | 0% | 0% | 1 | 0% | 0% | 1 |  |  |  |  | 1% | [5 empty] | 53% | 47% | 100% | 5 | 99% | 0% | 0% | 5 | 47% | 0% | 0% | 1 | 61% | 0% | 0% | 2 | 99% | 0% | 0% | 5 | 97% | 0% | 0% | 5 | 0% | 0% | 0% | 1 | 0% | 0% | 1 |  |  |  |  | 1% | [5 empty] | 77% | 17% | 94% | 5 | 91% | 0% | 0% | 4 | 70% | 0% | 0% | 3 | 80% | 0% | 0% | 3 | 99% | 0% | 0% | 5 | 58% | 0% | 0% | 2 | 2% | 0% | 0% | 1
205 | Smyrna | 0 | 0 | 0 | 0% | 0% | 1 |  |  |  |  | 0% | [5 empty] | 0% | 0% | 0% | 1 | 0% | 0% | 0% | 1 | 0% | 0% | 0% | 1 | 0% | 0% | 0% | 1 | 0% | 0% | 0% | 1 | 0% | 0% | 0% | 1 | 0% | 0% | 0% | 1 | 0% | 0% | 1 |  |  |  |  | 0% | [5 empty] | 0% | 0% | 0% | 1 | 0% | 0% | 0% | 1 | 0% | 0% | 0% | 1 | 0% | 0% | 0% | 1 | 0% | 0% | 0% | 1 | 0% | 0% | 0% | 1 | 0% | 0% | 0% | 1 | 0% | 0% | 1 |  |  |  |  | 0% | [5 empty] | 0% | 0% | 0% | 1 | 0% | 0% | 0% | 1 | 0% | 0% | 0% | 1 | 0% | 0% | 0% | 1 | 0% | 0% | 0% | 1 | 0% | 0% | 0% | 1 | 0% | 0% | 0% | 1 | 0% | 0% | 1 |  |  |  |  | 0% | [5 empty] | 0% | 0% | 0% | 1 | 0% | 0% | 0% | 1 | 0% | 0% | 0% | 1 | 0% | 0% | 0% | 1 | 0% | 0% | 0% | 1 | 0% | 0% | 0% | 1 | 0% | 0% | 0% | 1
206 | Kem | 0 | 0 | 0 | 0% | 0% | 1 |  |  |  |  | 0% | [5 empty] | 0% | 0% | 0% | 1 | 8% | 0% | 0% | 1 | 31% | 0% | 0% | 1 | 0% | 0% | 0% | 1 | 39% | 0% | 0% | 1 | 54% | 0% | 0% | 2 | 0% | 0% | 0% | 1 | 0% | 0% | 1 |  |  |  |  | 0% | [5 empty] | 0% | 0% | 0% | 1 | 8% | 0% | 0% | 1 | 20% | 0% | 0% | 1 | 0% | 0% | 0% | 1 | 28% | 0% | 0% | 1 | 52% | 0% | 0% | 2 | 0% | 0% | 0% | 1 | 0% | 0% | 1 |  |  |  |  | 0% | [5 empty] | 0% | 0% | 0% | 1 | 25% | 0% | 0% | 1 | 15% | 0% | 0% | 1 | 1% | 0% | 0% | 1 | 38% | 0% | 0% | 1 | 53% | 0% | 0% | 2 | 1% | 0% | 0% | 1 | 0% | 0% | 1 |  |  |  |  | 0% | [5 empty] | 0% | 0% | 0% | 1 | 36% | 0% | 0% | 1 | 22% | 0% | 0% | 1 | 12% | 0% | 0% | 1 | 49% | 0% | 0% | 1 | 58% | 0% | 0% | 2 | 1% | 0% | 0% | 1
207 | Potrero | 0 | 0 | 0 | 0% | 0% | 1 |  |  |  |  | 0% | [5 empty] | 0% | 0% | 0% | 1 | 4% | 0% | 0% | 1 | 14% | 0% | 0% | 1 | 37% | 0% | 0% | 1 | 41% | 0% | 0% | 1 | 0% | 0% | 0% | 1 | 5% | 0% | 0% | 1 | 0% | 0% | 1 |  |  |  |  | 0% | [5 empty] | 0% | 0% | 0% | 1 | 6% | 0% | 0% | 1 | 22% | 0% | 0% | 1 | 51% | 0% | 0% | 2 | 53% | 0% | 0% | 2 | 5% | 0% | 0% | 1 | 7% | 0% | 0% | 1 | 0% | 0% | 1 |  |  |  |  | 0% | [5 empty] | 29% | 0% | 29% | 2 | 6% | 0% | 0% | 1 | 45% | 0% | 0% | 1 | 66% | 0% | 0% | 2 | 67% | 0% | 0% | 2 | 12% | 0% | 0% | 1 | 6% | 0% | 0% | 1 | 0% | 0% | 1 |  |  |  |  | 0% | [5 empty] | 42% | 0% | 42% | 2 | 20% | 0% | 0% | 1 | 42% | 0% | 0% | 1 | 45% | 0% | 0% | 1 | 71% | 0% | 0% | 3 | 29% | 0% | 0% | 1 | 12% | 0% | 0% | 1
208 | Palermo | 0 | 0 | 0 | 0% | 0% | 1 |  |  |  |  | 0% | [5 empty] | 0% | 0% | 0% | 1 | 0% | 0% | 0% | 1 | 0% | 0% | 0% | 1 | 0% | 0% | 0% | 1 | 0% | 0% | 0% | 1 | 0% | 0% | 0% | 1 | 0% | 0% | 0% | 1 | 0% | 0% | 1 |  |  |  |  | 0% | [5 empty] | 0% | 0% | 0% | 1 | 0% | 0% | 0% | 1 | 0% | 0% | 0% | 1 | 0% | 0% | 0% | 1 | 0% | 0% | 0% | 1 | 0% | 0% | 0% | 1 | 0% | 0% | 0% | 1 | 0% | 0% | 1 |  |  |  |  | 0% | [5 empty] | 0% | 0% | 0% | 1 | 0% | 0% | 0% | 1 | 100% | 0% | 0% | 5 | 100% | 0% | 0% | 5 | 100% | 0% | 0% | 5 | 100% | 0% | 0% | 5 | 0% | 0% | 0% | 1 | 0% | 0% | 1 |  |  |  |  | 0% | [5 empty] | 42% | 6% | 48% | 2 | 49% | 0% | 0% | 1 | 65% | 0% | 0% | 2 | 85% | 0% | 0% | 3 | 98% | 0% | 0% | 5 | 76% | 0% | 0% | 3 | 1% | 0% | 0% | 1
209 | Bogue | 0 | 0 | 0 | 0% | 0% | 1 |  |  |  |  | 0% | [5 empty] | 0% | 0% | 0% | 1 | 0% | 0% | 0% | 1 | 0% | 0% | 0% | 1 | 0% | 0% | 0% | 1 | 0% | 0% | 0% | 1 | 0% | 0% | 0% | 1 | 0% | 0% | 0% | 1 | 0% | 0% | 1 |  |  |  |  | 0% | [5 empty] | 100% | 0% | 100% | 5 | 97% | 0% | 0% | 5 | 65% | 0% | 0% | 2 | 65% | 0% | 0% | 2 | 98% | 0% | 0% | 5 | 82% | 0% | 0% | 3 | 0% | 0% | 0% | 1 | 0% | 0% | 1 |  |  |  |  | 0% | [5 empty] | 100% | 0% | 100% | 5 | 97% | 0% | 0% | 5 | 65% | 0% | 0% | 2 | 65% | 0% | 0% | 2 | 98% | 0% | 0% | 5 | 82% | 0% | 0% | 3 | 0% | 0% | 0% | 1 | 0% | 0% | 1 |  |  |  |  | 0% | [5 empty] | 72% | 20% | 92% | 5 | 99% | 0% | 0% | 5 | 17% | 0% | 0% | 1 | 17% | 0% | 0% | 1 | 99% | 0% | 0% | 5 | 70% | 0% | 0% | 3 | 1% | 0% | 0% | 1
210 | Balch 1 | 0 | 0 | 0 | 0% | 0% | 1 |  |  |  |  | 0% | [5 empty] | 0% | 0% | 0% | 1 | 0% | 0% | 0% | 1 | 0% | 0% | 0% | 1 | 0% | 0% | 0% | 1 | 0% | 0% | 0% | 1 | 0% | 0% | 0% | 1 | 0% | 0% | 0% | 1 | 0% | 0% | 1 |  |  |  |  | 0% | [5 empty] | 0% | 0% | 0% | 1 | 0% | 0% | 0% | 1 | 0% | 0% | 0% | 1 | 0% | 0% | 0% | 1 | 0% | 0% | 0% | 1 | 0% | 0% | 0% | 1 | 0% | 0% | 0% | 1 | 0% | 0% | 1 |  |  |  |  | 0% | [5 empty] | 0% | 0% | 0% | 1 | 0% | 0% | 0% | 1 | 0% | 0% | 0% | 1 | 0% | 0% | 0% | 1 | 0% | 0% | 0% | 1 | 0% | 0% | 0% | 1 | 0% | 0% | 0% | 1 | 0% | 0% | 1 |  |  |  |  | 0% | [5 empty] | 100% | 0% | 100% | 5 | 0% | 0% | 0% | 1 | 0% | 0% | 0% | 1 | 100% | 0% | 0% | 5 | 100% | 0% | 0% | 5 | 100% | 0% | 0% | 5 | 0% | 0% | 0% | 1
211 | Pauba | 0 | 0 | 0 | 0% | 0% | 1 |  |  |  |  | 0% | [5 empty] | 0% | 0% | 0% | 1 | 0% | 0% | 0% | 1 | 0% | 0% | 0% | 1 | 0% | 0% | 0% | 1 | 0% | 0% | 0% | 1 | 0% | 0% | 0% | 1 | 0% | 0% | 0% | 1 | 0% | 0% | 1 |  |  |  |  | 0% | [5 empty] | 0% | 0% | 0% | 1 | 0% | 0% | 0% | 1 | 0% | 0% | 0% | 1 | 0% | 0% | 0% | 1 | 0% | 0% | 0% | 1 | 0% | 0% | 0% | 1 | 0% | 0% | 0% | 1 | 0% | 0% | 1 |  |  |  |  | 0% | [5 empty] | 0% | 0% | 0% | 1 | 0% | 0% | 0% | 1 | 0% | 0% | 0% | 1 | 0% | 0% | 0% | 1 | 0% | 0% | 0% | 1 | 0% | 0% | 0% | 1 | 0% | 0% | 0% | 1 | 0% | 0% | 1 |  |  |  |  | 0% | [5 empty] | 14% | 83% | 97% | 5 | 43% | 0% | 0% | 1 | 17% | 0% | 0% | 1 | 60% | 0% | 0% | 2 | 73% | 0% | 0% | 3 | 60% | 0% | 0% | 2 | 1% | 0% | 0% | 1
212 | Eastshore | 0 | 0 | 30 | 0% | 0% | 1 |  |  |  |  | 0% | [5 empty] | 0% | 0% | 0% | 1 | 0% | 0% | 0% | 1 | 7% | 0% | 0% | 1 | 20% | 0% | 0% | 1 | 20% | 0% | 0% | 1 | 0% | 0% | 0% | 1 | 32% | 0% | 0% | 1 | 0% | 0% | 1 |  |  |  |  | 0% | [5 empty] | 10% | 0% | 10% | 1 | 10% | 0% | 0% | 1 | 16% | 0% | 0% | 1 | 24% | 0% | 0% | 1 | 34% | 0% | 0% | 1 | 10% | 0% | 0% | 1 | 21% | 0% | 0% | 1 | 0% | 0% | 1 |  |  |  |  | 0% | [5 empty] | 8% | 0% | 8% | 1 | 18% | 0% | 0% | 1 | 23% | 0% | 0% | 1 | 34% | 0% | 0% | 1 | 40% | 0% | 0% | 1 | 14% | 0% | 0% | 1 | 14% | 0% | 0% | 1 | 0% | 0% | 1 |  |  |  |  | 0% | [5 empty] | 85% | 3% | 88% | 5 | 70% | 0% | 0% | 3 | 68% | 0% | 0% | 2 | 84% | 0% | 0% | 3 | 91% | 0% | 0% | 4 | 40% | 0% | 0% | 1 | 4% | 0% | 0% | 1
213 | Cheney | 0 | 0 | 0 | 0% | 0% | 1 |  |  |  |  | 0% | [5 empty] | 0% | 0% | 0% | 1 | 0% | 0% | 0% | 1 | 0% | 0% | 0% | 1 | 0% | 0% | 0% | 1 | 0% | 0% | 0% | 1 | 0% | 0% | 0% | 1 | 0% | 0% | 0% | 1 | 0% | 0% | 1 |  |  |  |  | 0% | [5 empty] | 0% | 0% | 0% | 1 | 0% | 0% | 0% | 1 | 0% | 0% | 0% | 1 | 0% | 0% | 0% | 1 | 0% | 0% | 0% | 1 | 0% | 0% | 0% | 1 | 0% | 0% | 0% | 1 | 0% | 0% | 1 |  |  |  |  | 0% | [5 empty] | 0% | 0% | 0% | 1 | 0% | 0% | 0% | 1 | 0% | 0% | 0% | 1 | 0% | 0% | 0% | 1 | 0% | 0% | 0% | 1 | 0% | 0% | 0% | 1 | 0% | 0% | 0% | 1 | 0% | 0% | 1 |  |  |  |  | 0% | [5 empty] | 24% | 75% | 99% | 5 | 91% | 0% | 0% | 4 | 7% | 0% | 0% | 1 | 15% | 0% | 0% | 1 | 93% | 0% | 0% | 4 | 98% | 0% | 0% | 5 | 0% | 0% | 0% | 1
214 | Warnerville | 0 | 0 | 0 | 0% | 0% | 1 |  |  |  |  | 0% | [5 empty] | 0% | 0% | 0% | 1 | 0% | 0% | 0% | 1 | 0% | 0% | 0% | 1 | 0% | 0% | 0% | 1 | 0% | 0% | 0% | 1 | 0% | 0% | 0% | 1 | 0% | 0% | 0% | 1 | 0% | 0% | 1 |  |  |  |  | 0% | [5 empty] | 0% | 0% | 0% | 1 | 0% | 0% | 0% | 1 | 0% | 0% | 0% | 1 | 0% | 0% | 0% | 1 | 0% | 0% | 0% | 1 | 0% | 0% | 0% | 1 | 0% | 0% | 0% | 1 | 0% | 0% | 1 |  |  |  |  | 0% | [5 empty] | 0% | 0% | 0% | 1 | 0% | 0% | 0% | 1 | 0% | 0% | 0% | 1 | 0% | 0% | 0% | 1 | 0% | 0% | 0% | 1 | 0% | 0% | 0% | 1 | 0% | 0% | 0% | 1 | 0% | 0% | 1 |  |  |  |  | 0% | [5 empty] | 100% | 0% | 100% | 5 | 100% | 0% | 0% | 5 | 52% | 0% | 0% | 2 | 52% | 0% | 0% | 2 | 100% | 0% | 0% | 5 | 100% | 0% | 0% | 5 | 0% | 0% | 0% | 1
215 | Corona | 0 | 0 | 0 | 0% | 0% | 1 |  |  |  |  | 0% | [5 empty] | 100% | 0% | 100% | 5 | 78% | 0% | 0% | 3 | 38% | 0% | 0% | 1 | 71% | 0% | 0% | 3 | 93% | 0% | 0% | 4 | 87% | 0% | 0% | 3 | 1% | 0% | 0% | 1 | 0% | 0% | 1 |  |  |  |  | 0% | [5 empty] | 77% | 0% | 77% | 5 | 82% | 0% | 0% | 3 | 30% | 0% | 0% | 1 | 53% | 0% | 0% | 2 | 91% | 0% | 0% | 4 | 86% | 0% | 0% | 3 | 3% | 0% | 0% | 1 | 0% | 0% | 1 |  |  |  |  | 0% | [5 empty] | 52% | 0% | 52% | 3 | 86% | 0% | 0% | 3 | 28% | 0% | 0% | 1 | 48% | 0% | 0% | 1 | 93% | 0% | 0% | 4 | 73% | 0% | 0% | 3 | 5% | 0% | 0% | 1 | 0% | 0% | 1 |  |  |  |  | 0% | [5 empty] | 61% | 0% | 61% | 3 | 82% | 0% | 0% | 3 | 22% | 0% | 0% | 1 | 43% | 0% | 0% | 1 | 90% | 0% | 0% | 4 | 70% | 0% | 0% | 3 | 4% | 0% | 0% | 1
216 | Goleta | 0 | 0 | 0 | 0% | 0% | 1 |  |  |  |  | 0% | [5 empty] | 41% | 0% | 41% | 2 | 9% | 0% | 0% | 1 | 0% | 0% | 0% | 1 | 3% | 0% | 0% | 1 | 12% | 0% | 0% | 1 | 9% | 0% | 0% | 1 | 2% | 0% | 0% | 1 | 0% | 0% | 1 |  |  |  |  | 0% | [5 empty] | 73% | 2% | 75% | 5 | 81% | 0% | 0% | 3 | 0% | 0% | 0% | 1 | 1% | 0% | 0% | 1 | 82% | 0% | 0% | 3 | 35% | 0% | 0% | 1 | 3% | 0% | 0% | 1 | 0% | 0% | 1 |  |  |  |  | 3% | [5 empty] | 75% | 10% | 85% | 5 | 80% | 0% | 0% | 3 | 0% | 0% | 0% | 1 | 3% | 0% | 0% | 1 | 83% | 0% | 0% | 3 | 57% | 0% | 0% | 2 | 3% | 0% | 0% | 1 | 0% | 0% | 1 |  |  |  |  | 3% | [5 empty] | 84% | 5% | 89% | 5 | 80% | 0% | 0% | 3 | 0% | 0% | 0% | 1 | 2% | 0% | 0% | 1 | 82% | 0% | 0% | 3 | 54% | 0% | 0% | 2 | 6% | 0% | 0% | 1
217 | Midway Green Ridge Services | 0 | 0 | 0 | 0% | 0% | 1 |  |  |  |  | 4% | [5 empty] | 88% | 2% | 90% | 5 | 90% | 0% | 0% | 4 | 89% | 0% | 0% | 3 | 97% | 0% | 0% | 5 | 100% | 0% | 0% | 5 | 41% | 0% | 0% | 1 | 3% | 0% | 0% | 1 | 0% | 0% | 1 |  |  |  |  | 3% | [5 empty] | 87% | 4% | 91% | 5 | 90% | 0% | 0% | 4 | 86% | 0% | 0% | 3 | 94% | 0% | 0% | 4 | 100% | 0% | 0% | 5 | 44% | 0% | 0% | 1 | 3% | 0% | 0% | 1 | 0% | 0% | 1 |  |  |  |  | 0% | [5 empty] | 85% | 8% | 93% | 5 | 89% | 0% | 0% | 3 | 81% | 0% | 0% | 3 | 88% | 0% | 0% | 3 | 99% | 0% | 0% | 5 | 49% | 0% | 0% | 1 | 3% | 0% | 0% | 1 | 0% | 0% | 1 |  |  |  |  | 0% | [5 empty] | 54% | 9% | 63% | 3 | 62% | 0% | 0% | 2 | 69% | 0% | 0% | 2 | 72% | 0% | 0% | 3 | 85% | 0% | 0% | 3 | 35% | 0% | 0% | 1 | 10% | 0% | 0% | 1
218 | Lerdo | 0 | 0 | 0 | 0% | 0% | 1 |  |  |  |  | 0% | [5 empty] | 0% | 0% | 0% | 1 | 0% | 0% | 0% | 1 | 0% | 0% | 0% | 1 | 0% | 0% | 0% | 1 | 0% | 0% | 0% | 1 | 0% | 0% | 0% | 1 | 0% | 0% | 0% | 1 | 0% | 0% | 1 |  |  |  |  | 0% | [5 empty] | 0% | 0% | 0% | 1 | 0% | 0% | 0% | 1 | 0% | 0% | 0% | 1 | 0% | 0% | 0% | 1 | 0% | 0% | 0% | 1 | 0% | 0% | 0% | 1 | 0% | 0% | 0% | 1 | 0% | 0% | 1 |  |  |  |  | 0% | [5 empty] | 0% | 0% | 0% | 1 | 0% | 0% | 0% | 1 | 0% | 0% | 0% | 1 | 0% | 0% | 0% | 1 | 0% | 0% | 0% | 1 | 0% | 0% | 0% | 1 | 0% | 0% | 0% | 1 | 0% | 0% | 1 |  |  |  |  | 0% | [5 empty] | 0% | 100% | 100% | 5 | 47% | 0% | 0% | 1 | 8% | 0% | 0% | 1 | 42% | 0% | 0% | 1 | 47% | 0% | 0% | 1 | 76% | 0% | 0% | 3 | 1% | 0% | 0% | 1
219 | Tulucay | 0 | 0 | 0 | 0% | 0% | 1 |  |  |  |  | 0% | [5 empty] | 85% | 0% | 85% | 5 | 94% | 0% | 0% | 4 | 2% | 0% | 0% | 1 | 21% | 0% | 0% | 1 | 95% | 0% | 0% | 5 | 73% | 0% | 0% | 3 | 4% | 0% | 0% | 1 | 0% | 0% | 1 |  |  |  |  | 0% | [5 empty] | 63% | 0% | 63% | 3 | 76% | 0% | 0% | 3 | 23% | 0% | 0% | 1 | 24% | 0% | 0% | 1 | 91% | 0% | 0% | 4 | 64% | 0% | 0% | 2 | 8% | 0% | 0% | 1 | 0% | 0% | 1 |  |  |  |  | 0% | [5 empty] | 58% | 0% | 58% | 3 | 69% | 0% | 0% | 2 | 28% | 0% | 0% | 1 | 27% | 0% | 0% | 1 | 88% | 0% | 0% | 3 | 52% | 0% | 0% | 2 | 16% | 0% | 0% | 1 | 0% | 0% | 1 |  |  |  |  | 0% | [5 empty] | 66% | 0% | 66% | 3 | 45% | 0% | 0% | 1 | 35% | 0% | 0% | 1 | 34% | 0% | 0% | 1 | 74% | 0% | 0% | 3 | 32% | 0% | 0% | 1 | 25% | 0% | 0% | 1
220 | McCall | 0 | 0 | 0 | 0% | 0% | 1 |  |  |  |  | 0% | [5 empty] | 0% | 0% | 0% | 1 | 0% | 0% | 0% | 1 | 0% | 0% | 0% | 1 | 0% | 0% | 0% | 1 | 0% | 0% | 0% | 1 | 0% | 0% | 0% | 1 | 0% | 0% | 0% | 1 | 0% | 0% | 1 |  |  |  |  | 0% | [5 empty] | 0% | 0% | 0% | 1 | 0% | 0% | 0% | 1 | 0% | 0% | 0% | 1 | 0% | 0% | 0% | 1 | 0% | 0% | 0% | 1 | 0% | 0% | 0% | 1 | 0% | 0% | 0% | 1 | 0% | 0% | 1 |  |  |  |  | 0% | [5 empty] | 0% | 0% | 0% | 1 | 0% | 0% | 0% | 1 | 0% | 0% | 0% | 1 | 0% | 0% | 0% | 1 | 0% | 0% | 0% | 1 | 0% | 0% | 0% | 1 | 0% | 0% | 0% | 1 | 0% | 0% | 1 |  |  |  |  | 0% | [5 empty] | 0% | 0% | 0% | 1 | 0% | 0% | 0% | 1 | 0% | 0% | 0% | 1 | 0% | 0% | 0% | 1 | 0% | 0% | 0% | 1 | 0% | 0% | 0% | 1 | 0% | 0% | 0% | 1
221 | Notre Dame | 0 | 0 | 0 | 0% | 0% | 1 |  |  |  |  | 0% | [5 empty] | 0% | 0% | 0% | 1 | 0% | 0% | 0% | 1 | 0% | 0% | 0% | 1 | 0% | 0% | 0% | 1 | 0% | 0% | 0% | 1 | 0% | 0% | 0% | 1 | 0% | 0% | 0% | 1 | 0% | 0% | 1 |  |  |  |  | 0% | [5 empty] | 0% | 0% | 0% | 1 | 57% | 0% | 0% | 2 | 65% | 0% | 0% | 2 | 100% | 0% | 0% | 5 | 100% | 0% | 0% | 5 | 92% | 0% | 0% | 4 | 2% | 0% | 0% | 1 | 0% | 0% | 1 |  |  |  |  | 0% | [5 empty] | 35% | 1% | 36% | 2 | 39% | 0% | 0% | 1 | 57% | 0% | 0% | 2 | 100% | 0% | 0% | 5 | 100% | 0% | 0% | 5 | 72% | 0% | 0% | 3 | 1% | 0% | 0% | 1 | 0% | 0% | 1 |  |  |  |  | 0% | [5 empty] | 38% | 21% | 59% | 4 | 62% | 0% | 0% | 2 | 51% | 0% | 0% | 2 | 67% | 0% | 0% | 2 | 95% | 0% | 0% | 5 | 77% | 0% | 0% | 3 | 5% | 0% | 0% | 1
222 | Martinez | 0 | 0 | 0 | 0% | 0% | 1 |  |  |  |  | 0% | [5 empty] | 35% | 0% | 35% | 2 | 33% | 0% | 0% | 1 | 51% | 0% | 0% | 2 | 32% | 0% | 0% | 1 | 79% | 0% | 0% | 3 | 22% | 0% | 0% | 1 | 36% | 0% | 0% | 1 | 0% | 0% | 1 |  |  |  |  | 0% | [5 empty] | 35% | 0% | 35% | 2 | 52% | 0% | 0% | 2 | 58% | 0% | 0% | 2 | 39% | 0% | 0% | 1 | 86% | 0% | 0% | 3 | 20% | 0% | 0% | 1 | 46% | 0% | 0% | 1 | 0% | 0% | 1 |  |  |  |  | 0% | [5 empty] | 52% | 0% | 52% | 3 | 48% | 0% | 0% | 1 | 53% | 0% | 0% | 2 | 43% | 0% | 0% | 1 | 84% | 0% | 0% | 3 | 26% | 0% | 0% | 1 | 33% | 0% | 0% | 1 | 0% | 0% | 1 |  |  |  |  | 0% | [5 empty] | 47% | 0% | 47% | 2 | 31% | 0% | 0% | 1 | 44% | 0% | 0% | 1 | 41% | 0% | 0% | 1 | 66% | 0% | 0% | 2 | 18% | 0% | 0% | 1 | 25% | 0% | 0% | 1
223 | San Bernardino | 0 | 0 | 0 | 0% | 0% | 1 |  |  |  |  | 0% | [5 empty] | 1% | 99% | 100% | 5 | 100% | 0% | 0% | 5 | 93% | 0% | 0% | 4 | 100% | 0% | 0% | 5 | 100% | 0% | 0% | 5 | 10% | 0% | 0% | 1 | 0% | 0% | 0% | 1 | 0% | 0% | 1 |  |  |  |  | 0% | [5 empty] | 47% | 52% | 99% | 5 | 93% | 0% | 0% | 4 | 6% | 0% | 0% | 1 | 63% | 0% | 0% | 2 | 97% | 0% | 0% | 5 | 70% | 0% | 0% | 3 | 3% | 0% | 0% | 1 | 0% | 0% | 1 |  |  |  |  | 3% | [5 empty] | 32% | 65% | 97% | 5 | 81% | 0% | 0% | 3 | 31% | 0% | 0% | 1 | 47% | 0% | 0% | 1 | 93% | 0% | 0% | 4 | 70% | 0% | 0% | 3 | 1% | 0% | 0% | 1 | 0% | 0% | 1 |  |  |  |  | 3% | [5 empty] | 31% | 33% | 64% | 5 | 39% | 0% | 0% | 1 | 48% | 0% | 0% | 1 | 60% | 0% | 0% | 2 | 83% | 0% | 0% | 3 | 43% | 0% | 0% | 1 | 0% | 0% | 0% | 1
224 | Las Positas | 0 | 0 | 0 | 0% | 0% | 1 |  |  |  |  | 1% | [5 empty] | 99% | 1% | 100% | 5 | 97% | 0% | 0% | 5 | 84% | 0% | 0% | 3 | 98% | 0% | 0% | 5 | 100% | 0% | 0% | 5 | 33% | 0% | 0% | 1 | 4% | 0% | 0% | 1 | 0% | 0% | 1 |  |  |  |  | 3% | [5 empty] | 88% | 4% | 92% | 5 | 87% | 0% | 0% | 3 | 87% | 0% | 0% | 3 | 95% | 0% | 0% | 5 | 99% | 0% | 0% | 5 | 42% | 0% | 0% | 1 | 3% | 0% | 0% | 1 | 0% | 0% | 1 |  |  |  |  | 0% | [5 empty] | 88% | 5% | 93% | 5 | 88% | 0% | 0% | 3 | 83% | 0% | 0% | 3 | 90% | 0% | 0% | 4 | 99% | 0% | 0% | 5 | 48% | 0% | 0% | 1 | 3% | 0% | 0% | 1 | 0% | 0% | 1 |  |  |  |  | 0% | [5 empty] | 56% | 8% | 64% | 3 | 64% | 0% | 0% | 2 | 73% | 0% | 0% | 3 | 75% | 0% | 0% | 3 | 89% | 0% | 0% | 3 | 35% | 0% | 0% | 1 | 15% | 0% | 0% | 1
225 | Pomerado | 0 | 0 | 0 | 0% | 0% | 1 |  |  |  |  | 0% | [5 empty] | 0% | 0% | 0% | 1 | 0% | 0% | 0% | 1 | 0% | 0% | 0% | 1 | 0% | 0% | 0% | 1 | 0% | 0% | 0% | 1 | 0% | 0% | 0% | 1 | 0% | 0% | 0% | 1 | 0% | 0% | 1 |  |  |  |  | 0% | [5 empty] | 0% | 0% | 0% | 1 | 0% | 0% | 0% | 1 | 93% | 0% | 0% | 4 | 97% | 0% | 0% | 5 | 97% | 0% | 0% | 5 | 0% | 0% | 0% | 1 | 10% | 0% | 0% | 1 | 0% | 0% | 1 |  |  |  |  | 3% | [5 empty] | 0% | 0% | 0% | 1 | 0% | 0% | 0% | 1 | 13% | 0% | 0% | 1 | 54% | 0% | 0% | 2 | 54% | 0% | 0% | 2 | 0% | 0% | 0% | 1 | 1% | 0% | 0% | 1 | 0% | 0% | 1 |  |  |  |  | 3% | [5 empty] | 3% | 67% | 70% | 5 | 67% | 0% | 0% | 2 | 57% | 0% | 0% | 2 | 73% | 0% | 0% | 3 | 91% | 0% | 0% | 4 | 22% | 0% | 0% | 1 | 29% | 0% | 0% | 1
226 | Altamont Midway (Sandhill) | 0 | 0 | 10 | 0% | 0% | 1 |  |  |  |  | 4% | [5 empty] | 89% | 0% | 89% | 5 | 88% | 0% | 0% | 3 | 88% | 0% | 0% | 3 | 97% | 0% | 0% | 5 | 100% | 0% | 0% | 5 | 33% | 0% | 0% | 1 | 3% | 0% | 0% | 1 | 0% | 0% | 1 |  |  |  |  | 3% | [5 empty] | 89% | 4% | 93% | 5 | 88% | 0% | 0% | 3 | 88% | 0% | 0% | 3 | 95% | 0% | 0% | 5 | 99% | 0% | 0% | 5 | 43% | 0% | 0% | 1 | 3% | 0% | 0% | 1 | 0% | 0% | 1 |  |  |  |  | 0% | [5 empty] | 88% | 5% | 93% | 5 | 87% | 0% | 0% | 3 | 84% | 0% | 0% | 3 | 91% | 0% | 0% | 4 | 99% | 0% | 0% | 5 | 47% | 0% | 0% | 1 | 3% | 0% | 0% | 1 | 0% | 0% | 1 |  |  |  |  | 0% | [5 empty] | 51% | 7% | 58% | 3 | 60% | 0% | 0% | 2 | 67% | 0% | 0% | 2 | 68% | 0% | 0% | 2 | 82% | 0% | 0% | 3 | 31% | 0% | 0% | 1 | 16% | 0% | 0% | 1
227 | Wheeler Ridge | 0 | 0 | 0 | 0% | 0% | 1 |  |  |  |  | 0% | [5 empty] | 0% | 0% | 0% | 1 | 0% | 0% | 0% | 1 | 0% | 0% | 0% | 1 | 0% | 0% | 0% | 1 | 0% | 0% | 0% | 1 | 0% | 0% | 0% | 1 | 0% | 0% | 0% | 1 | 0% | 0% | 1 |  |  |  |  | 0% | [5 empty] | 97% | 3% | 100% | 5 | 100% | 0% | 0% | 5 | 82% | 0% | 0% | 3 | 82% | 0% | 0% | 3 | 100% | 0% | 0% | 5 | 85% | 0% | 0% | 3 | 0% | 0% | 0% | 1 | 0% | 0% | 1 |  |  |  |  | 0% | [5 empty] | 71% | 26% | 97% | 5 | 78% | 0% | 0% | 3 | 56% | 0% | 0% | 2 | 70% | 0% | 0% | 3 | 99% | 0% | 0% | 5 | 64% | 0% | 0% | 2 | 3% | 0% | 0% | 1 | 0% | 0% | 1 |  |  |  |  | 0% | [5 empty] | 43% | 21% | 64% | 4 | 60% | 0% | 0% | 2 | 53% | 0% | 0% | 2 | 45% | 0% | 0% | 1 | 86% | 0% | 0% | 3 | 51% | 0% | 0% | 2 | 1% | 0% | 0% | 1
228 | El Cajon | 0 | 0 | 0 | 0% | 0% | 1 |  |  |  |  | 0% | [5 empty] | 0% | 0% | 0% | 1 | 0% | 0% | 0% | 1 | 0% | 0% | 0% | 1 | 0% | 0% | 0% | 1 | 0% | 0% | 0% | 1 | 0% | 0% | 0% | 1 | 0% | 0% | 0% | 1 | 0% | 0% | 1 |  |  |  |  | 0% | [5 empty] | 0% | 0% | 0% | 1 | 3% | 0% | 0% | 1 | 11% | 0% | 0% | 1 | 48% | 0% | 0% | 1 | 48% | 0% | 0% | 1 | 0% | 0% | 0% | 1 | 7% | 0% | 0% | 1 | 0% | 0% | 1 |  |  |  |  | 0% | [5 empty] | 0% | 0% | 0% | 1 | 7% | 0% | 0% | 1 | 36% | 0% | 0% | 1 | 65% | 0% | 0% | 2 | 66% | 0% | 0% | 2 | 0% | 0% | 0% | 1 | 7% | 0% | 0% | 1 | 0% | 0% | 1 |  |  |  |  | 0% | [5 empty] | 4% | 68% | 72% | 5 | 37% | 0% | 0% | 1 | 67% | 0% | 0% | 2 | 84% | 0% | 0% | 3 | 87% | 0% | 0% | 3 | 27% | 0% | 0% | 1 | 11% | 0% | 0% | 1
229 | Ellis | 0 | 0 | 0 | 0% | 0% | 1 |  |  |  |  | 0% | [5 empty] | 0% | 0% | 0% | 1 | 2% | 0% | 0% | 1 | 44% | 0% | 0% | 1 | 89% | 0% | 0% | 3 | 92% | 0% | 0% | 4 | 0% | 0% | 0% | 1 | 9% | 0% | 0% | 1 | 0% | 0% | 1 |  |  |  |  | 0% | [5 empty] | 0% | 0% | 0% | 1 | 2% | 0% | 0% | 1 | 37% | 0% | 0% | 1 | 76% | 0% | 0% | 3 | 77% | 0% | 0% | 3 | 0% | 0% | 0% | 1 | 6% | 0% | 0% | 1 | 0% | 0% | 1 |  |  |  |  | 7% | [5 empty] | 0% | 0% | 0% | 1 | 1% | 0% | 0% | 1 | 17% | 0% | 0% | 1 | 62% | 0% | 0% | 2 | 63% | 0% | 0% | 2 | 0% | 0% | 0% | 1 | 3% | 0% | 0% | 1 | 0% | 0% | 1 |  |  |  |  | 7% | [5 empty] | 0% | 0% | 0% | 1 | 1% | 0% | 0% | 1 | 17% | 0% | 0% | 1 | 60% | 0% | 0% | 2 | 60% | 0% | 0% | 2 | 0% | 0% | 0% | 1 | 2% | 0% | 0% | 1
230 | French Camp | 0 | 0 | 0 | 0% | 0% | 1 |  |  |  |  | 0% | [5 empty] | 0% | 0% | 0% | 1 | 0% | 0% | 0% | 1 | 0% | 0% | 0% | 1 | 0% | 0% | 0% | 1 | 0% | 0% | 0% | 1 | 0% | 0% | 0% | 1 | 0% | 0% | 0% | 1 | 0% | 0% | 1 |  |  |  |  | 0% | [5 empty] | 0% | 0% | 0% | 1 | 0% | 0% | 0% | 1 | 0% | 0% | 0% | 1 | 0% | 0% | 0% | 1 | 0% | 0% | 0% | 1 | 0% | 0% | 0% | 1 | 0% | 0% | 0% | 1 | 0% | 0% | 1 |  |  |  |  | 0% | [5 empty] | 79% | 0% | 79% | 5 | 79% | 0% | 0% | 3 | 95% | 0% | 0% | 5 | 95% | 0% | 0% | 5 | 97% | 0% | 0% | 5 | 30% | 0% | 0% | 1 | 3% | 0% | 0% | 1 | 0% | 0% | 1 |  |  |  |  | 0% | [5 empty] | 53% | 6% | 59% | 3 | 56% | 0% | 0% | 2 | 67% | 0% | 0% | 2 | 73% | 0% | 0% | 3 | 80% | 0% | 0% | 3 | 31% | 0% | 0% | 1 | 6% | 0% | 0% | 1
231 | Exchequer | 0 | 0 | 0 | 0% | 0% | 1 |  |  |  |  | 0% | [5 empty] | 0% | 0% | 0% | 1 | 0% | 0% | 0% | 1 | 0% | 0% | 0% | 1 | 0% | 0% | 0% | 1 | 0% | 0% | 0% | 1 | 0% | 0% | 0% | 1 | 0% | 0% | 0% | 1 | 0% | 0% | 1 |  |  |  |  | 0% | [5 empty] | 0% | 0% | 0% | 1 | 0% | 0% | 0% | 1 | 0% | 0% | 0% | 1 | 0% | 0% | 0% | 1 | 0% | 0% | 0% | 1 | 0% | 0% | 0% | 1 | 0% | 0% | 0% | 1 | 0% | 0% | 1 |  |  |  |  | 0% | [5 empty] | 0% | 0% | 0% | 1 | 0% | 0% | 0% | 1 | 0% | 0% | 0% | 1 | 0% | 0% | 0% | 1 | 0% | 0% | 0% | 1 | 0% | 0% | 0% | 1 | 0% | 0% | 0% | 1 | 0% | 0% | 1 |  |  |  |  | 0% | [5 empty] | 0% | 0% | 0% | 1 | 0% | 0% | 0% | 1 | 0% | 0% | 0% | 1 | 0% | 0% | 0% | 1 | 0% | 0% | 0% | 1 | 0% | 0% | 0% | 1 | 0% | 0% | 0% | 1
232 | Higgins | 0 | 0 | 0 | 0% | 0% | 1 |  |  |  |  | 0% | [5 empty] | 0% | 0% | 0% | 1 | 0% | 0% | 0% | 1 | 0% | 0% | 0% | 1 | 0% | 0% | 0% | 1 | 0% | 0% | 0% | 1 | 0% | 0% | 0% | 1 | 0% | 0% | 0% | 1 | 0% | 0% | 1 |  |  |  |  | 0% | [5 empty] | 0% | 0% | 0% | 1 | 0% | 0% | 0% | 1 | 0% | 0% | 0% | 1 | 0% | 0% | 0% | 1 | 0% | 0% | 0% | 1 | 0% | 0% | 0% | 1 | 0% | 0% | 0% | 1 | 0% | 0% | 1 |  |  |  |  | 0% | [5 empty] | 0% | 0% | 0% | 1 | 0% | 0% | 0% | 1 | 0% | 0% | 0% | 1 | 0% | 0% | 0% | 1 | 0% | 0% | 0% | 1 | 0% | 0% | 0% | 1 | 0% | 0% | 0% | 1 | 0% | 0% | 1 |  |  |  |  | 0% | [5 empty] | 0% | 100% | 100% | 5 | 8% | 0% | 0% | 1 | 0% | 0% | 0% | 1 | 0% | 0% | 0% | 1 | 8% | 0% | 0% | 1 | 71% | 0% | 0% | 3 | 0% | 0% | 0% | 1
233 | Mead | 0 | 0 | 0 | 0% | 0% | 1 |  |  |  |  | 0% | [5 empty] | 0% | 0% | 0% | 1 | 0% | 0% | 0% | 1 | 0% | 0% | 0% | 1 | 0% | 0% | 0% | 1 | 0% | 0% | 0% | 1 | 0% | 0% | 0% | 1 | 0% | 0% | 0% | 1 | 0% | 0% | 1 |  |  |  |  | 0% | [5 empty] | 0% | 0% | 0% | 1 | 0% | 0% | 0% | 1 | 0% | 0% | 0% | 1 | 0% | 0% | 0% | 1 | 0% | 0% | 0% | 1 | 0% | 0% | 0% | 1 | 0% | 0% | 0% | 1 | 0% | 0% | 1 |  |  |  |  | 0% | [5 empty] | 0% | 0% | 0% | 1 | 0% | 0% | 0% | 1 | 0% | 0% | 0% | 1 | 0% | 0% | 0% | 1 | 0% | 0% | 0% | 1 | 0% | 0% | 0% | 1 | 0% | 0% | 0% | 1 | 0% | 0% | 1 |  |  |  |  | 0% | [5 empty] | 0% | 0% | 0% | 1 | 0% | 0% | 0% | 1 | 0% | 0% | 0% | 1 | 0% | 0% | 0% | 1 | 0% | 0% | 0% | 1 | 0% | 0% | 0% | 1 | 0% | 0% | 0% | 1
234 | Kearney | 0 | 0 | 0 | 0% | 0% | 1 |  |  |  |  | 0% | [5 empty] | 0% | 0% | 0% | 1 | 0% | 0% | 0% | 1 | 0% | 0% | 0% | 1 | 0% | 0% | 0% | 1 | 0% | 0% | 0% | 1 | 0% | 0% | 0% | 1 | 0% | 0% | 0% | 1 | 0% | 0% | 1 |  |  |  |  | 0% | [5 empty] | 0% | 0% | 0% | 1 | 0% | 0% | 0% | 1 | 0% | 0% | 0% | 1 | 0% | 0% | 0% | 1 | 0% | 0% | 0% | 1 | 0% | 0% | 0% | 1 | 0% | 0% | 0% | 1 | 0% | 0% | 1 |  |  |  |  | 0% | [5 empty] | 0% | 0% | 0% | 1 | 0% | 0% | 0% | 1 | 0% | 0% | 0% | 1 | 0% | 0% | 0% | 1 | 0% | 0% | 0% | 1 | 0% | 0% | 0% | 1 | 0% | 0% | 0% | 1 | 0% | 0% | 1 |  |  |  |  | 0% | [5 empty] | 0% | 0% | 0% | 1 | 0% | 0% | 0% | 1 | 0% | 0% | 0% | 1 | 0% | 0% | 0% | 1 | 0% | 0% | 0% | 1 | 0% | 0% | 0% | 1 | 0% | 0% | 0% | 1
235 | Waukena | 0 | 0 | 0 | 0% | 0% | 1 |  |  |  |  | 0% | [5 empty] | 0% | 0% | 0% | 1 | 0% | 0% | 0% | 1 | 0% | 0% | 0% | 1 | 0% | 0% | 0% | 1 | 0% | 0% | 0% | 1 | 0% | 0% | 0% | 1 | 0% | 0% | 0% | 1 | 0% | 0% | 1 |  |  |  |  | 0% | [5 empty] | 0% | 0% | 0% | 1 | 0% | 0% | 0% | 1 | 0% | 0% | 0% | 1 | 0% | 0% | 0% | 1 | 0% | 0% | 0% | 1 | 0% | 0% | 0% | 1 | 0% | 0% | 0% | 1 | 0% | 0% | 1 |  |  |  |  | 0% | [5 empty] | 0% | 0% | 0% | 1 | 0% | 0% | 0% | 1 | 0% | 0% | 0% | 1 | 0% | 0% | 0% | 1 | 0% | 0% | 0% | 1 | 0% | 0% | 0% | 1 | 0% | 0% | 0% | 1 | 0% | 0% | 1 |  |  |  |  | 0% | [5 empty] | 0% | 0% | 0% | 1 | 0% | 0% | 0% | 1 | 0% | 0% | 0% | 1 | 0% | 0% | 0% | 1 | 0% | 0% | 0% | 1 | 0% | 0% | 0% | 1 | 0% | 0% | 0% | 1
236 | Lamont | 0 | 0 | 0 | 0% | 0% | 1 |  |  |  |  | 0% | [5 empty] | 0% | 0% | 0% | 1 | 0% | 0% | 0% | 1 | 0% | 0% | 0% | 1 | 0% | 0% | 0% | 1 | 0% | 0% | 0% | 1 | 0% | 0% | 0% | 1 | 0% | 0% | 0% | 1 | 0% | 0% | 1 |  |  |  |  | 0% | [5 empty] | 100% | 0% | 100% | 5 | 100% | 0% | 0% | 5 | 0% | 0% | 0% | 1 | 0% | 0% | 0% | 1 | 100% | 0% | 0% | 5 | 0% | 0% | 0% | 1 | 0% | 0% | 0% | 1 | 0% | 0% | 1 |  |  |  |  | 0% | [5 empty] | 17% | 83% | 100% | 5 | 52% | 0% | 0% | 2 | 42% | 0% | 0% | 1 | 48% | 0% | 0% | 1 | 88% | 0% | 0% | 3 | 88% | 0% | 0% | 3 | 0% | 0% | 0% | 1 | 0% | 0% | 1 |  |  |  |  | 0% | [5 empty] | 41% | 59% | 100% | 5 | 60% | 0% | 0% | 2 | 18% | 0% | 0% | 1 | 46% | 0% | 0% | 1 | 77% | 0% | 0% | 3 | 77% | 0% | 0% | 3 | 1% | 0% | 0% | 1
237 | Kramer | 0 | 0 | 0 | 0% | 0% | 1 |  |  |  |  | 0% | [5 empty] | 0% | 0% | 0% | 1 | 97% | 0% | 0% | 5 | 11% | 0% | 0% | 1 | 0% | 0% | 0% | 1 | 97% | 0% | 0% | 5 | 61% | 0% | 0% | 2 | 0% | 0% | 0% | 1 | 0% | 0% | 1 |  |  |  |  | 0% | [5 empty] | 0% | 0% | 0% | 1 | 82% | 0% | 0% | 3 | 8% | 0% | 0% | 1 | 0% | 0% | 0% | 1 | 84% | 0% | 0% | 3 | 68% | 0% | 0% | 2 | 0% | 0% | 0% | 1 | 0% | 0% | 1 |  |  |  |  | 0% | [5 empty] | 0% | 0% | 0% | 1 | 73% | 0% | 0% | 3 | 11% | 0% | 0% | 1 | 2% | 0% | 0% | 1 | 78% | 0% | 0% | 3 | 61% | 0% | 0% | 2 | 0% | 0% | 0% | 1 | 0% | 0% | 1 |  |  |  |  | 0% | [5 empty] | 0% | 0% | 0% | 1 | 55% | 0% | 0% | 2 | 22% | 0% | 0% | 1 | 5% | 0% | 0% | 1 | 68% | 0% | 0% | 2 | 60% | 0% | 0% | 2 | 0% | 0% | 0% | 1
238 | New Colgate | 0 | 0 | 0 | 0% | 0% | 1 |  |  |  |  | 0% | [5 empty] | 0% | 0% | 0% | 1 | 0% | 0% | 0% | 1 | 0% | 0% | 0% | 1 | 0% | 0% | 0% | 1 | 0% | 0% | 0% | 1 | 0% | 0% | 0% | 1 | 0% | 0% | 0% | 1 | 0% | 0% | 1 |  |  |  |  | 0% | [5 empty] | 0% | 0% | 0% | 1 | 0% | 0% | 0% | 1 | 0% | 0% | 0% | 1 | 0% | 0% | 0% | 1 | 0% | 0% | 0% | 1 | 0% | 0% | 0% | 1 | 0% | 0% | 0% | 1 | 0% | 0% | 1 |  |  |  |  | 35% | [5 empty] | 0% | 0% | 0% | 1 | 0% | 0% | 0% | 1 | 0% | 0% | 0% | 1 | 0% | 0% | 0% | 1 | 0% | 0% | 0% | 1 | 0% | 0% | 0% | 1 | 0% | 0% | 0% | 1 | 0% | 0% | 1 |  |  |  |  | 35% | [5 empty] | 41% | 16% | 57% | 3 | 0% | 0% | 0% | 1 | 40% | 0% | 0% | 1 | 29% | 0% | 0% | 1 | 46% | 0% | 0% | 1 | 33% | 0% | 0% | 1 | 2% | 0% | 0% | 1
239 | Weber | 0 | 0 | 0 | 0% | 0% | 1 |  |  |  |  | 0% | [5 empty] | 0% | 0% | 0% | 1 | 0% | 0% | 0% | 1 | 0% | 0% | 0% | 1 | 0% | 0% | 0% | 1 | 0% | 0% | 0% | 1 | 0% | 0% | 0% | 1 | 0% | 0% | 0% | 1 | 0% | 0% | 1 |  |  |  |  | 0% | [5 empty] | 0% | 0% | 0% | 1 | 0% | 0% | 0% | 1 | 0% | 0% | 0% | 1 | 0% | 0% | 0% | 1 | 0% | 0% | 0% | 1 | 0% | 0% | 0% | 1 | 0% | 0% | 0% | 1 | 0% | 0% | 1 |  |  |  |  | 0% | [5 empty] | 0% | 0% | 0% | 1 | 17% | 0% | 0% | 1 | 66% | 0% | 0% | 2 | 46% | 0% | 0% | 1 | 69% | 0% | 0% | 2 | 0% | 0% | 0% | 1 | 2% | 0% | 0% | 1 | 0% | 0% | 1 |  |  |  |  | 0% | [5 empty] | 52% | 3% | 55% | 3 | 54% | 0% | 0% | 2 | 68% | 0% | 0% | 2 | 73% | 0% | 0% | 3 | 78% | 0% | 0% | 3 | 27% | 0% | 0% | 1 | 6% | 0% | 0% | 1
240 | Malaga | 0 | 0 | 0 | 0% | 0% | 1 |  |  |  |  | 0% | [5 empty] | 0% | 0% | 0% | 1 | 0% | 0% | 0% | 1 | 0% | 0% | 0% | 1 | 0% | 0% | 0% | 1 | 0% | 0% | 0% | 1 | 0% | 0% | 0% | 1 | 0% | 0% | 0% | 1 | 0% | 0% | 1 |  |  |  |  | 0% | [5 empty] | 0% | 0% | 0% | 1 | 0% | 0% | 0% | 1 | 0% | 0% | 0% | 1 | 0% | 0% | 0% | 1 | 0% | 0% | 0% | 1 | 0% | 0% | 0% | 1 | 0% | 0% | 0% | 1 | 0% | 0% | 1 |  |  |  |  | 0% | [5 empty] | 0% | 0% | 0% | 1 | 0% | 0% | 0% | 1 | 0% | 0% | 0% | 1 | 0% | 0% | 0% | 1 | 0% | 0% | 0% | 1 | 0% | 0% | 0% | 1 | 0% | 0% | 0% | 1 | 0% | 0% | 1 |  |  |  |  | 0% | [5 empty] | 0% | 0% | 0% | 1 | 0% | 0% | 0% | 1 | 0% | 0% | 0% | 1 | 0% | 0% | 0% | 1 | 0% | 0% | 0% | 1 | 0% | 0% | 0% | 1 | 0% | 0% | 0% | 1
241 | Old Town | 0 | 0 | 0 | 0% | 0% | 1 |  |  |  |  | 0% | [5 empty] | 0% | 0% | 0% | 1 | 3% | 0% | 0% | 1 | 16% | 0% | 0% | 1 | 49% | 0% | 0% | 1 | 50% | 0% | 0% | 2 | 0% | 0% | 0% | 1 | 5% | 0% | 0% | 1 | 0% | 0% | 1 |  |  |  |  | 0% | [5 empty] | 0% | 0% | 0% | 1 | 3% | 0% | 0% | 1 | 20% | 0% | 0% | 1 | 55% | 0% | 0% | 2 | 55% | 0% | 0% | 2 | 0% | 0% | 0% | 1 | 5% | 0% | 0% | 1 | 0% | 0% | 1 |  |  |  |  | 0% | [5 empty] | 0% | 0% | 0% | 1 | 6% | 0% | 0% | 1 | 36% | 0% | 0% | 1 | 64% | 0% | 0% | 2 | 65% | 0% | 0% | 2 | 0% | 0% | 0% | 1 | 7% | 0% | 0% | 1 | 0% | 0% | 1 |  |  |  |  | 0% | [5 empty] | 0% | 0% | 0% | 1 | 6% | 0% | 0% | 1 | 40% | 0% | 0% | 1 | 68% | 0% | 0% | 2 | 68% | 0% | 0% | 2 | 1% | 0% | 0% | 1 | 8% | 0% | 0% | 1
242 | Viejo | 0 | 0 | 0 | 0% | 0% | 1 |  |  |  |  | 0% | [5 empty] | 0% | 0% | 0% | 1 | 0% | 0% | 0% | 1 | 0% | 0% | 0% | 1 | 0% | 0% | 0% | 1 | 0% | 0% | 0% | 1 | 0% | 0% | 0% | 1 | 0% | 0% | 0% | 1 | 0% | 0% | 1 |  |  |  |  | 0% | [5 empty] | 0% | 0% | 0% | 1 | 8% | 0% | 0% | 1 | 30% | 0% | 0% | 1 | 58% | 0% | 0% | 2 | 66% | 0% | 0% | 2 | 0% | 0% | 0% | 1 | 3% | 0% | 0% | 1 | 0% | 0% | 1 |  |  |  |  | 0% | [5 empty] | 0% | 0% | 0% | 1 | 3% | 0% | 0% | 1 | 24% | 0% | 0% | 1 | 76% | 0% | 0% | 3 | 79% | 0% | 0% | 3 | 0% | 0% | 0% | 1 | 8% | 0% | 0% | 1 | 0% | 0% | 1 |  |  |  |  | 0% | [5 empty] | 1% | 0% | 1% | 1 | 2% | 0% | 0% | 1 | 42% | 0% | 0% | 1 | 82% | 0% | 0% | 3 | 84% | 0% | 0% | 3 | 0% | 0% | 0% | 1 | 6% | 0% | 0% | 1
243 | Shadowridge | 0 | 0 | 0 | 0% | 0% | 1 |  |  |  |  | 0% | [5 empty] | 0% | 0% | 0% | 1 | 24% | 0% | 0% | 1 | 62% | 0% | 0% | 2 | 69% | 0% | 0% | 2 | 69% | 0% | 0% | 2 | 0% | 0% | 0% | 1 | 5% | 0% | 0% | 1 | 0% | 0% | 1 |  |  |  |  | 0% | [5 empty] | 0% | 0% | 0% | 1 | 16% | 0% | 0% | 1 | 78% | 0% | 0% | 3 | 81% | 0% | 0% | 3 | 81% | 0% | 0% | 3 | 0% | 0% | 0% | 1 | 16% | 0% | 0% | 1 | 0% | 0% | 1 |  |  |  |  | 0% | [5 empty] | 1% | 0% | 1% | 1 | 16% | 0% | 0% | 1 | 79% | 0% | 0% | 3 | 82% | 0% | 0% | 3 | 82% | 0% | 0% | 3 | 0% | 0% | 0% | 1 | 15% | 0% | 0% | 1 | 0% | 0% | 1 |  |  |  |  | 0% | [5 empty] | 1% | 0% | 1% | 1 | 7% | 0% | 0% | 1 | 46% | 0% | 0% | 1 | 57% | 0% | 0% | 2 | 57% | 0% | 0% | 2 | 0% | 0% | 0% | 1 | 7% | 0% | 0% | 1
244 | Chowchilla | 0 | 0 | 0 | 0% | 0% | 1 |  |  |  |  | 0% | [5 empty] | 0% | 0% | 0% | 1 | 0% | 0% | 0% | 1 | 0% | 0% | 0% | 1 | 0% | 0% | 0% | 1 | 0% | 0% | 0% | 1 | 0% | 0% | 0% | 1 | 0% | 0% | 0% | 1 | 0% | 0% | 1 |  |  |  |  | 0% | [5 empty] | 0% | 0% | 0% | 1 | 0% | 0% | 0% | 1 | 0% | 0% | 0% | 1 | 0% | 0% | 0% | 1 | 0% | 0% | 0% | 1 | 0% | 0% | 0% | 1 | 0% | 0% | 0% | 1 | 0% | 0% | 1 |  |  |  |  | 0% | [5 empty] | 0% | 0% | 0% | 1 | 0% | 0% | 0% | 1 | 0% | 0% | 0% | 1 | 0% | 0% | 0% | 1 | 0% | 0% | 0% | 1 | 0% | 0% | 0% | 1 | 0% | 0% | 0% | 1 | 0% | 0% | 1 |  |  |  |  | 0% | [5 empty] | 0% | 0% | 0% | 1 | 0% | 0% | 0% | 1 | 0% | 0% | 0% | 1 | 0% | 0% | 0% | 1 | 0% | 0% | 0% | 1 | 0% | 0% | 0% | 1 | 0% | 0% | 0% | 1
245 | ECO | 0 | 0 | 20 | 0% | 0% | 1 |  |  |  |  | 0% | [5 empty] | 63% | 0% | 63% | 3 | 16% | 0% | 0% | 1 | 34% | 0% | 0% | 1 | 44% | 0% | 0% | 1 | 67% | 0% | 0% | 2 | 26% | 0% | 0% | 1 | 2% | 0% | 0% | 1 | 0% | 0% | 1 |  |  |  |  | 0% | [5 empty] | 47% | 21% | 68% | 4 | 23% | 0% | 0% | 1 | 14% | 0% | 0% | 1 | 36% | 0% | 0% | 1 | 60% | 0% | 0% | 2 | 30% | 0% | 0% | 1 | 1% | 0% | 0% | 1 | 0% | 0% | 1 |  |  |  |  | 0% | [5 empty] | 35% | 27% | 62% | 4 | 18% | 0% | 0% | 1 | 10% | 0% | 0% | 1 | 27% | 0% | 0% | 1 | 46% | 0% | 0% | 1 | 41% | 0% | 0% | 1 | 1% | 0% | 0% | 1 | 0% | 0% | 1 |  |  |  |  | 0% | [5 empty] | 26% | 28% | 54% | 4 | 12% | 0% | 0% | 1 | 12% | 0% | 0% | 1 | 25% | 0% | 0% | 1 | 39% | 0% | 0% | 1 | 52% | 0% | 0% | 2 | 2% | 0% | 0% | 1
246 | Roadway | 0 | 0 | 0 | 0% | 0% | 1 |  |  |  |  | 0% | [5 empty] | 0% | 0% | 0% | 1 | 84% | 0% | 0% | 3 | 75% | 0% | 0% | 3 | 51% | 0% | 0% | 2 | 91% | 0% | 0% | 4 | 49% | 0% | 0% | 1 | 0% | 0% | 0% | 1 | 0% | 0% | 1 |  |  |  |  | 0% | [5 empty] | 0% | 0% | 0% | 1 | 58% | 0% | 0% | 2 | 64% | 0% | 0% | 2 | 33% | 0% | 0% | 1 | 78% | 0% | 0% | 3 | 49% | 0% | 0% | 1 | 0% | 0% | 0% | 1 | 0% | 0% | 1 |  |  |  |  | 0% | [5 empty] | 8% | 3% | 11% | 2 | 50% | 0% | 0% | 2 | 40% | 0% | 0% | 1 | 22% | 0% | 0% | 1 | 67% | 0% | 0% | 2 | 52% | 0% | 0% | 2 | 0% | 0% | 0% | 1 | 0% | 0% | 1 |  |  |  |  | 0% | [5 empty] | 10% | 9% | 19% | 2 | 54% | 0% | 0% | 2 | 39% | 0% | 0% | 1 | 27% | 0% | 0% | 1 | 75% | 0% | 0% | 3 | 51% | 0% | 0% | 2 | 0% | 0% | 0% | 1
247 | Miguel | 0 | 0 | 0 | 0% | 0% | 1 |  |  |  |  | 0% | [5 empty] | 0% | 0% | 0% | 1 | 5% | 0% | 0% | 1 | 40% | 0% | 0% | 1 | 82% | 0% | 0% | 3 | 82% | 0% | 0% | 3 | 0% | 0% | 0% | 1 | 8% | 0% | 0% | 1 | 0% | 0% | 1 |  |  |  |  | 0% | [5 empty] | 0% | 0% | 0% | 1 | 8% | 0% | 0% | 1 | 38% | 0% | 0% | 1 | 68% | 0% | 0% | 2 | 69% | 0% | 0% | 2 | 0% | 0% | 0% | 1 | 8% | 0% | 0% | 1 | 0% | 0% | 1 |  |  |  |  | 1% | [5 empty] | 0% | 0% | 0% | 1 | 7% | 0% | 0% | 1 | 38% | 0% | 0% | 1 | 70% | 0% | 0% | 3 | 70% | 0% | 0% | 3 | 4% | 0% | 0% | 1 | 8% | 0% | 0% | 1 | 0% | 0% | 1 |  |  |  |  | 1% | [5 empty] | 0% | 0% | 0% | 1 | 7% | 0% | 0% | 1 | 32% | 0% | 0% | 1 | 63% | 0% | 0% | 2 | 65% | 0% | 0% | 2 | 3% | 0% | 0% | 1 | 7% | 0% | 0% | 1
248 | Moss Landing | 0 | 0 | 20 | 0% | 0% | 1 |  |  |  |  | 1% | [5 empty] | 0% | 0% | 0% | 1 | 10% | 0% | 0% | 1 | 64% | 0% | 0% | 2 | 65% | 0% | 0% | 2 | 75% | 0% | 0% | 3 | 0% | 0% | 0% | 1 | 28% | 0% | 0% | 1 | 0% | 0% | 1 |  |  |  |  | 1% | [5 empty] | 0% | 0% | 0% | 1 | 8% | 0% | 0% | 1 | 60% | 0% | 0% | 2 | 62% | 0% | 0% | 2 | 70% | 0% | 0% | 3 | 0% | 0% | 0% | 1 | 22% | 0% | 0% | 1 | 0% | 0% | 1 |  |  |  |  | 0% | [5 empty] | 0% | 0% | 0% | 1 | 5% | 0% | 0% | 1 | 58% | 0% | 0% | 2 | 60% | 0% | 0% | 2 | 65% | 0% | 0% | 2 | 0% | 0% | 0% | 1 | 13% | 0% | 0% | 1 | 0% | 0% | 1 |  |  |  |  | 0% | [5 empty] | 9% | 1% | 10% | 2 | 9% | 0% | 0% | 1 | 6% | 0% | 0% | 1 | 12% | 0% | 0% | 1 | 21% | 0% | 0% | 1 | 13% | 0% | 0% | 1 | 2% | 0% | 0% | 1
249 | Mendota | 0 | 0 | 0 | 0% | 0% | 1 |  |  |  |  | 0% | [5 empty] | 0% | 0% | 0% | 1 | 0% | 0% | 0% | 1 | 0% | 0% | 0% | 1 | 0% | 0% | 0% | 1 | 0% | 0% | 0% | 1 | 0% | 0% | 0% | 1 | 0% | 0% | 0% | 1 | 0% | 0% | 1 |  |  |  |  | 0% | [5 empty] | 0% | 0% | 0% | 1 | 0% | 0% | 0% | 1 | 0% | 0% | 0% | 1 | 0% | 0% | 0% | 1 | 0% | 0% | 0% | 1 | 0% | 0% | 0% | 1 | 0% | 0% | 0% | 1 | 0% | 0% | 1 |  |  |  |  | 1% | [5 empty] | 0% | 0% | 0% | 1 | 0% | 0% | 0% | 1 | 0% | 0% | 0% | 1 | 0% | 0% | 0% | 1 | 0% | 0% | 0% | 1 | 0% | 0% | 0% | 1 | 0% | 0% | 0% | 1 | 0% | 0% | 1 |  |  |  |  | 1% | [5 empty] | 32% | 68% | 100% | 5 | 91% | 0% | 0% | 4 | 0% | 0% | 0% | 1 | 1% | 0% | 0% | 1 | 91% | 0% | 0% | 4 | 98% | 0% | 0% | 5 | 0% | 0% | 0% | 1
250 | Coolwater | 0 | 0 | 20 | 0% | 0% | 1 |  |  |  |  | 0% | [5 empty] | 0% | 0% | 0% | 1 | 78% | 0% | 0% | 3 | 23% | 0% | 0% | 1 | 13% | 0% | 0% | 1 | 80% | 0% | 0% | 3 | 55% | 0% | 0% | 2 | 3% | 0% | 0% | 1 | 0% | 0% | 1 |  |  |  |  | 1% | [5 empty] | 0% | 0% | 0% | 1 | 55% | 0% | 0% | 2 | 21% | 0% | 0% | 1 | 10% | 0% | 0% | 1 | 57% | 0% | 0% | 2 | 39% | 0% | 0% | 1 | 2% | 0% | 0% | 1 | 0% | 0% | 1 |  |  |  |  | 0% | [5 empty] | 0% | 0% | 0% | 1 | 48% | 0% | 0% | 1 | 17% | 0% | 0% | 1 | 9% | 0% | 0% | 1 | 49% | 0% | 0% | 1 | 51% | 0% | 0% | 2 | 2% | 0% | 0% | 1 | 0% | 0% | 1 |  |  |  |  | 0% | [5 empty] | 0% | 0% | 0% | 1 | 39% | 0% | 0% | 1 | 20% | 0% | 0% | 1 | 13% | 0% | 0% | 1 | 46% | 0% | 0% | 1 | 66% | 0% | 0% | 2 | 1% | 0% | 0% | 1
251 | Innovation | 0 | 0 | 0 | 0% | 0% | 1 |  |  |  |  | 0% | [5 empty] | 0% | 0% | 0% | 1 | 0% | 0% | 0% | 1 | 0% | 0% | 0% | 1 | 0% | 0% | 0% | 1 | 0% | 0% | 0% | 1 | 0% | 0% | 0% | 1 | 0% | 0% | 0% | 1 | 0% | 0% | 1 |  |  |  |  | 0% | [5 empty] | 0% | 0% | 0% | 1 | 0% | 0% | 0% | 1 | 0% | 0% | 0% | 1 | 0% | 0% | 0% | 1 | 0% | 0% | 0% | 1 | 0% | 0% | 0% | 1 | 0% | 0% | 0% | 1 | 0% | 0% | 1 |  |  |  |  | 0% | [5 empty] | 0% | 0% | 0% | 1 | 0% | 0% | 0% | 1 | 0% | 0% | 0% | 1 | 0% | 0% | 0% | 1 | 0% | 0% | 0% | 1 | 0% | 0% | 0% | 1 | 0% | 0% | 0% | 1 | 0% | 0% | 1 |  |  |  |  | 0% | [5 empty] | 0% | 0% | 0% | 1 | 0% | 0% | 0% | 1 | 0% | 0% | 0% | 1 | 0% | 0% | 0% | 1 | 0% | 0% | 0% | 1 | 0% | 0% | 0% | 1 | 0% | 0% | 0% | 1
252 | Inyo | 0 | 0 | 0 | 0% | 0% | 1 |  |  |  |  | 0% | [5 empty] | 0% | 0% | 0% | 1 | 0% | 0% | 0% | 1 | 0% | 0% | 0% | 1 | 24% | 0% | 0% | 1 | 24% | 0% | 0% | 1 | 89% | 0% | 0% | 3 | 21% | 0% | 0% | 1 | 0% | 0% | 1 |  |  |  |  | 0% | [5 empty] | 1% | 0% | 1% | 1 | 0% | 0% | 0% | 1 | 2% | 0% | 0% | 1 | 54% | 0% | 0% | 2 | 54% | 0% | 0% | 2 | 93% | 0% | 0% | 4 | 25% | 0% | 0% | 1 | 0% | 0% | 1 |  |  |  |  | 0% | [5 empty] | 4% | 0% | 4% | 1 | 0% | 0% | 0% | 1 | 22% | 0% | 0% | 1 | 51% | 0% | 0% | 2 | 66% | 0% | 0% | 2 | 95% | 0% | 0% | 5 | 17% | 0% | 0% | 1 | 0% | 0% | 1 |  |  |  |  | 0% | [5 empty] | 3% | 0% | 3% | 1 | 0% | 0% | 0% | 1 | 63% | 0% | 0% | 2 | 14% | 0% | 0% | 1 | 75% | 0% | 0% | 3 | 92% | 0% | 0% | 4 | 6% | 0% | 0% | 1
253 | Richmond | 0 | 0 | 0 | 0% | 0% | 1 |  |  |  |  | 0% | [5 empty] | 59% | 0% | 59% | 3 | 44% | 0% | 0% | 1 | 25% | 0% | 0% | 1 | 20% | 0% | 0% | 1 | 48% | 0% | 0% | 1 | 43% | 0% | 0% | 1 | 12% | 0% | 0% | 1 | 0% | 0% | 1 |  |  |  |  | 0% | [5 empty] | 79% | 2% | 81% | 5 | 46% | 0% | 0% | 1 | 16% | 0% | 0% | 1 | 13% | 0% | 0% | 1 | 52% | 0% | 0% | 2 | 61% | 0% | 0% | 2 | 8% | 0% | 0% | 1 | 0% | 0% | 1 |  |  |  |  | 75% | [5 empty] | 73% | 6% | 79% | 5 | 48% | 0% | 0% | 1 | 13% | 0% | 0% | 1 | 17% | 0% | 0% | 1 | 56% | 0% | 0% | 2 | 65% | 0% | 0% | 2 | 11% | 0% | 0% | 1 | 0% | 0% | 1 |  |  |  |  | 75% | [5 empty] | 61% | 23% | 84% | 5 | 48% | 0% | 0% | 1 | 10% | 0% | 0% | 1 | 13% | 0% | 0% | 1 | 55% | 0% | 0% | 2 | 74% | 0% | 0% | 3 | 11% | 0% | 0% | 1
254 | Salinas | 0 | 0 | 0 | 0% | 0% | 1 |  |  |  |  | 0% | [5 empty] | 0% | 0% | 0% | 1 | 39% | 0% | 0% | 1 | 0% | 0% | 0% | 1 | 6% | 0% | 0% | 1 | 45% | 0% | 0% | 1 | 0% | 0% | 0% | 1 | 4% | 0% | 0% | 1 | 0% | 0% | 1 |  |  |  |  | 68% | [5 empty] | 11% | 0% | 11% | 1 | 11% | 0% | 0% | 1 | 8% | 0% | 0% | 1 | 8% | 0% | 0% | 1 | 20% | 0% | 0% | 1 | 9% | 0% | 0% | 1 | 5% | 0% | 0% | 1 | 0% | 0% | 1 |  |  |  |  | 0% | [5 empty] | 8% | 1% | 9% | 2 | 7% | 0% | 0% | 1 | 6% | 0% | 0% | 1 | 6% | 0% | 0% | 1 | 13% | 0% | 0% | 1 | 7% | 0% | 0% | 1 | 2% | 0% | 0% | 1 | 0% | 0% | 1 |  |  |  |  | 0% | [5 empty] | 12% | 11% | 23% | 3 | 18% | 0% | 0% | 1 | 10% | 0% | 0% | 1 | 23% | 0% | 0% | 1 | 35% | 0% | 0% | 1 | 28% | 0% | 0% | 1 | 5% | 0% | 0% | 1
255 | Cloverdale | 0 | 0 | 0 | 0% | 0% | 1 |  |  |  |  | 1% | [5 empty] | 36% | 58% | 94% | 5 | 95% | 0% | 0% | 5 | 21% | 0% | 0% | 1 | 31% | 0% | 0% | 1 | 99% | 0% | 0% | 5 | 55% | 0% | 0% | 2 | 0% | 0% | 0% | 1 | 0% | 0% | 1 |  |  |  |  | 0% | [5 empty] | 42% | 38% | 80% | 5 | 85% | 0% | 0% | 3 | 30% | 0% | 0% | 1 | 55% | 0% | 0% | 2 | 90% | 0% | 0% | 4 | 60% | 0% | 0% | 2 | 0% | 0% | 0% | 1 | 0% | 0% | 1 |  |  |  |  | 0% | [5 empty] | 44% | 34% | 78% | 5 | 71% | 0% | 0% | 3 | 31% | 0% | 0% | 1 | 55% | 0% | 0% | 2 | 86% | 0% | 0% | 3 | 61% | 0% | 0% | 2 | 0% | 0% | 0% | 1 | 0% | 0% | 1 |  |  |  |  | 0% | [5 empty] | 33% | 40% | 73% | 5 | 67% | 0% | 0% | 2 | 25% | 0% | 0% | 1 | 58% | 0% | 0% | 2 | 82% | 0% | 0% | 3 | 59% | 0% | 0% | 2 | 0% | 0% | 0% | 1
256 | Colgate | 0 | 0 | 0 | 0% | 0% | 1 |  |  |  |  | 0% | [5 empty] | 0% | 0% | 0% | 1 | 0% | 0% | 0% | 1 | 0% | 0% | 0% | 1 | 0% | 0% | 0% | 1 | 0% | 0% | 0% | 1 | 0% | 0% | 0% | 1 | 0% | 0% | 0% | 1 | 0% | 0% | 1 |  |  |  |  | 0% | [5 empty] | 0% | 0% | 0% | 1 | 0% | 0% | 0% | 1 | 0% | 0% | 0% | 1 | 0% | 0% | 0% | 1 | 0% | 0% | 0% | 1 | 0% | 0% | 0% | 1 | 0% | 0% | 0% | 1 | 0% | 0% | 1 |  |  |  |  | 0% | [5 empty] | 0% | 0% | 0% | 1 | 0% | 0% | 0% | 1 | 0% | 0% | 0% | 1 | 0% | 0% | 0% | 1 | 0% | 0% | 0% | 1 | 0% | 0% | 0% | 1 | 0% | 0% | 0% | 1 | 0% | 0% | 1 |  |  |  |  | 0% | [5 empty] | 41% | 15% | 56% | 3 | 0% | 0% | 0% | 1 | 39% | 0% | 0% | 1 | 28% | 0% | 0% | 1 | 44% | 0% | 0% | 1 | 33% | 0% | 0% | 1 | 2% | 0% | 0% | 1
257 | New Sub - Suncrest - Ocotillo (Proposed) | 280 | 11200 | 30 | 236.7% | 48.02% | 5 |  |  |  |  | 0% | [5 empty] | 8% | 91% | 99% | 5 | 0% | 61.54% | 0% | 3 | 16% | 73.02% | 0% | 3 | 37% | 97.5% | 0% | 4 | 37% | 98.38% | 0% | 4 | 50% | 122.2% | 22.55% | 5 | 1% | 62.31% | 0% | 3 | 120.5% | 7.632% | 4 |  |  |  |  | 0% | [5 empty] | 41% | 54% | 95% | 5 | 6% | 34.73% | 0% | 2 | 20% | 40.67% | 0% | 2 | 46% | 60.63% | 0% | 3 | 52% | 68.73% | 0% | 3 | 32% | 47.85% | 0% | 2 | 1% | 33.12% | 0% | 2 | 97.58% | 0% | 4 |  |  |  |  | 0% | [5 empty] | 42% | 49% | 91% | 5 | 10% | 30.76% | 0% | 2 | 21% | 35.04% | 0% | 2 | 43% | 48.42% | 0% | 2 | 52% | 57.53% | 0% | 3 | 31% | 40.42% | 0% | 2 | 2% | 28.27% | 0% | 2 | 86.34% | 0% | 4 |  |  |  |  | 0% | [5 empty] | 30% | 36% | 66% | 5 | 20% | 22.29% | 0% | 2 | 16% | 21.12% | 0% | 2 | 35% | 27.43% | 0% | 2 | 51% | 36.34% | 0% | 2 | 44% | 31.82% | 0% | 2 | 2% | 18.21% | 0% | 1
258 | East Nicolaus | 0 | 0 | 0 | 0% | 0% | 1 |  |  |  |  | 0% | [5 empty] | 0% | 0% | 0% | 1 | 0% | 0% | 0% | 1 | 0% | 0% | 0% | 1 | 0% | 0% | 0% | 1 | 0% | 0% | 0% | 1 | 0% | 0% | 0% | 1 | 0% | 0% | 0% | 1 | 0% | 0% | 1 |  |  |  |  | 0% | [5 empty] | 0% | 0% | 0% | 1 | 0% | 0% | 0% | 1 | 0% | 0% | 0% | 1 | 0% | 0% | 0% | 1 | 0% | 0% | 0% | 1 | 0% | 0% | 0% | 1 | 0% | 0% | 0% | 1 | 0% | 0% | 1 |  |  |  |  | 0% | [5 empty] | 0% | 0% | 0% | 1 | 0% | 0% | 0% | 1 | 0% | 0% | 0% | 1 | 0% | 0% | 0% | 1 | 0% | 0% | 0% | 1 | 0% | 0% | 0% | 1 | 0% | 0% | 0% | 1 | 0% | 0% | 1 |  |  |  |  | 0% | [5 empty] | 80% | 13% | 93% | 5 | 92% | 0% | 0% | 4 | 10% | 0% | 0% | 1 | 10% | 0% | 0% | 1 | 92% | 0% | 0% | 4 | 51% | 0% | 0% | 2 | 1% | 0% | 0% | 1
259 | Renfro | 0 | 0 | 0 | 0% | 0% | 1 |  |  |  |  | 0% | [5 empty] | 0% | 0% | 0% | 1 | 0% | 0% | 0% | 1 | 0% | 0% | 0% | 1 | 0% | 0% | 0% | 1 | 0% | 0% | 0% | 1 | 0% | 0% | 0% | 1 | 0% | 0% | 0% | 1 | 0% | 0% | 1 |  |  |  |  | 0% | [5 empty] | 0% | 0% | 0% | 1 | 0% | 0% | 0% | 1 | 0% | 0% | 0% | 1 | 0% | 0% | 0% | 1 | 0% | 0% | 0% | 1 | 0% | 0% | 0% | 1 | 0% | 0% | 0% | 1 | 0% | 0% | 1 |  |  |  |  | 0% | [5 empty] | 0% | 0% | 0% | 1 | 0% | 0% | 0% | 1 | 0% | 0% | 0% | 1 | 0% | 0% | 0% | 1 | 0% | 0% | 0% | 1 | 0% | 0% | 0% | 1 | 0% | 0% | 0% | 1 | 0% | 0% | 1 |  |  |  |  | 0% | [5 empty] | 0% | 100% | 100% | 5 | 100% | 0% | 0% | 5 | 0% | 0% | 0% | 1 | 100% | 0% | 0% | 5 | 100% | 0% | 0% | 5 | 100% | 0% | 0% | 5 | 0% | 0% | 0% | 1
260 | Julian Hinds | 0 | 0 | 20 | 0% | 0% | 1 |  |  |  |  | 0% | [5 empty] | 0% | 0% | 0% | 1 | 100% | 0% | 0% | 5 | 0% | 0% | 0% | 1 | 0% | 0% | 0% | 1 | 100% | 0% | 0% | 5 | 45% | 0% | 0% | 1 | 0% | 0% | 0% | 1 | 0% | 0% | 1 |  |  |  |  | 0% | [5 empty] | 0% | 0% | 0% | 1 | 11% | 0% | 0% | 1 | 37% | 0% | 0% | 1 | 0% | 0% | 0% | 1 | 48% | 0% | 0% | 1 | 55% | 0% | 0% | 2 | 0% | 0% | 0% | 1 | 0% | 0% | 1 |  |  |  |  | 0% | [5 empty] | 0% | 0% | 0% | 1 | 10% | 0% | 0% | 1 | 20% | 0% | 0% | 1 | 1% | 0% | 0% | 1 | 30% | 0% | 0% | 1 | 50% | 0% | 0% | 2 | 0% | 0% | 0% | 1 | 0% | 0% | 1 |  |  |  |  | 0% | [5 empty] | 0% | 0% | 0% | 1 | 24% | 0% | 0% | 1 | 14% | 0% | 0% | 1 | 6% | 0% | 0% | 1 | 38% | 0% | 0% | 1 | 51% | 0% | 0% | 2 | 1% | 0% | 0% | 1
261 | Old River | 0 | 0 | 0 | 0% | 0% | 1 |  |  |  |  | 0% | [5 empty] | 0% | 0% | 0% | 1 | 0% | 0% | 0% | 1 | 0% | 0% | 0% | 1 | 0% | 0% | 0% | 1 | 0% | 0% | 0% | 1 | 0% | 0% | 0% | 1 | 0% | 0% | 0% | 1 | 0% | 0% | 1 |  |  |  |  | 0% | [5 empty] | 0% | 0% | 0% | 1 | 0% | 0% | 0% | 1 | 0% | 0% | 0% | 1 | 0% | 0% | 0% | 1 | 0% | 0% | 0% | 1 | 0% | 0% | 0% | 1 | 0% | 0% | 0% | 1 | 0% | 0% | 1 |  |  |  |  | 0% | [5 empty] | 0% | 0% | 0% | 1 | 0% | 0% | 0% | 1 | 0% | 0% | 0% | 1 | 0% | 0% | 0% | 1 | 0% | 0% | 0% | 1 | 0% | 0% | 0% | 1 | 0% | 0% | 0% | 1 | 0% | 0% | 1 |  |  |  |  | 0% | [5 empty] | 68% | 28% | 96% | 5 | 82% | 0% | 0% | 3 | 51% | 0% | 0% | 2 | 61% | 0% | 0% | 2 | 96% | 0% | 0% | 5 | 63% | 0% | 0% | 2 | 3% | 0% | 0% | 1
262 | Bellevue | 0 | 0 | 0 | 0% | 0% | 1 |  |  |  |  | 0% | [5 empty] | 100% | 0% | 100% | 5 | 100% | 0% | 0% | 5 | 99% | 0% | 0% | 5 | 99% | 0% | 0% | 5 | 100% | 0% | 0% | 5 | 96% | 0% | 0% | 5 | 0% | 0% | 0% | 1 | 0% | 0% | 1 |  |  |  |  | 0% | [5 empty] | 72% | 0% | 72% | 3 | 80% | 0% | 0% | 3 | 29% | 0% | 0% | 1 | 63% | 0% | 0% | 2 | 94% | 0% | 0% | 4 | 81% | 0% | 0% | 3 | 1% | 0% | 0% | 1 | 0% | 0% | 1 |  |  |  |  | 0% | [5 empty] | 46% | 0% | 46% | 2 | 87% | 0% | 0% | 3 | 34% | 0% | 0% | 1 | 55% | 0% | 0% | 2 | 96% | 0% | 0% | 5 | 71% | 0% | 0% | 3 | 4% | 0% | 0% | 1 | 0% | 0% | 1 |  |  |  |  | 0% | [5 empty] | 54% | 0% | 54% | 3 | 85% | 0% | 0% | 3 | 30% | 0% | 0% | 1 | 60% | 0% | 0% | 2 | 95% | 0% | 0% | 5 | 74% | 0% | 0% | 3 | 3% | 0% | 0% | 1
263 | Highline | 0 | 0 | 0 | 0% | 0% | 1 |  |  |  |  | 0% | [5 empty] | 0% | 0% | 0% | 1 | 0% | 0% | 0% | 1 | 74% | 0% | 0% | 3 | 74% | 0% | 0% | 3 | 74% | 0% | 0% | 3 | 65% | 0% | 0% | 2 | 3% | 0% | 0% | 1 | 0% | 0% | 1 |  |  |  |  | 0% | [5 empty] | 0% | 0% | 0% | 1 | 10% | 0% | 0% | 1 | 55% | 0% | 0% | 2 | 55% | 0% | 0% | 2 | 65% | 0% | 0% | 2 | 65% | 0% | 0% | 2 | 2% | 0% | 0% | 1 | 0% | 0% | 1 |  |  |  |  | 1% | [5 empty] | 0% | 0% | 0% | 1 | 19% | 0% | 0% | 1 | 36% | 0% | 0% | 1 | 36% | 0% | 0% | 1 | 55% | 0% | 0% | 2 | 77% | 0% | 0% | 3 | 2% | 0% | 0% | 1 | 0% | 0% | 1 |  |  |  |  | 1% | [5 empty] | 0% | 0% | 0% | 1 | 28% | 0% | 0% | 1 | 20% | 0% | 0% | 1 | 16% | 0% | 0% | 1 | 48% | 0% | 0% | 1 | 67% | 0% | 0% | 2 | 3% | 0% | 0% | 1
264 | Clayton | 0 | 0 | 0 | 0% | 0% | 1 |  |  |  |  | 0% | [5 empty] | 58% | 0% | 58% | 3 | 69% | 0% | 0% | 2 | 85% | 0% | 0% | 3 | 66% | 0% | 0% | 2 | 90% | 0% | 0% | 4 | 28% | 0% | 0% | 1 | 42% | 0% | 0% | 1 | 0% | 0% | 1 |  |  |  |  | 0% | [5 empty] | 41% | 0% | 41% | 2 | 47% | 0% | 0% | 1 | 70% | 0% | 0% | 3 | 49% | 0% | 0% | 1 | 82% | 0% | 0% | 3 | 17% | 0% | 0% | 1 | 43% | 0% | 0% | 1 | 0% | 0% | 1 |  |  |  |  | 7% | [5 empty] | 46% | 0% | 46% | 2 | 34% | 0% | 0% | 1 | 63% | 0% | 0% | 2 | 53% | 0% | 0% | 2 | 79% | 0% | 0% | 3 | 18% | 0% | 0% | 1 | 32% | 0% | 0% | 1 | 0% | 0% | 1 |  |  |  |  | 7% | [5 empty] | 51% | 0% | 51% | 3 | 36% | 0% | 0% | 1 | 50% | 0% | 0% | 2 | 49% | 0% | 0% | 1 | 67% | 0% | 0% | 2 | 17% | 0% | 0% | 1 | 22% | 0% | 0% | 1
265 | Hilltop | 0 | 0 | 20 | 0% | 0% | 1 |  |  |  |  | 6% | [5 empty] | 5% | 0% | 5% | 1 | 48% | 0% | 0% | 1 | 31% | 0% | 0% | 1 | 18% | 0% | 0% | 1 | 73% | 0% | 0% | 3 | 61% | 0% | 0% | 2 | 10% | 0% | 0% | 1 | 0% | 0% | 1 |  |  |  |  | 7% | [5 empty] | 13% | 0% | 13% | 1 | 54% | 0% | 0% | 2 | 25% | 0% | 0% | 1 | 11% | 0% | 0% | 1 | 74% | 0% | 0% | 3 | 66% | 0% | 0% | 2 | 9% | 0% | 0% | 1 | 0% | 0% | 1 |  |  |  |  | 0% | [5 empty] | 22% | 0% | 22% | 2 | 61% | 0% | 0% | 2 | 25% | 0% | 0% | 1 | 11% | 0% | 0% | 1 | 78% | 0% | 0% | 3 | 69% | 0% | 0% | 2 | 10% | 0% | 0% | 1 | 0% | 0% | 1 |  |  |  |  | 0% | [5 empty] | 26% | 0% | 26% | 2 | 66% | 0% | 0% | 2 | 25% | 0% | 0% | 1 | 15% | 0% | 0% | 1 | 80% | 0% | 0% | 3 | 76% | 0% | 0% | 3 | 9% | 0% | 0% | 1
266 | Lakeville | 0 | 0 | 0 | 0% | 0% | 1 |  |  |  |  | 0% | [5 empty] | 97% | 0% | 97% | 5 | 92% | 0% | 0% | 4 | 48% | 0% | 0% | 1 | 67% | 0% | 0% | 2 | 93% | 0% | 0% | 4 | 80% | 0% | 0% | 3 | 1% | 0% | 0% | 1 | 0% | 0% | 1 |  |  |  |  | 0% | [5 empty] | 86% | 0% | 86% | 5 | 76% | 0% | 0% | 3 | 32% | 0% | 0% | 1 | 55% | 0% | 0% | 2 | 87% | 0% | 0% | 3 | 82% | 0% | 0% | 3 | 5% | 0% | 0% | 1 | 0% | 0% | 1 |  |  |  |  | 0% | [5 empty] | 70% | 0% | 70% | 3 | 81% | 0% | 0% | 3 | 31% | 0% | 0% | 1 | 53% | 0% | 0% | 2 | 91% | 0% | 0% | 4 | 80% | 0% | 0% | 3 | 5% | 0% | 0% | 1 | 0% | 0% | 1 |  |  |  |  | 0% | [5 empty] | 58% | 0% | 58% | 3 | 74% | 0% | 0% | 3 | 29% | 0% | 0% | 1 | 39% | 0% | 0% | 1 | 89% | 0% | 0% | 3 | 62% | 0% | 0% | 2 | 6% | 0% | 0% | 1
267 | Fig Garden | 0 | 0 | 0 | 0% | 0% | 1 |  |  |  |  | 0% | [5 empty] | 0% | 0% | 0% | 1 | 0% | 0% | 0% | 1 | 0% | 0% | 0% | 1 | 0% | 0% | 0% | 1 | 0% | 0% | 0% | 1 | 0% | 0% | 0% | 1 | 0% | 0% | 0% | 1 | 0% | 0% | 1 |  |  |  |  | 0% | [5 empty] | 0% | 0% | 0% | 1 | 0% | 0% | 0% | 1 | 0% | 0% | 0% | 1 | 0% | 0% | 0% | 1 | 0% | 0% | 0% | 1 | 0% | 0% | 0% | 1 | 0% | 0% | 0% | 1 | 0% | 0% | 1 |  |  |  |  | 3% | [5 empty] | 0% | 0% | 0% | 1 | 0% | 0% | 0% | 1 | 0% | 0% | 0% | 1 | 0% | 0% | 0% | 1 | 0% | 0% | 0% | 1 | 0% | 0% | 0% | 1 | 0% | 0% | 0% | 1 | 0% | 0% | 1 |  |  |  |  | 3% | [5 empty] | 0% | 0% | 0% | 1 | 0% | 0% | 0% | 1 | 0% | 0% | 0% | 1 | 0% | 0% | 0% | 1 | 0% | 0% | 0% | 1 | 0% | 0% | 0% | 1 | 0% | 0% | 0% | 1
268 | GWF Tracy | 0 | 0 | 0 | 0% | 0% | 1 |  |  |  |  | 4% | [5 empty] | 87% | 3% | 90% | 5 | 90% | 0% | 0% | 4 | 87% | 0% | 0% | 3 | 96% | 0% | 0% | 5 | 100% | 0% | 0% | 5 | 41% | 0% | 0% | 1 | 3% | 0% | 0% | 1 | 0% | 0% | 1 |  |  |  |  | 3% | [5 empty] | 85% | 6% | 91% | 5 | 91% | 0% | 0% | 4 | 83% | 0% | 0% | 3 | 92% | 0% | 0% | 4 | 100% | 0% | 0% | 5 | 46% | 0% | 0% | 1 | 3% | 0% | 0% | 1 | 0% | 0% | 1 |  |  |  |  | 0% | [5 empty] | 80% | 12% | 92% | 5 | 91% | 0% | 0% | 4 | 76% | 0% | 0% | 3 | 87% | 0% | 0% | 3 | 100% | 0% | 0% | 5 | 52% | 0% | 0% | 2 | 2% | 0% | 0% | 1 | 0% | 0% | 1 |  |  |  |  | 0% | [5 empty] | 61% | 11% | 72% | 3 | 68% | 0% | 0% | 2 | 75% | 0% | 0% | 3 | 81% | 0% | 0% | 3 | 94% | 0% | 0% | 4 | 43% | 0% | 0% | 1 | 6% | 0% | 0% | 1
269 | Pahrump | 0 | 0 | 0 | 0% | 0% | 1 |  |  |  |  | 0% | [5 empty] | 0% | 0% | 0% | 1 | 0% | 0% | 0% | 1 | 34% | 0% | 0% | 1 | 39% | 0% | 0% | 1 | 39% | 0% | 0% | 1 | 77% | 0% | 0% | 3 | 6% | 0% | 0% | 1 | 0% | 0% | 1 |  |  |  |  | 0% | [5 empty] | 0% | 0% | 0% | 1 | 25% | 0% | 0% | 1 | 5% | 0% | 0% | 1 | 34% | 0% | 0% | 1 | 47% | 0% | 0% | 1 | 80% | 0% | 0% | 3 | 1% | 0% | 0% | 1 | 0% | 0% | 1 |  |  |  |  | 0% | [5 empty] | 0% | 0% | 0% | 1 | 19% | 0% | 0% | 1 | 4% | 0% | 0% | 1 | 46% | 0% | 0% | 1 | 56% | 0% | 0% | 2 | 78% | 0% | 0% | 3 | 1% | 0% | 0% | 1 | 0% | 0% | 1 |  |  |  |  | 0% | [5 empty] | 0% | 0% | 0% | 1 | 16% | 0% | 0% | 1 | 3% | 0% | 0% | 1 | 41% | 0% | 0% | 1 | 49% | 0% | 0% | 1 | 72% | 0% | 0% | 3 | 1% | 0% | 0% | 1
270 | Curtis | 0 | 0 | 0 | 0% | 0% | 1 |  |  |  |  | 0% | [5 empty] | 0% | 0% | 0% | 1 | 0% | 0% | 0% | 1 | 0% | 0% | 0% | 1 | 0% | 0% | 0% | 1 | 0% | 0% | 0% | 1 | 0% | 0% | 0% | 1 | 0% | 0% | 0% | 1 | 0% | 0% | 1 |  |  |  |  | 0% | [5 empty] | 0% | 0% | 0% | 1 | 0% | 0% | 0% | 1 | 0% | 0% | 0% | 1 | 0% | 0% | 0% | 1 | 0% | 0% | 0% | 1 | 0% | 0% | 0% | 1 | 0% | 0% | 0% | 1 | 0% | 0% | 1 |  |  |  |  | 0% | [5 empty] | 0% | 0% | 0% | 1 | 0% | 0% | 0% | 1 | 0% | 0% | 0% | 1 | 0% | 0% | 0% | 1 | 0% | 0% | 0% | 1 | 0% | 0% | 0% | 1 | 0% | 0% | 0% | 1 | 0% | 0% | 1 |  |  |  |  | 0% | [5 empty] | 55% | 4% | 59% | 3 | 0% | 0% | 0% | 1 | 0% | 0% | 0% | 1 | 12% | 0% | 0% | 1 | 12% | 0% | 0% | 1 | 74% | 0% | 0% | 3 | 11% | 0% | 0% | 1
271 | Quinto | 0 | 0 | 0 | 0% | 0% | 1 |  |  |  |  | 0% | [5 empty] | 83% | 17% | 100% | 5 | 99% | 0% | 0% | 5 | 8% | 0% | 0% | 1 | 16% | 0% | 0% | 1 | 100% | 0% | 0% | 5 | 90% | 0% | 0% | 4 | 0% | 0% | 0% | 1 | 0% | 0% | 1 |  |  |  |  | 0% | [5 empty] | 59% | 41% | 100% | 5 | 98% | 0% | 0% | 5 | 6% | 0% | 0% | 1 | 10% | 0% | 0% | 1 | 100% | 0% | 0% | 5 | 95% | 0% | 0% | 5 | 0% | 0% | 0% | 1 | 0% | 0% | 1 |  |  |  |  | 0% | [5 empty] | 51% | 49% | 100% | 5 | 95% | 0% | 0% | 5 | 5% | 0% | 0% | 1 | 8% | 0% | 0% | 1 | 97% | 0% | 0% | 5 | 96% | 0% | 0% | 5 | 0% | 0% | 0% | 1 | 0% | 0% | 1 |  |  |  |  | 0% | [5 empty] | 44% | 56% | 100% | 5 | 95% | 0% | 0% | 5 | 11% | 0% | 0% | 1 | 20% | 0% | 0% | 1 | 97% | 0% | 0% | 5 | 98% | 0% | 0% | 5 | 0% | 0% | 0% | 1
272 | Melrose | 0 | 0 | 0 | 0% | 0% | 1 |  |  |  |  | 0% | [5 empty] | 0% | 0% | 0% | 1 | 20% | 0% | 0% | 1 | 78% | 0% | 0% | 3 | 78% | 0% | 0% | 3 | 78% | 0% | 0% | 3 | 0% | 0% | 0% | 1 | 18% | 0% | 0% | 1 | 0% | 0% | 1 |  |  |  |  | 0% | [5 empty] | 1% | 0% | 1% | 1 | 16% | 0% | 0% | 1 | 78% | 0% | 0% | 3 | 81% | 0% | 0% | 3 | 81% | 0% | 0% | 3 | 0% | 0% | 0% | 1 | 16% | 0% | 0% | 1 | 0% | 0% | 1 |  |  |  |  | 0% | [5 empty] | 1% | 0% | 1% | 1 | 16% | 0% | 0% | 1 | 78% | 0% | 0% | 3 | 82% | 0% | 0% | 3 | 82% | 0% | 0% | 3 | 0% | 0% | 0% | 1 | 15% | 0% | 0% | 1 | 0% | 0% | 1 |  |  |  |  | 0% | [5 empty] | 1% | 0% | 1% | 1 | 12% | 0% | 0% | 1 | 64% | 0% | 0% | 2 | 71% | 0% | 0% | 3 | 71% | 0% | 0% | 3 | 0% | 0% | 0% | 1 | 11% | 0% | 0% | 1
273 | Valley (VEA) | 0 | 0 | 0 | 0% | 0% | 1 |  |  |  |  | 0% | [5 empty] | 0% | 0% | 0% | 1 | 0% | 0% | 0% | 1 | 0% | 0% | 0% | 1 | 0% | 0% | 0% | 1 | 0% | 0% | 0% | 1 | 100% | 0% | 0% | 5 | 0% | 0% | 0% | 1 | 0% | 0% | 1 |  |  |  |  | 0% | [5 empty] | 0% | 0% | 0% | 1 | 0% | 0% | 0% | 1 | 0% | 0% | 0% | 1 | 0% | 0% | 0% | 1 | 0% | 0% | 0% | 1 | 47% | 0% | 0% | 1 | 0% | 0% | 0% | 1 | 0% | 0% | 1 |  |  |  |  | 0% | [5 empty] | 0% | 0% | 0% | 1 | 0% | 0% | 0% | 1 | 0% | 0% | 0% | 1 | 0% | 0% | 0% | 1 | 0% | 0% | 0% | 1 | 9% | 0% | 0% | 1 | 0% | 0% | 0% | 1 | 0% | 0% | 1 |  |  |  |  | 0% | [5 empty] | 0% | 0% | 0% | 1 | 0% | 0% | 0% | 1 | 0% | 0% | 0% | 1 | 0% | 0% | 0% | 1 | 0% | 0% | 0% | 1 | 2% | 0% | 0% | 1 | 0% | 0% | 0% | 1
274 | Avocado | 0 | 0 | 0 | 0% | 0% | 1 |  |  |  |  | 0% | [5 empty] | 0% | 0% | 0% | 1 | 0% | 0% | 0% | 1 | 0% | 0% | 0% | 1 | 0% | 0% | 0% | 1 | 0% | 0% | 0% | 1 | 0% | 0% | 0% | 1 | 0% | 0% | 0% | 1 | 0% | 0% | 1 |  |  |  |  | 0% | [5 empty] | 1% | 0% | 1% | 1 | 0% | 0% | 0% | 1 | 95% | 0% | 0% | 5 | 95% | 0% | 0% | 5 | 95% | 0% | 0% | 5 | 0% | 0% | 0% | 1 | 34% | 0% | 0% | 1 | 0% | 0% | 1 |  |  |  |  | 0% | [5 empty] | 1% | 0% | 1% | 1 | 17% | 0% | 0% | 1 | 77% | 0% | 0% | 3 | 78% | 0% | 0% | 3 | 78% | 0% | 0% | 3 | 0% | 0% | 0% | 1 | 15% | 0% | 0% | 1 | 0% | 0% | 1 |  |  |  |  | 0% | [5 empty] | 1% | 0% | 1% | 1 | 11% | 0% | 0% | 1 | 64% | 0% | 0% | 2 | 73% | 0% | 0% | 3 | 73% | 0% | 0% | 3 | 0% | 0% | 0% | 1 | 11% | 0% | 0% | 1
275 | New Sub - North Gila - IV (Proposed) | 0 | 0 | 0 | 0% | 0% | 1 |  |  |  |  | 0% | [5 empty] | 0% | 0% | 0% | 1 | 0% | 0% | 0% | 1 | 71% | 0% | 0% | 3 | 71% | 0% | 0% | 3 | 71% | 0% | 0% | 3 | 63% | 0% | 0% | 2 | 3% | 0% | 0% | 1 | 0% | 0% | 1 |  |  |  |  | 0% | [5 empty] | 0% | 0% | 0% | 1 | 0% | 0% | 0% | 1 | 71% | 0% | 0% | 3 | 71% | 0% | 0% | 3 | 71% | 0% | 0% | 3 | 62% | 0% | 0% | 2 | 3% | 0% | 0% | 1 | 0% | 0% | 1 |  |  |  |  | 0% | [5 empty] | 0% | 0% | 0% | 1 | 13% | 0% | 0% | 1 | 48% | 0% | 0% | 1 | 48% | 0% | 0% | 1 | 61% | 0% | 0% | 2 | 69% | 0% | 0% | 2 | 2% | 0% | 0% | 1 | 0% | 0% | 1 |  |  |  |  | 0% | [5 empty] | 0% | 0% | 0% | 1 | 23% | 0% | 0% | 1 | 21% | 0% | 0% | 1 | 16% | 0% | 0% | 1 | 43% | 0% | 0% | 1 | 69% | 0% | 0% | 2 | 1% | 0% | 0% | 1
276 | Caliente | 0 | 0 | 10 | 0% | 0% | 1 |  |  |  |  | 0% | [5 empty] | 72% | 0% | 72% | 3 | 65% | 0% | 0% | 2 | 0% | 0% | 0% | 1 | 24% | 0% | 0% | 1 | 65% | 0% | 0% | 2 | 58% | 0% | 0% | 2 | 0% | 0% | 0% | 1 | 0% | 0% | 1 |  |  |  |  | 0% | [5 empty] | 59% | 0% | 59% | 3 | 74% | 0% | 0% | 3 | 0% | 0% | 0% | 1 | 15% | 0% | 0% | 1 | 74% | 0% | 0% | 3 | 59% | 0% | 0% | 2 | 0% | 0% | 0% | 1 | 0% | 0% | 1 |  |  |  |  | 0% | [5 empty] | 35% | 35% | 70% | 5 | 58% | 0% | 0% | 2 | 0% | 0% | 0% | 1 | 7% | 0% | 0% | 1 | 58% | 0% | 0% | 2 | 66% | 0% | 0% | 2 | 0% | 0% | 0% | 1 | 0% | 0% | 1 |  |  |  |  | 0% | [5 empty] | 41% | 50% | 91% | 5 | 37% | 0% | 0% | 1 | 3% | 0% | 0% | 1 | 14% | 0% | 0% | 1 | 47% | 0% | 0% | 1 | 68% | 0% | 0% | 2 | 1% | 0% | 0% | 1
277 | San Luis Obispo | 0 | 0 | 0 | 0% | 0% | 1 |  |  |  |  | 0% | [5 empty] | 89% | 1% | 90% | 5 | 55% | 0% | 0% | 2 | 9% | 0% | 0% | 1 | 38% | 0% | 0% | 1 | 65% | 0% | 0% | 2 | 89% | 0% | 0% | 3 | 3% | 0% | 0% | 1 | 0% | 0% | 1 |  |  |  |  | 0% | [5 empty] | 70% | 16% | 86% | 5 | 38% | 0% | 0% | 1 | 11% | 0% | 0% | 1 | 48% | 0% | 0% | 1 | 63% | 0% | 0% | 2 | 66% | 0% | 0% | 2 | 2% | 0% | 0% | 1 | 0% | 0% | 1 |  |  |  |  | 0% | [5 empty] | 65% | 25% | 90% | 5 | 39% | 0% | 0% | 1 | 12% | 0% | 0% | 1 | 40% | 0% | 0% | 1 | 61% | 0% | 0% | 2 | 61% | 0% | 0% | 2 | 2% | 0% | 0% | 1 | 0% | 0% | 1 |  |  |  |  | 0% | [5 empty] | 59% | 33% | 92% | 5 | 37% | 0% | 0% | 1 | 9% | 0% | 0% | 1 | 30% | 0% | 0% | 1 | 54% | 0% | 0% | 2 | 68% | 0% | 0% | 2 | 2% | 0% | 0% | 1
278 | Valley Home | 0 | 0 | 0 | 0% | 0% | 1 |  |  |  |  | 0% | [5 empty] | 0% | 0% | 0% | 1 | 0% | 0% | 0% | 1 | 0% | 0% | 0% | 1 | 0% | 0% | 0% | 1 | 0% | 0% | 0% | 1 | 0% | 0% | 0% | 1 | 0% | 0% | 0% | 1 | 0% | 0% | 1 |  |  |  |  | 0% | [5 empty] | 0% | 0% | 0% | 1 | 0% | 0% | 0% | 1 | 0% | 0% | 0% | 1 | 0% | 0% | 0% | 1 | 0% | 0% | 0% | 1 | 0% | 0% | 0% | 1 | 0% | 0% | 0% | 1 | 0% | 0% | 1 |  |  |  |  | 0% | [5 empty] | 0% | 0% | 0% | 1 | 0% | 0% | 0% | 1 | 0% | 0% | 0% | 1 | 0% | 0% | 0% | 1 | 0% | 0% | 0% | 1 | 0% | 0% | 0% | 1 | 0% | 0% | 0% | 1 | 0% | 0% | 1 |  |  |  |  | 0% | [5 empty] | 100% | 0% | 100% | 5 | 100% | 0% | 0% | 5 | 10% | 0% | 0% | 1 | 10% | 0% | 0% | 1 | 100% | 0% | 0% | 5 | 100% | 0% | 0% | 5 | 0% | 0% | 0% | 1
279 | Big Creek | 0 | 0 | 0 | 0% | 0% | 1 |  |  |  |  | 0% | [5 empty] | 100% | 0% | 100% | 5 | 0% | 0% | 0% | 1 | 0% | 0% | 0% | 1 | 100% | 0% | 0% | 5 | 100% | 0% | 0% | 5 | 100% | 0% | 0% | 5 | 0% | 0% | 0% | 1 | 0% | 0% | 1 |  |  |  |  | 0% | [5 empty] | 100% | 0% | 100% | 5 | 0% | 0% | 0% | 1 | 0% | 0% | 0% | 1 | 100% | 0% | 0% | 5 | 100% | 0% | 0% | 5 | 100% | 0% | 0% | 5 | 0% | 0% | 0% | 1 | 0% | 0% | 1 |  |  |  |  | 0% | [5 empty] | 100% | 0% | 100% | 5 | 0% | 0% | 0% | 1 | 0% | 0% | 0% | 1 | 100% | 0% | 0% | 5 | 100% | 0% | 0% | 5 | 100% | 0% | 0% | 5 | 0% | 0% | 0% | 1 | 0% | 0% | 1 |  |  |  |  | 0% | [5 empty] | 51% | 0% | 51% | 3 | 0% | 0% | 0% | 1 | 25% | 0% | 0% | 1 | 100% | 0% | 0% | 5 | 100% | 0% | 0% | 5 | 81% | 0% | 0% | 3 | 1% | 0% | 0% | 1
280 | West Fresno | 0 | 0 | 0 | 0% | 0% | 1 |  |  |  |  | 0% | [5 empty] | 0% | 0% | 0% | 1 | 0% | 0% | 0% | 1 | 0% | 0% | 0% | 1 | 0% | 0% | 0% | 1 | 0% | 0% | 0% | 1 | 0% | 0% | 0% | 1 | 0% | 0% | 0% | 1 | 0% | 0% | 1 |  |  |  |  | 0% | [5 empty] | 0% | 0% | 0% | 1 | 0% | 0% | 0% | 1 | 0% | 0% | 0% | 1 | 0% | 0% | 0% | 1 | 0% | 0% | 0% | 1 | 0% | 0% | 0% | 1 | 0% | 0% | 0% | 1 | 0% | 0% | 1 |  |  |  |  | 0% | [5 empty] | 0% | 0% | 0% | 1 | 0% | 0% | 0% | 1 | 0% | 0% | 0% | 1 | 0% | 0% | 0% | 1 | 0% | 0% | 0% | 1 | 0% | 0% | 0% | 1 | 0% | 0% | 0% | 1 | 0% | 0% | 1 |  |  |  |  | 0% | [5 empty] | 0% | 0% | 0% | 1 | 0% | 0% | 0% | 1 | 0% | 0% | 0% | 1 | 0% | 0% | 0% | 1 | 0% | 0% | 0% | 1 | 0% | 0% | 0% | 1 | 0% | 0% | 0% | 1
281 | Sylmar | 0 | 0 | 0 | 0% | 0% | 1 |  |  |  |  | 0% | [5 empty] | 31% | 65% | 96% | 5 | 50% | 0% | 0% | 2 | 0% | 0% | 0% | 1 | 3% | 0% | 0% | 1 | 53% | 0% | 0% | 2 | 74% | 0% | 0% | 3 | 4% | 0% | 0% | 1 | 0% | 0% | 1 |  |  |  |  | 0% | [5 empty] | 59% | 38% | 97% | 5 | 64% | 0% | 0% | 2 | 0% | 0% | 0% | 1 | 5% | 0% | 0% | 1 | 65% | 0% | 0% | 2 | 52% | 0% | 0% | 2 | 3% | 0% | 0% | 1 | 0% | 0% | 1 |  |  |  |  | 4% | [5 empty] | 57% | 42% | 99% | 5 | 44% | 0% | 0% | 1 | 2% | 0% | 0% | 1 | 2% | 0% | 0% | 1 | 44% | 0% | 0% | 1 | 62% | 0% | 0% | 2 | 2% | 0% | 0% | 1 | 0% | 0% | 1 |  |  |  |  | 4% | [5 empty] | 30% | 33% | 63% | 5 | 16% | 0% | 0% | 1 | 32% | 0% | 0% | 1 | 28% | 0% | 0% | 1 | 51% | 0% | 0% | 2 | 40% | 0% | 0% | 1 | 3% | 0% | 0% | 1
282 | Tracy | 0 | 0 | 0 | 0% | 0% | 1 |  |  |  |  | 4% | [5 empty] | 89% | 0% | 89% | 5 | 89% | 0% | 0% | 3 | 87% | 0% | 0% | 3 | 97% | 0% | 0% | 5 | 100% | 0% | 0% | 5 | 33% | 0% | 0% | 1 | 3% | 0% | 0% | 1 | 0% | 0% | 1 |  |  |  |  | 3% | [5 empty] | 89% | 3% | 92% | 5 | 89% | 0% | 0% | 3 | 88% | 0% | 0% | 3 | 96% | 0% | 0% | 5 | 99% | 0% | 0% | 5 | 42% | 0% | 0% | 1 | 3% | 0% | 0% | 1 | 0% | 0% | 1 |  |  |  |  | 0% | [5 empty] | 81% | 4% | 85% | 5 | 79% | 0% | 0% | 3 | 85% | 0% | 0% | 3 | 92% | 0% | 0% | 4 | 98% | 0% | 0% | 5 | 41% | 0% | 0% | 1 | 4% | 0% | 0% | 1 | 0% | 0% | 1 |  |  |  |  | 0% | [5 empty] | 50% | 6% | 56% | 3 | 56% | 0% | 0% | 2 | 64% | 0% | 0% | 2 | 65% | 0% | 0% | 2 | 78% | 0% | 0% | 3 | 30% | 0% | 0% | 1 | 14% | 0% | 0% | 1
283 | Pease | 0 | 0 | 0 | 0% | 0% | 1 |  |  |  |  | 0% | [5 empty] | 100% | 0% | 100% | 5 | 97% | 0% | 0% | 5 | 73% | 0% | 0% | 3 | 73% | 0% | 0% | 3 | 97% | 0% | 0% | 5 | 97% | 0% | 0% | 5 | 0% | 0% | 0% | 1 | 0% | 0% | 1 |  |  |  |  | 0% | [5 empty] | 100% | 0% | 100% | 5 | 97% | 0% | 0% | 5 | 65% | 0% | 0% | 2 | 65% | 0% | 0% | 2 | 98% | 0% | 0% | 5 | 82% | 0% | 0% | 3 | 0% | 0% | 0% | 1 | 0% | 0% | 1 |  |  |  |  | 0% | [5 empty] | 100% | 0% | 100% | 5 | 97% | 0% | 0% | 5 | 65% | 0% | 0% | 2 | 65% | 0% | 0% | 2 | 98% | 0% | 0% | 5 | 82% | 0% | 0% | 3 | 0% | 0% | 0% | 1 | 0% | 0% | 1 |  |  |  |  | 0% | [5 empty] | 100% | 0% | 100% | 5 | 98% | 0% | 0% | 5 | 49% | 0% | 0% | 1 | 51% | 0% | 0% | 2 | 98% | 0% | 0% | 5 | 86% | 0% | 0% | 3 | 0% | 0% | 0% | 1
284 | Spring Valley | 0 | 0 | 0 | 0% | 0% | 1 |  |  |  |  | 0% | [5 empty] | 0% | 0% | 0% | 1 | 12% | 0% | 0% | 1 | 12% | 0% | 0% | 1 | 98% | 0% | 0% | 5 | 98% | 0% | 0% | 5 | 0% | 0% | 0% | 1 | 3% | 0% | 0% | 1 | 0% | 0% | 1 |  |  |  |  | 0% | [5 empty] | 0% | 0% | 0% | 1 | 8% | 0% | 0% | 1 | 35% | 0% | 0% | 1 | 65% | 0% | 0% | 2 | 66% | 0% | 0% | 2 | 0% | 0% | 0% | 1 | 7% | 0% | 0% | 1 | 0% | 0% | 1 |  |  |  |  | 0% | [5 empty] | 0% | 0% | 0% | 1 | 7% | 0% | 0% | 1 | 38% | 0% | 0% | 1 | 67% | 0% | 0% | 2 | 67% | 0% | 0% | 2 | 1% | 0% | 0% | 1 | 8% | 0% | 0% | 1 | 0% | 0% | 1 |  |  |  |  | 0% | [5 empty] | 0% | 0% | 0% | 1 | 6% | 0% | 0% | 1 | 33% | 0% | 0% | 1 | 64% | 0% | 0% | 2 | 66% | 0% | 0% | 2 | 3% | 0% | 0% | 1 | 7% | 0% | 0% | 1
285 | Honcut | 0 | 0 | 0 | 0% | 0% | 1 |  |  |  |  | 0% | [5 empty] | 0% | 0% | 0% | 1 | 0% | 0% | 0% | 1 | 0% | 0% | 0% | 1 | 0% | 0% | 0% | 1 | 0% | 0% | 0% | 1 | 0% | 0% | 0% | 1 | 0% | 0% | 0% | 1 | 0% | 0% | 1 |  |  |  |  | 0% | [5 empty] | 100% | 0% | 100% | 5 | 97% | 0% | 0% | 5 | 76% | 0% | 0% | 3 | 76% | 0% | 0% | 3 | 97% | 0% | 0% | 5 | 99% | 0% | 0% | 5 | 0% | 0% | 0% | 1 | 0% | 0% | 1 |  |  |  |  | 0% | [5 empty] | 100% | 0% | 100% | 5 | 97% | 0% | 0% | 5 | 65% | 0% | 0% | 2 | 65% | 0% | 0% | 2 | 98% | 0% | 0% | 5 | 82% | 0% | 0% | 3 | 0% | 0% | 0% | 1 | 0% | 0% | 1 |  |  |  |  | 0% | [5 empty] | 99% | 0% | 99% | 5 | 95% | 0% | 0% | 5 | 65% | 0% | 0% | 2 | 65% | 0% | 0% | 2 | 98% | 0% | 0% | 5 | 82% | 0% | 0% | 3 | 0% | 0% | 0% | 1
286 | Rancho Mission Viejo | 0 | 0 | 0 | 0% | 0% | 1 |  |  |  |  | 0% | [5 empty] | 0% | 0% | 0% | 1 | 0% | 0% | 0% | 1 | 29% | 0% | 0% | 1 | 53% | 0% | 0% | 2 | 53% | 0% | 0% | 2 | 0% | 0% | 0% | 1 | 0% | 0% | 0% | 1 | 0% | 0% | 1 |  |  |  |  | 0% | [5 empty] | 0% | 0% | 0% | 1 | 0% | 0% | 0% | 1 | 28% | 0% | 0% | 1 | 48% | 0% | 0% | 1 | 48% | 0% | 0% | 1 | 0% | 0% | 0% | 1 | 0% | 0% | 0% | 1 | 0% | 0% | 1 |  |  |  |  | 0% | [5 empty] | 1% | 0% | 1% | 1 | 3% | 0% | 0% | 1 | 22% | 0% | 0% | 1 | 70% | 0% | 0% | 3 | 74% | 0% | 0% | 3 | 0% | 0% | 0% | 1 | 2% | 0% | 0% | 1 | 0% | 0% | 1 |  |  |  |  | 0% | [5 empty] | 0% | 0% | 0% | 1 | 8% | 0% | 0% | 1 | 45% | 0% | 0% | 1 | 78% | 0% | 0% | 3 | 80% | 0% | 0% | 3 | 0% | 0% | 0% | 1 | 10% | 0% | 0% | 1
287 | Encina | 0 | 0 | 10 | 0% | 0% | 1 |  |  |  |  | 0% | [5 empty] | 0% | 0% | 0% | 1 | 17% | 0% | 0% | 1 | 77% | 0% | 0% | 3 | 80% | 0% | 0% | 3 | 80% | 0% | 0% | 3 | 0% | 0% | 0% | 1 | 17% | 0% | 0% | 1 | 0% | 0% | 1 |  |  |  |  | 0% | [5 empty] | 1% | 0% | 1% | 1 | 16% | 0% | 0% | 1 | 79% | 0% | 0% | 3 | 82% | 0% | 0% | 3 | 82% | 0% | 0% | 3 | 0% | 0% | 0% | 1 | 15% | 0% | 0% | 1 | 0% | 0% | 1 |  |  |  |  | 0% | [5 empty] | 1% | 0% | 1% | 1 | 16% | 0% | 0% | 1 | 78% | 0% | 0% | 3 | 82% | 0% | 0% | 3 | 82% | 0% | 0% | 3 | 0% | 0% | 0% | 1 | 15% | 0% | 0% | 1 | 0% | 0% | 1 |  |  |  |  | 0% | [5 empty] | 1% | 0% | 1% | 1 | 9% | 0% | 0% | 1 | 52% | 0% | 0% | 2 | 63% | 0% | 0% | 2 | 63% | 0% | 0% | 2 | 0% | 0% | 0% | 1 | 8% | 0% | 0% | 1
288 | Bullard | 0 | 0 | 0 | 0% | 0% | 1 |  |  |  |  | 0% | [5 empty] | 0% | 0% | 0% | 1 | 0% | 0% | 0% | 1 | 0% | 0% | 0% | 1 | 0% | 0% | 0% | 1 | 0% | 0% | 0% | 1 | 0% | 0% | 0% | 1 | 0% | 0% | 0% | 1 | 0% | 0% | 1 |  |  |  |  | 0% | [5 empty] | 0% | 0% | 0% | 1 | 0% | 0% | 0% | 1 | 0% | 0% | 0% | 1 | 0% | 0% | 0% | 1 | 0% | 0% | 0% | 1 | 0% | 0% | 0% | 1 | 0% | 0% | 0% | 1 | 0% | 0% | 1 |  |  |  |  | 0% | [5 empty] | 0% | 0% | 0% | 1 | 0% | 0% | 0% | 1 | 0% | 0% | 0% | 1 | 0% | 0% | 0% | 1 | 0% | 0% | 0% | 1 | 0% | 0% | 0% | 1 | 0% | 0% | 0% | 1 | 0% | 0% | 1 |  |  |  |  | 0% | [5 empty] | 0% | 0% | 0% | 1 | 0% | 0% | 0% | 1 | 0% | 0% | 0% | 1 | 0% | 0% | 0% | 1 | 0% | 0% | 0% | 1 | 0% | 0% | 0% | 1 | 0% | 0% | 0% | 1
289 | Hicks | 0 | 0 | 0 | 0% | 0% | 1 |  |  |  |  | 0% | [5 empty] | 66% | 0% | 66% | 3 | 66% | 0% | 0% | 2 | 0% | 0% | 0% | 1 | 13% | 0% | 0% | 1 | 66% | 0% | 0% | 2 | 33% | 0% | 0% | 1 | 1% | 0% | 0% | 1 | 0% | 0% | 1 |  |  |  |  | 0% | [5 empty] | 68% | 0% | 68% | 3 | 68% | 0% | 0% | 2 | 0% | 0% | 0% | 1 | 12% | 0% | 0% | 1 | 68% | 0% | 0% | 2 | 37% | 0% | 0% | 1 | 1% | 0% | 0% | 1 | 0% | 0% | 1 |  |  |  |  | 0% | [5 empty] | 83% | 9% | 92% | 5 | 72% | 0% | 0% | 3 | 36% | 0% | 0% | 1 | 37% | 0% | 0% | 1 | 78% | 0% | 0% | 3 | 87% | 0% | 0% | 3 | 3% | 0% | 0% | 1 | 0% | 0% | 1 |  |  |  |  | 0% | [5 empty] | 42% | 47% | 89% | 5 | 82% | 0% | 0% | 3 | 40% | 0% | 0% | 1 | 44% | 0% | 0% | 1 | 91% | 0% | 0% | 4 | 87% | 0% | 0% | 3 | 3% | 0% | 0% | 1
290 | Olivehurst | 0 | 0 | 0 | 0% | 0% | 1 |  |  |  |  | 0% | [5 empty] | 0% | 0% | 0% | 1 | 0% | 0% | 0% | 1 | 0% | 0% | 0% | 1 | 0% | 0% | 0% | 1 | 0% | 0% | 0% | 1 | 0% | 0% | 0% | 1 | 0% | 0% | 0% | 1 | 0% | 0% | 1 |  |  |  |  | 0% | [5 empty] | 100% | 0% | 100% | 5 | 83% | 0% | 0% | 3 | 59% | 0% | 0% | 2 | 59% | 0% | 0% | 2 | 83% | 0% | 0% | 3 | 100% | 0% | 0% | 5 | 0% | 0% | 0% | 1 | 0% | 0% | 1 |  |  |  |  | 0% | [5 empty] | 100% | 0% | 100% | 5 | 97% | 0% | 0% | 5 | 65% | 0% | 0% | 2 | 65% | 0% | 0% | 2 | 98% | 0% | 0% | 5 | 82% | 0% | 0% | 3 | 0% | 0% | 0% | 1 | 0% | 0% | 1 |  |  |  |  | 0% | [5 empty] | 100% | 0% | 100% | 5 | 97% | 0% | 0% | 5 | 62% | 0% | 0% | 2 | 62% | 0% | 0% | 2 | 98% | 0% | 0% | 5 | 83% | 0% | 0% | 3 | 0% | 0% | 0% | 1
291 | Temblor | 0 | 0 | 0 | 0% | 0% | 1 |  |  |  |  | 0% | [5 empty] | 80% | 0% | 80% | 5 | 0% | 0% | 0% | 1 | 0% | 0% | 0% | 1 | 0% | 0% | 0% | 1 | 0% | 0% | 0% | 1 | 0% | 0% | 0% | 1 | 0% | 0% | 0% | 1 | 0% | 0% | 1 |  |  |  |  | 0% | [5 empty] | 78% | 0% | 78% | 5 | 52% | 0% | 0% | 2 | 0% | 0% | 0% | 1 | 33% | 0% | 0% | 1 | 52% | 0% | 0% | 2 | 43% | 0% | 0% | 1 | 0% | 0% | 0% | 1 | 0% | 0% | 1 |  |  |  |  | 0% | [5 empty] | 72% | 0% | 72% | 3 | 66% | 0% | 0% | 2 | 0% | 0% | 0% | 1 | 23% | 0% | 0% | 1 | 66% | 0% | 0% | 2 | 57% | 0% | 0% | 2 | 0% | 0% | 0% | 1 | 0% | 0% | 1 |  |  |  |  | 0% | [5 empty] | 32% | 41% | 73% | 5 | 53% | 0% | 0% | 2 | 5% | 0% | 0% | 1 | 11% | 0% | 0% | 1 | 58% | 0% | 0% | 2 | 68% | 0% | 0% | 2 | 0% | 0% | 0% | 1
292 | Olinda | 0 | 0 | 0 | 0% | 0% | 1 |  |  |  |  | 0% | [5 empty] | 0% | 0% | 0% | 1 | 0% | 0% | 0% | 1 | 0% | 0% | 0% | 1 | 0% | 0% | 0% | 1 | 0% | 0% | 0% | 1 | 0% | 0% | 0% | 1 | 0% | 0% | 0% | 1 | 0% | 0% | 1 |  |  |  |  | 0% | [5 empty] | 0% | 0% | 0% | 1 | 0% | 0% | 0% | 1 | 0% | 0% | 0% | 1 | 0% | 0% | 0% | 1 | 0% | 0% | 0% | 1 | 0% | 0% | 0% | 1 | 0% | 0% | 0% | 1 | 0% | 0% | 1 |  |  |  |  | 0% | [5 empty] | 0% | 0% | 0% | 1 | 0% | 0% | 0% | 1 | 76% | 0% | 0% | 3 | 94% | 0% | 0% | 4 | 94% | 0% | 0% | 4 | 0% | 0% | 0% | 1 | 3% | 0% | 0% | 1 | 0% | 0% | 1 |  |  |  |  | 0% | [5 empty] | 0% | 15% | 15% | 3 | 15% | 0% | 0% | 1 | 14% | 0% | 0% | 1 | 54% | 0% | 0% | 2 | 68% | 0% | 0% | 2 | 14% | 0% | 0% | 1 | 2% | 0% | 0% | 1
293 | Mt. Eden | 0 | 0 | 0 | 0% | 0% | 1 |  |  |  |  | 0% | [5 empty] | 26% | 0% | 26% | 2 | 26% | 0% | 0% | 1 | 5% | 0% | 0% | 1 | 16% | 0% | 0% | 1 | 43% | 0% | 0% | 1 | 26% | 0% | 0% | 1 | 22% | 0% | 0% | 1 | 0% | 0% | 1 |  |  |  |  | 0% | [5 empty] | 11% | 0% | 11% | 1 | 11% | 0% | 0% | 1 | 17% | 0% | 0% | 1 | 25% | 0% | 0% | 1 | 35% | 0% | 0% | 1 | 11% | 0% | 0% | 1 | 20% | 0% | 0% | 1 | 0% | 0% | 1 |  |  |  |  | 17% | [5 empty] | 25% | 2% | 27% | 2 | 21% | 0% | 0% | 1 | 37% | 0% | 0% | 1 | 46% | 0% | 0% | 1 | 51% | 0% | 0% | 2 | 17% | 0% | 0% | 1 | 12% | 0% | 0% | 1 | 0% | 0% | 1 |  |  |  |  | 17% | [5 empty] | 86% | 3% | 89% | 5 | 75% | 0% | 0% | 3 | 73% | 0% | 0% | 3 | 86% | 0% | 0% | 3 | 92% | 0% | 0% | 4 | 41% | 0% | 0% | 1 | 4% | 0% | 0% | 1
294 | Woodland | 0 | 0 | 0 | 0% | 0% | 1 |  |  |  |  | 0% | [5 empty] | 0% | 0% | 0% | 1 | 0% | 0% | 0% | 1 | 0% | 0% | 0% | 1 | 0% | 0% | 0% | 1 | 0% | 0% | 0% | 1 | 0% | 0% | 0% | 1 | 0% | 0% | 0% | 1 | 0% | 0% | 1 |  |  |  |  | 0% | [5 empty] | 100% | 0% | 100% | 5 | 100% | 0% | 0% | 5 | 0% | 0% | 0% | 1 | 0% | 0% | 0% | 1 | 100% | 0% | 0% | 5 | 71% | 0% | 0% | 3 | 0% | 0% | 0% | 1 | 0% | 0% | 1 |  |  |  |  | 0% | [5 empty] | 93% | 0% | 93% | 5 | 75% | 0% | 0% | 3 | 3% | 0% | 0% | 1 | 3% | 0% | 0% | 1 | 76% | 0% | 0% | 3 | 54% | 0% | 0% | 2 | 1% | 0% | 0% | 1 | 0% | 0% | 1 |  |  |  |  | 0% | [5 empty] | 51% | 15% | 66% | 3 | 51% | 0% | 0% | 2 | 15% | 0% | 0% | 1 | 15% | 0% | 0% | 1 | 64% | 0% | 0% | 2 | 41% | 0% | 0% | 1 | 11% | 0% | 0% | 1
295 | Trabuco | 0 | 0 | 0 | 0% | 0% | 1 |  |  |  |  | 0% | [5 empty] | 0% | 0% | 0% | 1 | 0% | 0% | 0% | 1 | 20% | 0% | 0% | 1 | 46% | 0% | 0% | 1 | 46% | 0% | 0% | 1 | 0% | 0% | 0% | 1 | 0% | 0% | 0% | 1 | 0% | 0% | 1 |  |  |  |  | 0% | [5 empty] | 0% | 0% | 0% | 1 | 3% | 0% | 0% | 1 | 20% | 0% | 0% | 1 | 69% | 0% | 0% | 2 | 72% | 0% | 0% | 3 | 0% | 0% | 0% | 1 | 2% | 0% | 0% | 1 | 0% | 0% | 1 |  |  |  |  | 0% | [5 empty] | 0% | 0% | 0% | 1 | 3% | 0% | 0% | 1 | 24% | 0% | 0% | 1 | 75% | 0% | 0% | 3 | 78% | 0% | 0% | 3 | 0% | 0% | 0% | 1 | 7% | 0% | 0% | 1 | 0% | 0% | 1 |  |  |  |  | 0% | [5 empty] | 0% | 0% | 0% | 1 | 6% | 0% | 0% | 1 | 51% | 0% | 0% | 2 | 83% | 0% | 0% | 3 | 84% | 0% | 0% | 3 | 0% | 0% | 0% | 1 | 9% | 0% | 0% | 1
296 | Cantua | 0 | 0 | 0 | 0% | 0% | 1 |  |  |  |  | 0% | [5 empty] | 41% | 54% | 95% | 5 | 100% | 0% | 0% | 5 | 0% | 0% | 0% | 1 | 0% | 0% | 0% | 1 | 100% | 0% | 0% | 5 | 64% | 0% | 0% | 2 | 0% | 0% | 0% | 1 | 0% | 0% | 1 |  |  |  |  | 0% | [5 empty] | 65% | 29% | 94% | 5 | 100% | 0% | 0% | 5 | 0% | 0% | 0% | 1 | 10% | 0% | 0% | 1 | 100% | 0% | 0% | 5 | 73% | 0% | 0% | 3 | 0% | 0% | 0% | 1 | 0% | 0% | 1 |  |  |  |  | 0% | [5 empty] | 65% | 29% | 94% | 5 | 100% | 0% | 0% | 5 | 0% | 0% | 0% | 1 | 10% | 0% | 0% | 1 | 100% | 0% | 0% | 5 | 73% | 0% | 0% | 3 | 0% | 0% | 0% | 1 | 0% | 0% | 1 |  |  |  |  | 0% | [5 empty] | 34% | 62% | 96% | 5 | 84% | 0% | 0% | 3 | 16% | 0% | 0% | 1 | 21% | 0% | 0% | 1 | 100% | 0% | 0% | 5 | 86% | 0% | 0% | 3 | 0% | 0% | 0% | 1
297 | Rancho Vista | 0 | 0 | 0 | 0% | 0% | 1 |  |  |  |  | 0% | [5 empty] | 0% | 100% | 100% | 5 | 100% | 0% | 0% | 5 | 0% | 0% | 0% | 1 | 9% | 0% | 0% | 1 | 100% | 0% | 0% | 5 | 69% | 0% | 0% | 2 | 0% | 0% | 0% | 1 | 0% | 0% | 1 |  |  |  |  | 0% | [5 empty] | 23% | 75% | 98% | 5 | 100% | 0% | 0% | 5 | 43% | 0% | 0% | 1 | 20% | 0% | 0% | 1 | 100% | 0% | 0% | 5 | 49% | 0% | 0% | 1 | 0% | 0% | 0% | 1 | 0% | 0% | 1 |  |  |  |  | 0% | [5 empty] | 49% | 39% | 88% | 5 | 61% | 0% | 0% | 2 | 64% | 0% | 0% | 2 | 61% | 0% | 0% | 2 | 99% | 0% | 0% | 5 | 45% | 0% | 0% | 1 | 0% | 0% | 0% | 1 | 0% | 0% | 1 |  |  |  |  | 0% | [5 empty] | 40% | 34% | 74% | 5 | 59% | 0% | 0% | 2 | 53% | 0% | 0% | 2 | 56% | 0% | 0% | 2 | 94% | 0% | 0% | 4 | 48% | 0% | 0% | 1 | 1% | 0% | 0% | 1
298 | Los Esteros | 0 | 0 | 0 | 0% | 0% | 1 |  |  |  |  | 0% | [5 empty] | 0% | 0% | 0% | 1 | 0% | 0% | 0% | 1 | 0% | 0% | 0% | 1 | 13% | 0% | 0% | 1 | 13% | 0% | 0% | 1 | 0% | 0% | 0% | 1 | 99% | 0% | 0% | 5 | 0% | 0% | 1 |  |  |  |  | 0% | [5 empty] | 90% | 4% | 94% | 5 | 94% | 0% | 0% | 4 | 65% | 0% | 0% | 2 | 67% | 0% | 0% | 2 | 96% | 0% | 0% | 5 | 94% | 0% | 0% | 4 | 7% | 0% | 0% | 1 | 0% | 0% | 1 |  |  |  |  | 0% | [5 empty] | 84% | 10% | 94% | 5 | 84% | 0% | 0% | 3 | 30% | 0% | 0% | 1 | 32% | 0% | 0% | 1 | 85% | 0% | 0% | 3 | 92% | 0% | 0% | 4 | 4% | 0% | 0% | 1 | 0% | 0% | 1 |  |  |  |  | 0% | [5 empty] | 84% | 13% | 97% | 5 | 95% | 0% | 0% | 5 | 74% | 0% | 0% | 3 | 84% | 0% | 0% | 3 | 98% | 0% | 0% | 5 | 58% | 0% | 0% | 2 | 3% | 0% | 0% | 1
299 | Humboldt Bay | 0 | 0 | 0 | 0% | 0% | 1 |  |  |  |  | 0% | [5 empty] | 0% | 0% | 0% | 1 | 33% | 0% | 0% | 1 | 14% | 0% | 0% | 1 | 19% | 0% | 0% | 1 | 40% | 0% | 0% | 1 | 0% | 0% | 0% | 1 | 30% | 0% | 0% | 1 | 0% | 0% | 1 |  |  |  |  | 0% | [5 empty] | 0% | 0% | 0% | 1 | 20% | 0% | 0% | 1 | 9% | 0% | 0% | 1 | 11% | 0% | 0% | 1 | 25% | 0% | 0% | 1 | 35% | 0% | 0% | 1 | 19% | 0% | 0% | 1 | 0% | 0% | 1 |  |  |  |  | 26% | [5 empty] | 0% | 0% | 0% | 1 | 4% | 0% | 0% | 1 | 3% | 0% | 0% | 1 | 4% | 0% | 0% | 1 | 6% | 0% | 0% | 1 | 78% | 0% | 0% | 3 | 11% | 0% | 0% | 1 | 0% | 0% | 1 |  |  |  |  | 26% | [5 empty] | 3% | 2% | 5% | 2 | 5% | 0% | 0% | 1 | 4% | 0% | 0% | 1 | 6% | 0% | 0% | 1 | 10% | 0% | 0% | 1 | 75% | 0% | 0% | 3 | 5% | 0% | 0% | 1
300 | Shiloh III | 0 | 0 | 0 | 0% | 0% | 1 |  |  |  |  | 9% | [5 empty] | 54% | 0% | 54% | 3 | 25% | 0% | 0% | 1 | 45% | 0% | 0% | 1 | 39% | 0% | 0% | 1 | 63% | 0% | 0% | 2 | 8% | 0% | 0% | 1 | 44% | 0% | 0% | 1 | 0% | 0% | 1 |  |  |  |  | 25% | [5 empty] | 35% | 0% | 35% | 2 | 17% | 0% | 0% | 1 | 39% | 0% | 0% | 1 | 35% | 0% | 0% | 1 | 52% | 0% | 0% | 2 | 5% | 0% | 0% | 1 | 31% | 0% | 0% | 1 | 0% | 0% | 1 |  |  |  |  | 0% | [5 empty] | 41% | 0% | 41% | 2 | 22% | 0% | 0% | 1 | 34% | 0% | 0% | 1 | 32% | 0% | 0% | 1 | 52% | 0% | 0% | 2 | 10% | 0% | 0% | 1 | 25% | 0% | 0% | 1 | 0% | 0% | 1 |  |  |  |  | 0% | [5 empty] | 46% | 0% | 46% | 2 | 29% | 0% | 0% | 1 | 34% | 0% | 0% | 1 | 33% | 0% | 0% | 1 | 57% | 0% | 0% | 2 | 16% | 0% | 0% | 1 | 22% | 0% | 0% | 1
301 | Westpark | 0 | 0 | 0 | 0% | 0% | 1 |  |  |  |  | 0% | [5 empty] | 0% | 0% | 0% | 1 | 0% | 0% | 0% | 1 | 0% | 0% | 0% | 1 | 0% | 0% | 0% | 1 | 0% | 0% | 0% | 1 | 0% | 0% | 0% | 1 | 0% | 0% | 0% | 1 | 0% | 0% | 1 |  |  |  |  | 0% | [5 empty] | 0% | 0% | 0% | 1 | 0% | 0% | 0% | 1 | 0% | 0% | 0% | 1 | 0% | 0% | 0% | 1 | 0% | 0% | 0% | 1 | 0% | 0% | 0% | 1 | 0% | 0% | 0% | 1 | 0% | 0% | 1 |  |  |  |  | 0% | [5 empty] | 0% | 0% | 0% | 1 | 0% | 0% | 0% | 1 | 0% | 0% | 0% | 1 | 0% | 0% | 0% | 1 | 0% | 0% | 0% | 1 | 0% | 0% | 0% | 1 | 0% | 0% | 0% | 1 | 0% | 0% | 1 |  |  |  |  | 0% | [5 empty] | 12% | 88% | 100% | 5 | 45% | 0% | 0% | 1 | 37% | 0% | 0% | 1 | 49% | 0% | 0% | 1 | 72% | 0% | 0% | 3 | 83% | 0% | 0% | 3 | 1% | 0% | 0% | 1
302 | Pendleton | 0 | 0 | 0 | 0% | 0% | 1 |  |  |  |  | 0% | [5 empty] | 2% | 0% | 2% | 1 | 20% | 0% | 0% | 1 | 79% | 0% | 0% | 3 | 80% | 0% | 0% | 3 | 80% | 0% | 0% | 3 | 0% | 0% | 0% | 1 | 18% | 0% | 0% | 1 | 0% | 0% | 1 |  |  |  |  | 0% | [5 empty] | 1% | 0% | 1% | 1 | 17% | 0% | 0% | 1 | 77% | 0% | 0% | 3 | 78% | 0% | 0% | 3 | 78% | 0% | 0% | 3 | 0% | 0% | 0% | 1 | 15% | 0% | 0% | 1 | 0% | 0% | 1 |  |  |  |  | 0% | [5 empty] | 1% | 0% | 1% | 1 | 14% | 0% | 0% | 1 | 72% | 0% | 0% | 3 | 75% | 0% | 0% | 3 | 75% | 0% | 0% | 3 | 0% | 0% | 0% | 1 | 13% | 0% | 0% | 1 | 0% | 0% | 1 |  |  |  |  | 0% | [5 empty] | 1% | 0% | 1% | 1 | 11% | 0% | 0% | 1 | 64% | 0% | 0% | 2 | 72% | 0% | 0% | 3 | 72% | 0% | 0% | 3 | 0% | 0% | 0% | 1 | 10% | 0% | 0% | 1
303 | Burney Forest Power | 0 | 0 | 0 | 0% | 0% | 1 |  |  |  |  | 0% | [5 empty] | 86% | 0% | 86% | 5 | 58% | 0% | 0% | 2 | 15% | 0% | 0% | 1 | 15% | 0% | 0% | 1 | 72% | 0% | 0% | 3 | 46% | 0% | 0% | 1 | 1% | 0% | 0% | 1 | 0% | 0% | 1 |  |  |  |  | 0% | [5 empty] | 78% | 1% | 79% | 5 | 56% | 0% | 0% | 2 | 17% | 0% | 0% | 1 | 13% | 0% | 0% | 1 | 71% | 0% | 0% | 3 | 43% | 0% | 0% | 1 | 1% | 0% | 0% | 1 | 0% | 0% | 1 |  |  |  |  | 0% | [5 empty] | 73% | 3% | 76% | 5 | 49% | 0% | 0% | 1 | 18% | 0% | 0% | 1 | 12% | 0% | 0% | 1 | 66% | 0% | 0% | 2 | 49% | 0% | 0% | 1 | 1% | 0% | 0% | 1 | 0% | 0% | 1 |  |  |  |  | 0% | [5 empty] | 53% | 10% | 63% | 3 | 43% | 0% | 0% | 1 | 20% | 0% | 0% | 1 | 18% | 0% | 0% | 1 | 65% | 0% | 0% | 2 | 58% | 0% | 0% | 2 | 1% | 0% | 0% | 1
304 | Llagas | 0 | 0 | 0 | 0% | 0% | 1 |  |  |  |  | 0% | [5 empty] | 0% | 0% | 0% | 1 | 0% | 0% | 0% | 1 | 0% | 0% | 0% | 1 | 0% | 0% | 0% | 1 | 0% | 0% | 0% | 1 | 0% | 0% | 0% | 1 | 0% | 0% | 0% | 1 | 0% | 0% | 1 |  |  |  |  | 0% | [5 empty] | 78% | 22% | 100% | 5 | 100% | 0% | 0% | 5 | 8% | 0% | 0% | 1 | 8% | 0% | 0% | 1 | 100% | 0% | 0% | 5 | 100% | 0% | 0% | 5 | 2% | 0% | 0% | 1 | 0% | 0% | 1 |  |  |  |  | 0% | [5 empty] | 30% | 60% | 90% | 5 | 84% | 0% | 0% | 3 | 17% | 0% | 0% | 1 | 17% | 0% | 0% | 1 | 99% | 0% | 0% | 5 | 83% | 0% | 0% | 3 | 4% | 0% | 0% | 1 | 0% | 0% | 1 |  |  |  |  | 0% | [5 empty] | 48% | 49% | 97% | 5 | 91% | 0% | 0% | 4 | 14% | 0% | 0% | 1 | 16% | 0% | 0% | 1 | 95% | 0% | 0% | 5 | 94% | 0% | 0% | 4 | 1% | 0% | 0% | 1
305 | Los Banos | 69.3 | 2772 | 30 | 999.9% | 171.9% | 5 |  |  |  |  | 0% | [5 empty] | 80% | 20% | 100% | 5 | 100% | 999% | 171.9% | 5 | 0% | 171.9% | 999.9% | 5 | 11% | 192.1% | 777.2% | 5 | 100% | 999% | 171.9% | 5 | 91% | 1860% | 179.2% | 5 | 0% | 172% | 116000% | 5 | 999.9% | 59.81% | 5 |  |  |  |  | 0% | [5 empty] | 50% | 50% | 100% | 5 | 100% | 15400% | 59.65% | 5 | 4% | 62.53% | 0% | 3 | 8% | 65.3% | 0% | 3 | 100% | 999% | 59.81% | 5 | 95% | 1190% | 57.68% | 5 | 0% | 59.94% | 0% | 3 | 999.9% | 38.03% | 5 |  |  |  |  | 25% | [5 empty] | 54% | 46% | 100% | 5 | 95% | 801.2% | 34.94% | 5 | 4% | 39.49% | 0% | 2 | 6% | 40.58% | 0% | 2 | 96% | 1062% | 35.73% | 5 | 97% | 1180% | 35.97% | 5 | 0% | 38.1% | 0% | 2 | 999.9% | 26.35% | 5 |  |  |  |  | 25% | [5 empty] | 46% | 54% | 100% | 5 | 94% | 462.8% | 21.91% | 5 | 5% | 27.63% | 0% | 2 | 9% | 28.93% | 0% | 2 | 96% | 625.7% | 23.12% | 5 | 98% | 1091% | 24.53% | 5 | 0% | 26.39% | 0% | 2
306 | Peabody | 0 | 0 | 0 | 0% | 0% | 1 |  |  |  |  | 10% | [5 empty] | 75% | 0% | 75% | 5 | 13% | 0% | 0% | 1 | 63% | 0% | 0% | 2 | 62% | 0% | 0% | 2 | 82% | 0% | 0% | 3 | 19% | 0% | 0% | 1 | 37% | 0% | 0% | 1 | 0% | 0% | 1 |  |  |  |  | 14% | [5 empty] | 61% | 0% | 61% | 3 | 35% | 0% | 0% | 1 | 36% | 0% | 0% | 1 | 34% | 0% | 0% | 1 | 67% | 0% | 0% | 2 | 20% | 0% | 0% | 1 | 30% | 0% | 0% | 1 | 0% | 0% | 1 |  |  |  |  | 0% | [5 empty] | 48% | 0% | 48% | 2 | 31% | 0% | 0% | 1 | 27% | 0% | 0% | 1 | 25% | 0% | 0% | 1 | 53% | 0% | 0% | 2 | 15% | 0% | 0% | 1 | 25% | 0% | 0% | 1 | 0% | 0% | 1 |  |  |  |  | 0% | [5 empty] | 48% | 0% | 48% | 2 | 31% | 0% | 0% | 1 | 31% | 0% | 0% | 1 | 31% | 0% | 0% | 1 | 58% | 0% | 0% | 2 | 19% | 0% | 0% | 1 | 21% | 0% | 0% | 1
307 | Silvergate | 0 | 0 | 0 | 0% | 0% | 1 |  |  |  |  | 0% | [5 empty] | 0% | 0% | 0% | 1 | 3% | 0% | 0% | 1 | 21% | 0% | 0% | 1 | 56% | 0% | 0% | 2 | 57% | 0% | 0% | 2 | 0% | 0% | 0% | 1 | 5% | 0% | 0% | 1 | 0% | 0% | 1 |  |  |  |  | 0% | [5 empty] | 0% | 0% | 0% | 1 | 6% | 0% | 0% | 1 | 34% | 0% | 0% | 1 | 64% | 0% | 0% | 2 | 65% | 0% | 0% | 2 | 0% | 0% | 0% | 1 | 7% | 0% | 0% | 1 | 0% | 0% | 1 |  |  |  |  | 4% | [5 empty] | 0% | 0% | 0% | 1 | 7% | 0% | 0% | 1 | 35% | 0% | 0% | 1 | 65% | 0% | 0% | 2 | 66% | 0% | 0% | 2 | 0% | 0% | 0% | 1 | 7% | 0% | 0% | 1 | 0% | 0% | 1 |  |  |  |  | 4% | [5 empty] | 0% | 0% | 0% | 1 | 6% | 0% | 0% | 1 | 37% | 0% | 0% | 1 | 69% | 0% | 0% | 2 | 70% | 0% | 0% | 3 | 4% | 0% | 0% | 1 | 8% | 0% | 0% | 1
308 | Kelso | 0 | 0 | 10 | 0% | 0% | 1 |  |  |  |  | 4% | [5 empty] | 89% | 0% | 89% | 5 | 89% | 0% | 0% | 3 | 87% | 0% | 0% | 3 | 97% | 0% | 0% | 5 | 100% | 0% | 0% | 5 | 32% | 0% | 0% | 1 | 3% | 0% | 0% | 1 | 0% | 0% | 1 |  |  |  |  | 3% | [5 empty] | 89% | 2% | 91% | 5 | 88% | 0% | 0% | 3 | 88% | 0% | 0% | 3 | 96% | 0% | 0% | 5 | 99% | 0% | 0% | 5 | 42% | 0% | 0% | 1 | 3% | 0% | 0% | 1 | 0% | 0% | 1 |  |  |  |  | 0% | [5 empty] | 80% | 3% | 83% | 5 | 77% | 0% | 0% | 3 | 86% | 0% | 0% | 3 | 92% | 0% | 0% | 4 | 98% | 0% | 0% | 5 | 40% | 0% | 0% | 1 | 5% | 0% | 0% | 1 | 0% | 0% | 1 |  |  |  |  | 0% | [5 empty] | 51% | 6% | 57% | 3 | 55% | 0% | 0% | 2 | 63% | 0% | 0% | 2 | 63% | 0% | 0% | 2 | 77% | 0% | 0% | 3 | 29% | 0% | 0% | 1 | 15% | 0% | 0% | 1
309 | Desert View | 0 | 0 | 0 | 0% | 0% | 1 |  |  |  |  | 0% | [5 empty] | 26% | 0% | 26% | 2 | 0% | 0% | 0% | 1 | 0% | 0% | 0% | 1 | 0% | 0% | 0% | 1 | 0% | 0% | 0% | 1 | 0% | 0% | 0% | 1 | 0% | 0% | 0% | 1 | 0% | 0% | 1 |  |  |  |  | 0% | [5 empty] | 26% | 0% | 26% | 2 | 0% | 0% | 0% | 1 | 0% | 0% | 0% | 1 | 0% | 0% | 0% | 1 | 0% | 0% | 0% | 1 | 0% | 0% | 0% | 1 | 0% | 0% | 0% | 1 | 0% | 0% | 1 |  |  |  |  | 0% | [5 empty] | 26% | 0% | 26% | 2 | 0% | 0% | 0% | 1 | 0% | 0% | 0% | 1 | 0% | 0% | 0% | 1 | 0% | 0% | 0% | 1 | 0% | 0% | 0% | 1 | 0% | 0% | 0% | 1 | 0% | 0% | 1 |  |  |  |  | 0% | [5 empty] | 26% | 0% | 26% | 2 | 0% | 0% | 0% | 1 | 0% | 0% | 0% | 1 | 0% | 0% | 0% | 1 | 0% | 0% | 0% | 1 | 0% | 0% | 0% | 1 | 0% | 0% | 0% | 1
310 | Clay | 0 | 0 | 0 | 0% | 0% | 1 |  |  |  |  | 0% | [5 empty] | 0% | 0% | 0% | 1 | 0% | 0% | 0% | 1 | 0% | 0% | 0% | 1 | 0% | 0% | 0% | 1 | 0% | 0% | 0% | 1 | 0% | 0% | 0% | 1 | 0% | 0% | 0% | 1 | 0% | 0% | 1 |  |  |  |  | 0% | [5 empty] | 0% | 0% | 0% | 1 | 0% | 0% | 0% | 1 | 0% | 0% | 0% | 1 | 0% | 0% | 0% | 1 | 0% | 0% | 0% | 1 | 0% | 0% | 0% | 1 | 0% | 0% | 0% | 1 | 0% | 0% | 1 |  |  |  |  | 0% | [5 empty] | 0% | 0% | 0% | 1 | 0% | 0% | 0% | 1 | 0% | 0% | 0% | 1 | 0% | 0% | 0% | 1 | 0% | 0% | 0% | 1 | 0% | 0% | 0% | 1 | 0% | 0% | 0% | 1 | 0% | 0% | 1 |  |  |  |  | 0% | [5 empty] | 0% | 0% | 0% | 1 | 0% | 0% | 0% | 1 | 0% | 0% | 0% | 1 | 0% | 0% | 0% | 1 | 0% | 0% | 0% | 1 | 0% | 0% | 0% | 1 | 0% | 0% | 0% | 1
311 | Calcite | 0 | 0 | 0 | 0% | 0% | 1 |  |  |  |  | 0% | [5 empty] | 0% | 0% | 0% | 1 | 64% | 0% | 0% | 2 | 49% | 0% | 0% | 1 | 34% | 0% | 0% | 1 | 88% | 0% | 0% | 3 | 39% | 0% | 0% | 1 | 0% | 0% | 0% | 1 | 0% | 0% | 1 |  |  |  |  | 0% | [5 empty] | 6% | 5% | 11% | 2 | 42% | 0% | 0% | 1 | 33% | 0% | 0% | 1 | 33% | 0% | 0% | 1 | 67% | 0% | 0% | 2 | 53% | 0% | 0% | 2 | 0% | 0% | 0% | 1 | 0% | 0% | 1 |  |  |  |  | 0% | [5 empty] | 5% | 5% | 10% | 2 | 25% | 0% | 0% | 1 | 21% | 0% | 0% | 1 | 23% | 0% | 0% | 1 | 44% | 0% | 0% | 1 | 71% | 0% | 0% | 3 | 0% | 0% | 0% | 1 | 0% | 0% | 1 |  |  |  |  | 0% | [5 empty] | 5% | 4% | 9% | 2 | 37% | 0% | 0% | 1 | 19% | 0% | 0% | 1 | 18% | 0% | 0% | 1 | 48% | 0% | 0% | 1 | 63% | 0% | 0% | 2 | 1% | 0% | 0% | 1
312 | Biola | 0 | 0 | 0 | 0% | 0% | 1 |  |  |  |  | 0% | [5 empty] | 0% | 0% | 0% | 1 | 0% | 0% | 0% | 1 | 0% | 0% | 0% | 1 | 0% | 0% | 0% | 1 | 0% | 0% | 0% | 1 | 0% | 0% | 0% | 1 | 0% | 0% | 0% | 1 | 0% | 0% | 1 |  |  |  |  | 0% | [5 empty] | 0% | 0% | 0% | 1 | 0% | 0% | 0% | 1 | 0% | 0% | 0% | 1 | 0% | 0% | 0% | 1 | 0% | 0% | 0% | 1 | 0% | 0% | 0% | 1 | 0% | 0% | 0% | 1 | 0% | 0% | 1 |  |  |  |  | 0% | [5 empty] | 0% | 0% | 0% | 1 | 0% | 0% | 0% | 1 | 0% | 0% | 0% | 1 | 0% | 0% | 0% | 1 | 0% | 0% | 0% | 1 | 0% | 0% | 0% | 1 | 0% | 0% | 0% | 1 | 0% | 0% | 1 |  |  |  |  | 0% | [5 empty] | 0% | 0% | 0% | 1 | 0% | 0% | 0% | 1 | 0% | 0% | 0% | 1 | 0% | 0% | 0% | 1 | 0% | 0% | 0% | 1 | 0% | 0% | 0% | 1 | 0% | 0% | 0% | 1
313 | New Sub - Pit 1 - Cottonwood (Proposed) | 0 | 0 | 15 | 0% | 0% | 1 |  |  |  |  | 0% | [5 empty] | 83% | 1% | 84% | 5 | 64% | 0% | 0% | 2 | 13% | 0% | 0% | 1 | 13% | 0% | 0% | 1 | 76% | 0% | 0% | 3 | 41% | 0% | 0% | 1 | 1% | 0% | 0% | 1 | 0% | 0% | 1 |  |  |  |  | 0% | [5 empty] | 76% | 3% | 79% | 5 | 58% | 0% | 0% | 2 | 14% | 0% | 0% | 1 | 14% | 0% | 0% | 1 | 71% | 0% | 0% | 3 | 46% | 0% | 0% | 1 | 1% | 0% | 0% | 1 | 0% | 0% | 1 |  |  |  |  | 0% | [5 empty] | 70% | 8% | 78% | 5 | 48% | 0% | 0% | 1 | 20% | 0% | 0% | 1 | 16% | 0% | 0% | 1 | 68% | 0% | 0% | 2 | 51% | 0% | 0% | 2 | 1% | 0% | 0% | 1 | 0% | 0% | 1 |  |  |  |  | 0% | [5 empty] | 56% | 14% | 70% | 3 | 38% | 0% | 0% | 1 | 21% | 0% | 0% | 1 | 21% | 0% | 0% | 1 | 61% | 0% | 0% | 2 | 59% | 0% | 0% | 2 | 1% | 0% | 0% | 1
314 | Olive | 0 | 0 | 0 | 0% | 0% | 1 |  |  |  |  | 0% | [5 empty] | 0% | 0% | 0% | 1 | 0% | 0% | 0% | 1 | 0% | 0% | 0% | 1 | 0% | 0% | 0% | 1 | 0% | 0% | 0% | 1 | 0% | 0% | 0% | 1 | 0% | 0% | 0% | 1 | 0% | 0% | 1 |  |  |  |  | 0% | [5 empty] | 0% | 0% | 0% | 1 | 0% | 0% | 0% | 1 | 0% | 0% | 0% | 1 | 0% | 0% | 0% | 1 | 0% | 0% | 0% | 1 | 0% | 0% | 0% | 1 | 0% | 0% | 0% | 1 | 0% | 0% | 1 |  |  |  |  | 0% | [5 empty] | 0% | 0% | 0% | 1 | 0% | 0% | 0% | 1 | 0% | 0% | 0% | 1 | 0% | 0% | 0% | 1 | 0% | 0% | 0% | 1 | 0% | 0% | 0% | 1 | 0% | 0% | 0% | 1 | 0% | 0% | 1 |  |  |  |  | 0% | [5 empty] | 0% | 0% | 0% | 1 | 0% | 0% | 0% | 1 | 0% | 0% | 0% | 1 | 0% | 0% | 0% | 1 | 0% | 0% | 0% | 1 | 0% | 0% | 0% | 1 | 0% | 0% | 0% | 1
315 | Lugo | 0 | 0 | 20 | 0% | 0% | 1 |  |  |  |  | 0% | [5 empty] | 48% | 28% | 76% | 5 | 55% | 0% | 0% | 2 | 58% | 0% | 0% | 2 | 57% | 0% | 0% | 2 | 94% | 0% | 0% | 4 | 47% | 0% | 0% | 1 | 1% | 0% | 0% | 1 | 0% | 0% | 1 |  |  |  |  | 0% | [5 empty] | 34% | 26% | 60% | 4 | 67% | 0% | 0% | 2 | 53% | 0% | 0% | 2 | 51% | 0% | 0% | 2 | 95% | 0% | 0% | 5 | 40% | 0% | 0% | 1 | 0% | 0% | 0% | 1 | 0% | 0% | 1 |  |  |  |  | 0% | [5 empty] | 21% | 18% | 39% | 3 | 63% | 0% | 0% | 2 | 46% | 0% | 0% | 1 | 42% | 0% | 0% | 1 | 86% | 0% | 0% | 3 | 47% | 0% | 0% | 1 | 0% | 0% | 0% | 1 | 0% | 0% | 1 |  |  |  |  | 0% | [5 empty] | 12% | 13% | 25% | 3 | 49% | 0% | 0% | 1 | 44% | 0% | 0% | 1 | 38% | 0% | 0% | 1 | 77% | 0% | 0% | 3 | 48% | 0% | 0% | 1 | 0% | 0% | 0% | 1
316 | Eagle Rock (PGE) | 0 | 0 | 15 | 0% | 0% | 1 |  |  |  |  | 0% | [5 empty] | 45% | 41% | 86% | 5 | 92% | 0% | 0% | 4 | 53% | 0% | 0% | 2 | 70% | 0% | 0% | 3 | 100% | 0% | 0% | 5 | 34% | 0% | 0% | 1 | 0% | 0% | 0% | 1 | 0% | 0% | 1 |  |  |  |  | 0% | [5 empty] | 44% | 44% | 88% | 5 | 92% | 0% | 0% | 4 | 48% | 0% | 0% | 1 | 66% | 0% | 0% | 2 | 100% | 0% | 0% | 5 | 37% | 0% | 0% | 1 | 0% | 0% | 0% | 1 | 0% | 0% | 1 |  |  |  |  | 0% | [5 empty] | 30% | 57% | 87% | 5 | 88% | 0% | 0% | 3 | 33% | 0% | 0% | 1 | 72% | 0% | 0% | 3 | 95% | 0% | 0% | 5 | 49% | 0% | 0% | 1 | 1% | 0% | 0% | 1 | 0% | 0% | 1 |  |  |  |  | 0% | [5 empty] | 26% | 57% | 83% | 5 | 59% | 0% | 0% | 2 | 27% | 0% | 0% | 1 | 57% | 0% | 0% | 2 | 78% | 0% | 0% | 3 | 68% | 0% | 0% | 2 | 1% | 0% | 0% | 1
317 | Cosumnes | 0 | 0 | 0 | 0% | 0% | 1 |  |  |  |  | 0% | [5 empty] | 0% | 0% | 0% | 1 | 0% | 0% | 0% | 1 | 0% | 0% | 0% | 1 | 0% | 0% | 0% | 1 | 0% | 0% | 0% | 1 | 0% | 0% | 0% | 1 | 0% | 0% | 0% | 1 | 0% | 0% | 1 |  |  |  |  | 0% | [5 empty] | 0% | 0% | 0% | 1 | 0% | 0% | 0% | 1 | 0% | 0% | 0% | 1 | 0% | 0% | 0% | 1 | 0% | 0% | 0% | 1 | 0% | 0% | 0% | 1 | 0% | 0% | 0% | 1 | 0% | 0% | 1 |  |  |  |  | 0% | [5 empty] | 0% | 0% | 0% | 1 | 0% | 0% | 0% | 1 | 0% | 0% | 0% | 1 | 0% | 0% | 0% | 1 | 0% | 0% | 0% | 1 | 0% | 0% | 0% | 1 | 0% | 0% | 0% | 1 | 0% | 0% | 1 |  |  |  |  | 0% | [5 empty] | 5% | 0% | 5% | 1 | 14% | 0% | 0% | 1 | 3% | 0% | 0% | 1 | 12% | 0% | 0% | 1 | 23% | 0% | 0% | 1 | 1% | 0% | 0% | 1 | 16% | 0% | 0% | 1
318 | Imperial Valley | 50 | 2000 | 20 | 203.7% | 71.74% | 5 |  |  |  |  | 1% | [5 empty] | 0% | 0% | 0% | 1 | 0% | 83.3% | 0% | 4 | 3% | 85.95% | 0% | 4 | 3% | 85.95% | 0% | 4 | 3% | 85.95% | 0% | 4 | 51% | 168.6% | 67% | 5 | 10% | 92.38% | 0% | 4 | 102.9% | 0.528% | 4 |  |  |  |  | 0% | [5 empty] | 0% | 0% | 0% | 1 | 30% | 22.63% | 0% | 2 | 1% | 16.03% | 0% | 1 | 1% | 16.03% | 0% | 1 | 30% | 22.82% | 0% | 2 | 69% | 50.59% | 0% | 3 | 3% | 16.37% | 0% | 1 | 74.13% | 0% | 3 |  |  |  |  | 0% | [5 empty] | 0% | 0% | 0% | 1 | 28% | 12.46% | 0% | 1 | 0% | 8.983% | 0% | 1 | 1% | 9.016% | 0% | 1 | 29% | 12.59% | 0% | 1 | 77% | 39.35% | 0% | 3 | 2% | 9.089% | 0% | 1 | 47.01% | 0% | 2 |  |  |  |  | 0% | [5 empty] | 0% | 0% | 0% | 1 | 17% | 5.936% | 0% | 1 | 7% | 5.299% | 0% | 1 | 7% | 5.321% | 0% | 1 | 24% | 6.548% | 0% | 1 | 80% | 24.3% | 0% | 3 | 3% | 5.122% | 0% | 1
319 | Swift | 0 | 0 | 0 | 0% | 0% | 1 |  |  |  |  | 0% | [5 empty] | 100% | 0% | 100% | 5 | 97% | 0% | 0% | 5 | 64% | 0% | 0% | 2 | 64% | 0% | 0% | 2 | 100% | 0% | 0% | 5 | 94% | 0% | 0% | 4 | 1% | 0% | 0% | 1 | 0% | 0% | 1 |  |  |  |  | 0% | [5 empty] | 84% | 16% | 100% | 5 | 88% | 0% | 0% | 3 | 34% | 0% | 0% | 1 | 34% | 0% | 0% | 1 | 90% | 0% | 0% | 4 | 97% | 0% | 0% | 5 | 1% | 0% | 0% | 1 | 0% | 0% | 1 |  |  |  |  | 0% | [5 empty] | 72% | 25% | 97% | 5 | 85% | 0% | 0% | 3 | 40% | 0% | 0% | 1 | 40% | 0% | 0% | 1 | 89% | 0% | 0% | 3 | 95% | 0% | 0% | 5 | 2% | 0% | 0% | 1 | 0% | 0% | 1 |  |  |  |  | 0% | [5 empty] | 75% | 24% | 99% | 5 | 97% | 0% | 0% | 5 | 65% | 0% | 0% | 2 | 76% | 0% | 0% | 3 | 98% | 0% | 0% | 5 | 75% | 0% | 0% | 3 | 2% | 0% | 0% | 1
320 | Windhub | 82.65 | 3306 | 10 | 45.59% | 0% | 2 |  |  |  |  | 0% | [5 empty] | 22% | 3% | 25% | 2 | 45% | 18.52% | 0% | 1 | 23% | 13.18% | 0% | 1 | 33% | 15.13% | 0% | 1 | 70% | 34.5% | 0% | 3 | 36% | 16.02% | 0% | 1 | 0% | 10.24% | 0% | 1 | 15.93% | 0% | 1 |  |  |  |  | 1% | [5 empty] | 18% | 12% | 30% | 3 | 43% | 7.501% | 0% | 1 | 21% | 5.446% | 0% | 1 | 24% | 5.66% | 0% | 1 | 64% | 11.93% | 0% | 2 | 40% | 7.182% | 0% | 1 | 1% | 4.309% | 0% | 1 | 7.561% | 0% | 1 |  |  |  |  | 0% | [5 empty] | 16% | 9% | 25% | 2 | 45% | 3.951% | 0% | 1 | 20% | 2.721% | 0% | 1 | 23% | 2.817% | 0% | 1 | 62% | 5.654% | 0% | 2 | 42% | 3.735% | 0% | 1 | 1% | 2.185% | 0% | 1 | 4.63% | 0% | 1 |  |  |  |  | 0% | [5 empty] | 18% | 11% | 29% | 3 | 32% | 1.642% | 0% | 1 | 36% | 1.742% | 0% | 1 | 28% | 1.555% | 0% | 1 | 65% | 3.168% | 0% | 2 | 39% | 1.847% | 0% | 1 | 1% | 1.136% | 0% | 1
321 | Elliott | 0 | 0 | 0 | 0% | 0% | 1 |  |  |  |  | 0% | [5 empty] | 0% | 0% | 0% | 1 | 0% | 0% | 0% | 1 | 2% | 0% | 0% | 1 | 41% | 0% | 0% | 1 | 41% | 0% | 0% | 1 | 0% | 0% | 0% | 1 | 0% | 0% | 0% | 1 | 0% | 0% | 1 |  |  |  |  | 0% | [5 empty] | 0% | 0% | 0% | 1 | 3% | 0% | 0% | 1 | 20% | 0% | 0% | 1 | 55% | 0% | 0% | 2 | 56% | 0% | 0% | 2 | 0% | 0% | 0% | 1 | 5% | 0% | 0% | 1 | 0% | 0% | 1 |  |  |  |  | 0% | [5 empty] | 0% | 0% | 0% | 1 | 6% | 0% | 0% | 1 | 36% | 0% | 0% | 1 | 65% | 0% | 0% | 2 | 66% | 0% | 0% | 2 | 0% | 0% | 0% | 1 | 7% | 0% | 0% | 1 | 0% | 0% | 1 |  |  |  |  | 0% | [5 empty] | 0% | 0% | 0% | 1 | 6% | 0% | 0% | 1 | 39% | 0% | 0% | 1 | 69% | 0% | 0% | 2 | 70% | 0% | 0% | 3 | 4% | 0% | 0% | 1 | 8% | 0% | 0% | 1
322 | Gates | 0 | 0 | 0 | 0% | 0% | 1 |  |  |  |  | 0% | [5 empty] | 0% | 0% | 0% | 1 | 0% | 0% | 0% | 1 | 0% | 0% | 0% | 1 | 0% | 0% | 0% | 1 | 0% | 0% | 0% | 1 | 0% | 0% | 0% | 1 | 0% | 0% | 0% | 1 | 0% | 0% | 1 |  |  |  |  | 0% | [5 empty] | 80% | 0% | 80% | 5 | 100% | 0% | 0% | 5 | 0% | 0% | 0% | 1 | 36% | 0% | 0% | 1 | 100% | 0% | 0% | 5 | 66% | 0% | 0% | 2 | 0% | 0% | 0% | 1 | 0% | 0% | 1 |  |  |  |  | 0% | [5 empty] | 84% | 13% | 97% | 5 | 77% | 0% | 0% | 3 | 0% | 0% | 0% | 1 | 7% | 0% | 0% | 1 | 77% | 0% | 0% | 3 | 82% | 0% | 0% | 3 | 0% | 0% | 0% | 1 | 0% | 0% | 1 |  |  |  |  | 0% | [5 empty] | 94% | 5% | 99% | 5 | 71% | 0% | 0% | 3 | 9% | 0% | 0% | 1 | 26% | 0% | 0% | 1 | 73% | 0% | 0% | 3 | 85% | 0% | 0% | 3 | 0% | 0% | 0% | 1
323 | Madeline | 700 | 28000 | 30 | 530% | 31.89% | 5 |  |  |  |  | 0% | [5 empty] | 69% | 19% | 88% | 5 | 13% | 42.21% | 0% | 2 | 5% | 38.47% | 0% | 2 | 8% | 39.59% | 0% | 2 | 22% | 46.77% | 0% | 2 | 74% | 142.4% | 14.67% | 5 | 32% | 53.66% | 0% | 3 | 347.7% | 15.66% | 5 |  |  |  |  | 0% | [5 empty] | 65% | 24% | 89% | 5 | 19% | 25.44% | 0% | 2 | 7% | 22.12% | 0% | 2 | 12% | 23.47% | 0% | 2 | 30% | 29.39% | 0% | 2 | 82% | 112% | 2.709% | 4 | 23% | 26.92% | 0% | 2 | 228.6% | 7.654% | 4 |  |  |  |  | 21% | [5 empty] | 57% | 32% | 89% | 5 | 28% | 17.93% | 0% | 1 | 8% | 14.01% | 0% | 1 | 11% | 14.41% | 0% | 1 | 39% | 20.91% | 0% | 2 | 82% | 73.11% | 0% | 3 | 21% | 16.16% | 0% | 1 | 122% | 1.396% | 4 |  |  |  |  | 21% | [5 empty] | 55% | 22% | 77% | 5 | 39% | 12.03% | 0% | 1 | 14% | 8.465% | 0% | 1 | 9% | 8.012% | 0% | 1 | 50% | 14.47% | 0% | 2 | 81% | 37.97% | 0% | 3 | 15% | 8.557% | 0% | 1
324 | Putah Creek | 0 | 0 | 0 | 0% | 0% | 1 |  |  |  |  | 8% | [5 empty] | 89% | 0% | 89% | 5 | 87% | 0% | 0% | 3 | 7% | 0% | 0% | 1 | 0% | 0% | 0% | 1 | 88% | 0% | 0% | 3 | 61% | 0% | 0% | 2 | 1% | 0% | 0% | 1 | 0% | 0% | 1 |  |  |  |  | 11% | [5 empty] | 80% | 0% | 80% | 5 | 80% | 0% | 0% | 3 | 14% | 0% | 0% | 1 | 8% | 0% | 0% | 1 | 84% | 0% | 0% | 3 | 61% | 0% | 0% | 2 | 1% | 0% | 0% | 1 | 0% | 0% | 1 |  |  |  |  | 0% | [5 empty] | 77% | 4% | 81% | 5 | 57% | 0% | 0% | 2 | 20% | 0% | 0% | 1 | 20% | 0% | 0% | 1 | 72% | 0% | 0% | 3 | 49% | 0% | 0% | 1 | 6% | 0% | 0% | 1 | 0% | 0% | 1 |  |  |  |  | 0% | [5 empty] | 56% | 11% | 67% | 3 | 46% | 0% | 0% | 1 | 18% | 0% | 0% | 1 | 19% | 0% | 0% | 1 | 63% | 0% | 0% | 2 | 38% | 0% | 0% | 1 | 16% | 0% | 0% | 1
325 | San Onofre | 0 | 0 | 0 | 0% | 0% | 1 |  |  |  |  | 0% | [5 empty] | 6% | 0% | 6% | 1 | 0% | 0% | 0% | 1 | 50% | 0% | 0% | 2 | 54% | 0% | 0% | 2 | 54% | 0% | 0% | 2 | 0% | 0% | 0% | 1 | 1% | 0% | 0% | 1 | 0% | 0% | 1 |  |  |  |  | 0% | [5 empty] | 1% | 0% | 1% | 1 | 13% | 0% | 0% | 1 | 65% | 0% | 0% | 2 | 74% | 0% | 0% | 3 | 74% | 0% | 0% | 3 | 0% | 0% | 0% | 1 | 13% | 0% | 0% | 1 | 0% | 0% | 1 |  |  |  |  | 0% | [5 empty] | 1% | 0% | 1% | 1 | 12% | 0% | 0% | 1 | 61% | 0% | 0% | 2 | 69% | 0% | 0% | 2 | 69% | 0% | 0% | 2 | 0% | 0% | 0% | 1 | 11% | 0% | 0% | 1 | 0% | 0% | 1 |  |  |  |  | 0% | [5 empty] | 1% | 0% | 1% | 1 | 8% | 0% | 0% | 1 | 43% | 0% | 0% | 1 | 77% | 0% | 0% | 3 | 78% | 0% | 0% | 3 | 0% | 0% | 0% | 1 | 10% | 0% | 0% | 1
326 | Gregg | 0 | 0 | 10 | 0% | 0% | 1 |  |  |  |  | 0% | [5 empty] | 0% | 0% | 0% | 1 | 0% | 0% | 0% | 1 | 0% | 0% | 0% | 1 | 0% | 0% | 0% | 1 | 0% | 0% | 0% | 1 | 0% | 0% | 0% | 1 | 0% | 0% | 0% | 1 | 0% | 0% | 1 |  |  |  |  | 0% | [5 empty] | 0% | 0% | 0% | 1 | 0% | 0% | 0% | 1 | 0% | 0% | 0% | 1 | 0% | 0% | 0% | 1 | 0% | 0% | 0% | 1 | 0% | 0% | 0% | 1 | 0% | 0% | 0% | 1 | 0% | 0% | 1 |  |  |  |  | 0% | [5 empty] | 0% | 0% | 0% | 1 | 0% | 0% | 0% | 1 | 0% | 0% | 0% | 1 | 0% | 0% | 0% | 1 | 0% | 0% | 0% | 1 | 0% | 0% | 0% | 1 | 0% | 0% | 0% | 1 | 0% | 0% | 1 |  |  |  |  | 0% | [5 empty] | 0% | 0% | 0% | 1 | 0% | 0% | 0% | 1 | 0% | 0% | 0% | 1 | 0% | 0% | 0% | 1 | 0% | 0% | 0% | 1 | 0% | 0% | 0% | 1 | 0% | 0% | 0% | 1
327 | Gondor | 0 | 0 | 0 | 0% | 0% | 1 |  |  |  |  | 0% | [5 empty] | 0% | 0% | 0% | 1 | 0% | 0% | 0% | 1 | 0% | 0% | 0% | 1 | 0% | 0% | 0% | 1 | 0% | 0% | 0% | 1 | 0% | 0% | 0% | 1 | 0% | 0% | 0% | 1 | 0% | 0% | 1 |  |  |  |  | 0% | [5 empty] | 0% | 0% | 0% | 1 | 0% | 0% | 0% | 1 | 0% | 0% | 0% | 1 | 0% | 0% | 0% | 1 | 0% | 0% | 0% | 1 | 0% | 0% | 0% | 1 | 0% | 0% | 0% | 1 | 0% | 0% | 1 |  |  |  |  | 0% | [5 empty] | 0% | 0% | 0% | 1 | 0% | 0% | 0% | 1 | 0% | 0% | 0% | 1 | 0% | 0% | 0% | 1 | 0% | 0% | 0% | 1 | 0% | 0% | 0% | 1 | 0% | 0% | 0% | 1 | 0% | 0% | 1 |  |  |  |  | 0% | [5 empty] | 0% | 0% | 0% | 1 | 0% | 0% | 0% | 1 | 0% | 0% | 0% | 1 | 0% | 0% | 0% | 1 | 0% | 0% | 0% | 1 | 0% | 0% | 0% | 1 | 0% | 0% | 0% | 1
328 | Cabrillo | 95.25 | 3810 | 30 | 572.1% | 55.86% | 5 |  |  |  |  | 0% | [5 empty] | 83% | 0% | 83% | 5 | 51% | 122.6% | 22.03% | 5 | 0% | 60.83% | 0% | 3 | 1% | 60.99% | 0% | 3 | 51% | 123.2% | 22.42% | 5 | 84% | 381.4% | 53.09% | 5 | 6% | 64.07% | 0% | 3 | 422.9% | 13.45% | 5 |  |  |  |  | 0% | [5 empty] | 84% | 0% | 84% | 5 | 78% | 77.49% | 0% | 4 | 1% | 17.17% | 0% | 1 | 6% | 17.96% | 0% | 1 | 83% | 97.97% | 0% | 4 | 50% | 33.9% | 0% | 2 | 7% | 18.16% | 0% | 1 | 404.9% | 12.23% | 5 |  |  |  |  | 0% | [5 empty] | 85% | 0% | 85% | 5 | 80% | 76.54% | 0% | 4 | 1% | 15.84% | 0% | 1 | 5% | 16.51% | 0% | 1 | 84% | 96.48% | 0% | 4 | 52% | 32.24% | 0% | 2 | 7% | 16.73% | 0% | 1 | 311% | 10.13% | 5 |  |  |  |  | 0% | [5 empty] | 82% | 2% | 84% | 5 | 77% | 62.18% | 0% | 3 | 1% | 14.42% | 0% | 1 | 6% | 15.14% | 0% | 1 | 82% | 78.31% | 0% | 4 | 51% | 29.01% | 0% | 2 | 7% | 15.25% | 0% | 1
329 | Mesa (PGE) | 0 | 0 | 0 | 0% | 0% | 1 |  |  |  |  | 0% | [5 empty] | 88% | 0% | 88% | 5 | 0% | 0% | 0% | 1 | 0% | 0% | 0% | 1 | 0% | 0% | 0% | 1 | 0% | 0% | 0% | 1 | 86% | 0% | 0% | 3 | 0% | 0% | 0% | 1 | 0% | 0% | 1 |  |  |  |  | 0% | [5 empty] | 25% | 67% | 92% | 5 | 4% | 0% | 0% | 1 | 2% | 0% | 0% | 1 | 20% | 0% | 0% | 1 | 21% | 0% | 0% | 1 | 83% | 0% | 0% | 3 | 4% | 0% | 0% | 1 | 0% | 0% | 1 |  |  |  |  | 0% | [5 empty] | 35% | 60% | 95% | 5 | 18% | 0% | 0% | 1 | 1% | 0% | 0% | 1 | 11% | 0% | 0% | 1 | 27% | 0% | 0% | 1 | 90% | 0% | 0% | 4 | 3% | 0% | 0% | 1 | 0% | 0% | 1 |  |  |  |  | 0% | [5 empty] | 32% | 58% | 90% | 5 | 18% | 0% | 0% | 1 | 5% | 0% | 0% | 1 | 27% | 0% | 0% | 1 | 38% | 0% | 0% | 1 | 74% | 0% | 0% | 3 | 2% | 0% | 0% | 1
330 | Schulte | 0 | 0 | 0 | 0% | 0% | 1 |  |  |  |  | 0% | [5 empty] | 0% | 0% | 0% | 1 | 0% | 0% | 0% | 1 | 0% | 0% | 0% | 1 | 13% | 0% | 0% | 1 | 13% | 0% | 0% | 1 | 0% | 0% | 0% | 1 | 99% | 0% | 0% | 5 | 0% | 0% | 1 |  |  |  |  | 0% | [5 empty] | 82% | 0% | 82% | 5 | 83% | 0% | 0% | 3 | 72% | 0% | 0% | 3 | 75% | 0% | 0% | 3 | 87% | 0% | 0% | 3 | 82% | 0% | 0% | 3 | 11% | 0% | 0% | 1 | 0% | 0% | 1 |  |  |  |  | 37% | [5 empty] | 85% | 9% | 94% | 5 | 84% | 0% | 0% | 3 | 30% | 0% | 0% | 1 | 31% | 0% | 0% | 1 | 86% | 0% | 0% | 3 | 91% | 0% | 0% | 4 | 4% | 0% | 0% | 1 | 0% | 0% | 1 |  |  |  |  | 37% | [5 empty] | 77% | 19% | 96% | 5 | 92% | 0% | 0% | 4 | 64% | 0% | 0% | 2 | 73% | 0% | 0% | 3 | 96% | 0% | 0% | 5 | 68% | 0% | 0% | 2 | 3% | 0% | 0% | 1
331 | Davis | 0 | 0 | 0 | 0% | 0% | 1 |  |  |  |  | 80% | [5 empty] | 26% | 0% | 26% | 2 | 0% | 0% | 0% | 1 | 13% | 0% | 0% | 1 | 13% | 0% | 0% | 1 | 13% | 0% | 0% | 1 | 0% | 0% | 0% | 1 | 0% | 0% | 0% | 1 | 0% | 0% | 1 |  |  |  |  | 41% | [5 empty] | 58% | 0% | 58% | 3 | 17% | 0% | 0% | 1 | 1% | 0% | 0% | 1 | 14% | 0% | 0% | 1 | 28% | 0% | 0% | 1 | 1% | 0% | 0% | 1 | 16% | 0% | 0% | 1 | 0% | 0% | 1 |  |  |  |  | 0% | [5 empty] | 47% | 0% | 47% | 2 | 29% | 0% | 0% | 1 | 18% | 0% | 0% | 1 | 22% | 0% | 0% | 1 | 49% | 0% | 0% | 1 | 13% | 0% | 0% | 1 | 15% | 0% | 0% | 1 | 0% | 0% | 1 |  |  |  |  | 0% | [5 empty] | 55% | 5% | 60% | 3 | 38% | 0% | 0% | 1 | 17% | 0% | 0% | 1 | 19% | 0% | 0% | 1 | 56% | 0% | 0% | 2 | 28% | 0% | 0% | 1 | 15% | 0% | 0% | 1
332 | Arco | 0 | 0 | 0 | 0% | 0% | 1 |  |  |  |  | 0% | [5 empty] | 0% | 0% | 0% | 1 | 0% | 0% | 0% | 1 | 0% | 0% | 0% | 1 | 0% | 0% | 0% | 1 | 0% | 0% | 0% | 1 | 0% | 0% | 0% | 1 | 0% | 0% | 0% | 1 | 0% | 0% | 1 |  |  |  |  | 0% | [5 empty] | 99% | 0% | 99% | 5 | 78% | 0% | 0% | 3 | 0% | 0% | 0% | 1 | 0% | 0% | 0% | 1 | 78% | 0% | 0% | 3 | 98% | 0% | 0% | 5 | 0% | 0% | 0% | 1 | 0% | 0% | 1 |  |  |  |  | 0% | [5 empty] | 88% | 0% | 88% | 5 | 67% | 0% | 0% | 2 | 6% | 0% | 0% | 1 | 16% | 0% | 0% | 1 | 68% | 0% | 0% | 2 | 74% | 0% | 0% | 3 | 1% | 0% | 0% | 1 | 0% | 0% | 1 |  |  |  |  | 0% | [5 empty] | 86% | 0% | 86% | 5 | 72% | 0% | 0% | 3 | 4% | 0% | 0% | 1 | 19% | 0% | 0% | 1 | 76% | 0% | 0% | 3 | 66% | 0% | 0% | 2 | 1% | 0% | 0% | 1
333 | Goodrich | 0 | 0 | 0 | 0% | 0% | 1 |  |  |  |  | 0% | [5 empty] | 0% | 0% | 0% | 1 | 0% | 0% | 0% | 1 | 0% | 0% | 0% | 1 | 0% | 0% | 0% | 1 | 0% | 0% | 0% | 1 | 0% | 0% | 0% | 1 | 0% | 0% | 0% | 1 | 0% | 0% | 1 |  |  |  |  | 0% | [5 empty] | 0% | 0% | 0% | 1 | 0% | 0% | 0% | 1 | 0% | 0% | 0% | 1 | 0% | 0% | 0% | 1 | 0% | 0% | 0% | 1 | 0% | 0% | 0% | 1 | 0% | 0% | 0% | 1 | 0% | 0% | 1 |  |  |  |  | 0% | [5 empty] | 0% | 0% | 0% | 1 | 0% | 0% | 0% | 1 | 0% | 0% | 0% | 1 | 0% | 0% | 0% | 1 | 0% | 0% | 0% | 1 | 0% | 0% | 0% | 1 | 0% | 0% | 0% | 1 | 0% | 0% | 1 |  |  |  |  | 0% | [5 empty] | 42% | 6% | 48% | 2 | 8% | 0% | 0% | 1 | 29% | 0% | 0% | 1 | 21% | 0% | 0% | 1 | 39% | 0% | 0% | 1 | 39% | 0% | 0% | 1 | 1% | 0% | 0% | 1
334 | Newhall | 0 | 0 | 0 | 0% | 0% | 1 |  |  |  |  | 0% | [5 empty] | 0% | 0% | 0% | 1 | 0% | 0% | 0% | 1 | 0% | 0% | 0% | 1 | 0% | 0% | 0% | 1 | 0% | 0% | 0% | 1 | 0% | 0% | 0% | 1 | 0% | 0% | 0% | 1 | 0% | 0% | 1 |  |  |  |  | 0% | [5 empty] | 0% | 0% | 0% | 1 | 0% | 0% | 0% | 1 | 0% | 0% | 0% | 1 | 0% | 0% | 0% | 1 | 0% | 0% | 0% | 1 | 0% | 0% | 0% | 1 | 0% | 0% | 0% | 1 | 0% | 0% | 1 |  |  |  |  | 11% | [5 empty] | 0% | 0% | 0% | 1 | 0% | 0% | 0% | 1 | 0% | 0% | 0% | 1 | 0% | 0% | 0% | 1 | 0% | 0% | 0% | 1 | 0% | 0% | 0% | 1 | 0% | 0% | 0% | 1 | 0% | 0% | 1 |  |  |  |  | 11% | [5 empty] | 0% | 0% | 0% | 1 | 0% | 0% | 0% | 1 | 0% | 0% | 0% | 1 | 0% | 0% | 0% | 1 | 0% | 0% | 0% | 1 | 0% | 0% | 0% | 1 | 0% | 0% | 0% | 1
335 | Brentwood | 0 | 0 | 0 | 0% | 0% | 1 |  |  |  |  | 1% | [5 empty] | 80% | 0% | 80% | 5 | 60% | 0% | 0% | 2 | 88% | 0% | 0% | 3 | 88% | 0% | 0% | 3 | 94% | 0% | 0% | 4 | 42% | 0% | 0% | 1 | 7% | 0% | 0% | 1 | 0% | 0% | 1 |  |  |  |  | 10% | [5 empty] | 47% | 0% | 47% | 2 | 40% | 0% | 0% | 1 | 74% | 0% | 0% | 3 | 76% | 0% | 0% | 3 | 81% | 0% | 0% | 3 | 12% | 0% | 0% | 1 | 13% | 0% | 0% | 1 | 0% | 0% | 1 |  |  |  |  | 1% | [5 empty] | 50% | 0% | 50% | 3 | 50% | 0% | 0% | 2 | 70% | 0% | 0% | 3 | 69% | 0% | 0% | 2 | 76% | 0% | 0% | 3 | 19% | 0% | 0% | 1 | 16% | 0% | 0% | 1 | 0% | 0% | 1 |  |  |  |  | 1% | [5 empty] | 48% | 1% | 49% | 2 | 35% | 0% | 0% | 1 | 50% | 0% | 0% | 2 | 49% | 0% | 0% | 1 | 64% | 0% | 0% | 2 | 17% | 0% | 0% | 1 | 22% | 0% | 0% | 1
336 | Neenach | 0 | 0 | 0 | 0% | 0% | 1 |  |  |  |  | 1% | [5 empty] | 13% | 5% | 18% | 2 | 18% | 0% | 0% | 1 | 43% | 0% | 0% | 1 | 28% | 0% | 0% | 1 | 59% | 0% | 0% | 2 | 23% | 0% | 0% | 1 | 1% | 0% | 0% | 1 | 0% | 0% | 1 |  |  |  |  | 1% | [5 empty] | 21% | 9% | 30% | 2 | 24% | 0% | 0% | 1 | 45% | 0% | 0% | 1 | 31% | 0% | 0% | 1 | 62% | 0% | 0% | 2 | 31% | 0% | 0% | 1 | 1% | 0% | 0% | 1 | 0% | 0% | 1 |  |  |  |  | 0% | [5 empty] | 23% | 15% | 38% | 3 | 34% | 0% | 0% | 1 | 39% | 0% | 0% | 1 | 31% | 0% | 0% | 1 | 65% | 0% | 0% | 2 | 35% | 0% | 0% | 1 | 1% | 0% | 0% | 1 | 0% | 0% | 1 |  |  |  |  | 0% | [5 empty] | 26% | 17% | 43% | 3 | 34% | 0% | 0% | 1 | 37% | 0% | 0% | 1 | 31% | 0% | 0% | 1 | 63% | 0% | 0% | 2 | 36% | 0% | 0% | 1 | 1% | 0% | 0% | 1
337 | Bahia | 0 | 0 | 0 | 0% | 0% | 1 |  |  |  |  | 0% | [5 empty] | 43% | 0% | 43% | 2 | 45% | 0% | 0% | 1 | 42% | 0% | 0% | 1 | 26% | 0% | 0% | 1 | 82% | 0% | 0% | 3 | 23% | 0% | 0% | 1 | 35% | 0% | 0% | 1 | 0% | 0% | 1 |  |  |  |  | 0% | [5 empty] | 44% | 0% | 44% | 2 | 56% | 0% | 0% | 2 | 49% | 0% | 0% | 1 | 36% | 0% | 0% | 1 | 88% | 0% | 0% | 3 | 29% | 0% | 0% | 1 | 39% | 0% | 0% | 1 | 0% | 0% | 1 |  |  |  |  | 26% | [5 empty] | 57% | 0% | 57% | 3 | 45% | 0% | 0% | 1 | 47% | 0% | 0% | 1 | 40% | 0% | 0% | 1 | 82% | 0% | 0% | 3 | 27% | 0% | 0% | 1 | 35% | 0% | 0% | 1 | 0% | 0% | 1 |  |  |  |  | 26% | [5 empty] | 47% | 0% | 47% | 2 | 31% | 0% | 0% | 1 | 41% | 0% | 0% | 1 | 39% | 0% | 0% | 1 | 63% | 0% | 0% | 2 | 19% | 0% | 0% | 1 | 24% | 0% | 0% | 1
338 | Vaca Dixon | 70 | 2800 | 20 | 140.2% | 8.86% | 4 |  |  |  |  | 34% | [5 empty] | 54% | 0% | 54% | 3 | 27% | 34.5% | 0% | 2 | 54% | 54.82% | 0% | 3 | 50% | 50.61% | 0% | 3 | 77% | 109.2% | 2.778% | 4 | 21% | 32.07% | 0% | 2 | 16% | 30.13% | 0% | 2 | 58.93% | 0% | 3 |  |  |  |  | 22% | [5 empty] | 66% | 0% | 66% | 3 | 30% | 6.297% | 0% | 1 | 28% | 6.053% | 0% | 1 | 30% | 6.292% | 0% | 1 | 60% | 11.04% | 0% | 2 | 19% | 5.382% | 0% | 1 | 23% | 5.732% | 0% | 1 | 37.83% | 0% | 2 |  |  |  |  | 0% | [5 empty] | 58% | 0% | 58% | 3 | 32% | 4.231% | 0% | 1 | 21% | 3.622% | 0% | 1 | 24% | 3.765% | 0% | 1 | 54% | 6.278% | 0% | 2 | 21% | 3.656% | 0% | 1 | 19% | 3.548% | 0% | 1 | 20.41% | 0% | 2 |  |  |  |  | 0% | [5 empty] | 49% | 2% | 51% | 3 | 37% | 2.851% | 0% | 1 | 26% | 2.455% | 0% | 1 | 25% | 2.427% | 0% | 1 | 60% | 4.49% | 0% | 2 | 24% | 2.382% | 0% | 1 | 20% | 2.258% | 0% | 1
339 | Carrizo Plains | 0 | 0 | 0 | 0% | 0% | 1 |  |  |  |  | 0% | [5 empty] | 62% | 0% | 62% | 3 | 78% | 0% | 0% | 3 | 0% | 0% | 0% | 1 | 17% | 0% | 0% | 1 | 78% | 0% | 0% | 3 | 61% | 0% | 0% | 2 | 0% | 0% | 0% | 1 | 0% | 0% | 1 |  |  |  |  | 0% | [5 empty] | 34% | 34% | 68% | 5 | 56% | 0% | 0% | 2 | 0% | 0% | 0% | 1 | 8% | 0% | 0% | 1 | 56% | 0% | 0% | 2 | 67% | 0% | 0% | 2 | 0% | 0% | 0% | 1 | 0% | 0% | 1 |  |  |  |  | 0% | [5 empty] | 52% | 31% | 83% | 5 | 60% | 0% | 0% | 2 | 3% | 0% | 0% | 1 | 13% | 0% | 0% | 1 | 67% | 0% | 0% | 2 | 67% | 0% | 0% | 2 | 0% | 0% | 0% | 1 | 0% | 0% | 1 |  |  |  |  | 0% | [5 empty] | 46% | 46% | 92% | 5 | 40% | 0% | 0% | 1 | 4% | 0% | 0% | 1 | 16% | 0% | 0% | 1 | 49% | 0% | 0% | 1 | 69% | 0% | 0% | 2 | 1% | 0% | 0% | 1
340 | Vista (VEA) | 0 | 0 | 0 | 0% | 0% | 1 |  |  |  |  | 0% | [5 empty] | 0% | 0% | 0% | 1 | 0% | 0% | 0% | 1 | 0% | 0% | 0% | 1 | 0% | 0% | 0% | 1 | 0% | 0% | 0% | 1 | 0% | 0% | 0% | 1 | 0% | 0% | 0% | 1 | 0% | 0% | 1 |  |  |  |  | 0% | [5 empty] | 0% | 0% | 0% | 1 | 0% | 0% | 0% | 1 | 44% | 0% | 0% | 1 | 61% | 0% | 0% | 2 | 61% | 0% | 0% | 2 | 30% | 0% | 0% | 1 | 8% | 0% | 0% | 1 | 0% | 0% | 1 |  |  |  |  | 0% | [5 empty] | 0% | 0% | 0% | 1 | 10% | 0% | 0% | 1 | 10% | 0% | 0% | 1 | 23% | 0% | 0% | 1 | 33% | 0% | 0% | 1 | 64% | 0% | 0% | 2 | 2% | 0% | 0% | 1 | 0% | 0% | 1 |  |  |  |  | 0% | [5 empty] | 0% | 0% | 0% | 1 | 5% | 0% | 0% | 1 | 1% | 0% | 0% | 1 | 13% | 0% | 0% | 1 | 16% | 0% | 0% | 1 | 25% | 0% | 0% | 1 | 0% | 0% | 0% | 1
341 | Merced | 0 | 0 | 0 | 0% | 0% | 1 |  |  |  |  | 0% | [5 empty] | 0% | 0% | 0% | 1 | 0% | 0% | 0% | 1 | 0% | 0% | 0% | 1 | 0% | 0% | 0% | 1 | 0% | 0% | 0% | 1 | 0% | 0% | 0% | 1 | 0% | 0% | 0% | 1 | 0% | 0% | 1 |  |  |  |  | 0% | [5 empty] | 0% | 0% | 0% | 1 | 0% | 0% | 0% | 1 | 0% | 0% | 0% | 1 | 0% | 0% | 0% | 1 | 0% | 0% | 0% | 1 | 0% | 0% | 0% | 1 | 0% | 0% | 0% | 1 | 0% | 0% | 1 |  |  |  |  | 0% | [5 empty] | 0% | 0% | 0% | 1 | 0% | 0% | 0% | 1 | 0% | 0% | 0% | 1 | 0% | 0% | 0% | 1 | 0% | 0% | 0% | 1 | 0% | 0% | 0% | 1 | 0% | 0% | 0% | 1 | 0% | 0% | 1 |  |  |  |  | 0% | [5 empty] | 0% | 0% | 0% | 1 | 0% | 0% | 0% | 1 | 0% | 0% | 0% | 1 | 0% | 0% | 0% | 1 | 0% | 0% | 0% | 1 | 0% | 0% | 0% | 1 | 0% | 0% | 0% | 1
342 | Otay Mesa | 0 | 0 | 0 | 0% | 0% | 1 |  |  |  |  | 0% | [5 empty] | 0% | 0% | 0% | 1 | 21% | 0% | 0% | 1 | 76% | 0% | 0% | 3 | 94% | 0% | 0% | 4 | 94% | 0% | 0% | 4 | 1% | 0% | 0% | 1 | 19% | 0% | 0% | 1 | 0% | 0% | 1 |  |  |  |  | 0% | [5 empty] | 0% | 0% | 0% | 1 | 12% | 0% | 0% | 1 | 60% | 0% | 0% | 2 | 91% | 0% | 0% | 4 | 91% | 0% | 0% | 4 | 8% | 0% | 0% | 1 | 10% | 0% | 0% | 1 | 0% | 0% | 1 |  |  |  |  | 0% | [5 empty] | 0% | 0% | 0% | 1 | 7% | 0% | 0% | 1 | 32% | 0% | 0% | 1 | 68% | 0% | 0% | 2 | 69% | 0% | 0% | 2 | 4% | 0% | 0% | 1 | 8% | 0% | 0% | 1 | 0% | 0% | 1 |  |  |  |  | 0% | [5 empty] | 0% | 3% | 3% | 2 | 6% | 0% | 0% | 1 | 34% | 0% | 0% | 1 | 61% | 0% | 0% | 2 | 65% | 0% | 0% | 2 | 6% | 0% | 0% | 1 | 6% | 0% | 0% | 1
343 | Leavitt | 448 | 17920 | 30 | 1188% | 130.4% | 5 |  |  |  |  | 0% | [5 empty] | 97% | 2% | 99% | 5 | 46% | 235.6% | 159% | 5 | 19% | 156.2% | 246.3% | 5 | 15% | 150.4% | 275.9% | 5 | 52% | 262.4% | 152.7% | 5 | 82% | 720% | 133% | 5 | 7% | 136.9% | 484.1% | 5 | 301.8% | 40.87% | 5 |  |  |  |  | 0% | [5 empty] | 83% | 2% | 85% | 5 | 51% | 104.7% | 4.423% | 4 | 21% | 64.34% | 0% | 3 | 21% | 64.03% | 0% | 3 | 61% | 129.7% | 19.15% | 5 | 65% | 145.8% | 24.52% | 5 | 12% | 57.57% | 0% | 3 | 204.7% | 19.2% | 5 |  |  |  |  | 0% | [5 empty] | 77% | 4% | 81% | 5 | 52% | 66.58% | 0% | 3 | 15% | 37.42% | 0% | 2 | 18% | 38.65% | 0% | 2 | 60% | 79.63% | 0% | 4 | 67% | 96.39% | 0% | 4 | 12% | 35.95% | 0% | 2 | 163.3% | 7.548% | 4 |  |  |  |  | 0% | [5 empty] | 59% | 28% | 87% | 5 | 46% | 32.39% | 0% | 2 | 10% | 19.22% | 0% | 1 | 16% | 20.79% | 0% | 2 | 54% | 38.22% | 0% | 2 | 78% | 78.09% | 0% | 4 | 9% | 19.08% | 0% | 1
344 | Primm | 0 | 0 | 0 | 0% | 0% | 1 |  |  |  |  | 0% | [5 empty] | 0% | 0% | 0% | 1 | 88% | 0% | 0% | 3 | 79% | 0% | 0% | 3 | 12% | 0% | 0% | 1 | 99% | 0% | 0% | 5 | 17% | 0% | 0% | 1 | 0% | 0% | 0% | 1 | 0% | 0% | 1 |  |  |  |  | 0% | [5 empty] | 0% | 0% | 0% | 1 | 87% | 0% | 0% | 3 | 78% | 0% | 0% | 3 | 12% | 0% | 0% | 1 | 98% | 0% | 0% | 5 | 17% | 0% | 0% | 1 | 0% | 0% | 0% | 1 | 0% | 0% | 1 |  |  |  |  | 11% | [5 empty] | 0% | 0% | 0% | 1 | 70% | 0% | 0% | 3 | 66% | 0% | 0% | 2 | 12% | 0% | 0% | 1 | 82% | 0% | 0% | 3 | 22% | 0% | 0% | 1 | 1% | 0% | 0% | 1 | 0% | 0% | 1 |  |  |  |  | 11% | [5 empty] | 0% | 0% | 0% | 1 | 35% | 0% | 0% | 1 | 46% | 0% | 0% | 1 | 15% | 0% | 0% | 1 | 54% | 0% | 0% | 2 | 47% | 0% | 0% | 1 | 1% | 0% | 0% | 1
345 | Granite | 0 | 0 | 0 | 0% | 0% | 1 |  |  |  |  | 0% | [5 empty] | 0% | 0% | 0% | 1 | 0% | 0% | 0% | 1 | 0% | 0% | 0% | 1 | 0% | 0% | 0% | 1 | 0% | 0% | 0% | 1 | 0% | 0% | 0% | 1 | 0% | 0% | 0% | 1 | 0% | 0% | 1 |  |  |  |  | 0% | [5 empty] | 0% | 0% | 0% | 1 | 0% | 0% | 0% | 1 | 0% | 0% | 0% | 1 | 0% | 0% | 0% | 1 | 0% | 0% | 0% | 1 | 0% | 0% | 0% | 1 | 0% | 0% | 0% | 1 | 0% | 0% | 1 |  |  |  |  | 0% | [5 empty] | 0% | 0% | 0% | 1 | 100% | 0% | 0% | 5 | 0% | 0% | 0% | 1 | 100% | 0% | 0% | 5 | 100% | 0% | 0% | 5 | 0% | 0% | 0% | 1 | 19% | 0% | 0% | 1 | 0% | 0% | 1 |  |  |  |  | 0% | [5 empty] | 25% | 0% | 25% | 2 | 17% | 0% | 0% | 1 | 8% | 0% | 0% | 1 | 13% | 0% | 0% | 1 | 29% | 0% | 0% | 1 | 1% | 0% | 0% | 1 | 15% | 0% | 0% | 1
346 | Lake View | 0 | 0 | 0 | 0% | 0% | 1 |  |  |  |  | 0% | [5 empty] | 46% | 40% | 86% | 5 | 92% | 0% | 0% | 4 | 54% | 0% | 0% | 2 | 73% | 0% | 0% | 3 | 100% | 0% | 0% | 5 | 36% | 0% | 0% | 1 | 0% | 0% | 0% | 1 | 0% | 0% | 1 |  |  |  |  | 0% | [5 empty] | 43% | 45% | 88% | 5 | 91% | 0% | 0% | 4 | 48% | 0% | 0% | 1 | 66% | 0% | 0% | 2 | 100% | 0% | 0% | 5 | 38% | 0% | 0% | 1 | 0% | 0% | 0% | 1 | 0% | 0% | 1 |  |  |  |  | 26% | [5 empty] | 28% | 62% | 90% | 5 | 86% | 0% | 0% | 3 | 38% | 0% | 0% | 1 | 73% | 0% | 0% | 3 | 95% | 0% | 0% | 5 | 49% | 0% | 0% | 1 | 1% | 0% | 0% | 1 | 0% | 0% | 1 |  |  |  |  | 26% | [5 empty] | 27% | 61% | 88% | 5 | 59% | 0% | 0% | 2 | 28% | 0% | 0% | 1 | 53% | 0% | 0% | 2 | 76% | 0% | 0% | 3 | 72% | 0% | 0% | 3 | 1% | 0% | 0% | 1
347 | Birds Landing | 0 | 0 | 15 | 0% | 0% | 1 |  |  |  |  | 5% | [5 empty] | 50% | 0% | 50% | 3 | 19% | 0% | 0% | 1 | 49% | 0% | 0% | 1 | 41% | 0% | 0% | 1 | 60% | 0% | 0% | 2 | 6% | 0% | 0% | 1 | 45% | 0% | 0% | 1 | 0% | 0% | 1 |  |  |  |  | 22% | [5 empty] | 37% | 0% | 37% | 2 | 17% | 0% | 0% | 1 | 45% | 0% | 0% | 1 | 40% | 0% | 0% | 1 | 57% | 0% | 0% | 2 | 6% | 0% | 0% | 1 | 32% | 0% | 0% | 1 | 0% | 0% | 1 |  |  |  |  | 0% | [5 empty] | 39% | 0% | 39% | 2 | 20% | 0% | 0% | 1 | 36% | 0% | 0% | 1 | 33% | 0% | 0% | 1 | 51% | 0% | 0% | 2 | 8% | 0% | 0% | 1 | 26% | 0% | 0% | 1 | 0% | 0% | 1 |  |  |  |  | 0% | [5 empty] | 46% | 0% | 46% | 2 | 29% | 0% | 0% | 1 | 36% | 0% | 0% | 1 | 37% | 0% | 0% | 1 | 58% | 0% | 0% | 2 | 13% | 0% | 0% | 1 | 22% | 0% | 0% | 1
348 | Highwind | 0 | 0 | 0 | 0% | 0% | 1 |  |  |  |  | 0% | [5 empty] | 28% | 34% | 62% | 5 | 58% | 0% | 0% | 2 | 9% | 0% | 0% | 1 | 35% | 0% | 0% | 1 | 77% | 0% | 0% | 3 | 52% | 0% | 0% | 2 | 1% | 0% | 0% | 1 | 0% | 0% | 1 |  |  |  |  | 0% | [5 empty] | 27% | 20% | 47% | 4 | 47% | 0% | 0% | 1 | 22% | 0% | 0% | 1 | 32% | 0% | 0% | 1 | 70% | 0% | 0% | 3 | 51% | 0% | 0% | 2 | 1% | 0% | 0% | 1 | 0% | 0% | 1 |  |  |  |  | 0% | [5 empty] | 19% | 13% | 32% | 3 | 50% | 0% | 0% | 2 | 20% | 0% | 0% | 1 | 26% | 0% | 0% | 1 | 66% | 0% | 0% | 2 | 49% | 0% | 0% | 1 | 1% | 0% | 0% | 1 | 0% | 0% | 1 |  |  |  |  | 0% | [5 empty] | 18% | 10% | 28% | 3 | 34% | 0% | 0% | 1 | 36% | 0% | 0% | 1 | 29% | 0% | 0% | 1 | 67% | 0% | 0% | 2 | 40% | 0% | 0% | 1 | 1% | 0% | 0% | 1
349 | Santiago | 0 | 0 | 0 | 0% | 0% | 1 |  |  |  |  | 0% | [5 empty] | 0% | 0% | 0% | 1 | 4% | 0% | 0% | 1 | 15% | 0% | 0% | 1 | 80% | 0% | 0% | 3 | 85% | 0% | 0% | 3 | 0% | 0% | 0% | 1 | 3% | 0% | 0% | 1 | 0% | 0% | 1 |  |  |  |  | 0% | [5 empty] | 0% | 0% | 0% | 1 | 3% | 0% | 0% | 1 | 22% | 0% | 0% | 1 | 79% | 0% | 0% | 3 | 82% | 0% | 0% | 3 | 0% | 0% | 0% | 1 | 8% | 0% | 0% | 1 | 0% | 0% | 1 |  |  |  |  | 0% | [5 empty] | 0% | 0% | 0% | 1 | 2% | 0% | 0% | 1 | 39% | 0% | 0% | 1 | 81% | 0% | 0% | 3 | 83% | 0% | 0% | 3 | 0% | 0% | 0% | 1 | 7% | 0% | 0% | 1 | 0% | 0% | 1 |  |  |  |  | 0% | [5 empty] | 0% | 0% | 0% | 1 | 1% | 0% | 0% | 1 | 17% | 0% | 0% | 1 | 61% | 0% | 0% | 2 | 62% | 0% | 0% | 2 | 0% | 0% | 0% | 1 | 3% | 0% | 0% | 1
350 | Red Bluff | 0 | 0 | 0 | 0% | 0% | 1 |  |  |  |  | 0% | [5 empty] | 0% | 0% | 0% | 1 | 38% | 0% | 0% | 1 | 0% | 0% | 0% | 1 | 0% | 0% | 0% | 1 | 38% | 0% | 0% | 1 | 48% | 0% | 0% | 1 | 1% | 0% | 0% | 1 | 0% | 0% | 1 |  |  |  |  | 0% | [5 empty] | 0% | 0% | 0% | 1 | 46% | 0% | 0% | 1 | 11% | 0% | 0% | 1 | 11% | 0% | 0% | 1 | 47% | 0% | 0% | 1 | 51% | 0% | 0% | 2 | 1% | 0% | 0% | 1 | 0% | 0% | 1 |  |  |  |  | 0% | [5 empty] | 0% | 0% | 0% | 1 | 39% | 0% | 0% | 1 | 25% | 0% | 0% | 1 | 15% | 0% | 0% | 1 | 52% | 0% | 0% | 2 | 54% | 0% | 0% | 2 | 1% | 0% | 0% | 1 | 0% | 0% | 1 |  |  |  |  | 0% | [5 empty] | 0% | 0% | 0% | 1 | 50% | 0% | 0% | 2 | 32% | 0% | 0% | 1 | 26% | 0% | 0% | 1 | 61% | 0% | 0% | 2 | 68% | 0% | 0% | 2 | 1% | 0% | 0% | 1
351 | Beatty | 0 | 0 | 0 | 0% | 0% | 1 |  |  |  |  | 0% | [5 empty] | 0% | 0% | 0% | 1 | 0% | 0% | 0% | 1 | 0% | 0% | 0% | 1 | 0% | 0% | 0% | 1 | 0% | 0% | 0% | 1 | 0% | 0% | 0% | 1 | 0% | 0% | 0% | 1 | 0% | 0% | 1 |  |  |  |  | 0% | [5 empty] | 0% | 0% | 0% | 1 | 0% | 0% | 0% | 1 | 0% | 0% | 0% | 1 | 0% | 0% | 0% | 1 | 0% | 0% | 0% | 1 | 0% | 0% | 0% | 1 | 0% | 0% | 0% | 1 | 0% | 0% | 1 |  |  |  |  | 0% | [5 empty] | 0% | 0% | 0% | 1 | 0% | 0% | 0% | 1 | 0% | 0% | 0% | 1 | 0% | 0% | 0% | 1 | 0% | 0% | 0% | 1 | 0% | 0% | 0% | 1 | 0% | 0% | 0% | 1 | 0% | 0% | 1 |  |  |  |  | 0% | [5 empty] | 0% | 0% | 0% | 1 | 0% | 0% | 0% | 1 | 0% | 0% | 0% | 1 | 0% | 0% | 0% | 1 | 0% | 0% | 0% | 1 | 0% | 0% | 0% | 1 | 0% | 0% | 0% | 1
352 | Mirage | 60 | 2400 | 0 | 29.74% | 0% | 2 |  |  |  |  | 0% | [5 empty] | 0% | 0% | 0% | 1 | 10% | 12.47% | 0% | 1 | 19% | 13.94% | 0% | 1 | 17% | 13.59% | 0% | 1 | 29% | 15.9% | 0% | 1 | 48% | 21.44% | 0% | 2 | 0% | 11.23% | 0% | 1 | 28.34% | 0% | 2 |  |  |  |  | 0% | [5 empty] | 0% | 0% | 0% | 1 | 10% | 8.687% | 0% | 1 | 30% | 11.19% | 0% | 1 | 22% | 10.06% | 0% | 1 | 37% | 12.48% | 0% | 1 | 55% | 17.32% | 0% | 2 | 0% | 7.847% | 0% | 1 | 22.11% | 0% | 2 |  |  |  |  | 0% | [5 empty] | 1% | 7% | 8% | 2 | 14% | 6.229% | 0% | 1 | 29% | 7.513% | 0% | 1 | 25% | 7.101% | 0% | 1 | 42% | 9.195% | 0% | 1 | 60% | 13.33% | 0% | 2 | 0% | 5.346% | 0% | 1 | 9.812% | 0% | 1 |  |  |  |  | 0% | [5 empty] | 10% | 17% | 27% | 3 | 17% | 3.283% | 0% | 1 | 25% | 3.617% | 0% | 1 | 25% | 3.625% | 0% | 1 | 41% | 4.609% | 0% | 1 | 56% | 6.179% | 0% | 2 | 0% | 2.732% | 0% | 1
353 | Sutter Power | 0 | 0 | 0 | 0% | 0% | 1 |  |  |  |  | 0% | [5 empty] | 0% | 0% | 0% | 1 | 0% | 0% | 0% | 1 | 0% | 0% | 0% | 1 | 0% | 0% | 0% | 1 | 0% | 0% | 0% | 1 | 0% | 0% | 0% | 1 | 0% | 0% | 0% | 1 | 0% | 0% | 1 |  |  |  |  | 0% | [5 empty] | 100% | 0% | 100% | 5 | 97% | 0% | 0% | 5 | 65% | 0% | 0% | 2 | 65% | 0% | 0% | 2 | 98% | 0% | 0% | 5 | 82% | 0% | 0% | 3 | 0% | 0% | 0% | 1 | 0% | 0% | 1 |  |  |  |  | 8% | [5 empty] | 100% | 0% | 100% | 5 | 97% | 0% | 0% | 5 | 65% | 0% | 0% | 2 | 65% | 0% | 0% | 2 | 98% | 0% | 0% | 5 | 82% | 0% | 0% | 3 | 0% | 0% | 0% | 1 | 0% | 0% | 1 |  |  |  |  | 8% | [5 empty] | 50% | 46% | 96% | 5 | 84% | 0% | 0% | 3 | 5% | 0% | 0% | 1 | 5% | 0% | 0% | 1 | 84% | 0% | 0% | 3 | 77% | 0% | 0% | 3 | 1% | 0% | 0% | 1
354 | Manteca | 0 | 0 | 0 | 0% | 0% | 1 |  |  |  |  | 0% | [5 empty] | 0% | 0% | 0% | 1 | 0% | 0% | 0% | 1 | 0% | 0% | 0% | 1 | 0% | 0% | 0% | 1 | 0% | 0% | 0% | 1 | 0% | 0% | 0% | 1 | 0% | 0% | 0% | 1 | 0% | 0% | 1 |  |  |  |  | 0% | [5 empty] | 0% | 0% | 0% | 1 | 0% | 0% | 0% | 1 | 0% | 0% | 0% | 1 | 0% | 0% | 0% | 1 | 0% | 0% | 0% | 1 | 0% | 0% | 0% | 1 | 0% | 0% | 0% | 1 | 0% | 0% | 1 |  |  |  |  | 0% | [5 empty] | 78% | 1% | 79% | 5 | 79% | 0% | 0% | 3 | 95% | 0% | 0% | 5 | 93% | 0% | 0% | 4 | 100% | 0% | 0% | 5 | 38% | 0% | 0% | 1 | 2% | 0% | 0% | 1 | 0% | 0% | 1 |  |  |  |  | 0% | [5 empty] | 71% | 12% | 83% | 5 | 83% | 0% | 0% | 3 | 75% | 0% | 0% | 3 | 86% | 0% | 0% | 3 | 97% | 0% | 0% | 5 | 47% | 0% | 0% | 1 | 4% | 0% | 0% | 1
355 | El Patio | 0 | 0 | 0 | 0% | 0% | 1 |  |  |  |  | 0% | [5 empty] | 40% | 0% | 40% | 2 | 40% | 0% | 0% | 1 | 0% | 0% | 0% | 1 | 22% | 0% | 0% | 1 | 40% | 0% | 0% | 1 | 40% | 0% | 0% | 1 | 0% | 0% | 0% | 1 | 0% | 0% | 1 |  |  |  |  | 0% | [5 empty] | 47% | 0% | 47% | 2 | 52% | 0% | 0% | 2 | 0% | 0% | 0% | 1 | 12% | 0% | 0% | 1 | 56% | 0% | 0% | 2 | 25% | 0% | 0% | 1 | 26% | 0% | 0% | 1 | 0% | 0% | 1 |  |  |  |  | 0% | [5 empty] | 90% | 5% | 95% | 5 | 84% | 0% | 0% | 3 | 35% | 0% | 0% | 1 | 36% | 0% | 0% | 1 | 86% | 0% | 0% | 3 | 92% | 0% | 0% | 4 | 4% | 0% | 0% | 1 | 0% | 0% | 1 |  |  |  |  | 0% | [5 empty] | 46% | 43% | 89% | 5 | 84% | 0% | 0% | 3 | 40% | 0% | 0% | 1 | 43% | 0% | 0% | 1 | 91% | 0% | 0% | 4 | 85% | 0% | 0% | 3 | 2% | 0% | 0% | 1
356 | Pardee | 0 | 0 | 0 | 0% | 0% | 1 |  |  |  |  | 0% | [5 empty] | 43% | 56% | 99% | 5 | 69% | 0% | 0% | 2 | 3% | 0% | 0% | 1 | 4% | 0% | 0% | 1 | 70% | 0% | 0% | 3 | 64% | 0% | 0% | 2 | 2% | 0% | 0% | 1 | 0% | 0% | 1 |  |  |  |  | 0% | [5 empty] | 33% | 64% | 97% | 5 | 56% | 0% | 0% | 2 | 2% | 0% | 0% | 1 | 2% | 0% | 0% | 1 | 57% | 0% | 0% | 2 | 68% | 0% | 0% | 2 | 2% | 0% | 0% | 1 | 0% | 0% | 1 |  |  |  |  | 0% | [5 empty] | 21% | 54% | 75% | 5 | 32% | 0% | 0% | 1 | 15% | 0% | 0% | 1 | 21% | 0% | 0% | 1 | 53% | 0% | 0% | 2 | 54% | 0% | 0% | 2 | 4% | 0% | 0% | 1 | 0% | 0% | 1 |  |  |  |  | 0% | [5 empty] | 25% | 20% | 45% | 4 | 24% | 0% | 0% | 1 | 38% | 0% | 0% | 1 | 27% | 0% | 0% | 1 | 59% | 0% | 0% | 2 | 31% | 0% | 0% | 1 | 2% | 0% | 0% | 1
357 | Los Coches | 0 | 0 | 0 | 0% | 0% | 1 |  |  |  |  | 0% | [5 empty] | 0% | 0% | 0% | 1 | 0% | 0% | 0% | 1 | 0% | 0% | 0% | 1 | 0% | 0% | 0% | 1 | 0% | 0% | 0% | 1 | 0% | 0% | 0% | 1 | 0% | 0% | 0% | 1 | 0% | 0% | 1 |  |  |  |  | 0% | [5 empty] | 0% | 0% | 0% | 1 | 0% | 0% | 0% | 1 | 0% | 0% | 0% | 1 | 0% | 0% | 0% | 1 | 0% | 0% | 0% | 1 | 0% | 0% | 0% | 1 | 0% | 0% | 0% | 1 | 0% | 0% | 1 |  |  |  |  | 0% | [5 empty] | 0% | 0% | 0% | 1 | 4% | 0% | 0% | 1 | 6% | 0% | 0% | 1 | 52% | 0% | 0% | 2 | 52% | 0% | 0% | 2 | 0% | 0% | 0% | 1 | 1% | 0% | 0% | 1 | 0% | 0% | 1 |  |  |  |  | 0% | [5 empty] | 8% | 81% | 89% | 5 | 22% | 0% | 0% | 1 | 48% | 0% | 0% | 1 | 67% | 0% | 0% | 2 | 74% | 0% | 0% | 3 | 47% | 0% | 0% | 1 | 9% | 0% | 0% | 1
358 | Serrano | 0 | 0 | 0 | 0% | 0% | 1 |  |  |  |  | 0% | [5 empty] | 0% | 0% | 0% | 1 | 0% | 0% | 0% | 1 | 0% | 0% | 0% | 1 | 0% | 0% | 0% | 1 | 0% | 0% | 0% | 1 | 0% | 0% | 0% | 1 | 0% | 0% | 0% | 1 | 0% | 0% | 1 |  |  |  |  | 0% | [5 empty] | 0% | 0% | 0% | 1 | 0% | 0% | 0% | 1 | 100% | 0% | 0% | 5 | 100% | 0% | 0% | 5 | 100% | 0% | 0% | 5 | 0% | 0% | 0% | 1 | 64% | 0% | 0% | 2 | 0% | 0% | 1 |  |  |  |  | 0% | [5 empty] | 0% | 0% | 0% | 1 | 2% | 0% | 0% | 1 | 44% | 0% | 0% | 1 | 89% | 0% | 0% | 3 | 91% | 0% | 0% | 4 | 0% | 0% | 0% | 1 | 8% | 0% | 0% | 1 | 0% | 0% | 1 |  |  |  |  | 0% | [5 empty] | 0% | 0% | 0% | 1 | 1% | 0% | 0% | 1 | 16% | 0% | 0% | 1 | 61% | 0% | 0% | 2 | 62% | 0% | 0% | 2 | 0% | 0% | 0% | 1 | 3% | 0% | 0% | 1
359 | Miller | 0 | 0 | 0 | 0% | 0% | 1 |  |  |  |  | 0% | [5 empty] | 100% | 0% | 100% | 5 | 88% | 0% | 0% | 3 | 25% | 0% | 0% | 1 | 28% | 0% | 0% | 1 | 97% | 0% | 0% | 5 | 100% | 0% | 0% | 5 | 0% | 0% | 0% | 1 | 0% | 0% | 1 |  |  |  |  | 0% | [5 empty] | 67% | 33% | 100% | 5 | 90% | 0% | 0% | 4 | 21% | 0% | 0% | 1 | 24% | 0% | 0% | 1 | 96% | 0% | 0% | 5 | 94% | 0% | 0% | 4 | 0% | 0% | 0% | 1 | 0% | 0% | 1 |  |  |  |  | 0% | [5 empty] | 47% | 53% | 100% | 5 | 97% | 0% | 0% | 5 | 12% | 0% | 0% | 1 | 28% | 0% | 0% | 1 | 99% | 0% | 0% | 5 | 97% | 0% | 0% | 5 | 0% | 0% | 0% | 1 | 0% | 0% | 1 |  |  |  |  | 0% | [5 empty] | 44% | 56% | 100% | 5 | 95% | 0% | 0% | 5 | 14% | 0% | 0% | 1 | 26% | 0% | 0% | 1 | 97% | 0% | 0% | 5 | 98% | 0% | 0% | 5 | 0% | 0% | 0% | 1
360 | Carberry | 0 | 0 | 0 | 0% | 0% | 1 |  |  |  |  | 0% | [5 empty] | 82% | 0% | 82% | 5 | 64% | 0% | 0% | 2 | 16% | 0% | 0% | 1 | 15% | 0% | 0% | 1 | 77% | 0% | 0% | 3 | 43% | 0% | 0% | 1 | 1% | 0% | 0% | 1 | 0% | 0% | 1 |  |  |  |  | 0% | [5 empty] | 78% | 1% | 79% | 5 | 58% | 0% | 0% | 2 | 14% | 0% | 0% | 1 | 13% | 0% | 0% | 1 | 70% | 0% | 0% | 3 | 44% | 0% | 0% | 1 | 1% | 0% | 0% | 1 | 0% | 0% | 1 |  |  |  |  | 0% | [5 empty] | 73% | 3% | 76% | 5 | 49% | 0% | 0% | 1 | 18% | 0% | 0% | 1 | 12% | 0% | 0% | 1 | 66% | 0% | 0% | 2 | 49% | 0% | 0% | 1 | 1% | 0% | 0% | 1 | 0% | 0% | 1 |  |  |  |  | 0% | [5 empty] | 55% | 11% | 66% | 3 | 41% | 0% | 0% | 1 | 21% | 0% | 0% | 1 | 20% | 0% | 0% | 1 | 64% | 0% | 0% | 2 | 58% | 0% | 0% | 2 | 1% | 0% | 0% | 1
361 | Wahtoke | 0 | 0 | 0 | 0% | 0% | 1 |  |  |  |  | 0% | [5 empty] | 0% | 0% | 0% | 1 | 0% | 0% | 0% | 1 | 0% | 0% | 0% | 1 | 0% | 0% | 0% | 1 | 0% | 0% | 0% | 1 | 0% | 0% | 0% | 1 | 0% | 0% | 0% | 1 | 0% | 0% | 1 |  |  |  |  | 0% | [5 empty] | 0% | 0% | 0% | 1 | 0% | 0% | 0% | 1 | 0% | 0% | 0% | 1 | 0% | 0% | 0% | 1 | 0% | 0% | 0% | 1 | 0% | 0% | 0% | 1 | 0% | 0% | 0% | 1 | 0% | 0% | 1 |  |  |  |  | 0% | [5 empty] | 0% | 0% | 0% | 1 | 0% | 0% | 0% | 1 | 0% | 0% | 0% | 1 | 0% | 0% | 0% | 1 | 0% | 0% | 0% | 1 | 0% | 0% | 0% | 1 | 0% | 0% | 0% | 1 | 0% | 0% | 1 |  |  |  |  | 0% | [5 empty] | 0% | 0% | 0% | 1 | 0% | 0% | 0% | 1 | 0% | 0% | 0% | 1 | 0% | 0% | 0% | 1 | 0% | 0% | 0% | 1 | 0% | 0% | 0% | 1 | 0% | 0% | 0% | 1
362 | Dos Amigos | 0 | 0 | 0 | 0% | 0% | 1 |  |  |  |  | 0% | [5 empty] | 0% | 0% | 0% | 1 | 0% | 0% | 0% | 1 | 0% | 0% | 0% | 1 | 0% | 0% | 0% | 1 | 0% | 0% | 0% | 1 | 0% | 0% | 0% | 1 | 0% | 0% | 0% | 1 | 0% | 0% | 1 |  |  |  |  | 0% | [5 empty] | 48% | 51% | 99% | 5 | 90% | 0% | 0% | 4 | 0% | 0% | 0% | 1 | 6% | 0% | 0% | 1 | 90% | 0% | 0% | 4 | 99% | 0% | 0% | 5 | 0% | 0% | 0% | 1 | 0% | 0% | 1 |  |  |  |  | 0% | [5 empty] | 51% | 49% | 100% | 5 | 96% | 0% | 0% | 5 | 0% | 0% | 0% | 1 | 3% | 0% | 0% | 1 | 96% | 0% | 0% | 5 | 100% | 0% | 0% | 5 | 0% | 0% | 0% | 1 | 0% | 0% | 1 |  |  |  |  | 0% | [5 empty] | 45% | 55% | 100% | 5 | 92% | 0% | 0% | 4 | 5% | 0% | 0% | 1 | 12% | 0% | 0% | 1 | 96% | 0% | 0% | 5 | 97% | 0% | 0% | 5 | 0% | 0% | 0% | 1
363 | Guernsey | 0 | 0 | 0 | 0% | 0% | 1 |  |  |  |  | 0% | [5 empty] | 0% | 0% | 0% | 1 | 0% | 0% | 0% | 1 | 0% | 0% | 0% | 1 | 0% | 0% | 0% | 1 | 0% | 0% | 0% | 1 | 0% | 0% | 0% | 1 | 0% | 0% | 0% | 1 | 0% | 0% | 1 |  |  |  |  | 0% | [5 empty] | 0% | 0% | 0% | 1 | 0% | 0% | 0% | 1 | 0% | 0% | 0% | 1 | 0% | 0% | 0% | 1 | 0% | 0% | 0% | 1 | 0% | 0% | 0% | 1 | 0% | 0% | 0% | 1 | 0% | 0% | 1 |  |  |  |  | 0% | [5 empty] | 0% | 0% | 0% | 1 | 0% | 0% | 0% | 1 | 0% | 0% | 0% | 1 | 0% | 0% | 0% | 1 | 0% | 0% | 0% | 1 | 0% | 0% | 0% | 1 | 0% | 0% | 0% | 1 | 0% | 0% | 1 |  |  |  |  | 0% | [5 empty] | 0% | 0% | 0% | 1 | 0% | 0% | 0% | 1 | 0% | 0% | 0% | 1 | 0% | 0% | 0% | 1 | 0% | 0% | 0% | 1 | 0% | 0% | 0% | 1 | 0% | 0% | 0% | 1
364 | Santa Clara | 0 | 0 | 0 | 0% | 0% | 1 |  |  |  |  | 0% | [5 empty] | 0% | 0% | 0% | 1 | 0% | 0% | 0% | 1 | 0% | 0% | 0% | 1 | 81% | 0% | 0% | 3 | 81% | 0% | 0% | 3 | 0% | 0% | 0% | 1 | 0% | 0% | 0% | 1 | 0% | 0% | 1 |  |  |  |  | 0% | [5 empty] | 1% | 0% | 1% | 1 | 14% | 0% | 0% | 1 | 58% | 0% | 0% | 2 | 72% | 0% | 0% | 3 | 73% | 0% | 0% | 3 | 1% | 0% | 0% | 1 | 18% | 0% | 0% | 1 | 0% | 0% | 1 |  |  |  |  | 1% | [5 empty] | 1% | 3% | 4% | 2 | 33% | 0% | 0% | 1 | 37% | 0% | 0% | 1 | 46% | 0% | 0% | 1 | 71% | 0% | 0% | 3 | 11% | 0% | 0% | 1 | 11% | 0% | 0% | 1 | 0% | 0% | 1 |  |  |  |  | 1% | [5 empty] | 45% | 41% | 86% | 5 | 78% | 0% | 0% | 3 | 7% | 0% | 0% | 1 | 10% | 0% | 0% | 1 | 83% | 0% | 0% | 3 | 63% | 0% | 0% | 2 | 3% | 0% | 0% | 1
365 | Glenn | 0 | 0 | 10 | 0% | 0% | 1 |  |  |  |  | 0% | [5 empty] | 100% | 0% | 100% | 5 | 100% | 0% | 0% | 5 | 0% | 0% | 0% | 1 | 0% | 0% | 0% | 1 | 100% | 0% | 0% | 5 | 100% | 0% | 0% | 5 | 0% | 0% | 0% | 1 | 0% | 0% | 1 |  |  |  |  | 1% | [5 empty] | 99% | 0% | 99% | 5 | 64% | 0% | 0% | 2 | 0% | 0% | 0% | 1 | 18% | 0% | 0% | 1 | 75% | 0% | 0% | 3 | 37% | 0% | 0% | 1 | 33% | 0% | 0% | 1 | 0% | 0% | 1 |  |  |  |  | 0% | [5 empty] | 99% | 0% | 99% | 5 | 48% | 0% | 0% | 1 | 1% | 0% | 0% | 1 | 12% | 0% | 0% | 1 | 58% | 0% | 0% | 2 | 56% | 0% | 0% | 2 | 26% | 0% | 0% | 1 | 0% | 0% | 1 |  |  |  |  | 0% | [5 empty] | 95% | 4% | 99% | 5 | 50% | 0% | 0% | 2 | 0% | 0% | 0% | 1 | 10% | 0% | 0% | 1 | 57% | 0% | 0% | 2 | 60% | 0% | 0% | 2 | 22% | 0% | 0% | 1
366 | Kerchoff 1 | 0 | 0 | 0 | 0% | 0% | 1 |  |  |  |  | 0% | [5 empty] | 0% | 0% | 0% | 1 | 0% | 0% | 0% | 1 | 0% | 0% | 0% | 1 | 0% | 0% | 0% | 1 | 0% | 0% | 0% | 1 | 0% | 0% | 0% | 1 | 0% | 0% | 0% | 1 | 0% | 0% | 1 |  |  |  |  | 0% | [5 empty] | 0% | 0% | 0% | 1 | 0% | 0% | 0% | 1 | 0% | 0% | 0% | 1 | 0% | 0% | 0% | 1 | 0% | 0% | 0% | 1 | 0% | 0% | 0% | 1 | 0% | 0% | 0% | 1 | 0% | 0% | 1 |  |  |  |  | 0% | [5 empty] | 100% | 0% | 100% | 5 | 0% | 0% | 0% | 1 | 0% | 0% | 0% | 1 | 100% | 0% | 0% | 5 | 100% | 0% | 0% | 5 | 100% | 0% | 0% | 5 | 0% | 0% | 0% | 1 | 0% | 0% | 1 |  |  |  |  | 0% | [5 empty] | 100% | 0% | 100% | 5 | 0% | 0% | 0% | 1 | 0% | 0% | 0% | 1 | 100% | 0% | 0% | 5 | 100% | 0% | 0% | 5 | 100% | 0% | 0% | 5 | 0% | 0% | 0% | 1
367 | Brunswick | 0 | 0 | 0 | 0% | 0% | 1 |  |  |  |  | 0% | [5 empty] | 0% | 0% | 0% | 1 | 0% | 0% | 0% | 1 | 0% | 0% | 0% | 1 | 0% | 0% | 0% | 1 | 0% | 0% | 0% | 1 | 0% | 0% | 0% | 1 | 0% | 0% | 0% | 1 | 0% | 0% | 1 |  |  |  |  | 0% | [5 empty] | 0% | 0% | 0% | 1 | 0% | 0% | 0% | 1 | 0% | 0% | 0% | 1 | 0% | 0% | 0% | 1 | 0% | 0% | 0% | 1 | 0% | 0% | 0% | 1 | 0% | 0% | 0% | 1 | 0% | 0% | 1 |  |  |  |  | 0% | [5 empty] | 0% | 100% | 100% | 5 | 0% | 0% | 0% | 1 | 0% | 0% | 0% | 1 | 0% | 0% | 0% | 1 | 0% | 0% | 0% | 1 | 68% | 0% | 0% | 2 | 0% | 0% | 0% | 1 | 0% | 0% | 1 |  |  |  |  | 0% | [5 empty] | 70% | 5% | 75% | 5 | 22% | 0% | 0% | 1 | 5% | 0% | 0% | 1 | 13% | 0% | 0% | 1 | 33% | 0% | 0% | 1 | 51% | 0% | 0% | 2 | 3% | 0% | 0% | 1
368 | Tejon | 0 | 0 | 0 | 0% | 0% | 1 |  |  |  |  | 0% | [5 empty] | 99% | 1% | 100% | 5 | 100% | 0% | 0% | 5 | 91% | 0% | 0% | 4 | 91% | 0% | 0% | 4 | 100% | 0% | 0% | 5 | 86% | 0% | 0% | 3 | 0% | 0% | 0% | 1 | 0% | 0% | 1 |  |  |  |  | 0% | [5 empty] | 69% | 27% | 96% | 5 | 80% | 0% | 0% | 3 | 56% | 0% | 0% | 2 | 67% | 0% | 0% | 2 | 100% | 0% | 0% | 5 | 62% | 0% | 0% | 2 | 3% | 0% | 0% | 1 | 0% | 0% | 1 |  |  |  |  | 0% | [5 empty] | 70% | 24% | 94% | 5 | 83% | 0% | 0% | 3 | 68% | 0% | 0% | 2 | 79% | 0% | 0% | 3 | 99% | 0% | 0% | 5 | 63% | 0% | 0% | 2 | 3% | 0% | 0% | 1 | 0% | 0% | 1 |  |  |  |  | 0% | [5 empty] | 34% | 20% | 54% | 4 | 53% | 0% | 0% | 2 | 46% | 0% | 0% | 1 | 34% | 0% | 0% | 1 | 80% | 0% | 0% | 3 | 44% | 0% | 0% | 1 | 1% | 0% | 0% | 1
369 | Bakersfield | 0 | 0 | 0 | 0% | 0% | 1 |  |  |  |  | 0% | [5 empty] | 0% | 0% | 0% | 1 | 0% | 0% | 0% | 1 | 0% | 0% | 0% | 1 | 0% | 0% | 0% | 1 | 0% | 0% | 0% | 1 | 0% | 0% | 0% | 1 | 0% | 0% | 0% | 1 | 0% | 0% | 1 |  |  |  |  | 0% | [5 empty] | 0% | 0% | 0% | 1 | 0% | 0% | 0% | 1 | 0% | 0% | 0% | 1 | 0% | 0% | 0% | 1 | 0% | 0% | 0% | 1 | 0% | 0% | 0% | 1 | 0% | 0% | 0% | 1 | 0% | 0% | 1 |  |  |  |  | 0% | [5 empty] | 0% | 0% | 0% | 1 | 0% | 0% | 0% | 1 | 0% | 0% | 0% | 1 | 0% | 0% | 0% | 1 | 0% | 0% | 0% | 1 | 0% | 0% | 0% | 1 | 0% | 0% | 0% | 1 | 0% | 0% | 1 |  |  |  |  | 0% | [5 empty] | 10% | 90% | 100% | 5 | 42% | 0% | 0% | 1 | 26% | 0% | 0% | 1 | 40% | 0% | 0% | 1 | 62% | 0% | 0% | 2 | 72% | 0% | 0% | 3 | 1% | 0% | 0% | 1
370 | Drum | 0 | 0 | 0 | 0% | 0% | 1 |  |  |  |  | 0% | [5 empty] | 49% | 51% | 100% | 5 | 3% | 0% | 0% | 1 | 0% | 0% | 0% | 1 | 0% | 0% | 0% | 1 | 3% | 0% | 0% | 1 | 81% | 0% | 0% | 3 | 0% | 0% | 0% | 1 | 0% | 0% | 1 |  |  |  |  | 0% | [5 empty] | 58% | 6% | 64% | 3 | 37% | 0% | 0% | 1 | 10% | 0% | 0% | 1 | 11% | 0% | 0% | 1 | 48% | 0% | 0% | 1 | 62% | 0% | 0% | 2 | 4% | 0% | 0% | 1 | 0% | 0% | 1 |  |  |  |  | 0% | [5 empty] | 34% | 2% | 36% | 2 | 12% | 0% | 0% | 1 | 3% | 0% | 0% | 1 | 33% | 0% | 0% | 1 | 45% | 0% | 0% | 1 | 54% | 0% | 0% | 2 | 4% | 0% | 0% | 1 | 0% | 0% | 1 |  |  |  |  | 0% | [5 empty] | 21% | 1% | 22% | 2 | 16% | 0% | 0% | 1 | 14% | 0% | 0% | 1 | 35% | 0% | 0% | 1 | 49% | 0% | 0% | 1 | 48% | 0% | 0% | 1 | 7% | 0% | 0% | 1
371 | El Nido (SCE) | 0 | 0 | 0 | 0% | 0% | 1 |  |  |  |  | 0% | [5 empty] | 0% | 0% | 0% | 1 | 0% | 0% | 0% | 1 | 75% | 0% | 0% | 3 | 79% | 0% | 0% | 3 | 79% | 0% | 0% | 3 | 0% | 0% | 0% | 1 | 0% | 0% | 0% | 1 | 0% | 0% | 1 |  |  |  |  | 0% | [5 empty] | 0% | 0% | 0% | 1 | 0% | 0% | 0% | 1 | 10% | 0% | 0% | 1 | 52% | 0% | 0% | 2 | 52% | 0% | 0% | 2 | 0% | 0% | 0% | 1 | 0% | 0% | 0% | 1 | 0% | 0% | 1 |  |  |  |  | 0% | [5 empty] | 0% | 0% | 0% | 1 | 0% | 0% | 0% | 1 | 14% | 0% | 0% | 1 | 52% | 0% | 0% | 2 | 53% | 0% | 0% | 2 | 0% | 0% | 0% | 1 | 0% | 0% | 0% | 1 | 0% | 0% | 1 |  |  |  |  | 0% | [5 empty] | 0% | 0% | 0% | 1 | 1% | 0% | 0% | 1 | 21% | 0% | 0% | 1 | 55% | 0% | 0% | 2 | 56% | 0% | 0% | 2 | 0% | 0% | 0% | 1 | 2% | 0% | 0% | 1
372 | Monserate | 0 | 0 | 0 | 0% | 0% | 1 |  |  |  |  | 0% | [5 empty] | 0% | 0% | 0% | 1 | 0% | 0% | 0% | 1 | 0% | 0% | 0% | 1 | 0% | 0% | 0% | 1 | 0% | 0% | 0% | 1 | 0% | 0% | 0% | 1 | 0% | 0% | 0% | 1 | 0% | 0% | 1 |  |  |  |  | 0% | [5 empty] | 1% | 0% | 1% | 1 | 18% | 0% | 0% | 1 | 80% | 0% | 0% | 3 | 80% | 0% | 0% | 3 | 80% | 0% | 0% | 3 | 0% | 0% | 0% | 1 | 16% | 0% | 0% | 1 | 0% | 0% | 1 |  |  |  |  | 0% | [5 empty] | 1% | 0% | 1% | 1 | 16% | 0% | 0% | 1 | 77% | 0% | 0% | 3 | 79% | 0% | 0% | 3 | 79% | 0% | 0% | 3 | 0% | 0% | 0% | 1 | 15% | 0% | 0% | 1 | 0% | 0% | 1 |  |  |  |  | 0% | [5 empty] | 1% | 0% | 1% | 1 | 12% | 0% | 0% | 1 | 63% | 0% | 0% | 2 | 72% | 0% | 0% | 3 | 72% | 0% | 0% | 3 | 0% | 0% | 0% | 1 | 11% | 0% | 0% | 1
373 | Richmond R | 0 | 0 | 0 | 0% | 0% | 1 |  |  |  |  | 0% | [5 empty] | 15% | 0% | 15% | 1 | 3% | 0% | 0% | 1 | 37% | 0% | 0% | 1 | 51% | 0% | 0% | 2 | 51% | 0% | 0% | 2 | 11% | 0% | 0% | 1 | 10% | 0% | 0% | 1 | 0% | 0% | 1 |  |  |  |  | 0% | [5 empty] | 42% | 0% | 42% | 2 | 2% | 0% | 0% | 1 | 34% | 0% | 0% | 1 | 60% | 0% | 0% | 2 | 60% | 0% | 0% | 2 | 13% | 0% | 0% | 1 | 7% | 0% | 0% | 1 | 0% | 0% | 1 |  |  |  |  | 0% | [5 empty] | 42% | 0% | 42% | 2 | 19% | 0% | 0% | 1 | 40% | 0% | 0% | 1 | 41% | 0% | 0% | 1 | 70% | 0% | 0% | 3 | 26% | 0% | 0% | 1 | 12% | 0% | 0% | 1 | 0% | 0% | 1 |  |  |  |  | 0% | [5 empty] | 53% | 0% | 53% | 3 | 61% | 0% | 0% | 2 | 47% | 0% | 0% | 1 | 45% | 0% | 0% | 1 | 88% | 0% | 0% | 3 | 40% | 0% | 0% | 1 | 27% | 0% | 0% | 1
374 | Storey | 0 | 0 | 0 | 0% | 0% | 1 |  |  |  |  | 0% | [5 empty] | 0% | 0% | 0% | 1 | 0% | 0% | 0% | 1 | 0% | 0% | 0% | 1 | 0% | 0% | 0% | 1 | 0% | 0% | 0% | 1 | 0% | 0% | 0% | 1 | 0% | 0% | 0% | 1 | 0% | 0% | 1 |  |  |  |  | 0% | [5 empty] | 0% | 0% | 0% | 1 | 0% | 0% | 0% | 1 | 0% | 0% | 0% | 1 | 0% | 0% | 0% | 1 | 0% | 0% | 0% | 1 | 0% | 0% | 0% | 1 | 0% | 0% | 0% | 1 | 0% | 0% | 1 |  |  |  |  | 0% | [5 empty] | 0% | 0% | 0% | 1 | 0% | 0% | 0% | 1 | 0% | 0% | 0% | 1 | 0% | 0% | 0% | 1 | 0% | 0% | 0% | 1 | 0% | 0% | 0% | 1 | 0% | 0% | 0% | 1 | 0% | 0% | 1 |  |  |  |  | 0% | [5 empty] | 0% | 0% | 0% | 1 | 0% | 0% | 0% | 1 | 0% | 0% | 0% | 1 | 0% | 0% | 0% | 1 | 0% | 0% | 0% | 1 | 0% | 0% | 0% | 1 | 0% | 0% | 0% | 1
375 | Alpine | 0 | 0 | 0 | 0% | 0% | 1 |  |  |  |  | 0% | [5 empty] | 0% | 0% | 0% | 1 | 0% | 0% | 0% | 1 | 0% | 0% | 0% | 1 | 0% | 0% | 0% | 1 | 0% | 0% | 0% | 1 | 0% | 0% | 0% | 1 | 0% | 0% | 0% | 1 | 0% | 0% | 1 |  |  |  |  | 0% | [5 empty] | 0% | 0% | 0% | 1 | 0% | 0% | 0% | 1 | 0% | 0% | 0% | 1 | 0% | 0% | 0% | 1 | 0% | 0% | 0% | 1 | 0% | 0% | 0% | 1 | 0% | 0% | 0% | 1 | 0% | 0% | 1 |  |  |  |  | 0% | [5 empty] | 2% | 92% | 94% | 5 | 34% | 0% | 0% | 1 | 84% | 0% | 0% | 3 | 91% | 0% | 0% | 4 | 94% | 0% | 0% | 4 | 37% | 0% | 0% | 1 | 9% | 0% | 0% | 1 | 0% | 0% | 1 |  |  |  |  | 0% | [5 empty] | 14% | 80% | 94% | 5 | 14% | 0% | 0% | 1 | 18% | 0% | 0% | 1 | 45% | 0% | 0% | 1 | 48% | 0% | 0% | 1 | 39% | 0% | 0% | 1 | 4% | 0% | 0% | 1
376 | Sobrante | 0 | 0 | 0 | 0% | 0% | 1 |  |  |  |  | 0% | [5 empty] | 66% | 0% | 66% | 3 | 1% | 0% | 0% | 1 | 43% | 0% | 0% | 1 | 65% | 0% | 0% | 2 | 65% | 0% | 0% | 2 | 20% | 0% | 0% | 1 | 1% | 0% | 0% | 1 | 0% | 0% | 1 |  |  |  |  | 0% | [5 empty] | 35% | 0% | 35% | 2 | 1% | 0% | 0% | 1 | 46% | 0% | 0% | 1 | 48% | 0% | 0% | 1 | 67% | 0% | 0% | 2 | 16% | 0% | 0% | 1 | 9% | 0% | 0% | 1 | 0% | 0% | 1 |  |  |  |  | 0% | [5 empty] | 40% | 0% | 40% | 2 | 41% | 0% | 0% | 1 | 52% | 0% | 0% | 2 | 41% | 0% | 0% | 1 | 80% | 0% | 0% | 3 | 22% | 0% | 0% | 1 | 36% | 0% | 0% | 1 | 0% | 0% | 1 |  |  |  |  | 0% | [5 empty] | 57% | 0% | 57% | 3 | 46% | 0% | 0% | 1 | 51% | 0% | 0% | 2 | 46% | 0% | 0% | 1 | 81% | 0% | 0% | 3 | 28% | 0% | 0% | 1 | 29% | 0% | 0% | 1
377 | San Marcos | 0 | 0 | 0 | 0% | 0% | 1 |  |  |  |  | 0% | [5 empty] | 0% | 0% | 0% | 1 | 0% | 0% | 0% | 1 | 70% | 0% | 0% | 3 | 84% | 0% | 0% | 3 | 84% | 0% | 0% | 3 | 0% | 0% | 0% | 1 | 5% | 0% | 0% | 1 | 0% | 0% | 1 |  |  |  |  | 0% | [5 empty] | 0% | 0% | 0% | 1 | 17% | 0% | 0% | 1 | 77% | 0% | 0% | 3 | 80% | 0% | 0% | 3 | 80% | 0% | 0% | 3 | 0% | 0% | 0% | 1 | 16% | 0% | 0% | 1 | 0% | 0% | 1 |  |  |  |  | 0% | [5 empty] | 0% | 0% | 0% | 1 | 15% | 0% | 0% | 1 | 77% | 0% | 0% | 3 | 80% | 0% | 0% | 3 | 80% | 0% | 0% | 3 | 0% | 0% | 0% | 1 | 15% | 0% | 0% | 1 | 0% | 0% | 1 |  |  |  |  | 0% | [5 empty] | 1% | 0% | 1% | 1 | 6% | 0% | 0% | 1 | 43% | 0% | 0% | 1 | 59% | 0% | 0% | 2 | 59% | 0% | 0% | 2 | 0% | 0% | 0% | 1 | 6% | 0% | 0% | 1
378 | Fink | 0 | 0 | 0 | 0% | 0% | 1 |  |  |  |  | 0% | [5 empty] | 52% | 48% | 100% | 5 | 95% | 0% | 0% | 5 | 22% | 0% | 0% | 1 | 56% | 0% | 0% | 2 | 98% | 0% | 0% | 5 | 100% | 0% | 0% | 5 | 0% | 0% | 0% | 1 | 0% | 0% | 1 |  |  |  |  | 0% | [5 empty] | 46% | 54% | 100% | 5 | 96% | 0% | 0% | 5 | 19% | 0% | 0% | 1 | 42% | 0% | 0% | 1 | 98% | 0% | 0% | 5 | 100% | 0% | 0% | 5 | 0% | 0% | 0% | 1 | 0% | 0% | 1 |  |  |  |  | 0% | [5 empty] | 38% | 62% | 100% | 5 | 97% | 0% | 0% | 5 | 22% | 0% | 0% | 1 | 44% | 0% | 0% | 1 | 99% | 0% | 0% | 5 | 100% | 0% | 0% | 5 | 0% | 0% | 0% | 1 | 0% | 0% | 1 |  |  |  |  | 0% | [5 empty] | 55% | 45% | 100% | 5 | 96% | 0% | 0% | 5 | 35% | 0% | 0% | 1 | 46% | 0% | 0% | 1 | 98% | 0% | 0% | 5 | 96% | 0% | 0% | 5 | 0% | 0% | 0% | 1
379 | La Cienega | 0 | 0 | 0 | 0% | 0% | 1 |  |  |  |  | 0% | [5 empty] | 0% | 0% | 0% | 1 | 0% | 0% | 0% | 1 | 94% | 0% | 0% | 4 | 94% | 0% | 0% | 4 | 94% | 0% | 0% | 4 | 0% | 0% | 0% | 1 | 0% | 0% | 0% | 1 | 0% | 0% | 1 |  |  |  |  | 0% | [5 empty] | 0% | 0% | 0% | 1 | 0% | 0% | 0% | 1 | 76% | 0% | 0% | 3 | 80% | 0% | 0% | 3 | 80% | 0% | 0% | 3 | 0% | 0% | 0% | 1 | 0% | 0% | 0% | 1 | 0% | 0% | 1 |  |  |  |  | 15% | [5 empty] | 0% | 0% | 0% | 1 | 0% | 0% | 0% | 1 | 13% | 0% | 0% | 1 | 53% | 0% | 0% | 2 | 54% | 0% | 0% | 2 | 0% | 0% | 0% | 1 | 0% | 0% | 0% | 1 | 0% | 0% | 1 |  |  |  |  | 15% | [5 empty] | 20% | 34% | 54% | 5 | 33% | 0% | 0% | 1 | 8% | 0% | 0% | 1 | 25% | 0% | 0% | 1 | 58% | 0% | 0% | 2 | 40% | 0% | 0% | 1 | 2% | 0% | 0% | 1
380 | Pittsburg | 0 | 0 | 0 | 0% | 0% | 1 |  |  |  |  | 0% | [5 empty] | 32% | 0% | 32% | 2 | 51% | 0% | 0% | 2 | 70% | 0% | 0% | 3 | 41% | 0% | 0% | 1 | 80% | 0% | 0% | 3 | 9% | 0% | 0% | 1 | 56% | 0% | 0% | 2 | 0% | 0% | 1 |  |  |  |  | 5% | [5 empty] | 48% | 0% | 48% | 2 | 24% | 0% | 0% | 1 | 59% | 0% | 0% | 2 | 49% | 0% | 0% | 1 | 69% | 0% | 0% | 2 | 12% | 0% | 0% | 1 | 35% | 0% | 0% | 1 | 0% | 0% | 1 |  |  |  |  | 0% | [5 empty] | 44% | 0% | 44% | 2 | 23% | 0% | 0% | 1 | 48% | 0% | 0% | 1 | 43% | 0% | 0% | 1 | 63% | 0% | 0% | 2 | 11% | 0% | 0% | 1 | 29% | 0% | 0% | 1 | 0% | 0% | 1 |  |  |  |  | 0% | [5 empty] | 48% | 0% | 48% | 2 | 32% | 0% | 0% | 1 | 40% | 0% | 0% | 1 | 41% | 0% | 0% | 1 | 60% | 0% | 0% | 2 | 14% | 0% | 0% | 1 | 21% | 0% | 0% | 1
381 | Morro Bay | 0 | 0 | 0 | 0% | 0% | 1 |  |  |  |  | 0% | [5 empty] | 86% | 5% | 91% | 5 | 71% | 0% | 0% | 3 | 21% | 0% | 0% | 1 | 41% | 0% | 0% | 1 | 87% | 0% | 0% | 3 | 65% | 0% | 0% | 2 | 2% | 0% | 0% | 1 | 0% | 0% | 1 |  |  |  |  | 0% | [5 empty] | 84% | 4% | 88% | 5 | 57% | 0% | 0% | 2 | 17% | 0% | 0% | 1 | 40% | 0% | 0% | 1 | 75% | 0% | 0% | 3 | 67% | 0% | 0% | 2 | 2% | 0% | 0% | 1 | 0% | 0% | 1 |  |  |  |  | 17% | [5 empty] | 85% | 3% | 88% | 5 | 56% | 0% | 0% | 2 | 13% | 0% | 0% | 1 | 37% | 0% | 0% | 1 | 72% | 0% | 0% | 3 | 70% | 0% | 0% | 3 | 2% | 0% | 0% | 1 | 0% | 0% | 1 |  |  |  |  | 17% | [5 empty] | 73% | 18% | 91% | 5 | 48% | 0% | 0% | 1 | 10% | 0% | 0% | 1 | 32% | 0% | 0% | 1 | 64% | 0% | 0% | 2 | 67% | 0% | 0% | 2 | 2% | 0% | 0% | 1
382 | Contra Costa | 0 | 0 | 15 | 0% | 0% | 1 |  |  |  |  | 4% | [5 empty] | 36% | 0% | 36% | 2 | 37% | 0% | 0% | 1 | 81% | 0% | 0% | 3 | 70% | 0% | 0% | 3 | 82% | 0% | 0% | 3 | 14% | 0% | 0% | 1 | 32% | 0% | 0% | 1 | 0% | 0% | 1 |  |  |  |  | 12% | [5 empty] | 34% | 0% | 34% | 2 | 24% | 0% | 0% | 1 | 54% | 0% | 0% | 2 | 46% | 0% | 0% | 1 | 62% | 0% | 0% | 2 | 8% | 0% | 0% | 1 | 28% | 0% | 0% | 1 | 0% | 0% | 1 |  |  |  |  | 0% | [5 empty] | 43% | 0% | 43% | 2 | 27% | 0% | 0% | 1 | 48% | 0% | 0% | 1 | 43% | 0% | 0% | 1 | 62% | 0% | 0% | 2 | 8% | 0% | 0% | 1 | 28% | 0% | 0% | 1 | 0% | 0% | 1 |  |  |  |  | 0% | [5 empty] | 50% | 0% | 50% | 3 | 34% | 0% | 0% | 1 | 45% | 0% | 0% | 1 | 46% | 0% | 0% | 1 | 61% | 0% | 0% | 2 | 16% | 0% | 0% | 1 | 21% | 0% | 0% | 1
383 | New Sub - Gates - Templeton (Proposed) | 0 | 0 | 0 | 0% | 0% | 1 |  |  |  |  | 0% | [5 empty] | 100% | 0% | 100% | 5 | 100% | 0% | 0% | 5 | 0% | 0% | 0% | 1 | 0% | 0% | 0% | 1 | 100% | 0% | 0% | 5 | 100% | 0% | 0% | 5 | 0% | 0% | 0% | 1 | 0% | 0% | 1 |  |  |  |  | 0% | [5 empty] | 94% | 3% | 97% | 5 | 69% | 0% | 0% | 2 | 0% | 0% | 0% | 1 | 5% | 0% | 0% | 1 | 72% | 0% | 0% | 3 | 91% | 0% | 0% | 4 | 0% | 0% | 0% | 1 | 0% | 0% | 1 |  |  |  |  | 0% | [5 empty] | 96% | 3% | 99% | 5 | 75% | 0% | 0% | 3 | 8% | 0% | 0% | 1 | 33% | 0% | 0% | 1 | 77% | 0% | 0% | 3 | 79% | 0% | 0% | 3 | 0% | 0% | 0% | 1 | 0% | 0% | 1 |  |  |  |  | 0% | [5 empty] | 94% | 3% | 97% | 5 | 65% | 0% | 0% | 2 | 6% | 0% | 0% | 1 | 25% | 0% | 0% | 1 | 71% | 0% | 0% | 3 | 64% | 0% | 0% | 2 | 1% | 0% | 0% | 1
384 | Hinson | 0 | 0 | 0 | 0% | 0% | 1 |  |  |  |  | 0% | [5 empty] | 0% | 0% | 0% | 1 | 0% | 0% | 0% | 1 | 8% | 0% | 0% | 1 | 51% | 0% | 0% | 2 | 51% | 0% | 0% | 2 | 0% | 0% | 0% | 1 | 0% | 0% | 0% | 1 | 0% | 0% | 1 |  |  |  |  | 0% | [5 empty] | 0% | 0% | 0% | 1 | 0% | 0% | 0% | 1 | 14% | 0% | 0% | 1 | 53% | 0% | 0% | 2 | 53% | 0% | 0% | 2 | 0% | 0% | 0% | 1 | 1% | 0% | 0% | 1 | 0% | 0% | 1 |  |  |  |  | 0% | [5 empty] | 0% | 0% | 0% | 1 | 0% | 0% | 0% | 1 | 22% | 0% | 0% | 1 | 58% | 0% | 0% | 2 | 58% | 0% | 0% | 2 | 0% | 0% | 0% | 1 | 2% | 0% | 0% | 1 | 0% | 0% | 1 |  |  |  |  | 0% | [5 empty] | 0% | 0% | 0% | 1 | 1% | 0% | 0% | 1 | 20% | 0% | 0% | 1 | 62% | 0% | 0% | 2 | 62% | 0% | 0% | 2 | 0% | 0% | 0% | 1 | 2% | 0% | 0% | 1
385 | Chicarita | 0 | 0 | 0 | 0% | 0% | 1 |  |  |  |  | 0% | [5 empty] | 0% | 0% | 0% | 1 | 0% | 0% | 0% | 1 | 95% | 0% | 0% | 5 | 95% | 0% | 0% | 5 | 95% | 0% | 0% | 5 | 0% | 0% | 0% | 1 | 0% | 0% | 0% | 1 | 0% | 0% | 1 |  |  |  |  | 0% | [5 empty] | 0% | 0% | 0% | 1 | 0% | 0% | 0% | 1 | 33% | 0% | 0% | 1 | 63% | 0% | 0% | 2 | 63% | 0% | 0% | 2 | 0% | 0% | 0% | 1 | 3% | 0% | 0% | 1 | 0% | 0% | 1 |  |  |  |  | 0% | [5 empty] | 0% | 0% | 0% | 1 | 1% | 0% | 0% | 1 | 21% | 0% | 0% | 1 | 56% | 0% | 0% | 2 | 57% | 0% | 0% | 2 | 0% | 0% | 0% | 1 | 1% | 0% | 0% | 1 | 0% | 0% | 1 |  |  |  |  | 0% | [5 empty] | 0% | 2% | 2% | 2 | 10% | 0% | 0% | 1 | 43% | 0% | 0% | 1 | 67% | 0% | 0% | 2 | 69% | 0% | 0% | 2 | 2% | 0% | 0% | 1 | 8% | 0% | 0% | 1
386 | Mendocino | 0 | 0 | 0 | 0% | 0% | 1 |  |  |  |  | 0% | [5 empty] | 100% | 0% | 100% | 5 | 0% | 0% | 0% | 1 | 48% | 0% | 0% | 1 | 91% | 0% | 0% | 4 | 91% | 0% | 0% | 4 | 100% | 0% | 0% | 5 | 0% | 0% | 0% | 1 | 0% | 0% | 1 |  |  |  |  | 0% | [5 empty] | 43% | 33% | 76% | 5 | 31% | 0% | 0% | 1 | 24% | 0% | 0% | 1 | 52% | 0% | 0% | 2 | 70% | 0% | 0% | 3 | 83% | 0% | 0% | 3 | 0% | 0% | 0% | 1 | 0% | 0% | 1 |  |  |  |  | 0% | [5 empty] | 40% | 50% | 90% | 5 | 40% | 0% | 0% | 1 | 32% | 0% | 0% | 1 | 44% | 0% | 0% | 1 | 79% | 0% | 0% | 3 | 93% | 0% | 0% | 4 | 0% | 0% | 0% | 1 | 0% | 0% | 1 |  |  |  |  | 0% | [5 empty] | 22% | 33% | 55% | 5 | 42% | 0% | 0% | 1 | 11% | 0% | 0% | 1 | 20% | 0% | 0% | 1 | 55% | 0% | 0% | 2 | 65% | 0% | 0% | 2 | 0% | 0% | 0% | 1
387 | Delevan | 0 | 0 | 0 | 0% | 0% | 1 |  |  |  |  | 0% | [5 empty] | 13% | 87% | 100% | 5 | 2% | 0% | 0% | 1 | 11% | 0% | 0% | 1 | 21% | 0% | 0% | 1 | 23% | 0% | 0% | 1 | 100% | 0% | 0% | 5 | 0% | 0% | 0% | 1 | 0% | 0% | 1 |  |  |  |  | 0% | [5 empty] | 10% | 90% | 100% | 5 | 50% | 0% | 0% | 2 | 5% | 0% | 0% | 1 | 11% | 0% | 0% | 1 | 61% | 0% | 0% | 2 | 100% | 0% | 0% | 5 | 0% | 0% | 0% | 1 | 0% | 0% | 1 |  |  |  |  | 1% | [5 empty] | 3% | 97% | 100% | 5 | 31% | 0% | 0% | 1 | 33% | 0% | 0% | 1 | 59% | 0% | 0% | 2 | 84% | 0% | 0% | 3 | 98% | 0% | 0% | 5 | 1% | 0% | 0% | 1 | 0% | 0% | 1 |  |  |  |  | 1% | [5 empty] | 21% | 67% | 88% | 5 | 33% | 0% | 0% | 1 | 22% | 0% | 0% | 1 | 32% | 0% | 0% | 1 | 53% | 0% | 0% | 2 | 87% | 0% | 0% | 3 | 0% | 0% | 0% | 1
388 | Pastoria | 0 | 0 | 0 | 0% | 0% | 1 |  |  |  |  | 0% | [5 empty] | 76% | 22% | 98% | 5 | 83% | 0% | 0% | 3 | 66% | 0% | 0% | 2 | 82% | 0% | 0% | 3 | 100% | 0% | 0% | 5 | 67% | 0% | 0% | 2 | 3% | 0% | 0% | 1 | 0% | 0% | 1 |  |  |  |  | 2% | [5 empty] | 65% | 16% | 81% | 5 | 63% | 0% | 0% | 2 | 73% | 0% | 0% | 3 | 69% | 0% | 0% | 2 | 98% | 0% | 0% | 5 | 56% | 0% | 0% | 2 | 2% | 0% | 0% | 1 | 0% | 0% | 1 |  |  |  |  | 0% | [5 empty] | 40% | 18% | 58% | 3 | 53% | 0% | 0% | 2 | 54% | 0% | 0% | 2 | 41% | 0% | 0% | 1 | 84% | 0% | 0% | 3 | 46% | 0% | 0% | 1 | 1% | 0% | 0% | 1 | 0% | 0% | 1 |  |  |  |  | 0% | [5 empty] | 25% | 16% | 41% | 3 | 42% | 0% | 0% | 1 | 43% | 0% | 0% | 1 | 34% | 0% | 0% | 1 | 73% | 0% | 0% | 3 | 39% | 0% | 0% | 1 | 1% | 0% | 0% | 1
389 | Tortilla | 0 | 0 | 0 | 0% | 0% | 1 |  |  |  |  | 0% | [5 empty] | 0% | 0% | 0% | 1 | 85% | 0% | 0% | 3 | 46% | 0% | 0% | 1 | 26% | 0% | 0% | 1 | 89% | 0% | 0% | 3 | 65% | 0% | 0% | 2 | 2% | 0% | 0% | 1 | 0% | 0% | 1 |  |  |  |  | 0% | [5 empty] | 0% | 0% | 0% | 1 | 72% | 0% | 0% | 3 | 34% | 0% | 0% | 1 | 11% | 0% | 0% | 1 | 81% | 0% | 0% | 3 | 69% | 0% | 0% | 2 | 1% | 0% | 0% | 1 | 0% | 0% | 1 |  |  |  |  | 0% | [5 empty] | 0% | 0% | 0% | 1 | 65% | 0% | 0% | 2 | 26% | 0% | 0% | 1 | 11% | 0% | 0% | 1 | 72% | 0% | 0% | 3 | 61% | 0% | 0% | 2 | 2% | 0% | 0% | 1 | 0% | 0% | 1 |  |  |  |  | 0% | [5 empty] | 0% | 0% | 0% | 1 | 47% | 0% | 0% | 1 | 23% | 0% | 0% | 1 | 11% | 0% | 0% | 1 | 51% | 0% | 0% | 2 | 56% | 0% | 0% | 2 | 1% | 0% | 0% | 1
390 | Cooley Landing | 0 | 0 | 20 | 0% | 0% | 1 |  |  |  |  | 0% | [5 empty] | 0% | 0% | 0% | 1 | 0% | 0% | 0% | 1 | 3% | 0% | 0% | 1 | 25% | 0% | 0% | 1 | 25% | 0% | 0% | 1 | 0% | 0% | 0% | 1 | 69% | 0% | 0% | 2 | 0% | 0% | 1 |  |  |  |  | 0% | [5 empty] | 0% | 0% | 0% | 1 | 24% | 0% | 0% | 1 | 26% | 0% | 0% | 1 | 37% | 0% | 0% | 1 | 40% | 0% | 0% | 1 | 7% | 0% | 0% | 1 | 32% | 0% | 0% | 1 | 0% | 0% | 1 |  |  |  |  | 0% | [5 empty] | 11% | 0% | 11% | 1 | 25% | 0% | 0% | 1 | 34% | 0% | 0% | 1 | 40% | 0% | 0% | 1 | 49% | 0% | 0% | 1 | 19% | 0% | 0% | 1 | 16% | 0% | 0% | 1 | 0% | 0% | 1 |  |  |  |  | 0% | [5 empty] | 64% | 6% | 70% | 3 | 61% | 0% | 0% | 2 | 49% | 0% | 0% | 1 | 58% | 0% | 0% | 2 | 82% | 0% | 0% | 3 | 53% | 0% | 0% | 2 | 4% | 0% | 0% | 1
391 | Cielo Azul | 0 | 0 | 0 | 0% | 0% | 1 |  |  |  |  | 0% | [5 empty] | 0% | 0% | 0% | 1 | 0% | 0% | 0% | 1 | 0% | 0% | 0% | 1 | 0% | 0% | 0% | 1 | 0% | 0% | 0% | 1 | 0% | 0% | 0% | 1 | 0% | 0% | 0% | 1 | 0% | 0% | 1 |  |  |  |  | 0% | [5 empty] | 0% | 0% | 0% | 1 | 0% | 0% | 0% | 1 | 0% | 0% | 0% | 1 | 0% | 0% | 0% | 1 | 0% | 0% | 0% | 1 | 0% | 0% | 0% | 1 | 0% | 0% | 0% | 1 | 0% | 0% | 1 |  |  |  |  | 0% | [5 empty] | 0% | 0% | 0% | 1 | 0% | 0% | 0% | 1 | 0% | 0% | 0% | 1 | 0% | 0% | 0% | 1 | 0% | 0% | 0% | 1 | 0% | 0% | 0% | 1 | 0% | 0% | 0% | 1 | 0% | 0% | 1 |  |  |  |  | 0% | [5 empty] | 0% | 0% | 0% | 1 | 0% | 0% | 0% | 1 | 0% | 0% | 0% | 1 | 0% | 0% | 0% | 1 | 0% | 0% | 0% | 1 | 0% | 0% | 0% | 1 | 0% | 0% | 0% | 1
392 | Sycamore | 0 | 0 | 0 | 0% | 0% | 1 |  |  |  |  | 0% | [5 empty] | 0% | 0% | 0% | 1 | 0% | 0% | 0% | 1 | 0% | 0% | 0% | 1 | 0% | 0% | 0% | 1 | 0% | 0% | 0% | 1 | 0% | 0% | 0% | 1 | 0% | 0% | 0% | 1 | 0% | 0% | 1 |  |  |  |  | 0% | [5 empty] | 0% | 0% | 0% | 1 | 0% | 0% | 0% | 1 | 0% | 0% | 0% | 1 | 0% | 0% | 0% | 1 | 0% | 0% | 0% | 1 | 0% | 0% | 0% | 1 | 0% | 0% | 0% | 1 | 0% | 0% | 1 |  |  |  |  | 0% | [5 empty] | 0% | 100% | 100% | 5 | 100% | 0% | 0% | 5 | 0% | 0% | 0% | 1 | 100% | 0% | 0% | 5 | 100% | 0% | 0% | 5 | 100% | 0% | 0% | 5 | 0% | 0% | 0% | 1 | 0% | 0% | 1 |  |  |  |  | 0% | [5 empty] | 8% | 92% | 100% | 5 | 33% | 0% | 0% | 1 | 23% | 0% | 0% | 1 | 52% | 0% | 0% | 2 | 67% | 0% | 0% | 2 | 66% | 0% | 0% | 2 | 1% | 0% | 0% | 1
393 | Valley Switch | 0 | 0 | 0 | 0% | 0% | 1 |  |  |  |  | 0% | [5 empty] | 0% | 0% | 0% | 1 | 0% | 0% | 0% | 1 | 0% | 0% | 0% | 1 | 0% | 0% | 0% | 1 | 0% | 0% | 0% | 1 | 99% | 0% | 0% | 5 | 0% | 0% | 0% | 1 | 0% | 0% | 1 |  |  |  |  | 0% | [5 empty] | 0% | 0% | 0% | 1 | 0% | 0% | 0% | 1 | 0% | 0% | 0% | 1 | 0% | 0% | 0% | 1 | 0% | 0% | 0% | 1 | 15% | 0% | 0% | 1 | 0% | 0% | 0% | 1 | 0% | 0% | 1 |  |  |  |  | 0% | [5 empty] | 0% | 0% | 0% | 1 | 0% | 0% | 0% | 1 | 0% | 0% | 0% | 1 | 0% | 0% | 0% | 1 | 0% | 0% | 0% | 1 | 5% | 0% | 0% | 1 | 0% | 0% | 0% | 1 | 0% | 0% | 1 |  |  |  |  | 0% | [5 empty] | 0% | 0% | 0% | 1 | 0% | 0% | 0% | 1 | 0% | 0% | 0% | 1 | 1% | 0% | 0% | 1 | 1% | 0% | 0% | 1 | 3% | 0% | 0% | 1 | 0% | 0% | 0% | 1
394 | Hartley | 0 | 0 | 10 | 0% | 0% | 1 |  |  |  |  | 0% | [5 empty] | 15% | 85% | 100% | 5 | 85% | 0% | 0% | 3 | 0% | 0% | 0% | 1 | 0% | 0% | 0% | 1 | 85% | 0% | 0% | 3 | 14% | 0% | 0% | 1 | 0% | 0% | 0% | 1 | 0% | 0% | 1 |  |  |  |  | 0% | [5 empty] | 11% | 87% | 98% | 5 | 82% | 0% | 0% | 3 | 4% | 0% | 0% | 1 | 9% | 0% | 0% | 1 | 85% | 0% | 0% | 3 | 46% | 0% | 0% | 1 | 0% | 0% | 0% | 1 | 0% | 0% | 1 |  |  |  |  | 0% | [5 empty] | 18% | 68% | 86% | 5 | 70% | 0% | 0% | 3 | 21% | 0% | 0% | 1 | 31% | 0% | 0% | 1 | 78% | 0% | 0% | 3 | 50% | 0% | 0% | 2 | 0% | 0% | 0% | 1 | 0% | 0% | 1 |  |  |  |  | 0% | [5 empty] | 30% | 55% | 85% | 5 | 62% | 0% | 0% | 2 | 28% | 0% | 0% | 1 | 57% | 0% | 0% | 2 | 81% | 0% | 0% | 3 | 62% | 0% | 0% | 2 | 1% | 0% | 0% | 1
395 | Copus | 0 | 0 | 0 | 0% | 0% | 1 |  |  |  |  | 0% | [5 empty] | 0% | 0% | 0% | 1 | 0% | 0% | 0% | 1 | 0% | 0% | 0% | 1 | 0% | 0% | 0% | 1 | 0% | 0% | 0% | 1 | 0% | 0% | 0% | 1 | 0% | 0% | 0% | 1 | 0% | 0% | 1 |  |  |  |  | 0% | [5 empty] | 0% | 0% | 0% | 1 | 0% | 0% | 0% | 1 | 0% | 0% | 0% | 1 | 0% | 0% | 0% | 1 | 0% | 0% | 0% | 1 | 0% | 0% | 0% | 1 | 0% | 0% | 0% | 1 | 0% | 0% | 1 |  |  |  |  | 0% | [5 empty] | 7% | 93% | 100% | 5 | 52% | 0% | 0% | 2 | 0% | 0% | 0% | 1 | 0% | 0% | 0% | 1 | 52% | 0% | 0% | 2 | 77% | 0% | 0% | 3 | 0% | 0% | 0% | 1 | 0% | 0% | 1 |  |  |  |  | 0% | [5 empty] | 54% | 42% | 96% | 5 | 82% | 0% | 0% | 3 | 56% | 0% | 0% | 2 | 59% | 0% | 0% | 2 | 94% | 0% | 0% | 4 | 67% | 0% | 0% | 2 | 3% | 0% | 0% | 1
396 | Bay Boulevard | 0 | 0 | 0 | 0% | 0% | 1 |  |  |  |  | 0% | [5 empty] | 0% | 0% | 0% | 1 | 7% | 0% | 0% | 1 | 36% | 0% | 0% | 1 | 71% | 0% | 0% | 3 | 72% | 0% | 0% | 3 | 0% | 0% | 0% | 1 | 8% | 0% | 0% | 1 | 0% | 0% | 1 |  |  |  |  | 0% | [5 empty] | 0% | 0% | 0% | 1 | 8% | 0% | 0% | 1 | 36% | 0% | 0% | 1 | 66% | 0% | 0% | 2 | 67% | 0% | 0% | 2 | 0% | 0% | 0% | 1 | 7% | 0% | 0% | 1 | 0% | 0% | 1 |  |  |  |  | 0% | [5 empty] | 0% | 0% | 0% | 1 | 7% | 0% | 0% | 1 | 36% | 0% | 0% | 1 | 66% | 0% | 0% | 2 | 66% | 0% | 0% | 2 | 0% | 0% | 0% | 1 | 8% | 0% | 0% | 1 | 0% | 0% | 1 |  |  |  |  | 0% | [5 empty] | 0% | 0% | 0% | 1 | 6% | 0% | 0% | 1 | 34% | 0% | 0% | 1 | 67% | 0% | 0% | 2 | 68% | 0% | 0% | 2 | 4% | 0% | 0% | 1 | 7% | 0% | 0% | 1
397 | Mission | 0 | 0 | 0 | 0% | 0% | 1 |  |  |  |  | 0% | [5 empty] | 0% | 0% | 0% | 1 | 3% | 0% | 0% | 1 | 15% | 0% | 0% | 1 | 49% | 0% | 0% | 1 | 50% | 0% | 0% | 2 | 0% | 0% | 0% | 1 | 5% | 0% | 0% | 1 | 0% | 0% | 1 |  |  |  |  | 0% | [5 empty] | 0% | 0% | 0% | 1 | 3% | 0% | 0% | 1 | 20% | 0% | 0% | 1 | 55% | 0% | 0% | 2 | 55% | 0% | 0% | 2 | 0% | 0% | 0% | 1 | 5% | 0% | 0% | 1 | 0% | 0% | 1 |  |  |  |  | 43% | [5 empty] | 0% | 0% | 0% | 1 | 6% | 0% | 0% | 1 | 35% | 0% | 0% | 1 | 65% | 0% | 0% | 2 | 66% | 0% | 0% | 2 | 0% | 0% | 0% | 1 | 7% | 0% | 0% | 1 | 0% | 0% | 1 |  |  |  |  | 43% | [5 empty] | 0% | 0% | 0% | 1 | 6% | 0% | 0% | 1 | 39% | 0% | 0% | 1 | 69% | 0% | 0% | 2 | 70% | 0% | 0% | 3 | 4% | 0% | 0% | 1 | 8% | 0% | 0% | 1
398 | Eight Mile | 0 | 0 | 0 | 0% | 0% | 1 |  |  |  |  | 1% | [5 empty] | 0% | 0% | 0% | 1 | 5% | 0% | 0% | 1 | 0% | 0% | 0% | 1 | 0% | 0% | 0% | 1 | 5% | 0% | 0% | 1 | 0% | 0% | 0% | 1 | 5% | 0% | 0% | 1 | 0% | 0% | 1 |  |  |  |  | 22% | [5 empty] | 0% | 0% | 0% | 1 | 1% | 0% | 0% | 1 | 61% | 0% | 0% | 2 | 61% | 0% | 0% | 2 | 61% | 0% | 0% | 2 | 0% | 0% | 0% | 1 | 11% | 0% | 0% | 1 | 0% | 0% | 1 |  |  |  |  | 0% | [5 empty] | 1% | 0% | 1% | 1 | 0% | 0% | 0% | 1 | 39% | 0% | 0% | 1 | 39% | 0% | 0% | 1 | 39% | 0% | 0% | 1 | 0% | 0% | 0% | 1 | 8% | 0% | 0% | 1 | 0% | 0% | 1 |  |  |  |  | 0% | [5 empty] | 50% | 0% | 50% | 3 | 31% | 0% | 0% | 1 | 45% | 0% | 0% | 1 | 47% | 0% | 0% | 1 | 57% | 0% | 0% | 2 | 12% | 0% | 0% | 1 | 20% | 0% | 0% | 1
399 | Valley Center | 0 | 0 | 0 | 0% | 0% | 1 |  |  |  |  | 0% | [5 empty] | 0% | 0% | 0% | 1 | 0% | 0% | 0% | 1 | 0% | 0% | 0% | 1 | 0% | 0% | 0% | 1 | 0% | 0% | 0% | 1 | 0% | 0% | 0% | 1 | 0% | 0% | 0% | 1 | 0% | 0% | 1 |  |  |  |  | 0% | [5 empty] | 0% | 0% | 0% | 1 | 0% | 0% | 0% | 1 | 0% | 0% | 0% | 1 | 0% | 0% | 0% | 1 | 0% | 0% | 0% | 1 | 0% | 0% | 0% | 1 | 0% | 0% | 0% | 1 | 0% | 0% | 1 |  |  |  |  | 0% | [5 empty] | 0% | 0% | 0% | 1 | 0% | 0% | 0% | 1 | 82% | 0% | 0% | 3 | 82% | 0% | 0% | 3 | 82% | 0% | 0% | 3 | 0% | 0% | 0% | 1 | 4% | 0% | 0% | 1 | 0% | 0% | 1 |  |  |  |  | 0% | [5 empty] | 12% | 83% | 95% | 5 | 39% | 0% | 0% | 1 | 15% | 0% | 0% | 1 | 42% | 0% | 0% | 1 | 54% | 0% | 0% | 2 | 52% | 0% | 0% | 2 | 8% | 0% | 0% | 1
400 | Wilson | 0 | 0 | 20 | 0% | 0% | 1 |  |  |  |  | 0% | [5 empty] | 0% | 0% | 0% | 1 | 0% | 0% | 0% | 1 | 0% | 0% | 0% | 1 | 0% | 0% | 0% | 1 | 0% | 0% | 0% | 1 | 0% | 0% | 0% | 1 | 0% | 0% | 0% | 1 | 0% | 0% | 1 |  |  |  |  | 0% | [5 empty] | 0% | 0% | 0% | 1 | 0% | 0% | 0% | 1 | 0% | 0% | 0% | 1 | 0% | 0% | 0% | 1 | 0% | 0% | 0% | 1 | 0% | 0% | 0% | 1 | 0% | 0% | 0% | 1 | 0% | 0% | 1 |  |  |  |  | 0% | [5 empty] | 0% | 0% | 0% | 1 | 0% | 0% | 0% | 1 | 0% | 0% | 0% | 1 | 0% | 0% | 0% | 1 | 0% | 0% | 0% | 1 | 0% | 0% | 0% | 1 | 0% | 0% | 0% | 1 | 0% | 0% | 1 |  |  |  |  | 0% | [5 empty] | 0% | 0% | 0% | 1 | 0% | 0% | 0% | 1 | 0% | 0% | 0% | 1 | 0% | 0% | 0% | 1 | 0% | 0% | 0% | 1 | 0% | 0% | 0% | 1 | 0% | 0% | 0% | 1
401 | Donnells-Curtis | 0 | 0 | 0 | 0% | 0% | 1 |  |  |  |  | 0% | [5 empty] | 50% | 0% | 50% | 3 | 0% | 0% | 0% | 1 | 0% | 0% | 0% | 1 | 24% | 0% | 0% | 1 | 24% | 0% | 0% | 1 | 80% | 0% | 0% | 3 | 11% | 0% | 0% | 1 | 0% | 0% | 1 |  |  |  |  | 0% | [5 empty] | 45% | 0% | 45% | 2 | 0% | 0% | 0% | 1 | 0% | 0% | 0% | 1 | 21% | 0% | 0% | 1 | 22% | 0% | 0% | 1 | 76% | 0% | 0% | 3 | 10% | 0% | 0% | 1 | 0% | 0% | 1 |  |  |  |  | 0% | [5 empty] | 40% | 10% | 50% | 3 | 0% | 0% | 0% | 1 | 19% | 0% | 0% | 1 | 31% | 0% | 0% | 1 | 36% | 0% | 0% | 1 | 61% | 0% | 0% | 2 | 8% | 0% | 0% | 1 | 0% | 0% | 1 |  |  |  |  | 0% | [5 empty] | 11% | 2% | 13% | 2 | 7% | 0% | 0% | 1 | 12% | 0% | 0% | 1 | 33% | 0% | 0% | 1 | 48% | 0% | 0% | 1 | 82% | 0% | 0% | 3 | 13% | 0% | 0% | 1
402 | Lee Lake (Proposed) | 0 | 0 | 0 | 0% | 0% | 1 |  |  |  |  | 0% | [5 empty] | 0% | 0% | 0% | 1 | 0% | 0% | 0% | 1 | 0% | 0% | 0% | 1 | 0% | 0% | 0% | 1 | 0% | 0% | 0% | 1 | 0% | 0% | 0% | 1 | 0% | 0% | 0% | 1 | 0% | 0% | 1 |  |  |  |  | 0% | [5 empty] | 0% | 0% | 0% | 1 | 0% | 0% | 0% | 1 | 0% | 0% | 0% | 1 | 0% | 0% | 0% | 1 | 0% | 0% | 0% | 1 | 0% | 0% | 0% | 1 | 0% | 0% | 0% | 1 | 0% | 0% | 1 |  |  |  |  | 0% | [5 empty] | 0% | 0% | 0% | 1 | 0% | 0% | 0% | 1 | 0% | 0% | 0% | 1 | 0% | 0% | 0% | 1 | 0% | 0% | 0% | 1 | 0% | 0% | 0% | 1 | 0% | 0% | 0% | 1 | 0% | 0% | 1 |  |  |  |  | 0% | [5 empty] | 0% | 0% | 0% | 1 | 3% | 0% | 0% | 1 | 19% | 0% | 0% | 1 | 72% | 0% | 0% | 3 | 75% | 0% | 0% | 3 | 0% | 0% | 0% | 1 | 3% | 0% | 0% | 1
403 | Orosi | 0 | 0 | 0 | 0% | 0% | 1 |  |  |  |  | 0% | [5 empty] | 0% | 0% | 0% | 1 | 0% | 0% | 0% | 1 | 0% | 0% | 0% | 1 | 0% | 0% | 0% | 1 | 0% | 0% | 0% | 1 | 0% | 0% | 0% | 1 | 0% | 0% | 0% | 1 | 0% | 0% | 1 |  |  |  |  | 0% | [5 empty] | 0% | 0% | 0% | 1 | 0% | 0% | 0% | 1 | 0% | 0% | 0% | 1 | 0% | 0% | 0% | 1 | 0% | 0% | 0% | 1 | 0% | 0% | 0% | 1 | 0% | 0% | 0% | 1 | 0% | 0% | 1 |  |  |  |  | 0% | [5 empty] | 0% | 0% | 0% | 1 | 0% | 0% | 0% | 1 | 0% | 0% | 0% | 1 | 0% | 0% | 0% | 1 | 0% | 0% | 0% | 1 | 0% | 0% | 0% | 1 | 0% | 0% | 0% | 1 | 0% | 0% | 1 |  |  |  |  | 0% | [5 empty] | 0% | 0% | 0% | 1 | 0% | 0% | 0% | 1 | 0% | 0% | 0% | 1 | 0% | 0% | 0% | 1 | 0% | 0% | 0% | 1 | 0% | 0% | 0% | 1 | 0% | 0% | 0% | 1
404 | Ukiah | 0 | 0 | 0 | 0% | 0% | 1 |  |  |  |  | 0% | [5 empty] | 72% | 28% | 100% | 5 | 8% | 0% | 0% | 1 | 40% | 0% | 0% | 1 | 59% | 0% | 0% | 2 | 68% | 0% | 0% | 2 | 100% | 0% | 0% | 5 | 0% | 0% | 0% | 1 | 0% | 0% | 1 |  |  |  |  | 0% | [5 empty] | 32% | 68% | 100% | 5 | 50% | 0% | 0% | 2 | 19% | 0% | 0% | 1 | 27% | 0% | 0% | 1 | 69% | 0% | 0% | 2 | 83% | 0% | 0% | 3 | 0% | 0% | 0% | 1 | 0% | 0% | 1 |  |  |  |  | 0% | [5 empty] | 32% | 55% | 87% | 5 | 49% | 0% | 0% | 1 | 21% | 0% | 0% | 1 | 32% | 0% | 0% | 1 | 70% | 0% | 0% | 3 | 78% | 0% | 0% | 3 | 0% | 0% | 0% | 1 | 0% | 0% | 1 |  |  |  |  | 0% | [5 empty] | 24% | 32% | 56% | 5 | 55% | 0% | 0% | 2 | 10% | 0% | 0% | 1 | 30% | 0% | 0% | 1 | 66% | 0% | 0% | 2 | 53% | 0% | 0% | 2 | 3% | 0% | 0% | 1
405 | New Sub - Gates - Midway (Proposed) | 0 | 0 | 0 | 0% | 0% | 1 |  |  |  |  | 0% | [5 empty] | 0% | 0% | 0% | 1 | 0% | 0% | 0% | 1 | 0% | 0% | 0% | 1 | 0% | 0% | 0% | 1 | 0% | 0% | 0% | 1 | 0% | 0% | 0% | 1 | 0% | 0% | 0% | 1 | 0% | 0% | 1 |  |  |  |  | 0% | [5 empty] | 0% | 0% | 0% | 1 | 0% | 0% | 0% | 1 | 0% | 0% | 0% | 1 | 0% | 0% | 0% | 1 | 0% | 0% | 0% | 1 | 0% | 0% | 0% | 1 | 0% | 0% | 0% | 1 | 0% | 0% | 1 |  |  |  |  | 0% | [5 empty] | 0% | 0% | 0% | 1 | 0% | 0% | 0% | 1 | 0% | 0% | 0% | 1 | 0% | 0% | 0% | 1 | 0% | 0% | 0% | 1 | 0% | 0% | 0% | 1 | 0% | 0% | 0% | 1 | 0% | 0% | 1 |  |  |  |  | 0% | [5 empty] | 85% | 0% | 85% | 5 | 70% | 0% | 0% | 3 | 4% | 0% | 0% | 1 | 18% | 0% | 0% | 1 | 74% | 0% | 0% | 3 | 64% | 0% | 0% | 2 | 1% | 0% | 0% | 1
406 | Humboldt | 100 | 4000 | 30 | 3101% | 1574% | 5 |  |  |  |  | 0% | [5 empty] | 0% | 0% | 0% | 1 | 31% | 1544% | 3197% | 5 | 25% | 1429% | 3875% | 5 | 35% | 1633% | 2888% | 5 | 47% | 2010% | 2160% | 5 | 0% | 1067% | 999.9% | 5 | 36% | 1660% | 2805% | 5 | 793.7% | 284.2% | 5 |  |  |  |  | 0% | [5 empty] | 0% | 0% | 0% | 1 | 16% | 273.6% | 933.1% | 5 | 7% | 249.2% | 1871% | 5 | 9% | 254.6% | 1499% | 5 | 20% | 288% | 756.8% | 5 | 38% | 370.7% | 446.6% | 5 | 14% | 267.9% | 1040% | 5 | 273.6% | 101.1% | 5 |  |  |  |  | 0% | [5 empty] | 8% | 0% | 8% | 1 | 7% | 108.4% | 109.9% | 5 | 6% | 107% | 111.5% | 5 | 7% | 108.4% | 109.6% | 5 | 12% | 114.4% | 105.7% | 5 | 45% | 183.2% | 101.5% | 5 | 8% | 108.9% | 109% | 5 | 70.72% | 0% | 3 |  |  |  |  | 0% | [5 empty] | 6% | 2% | 8% | 2 | 8% | 14.43% | 0% | 1 | 5% | 14.07% | 0% | 1 | 9% | 14.59% | 0% | 1 | 13% | 15.36% | 0% | 1 | 71% | 46.63% | 0% | 3 | 6% | 14.19% | 0% | 1
407 | Chowchilla | 0 | 0 | 0 | 0% | 0% | 1 |  |  |  |  | 0% | [5 empty] | 0% | 0% | 0% | 1 | 0% | 0% | 0% | 1 | 0% | 0% | 0% | 1 | 0% | 0% | 0% | 1 | 0% | 0% | 0% | 1 | 0% | 0% | 0% | 1 | 0% | 0% | 0% | 1 | 0% | 0% | 1 |  |  |  |  | 0% | [5 empty] | 0% | 0% | 0% | 1 | 0% | 0% | 0% | 1 | 0% | 0% | 0% | 1 | 0% | 0% | 0% | 1 | 0% | 0% | 0% | 1 | 0% | 0% | 0% | 1 | 0% | 0% | 0% | 1 | 0% | 0% | 1 |  |  |  |  | 0% | [5 empty] | 0% | 0% | 0% | 1 | 0% | 0% | 0% | 1 | 0% | 0% | 0% | 1 | 0% | 0% | 0% | 1 | 0% | 0% | 0% | 1 | 0% | 0% | 0% | 1 | 0% | 0% | 0% | 1 | 0% | 0% | 1 |  |  |  |  | 0% | [5 empty] | 0% | 0% | 0% | 1 | 0% | 0% | 0% | 1 | 0% | 0% | 0% | 1 | 0% | 0% | 0% | 1 | 0% | 0% | 0% | 1 | 0% | 0% | 0% | 1 | 0% | 0% | 0% | 1
408 | Mesa (SCE) | 0 | 0 | 0 | 0% | 0% | 1 |  |  |  |  | 0% | [5 empty] | 0% | 0% | 0% | 1 | 0% | 0% | 0% | 1 | 0% | 0% | 0% | 1 | 0% | 0% | 0% | 1 | 0% | 0% | 0% | 1 | 0% | 0% | 0% | 1 | 0% | 0% | 0% | 1 | 0% | 0% | 1 |  |  |  |  | 0% | [5 empty] | 0% | 0% | 0% | 1 | 0% | 0% | 0% | 1 | 0% | 0% | 0% | 1 | 0% | 0% | 0% | 1 | 0% | 0% | 0% | 1 | 0% | 0% | 0% | 1 | 0% | 0% | 0% | 1 | 0% | 0% | 1 |  |  |  |  | 0% | [5 empty] | 0% | 0% | 0% | 1 | 0% | 0% | 0% | 1 | 34% | 0% | 0% | 1 | 49% | 0% | 0% | 1 | 49% | 0% | 0% | 1 | 0% | 0% | 0% | 1 | 0% | 0% | 0% | 1 | 0% | 0% | 1 |  |  |  |  | 0% | [5 empty] | 8% | 0% | 8% | 1 | 0% | 0% | 0% | 1 | 15% | 0% | 0% | 1 | 37% | 0% | 0% | 1 | 37% | 0% | 0% | 1 | 31% | 0% | 0% | 1 | 2% | 0% | 0% | 1
409 | Colorado River | 0 | 0 | 0 | 0% | 0% | 1 |  |  |  |  | 0% | [5 empty] | 0% | 0% | 0% | 1 | 55% | 0% | 0% | 2 | 52% | 0% | 0% | 2 | 49% | 0% | 0% | 1 | 70% | 0% | 0% | 3 | 70% | 0% | 0% | 3 | 0% | 0% | 0% | 1 | 0% | 0% | 1 |  |  |  |  | 0% | [5 empty] | 0% | 0% | 0% | 1 | 52% | 0% | 0% | 2 | 39% | 0% | 0% | 1 | 37% | 0% | 0% | 1 | 63% | 0% | 0% | 2 | 74% | 0% | 0% | 3 | 0% | 0% | 0% | 1 | 0% | 0% | 1 |  |  |  |  | 0% | [5 empty] | 0% | 0% | 0% | 1 | 45% | 0% | 0% | 1 | 32% | 0% | 0% | 1 | 30% | 0% | 0% | 1 | 53% | 0% | 0% | 2 | 77% | 0% | 0% | 3 | 0% | 0% | 0% | 1 | 0% | 0% | 1 |  |  |  |  | 0% | [5 empty] | 0% | 0% | 0% | 1 | 43% | 0% | 0% | 1 | 27% | 0% | 0% | 1 | 26% | 0% | 0% | 1 | 51% | 0% | 0% | 2 | 77% | 0% | 0% | 3 | 0% | 0% | 0% | 1
410 | Placerville | 0 | 0 | 0 | 0% | 0% | 1 |  |  |  |  | 0% | [5 empty] | 0% | 0% | 0% | 1 | 0% | 0% | 0% | 1 | 0% | 0% | 0% | 1 | 0% | 0% | 0% | 1 | 0% | 0% | 0% | 1 | 0% | 0% | 0% | 1 | 0% | 0% | 0% | 1 | 0% | 0% | 1 |  |  |  |  | 0% | [5 empty] | 0% | 0% | 0% | 1 | 0% | 0% | 0% | 1 | 0% | 0% | 0% | 1 | 0% | 0% | 0% | 1 | 0% | 0% | 0% | 1 | 0% | 0% | 0% | 1 | 0% | 0% | 0% | 1 | 0% | 0% | 1 |  |  |  |  | 0% | [5 empty] | 0% | 0% | 0% | 1 | 0% | 0% | 0% | 1 | 0% | 0% | 0% | 1 | 0% | 0% | 0% | 1 | 0% | 0% | 0% | 1 | 0% | 0% | 0% | 1 | 0% | 0% | 0% | 1 | 0% | 0% | 1 |  |  |  |  | 0% | [5 empty] | 82% | 0% | 82% | 5 | 1% | 0% | 0% | 1 | 9% | 0% | 0% | 1 | 0% | 0% | 0% | 1 | 10% | 0% | 0% | 1 | 72% | 0% | 0% | 3 | 4% | 0% | 0% | 1
411 | Inyokern | 0 | 0 | 0 | 0% | 0% | 1 |  |  |  |  | 0% | [5 empty] | 0% | 0% | 0% | 1 | 58% | 0% | 0% | 2 | 25% | 0% | 0% | 1 | 10% | 0% | 0% | 1 | 63% | 0% | 0% | 2 | 46% | 0% | 0% | 1 | 0% | 0% | 0% | 1 | 0% | 0% | 1 |  |  |  |  | 0% | [5 empty] | 1% | 0% | 1% | 1 | 60% | 0% | 0% | 2 | 23% | 0% | 0% | 1 | 10% | 0% | 0% | 1 | 65% | 0% | 0% | 2 | 43% | 0% | 0% | 1 | 0% | 0% | 0% | 1 | 0% | 0% | 1 |  |  |  |  | 0% | [5 empty] | 1% | 0% | 1% | 1 | 64% | 0% | 0% | 2 | 25% | 0% | 0% | 1 | 10% | 0% | 0% | 1 | 69% | 0% | 0% | 2 | 43% | 0% | 0% | 1 | 0% | 0% | 0% | 1 | 0% | 0% | 1 |  |  |  |  | 0% | [5 empty] | 3% | 1% | 4% | 2 | 20% | 0% | 0% | 1 | 26% | 0% | 0% | 1 | 12% | 0% | 0% | 1 | 42% | 0% | 0% | 1 | 57% | 0% | 0% | 2 | 1% | 0% | 0% | 1
412 | Mandalay | 0 | 0 | 0 | 0% | 0% | 1 |  |  |  |  | 0% | [5 empty] | 0% | 0% | 0% | 1 | 5% | 0% | 0% | 1 | 18% | 0% | 0% | 1 | 50% | 0% | 0% | 2 | 50% | 0% | 0% | 2 | 0% | 0% | 0% | 1 | 5% | 0% | 0% | 1 | 0% | 0% | 1 |  |  |  |  | 0% | [5 empty] | 0% | 0% | 0% | 1 | 13% | 0% | 0% | 1 | 58% | 0% | 0% | 2 | 72% | 0% | 0% | 3 | 72% | 0% | 0% | 3 | 0% | 0% | 0% | 1 | 18% | 0% | 0% | 1 | 0% | 0% | 1 |  |  |  |  | 0% | [5 empty] | 0% | 0% | 0% | 1 | 39% | 0% | 0% | 1 | 37% | 0% | 0% | 1 | 46% | 0% | 0% | 1 | 76% | 0% | 0% | 3 | 4% | 0% | 0% | 1 | 11% | 0% | 0% | 1 | 0% | 0% | 1 |  |  |  |  | 0% | [5 empty] | 51% | 9% | 60% | 3 | 48% | 0% | 0% | 1 | 11% | 0% | 0% | 1 | 20% | 0% | 0% | 1 | 60% | 0% | 0% | 2 | 52% | 0% | 0% | 2 | 5% | 0% | 0% | 1
413 | Creelman | 0 | 0 | 0 | 0% | 0% | 1 |  |  |  |  | 0% | [5 empty] | 0% | 0% | 0% | 1 | 0% | 0% | 0% | 1 | 0% | 0% | 0% | 1 | 0% | 0% | 0% | 1 | 0% | 0% | 0% | 1 | 0% | 0% | 0% | 1 | 0% | 0% | 0% | 1 | 0% | 0% | 1 |  |  |  |  | 0% | [5 empty] | 2% | 98% | 100% | 5 | 100% | 0% | 0% | 5 | 21% | 0% | 0% | 1 | 81% | 0% | 0% | 3 | 100% | 0% | 0% | 5 | 78% | 0% | 0% | 3 | 0% | 0% | 0% | 1 | 0% | 0% | 1 |  |  |  |  | 0% | [5 empty] | 5% | 94% | 99% | 5 | 91% | 0% | 0% | 4 | 62% | 0% | 0% | 2 | 75% | 0% | 0% | 3 | 100% | 0% | 0% | 5 | 31% | 0% | 0% | 1 | 36% | 0% | 0% | 1 | 0% | 0% | 1 |  |  |  |  | 0% | [5 empty] | 13% | 83% | 96% | 5 | 24% | 0% | 0% | 1 | 26% | 0% | 0% | 1 | 52% | 0% | 0% | 2 | 58% | 0% | 0% | 2 | 54% | 0% | 0% | 2 | 6% | 0% | 0% | 1
414 | Harborgen | 0 | 0 | 0 | 0% | 0% | 1 |  |  |  |  | 0% | [5 empty] | 0% | 0% | 0% | 1 | 0% | 0% | 0% | 1 | 11% | 0% | 0% | 1 | 52% | 0% | 0% | 2 | 52% | 0% | 0% | 2 | 0% | 0% | 0% | 1 | 1% | 0% | 0% | 1 | 0% | 0% | 1 |  |  |  |  | 0% | [5 empty] | 0% | 0% | 0% | 1 | 0% | 0% | 0% | 1 | 14% | 0% | 0% | 1 | 54% | 0% | 0% | 2 | 54% | 0% | 0% | 2 | 0% | 0% | 0% | 1 | 1% | 0% | 0% | 1 | 0% | 0% | 1 |  |  |  |  | 0% | [5 empty] | 0% | 0% | 0% | 1 | 0% | 0% | 0% | 1 | 22% | 0% | 0% | 1 | 59% | 0% | 0% | 2 | 59% | 0% | 0% | 2 | 0% | 0% | 0% | 1 | 2% | 0% | 0% | 1 | 0% | 0% | 1 |  |  |  |  | 0% | [5 empty] | 0% | 0% | 0% | 1 | 1% | 0% | 0% | 1 | 20% | 0% | 0% | 1 | 62% | 0% | 0% | 2 | 63% | 0% | 0% | 2 | 0% | 0% | 0% | 1 | 2% | 0% | 0% | 1
415 | Capistrano | 0 | 0 | 0 | 0% | 0% | 1 |  |  |  |  | 0% | [5 empty] | 0% | 0% | 0% | 1 | 0% | 0% | 0% | 1 | 29% | 0% | 0% | 1 | 50% | 0% | 0% | 2 | 50% | 0% | 0% | 2 | 0% | 0% | 0% | 1 | 0% | 0% | 0% | 1 | 0% | 0% | 1 |  |  |  |  | 0% | [5 empty] | 0% | 0% | 0% | 1 | 5% | 0% | 0% | 1 | 19% | 0% | 0% | 1 | 54% | 0% | 0% | 2 | 59% | 0% | 0% | 2 | 0% | 0% | 0% | 1 | 1% | 0% | 0% | 1 | 0% | 0% | 1 |  |  |  |  | 1% | [5 empty] | 1% | 0% | 1% | 1 | 3% | 0% | 0% | 1 | 25% | 0% | 0% | 1 | 75% | 0% | 0% | 3 | 78% | 0% | 0% | 3 | 0% | 0% | 0% | 1 | 7% | 0% | 0% | 1 | 0% | 0% | 1 |  |  |  |  | 1% | [5 empty] | 0% | 0% | 0% | 1 | 7% | 0% | 0% | 1 | 51% | 0% | 0% | 2 | 80% | 0% | 0% | 3 | 82% | 0% | 0% | 3 | 0% | 0% | 0% | 1 | 10% | 0% | 0% | 1
416 | Red Bluff | 0 | 0 | 0 | 0% | 0% | 1 |  |  |  |  | 0% | [5 empty] | 0% | 0% | 0% | 1 | 38% | 0% | 0% | 1 | 0% | 0% | 0% | 1 | 0% | 0% | 0% | 1 | 38% | 0% | 0% | 1 | 48% | 0% | 0% | 1 | 1% | 0% | 0% | 1 | 0% | 0% | 1 |  |  |  |  | 0% | [5 empty] | 0% | 0% | 0% | 1 | 46% | 0% | 0% | 1 | 11% | 0% | 0% | 1 | 11% | 0% | 0% | 1 | 47% | 0% | 0% | 1 | 51% | 0% | 0% | 2 | 1% | 0% | 0% | 1 | 0% | 0% | 1 |  |  |  |  | 0% | [5 empty] | 0% | 0% | 0% | 1 | 39% | 0% | 0% | 1 | 25% | 0% | 0% | 1 | 15% | 0% | 0% | 1 | 52% | 0% | 0% | 2 | 54% | 0% | 0% | 2 | 1% | 0% | 0% | 1 | 0% | 0% | 1 |  |  |  |  | 0% | [5 empty] | 0% | 0% | 0% | 1 | 50% | 0% | 0% | 2 | 32% | 0% | 0% | 1 | 26% | 0% | 0% | 1 | 61% | 0% | 0% | 2 | 68% | 0% | 0% | 2 | 1% | 0% | 0% | 1
417 | Scripps | 0 | 0 | 0 | 0% | 0% | 1 |  |  |  |  | 0% | [5 empty] | 0% | 0% | 0% | 1 | 0% | 0% | 0% | 1 | 65% | 0% | 0% | 2 | 97% | 0% | 0% | 5 | 97% | 0% | 0% | 5 | 0% | 0% | 0% | 1 | 0% | 0% | 0% | 1 | 0% | 0% | 1 |  |  |  |  | 0% | [5 empty] | 0% | 0% | 0% | 1 | 0% | 0% | 0% | 1 | 11% | 0% | 0% | 1 | 37% | 0% | 0% | 1 | 37% | 0% | 0% | 1 | 0% | 0% | 0% | 1 | 1% | 0% | 0% | 1 | 0% | 0% | 1 |  |  |  |  | 0% | [5 empty] | 0% | 0% | 0% | 1 | 3% | 0% | 0% | 1 | 22% | 0% | 0% | 1 | 55% | 0% | 0% | 2 | 56% | 0% | 0% | 2 | 0% | 0% | 0% | 1 | 5% | 0% | 0% | 1 | 0% | 0% | 1 |  |  |  |  | 0% | [5 empty] | 0% | 0% | 0% | 1 | 9% | 0% | 0% | 1 | 44% | 0% | 0% | 1 | 68% | 0% | 0% | 2 | 69% | 0% | 0% | 2 | 0% | 0% | 0% | 1 | 9% | 0% | 0% | 1
418 | Johanna | 0 | 0 | 0 | 0% | 0% | 1 |  |  |  |  | 0% | [5 empty] | 0% | 0% | 0% | 1 | 4% | 0% | 0% | 1 | 22% | 0% | 0% | 1 | 86% | 0% | 0% | 3 | 90% | 0% | 0% | 4 | 0% | 0% | 0% | 1 | 11% | 0% | 0% | 1 | 0% | 0% | 1 |  |  |  |  | 0% | [5 empty] | 0% | 0% | 0% | 1 | 2% | 0% | 0% | 1 | 43% | 0% | 0% | 1 | 87% | 0% | 0% | 3 | 90% | 0% | 0% | 4 | 0% | 0% | 0% | 1 | 8% | 0% | 0% | 1 | 0% | 0% | 1 |  |  |  |  | 0% | [5 empty] | 0% | 0% | 0% | 1 | 2% | 0% | 0% | 1 | 33% | 0% | 0% | 1 | 69% | 0% | 0% | 2 | 71% | 0% | 0% | 3 | 0% | 0% | 0% | 1 | 5% | 0% | 0% | 1 | 0% | 0% | 1 |  |  |  |  | 0% | [5 empty] | 0% | 0% | 0% | 1 | 1% | 0% | 0% | 1 | 17% | 0% | 0% | 1 | 61% | 0% | 0% | 2 | 61% | 0% | 0% | 2 | 0% | 0% | 0% | 1 | 3% | 0% | 0% | 1
419 | Cottle | 0 | 0 | 0 | 0% | 0% | 1 |  |  |  |  | 0% | [5 empty] | 0% | 0% | 0% | 1 | 0% | 0% | 0% | 1 | 0% | 0% | 0% | 1 | 0% | 0% | 0% | 1 | 0% | 0% | 0% | 1 | 0% | 0% | 0% | 1 | 0% | 0% | 0% | 1 | 0% | 0% | 1 |  |  |  |  | 0% | [5 empty] | 0% | 0% | 0% | 1 | 0% | 0% | 0% | 1 | 0% | 0% | 0% | 1 | 0% | 0% | 0% | 1 | 0% | 0% | 0% | 1 | 0% | 0% | 0% | 1 | 0% | 0% | 0% | 1 | 0% | 0% | 1 |  |  |  |  | 0% | [5 empty] | 0% | 0% | 0% | 1 | 0% | 0% | 0% | 1 | 0% | 0% | 0% | 1 | 0% | 0% | 0% | 1 | 0% | 0% | 0% | 1 | 0% | 0% | 0% | 1 | 0% | 0% | 0% | 1 | 0% | 0% | 1 |  |  |  |  | 0% | [5 empty] | 100% | 0% | 100% | 5 | 100% | 0% | 0% | 5 | 20% | 0% | 0% | 1 | 20% | 0% | 0% | 1 | 100% | 0% | 0% | 5 | 100% | 0% | 0% | 5 | 0% | 0% | 0% | 1
420 | Kingsburg | 0 | 0 | 0 | 0% | 0% | 1 |  |  |  |  | 0% | [5 empty] | 0% | 0% | 0% | 1 | 0% | 0% | 0% | 1 | 0% | 0% | 0% | 1 | 0% | 0% | 0% | 1 | 0% | 0% | 0% | 1 | 0% | 0% | 0% | 1 | 0% | 0% | 0% | 1 | 0% | 0% | 1 |  |  |  |  | 0% | [5 empty] | 0% | 0% | 0% | 1 | 0% | 0% | 0% | 1 | 0% | 0% | 0% | 1 | 0% | 0% | 0% | 1 | 0% | 0% | 0% | 1 | 0% | 0% | 0% | 1 | 0% | 0% | 0% | 1 | 0% | 0% | 1 |  |  |  |  | 0% | [5 empty] | 0% | 0% | 0% | 1 | 0% | 0% | 0% | 1 | 0% | 0% | 0% | 1 | 0% | 0% | 0% | 1 | 0% | 0% | 0% | 1 | 0% | 0% | 0% | 1 | 0% | 0% | 0% | 1 | 0% | 0% | 1 |  |  |  |  | 0% | [5 empty] | 0% | 0% | 0% | 1 | 0% | 0% | 0% | 1 | 0% | 0% | 0% | 1 | 0% | 0% | 0% | 1 | 0% | 0% | 0% | 1 | 0% | 0% | 0% | 1 | 0% | 0% | 0% | 1
421 | Panoche | 0 | 0 | 0 | 0% | 0% | 1 |  |  |  |  | 0% | [5 empty] | 0% | 0% | 0% | 1 | 0% | 0% | 0% | 1 | 0% | 0% | 0% | 1 | 0% | 0% | 0% | 1 | 0% | 0% | 0% | 1 | 0% | 0% | 0% | 1 | 0% | 0% | 0% | 1 | 0% | 0% | 1 |  |  |  |  | 0% | [5 empty] | 0% | 0% | 0% | 1 | 0% | 0% | 0% | 1 | 0% | 0% | 0% | 1 | 0% | 0% | 0% | 1 | 0% | 0% | 0% | 1 | 0% | 0% | 0% | 1 | 0% | 0% | 0% | 1 | 0% | 0% | 1 |  |  |  |  | 0% | [5 empty] | 77% | 23% | 100% | 5 | 100% | 0% | 0% | 5 | 2% | 0% | 0% | 1 | 2% | 0% | 0% | 1 | 100% | 0% | 0% | 5 | 100% | 0% | 0% | 5 | 0% | 0% | 0% | 1 | 0% | 0% | 1 |  |  |  |  | 0% | [5 empty] | 29% | 71% | 100% | 5 | 86% | 0% | 0% | 3 | 7% | 0% | 0% | 1 | 18% | 0% | 0% | 1 | 93% | 0% | 0% | 4 | 98% | 0% | 0% | 5 | 0% | 0% | 0% | 1
422 | Fulton | 0 | 0 | 0 | 0% | 0% | 1 |  |  |  |  | 0% | [5 empty] | 0% | 0% | 0% | 1 | 0% | 0% | 0% | 1 | 0% | 0% | 0% | 1 | 0% | 0% | 0% | 1 | 0% | 0% | 0% | 1 | 0% | 0% | 0% | 1 | 0% | 0% | 0% | 1 | 0% | 0% | 1 |  |  |  |  | 0% | [5 empty] | 29% | 0% | 29% | 2 | 85% | 0% | 0% | 3 | 5% | 0% | 0% | 1 | 50% | 0% | 0% | 2 | 100% | 0% | 0% | 5 | 91% | 0% | 0% | 4 | 0% | 0% | 0% | 1 | 0% | 0% | 1 |  |  |  |  | 0% | [5 empty] | 29% | 0% | 29% | 2 | 90% | 0% | 0% | 4 | 44% | 0% | 0% | 1 | 67% | 0% | 0% | 2 | 97% | 0% | 0% | 5 | 67% | 0% | 0% | 2 | 3% | 0% | 0% | 1 | 0% | 0% | 1 |  |  |  |  | 0% | [5 empty] | 45% | 16% | 61% | 3 | 85% | 0% | 0% | 3 | 32% | 0% | 0% | 1 | 60% | 0% | 0% | 2 | 95% | 0% | 0% | 5 | 63% | 0% | 0% | 2 | 2% | 0% | 0% | 1
423 | Ripon | 0 | 0 | 0 | 0% | 0% | 1 |  |  |  |  | 0% | [5 empty] | 0% | 0% | 0% | 1 | 0% | 0% | 0% | 1 | 0% | 0% | 0% | 1 | 0% | 0% | 0% | 1 | 0% | 0% | 0% | 1 | 0% | 0% | 0% | 1 | 0% | 0% | 0% | 1 | 0% | 0% | 1 |  |  |  |  | 0% | [5 empty] | 0% | 0% | 0% | 1 | 0% | 0% | 0% | 1 | 0% | 0% | 0% | 1 | 0% | 0% | 0% | 1 | 0% | 0% | 0% | 1 | 0% | 0% | 0% | 1 | 0% | 0% | 0% | 1 | 0% | 0% | 1 |  |  |  |  | 0% | [5 empty] | 84% | 16% | 100% | 5 | 100% | 0% | 0% | 5 | 39% | 0% | 0% | 1 | 54% | 0% | 0% | 2 | 100% | 0% | 0% | 5 | 100% | 0% | 0% | 5 | 0% | 0% | 0% | 1 | 0% | 0% | 1 |  |  |  |  | 0% | [5 empty] | 78% | 15% | 93% | 5 | 92% | 0% | 0% | 4 | 75% | 0% | 0% | 3 | 87% | 0% | 0% | 3 | 100% | 0% | 0% | 5 | 53% | 0% | 0% | 2 | 2% | 0% | 0% | 1
424 | Shafter | 0 | 0 | 0 | 0% | 0% | 1 |  |  |  |  | 0% | [5 empty] | 0% | 0% | 0% | 1 | 0% | 0% | 0% | 1 | 0% | 0% | 0% | 1 | 0% | 0% | 0% | 1 | 0% | 0% | 0% | 1 | 0% | 0% | 0% | 1 | 0% | 0% | 0% | 1 | 0% | 0% | 1 |  |  |  |  | 0% | [5 empty] | 0% | 0% | 0% | 1 | 0% | 0% | 0% | 1 | 0% | 0% | 0% | 1 | 0% | 0% | 0% | 1 | 0% | 0% | 0% | 1 | 0% | 0% | 0% | 1 | 0% | 0% | 0% | 1 | 0% | 0% | 1 |  |  |  |  | 0% | [5 empty] | 0% | 0% | 0% | 1 | 0% | 0% | 0% | 1 | 0% | 0% | 0% | 1 | 0% | 0% | 0% | 1 | 0% | 0% | 0% | 1 | 0% | 0% | 0% | 1 | 0% | 0% | 0% | 1 | 0% | 0% | 1 |  |  |  |  | 0% | [5 empty] | 0% | 0% | 0% | 1 | 0% | 0% | 0% | 1 | 0% | 0% | 0% | 1 | 0% | 0% | 0% | 1 | 0% | 0% | 0% | 1 | 0% | 0% | 0% | 1 | 0% | 0% | 0% | 1
425 | San Luis Rey | 0 | 0 | 0 | 0% | 0% | 1 |  |  |  |  | 0% | [5 empty] | 0% | 0% | 0% | 1 | 18% | 0% | 0% | 1 | 80% | 0% | 0% | 3 | 80% | 0% | 0% | 3 | 80% | 0% | 0% | 3 | 0% | 0% | 0% | 1 | 16% | 0% | 0% | 1 | 0% | 0% | 1 |  |  |  |  | 0% | [5 empty] | 1% | 0% | 1% | 1 | 16% | 0% | 0% | 1 | 77% | 0% | 0% | 3 | 81% | 0% | 0% | 3 | 81% | 0% | 0% | 3 | 0% | 0% | 0% | 1 | 16% | 0% | 0% | 1 | 0% | 0% | 1 |  |  |  |  | 0% | [5 empty] | 1% | 0% | 1% | 1 | 14% | 0% | 0% | 1 | 77% | 0% | 0% | 3 | 80% | 0% | 0% | 3 | 80% | 0% | 0% | 3 | 0% | 0% | 0% | 1 | 14% | 0% | 0% | 1 | 0% | 0% | 1 |  |  |  |  | 0% | [5 empty] | 1% | 0% | 1% | 1 | 10% | 0% | 0% | 1 | 57% | 0% | 0% | 2 | 69% | 0% | 0% | 2 | 69% | 0% | 0% | 2 | 0% | 0% | 0% | 1 | 9% | 0% | 0% | 1
426 | Woodward | 0 | 0 | 0 | 0% | 0% | 1 |  |  |  |  | 0% | [5 empty] | 0% | 0% | 0% | 1 | 0% | 0% | 0% | 1 | 0% | 0% | 0% | 1 | 0% | 0% | 0% | 1 | 0% | 0% | 0% | 1 | 0% | 0% | 0% | 1 | 0% | 0% | 0% | 1 | 0% | 0% | 1 |  |  |  |  | 0% | [5 empty] | 0% | 0% | 0% | 1 | 0% | 0% | 0% | 1 | 0% | 0% | 0% | 1 | 0% | 0% | 0% | 1 | 0% | 0% | 0% | 1 | 0% | 0% | 0% | 1 | 0% | 0% | 0% | 1 | 0% | 0% | 1 |  |  |  |  | 0% | [5 empty] | 0% | 0% | 0% | 1 | 0% | 0% | 0% | 1 | 0% | 0% | 0% | 1 | 0% | 0% | 0% | 1 | 0% | 0% | 0% | 1 | 0% | 0% | 0% | 1 | 0% | 0% | 0% | 1 | 0% | 0% | 1 |  |  |  |  | 0% | [5 empty] | 0% | 0% | 0% | 1 | 0% | 0% | 0% | 1 | 0% | 0% | 0% | 1 | 0% | 0% | 0% | 1 | 0% | 0% | 0% | 1 | 0% | 0% | 0% | 1 | 0% | 0% | 0% | 1
427 | Helm | 0 | 0 | 0 | 0% | 0% | 1 |  |  |  |  | 0% | [5 empty] | 0% | 0% | 0% | 1 | 0% | 0% | 0% | 1 | 0% | 0% | 0% | 1 | 0% | 0% | 0% | 1 | 0% | 0% | 0% | 1 | 0% | 0% | 0% | 1 | 0% | 0% | 0% | 1 | 0% | 0% | 1 |  |  |  |  | 0% | [5 empty] | 0% | 0% | 0% | 1 | 0% | 0% | 0% | 1 | 0% | 0% | 0% | 1 | 0% | 0% | 0% | 1 | 0% | 0% | 0% | 1 | 0% | 0% | 0% | 1 | 0% | 0% | 0% | 1 | 0% | 0% | 1 |  |  |  |  | 0% | [5 empty] | 0% | 0% | 0% | 1 | 0% | 0% | 0% | 1 | 0% | 0% | 0% | 1 | 0% | 0% | 0% | 1 | 0% | 0% | 0% | 1 | 0% | 0% | 0% | 1 | 0% | 0% | 0% | 1 | 0% | 0% | 1 |  |  |  |  | 0% | [5 empty] | 65% | 29% | 94% | 5 | 100% | 0% | 0% | 5 | 0% | 0% | 0% | 1 | 10% | 0% | 0% | 1 | 100% | 0% | 0% | 5 | 73% | 0% | 0% | 3 | 0% | 0% | 0% | 1
428 | FMC | 0 | 0 | 0 | 0% | 0% | 1 |  |  |  |  | 0% | [5 empty] | 0% | 0% | 0% | 1 | 0% | 0% | 0% | 1 | 0% | 0% | 0% | 1 | 0% | 0% | 0% | 1 | 0% | 0% | 0% | 1 | 0% | 0% | 0% | 1 | 100% | 0% | 0% | 5 | 0% | 0% | 1 |  |  |  |  | 0% | [5 empty] | 86% | 0% | 86% | 5 | 85% | 0% | 0% | 3 | 66% | 0% | 0% | 2 | 70% | 0% | 0% | 3 | 89% | 0% | 0% | 3 | 83% | 0% | 0% | 3 | 8% | 0% | 0% | 1 | 0% | 0% | 1 |  |  |  |  | 0% | [5 empty] | 83% | 12% | 95% | 5 | 85% | 0% | 0% | 3 | 31% | 0% | 0% | 1 | 32% | 0% | 0% | 1 | 87% | 0% | 0% | 3 | 92% | 0% | 0% | 4 | 4% | 0% | 0% | 1 | 0% | 0% | 1 |  |  |  |  | 0% | [5 empty] | 69% | 27% | 96% | 5 | 93% | 0% | 0% | 4 | 60% | 0% | 0% | 2 | 68% | 0% | 0% | 2 | 96% | 0% | 0% | 5 | 75% | 0% | 0% | 3 | 2% | 0% | 0% | 1
429 | Mohave | 0 | 0 | 0 | 0% | 0% | 1 |  |  |  |  | 0% | [5 empty] | 0% | 0% | 0% | 1 | 0% | 0% | 0% | 1 | 0% | 0% | 0% | 1 | 0% | 0% | 0% | 1 | 0% | 0% | 0% | 1 | 0% | 0% | 0% | 1 | 0% | 0% | 0% | 1 | 0% | 0% | 1 |  |  |  |  | 0% | [5 empty] | 0% | 0% | 0% | 1 | 0% | 0% | 0% | 1 | 0% | 0% | 0% | 1 | 0% | 0% | 0% | 1 | 0% | 0% | 0% | 1 | 0% | 0% | 0% | 1 | 0% | 0% | 0% | 1 | 0% | 0% | 1 |  |  |  |  | 0% | [5 empty] | 0% | 0% | 0% | 1 | 7% | 0% | 0% | 1 | 2% | 0% | 0% | 1 | 0% | 0% | 0% | 1 | 7% | 0% | 0% | 1 | 7% | 0% | 0% | 1 | 0% | 0% | 0% | 1 | 0% | 0% | 1 |  |  |  |  | 0% | [5 empty] | 0% | 0% | 0% | 1 | 8% | 0% | 0% | 1 | 15% | 0% | 0% | 1 | 13% | 0% | 0% | 1 | 25% | 0% | 0% | 1 | 27% | 0% | 0% | 1 | 0% | 0% | 0% | 1
430 | Wakefield | 0 | 0 | 0 | 0% | 0% | 1 |  |  |  |  | 0% | [5 empty] | 100% | 0% | 100% | 5 | 100% | 0% | 0% | 5 | 0% | 0% | 0% | 1 | 0% | 0% | 0% | 1 | 100% | 0% | 0% | 5 | 100% | 0% | 0% | 5 | 0% | 0% | 0% | 1 | 0% | 0% | 1 |  |  |  |  | 0% | [5 empty] | 80% | 0% | 80% | 5 | 76% | 0% | 0% | 3 | 0% | 0% | 0% | 1 | 20% | 0% | 0% | 1 | 96% | 0% | 0% | 5 | 43% | 0% | 0% | 1 | 0% | 0% | 0% | 1 | 0% | 0% | 1 |  |  |  |  | 0% | [5 empty] | 75% | 2% | 77% | 5 | 52% | 0% | 0% | 2 | 10% | 0% | 0% | 1 | 13% | 0% | 0% | 1 | 63% | 0% | 0% | 2 | 33% | 0% | 0% | 1 | 6% | 0% | 0% | 1 | 0% | 0% | 1 |  |  |  |  | 0% | [5 empty] | 25% | 70% | 95% | 5 | 86% | 0% | 0% | 3 | 7% | 0% | 0% | 1 | 8% | 0% | 0% | 1 | 88% | 0% | 0% | 3 | 62% | 0% | 0% | 2 | 2% | 0% | 0% | 1
431 | Kern PP | 0 | 0 | 0 | 0% | 0% | 1 |  |  |  |  | 0% | [5 empty] | 0% | 0% | 0% | 1 | 0% | 0% | 0% | 1 | 0% | 0% | 0% | 1 | 0% | 0% | 0% | 1 | 0% | 0% | 0% | 1 | 0% | 0% | 0% | 1 | 0% | 0% | 0% | 1 | 0% | 0% | 1 |  |  |  |  | 0% | [5 empty] | 0% | 0% | 0% | 1 | 0% | 0% | 0% | 1 | 0% | 0% | 0% | 1 | 0% | 0% | 0% | 1 | 0% | 0% | 0% | 1 | 0% | 0% | 0% | 1 | 0% | 0% | 0% | 1 | 0% | 0% | 1 |  |  |  |  | 0% | [5 empty] | 0% | 0% | 0% | 1 | 0% | 0% | 0% | 1 | 0% | 0% | 0% | 1 | 0% | 0% | 0% | 1 | 0% | 0% | 0% | 1 | 0% | 0% | 0% | 1 | 0% | 0% | 0% | 1 | 0% | 0% | 1 |  |  |  |  | 0% | [5 empty] | 12% | 88% | 100% | 5 | 53% | 0% | 0% | 2 | 45% | 0% | 0% | 1 | 56% | 0% | 0% | 2 | 92% | 0% | 0% | 4 | 89% | 0% | 0% | 3 | 0% | 0% | 0% | 1
432 | Diablo Canyon | 0 | 0 | 0 | 0% | 0% | 1 |  |  |  |  | 0% | [5 empty] | 63% | 0% | 63% | 3 | 0% | 0% | 0% | 1 | 2% | 0% | 0% | 1 | 59% | 0% | 0% | 2 | 59% | 0% | 0% | 2 | 58% | 0% | 0% | 2 | 2% | 0% | 0% | 1 | 0% | 0% | 1 |  |  |  |  | 0% | [5 empty] | 63% | 6% | 69% | 3 | 16% | 0% | 0% | 1 | 4% | 0% | 0% | 1 | 59% | 0% | 0% | 2 | 63% | 0% | 0% | 2 | 63% | 0% | 0% | 2 | 3% | 0% | 0% | 1 | 0% | 0% | 1 |  |  |  |  | 0% | [5 empty] | 83% | 4% | 87% | 5 | 52% | 0% | 0% | 2 | 12% | 0% | 0% | 1 | 40% | 0% | 0% | 1 | 72% | 0% | 0% | 3 | 72% | 0% | 0% | 3 | 3% | 0% | 0% | 1 | 0% | 0% | 1 |  |  |  |  | 0% | [5 empty] | 72% | 17% | 89% | 5 | 47% | 0% | 0% | 1 | 11% | 0% | 0% | 1 | 34% | 0% | 0% | 1 | 64% | 0% | 0% | 2 | 66% | 0% | 0% | 2 | 2% | 0% | 0% | 1
433 | Reedley | 0 | 0 | 0 | 0% | 0% | 1 |  |  |  |  | 0% | [5 empty] | 0% | 0% | 0% | 1 | 0% | 0% | 0% | 1 | 0% | 0% | 0% | 1 | 0% | 0% | 0% | 1 | 0% | 0% | 0% | 1 | 0% | 0% | 0% | 1 | 0% | 0% | 0% | 1 | 0% | 0% | 1 |  |  |  |  | 0% | [5 empty] | 0% | 0% | 0% | 1 | 0% | 0% | 0% | 1 | 0% | 0% | 0% | 1 | 0% | 0% | 0% | 1 | 0% | 0% | 0% | 1 | 0% | 0% | 0% | 1 | 0% | 0% | 0% | 1 | 0% | 0% | 1 |  |  |  |  | 0% | [5 empty] | 0% | 0% | 0% | 1 | 0% | 0% | 0% | 1 | 0% | 0% | 0% | 1 | 0% | 0% | 0% | 1 | 0% | 0% | 0% | 1 | 0% | 0% | 0% | 1 | 0% | 0% | 0% | 1 | 0% | 0% | 1 |  |  |  |  | 0% | [5 empty] | 0% | 0% | 0% | 1 | 0% | 0% | 0% | 1 | 0% | 0% | 0% | 1 | 0% | 0% | 0% | 1 | 0% | 0% | 0% | 1 | 0% | 0% | 0% | 1 | 0% | 0% | 0% | 1
434 | Oakland J | 0 | 0 | 10 | 0% | 0% | 1 |  |  |  |  | 0% | [5 empty] | 0% | 0% | 0% | 1 | 0% | 0% | 0% | 1 | 13% | 0% | 0% | 1 | 26% | 0% | 0% | 1 | 26% | 0% | 0% | 1 | 0% | 0% | 0% | 1 | 8% | 0% | 0% | 1 | 0% | 0% | 1 |  |  |  |  | 0% | [5 empty] | 33% | 0% | 33% | 2 | 6% | 0% | 0% | 1 | 40% | 0% | 0% | 1 | 47% | 0% | 0% | 1 | 51% | 0% | 0% | 2 | 8% | 0% | 0% | 1 | 6% | 0% | 0% | 1 | 0% | 0% | 1 |  |  |  |  | 0% | [5 empty] | 49% | 0% | 49% | 2 | 7% | 0% | 0% | 1 | 39% | 0% | 0% | 1 | 60% | 0% | 0% | 2 | 62% | 0% | 0% | 2 | 18% | 0% | 0% | 1 | 5% | 0% | 0% | 1 | 0% | 0% | 1 |  |  |  |  | 0% | [5 empty] | 43% | 0% | 43% | 2 | 54% | 0% | 0% | 2 | 64% | 0% | 0% | 2 | 51% | 0% | 0% | 2 | 84% | 0% | 0% | 3 | 25% | 0% | 0% | 1 | 35% | 0% | 0% | 1
435 | Sandy | 0 | 0 | 0 | 0% | 0% | 1 |  |  |  |  | 0% | [5 empty] | 0% | 0% | 0% | 1 | 0% | 0% | 0% | 1 | 0% | 0% | 0% | 1 | 0% | 0% | 0% | 1 | 0% | 0% | 0% | 1 | 0% | 0% | 0% | 1 | 0% | 0% | 0% | 1 | 0% | 0% | 1 |  |  |  |  | 0% | [5 empty] | 0% | 0% | 0% | 1 | 0% | 0% | 0% | 1 | 0% | 0% | 0% | 1 | 2% | 0% | 0% | 1 | 2% | 0% | 0% | 1 | 58% | 0% | 0% | 2 | 1% | 0% | 0% | 1 | 0% | 0% | 1 |  |  |  |  | 3% | [5 empty] | 0% | 0% | 0% | 1 | 20% | 0% | 0% | 1 | 0% | 0% | 0% | 1 | 38% | 0% | 0% | 1 | 49% | 0% | 0% | 1 | 79% | 0% | 0% | 3 | 0% | 0% | 0% | 1 | 0% | 0% | 1 |  |  |  |  | 3% | [5 empty] | 4% | 0% | 4% | 1 | 14% | 0% | 0% | 1 | 5% | 0% | 0% | 1 | 34% | 0% | 0% | 1 | 41% | 0% | 0% | 1 | 69% | 0% | 0% | 2 | 1% | 0% | 0% | 1
436 | Cayetano | 0 | 0 | 0 | 0% | 0% | 1 |  |  |  |  | 0% | [5 empty] | 99% | 1% | 100% | 5 | 95% | 0% | 0% | 5 | 63% | 0% | 0% | 2 | 93% | 0% | 0% | 4 | 100% | 0% | 0% | 5 | 30% | 0% | 0% | 1 | 3% | 0% | 0% | 1 | 0% | 0% | 1 |  |  |  |  | 3% | [5 empty] | 90% | 2% | 92% | 5 | 87% | 0% | 0% | 3 | 89% | 0% | 0% | 3 | 96% | 0% | 0% | 5 | 99% | 0% | 0% | 5 | 40% | 0% | 0% | 1 | 3% | 0% | 0% | 1 | 0% | 0% | 1 |  |  |  |  | 0% | [5 empty] | 88% | 4% | 92% | 5 | 86% | 0% | 0% | 3 | 87% | 0% | 0% | 3 | 94% | 0% | 0% | 4 | 99% | 0% | 0% | 5 | 45% | 0% | 0% | 1 | 3% | 0% | 0% | 1 | 0% | 0% | 1 |  |  |  |  | 0% | [5 empty] | 52% | 5% | 57% | 3 | 57% | 0% | 0% | 2 | 70% | 0% | 0% | 3 | 68% | 0% | 0% | 2 | 83% | 0% | 0% | 3 | 30% | 0% | 0% | 1 | 16% | 0% | 0% | 1
437 | Pit 1 | 0 | 0 | 0 | 0% | 0% | 1 |  |  |  |  | 0% | [5 empty] | 0% | 0% | 0% | 1 | 25% | 0% | 0% | 1 | 25% | 0% | 0% | 1 | 25% | 0% | 0% | 1 | 25% | 0% | 0% | 1 | 100% | 0% | 0% | 5 | 0% | 0% | 0% | 1 | 0% | 0% | 1 |  |  |  |  | 0% | [5 empty] | 3% | 0% | 3% | 1 | 61% | 0% | 0% | 2 | 4% | 0% | 0% | 1 | 4% | 0% | 0% | 1 | 61% | 0% | 0% | 2 | 91% | 0% | 0% | 4 | 0% | 0% | 0% | 1 | 0% | 0% | 1 |  |  |  |  | 0% | [5 empty] | 57% | 0% | 57% | 3 | 43% | 0% | 0% | 1 | 28% | 0% | 0% | 1 | 15% | 0% | 0% | 1 | 70% | 0% | 0% | 3 | 50% | 0% | 0% | 2 | 1% | 0% | 0% | 1 | 0% | 0% | 1 |  |  |  |  | 0% | [5 empty] | 60% | 2% | 62% | 3 | 50% | 0% | 0% | 2 | 13% | 0% | 0% | 1 | 11% | 0% | 0% | 1 | 64% | 0% | 0% | 2 | 54% | 0% | 0% | 2 | 1% | 0% | 0% | 1
438 | Metcalf | 0 | 0 | 0 | 0% | 0% | 1 |  |  |  |  | 0% | [5 empty] | 79% | 21% | 100% | 5 | 93% | 0% | 0% | 4 | 12% | 0% | 0% | 1 | 12% | 0% | 0% | 1 | 100% | 0% | 0% | 5 | 74% | 0% | 0% | 3 | 1% | 0% | 0% | 1 | 0% | 0% | 1 |  |  |  |  | 0% | [5 empty] | 80% | 20% | 100% | 5 | 73% | 0% | 0% | 3 | 42% | 0% | 0% | 1 | 43% | 0% | 0% | 1 | 82% | 0% | 0% | 3 | 95% | 0% | 0% | 5 | 1% | 0% | 0% | 1 | 0% | 0% | 1 |  |  |  |  | 0% | [5 empty] | 70% | 29% | 99% | 5 | 86% | 0% | 0% | 3 | 33% | 0% | 0% | 1 | 33% | 0% | 0% | 1 | 91% | 0% | 0% | 4 | 96% | 0% | 0% | 5 | 1% | 0% | 0% | 1 | 0% | 0% | 1 |  |  |  |  | 0% | [5 empty] | 43% | 54% | 97% | 5 | 91% | 0% | 0% | 4 | 35% | 0% | 0% | 1 | 45% | 0% | 0% | 1 | 96% | 0% | 0% | 5 | 93% | 0% | 0% | 4 | 1% | 0% | 0% | 1
439 | Delaney | 0 | 0 | 0 | 0% | 0% | 1 |  |  |  |  | 0% | [5 empty] | 0% | 0% | 0% | 1 | 0% | 0% | 0% | 1 | 0% | 0% | 0% | 1 | 0% | 0% | 0% | 1 | 0% | 0% | 0% | 1 | 0% | 0% | 0% | 1 | 0% | 0% | 0% | 1 | 0% | 0% | 1 |  |  |  |  | 0% | [5 empty] | 0% | 0% | 0% | 1 | 0% | 0% | 0% | 1 | 0% | 0% | 0% | 1 | 0% | 0% | 0% | 1 | 0% | 0% | 0% | 1 | 0% | 0% | 0% | 1 | 0% | 0% | 0% | 1 | 0% | 0% | 1 |  |  |  |  | 0% | [5 empty] | 0% | 0% | 0% | 1 | 0% | 0% | 0% | 1 | 0% | 0% | 0% | 1 | 0% | 0% | 0% | 1 | 0% | 0% | 0% | 1 | 0% | 0% | 0% | 1 | 0% | 0% | 0% | 1 | 0% | 0% | 1 |  |  |  |  | 0% | [5 empty] | 0% | 0% | 0% | 1 | 0% | 0% | 0% | 1 | 0% | 0% | 0% | 1 | 0% | 0% | 0% | 1 | 0% | 0% | 0% | 1 | 0% | 0% | 0% | 1 | 0% | 0% | 0% | 1
440 | Oakland L | 0 | 0 | 0 | 0% | 0% | 1 |  |  |  |  | 0% | [5 empty] | 0% | 0% | 0% | 1 | 4% | 0% | 0% | 1 | 16% | 0% | 0% | 1 | 27% | 0% | 0% | 1 | 27% | 0% | 0% | 1 | 0% | 0% | 0% | 1 | 6% | 0% | 0% | 1 | 0% | 0% | 1 |  |  |  |  | 0% | [5 empty] | 54% | 0% | 54% | 3 | 2% | 0% | 0% | 1 | 48% | 0% | 0% | 1 | 71% | 0% | 0% | 3 | 73% | 0% | 0% | 3 | 19% | 0% | 0% | 1 | 5% | 0% | 0% | 1 | 0% | 0% | 1 |  |  |  |  | 0% | [5 empty] | 39% | 0% | 39% | 2 | 4% | 0% | 0% | 1 | 32% | 0% | 0% | 1 | 59% | 0% | 0% | 2 | 61% | 0% | 0% | 2 | 13% | 0% | 0% | 1 | 6% | 0% | 0% | 1 | 0% | 0% | 1 |  |  |  |  | 0% | [5 empty] | 47% | 0% | 47% | 2 | 57% | 0% | 0% | 2 | 57% | 0% | 0% | 2 | 47% | 0% | 0% | 1 | 85% | 0% | 0% | 3 | 28% | 0% | 0% | 1 | 33% | 0% | 0% | 1
441 | Lemoore | 0 | 0 | 0 | 0% | 0% | 1 |  |  |  |  | 0% | [5 empty] | 0% | 0% | 0% | 1 | 0% | 0% | 0% | 1 | 0% | 0% | 0% | 1 | 0% | 0% | 0% | 1 | 0% | 0% | 0% | 1 | 0% | 0% | 0% | 1 | 0% | 0% | 0% | 1 | 0% | 0% | 1 |  |  |  |  | 0% | [5 empty] | 0% | 0% | 0% | 1 | 0% | 0% | 0% | 1 | 0% | 0% | 0% | 1 | 0% | 0% | 0% | 1 | 0% | 0% | 0% | 1 | 0% | 0% | 0% | 1 | 0% | 0% | 0% | 1 | 0% | 0% | 1 |  |  |  |  | 3% | [5 empty] | 0% | 0% | 0% | 1 | 0% | 0% | 0% | 1 | 0% | 0% | 0% | 1 | 0% | 0% | 0% | 1 | 0% | 0% | 0% | 1 | 0% | 0% | 0% | 1 | 0% | 0% | 0% | 1 | 0% | 0% | 1 |  |  |  |  | 3% | [5 empty] | 79% | 0% | 79% | 5 | 100% | 0% | 0% | 5 | 0% | 0% | 0% | 1 | 43% | 0% | 0% | 1 | 100% | 0% | 0% | 5 | 51% | 0% | 0% | 2 | 0% | 0% | 0% | 1
442 | Tesla | 0 | 0 | 15 | 0% | 0% | 1 |  |  |  |  | 4% | [5 empty] | 87% | 3% | 90% | 5 | 90% | 0% | 0% | 4 | 88% | 0% | 0% | 3 | 96% | 0% | 0% | 5 | 100% | 0% | 0% | 5 | 42% | 0% | 0% | 1 | 3% | 0% | 0% | 1 | 0% | 0% | 1 |  |  |  |  | 3% | [5 empty] | 86% | 5% | 91% | 5 | 90% | 0% | 0% | 4 | 84% | 0% | 0% | 3 | 93% | 0% | 0% | 4 | 100% | 0% | 0% | 5 | 44% | 0% | 0% | 1 | 3% | 0% | 0% | 1 | 0% | 0% | 1 |  |  |  |  | 0% | [5 empty] | 83% | 10% | 93% | 5 | 89% | 0% | 0% | 3 | 79% | 0% | 0% | 3 | 87% | 0% | 0% | 3 | 99% | 0% | 0% | 5 | 50% | 0% | 0% | 2 | 2% | 0% | 0% | 1 | 0% | 0% | 1 |  |  |  |  | 0% | [5 empty] | 57% | 10% | 67% | 3 | 64% | 0% | 0% | 2 | 71% | 0% | 0% | 3 | 75% | 0% | 0% | 3 | 88% | 0% | 0% | 3 | 39% | 0% | 0% | 1 | 8% | 0% | 0% | 1
443 | Camanche | 0 | 0 | 0 | 0% | 0% | 1 |  |  |  |  | 0% | [5 empty] | 0% | 0% | 0% | 1 | 0% | 0% | 0% | 1 | 0% | 0% | 0% | 1 | 0% | 0% | 0% | 1 | 0% | 0% | 0% | 1 | 0% | 0% | 0% | 1 | 0% | 0% | 0% | 1 | 0% | 0% | 1 |  |  |  |  | 0% | [5 empty] | 0% | 0% | 0% | 1 | 0% | 0% | 0% | 1 | 0% | 0% | 0% | 1 | 0% | 0% | 0% | 1 | 0% | 0% | 0% | 1 | 0% | 0% | 0% | 1 | 0% | 0% | 0% | 1 | 0% | 0% | 1 |  |  |  |  | 0% | [5 empty] | 0% | 0% | 0% | 1 | 0% | 0% | 0% | 1 | 0% | 0% | 0% | 1 | 0% | 0% | 0% | 1 | 0% | 0% | 0% | 1 | 0% | 0% | 0% | 1 | 0% | 0% | 0% | 1 | 0% | 0% | 1 |  |  |  |  | 0% | [5 empty] | 0% | 0% | 0% | 1 | 0% | 0% | 0% | 1 | 0% | 0% | 0% | 1 | 0% | 0% | 0% | 1 | 0% | 0% | 0% | 1 | 0% | 0% | 0% | 1 | 0% | 0% | 0% | 1
444 | Solar | 0 | 0 | 0 | 0% | 0% | 1 |  |  |  |  | 0% | [5 empty] | 63% | 0% | 63% | 3 | 83% | 0% | 0% | 3 | 0% | 0% | 0% | 1 | 17% | 0% | 0% | 1 | 83% | 0% | 0% | 3 | 57% | 0% | 0% | 2 | 0% | 0% | 0% | 1 | 0% | 0% | 1 |  |  |  |  | 0% | [5 empty] | 36% | 33% | 69% | 5 | 57% | 0% | 0% | 2 | 0% | 0% | 0% | 1 | 8% | 0% | 0% | 1 | 57% | 0% | 0% | 2 | 65% | 0% | 0% | 2 | 0% | 0% | 0% | 1 | 0% | 0% | 1 |  |  |  |  | 0% | [5 empty] | 53% | 31% | 84% | 5 | 59% | 0% | 0% | 2 | 2% | 0% | 0% | 1 | 17% | 0% | 0% | 1 | 67% | 0% | 0% | 2 | 65% | 0% | 0% | 2 | 0% | 0% | 0% | 1 | 0% | 0% | 1 |  |  |  |  | 0% | [5 empty] | 48% | 44% | 92% | 5 | 41% | 0% | 0% | 1 | 4% | 0% | 0% | 1 | 16% | 0% | 0% | 1 | 50% | 0% | 0% | 2 | 70% | 0% | 0% | 3 | 1% | 0% | 0% | 1
445 | Mesa Heights | 0 | 0 | 0 | 0% | 0% | 1 |  |  |  |  | 0% | [5 empty] | 0% | 0% | 0% | 1 | 0% | 0% | 0% | 1 | 13% | 0% | 0% | 1 | 46% | 0% | 0% | 1 | 46% | 0% | 0% | 1 | 0% | 0% | 0% | 1 | 0% | 0% | 0% | 1 | 0% | 0% | 1 |  |  |  |  | 0% | [5 empty] | 0% | 0% | 0% | 1 | 3% | 0% | 0% | 1 | 21% | 0% | 0% | 1 | 55% | 0% | 0% | 2 | 56% | 0% | 0% | 2 | 0% | 0% | 0% | 1 | 5% | 0% | 0% | 1 | 0% | 0% | 1 |  |  |  |  | 0% | [5 empty] | 0% | 0% | 0% | 1 | 2% | 0% | 0% | 1 | 23% | 0% | 0% | 1 | 56% | 0% | 0% | 2 | 57% | 0% | 0% | 2 | 0% | 0% | 0% | 1 | 5% | 0% | 0% | 1 | 0% | 0% | 1 |  |  |  |  | 0% | [5 empty] | 0% | 0% | 0% | 1 | 10% | 0% | 0% | 1 | 41% | 0% | 0% | 1 | 67% | 0% | 0% | 2 | 67% | 0% | 0% | 2 | 0% | 0% | 0% | 1 | 8% | 0% | 0% | 1
446 | Cove Road | 0 | 0 | 0 | 0% | 0% | 1 |  |  |  |  | 0% | [5 empty] | 93% | 4% | 97% | 5 | 60% | 0% | 0% | 2 | 17% | 0% | 0% | 1 | 18% | 0% | 0% | 1 | 77% | 0% | 0% | 3 | 43% | 0% | 0% | 1 | 1% | 0% | 0% | 1 | 0% | 0% | 1 |  |  |  |  | 0% | [5 empty] | 78% | 11% | 89% | 5 | 60% | 0% | 0% | 2 | 18% | 0% | 0% | 1 | 20% | 0% | 0% | 1 | 78% | 0% | 0% | 3 | 49% | 0% | 0% | 1 | 1% | 0% | 0% | 1 | 0% | 0% | 1 |  |  |  |  | 0% | [5 empty] | 70% | 15% | 85% | 5 | 49% | 0% | 0% | 1 | 21% | 0% | 0% | 1 | 19% | 0% | 0% | 1 | 70% | 0% | 0% | 3 | 52% | 0% | 0% | 2 | 1% | 0% | 0% | 1 | 0% | 0% | 1 |  |  |  |  | 0% | [5 empty] | 55% | 23% | 78% | 5 | 35% | 0% | 0% | 1 | 21% | 0% | 0% | 1 | 21% | 0% | 0% | 1 | 57% | 0% | 0% | 2 | 55% | 0% | 0% | 2 | 1% | 0% | 0% | 1
447 | Gold Hill | 0 | 0 | 10 | 0% | 0% | 1 |  |  |  |  | 0% | [5 empty] | 0% | 0% | 0% | 1 | 0% | 0% | 0% | 1 | 0% | 0% | 0% | 1 | 0% | 0% | 0% | 1 | 0% | 0% | 0% | 1 | 0% | 0% | 0% | 1 | 0% | 0% | 0% | 1 | 0% | 0% | 1 |  |  |  |  | 0% | [5 empty] | 0% | 0% | 0% | 1 | 0% | 0% | 0% | 1 | 0% | 0% | 0% | 1 | 0% | 0% | 0% | 1 | 0% | 0% | 0% | 1 | 0% | 0% | 0% | 1 | 0% | 0% | 0% | 1 | 0% | 0% | 1 |  |  |  |  | 0% | [5 empty] | 0% | 0% | 0% | 1 | 0% | 0% | 0% | 1 | 0% | 0% | 0% | 1 | 0% | 0% | 0% | 1 | 0% | 0% | 0% | 1 | 0% | 0% | 0% | 1 | 0% | 0% | 0% | 1 | 0% | 0% | 1 |  |  |  |  | 0% | [5 empty] | 0% | 0% | 0% | 1 | 0% | 0% | 0% | 1 | 0% | 0% | 0% | 1 | 0% | 0% | 0% | 1 | 0% | 0% | 0% | 1 | 0% | 0% | 0% | 1 | 0% | 0% | 0% | 1
448 | Control | 0 | 0 | 0 | 0% | 0% | 1 |  |  |  |  | 0% | [5 empty] | 0% | 0% | 0% | 1 | 0% | 0% | 0% | 1 | 0% | 0% | 0% | 1 | 37% | 0% | 0% | 1 | 37% | 0% | 0% | 1 | 90% | 0% | 0% | 4 | 20% | 0% | 0% | 1 | 0% | 0% | 1 |  |  |  |  | 0% | [5 empty] | 0% | 0% | 0% | 1 | 0% | 0% | 0% | 1 | 0% | 0% | 0% | 1 | 54% | 0% | 0% | 2 | 54% | 0% | 0% | 2 | 93% | 0% | 0% | 4 | 26% | 0% | 0% | 1 | 0% | 0% | 1 |  |  |  |  | 26% | [5 empty] | 2% | 0% | 2% | 1 | 0% | 0% | 0% | 1 | 18% | 0% | 0% | 1 | 50% | 0% | 0% | 2 | 59% | 0% | 0% | 2 | 93% | 0% | 0% | 4 | 20% | 0% | 0% | 1 | 0% | 0% | 1 |  |  |  |  | 26% | [5 empty] | 3% | 0% | 3% | 1 | 0% | 0% | 0% | 1 | 63% | 0% | 0% | 2 | 14% | 0% | 0% | 1 | 75% | 0% | 0% | 3 | 92% | 0% | 0% | 4 | 7% | 0% | 0% | 1
449 | Lambie | 0 | 0 | 0 | 0% | 0% | 1 |  |  |  |  | 17% | [5 empty] | 61% | 0% | 61% | 3 | 20% | 0% | 0% | 1 | 44% | 0% | 0% | 1 | 43% | 0% | 0% | 1 | 63% | 0% | 0% | 2 | 8% | 0% | 0% | 1 | 34% | 0% | 0% | 1 | 0% | 0% | 1 |  |  |  |  | 28% | [5 empty] | 38% | 0% | 38% | 2 | 18% | 0% | 0% | 1 | 33% | 0% | 0% | 1 | 29% | 0% | 0% | 1 | 47% | 0% | 0% | 1 | 5% | 0% | 0% | 1 | 30% | 0% | 0% | 1 | 0% | 0% | 1 |  |  |  |  | 0% | [5 empty] | 40% | 0% | 40% | 2 | 23% | 0% | 0% | 1 | 32% | 0% | 0% | 1 | 31% | 0% | 0% | 1 | 52% | 0% | 0% | 2 | 11% | 0% | 0% | 1 | 25% | 0% | 0% | 1 | 0% | 0% | 1 |  |  |  |  | 0% | [5 empty] | 48% | 0% | 48% | 2 | 31% | 0% | 0% | 1 | 32% | 0% | 0% | 1 | 31% | 0% | 0% | 1 | 58% | 0% | 0% | 2 | 18% | 0% | 0% | 1 | 21% | 0% | 0% | 1
450 | Summit | 220 | 8800 | 30 | 785% | 58.58% | 5 |  |  |  |  | 0% | [5 empty] | 8% | 0% | 8% | 1 | 6% | 65.57% | 0% | 3 | 16% | 73.67% | 0% | 3 | 67% | 187.4% | 43.05% | 5 | 69% | 199.9% | 44.75% | 5 | 63% | 165.3% | 39.04% | 5 | 8% | 67.41% | 0% | 3 | 212.7% | 24.56% | 5 |  |  |  |  | 0% | [5 empty] | 11% | 0% | 11% | 1 | 13% | 43.67% | 0% | 2 | 18% | 46.19% | 0% | 2 | 54% | 82.55% | 0% | 4 | 62% | 99.93% | 0% | 4 | 55% | 84.24% | 0% | 4 | 7% | 40.85% | 0% | 2 | 99.24% | 0% | 4 |  |  |  |  | 0% | [5 empty] | 16% | 4% | 20% | 2 | 21% | 28.77% | 0% | 2 | 11% | 25.69% | 0% | 2 | 33% | 34.34% | 0% | 2 | 51% | 46.52% | 0% | 2 | 52% | 47.19% | 0% | 2 | 6% | 24.42% | 0% | 2 | 74.44% | 0% | 3 |  |  |  |  | 0% | [5 empty] | 18% | 10% | 28% | 3 | 25% | 20.01% | 0% | 2 | 12% | 16.97% | 0% | 1 | 29% | 21.22% | 0% | 2 | 52% | 31.3% | 0% | 2 | 57% | 34.92% | 0% | 2 | 7% | 16.11% | 0% | 1
451 | Pauda | 0 | 0 | 0 | 0% | 0% | 1 |  |  |  |  | 0% | [5 empty] | 0% | 100% | 100% | 5 | 100% | 0% | 0% | 5 | 0% | 0% | 0% | 1 | 14% | 0% | 0% | 1 | 100% | 0% | 0% | 5 | 66% | 0% | 0% | 2 | 0% | 0% | 0% | 1 | 0% | 0% | 1 |  |  |  |  | 0% | [5 empty] | 21% | 78% | 99% | 5 | 100% | 0% | 0% | 5 | 45% | 0% | 0% | 1 | 21% | 0% | 0% | 1 | 100% | 0% | 0% | 5 | 57% | 0% | 0% | 2 | 0% | 0% | 0% | 1 | 0% | 0% | 1 |  |  |  |  | 0% | [5 empty] | 43% | 42% | 85% | 5 | 57% | 0% | 0% | 2 | 67% | 0% | 0% | 2 | 67% | 0% | 0% | 2 | 98% | 0% | 0% | 5 | 39% | 0% | 0% | 1 | 0% | 0% | 0% | 1 | 0% | 0% | 1 |  |  |  |  | 0% | [5 empty] | 39% | 31% | 70% | 5 | 56% | 0% | 0% | 2 | 54% | 0% | 0% | 2 | 55% | 0% | 0% | 2 | 91% | 0% | 0% | 4 | 50% | 0% | 0% | 2 | 1% | 0% | 0% | 1
452 | Ocotillo Express | 130 | 5200 | 30 | 455.7% | 43.57% | 5 |  |  |  |  | 0% | [5 empty] | 0% | 0% | 0% | 1 | 51% | 101.7% | 1.646% | 4 | 4% | 51.7% | 0% | 3 | 8% | 54.05% | 0% | 3 | 59% | 121.6% | 14.96% | 5 | 70% | 163.3% | 27.72% | 5 | 0% | 49.73% | 0% | 2 | 180.6% | 9.158% | 4 |  |  |  |  | 0% | [5 empty] | 24% | 0% | 24% | 2 | 20% | 23.13% | 0% | 2 | 17% | 22.25% | 0% | 2 | 24% | 24.12% | 0% | 2 | 46% | 34.34% | 0% | 2 | 63% | 50.25% | 0% | 3 | 1% | 18.57% | 0% | 1 | 38.02% | 0% | 2 |  |  |  |  | 0% | [5 empty] | 30% | 23% | 53% | 4 | 15% | 11.08% | 0% | 1 | 9% | 10.37% | 0% | 1 | 23% | 12.23% | 0% | 1 | 39% | 15.47% | 0% | 1 | 48% | 18.19% | 0% | 1 | 3% | 9.694% | 0% | 1 | 32.28% | 0% | 2 |  |  |  |  | 0% | [5 empty] | 20% | 22% | 42% | 4 | 12% | 7.134% | 0% | 1 | 10% | 6.981% | 0% | 1 | 21% | 7.921% | 0% | 1 | 34% | 9.482% | 0% | 1 | 58% | 14.95% | 0% | 2 | 2% | 6.416% | 0% | 1
453 | Corcoran | 0 | 0 | 0 | 0% | 0% | 1 |  |  |  |  | 0% | [5 empty] | 0% | 0% | 0% | 1 | 0% | 0% | 0% | 1 | 0% | 0% | 0% | 1 | 0% | 0% | 0% | 1 | 0% | 0% | 0% | 1 | 0% | 0% | 0% | 1 | 0% | 0% | 0% | 1 | 0% | 0% | 1 |  |  |  |  | 0% | [5 empty] | 0% | 0% | 0% | 1 | 0% | 0% | 0% | 1 | 0% | 0% | 0% | 1 | 0% | 0% | 0% | 1 | 0% | 0% | 0% | 1 | 0% | 0% | 0% | 1 | 0% | 0% | 0% | 1 | 0% | 0% | 1 |  |  |  |  | 0% | [5 empty] | 0% | 0% | 0% | 1 | 0% | 0% | 0% | 1 | 0% | 0% | 0% | 1 | 0% | 0% | 0% | 1 | 0% | 0% | 0% | 1 | 0% | 0% | 0% | 1 | 0% | 0% | 0% | 1 | 0% | 0% | 1 |  |  |  |  | 0% | [5 empty] | 0% | 0% | 0% | 1 | 0% | 0% | 0% | 1 | 0% | 0% | 0% | 1 | 0% | 0% | 0% | 1 | 0% | 0% | 0% | 1 | 0% | 0% | 0% | 1 | 0% | 0% | 0% | 1
454 | Penasquitos | 0 | 0 | 10 | 0% | 0% | 1 |  |  |  |  | 0% | [5 empty] | 0% | 0% | 0% | 1 | 0% | 0% | 0% | 1 | 27% | 0% | 0% | 1 | 60% | 0% | 0% | 2 | 60% | 0% | 0% | 2 | 0% | 0% | 0% | 1 | 3% | 0% | 0% | 1 | 0% | 0% | 1 |  |  |  |  | 0% | [5 empty] | 0% | 0% | 0% | 1 | 0% | 0% | 0% | 1 | 21% | 0% | 0% | 1 | 41% | 0% | 0% | 1 | 41% | 0% | 0% | 1 | 0% | 0% | 0% | 1 | 1% | 0% | 0% | 1 | 0% | 0% | 1 |  |  |  |  | 0% | [5 empty] | 0% | 0% | 0% | 1 | 3% | 0% | 0% | 1 | 21% | 0% | 0% | 1 | 53% | 0% | 0% | 2 | 54% | 0% | 0% | 2 | 0% | 0% | 0% | 1 | 5% | 0% | 0% | 1 | 0% | 0% | 1 |  |  |  |  | 0% | [5 empty] | 0% | 0% | 0% | 1 | 8% | 0% | 0% | 1 | 44% | 0% | 0% | 1 | 68% | 0% | 0% | 2 | 69% | 0% | 0% | 2 | 0% | 0% | 0% | 1 | 9% | 0% | 0% | 1
455 | Sonora | 0 | 0 | 0 | 0% | 0% | 1 |  |  |  |  | 0% | [5 empty] | 0% | 0% | 0% | 1 | 66% | 0% | 0% | 2 | 32% | 0% | 0% | 1 | 62% | 0% | 0% | 2 | 85% | 0% | 0% | 3 | 74% | 0% | 0% | 3 | 26% | 0% | 0% | 1 | 0% | 0% | 1 |  |  |  |  | 0% | [5 empty] | 0% | 0% | 0% | 1 | 26% | 0% | 0% | 1 | 22% | 0% | 0% | 1 | 43% | 0% | 0% | 1 | 55% | 0% | 0% | 2 | 37% | 0% | 0% | 1 | 9% | 0% | 0% | 1 | 0% | 0% | 1 |  |  |  |  | 0% | [5 empty] | 0% | 0% | 0% | 1 | 20% | 0% | 0% | 1 | 9% | 0% | 0% | 1 | 18% | 0% | 0% | 1 | 34% | 0% | 0% | 1 | 51% | 0% | 0% | 2 | 3% | 0% | 0% | 1 | 0% | 0% | 1 |  |  |  |  | 0% | [5 empty] | 0% | 0% | 0% | 1 | 24% | 0% | 0% | 1 | 5% | 0% | 0% | 1 | 10% | 0% | 0% | 1 | 32% | 0% | 0% | 1 | 55% | 0% | 0% | 2 | 3% | 0% | 0% | 1
456 | Tranquility | 0 | 0 | 0 | 0% | 0% | 1 |  |  |  |  | 0% | [5 empty] | 0% | 0% | 0% | 1 | 0% | 0% | 0% | 1 | 0% | 0% | 0% | 1 | 0% | 0% | 0% | 1 | 0% | 0% | 0% | 1 | 0% | 0% | 0% | 1 | 0% | 0% | 0% | 1 | 0% | 0% | 1 |  |  |  |  | 0% | [5 empty] | 0% | 0% | 0% | 1 | 0% | 0% | 0% | 1 | 0% | 0% | 0% | 1 | 0% | 0% | 0% | 1 | 0% | 0% | 0% | 1 | 0% | 0% | 0% | 1 | 0% | 0% | 0% | 1 | 0% | 0% | 1 |  |  |  |  | 0% | [5 empty] | 0% | 100% | 100% | 5 | 100% | 0% | 0% | 5 | 0% | 0% | 0% | 1 | 0% | 0% | 0% | 1 | 100% | 0% | 0% | 5 | 100% | 0% | 0% | 5 | 0% | 0% | 0% | 1 | 0% | 0% | 1 |  |  |  |  | 0% | [5 empty] | 28% | 69% | 97% | 5 | 90% | 0% | 0% | 4 | 10% | 0% | 0% | 1 | 14% | 0% | 0% | 1 | 100% | 0% | 0% | 5 | 91% | 0% | 0% | 4 | 0% | 0% | 0% | 1
457 | Manning | 0 | 0 | 0 | 0% | 0% | 1 |  |  |  |  | 0% | [5 empty] | 0% | 0% | 0% | 1 | 0% | 0% | 0% | 1 | 0% | 0% | 0% | 1 | 0% | 0% | 0% | 1 | 0% | 0% | 0% | 1 | 0% | 0% | 0% | 1 | 0% | 0% | 0% | 1 | 0% | 0% | 1 |  |  |  |  | 0% | [5 empty] | 0% | 0% | 0% | 1 | 0% | 0% | 0% | 1 | 0% | 0% | 0% | 1 | 0% | 0% | 0% | 1 | 0% | 0% | 0% | 1 | 0% | 0% | 0% | 1 | 0% | 0% | 0% | 1 | 0% | 0% | 1 |  |  |  |  | 0% | [5 empty] | 10% | 90% | 100% | 5 | 89% | 0% | 0% | 3 | 11% | 0% | 0% | 1 | 16% | 0% | 0% | 1 | 100% | 0% | 0% | 5 | 100% | 0% | 0% | 5 | 0% | 0% | 0% | 1 | 0% | 0% | 1 |  |  |  |  | 0% | [5 empty] | 28% | 71% | 99% | 5 | 81% | 0% | 0% | 3 | 8% | 0% | 0% | 1 | 21% | 0% | 0% | 1 | 91% | 0% | 0% | 4 | 98% | 0% | 0% | 5 | 0% | 0% | 0% | 1
458 | Rerc | 0 | 0 | 0 | 0% | 0% | 1 |  |  |  |  | 0% | [5 empty] | 0% | 0% | 0% | 1 | 0% | 0% | 0% | 1 | 0% | 0% | 0% | 1 | 0% | 0% | 0% | 1 | 0% | 0% | 0% | 1 | 0% | 0% | 0% | 1 | 0% | 0% | 0% | 1 | 0% | 0% | 1 |  |  |  |  | 0% | [5 empty] | 0% | 0% | 0% | 1 | 0% | 0% | 0% | 1 | 0% | 0% | 0% | 1 | 0% | 0% | 0% | 1 | 0% | 0% | 0% | 1 | 0% | 0% | 0% | 1 | 0% | 0% | 0% | 1 | 0% | 0% | 1 |  |  |  |  | 0% | [5 empty] | 4% | 95% | 99% | 5 | 100% | 0% | 0% | 5 | 48% | 0% | 0% | 1 | 27% | 0% | 0% | 1 | 100% | 0% | 0% | 5 | 48% | 0% | 0% | 1 | 0% | 0% | 0% | 1 | 0% | 0% | 1 |  |  |  |  | 0% | [5 empty] | 46% | 39% | 85% | 5 | 63% | 0% | 0% | 2 | 56% | 0% | 0% | 2 | 57% | 0% | 0% | 2 | 98% | 0% | 0% | 5 | 51% | 0% | 0% | 2 | 1% | 0% | 0% | 1
459 | Valley Center | 0 | 0 | 0 | 0% | 0% | 1 |  |  |  |  | 0% | [5 empty] | 0% | 0% | 0% | 1 | 0% | 0% | 0% | 1 | 0% | 0% | 0% | 1 | 0% | 0% | 0% | 1 | 0% | 0% | 0% | 1 | 0% | 0% | 0% | 1 | 0% | 0% | 0% | 1 | 0% | 0% | 1 |  |  |  |  | 0% | [5 empty] | 0% | 0% | 0% | 1 | 0% | 0% | 0% | 1 | 0% | 0% | 0% | 1 | 0% | 0% | 0% | 1 | 0% | 0% | 0% | 1 | 0% | 0% | 0% | 1 | 0% | 0% | 0% | 1 | 0% | 0% | 1 |  |  |  |  | 0% | [5 empty] | 0% | 0% | 0% | 1 | 0% | 0% | 0% | 1 | 82% | 0% | 0% | 3 | 82% | 0% | 0% | 3 | 82% | 0% | 0% | 3 | 0% | 0% | 0% | 1 | 4% | 0% | 0% | 1 | 0% | 0% | 1 |  |  |  |  | 0% | [5 empty] | 12% | 83% | 95% | 5 | 39% | 0% | 0% | 1 | 15% | 0% | 0% | 1 | 42% | 0% | 0% | 1 | 54% | 0% | 0% | 2 | 52% | 0% | 0% | 2 | 8% | 0% | 0% | 1
460 | Bannister | 0 | 0 | 0 | 0% | 0% | 1 |  |  |  |  | 0% | [5 empty] | 0% | 0% | 0% | 1 | 0% | 0% | 0% | 1 | 15% | 0% | 0% | 1 | 24% | 0% | 0% | 1 | 24% | 0% | 0% | 1 | 1% | 0% | 0% | 1 | 1% | 0% | 0% | 1 | 0% | 0% | 1 |  |  |  |  | 0% | [5 empty] | 0% | 0% | 0% | 1 | 5% | 0% | 0% | 1 | 13% | 0% | 0% | 1 | 26% | 0% | 0% | 1 | 26% | 0% | 0% | 1 | 25% | 0% | 0% | 1 | 5% | 0% | 0% | 1 | 0% | 0% | 1 |  |  |  |  | 0% | [5 empty] | 0% | 0% | 0% | 1 | 8% | 0% | 0% | 1 | 8% | 0% | 0% | 1 | 17% | 0% | 0% | 1 | 22% | 0% | 0% | 1 | 46% | 0% | 0% | 1 | 4% | 0% | 0% | 1 | 0% | 0% | 1 |  |  |  |  | 0% | [5 empty] | 0% | 0% | 0% | 1 | 14% | 0% | 0% | 1 | 5% | 0% | 0% | 1 | 10% | 0% | 0% | 1 | 22% | 0% | 0% | 1 | 63% | 0% | 0% | 2 | 4% | 0% | 0% | 1
461 | Talega | 0 | 0 | 0 | 0% | 0% | 1 |  |  |  |  | 0% | [5 empty] | 1% | 0% | 1% | 1 | 0% | 0% | 0% | 1 | 27% | 0% | 0% | 1 | 51% | 0% | 0% | 2 | 51% | 0% | 0% | 2 | 0% | 0% | 0% | 1 | 0% | 0% | 0% | 1 | 0% | 0% | 1 |  |  |  |  | 0% | [5 empty] | 3% | 0% | 3% | 1 | 0% | 0% | 0% | 1 | 37% | 0% | 0% | 1 | 56% | 0% | 0% | 2 | 56% | 0% | 0% | 2 | 0% | 0% | 0% | 1 | 0% | 0% | 0% | 1 | 0% | 0% | 1 |  |  |  |  | 0% | [5 empty] | 1% | 0% | 1% | 1 | 8% | 0% | 0% | 1 | 60% | 0% | 0% | 2 | 69% | 0% | 0% | 2 | 71% | 0% | 0% | 3 | 0% | 0% | 0% | 1 | 12% | 0% | 0% | 1 | 0% | 0% | 1 |  |  |  |  | 0% | [5 empty] | 1% | 0% | 1% | 1 | 8% | 0% | 0% | 1 | 44% | 0% | 0% | 1 | 77% | 0% | 0% | 3 | 79% | 0% | 0% | 3 | 0% | 0% | 0% | 1 | 11% | 0% | 0% | 1
462 | Arkansas | 0 | 0 | 0 | 0% | 0% | 1 |  |  |  |  | 0% | [5 empty] | 0% | 0% | 0% | 1 | 63% | 0% | 0% | 2 | 35% | 0% | 0% | 1 | 77% | 0% | 0% | 3 | 81% | 0% | 0% | 3 | 73% | 0% | 0% | 3 | 31% | 0% | 0% | 1 | 0% | 0% | 1 |  |  |  |  | 0% | [5 empty] | 0% | 0% | 0% | 1 | 30% | 0% | 0% | 1 | 16% | 0% | 0% | 1 | 36% | 0% | 0% | 1 | 53% | 0% | 0% | 2 | 49% | 0% | 0% | 1 | 9% | 0% | 0% | 1 | 0% | 0% | 1 |  |  |  |  | 1% | [5 empty] | 0% | 0% | 0% | 1 | 21% | 0% | 0% | 1 | 8% | 0% | 0% | 1 | 16% | 0% | 0% | 1 | 33% | 0% | 0% | 1 | 51% | 0% | 0% | 2 | 4% | 0% | 0% | 1 | 0% | 0% | 1 |  |  |  |  | 1% | [5 empty] | 0% | 0% | 0% | 1 | 22% | 0% | 0% | 1 | 5% | 0% | 0% | 1 | 10% | 0% | 0% | 1 | 30% | 0% | 0% | 1 | 57% | 0% | 0% | 2 | 3% | 0% | 0% | 1
463 | Bailey | 0 | 0 | 0 | 0% | 0% | 1 |  |  |  |  | 2% | [5 empty] | 51% | 31% | 82% | 5 | 53% | 0% | 0% | 2 | 60% | 0% | 0% | 2 | 51% | 0% | 0% | 2 | 93% | 0% | 0% | 4 | 54% | 0% | 0% | 2 | 2% | 0% | 0% | 1 | 0% | 0% | 1 |  |  |  |  | 2% | [5 empty] | 36% | 24% | 60% | 4 | 49% | 0% | 0% | 1 | 56% | 0% | 0% | 2 | 39% | 0% | 0% | 1 | 85% | 0% | 0% | 3 | 43% | 0% | 0% | 1 | 1% | 0% | 0% | 1 | 0% | 0% | 1 |  |  |  |  | 3% | [5 empty] | 28% | 16% | 44% | 3 | 45% | 0% | 0% | 1 | 43% | 0% | 0% | 1 | 30% | 0% | 0% | 1 | 72% | 0% | 0% | 3 | 38% | 0% | 0% | 1 | 1% | 0% | 0% | 1 | 0% | 0% | 1 |  |  |  |  | 3% | [5 empty] | 25% | 17% | 42% | 3 | 37% | 0% | 0% | 1 | 41% | 0% | 0% | 1 | 32% | 0% | 0% | 1 | 68% | 0% | 0% | 2 | 37% | 0% | 0% | 1 | 1% | 0% | 0% | 1
464 | Kasson | 0 | 0 | 0 | 0% | 0% | 1 |  |  |  |  | 0% | [5 empty] | 93% | 0% | 93% | 5 | 93% | 0% | 0% | 4 | 100% | 0% | 0% | 5 | 100% | 0% | 0% | 5 | 100% | 0% | 0% | 5 | 93% | 0% | 0% | 4 | 0% | 0% | 0% | 1 | 0% | 0% | 1 |  |  |  |  | 5% | [5 empty] | 86% | 2% | 88% | 5 | 88% | 0% | 0% | 3 | 95% | 0% | 0% | 5 | 95% | 0% | 0% | 5 | 100% | 0% | 0% | 5 | 45% | 0% | 0% | 1 | 3% | 0% | 0% | 1 | 0% | 0% | 1 |  |  |  |  | 0% | [5 empty] | 82% | 10% | 92% | 5 | 91% | 0% | 0% | 4 | 77% | 0% | 0% | 3 | 87% | 0% | 0% | 3 | 100% | 0% | 0% | 5 | 50% | 0% | 0% | 2 | 3% | 0% | 0% | 1 | 0% | 0% | 1 |  |  |  |  | 0% | [5 empty] | 67% | 12% | 79% | 5 | 75% | 0% | 0% | 3 | 74% | 0% | 0% | 3 | 82% | 0% | 0% | 3 | 95% | 0% | 0% | 5 | 47% | 0% | 0% | 1 | 4% | 0% | 0% | 1
465 | Bellota | 0 | 0 | 15 | 0% | 0% | 1 |  |  |  |  | 0% | [5 empty] | 0% | 0% | 0% | 1 | 0% | 0% | 0% | 1 | 0% | 0% | 0% | 1 | 0% | 0% | 0% | 1 | 0% | 0% | 0% | 1 | 0% | 0% | 0% | 1 | 0% | 0% | 0% | 1 | 0% | 0% | 1 |  |  |  |  | 0% | [5 empty] | 0% | 0% | 0% | 1 | 0% | 0% | 0% | 1 | 0% | 0% | 0% | 1 | 0% | 0% | 0% | 1 | 0% | 0% | 0% | 1 | 0% | 0% | 0% | 1 | 0% | 0% | 0% | 1 | 0% | 0% | 1 |  |  |  |  | 0% | [5 empty] | 0% | 0% | 0% | 1 | 0% | 0% | 0% | 1 | 0% | 0% | 0% | 1 | 0% | 0% | 0% | 1 | 0% | 0% | 0% | 1 | 0% | 0% | 0% | 1 | 0% | 0% | 0% | 1 | 0% | 0% | 1 |  |  |  |  | 0% | [5 empty] | 0% | 0% | 0% | 1 | 5% | 0% | 0% | 1 | 0% | 0% | 0% | 1 | 0% | 0% | 0% | 1 | 5% | 0% | 0% | 1 | 0% | 0% | 0% | 1 | 5% | 0% | 0% | 1
466 | Geysers Tap 12 | 0 | 0 | 0 | 0% | 0% | 1 |  |  |  |  | 0% | [5 empty] | 54% | 30% | 84% | 5 | 92% | 0% | 0% | 4 | 62% | 0% | 0% | 2 | 81% | 0% | 0% | 3 | 100% | 0% | 0% | 5 | 41% | 0% | 0% | 1 | 0% | 0% | 0% | 1 | 0% | 0% | 1 |  |  |  |  | 0% | [5 empty] | 46% | 41% | 87% | 5 | 93% | 0% | 0% | 4 | 50% | 0% | 0% | 2 | 68% | 0% | 0% | 2 | 100% | 0% | 0% | 5 | 36% | 0% | 0% | 1 | 0% | 0% | 0% | 1 | 0% | 0% | 1 |  |  |  |  | 2% | [5 empty] | 27% | 57% | 84% | 5 | 90% | 0% | 0% | 4 | 37% | 0% | 0% | 1 | 76% | 0% | 0% | 3 | 98% | 0% | 0% | 5 | 49% | 0% | 0% | 1 | 1% | 0% | 0% | 1 | 0% | 0% | 1 |  |  |  |  | 2% | [5 empty] | 33% | 54% | 87% | 5 | 70% | 0% | 0% | 3 | 25% | 0% | 0% | 1 | 48% | 0% | 0% | 1 | 82% | 0% | 0% | 3 | 74% | 0% | 0% | 3 | 1% | 0% | 0% | 1
467 | Paul Sweet | 0 | 0 | 0 | 0% | 0% | 1 |  |  |  |  | 5% | [5 empty] | 0% | 0% | 0% | 1 | 0% | 0% | 0% | 1 | 26% | 0% | 0% | 1 | 38% | 0% | 0% | 1 | 38% | 0% | 0% | 1 | 0% | 0% | 0% | 1 | 0% | 0% | 0% | 1 | 0% | 0% | 1 |  |  |  |  | 3% | [5 empty] | 28% | 0% | 28% | 2 | 39% | 0% | 0% | 1 | 24% | 0% | 0% | 1 | 34% | 0% | 0% | 1 | 68% | 0% | 0% | 2 | 15% | 0% | 0% | 1 | 4% | 0% | 0% | 1 | 0% | 0% | 1 |  |  |  |  | 0% | [5 empty] | 15% | 0% | 15% | 1 | 29% | 0% | 0% | 1 | 39% | 0% | 0% | 1 | 48% | 0% | 0% | 1 | 69% | 0% | 0% | 2 | 8% | 0% | 0% | 1 | 14% | 0% | 0% | 1 | 0% | 0% | 1 |  |  |  |  | 0% | [5 empty] | 9% | 0% | 9% | 1 | 19% | 0% | 0% | 1 | 46% | 0% | 0% | 1 | 52% | 0% | 0% | 2 | 67% | 0% | 0% | 2 | 5% | 0% | 0% | 1 | 9% | 0% | 0% | 1
468 | Carquinez | 0 | 0 | 0 | 0% | 0% | 1 |  |  |  |  | 0% | [5 empty] | 60% | 0% | 60% | 3 | 36% | 0% | 0% | 1 | 38% | 0% | 0% | 1 | 34% | 0% | 0% | 1 | 81% | 0% | 0% | 3 | 34% | 0% | 0% | 1 | 11% | 0% | 0% | 1 | 0% | 0% | 1 |  |  |  |  | 0% | [5 empty] | 56% | 0% | 56% | 3 | 53% | 0% | 0% | 2 | 33% | 0% | 0% | 1 | 28% | 0% | 0% | 1 | 84% | 0% | 0% | 3 | 38% | 0% | 0% | 1 | 22% | 0% | 0% | 1 | 0% | 0% | 1 |  |  |  |  | 0% | [5 empty] | 50% | 0% | 50% | 3 | 59% | 0% | 0% | 2 | 36% | 0% | 0% | 1 | 29% | 0% | 0% | 1 | 86% | 0% | 0% | 3 | 38% | 0% | 0% | 1 | 29% | 0% | 0% | 1 | 0% | 0% | 1 |  |  |  |  | 0% | [5 empty] | 64% | 0% | 64% | 3 | 40% | 0% | 0% | 1 | 47% | 0% | 0% | 1 | 45% | 0% | 0% | 1 | 75% | 0% | 0% | 3 | 29% | 0% | 0% | 1 | 29% | 0% | 0% | 1
469 | El Centro | 0 | 0 | 0 | 0% | 0% | 1 |  |  |  |  | 1% | [5 empty] | 0% | 0% | 0% | 1 | 74% | 0% | 0% | 3 | 0% | 0% | 0% | 1 | 0% | 0% | 0% | 1 | 74% | 0% | 0% | 3 | 35% | 0% | 0% | 1 | 8% | 0% | 0% | 1 | 0% | 0% | 1 |  |  |  |  | 1% | [5 empty] | 0% | 0% | 0% | 1 | 30% | 0% | 0% | 1 | 3% | 0% | 0% | 1 | 3% | 0% | 0% | 1 | 33% | 0% | 0% | 1 | 43% | 0% | 0% | 1 | 10% | 0% | 0% | 1 | 0% | 0% | 1 |  |  |  |  | 0% | [5 empty] | 0% | 0% | 0% | 1 | 11% | 0% | 0% | 1 | 9% | 0% | 0% | 1 | 10% | 0% | 0% | 1 | 21% | 0% | 0% | 1 | 69% | 0% | 0% | 2 | 4% | 0% | 0% | 1 | 0% | 0% | 1 |  |  |  |  | 0% | [5 empty] | 0% | 0% | 0% | 1 | 26% | 0% | 0% | 1 | 12% | 0% | 0% | 1 | 14% | 0% | 0% | 1 | 38% | 0% | 0% | 1 | 78% | 0% | 0% | 3 | 4% | 0% | 0% | 1
470 | Riverbank | 0 | 0 | 0 | 0% | 0% | 1 |  |  |  |  | 0% | [5 empty] | 0% | 0% | 0% | 1 | 0% | 0% | 0% | 1 | 0% | 0% | 0% | 1 | 0% | 0% | 0% | 1 | 0% | 0% | 0% | 1 | 0% | 0% | 0% | 1 | 0% | 0% | 0% | 1 | 0% | 0% | 1 |  |  |  |  | 0% | [5 empty] | 0% | 0% | 0% | 1 | 0% | 0% | 0% | 1 | 0% | 0% | 0% | 1 | 0% | 0% | 0% | 1 | 0% | 0% | 0% | 1 | 0% | 0% | 0% | 1 | 0% | 0% | 0% | 1 | 0% | 0% | 1 |  |  |  |  | 0% | [5 empty] | 0% | 0% | 0% | 1 | 0% | 0% | 0% | 1 | 0% | 0% | 0% | 1 | 0% | 0% | 0% | 1 | 0% | 0% | 0% | 1 | 0% | 0% | 0% | 1 | 0% | 0% | 0% | 1 | 0% | 0% | 1 |  |  |  |  | 0% | [5 empty] | 77% | 23% | 100% | 5 | 100% | 0% | 0% | 5 | 16% | 0% | 0% | 1 | 47% | 0% | 0% | 1 | 100% | 0% | 0% | 5 | 100% | 0% | 0% | 5 | 0% | 0% | 0% | 1
471 | Valley | 0 | 0 | 0 | 0% | 0% | 1 |  |  |  |  | 0% | [5 empty] | 0% | 0% | 0% | 1 | 0% | 0% | 0% | 1 | 0% | 0% | 0% | 1 | 0% | 0% | 0% | 1 | 0% | 0% | 0% | 1 | 0% | 0% | 0% | 1 | 0% | 0% | 0% | 1 | 0% | 0% | 1 |  |  |  |  | 0% | [5 empty] | 0% | 0% | 0% | 1 | 0% | 0% | 0% | 1 | 0% | 0% | 0% | 1 | 0% | 0% | 0% | 1 | 0% | 0% | 0% | 1 | 0% | 0% | 0% | 1 | 0% | 0% | 0% | 1 | 0% | 0% | 1 |  |  |  |  | 0% | [5 empty] | 12% | 88% | 100% | 5 | 1% | 0% | 0% | 1 | 13% | 0% | 0% | 1 | 13% | 0% | 0% | 1 | 13% | 0% | 0% | 1 | 21% | 0% | 0% | 1 | 0% | 0% | 0% | 1 | 0% | 0% | 1 |  |  |  |  | 0% | [5 empty] | 53% | 41% | 94% | 5 | 37% | 0% | 0% | 1 | 42% | 0% | 0% | 1 | 59% | 0% | 0% | 2 | 66% | 0% | 0% | 2 | 54% | 0% | 0% | 2 | 1% | 0% | 0% | 1
472 | Madera | 0 | 0 | 0 | 0% | 0% | 1 |  |  |  |  | 0% | [5 empty] | 0% | 0% | 0% | 1 | 0% | 0% | 0% | 1 | 0% | 0% | 0% | 1 | 0% | 0% | 0% | 1 | 0% | 0% | 0% | 1 | 0% | 0% | 0% | 1 | 0% | 0% | 0% | 1 | 0% | 0% | 1 |  |  |  |  | 0% | [5 empty] | 0% | 0% | 0% | 1 | 0% | 0% | 0% | 1 | 0% | 0% | 0% | 1 | 0% | 0% | 0% | 1 | 0% | 0% | 0% | 1 | 0% | 0% | 0% | 1 | 0% | 0% | 0% | 1 | 0% | 0% | 1 |  |  |  |  | 0% | [5 empty] | 0% | 0% | 0% | 1 | 0% | 0% | 0% | 1 | 0% | 0% | 0% | 1 | 0% | 0% | 0% | 1 | 0% | 0% | 0% | 1 | 0% | 0% | 0% | 1 | 0% | 0% | 0% | 1 | 0% | 0% | 1 |  |  |  |  | 0% | [5 empty] | 0% | 0% | 0% | 1 | 0% | 0% | 0% | 1 | 0% | 0% | 0% | 1 | 0% | 0% | 0% | 1 | 0% | 0% | 0% | 1 | 0% | 0% | 0% | 1 | 0% | 0% | 0% | 1
473 | Rio Bravo | 0 | 0 | 0 | 0% | 0% | 1 |  |  |  |  | 0% | [5 empty] | 0% | 0% | 0% | 1 | 0% | 0% | 0% | 1 | 0% | 0% | 0% | 1 | 0% | 0% | 0% | 1 | 0% | 0% | 0% | 1 | 0% | 0% | 0% | 1 | 0% | 0% | 0% | 1 | 0% | 0% | 1 |  |  |  |  | 0% | [5 empty] | 0% | 0% | 0% | 1 | 0% | 0% | 0% | 1 | 0% | 0% | 0% | 1 | 0% | 0% | 0% | 1 | 0% | 0% | 0% | 1 | 0% | 0% | 0% | 1 | 0% | 0% | 0% | 1 | 0% | 0% | 1 |  |  |  |  | 0% | [5 empty] | 0% | 0% | 0% | 1 | 0% | 0% | 0% | 1 | 0% | 0% | 0% | 1 | 0% | 0% | 0% | 1 | 0% | 0% | 0% | 1 | 0% | 0% | 0% | 1 | 0% | 0% | 0% | 1 | 0% | 0% | 1 |  |  |  |  | 0% | [5 empty] | 0% | 0% | 0% | 1 | 0% | 0% | 0% | 1 | 0% | 0% | 0% | 1 | 0% | 0% | 0% | 1 | 0% | 0% | 0% | 1 | 0% | 0% | 0% | 1 | 0% | 0% | 0% | 1
474 | New Sub - Lugo - Pisgah (Proposed) | 0 | 0 | 15 | 0% | 0% | 1 |  |  |  |  | 0% | [5 empty] | 0% | 0% | 0% | 1 | 11% | 0% | 0% | 1 | 4% | 0% | 0% | 1 | 9% | 0% | 0% | 1 | 20% | 0% | 0% | 1 | 82% | 0% | 0% | 3 | 0% | 0% | 0% | 1 | 0% | 0% | 1 |  |  |  |  | 0% | [5 empty] | 3% | 0% | 3% | 1 | 22% | 0% | 0% | 1 | 5% | 0% | 0% | 1 | 10% | 0% | 0% | 1 | 30% | 0% | 0% | 1 | 77% | 0% | 0% | 3 | 0% | 0% | 0% | 1 | 0% | 0% | 1 |  |  |  |  | 0% | [5 empty] | 4% | 2% | 6% | 2 | 25% | 0% | 0% | 1 | 9% | 0% | 0% | 1 | 14% | 0% | 0% | 1 | 36% | 0% | 0% | 1 | 73% | 0% | 0% | 3 | 0% | 0% | 0% | 1 | 0% | 0% | 1 |  |  |  |  | 0% | [5 empty] | 5% | 4% | 9% | 2 | 28% | 0% | 0% | 1 | 17% | 0% | 0% | 1 | 20% | 0% | 0% | 1 | 43% | 0% | 0% | 1 | 63% | 0% | 0% | 2 | 0% | 0% | 0% | 1
475 | Kern Oil | 0 | 0 | 0 | 0% | 0% | 1 |  |  |  |  | 0% | [5 empty] | 0% | 0% | 0% | 1 | 0% | 0% | 0% | 1 | 0% | 0% | 0% | 1 | 0% | 0% | 0% | 1 | 0% | 0% | 0% | 1 | 0% | 0% | 0% | 1 | 0% | 0% | 0% | 1 | 0% | 0% | 1 |  |  |  |  | 0% | [5 empty] | 0% | 0% | 0% | 1 | 0% | 0% | 0% | 1 | 0% | 0% | 0% | 1 | 0% | 0% | 0% | 1 | 0% | 0% | 0% | 1 | 0% | 0% | 0% | 1 | 0% | 0% | 0% | 1 | 0% | 0% | 1 |  |  |  |  | 0% | [5 empty] | 0% | 0% | 0% | 1 | 0% | 0% | 0% | 1 | 0% | 0% | 0% | 1 | 0% | 0% | 0% | 1 | 0% | 0% | 0% | 1 | 0% | 0% | 0% | 1 | 0% | 0% | 0% | 1 | 0% | 0% | 1 |  |  |  |  | 0% | [5 empty] | 10% | 90% | 100% | 5 | 32% | 0% | 0% | 1 | 26% | 0% | 0% | 1 | 46% | 0% | 0% | 1 | 62% | 0% | 0% | 2 | 67% | 0% | 0% | 2 | 1% | 0% | 0% | 1
476 | IS Tap | 0 | 0 | 0 | 0% | 0% | 1 |  |  |  |  | 0% | [5 empty] | 0% | 0% | 0% | 1 | 0% | 0% | 0% | 1 | 0% | 0% | 0% | 1 | 0% | 0% | 0% | 1 | 0% | 0% | 0% | 1 | 0% | 0% | 0% | 1 | 0% | 0% | 0% | 1 | 0% | 0% | 1 |  |  |  |  | 0% | [5 empty] | 0% | 0% | 0% | 1 | 0% | 0% | 0% | 1 | 0% | 0% | 0% | 1 | 0% | 0% | 0% | 1 | 0% | 0% | 0% | 1 | 0% | 0% | 0% | 1 | 0% | 0% | 0% | 1 | 0% | 0% | 1 |  |  |  |  | 0% | [5 empty] | 0% | 0% | 0% | 1 | 0% | 0% | 0% | 1 | 0% | 0% | 0% | 1 | 0% | 0% | 0% | 1 | 0% | 0% | 0% | 1 | 0% | 0% | 0% | 1 | 0% | 0% | 0% | 1 | 0% | 0% | 1 |  |  |  |  | 0% | [5 empty] | 2% | 0% | 2% | 1 | 0% | 0% | 0% | 1 | 0% | 0% | 0% | 1 | 0% | 0% | 0% | 1 | 0% | 0% | 0% | 1 | 0% | 0% | 0% | 1 | 0% | 0% | 0% | 1
477 | Q1806 | 0 | 0 | 0 | 0% | 0% | 1 |  |  |  |  | 0% | [5 empty] | 0% | 0% | 0% | 1 | 0% | 0% | 0% | 1 | 23% | 0% | 0% | 1 | 46% | 0% | 0% | 1 | 46% | 0% | 0% | 1 | 0% | 0% | 0% | 1 | 0% | 0% | 0% | 1 | 0% | 0% | 1 |  |  |  |  | 0% | [5 empty] | 0% | 0% | 0% | 1 | 4% | 0% | 0% | 1 | 22% | 0% | 0% | 1 | 66% | 0% | 0% | 2 | 70% | 0% | 0% | 3 | 0% | 0% | 0% | 1 | 2% | 0% | 0% | 1 | 0% | 0% | 1 |  |  |  |  | 0% | [5 empty] | 1% | 0% | 1% | 1 | 3% | 0% | 0% | 1 | 25% | 0% | 0% | 1 | 75% | 0% | 0% | 3 | 78% | 0% | 0% | 3 | 0% | 0% | 0% | 1 | 7% | 0% | 0% | 1 | 0% | 0% | 1 |  |  |  |  | 0% | [5 empty] | 0% | 0% | 0% | 1 | 7% | 0% | 0% | 1 | 49% | 0% | 0% | 1 | 81% | 0% | 0% | 3 | 82% | 0% | 0% | 3 | 0% | 0% | 0% | 1 | 9% | 0% | 0% | 1
478 | Casaloma | 0 | 0 | 0 | 0% | 0% | 1 |  |  |  |  | 0% | [5 empty] | 0% | 0% | 0% | 1 | 0% | 0% | 0% | 1 | 0% | 0% | 0% | 1 | 0% | 0% | 0% | 1 | 0% | 0% | 0% | 1 | 0% | 0% | 0% | 1 | 0% | 0% | 0% | 1 | 0% | 0% | 1 |  |  |  |  | 0% | [5 empty] | 0% | 0% | 0% | 1 | 0% | 0% | 0% | 1 | 0% | 0% | 0% | 1 | 0% | 0% | 0% | 1 | 0% | 0% | 0% | 1 | 0% | 0% | 0% | 1 | 0% | 0% | 0% | 1 | 0% | 0% | 1 |  |  |  |  | 0% | [5 empty] | 0% | 0% | 0% | 1 | 0% | 0% | 0% | 1 | 0% | 0% | 0% | 1 | 0% | 0% | 0% | 1 | 0% | 0% | 0% | 1 | 0% | 0% | 0% | 1 | 0% | 0% | 0% | 1 | 0% | 0% | 1 |  |  |  |  | 0% | [5 empty] | 11% | 89% | 100% | 5 | 49% | 0% | 0% | 1 | 31% | 0% | 0% | 1 | 43% | 0% | 0% | 1 | 68% | 0% | 0% | 2 | 84% | 0% | 0% | 3 | 1% | 0% | 0% | 1
479 | Fern Road | 0 | 0 | 30 | 0% | 0% | 1 |  |  |  |  | 0% | [5 empty] | 92% | 0% | 92% | 5 | 69% | 0% | 0% | 2 | 8% | 0% | 0% | 1 | 0% | 0% | 0% | 1 | 69% | 0% | 0% | 2 | 11% | 0% | 0% | 1 | 1% | 0% | 0% | 1 | 0% | 0% | 1 |  |  |  |  | 0% | [5 empty] | 73% | 0% | 73% | 3 | 69% | 0% | 0% | 2 | 3% | 0% | 0% | 1 | 1% | 0% | 0% | 1 | 69% | 0% | 0% | 2 | 38% | 0% | 0% | 1 | 1% | 0% | 0% | 1 | 0% | 0% | 1 |  |  |  |  | 0% | [5 empty] | 65% | 3% | 68% | 3 | 57% | 0% | 0% | 2 | 4% | 0% | 0% | 1 | 8% | 0% | 0% | 1 | 63% | 0% | 0% | 2 | 50% | 0% | 0% | 2 | 1% | 0% | 0% | 1 | 0% | 0% | 1 |  |  |  |  | 0% | [5 empty] | 58% | 12% | 70% | 3 | 47% | 0% | 0% | 1 | 25% | 0% | 0% | 1 | 32% | 0% | 0% | 1 | 70% | 0% | 0% | 3 | 63% | 0% | 0% | 2 | 1% | 0% | 0% | 1
480 | North of SONGS | 0 | 0 | 0 | 0% | 0% | 1 |  |  |  |  | 0% | [5 empty] | 1% | 0% | 1% | 1 | 0% | 0% | 0% | 1 | 27% | 0% | 0% | 1 | 51% | 0% | 0% | 2 | 51% | 0% | 0% | 2 | 0% | 0% | 0% | 1 | 0% | 0% | 0% | 1 | 0% | 0% | 1 |  |  |  |  | 0% | [5 empty] | 3% | 0% | 3% | 1 | 0% | 0% | 0% | 1 | 37% | 0% | 0% | 1 | 56% | 0% | 0% | 2 | 56% | 0% | 0% | 2 | 0% | 0% | 0% | 1 | 0% | 0% | 0% | 1 | 0% | 0% | 1 |  |  |  |  | 0% | [5 empty] | 1% | 0% | 1% | 1 | 12% | 0% | 0% | 1 | 61% | 0% | 0% | 2 | 70% | 0% | 0% | 3 | 72% | 0% | 0% | 3 | 0% | 0% | 0% | 1 | 12% | 0% | 0% | 1 | 0% | 0% | 1 |  |  |  |  | 0% | [5 empty] | 1% | 0% | 1% | 1 | 8% | 0% | 0% | 1 | 44% | 0% | 0% | 1 | 77% | 0% | 0% | 3 | 79% | 0% | 0% | 3 | 0% | 0% | 0% | 1 | 11% | 0% | 0% | 1
481 | Vine | 0 | 0 | 0 | 0% | 0% | 1 |  |  |  |  | 0% | [5 empty] | 0% | 0% | 0% | 1 | 3% | 0% | 0% | 1 | 20% | 0% | 0% | 1 | 55% | 0% | 0% | 2 | 56% | 0% | 0% | 2 | 0% | 0% | 0% | 1 | 5% | 0% | 0% | 1 | 0% | 0% | 1 |  |  |  |  | 0% | [5 empty] | 0% | 0% | 0% | 1 | 2% | 0% | 0% | 1 | 24% | 0% | 0% | 1 | 57% | 0% | 0% | 2 | 58% | 0% | 0% | 2 | 0% | 0% | 0% | 1 | 5% | 0% | 0% | 1 | 0% | 0% | 1 |  |  |  |  | 0% | [5 empty] | 0% | 0% | 0% | 1 | 6% | 0% | 0% | 1 | 35% | 0% | 0% | 1 | 65% | 0% | 0% | 2 | 66% | 0% | 0% | 2 | 0% | 0% | 0% | 1 | 7% | 0% | 0% | 1 | 0% | 0% | 1 |  |  |  |  | 0% | [5 empty] | 0% | 0% | 0% | 1 | 6% | 0% | 0% | 1 | 39% | 0% | 0% | 1 | 69% | 0% | 0% | 2 | 69% | 0% | 0% | 2 | 4% | 0% | 0% | 1 | 8% | 0% | 0% | 1
482 | Belden | 0 | 0 | 0 | 0% | 0% | 1 |  |  |  |  | 0% | [5 empty] | 54% | 9% | 63% | 3 | 55% | 0% | 0% | 2 | 84% | 0% | 0% | 3 | 72% | 0% | 0% | 3 | 100% | 0% | 0% | 5 | 82% | 0% | 0% | 3 | 6% | 0% | 0% | 1 | 0% | 0% | 1 |  |  |  |  | 0% | [5 empty] | 29% | 16% | 45% | 3 | 53% | 0% | 0% | 2 | 81% | 0% | 0% | 3 | 80% | 0% | 0% | 3 | 99% | 0% | 0% | 5 | 82% | 0% | 0% | 3 | 4% | 0% | 0% | 1 | 0% | 0% | 1 |  |  |  |  | 0% | [5 empty] | 33% | 14% | 47% | 3 | 41% | 0% | 0% | 1 | 69% | 0% | 0% | 2 | 70% | 0% | 0% | 3 | 91% | 0% | 0% | 4 | 76% | 0% | 0% | 3 | 3% | 0% | 0% | 1 | 0% | 0% | 1 |  |  |  |  | 0% | [5 empty] | 46% | 14% | 60% | 3 | 37% | 0% | 0% | 1 | 53% | 0% | 0% | 2 | 58% | 0% | 0% | 2 | 80% | 0% | 0% | 3 | 74% | 0% | 0% | 3 | 2% | 0% | 0% | 1
483 | Standard Oil | 0 | 0 | 0 | 0% | 0% | 1 |  |  |  |  | 0% | [5 empty] | 0% | 0% | 0% | 1 | 4% | 0% | 0% | 1 | 30% | 0% | 0% | 1 | 46% | 0% | 0% | 1 | 46% | 0% | 0% | 1 | 0% | 0% | 0% | 1 | 14% | 0% | 0% | 1 | 0% | 0% | 1 |  |  |  |  | 0% | [5 empty] | 46% | 0% | 46% | 2 | 4% | 0% | 0% | 1 | 35% | 0% | 0% | 1 | 59% | 0% | 0% | 2 | 62% | 0% | 0% | 2 | 17% | 0% | 0% | 1 | 8% | 0% | 0% | 1 | 0% | 0% | 1 |  |  |  |  | 0% | [5 empty] | 47% | 0% | 47% | 2 | 27% | 0% | 0% | 1 | 39% | 0% | 0% | 1 | 42% | 0% | 0% | 1 | 73% | 0% | 0% | 3 | 33% | 0% | 0% | 1 | 11% | 0% | 0% | 1 | 0% | 0% | 1 |  |  |  |  | 0% | [5 empty] | 53% | 0% | 53% | 3 | 62% | 0% | 0% | 2 | 40% | 0% | 0% | 1 | 41% | 0% | 0% | 1 | 86% | 0% | 0% | 3 | 44% | 0% | 0% | 1 | 26% | 0% | 0% | 1
484 | Panama | 0 | 0 | 0 | 0% | 0% | 1 |  |  |  |  | 0% | [5 empty] | 0% | 0% | 0% | 1 | 0% | 0% | 0% | 1 | 0% | 0% | 0% | 1 | 0% | 0% | 0% | 1 | 0% | 0% | 0% | 1 | 0% | 0% | 0% | 1 | 0% | 0% | 0% | 1 | 0% | 0% | 1 |  |  |  |  | 0% | [5 empty] | 0% | 0% | 0% | 1 | 0% | 0% | 0% | 1 | 0% | 0% | 0% | 1 | 0% | 0% | 0% | 1 | 0% | 0% | 0% | 1 | 0% | 0% | 0% | 1 | 0% | 0% | 0% | 1 | 0% | 0% | 1 |  |  |  |  | 0% | [5 empty] | 0% | 0% | 0% | 1 | 0% | 0% | 0% | 1 | 0% | 0% | 0% | 1 | 0% | 0% | 0% | 1 | 0% | 0% | 0% | 1 | 0% | 0% | 0% | 1 | 0% | 0% | 0% | 1 | 0% | 0% | 1 |  |  |  |  | 0% | [5 empty] | 31% | 69% | 100% | 5 | 66% | 0% | 0% | 2 | 43% | 0% | 0% | 1 | 50% | 0% | 0% | 2 | 82% | 0% | 0% | 3 | 90% | 0% | 0% | 4 | 1% | 0% | 0% | 1
485 | Oakland X | 0 | 0 | 0 | 0% | 0% | 1 |  |  |  |  | 0% | [5 empty] | 0% | 0% | 0% | 1 | 5% | 0% | 0% | 1 | 17% | 0% | 0% | 1 | 29% | 0% | 0% | 1 | 29% | 0% | 0% | 1 | 0% | 0% | 0% | 1 | 8% | 0% | 0% | 1 | 0% | 0% | 1 |  |  |  |  | 0% | [5 empty] | 61% | 0% | 61% | 3 | 2% | 0% | 0% | 1 | 50% | 0% | 0% | 2 | 69% | 0% | 0% | 2 | 71% | 0% | 0% | 3 | 21% | 0% | 0% | 1 | 4% | 0% | 0% | 1 | 0% | 0% | 1 |  |  |  |  | 0% | [5 empty] | 41% | 0% | 41% | 2 | 6% | 0% | 0% | 1 | 34% | 0% | 0% | 1 | 59% | 0% | 0% | 2 | 61% | 0% | 0% | 2 | 14% | 0% | 0% | 1 | 6% | 0% | 0% | 1 | 0% | 0% | 1 |  |  |  |  | 0% | [5 empty] | 47% | 0% | 47% | 2 | 52% | 0% | 0% | 2 | 58% | 0% | 0% | 2 | 46% | 0% | 0% | 1 | 81% | 0% | 0% | 3 | 25% | 0% | 0% | 1 | 33% | 0% | 0% | 1
486 | Butte | 0 | 0 | 0 | 0% | 0% | 1 |  |  |  |  | 0% | [5 empty] | 0% | 0% | 0% | 1 | 0% | 0% | 0% | 1 | 0% | 0% | 0% | 1 | 0% | 0% | 0% | 1 | 0% | 0% | 0% | 1 | 0% | 0% | 0% | 1 | 0% | 0% | 0% | 1 | 0% | 0% | 1 |  |  |  |  | 0% | [5 empty] | 0% | 0% | 0% | 1 | 100% | 0% | 0% | 5 | 0% | 0% | 0% | 1 | 100% | 0% | 0% | 5 | 100% | 0% | 0% | 5 | 100% | 0% | 0% | 5 | 0% | 0% | 0% | 1 | 0% | 0% | 1 |  |  |  |  | 0% | [5 empty] | 32% | 0% | 32% | 2 | 40% | 0% | 0% | 1 | 56% | 0% | 0% | 2 | 100% | 0% | 0% | 5 | 100% | 0% | 0% | 5 | 76% | 0% | 0% | 3 | 1% | 0% | 0% | 1 | 0% | 0% | 1 |  |  |  |  | 0% | [5 empty] | 40% | 24% | 64% | 4 | 60% | 0% | 0% | 2 | 46% | 0% | 0% | 1 | 69% | 0% | 0% | 2 | 92% | 0% | 0% | 4 | 76% | 0% | 0% | 3 | 5% | 0% | 0% | 1
487 | Nortech | 0 | 0 | 15 | 0% | 0% | 1 |  |  |  |  | 0% | [5 empty] | 0% | 0% | 0% | 1 | 0% | 0% | 0% | 1 | 0% | 0% | 0% | 1 | 15% | 0% | 0% | 1 | 15% | 0% | 0% | 1 | 0% | 0% | 0% | 1 | 99% | 0% | 0% | 5 | 0% | 0% | 1 |  |  |  |  | 0% | [5 empty] | 85% | 0% | 85% | 5 | 86% | 0% | 0% | 3 | 75% | 0% | 0% | 3 | 79% | 0% | 0% | 3 | 90% | 0% | 0% | 4 | 85% | 0% | 0% | 3 | 13% | 0% | 0% | 1 | 0% | 0% | 1 |  |  |  |  | 0% | [5 empty] | 85% | 8% | 93% | 5 | 83% | 0% | 0% | 3 | 32% | 0% | 0% | 1 | 33% | 0% | 0% | 1 | 85% | 0% | 0% | 3 | 91% | 0% | 0% | 4 | 4% | 0% | 0% | 1 | 0% | 0% | 1 |  |  |  |  | 0% | [5 empty] | 83% | 13% | 96% | 5 | 94% | 0% | 0% | 4 | 69% | 0% | 0% | 2 | 81% | 0% | 0% | 3 | 97% | 0% | 0% | 5 | 62% | 0% | 0% | 2 | 3% | 0% | 0% | 1
488 | Windsor | 0 | 0 | 0 | 0% | 0% | 1 |  |  |  |  | 0% | [5 empty] | 0% | 0% | 0% | 1 | 0% | 0% | 0% | 1 | 94% | 0% | 0% | 4 | 94% | 0% | 0% | 4 | 94% | 0% | 0% | 4 | 0% | 0% | 0% | 1 | 0% | 0% | 0% | 1 | 0% | 0% | 1 |  |  |  |  | 0% | [5 empty] | 0% | 0% | 0% | 1 | 0% | 0% | 0% | 1 | 76% | 0% | 0% | 3 | 80% | 0% | 0% | 3 | 80% | 0% | 0% | 3 | 0% | 0% | 0% | 1 | 0% | 0% | 0% | 1 | 0% | 0% | 1 |  |  |  |  | 0% | [5 empty] | 0% | 0% | 0% | 1 | 0% | 0% | 0% | 1 | 10% | 0% | 0% | 1 | 52% | 0% | 0% | 2 | 53% | 0% | 0% | 2 | 0% | 0% | 0% | 1 | 0% | 0% | 0% | 1 | 0% | 0% | 1 |  |  |  |  | 0% | [5 empty] | 20% | 31% | 51% | 5 | 28% | 0% | 0% | 1 | 9% | 0% | 0% | 1 | 27% | 0% | 0% | 1 | 55% | 0% | 0% | 2 | 38% | 0% | 0% | 1 | 2% | 0% | 0% | 1
489 | Haas | 0 | 0 | 0 | 0% | 0% | 1 |  |  |  |  | 0% | [5 empty] | 0% | 0% | 0% | 1 | 0% | 0% | 0% | 1 | 0% | 0% | 0% | 1 | 0% | 0% | 0% | 1 | 0% | 0% | 0% | 1 | 0% | 0% | 0% | 1 | 0% | 0% | 0% | 1 | 0% | 0% | 1 |  |  |  |  | 0% | [5 empty] | 0% | 0% | 0% | 1 | 0% | 0% | 0% | 1 | 0% | 0% | 0% | 1 | 0% | 0% | 0% | 1 | 0% | 0% | 0% | 1 | 0% | 0% | 0% | 1 | 0% | 0% | 0% | 1 | 0% | 0% | 1 |  |  |  |  | 0% | [5 empty] | 0% | 0% | 0% | 1 | 0% | 0% | 0% | 1 | 0% | 0% | 0% | 1 | 0% | 0% | 0% | 1 | 0% | 0% | 0% | 1 | 0% | 0% | 0% | 1 | 0% | 0% | 0% | 1 | 0% | 0% | 1 |  |  |  |  | 0% | [5 empty] | 0% | 0% | 0% | 1 | 0% | 0% | 0% | 1 | 0% | 0% | 0% | 1 | 0% | 0% | 0% | 1 | 0% | 0% | 0% | 1 | 100% | 0% | 0% | 5 | 0% | 0% | 0% | 1
490 | Stone | 0 | 0 | 0 | 0% | 0% | 1 |  |  |  |  | 0% | [5 empty] | 0% | 0% | 0% | 1 | 0% | 0% | 0% | 1 | 0% | 0% | 0% | 1 | 0% | 0% | 0% | 1 | 0% | 0% | 0% | 1 | 0% | 0% | 0% | 1 | 0% | 0% | 0% | 1 | 0% | 0% | 1 |  |  |  |  | 0% | [5 empty] | 91% | 6% | 97% | 5 | 89% | 0% | 0% | 3 | 40% | 0% | 0% | 1 | 41% | 0% | 0% | 1 | 90% | 0% | 0% | 4 | 91% | 0% | 0% | 4 | 1% | 0% | 0% | 1 | 0% | 0% | 1 |  |  |  |  | 0% | [5 empty] | 81% | 16% | 97% | 5 | 85% | 0% | 0% | 3 | 32% | 0% | 0% | 1 | 33% | 0% | 0% | 1 | 88% | 0% | 0% | 3 | 94% | 0% | 0% | 4 | 3% | 0% | 0% | 1 | 0% | 0% | 1 |  |  |  |  | 0% | [5 empty] | 63% | 34% | 97% | 5 | 93% | 0% | 0% | 4 | 54% | 0% | 0% | 2 | 62% | 0% | 0% | 2 | 96% | 0% | 0% | 5 | 82% | 0% | 0% | 3 | 2% | 0% | 0% | 1
491 | El Cerrito G | 0 | 0 | 0 | 0% | 0% | 1 |  |  |  |  | 0% | [5 empty] | 60% | 0% | 60% | 3 | 1% | 0% | 0% | 1 | 45% | 0% | 0% | 1 | 66% | 0% | 0% | 2 | 66% | 0% | 0% | 2 | 19% | 0% | 0% | 1 | 3% | 0% | 0% | 1 | 0% | 0% | 1 |  |  |  |  | 0% | [5 empty] | 41% | 0% | 41% | 2 | 1% | 0% | 0% | 1 | 32% | 0% | 0% | 1 | 61% | 0% | 0% | 2 | 61% | 0% | 0% | 2 | 12% | 0% | 0% | 1 | 6% | 0% | 0% | 1 | 0% | 0% | 1 |  |  |  |  | 0% | [5 empty] | 41% | 0% | 41% | 2 | 20% | 0% | 0% | 1 | 42% | 0% | 0% | 1 | 41% | 0% | 0% | 1 | 71% | 0% | 0% | 3 | 26% | 0% | 0% | 1 | 14% | 0% | 0% | 1 | 0% | 0% | 1 |  |  |  |  | 0% | [5 empty] | 53% | 0% | 53% | 3 | 55% | 0% | 0% | 2 | 51% | 0% | 0% | 2 | 42% | 0% | 0% | 1 | 84% | 0% | 0% | 3 | 35% | 0% | 0% | 1 | 28% | 0% | 0% | 1
492 | Elizabeth Lake | 0 | 0 | 0 | 0% | 0% | 1 |  |  |  |  | 0% | [5 empty] | 15% | 85% | 100% | 5 | 68% | 0% | 0% | 2 | 4% | 0% | 0% | 1 | 2% | 0% | 0% | 1 | 69% | 0% | 0% | 2 | 69% | 0% | 0% | 2 | 1% | 0% | 0% | 1 | 0% | 0% | 1 |  |  |  |  | 0% | [5 empty] | 26% | 57% | 83% | 5 | 57% | 0% | 0% | 2 | 1% | 0% | 0% | 1 | 2% | 0% | 0% | 1 | 58% | 0% | 0% | 2 | 67% | 0% | 0% | 2 | 2% | 0% | 0% | 1 | 0% | 0% | 1 |  |  |  |  | 0% | [5 empty] | 23% | 43% | 66% | 5 | 30% | 0% | 0% | 1 | 40% | 0% | 0% | 1 | 29% | 0% | 0% | 1 | 71% | 0% | 0% | 3 | 47% | 0% | 0% | 1 | 3% | 0% | 0% | 1 | 0% | 0% | 1 |  |  |  |  | 0% | [5 empty] | 26% | 18% | 44% | 3 | 29% | 0% | 0% | 1 | 38% | 0% | 0% | 1 | 29% | 0% | 0% | 1 | 59% | 0% | 0% | 2 | 33% | 0% | 0% | 1 | 2% | 0% | 0% | 1
493 | Ashlan | 0 | 0 | 0 | 0% | 0% | 1 |  |  |  |  | 0% | [5 empty] | 0% | 0% | 0% | 1 | 0% | 0% | 0% | 1 | 0% | 0% | 0% | 1 | 0% | 0% | 0% | 1 | 0% | 0% | 0% | 1 | 0% | 0% | 0% | 1 | 0% | 0% | 0% | 1 | 0% | 0% | 1 |  |  |  |  | 0% | [5 empty] | 0% | 0% | 0% | 1 | 0% | 0% | 0% | 1 | 0% | 0% | 0% | 1 | 0% | 0% | 0% | 1 | 0% | 0% | 0% | 1 | 0% | 0% | 0% | 1 | 0% | 0% | 0% | 1 | 0% | 0% | 1 |  |  |  |  | 0% | [5 empty] | 0% | 0% | 0% | 1 | 0% | 0% | 0% | 1 | 0% | 0% | 0% | 1 | 0% | 0% | 0% | 1 | 0% | 0% | 0% | 1 | 0% | 0% | 0% | 1 | 0% | 0% | 0% | 1 | 0% | 0% | 1 |  |  |  |  | 0% | [5 empty] | 0% | 0% | 0% | 1 | 0% | 0% | 0% | 1 | 0% | 0% | 0% | 1 | 0% | 0% | 0% | 1 | 0% | 0% | 0% | 1 | 0% | 0% | 0% | 1 | 0% | 0% | 0% | 1
494 | Meadow Lane | 0 | 0 | 0 | 0% | 0% | 1 |  |  |  |  | 0% | [5 empty] | 41% | 0% | 41% | 2 | 16% | 0% | 0% | 1 | 61% | 0% | 0% | 2 | 41% | 0% | 0% | 1 | 75% | 0% | 0% | 3 | 15% | 0% | 0% | 1 | 33% | 0% | 0% | 1 | 0% | 0% | 1 |  |  |  |  | 0% | [5 empty] | 41% | 0% | 41% | 2 | 53% | 0% | 0% | 2 | 67% | 0% | 0% | 2 | 48% | 0% | 0% | 1 | 84% | 0% | 0% | 3 | 21% | 0% | 0% | 1 | 43% | 0% | 0% | 1 | 0% | 0% | 1 |  |  |  |  | 0% | [5 empty] | 48% | 0% | 48% | 2 | 45% | 0% | 0% | 1 | 59% | 0% | 0% | 2 | 45% | 0% | 0% | 1 | 82% | 0% | 0% | 3 | 23% | 0% | 0% | 1 | 33% | 0% | 0% | 1 | 0% | 0% | 1 |  |  |  |  | 0% | [5 empty] | 48% | 0% | 48% | 2 | 31% | 0% | 0% | 1 | 45% | 0% | 0% | 1 | 45% | 0% | 0% | 1 | 66% | 0% | 0% | 2 | 15% | 0% | 0% | 1 | 24% | 0% | 0% | 1
495 | Bucks Creek | 0 | 0 | 0 | 0% | 0% | 1 |  |  |  |  | 0% | [5 empty] | 37% | 12% | 49% | 3 | 51% | 0% | 0% | 2 | 85% | 0% | 0% | 3 | 79% | 0% | 0% | 3 | 100% | 0% | 0% | 5 | 79% | 0% | 0% | 3 | 6% | 0% | 0% | 1 | 0% | 0% | 1 |  |  |  |  | 0% | [5 empty] | 30% | 17% | 47% | 3 | 52% | 0% | 0% | 2 | 80% | 0% | 0% | 3 | 79% | 0% | 0% | 3 | 99% | 0% | 0% | 5 | 79% | 0% | 0% | 3 | 4% | 0% | 0% | 1 | 0% | 0% | 1 |  |  |  |  | 1% | [5 empty] | 30% | 14% | 44% | 3 | 43% | 0% | 0% | 1 | 70% | 0% | 0% | 3 | 72% | 0% | 0% | 3 | 93% | 0% | 0% | 4 | 77% | 0% | 0% | 3 | 3% | 0% | 0% | 1 | 0% | 0% | 1 |  |  |  |  | 1% | [5 empty] | 43% | 14% | 57% | 3 | 40% | 0% | 0% | 1 | 57% | 0% | 0% | 2 | 59% | 0% | 0% | 2 | 83% | 0% | 0% | 3 | 75% | 0% | 0% | 3 | 2% | 0% | 0% | 1
496 | Dunn Siding | 0 | 0 | 0 | 0% | 0% | 1 |  |  |  |  | 0% | [5 empty] | 0% | 0% | 0% | 1 | 38% | 0% | 0% | 1 | 10% | 0% | 0% | 1 | 11% | 0% | 0% | 1 | 42% | 0% | 0% | 1 | 87% | 0% | 0% | 3 | 7% | 0% | 0% | 1 | 0% | 0% | 1 |  |  |  |  | 1% | [5 empty] | 0% | 0% | 0% | 1 | 37% | 0% | 0% | 1 | 28% | 0% | 0% | 1 | 24% | 0% | 0% | 1 | 40% | 0% | 0% | 1 | 68% | 0% | 0% | 2 | 2% | 0% | 0% | 1 | 0% | 0% | 1 |  |  |  |  | 0% | [5 empty] | 0% | 0% | 0% | 1 | 29% | 0% | 0% | 1 | 21% | 0% | 0% | 1 | 20% | 0% | 0% | 1 | 33% | 0% | 0% | 1 | 48% | 0% | 0% | 1 | 2% | 0% | 0% | 1 | 0% | 0% | 1 |  |  |  |  | 0% | [5 empty] | 0% | 0% | 0% | 1 | 48% | 0% | 0% | 1 | 25% | 0% | 0% | 1 | 22% | 0% | 0% | 1 | 54% | 0% | 0% | 2 | 55% | 0% | 0% | 2 | 2% | 0% | 0% | 1
497 | Pit 4 | 0 | 0 | 0 | 0% | 0% | 1 |  |  |  |  | 0% | [5 empty] | 99% | 1% | 100% | 5 | 44% | 0% | 0% | 1 | 37% | 0% | 0% | 1 | 24% | 0% | 0% | 1 | 79% | 0% | 0% | 3 | 45% | 0% | 0% | 1 | 1% | 0% | 0% | 1 | 0% | 0% | 1 |  |  |  |  | 0% | [5 empty] | 86% | 5% | 91% | 5 | 44% | 0% | 0% | 1 | 22% | 0% | 0% | 1 | 13% | 0% | 0% | 1 | 66% | 0% | 0% | 2 | 44% | 0% | 0% | 1 | 1% | 0% | 0% | 1 | 0% | 0% | 1 |  |  |  |  | 0% | [5 empty] | 72% | 11% | 83% | 5 | 46% | 0% | 0% | 1 | 22% | 0% | 0% | 1 | 16% | 0% | 0% | 1 | 68% | 0% | 0% | 2 | 48% | 0% | 0% | 1 | 1% | 0% | 0% | 1 | 0% | 0% | 1 |  |  |  |  | 0% | [5 empty] | 55% | 22% | 77% | 5 | 36% | 0% | 0% | 1 | 19% | 0% | 0% | 1 | 15% | 0% | 0% | 1 | 54% | 0% | 0% | 2 | 53% | 0% | 0% | 2 | 1% | 0% | 0% | 1
498 | SAN FRAN A (POTRERO PP) | 0 | 0 | 0 | 0% | 0% | 1 |  |  |  |  | 0% | [5 empty] | 0% | 0% | 0% | 1 | 4% | 0% | 0% | 1 | 14% | 0% | 0% | 1 | 37% | 0% | 0% | 1 | 41% | 0% | 0% | 1 | 0% | 0% | 0% | 1 | 5% | 0% | 0% | 1 | 0% | 0% | 1 |  |  |  |  | 0% | [5 empty] | 0% | 0% | 0% | 1 | 6% | 0% | 0% | 1 | 22% | 0% | 0% | 1 | 51% | 0% | 0% | 2 | 53% | 0% | 0% | 2 | 5% | 0% | 0% | 1 | 7% | 0% | 0% | 1 | 0% | 0% | 1 |  |  |  |  | 0% | [5 empty] | 29% | 0% | 29% | 2 | 6% | 0% | 0% | 1 | 45% | 0% | 0% | 1 | 66% | 0% | 0% | 2 | 67% | 0% | 0% | 2 | 12% | 0% | 0% | 1 | 6% | 0% | 0% | 1 | 0% | 0% | 1 |  |  |  |  | 0% | [5 empty] | 42% | 0% | 42% | 2 | 20% | 0% | 0% | 1 | 42% | 0% | 0% | 1 | 45% | 0% | 0% | 1 | 71% | 0% | 0% | 3 | 29% | 0% | 0% | 1 | 12% | 0% | 0% | 1
499 | Frogtown | 0 | 0 | 0 | 0% | 0% | 1 |  |  |  |  | 0% | [5 empty] | 0% | 0% | 0% | 1 | 0% | 0% | 0% | 1 | 0% | 0% | 0% | 1 | 0% | 0% | 0% | 1 | 0% | 0% | 0% | 1 | 0% | 0% | 0% | 1 | 0% | 0% | 0% | 1 | 0% | 0% | 1 |  |  |  |  | 0% | [5 empty] | 0% | 0% | 0% | 1 | 0% | 0% | 0% | 1 | 0% | 0% | 0% | 1 | 0% | 0% | 0% | 1 | 0% | 0% | 0% | 1 | 0% | 0% | 0% | 1 | 0% | 0% | 0% | 1 | 0% | 0% | 1 |  |  |  |  | 8% | [5 empty] | 0% | 0% | 0% | 1 | 0% | 0% | 0% | 1 | 0% | 0% | 0% | 1 | 0% | 0% | 0% | 1 | 0% | 0% | 0% | 1 | 0% | 0% | 0% | 1 | 0% | 0% | 0% | 1 | 0% | 0% | 1 |  |  |  |  | 8% | [5 empty] | 0% | 100% | 100% | 5 | 0% | 0% | 0% | 1 | 0% | 0% | 0% | 1 | 0% | 0% | 0% | 1 | 0% | 0% | 0% | 1 | 8% | 0% | 0% | 1 | 0% | 0% | 0% | 1
500 | Knights Landing | 0 | 0 | 0 | 0% | 0% | 1 |  |  |  |  | 0% | [5 empty] | 0% | 0% | 0% | 1 | 0% | 0% | 0% | 1 | 0% | 0% | 0% | 1 | 0% | 0% | 0% | 1 | 0% | 0% | 0% | 1 | 0% | 0% | 0% | 1 | 0% | 0% | 0% | 1 | 0% | 0% | 1 |  |  |  |  | 1% | [5 empty] | 87% | 0% | 87% | 5 | 100% | 0% | 0% | 5 | 0% | 0% | 0% | 1 | 0% | 0% | 0% | 1 | 100% | 0% | 0% | 5 | 85% | 0% | 0% | 3 | 0% | 0% | 0% | 1 | 0% | 0% | 1 |  |  |  |  | 0% | [5 empty] | 74% | 20% | 94% | 5 | 82% | 0% | 0% | 3 | 2% | 0% | 0% | 1 | 2% | 0% | 0% | 1 | 82% | 0% | 0% | 3 | 63% | 0% | 0% | 2 | 1% | 0% | 0% | 1 | 0% | 0% | 1 |  |  |  |  | 0% | [5 empty] | 66% | 30% | 96% | 5 | 75% | 0% | 0% | 3 | 7% | 0% | 0% | 1 | 8% | 0% | 0% | 1 | 79% | 0% | 0% | 3 | 73% | 0% | 0% | 3 | 1% | 0% | 0% | 1
501 | Sandlot | 0 | 0 | 0 | 0% | 0% | 1 |  |  |  |  | 0% | [5 empty] | 0% | 0% | 0% | 1 | 14% | 0% | 0% | 1 | 67% | 0% | 0% | 2 | 42% | 0% | 0% | 1 | 67% | 0% | 0% | 2 | 67% | 0% | 0% | 2 | 1% | 0% | 0% | 1 | 0% | 0% | 1 |  |  |  |  | 0% | [5 empty] | 0% | 0% | 0% | 1 | 68% | 0% | 0% | 2 | 58% | 0% | 0% | 2 | 30% | 0% | 0% | 1 | 89% | 0% | 0% | 3 | 61% | 0% | 0% | 2 | 3% | 0% | 0% | 1 | 0% | 0% | 1 |  |  |  |  | 0% | [5 empty] | 0% | 0% | 0% | 1 | 69% | 0% | 0% | 2 | 27% | 0% | 0% | 1 | 7% | 0% | 0% | 1 | 79% | 0% | 0% | 3 | 68% | 0% | 0% | 2 | 1% | 0% | 0% | 1 | 0% | 0% | 1 |  |  |  |  | 0% | [5 empty] | 0% | 0% | 0% | 1 | 74% | 0% | 0% | 3 | 24% | 0% | 0% | 1 | 8% | 0% | 0% | 1 | 80% | 0% | 0% | 3 | 66% | 0% | 0% | 2 | 0% | 0% | 0% | 1
502 | Sunrise | 0 | 0 | 0 | 0% | 0% | 1 |  |  |  |  | 0% | [5 empty] | 0% | 0% | 0% | 1 | 0% | 0% | 0% | 1 | 0% | 0% | 0% | 1 | 0% | 0% | 0% | 1 | 0% | 0% | 0% | 1 | 0% | 0% | 0% | 1 | 0% | 0% | 0% | 1 | 0% | 0% | 1 |  |  |  |  | 0% | [5 empty] | 0% | 0% | 0% | 1 | 0% | 0% | 0% | 1 | 0% | 0% | 0% | 1 | 0% | 0% | 0% | 1 | 0% | 0% | 0% | 1 | 0% | 0% | 0% | 1 | 0% | 0% | 0% | 1 | 0% | 0% | 1 |  |  |  |  | 0% | [5 empty] | 35% | 0% | 35% | 2 | 0% | 0% | 0% | 1 | 0% | 0% | 0% | 1 | 0% | 0% | 0% | 1 | 0% | 0% | 0% | 1 | 56% | 0% | 0% | 2 | 0% | 0% | 0% | 1 | 0% | 0% | 1 |  |  |  |  | 0% | [5 empty] | 24% | 71% | 95% | 5 | 25% | 0% | 0% | 1 | 8% | 0% | 0% | 1 | 26% | 0% | 0% | 1 | 42% | 0% | 0% | 1 | 81% | 0% | 0% | 3 | 0% | 0% | 0% | 1
503 | Lilac | 0 | 0 | 0 | 0% | 0% | 1 |  |  |  |  | 0% | [5 empty] | 0% | 0% | 0% | 1 | 0% | 0% | 0% | 1 | 0% | 0% | 0% | 1 | 0% | 0% | 0% | 1 | 0% | 0% | 0% | 1 | 0% | 0% | 0% | 1 | 0% | 0% | 0% | 1 | 0% | 0% | 1 |  |  |  |  | 0% | [5 empty] | 0% | 0% | 0% | 1 | 0% | 0% | 0% | 1 | 0% | 0% | 0% | 1 | 0% | 0% | 0% | 1 | 0% | 0% | 0% | 1 | 0% | 0% | 0% | 1 | 0% | 0% | 0% | 1 | 0% | 0% | 1 |  |  |  |  | 0% | [5 empty] | 0% | 0% | 0% | 1 | 18% | 0% | 0% | 1 | 76% | 0% | 0% | 3 | 79% | 0% | 0% | 3 | 79% | 0% | 0% | 3 | 0% | 0% | 0% | 1 | 16% | 0% | 0% | 1 | 0% | 0% | 1 |  |  |  |  | 0% | [5 empty] | 0% | 86% | 86% | 5 | 48% | 0% | 0% | 1 | 20% | 0% | 0% | 1 | 31% | 0% | 0% | 1 | 68% | 0% | 0% | 2 | 56% | 0% | 0% | 2 | 32% | 0% | 0% | 1
504 | Alhambra | 0 | 0 | 0 | 0% | 0% | 1 |  |  |  |  | 0% | [5 empty] | 46% | 0% | 46% | 2 | 12% | 0% | 0% | 1 | 51% | 0% | 0% | 2 | 40% | 0% | 0% | 1 | 76% | 0% | 0% | 3 | 27% | 0% | 0% | 1 | 16% | 0% | 0% | 1 | 0% | 0% | 1 |  |  |  |  | 0% | [5 empty] | 35% | 0% | 35% | 2 | 49% | 0% | 0% | 1 | 53% | 0% | 0% | 2 | 34% | 0% | 0% | 1 | 83% | 0% | 0% | 3 | 19% | 0% | 0% | 1 | 46% | 0% | 0% | 1 | 0% | 0% | 1 |  |  |  |  | 0% | [5 empty] | 48% | 0% | 48% | 2 | 50% | 0% | 0% | 2 | 56% | 0% | 0% | 2 | 42% | 0% | 0% | 1 | 83% | 0% | 0% | 3 | 27% | 0% | 0% | 1 | 34% | 0% | 0% | 1 | 0% | 0% | 1 |  |  |  |  | 0% | [5 empty] | 50% | 0% | 50% | 3 | 32% | 0% | 0% | 1 | 46% | 0% | 0% | 1 | 44% | 0% | 0% | 1 | 69% | 0% | 0% | 2 | 19% | 0% | 0% | 1 | 25% | 0% | 0% | 1
505 | Charleston | 0 | 0 | 0 | 0% | 0% | 1 |  |  |  |  | 0% | [5 empty] | 0% | 0% | 0% | 1 | 0% | 0% | 0% | 1 | 40% | 0% | 0% | 1 | 92% | 0% | 0% | 4 | 92% | 0% | 0% | 4 | 36% | 0% | 0% | 1 | 7% | 0% | 0% | 1 | 0% | 0% | 1 |  |  |  |  | 0% | [5 empty] | 0% | 0% | 0% | 1 | 12% | 0% | 0% | 1 | 10% | 0% | 0% | 1 | 22% | 0% | 0% | 1 | 34% | 0% | 0% | 1 | 74% | 0% | 0% | 3 | 2% | 0% | 0% | 1 | 0% | 0% | 1 |  |  |  |  | 3% | [5 empty] | 0% | 0% | 0% | 1 | 19% | 0% | 0% | 1 | 4% | 0% | 0% | 1 | 40% | 0% | 0% | 1 | 50% | 0% | 0% | 2 | 73% | 0% | 0% | 3 | 1% | 0% | 0% | 1 | 0% | 0% | 1 |  |  |  |  | 3% | [5 empty] | 0% | 0% | 0% | 1 | 14% | 0% | 0% | 1 | 3% | 0% | 0% | 1 | 37% | 0% | 0% | 1 | 45% | 0% | 0% | 1 | 75% | 0% | 0% | 3 | 1% | 0% | 0% | 1
506 | Vasco | 0 | 0 | 0 | 0% | 0% | 1 |  |  |  |  | 4% | [5 empty] | 93% | 0% | 93% | 5 | 91% | 0% | 0% | 4 | 87% | 0% | 0% | 3 | 98% | 0% | 0% | 5 | 100% | 0% | 0% | 5 | 32% | 0% | 0% | 1 | 3% | 0% | 0% | 1 | 0% | 0% | 1 |  |  |  |  | 3% | [5 empty] | 88% | 4% | 92% | 5 | 88% | 0% | 0% | 3 | 88% | 0% | 0% | 3 | 95% | 0% | 0% | 5 | 99% | 0% | 0% | 5 | 42% | 0% | 0% | 1 | 3% | 0% | 0% | 1 | 0% | 0% | 1 |  |  |  |  | 0% | [5 empty] | 88% | 5% | 93% | 5 | 88% | 0% | 0% | 3 | 83% | 0% | 0% | 3 | 90% | 0% | 0% | 4 | 99% | 0% | 0% | 5 | 48% | 0% | 0% | 1 | 3% | 0% | 0% | 1 | 0% | 0% | 1 |  |  |  |  | 0% | [5 empty] | 54% | 7% | 61% | 3 | 63% | 0% | 0% | 2 | 71% | 0% | 0% | 3 | 73% | 0% | 0% | 3 | 86% | 0% | 0% | 3 | 34% | 0% | 0% | 1 | 15% | 0% | 0% | 1
507 | Harris | 0 | 0 | 0 | 0% | 0% | 1 |  |  |  |  | 0% | [5 empty] | 0% | 0% | 0% | 1 | 34% | 0% | 0% | 1 | 29% | 0% | 0% | 1 | 38% | 0% | 0% | 1 | 50% | 0% | 0% | 2 | 0% | 0% | 0% | 1 | 35% | 0% | 0% | 1 | 0% | 0% | 1 |  |  |  |  | 0% | [5 empty] | 0% | 0% | 0% | 1 | 19% | 0% | 0% | 1 | 9% | 0% | 0% | 1 | 11% | 0% | 0% | 1 | 24% | 0% | 0% | 1 | 35% | 0% | 0% | 1 | 17% | 0% | 0% | 1 | 0% | 0% | 1 |  |  |  |  | 0% | [5 empty] | 4% | 0% | 4% | 1 | 7% | 0% | 0% | 1 | 6% | 0% | 0% | 1 | 7% | 0% | 0% | 1 | 13% | 0% | 0% | 1 | 48% | 0% | 0% | 1 | 9% | 0% | 0% | 1 | 0% | 0% | 1 |  |  |  |  | 0% | [5 empty] | 5% | 2% | 7% | 2 | 7% | 0% | 0% | 1 | 5% | 0% | 0% | 1 | 8% | 0% | 0% | 1 | 12% | 0% | 0% | 1 | 72% | 0% | 0% | 3 | 6% | 0% | 0% | 1
508 | Grizzly | 0 | 0 | 15 | 0% | 0% | 1 |  |  |  |  | 0% | [5 empty] | 41% | 17% | 58% | 3 | 40% | 0% | 0% | 1 | 83% | 0% | 0% | 3 | 83% | 0% | 0% | 3 | 99% | 0% | 0% | 5 | 73% | 0% | 0% | 3 | 7% | 0% | 0% | 1 | 0% | 0% | 1 |  |  |  |  | 0% | [5 empty] | 30% | 12% | 42% | 3 | 45% | 0% | 0% | 1 | 75% | 0% | 0% | 3 | 84% | 0% | 0% | 3 | 99% | 0% | 0% | 5 | 76% | 0% | 0% | 3 | 4% | 0% | 0% | 1 | 0% | 0% | 1 |  |  |  |  | 0% | [5 empty] | 30% | 14% | 44% | 3 | 43% | 0% | 0% | 1 | 70% | 0% | 0% | 3 | 73% | 0% | 0% | 3 | 93% | 0% | 0% | 4 | 76% | 0% | 0% | 3 | 3% | 0% | 0% | 1 | 0% | 0% | 1 |  |  |  |  | 0% | [5 empty] | 40% | 15% | 55% | 3 | 38% | 0% | 0% | 1 | 60% | 0% | 0% | 2 | 62% | 0% | 0% | 2 | 84% | 0% | 0% | 3 | 74% | 0% | 0% | 3 | 2% | 0% | 0% | 1
509 | Jackass (DOE) | 0 | 0 | 0 | 0% | 0% | 1 |  |  |  |  | 0% | [5 empty] | 0% | 0% | 0% | 1 | 0% | 0% | 0% | 1 | 0% | 0% | 0% | 1 | 0% | 0% | 0% | 1 | 0% | 0% | 0% | 1 | 0% | 0% | 0% | 1 | 0% | 0% | 0% | 1 | 0% | 0% | 1 |  |  |  |  | 0% | [5 empty] | 0% | 0% | 0% | 1 | 0% | 0% | 0% | 1 | 0% | 0% | 0% | 1 | 0% | 0% | 0% | 1 | 0% | 0% | 0% | 1 | 0% | 0% | 0% | 1 | 0% | 0% | 0% | 1 | 0% | 0% | 1 |  |  |  |  | 0% | [5 empty] | 0% | 0% | 0% | 1 | 0% | 0% | 0% | 1 | 0% | 0% | 0% | 1 | 0% | 0% | 0% | 1 | 0% | 0% | 0% | 1 | 0% | 0% | 0% | 1 | 0% | 0% | 0% | 1 | 0% | 0% | 1 |  |  |  |  | 0% | [5 empty] | 0% | 0% | 0% | 1 | 0% | 0% | 0% | 1 | 0% | 0% | 0% | 1 | 0% | 0% | 0% | 1 | 0% | 0% | 0% | 1 | 2% | 0% | 0% | 1 | 0% | 0% | 0% | 1
510 | North City Metering | 0 | 0 | 15 | 0% | 0% | 1 |  |  |  |  | 0% | [5 empty] | 0% | 0% | 0% | 1 | 0% | 0% | 0% | 1 | 41% | 0% | 0% | 1 | 55% | 0% | 0% | 2 | 55% | 0% | 0% | 2 | 0% | 0% | 0% | 1 | 5% | 0% | 0% | 1 | 0% | 0% | 1 |  |  |  |  | 0% | [5 empty] | 0% | 0% | 0% | 1 | 0% | 0% | 0% | 1 | 38% | 0% | 0% | 1 | 61% | 0% | 0% | 2 | 61% | 0% | 0% | 2 | 0% | 0% | 0% | 1 | 3% | 0% | 0% | 1 | 0% | 0% | 1 |  |  |  |  | 0% | [5 empty] | 0% | 0% | 0% | 1 | 7% | 0% | 0% | 1 | 26% | 0% | 0% | 1 | 55% | 0% | 0% | 2 | 56% | 0% | 0% | 2 | 0% | 0% | 0% | 1 | 1% | 0% | 0% | 1 | 0% | 0% | 1 |  |  |  |  | 0% | [5 empty] | 0% | 0% | 0% | 1 | 6% | 0% | 0% | 1 | 38% | 0% | 0% | 1 | 63% | 0% | 0% | 2 | 63% | 0% | 0% | 2 | 0% | 0% | 0% | 1 | 8% | 0% | 0% | 1
511 | Ormond Beach | 0 | 0 | 0 | 0% | 0% | 1 |  |  |  |  | 0% | [5 empty] | 0% | 0% | 0% | 1 | 13% | 0% | 0% | 1 | 59% | 0% | 0% | 2 | 74% | 0% | 0% | 3 | 74% | 0% | 0% | 3 | 0% | 0% | 0% | 1 | 19% | 0% | 0% | 1 | 0% | 0% | 1 |  |  |  |  | 0% | [5 empty] | 0% | 0% | 0% | 1 | 41% | 0% | 0% | 1 | 38% | 0% | 0% | 1 | 48% | 0% | 0% | 1 | 80% | 0% | 0% | 3 | 5% | 0% | 0% | 1 | 12% | 0% | 0% | 1 | 0% | 0% | 1 |  |  |  |  | 1% | [5 empty] | 0% | 0% | 0% | 1 | 41% | 0% | 0% | 1 | 36% | 0% | 0% | 1 | 46% | 0% | 0% | 1 | 78% | 0% | 0% | 3 | 6% | 0% | 0% | 1 | 12% | 0% | 0% | 1 | 0% | 0% | 1 |  |  |  |  | 1% | [5 empty] | 64% | 0% | 64% | 3 | 44% | 0% | 0% | 1 | 11% | 0% | 0% | 1 | 15% | 0% | 0% | 1 | 56% | 0% | 0% | 2 | 27% | 0% | 0% | 1 | 7% | 0% | 0% | 1
512 | Warne | 0 | 0 | 0 | 0% | 0% | 1 |  |  |  |  | 0% | [5 empty] | 38% | 57% | 95% | 5 | 77% | 0% | 0% | 3 | 39% | 0% | 0% | 1 | 36% | 0% | 0% | 1 | 93% | 0% | 0% | 4 | 63% | 0% | 0% | 2 | 2% | 0% | 0% | 1 | 0% | 0% | 1 |  |  |  |  | 1% | [5 empty] | 41% | 36% | 77% | 5 | 48% | 0% | 0% | 1 | 54% | 0% | 0% | 2 | 44% | 0% | 0% | 1 | 86% | 0% | 0% | 3 | 50% | 0% | 0% | 2 | 2% | 0% | 0% | 1 | 0% | 0% | 1 |  |  |  |  | 0% | [5 empty] | 29% | 20% | 49% | 4 | 46% | 0% | 0% | 1 | 48% | 0% | 0% | 1 | 34% | 0% | 0% | 1 | 80% | 0% | 0% | 3 | 39% | 0% | 0% | 1 | 1% | 0% | 0% | 1 | 0% | 0% | 1 |  |  |  |  | 0% | [5 empty] | 26% | 17% | 43% | 3 | 35% | 0% | 0% | 1 | 42% | 0% | 0% | 1 | 33% | 0% | 0% | 1 | 67% | 0% | 0% | 2 | 37% | 0% | 0% | 1 | 1% | 0% | 0% | 1
513 | POE | 0 | 0 | 0 | 0% | 0% | 1 |  |  |  |  | 0% | [5 empty] | 28% | 0% | 28% | 2 | 31% | 0% | 0% | 1 | 60% | 0% | 0% | 2 | 99% | 0% | 0% | 5 | 100% | 0% | 0% | 5 | 76% | 0% | 0% | 3 | 1% | 0% | 0% | 1 | 0% | 0% | 1 |  |  |  |  | 0% | [5 empty] | 21% | 12% | 33% | 3 | 36% | 0% | 0% | 1 | 69% | 0% | 0% | 2 | 100% | 0% | 0% | 5 | 100% | 0% | 0% | 5 | 70% | 0% | 0% | 3 | 3% | 0% | 0% | 1 | 0% | 0% | 1 |  |  |  |  | 0% | [5 empty] | 31% | 13% | 44% | 3 | 29% | 0% | 0% | 1 | 74% | 0% | 0% | 3 | 91% | 0% | 0% | 4 | 99% | 0% | 0% | 5 | 70% | 0% | 0% | 3 | 4% | 0% | 0% | 1 | 0% | 0% | 1 |  |  |  |  | 0% | [5 empty] | 30% | 15% | 45% | 3 | 39% | 0% | 0% | 1 | 72% | 0% | 0% | 3 | 74% | 0% | 0% | 3 | 95% | 0% | 0% | 5 | 73% | 0% | 0% | 3 | 3% | 0% | 0% | 1
514 | Pit 3 | 0 | 0 | 0 | 0% | 0% | 1 |  |  |  |  | 0% | [5 empty] | 98% | 0% | 98% | 5 | 42% | 0% | 0% | 1 | 47% | 0% | 0% | 1 | 31% | 0% | 0% | 1 | 88% | 0% | 0% | 3 | 44% | 0% | 0% | 1 | 1% | 0% | 0% | 1 | 0% | 0% | 1 |  |  |  |  | 0% | [5 empty] | 86% | 2% | 88% | 5 | 38% | 0% | 0% | 1 | 26% | 0% | 0% | 1 | 13% | 0% | 0% | 1 | 62% | 0% | 0% | 2 | 42% | 0% | 0% | 1 | 1% | 0% | 0% | 1 | 0% | 0% | 1 |  |  |  |  | 0% | [5 empty] | 75% | 4% | 79% | 5 | 47% | 0% | 0% | 1 | 20% | 0% | 0% | 1 | 11% | 0% | 0% | 1 | 66% | 0% | 0% | 2 | 46% | 0% | 0% | 1 | 1% | 0% | 0% | 1 | 0% | 0% | 1 |  |  |  |  | 0% | [5 empty] | 51% | 18% | 69% | 3 | 41% | 0% | 0% | 1 | 16% | 0% | 0% | 1 | 12% | 0% | 0% | 1 | 57% | 0% | 0% | 2 | 51% | 0% | 0% | 2 | 1% | 0% | 0% | 1
515 | Evergreen | 0 | 0 | 0 | 0% | 0% | 1 |  |  |  |  | 0% | [5 empty] | 0% | 0% | 0% | 1 | 0% | 0% | 0% | 1 | 0% | 0% | 0% | 1 | 0% | 0% | 0% | 1 | 0% | 0% | 0% | 1 | 0% | 0% | 0% | 1 | 0% | 0% | 0% | 1 | 0% | 0% | 1 |  |  |  |  | 0% | [5 empty] | 93% | 5% | 98% | 5 | 84% | 0% | 0% | 3 | 40% | 0% | 0% | 1 | 40% | 0% | 0% | 1 | 85% | 0% | 0% | 3 | 94% | 0% | 0% | 4 | 1% | 0% | 0% | 1 | 0% | 0% | 1 |  |  |  |  | 0% | [5 empty] | 76% | 22% | 98% | 5 | 84% | 0% | 0% | 3 | 37% | 0% | 0% | 1 | 37% | 0% | 0% | 1 | 89% | 0% | 0% | 3 | 94% | 0% | 0% | 4 | 2% | 0% | 0% | 1 | 0% | 0% | 1 |  |  |  |  | 0% | [5 empty] | 65% | 33% | 98% | 5 | 95% | 0% | 0% | 5 | 58% | 0% | 0% | 2 | 66% | 0% | 0% | 2 | 97% | 0% | 0% | 5 | 79% | 0% | 0% | 3 | 2% | 0% | 0% | 1
516 | Rincon | 0 | 0 | 0 | 0% | 0% | 1 |  |  |  |  | 0% | [5 empty] | 0% | 0% | 0% | 1 | 100% | 0% | 0% | 5 | 0% | 0% | 0% | 1 | 0% | 0% | 0% | 1 | 100% | 0% | 0% | 5 | 96% | 0% | 0% | 5 | 0% | 0% | 0% | 1 | 0% | 0% | 1 |  |  |  |  | 0% | [5 empty] | 65% | 0% | 65% | 3 | 100% | 0% | 0% | 5 | 42% | 0% | 0% | 1 | 44% | 0% | 0% | 1 | 100% | 0% | 0% | 5 | 94% | 0% | 0% | 4 | 0% | 0% | 0% | 1 | 0% | 0% | 1 |  |  |  |  | 0% | [5 empty] | 67% | 2% | 69% | 3 | 87% | 0% | 0% | 3 | 36% | 0% | 0% | 1 | 62% | 0% | 0% | 2 | 92% | 0% | 0% | 4 | 83% | 0% | 0% | 3 | 0% | 0% | 0% | 1 | 0% | 0% | 1 |  |  |  |  | 0% | [5 empty] | 45% | 22% | 67% | 4 | 86% | 0% | 0% | 3 | 31% | 0% | 0% | 1 | 57% | 0% | 0% | 2 | 95% | 0% | 0% | 5 | 67% | 0% | 0% | 2 | 3% | 0% | 0% | 1
517 | Whisman | 0 | 0 | 0 | 0% | 0% | 1 |  |  |  |  | 0% | [5 empty] | 0% | 0% | 0% | 1 | 0% | 0% | 0% | 1 | 0% | 0% | 0% | 1 | 32% | 0% | 0% | 1 | 32% | 0% | 0% | 1 | 0% | 0% | 0% | 1 | 93% | 0% | 0% | 4 | 0% | 0% | 1 |  |  |  |  | 0% | [5 empty] | 0% | 0% | 0% | 1 | 6% | 0% | 0% | 1 | 2% | 0% | 0% | 1 | 18% | 0% | 0% | 1 | 23% | 0% | 0% | 1 | 0% | 0% | 0% | 1 | 50% | 0% | 0% | 2 | 0% | 0% | 1 |  |  |  |  | 44% | [5 empty] | 27% | 0% | 27% | 2 | 41% | 0% | 0% | 1 | 41% | 0% | 0% | 1 | 48% | 0% | 0% | 1 | 54% | 0% | 0% | 2 | 31% | 0% | 0% | 1 | 18% | 0% | 0% | 1 | 0% | 0% | 1 |  |  |  |  | 44% | [5 empty] | 58% | 14% | 72% | 3 | 65% | 0% | 0% | 2 | 44% | 0% | 0% | 1 | 51% | 0% | 0% | 2 | 82% | 0% | 0% | 3 | 66% | 0% | 0% | 2 | 4% | 0% | 0% | 1
518 | Brighton | 0 | 0 | 0 | 0% | 0% | 1 |  |  |  |  | 0% | [5 empty] | 0% | 0% | 0% | 1 | 0% | 0% | 0% | 1 | 0% | 0% | 0% | 1 | 0% | 0% | 0% | 1 | 0% | 0% | 0% | 1 | 0% | 0% | 0% | 1 | 0% | 0% | 0% | 1 | 0% | 0% | 1 |  |  |  |  | 0% | [5 empty] | 0% | 0% | 0% | 1 | 0% | 0% | 0% | 1 | 0% | 0% | 0% | 1 | 0% | 0% | 0% | 1 | 0% | 0% | 0% | 1 | 0% | 0% | 0% | 1 | 0% | 0% | 0% | 1 | 0% | 0% | 1 |  |  |  |  | 0% | [5 empty] | 36% | 0% | 36% | 2 | 12% | 0% | 0% | 1 | 2% | 0% | 0% | 1 | 21% | 0% | 0% | 1 | 27% | 0% | 0% | 1 | 0% | 0% | 0% | 1 | 17% | 0% | 0% | 1 | 0% | 0% | 1 |  |  |  |  | 0% | [5 empty] | 34% | 0% | 34% | 2 | 15% | 0% | 0% | 1 | 17% | 0% | 0% | 1 | 21% | 0% | 0% | 1 | 35% | 0% | 0% | 1 | 3% | 0% | 0% | 1 | 19% | 0% | 0% | 1
519 | Mi-Wuk | 0 | 0 | 0 | 0% | 0% | 1 |  |  |  |  | 0% | [5 empty] | 0% | 0% | 0% | 1 | 0% | 0% | 0% | 1 | 0% | 0% | 0% | 1 | 0% | 0% | 0% | 1 | 0% | 0% | 0% | 1 | 0% | 0% | 0% | 1 | 0% | 0% | 0% | 1 | 0% | 0% | 1 |  |  |  |  | 0% | [5 empty] | 0% | 0% | 0% | 1 | 0% | 0% | 0% | 1 | 0% | 0% | 0% | 1 | 0% | 0% | 0% | 1 | 0% | 0% | 0% | 1 | 0% | 0% | 0% | 1 | 0% | 0% | 0% | 1 | 0% | 0% | 1 |  |  |  |  | 0% | [5 empty] | 63% | 0% | 63% | 3 | 0% | 0% | 0% | 1 | 0% | 0% | 0% | 1 | 7% | 0% | 0% | 1 | 7% | 0% | 0% | 1 | 79% | 0% | 0% | 3 | 8% | 0% | 0% | 1 | 0% | 0% | 1 |  |  |  |  | 0% | [5 empty] | 42% | 10% | 52% | 3 | 0% | 0% | 0% | 1 | 18% | 0% | 0% | 1 | 30% | 0% | 0% | 1 | 36% | 0% | 0% | 1 | 61% | 0% | 0% | 2 | 8% | 0% | 0% | 1
520 | San Ysidro | 0 | 0 | 0 | 0% | 0% | 1 |  |  |  |  | 0% | [5 empty] | 0% | 0% | 0% | 1 | 15% | 0% | 0% | 1 | 61% | 0% | 0% | 2 | 82% | 0% | 0% | 3 | 82% | 0% | 0% | 3 | 0% | 0% | 0% | 1 | 13% | 0% | 0% | 1 | 0% | 0% | 1 |  |  |  |  | 0% | [5 empty] | 0% | 0% | 0% | 1 | 9% | 0% | 0% | 1 | 38% | 0% | 0% | 1 | 71% | 0% | 0% | 3 | 72% | 0% | 0% | 3 | 0% | 0% | 0% | 1 | 9% | 0% | 0% | 1 | 0% | 0% | 1 |  |  |  |  | 0% | [5 empty] | 0% | 0% | 0% | 1 | 7% | 0% | 0% | 1 | 39% | 0% | 0% | 1 | 69% | 0% | 0% | 2 | 70% | 0% | 0% | 3 | 4% | 0% | 0% | 1 | 8% | 0% | 0% | 1 | 0% | 0% | 1 |  |  |  |  | 0% | [5 empty] | 0% | 0% | 0% | 1 | 7% | 0% | 0% | 1 | 32% | 0% | 0% | 1 | 63% | 0% | 0% | 2 | 65% | 0% | 0% | 2 | 4% | 0% | 0% | 1 | 7% | 0% | 0% | 1
521 | Lincoln | 0 | 0 | 0 | 0% | 0% | 1 |  |  |  |  | 0% | [5 empty] | 0% | 0% | 0% | 1 | 0% | 0% | 0% | 1 | 0% | 0% | 0% | 1 | 0% | 0% | 0% | 1 | 0% | 0% | 0% | 1 | 0% | 0% | 0% | 1 | 0% | 0% | 0% | 1 | 0% | 0% | 1 |  |  |  |  | 0% | [5 empty] | 0% | 0% | 0% | 1 | 0% | 0% | 0% | 1 | 0% | 0% | 0% | 1 | 0% | 0% | 0% | 1 | 0% | 0% | 0% | 1 | 0% | 0% | 0% | 1 | 0% | 0% | 0% | 1 | 0% | 0% | 1 |  |  |  |  | 0% | [5 empty] | 0% | 0% | 0% | 1 | 0% | 0% | 0% | 1 | 0% | 0% | 0% | 1 | 0% | 0% | 0% | 1 | 0% | 0% | 0% | 1 | 0% | 0% | 0% | 1 | 0% | 0% | 0% | 1 | 0% | 0% | 1 |  |  |  |  | 0% | [5 empty] | 0% | 0% | 0% | 1 | 0% | 0% | 0% | 1 | 0% | 0% | 0% | 1 | 0% | 0% | 0% | 1 | 0% | 0% | 0% | 1 | 0% | 0% | 0% | 1 | 0% | 0% | 0% | 1
522 | Jefferson | 0 | 0 | 0 | 0% | 0% | 1 |  |  |  |  | 0% | [5 empty] | 0% | 0% | 0% | 1 | 33% | 0% | 0% | 1 | 45% | 0% | 0% | 1 | 51% | 0% | 0% | 2 | 51% | 0% | 0% | 2 | 20% | 0% | 0% | 1 | 13% | 0% | 0% | 1 | 0% | 0% | 1 |  |  |  |  | 0% | [5 empty] | 0% | 0% | 0% | 1 | 16% | 0% | 0% | 1 | 31% | 0% | 0% | 1 | 61% | 0% | 0% | 2 | 62% | 0% | 0% | 2 | 22% | 0% | 0% | 1 | 15% | 0% | 0% | 1 | 0% | 0% | 1 |  |  |  |  | 0% | [5 empty] | 0% | 0% | 0% | 1 | 11% | 0% | 0% | 1 | 30% | 0% | 0% | 1 | 59% | 0% | 0% | 2 | 60% | 0% | 0% | 2 | 15% | 0% | 0% | 1 | 12% | 0% | 0% | 1 | 0% | 0% | 1 |  |  |  |  | 0% | [5 empty] | 5% | 0% | 5% | 1 | 14% | 0% | 0% | 1 | 22% | 0% | 0% | 1 | 49% | 0% | 0% | 1 | 55% | 0% | 0% | 2 | 13% | 0% | 0% | 1 | 8% | 0% | 0% | 1
523 | Lakewood | 0 | 0 | 0 | 0% | 0% | 1 |  |  |  |  | 0% | [5 empty] | 98% | 0% | 98% | 5 | 7% | 0% | 0% | 1 | 69% | 0% | 0% | 2 | 92% | 0% | 0% | 4 | 93% | 0% | 0% | 4 | 36% | 0% | 0% | 1 | 2% | 0% | 0% | 1 | 0% | 0% | 1 |  |  |  |  | 0% | [5 empty] | 43% | 0% | 43% | 2 | 50% | 0% | 0% | 2 | 68% | 0% | 0% | 2 | 49% | 0% | 0% | 1 | 86% | 0% | 0% | 3 | 22% | 0% | 0% | 1 | 41% | 0% | 0% | 1 | 0% | 0% | 1 |  |  |  |  | 4% | [5 empty] | 44% | 0% | 44% | 2 | 46% | 0% | 0% | 1 | 66% | 0% | 0% | 2 | 47% | 0% | 0% | 1 | 81% | 0% | 0% | 3 | 21% | 0% | 0% | 1 | 38% | 0% | 0% | 1 | 0% | 0% | 1 |  |  |  |  | 4% | [5 empty] | 57% | 0% | 57% | 3 | 37% | 0% | 0% | 1 | 52% | 0% | 0% | 2 | 52% | 0% | 0% | 2 | 71% | 0% | 0% | 3 | 18% | 0% | 0% | 1 | 26% | 0% | 0% | 1
524 | Windmaster | 0 | 0 | 0 | 0% | 0% | 1 |  |  |  |  | 5% | [5 empty] | 87% | 0% | 87% | 5 | 86% | 0% | 0% | 3 | 86% | 0% | 0% | 3 | 97% | 0% | 0% | 5 | 100% | 0% | 0% | 5 | 26% | 0% | 0% | 1 | 3% | 0% | 0% | 1 | 0% | 0% | 1 |  |  |  |  | 3% | [5 empty] | 90% | 2% | 92% | 5 | 88% | 0% | 0% | 3 | 89% | 0% | 0% | 3 | 96% | 0% | 0% | 5 | 99% | 0% | 0% | 5 | 42% | 0% | 0% | 1 | 3% | 0% | 0% | 1 | 0% | 0% | 1 |  |  |  |  | 1% | [5 empty] | 78% | 3% | 81% | 5 | 75% | 0% | 0% | 3 | 86% | 0% | 0% | 3 | 92% | 0% | 0% | 4 | 97% | 0% | 0% | 5 | 38% | 0% | 0% | 1 | 6% | 0% | 0% | 1 | 0% | 0% | 1 |  |  |  |  | 1% | [5 empty] | 52% | 5% | 57% | 3 | 52% | 0% | 0% | 2 | 61% | 0% | 0% | 2 | 60% | 0% | 0% | 2 | 75% | 0% | 0% | 3 | 27% | 0% | 0% | 1 | 16% | 0% | 0% | 1
525 | Rosamond | 0 | 0 | 0 | 0% | 0% | 1 |  |  |  |  | 1% | [5 empty] | 2% | 0% | 2% | 1 | 18% | 0% | 0% | 1 | 26% | 0% | 0% | 1 | 23% | 0% | 0% | 1 | 45% | 0% | 0% | 1 | 12% | 0% | 0% | 1 | 2% | 0% | 0% | 1 | 0% | 0% | 1 |  |  |  |  | 1% | [5 empty] | 8% | 0% | 8% | 1 | 16% | 0% | 0% | 1 | 30% | 0% | 0% | 1 | 26% | 0% | 0% | 1 | 46% | 0% | 0% | 1 | 20% | 0% | 0% | 1 | 1% | 0% | 0% | 1 | 0% | 0% | 1 |  |  |  |  | 3% | [5 empty] | 16% | 7% | 23% | 2 | 28% | 0% | 0% | 1 | 33% | 0% | 0% | 1 | 25% | 0% | 0% | 1 | 56% | 0% | 0% | 2 | 28% | 0% | 0% | 1 | 1% | 0% | 0% | 1 | 0% | 0% | 1 |  |  |  |  | 3% | [5 empty] | 21% | 11% | 32% | 3 | 31% | 0% | 0% | 1 | 33% | 0% | 0% | 1 | 26% | 0% | 0% | 1 | 61% | 0% | 0% | 2 | 37% | 0% | 0% | 1 | 1% | 0% | 0% | 1
526 | Los Positas | 0 | 0 | 0 | 0% | 0% | 1 |  |  |  |  | 1% | [5 empty] | 99% | 1% | 100% | 5 | 97% | 0% | 0% | 5 | 84% | 0% | 0% | 3 | 98% | 0% | 0% | 5 | 100% | 0% | 0% | 5 | 33% | 0% | 0% | 1 | 4% | 0% | 0% | 1 | 0% | 0% | 1 |  |  |  |  | 3% | [5 empty] | 88% | 4% | 92% | 5 | 87% | 0% | 0% | 3 | 87% | 0% | 0% | 3 | 95% | 0% | 0% | 5 | 99% | 0% | 0% | 5 | 42% | 0% | 0% | 1 | 3% | 0% | 0% | 1 | 0% | 0% | 1 |  |  |  |  | 0% | [5 empty] | 88% | 5% | 93% | 5 | 88% | 0% | 0% | 3 | 83% | 0% | 0% | 3 | 90% | 0% | 0% | 4 | 99% | 0% | 0% | 5 | 48% | 0% | 0% | 1 | 3% | 0% | 0% | 1 | 0% | 0% | 1 |  |  |  |  | 0% | [5 empty] | 56% | 8% | 64% | 3 | 64% | 0% | 0% | 2 | 73% | 0% | 0% | 3 | 75% | 0% | 0% | 3 | 89% | 0% | 0% | 3 | 35% | 0% | 0% | 1 | 15% | 0% | 0% | 1
527 | Oregon Trail | 0 | 0 | 0 | 0% | 0% | 1 |  |  |  |  | 0% | [5 empty] | 75% | 0% | 75% | 5 | 69% | 0% | 0% | 2 | 22% | 0% | 0% | 1 | 77% | 0% | 0% | 3 | 77% | 0% | 0% | 3 | 71% | 0% | 0% | 3 | 0% | 0% | 0% | 1 | 0% | 0% | 1 |  |  |  |  | 0% | [5 empty] | 72% | 0% | 72% | 3 | 71% | 0% | 0% | 3 | 17% | 0% | 0% | 1 | 66% | 0% | 0% | 2 | 78% | 0% | 0% | 3 | 77% | 0% | 0% | 3 | 0% | 0% | 0% | 1 | 0% | 0% | 1 |  |  |  |  | 0% | [5 empty] | 55% | 29% | 84% | 5 | 36% | 0% | 0% | 1 | 29% | 0% | 0% | 1 | 52% | 0% | 0% | 2 | 57% | 0% | 0% | 2 | 89% | 0% | 0% | 3 | 0% | 0% | 0% | 1 | 0% | 0% | 1 |  |  |  |  | 0% | [5 empty] | 53% | 28% | 81% | 5 | 32% | 0% | 0% | 1 | 11% | 0% | 0% | 1 | 17% | 0% | 0% | 1 | 44% | 0% | 0% | 1 | 57% | 0% | 0% | 2 | 1% | 0% | 0% | 1
528 | Burlingame | 0 | 0 | 0 | 0% | 0% | 1 |  |  |  |  | 0% | [5 empty] | 0% | 0% | 0% | 1 | 16% | 0% | 0% | 1 | 32% | 0% | 0% | 1 | 74% | 0% | 0% | 3 | 74% | 0% | 0% | 3 | 24% | 0% | 0% | 1 | 4% | 0% | 0% | 1 | 0% | 0% | 1 |  |  |  |  | 0% | [5 empty] | 0% | 0% | 0% | 1 | 11% | 0% | 0% | 1 | 23% | 0% | 0% | 1 | 47% | 0% | 0% | 1 | 50% | 0% | 0% | 2 | 12% | 0% | 0% | 1 | 8% | 0% | 0% | 1 | 0% | 0% | 1 |  |  |  |  | 0% | [5 empty] | 0% | 0% | 0% | 1 | 8% | 0% | 0% | 1 | 19% | 0% | 0% | 1 | 49% | 0% | 0% | 1 | 52% | 0% | 0% | 2 | 9% | 0% | 0% | 1 | 9% | 0% | 0% | 1 | 0% | 0% | 1 |  |  |  |  | 0% | [5 empty] | 29% | 0% | 29% | 2 | 8% | 0% | 0% | 1 | 44% | 0% | 0% | 1 | 65% | 0% | 0% | 2 | 68% | 0% | 0% | 2 | 13% | 0% | 0% | 1 | 7% | 0% | 0% | 1
529 | Fremont | 0 | 0 | 0 | 0% | 0% | 1 |  |  |  |  | 0% | [5 empty] | 27% | 0% | 27% | 2 | 27% | 0% | 0% | 1 | 27% | 0% | 0% | 1 | 55% | 0% | 0% | 2 | 55% | 0% | 0% | 2 | 27% | 0% | 0% | 1 | 68% | 0% | 0% | 2 | 0% | 0% | 1 |  |  |  |  | 0% | [5 empty] | 62% | 0% | 62% | 3 | 62% | 0% | 0% | 2 | 43% | 0% | 0% | 1 | 50% | 0% | 0% | 2 | 70% | 0% | 0% | 3 | 62% | 0% | 0% | 2 | 25% | 0% | 0% | 1 | 0% | 0% | 1 |  |  |  |  | 0% | [5 empty] | 82% | 8% | 90% | 5 | 77% | 0% | 0% | 3 | 64% | 0% | 0% | 2 | 65% | 0% | 0% | 2 | 91% | 0% | 0% | 4 | 67% | 0% | 0% | 2 | 5% | 0% | 0% | 1 | 0% | 0% | 1 |  |  |  |  | 0% | [5 empty] | 83% | 7% | 90% | 5 | 85% | 0% | 0% | 3 | 78% | 0% | 0% | 3 | 85% | 0% | 0% | 3 | 97% | 0% | 0% | 5 | 50% | 0% | 0% | 2 | 3% | 0% | 0% | 1
530 | Callender | 0 | 0 | 0 | 0% | 0% | 1 |  |  |  |  | 0% | [5 empty] | 58% | 0% | 58% | 3 | 7% | 0% | 0% | 1 | 1% | 0% | 0% | 1 | 20% | 0% | 0% | 1 | 20% | 0% | 0% | 1 | 54% | 0% | 0% | 2 | 15% | 0% | 0% | 1 | 0% | 0% | 1 |  |  |  |  | 0% | [5 empty] | 73% | 0% | 73% | 3 | 21% | 0% | 0% | 1 | 2% | 0% | 0% | 1 | 11% | 0% | 0% | 1 | 28% | 0% | 0% | 1 | 82% | 0% | 0% | 3 | 5% | 0% | 0% | 1 | 0% | 0% | 1 |  |  |  |  | 4% | [5 empty] | 72% | 13% | 85% | 5 | 25% | 0% | 0% | 1 | 1% | 0% | 0% | 1 | 30% | 0% | 0% | 1 | 46% | 0% | 0% | 1 | 81% | 0% | 0% | 3 | 3% | 0% | 0% | 1 | 0% | 0% | 1 |  |  |  |  | 4% | [5 empty] | 36% | 55% | 91% | 5 | 22% | 0% | 0% | 1 | 7% | 0% | 0% | 1 | 32% | 0% | 0% | 1 | 42% | 0% | 0% | 1 | 72% | 0% | 0% | 3 | 2% | 0% | 0% | 1
531 | Delta PP | 0 | 0 | 0 | 0% | 0% | 1 |  |  |  |  | 5% | [5 empty] | 88% | 0% | 88% | 5 | 87% | 0% | 0% | 3 | 87% | 0% | 0% | 3 | 97% | 0% | 0% | 5 | 100% | 0% | 0% | 5 | 28% | 0% | 0% | 1 | 3% | 0% | 0% | 1 | 0% | 0% | 1 |  |  |  |  | 3% | [5 empty] | 90% | 2% | 92% | 5 | 88% | 0% | 0% | 3 | 89% | 0% | 0% | 3 | 96% | 0% | 0% | 5 | 99% | 0% | 0% | 5 | 42% | 0% | 0% | 1 | 3% | 0% | 0% | 1 | 0% | 0% | 1 |  |  |  |  | 0% | [5 empty] | 78% | 3% | 81% | 5 | 75% | 0% | 0% | 3 | 87% | 0% | 0% | 3 | 93% | 0% | 0% | 4 | 98% | 0% | 0% | 5 | 39% | 0% | 0% | 1 | 6% | 0% | 0% | 1 | 0% | 0% | 1 |  |  |  |  | 0% | [5 empty] | 51% | 6% | 57% | 3 | 53% | 0% | 0% | 2 | 62% | 0% | 0% | 2 | 62% | 0% | 0% | 2 | 76% | 0% | 0% | 3 | 28% | 0% | 0% | 1 | 16% | 0% | 0% | 1
532 | Moraga | 0 | 0 | 0 | 0% | 0% | 1 |  |  |  |  | 0% | [5 empty] | 65% | 0% | 65% | 3 | 2% | 0% | 0% | 1 | 66% | 0% | 0% | 2 | 79% | 0% | 0% | 3 | 79% | 0% | 0% | 3 | 16% | 0% | 0% | 1 | 2% | 0% | 0% | 1 | 0% | 0% | 1 |  |  |  |  | 0% | [5 empty] | 53% | 0% | 53% | 3 | 3% | 0% | 0% | 1 | 38% | 0% | 0% | 1 | 56% | 0% | 0% | 2 | 58% | 0% | 0% | 2 | 18% | 0% | 0% | 1 | 4% | 0% | 0% | 1 | 0% | 0% | 1 |  |  |  |  | 0% | [5 empty] | 51% | 0% | 51% | 3 | 34% | 0% | 0% | 1 | 61% | 0% | 0% | 2 | 51% | 0% | 0% | 2 | 79% | 0% | 0% | 3 | 28% | 0% | 0% | 1 | 23% | 0% | 0% | 1 | 0% | 0% | 1 |  |  |  |  | 0% | [5 empty] | 51% | 0% | 51% | 3 | 48% | 0% | 0% | 1 | 53% | 0% | 0% | 2 | 49% | 0% | 0% | 1 | 83% | 0% | 0% | 3 | 25% | 0% | 0% | 1 | 29% | 0% | 0% | 1
533 | Collierville | 0 | 0 | 15 | 0% | 0% | 1 |  |  |  |  | 0% | [5 empty] | 0% | 0% | 0% | 1 | 0% | 0% | 0% | 1 | 0% | 0% | 0% | 1 | 0% | 0% | 0% | 1 | 0% | 0% | 0% | 1 | 0% | 0% | 0% | 1 | 0% | 0% | 0% | 1 | 0% | 0% | 1 |  |  |  |  | 0% | [5 empty] | 0% | 100% | 100% | 5 | 0% | 0% | 0% | 1 | 0% | 0% | 0% | 1 | 0% | 0% | 0% | 1 | 0% | 0% | 0% | 1 | 8% | 0% | 0% | 1 | 0% | 0% | 0% | 1 | 0% | 0% | 1 |  |  |  |  | 0% | [5 empty] | 0% | 100% | 100% | 5 | 0% | 0% | 0% | 1 | 0% | 0% | 0% | 1 | 0% | 0% | 0% | 1 | 0% | 0% | 0% | 1 | 8% | 0% | 0% | 1 | 0% | 0% | 0% | 1 | 0% | 0% | 1 |  |  |  |  | 0% | [5 empty] | 42% | 10% | 52% | 3 | 0% | 0% | 0% | 1 | 19% | 0% | 0% | 1 | 31% | 0% | 0% | 1 | 36% | 0% | 0% | 1 | 60% | 0% | 0% | 2 | 8% | 0% | 0% | 1
534 | Rock Creek | 0 | 0 | 0 | 0% | 0% | 1 |  |  |  |  | 0% | [5 empty] | 43% | 17% | 60% | 3 | 38% | 0% | 0% | 1 | 80% | 0% | 0% | 3 | 83% | 0% | 0% | 3 | 99% | 0% | 0% | 5 | 74% | 0% | 0% | 3 | 6% | 0% | 0% | 1 | 0% | 0% | 1 |  |  |  |  | 0% | [5 empty] | 30% | 13% | 43% | 3 | 46% | 0% | 0% | 1 | 75% | 0% | 0% | 3 | 84% | 0% | 0% | 3 | 99% | 0% | 0% | 5 | 77% | 0% | 0% | 3 | 4% | 0% | 0% | 1 | 0% | 0% | 1 |  |  |  |  | 2% | [5 empty] | 30% | 14% | 44% | 3 | 44% | 0% | 0% | 1 | 70% | 0% | 0% | 3 | 73% | 0% | 0% | 3 | 93% | 0% | 0% | 4 | 76% | 0% | 0% | 3 | 3% | 0% | 0% | 1 | 0% | 0% | 1 |  |  |  |  | 2% | [5 empty] | 38% | 15% | 53% | 3 | 40% | 0% | 0% | 1 | 62% | 0% | 0% | 2 | 64% | 0% | 0% | 2 | 87% | 0% | 0% | 3 | 73% | 0% | 0% | 3 | 2% | 0% | 0% | 1
535 | Homestake | 0 | 0 | 0 | 0% | 0% | 1 |  |  |  |  | 0% | [5 empty] | 21% | 79% | 100% | 5 | 61% | 0% | 0% | 2 | 25% | 0% | 0% | 1 | 48% | 0% | 0% | 1 | 73% | 0% | 0% | 3 | 84% | 0% | 0% | 3 | 1% | 0% | 0% | 1 | 0% | 0% | 1 |  |  |  |  | 0% | [5 empty] | 26% | 74% | 100% | 5 | 71% | 0% | 0% | 3 | 13% | 0% | 0% | 1 | 23% | 0% | 0% | 1 | 77% | 0% | 0% | 3 | 91% | 0% | 0% | 4 | 1% | 0% | 0% | 1 | 0% | 0% | 1 |  |  |  |  | 0% | [5 empty] | 42% | 56% | 98% | 5 | 73% | 0% | 0% | 3 | 12% | 0% | 0% | 1 | 21% | 0% | 0% | 1 | 79% | 0% | 0% | 3 | 81% | 0% | 0% | 3 | 1% | 0% | 0% | 1 | 0% | 0% | 1 |  |  |  |  | 0% | [5 empty] | 51% | 46% | 97% | 5 | 76% | 0% | 0% | 3 | 15% | 0% | 0% | 1 | 23% | 0% | 0% | 1 | 83% | 0% | 0% | 3 | 78% | 0% | 0% | 3 | 1% | 0% | 0% | 1
536 | James B Black | 0 | 0 | 30 | 0% | 0% | 1 |  |  |  |  | 0% | [5 empty] | 85% | 15% | 100% | 5 | 48% | 0% | 0% | 1 | 38% | 0% | 0% | 1 | 42% | 0% | 0% | 1 | 87% | 0% | 0% | 3 | 60% | 0% | 0% | 2 | 1% | 0% | 0% | 1 | 0% | 0% | 1 |  |  |  |  | 0% | [5 empty] | 81% | 17% | 98% | 5 | 36% | 0% | 0% | 1 | 25% | 0% | 0% | 1 | 22% | 0% | 0% | 1 | 62% | 0% | 0% | 2 | 54% | 0% | 0% | 2 | 1% | 0% | 0% | 1 | 0% | 0% | 1 |  |  |  |  | 1% | [5 empty] | 66% | 26% | 92% | 5 | 39% | 0% | 0% | 1 | 23% | 0% | 0% | 1 | 17% | 0% | 0% | 1 | 62% | 0% | 0% | 2 | 49% | 0% | 0% | 1 | 1% | 0% | 0% | 1 | 0% | 0% | 1 |  |  |  |  | 1% | [5 empty] | 57% | 22% | 79% | 5 | 33% | 0% | 0% | 1 | 19% | 0% | 0% | 1 | 18% | 0% | 0% | 1 | 52% | 0% | 0% | 2 | 56% | 0% | 0% | 2 | 1% | 0% | 0% | 1
537 | Harvard | 0 | 0 | 0 | 0% | 0% | 1 |  |  |  |  | 1% | [5 empty] | 0% | 0% | 0% | 1 | 32% | 0% | 0% | 1 | 7% | 0% | 0% | 1 | 8% | 0% | 0% | 1 | 32% | 0% | 0% | 1 | 45% | 0% | 0% | 1 | 2% | 0% | 0% | 1 | 0% | 0% | 1 |  |  |  |  | 1% | [5 empty] | 0% | 0% | 0% | 1 | 41% | 0% | 0% | 1 | 12% | 0% | 0% | 1 | 7% | 0% | 0% | 1 | 42% | 0% | 0% | 1 | 49% | 0% | 0% | 1 | 2% | 0% | 0% | 1 | 0% | 0% | 1 |  |  |  |  | 0% | [5 empty] | 0% | 0% | 0% | 1 | 47% | 0% | 0% | 1 | 21% | 0% | 0% | 1 | 15% | 0% | 0% | 1 | 49% | 0% | 0% | 1 | 49% | 0% | 0% | 1 | 2% | 0% | 0% | 1 | 0% | 0% | 1 |  |  |  |  | 0% | [5 empty] | 0% | 0% | 0% | 1 | 44% | 0% | 0% | 1 | 21% | 0% | 0% | 1 | 17% | 0% | 0% | 1 | 48% | 0% | 0% | 1 | 63% | 0% | 0% | 2 | 2% | 0% | 0% | 1
538 | San Jose B | 0 | 0 | 0 | 0% | 0% | 1 |  |  |  |  | 0% | [5 empty] | 0% | 0% | 0% | 1 | 0% | 0% | 0% | 1 | 0% | 0% | 0% | 1 | 0% | 0% | 0% | 1 | 0% | 0% | 0% | 1 | 0% | 0% | 0% | 1 | 0% | 0% | 0% | 1 | 0% | 0% | 1 |  |  |  |  | 0% | [5 empty] | 90% | 0% | 90% | 5 | 88% | 0% | 0% | 3 | 62% | 0% | 0% | 2 | 64% | 0% | 0% | 2 | 91% | 0% | 0% | 4 | 87% | 0% | 0% | 3 | 6% | 0% | 0% | 1 | 0% | 0% | 1 |  |  |  |  | 0% | [5 empty] | 82% | 14% | 96% | 5 | 86% | 0% | 0% | 3 | 31% | 0% | 0% | 1 | 32% | 0% | 0% | 1 | 88% | 0% | 0% | 3 | 93% | 0% | 0% | 4 | 3% | 0% | 0% | 1 | 0% | 0% | 1 |  |  |  |  | 0% | [5 empty] | 70% | 26% | 96% | 5 | 94% | 0% | 0% | 4 | 62% | 0% | 0% | 2 | 69% | 0% | 0% | 2 | 97% | 0% | 0% | 5 | 74% | 0% | 0% | 3 | 2% | 0% | 0% | 1
539 | Edenvale | 0 | 0 | 0 | 0% | 0% | 1 |  |  |  |  | 0% | [5 empty] | 100% | 0% | 100% | 5 | 100% | 0% | 0% | 5 | 0% | 0% | 0% | 1 | 18% | 0% | 0% | 1 | 100% | 0% | 0% | 5 | 54% | 0% | 0% | 2 | 2% | 0% | 0% | 1 | 0% | 0% | 1 |  |  |  |  | 0% | [5 empty] | 89% | 11% | 100% | 5 | 77% | 0% | 0% | 3 | 35% | 0% | 0% | 1 | 36% | 0% | 0% | 1 | 82% | 0% | 0% | 3 | 94% | 0% | 0% | 4 | 1% | 0% | 0% | 1 | 0% | 0% | 1 |  |  |  |  | 0% | [5 empty] | 78% | 21% | 99% | 5 | 85% | 0% | 0% | 3 | 36% | 0% | 0% | 1 | 36% | 0% | 0% | 1 | 90% | 0% | 0% | 4 | 96% | 0% | 0% | 5 | 1% | 0% | 0% | 1 | 0% | 0% | 1 |  |  |  |  | 0% | [5 empty] | 40% | 56% | 96% | 5 | 91% | 0% | 0% | 4 | 36% | 0% | 0% | 1 | 45% | 0% | 0% | 1 | 95% | 0% | 0% | 5 | 92% | 0% | 0% | 4 | 2% | 0% | 0% | 1
540 | Mt Poso | 0 | 0 | 0 | 0% | 0% | 1 |  |  |  |  | 0% | [5 empty] | 0% | 0% | 0% | 1 | 0% | 0% | 0% | 1 | 0% | 0% | 0% | 1 | 0% | 0% | 0% | 1 | 0% | 0% | 0% | 1 | 0% | 0% | 0% | 1 | 0% | 0% | 0% | 1 | 0% | 0% | 1 |  |  |  |  | 0% | [5 empty] | 0% | 0% | 0% | 1 | 0% | 0% | 0% | 1 | 0% | 0% | 0% | 1 | 0% | 0% | 0% | 1 | 0% | 0% | 0% | 1 | 0% | 0% | 0% | 1 | 0% | 0% | 0% | 1 | 0% | 0% | 1 |  |  |  |  | 0% | [5 empty] | 0% | 0% | 0% | 1 | 0% | 0% | 0% | 1 | 0% | 0% | 0% | 1 | 0% | 0% | 0% | 1 | 0% | 0% | 0% | 1 | 0% | 0% | 0% | 1 | 0% | 0% | 0% | 1 | 0% | 0% | 1 |  |  |  |  | 0% | [5 empty] | 3% | 97% | 100% | 5 | 25% | 0% | 0% | 1 | 27% | 0% | 0% | 1 | 49% | 0% | 0% | 1 | 58% | 0% | 0% | 2 | 69% | 0% | 0% | 2 | 1% | 0% | 0% | 1
541 | Rock Creek 1 | 0 | 0 | 0 | 0% | 0% | 1 |  |  |  |  | 0% | [5 empty] | 43% | 17% | 60% | 3 | 38% | 0% | 0% | 1 | 80% | 0% | 0% | 3 | 83% | 0% | 0% | 3 | 99% | 0% | 0% | 5 | 74% | 0% | 0% | 3 | 6% | 0% | 0% | 1 | 0% | 0% | 1 |  |  |  |  | 0% | [5 empty] | 30% | 13% | 43% | 3 | 46% | 0% | 0% | 1 | 75% | 0% | 0% | 3 | 84% | 0% | 0% | 3 | 99% | 0% | 0% | 5 | 77% | 0% | 0% | 3 | 4% | 0% | 0% | 1 | 0% | 0% | 1 |  |  |  |  | 0% | [5 empty] | 30% | 14% | 44% | 3 | 44% | 0% | 0% | 1 | 70% | 0% | 0% | 3 | 73% | 0% | 0% | 3 | 93% | 0% | 0% | 4 | 76% | 0% | 0% | 3 | 3% | 0% | 0% | 1 | 0% | 0% | 1 |  |  |  |  | 0% | [5 empty] | 38% | 15% | 53% | 3 | 40% | 0% | 0% | 1 | 62% | 0% | 0% | 2 | 64% | 0% | 0% | 2 | 87% | 0% | 0% | 3 | 73% | 0% | 0% | 3 | 2% | 0% | 0% | 1
542 | New Sub - Kramer - Lugo (Proposed) | 0 | 0 | 0 | 0% | 0% | 1 |  |  |  |  | 0% | [5 empty] | 0% | 0% | 0% | 1 | 84% | 0% | 0% | 3 | 75% | 0% | 0% | 3 | 50% | 0% | 0% | 2 | 91% | 0% | 0% | 4 | 49% | 0% | 0% | 1 | 0% | 0% | 0% | 1 | 0% | 0% | 1 |  |  |  |  | 0% | [5 empty] | 0% | 0% | 0% | 1 | 58% | 0% | 0% | 2 | 64% | 0% | 0% | 2 | 33% | 0% | 0% | 1 | 78% | 0% | 0% | 3 | 49% | 0% | 0% | 1 | 0% | 0% | 0% | 1 | 0% | 0% | 1 |  |  |  |  | 0% | [5 empty] | 8% | 3% | 11% | 2 | 50% | 0% | 0% | 2 | 40% | 0% | 0% | 1 | 22% | 0% | 0% | 1 | 67% | 0% | 0% | 2 | 52% | 0% | 0% | 2 | 0% | 0% | 0% | 1 | 0% | 0% | 1 |  |  |  |  | 0% | [5 empty] | 10% | 9% | 19% | 2 | 54% | 0% | 0% | 2 | 39% | 0% | 0% | 1 | 27% | 0% | 0% | 1 | 75% | 0% | 0% | 3 | 51% | 0% | 0% | 2 | 0% | 0% | 0% | 1
543 | Baker | 0 | 0 | 0 | 0% | 0% | 1 |  |  |  |  | 0% | [5 empty] | 0% | 0% | 0% | 1 | 38% | 0% | 0% | 1 | 45% | 0% | 0% | 1 | 45% | 0% | 0% | 1 | 46% | 0% | 0% | 1 | 62% | 0% | 0% | 2 | 0% | 0% | 0% | 1 | 0% | 0% | 1 |  |  |  |  | 0% | [5 empty] | 0% | 0% | 0% | 1 | 56% | 0% | 0% | 2 | 46% | 0% | 0% | 1 | 46% | 0% | 0% | 1 | 66% | 0% | 0% | 2 | 68% | 0% | 0% | 2 | 0% | 0% | 0% | 1 | 0% | 0% | 1 |  |  |  |  | 0% | [5 empty] | 0% | 0% | 0% | 1 | 55% | 0% | 0% | 2 | 43% | 0% | 0% | 1 | 43% | 0% | 0% | 1 | 66% | 0% | 0% | 2 | 66% | 0% | 0% | 2 | 2% | 0% | 0% | 1 | 0% | 0% | 1 |  |  |  |  | 0% | [5 empty] | 0% | 0% | 0% | 1 | 58% | 0% | 0% | 2 | 39% | 0% | 0% | 1 | 39% | 0% | 0% | 1 | 68% | 0% | 0% | 2 | 65% | 0% | 0% | 2 | 2% | 0% | 0% | 1
544 | Mountain View | 0 | 0 | 0 | 0% | 0% | 1 |  |  |  |  | 0% | [5 empty] | 0% | 0% | 0% | 1 | 12% | 0% | 0% | 1 | 0% | 0% | 0% | 1 | 29% | 0% | 0% | 1 | 42% | 0% | 0% | 1 | 0% | 0% | 0% | 1 | 82% | 0% | 0% | 3 | 0% | 0% | 1 |  |  |  |  | 0% | [5 empty] | 0% | 0% | 0% | 1 | 6% | 0% | 0% | 1 | 1% | 0% | 0% | 1 | 18% | 0% | 0% | 1 | 24% | 0% | 0% | 1 | 0% | 0% | 0% | 1 | 51% | 0% | 0% | 2 | 0% | 0% | 1 |  |  |  |  | 0% | [5 empty] | 24% | 0% | 24% | 2 | 37% | 0% | 0% | 1 | 46% | 0% | 0% | 1 | 53% | 0% | 0% | 2 | 56% | 0% | 0% | 2 | 28% | 0% | 0% | 1 | 17% | 0% | 0% | 1 | 0% | 0% | 1 |  |  |  |  | 0% | [5 empty] | 56% | 14% | 70% | 3 | 65% | 0% | 0% | 2 | 40% | 0% | 0% | 1 | 47% | 0% | 0% | 1 | 81% | 0% | 0% | 3 | 67% | 0% | 0% | 2 | 4% | 0% | 0% | 1
545 | Stanislaus | 0 | 0 | 0 | 0% | 0% | 1 |  |  |  |  | 0% | [5 empty] | 60% | 40% | 100% | 5 | 97% | 0% | 0% | 5 | 25% | 0% | 0% | 1 | 76% | 0% | 0% | 3 | 98% | 0% | 0% | 5 | 100% | 0% | 0% | 5 | 0% | 0% | 0% | 1 | 0% | 0% | 1 |  |  |  |  | 0% | [5 empty] | 42% | 58% | 100% | 5 | 96% | 0% | 0% | 5 | 18% | 0% | 0% | 1 | 44% | 0% | 0% | 1 | 98% | 0% | 0% | 5 | 100% | 0% | 0% | 5 | 0% | 0% | 0% | 1 | 0% | 0% | 1 |  |  |  |  | 0% | [5 empty] | 38% | 62% | 100% | 5 | 97% | 0% | 0% | 5 | 22% | 0% | 0% | 1 | 44% | 0% | 0% | 1 | 99% | 0% | 0% | 5 | 100% | 0% | 0% | 5 | 0% | 0% | 0% | 1 | 0% | 0% | 1 |  |  |  |  | 0% | [5 empty] | 59% | 40% | 99% | 5 | 97% | 0% | 0% | 5 | 41% | 0% | 0% | 1 | 51% | 0% | 0% | 2 | 98% | 0% | 0% | 5 | 96% | 0% | 0% | 5 | 1% | 0% | 0% | 1
546 | Eagle Mountain | 0 | 0 | 0 | 0% | 0% | 1 |  |  |  |  | 0% | [5 empty] | 0% | 0% | 0% | 1 | 8% | 0% | 0% | 1 | 23% | 0% | 0% | 1 | 0% | 0% | 0% | 1 | 32% | 0% | 0% | 1 | 48% | 0% | 0% | 1 | 0% | 0% | 0% | 1 | 0% | 0% | 1 |  |  |  |  | 0% | [5 empty] | 0% | 0% | 0% | 1 | 15% | 0% | 0% | 1 | 16% | 0% | 0% | 1 | 0% | 0% | 0% | 1 | 30% | 0% | 0% | 1 | 53% | 0% | 0% | 2 | 1% | 0% | 0% | 1 | 0% | 0% | 1 |  |  |  |  | 19% | [5 empty] | 0% | 0% | 0% | 1 | 30% | 0% | 0% | 1 | 13% | 0% | 0% | 1 | 1% | 0% | 0% | 1 | 43% | 0% | 0% | 1 | 53% | 0% | 0% | 2 | 1% | 0% | 0% | 1 | 0% | 0% | 1 |  |  |  |  | 19% | [5 empty] | 0% | 0% | 0% | 1 | 40% | 0% | 0% | 1 | 24% | 0% | 0% | 1 | 15% | 0% | 0% | 1 | 52% | 0% | 0% | 2 | 56% | 0% | 0% | 2 | 1% | 0% | 0% | 1
547 | Contra Costa PP | 0 | 0 | 0 | 0% | 0% | 1 |  |  |  |  | 10% | [5 empty] | 25% | 0% | 25% | 2 | 27% | 0% | 0% | 1 | 75% | 0% | 0% | 3 | 66% | 0% | 0% | 2 | 76% | 0% | 0% | 3 | 10% | 0% | 0% | 1 | 27% | 0% | 0% | 1 | 0% | 0% | 1 |  |  |  |  | 12% | [5 empty] | 37% | 0% | 37% | 2 | 22% | 0% | 0% | 1 | 50% | 0% | 0% | 2 | 43% | 0% | 0% | 1 | 58% | 0% | 0% | 2 | 8% | 0% | 0% | 1 | 29% | 0% | 0% | 1 | 0% | 0% | 1 |  |  |  |  | 0% | [5 empty] | 41% | 0% | 41% | 2 | 25% | 0% | 0% | 1 | 47% | 0% | 0% | 1 | 42% | 0% | 0% | 1 | 60% | 0% | 0% | 2 | 8% | 0% | 0% | 1 | 28% | 0% | 0% | 1 | 0% | 0% | 1 |  |  |  |  | 0% | [5 empty] | 51% | 0% | 51% | 3 | 34% | 0% | 0% | 1 | 45% | 0% | 0% | 1 | 46% | 0% | 0% | 1 | 61% | 0% | 0% | 2 | 16% | 0% | 0% | 1 | 21% | 0% | 0% | 1
548 | Padre Flats SW STA | 0 | 0 | 0 | 0% | 0% | 1 |  |  |  |  | 0% | [5 empty] | 99% | 0% | 99% | 5 | 100% | 0% | 0% | 5 | 0% | 0% | 0% | 1 | 33% | 0% | 0% | 1 | 100% | 0% | 0% | 5 | 96% | 0% | 0% | 5 | 0% | 0% | 0% | 1 | 0% | 0% | 1 |  |  |  |  | 0% | [5 empty] | 38% | 62% | 100% | 5 | 97% | 0% | 0% | 5 | 0% | 0% | 0% | 1 | 4% | 0% | 0% | 1 | 97% | 0% | 0% | 5 | 95% | 0% | 0% | 5 | 0% | 0% | 0% | 1 | 0% | 0% | 1 |  |  |  |  | 0% | [5 empty] | 53% | 46% | 99% | 5 | 96% | 0% | 0% | 5 | 3% | 0% | 0% | 1 | 6% | 0% | 0% | 1 | 97% | 0% | 0% | 5 | 97% | 0% | 0% | 5 | 0% | 0% | 0% | 1 | 0% | 0% | 1 |  |  |  |  | 0% | [5 empty] | 49% | 51% | 100% | 5 | 94% | 0% | 0% | 4 | 3% | 0% | 0% | 1 | 5% | 0% | 0% | 1 | 95% | 0% | 0% | 5 | 97% | 0% | 0% | 5 | 0% | 0% | 0% | 1
549 | Bliss | 0 | 0 | 0 | 0% | 0% | 1 |  |  |  |  | 0% | [5 empty] | 0% | 0% | 0% | 1 | 0% | 0% | 0% | 1 | 0% | 0% | 0% | 1 | 0% | 0% | 0% | 1 | 0% | 0% | 0% | 1 | 0% | 0% | 0% | 1 | 0% | 0% | 0% | 1 | 0% | 0% | 1 |  |  |  |  | 0% | [5 empty] | 0% | 0% | 0% | 1 | 0% | 0% | 0% | 1 | 0% | 0% | 0% | 1 | 0% | 0% | 0% | 1 | 0% | 0% | 0% | 1 | 0% | 0% | 0% | 1 | 0% | 0% | 0% | 1 | 0% | 0% | 1 |  |  |  |  | 0% | [5 empty] | 0% | 0% | 0% | 1 | 0% | 0% | 0% | 1 | 0% | 0% | 0% | 1 | 0% | 0% | 0% | 1 | 0% | 0% | 0% | 1 | 0% | 0% | 0% | 1 | 0% | 0% | 0% | 1 | 0% | 0% | 1 |  |  |  |  | 0% | [5 empty] | 0% | 0% | 0% | 1 | 0% | 0% | 0% | 1 | 0% | 0% | 0% | 1 | 0% | 0% | 0% | 1 | 0% | 0% | 0% | 1 | 0% | 0% | 0% | 1 | 0% | 0% | 0% | 1
550 | Divide | 0 | 0 | 10 | 0% | 0% | 1 |  |  |  |  | 0% | [5 empty] | 0% | 0% | 0% | 1 | 92% | 0% | 0% | 4 | 0% | 0% | 0% | 1 | 23% | 0% | 0% | 1 | 92% | 0% | 0% | 4 | 36% | 0% | 0% | 1 | 7% | 0% | 0% | 1 | 0% | 0% | 1 |  |  |  |  | 0% | [5 empty] | 53% | 0% | 53% | 3 | 43% | 0% | 0% | 1 | 0% | 0% | 0% | 1 | 25% | 0% | 0% | 1 | 50% | 0% | 0% | 2 | 69% | 0% | 0% | 2 | 11% | 0% | 0% | 1 | 0% | 0% | 1 |  |  |  |  | 0% | [5 empty] | 61% | 1% | 62% | 3 | 45% | 0% | 0% | 1 | 9% | 0% | 0% | 1 | 14% | 0% | 0% | 1 | 55% | 0% | 0% | 2 | 78% | 0% | 0% | 3 | 6% | 0% | 0% | 1 | 0% | 0% | 1 |  |  |  |  | 0% | [5 empty] | 70% | 17% | 87% | 5 | 63% | 0% | 0% | 2 | 2% | 0% | 0% | 1 | 7% | 0% | 0% | 1 | 69% | 0% | 0% | 2 | 59% | 0% | 0% | 2 | 6% | 0% | 0% | 1
551 | Cresta | 0 | 0 | 0 | 0% | 0% | 1 |  |  |  |  | 0% | [5 empty] | 21% | 14% | 35% | 3 | 37% | 0% | 0% | 1 | 69% | 0% | 0% | 2 | 98% | 0% | 0% | 5 | 99% | 0% | 0% | 5 | 71% | 0% | 0% | 3 | 3% | 0% | 0% | 1 | 0% | 0% | 1 |  |  |  |  | 0% | [5 empty] | 34% | 13% | 47% | 3 | 40% | 0% | 0% | 1 | 74% | 0% | 0% | 3 | 84% | 0% | 0% | 3 | 99% | 0% | 0% | 5 | 73% | 0% | 0% | 3 | 4% | 0% | 0% | 1 | 0% | 0% | 1 |  |  |  |  | 0% | [5 empty] | 29% | 14% | 43% | 3 | 46% | 0% | 0% | 1 | 75% | 0% | 0% | 3 | 82% | 0% | 0% | 3 | 99% | 0% | 0% | 5 | 74% | 0% | 0% | 3 | 4% | 0% | 0% | 1 | 0% | 0% | 1 |  |  |  |  | 0% | [5 empty] | 35% | 13% | 48% | 3 | 39% | 0% | 0% | 1 | 66% | 0% | 0% | 2 | 69% | 0% | 0% | 2 | 90% | 0% | 0% | 4 | 74% | 0% | 0% | 3 | 3% | 0% | 0% | 1
552 | Race Track | 0 | 0 | 0 | 0% | 0% | 1 |  |  |  |  | 0% | [5 empty] | 0% | 0% | 0% | 1 | 0% | 0% | 0% | 1 | 0% | 0% | 0% | 1 | 0% | 0% | 0% | 1 | 0% | 0% | 0% | 1 | 0% | 0% | 0% | 1 | 0% | 0% | 0% | 1 | 0% | 0% | 1 |  |  |  |  | 0% | [5 empty] | 0% | 0% | 0% | 1 | 0% | 0% | 0% | 1 | 0% | 0% | 0% | 1 | 0% | 0% | 0% | 1 | 0% | 0% | 0% | 1 | 0% | 0% | 0% | 1 | 0% | 0% | 0% | 1 | 0% | 0% | 1 |  |  |  |  | 46% | [5 empty] | 0% | 0% | 0% | 1 | 0% | 0% | 0% | 1 | 0% | 0% | 0% | 1 | 0% | 0% | 0% | 1 | 0% | 0% | 0% | 1 | 0% | 0% | 0% | 1 | 0% | 0% | 0% | 1 | 0% | 0% | 1 |  |  |  |  | 46% | [5 empty] | 20% | 42% | 62% | 5 | 0% | 0% | 0% | 1 | 0% | 0% | 0% | 1 | 15% | 0% | 0% | 1 | 15% | 0% | 0% | 1 | 61% | 0% | 0% | 2 | 10% | 0% | 0% | 1
553 | Lodi | 0 | 0 | 0 | 0% | 0% | 1 |  |  |  |  | 1% | [5 empty] | 0% | 0% | 0% | 1 | 6% | 0% | 0% | 1 | 47% | 0% | 0% | 1 | 47% | 0% | 0% | 1 | 49% | 0% | 0% | 1 | 0% | 0% | 0% | 1 | 10% | 0% | 0% | 1 | 0% | 0% | 1 |  |  |  |  | 32% | [5 empty] | 0% | 0% | 0% | 1 | 0% | 0% | 0% | 1 | 48% | 0% | 0% | 1 | 48% | 0% | 0% | 1 | 48% | 0% | 0% | 1 | 0% | 0% | 0% | 1 | 8% | 0% | 0% | 1 | 0% | 0% | 1 |  |  |  |  | 0% | [5 empty] | 2% | 0% | 2% | 1 | 0% | 0% | 0% | 1 | 33% | 0% | 0% | 1 | 33% | 0% | 0% | 1 | 33% | 0% | 0% | 1 | 0% | 0% | 0% | 1 | 10% | 0% | 0% | 1 | 0% | 0% | 1 |  |  |  |  | 0% | [5 empty] | 47% | 0% | 47% | 2 | 27% | 0% | 0% | 1 | 43% | 0% | 0% | 1 | 44% | 0% | 0% | 1 | 55% | 0% | 0% | 2 | 9% | 0% | 0% | 1 | 21% | 0% | 0% | 1
554 | Rancho Seco | 0 | 0 | 0 | 0% | 0% | 1 |  |  |  |  | 0% | [5 empty] | 0% | 0% | 0% | 1 | 0% | 0% | 0% | 1 | 0% | 0% | 0% | 1 | 0% | 0% | 0% | 1 | 0% | 0% | 0% | 1 | 0% | 0% | 0% | 1 | 0% | 0% | 0% | 1 | 0% | 0% | 1 |  |  |  |  | 0% | [5 empty] | 0% | 0% | 0% | 1 | 0% | 0% | 0% | 1 | 0% | 0% | 0% | 1 | 0% | 0% | 0% | 1 | 0% | 0% | 0% | 1 | 0% | 0% | 0% | 1 | 0% | 0% | 0% | 1 | 0% | 0% | 1 |  |  |  |  | 3% | [5 empty] | 0% | 0% | 0% | 1 | 0% | 0% | 0% | 1 | 0% | 0% | 0% | 1 | 0% | 0% | 0% | 1 | 0% | 0% | 0% | 1 | 0% | 0% | 0% | 1 | 0% | 0% | 0% | 1 | 0% | 0% | 1 |  |  |  |  | 3% | [5 empty] | 5% | 0% | 5% | 1 | 14% | 0% | 0% | 1 | 2% | 0% | 0% | 1 | 12% | 0% | 0% | 1 | 23% | 0% | 0% | 1 | 1% | 0% | 0% | 1 | 16% | 0% | 0% | 1
555 | Monticello | 0 | 0 | 0 | 0% | 0% | 1 |  |  |  |  | 1% | [5 empty] | 81% | 1% | 82% | 5 | 93% | 0% | 0% | 4 | 19% | 0% | 0% | 1 | 20% | 0% | 0% | 1 | 93% | 0% | 0% | 4 | 82% | 0% | 0% | 3 | 2% | 0% | 0% | 1 | 0% | 0% | 1 |  |  |  |  | 4% | [5 empty] | 83% | 4% | 87% | 5 | 90% | 0% | 0% | 4 | 10% | 0% | 0% | 1 | 10% | 0% | 0% | 1 | 90% | 0% | 0% | 4 | 73% | 0% | 0% | 3 | 1% | 0% | 0% | 1 | 0% | 0% | 1 |  |  |  |  | 0% | [5 empty] | 82% | 7% | 89% | 5 | 91% | 0% | 0% | 4 | 12% | 0% | 0% | 1 | 13% | 0% | 0% | 1 | 92% | 0% | 0% | 4 | 80% | 0% | 0% | 3 | 1% | 0% | 0% | 1 | 0% | 0% | 1 |  |  |  |  | 0% | [5 empty] | 64% | 18% | 82% | 5 | 55% | 0% | 0% | 2 | 24% | 0% | 0% | 1 | 25% | 0% | 0% | 1 | 76% | 0% | 0% | 3 | 53% | 0% | 0% | 2 | 12% | 0% | 0% | 1
556 | New Sub - Westley - Quinto (Proposed) | 0 | 0 | 0 | 0% | 0% | 1 |  |  |  |  | 0% | [5 empty] | 45% | 55% | 100% | 5 | 100% | 0% | 0% | 5 | 15% | 0% | 0% | 1 | 56% | 0% | 0% | 2 | 100% | 0% | 0% | 5 | 100% | 0% | 0% | 5 | 0% | 0% | 0% | 1 | 0% | 0% | 1 |  |  |  |  | 0% | [5 empty] | 39% | 61% | 100% | 5 | 99% | 0% | 0% | 5 | 21% | 0% | 0% | 1 | 46% | 0% | 0% | 1 | 99% | 0% | 0% | 5 | 100% | 0% | 0% | 5 | 0% | 0% | 0% | 1 | 0% | 0% | 1 |  |  |  |  | 3% | [5 empty] | 53% | 47% | 100% | 5 | 99% | 0% | 0% | 5 | 47% | 0% | 0% | 1 | 60% | 0% | 0% | 2 | 99% | 0% | 0% | 5 | 97% | 0% | 0% | 5 | 0% | 0% | 0% | 1 | 0% | 0% | 1 |  |  |  |  | 3% | [5 empty] | 77% | 17% | 94% | 5 | 91% | 0% | 0% | 4 | 70% | 0% | 0% | 3 | 80% | 0% | 0% | 3 | 99% | 0% | 0% | 5 | 58% | 0% | 0% | 2 | 2% | 0% | 0% | 1
557 | North Dublin | 0 | 0 | 0 | 0% | 0% | 1 |  |  |  |  | 0% | [5 empty] | 97% | 3% | 100% | 5 | 75% | 0% | 0% | 3 | 90% | 0% | 0% | 4 | 90% | 0% | 0% | 4 | 99% | 0% | 0% | 5 | 43% | 0% | 0% | 1 | 2% | 0% | 0% | 1 | 0% | 0% | 1 |  |  |  |  | 0% | [5 empty] | 99% | 1% | 100% | 5 | 89% | 0% | 0% | 3 | 75% | 0% | 0% | 3 | 94% | 0% | 0% | 4 | 98% | 0% | 0% | 5 | 36% | 0% | 0% | 1 | 3% | 0% | 0% | 1 | 0% | 0% | 1 |  |  |  |  | 0% | [5 empty] | 89% | 2% | 91% | 5 | 85% | 0% | 0% | 3 | 88% | 0% | 0% | 3 | 96% | 0% | 0% | 5 | 99% | 0% | 0% | 5 | 41% | 0% | 0% | 1 | 3% | 0% | 0% | 1 | 0% | 0% | 1 |  |  |  |  | 0% | [5 empty] | 52% | 4% | 56% | 3 | 55% | 0% | 0% | 2 | 71% | 0% | 0% | 3 | 67% | 0% | 0% | 2 | 84% | 0% | 0% | 3 | 27% | 0% | 0% | 1 | 17% | 0% | 0% | 1
558 | Wildlife | 0 | 0 | 0 | 0% | 0% | 1 |  |  |  |  | 0% | [5 empty] | 0% | 0% | 0% | 1 | 0% | 0% | 0% | 1 | 0% | 0% | 0% | 1 | 0% | 0% | 0% | 1 | 0% | 0% | 0% | 1 | 0% | 0% | 0% | 1 | 0% | 0% | 0% | 1 | 0% | 0% | 1 |  |  |  |  | 0% | [5 empty] | 0% | 0% | 0% | 1 | 0% | 0% | 0% | 1 | 0% | 0% | 0% | 1 | 0% | 0% | 0% | 1 | 0% | 0% | 0% | 1 | 0% | 0% | 0% | 1 | 0% | 0% | 0% | 1 | 0% | 0% | 1 |  |  |  |  | 0% | [5 empty] | 4% | 95% | 99% | 5 | 100% | 0% | 0% | 5 | 48% | 0% | 0% | 1 | 27% | 0% | 0% | 1 | 100% | 0% | 0% | 5 | 48% | 0% | 0% | 1 | 0% | 0% | 0% | 1 | 0% | 0% | 1 |  |  |  |  | 0% | [5 empty] | 46% | 39% | 85% | 5 | 63% | 0% | 0% | 2 | 56% | 0% | 0% | 2 | 57% | 0% | 0% | 2 | 98% | 0% | 0% | 5 | 51% | 0% | 0% | 2 | 1% | 0% | 0% | 1
559 | Clovis | 0 | 0 | 0 | 0% | 0% | 1 |  |  |  |  | 0% | [5 empty] | 0% | 0% | 0% | 1 | 0% | 0% | 0% | 1 | 0% | 0% | 0% | 1 | 0% | 0% | 0% | 1 | 0% | 0% | 0% | 1 | 0% | 0% | 0% | 1 | 0% | 0% | 0% | 1 | 0% | 0% | 1 |  |  |  |  | 0% | [5 empty] | 0% | 0% | 0% | 1 | 0% | 0% | 0% | 1 | 0% | 0% | 0% | 1 | 0% | 0% | 0% | 1 | 0% | 0% | 0% | 1 | 0% | 0% | 0% | 1 | 0% | 0% | 0% | 1 | 0% | 0% | 1 |  |  |  |  | 0% | [5 empty] | 0% | 0% | 0% | 1 | 0% | 0% | 0% | 1 | 0% | 0% | 0% | 1 | 0% | 0% | 0% | 1 | 0% | 0% | 0% | 1 | 0% | 0% | 0% | 1 | 0% | 0% | 0% | 1 | 0% | 0% | 1 |  |  |  |  | 0% | [5 empty] | 0% | 0% | 0% | 1 | 0% | 0% | 0% | 1 | 0% | 0% | 0% | 1 | 0% | 0% | 0% | 1 | 0% | 0% | 0% | 1 | 0% | 0% | 0% | 1 | 0% | 0% | 0% | 1
560 | Greenleaf 1 | 0 | 0 | 0 | 0% | 0% | 1 |  |  |  |  | 0% | [5 empty] | 0% | 0% | 0% | 1 | 0% | 0% | 0% | 1 | 0% | 0% | 0% | 1 | 0% | 0% | 0% | 1 | 0% | 0% | 0% | 1 | 0% | 0% | 0% | 1 | 0% | 0% | 0% | 1 | 0% | 0% | 1 |  |  |  |  | 0% | [5 empty] | 100% | 0% | 100% | 5 | 97% | 0% | 0% | 5 | 65% | 0% | 0% | 2 | 65% | 0% | 0% | 2 | 98% | 0% | 0% | 5 | 82% | 0% | 0% | 3 | 0% | 0% | 0% | 1 | 0% | 0% | 1 |  |  |  |  | 0% | [5 empty] | 100% | 0% | 100% | 5 | 97% | 0% | 0% | 5 | 65% | 0% | 0% | 2 | 65% | 0% | 0% | 2 | 98% | 0% | 0% | 5 | 82% | 0% | 0% | 3 | 0% | 0% | 0% | 1 | 0% | 0% | 1 |  |  |  |  | 0% | [5 empty] | 50% | 46% | 96% | 5 | 84% | 0% | 0% | 3 | 5% | 0% | 0% | 1 | 5% | 0% | 0% | 1 | 84% | 0% | 0% | 3 | 77% | 0% | 0% | 3 | 1% | 0% | 0% | 1
561 | Atlantic | 0 | 0 | 0 | 0% | 0% | 1 |  |  |  |  | 0% | [5 empty] | 0% | 0% | 0% | 1 | 0% | 0% | 0% | 1 | 0% | 0% | 0% | 1 | 0% | 0% | 0% | 1 | 0% | 0% | 0% | 1 | 0% | 0% | 0% | 1 | 0% | 0% | 0% | 1 | 0% | 0% | 1 |  |  |  |  | 0% | [5 empty] | 0% | 0% | 0% | 1 | 0% | 0% | 0% | 1 | 0% | 0% | 0% | 1 | 0% | 0% | 0% | 1 | 0% | 0% | 0% | 1 | 0% | 0% | 0% | 1 | 0% | 0% | 0% | 1 | 0% | 0% | 1 |  |  |  |  | 0% | [5 empty] | 0% | 0% | 0% | 1 | 0% | 0% | 0% | 1 | 0% | 0% | 0% | 1 | 0% | 0% | 0% | 1 | 0% | 0% | 0% | 1 | 0% | 0% | 0% | 1 | 0% | 0% | 0% | 1 | 0% | 0% | 1 |  |  |  |  | 0% | [5 empty] | 0% | 0% | 0% | 1 | 0% | 0% | 0% | 1 | 0% | 0% | 0% | 1 | 0% | 0% | 0% | 1 | 0% | 0% | 0% | 1 | 0% | 0% | 0% | 1 | 0% | 0% | 0% | 1
562 | Vasona | 0 | 0 | 0 | 0% | 0% | 1 |  |  |  |  | 0% | [5 empty] | 40% | 0% | 40% | 2 | 40% | 0% | 0% | 1 | 0% | 0% | 0% | 1 | 22% | 0% | 0% | 1 | 40% | 0% | 0% | 1 | 40% | 0% | 0% | 1 | 0% | 0% | 0% | 1 | 0% | 0% | 1 |  |  |  |  | 0% | [5 empty] | 62% | 0% | 62% | 3 | 70% | 0% | 0% | 3 | 0% | 0% | 0% | 1 | 11% | 0% | 0% | 1 | 70% | 0% | 0% | 3 | 34% | 0% | 0% | 1 | 2% | 0% | 0% | 1 | 0% | 0% | 1 |  |  |  |  | 0% | [5 empty] | 82% | 0% | 82% | 5 | 81% | 0% | 0% | 3 | 56% | 0% | 0% | 2 | 60% | 0% | 0% | 2 | 90% | 0% | 0% | 4 | 74% | 0% | 0% | 3 | 7% | 0% | 0% | 1 | 0% | 0% | 1 |  |  |  |  | 0% | [5 empty] | 60% | 22% | 82% | 5 | 73% | 0% | 0% | 3 | 41% | 0% | 0% | 1 | 43% | 0% | 0% | 1 | 84% | 0% | 0% | 3 | 80% | 0% | 0% | 3 | 4% | 0% | 0% | 1
563 | Mercury | 0 | 0 | 0 | 0% | 0% | 1 |  |  |  |  | 0% | [5 empty] | 0% | 0% | 0% | 1 | 0% | 0% | 0% | 1 | 0% | 0% | 0% | 1 | 0% | 0% | 0% | 1 | 0% | 0% | 0% | 1 | 0% | 0% | 0% | 1 | 0% | 0% | 0% | 1 | 0% | 0% | 1 |  |  |  |  | 0% | [5 empty] | 0% | 0% | 0% | 1 | 0% | 0% | 0% | 1 | 0% | 0% | 0% | 1 | 0% | 0% | 0% | 1 | 0% | 0% | 0% | 1 | 0% | 0% | 0% | 1 | 0% | 0% | 0% | 1 | 0% | 0% | 1 |  |  |  |  | 0% | [5 empty] | 0% | 0% | 0% | 1 | 0% | 0% | 0% | 1 | 0% | 0% | 0% | 1 | 0% | 0% | 0% | 1 | 0% | 0% | 0% | 1 | 0% | 0% | 0% | 1 | 0% | 0% | 0% | 1 | 0% | 0% | 1 |  |  |  |  | 0% | [5 empty] | 0% | 0% | 0% | 1 | 0% | 0% | 0% | 1 | 0% | 0% | 0% | 1 | 0% | 0% | 0% | 1 | 0% | 0% | 0% | 1 | 0% | 0% | 0% | 1 | 0% | 0% | 0% | 1
564 | Monta Vista | 0 | 0 | 0 | 0% | 0% | 1 |  |  |  |  | 0% | [5 empty] | 0% | 0% | 0% | 1 | 14% | 0% | 0% | 1 | 0% | 0% | 0% | 1 | 9% | 0% | 0% | 1 | 24% | 0% | 0% | 1 | 0% | 0% | 0% | 1 | 27% | 0% | 0% | 1 | 0% | 0% | 1 |  |  |  |  | 0% | [5 empty] | 15% | 0% | 15% | 1 | 21% | 0% | 0% | 1 | 0% | 0% | 0% | 1 | 22% | 0% | 0% | 1 | 34% | 0% | 0% | 1 | 15% | 0% | 0% | 1 | 44% | 0% | 0% | 1 | 0% | 0% | 1 |  |  |  |  | 0% | [5 empty] | 15% | 0% | 15% | 1 | 30% | 0% | 0% | 1 | 41% | 0% | 0% | 1 | 49% | 0% | 0% | 1 | 63% | 0% | 0% | 2 | 11% | 0% | 0% | 1 | 19% | 0% | 0% | 1 | 0% | 0% | 1 |  |  |  |  | 0% | [5 empty] | 58% | 11% | 69% | 3 | 66% | 0% | 0% | 2 | 32% | 0% | 0% | 1 | 39% | 0% | 0% | 1 | 80% | 0% | 0% | 3 | 72% | 0% | 0% | 3 | 4% | 0% | 0% | 1
565 | Topaz | 0 | 0 | 0 | 0% | 0% | 1 |  |  |  |  | 0% | [5 empty] | 63% | 0% | 63% | 3 | 83% | 0% | 0% | 3 | 0% | 0% | 0% | 1 | 17% | 0% | 0% | 1 | 83% | 0% | 0% | 3 | 57% | 0% | 0% | 2 | 0% | 0% | 0% | 1 | 0% | 0% | 1 |  |  |  |  | 0% | [5 empty] | 36% | 33% | 69% | 5 | 57% | 0% | 0% | 2 | 0% | 0% | 0% | 1 | 8% | 0% | 0% | 1 | 57% | 0% | 0% | 2 | 65% | 0% | 0% | 2 | 0% | 0% | 0% | 1 | 0% | 0% | 1 |  |  |  |  | 0% | [5 empty] | 53% | 31% | 84% | 5 | 59% | 0% | 0% | 2 | 2% | 0% | 0% | 1 | 17% | 0% | 0% | 1 | 67% | 0% | 0% | 2 | 65% | 0% | 0% | 2 | 0% | 0% | 0% | 1 | 0% | 0% | 1 |  |  |  |  | 0% | [5 empty] | 48% | 44% | 92% | 5 | 41% | 0% | 0% | 1 | 4% | 0% | 0% | 1 | 16% | 0% | 0% | 1 | 50% | 0% | 0% | 2 | 70% | 0% | 0% | 3 | 1% | 0% | 0% | 1
566 | Balch | 0 | 0 | 15 | 0% | 0% | 1 |  |  |  |  | 0% | [5 empty] | 0% | 0% | 0% | 1 | 0% | 0% | 0% | 1 | 0% | 0% | 0% | 1 | 0% | 0% | 0% | 1 | 0% | 0% | 0% | 1 | 0% | 0% | 0% | 1 | 0% | 0% | 0% | 1 | 0% | 0% | 1 |  |  |  |  | 0% | [5 empty] | 0% | 0% | 0% | 1 | 0% | 0% | 0% | 1 | 0% | 0% | 0% | 1 | 0% | 0% | 0% | 1 | 0% | 0% | 0% | 1 | 0% | 0% | 0% | 1 | 0% | 0% | 0% | 1 | 0% | 0% | 1 |  |  |  |  | 0% | [5 empty] | 0% | 0% | 0% | 1 | 0% | 0% | 0% | 1 | 0% | 0% | 0% | 1 | 0% | 0% | 0% | 1 | 0% | 0% | 0% | 1 | 0% | 0% | 0% | 1 | 0% | 0% | 0% | 1 | 0% | 0% | 1 |  |  |  |  | 0% | [5 empty] | 100% | 0% | 100% | 5 | 0% | 0% | 0% | 1 | 0% | 0% | 0% | 1 | 100% | 0% | 0% | 5 | 100% | 0% | 0% | 5 | 100% | 0% | 0% | 5 | 0% | 0% | 0% | 1
567 | El Dorado PH | 0 | 0 | 0 | 0% | 0% | 1 |  |  |  |  | 0% | [5 empty] | 0% | 0% | 0% | 1 | 0% | 0% | 0% | 1 | 0% | 0% | 0% | 1 | 0% | 0% | 0% | 1 | 0% | 0% | 0% | 1 | 0% | 0% | 0% | 1 | 0% | 0% | 0% | 1 | 0% | 0% | 1 |  |  |  |  | 0% | [5 empty] | 0% | 0% | 0% | 1 | 0% | 0% | 0% | 1 | 0% | 0% | 0% | 1 | 0% | 0% | 0% | 1 | 0% | 0% | 0% | 1 | 0% | 0% | 0% | 1 | 0% | 0% | 0% | 1 | 0% | 0% | 1 |  |  |  |  | 0% | [5 empty] | 84% | 0% | 84% | 5 | 2% | 0% | 0% | 1 | 0% | 0% | 0% | 1 | 0% | 0% | 0% | 1 | 2% | 0% | 0% | 1 | 78% | 0% | 0% | 3 | 8% | 0% | 0% | 1 | 0% | 0% | 1 |  |  |  |  | 0% | [5 empty] | 19% | 0% | 19% | 1 | 9% | 0% | 0% | 1 | 3% | 0% | 0% | 1 | 3% | 0% | 0% | 1 | 14% | 0% | 0% | 1 | 82% | 0% | 0% | 3 | 11% | 0% | 0% | 1
568 | Bell | 0 | 0 | 0 | 0% | 0% | 1 |  |  |  |  | 0% | [5 empty] | 0% | 0% | 0% | 1 | 0% | 0% | 0% | 1 | 0% | 0% | 0% | 1 | 0% | 0% | 0% | 1 | 0% | 0% | 0% | 1 | 0% | 0% | 0% | 1 | 0% | 0% | 0% | 1 | 0% | 0% | 1 |  |  |  |  | 0% | [5 empty] | 0% | 0% | 0% | 1 | 0% | 0% | 0% | 1 | 0% | 0% | 0% | 1 | 0% | 0% | 0% | 1 | 0% | 0% | 0% | 1 | 0% | 0% | 0% | 1 | 0% | 0% | 0% | 1 | 0% | 0% | 1 |  |  |  |  | 0% | [5 empty] | 0% | 0% | 0% | 1 | 0% | 0% | 0% | 1 | 0% | 0% | 0% | 1 | 0% | 0% | 0% | 1 | 0% | 0% | 0% | 1 | 0% | 0% | 0% | 1 | 0% | 0% | 0% | 1 | 0% | 0% | 1 |  |  |  |  | 0% | [5 empty] | 0% | 0% | 0% | 1 | 0% | 0% | 0% | 1 | 0% | 0% | 0% | 1 | 0% | 0% | 0% | 1 | 0% | 0% | 0% | 1 | 0% | 0% | 0% | 1 | 0% | 0% | 0% | 1
569 | San Pablo | 0 | 0 | 0 | 0% | 0% | 1 |  |  |  |  | 0% | [5 empty] | 57% | 0% | 57% | 3 | 1% | 0% | 0% | 1 | 41% | 0% | 0% | 1 | 68% | 0% | 0% | 2 | 68% | 0% | 0% | 2 | 17% | 0% | 0% | 1 | 6% | 0% | 0% | 1 | 0% | 0% | 1 |  |  |  |  | 0% | [5 empty] | 41% | 0% | 41% | 2 | 11% | 0% | 0% | 1 | 36% | 0% | 0% | 1 | 42% | 0% | 0% | 1 | 66% | 0% | 0% | 2 | 22% | 0% | 0% | 1 | 8% | 0% | 0% | 1 | 0% | 0% | 1 |  |  |  |  | 26% | [5 empty] | 56% | 0% | 56% | 3 | 41% | 0% | 0% | 1 | 34% | 0% | 0% | 1 | 37% | 0% | 0% | 1 | 79% | 0% | 0% | 3 | 38% | 0% | 0% | 1 | 12% | 0% | 0% | 1 | 0% | 0% | 1 |  |  |  |  | 26% | [5 empty] | 57% | 0% | 57% | 3 | 58% | 0% | 0% | 2 | 46% | 0% | 0% | 1 | 41% | 0% | 0% | 1 | 85% | 0% | 0% | 3 | 41% | 0% | 0% | 1 | 25% | 0% | 0% | 1
570 | Lambie (old) | 0 | 0 | 0 | 0% | 0% | 1 |  |  |  |  | 17% | [5 empty] | 61% | 0% | 61% | 3 | 20% | 0% | 0% | 1 | 44% | 0% | 0% | 1 | 43% | 0% | 0% | 1 | 63% | 0% | 0% | 2 | 8% | 0% | 0% | 1 | 34% | 0% | 0% | 1 | 0% | 0% | 1 |  |  |  |  | 28% | [5 empty] | 38% | 0% | 38% | 2 | 18% | 0% | 0% | 1 | 33% | 0% | 0% | 1 | 29% | 0% | 0% | 1 | 47% | 0% | 0% | 1 | 5% | 0% | 0% | 1 | 30% | 0% | 0% | 1 | 0% | 0% | 1 |  |  |  |  | 0% | [5 empty] | 40% | 0% | 40% | 2 | 23% | 0% | 0% | 1 | 32% | 0% | 0% | 1 | 31% | 0% | 0% | 1 | 52% | 0% | 0% | 2 | 11% | 0% | 0% | 1 | 25% | 0% | 0% | 1 | 0% | 0% | 1 |  |  |  |  | 0% | [5 empty] | 48% | 0% | 48% | 2 | 31% | 0% | 0% | 1 | 32% | 0% | 0% | 1 | 31% | 0% | 0% | 1 | 58% | 0% | 0% | 2 | 18% | 0% | 0% | 1 | 21% | 0% | 0% | 1
571 | Figarden | 0 | 0 | 0 | 0% | 0% | 1 |  |  |  |  | 0% | [5 empty] | 0% | 0% | 0% | 1 | 0% | 0% | 0% | 1 | 0% | 0% | 0% | 1 | 0% | 0% | 0% | 1 | 0% | 0% | 0% | 1 | 0% | 0% | 0% | 1 | 0% | 0% | 0% | 1 | 0% | 0% | 1 |  |  |  |  | 0% | [5 empty] | 0% | 0% | 0% | 1 | 0% | 0% | 0% | 1 | 0% | 0% | 0% | 1 | 0% | 0% | 0% | 1 | 0% | 0% | 0% | 1 | 0% | 0% | 0% | 1 | 0% | 0% | 0% | 1 | 0% | 0% | 1 |  |  |  |  | 0% | [5 empty] | 0% | 0% | 0% | 1 | 0% | 0% | 0% | 1 | 0% | 0% | 0% | 1 | 0% | 0% | 0% | 1 | 0% | 0% | 0% | 1 | 0% | 0% | 0% | 1 | 0% | 0% | 0% | 1 | 0% | 0% | 1 |  |  |  |  | 0% | [5 empty] | 0% | 0% | 0% | 1 | 0% | 0% | 0% | 1 | 0% | 0% | 0% | 1 | 0% | 0% | 0% | 1 | 0% | 0% | 0% | 1 | 0% | 0% | 0% | 1 | 0% | 0% | 0% | 1
572 | Trimble | 0 | 0 | 0 | 0% | 0% | 1 |  |  |  |  | 0% | [5 empty] | 0% | 0% | 0% | 1 | 0% | 0% | 0% | 1 | 0% | 0% | 0% | 1 | 0% | 0% | 0% | 1 | 0% | 0% | 0% | 1 | 0% | 0% | 0% | 1 | 98% | 0% | 0% | 5 | 0% | 0% | 1 |  |  |  |  | 0% | [5 empty] | 89% | 0% | 89% | 5 | 90% | 0% | 0% | 4 | 73% | 0% | 0% | 3 | 75% | 0% | 0% | 3 | 92% | 0% | 0% | 4 | 89% | 0% | 0% | 3 | 7% | 0% | 0% | 1 | 0% | 0% | 1 |  |  |  |  | 3% | [5 empty] | 84% | 11% | 95% | 5 | 85% | 0% | 0% | 3 | 30% | 0% | 0% | 1 | 31% | 0% | 0% | 1 | 86% | 0% | 0% | 3 | 92% | 0% | 0% | 4 | 4% | 0% | 0% | 1 | 0% | 0% | 1 |  |  |  |  | 3% | [5 empty] | 79% | 18% | 97% | 5 | 94% | 0% | 0% | 4 | 67% | 0% | 0% | 2 | 78% | 0% | 0% | 3 | 97% | 0% | 0% | 5 | 67% | 0% | 0% | 2 | 3% | 0% | 0% | 1
573 | Tassajara | 0 | 0 | 0 | 0% | 0% | 1 |  |  |  |  | 0% | [5 empty] | 98% | 2% | 100% | 5 | 76% | 0% | 0% | 3 | 91% | 0% | 0% | 4 | 91% | 0% | 0% | 4 | 97% | 0% | 0% | 5 | 51% | 0% | 0% | 2 | 2% | 0% | 0% | 1 | 0% | 0% | 1 |  |  |  |  | 0% | [5 empty] | 99% | 1% | 100% | 5 | 74% | 0% | 0% | 3 | 78% | 0% | 0% | 3 | 91% | 0% | 0% | 4 | 97% | 0% | 0% | 5 | 44% | 0% | 0% | 1 | 2% | 0% | 0% | 1 | 0% | 0% | 1 |  |  |  |  | 0% | [5 empty] | 73% | 0% | 73% | 3 | 75% | 0% | 0% | 3 | 80% | 0% | 0% | 3 | 82% | 0% | 0% | 3 | 92% | 0% | 0% | 4 | 24% | 0% | 0% | 1 | 20% | 0% | 0% | 1 | 0% | 0% | 1 |  |  |  |  | 0% | [5 empty] | 56% | 2% | 58% | 3 | 45% | 0% | 0% | 1 | 64% | 0% | 0% | 2 | 62% | 0% | 0% | 2 | 76% | 0% | 0% | 3 | 24% | 0% | 0% | 1 | 19% | 0% | 0% | 1
574 | Santa Rosa A | 0 | 0 | 0 | 0% | 0% | 1 |  |  |  |  | 0% | [5 empty] | 0% | 0% | 0% | 1 | 100% | 0% | 0% | 5 | 0% | 0% | 0% | 1 | 0% | 0% | 0% | 1 | 100% | 0% | 0% | 5 | 100% | 0% | 0% | 5 | 0% | 0% | 0% | 1 | 0% | 0% | 1 |  |  |  |  | 0% | [5 empty] | 69% | 0% | 69% | 3 | 95% | 0% | 0% | 5 | 43% | 0% | 0% | 1 | 48% | 0% | 0% | 1 | 100% | 0% | 0% | 5 | 87% | 0% | 0% | 3 | 1% | 0% | 0% | 1 | 0% | 0% | 1 |  |  |  |  | 0% | [5 empty] | 42% | 0% | 42% | 2 | 88% | 0% | 0% | 3 | 33% | 0% | 0% | 1 | 57% | 0% | 0% | 2 | 97% | 0% | 0% | 5 | 70% | 0% | 0% | 3 | 4% | 0% | 0% | 1 | 0% | 0% | 1 |  |  |  |  | 0% | [5 empty] | 50% | 6% | 56% | 3 | 84% | 0% | 0% | 3 | 36% | 0% | 0% | 1 | 66% | 0% | 0% | 2 | 95% | 0% | 0% | 5 | 66% | 0% | 0% | 2 | 3% | 0% | 0% | 1
575 | Piercy | 0 | 0 | 0 | 0% | 0% | 1 |  |  |  |  | 0% | [5 empty] | 98% | 2% | 100% | 5 | 75% | 0% | 0% | 3 | 47% | 0% | 0% | 1 | 47% | 0% | 0% | 1 | 100% | 0% | 0% | 5 | 53% | 0% | 0% | 2 | 0% | 0% | 0% | 1 | 0% | 0% | 1 |  |  |  |  | 0% | [5 empty] | 89% | 11% | 100% | 5 | 83% | 0% | 0% | 3 | 34% | 0% | 0% | 1 | 34% | 0% | 0% | 1 | 87% | 0% | 0% | 3 | 96% | 0% | 0% | 5 | 1% | 0% | 0% | 1 | 0% | 0% | 1 |  |  |  |  | 0% | [5 empty] | 76% | 23% | 99% | 5 | 86% | 0% | 0% | 3 | 38% | 0% | 0% | 1 | 39% | 0% | 0% | 1 | 90% | 0% | 0% | 4 | 96% | 0% | 0% | 5 | 1% | 0% | 0% | 1 | 0% | 0% | 1 |  |  |  |  | 0% | [5 empty] | 59% | 39% | 98% | 5 | 94% | 0% | 0% | 4 | 52% | 0% | 0% | 2 | 62% | 0% | 0% | 2 | 97% | 0% | 0% | 5 | 84% | 0% | 0% | 3 | 2% | 0% | 0% | 1
576 | Caribou | 0 | 0 | 15 | 0% | 0% | 1 |  |  |  |  | 0% | [5 empty] | 100% | 0% | 100% | 5 | 0% | 0% | 0% | 1 | 83% | 0% | 0% | 3 | 68% | 0% | 0% | 2 | 100% | 0% | 0% | 5 | 100% | 0% | 0% | 5 | 8% | 0% | 0% | 1 | 0% | 0% | 1 |  |  |  |  | 0% | [5 empty] | 43% | 8% | 51% | 3 | 41% | 0% | 0% | 1 | 71% | 0% | 0% | 3 | 63% | 0% | 0% | 2 | 89% | 0% | 0% | 3 | 87% | 0% | 0% | 3 | 4% | 0% | 0% | 1 | 0% | 0% | 1 |  |  |  |  | 0% | [5 empty] | 35% | 14% | 49% | 3 | 44% | 0% | 0% | 1 | 67% | 0% | 0% | 2 | 64% | 0% | 0% | 2 | 85% | 0% | 0% | 3 | 81% | 0% | 0% | 3 | 3% | 0% | 0% | 1 | 0% | 0% | 1 |  |  |  |  | 0% | [5 empty] | 53% | 10% | 63% | 3 | 34% | 0% | 0% | 1 | 47% | 0% | 0% | 1 | 50% | 0% | 0% | 2 | 72% | 0% | 0% | 3 | 75% | 0% | 0% | 3 | 3% | 0% | 0% | 1
577 | Vista (SCE) | 0 | 0 | 0 | 0% | 0% | 1 |  |  |  |  | 0% | [5 empty] | 0% | 0% | 0% | 1 | 0% | 0% | 0% | 1 | 0% | 0% | 0% | 1 | 0% | 0% | 0% | 1 | 0% | 0% | 0% | 1 | 0% | 0% | 0% | 1 | 0% | 0% | 0% | 1 | 0% | 0% | 1 |  |  |  |  | 0% | [5 empty] | 0% | 100% | 100% | 5 | 100% | 0% | 0% | 5 | 26% | 0% | 0% | 1 | 88% | 0% | 0% | 3 | 100% | 0% | 0% | 5 | 37% | 0% | 0% | 1 | 0% | 0% | 0% | 1 | 0% | 0% | 1 |  |  |  |  | 0% | [5 empty] | 30% | 68% | 98% | 5 | 96% | 0% | 0% | 5 | 21% | 0% | 0% | 1 | 32% | 0% | 0% | 1 | 97% | 0% | 0% | 5 | 65% | 0% | 0% | 2 | 1% | 0% | 0% | 1 | 0% | 0% | 1 |  |  |  |  | 0% | [5 empty] | 30% | 39% | 69% | 5 | 51% | 0% | 0% | 2 | 40% | 0% | 0% | 1 | 53% | 0% | 0% | 2 | 86% | 0% | 0% | 3 | 45% | 0% | 0% | 1 | 0% | 0% | 0% | 1
578 | Cardiff | 0 | 0 | 0 | 0% | 0% | 1 |  |  |  |  | 0% | [5 empty] | 1% | 99% | 100% | 5 | 100% | 0% | 0% | 5 | 94% | 0% | 0% | 4 | 100% | 0% | 0% | 5 | 100% | 0% | 0% | 5 | 21% | 0% | 0% | 1 | 0% | 0% | 0% | 1 | 0% | 0% | 1 |  |  |  |  | 0% | [5 empty] | 31% | 66% | 97% | 5 | 99% | 0% | 0% | 5 | 10% | 0% | 0% | 1 | 33% | 0% | 0% | 1 | 100% | 0% | 0% | 5 | 69% | 0% | 0% | 2 | 2% | 0% | 0% | 1 | 0% | 0% | 1 |  |  |  |  | 0% | [5 empty] | 43% | 53% | 96% | 5 | 76% | 0% | 0% | 3 | 40% | 0% | 0% | 1 | 52% | 0% | 0% | 2 | 92% | 0% | 0% | 4 | 58% | 0% | 0% | 2 | 1% | 0% | 0% | 1 | 0% | 0% | 1 |  |  |  |  | 0% | [5 empty] | 24% | 32% | 56% | 5 | 44% | 0% | 0% | 1 | 48% | 0% | 0% | 1 | 57% | 0% | 0% | 2 | 86% | 0% | 0% | 3 | 42% | 0% | 0% | 1 | 0% | 0% | 0% | 1
579 | Cannon | 0 | 0 | 0 | 0% | 0% | 1 |  |  |  |  | 0% | [5 empty] | 0% | 0% | 0% | 1 | 17% | 0% | 0% | 1 | 77% | 0% | 0% | 3 | 80% | 0% | 0% | 3 | 80% | 0% | 0% | 3 | 0% | 0% | 0% | 1 | 17% | 0% | 0% | 1 | 0% | 0% | 1 |  |  |  |  | 0% | [5 empty] | 1% | 0% | 1% | 1 | 16% | 0% | 0% | 1 | 79% | 0% | 0% | 3 | 82% | 0% | 0% | 3 | 82% | 0% | 0% | 3 | 0% | 0% | 0% | 1 | 15% | 0% | 0% | 1 | 0% | 0% | 1 |  |  |  |  | 0% | [5 empty] | 1% | 0% | 1% | 1 | 16% | 0% | 0% | 1 | 78% | 0% | 0% | 3 | 82% | 0% | 0% | 3 | 82% | 0% | 0% | 3 | 0% | 0% | 0% | 1 | 15% | 0% | 0% | 1 | 0% | 0% | 1 |  |  |  |  | 0% | [5 empty] | 1% | 0% | 1% | 1 | 9% | 0% | 0% | 1 | 52% | 0% | 0% | 2 | 63% | 0% | 0% | 2 | 63% | 0% | 0% | 2 | 0% | 0% | 0% | 1 | 8% | 0% | 0% | 1
580 | Mt Eden | 0 | 0 | 0 | 0% | 0% | 1 |  |  |  |  | 0% | [5 empty] | 26% | 0% | 26% | 2 | 26% | 0% | 0% | 1 | 5% | 0% | 0% | 1 | 16% | 0% | 0% | 1 | 43% | 0% | 0% | 1 | 26% | 0% | 0% | 1 | 22% | 0% | 0% | 1 | 0% | 0% | 1 |  |  |  |  | 0% | [5 empty] | 11% | 0% | 11% | 1 | 11% | 0% | 0% | 1 | 17% | 0% | 0% | 1 | 25% | 0% | 0% | 1 | 35% | 0% | 0% | 1 | 11% | 0% | 0% | 1 | 20% | 0% | 0% | 1 | 0% | 0% | 1 |  |  |  |  | 0% | [5 empty] | 25% | 2% | 27% | 2 | 21% | 0% | 0% | 1 | 37% | 0% | 0% | 1 | 46% | 0% | 0% | 1 | 51% | 0% | 0% | 2 | 17% | 0% | 0% | 1 | 12% | 0% | 0% | 1 | 0% | 0% | 1 |  |  |  |  | 0% | [5 empty] | 86% | 3% | 89% | 5 | 75% | 0% | 0% | 3 | 73% | 0% | 0% | 3 | 86% | 0% | 0% | 3 | 92% | 0% | 0% | 4 | 41% | 0% | 0% | 1 | 4% | 0% | 0% | 1
581 | Fitch Mountain | 0 | 0 | 0 | 0% | 0% | 1 |  |  |  |  | 0% | [5 empty] | 6% | 0% | 6% | 1 | 87% | 0% | 0% | 3 | 26% | 0% | 0% | 1 | 100% | 0% | 0% | 5 | 100% | 0% | 0% | 5 | 93% | 0% | 0% | 4 | 0% | 0% | 0% | 1 | 0% | 0% | 1 |  |  |  |  | 0% | [5 empty] | 52% | 3% | 55% | 3 | 92% | 0% | 0% | 4 | 52% | 0% | 0% | 2 | 92% | 0% | 0% | 4 | 100% | 0% | 0% | 5 | 65% | 0% | 0% | 2 | 0% | 0% | 0% | 1 | 0% | 0% | 1 |  |  |  |  | 21% | [5 empty] | 39% | 27% | 66% | 4 | 85% | 0% | 0% | 3 | 39% | 0% | 0% | 1 | 72% | 0% | 0% | 3 | 99% | 0% | 0% | 5 | 49% | 0% | 0% | 1 | 0% | 0% | 0% | 1 | 0% | 0% | 1 |  |  |  |  | 21% | [5 empty] | 33% | 31% | 64% | 5 | 81% | 0% | 0% | 3 | 29% | 0% | 0% | 1 | 62% | 0% | 0% | 2 | 92% | 0% | 0% | 4 | 59% | 0% | 0% | 2 | 2% | 0% | 0% | 1
582 | Stockton A | 0 | 0 | 0 | 0% | 0% | 1 |  |  |  |  | 0% | [5 empty] | 0% | 0% | 0% | 1 | 0% | 0% | 0% | 1 | 0% | 0% | 0% | 1 | 0% | 0% | 0% | 1 | 0% | 0% | 0% | 1 | 0% | 0% | 0% | 1 | 0% | 0% | 0% | 1 | 0% | 0% | 1 |  |  |  |  | 0% | [5 empty] | 0% | 0% | 0% | 1 | 0% | 0% | 0% | 1 | 0% | 0% | 0% | 1 | 0% | 0% | 0% | 1 | 0% | 0% | 0% | 1 | 0% | 0% | 0% | 1 | 0% | 0% | 0% | 1 | 0% | 0% | 1 |  |  |  |  | 0% | [5 empty] | 23% | 0% | 23% | 2 | 15% | 0% | 0% | 1 | 85% | 0% | 0% | 3 | 81% | 0% | 0% | 3 | 85% | 0% | 0% | 3 | 0% | 0% | 0% | 1 | 6% | 0% | 0% | 1 | 0% | 0% | 1 |  |  |  |  | 0% | [5 empty] | 47% | 2% | 49% | 2 | 47% | 0% | 0% | 1 | 61% | 0% | 0% | 2 | 65% | 0% | 0% | 2 | 69% | 0% | 0% | 2 | 23% | 0% | 0% | 1 | 7% | 0% | 0% | 1
583 | Saratoga | 0 | 0 | 0 | 0% | 0% | 1 |  |  |  |  | 0% | [5 empty] | 22% | 0% | 22% | 2 | 37% | 0% | 0% | 1 | 0% | 0% | 0% | 1 | 21% | 0% | 0% | 1 | 37% | 0% | 0% | 1 | 22% | 0% | 0% | 1 | 0% | 0% | 0% | 1 | 0% | 0% | 1 |  |  |  |  | 0% | [5 empty] | 23% | 0% | 23% | 2 | 31% | 0% | 0% | 1 | 0% | 0% | 0% | 1 | 17% | 0% | 0% | 1 | 36% | 0% | 0% | 1 | 23% | 0% | 0% | 1 | 38% | 0% | 0% | 1 | 0% | 0% | 1 |  |  |  |  | 0% | [5 empty] | 57% | 0% | 57% | 3 | 60% | 0% | 0% | 2 | 50% | 0% | 0% | 2 | 59% | 0% | 0% | 2 | 77% | 0% | 0% | 3 | 50% | 0% | 0% | 2 | 15% | 0% | 0% | 1 | 0% | 0% | 1 |  |  |  |  | 0% | [5 empty] | 60% | 19% | 79% | 5 | 73% | 0% | 0% | 3 | 39% | 0% | 0% | 1 | 41% | 0% | 0% | 1 | 83% | 0% | 0% | 3 | 79% | 0% | 0% | 3 | 4% | 0% | 0% | 1
584 | Christie | 0 | 0 | 20 | 0% | 0% | 1 |  |  |  |  | 0% | [5 empty] | 47% | 0% | 47% | 2 | 10% | 0% | 0% | 1 | 46% | 0% | 0% | 1 | 42% | 0% | 0% | 1 | 75% | 0% | 0% | 3 | 26% | 0% | 0% | 1 | 12% | 0% | 0% | 1 | 0% | 0% | 1 |  |  |  |  | 0% | [5 empty] | 41% | 0% | 41% | 2 | 42% | 0% | 0% | 1 | 42% | 0% | 0% | 1 | 28% | 0% | 0% | 1 | 80% | 0% | 0% | 3 | 22% | 0% | 0% | 1 | 34% | 0% | 0% | 1 | 0% | 0% | 1 |  |  |  |  | 0% | [5 empty] | 41% | 0% | 41% | 2 | 53% | 0% | 0% | 2 | 48% | 0% | 0% | 1 | 38% | 0% | 0% | 1 | 85% | 0% | 0% | 3 | 27% | 0% | 0% | 1 | 38% | 0% | 0% | 1 | 0% | 0% | 1 |  |  |  |  | 0% | [5 empty] | 63% | 0% | 63% | 3 | 38% | 0% | 0% | 1 | 49% | 0% | 0% | 1 | 46% | 0% | 0% | 1 | 74% | 0% | 0% | 3 | 28% | 0% | 0% | 1 | 31% | 0% | 0% | 1
585 | Las Aguilas | 0 | 0 | 0 | 0% | 0% | 1 |  |  |  |  | 0% | [5 empty] | 22% | 78% | 100% | 5 | 94% | 0% | 0% | 4 | 0% | 0% | 0% | 1 | 12% | 0% | 0% | 1 | 94% | 0% | 0% | 4 | 100% | 0% | 0% | 5 | 0% | 0% | 0% | 1 | 0% | 0% | 1 |  |  |  |  | 0% | [5 empty] | 24% | 76% | 100% | 5 | 82% | 0% | 0% | 3 | 7% | 0% | 0% | 1 | 21% | 0% | 0% | 1 | 92% | 0% | 0% | 4 | 99% | 0% | 0% | 5 | 0% | 0% | 0% | 1 | 0% | 0% | 1 |  |  |  |  | 0% | [5 empty] | 35% | 65% | 100% | 5 | 85% | 0% | 0% | 3 | 11% | 0% | 0% | 1 | 21% | 0% | 0% | 1 | 94% | 0% | 0% | 4 | 98% | 0% | 0% | 5 | 0% | 0% | 0% | 1 | 0% | 0% | 1 |  |  |  |  | 0% | [5 empty] | 36% | 54% | 90% | 5 | 78% | 0% | 0% | 3 | 9% | 0% | 0% | 1 | 24% | 0% | 0% | 1 | 88% | 0% | 0% | 3 | 88% | 0% | 0% | 3 | 2% | 0% | 0% | 1
586 | Monroe | 0 | 0 | 0 | 0% | 0% | 1 |  |  |  |  | 0% | [5 empty] | 0% | 0% | 0% | 1 | 0% | 0% | 0% | 1 | 0% | 0% | 0% | 1 | 0% | 0% | 0% | 1 | 0% | 0% | 0% | 1 | 0% | 0% | 0% | 1 | 0% | 0% | 0% | 1 | 0% | 0% | 1 |  |  |  |  | 0% | [5 empty] | 69% | 0% | 69% | 3 | 92% | 0% | 0% | 4 | 62% | 0% | 0% | 2 | 70% | 0% | 0% | 3 | 100% | 0% | 0% | 5 | 91% | 0% | 0% | 4 | 0% | 0% | 0% | 1 | 0% | 0% | 1 |  |  |  |  | 0% | [5 empty] | 38% | 0% | 38% | 2 | 87% | 0% | 0% | 3 | 31% | 0% | 0% | 1 | 58% | 0% | 0% | 2 | 97% | 0% | 0% | 5 | 69% | 0% | 0% | 2 | 4% | 0% | 0% | 1 | 0% | 0% | 1 |  |  |  |  | 0% | [5 empty] | 48% | 11% | 59% | 3 | 84% | 0% | 0% | 3 | 35% | 0% | 0% | 1 | 64% | 0% | 0% | 2 | 96% | 0% | 0% | 5 | 63% | 0% | 0% | 2 | 3% | 0% | 0% | 1
587 | Elliot | 0 | 0 | 0 | 0% | 0% | 1 |  |  |  |  | 0% | [5 empty] | 0% | 0% | 0% | 1 | 0% | 0% | 0% | 1 | 2% | 0% | 0% | 1 | 41% | 0% | 0% | 1 | 41% | 0% | 0% | 1 | 0% | 0% | 0% | 1 | 0% | 0% | 0% | 1 | 0% | 0% | 1 |  |  |  |  | 0% | [5 empty] | 0% | 0% | 0% | 1 | 3% | 0% | 0% | 1 | 20% | 0% | 0% | 1 | 55% | 0% | 0% | 2 | 56% | 0% | 0% | 2 | 0% | 0% | 0% | 1 | 5% | 0% | 0% | 1 | 0% | 0% | 1 |  |  |  |  | 0% | [5 empty] | 0% | 0% | 0% | 1 | 6% | 0% | 0% | 1 | 35% | 0% | 0% | 1 | 65% | 0% | 0% | 2 | 66% | 0% | 0% | 2 | 0% | 0% | 0% | 1 | 7% | 0% | 0% | 1 | 0% | 0% | 1 |  |  |  |  | 0% | [5 empty] | 0% | 0% | 0% | 1 | 6% | 0% | 0% | 1 | 39% | 0% | 0% | 1 | 69% | 0% | 0% | 2 | 70% | 0% | 0% | 3 | 4% | 0% | 0% | 1 | 8% | 0% | 0% | 1
588 | Sunset | 0 | 0 | 0 | 0% | 0% | 1 |  |  |  |  | 0% | [5 empty] | 0% | 0% | 0% | 1 | 0% | 0% | 0% | 1 | 0% | 0% | 0% | 1 | 0% | 0% | 0% | 1 | 0% | 0% | 0% | 1 | 0% | 0% | 0% | 1 | 0% | 0% | 0% | 1 | 0% | 0% | 1 |  |  |  |  | 0% | [5 empty] | 0% | 0% | 0% | 1 | 0% | 0% | 0% | 1 | 0% | 0% | 0% | 1 | 0% | 0% | 0% | 1 | 0% | 0% | 0% | 1 | 0% | 0% | 0% | 1 | 0% | 0% | 0% | 1 | 0% | 0% | 1 |  |  |  |  | 0% | [5 empty] | 64% | 0% | 64% | 3 | 26% | 0% | 0% | 1 | 0% | 0% | 0% | 1 | 0% | 0% | 0% | 1 | 26% | 0% | 0% | 1 | 56% | 0% | 0% | 2 | 0% | 0% | 0% | 1 | 0% | 0% | 1 |  |  |  |  | 0% | [5 empty] | 19% | 70% | 89% | 5 | 27% | 0% | 0% | 1 | 5% | 0% | 0% | 1 | 17% | 0% | 0% | 1 | 39% | 0% | 0% | 1 | 79% | 0% | 0% | 3 | 0% | 0% | 0% | 1
589 | Herndon | 0 | 0 | 0 | 0% | 0% | 1 |  |  |  |  | 0% | [5 empty] | 0% | 0% | 0% | 1 | 0% | 0% | 0% | 1 | 0% | 0% | 0% | 1 | 0% | 0% | 0% | 1 | 0% | 0% | 0% | 1 | 0% | 0% | 0% | 1 | 0% | 0% | 0% | 1 | 0% | 0% | 1 |  |  |  |  | 0% | [5 empty] | 0% | 0% | 0% | 1 | 0% | 0% | 0% | 1 | 0% | 0% | 0% | 1 | 0% | 0% | 0% | 1 | 0% | 0% | 0% | 1 | 0% | 0% | 0% | 1 | 0% | 0% | 0% | 1 | 0% | 0% | 1 |  |  |  |  | 0% | [5 empty] | 0% | 0% | 0% | 1 | 0% | 0% | 0% | 1 | 0% | 0% | 0% | 1 | 0% | 0% | 0% | 1 | 0% | 0% | 0% | 1 | 0% | 0% | 0% | 1 | 0% | 0% | 0% | 1 | 0% | 0% | 1 |  |  |  |  | 0% | [5 empty] | 0% | 0% | 0% | 1 | 0% | 0% | 0% | 1 | 0% | 0% | 0% | 1 | 0% | 0% | 0% | 1 | 0% | 0% | 0% | 1 | 0% | 0% | 0% | 1 | 0% | 0% | 0% | 1
590 | Menlo | 0 | 0 | 0 | 0% | 0% | 1 |  |  |  |  | 0% | [5 empty] | 0% | 0% | 0% | 1 | 37% | 0% | 0% | 1 | 39% | 0% | 0% | 1 | 53% | 0% | 0% | 2 | 53% | 0% | 0% | 2 | 10% | 0% | 0% | 1 | 45% | 0% | 0% | 1 | 0% | 0% | 1 |  |  |  |  | 0% | [5 empty] | 0% | 0% | 0% | 1 | 28% | 0% | 0% | 1 | 36% | 0% | 0% | 1 | 45% | 0% | 0% | 1 | 47% | 0% | 0% | 1 | 15% | 0% | 0% | 1 | 23% | 0% | 0% | 1 | 0% | 0% | 1 |  |  |  |  | 0% | [5 empty] | 0% | 0% | 0% | 1 | 12% | 0% | 0% | 1 | 29% | 0% | 0% | 1 | 57% | 0% | 0% | 2 | 58% | 0% | 0% | 2 | 16% | 0% | 0% | 1 | 13% | 0% | 0% | 1 | 0% | 0% | 1 |  |  |  |  | 0% | [5 empty] | 36% | 2% | 38% | 2 | 44% | 0% | 0% | 1 | 37% | 0% | 0% | 1 | 55% | 0% | 0% | 2 | 72% | 0% | 0% | 3 | 41% | 0% | 0% | 1 | 6% | 0% | 0% | 1
591 | Mountain Pass | 0 | 0 | 0 | 0% | 0% | 1 |  |  |  |  | 0% | [5 empty] | 0% | 0% | 0% | 1 | 87% | 0% | 0% | 3 | 79% | 0% | 0% | 3 | 13% | 0% | 0% | 1 | 99% | 0% | 0% | 5 | 17% | 0% | 0% | 1 | 0% | 0% | 0% | 1 | 0% | 0% | 1 |  |  |  |  | 0% | [5 empty] | 0% | 0% | 0% | 1 | 82% | 0% | 0% | 3 | 75% | 0% | 0% | 3 | 12% | 0% | 0% | 1 | 94% | 0% | 0% | 4 | 22% | 0% | 0% | 1 | 0% | 0% | 0% | 1 | 0% | 0% | 1 |  |  |  |  | 0% | [5 empty] | 0% | 0% | 0% | 1 | 56% | 0% | 0% | 2 | 54% | 0% | 0% | 2 | 11% | 0% | 0% | 1 | 67% | 0% | 0% | 2 | 35% | 0% | 0% | 1 | 1% | 0% | 0% | 1 | 0% | 0% | 1 |  |  |  |  | 0% | [5 empty] | 0% | 0% | 0% | 1 | 29% | 0% | 0% | 1 | 41% | 0% | 0% | 1 | 16% | 0% | 0% | 1 | 54% | 0% | 0% | 2 | 62% | 0% | 0% | 2 | 0% | 0% | 0% | 1
592 | San Jose A | 0 | 0 | 0 | 0% | 0% | 1 |  |  |  |  | 0% | [5 empty] | 0% | 0% | 0% | 1 | 0% | 0% | 0% | 1 | 0% | 0% | 0% | 1 | 0% | 0% | 0% | 1 | 0% | 0% | 0% | 1 | 0% | 0% | 0% | 1 | 0% | 0% | 0% | 1 | 0% | 0% | 1 |  |  |  |  | 0% | [5 empty] | 88% | 0% | 88% | 5 | 86% | 0% | 0% | 3 | 62% | 0% | 0% | 2 | 65% | 0% | 0% | 2 | 90% | 0% | 0% | 4 | 84% | 0% | 0% | 3 | 7% | 0% | 0% | 1 | 0% | 0% | 1 |  |  |  |  | 0% | [5 empty] | 82% | 14% | 96% | 5 | 87% | 0% | 0% | 3 | 31% | 0% | 0% | 1 | 32% | 0% | 0% | 1 | 88% | 0% | 0% | 3 | 93% | 0% | 0% | 4 | 3% | 0% | 0% | 1 | 0% | 0% | 1 |  |  |  |  | 0% | [5 empty] | 65% | 30% | 95% | 5 | 93% | 0% | 0% | 4 | 57% | 0% | 0% | 2 | 64% | 0% | 0% | 2 | 96% | 0% | 0% | 5 | 79% | 0% | 0% | 3 | 2% | 0% | 0% | 1
593 | Artesian | 0 | 0 | 0 | 0% | 0% | 1 |  |  |  |  | 0% | [5 empty] | 0% | 0% | 0% | 1 | 0% | 0% | 0% | 1 | 65% | 0% | 0% | 2 | 92% | 0% | 0% | 4 | 92% | 0% | 0% | 4 | 0% | 0% | 0% | 1 | 8% | 0% | 0% | 1 | 0% | 0% | 1 |  |  |  |  | 0% | [5 empty] | 0% | 0% | 0% | 1 | 0% | 0% | 0% | 1 | 62% | 0% | 0% | 2 | 74% | 0% | 0% | 3 | 74% | 0% | 0% | 3 | 0% | 0% | 0% | 1 | 4% | 0% | 0% | 1 | 0% | 0% | 1 |  |  |  |  | 0% | [5 empty] | 0% | 0% | 0% | 1 | 19% | 0% | 0% | 1 | 48% | 0% | 0% | 1 | 62% | 0% | 0% | 2 | 62% | 0% | 0% | 2 | 0% | 0% | 0% | 1 | 3% | 0% | 0% | 1 | 0% | 0% | 1 |  |  |  |  | 0% | [5 empty] | 0% | 2% | 2% | 2 | 8% | 0% | 0% | 1 | 36% | 0% | 0% | 1 | 61% | 0% | 0% | 2 | 63% | 0% | 0% | 2 | 2% | 0% | 0% | 1 | 8% | 0% | 0% | 1
594 | Thousandaire | 0 | 0 | 0 | 0% | 0% | 1 |  |  |  |  | 0% | [5 empty] | 0% | 0% | 0% | 1 | 31% | 0% | 0% | 1 | 2% | 0% | 0% | 1 | 23% | 0% | 0% | 1 | 39% | 0% | 0% | 1 | 84% | 0% | 0% | 3 | 0% | 0% | 0% | 1 | 0% | 0% | 1 |  |  |  |  | 0% | [5 empty] | 0% | 0% | 0% | 1 | 20% | 0% | 0% | 1 | 4% | 0% | 0% | 1 | 48% | 0% | 0% | 1 | 58% | 0% | 0% | 2 | 80% | 0% | 0% | 3 | 1% | 0% | 0% | 1 | 0% | 0% | 1 |  |  |  |  | 0% | [5 empty] | 0% | 0% | 0% | 1 | 19% | 0% | 0% | 1 | 4% | 0% | 0% | 1 | 47% | 0% | 0% | 1 | 57% | 0% | 0% | 2 | 79% | 0% | 0% | 3 | 1% | 0% | 0% | 1 | 0% | 0% | 1 |  |  |  |  | 0% | [5 empty] | 0% | 0% | 0% | 1 | 15% | 0% | 0% | 1 | 3% | 0% | 0% | 1 | 39% | 0% | 0% | 1 | 47% | 0% | 0% | 1 | 71% | 0% | 0% | 3 | 1% | 0% | 0% | 1

## Land_OOS_Analysis_Wind_2041
Land-use and environmental criteria analysis for 2041 onshore wind resources mapped to Nevada or Arizona areas of the CAISO system for 5, 10, 15, and 20 mile radii from substations. This analysis uses the values from the "LandEnvData_SolarWind_OOS" tab to calculate criteria alignment. |  |  | Onshore Wind Resource Density Assumption
|  |  | 40 | Acres/MW
[5 empty] | 5 Mile Radius Analysis |  |  | 10 Mile Radius Analysis |  |  | 15 Mile Radius Analysis |  |  | 20 Mile Radius Analysis
[5 empty] | WECC Land-Use Screen |  |  | WECC Land-Use Screen |  |  | WECC Land-Use Screen |  |  | WECC Land-Use Screen
OBJECTID | IRP_Substation_Name | MWs Mapped | Acres of MWs Mapped | Distance from Substation Selected (mi) | Lower Implications Area used by MWs Mapped | High Implications Area used by MWs Mapped | Core Screen Criteria Alignment Level | Lower Implications Area used by MWs Mapped | High Implications Area used by MWs Mapped | Core Screen Criteria Alignment Level | Lower Implications Area used by MWs Mapped | High Implications Area used by MWs Mapped | Core Screen Criteria Alignment Level | Lower Implications Area used by MWs Mapped | High Implications Area used by MWs Mapped | Core Screen Criteria Alignment Level
1 | DELANEY | 0 | 0 | 0 | 0% | 0% | 1 | 0% | 0% | 1 | 0% | 0% | 1 | 0% | 0% | 1
2 | CARPENTER CANYON (FKA GAMEBIRD) | 0 | 0 | 0 | 0% | 0% | 1 | 0% | 0% | 1 | 0% | 0% | 1 | 0% | 0% | 1
3 | MOHAVE | 150 | 6000 | 20 | 132.4% | 48.75% | 5 | 112.8% | 21.39% | 5 | 107.1% | 6.949% | 4 | 95.95% | 0% | 4
4 | HASSAYAMPA | 0 | 0 | 0 | 0% | 0% | 1 | 0% | 0% | 1 | 0% | 0% | 1 | 0% | 0% | 1
5 | ELDORADO | 0 | 0 | 0 | 0% | 0% | 1 | 0% | 0% | 1 | 0% | 0% | 1 | 0% | 0% | 1
6 | NORTH GILA | 0 | 0 | 0 | 0% | 0% | 1 | 0% | 0% | 1 | 0% | 0% | 1 | 0% | 0% | 1
7 | LATHROP | 171 | 6840 | 20 | 183.7% | 11.62% | 5 | 102.5% | 0.2567% | 4 | 81.87% | 0% | 4 | 65.08% | 0% | 3
8 | BEATTY | 0 | 0 | 0 | 0% | 0% | 1 | 0% | 0% | 1 | 0% | 0% | 1 | 0% | 0% | 1
9 | VALLEY (VEA) | 0 | 0 | 0 | 0% | 0% | 1 | 0% | 0% | 1 | 0% | 0% | 1 | 0% | 0% | 1
10 | INNOVATION | 0 | 0 | 0 | 0% | 0% | 1 | 0% | 0% | 1 | 0% | 0% | 1 | 0% | 0% | 1
11 | HOODOO WASH | 0 | 0 | 0 | 0% | 0% | 1 | 0% | 0% | 1 | 0% | 0% | 1 | 0% | 0% | 1
12 | VISTA (VEA) | 0 | 0 | 0 | 0% | 0% | 1 | 0% | 0% | 1 | 0% | 0% | 1 | 0% | 0% | 1
13 | DESERT VIEW | 0 | 0 | 0 | 0% | 0% | 1 | 0% | 0% | 1 | 0% | 0% | 1 | 0% | 0% | 1
14 | CIELO AZUL | 0 | 0 | 0 | 0% | 0% | 1 | 0% | 0% | 1 | 0% | 0% | 1 | 0% | 0% | 1
15 | TROUT CANYON | 0 | 0 | 20 | 0% | 0% | 1 | 0% | 0% | 1 | 0% | 0% | 1 | 0% | 0% | 1
16 | SLOAN CANYON | 0 | 0 | 20 | 0% | 0% | 1 | 0% | 0% | 1 | 0% | 0% | 1 | 0% | 0% | 1
17 | CHARLESTON | 0 | 0 | 0 | 0% | 0% | 1 | 0% | 0% | 1 | 0% | 0% | 1 | 0% | 0% | 1
18 | JACKASS (DOE) | 0 | 0 | 0 | 0% | 0% | 1 | 0% | 0% | 1 | 0% | 0% | 1 | 0% | 0% | 1
19 | MCCULLOUGH | 0 | 0 | #N/A | #N/A | #N/A | #N/A | #N/A | #N/A | #N/A | #N/A | #N/A | #N/A | #N/A | #N/A | #N/A
20 | MEAD | 0 | 0 | #N/A | 0% | 0% | 1 | 0% | 0% | 1 | 0% | 0% | 1 | 0% | 0% | 1
21 | MERCURY | 0 | 0 | 0 | 0% | 0% | 1 | 0% | 0% | 1 | 0% | 0% | 1 | 0% | 0% | 1
22 | NORTHWEST (NVE) | 0 | 0 | #N/A | #N/A | #N/A | #N/A | #N/A | #N/A | #N/A | #N/A | #N/A | #N/A | #N/A | #N/A | #N/A
23 | PAHRUMP | 0 | 0 | 0 | 0% | 0% | 1 | 0% | 0% | 1 | 0% | 0% | 1 | 0% | 0% | 1
24 | PALO VERDE | 0 | 0 | 0 | 0% | 0% | 1 | 0% | 0% | 1 | 0% | 0% | 1 | 0% | 0% | 1
25 | PRIMM | 0 | 0 | 0 | 0% | 0% | 1 | 0% | 0% | 1 | 0% | 0% | 1 | 0% | 0% | 1
26 | SANDY | 0 | 0 | 0 | 0% | 0% | 1 | 0% | 0% | 1 | 0% | 0% | 1 | 0% | 0% | 1
27 | THOUSANDAIRE | 0 | 0 | 0 | 0% | 0% | 1 | 0% | 0% | 1 | 0% | 0% | 1 | 0% | 0% | 1
28 | VALLEY SWITCH | 0 | 0 | 0 | 0% | 0% | 1 | 0% | 0% | 1 | 0% | 0% | 1 | 0% | 0% | 1

## Land_EnvAnalysis_Geo
Land-use and environmental criteria analysis for mapped geothermal resources in California by geothermal field. Mapping analysis is conducted by identified geothermal field rather than by distance from substation. Analysis results apply to both 2036 and 2041 mapping as the amount of geothermal resources mapped is unchanged between the two model years. This analysis uses values from "LandEnvData_Geo" tab to calculate criteria alignment. |  |  |  | Geothermal Resource Density Assumption
|  |  |  | 5 | Acres/MW
[6 empty] | Protected Area Layer (Lower=Outside of Protected Area) |  |  | Fire Threat |  |  |  | ACE Terrestrial Connectivity |  |  |  | ACE Biodiversity |  |  |  | ACE Irreplaceability |  |  |  | ACE Combined |  |  |  | Terrestrial Landscape Intactness |  |  |  | Wetlands
Field Count | Geothermal Field Name | RESOLVE Region | MWs Mapped | Acres of MWs Mapped |  | Lower Implications Area used by MWs Mapped | High Implications Area used by MWs Mapped | Core Screen Criteria Alignment Level | Total Potential Area Percentage Tier 2 | Total Potential Area Percentage Tier 3 | Total Potential Area Percentage Tier 2 or 3 | Fire Threat Criteria Alignment Level | Total Potential Area Percentage Higher Implications | Low Implications Area used by MWs Mapped | Higher Implications Area used by MWs Mapped | ACE Connectivity Criteria Alignment | Total Potential Area Percentage Higher Implications | Low Implications Area used by MWs Mapped | Higher Implications Area used by MWs Mapped | ACE Biodiversity Criteria Alignment | Total Potential Area Percentage Higher Implications | Low Implications Area used by MWs Mapped | Higher Implications Area used by MWs Mapped | ACE Irreplaceability Criteria Alignment | Total Potential Area Percentage Higher Implications | Low Implications Area used by MWs Mapped | Higher Implications Area used by MWs Mapped | All ACE Criteria Alignment | Total Potential Area Percentage Higher Implications | Low Implications Area used by MWs Mapped | Higher Implications Area used by MWs Mapped | Intactness Criteria Alignment | Total Potential Area Percentage Higher Implications | Low Implications Area used by MWs Mapped | Higher Implications Area used by MWs Mapped | Wetlands Criteria Alignment
1 | Geysers | Northern_California | 378.2 | 1891 |  | 0.6677% | 0% | 1 | 38.02% | 46.06% | 84.08% | 5 | 50.93% | 1.07% | 0% | 2 | 40.73% | 0.9547% | 0% | 1 | 63.25% | 1.252% | 0% | 2 | 81.89% | 1.688% | 0% | 3 | 24.21% | 0.8129% | 0% | 1 | 1.135% | 0.6733% | 0% | 1
2 | Calistoga | Northern_California | 50 | 250 |  | 2.723% | 0% | 1 | 2.623% | 0% | 2.623% | 1 | 61.53% | 6.087% | 0% | 2 | 83.61% | 10.94% | 0% | 3 | 94.73% | 18.26% | 0% | 4 | 100% | 26.76% | 0% | 5 | 14.99% | 3.146% | 0% | 1 | 7.64% | 2.923% | 0% | 1
3 | Lake City - Surprise Valley 1 | Northern_California | 909 | 4545 |  | 6.954% | 0% | 1 | 39.07% | 0% | 39.07% | 2 | 45.02% | 9.452% | 0% | 1 | 46.25% | 9.545% | 0% | 1 | 6.771% | 7.242% | 0% | 1 | 70.12% | 11.82% | 0% | 3 | 45.76% | 9.508% | 0% | 1 | 16.19% | 7.684% | 0% | 1
4 | East Brawley | Greater_Imperial (Exclude) | 530 | 2650 |  | 3.756% | 0% | 1 | 0% | 0% | 0% | 1 | 1.043% | 3.794% | 0% | 1 | 9.585% | 4.131% | 0% | 1 | 10.27% | 4.161% | 0% | 1 | 10.63% | 4.176% | 0% | 1 | 10.07% | 4.152% | 0% | 1 | 4.334% | 3.917% | 0% | 1
5 | East Mesa | Greater_Imperial | 0 | 0 |  | 0% | 0% | 1 | 0% | 0% | 0% | 1 | 0% | 0% | 0% | 1 | 20.8% | 0% | 0% | 1 | 20.8% | 0% | 0% | 1 | 20.8% | 0% | 0% | 1 | 36.38% | 0% | 0% | 1 | 8.523% | 0% | 0% | 1
6 | Mono - Long Valley | Greater_Kramer (Exclude) | 0 | 0 |  | 0% | 0% | 1 | 60.85% | 0% | 60.85% | 3 | 0.5207% | 0% | 0% | 1 | 35.28% | 0% | 0% | 1 | 29.93% | 0% | 0% | 1 | 43.8% | 0% | 0% | 1 | 36.1% | 0% | 0% | 1 | 6.132% | 0% | 0% | 1
7 | Wendel - Amedee | Northern_California | 0 | 0 |  | 0% | 0% | 1 | 70.87% | 0% | 70.87% | 3 | 34.49% | 0% | 0% | 1 | 60.59% | 0% | 0% | 2 | 54.84% | 0% | 0% | 2 | 74.89% | 0% | 0% | 3 | 34.04% | 0% | 0% | 1 | 10.95% | 0% | 0% | 1
8 | Glass Mountain | Northern_California | -201.5 | -1007.5 |  | -0.7441% | 0% | 1 | 0% | 0% | 0% | 1 | 80.81% | -0.7659% | 0% | 3 | 0% | -0.7441% | 0% | 1 | 0% | -0.7441% | 0% | 1 | 80.81% | -0.7659% | 0% | 3 | 96.3% | -0.7702% | 0% | 5 | 0% | -0.7441% | 0% | 1
9 | Fort Bidwell | Northern_California | 0 | 0 |  | 0% | 0% | 1 | 82.94% | 0% | 82.94% | 5 | 98.42% | 0% | 0% | 5 | 11.3% | 0% | 0% | 1 | 0% | 0% | 0% | 1 | 98.42% | 0% | 0% | 5 | 2.838% | 0% | 0% | 1 | 41.74% | 0% | 0% | 1
10 | Arrowhead HS | Greater_Kramer | 0 | 0 |  | 0% | 0% | 1 | 0% | 100% | 100% | 5 | 100% | 0% | 0% | 5 | 100% | 0% | 0% | 5 | 0% | 0% | 0% | 1 | 100% | 0% | 0% | 5 | 13.87% | 0% | 0% | 1 | 4.555% | 0% | 0% | 1
11 | Salton Sea | Greater_Imperial (Exclude) | 100 | 500 |  | 0.4844% | 0% | 1 | 0% | 0% | 0% | 1 | 0% | 0.4844% | 0% | 1 | 59.8% | 0.8957% | 0% | 2 | 67.89% | 1.012% | 0% | 2 | 67.89% | 1.012% | 0% | 2 | 5.971% | 0.5076% | 0% | 1 | 8.884% | 0.5198% | 0% | 1
12 | Brawley | Greater_Imperial (Exclude) | 0 | 0 |  | 0% | 0% | 1 | 0% | 0% | 0% | 1 | 0% | 0% | 0% | 1 | 31% | 0% | 0% | 1 | 31% | 0% | 0% | 1 | 31% | 0% | 0% | 1 | 0% | 0% | 0% | 1 | 5.475% | 0% | 0% | 1
13 | Heber | Greater_Imperial | 0 | 0 |  | 0% | 0% | 1 | 0% | 0% | 0% | 1 | 0% | 0% | 0% | 1 | 9.297% | 0% | 0% | 1 | 9.297% | 0% | 0% | 1 | 9.297% | 0% | 0% | 1 | 0% | 0% | 0% | 1 | 7.893% | 0% | 0% | 1
14 | Boyes HS | Mendocino_Marin | 8 | 40 |  | 19.28% | 0% | 1 | 0% | 0% | 0% | 1 | 0% | 19.28% | 0% | 1 | 46.79% | 35.03% | 0% | 2 | 100% | 497.6% | 16.02% | 5 | 100% | 497.6% | 16.02% | 5 | 0% | 19.28% | 0% | 1 | 47.22% | 35.3% | 0% | 2
15 | Sonoma Mission Inn | Mendocino_Marin | 0 | 0 |  | 0% | 0% | 1 | 0% | 0% | 0% | 1 | 0% | 0% | 0% | 1 | 15.62% | 0% | 0% | 1 | 100% | 0% | 0% | 5 | 100% | 0% | 0% | 5 | 0% | 0% | 0% | 1 | 26.03% | 0% | 0% | 1
16 | Hot Mineral Spa | Greater_Imperial (Exclude) | 0 | 0 |  | 0% | 0% | 1 | 0% | 0% | 0% | 1 | 0% | 0% | 0% | 1 | 25.28% | 0% | 0% | 1 | 90.77% | 0% | 0% | 4 | 92.61% | 0% | 0% | 4 | 40.17% | 0% | 0% | 1 | 24.89% | 0% | 0% | 1
17 | Canby (I'SOT) | Northern_California | 0 | 0 |  | 0% | 0% | 1 | 81.73% | 0% | 81.73% | 5 | 0% | 0% | 0% | 1 | 100% | 0% | 0% | 5 | 0% | 0% | 0% | 1 | 100% | 0% | 0% | 5 | 0% | 0% | 0% | 1 | 48.66% | 0% | 0% | 1
18 | West Valley Reservoir | Northern_California | 0 | 0 |  | 0% | 0% | 1 | 0% | 0% | 0% | 1 | 45.65% | 0% | 0% | 1 | 0% | 0% | 0% | 1 | 54.35% | 0% | 0% | 2 | 100% | 0% | 0% | 5 | 60.77% | 0% | 0% | 2 | 3.804% | 0% | 0% | 1
19 | Little Hot Spring (Fall River) | Northern_California | 0 | 0 |  | 0% | 0% | 1 | 0% | 0% | 0% | 1 | 100% | 0% | 0% | 5 | 0% | 0% | 0% | 1 | 0% | 0% | 0% | 1 | 100% | 0% | 0% | 5 | 0% | 0% | 0% | 1 | 13.21% | 0% | 0% | 1
20 | Carson River | El_Dorado_Mariposa | 20 | 100 |  | 25.78% | 0% | 2 | 96.93% | 0% | 96.93% | 5 | 100% | 89.07% | 0% | 5 | 0% | 25.78% | 0% | 2 | 0% | 25.78% | 0% | 2 | 100% | 89.07% | 0% | 5 | 100% | 89.07% | 0% | 5 | 1.158% | 25.99% | 0% | 2
21 | Tasajara HS | Peninsula_Monterey | 0 | 0 |  | 0% | 0% | 1 | 0% | 100% | 100% | 5 | 100% | 0% | 0% | 5 | 0% | 0% | 0% | 1 | 0% | 0% | 0% | 1 | 100% | 0% | 0% | 5 | 100% | 0% | 0% | 5 | 20.75% | 0% | 0% | 1
22 | Truckhaven | Greater_Imperial (Exclude) | 44 | 220 |  | 0.5383% | 0% | 1 | 0% | 0% | 0% | 1 | 17.37% | 0.5531% | 0% | 1 | 0% | 0.5383% | 0% | 1 | 0% | 0.5383% | 0% | 1 | 17.37% | 0.5531% | 0% | 1 | 53.26% | 0.5864% | 0% | 2 | 0% | 0.5383% | 0% | 1
23 | Brockway Hot Springs | Northern_California | 0 | 0 |  | 0% | 0% | 1 | 0% | 0% | 0% | 1 | 0% | 0% | 0% | 1 | 0% | 0% | 0% | 1 | 100% | 0% | 0% | 5 | 100% | 0% | 0% | 5 | 0% | 0% | 0% | 1 | 0% | 0% | 0% | 1
24 | Marble Hot Well | Northern_California | 0 | 0 |  | 0% | 0% | 1 | 32.34% | 0% | 32.34% | 2 | 0% | 0% | 0% | 1 | 0% | 0% | 0% | 1 | 100% | 0% | 0% | 5 | 100% | 0% | 0% | 5 | 100% | 0% | 0% | 5 | 8.7% | 0% | 0% | 1
25 | Paso Robles | Kern_Greater_Carrizo | 0 | 0 |  | 0% | 0% | 1 | 0% | 0% | 0% | 1 | 0% | 0% | 0% | 1 | 0% | 0% | 0% | 1 | 100% | 0% | 0% | 5 | 100% | 0% | 0% | 5 | 0% | 0% | 0% | 1 | 28.05% | 0% | 0% | 1
26 | South Brawley | Greater_Imperial | 0 | 0 |  | 0% | 0% | 1 | 0% | 0% | 0% | 1 | 0% | 0% | 0% | 1 | 0% | 0% | 0% | 1 | 0% | 0% | 0% | 1 | 0% | 0% | 0% | 1 | 0% | 0% | 0% | 1 | 15.01% | 0% | 0% | 1
27 | Sierra Valley | Northern_California | 40 | 200 |  | 231.3% | 33090654% | 5 | 37.34% | 0% | 37.34% | 2 | 0% | 231.3% | 999.9% | 5 | 0% | 231.3% | 999.9% | 5 | 0% | 231.3% | 999.9% | 5 | 0% | 231.3% | 999.9% | 5 | 100% | 58285228% | 231.3% | 5 | 100% | 58285425% | 231.3% | 5
28 | Kelly HS | Northern_California | 0 | 0 |  | 0% | 0% | 1 | 79.48% | 0% | 79.48% | 5 | 0% | 0% | 0% | 1 | 0% | 0% | 0% | 1 | 0% | 0% | 0% | 1 | 0% | 0% | 0% | 1 | 15.89% | 0% | 0% | 1 | 3.552% | 0% | 0% | 1
29 | Indian Valley Hot Springs | Northern_California | 0 | 0 |  | 0% | 0% | 1 | 100% | 0% | 100% | 5 | 0% | 0% | 0% | 1 | 0% | 0% | 0% | 1 | 0% | 0% | 0% | 1 | 0% | 0% | 0% | 1 | 0% | 0% | 0% | 1 | 49.65% | 0% | 0% | 1
30 | Fales HS | Greater_Kramer (Exclude) | 0 | 0 |  | 0% | 0% | 1 | 100% | 0% | 100% | 5 | 0% | 0% | 0% | 1 | 0% | 0% | 0% | 1 | 0% | 0% | 0% | 1 | 0% | 0% | 0% | 1 | 97.82% | 0% | 0% | 5 | 2.242% | 0% | 0% | 1
31 | Big Bend HS | Northern_California | 0 | 0 |  | 0% | 0% | 1 | 2.359% | 86.94% | 89.3% | 5 | 0% | 0% | 0% | 1 | 0% | 0% | 0% | 1 | 0% | 0% | 0% | 1 | 0% | 0% | 0% | 1 | 0% | 0% | 0% | 1 | 12.25% | 0% | 0% | 1
32 | Kellog HS | Northern_California | 0 | 0 |  | 0% | 0% | 1 | 99% | 0% | 99% | 5 | 0% | 0% | 0% | 1 | 0% | 0% | 0% | 1 | 0% | 0% | 0% | 1 | 0% | 0% | 0% | 1 | 0% | 0% | 0% | 1 | 50.5% | 0% | 0% | 2
33 | Coso Hot Springs | SCE NOL | 0 | 0 |  | 0% | 0% | 1 | 0% | 0% | 0% | 1 | 4.348% | 0% | 0% | 1 | 6.856% | 0% | 0% | 1 | 2.518% | 0% | 0% | 1 | 7.398% | 0% | 0% | 1 | 91.1% | 0% | 0% | 4 | 0.307% | 0% | 0% | 1

## Land_EnvPSH
Land-use and environmental criteria analysis for potential pumped storage hydro resource locations in California. Locations were identified using known proposed projects/projects under FERC permitting or licensing and environmental and land-use screen data analysis was conducted on for a 5-mile radius circle centered on a central point of the potential project area as identified in permitting information. |  |  |  |  | Level 1: less than | Level 2: less than | Level 3: less than | Level 4: less than | Level 5: greater than
[5 empty] | 0.5 | 0.7 | 0.9 | 0.95 | 0.95
|  |  | Land-use & Env. Impacts Criteria Alignment | [7 empty] | Acres | [6 empty] | Percent | [7 empty] | Potential FERC Project Info for Identified Area | [5 empty] | Staff Assessment of Criteria based on FERC filings
2036 LDES Res. Mapped | 2041 LDES Res. Mapped | Potential Pumped Storage Site (FERC Application Name) | Protected Area Layer | Terrestrial Biodiversity | Terrestrial Connectivity | Terrestrial Irreplaceability | Intactness | Aquatic Rare Species Richness | Aquatic Irreplaceability | Acres (5 mile radius) | Protected Area Layer | Terr Biodiversity 5 | Terr Connectivity 4,5 | Terr Irreplaceability 4,5 | High Intactness | Aq Rare Species Richness 4,5 | Aq Irreplaceability 4,5 | Protected Area Layer | Terr Biodiversity 5 | Terr Connectivity 4,5 | Terr Irreplaceability 4,5 | High Intactness | Aq Rare Species Richness 4,5 | Aq Irreplaceability 4,5 | Notes | FERC Project Number | State | City | County | Expected MWs | License Status | Probable Lower Reservoir |  | Probable Upper Reservoir |  | Probable Water Source |  | Interconnection
0 | 0 | Eagle_Mountain | 2 | 1 | 1 | 1 | 3 | 1 | 1 | 50257.207 | 31857.752 | 10546.2783 | 20717.959 | 281.6419 | 37781.9258 |  |  | 63.39% | 20.98% | 41.22% | 0.5604% | 75.18% | 0% | 0% |  | P-13123 | CA | Eagle Mountain | Riverside | 1300 | Active License | Brownfield | 2 | Brownfield | 2 | Ground Water (Low Prioritization) | 3 | In a queue (Red Bluff)
0 | 0 | Swan Lake North Pumped Storage | [22 empty] | in Oregon, no land-use data currently | P-13318 | OR | Altamont | Klamath | 393.3 | Active License | New off-stream | 3 | New off-stream | 3 | Ground Water (Low Prioritization) | 3 | In a queue (Malin)
200 | 200 | LEAPS | 1 | 1 | 1 | 2 | 1 | 1 | 1 | 50257.207 | 20167.459 | 13819.2822 | 21592.4727 | 30891.9082 | 23679.293 | 24398.8789 | 24398.8789 | 40.13% | 27.5% | 42.96% | 61.47% | 47.12% | 48.55% | 48.55% |  | P-14227 | CA | Lake Elsinore | Riverside | 500 | Active Preliminary Permits | Existing off-stream | 1 | New off-stream | 3 | Existing off-stream reservoir | 1 | In a queue (Alberhill)
500 | 500 | San_Vicente | 1 | 3 | 3 | 2 | 1 | 3 | 2 | 50257.207 | 20644.9609 | 37256.9102 | 38113.6836 | 26059.7773 | 20403.4414 | 40213.4609 | 32492.168 | 41.08% | 74.13% | 75.84% | 51.85% | 40.6% | 80.02% | 64.65% |  | P-14642 | CA | Poway | San Diego | 500 | Received Preliminary Permits | Existing off-stream | 1 | New off-stream | 3 | Existing off-stream reservoir | 1 | Sycamore Canyon 230 kV
310 | 310 | Mokulumne Pumped Storage | 1 | 1 | 1 | 1 | 1 | 1 | 2 | 50257.207 | 9949.6104 | 4799.9956 | 2593.4441 | 6972.7671 | 24635.4746 | 22461.332 | 29382.877 | 19.8% | 9.551% | 5.16% | 13.87% | 49.02% | 44.69% | 58.47% | Overlap in 5-mile buffer of Salt Springs | P-14796 | CA | Jackson | Amador and Calaveras | 400 | Active Preliminary Permits | Existing on-stream | 2 | Existing on-stream | 2 | Existing on-stream reservoir | 2 | In a queue (Bellota)
0 | 0 | Bison_Peak | 1 | 1 | 3 | 1 | 3 | 1 | 1 | 50257.207 | 14202.7285 | 14263.6709 | 43941.6992 | 17052.7988 | 42464.5547 |  | 410.4862 | 28.26% | 28.38% | 87.43% | 33.93% | 84.49% | 0% | 0.8168% |  | P-14850 | CA |  | Kern | 480 | Active Preliminary Permits | New off-stream | 3 | New off-stream | 3 | Ground Water (Low Prioritization) | 3 | in a queue (Windhub 230 kV)
0 | 0 | Tehachapi Pumped Storage | 1 | 3 | 3 | 3 | 2 | 1 | 1 | 50257.207 | 8604.0742 | 40404.1758 | 41241.4883 | 44859.582 | 31388.7793 | 11929.2969 | 8845.374 | 17.12% | 80.39% | 82.06% | 89.26% | 62.46% | 23.74% | 17.6% |  | P-15104 | CA | Lebec | Kern | 1000 | Active Preliminary Permits | New off-stream | 3 | New off-stream | 3 | Ground Water (Low Prioritization) | 3 | Bailey 220 kV
0 | 0 | Nacimiento Pumped Storage | 1 | 1 | 2 | 1 | 2 | 1 | 1 | 50257.207 | 20755.8379 | 1370.9502 | 27986.2969 | 2617.2998 | 29608.8984 | 1720.399 |  | 41.3% | 2.728% | 55.69% | 5.208% | 58.91% | 3.423% | 0% |  | P-15269 | CA | Oak Shores | San Luis Obispo | 1500 | Active Preliminary Permits | Existing on-stream | 2 | New off-stream | 3 | Existing on-stream reservoir | 2 | Templeton 230 kV
150 | 150 | Twitchell Pumped Storage | 1 | 1 | 1 | 1 | 2 | 2 | 1 | 50257.207 | 1938.1942 | 636.7733 | 1910.4653 | 636.1685 | 31096.7207 | 35176.8242 | 19741.5039 | 3.857% | 1.267% | 3.801% | 1.266% | 61.88% | 69.99% | 39.28% |  | P-15271 | CA | Santa Maria | San Luis Obispo, Santa Barbara | 600 | Active Preliminary Permits | Existing on-stream | 2 | New off-stream | 3 | Existing on-stream reservoir | 2 | Mesa 230 kV
362 | 362 | Whale Rock Pumped Storage | 1 | 1 | 3 | 1 | 2 | 4 | 1 | 50257.207 | 4858.374 | 16284.0332 | 37710.9805 | 18309.0039 | 26681.7227 | 46732.3398 |  | 9.667% | 32.4% | 75.04% | 36.43% | 53.09% | 92.99% | 0% |  | P-15272 | CA | Cayucos | San Luis Obispo | 600 | Active Preliminary Permits | Existing off-stream | 1 | New off-stream | 3 | Existing off-stream reservoir | 1 | New sub (Morro-Solar or Morro-Diablo 230 kV)
0 | 0 | Vandenberg Pumped Storage | 1 | 1 | 2 | 1 | 2 | 1 | 1 | 50257.207 | 3907.0044 | 1504.192 | 29985.1406 | 14678.1182 | 27065.3984 | 10425.7256 | 8617.3008 | 7.774% | 2.993% | 59.66% | 29.21% | 53.85% | 20.74% | 17.15% |  | P-15284 | CA | Vandenburg | Santa Barbara | 1351 | Pending Preliminary Permits | Ocean | 4 | New off-stream | 3 | Ocean | 5 | Lompoc Substation
0 | 0 | Haiwee Pumped Storage | 5 | 2 | 1 | 1 | 3 | 1 | 1 | 50257.207 | 49021.0859 | 27546.5957 | 17453.9922 | 23649.2383 | 38769.082 |  |  | 97.54% | 54.81% | 34.73% | 47.06% | 77.14% | 0% | 0% |  | P-15307 | CA | Olancha | Inyo | 1600 | Pending Preliminary Permits | Existing on-stream | 2 | New off-stream | 3 | Existing on-stream reservoir | 2 | Windhub
0 | 0 | MQR Pumped Storage | 1 | 3 | 3 | 3 | 1 | 5 | 5 | 50257.207 | 7034.6191 | 42483.7383 | 44327.0703 | 40883.5977 | 21873.334 | 50257.4102 | 50257.4102 | 14% | 84.53% | 88.2% | 81.35% | 43.52% | 100% | 100% |  | P-15312 | CA | Tracy | Alameda | 280 | Active Preliminary Permits | New off-stream | 3 | New off-stream | 3 | Existing off-stream reservoir | 1 | Tesla 230 kV
0 | 0 | Salt Springs Pumped Storage | 1 | 1 | 1 | 1 | 2 | 1 | 1 | 50257.207 | 13088.1865 | 4799.9956 | 1599.9983 | 8000.001 | 26131.0195 | 10368.0439 | 18506.9316 | 26.04% | 9.551% | 3.184% | 15.92% | 51.99% | 20.63% | 36.82% | Overlap in 5-mile buffer of Mokulumne | P-15343 | CA | Mokelumne Hill | Calaveras | 2000 | Pending Preliminary Permits | Existing on-stream | 2 | New off-stream | 3 | Existing on-stream reservoir | 2 | Bellota 230 kV
0 | 0 | Isabella Pumped Storage | 1 | 2 | 1 | 2 | 1 | 1 | 1 | 50257.207 | 24821.9941 | 28821.2578 | 839.9474 | 32124.373 | 21700.7559 |  |  | 49.39% | 57.35% | 1.671% | 63.92% | 43.18% | 0% | 0% | Average of CEC analysis of (alt 1&2) and (alt 3) | P-15306 | CA | Lake Isabella | Kern | 2000 | Pending Preliminary Permits | Existing on-stream | 2 | New off-stream | 3 | Existing on-stream reservoir | 2 | Magunden 115 kV
480 | 480 | Maxwell Pumped Storage | 1 | 1 | 2 | 1 | 2 | 1 | 1 | 50257.207 | 12628.3887 | 18535.6523 | 29213.7734 | 18440.0996 | 26381.8125 |  |  | 25.13% | 36.88% | 58.13% | 36.69% | 52.49% | 0% | 0% |  | P-15345 | CA | Rosamond | Kern | 3600 | Pending Preliminary Permits | Brownfield | 2 | New off-stream | 3 | Existing off-stream reservoir | 1 | Whirlwind

## LandEnv_Solar_Data_5mi
CEC calculated land-use and environmental data criteria for in-state substations at a 5 mile radius for solar resource potential.
|  |  |  | Res. Potential Base (after techno-economic & protected areas exclusions) | Res. Potential after Core Land Use Screen (Lower Implications Land) | Percentage of Base Potential w/ Lower Implications | Res. Potential excluded by Core screen (Higher Implications Land) | Percentage of Base Potential w/ Higher Implications | Base Res. Potential w/ Parcelization value less than 6 | Percentage of Base Potential w/ Parcelization value less than 6 |  |  | Base Res. Potential w/ Parcelization value less than 30 & greater than 6 | Percentage of Base Potential w/ Parcelization value less than 30 & greater than 6 | 10th Percentile Parcelization Value | Base Res. Potential w/ Low Cropland Index Values | Percentage of Base Potential w/ Low Cropland Index Values | Base Res. Potential w/ High Cropland Index Values | Percentage of Base Potential w/ High Cropland Index Values | Substation in or near a Critically Overdrafted Groundwater Basin | Base Res. Potential w/ Tier 2 Fire Threat | Percentage of Base Potential w/ Tier 2 Fire Threat | Base Res. Potential w/ Tier 3 Fire Threat | Percentage of Base Potential w/ Tier 3 Fire Threat | Base Res. Potential w/ ACE Terrestrial Connectivity, 4 or 5, (High Implications) | Percentage of Base Potential w/ Terrestrial Connectivity High Implications | Base Res. Potential w/ Terrestrial Connectivity Low Implications | Base Res. Potential w/ ACE Biodiversity, 5, (High Implications) | Percentage of Base Potential w/ Biodiversity High Implications | Base Res. Potential w/ Biodiversity Low Implications | Base Res. Potential w/ ACE Irreplaceability, 4 or 5, (High Implications) | Percentage of Base Potential w/ Irreplaceability High Implications | Base Res. Potential w/ Irreplaceability Low Implications | Base Res. Potential w/ Any of the three ACE datasets High Implications | Percentage of Base Potential w/ Any of the three ACE datasets High Implications | Base Res. Potential w/ Any of the three ACE datasets Low Implications | Base Res. Potential w/ High Terrestrial Landscape Intactness | Percentage of Base Potential w/ High Terrestrial Landscape Intactness | Base Res. Potential w/ Low Terrestrial Landscape Intactness | Base Res. Potential w/ Classified as Wetlands | Percentage of Base Potential w/ Classified as Wetlands | Base Res. Potential w/ Not Classified as Wetlands
Blue columns indicate additional data calculate/added by CPUC staff in dashboard.
|  |  | Distance in miles to nearby substations | [7 empty] | Base Res. Potential w/ Parcelization value less than 30 & greater than 6 | Percentage of Base Potential w/ Parcelization value less than 30
OBJECTID | IRP_Substation_Name | RESOLVE_Name | Substation Overlaps [distance (mi), res. pot. (acres)] | RPB_Acres | TRP_Acres | Perc_TRP | High_Implication_Acres | Perc_HighImplication | Parcels_LT_6 | Perc_ParcLT6 | Parcels_LT_30 | Perc_ParcLT30 | Parcels_LT_30_GT6 | Perc_ParcLT30GT6 | 10th Percentile Parcelization | LowCrop_Acres | Perc_LowCrop | HighCrop_Acres | Perc_HighCrop | Critically overdrafted basin | FT_Tier2_Acres | Perc_FT_Tier2 | FT_Tier3_Acres | Perc_FT_Tier3 | Conn45_Acres | Perc_Conn45 | Low Conn Acres | Bio5_Acres | Perc_Bio5 | Low Bio Acres | Irr45_Acres | Perc_Irr45 | Low Irr Acres | ACE_All_Acres | Perc_AllACE | Low AllACE Acres | High_Intact_Acres | Perc_HighIntact | LowIntact Acres | Wetlands_Acres | Perc_Wetlands | Not Wetlands Acres
1 | Cal Flats | PGE Fresno | {} | 13980 | 2538 | 0.18 | 11442 | 0.82 | 5184 | 0.37 |  |  | 8686 | 0.62 | 0.05 | 465 | 0.03 | 0 | 0 |  | 5959 | 0.43 | 7998 | 0.57 | 2310 | 0.17 | 11670 | 0 | 0 | 13980 | 1165 | 0.08 | 12816 | 3475 | 0.25 | 10506 | 11285 | 0.81 | 2696 | 128 | 0.01 | 13852
2 | Collinsville | PGE GBA | {'Birds Landing': [3.1, 13985.0], 'Pittsburg': [4.5, 396.0], 'GWF 2': [4.7, 116.0], 'Kirker': [5.6, 5.0], 'Contra Costa PP': [6.1, 551.0], 'Shiloh III': [6.2, 8083.0], 'Contra Costa': [6.3, 127.0]} | 26046 | 14108 | 0.54 | 11938 | 0.46 | 5155 | 0.2 |  |  | 20261 | 0.78 | 0.06 | 11195 | 0.43 | 0 | 0 |  | 16324 | 0.63 | 0 | 0 | 4540 | 0.17 | 21507 | 7994 | 0.31 | 18053 | 6750 | 0.26 | 19296 | 9198 | 0.35 | 16848 | 310 | 0.01 | 25736 | 5804 | 0.22 | 20243
3 | Santa Teresa | PGE GBA | {'Edenvale': [0.5, 22.0], 'Piercy': [2.1, 22.0], 'Metcalf 1': [2.8, 6.0], 'Swift': [5.8, 22.0]} | 4666 | 22 | 0 | 4643 | 1 | 803 | 0.17 |  |  | 2931 | 0.63 | 0.13 | 730 | 0.16 | 302 | 0.06 |  | 4060 | 0.87 | 0 | 0 | 4620 | 0.99 | 46 | 1480 | 0.32 | 3185 | 2325 | 0.5 | 2341 | 4620 | 0.99 | 46 | 1716 | 0.37 | 2949 | 177 | 0.04 | 4489
4 | Carrizo Gorge | SDGE Imperial | {'Boulevard': [4.2, 2637.0], 'Crestwood': [5.5, 4023.0]} | 22387 | 6403 | 0.29 | 15984 | 0.71 | 5076 | 0.23 |  |  | 13211 | 0.59 | 0.1 | 0 | 0 | 0 | 0 |  | 13000 | 0.58 | 7784 | 0.35 | 0 | 0 | 22387 | 4956 | 0.22 | 17431 | 13522 | 0.6 | 8865 | 13773 | 0.62 | 8614 | 4633 | 0.21 | 17754 | 430 | 0.02 | 21957
5 | Avenal | PGE Kern | {'New Sub - Gates - Templeton (Proposed)': [6.9, 1944.0]} | 31093 | 7331 | 0.24 | 23763 | 0.76 | 17136 | 0.55 |  |  | 13791 | 0.44 | 0.05 | 10779 | 0.35 | 2011 | 0.06 |  | 11263 | 0.36 | 0 | 0 | 12269 | 0.39 | 18824 | 0 | 0 | 31093 | 9608 | 0.31 | 21485 | 20941 | 0.67 | 10153 | 6637 | 0.21 | 24456 | 150 | 0 | 30944
6 | Crazy Horse Canyon | PGE GBA | {'Salinas': [7.4, 638.0], 'Buena Vista': [9.0, 96.0]} | 21612 | 4235 | 0.2 | 17377 | 0.8 | 7344 | 0.34 |  |  | 10700 | 0.5 | 0.14 | 885 | 0.04 | 2624 | 0.12 |  | 14287 | 0.66 | 0 | 0 | 12969 | 0.6 | 8643 | 2135 | 0.1 | 19478 | 4060 | 0.19 | 17553 | 14012 | 0.65 | 7601 | 7642 | 0.35 | 13970 | 1881 | 0.09 | 19731
7 | Estrella | PGE Kern | {'Templeton': [7.3, 583.0]} | 40155 | 10838 | 0.27 | 29317 | 0.73 | 256 | 0.01 |  |  | 26682 | 0.66 | 0.21 | 9448 | 0.24 | 7090 | 0.18 |  | 1951 | 0.05 | 0 | 0 | 0 | 0 | 40155 | 169 | 0 | 39986 | 9379 | 0.23 | 30776 | 9379 | 0.23 | 30776 | 1780 | 0.04 | 38375 | 2092 | 0.05 | 38064
8 | Ocean Ranch | SDGE Imperial | {'Melrose': [2.4, 275.0], 'Pendleton': [7.2, 243.0], 'Monserate': [8.9, 279.0]} | 599 | 282 | 0.47 | 317 | 0.53 | 1 | 0 |  |  | 46 | 0.08 | 0.4 | 266 | 0.44 | 133 | 0.22 |  | 0 | 0 | 0 | 0 | 190 | 0.32 | 409 | 230 | 0.38 | 369 | 231 | 0.39 | 369 | 231 | 0.39 | 369 | 0 | 0 | 599 | 34 | 0.06 | 566
9 | Green Valley | PGE GBA | {} | 17729 | 2075 | 0.12 | 15654 | 0.88 | 803 | 0.05 |  |  | 6917 | 0.39 | 0.24 | 1203 | 0.07 | 5297 | 0.3 |  | 220 | 0.01 | 0 | 0 | 5402 | 0.3 | 12327 | 4426 | 0.25 | 13303 | 9275 | 0.52 | 8454 | 11703 | 0.66 | 6026 | 2211 | 0.12 | 15519 | 940 | 0.05 | 16789
10 | Union (Estrella) | PGE Kern | {'Templeton': [7.3, 583.0]} | 40155 | 10838 | 0.27 | 29317 | 0.73 | 256 | 0.01 |  |  | 26682 | 0.66 | 0.21 | 9448 | 0.24 | 7090 | 0.18 |  | 1951 | 0.05 | 0 | 0 | 0 | 0 | 40155 | 169 | 0 | 39986 | 9379 | 0.23 | 30776 | 9379 | 0.23 | 30776 | 1780 | 0.04 | 38375 | 2092 | 0.05 | 38064
11 | Crescent | PGE Fresno | {'Helm': [4.2, 5725.0], 'New Sub - Los Banos - Midway (Proposed)': [4.5, 18816.0], 'Schindler': [9.1, 1809.0], 'Excelsior': [9.8, 250.0]} | 42303 | 25851 | 0.61 | 16452 | 0.39 | 12665 | 0.3 |  |  | 28720 | 0.68 | 0.06 | 35144 | 0.83 | 5516 | 0.13 |  | 511 | 0.01 | 0 | 0 | 14363 | 0.34 | 27940 | 3430 | 0.08 | 38872 | 3430 | 0.08 | 38872 | 14363 | 0.34 | 27940 | 0 | 0 | 42303 | 201 | 0 | 42102
12 | Vincent | SCE Northern | {} | 14753 | 9583 | 0.65 | 5170 | 0.35 | 4 | 0 |  |  | 1438 | 0.1 | 0.47 | 2 | 0 | 14 | 0 |  | 4098 | 0.28 | 0 | 0 | 0 | 0 | 14753 | 3205 | 0.22 | 11548 | 1898 | 0.13 | 12855 | 3205 | 0.22 | 11548 | 2124 | 0.14 | 12629 | 271 | 0.02 | 14482
13 | El Nido (PGE) | PGE Fresno | {} | 47198 | 11573 | 0.25 | 35625 | 0.75 | 5381 | 0.11 |  |  | 40822 | 0.86 | 0.08 | 24320 | 0.52 | 16247 | 0.34 |  | 0 | 0 | 0 | 0 | 11258 | 0.24 | 35940 | 9662 | 0.2 | 37536 | 13812 | 0.29 | 33386 | 21096 | 0.45 | 26101 | 786 | 0.02 | 46411 | 3158 | 0.07 | 44040
14 | Cortina | PGE NGBA | {} | 46498 | 1367 | 0.03 | 45132 | 0.97 | 11466 | 0.25 |  |  | 33267 | 0.72 | 0.08 | 9480 | 0.2 | 22464 | 0.48 |  | 9936 | 0.21 | 10151 | 0.22 | 19386 | 0.42 | 27112 | 2899 | 0.06 | 43600 | 13658 | 0.29 | 32841 | 32587 | 0.7 | 13911 | 12535 | 0.27 | 33963 | 457 | 0.01 | 46041
15 | Delta Pumps | PGE GBA | {} | 29534 | 0 | 0 | 29534 | 1 | 4680 | 0.16 |  |  | 22555 | 0.76 | 0.15 | 2663 | 0.09 | 5359 | 0.18 |  | 22579 | 0.76 | 0 | 0 | 21273 | 0.72 | 8261 | 17503 | 0.59 | 12031 | 20258 | 0.69 | 9276 | 26964 | 0.91 | 2569 | 2538 | 0.09 | 26995 | 2877 | 0.1 | 26656
16 | Morgan Hill | PGE GBA | {} | 11298 | 3155 | 0.28 | 8143 | 0.72 | 862 | 0.08 |  |  | 5387 | 0.48 | 0.23 | 283 | 0.03 | 201 | 0.02 |  | 10380 | 0.92 | 0 | 0 | 5997 | 0.53 | 5302 | 826 | 0.07 | 10472 | 1110 | 0.1 | 10189 | 5997 | 0.53 | 5302 | 4528 | 0.4 | 6770 | 888 | 0.08 | 10410
17 | Jessup | PGE NGBA | {'Cottonwood': [5.6, 1869.0]} | 19097 | 5430 | 0.28 | 13667 | 0.72 | 0 | 0 |  |  | 6560 | 0.34 | 0.37 | 1072 | 0.06 | 1587 | 0.08 |  | 9680 | 0.51 | 7495 | 0.39 | 10584 | 0.55 | 8513 | 2915 | 0.15 | 16182 | 2800 | 0.15 | 16297 | 10604 | 0.56 | 8494 | 3169 | 0.17 | 15928 | 1471 | 0.08 | 17626
18 | Elk Hills | PGE Kern | {} | 30125 | 0 | 0 | 30125 | 1 | 19401 | 0.64 |  |  | 9774 | 0.32 | 0.05 | 7627 | 0.25 | 629 | 0.02 |  | 1543 | 0.05 | 0 | 0 | 9753 | 0.32 | 20372 | 26743 | 0.89 | 3382 | 30113 | 1 | 12 | 30125 | 1 | 0 | 303 | 0.01 | 29822 | 219 | 0.01 | 29906
19 | Ignacio | PGE NGBA | {} | 4238 | 1541 | 0.36 | 2696 | 0.64 | 802 | 0.19 |  |  | 2169 | 0.51 | 0.18 | 1147 | 0.27 | 0 | 0 |  | 1033 | 0.24 | 0 | 0 | 583 | 0.14 | 3655 | 1199 | 0.28 | 3039 | 1531 | 0.36 | 2707 | 1928 | 0.46 | 2309 | 909 | 0.21 | 3329 | 788 | 0.19 | 3450
20 | Malin | <Null> | {} | 16788 | 5875 | 0.35 | 10913 | 0.65 | 0 | 0 |  |  | 0 | 0 | 0 | 5231 | 0.31 | 1746 | 0.1 |  | 3424 | 0.2 | 0 | 0 | 9122 | 0.54 | 7667 | 0 | 0 | 16788 | 0 | 0 | 16788 | 9122 | 0.54 | 7667 | 4320 | 0.26 | 12468 | 314 | 0.02 | 16474
21 | Redbud | PGE NGBA | {'Konocti': [7.8, 65.0]} | 20359 | 7672 | 0.38 | 12687 | 0.62 | 40 | 0 |  |  | 17978 | 0.88 | 0.13 | 1707 | 0.08 | 894 | 0.04 |  | 10801 | 0.53 | 8918 | 0.44 | 5225 | 0.26 | 15134 | 0 | 0 | 20359 | 3098 | 0.15 | 17261 | 8323 | 0.41 | 12036 | 5583 | 0.27 | 14776 | 229 | 0.01 | 20130
22 | Arcata | PGE NGBA | {'Humboldt': [6.0, 823.0], 'Harris': [6.4, 651.0]} | 13696 | 2167 | 0.16 | 11528 | 0.84 | 59 | 0 |  |  | 8946 | 0.65 | 0.17 | 0 | 0 | 0 | 0 |  | 0 | 0 | 0 | 0 | 807 | 0.06 | 12889 | 6596 | 0.48 | 7099 | 10006 | 0.73 | 3690 | 10018 | 0.73 | 3677 | 2410 | 0.18 | 11285 | 4567 | 0.33 | 9129
23 | Suncrest | SDGE Imperial | {'Alpine': [6.3, 413.0], 'Loveland': [6.4, 564.0]} | 13398 | 1214 | 0.09 | 12185 | 0.91 | 947 | 0.07 |  |  | 8974 | 0.67 | 0.13 | 71 | 0.01 | 2 | 0 |  | 1777 | 0.13 | 11595 | 0.87 | 2422 | 0.18 | 10977 | 3524 | 0.26 | 9875 | 6502 | 0.49 | 6896 | 7591 | 0.57 | 5808 | 6841 | 0.51 | 6557 | 491 | 0.04 | 12908
24 | Cressey | PGE Fresno | {'Atwater': [4.9, 843.0]} | 37752 | 8874 | 0.24 | 28877 | 0.76 | 1629 | 0.04 |  |  | 26386 | 0.7 | 0.16 | 9890 | 0.26 | 22798 | 0.6 |  | 1655 | 0.04 | 0 | 0 | 6121 | 0.16 | 31631 | 3230 | 0.09 | 34522 | 2778 | 0.07 | 34973 | 9351 | 0.25 | 28401 | 0 | 0 | 37752 | 2156 | 0.06 | 35596
25 | Kearny | SDGE Imperial | {} | 8 | 0 | 0 | 8 | 1 | 4 | 0.45 |  |  | 0 | 0 | 0.02 | 0 | 0 | 0 | 0 |  | 7 | 0.79 | 0 | 0 | 0 | 0 | 8 | 8 | 1 | 0 | 0 | 0 | 8 | 8 | 1 | 0 | 0 | 0 | 8 | 2 | 0.24 | 6
26 | Victor | SCE NOL | {'New Sub - Kramer - Lugo (Proposed)': [5.1, 384.0], 'Roadway': [5.1, 392.0]} | 8552 | 3967 | 0.46 | 4585 | 0.54 | 0 | 0 |  |  | 122 | 0.01 | 0.6 | 0 | 0 | 0 | 0 |  | 0 | 0 | 0 | 0 | 0 | 0 | 8552 | 4585 | 0.54 | 3967 | 719 | 0.08 | 7833 | 4585 | 0.54 | 3967 | 0 | 0 | 8552 | 0 | 0 | 8552
27 | Millbrae | PGE GBA | {'Burlingame': [1.9, 132.0], 'Martin': [6.9, 37.0]} | 291 | 137 | 0.47 | 154 | 0.53 | 98 | 0.33 |  |  | 67 | 0.23 | 0.29 | 0 | 0 | 0 | 0 |  | 0 | 0 | 0 | 0 | 0 | 0 | 291 | 79 | 0.27 | 213 | 139 | 0.48 | 152 | 139 | 0.48 | 152 | 0 | 0 | 291 | 23 | 0.08 | 268
28 | Arcogen | SCE Metro | {'Hinson': [1.2, 1076.0], 'Harborgen': [2.8, 1078.0], 'Long Beach': [3.7, 1078.0]} | 2359 | 1075 | 0.46 | 1283 | 0.54 | 0 | 0 |  |  | 1644 | 0.7 | 0.19 | 0 | 0 | 0 | 0 |  | 0 | 0 | 0 | 0 | 0 | 0 | 2359 | 0 | 0 | 2359 | 1272 | 0.54 | 1087 | 1272 | 0.54 | 1087 | 0 | 0 | 2359 | 6 | 0 | 2353
29 | Soledad | PGE GBA | {} | 38784 | 5649 | 0.15 | 33134 | 0.85 | 10099 | 0.26 |  |  | 27639 | 0.71 | 0.07 | 1449 | 0.04 | 19802 | 0.51 |  | 8398 | 0.22 | 6561 | 0.17 | 7583 | 0.2 | 31201 | 4081 | 0.11 | 34702 | 9140 | 0.24 | 29644 | 12597 | 0.32 | 26186 | 8322 | 0.21 | 30461 | 2713 | 0.07 | 36070
30 | Vierra | PGE GBA | {'Manteca': [2.7, 875.0], 'Kasson': [5.1, 24.0], 'French Camp': [5.9, 255.0], 'Ripon': [7.5, 313.0], 'Weber': [8.7, 145.0]} | 19347 | 949 | 0.05 | 18398 | 0.95 | 0 | 0 |  |  | 10327 | 0.53 | 0.47 | 1703 | 0.09 | 12580 | 0.65 |  | 0 | 0 | 0 | 0 | 4045 | 0.21 | 15302 | 375 | 0.02 | 18971 | 375 | 0.02 | 18971 | 4420 | 0.23 | 14927 | 0 | 0 | 19347 | 1320 | 0.07 | 18027
31 | Walnut | SCE Metro | {} | 0 | 0 | 0 | 0 | 0 | 0 | 0 |  |  | 0 | 0 | 0 | 0 | 0 | 0 | 0 |  | 0 | 0 | 0 | 0 | 0 | 0 | 0 | 0 | 0 | 0 | 0 | 0 | 0 | 0 | 0 | 0 | 0 | 0 | 0 | 0 | 0 | 0
32 | Coburn | PGE GBA | {} | 39844 | 5684 | 0.14 | 34161 | 0.86 | 16945 | 0.43 |  |  | 22744 | 0.57 | 0.06 | 1353 | 0.03 | 18302 | 0.46 |  | 11981 | 0.3 | 823 | 0.02 | 6667 | 0.17 | 33177 | 1797 | 0.05 | 38047 | 2870 | 0.07 | 36974 | 8464 | 0.21 | 31380 | 10573 | 0.27 | 29271 | 1345 | 0.03 | 38499
33 | Madison | PGE NGBA | {} | 38889 | 3470 | 0.09 | 35419 | 0.91 | 1627 | 0.04 |  |  | 35434 | 0.91 | 0.09 | 7839 | 0.2 | 24112 | 0.62 |  | 7205 | 0.19 | 0 | 0 | 27115 | 0.7 | 11775 | 0 | 0 | 38889 | 0 | 0 | 38889 | 27115 | 0.7 | 11775 | 2774 | 0.07 | 36115 | 1154 | 0.03 | 37735
34 | Lone Tree | PGE GBA | {'Contra Costa': [3.9, 874.0], 'Contra Costa PP': [4.8, 101.0], 'Brentwood': [4.9, 169.0]} | 8039 | 1652 | 0.21 | 6388 | 0.79 | 64 | 0.01 |  |  | 6079 | 0.76 | 0.14 | 503 | 0.06 | 1311 | 0.16 |  | 6417 | 0.8 | 0 | 0 | 3094 | 0.38 | 4945 | 4771 | 0.59 | 3269 | 4771 | 0.59 | 3269 | 4772 | 0.59 | 3267 | 2683 | 0.33 | 5356 | 578 | 0.07 | 7461
35 | Eldorado | SCE EOP | {'Sloan Canyon': [5.3, 8654.0]} | 33131 | 16118 | 0.49 | 17014 | 0.51 | 0 | 0 |  |  | 0 | 0 | 0 | 0 | 0 | 0 | 0 |  | 0 | 0 | 0 | 0 | 0 | 0 | 33131 | 0 | 0 | 33131 | 0 | 0 | 33131 | 0 | 0 | 33131 | 0 | 0 | 33131 | 0 | 0 | 33131
36 | Mercy Springs | PGE Fresno | {'Dos Amigos': [1.0, 6860.0], 'Padre Flats SW STA': [9.6, 35.0], 'Oro Loma': [9.7, 244.0]} | 39296 | 8015 | 0.2 | 31281 | 0.8 | 9929 | 0.25 |  |  | 28735 | 0.73 | 0.06 | 9222 | 0.23 | 10743 | 0.27 |  | 18227 | 0.46 | 0 | 0 | 20260 | 0.52 | 19036 | 0 | 0 | 39296 | 3157 | 0.08 | 36138 | 20260 | 0.52 | 19036 | 9645 | 0.25 | 29651 | 3752 | 0.1 | 35544
37 | Meridian | PGE NGBA | {} | 42122 | 791 | 0.02 | 41332 | 0.98 | 1287 | 0.03 |  |  | 37703 | 0.9 | 0.1 | 6383 | 0.15 | 26137 | 0.62 |  | 5428 | 0.13 | 0 | 0 | 27004 | 0.64 | 15118 | 6887 | 0.16 | 35235 | 23060 | 0.55 | 19062 | 35566 | 0.84 | 6556 | 307 | 0.01 | 41815 | 3877 | 0.09 | 38245
38 | Excelsior | PGE Fresno | {'Schindler': [5.1, 16372.0], 'New Sub - Los Banos - Midway (Proposed)': [5.8, 10744.0], 'Cantua': [6.4, 746.0], 'Crescent': [9.8, 250.0]} | 48384 | 27569 | 0.57 | 20815 | 0.43 | 10239 | 0.21 |  |  | 37840 | 0.78 | 0.06 | 25803 | 0.53 | 20773 | 0.43 |  | 43 | 0 | 0 | 0 | 0 | 0 | 48384 | 0 | 0 | 48384 | 0 | 0 | 48384 | 0 | 0 | 48384 | 0 | 0 | 48384 | 49 | 0 | 48335
39 | Hassayampa | SDGE Arizona | {'Palo Verde': [2.7, 15601.0]} | 30375 | 19834 | 0.65 | 10541 | 0.35 | 0 | 0 |  |  | 0 | 0 | 0 | 0 | 0 | 0 | 0 |  | 0 | 0 | 0 | 0 | 0 | 0 | 30375 | 0 | 0 | 30375 | 0 | 0 | 30375 | 0 | 0 | 30375 | 0 | 0 | 30375 | 0 | 0 | 30375
40 | Center | SCE Metro | {} | 0 | 0 | 0 | 0 | 0 | 0 | 0 |  |  | 0 | 0 | 0 | 0 | 0 | 0 | 0 |  | 0 | 0 | 0 | 0 | 0 | 0 | 0 | 0 | 0 | 0 | 0 | 0 | 0 | 0 | 0 | 0 | 0 | 0 | 0 | 0 | 0 | 0
41 | Leprino | PGE Fresno | {'Henrietta': [3.9, 4504.0], 'Mustang': [4.8, 2433.0], 'Lemoore': [5.2, 8172.0], 'Guernsey': [9.9, 0.0]} | 31047 | 20053 | 0.65 | 10994 | 0.35 | 586 | 0.02 |  |  | 23261 | 0.75 | 0.14 | 24821 | 0.8 | 108 | 0 |  | 124 | 0 | 0 | 0 | 9679 | 0.31 | 21368 | 0 | 0 | 31047 | 0 | 0 | 31047 | 9679 | 0.31 | 21368 | 0 | 0 | 31047 | 1949 | 0.06 | 29098
42 | Springville | SCE Northern | {} | 30353 | 1169 | 0.04 | 29184 | 0.96 | 8860 | 0.29 |  |  | 14779 | 0.49 | 0.18 | 4087 | 0.13 | 2337 | 0.08 |  | 9053 | 0.3 | 0 | 0 | 19662 | 0.65 | 10692 | 7511 | 0.25 | 22842 | 12150 | 0.4 | 18204 | 24210 | 0.8 | 6144 | 16586 | 0.55 | 13767 | 2558 | 0.08 | 27795
43 | Mustang | PGE Fresno | {'Henrietta': [1.1, 6911.0], 'Leprino': [4.8, 2433.0], 'Lemoore': [8.6, 147.0]} | 26304 | 8456 | 0.32 | 17849 | 0.68 | 7346 | 0.28 |  |  | 17814 | 0.68 | 0.06 | 11885 | 0.45 | 12946 | 0.49 |  | 124 | 0 | 0 | 0 | 4911 | 0.19 | 21394 | 0 | 0 | 26304 | 0 | 0 | 26304 | 4911 | 0.19 | 21394 | 0 | 0 | 26304 | 519 | 0.02 | 25786
44 | Parkway | PGE NGBA | {'Carquinez': [3.9, 46.0], 'Bahia': [5.6, 305.0], 'Tulucay': [8.3, 356.0], 'Martinez': [9.9, 7.0]} | 10474 | 670 | 0.06 | 9804 | 0.94 | 867 | 0.08 |  |  | 5431 | 0.52 | 0.74 | 259 | 0.02 | 46 | 0 |  | 4437 | 0.42 | 0 | 0 | 3999 | 0.38 | 6475 | 782 | 0.07 | 9692 | 5141 | 0.49 | 5333 | 8451 | 0.81 | 2023 | 2892 | 0.28 | 7582 | 655 | 0.06 | 9819
45 | Carpenter Canyon (fka Gamebird) | SCE EOP | {'Thousandaire': [3.4, 5461.0], 'Pahrump': [4.5, 2040.0], 'Crazy Eyes': [9.0, 111.0]} | 11604 | 5940 | 0.51 | 5664 | 0.49 | 0 | 0 |  |  | 0 | 0 | 0 | 0 | 0 | 0 | 0 |  | 0 | 0 | 0 | 0 | 0 | 0 | 11604 | 0 | 0 | 11604 | 0 | 0 | 11604 | 0 | 0 | 11604 | 0 | 0 | 11604 | 0 | 0 | 11604
46 | Stagg | PGE GBA | {} | 15906 | 0 | 0 | 15906 | 1 | 2284 | 0.14 |  |  | 12233 | 0.77 | 0.12 | 780 | 0.05 | 12877 | 0.81 |  | 0 | 0 | 0 | 0 | 0 | 0 | 15906 | 850 | 0.05 | 15056 | 1281 | 0.08 | 14624 | 1281 | 0.08 | 14624 | 0 | 0 | 15906 | 713 | 0.04 | 15192
47 | Lakeview | PGE Kern | {'Wheeler Ridge': [7.0, 73.0], 'Old River': [7.9, 1101.0], 'Midway - Wheeler Ridge (Proposed)': [9.6, 11.0], 'Tejon': [9.7, 9.0]} | 45720 | 5312 | 0.12 | 40409 | 0.88 | 9623 | 0.21 |  |  | 35199 | 0.77 | 0.07 | 8997 | 0.2 | 31308 | 0.68 |  | 5 | 0 | 0 | 0 | 77 | 0 | 45643 | 14000 | 0.31 | 31720 | 27083 | 0.59 | 18638 | 27083 | 0.59 | 18638 | 0 | 0 | 45720 | 1258 | 0.03 | 44463
48 | Balch 2 | PGE Fresno | {'Balch': [0.0, 33.0], 'Balch 1': [0.8, 33.0], 'Haas': [3.9, 33.0]} | 4939 | 33 | 0.01 | 4906 | 0.99 | 4797 | 0.97 |  |  | 134 | 0.03 | 0.02 | 0 | 0 | 0 | 0 |  | 2496 | 0.51 | 2283 | 0.46 | 1295 | 0.26 | 3645 | 2980 | 0.6 | 1959 | 1329 | 0.27 | 3610 | 3677 | 0.74 | 1262 | 4141 | 0.84 | 799 | 256 | 0.05 | 4684
49 | Racetrack | PGE GBA | {'Race Track': [0.0, 1761.0], 'Curtis': [5.1, 1725.0]} | 8233 | 1759 | 0.21 | 6474 | 0.79 | 0 | 0 |  |  | 4352 | 0.53 | 0.18 | 114 | 0.01 | 60 | 0.01 |  | 7246 | 0.88 | 0 | 0 | 3999 | 0.49 | 4235 | 3566 | 0.43 | 4667 | 2715 | 0.33 | 5518 | 5531 | 0.67 | 2702 | 2918 | 0.35 | 5315 | 473 | 0.06 | 7760
50 | Schindler | PGE Fresno | {'Excelsior': [5.1, 16372.0], 'New Sub - Los Banos - Midway (Proposed)': [7.2, 8421.0], 'Crescent': [9.1, 1809.0]} | 48175 | 35084 | 0.73 | 13091 | 0.27 | 12068 | 0.25 |  |  | 35700 | 0.74 | 0.06 | 33620 | 0.7 | 13079 | 0.27 |  | 0 | 0 | 0 | 0 | 0 | 0 | 48175 | 0 | 0 | 48175 | 0 | 0 | 48175 | 0 | 0 | 48175 | 0 | 0 | 48175 | 32 | 0 | 48142
51 | Cameron | SDGE Imperial | {'Crestwood': [8.4, 388.0]} | 19155 | 3448 | 0.18 | 15707 | 0.82 | 1986 | 0.1 |  |  | 12261 | 0.64 | 0.15 | 117 | 0.01 | 175 | 0.01 |  | 552 | 0.03 | 18314 | 0.96 | 2727 | 0.14 | 16428 | 7710 | 0.4 | 11445 | 4632 | 0.24 | 14522 | 13267 | 0.69 | 5887 | 6305 | 0.33 | 12850 | 779 | 0.04 | 18376
52 | Konocti | PGE NGBA | {'Redbud': [7.8, 65.0]} | 20536 | 354 | 0.02 | 20182 | 0.98 | 178 | 0.01 |  |  | 15804 | 0.77 | 0.15 | 2226 | 0.11 | 1601 | 0.08 |  | 6817 | 0.33 | 11780 | 0.57 | 7788 | 0.38 | 12748 | 17155 | 0.84 | 3381 | 19162 | 0.93 | 1374 | 19688 | 0.96 | 847 | 3190 | 0.16 | 17346 | 330 | 0.02 | 20205
53 | North Gila - IV (Proposed) | SDGE Imperial | {'Drop 4': [2.1, 929.0], 'Highline': [4.2, 691.0]} | 15315 | 1049 | 0.07 | 14266 | 0.93 | 10490 | 0.68 |  |  | 4440 | 0.29 | 0.04 | 256 | 0.02 | 3847 | 0.25 |  | 0 | 0 | 0 | 0 | 0 | 0 | 15315 | 11194 | 0.73 | 4121 | 11194 | 0.73 | 4121 | 11194 | 0.73 | 4121 | 4984 | 0.33 | 10331 | 2036 | 0.13 | 13279
54 | Rector | SCE Northern | {'Bliss': [9.8, 20.0]} | 23215 | 2586 | 0.11 | 20629 | 0.89 | 0 | 0 |  |  | 13502 | 0.58 | 0.21 | 693 | 0.03 | 20520 | 0.88 |  | 686 | 0.03 | 0 | 0 | 0 | 0 | 23215 | 0 | 0 | 23215 | 0 | 0 | 23215 | 0 | 0 | 23215 | 0 | 0 | 23215 | 270 | 0.01 | 22945
55 | Round Mountain | PGE NGBA | {'Cove Road': [4.9, 276.0], 'New Sub - Pit 1 - Cottonwood (Proposed)': [6.1, 1565.0]} | 31474 | 1565 | 0.05 | 29909 | 0.95 | 8561 | 0.27 |  |  | 17682 | 0.56 | 0.1 | 347 | 0.01 | 81 | 0 |  | 22403 | 0.71 | 8835 | 0.28 | 26915 | 0.86 | 4559 | 9494 | 0.3 | 21981 | 14884 | 0.47 | 16590 | 28748 | 0.91 | 2726 | 8185 | 0.26 | 23290 | 1856 | 0.06 | 29618
56 | Vestal | SCE Northern | {} | 47127 | 33209 | 0.7 | 13918 | 0.3 | 1451 | 0.03 |  |  | 42650 | 0.9 | 0.09 | 28405 | 0.6 | 12319 | 0.26 |  | 14836 | 0.31 | 0 | 0 | 0 | 0 | 47127 | 0 | 0 | 47127 | 5379 | 0.11 | 41748 | 5379 | 0.11 | 41748 | 138 | 0 | 46989 | 468 | 0.01 | 46659
57 | Silverado | PGE NGBA | {} | 17390 | 235 | 0.01 | 17155 | 0.99 | 137 | 0.01 |  |  | 11369 | 0.65 | 0.15 | 1782 | 0.1 | 3584 | 0.21 |  | 4595 | 0.26 | 0 | 0 | 15289 | 0.88 | 2102 | 5380 | 0.31 | 12011 | 7737 | 0.44 | 9654 | 16976 | 0.98 | 414 | 6518 | 0.37 | 10872 | 1112 | 0.06 | 16278
58 | Penngrove | PGE NGBA | {} | 16772 | 0 | 0 | 16772 | 1 | 177 | 0.01 |  |  | 8024 | 0.48 | 0.24 | 3606 | 0.21 | 402 | 0.02 |  | 12497 | 0.75 | 0 | 0 | 13972 | 0.83 | 2801 | 7566 | 0.45 | 9206 | 11950 | 0.71 | 4822 | 16772 | 1 | 0 | 2854 | 0.17 | 13918 | 943 | 0.06 | 15830
59 | Bridgeville | PGE NGBA | {} | 12904 | 3262 | 0.25 | 9642 | 0.75 | 3193 | 0.25 |  |  | 9161 | 0.71 | 0.07 | 20 | 0 | 0 | 0 |  | 0 | 0 | 0 | 0 | 4843 | 0.38 | 8061 | 795 | 0.06 | 12109 | 795 | 0.06 | 12109 | 5638 | 0.44 | 7266 | 7670 | 0.59 | 5234 | 102 | 0.01 | 12802
60 | Logan Creek | PGE NGBA | {} | 43539 | 10662 | 0.24 | 32877 | 0.76 | 14455 | 0.33 |  |  | 24777 | 0.57 | 0.06 | 8439 | 0.19 | 23289 | 0.53 |  | 11041 | 0.25 | 0 | 0 | 5960 | 0.14 | 37579 | 0 | 0 | 43539 | 0 | 0 | 43539 | 5960 | 0.14 | 37579 | 7089 | 0.16 | 36449 | 991 | 0.02 | 42547
61 | Famoso | PGE Kern | {'Charca': [6.8, 10.0], 'Lerdo': [7.8, 14.0], 'Shafter': [9.0, 10.0]} | 42893 | 773 | 0.02 | 42120 | 0.98 | 9606 | 0.22 |  |  | 32337 | 0.75 | 0.07 | 1288 | 0.03 | 39187 | 0.91 |  | 4372 | 0.1 | 0 | 0 | 24259 | 0.57 | 18634 | 0 | 0 | 42893 | 8824 | 0.21 | 34069 | 27258 | 0.64 | 15635 | 0 | 0 | 42893 | 337 | 0.01 | 42555
62 | New Sub - Los Banos - Midway (Proposed) | PGE Fresno | {'Crescent': [4.5, 18816.0], 'Excelsior': [5.8, 10744.0], 'Schindler': [7.2, 8421.0], 'Cantua': [7.6, 258.0], 'Helm': [7.9, 3438.0]} | 48934 | 32839 | 0.67 | 16096 | 0.33 | 21084 | 0.43 |  |  | 27337 | 0.56 | 0.05 | 32418 | 0.66 | 15368 | 0.31 |  | 511 | 0.01 | 0 | 0 | 680 | 0.01 | 48254 | 0 | 0 | 48934 | 0 | 0 | 48934 | 680 | 0.01 | 48254 | 0 | 0 | 48934 | 37 | 0 | 48897
63 | Lockeford | PGE GBA | {'Rancho Seco - Bellota (Proposed)': [8.9, 515.0], 'Camanche': [9.9, 10.0]} | 42857 | 10895 | 0.25 | 31962 | 0.75 | 0 | 0 |  |  | 22665 | 0.53 | 0.24 | 13009 | 0.3 | 21650 | 0.51 |  | 34 | 0 | 0 | 0 | 0 | 0 | 42857 | 0 | 0 | 42857 | 13456 | 0.31 | 29401 | 13456 | 0.31 | 29401 | 0 | 0 | 42857 | 4175 | 0.1 | 38682
64 | Etiwanda | SCE Eastern | {} | 140 | 0 | 0 | 140 | 1 | 0 | 0 |  |  | 0 | 0 | 0.75 | 0 | 0 | 0 | 0 |  | 47 | 0.33 | 93 | 0.67 | 140 | 1 | 0 | 140 | 1 | 0 | 140 | 1 | 0 | 140 | 1 | 0 | 0 | 0 | 140 | 2 | 0.01 | 138
65 | Edes | PGE GBA | {'Oakland J': [2.0, 1377.0], 'San Leandro U': [3.2, 1191.0], 'Grant': [5.0, 1011.0], 'Oakland X': [5.1, 116.0], 'Oakland C': [6.3, 116.0], 'Oakland L': [6.5, 116.0]} | 4622 | 1449 | 0.31 | 3173 | 0.69 | 844 | 0.18 |  |  | 1456 | 0.31 | 0.84 | 0 | 0 | 0 | 0 |  | 0 | 0 | 0 | 0 | 153 | 0.03 | 4469 | 1393 | 0.3 | 3229 | 2933 | 0.63 | 1689 | 2933 | 0.63 | 1689 | 0 | 0 | 4622 | 391 | 0.08 | 4231
66 | GWF 2 | PGE GBA | {'Pittsburg': [2.4, 488.0], 'Kirker': [2.5, 519.0], 'Contra Costa': [4.4, 54.0], 'Collinsville': [4.7, 116.0], 'Contra Costa PP': [5.3, 56.0], 'Birds Landing': [7.7, 109.0], 'Clayton': [7.7, 513.0]} | 7695 | 628 | 0.08 | 7068 | 0.92 | 1677 | 0.22 |  |  | 5429 | 0.71 | 0.07 | 601 | 0.08 | 0 | 0 |  | 3202 | 0.42 | 0 | 0 | 3252 | 0.42 | 4444 | 5402 | 0.7 | 2293 | 3281 | 0.43 | 4414 | 5434 | 0.71 | 2262 | 958 | 0.12 | 6737 | 3737 | 0.49 | 3958
67 | Goose Lake | PGE Kern | {'Semitropic': [7.9, 1031.0]} | 29755 | 1170 | 0.04 | 28584 | 0.96 | 804 | 0.03 |  |  | 27840 | 0.94 | 0.09 | 9154 | 0.31 | 11821 | 0.4 |  | 4563 | 0.15 | 0 | 0 | 13231 | 0.44 | 16524 | 7003 | 0.24 | 22751 | 21343 | 0.72 | 8412 | 24685 | 0.83 | 5069 | 621 | 0.02 | 29134 | 4701 | 0.16 | 25054
68 | Unknown - 3327 | PGE Kern | {'Lamont': [0.1, 4544.0], 'Grimmway-Malaga': [3.5, 1343.0], 'Magunden': [5.5, 2064.0], 'Columbus': [8.3, 320.0], 'Casaloma': [8.7, 712.0], 'Cal Water': [8.9, 303.0], 'Panama': [8.9, 1106.0]} | 32798 | 4661 | 0.14 | 28137 | 0.86 | 0 | 0 |  |  | 29348 | 0.89 | 0.12 | 1131 | 0.03 | 27747 | 0.85 |  | 299 | 0.01 | 0 | 0 | 0 | 0 | 32798 | 259 | 0.01 | 32539 | 3208 | 0.1 | 29590 | 3208 | 0.1 | 29590 | 0 | 0 | 32798 | 8 | 0 | 32790
69 | Mira Loma | SCE Metro | {'Chino': [6.5, 2748.0]} | 4366 | 3399 | 0.78 | 967 | 0.22 | 0 | 0 |  |  | 166 | 0.04 | 0.6 | 316 | 0.07 | 974 | 0.22 |  | 320 | 0.07 | 0 | 0 | 0 | 0 | 4366 | 0 | 0 | 4366 | 0 | 0 | 4366 | 0 | 0 | 4366 | 0 | 0 | 4366 | 8 | 0 | 4358
70 | Ravenswood | PGE GBA | {'Cooley Landing': [1.5, 31.0], 'Menlo': [5.5, 54.0], 'Newark': [8.3, 4.0], 'Jefferson': [8.4, 38.0]} | 480 | 91 | 0.19 | 390 | 0.81 | 110 | 0.23 |  |  | 131 | 0.27 | 0.15 | 0 | 0 | 0 | 0 |  | 0 | 0 | 0 | 0 | 0 | 0 | 480 | 0 | 0 | 480 | 256 | 0.53 | 224 | 256 | 0.53 | 224 | 0 | 0 | 480 | 262 | 0.55 | 219
71 | Rio Hondo | SCE Metro | {} | 15 | 0 | 0 | 15 | 1 | 0 | 0 |  |  | 15 | 1 | 0.1 | 0 | 0 | 0 | 0 |  | 0 | 0 | 0 | 0 | 0 | 0 | 15 | 15 | 1 | 0 | 14 | 0.9 | 2 | 15 | 1 | 0 | 15 | 0.99 | 0 | 4 | 0.28 | 11
72 | Redondo | SCE Metro | {'El Nido': [3.4, 33.0], 'La Fresa': [3.5, 32.0], 'Chevmain': [3.9, 33.0], 'El Segundo': [4.6, 33.0]} | 129 | 39 | 0.31 | 89 | 0.69 | 5 | 0.04 |  |  | 26 | 0.2 | 0.27 | 0 | 0 | 0 | 0 |  | 0 | 0 | 0 | 0 | 10 | 0.08 | 119 | 0 | 0 | 129 | 73 | 0.57 | 55 | 83 | 0.65 | 45 | 0 | 0 | 129 | 0 | 0 | 129
73 | Otay | SDGE Imperial | {'Bay Boulevard': [2.3, 7.0], 'Imperial Beach': [2.4, 7.0], 'San Ysidro': [2.9, 2.0]} | 2090 | 8 | 0 | 2081 | 1 | 75 | 0.04 |  |  | 722 | 0.35 | 0.18 | 0 | 0 | 0 | 0 |  | 241 | 0.12 | 0 | 0 | 78 | 0.04 | 2012 | 2018 | 0.97 | 71 | 2074 | 0.99 | 16 | 2074 | 0.99 | 16 | 499 | 0.24 | 1591 | 166 | 0.08 | 1923
74 | Kirker | PGE GBA | {'Pittsburg': [1.2, 423.0], 'GWF 2': [2.5, 519.0], 'Collinsville': [5.6, 5.0], 'Clayton': [6.3, 583.0], 'Contra Costa PP': [7.8, 1.0], 'Birds Landing': [8.3, 5.0]} | 6179 | 587 | 0.1 | 5592 | 0.9 | 1039 | 0.17 |  |  | 4712 | 0.76 | 0.07 | 0 | 0 | 0 | 0 |  | 2715 | 0.44 | 0 | 0 | 3077 | 0.5 | 3102 | 4574 | 0.74 | 1605 | 3051 | 0.49 | 3128 | 4617 | 0.75 | 1563 | 958 | 0.16 | 5221 | 3320 | 0.54 | 2859
75 | Saugus | SCE Northern | {'Pardee': [1.3, 1195.0], 'Elizabeth Lake': [5.3, 1100.0], 'Sylmar-Pac Intertie': [9.2, 33.0]} | 6960 | 1355 | 0.19 | 5605 | 0.81 | 1597 | 0.23 |  |  | 3136 | 0.45 | 0.64 | 167 | 0.02 | 98 | 0.01 |  | 4175 | 0.6 | 150 | 0.02 | 165 | 0.02 | 6795 | 1352 | 0.19 | 5608 | 3976 | 0.57 | 2983 | 4141 | 0.6 | 2819 | 1850 | 0.27 | 5109 | 606 | 0.09 | 6354
76 | Chinese Station | PGE GBA | {} | 12991 | 0 | 0 | 12991 | 1 | 2775 | 0.21 |  |  | 9578 | 0.74 | 0.07 | 129 | 0.01 | 21 | 0 |  | 12590 | 0.97 | 0 | 0 | 5254 | 0.4 | 7737 | 11805 | 0.91 | 1186 | 12299 | 0.95 | 692 | 12347 | 0.95 | 644 | 5593 | 0.43 | 7398 | 1369 | 0.11 | 11622
77 | Devers | SCE Eastern | {} | 15065 | 3840 | 0.25 | 11224 | 0.75 | 482 | 0.03 |  |  | 5697 | 0.38 | 0.27 | 0 | 0 | 0 | 0 |  | 138 | 0.01 | 0 | 0 | 4075 | 0.27 | 10990 | 10742 | 0.71 | 4323 | 8975 | 0.6 | 6090 | 11017 | 0.73 | 4048 | 1386 | 0.09 | 13679 | 6 | 0 | 15059
78 | New Sub - Midway - Wheeler Ridge (Proposed) | PGE Kern | {'Copus': [2.0, 8160.0], 'Lakeview': [9.6, 11.0]} | 47193 | 9450 | 0.2 | 37743 | 0.8 | 9298 | 0.2 |  |  | 36775 | 0.78 | 0.06 | 17291 | 0.37 | 23289 | 0.49 |  | 4863 | 0.1 | 0 | 0 | 4360 | 0.09 | 42832 | 15389 | 0.33 | 31804 | 20474 | 0.43 | 26718 | 20994 | 0.44 | 26198 | 0 | 0 | 47193 | 239 | 0.01 | 46954
79 | Del Amo | SCE Metro | {} | 0 | 0 | 0 | 0 | 0 | 0 | 0 |  |  | 0 | 0 | 0 | 0 | 0 | 0 | 0 |  | 0 | 0 | 0 | 0 | 0 | 0 | 0 | 0 | 0 | 0 | 0 | 0 | 0 | 0 | 0 | 0 | 0 | 0 | 0 | 0 | 0 | 0
80 | Alpaugh | PGE Fresno | {'Olive': [4.6, 2772.0]} | 38482 | 12148 | 0.32 | 26335 | 0.68 | 7228 | 0.19 |  |  | 29311 | 0.76 | 0.07 | 17787 | 0.46 | 14842 | 0.39 |  | 2902 | 0.08 | 0 | 0 | 20608 | 0.54 | 17874 | 26 | 0 | 38457 | 3333 | 0.09 | 35149 | 22224 | 0.58 | 16258 | 205 | 0.01 | 38277 | 1774 | 0.05 | 36709
81 | Palo Verde | SDGE Arizona | {'Hassayampa': [2.7, 15601.0]} | 31055 | 22613 | 0.73 | 8442 | 0.27 | 0 | 0 |  |  | 0 | 0 | 0 | 0 | 0 | 0 | 0 |  | 0 | 0 | 0 | 0 | 0 | 0 | 31055 | 0 | 0 | 31055 | 0 | 0 | 31055 | 0 | 0 | 31055 | 0 | 0 | 31055 | 0 | 0 | 31055
82 | Grimmway-Malaga | PGE Kern | {'Lamont': [3.4, 1336.0], 'Unknown - 3327': [3.5, 1343.0], 'Magunden': [8.6, 145.0], 'Panama': [9.6, 55.0]} | 33863 | 3311 | 0.1 | 30552 | 0.9 | 0 | 0 |  |  | 31868 | 0.94 | 0.1 | 1018 | 0.03 | 30081 | 0.89 |  | 0 | 0 | 0 | 0 | 133 | 0 | 33730 | 0 | 0 | 33863 | 5280 | 0.16 | 28583 | 5413 | 0.16 | 28450 | 0 | 0 | 33863 | 33 | 0 | 33830
83 | Kernridge | PGE Kern | {'Temblor': [4.8, 7394.0]} | 37767 | 8634 | 0.23 | 29133 | 0.77 | 8059 | 0.21 |  |  | 29511 | 0.78 | 0.06 | 1072 | 0.03 | 6018 | 0.16 |  | 38 | 0 | 0 | 0 | 15321 | 0.41 | 22446 | 829 | 0.02 | 36938 | 10090 | 0.27 | 27677 | 25412 | 0.67 | 12355 | 4187 | 0.11 | 33581 | 13 | 0 | 37754
84 | Crestwood | SDGE Imperial | {'Boulevard': [5.4, 5899.0], 'Carrizo Gorge': [5.5, 4023.0], 'Cameron': [8.4, 388.0], 'Suncrest - Ocotillo (Proposed)': [8.6, 518.0]} | 42294 | 16938 | 0.4 | 25356 | 0.6 | 11932 | 0.28 |  |  | 23448 | 0.55 | 0.11 | 17 | 0 | 92 | 0 |  | 9957 | 0.24 | 31349 | 0.74 | 742 | 0.02 | 41552 | 2127 | 0.05 | 40167 | 12980 | 0.31 | 29314 | 13050 | 0.31 | 29244 | 13902 | 0.33 | 28392 | 674 | 0.02 | 41620
85 | Salt Creek | SDGE Imperial | {} | 2023 | 0 | 0 | 2023 | 1 | 138 | 0.07 |  |  | 1178 | 0.58 | 0.54 | 0 | 0 | 0 | 0 |  | 1515 | 0.75 | 0 | 0 | 150 | 0.07 | 1873 | 1976 | 0.98 | 48 | 1767 | 0.87 | 256 | 2023 | 1 | 0 | 884 | 0.44 | 1139 | 51 | 0.03 | 1973
86 | Eagle Rock (SCE) | SCE Metro | {} | 0 | 0 | 0 | 0 | 0 | 0 | 0 |  |  | 0 | 0 | 0 | 0 | 0 | 0 | 0 |  | 0 | 0 | 0 | 0 | 0 | 0 | 0 | 0 | 0 | 0 | 0 | 0 | 0 | 0 | 0 | 0 | 0 | 0 | 0 | 0 | 0 | 0
87 | Melones | PGE GBA | {'Peoria': [3.5, 2.0]} | 12559 | 175 | 0.01 | 12384 | 0.99 | 837 | 0.07 |  |  | 9365 | 0.75 | 0.18 | 56 | 0 | 0 | 0 |  | 9448 | 0.75 | 0 | 0 | 5678 | 0.45 | 6881 | 5958 | 0.47 | 6601 | 5781 | 0.46 | 6777 | 7836 | 0.62 | 4723 | 7293 | 0.58 | 5266 | 948 | 0.08 | 11611
88 | Imperial Beach | SDGE Imperial | {'Bay Boulevard': [1.7, 7.0], 'Otay': [2.4, 7.0], 'San Ysidro': [4.3, 1.0]} | 775 | 7 | 0.01 | 768 | 0.99 | 20 | 0.03 |  |  | 309 | 0.4 | 0.11 | 0 | 0 | 0 | 0 |  | 0 | 0 | 0 | 0 | 78 | 0.1 | 697 | 706 | 0.91 | 69 | 761 | 0.98 | 14 | 761 | 0.98 | 14 | 114 | 0.15 | 661 | 91 | 0.12 | 684
89 | Pala | SDGE Imperial | {'Monserate': [7.3, 282.0], 'Lilac': [7.3, 4709.0], 'Avocado': [7.4, 488.0]} | 25820 | 7145 | 0.28 | 18675 | 0.72 | 0 | 0 |  |  | 9248 | 0.36 | 0.33 | 6721 | 0.26 | 1109 | 0.04 |  | 15210 | 0.59 | 6573 | 0.25 | 14838 | 0.57 | 10981 | 2231 | 0.09 | 23589 | 6314 | 0.24 | 19506 | 15700 | 0.61 | 10120 | 3506 | 0.14 | 22314 | 2342 | 0.09 | 23478
90 | 7th Standard | PGE Kern | {'Renfro': [4.1, 810.0], 'Lerdo': [4.4, 4410.0], 'Kern Power': [4.6, 421.0], 'Rosedale': [5.3, 6.0], 'Kern Oil': [6.2, 500.0], 'Rio Bravo': [7.2, 1047.0], 'Mt Poso': [7.8, 2031.0]} | 24579 | 4481 | 0.18 | 20098 | 0.82 | 117 | 0 |  |  | 21209 | 0.86 | 0.23 | 1010 | 0.04 | 18198 | 0.74 |  | 175 | 0.01 | 0 | 0 | 3111 | 0.13 | 21468 | 0 | 0 | 24579 | 730 | 0.03 | 23848 | 3129 | 0.13 | 21449 | 0 | 0 | 24579 | 571 | 0.02 | 24008
91 | Rosedale | PGE Kern | {'Kern Power': [1.1, 6.0], 'Renfro': [4.9, 6.0], '7th Standard': [5.3, 6.0], 'Lerdo': [9.5, 6.0]} | 296 | 6 | 0.02 | 290 | 0.98 | 0 | 0 |  |  | 0 | 0 | 0.7 | 3 | 0.01 | 139 | 0.47 |  | 0 | 0 | 0 | 0 | 290 | 0.98 | 6 | 35 | 0.12 | 262 | 36 | 0.12 | 260 | 290 | 0.98 | 6 | 0 | 0 | 296 | 2 | 0.01 | 294
92 | Moorpark | SCE Northern | {} | 16787 | 5830 | 0.35 | 10956 | 0.65 | 2 | 0 |  |  | 11898 | 0.71 | 0.17 | 3008 | 0.18 | 5620 | 0.33 |  | 1527 | 0.09 | 0 | 0 | 2650 | 0.16 | 14137 | 0 | 0 | 16787 | 3410 | 0.2 | 13377 | 6059 | 0.36 | 10727 | 2117 | 0.13 | 14670 | 815 | 0.05 | 15972
93 | Norco | PGE Kern | {} | 34314 | 0 | 0 | 34314 | 1 | 14837 | 0.43 |  |  | 18441 | 0.54 | 0.07 | 2957 | 0.09 | 3300 | 0.1 |  | 3678 | 0.11 | 0 | 0 | 19953 | 0.58 | 14360 | 29785 | 0.87 | 4529 | 32835 | 0.96 | 1478 | 34314 | 1 | 0 | 5 | 0 | 34309 | 9978 | 0.29 | 24336
94 | La Fresa | SCE Metro | {'El Nido': [2.9, 32.0], 'Redondo': [3.5, 32.0], 'Chevmain': [4.6, 32.0], 'El Segundo': [5.8, 32.0]} | 46 | 32 | 0.68 | 15 | 0.32 | 4 | 0.08 |  |  | 9 | 0.19 | 0.26 | 0 | 0 | 0 | 0 |  | 0 | 0 | 0 | 0 | 0 | 0 | 46 | 0 | 0 | 46 | 14 | 0.31 | 32 | 14 | 0.31 | 32 | 0 | 0 | 46 | 0 | 0 | 46
95 | Cottonwood | PGE NGBA | {'Jessup': [5.6, 1869.0]} | 31651 | 4504 | 0.14 | 27147 | 0.86 | 369 | 0.01 |  |  | 13191 | 0.42 | 0.32 | 2426 | 0.08 | 5810 | 0.18 |  | 25613 | 0.81 | 4096 | 0.13 | 17144 | 0.54 | 14507 | 7958 | 0.25 | 23693 | 4256 | 0.13 | 27396 | 22283 | 0.7 | 9368 | 4088 | 0.13 | 27563 | 3793 | 0.12 | 27859
96 | Borden | PGE Fresno | {'Madera': [3.9, 1947.0], 'Storey': [5.0, 1451.0], 'Gregg': [6.1, 6143.0], 'Herndon': [6.4, 5432.0], 'Figarden': [9.8, 17.0], 'Fig Garden': [9.8, 17.0]} | 36349 | 9365 | 0.26 | 26983 | 0.74 | 1072 | 0.03 |  |  | 31484 | 0.87 | 0.14 | 16376 | 0.45 | 15636 | 0.43 |  | 13921 | 0.38 | 0 | 0 | 1508 | 0.04 | 34841 | 13213 | 0.36 | 23136 | 14896 | 0.41 | 21453 | 14901 | 0.41 | 21448 | 81 | 0 | 36268 | 1963 | 0.05 | 34386
97 | Oceano | PGE Kern | {'Callender': [3.8, 2182.0], 'Mesa': [9.7, 123.0]} | 12288 | 5901 | 0.48 | 6387 | 0.52 | 20 | 0 |  |  | 5643 | 0.46 | 0.33 | 569 | 0.05 | 1794 | 0.15 |  | 2047 | 0.17 | 0 | 0 | 566 | 0.05 | 11722 | 500 | 0.04 | 11788 | 2155 | 0.18 | 10133 | 2155 | 0.18 | 10133 | 3260 | 0.27 | 9029 | 536 | 0.04 | 11752
98 | Hollister | PGE GBA | {} | 30536 | 8525 | 0.28 | 22011 | 0.72 | 1240 | 0.04 |  |  | 19292 | 0.63 | 0.21 | 5024 | 0.16 | 8380 | 0.27 |  | 11066 | 0.36 | 0 | 0 | 2980 | 0.1 | 27556 | 5877 | 0.19 | 24659 | 7728 | 0.25 | 22808 | 10247 | 0.34 | 20289 | 4880 | 0.16 | 25656 | 2111 | 0.07 | 28425
99 | Crow Creek | PGE Fresno | {'Fink (Proposed)': [0.4, 2480.0], 'Stanislaus Resource Recovery Facility': [0.9, 2496.0], 'Crows Landing': [2.8, 2114.0], 'Salado': [3.4, 2418.0], 'Miller': [8.5, 43.0]} | 38917 | 2550 | 0.07 | 36367 | 0.93 | 12900 | 0.33 |  |  | 23859 | 0.61 | 0.08 | 1454 | 0.04 | 18552 | 0.48 |  | 22319 | 0.57 | 0 | 0 | 10916 | 0.28 | 28001 | 4497 | 0.12 | 34420 | 7532 | 0.19 | 31386 | 17873 | 0.46 | 21044 | 13516 | 0.35 | 25401 | 730 | 0.02 | 38187
100 | Stockdale | PGE Kern | {'Panama': [3.0, 1534.0], 'Tevis': [3.4, 1398.0], 'Casaloma': [4.1, 16.0], 'Old River': [7.8, 1181.0], 'Magunden': [8.7, 16.0]} | 8210 | 1787 | 0.22 | 6423 | 0.78 | 0 | 0 |  |  | 5008 | 0.61 | 0.27 | 820 | 0.1 | 6031 | 0.73 |  | 0 | 0 | 0 | 0 | 506 | 0.06 | 7704 | 30 | 0 | 8180 | 1381 | 0.17 | 6830 | 1381 | 0.17 | 6830 | 0 | 0 | 8210 | 0 | 0 | 8210
101 | New Sub - Rancho Seco - Bellota (Proposed) | PGE GBA | {'Camanche': [5.8, 813.0], 'Bellota': [8.2, 263.0], 'Lockeford': [8.9, 515.0]} | 39225 | 2366 | 0.06 | 36859 | 0.94 | 7338 | 0.19 |  |  | 24551 | 0.63 | 0.12 | 6147 | 0.16 | 3083 | 0.08 |  | 9440 | 0.24 | 0 | 0 | 25114 | 0.64 | 14111 | 20247 | 0.52 | 18978 | 27338 | 0.7 | 11887 | 32084 | 0.82 | 7141 | 16843 | 0.43 | 22382 | 8932 | 0.23 | 30293
102 | Oro Loma | PGE Fresno | {'Mercy Springs': [9.7, 244.0]} | 48051 | 28641 | 0.6 | 19410 | 0.4 | 4482 | 0.09 |  |  | 41801 | 0.87 | 0.07 | 27924 | 0.58 | 17075 | 0.36 |  | 3654 | 0.08 | 0 | 0 | 0 | 0 | 48051 | 0 | 0 | 48051 | 5882 | 0.12 | 42169 | 5882 | 0.12 | 42169 | 0 | 0 | 48051 | 579 | 0.01 | 47472
103 | Peoria | PGE GBA | {'New Melones': [3.5, 2.0]} | 11234 | 2 | 0 | 11232 | 1 | 1067 | 0.09 |  |  | 9316 | 0.83 | 0.09 | 95 | 0.01 | 21 | 0 |  | 9850 | 0.88 | 0 | 0 | 6443 | 0.57 | 4791 | 9054 | 0.81 | 2180 | 9023 | 0.8 | 2211 | 9836 | 0.88 | 1398 | 5133 | 0.46 | 6102 | 1619 | 0.14 | 9615
104 | Table Mountain | PGE NGBA | {} | 31714 | 0 | 0 | 31714 | 1 | 3313 | 0.1 |  |  | 27346 | 0.86 | 0.08 | 11488 | 0.36 | 2335 | 0.07 |  | 15946 | 0.5 | 0 | 0 | 25068 | 0.79 | 6646 | 11463 | 0.36 | 20251 | 13261 | 0.42 | 18453 | 31684 | 1 | 31 | 9574 | 0.3 | 22141 | 12118 | 0.38 | 19597
105 | Sycamore Canyon | SDGE Imperial | {} | 4139 | 0 | 0 | 4139 | 1 | 22 | 0.01 |  |  | 2260 | 0.55 | 0.22 | 10 | 0 | 3 | 0 |  | 1217 | 0.29 | 2904 | 0.7 | 3817 | 0.92 | 322 | 2709 | 0.65 | 1431 | 1788 | 0.43 | 2351 | 4120 | 1 | 19 | 867 | 0.21 | 3272 | 91 | 0.02 | 4048
106 | Ivanpah | SCE EOP | {} | 894 | 8 | 0.01 | 886 | 0.99 | 429 | 0.48 |  |  | 442 | 0.49 | 0.03 | 0 | 0 | 0 | 0 |  | 0 | 0 | 0 | 0 | 876 | 0.98 | 18 | 839 | 0.94 | 55 | 23 | 0.03 | 871 | 878 | 0.98 | 16 | 97 | 0.11 | 797 | 0 | 0 | 894
107 | North Gila | SDGE Arizona | {} | 20421 | 866 | 0.04 | 19555 | 0.96 | 1166 | 0.06 |  |  | 2812 | 0.14 | 0.07 | 436 | 0.02 | 2832 | 0.14 |  | 0 | 0 | 0 | 0 | 0 | 0 | 20421 | 4376 | 0.21 | 16045 | 4376 | 0.21 | 16045 | 4376 | 0.21 | 16045 | 0 | 0 | 20421 | 1006 | 0.05 | 19415
108 | Manteca | PGE GBA | {'Manteca': [0.0, 4279.0], 'Vierra': [2.7, 874.0], 'Ripon': [5.2, 1338.0], 'French Camp': [6.7, 590.0], 'Kasson': [7.4, 24.0], 'Weber': [8.3, 789.0], 'Avena': [9.6, 257.0]} | 21205 | 4289 | 0.2 | 16916 | 0.8 | 0 | 0 |  |  | 11099 | 0.52 | 0.28 | 3729 | 0.18 | 15506 | 0.73 |  | 0 | 0 | 0 | 0 | 425 | 0.02 | 20781 | 306 | 0.01 | 20899 | 306 | 0.01 | 20899 | 726 | 0.03 | 20479 | 0 | 0 | 21205 | 438 | 0.02 | 20767
109 | Dumbarton | PGE GBA | {'Fremont': [5.3, 2.0], 'Mt Eden': [5.7, 2.0], 'Eastshore': [5.7, 2.0], 'Mt. Eden': [5.7, 2.0]} | 281 | 4 | 0.01 | 278 | 0.99 | 102 | 0.36 |  |  | 166 | 0.59 | 0.03 | 0 | 0 | 0 | 0 |  | 153 | 0.55 | 0 | 0 | 0 | 0 | 281 | 100 | 0.36 | 181 | 199 | 0.71 | 82 | 199 | 0.71 | 82 | 91 | 0.32 | 190 | 109 | 0.39 | 172
110 | Altamont | PGE GBA | {} | 25015 | 0 | 0 | 25015 | 1 | 4514 | 0.18 |  |  | 20079 | 0.8 | 0.07 | 613 | 0.02 | 20 | 0 |  | 24886 | 0.99 | 0 | 0 | 23530 | 0.94 | 1486 | 11481 | 0.46 | 13535 | 18358 | 0.73 | 6658 | 25015 | 1 | 0 | 4231 | 0.17 | 20785 | 1741 | 0.07 | 23274
111 | Hoodoo Wash | SDGE Arizona | {} | 15610 | 12198 | 0.78 | 3412 | 0.22 | 0 | 0 |  |  | 0 | 0 | 0 | 0 | 0 | 0 | 0 |  | 0 | 0 | 0 | 0 | 0 | 0 | 15610 | 0 | 0 | 15610 | 0 | 0 | 15610 | 0 | 0 | 15610 | 0 | 0 | 15610 | 0 | 0 | 15610
112 | Wyandotte | PGE NGBA | {'Palermo': [2.9, 697.0]} | 8929 | 867 | 0.1 | 8062 | 0.9 | 0 | 0 |  |  | 2419 | 0.27 | 0.39 | 986 | 0.11 | 149 | 0.02 |  | 7176 | 0.8 | 0 | 0 | 5928 | 0.66 | 3001 | 2443 | 0.27 | 6486 | 685 | 0.08 | 8245 | 7927 | 0.89 | 1002 | 1054 | 0.12 | 7875 | 1811 | 0.2 | 7118
113 | Laguna Bell | SCE Metro | {} | 0 | 0 | 0 | 0 | 0 | 0 | 0 |  |  | 0 | 0 | 0 | 0 | 0 | 0 | 0 |  | 0 | 0 | 0 | 0 | 0 | 0 | 0 | 0 | 0 | 0 | 0 | 0 | 0 | 0 | 0 | 0 | 0 | 0 | 0 | 0 | 0 | 0
114 | El Casco | SCE Eastern | {} | 18491 | 2276 | 0.12 | 16215 | 0.88 | 560 | 0.03 |  |  | 12123 | 0.66 | 0.21 | 1686 | 0.09 | 5 | 0 |  | 17565 | 0.95 | 623 | 0.03 | 10617 | 0.57 | 7875 | 8874 | 0.48 | 9617 | 8043 | 0.43 | 10448 | 14615 | 0.79 | 3876 | 8304 | 0.45 | 10187 | 986 | 0.05 | 17505
115 | Le Grand | PGE Fresno | {'Chowchilla': [4.7, 5102.0], 'Dairyland': [9.4, 364.0]} | 44328 | 6642 | 0.15 | 37686 | 0.85 | 5883 | 0.13 |  |  | 35730 | 0.81 | 0.1 | 24077 | 0.54 | 15922 | 0.36 |  | 6441 | 0.15 | 0 | 0 | 22439 | 0.51 | 21889 | 15363 | 0.35 | 28965 | 16345 | 0.37 | 27984 | 31057 | 0.7 | 13272 | 501 | 0.01 | 43828 | 3738 | 0.08 | 40591
116 | Tupman | PGE Kern | {'Rio Bravo': [6.1, 1501.0], 'Renfro': [6.4, 154.0]} | 42208 | 1611 | 0.04 | 40597 | 0.96 | 8003 | 0.19 |  |  | 30186 | 0.72 | 0.12 | 1840 | 0.04 | 16664 | 0.39 |  | 4645 | 0.11 | 0 | 0 | 16540 | 0.39 | 25668 | 18787 | 0.45 | 23421 | 34787 | 0.82 | 7421 | 36265 | 0.86 | 5943 | 0 | 0 | 42208 | 13618 | 0.32 | 28590
117 | Henrietta | PGE Fresno | {'Mustang': [1.1, 6911.0], 'Leprino': [3.9, 4504.0], 'Lemoore': [7.5, 1428.0]} | 24759 | 9012 | 0.36 | 15747 | 0.64 | 4599 | 0.19 |  |  | 18894 | 0.76 | 0.07 | 14437 | 0.58 | 8463 | 0.34 |  | 124 | 0.01 | 0 | 0 | 7118 | 0.29 | 17641 | 0 | 0 | 24759 | 0 | 0 | 24759 | 7118 | 0.29 | 17641 | 0 | 0 | 24759 | 800 | 0.03 | 23959
118 | Castro Valley | PGE GBA | {} | 7066 | 0 | 0 | 7066 | 1 | 132 | 0.02 |  |  | 6704 | 0.95 | 0.13 | 0 | 0 | 0 | 0 |  | 6791 | 0.96 | 0 | 0 | 6513 | 0.92 | 553 | 750 | 0.11 | 6316 | 4427 | 0.63 | 2639 | 7066 | 1 | 0 | 3937 | 0.56 | 3130 | 444 | 0.06 | 6622
119 | Vineyard | PGE GBA | {'North Dublin': [5.2, 149.0], 'Cayetano': [6.6, 165.0], 'Los Positas': [6.9, 165.0], 'Las Positas': [6.9, 165.0], 'Vasco': [8.1, 165.0]} | 8872 | 1295 | 0.15 | 7578 | 0.85 | 1574 | 0.18 |  |  | 5288 | 0.6 | 0.39 | 103 | 0.01 | 4 | 0 |  | 8023 | 0.9 | 0 | 0 | 1261 | 0.14 | 7611 | 1599 | 0.18 | 7273 | 4900 | 0.55 | 3972 | 5106 | 0.58 | 3767 | 3246 | 0.37 | 5626 | 644 | 0.07 | 8228
120 | Trout Canyon | SCE EOP | {'Gamebird': [9.0, 111.0], 'Sandy Valley': [9.4, 3.0]} | 7580 | 1138 | 0.15 | 6442 | 0.85 | 0 | 0 |  |  | 0 | 0 | 0 | 0 | 0 | 0 | 0 |  | 0 | 0 | 0 | 0 | 0 | 0 | 7580 | 0 | 0 | 7580 | 0 | 0 | 7580 | 0 | 0 | 7580 | 0 | 0 | 7580 | 0 | 0 | 7580
121 | Columbus | PGE Kern | {'Cal Water': [2.7, 1203.0], 'Magunden': [2.8, 1891.0], 'Bakersfield': [3.7, 571.0], 'Casaloma': [5.1, 571.0], 'West Park': [5.9, 255.0], 'Lamont': [8.3, 302.0], 'Unknown - 3327': [8.3, 320.0], 'Panama': [8.5, 571.0]} | 14590 | 1891 | 0.13 | 12699 | 0.87 | 0 | 0 |  |  | 10754 | 0.74 | 0.17 | 108 | 0.01 | 1115 | 0.08 |  | 1451 | 0.1 | 0 | 0 | 11537 | 0.79 | 3053 | 5643 | 0.39 | 8947 | 6556 | 0.45 | 8034 | 11586 | 0.79 | 3003 | 430 | 0.03 | 14160 | 262 | 0.02 | 14328
122 | Lewis | SCE Metro | {} | 0 | 0 | 0 | 0 | 0 | 0 | 0 |  |  | 0 | 0 | 0 | 0 | 0 | 0 | 0 |  | 0 | 0 | 0 | 0 | 0 | 0 | 0 | 0 | 0 | 0 | 0 | 0 | 0 | 0 | 0 | 0 | 0 | 0 | 0 | 0 | 0 | 0
123 | Standard Oil 2 | PGE GBA | {'Standard Oil': [0.0, 1063.0], 'Richmond R': [2.2, 880.0], 'San Pablo': [4.0, 442.0], 'El Cerrito G': [5.5, 824.0]} | 4914 | 1061 | 0.22 | 3853 | 0.78 | 6 | 0 |  |  | 2659 | 0.54 | 0.5 | 0 | 0 | 0 | 0 |  | 0 | 0 | 0 | 0 | 0 | 0 | 4914 | 3801 | 0.77 | 1113 | 3804 | 0.77 | 1110 | 3804 | 0.77 | 1110 | 0 | 0 | 4914 | 811 | 0.16 | 4103
124 | Mc Mullin | PGE Fresno | {'Kearney (New)': [9.7, 274.0]} | 46900 | 31345 | 0.67 | 15554 | 0.33 | 10706 | 0.23 |  |  | 34176 | 0.73 | 0.07 | 29911 | 0.64 | 14541 | 0.31 |  | 0 | 0 | 0 | 0 | 401 | 0.01 | 46498 | 253 | 0.01 | 46646 | 253 | 0.01 | 46646 | 562 | 0.01 | 46338 | 0 | 0 | 46900 | 884 | 0.02 | 46016
125 | Taft | PGE Kern | {} | 3311 | 179 | 0.05 | 3131 | 0.95 | 885 | 0.27 |  |  | 1989 | 0.6 | 0.04 | 0 | 0 | 0 | 0 |  | 0 | 0 | 0 | 0 | 1091 | 0.33 | 2220 | 1358 | 0.41 | 1953 | 2219 | 0.67 | 1091 | 3108 | 0.94 | 202 | 23 | 0.01 | 3288 | 95 | 0.03 | 3216
126 | Pleasant Grove | PGE NGBA | {'Lincoln': [5.5, 553.0]} | 10189 | 1474 | 0.14 | 8715 | 0.86 | 10 | 0 |  |  | 6226 | 0.61 | 0.66 | 2448 | 0.24 | 628 | 0.06 |  | 5644 | 0.55 | 0 | 0 | 5976 | 0.59 | 4213 | 0 | 0 | 10189 | 0 | 0 | 10189 | 5976 | 0.59 | 4213 | 1003 | 0.1 | 9186 | 5913 | 0.58 | 4277
127 | Newark | PGE GBA | {'Fremont': [3.1, 59.0], 'Dixon Landing': [4.6, 1.0], 'Nortech': [5.8, 2.0], 'Los Esteros': [5.9, 1.0], 'Cooley Landing': [7.9, 4.0], 'Whisman': [8.0, 0.0], 'Ravenswood': [8.3, 4.0]} | 572 | 64 | 0.11 | 508 | 0.89 | 211 | 0.37 |  |  | 255 | 0.45 | 0.05 | 0 | 0 | 0 | 0 |  | 109 | 0.19 | 0 | 0 | 2 | 0 | 571 | 49 | 0.09 | 523 | 175 | 0.31 | 397 | 175 | 0.31 | 397 | 9 | 0.02 | 563 | 458 | 0.8 | 114
128 | Dairyland | PGE Fresno | {'Chowchilla': [5.8, 8693.0], 'Le Grand': [9.4, 364.0]} | 45382 | 26442 | 0.58 | 18940 | 0.42 | 2387 | 0.05 |  |  | 39414 | 0.87 | 0.13 | 29161 | 0.64 | 13263 | 0.29 |  | 8283 | 0.18 | 0 | 0 | 3110 | 0.07 | 42271 | 2153 | 0.05 | 43229 | 3588 | 0.08 | 41794 | 6698 | 0.15 | 38684 | 0 | 0 | 45382 | 1252 | 0.03 | 44130
129 | Chino | SCE Metro | {'Mira Loma': [6.5, 2748.0]} | 4540 | 3319 | 0.73 | 1221 | 0.27 | 1 | 0 |  |  | 815 | 0.18 | 0.44 | 294 | 0.06 | 996 | 0.22 |  | 914 | 0.2 | 0 | 0 | 13 | 0 | 4527 | 0 | 0 | 4540 | 143 | 0.03 | 4397 | 156 | 0.03 | 4384 | 47 | 0.01 | 4493 | 51 | 0.01 | 4489
130 | El Segundo | SCE Metro | {'Chevmain': [1.2, 34.0], 'El Nido': [3.0, 34.0], 'Redondo': [4.6, 33.0], 'La Fresa': [5.8, 32.0]} | 101 | 33 | 0.33 | 68 | 0.67 | 5 | 0.05 |  |  | 15 | 0.15 | 0.12 | 0 | 0 | 0 | 0 |  | 0 | 0 | 0 | 0 | 0 | 0 | 101 | 58 | 0.58 | 43 | 66 | 0.65 | 35 | 66 | 0.65 | 35 | 0 | 0 | 101 | 0 | 0 | 101
131 | San Leandro U | PGE GBA | {'Grant': [2.8, 1017.0], 'Edes': [3.2, 1191.0], 'Oakland J': [5.1, 1107.0], 'Mt Eden': [6.0, 6.0], 'Mt. Eden': [6.0, 6.0], 'Eastshore': [6.2, 6.0]} | 3941 | 1188 | 0.3 | 2753 | 0.7 | 807 | 0.2 |  |  | 2051 | 0.52 | 0.62 | 0 | 0 | 0 | 0 |  | 464 | 0.12 | 0 | 0 | 768 | 0.19 | 3173 | 942 | 0.24 | 2999 | 2558 | 0.65 | 1383 | 2558 | 0.65 | 1383 | 94 | 0.02 | 3847 | 407 | 0.1 | 3534
132 | Ganso | PGE Kern | {'Midway': [6.8, 2545.0], 'Semitropic': [7.0, 2099.0], 'Shafter': [7.4, 687.0]} | 48142 | 7462 | 0.16 | 40680 | 0.84 | 2914 | 0.06 |  |  | 44356 | 0.92 | 0.08 | 17868 | 0.37 | 24021 | 0.5 |  | 0 | 0 | 0 | 0 | 0 | 0 | 48142 | 1750 | 0.04 | 46392 | 25962 | 0.54 | 22180 | 25962 | 0.54 | 22180 | 0 | 0 | 48142 | 3949 | 0.08 | 44194
133 | Poso Mountain | PGE Kern | {'Mt Poso': [7.0, 4608.0], 'Sycamore': [7.7, 2552.0], 'Kern Oil': [9.0, 857.0]} | 48046 | 14222 | 0.3 | 33825 | 0.7 | 15223 | 0.32 |  |  | 31400 | 0.65 | 0.06 | 0 | 0 | 0 | 0 |  | 43616 | 0.91 | 0 | 0 | 30531 | 0.64 | 17516 | 318 | 0.01 | 47728 | 3526 | 0.07 | 44521 | 30531 | 0.64 | 17516 | 17199 | 0.36 | 30848 | 905 | 0.02 | 47141
134 | Avena | PGE GBA | {'Valley Home': [6.0, 760.0], 'Ripon': [7.8, 1242.0], 'Manteca': [9.6, 252.0]} | 47255 | 13821 | 0.29 | 33434 | 0.71 | 0 | 0 |  |  | 33737 | 0.71 | 0.16 | 27077 | 0.57 | 16659 | 0.35 |  | 682 | 0.01 | 0 | 0 | 23623 | 0.5 | 23632 | 0 | 0 | 47255 | 2177 | 0.05 | 45078 | 23637 | 0.5 | 23618 | 0 | 0 | 47255 | 946 | 0.02 | 46309
135 | Martin | PGE GBA | {'SAN FRAN A (POTRERO PP)': [3.9, 90.0], 'Potrero': [3.9, 90.0], 'Millbrae': [6.9, 37.0], 'Burlingame': [8.3, 30.0]} | 287 | 128 | 0.45 | 159 | 0.55 | 0 | 0 |  |  | 152 | 0.53 | 0.17 | 0 | 0 | 0 | 0 |  | 0 | 0 | 0 | 0 | 66 | 0.23 | 221 | 50 | 0.17 | 238 | 77 | 0.27 | 210 | 143 | 0.5 | 144 | 0 | 0 | 287 | 12 | 0.04 | 275
136 | Harry Allen | <Null> | {} | 0 | 0 | 0 | 0 | 0 | 0 | 0 |  |  | 0 | 0 | 0 | 0 | 0 | 0 | 0 |  | 0 | 0 | 0 | 0 | 0 | 0 | 0 | 0 | 0 | 0 | 0 | 0 | 0 | 0 | 0 | 0 | 0 | 0 | 0 | 0 | 0 | 0
137 | Rio Oso | PGE NGBA | {'East Nicolaus': [4.4, 4828.0], 'Lincoln': [9.5, 2.0]} | 44547 | 13915 | 0.31 | 30632 | 0.69 | 4283 | 0.1 |  |  | 35167 | 0.79 | 0.11 | 15043 | 0.34 | 22347 | 0.5 |  | 2133 | 0.05 | 0 | 0 | 11155 | 0.25 | 33392 | 279 | 0.01 | 44268 | 6510 | 0.15 | 38037 | 14986 | 0.34 | 29561 | 432 | 0.01 | 44115 | 4947 | 0.11 | 39600
138 | Loveland | SDGE Imperial | {'Alpine': [2.1, 2161.0], 'Suncrest': [6.4, 564.0]} | 14855 | 2633 | 0.18 | 12222 | 0.82 | 2 | 0 |  |  | 4919 | 0.33 | 0.26 | 31 | 0 | 0 | 0 |  | 4045 | 0.27 | 10799 | 0.73 | 5111 | 0.34 | 9744 | 7607 | 0.51 | 7248 | 10762 | 0.72 | 4093 | 11066 | 0.74 | 3789 | 3644 | 0.25 | 11211 | 711 | 0.05 | 14143
139 | Huntington Beach | SCE Metro | {} | 4139 | 28 | 0.01 | 4111 | 0.99 | 98 | 0.02 |  |  | 38 | 0.01 | 0.57 | 0 | 0 | 0 | 0 |  | 0 | 0 | 0 | 0 | 0 | 0 | 4139 | 832 | 0.2 | 3307 | 4116 | 0.99 | 23 | 4116 | 0.99 | 23 | 0 | 0 | 4139 | 311 | 0.08 | 3828
140 | Rossmoor | PGE GBA | {} | 3677 | 0 | 0 | 3677 | 1 | 1131 | 0.31 |  |  | 1908 | 0.52 | 0.09 | 0 | 0 | 0 | 0 |  | 3181 | 0.87 | 0 | 0 | 3085 | 0.84 | 592 | 725 | 0.2 | 2952 | 3343 | 0.91 | 334 | 3677 | 1 | 0 | 1775 | 0.48 | 1902 | 217 | 0.06 | 3460
141 | Salado | PGE GBA | {'Stanislaus Resource Recovery Facility': [2.5, 2560.0], 'Crow Creek': [3.4, 2418.0], 'Fink (Proposed)': [3.7, 2351.0], 'Crows Landing': [4.6, 2177.0]} | 37850 | 2851 | 0.08 | 34998 | 0.92 | 13001 | 0.34 |  |  | 19521 | 0.52 | 0.1 | 1555 | 0.04 | 17767 | 0.47 |  | 21875 | 0.58 | 0 | 0 | 15424 | 0.41 | 22426 | 4154 | 0.11 | 33696 | 6544 | 0.17 | 31306 | 18273 | 0.48 | 19576 | 12114 | 0.32 | 25736 | 348 | 0.01 | 37502
142 | Lighthipe | SCE Metro | {} | 0 | 0 | 0 | 0 | 0 | 0 | 0 |  |  | 0 | 0 | 0 | 0 | 0 | 0 | 0 |  | 0 | 0 | 0 | 0 | 0 | 0 | 0 | 0 | 0 | 0 | 0 | 0 | 0 | 0 | 0 | 0 | 0 | 0 | 0 | 0 | 0 | 0
143 | Santee | SDGE Imperial | {} | 1893 | 0 | 0 | 1893 | 1 | 22 | 0.01 |  |  | 817 | 0.43 | 0.28 | 1 | 0 | 0 | 0 |  | 1075 | 0.57 | 792 | 0.42 | 1228 | 0.65 | 664 | 1773 | 0.94 | 119 | 646 | 0.34 | 1246 | 1873 | 0.99 | 19 | 526 | 0.28 | 1367 | 75 | 0.04 | 1818
144 | Cholame | PGE Fresno | {} | 36540 | 6076 | 0.17 | 30464 | 0.83 | 13146 | 0.36 |  |  | 21912 | 0.6 | 0.06 | 6951 | 0.19 | 2356 | 0.06 |  | 23885 | 0.65 | 0 | 0 | 24853 | 0.68 | 11687 | 11819 | 0.32 | 24721 | 15546 | 0.43 | 20994 | 29204 | 0.8 | 7336 | 15729 | 0.43 | 20811 | 368 | 0.01 | 36172
145 | Grand Island | PGE NGBA | {} | 43633 | 0 | 0 | 43633 | 1 | 5925 | 0.14 |  |  | 34279 | 0.79 | 0.11 | 16209 | 0.37 | 21550 | 0.49 |  | 0 | 0 | 0 | 0 | 0 | 0 | 43633 | 3284 | 0.08 | 40349 | 3284 | 0.08 | 40349 | 3284 | 0.08 | 40349 | 0 | 0 | 43633 | 2209 | 0.05 | 41424
146 | Long Beach | SCE Metro | {'Harborgen': [0.9, 2107.0], 'Arcogen': [3.7, 1078.0], 'Hinson': [3.7, 1289.0], 'Alamitos': [7.2, 2.0]} | 4621 | 2105 | 0.46 | 2517 | 0.54 | 956 | 0.21 |  |  | 2817 | 0.61 | 0.11 | 0 | 0 | 0 | 0 |  | 0 | 0 | 0 | 0 | 0 | 0 | 4621 | 0 | 0 | 4621 | 2503 | 0.54 | 2119 | 2503 | 0.54 | 2119 | 0 | 0 | 4621 | 6 | 0 | 4615
147 | Coyote | PGE GBA | {} | 9970 | 0 | 0 | 9970 | 1 | 2015 | 0.2 |  |  | 5925 | 0.59 | 0.12 | 965 | 0.1 | 587 | 0.06 |  | 8950 | 0.9 | 0 | 0 | 9970 | 1 | 0 | 4491 | 0.45 | 5479 | 5477 | 0.55 | 4493 | 9970 | 1 | 0 | 3177 | 0.32 | 6793 | 424 | 0.04 | 9547
148 | New Sub - Los Banos - Midway (Proposed) | PGE Fresno | {'Crescent': [4.5, 18816.0], 'Excelsior': [5.8, 10744.0], 'Schindler': [7.2, 8421.0], 'Cantua': [7.6, 258.0], 'Helm': [7.9, 3438.0]} | 48934 | 32839 | 0.67 | 16096 | 0.33 | 21084 | 0.43 |  |  | 27337 | 0.56 | 0.05 | 32418 | 0.66 | 15368 | 0.31 |  | 511 | 0.01 | 0 | 0 | 680 | 0.01 | 48254 | 0 | 0 | 48934 | 0 | 0 | 48934 | 680 | 0.01 | 48254 | 0 | 0 | 48934 | 37 | 0 | 48897
149 | Vista (SCE) | SCE Eastern | {'Vista (SCE)': [0.0, 221.0]} | 3343 | 221 | 0.07 | 3122 | 0.93 | 12 | 0 |  |  | 1472 | 0.44 | 0.27 | 0 | 0 | 0 | 0 |  | 2817 | 0.84 | 0 | 0 | 21 | 0.01 | 3322 | 3098 | 0.93 | 245 | 3101 | 0.93 | 242 | 3122 | 0.93 | 221 | 1430 | 0.43 | 1913 | 90 | 0.03 | 3253
150 | Fairway | PGE Kern | {'Divide': [5.7, 792.0], 'Mesa': [6.8, 386.0], 'Sisquoc': [6.9, 3068.0]} | 23629 | 7387 | 0.31 | 16243 | 0.69 | 1799 | 0.08 |  |  | 19436 | 0.82 | 0.11 | 5306 | 0.22 | 10592 | 0.45 |  | 429 | 0.02 | 0 | 0 | 0 | 0 | 23629 | 517 | 0.02 | 23113 | 3668 | 0.16 | 19961 | 3668 | 0.16 | 19961 | 1866 | 0.08 | 21763 | 601 | 0.03 | 23028
151 | Pisgah | SCE NOL | {} | 10371 | 1 | 0 | 10371 | 1 | 6308 | 0.61 |  |  | 4045 | 0.39 | 0.03 | 0 | 0 | 0 | 0 |  | 0 | 0 | 0 | 0 | 6377 | 0.61 | 3994 | 8941 | 0.86 | 1430 | 9952 | 0.96 | 419 | 10368 | 1 | 3 | 5806 | 0.56 | 4565 | 45 | 0 | 10326
152 | Sloan Canyon | SCE EOP | {'Eldorado': [5.3, 8654.0]} | 13869 | 10235 | 0.74 | 3634 | 0.26 | 0 | 0 |  |  | 0 | 0 | 0 | 0 | 0 | 0 | 0 |  | 0 | 0 | 0 | 0 | 0 | 0 | 13869 | 0 | 0 | 13869 | 0 | 0 | 13869 | 0 | 0 | 13869 | 0 | 0 | 13869 | 0 | 0 | 13869
153 | Templeton | PGE Kern | {'Estrella': [7.3, 583.0], 'Union (Estrella)': [7.3, 583.0]} | 30094 | 16623 | 0.55 | 13471 | 0.45 | 0 | 0 |  |  | 18689 | 0.62 | 0.2 | 9787 | 0.33 | 2466 | 0.08 |  | 5892 | 0.2 | 0 | 0 | 232 | 0.01 | 29862 | 4012 | 0.13 | 26083 | 11025 | 0.37 | 19069 | 11025 | 0.37 | 19069 | 1487 | 0.05 | 28607 | 418 | 0.01 | 29676
154 | Palomar Energy | SDGE Imperial | {'Cannon': [2.8, 5.0], 'Encina': [2.9, 5.0]} | 90 | 5 | 0.05 | 86 | 0.95 | 3 | 0.04 |  |  | 10 | 0.11 | 0.39 | 0 | 0 | 0 | 0 |  | 0 | 0 | 0 | 0 | 10 | 0.11 | 81 | 82 | 0.91 | 8 | 82 | 0.91 | 8 | 82 | 0.91 | 8 | 0 | 0 | 90 | 15 | 0.17 | 75
155 | Sisquoc | PGE Kern | {'Fairway': [6.9, 3068.0], 'Divide': [7.5, 1005.0]} | 38960 | 10464 | 0.27 | 28496 | 0.73 | 8812 | 0.23 |  |  | 27882 | 0.72 | 0.09 | 4912 | 0.13 | 11612 | 0.3 |  | 671 | 0.02 | 0 | 0 | 637 | 0.02 | 38323 | 6149 | 0.16 | 32811 | 12054 | 0.31 | 26906 | 12054 | 0.31 | 26906 | 3097 | 0.08 | 35864 | 2247 | 0.06 | 36713
156 | Alberhill | SCE Eastern | {'Lee Lake (Proposed)': [2.4, 1146.0]} | 11715 | 2602 | 0.22 | 9113 | 0.78 | 631 | 0.05 |  |  | 3400 | 0.29 | 0.34 | 336 | 0.03 | 9 | 0 |  | 8686 | 0.74 | 16 | 0 | 4864 | 0.42 | 6851 | 3157 | 0.27 | 8559 | 4901 | 0.42 | 6814 | 8372 | 0.71 | 3344 | 3209 | 0.27 | 8506 | 1103 | 0.09 | 10613
157 | Sanger | PGE Fresno | {'Malaga': [6.4, 3787.0], 'McCall': [6.9, 2431.0], 'California Ave': [8.5, 99.0], 'Clovis': [9.1, 338.0]} | 33805 | 13783 | 0.41 | 20022 | 0.59 | 0 | 0 |  |  | 14066 | 0.42 | 0.25 | 10015 | 0.3 | 19619 | 0.58 |  | 676 | 0.02 | 0 | 0 | 0 | 0 | 33805 | 0 | 0 | 33805 | 0 | 0 | 33805 | 0 | 0 | 33805 | 0 | 0 | 33805 | 432 | 0.01 | 33373
158 | Lammers | PGE GBA | {'GWF Tracy': [0.7, 1703.0], 'Tesla': [4.7, 1599.0], 'Midway Green Ridge Services': [6.0, 348.0]} | 25053 | 1705 | 0.07 | 23348 | 0.93 | 5708 | 0.23 |  |  | 12586 | 0.5 | 0.34 | 2433 | 0.1 | 5274 | 0.21 |  | 15985 | 0.64 | 0 | 0 | 12413 | 0.5 | 12640 | 18001 | 0.72 | 7052 | 15468 | 0.62 | 9585 | 18001 | 0.72 | 7052 | 7634 | 0.3 | 17419 | 380 | 0.02 | 24673
159 | Chevmain | SCE Metro | {'El Segundo': [1.2, 34.0], 'El Nido': [1.8, 34.0], 'Redondo': [3.9, 33.0], 'La Fresa': [4.6, 32.0]} | 47 | 33 | 0.7 | 14 | 0.3 | 4 | 0.08 |  |  | 10 | 0.21 | 0.26 | 0 | 0 | 0 | 0 |  | 0 | 0 | 0 | 0 | 0 | 0 | 47 | 0 | 0 | 47 | 14 | 0.29 | 34 | 14 | 0.29 | 34 | 0 | 0 | 47 | 0 | 0 | 47
160 | Telegraph Canyon | SDGE Imperial | {} | 2315 | 0 | 0 | 2315 | 1 | 0 | 0 |  |  | 1535 | 0.66 | 0.53 | 0 | 0 | 0 | 0 |  | 1737 | 0.75 | 0 | 0 | 0 | 0 | 2315 | 2312 | 1 | 3 | 2315 | 1 | 0 | 2315 | 1 | 0 | 106 | 0.05 | 2209 | 284 | 0.12 | 2031
161 | Grant | PGE GBA | {'San Leandro U': [2.8, 1017.0], 'Eastshore': [4.0, 46.0], 'Mt Eden': [4.2, 46.0], 'Mt. Eden': [4.2, 46.0], 'Edes': [5.0, 1011.0], 'Oakland J': [7.0, 928.0]} | 2160 | 1046 | 0.48 | 1115 | 0.52 | 565 | 0.26 |  |  | 920 | 0.43 | 0.41 | 0 | 0 | 0 | 0 |  | 0 | 0 | 0 | 0 | 0 | 0 | 2160 | 0 | 0 | 2160 | 950 | 0.44 | 1211 | 950 | 0.44 | 1211 | 0 | 0 | 2160 | 279 | 0.13 | 1882
162 | East Marysville | PGE NGBA | {'Olivehurst': [5.1, 2094.0], 'Pease': [5.4, 1097.0], 'Bogue': [5.8, 352.0]} | 23128 | 3862 | 0.17 | 19266 | 0.83 | 18 | 0 |  |  | 18739 | 0.81 | 0.15 | 5344 | 0.23 | 14274 | 0.62 |  | 0 | 0 | 0 | 0 | 9574 | 0.41 | 13553 | 0 | 0 | 23128 | 0 | 0 | 23128 | 9574 | 0.41 | 13553 | 0 | 0 | 23128 | 2423 | 0.1 | 20704
163 | Caribou 2 | PGE NGBA | {'Caribou': [0.0, 3390.0]} | 10589 | 3384 | 0.32 | 7205 | 0.68 | 10456 | 0.99 |  |  | 133 | 0.01 | 0.02 | 0 | 0 | 0 | 0 |  | 7248 | 0.68 | 2425 | 0.23 | 1031 | 0.1 | 9558 | 2070 | 0.2 | 8519 | 4200 | 0.4 | 6389 | 4837 | 0.46 | 5752 | 4865 | 0.46 | 5725 | 632 | 0.06 | 9957
164 | Dixon Landing | PGE GBA | {'Los Esteros': [2.2, 153.0], 'Nortech': [3.3, 1.0], 'Newark': [4.6, 1.0]} | 2242 | 247 | 0.11 | 1995 | 0.89 | 643 | 0.29 |  |  | 1335 | 0.6 | 0.07 | 0 | 0 | 0 | 0 |  | 2073 | 0.92 | 0 | 0 | 438 | 0.2 | 1804 | 1495 | 0.67 | 747 | 1782 | 0.79 | 460 | 1782 | 0.79 | 460 | 1274 | 0.57 | 968 | 253 | 0.11 | 1989
165 | New Sub - Gates - Templeton (Proposed) | PGE Kern | {'New Sub - Gates - Templeton (Proposed)': [0.0, 9551.0], 'Avenal': [6.9, 1940.0], 'Gates': [8.5, 32.0]} | 40721 | 9553 | 0.23 | 31168 | 0.77 | 20595 | 0.51 |  |  | 19306 | 0.47 | 0.06 | 8573 | 0.21 | 4762 | 0.12 |  | 12879 | 0.32 | 0 | 0 | 24155 | 0.59 | 16566 | 0 | 0 | 40721 | 1332 | 0.03 | 39389 | 24611 | 0.6 | 16111 | 13767 | 0.34 | 26954 | 184 | 0 | 40537
166 | Westley | PGE Fresno | {'New Sub - Westley - Quinto (Proposed)': [0.1, 272.0], 'Westley': [4.6, 53.0]} | 40142 | 293 | 0.01 | 39848 | 0.99 | 6018 | 0.15 |  |  | 31138 | 0.78 | 0.1 | 711 | 0.02 | 21076 | 0.53 |  | 18687 | 0.47 | 1703 | 0.04 | 34758 | 0.87 | 5383 | 6969 | 0.17 | 33172 | 10563 | 0.26 | 29578 | 35691 | 0.89 | 4450 | 13782 | 0.34 | 26359 | 420 | 0.01 | 39722
167 | Antelope | SCE Northern | {} | 29358 | 18705 | 0.64 | 10653 | 0.36 | 0 | 0 |  |  | 1805 | 0.06 | 0.65 | 1198 | 0.04 | 260 | 0.01 |  | 11699 | 0.4 | 2382 | 0.08 | 0 | 0 | 29358 | 8504 | 0.29 | 20854 | 5043 | 0.17 | 24315 | 8651 | 0.29 | 20707 | 3055 | 0.1 | 26303 | 503 | 0.02 | 28854
168 | Atwater | PGE Fresno | {'Cressey': [4.9, 843.0]} | 27373 | 2547 | 0.09 | 24826 | 0.91 | 0 | 0 |  |  | 13971 | 0.51 | 0.24 | 7557 | 0.28 | 17071 | 0.62 |  | 99 | 0 | 0 | 0 | 8177 | 0.3 | 19196 | 4015 | 0.15 | 23359 | 4015 | 0.15 | 23359 | 11684 | 0.43 | 15689 | 0 | 0 | 27373 | 1459 | 0.05 | 25914
169 | Pine Flat | PGE Fresno | {} | 21625 | 0 | 0 | 21625 | 1 | 10172 | 0.47 |  |  | 9533 | 0.44 | 0.06 | 254 | 0.01 | 17 | 0 |  | 14455 | 0.67 | 0 | 0 | 20287 | 0.94 | 1338 | 8097 | 0.37 | 13528 | 8131 | 0.38 | 13494 | 21097 | 0.98 | 528 | 18058 | 0.84 | 3567 | 1216 | 0.06 | 20408
170 | Murray | SDGE Imperial | {} | 639 | 0 | 0 | 639 | 1 | 4 | 0.01 |  |  | 256 | 0.4 | 0.26 | 0 | 0 | 0 | 0 |  | 631 | 0.99 | 0 | 0 | 631 | 0.99 | 8 | 625 | 0.98 | 14 | 0 | 0 | 639 | 639 | 1 | 0 | 44 | 0.07 | 595 | 39 | 0.06 | 600
171 | Lathrop | SCE EOP | {'Jackass (DOE)': [9.0, 0.0], 'Valley Switch': [9.4, 223.0]} | 32875 | 9842 | 0.3 | 23033 | 0.7 | 0 | 0 |  |  | 0 | 0 | 0 | 0 | 0 | 0 | 0 |  | 0 | 0 | 0 | 0 | 0 | 0 | 32875 | 0 | 0 | 32875 | 0 | 0 | 32875 | 0 | 0 | 32875 | 0 | 0 | 32875 | 0 | 0 | 32875
172 | Semitropic | PGE Kern | {'Charca': [6.3, 791.0], 'Ganso': [7.0, 2099.0], 'Goose Lake': [7.9, 1031.0], 'Smyrna': [8.2, 491.0], 'Shafter': [9.0, 82.0]} | 43699 | 9685 | 0.22 | 34014 | 0.78 | 4179 | 0.1 |  |  | 38518 | 0.88 | 0.09 | 15232 | 0.35 | 27045 | 0.62 |  | 0 | 0 | 0 | 0 | 4085 | 0.09 | 39614 | 0 | 0 | 43699 | 6499 | 0.15 | 37200 | 10584 | 0.24 | 33115 | 0 | 0 | 43699 | 221 | 0.01 | 43477
173 | Hopland | PGE NGBA | {} | 26762 | 1881 | 0.07 | 24881 | 0.93 | 1378 | 0.05 |  |  | 23172 | 0.87 | 0.1 | 1209 | 0.05 | 2971 | 0.11 |  | 9457 | 0.35 | 13757 | 0.51 | 21228 | 0.79 | 5534 | 11668 | 0.44 | 15094 | 14438 | 0.54 | 12324 | 23028 | 0.86 | 3734 | 8515 | 0.32 | 18247 | 601 | 0.02 | 26161
174 | Point Loma | SDGE Imperial | {'Old Town': [2.9, 790.0], 'Vine': [3.2, 789.0], 'Silvergate': [6.1, 765.0], 'Mission': [6.3, 34.0]} | 4096 | 851 | 0.21 | 3245 | 0.79 | 2450 | 0.6 |  |  | 150 | 0.04 | 0.34 | 0 | 0 | 0 | 0 |  | 0 | 0 | 0 | 0 | 33 | 0.01 | 4063 | 713 | 0.17 | 3383 | 3190 | 0.78 | 906 | 3206 | 0.78 | 889 | 0 | 0 | 4096 | 35 | 0.01 | 4061
175 | Whirlwind | SCE Northern | {'Neenach': [6.9, 5442.0]} | 39365 | 26482 | 0.67 | 12883 | 0.33 | 320 | 0.01 |  |  | 11624 | 0.3 | 0.35 | 521 | 0.01 | 337 | 0.01 |  | 0 | 0 | 0 | 0 | 5806 | 0.15 | 33559 | 5212 | 0.13 | 34153 | 5212 | 0.13 | 34153 | 11308 | 0.29 | 28057 | 2553 | 0.06 | 36812 | 237 | 0.01 | 39127
176 | Gould | SCE Metro | {} | 0 | 0 | 0 | 0 | 0 | 0 | 0 |  |  | 0 | 0 | 0 | 0 | 0 | 0 | 0 |  | 0 | 0 | 0 | 0 | 0 | 0 | 0 | 0 | 0 | 0 | 0 | 0 | 0 | 0 | 0 | 0 | 0 | 0 | 0 | 0 | 0 | 0
177 | Burney Forest | PGE NGBA | {'Burney Forest Power': [0.0, 18917.0], 'Carberry': [2.4, 13320.0], 'New Sub - Pit 1 - Cottonwood (Proposed)': [6.7, 1892.0], 'Pit 3': [8.5, 1901.0]} | 38666 | 18931 | 0.49 | 19735 | 0.51 | 17815 | 0.46 |  |  | 20664 | 0.53 | 0.05 | 3737 | 0.1 | 0 | 0 |  | 20502 | 0.53 | 0 | 0 | 11070 | 0.29 | 27596 | 0 | 0 | 38666 | 0 | 0 | 38666 | 11070 | 0.29 | 27596 | 6770 | 0.18 | 31895 | 4655 | 0.12 | 34011
178 | GWF Hanford | PGE Fresno | {'Guernsey': [3.1, 19865.0], 'Lemoore': [8.8, 614.0], 'Waukena': [9.9, 76.0]} | 36334 | 24777 | 0.68 | 11557 | 0.32 | 545 | 0.02 |  |  | 31144 | 0.86 | 0.12 | 20728 | 0.57 | 10546 | 0.29 |  | 0 | 0 | 0 | 0 | 0 | 0 | 36334 | 0 | 0 | 36334 | 1241 | 0.03 | 35093 | 1241 | 0.03 | 35093 | 0 | 0 | 36334 | 436 | 0.01 | 35898
179 | San Ramon | PGE GBA | {'Tassajara': [4.1, 10.0], 'North Dublin': [4.2, 10.0]} | 7402 | 40 | 0.01 | 7362 | 0.99 | 365 | 0.05 |  |  | 5889 | 0.8 | 0.19 | 29 | 0 | 47 | 0.01 |  | 6619 | 0.89 | 0 | 0 | 4286 | 0.58 | 3116 | 1989 | 0.27 | 5413 | 4106 | 0.55 | 3296 | 7352 | 0.99 | 50 | 3114 | 0.42 | 4288 | 477 | 0.06 | 6924
180 | Stanislaus | PGE Fresno | {'Crow Creek': [0.9, 2496.0], 'Fink (Proposed)': [1.1, 2429.0], 'Salado': [2.5, 2560.0], 'Crows Landing': [3.0, 2143.0]} | 39653 | 2636 | 0.07 | 37016 | 0.93 | 14207 | 0.36 |  |  | 22290 | 0.56 | 0.08 | 1450 | 0.04 | 18491 | 0.47 |  | 23263 | 0.59 | 0 | 0 | 13037 | 0.33 | 26615 | 3886 | 0.1 | 35766 | 7140 | 0.18 | 32513 | 18943 | 0.48 | 20710 | 14459 | 0.36 | 25194 | 648 | 0.02 | 39004
181 | Magunden | SCE Northern | {'Columbus': [2.8, 1891.0], 'Cal Water': [4.4, 1955.0], 'Casaloma': [4.8, 1799.0], 'Bakersfield': [5.0, 790.0], 'Unknown - 3327': [5.5, 2064.0], 'Lamont': [5.6, 1989.0], 'West Park': [6.7, 280.0], 'Panama': [7.2, 1910.0], 'Grimmway-Malaga': [8.6, 145.0], 'Stockdale': [8.7, 16.0]} | 16754 | 4855 | 0.29 | 11900 | 0.71 | 0 | 0 |  |  | 13538 | 0.81 | 0.14 | 594 | 0.04 | 9880 | 0.59 |  | 1112 | 0.07 | 0 | 0 | 1963 | 0.12 | 14792 | 1029 | 0.06 | 15725 | 1529 | 0.09 | 15225 | 2012 | 0.12 | 14742 | 203 | 0.01 | 16551 | 23 | 0 | 16732
182 | Alamitos | SCE Metro | {'Long Beach': [7.2, 2.0], 'Harborgen': [7.4, 2.0], 'Hinson': [8.0, 2.0]} | 886 | 4 | 0 | 882 | 1 | 17 | 0.02 |  |  | 51 | 0.06 | 0.43 | 0 | 0 | 0 | 0 |  | 0 | 0 | 0 | 0 | 0 | 0 | 886 | 560 | 0.63 | 327 | 875 | 0.99 | 12 | 875 | 0.99 | 12 | 0 | 0 | 886 | 18 | 0.02 | 869
183 | Valley Springs | PGE GBA | {} | 15152 | 406 | 0.03 | 14747 | 0.97 | 867 | 0.06 |  |  | 10344 | 0.68 | 0.18 | 20 | 0 | 0 | 0 |  | 14863 | 0.98 | 0 | 0 | 11494 | 0.76 | 3658 | 715 | 0.05 | 14438 | 5149 | 0.34 | 10003 | 13215 | 0.87 | 1937 | 8989 | 0.59 | 6164 | 621 | 0.04 | 14532
184 | Blythe | SCE Eastern | {} | 36879 | 3279 | 0.09 | 33600 | 0.91 | 557 | 0.02 |  |  | 29821 | 0.81 | 0.17 | 7523 | 0.2 | 24445 | 0.66 |  | 0 | 0 | 0 | 0 | 14478 | 0.39 | 22401 | 16972 | 0.46 | 19907 | 10487 | 0.28 | 26392 | 24683 | 0.67 | 12196 | 745 | 0.02 | 36134 | 543 | 0.01 | 36336
185 | Midway | PGE Kern | {'Ganso': [6.8, 2545.0]} | 39114 | 4888 | 0.12 | 34226 | 0.88 | 1 | 0 |  |  | 37324 | 0.95 | 0.11 | 9881 | 0.25 | 25181 | 0.64 |  | 0 | 0 | 0 | 0 | 1293 | 0.03 | 37821 | 8993 | 0.23 | 30121 | 27605 | 0.71 | 11510 | 27605 | 0.71 | 11510 | 8 | 0 | 39106 | 1576 | 0.04 | 37538
186 | Buena Vista | PGE GBA | {'Salinas': [2.3, 640.0], 'Crazy Horse Canyon': [9.0, 96.0]} | 21198 | 2173 | 0.1 | 19025 | 0.9 | 2 | 0 |  |  | 19662 | 0.93 | 0.11 | 751 | 0.04 | 17561 | 0.83 |  | 1480 | 0.07 | 0 | 0 | 0 | 0 | 21198 | 25 | 0 | 21173 | 2565 | 0.12 | 18633 | 2565 | 0.12 | 18633 | 72 | 0 | 21125 | 612 | 0.03 | 20586
187 | Crows Landing | PGE Fresno | {'Crow Creek': [2.8, 2114.0], 'Stanislaus Resource Recovery Facility': [3.0, 2143.0], 'Fink (Proposed)': [3.1, 2103.0], 'Salado': [4.6, 2177.0], 'Miller': [8.8, 78.0]} | 42735 | 3597 | 0.08 | 39138 | 0.92 | 3122 | 0.07 |  |  | 36071 | 0.84 | 0.1 | 2511 | 0.06 | 32371 | 0.76 |  | 10014 | 0.23 | 0 | 0 | 3125 | 0.07 | 39610 | 3737 | 0.09 | 38998 | 4190 | 0.1 | 38545 | 7930 | 0.19 | 34805 | 3366 | 0.08 | 39369 | 631 | 0.01 | 42104
188 | Villa Park | SCE Metro | {'Serrano': [2.7, 21.0]} | 21 | 21 | 1 | 0 | 0 | 0 | 0 |  |  | 0 | 0 | 0.06 | 0 | 0 | 0 | 0 |  | 0 | 0 | 0 | 0 | 0 | 0 | 21 | 0 | 0 | 21 | 0 | 0 | 21 | 0 | 0 | 21 | 0 | 0 | 21 | 0 | 0 | 21
189 | California Ave | PGE Fresno | {'Malaga': [2.8, 833.0], 'West Fresno': [3.0, 917.0], 'Kearney (New)': [6.6, 622.0], 'Sanger': [8.5, 99.0]} | 6166 | 1405 | 0.23 | 4762 | 0.77 | 0 | 0 |  |  | 1428 | 0.23 | 0.28 | 612 | 0.1 | 4766 | 0.77 |  | 0 | 0 | 0 | 0 | 0 | 0 | 6166 | 0 | 0 | 6166 | 0 | 0 | 6166 | 0 | 0 | 6166 | 0 | 0 | 6166 | 3 | 0 | 6164
190 | Calpella | PGE NGBA | {'Mendocino': [3.7, 5111.0], 'Ukiah': [3.8, 1186.0]} | 17387 | 5404 | 0.31 | 11983 | 0.69 | 50 | 0 |  |  | 13027 | 0.75 | 0.13 | 363 | 0.02 | 752 | 0.04 |  | 10525 | 0.61 | 3117 | 0.18 | 493 | 0.03 | 16895 | 6663 | 0.38 | 10724 | 6746 | 0.39 | 10641 | 6746 | 0.39 | 10641 | 6775 | 0.39 | 10612 | 185 | 0.01 | 17202
191 | Tevis | PGE Kern | {'Stockdale': [3.4, 1398.0], 'Panama': [6.2, 1144.0], 'Old River': [7.9, 1394.0]} | 19483 | 1984 | 0.1 | 17499 | 0.9 | 445 | 0.02 |  |  | 15007 | 0.77 | 0.28 | 2628 | 0.13 | 9056 | 0.46 |  | 1304 | 0.07 | 0 | 0 | 8385 | 0.43 | 11098 | 6950 | 0.36 | 12533 | 13336 | 0.68 | 6147 | 13336 | 0.68 | 6147 | 8 | 0 | 19475 | 3969 | 0.2 | 15514
192 | Cal Water | PGE Kern | {'Columbus': [2.7, 1203.0], 'Magunden': [4.4, 1955.0], 'Unknown - 3327': [8.9, 303.0], 'Lamont': [9.0, 281.0]} | 24274 | 1993 | 0.08 | 22281 | 0.92 | 1055 | 0.04 |  |  | 19154 | 0.79 | 0.14 | 122 | 0.01 | 1364 | 0.06 |  | 8232 | 0.34 | 0 | 0 | 21486 | 0.89 | 2788 | 9934 | 0.41 | 14341 | 12913 | 0.53 | 11361 | 21536 | 0.89 | 2739 | 4081 | 0.17 | 20193 | 542 | 0.02 | 23732
193 | Boulevard East | SDGE Imperial | {'Carrizo Gorge': [4.2, 2637.0], 'Crestwood': [5.4, 5899.0], 'East County': [9.3, 74.0]} | 32204 | 10726 | 0.33 | 21477 | 0.67 | 2116 | 0.07 |  |  | 22453 | 0.7 | 0.14 | 9 | 0 | 0 | 0 |  | 19898 | 0.62 | 7028 | 0.22 | 4336 | 0.13 | 27868 | 5390 | 0.17 | 26813 | 13706 | 0.43 | 18497 | 18407 | 0.57 | 13797 | 5208 | 0.16 | 26996 | 545 | 0.02 | 31659
194 | Margarita | SDGE Imperial | {'Rancho Mission Viejo': [2.4, 575.0], 'Trabuco': [2.7, 461.0], 'Q1806': [3.0, 540.0], 'Capistrano': [3.4, 544.0], 'Talega': [7.5, 115.0], 'North of SONGS': [7.6, 115.0]} | 4696 | 575 | 0.12 | 4120 | 0.88 | 63 | 0.01 |  |  | 2842 | 0.61 | 0.59 | 78 | 0.02 | 3 | 0 |  | 4317 | 0.92 | 86 | 0.02 | 2096 | 0.45 | 2599 | 3813 | 0.81 | 883 | 3813 | 0.81 | 883 | 3828 | 0.82 | 868 | 1840 | 0.39 | 2856 | 462 | 0.1 | 4234
195 | Escondido | SDGE Imperial | {'San Marcos': [4.6, 504.0], 'Shadowridge': [7.1, 5.0], 'Artesian': [7.3, 290.0], 'Lilac': [9.0, 126.0], 'Valley Center': [9.2, 40.0]} | 3141 | 750 | 0.24 | 2391 | 0.76 | 0 | 0 |  |  | 882 | 0.28 | 0.38 | 261 | 0.08 | 73 | 0.02 |  | 1065 | 0.34 | 36 | 0.01 | 765 | 0.24 | 2376 | 593 | 0.19 | 2547 | 138 | 0.04 | 3002 | 1330 | 0.42 | 1811 | 228 | 0.07 | 2913 | 250 | 0.08 | 2890
196 | Manning | PGE Fresno | {'Manning': [0.0, 3094.0], 'Panoche': [4.4, 2606.0], 'Cheney': [4.6, 3094.0], 'Hammonds': [9.0, 68.0]} | 32052 | 3093 | 0.1 | 28959 | 0.9 | 7860 | 0.25 |  |  | 23993 | 0.75 | 0.05 | 7150 | 0.22 | 14629 | 0.46 |  | 98 | 0 | 0 | 0 | 14371 | 0.45 | 17681 | 9778 | 0.31 | 22274 | 13748 | 0.43 | 18304 | 17416 | 0.54 | 14636 | 4851 | 0.15 | 27201 | 88 | 0 | 31964
197 | Oakland C | PGE GBA | {'Oakland L': [1.0, 1543.0], 'Oakland X': [2.8, 808.0], 'Oakland J': [4.4, 227.0], 'Edes': [6.3, 116.0], 'Potrero': [6.4, 1102.0], 'SAN FRAN A (POTRERO PP)': [6.4, 1103.0], 'El Cerrito G': [8.3, 71.0]} | 2897 | 1541 | 0.53 | 1356 | 0.47 | 170 | 0.06 |  |  | 1411 | 0.49 | 0.28 | 0 | 0 | 0 | 0 |  | 0 | 0 | 0 | 0 | 0 | 0 | 2897 | 861 | 0.3 | 2036 | 1279 | 0.44 | 1618 | 1279 | 0.44 | 1618 | 0 | 0 | 2897 | 80 | 0.03 | 2817
198 | Barre | SCE Metro | {} | 0 | 0 | 0 | 0 | 0 | 0 | 0 |  |  | 0 | 0 | 0 | 0 | 0 | 0 | 0 |  | 0 | 0 | 0 | 0 | 0 | 0 | 0 | 0 | 0 | 0 | 0 | 0 | 0 | 0 | 0 | 0 | 0 | 0 | 0 | 0 | 0 | 0
199 | Ransburg | SCE NOL | {} | 9 | 3 | 0.39 | 5 | 0.61 | 1 | 0.11 |  |  | 1 | 0.14 | 0.05 | 0 | 0 | 0 | 0 |  | 0 | 0 | 0 | 0 | 0 | 0 | 9 | 1 | 0.07 | 8 | 0 | 0 | 9 | 1 | 0.07 | 8 | 0 | 0 | 9 | 0 | 0 | 9
200 | Charca | PGE Kern | {'Semitropic': [6.3, 791.0], 'Shafter': [6.6, 299.0], 'Famoso': [6.8, 10.0]} | 41012 | 1077 | 0.03 | 39935 | 0.97 | 13183 | 0.32 |  |  | 26685 | 0.65 | 0.06 | 1221 | 0.03 | 38520 | 0.94 |  | 3232 | 0.08 | 0 | 0 | 21467 | 0.52 | 19546 | 0 | 0 | 41012 | 63 | 0 | 40950 | 21467 | 0.52 | 19546 | 0 | 0 | 41012 | 301 | 0.01 | 40711
201 | Thermalito | PGE NGBA | {} | 22764 | 0 | 0 | 22764 | 1 | 1930 | 0.08 |  |  | 20077 | 0.88 | 0.08 | 9239 | 0.41 | 720 | 0.03 |  | 11284 | 0.5 | 0 | 0 | 15838 | 0.7 | 6926 | 6046 | 0.27 | 16718 | 8791 | 0.39 | 13972 | 22733 | 1 | 31 | 6794 | 0.3 | 15969 | 8901 | 0.39 | 13863
202 | Live Oak | PGE GBA | {} | 26088 | 7856 | 0.3 | 18232 | 0.7 | 771 | 0.03 |  |  | 18646 | 0.71 | 0.13 | 14731 | 0.56 | 4285 | 0.16 |  | 0 | 0 | 0 | 0 | 5671 | 0.22 | 20417 | 5915 | 0.23 | 20173 | 11211 | 0.43 | 14877 | 13486 | 0.52 | 12602 | 54 | 0 | 26034 | 4779 | 0.18 | 21309
203 | Hammonds | PGE Fresno | {'Panoche': [4.8, 1035.0], 'Cheney': [7.2, 290.0], 'Mendota': [7.9, 1.0], 'Manning': [9.0, 68.0]} | 49344 | 7074 | 0.14 | 42269 | 0.86 | 3635 | 0.07 |  |  | 45132 | 0.91 | 0.07 | 7493 | 0.15 | 40068 | 0.81 |  | 609 | 0.01 | 0 | 0 | 414 | 0.01 | 48930 | 793 | 0.02 | 48551 | 11257 | 0.23 | 38086 | 11671 | 0.24 | 37672 | 0 | 0 | 49344 | 394 | 0.01 | 48949
204 | Westley | PGE Fresno | {'New Sub - Westley - Quinto (Proposed)': [4.6, 53.0], 'Westley': [4.6, 53.0]} | 35519 | 369 | 0.01 | 35149 | 0.99 | 424 | 0.01 |  |  | 32425 | 0.91 | 0.11 | 1194 | 0.03 | 31264 | 0.88 |  | 2960 | 0.08 | 0 | 0 | 24850 | 0.7 | 10669 | 4924 | 0.14 | 30595 | 4062 | 0.11 | 31457 | 26701 | 0.75 | 8817 | 117 | 0 | 35402 | 1259 | 0.04 | 34260
205 | Smyrna | PGE Kern | {'Semitropic': [8.2, 491.0]} | 27695 | 8280 | 0.3 | 19415 | 0.7 | 1536 | 0.06 |  |  | 23007 | 0.83 | 0.1 | 16444 | 0.59 | 4362 | 0.16 |  | 1575 | 0.06 | 0 | 0 | 7254 | 0.26 | 20442 | 0 | 0 | 27695 | 10827 | 0.39 | 16868 | 18081 | 0.65 | 9614 | 223 | 0.01 | 27473 | 1107 | 0.04 | 26588
206 | Kem | SCE Eastern | {'Eagle Mountain': [4.0, 19.0]} | 13542 | 774 | 0.06 | 12768 | 0.94 | 7959 | 0.59 |  |  | 5556 | 0.41 | 0.04 | 0 | 0 | 0 | 0 |  | 0 | 0 | 0 | 0 | 1644 | 0.12 | 11898 | 5941 | 0.44 | 7601 | 0 | 0 | 13542 | 7586 | 0.56 | 5956 | 9166 | 0.68 | 4376 | 0 | 0 | 13542
207 | Potrero | PGE GBA | {'SAN FRAN A (POTRERO PP)': [0.0, 1417.0], 'Martin': [3.9, 90.0], 'Oakland C': [6.4, 1102.0], 'Oakland L': [7.3, 1102.0], 'Oakland X': [9.1, 448.0], 'Oakland J': [9.3, 20.0]} | 1838 | 1414 | 0.77 | 424 | 0.23 | 96 | 0.05 |  |  | 1069 | 0.58 | 0.72 | 0 | 0 | 0 | 0 |  | 0 | 0 | 0 | 0 | 0 | 0 | 1838 | 56 | 0.03 | 1782 | 377 | 0.2 | 1462 | 377 | 0.2 | 1462 | 0 | 0 | 1838 | 29 | 0.02 | 1809
208 | Palermo | PGE NGBA | {'Wyandotte': [2.9, 697.0]} | 15772 | 737 | 0.05 | 15035 | 0.95 | 0 | 0 |  |  | 5319 | 0.34 | 0.35 | 2836 | 0.18 | 779 | 0.05 |  | 12498 | 0.79 | 0 | 0 | 13408 | 0.85 | 2364 | 1755 | 0.11 | 14017 | 0 | 0 | 15772 | 14942 | 0.95 | 830 | 1744 | 0.11 | 14029 | 2811 | 0.18 | 12962
209 | Bogue | PGE NGBA | {'Olivehurst': [4.3, 1297.0], 'Greenleaf 1': [4.7, 1714.0], 'Sutter Power': [4.7, 1722.0], 'Pease': [5.5, 87.0], 'East Marysville': [5.8, 352.0]} | 17852 | 2862 | 0.16 | 14990 | 0.84 | 0 | 0 |  |  | 9365 | 0.52 | 0.2 | 3012 | 0.17 | 13017 | 0.73 |  | 0 | 0 | 0 | 0 | 209 | 0.01 | 17644 | 0 | 0 | 17852 | 2857 | 0.16 | 14996 | 3065 | 0.17 | 14787 | 0 | 0 | 17852 | 465 | 0.03 | 17387
210 | Balch 1 | PGE Fresno | {'Balch': [0.8, 33.0], 'Balch 2': [0.8, 33.0], 'Haas': [3.5, 33.0]} | 5673 | 33 | 0.01 | 5639 | 0.99 | 5602 | 0.99 |  |  | 65 | 0.01 | 0.02 | 0 | 0 | 0 | 0 |  | 2961 | 0.52 | 2572 | 0.45 | 1164 | 0.21 | 4509 | 3767 | 0.66 | 1906 | 2123 | 0.37 | 3550 | 4364 | 0.77 | 1309 | 4390 | 0.77 | 1283 | 315 | 0.06 | 5358
211 | Pauba | SCE Eastern | {} | 23668 | 7462 | 0.32 | 16206 | 0.68 | 1334 | 0.06 |  |  | 4423 | 0.19 | 0.39 | 1381 | 0.06 | 1488 | 0.06 |  | 14212 | 0.6 | 1530 | 0.06 | 6908 | 0.29 | 16760 | 11395 | 0.48 | 12273 | 13271 | 0.56 | 10397 | 15255 | 0.64 | 8413 | 2803 | 0.12 | 20866 | 1299 | 0.05 | 22369
212 | Eastshore | PGE GBA | {'Mt Eden': [0.9, 48.0], 'Mt. Eden': [0.9, 48.0], 'Grant': [4.0, 46.0], 'Dumbarton': [5.7, 2.0], 'San Leandro U': [6.2, 6.0]} | 198 | 46 | 0.23 | 152 | 0.77 | 79 | 0.4 |  |  | 77 | 0.39 | 0.04 | 0 | 0 | 0 | 0 |  | 0 | 0 | 0 | 0 | 0 | 0 | 198 | 0 | 0 | 198 | 78 | 0.39 | 120 | 78 | 0.39 | 120 | 0 | 0 | 198 | 142 | 0.72 | 56
213 | Cheney | PGE Fresno | {'Panoche': [3.1, 3166.0], 'Manning': [4.5, 3094.0], 'Hammonds': [7.2, 290.0], 'Mendota': [7.3, 1040.0], 'Tranquility': [7.6, 2593.0]} | 49222 | 7744 | 0.16 | 41478 | 0.84 | 1003 | 0.02 |  |  | 47614 | 0.97 | 0.08 | 9582 | 0.19 | 36946 | 0.75 |  | 824 | 0.02 | 0 | 0 | 4306 | 0.09 | 44916 | 2522 | 0.05 | 46700 | 6517 | 0.13 | 42705 | 8284 | 0.17 | 40938 | 0 | 0 | 49222 | 137 | 0 | 49085
214 | Warnerville | PGE GBA | {'Cottle': [2.5, 7731.0], 'Riverbank': [6.0, 2974.0]} | 37166 | 8504 | 0.23 | 28662 | 0.77 | 431 | 0.01 |  |  | 29826 | 0.8 | 0.13 | 20792 | 0.56 | 9938 | 0.27 |  | 9353 | 0.25 | 0 | 0 | 13507 | 0.36 | 23658 | 3570 | 0.1 | 33595 | 10626 | 0.29 | 26540 | 23443 | 0.63 | 13723 | 384 | 0.01 | 36782 | 1516 | 0.04 | 35649
215 | Corona | PGE NGBA | {'Lakeville': [4.2, 11.0]} | 19630 | 822 | 0.04 | 18808 | 0.96 | 0 | 0 |  |  | 14919 | 0.76 | 0.15 | 3113 | 0.16 | 354 | 0.02 |  | 17147 | 0.87 | 0 | 0 | 17337 | 0.88 | 2293 | 7334 | 0.37 | 12296 | 12978 | 0.66 | 6652 | 18761 | 0.96 | 869 | 4675 | 0.24 | 14954 | 833 | 0.04 | 18797
216 | Goleta | SCE Northern | {} | 15590 | 5109 | 0.33 | 10481 | 0.67 | 654 | 0.04 |  |  | 12652 | 0.81 | 0.1 | 2914 | 0.19 | 742 | 0.05 |  | 13062 | 0.84 | 261 | 0.02 | 2238 | 0.14 | 13352 | 0 | 0 | 15590 | 751 | 0.05 | 14839 | 2989 | 0.19 | 12601 | 7555 | 0.48 | 8035 | 1166 | 0.07 | 14423
217 | Midway Green Ridge Services | PGE GBA | {'Tesla': [1.6, 348.0], 'GWF Tracy': [5.4, 348.0], 'Lammers': [6.0, 348.0]} | 38077 | 348 | 0.01 | 37729 | 0.99 | 9654 | 0.25 |  |  | 24892 | 0.65 | 0.18 | 1593 | 0.04 | 2427 | 0.06 |  | 32676 | 0.86 | 0 | 0 | 31493 | 0.83 | 6584 | 27013 | 0.71 | 11064 | 30961 | 0.81 | 7116 | 37479 | 0.98 | 598 | 8738 | 0.23 | 29339 | 1555 | 0.04 | 36522
218 | Lerdo | PGE Kern | {'7th Standard': [4.4, 4410.0], 'Mt Poso': [5.0, 4672.0], 'Rio Bravo': [7.3, 1115.0], 'Famoso': [7.8, 14.0], 'Renfro': [7.9, 738.0], 'Kern Oil': [8.4, 756.0], 'Kern Power': [8.9, 421.0], 'Shafter': [9.3, 11.0], 'Rosedale': [9.5, 6.0], 'Sycamore': [9.6, 2.0]} | 42166 | 7622 | 0.18 | 34544 | 0.82 | 197 | 0 |  |  | 39224 | 0.93 | 0.13 | 1870 | 0.04 | 30695 | 0.73 |  | 1891 | 0.04 | 0 | 0 | 10545 | 0.25 | 31621 | 0 | 0 | 42166 | 0 | 0 | 42166 | 10545 | 0.25 | 31621 | 0 | 0 | 42166 | 804 | 0.02 | 41362
219 | Tulucay | PGE NGBA | {'Parkway': [8.3, 356.0]} | 17207 | 702 | 0.04 | 16505 | 0.96 | 361 | 0.02 |  |  | 12405 | 0.72 | 0.13 | 2692 | 0.16 | 4577 | 0.27 |  | 4312 | 0.25 | 0 | 0 | 12941 | 0.75 | 4265 | 1143 | 0.07 | 16063 | 5086 | 0.3 | 12120 | 15044 | 0.87 | 2163 | 4370 | 0.25 | 12837 | 990 | 0.06 | 16217
220 | McCall | PGE Fresno | {'Sanger': [6.9, 2431.0], 'Malaga': [7.5, 1456.0], 'Kingsburg': [9.1, 130.0]} | 35929 | 7227 | 0.2 | 28701 | 0.8 | 0 | 0 |  |  | 17813 | 0.5 | 0.23 | 4635 | 0.13 | 28601 | 0.8 |  | 0 | 0 | 0 | 0 | 0 | 0 | 35929 | 0 | 0 | 35929 | 0 | 0 | 35929 | 0 | 0 | 35929 | 0 | 0 | 35929 | 77 | 0 | 35852
221 | Notre Dame | PGE NGBA | {'Butte': [1.5, 472.0]} | 19228 | 472 | 0.02 | 18756 | 0.98 | 5000 | 0.26 |  |  | 9497 | 0.49 | 0.16 | 152 | 0.01 | 6518 | 0.34 |  | 6991 | 0.36 | 0 | 0 | 12575 | 0.65 | 6653 | 9101 | 0.47 | 10127 | 12388 | 0.64 | 6840 | 12925 | 0.67 | 6303 | 9854 | 0.51 | 9374 | 3123 | 0.16 | 16105
222 | Martinez | PGE GBA | {'Alhambra': [1.6, 2958.0], 'Bahia': [4.7, 3799.0], 'Meadow Lane': [5.0, 118.0], 'Christie': [5.0, 2207.0], 'Carquinez': [8.9, 538.0], 'Parkway': [9.9, 7.0]} | 11124 | 4115 | 0.37 | 7009 | 0.63 | 289 | 0.03 |  |  | 5330 | 0.48 | 0.75 | 41 | 0 | 15 | 0 |  | 5069 | 0.46 | 0 | 0 | 152 | 0.01 | 10972 | 4540 | 0.41 | 6584 | 5605 | 0.5 | 5519 | 6872 | 0.62 | 4252 | 770 | 0.07 | 10354 | 524 | 0.05 | 10599
223 | San Bernardino | SCE Eastern | {} | 3631 | 0 | 0 | 3631 | 1 | 12 | 0 |  |  | 1700 | 0.47 | 0.28 | 47 | 0.01 | 75 | 0.02 |  | 2605 | 0.72 | 0 | 0 | 0 | 0 | 3631 | 2319 | 0.64 | 1312 | 3631 | 1 | 0 | 3631 | 1 | 0 | 1758 | 0.48 | 1873 | 56 | 0.02 | 3575
224 | Las Positas | PGE GBA | {'Los Positas': [0.0, 994.0], 'Vasco': [1.2, 994.0], 'Cayetano': [3.3, 994.0], 'Vineyard': [6.9, 165.0], 'North Dublin': [7.4, 854.0]} | 18560 | 994 | 0.05 | 17566 | 0.95 | 400 | 0.02 |  |  | 17184 | 0.93 | 0.1 | 2077 | 0.11 | 123 | 0.01 |  | 17849 | 0.96 | 0 | 0 | 12763 | 0.69 | 5797 | 11902 | 0.64 | 6658 | 14304 | 0.77 | 4256 | 16509 | 0.89 | 2052 | 4973 | 0.27 | 13587 | 1513 | 0.08 | 17048
225 | Pomerado | SDGE Imperial | {} | 5218 | 0 | 0 | 5218 | 1 | 22 | 0 |  |  | 2778 | 0.53 | 0.21 | 13 | 0 | 3 | 0 |  | 580 | 0.11 | 4621 | 0.89 | 3982 | 0.76 | 1236 | 2005 | 0.38 | 3213 | 2958 | 0.57 | 2260 | 5199 | 1 | 19 | 1083 | 0.21 | 4135 | 77 | 0.01 | 5141
226 | Altamont Midway (Sandhill) | PGE GBA | {} | 25043 | 0 | 0 | 25043 | 1 | 4519 | 0.18 |  |  | 20101 | 0.8 | 0.07 | 603 | 0.02 | 20 | 0 |  | 24913 | 0.99 | 0 | 0 | 23568 | 0.94 | 1475 | 11502 | 0.46 | 13541 | 18383 | 0.73 | 6660 | 25043 | 1 | 0 | 4240 | 0.17 | 20803 | 1741 | 0.07 | 23302
227 | Wheeler Ridge | PGE Kern | {'Tejon': [4.9, 436.0], 'Lakeview': [7.0, 73.0]} | 44667 | 2158 | 0.05 | 42509 | 0.95 | 3191 | 0.07 |  |  | 40508 | 0.91 | 0.08 | 3046 | 0.07 | 38290 | 0.86 |  | 0 | 0 | 0 | 0 | 2100 | 0.05 | 42567 | 5930 | 0.13 | 38737 | 8260 | 0.18 | 36407 | 9124 | 0.2 | 35543 | 0 | 0 | 44667 | 855 | 0.02 | 43812
228 | El Cajon | SDGE Imperial | {} | 73 | 0 | 0 | 73 | 1 | 0 | 0 |  |  | 1 | 0.01 | 0.3 | 0 | 0 | 0 | 0 |  | 66 | 0.91 | 0 | 0 | 72 | 0.99 | 1 | 73 | 1 | 0 | 1 | 0.01 | 72 | 73 | 1 | 0 | 0 | 0 | 73 | 6 | 0.08 | 67
229 | Ellis | SCE Metro | {} | 3697 | 0 | 0 | 3697 | 1 | 46 | 0.01 |  |  | 11 | 0 | 0.69 | 0 | 0 | 0 | 0 |  | 0 | 0 | 0 | 0 | 0 | 0 | 3697 | 830 | 0.22 | 2866 | 3696 | 1 | 1 | 3696 | 1 | 1 | 0 | 0 | 3697 | 317 | 0.09 | 3379
230 | French Camp | PGE GBA | {'Weber': [3.8, 1254.0], 'Stockton A': [4.6, 201.0], 'Vierra': [5.9, 255.0], 'Manteca': [6.7, 597.0]} | 17422 | 1361 | 0.08 | 16060 | 0.92 | 0 | 0 |  |  | 13723 | 0.79 | 0.14 | 1850 | 0.11 | 14048 | 0.81 |  | 0 | 0 | 0 | 0 | 0 | 0 | 17422 | 276 | 0.02 | 17145 | 276 | 0.02 | 17145 | 276 | 0.02 | 17145 | 0 | 0 | 17422 | 429 | 0.02 | 16993
231 | Exchequer | PGE Fresno | {} | 18551 | 595 | 0.03 | 17957 | 0.97 | 3418 | 0.18 |  |  | 13262 | 0.71 | 0.07 | 143 | 0.01 | 0 | 0 |  | 11189 | 0.6 | 0 | 0 | 14821 | 0.8 | 3730 | 2531 | 0.14 | 16021 | 740 | 0.04 | 17811 | 15894 | 0.86 | 2657 | 14138 | 0.76 | 4413 | 427 | 0.02 | 18124
232 | Higgins | PGE NGBA | {'Bell': [6.8, 85.0]} | 30692 | 1921 | 0.06 | 28771 | 0.94 | 6 | 0 |  |  | 5690 | 0.19 | 0.4 | 881 | 0.03 | 475 | 0.02 |  | 29076 | 0.95 | 0 | 0 | 28677 | 0.93 | 2015 | 0 | 0 | 30692 | 194 | 0.01 | 30499 | 28677 | 0.93 | 2015 | 2621 | 0.09 | 28071 | 2015 | 0.07 | 28677
233 | Mead | SCE EOP | {} | 22889 | 7188 | 0.31 | 15701 | 0.69 | 0 | 0 |  |  | 0 | 0 | 0 | 0 | 0 | 0 | 0 |  | 0 | 0 | 0 | 0 | 0 | 0 | 22889 | 0 | 0 | 22889 | 0 | 0 | 22889 | 0 | 0 | 22889 | 0 | 0 | 22889 | 0 | 0 | 22889
234 | Kearney | PGE Fresno | {'West Fresno': [3.6, 3041.0], 'California Ave': [6.6, 622.0], 'Ashlan': [6.8, 194.0], 'Figarden': [8.2, 18.0], 'Fig Garden': [8.2, 18.0], 'Malaga': [8.6, 57.0], 'Mc Mullin': [9.7, 274.0], 'Herndon': [9.9, 17.0]} | 29202 | 9493 | 0.33 | 19709 | 0.67 | 1403 | 0.05 |  |  | 18568 | 0.64 | 0.17 | 7619 | 0.26 | 19696 | 0.67 |  | 0 | 0 | 0 | 0 | 0 | 0 | 29202 | 0 | 0 | 29202 | 0 | 0 | 29202 | 0 | 0 | 29202 | 0 | 0 | 29202 | 15 | 0 | 29187
235 | Waukena | PGE Fresno | {'Corcoran': [2.3, 9226.0], 'Guernsey': [7.5, 5066.0], 'GWF Hanford': [9.9, 76.0]} | 38079 | 17437 | 0.46 | 20643 | 0.54 | 5039 | 0.13 |  |  | 31232 | 0.82 | 0.07 | 21736 | 0.57 | 10107 | 0.27 |  | 0 | 0 | 0 | 0 | 3537 | 0.09 | 34542 | 70 | 0 | 38010 | 10446 | 0.27 | 27634 | 13155 | 0.35 | 24925 | 674 | 0.02 | 37405 | 3274 | 0.09 | 34805
236 | Lamont | PGE Kern | {'Unknown - 3327': [0.1, 4544.0], 'Grimmway-Malaga': [3.4, 1336.0], 'Magunden': [5.6, 1989.0], 'Columbus': [8.3, 302.0], 'Casaloma': [8.8, 653.0], 'Cal Water': [9.0, 281.0], 'Panama': [9.0, 1005.0]} | 33029 | 4592 | 0.14 | 28437 | 0.86 | 0 | 0 |  |  | 29597 | 0.9 | 0.12 | 1100 | 0.03 | 28012 | 0.85 |  | 317 | 0.01 | 0 | 0 | 7 | 0 | 33022 | 286 | 0.01 | 32743 | 3339 | 0.1 | 29690 | 3339 | 0.1 | 29690 | 4 | 0 | 33025 | 8 | 0 | 33021
237 | Kramer | SCE NOL | {} | 6518 | 0 | 0 | 6518 | 1 | 166 | 0.03 |  |  | 2329 | 0.36 | 0.4 | 0 | 0 | 0 | 0 |  | 0 | 0 | 0 | 0 | 6518 | 1 | 0 | 3360 | 0.52 | 3157 | 0 | 0 | 6518 | 6518 | 1 | 0 | 1804 | 0.28 | 4714 | 87 | 0.01 | 6431
238 | New Colgate | PGE NGBA | {'Colgate': [0.1, 672.0]} | 26811 | 761 | 0.03 | 26050 | 0.97 | 1168 | 0.04 |  |  | 13820 | 0.52 | 0.17 | 391 | 0.01 | 84 | 0 |  | 16992 | 0.63 | 9481 | 0.35 | 26033 | 0.97 | 779 | 346 | 0.01 | 26466 | 4462 | 0.17 | 22349 | 26033 | 0.97 | 779 | 6572 | 0.25 | 20239 | 682 | 0.03 | 26129
239 | Weber | PGE GBA | {'Stockton A': [3.3, 1167.0], 'French Camp': [3.8, 1254.0], 'Manteca': [8.3, 795.0], 'Vierra': [8.7, 145.0]} | 13083 | 7275 | 0.56 | 5808 | 0.44 | 0 | 0 |  |  | 8795 | 0.67 | 0.16 | 5563 | 0.43 | 5522 | 0.42 |  | 0 | 0 | 0 | 0 | 0 | 0 | 13083 | 15 | 0 | 13068 | 98 | 0.01 | 12985 | 98 | 0.01 | 12985 | 0 | 0 | 13083 | 311 | 0.02 | 12772
240 | Malaga | PGE Fresno | {'California Ave': [2.8, 833.0], 'West Fresno': [5.4, 342.0], 'Sanger': [6.4, 3787.0], 'McCall': [7.5, 1456.0], 'Kearney (New)': [8.6, 57.0]} | 17400 | 5802 | 0.33 | 11598 | 0.67 | 0 | 0 |  |  | 5988 | 0.34 | 0.27 | 4045 | 0.23 | 11577 | 0.67 |  | 0 | 0 | 0 | 0 | 0 | 0 | 17400 | 0 | 0 | 17400 | 0 | 0 | 17400 | 0 | 0 | 17400 | 0 | 0 | 17400 | 25 | 0 | 17376
241 | Old Town | SDGE Imperial | {'Vine': [2.0, 777.0], 'Point Loma': [2.9, 790.0], 'Mission': [3.4, 34.0], 'Silvergate': [5.7, 754.0]} | 2667 | 786 | 0.29 | 1881 | 0.71 | 1287 | 0.48 |  |  | 132 | 0.05 | 0.32 | 0 | 0 | 0 | 0 |  | 0 | 0 | 0 | 0 | 16 | 0.01 | 2651 | 125 | 0.05 | 2543 | 1864 | 0.7 | 804 | 1864 | 0.7 | 804 | 0 | 0 | 2667 | 1 | 0 | 2667
242 | Viejo | SCE Metro | {'Santiago': [7.2, 243.0]} | 3800 | 241 | 0.06 | 3559 | 0.94 | 898 | 0.24 |  |  | 877 | 0.23 | 0.39 | 17 | 0 | 33 | 0.01 |  | 1149 | 0.3 | 2317 | 0.61 | 567 | 0.15 | 3233 | 2434 | 0.64 | 1366 | 3030 | 0.8 | 770 | 3524 | 0.93 | 276 | 1741 | 0.46 | 2058 | 414 | 0.11 | 3385
243 | Shadowridge | SDGE Imperial | {'San Marcos': [2.5, 5.0], 'Escondido': [7.1, 5.0]} | 25 | 5 | 0.22 | 20 | 0.78 | 0 | 0.01 |  |  | 1 | 0.04 | 0.55 | 0 | 0 | 0 | 0 |  | 11 | 0.44 | 0 | 0 | 4 | 0.15 | 21 | 12 | 0.48 | 13 | 12 | 0.48 | 13 | 12 | 0.48 | 13 | 0 | 0 | 25 | 8 | 0.32 | 17
244 | Chowchilla | PGE Fresno | {'Chowchilla': [0.0, 15817.0], 'Le Grand': [4.6, 5131.0], 'Dairyland': [5.8, 8711.0]} | 41334 | 15879 | 0.38 | 25455 | 0.62 | 4882 | 0.12 |  |  | 30673 | 0.74 | 0.1 | 24937 | 0.6 | 12121 | 0.29 |  | 13325 | 0.32 | 0 | 0 | 9365 | 0.23 | 31970 | 11031 | 0.27 | 30303 | 11031 | 0.27 | 30303 | 15122 | 0.37 | 26212 | 0 | 0 | 41334 | 2668 | 0.06 | 38666
245 | ECO | SDGE Imperial | {'Boulevard': [9.3, 74.0]} | 3416 | 1426 | 0.42 | 1989 | 0.58 | 156 | 0.05 |  |  | 2436 | 0.71 | 0.13 | 0 | 0 | 0 | 0 |  | 0 | 0 | 0 | 0 | 0 | 0 | 3416 | 845 | 0.25 | 2571 | 1196 | 0.35 | 2220 | 1435 | 0.42 | 1981 | 588 | 0.17 | 2828 | 159 | 0.05 | 3256
246 | Roadway | SCE NOL | {'New Sub - Kramer - Lugo (Proposed)': [0.0, 2292.0], 'Victor': [5.1, 392.0]} | 19537 | 2318 | 0.12 | 17219 | 0.88 | 0 | 0 |  |  | 1265 | 0.06 | 0.53 | 0 | 0 | 0 | 0 |  | 0 | 0 | 0 | 0 | 8920 | 0.46 | 10616 | 14604 | 0.75 | 4933 | 921 | 0.05 | 18615 | 17169 | 0.88 | 2368 | 1533 | 0.08 | 18003 | 139 | 0.01 | 19398
247 | Miguel | SDGE Imperial | {} | 1800 | 0 | 0 | 1800 | 1 | 110 | 0.06 |  |  | 1040 | 0.58 | 0.57 | 0 | 0 | 0 | 0 |  | 1339 | 0.74 | 0 | 0 | 145 | 0.08 | 1655 | 1758 | 0.98 | 42 | 1543 | 0.86 | 256 | 1800 | 1 | 0 | 816 | 0.45 | 984 | 48 | 0.03 | 1752
248 | Moss Landing | PGE GBA | {} | 15149 | 1237 | 0.08 | 13912 | 0.92 | 47 | 0 |  |  | 11877 | 0.78 | 0.12 | 1618 | 0.11 | 7905 | 0.52 |  | 0 | 0 | 0 | 0 | 63 | 0 | 15087 | 9323 | 0.62 | 5826 | 9593 | 0.63 | 5556 | 9656 | 0.64 | 5494 | 0 | 0 | 15149 | 1354 | 0.09 | 13795
249 | Mendota | PGE Fresno | {'Cheney': [7.3, 1040.0], 'Hammonds': [7.9, 1.0], 'Panoche': [8.2, 60.0], 'Tranquility': [9.6, 616.0]} | 46445 | 19485 | 0.42 | 26960 | 0.58 | 4486 | 0.1 |  |  | 41150 | 0.89 | 0.07 | 21749 | 0.47 | 23278 | 0.5 |  | 7044 | 0.15 | 0 | 0 | 27 | 0 | 46419 | 1853 | 0.04 | 44592 | 9935 | 0.21 | 36511 | 10855 | 0.23 | 35590 | 0 | 0 | 46445 | 94 | 0 | 46351
250 | Coolwater | SCE NOL | {} | 13189 | 123 | 0.01 | 13065 | 0.99 | 656 | 0.05 |  |  | 8161 | 0.62 | 0.23 | 3 | 0 | 0 | 0 |  | 0 | 0 | 0 | 0 | 13063 | 0.99 | 126 | 10622 | 0.81 | 2566 | 6676 | 0.51 | 6512 | 13063 | 0.99 | 126 | 5203 | 0.39 | 7986 | 439 | 0.03 | 12750
251 | Innovation | SCE EOP | {'Mercury': [5.5, 752.0]} | 4708 | 2003 | 0.43 | 2704 | 0.57 | 0 | 0 |  |  | 0 | 0 | 0 | 0 | 0 | 0 | 0 |  | 0 | 0 | 0 | 0 | 0 | 0 | 4708 | 0 | 0 | 4708 | 0 | 0 | 4708 | 0 | 0 | 4708 | 0 | 0 | 4708 | 0 | 0 | 4708
252 | Inyo | SCE NOL | {'Control': [2.2, 747.0]} | 3063 | 755 | 0.25 | 2308 | 0.75 | 2039 | 0.67 |  |  | 927 | 0.3 | 0.03 | 0 | 0 | 0 | 0 |  | 0 | 0 | 0 | 0 | 0 | 0 | 3063 | 590 | 0.19 | 2473 | 950 | 0.31 | 2113 | 1228 | 0.4 | 1835 | 1252 | 0.41 | 1811 | 132 | 0.04 | 2931
253 | Richmond | Northeast CA | {'Leavitt': [7.1, 414.0]} | 26436 | 3842 | 0.15 | 22594 | 0.85 | 812 | 0.03 |  |  | 21014 | 0.79 | 0.16 | 2291 | 0.09 | 0 | 0 |  | 19152 | 0.72 | 0 | 0 | 17000 | 0.64 | 9437 | 2475 | 0.09 | 23961 | 740 | 0.03 | 25696 | 18082 | 0.68 | 8354 | 16706 | 0.63 | 9730 | 1320 | 0.05 | 25116
254 | Salinas | PGE GBA | {'Buena Vista': [2.3, 640.0], 'Crazy Horse Canyon': [7.4, 638.0]} | 21690 | 2432 | 0.11 | 19257 | 0.89 | 4 | 0 |  |  | 20188 | 0.93 | 0.11 | 1633 | 0.08 | 17404 | 0.8 |  | 1401 | 0.06 | 0 | 0 | 39 | 0 | 21651 | 711 | 0.03 | 20979 | 3671 | 0.17 | 18018 | 3710 | 0.17 | 17980 | 386 | 0.02 | 21304 | 601 | 0.03 | 21089
255 | Cloverdale | PGE NGBA | {} | 23138 | 2040 | 0.09 | 21098 | 0.91 | 4011 | 0.17 |  |  | 17016 | 0.74 | 0.1 | 1699 | 0.07 | 805 | 0.03 |  | 13375 | 0.58 | 2450 | 0.11 | 12267 | 0.53 | 10871 | 6174 | 0.27 | 16964 | 11394 | 0.49 | 11744 | 19911 | 0.86 | 3227 | 10763 | 0.47 | 12375 | 408 | 0.02 | 22729
256 | Colgate | PGE NGBA | {'New Colgate': [0.1, 672.0]} | 26563 | 672 | 0.03 | 25891 | 0.97 | 1168 | 0.04 |  |  | 13567 | 0.51 | 0.17 | 393 | 0.01 | 84 | 0 |  | 16606 | 0.63 | 9619 | 0.36 | 25880 | 0.97 | 683 | 357 | 0.01 | 26206 | 4475 | 0.17 | 22088 | 25880 | 0.97 | 683 | 6446 | 0.24 | 20116 | 675 | 0.03 | 25888
257 | New Sub - Suncrest - Ocotillo (Proposed) | SDGE Imperial | {'Crestwood': [8.6, 518.0]} | 30079 | 1750 | 0.06 | 28329 | 0.94 | 17714 | 0.59 |  |  | 11620 | 0.39 | 0.05 | 107 | 0 | 18 | 0 |  | 924 | 0.03 | 29087 | 0.97 | 0 | 0 | 30078 | 9613 | 0.32 | 20465 | 12572 | 0.42 | 17506 | 16035 | 0.53 | 14044 | 21566 | 0.72 | 8512 | 844 | 0.03 | 29235
258 | East Nicolaus | PGE NGBA | {'Rio Oso': [4.4, 4828.0]} | 41767 | 5521 | 0.13 | 36247 | 0.87 | 468 | 0.01 |  |  | 36080 | 0.86 | 0.11 | 7295 | 0.17 | 28737 | 0.69 |  | 0 | 0 | 0 | 0 | 13020 | 0.31 | 28748 | 4935 | 0.12 | 36833 | 21698 | 0.52 | 20069 | 24610 | 0.59 | 17157 | 0 | 0 | 41767 | 3229 | 0.08 | 38539
259 | Renfro | PGE Kern | {'Kern Power': [3.8, 316.0], '7th Standard': [4.1, 810.0], 'Rosedale': [4.9, 6.0], 'Tupman': [6.4, 154.0], 'Rio Bravo': [6.6, 632.0], 'Lerdo': [7.9, 738.0]} | 22571 | 1085 | 0.05 | 21486 | 0.95 | 20 | 0 |  |  | 17684 | 0.78 | 0.31 | 268 | 0.01 | 14682 | 0.65 |  | 91 | 0 | 0 | 0 | 9770 | 0.43 | 12801 | 4689 | 0.21 | 17882 | 12793 | 0.57 | 9779 | 14122 | 0.63 | 8449 | 0 | 0 | 22571 | 3272 | 0.14 | 19299
260 | Julian Hinds | SCE Eastern | {} | 570 | 0 | 0 | 570 | 1 | 409 | 0.72 |  |  | 159 | 0.28 | 0.02 | 0 | 0 | 0 | 0 |  | 0 | 0 | 0 | 0 | 569 | 1 | 1 | 311 | 0.55 | 259 | 232 | 0.41 | 337 | 569 | 1 | 1 | 88 | 0.16 | 481 | 0 | 0 | 570
261 | Old River | PGE Kern | {'Panama': [7.5, 1725.0], 'Stockdale': [7.8, 1181.0], 'Lakeview': [7.9, 1101.0], 'Tevis': [7.9, 1394.0]} | 45403 | 10091 | 0.22 | 35312 | 0.78 | 8974 | 0.2 |  |  | 31813 | 0.7 | 0.09 | 7666 | 0.17 | 32113 | 0.71 |  | 0 | 0 | 0 | 0 | 0 | 0 | 45403 | 3737 | 0.08 | 41666 | 12012 | 0.26 | 33391 | 12012 | 0.26 | 33391 | 0 | 0 | 45403 | 121 | 0 | 45282
262 | Bellevue | PGE NGBA | {'Santa Rosa A': [4.0, 0.0], 'Monroe': [5.4, 1.0]} | 11240 | 208 | 0.02 | 11033 | 0.98 | 0 | 0 |  |  | 3547 | 0.32 | 0.32 | 2005 | 0.18 | 796 | 0.07 |  | 2803 | 0.25 | 0 | 0 | 6579 | 0.59 | 4661 | 4237 | 0.38 | 7004 | 7171 | 0.64 | 4069 | 9405 | 0.84 | 1836 | 1071 | 0.1 | 10169 | 1213 | 0.11 | 10028
263 | Highline | SDGE Imperial | {'North Gila - IV (Proposed)': [4.2, 691.0], 'Drop 4': [5.5, 577.0]} | 23817 | 1956 | 0.08 | 21861 | 0.92 | 3327 | 0.14 |  |  | 20149 | 0.85 | 0.07 | 987 | 0.04 | 19654 | 0.83 |  | 0 | 0 | 0 | 0 | 0 | 0 | 23817 | 3397 | 0.14 | 20420 | 3397 | 0.14 | 20420 | 3397 | 0.14 | 20420 | 1418 | 0.06 | 22399 | 877 | 0.04 | 22940
264 | Clayton | PGE GBA | {'Kirker': [6.3, 583.0], 'Pittsburg': [7.5, 418.0], 'GWF 2': [7.7, 513.0]} | 3458 | 583 | 0.17 | 2875 | 0.83 | 180 | 0.05 |  |  | 2812 | 0.81 | 0.07 | 0 | 0 | 0 | 0 |  | 3382 | 0.98 | 0 | 0 | 509 | 0.15 | 2948 | 2155 | 0.62 | 1303 | 2155 | 0.62 | 1303 | 2155 | 0.62 | 1303 | 1292 | 0.37 | 2165 | 185 | 0.05 | 3273
265 | Hilltop | Northeast CA | {} | 37575 | 7421 | 0.2 | 30154 | 0.8 | 0 | 0 |  |  | 0 | 0 | 0 | 2881 | 0.08 | 803 | 0.02 |  | 0 | 0 | 0 | 0 | 11935 | 0.32 | 25640 | 8766 | 0.23 | 28810 | 60 | 0 | 37515 | 20701 | 0.55 | 16874 | 21898 | 0.58 | 15677 | 2429 | 0.06 | 35146
266 | Lakeville | PGE NGBA | {'Corona': [4.2, 11.0]} | 20313 | 114 | 0.01 | 20199 | 0.99 | 626 | 0.03 |  |  | 17367 | 0.86 | 0.1 | 3084 | 0.15 | 1102 | 0.05 |  | 13742 | 0.68 | 0 | 0 | 19669 | 0.97 | 644 | 5247 | 0.26 | 15066 | 12472 | 0.61 | 7841 | 19920 | 0.98 | 392 | 6089 | 0.3 | 14223 | 812 | 0.04 | 19501
267 | Fig Garden | PGE Fresno | {'Figarden': [0.0, 4280.0], 'Ashlan': [2.6, 730.0], 'Gregg': [3.8, 3861.0], 'Herndon': [3.8, 4278.0], 'West Fresno': [7.5, 0.0], 'Kearney (New)': [8.2, 18.0], 'Borden': [9.8, 17.0]} | 12262 | 4284 | 0.35 | 7978 | 0.65 | 0 | 0 |  |  | 9781 | 0.8 | 0.13 | 6503 | 0.53 | 4308 | 0.35 |  | 1049 | 0.09 | 0 | 0 | 4453 | 0.36 | 7808 | 2902 | 0.24 | 9360 | 2902 | 0.24 | 9360 | 5841 | 0.48 | 6421 | 0 | 0 | 12262 | 789 | 0.06 | 11472
268 | GWF Tracy | PGE GBA | {'Lammers': [0.7, 1703.0], 'Tesla': [4.1, 1599.0], 'Midway Green Ridge Services': [5.4, 348.0]} | 27007 | 1703 | 0.06 | 25304 | 0.94 | 7145 | 0.26 |  |  | 13124 | 0.49 | 0.39 | 2353 | 0.09 | 4305 | 0.16 |  | 18915 | 0.7 | 0 | 0 | 15350 | 0.57 | 11657 | 21107 | 0.78 | 5900 | 18574 | 0.69 | 8433 | 21107 | 0.78 | 5900 | 9089 | 0.34 | 17918 | 449 | 0.02 | 26558
269 | Pahrump | SCE EOP | {'Gamebird': [4.5, 2040.0], 'Thousandaire': [4.6, 3086.0], 'Charleston': [8.1, 40.0], 'Vista 2': [8.7, 1341.0]} | 9857 | 7527 | 0.76 | 2330 | 0.24 | 0 | 0 |  |  | 0 | 0 | 0 | 0 | 0 | 0 | 0 |  | 0 | 0 | 0 | 0 | 0 | 0 | 9857 | 0 | 0 | 9857 | 0 | 0 | 9857 | 0 | 0 | 9857 | 0 | 0 | 9857 | 0 | 0 | 9857
270 | Curtis | PGE GBA | {'Racetrack': [5.1, 1725.0], 'Race Track': [5.1, 1739.0], 'Mi-Wuk': [7.8, 220.0]} | 16725 | 7159 | 0.43 | 9566 | 0.57 | 0 | 0 |  |  | 7968 | 0.48 | 0.3 | 167 | 0.01 | 26 | 0 |  | 16620 | 0.99 | 29 | 0 | 539 | 0.03 | 16186 | 2412 | 0.14 | 14313 | 2522 | 0.15 | 14203 | 3503 | 0.21 | 13222 | 6421 | 0.38 | 10304 | 379 | 0.02 | 16346
271 | Quinto | PGE Fresno | {'Los Banos': [5.3, 1328.0], 'Padre Flats SW STA': [9.4, 277.0]} | 23543 | 3834 | 0.16 | 19708 | 0.84 | 6983 | 0.3 |  |  | 15208 | 0.65 | 0.13 | 3780 | 0.16 | 7176 | 0.3 |  | 13345 | 0.57 | 0 | 0 | 12569 | 0.53 | 10974 | 43 | 0 | 23499 | 2085 | 0.09 | 21458 | 12569 | 0.53 | 10974 | 6813 | 0.29 | 16730 | 853 | 0.04 | 22690
272 | Melrose | SDGE Imperial | {'Ocean Ranch': [2.4, 275.0], 'Pendleton': [8.5, 246.0], 'Monserate': [8.6, 330.0]} | 2429 | 685 | 0.28 | 1745 | 0.72 | 0 | 0 |  |  | 89 | 0.04 | 0.62 | 622 | 0.26 | 180 | 0.07 |  | 42 | 0.02 | 0 | 0 | 653 | 0.27 | 1776 | 1059 | 0.44 | 1371 | 1199 | 0.49 | 1231 | 1217 | 0.5 | 1213 | 192 | 0.08 | 2238 | 84 | 0.03 | 2345
273 | Valley (VEA) | SCE EOP | {'Valley Switch': [4.9, 14930.0]} | 40601 | 39607 | 0.98 | 994 | 0.02 | 886 | 0.02 |  |  | 0 | 0 | 0.01 | 0 | 0 | 0 | 0 |  | 0 | 0 | 0 | 0 | 0 | 0 | 40601 | 0 | 0 | 40601 | 0 | 0 | 40601 | 0 | 0 | 40601 | 889 | 0.02 | 39711 | 0 | 0 | 40601
274 | Avocado | SDGE Imperial | {'Monserate': [3.9, 309.0], 'Pala': [7.4, 488.0]} | 9829 | 514 | 0.05 | 9315 | 0.95 | 0 | 0 |  |  | 1267 | 0.13 | 0.38 | 2876 | 0.29 | 169 | 0.02 |  | 4312 | 0.44 | 4970 | 0.51 | 9089 | 0.92 | 741 | 483 | 0.05 | 9346 | 2317 | 0.24 | 7513 | 9191 | 0.94 | 638 | 837 | 0.09 | 8992 | 581 | 0.06 | 9248
275 | New Sub - North Gila - IV (Proposed) | SDGE Imperial | {'North Gila - IV (Proposed)': [2.1, 929.0], 'Highline': [5.5, 577.0]} | 15459 | 953 | 0.06 | 14507 | 0.94 | 10759 | 0.7 |  |  | 4251 | 0.27 | 0.04 | 156 | 0.01 | 3610 | 0.23 |  | 0 | 0 | 0 | 0 | 0 | 0 | 15459 | 12317 | 0.8 | 3143 | 12317 | 0.8 | 3143 | 12317 | 0.8 | 3143 | 5082 | 0.33 | 10378 | 2117 | 0.14 | 13342
276 | Caliente | PGE Kern | {} | 28665 | 5346 | 0.19 | 23320 | 0.81 | 4698 | 0.16 |  |  | 21390 | 0.75 | 0.08 | 301 | 0.01 | 0 | 0 |  | 13728 | 0.48 | 0 | 0 | 9675 | 0.34 | 18990 | 5737 | 0.2 | 22929 | 10244 | 0.36 | 18421 | 16503 | 0.58 | 12163 | 15793 | 0.55 | 12872 | 1177 | 0.04 | 27488
277 | San Luis Obispo | PGE Kern | {} | 15528 | 2381 | 0.15 | 13147 | 0.85 | 1736 | 0.11 |  |  | 12041 | 0.78 | 0.09 | 1197 | 0.08 | 1925 | 0.12 |  | 12255 | 0.79 | 82 | 0.01 | 2220 | 0.14 | 13308 | 499 | 0.03 | 15029 | 9233 | 0.59 | 6295 | 9587 | 0.62 | 5941 | 5701 | 0.37 | 9826 | 1568 | 0.1 | 13960
278 | Valley Home | PGE GBA | {'Avena': [6.0, 760.0], 'Riverbank': [6.4, 7844.0], 'Cottle': [8.7, 2609.0]} | 45480 | 11498 | 0.25 | 33981 | 0.75 | 1767 | 0.04 |  |  | 28904 | 0.64 | 0.15 | 31594 | 0.69 | 5196 | 0.11 |  | 17339 | 0.38 | 0 | 0 | 31435 | 0.69 | 14044 | 0 | 0 | 45480 | 4709 | 0.1 | 40771 | 31750 | 0.7 | 13729 | 2704 | 0.06 | 42775 | 1440 | 0.03 | 44040
279 | Big Creek | PGE Fresno | {} | 15893 | 482 | 0.03 | 15412 | 0.97 | 12249 | 0.77 |  |  | 3585 | 0.23 | 0.04 | 0 | 0 | 0 | 0 |  | 1519 | 0.1 | 0 | 0 | 6095 | 0.38 | 9798 | 14789 | 0.93 | 1104 | 3189 | 0.2 | 12704 | 14808 | 0.93 | 1085 | 7694 | 0.48 | 8199 | 924 | 0.06 | 14969
280 | West Fresno | PGE Fresno | {'California Ave': [3.0, 917.0], 'Kearney (New)': [3.6, 3041.0], 'Ashlan': [5.2, 177.0], 'Malaga': [5.4, 342.0], 'Figarden': [7.5, 0.0], 'Fig Garden': [7.5, 0.0]} | 13882 | 3403 | 0.25 | 10479 | 0.75 | 0 | 0 |  |  | 5804 | 0.42 | 0.24 | 2086 | 0.15 | 10482 | 0.76 |  | 0 | 0 | 0 | 0 | 0 | 0 | 13882 | 0 | 0 | 13882 | 0 | 0 | 13882 | 0 | 0 | 13882 | 0 | 0 | 13882 | 3 | 0 | 13880
281 | Sylmar | SCE Northern | {'Saugus': [9.2, 33.0]} | 2695 | 468 | 0.17 | 2227 | 0.83 | 0 | 0 |  |  | 1991 | 0.74 | 0.14 | 0 | 0 | 6 | 0 |  | 1925 | 0.71 | 202 | 0.08 | 900 | 0.33 | 1795 | 0 | 0 | 2695 | 404 | 0.15 | 2291 | 1304 | 0.48 | 1391 | 776 | 0.29 | 1919 | 496 | 0.18 | 2199
282 | Tracy | PGE GBA | {} | 36439 | 0 | 0 | 36439 | 1 | 7088 | 0.19 |  |  | 24408 | 0.67 | 0.2 | 3531 | 0.1 | 13310 | 0.37 |  | 18272 | 0.5 | 0 | 0 | 20792 | 0.57 | 15648 | 18664 | 0.51 | 17775 | 18333 | 0.5 | 18106 | 27290 | 0.75 | 9149 | 2271 | 0.06 | 34168 | 3056 | 0.08 | 33384
283 | Pease | PGE NGBA | {'East Marysville': [5.4, 1097.0], 'Bogue': [5.5, 87.0], 'Olivehurst': [8.3, 0.0], 'Greenleaf 1': [8.4, 84.0], 'Sutter Power': [8.4, 84.0]} | 30161 | 2608 | 0.09 | 27553 | 0.91 | 182 | 0.01 |  |  | 19337 | 0.64 | 0.2 | 9332 | 0.31 | 16345 | 0.54 |  | 561 | 0.02 | 0 | 0 | 3712 | 0.12 | 26449 | 4800 | 0.16 | 25361 | 15027 | 0.5 | 15135 | 18739 | 0.62 | 11422 | 576 | 0.02 | 29586 | 1083 | 0.04 | 29079
284 | Spring Valley | SDGE Imperial | {} | 245 | 0 | 0 | 245 | 1 | 0 | 0 |  |  | 34 | 0.14 | 0.21 | 0 | 0 | 0 | 0 |  | 197 | 0.81 | 0 | 0 | 103 | 0.42 | 142 | 245 | 1 | 0 | 245 | 1 | 0 | 245 | 1 | 0 | 37 | 0.15 | 208 | 14 | 0.06 | 231
285 | Honcut | PGE NGBA | {} | 38669 | 652 | 0.02 | 38017 | 0.98 | 1086 | 0.03 |  |  | 29924 | 0.77 | 0.13 | 8260 | 0.21 | 21494 | 0.56 |  | 6453 | 0.17 | 0 | 0 | 34929 | 0.9 | 3740 | 0 | 0 | 38669 | 618 | 0.02 | 38051 | 34929 | 0.9 | 3740 | 1309 | 0.03 | 37360 | 7880 | 0.2 | 30789
286 | Rancho Mission Viejo | SDGE Imperial | {'Margarita': [2.4, 575.0], 'Capistrano': [3.9, 544.0], 'Q1806': [4.5, 540.0], 'Trabuco': [5.0, 461.0], 'Talega': [5.3, 174.0], 'North of SONGS': [5.5, 115.0]} | 10201 | 1003 | 0.1 | 9198 | 0.9 | 219 | 0.02 |  |  | 8201 | 0.8 | 0.52 | 114 | 0.01 | 3 | 0 |  | 4538 | 0.44 | 5385 | 0.53 | 2312 | 0.23 | 7889 | 7949 | 0.78 | 2251 | 8064 | 0.79 | 2136 | 8064 | 0.79 | 2136 | 6371 | 0.62 | 3830 | 535 | 0.05 | 9666
287 | Encina | SDGE Imperial | {'Cannon': [0.2, 10.0], 'Palomar Airport': [2.9, 5.0], 'San Luis Rey': [5.2, 6.0]} | 131 | 10 | 0.07 | 122 | 0.93 | 5 | 0.03 |  |  | 12 | 0.09 | 0.47 | 0 | 0 | 0 | 0 |  | 0 | 0 | 0 | 0 | 26 | 0.2 | 106 | 111 | 0.84 | 21 | 111 | 0.84 | 21 | 111 | 0.84 | 21 | 0 | 0 | 131 | 15 | 0.12 | 116
288 | Bullard | PGE Fresno | {'Clovis': [4.8, 177.0], 'Woodward': [5.1, 177.0]} | 1673 | 177 | 0.11 | 1496 | 0.89 | 0 | 0 |  |  | 1239 | 0.74 | 0.13 | 895 | 0.54 | 416 | 0.25 |  | 0 | 0 | 0 | 0 | 1158 | 0.69 | 515 | 1055 | 0.63 | 617 | 1055 | 0.63 | 617 | 1161 | 0.69 | 512 | 0 | 0 | 1673 | 465 | 0.28 | 1208
289 | Hicks | PGE GBA | {} | 286 | 0 | 0 | 286 | 1 | 4 | 0.02 |  |  | 114 | 0.4 | 0.12 | 1 | 0 | 0 | 0 |  | 256 | 0.9 | 0 | 0 | 286 | 1 | 0 | 2 | 0.01 | 284 | 255 | 0.89 | 31 | 286 | 1 | 0 | 67 | 0.24 | 219 | 19 | 0.06 | 267
290 | Olivehurst | PGE NGBA | {'Bogue': [4.3, 1297.0], 'East Marysville': [5.1, 2094.0], 'Pease': [8.3, 0.0], 'Greenleaf 1': [8.4, 180.0], 'Sutter Power': [8.4, 186.0]} | 24441 | 11207 | 0.46 | 13234 | 0.54 | 1881 | 0.08 |  |  | 18034 | 0.74 | 0.14 | 11037 | 0.45 | 7623 | 0.31 |  | 23 | 0 | 0 | 0 | 3714 | 0.15 | 20726 | 0 | 0 | 24441 | 0 | 0 | 24441 | 3714 | 0.15 | 20726 | 0 | 0 | 24441 | 3566 | 0.15 | 20874
291 | Temblor | PGE Kern | {'Kernridge': [4.8, 7394.0]} | 34307 | 18262 | 0.53 | 16045 | 0.47 | 4891 | 0.14 |  |  | 29122 | 0.85 | 0.07 | 914 | 0.03 | 2300 | 0.07 |  | 0 | 0 | 0 | 0 | 1196 | 0.03 | 33111 | 5446 | 0.16 | 28860 | 15411 | 0.45 | 18896 | 15411 | 0.45 | 18896 | 445 | 0.01 | 33862 | 52 | 0 | 34255
292 | Olinda | SCE Metro | {} | 1051 | 75 | 0.07 | 976 | 0.93 | 0 | 0 |  |  | 778 | 0.74 | 0.53 | 0 | 0 | 0 | 0 |  | 592 | 0.56 | 0 | 0 | 122 | 0.12 | 929 | 0 | 0 | 1051 | 0 | 0 | 1051 | 122 | 0.12 | 929 | 397 | 0.38 | 654 | 189 | 0.18 | 862
293 | Mt. Eden | PGE GBA | {'Eastshore': [0.9, 48.0], 'Grant': [4.2, 46.0], 'Dumbarton': [5.7, 2.0], 'San Leandro U': [6.0, 6.0]} | 195 | 46 | 0.24 | 149 | 0.76 | 77 | 0.4 |  |  | 76 | 0.39 | 0.04 | 0 | 0 | 0 | 0 |  | 0 | 0 | 0 | 0 | 0 | 0 | 195 | 0 | 0 | 195 | 76 | 0.39 | 119 | 76 | 0.39 | 119 | 0 | 0 | 195 | 140 | 0.72 | 55
294 | Woodland | PGE NGBA | {'Knights Landing': [9.1, 5.0], 'Davis': [9.4, 10.0]} | 29447 | 1861 | 0.06 | 27585 | 0.94 | 3634 | 0.12 |  |  | 22536 | 0.77 | 0.1 | 5275 | 0.18 | 19686 | 0.67 |  | 0 | 0 | 0 | 0 | 16867 | 0.57 | 12579 | 6980 | 0.24 | 22467 | 7763 | 0.26 | 21683 | 20312 | 0.69 | 9134 | 0 | 0 | 29447 | 2167 | 0.07 | 27280
295 | Trabuco | SDGE Imperial | {'Q1806': [2.1, 435.0], 'Margarita': [2.7, 461.0], 'Capistrano': [3.5, 430.0], 'Rancho Mission Viejo': [5.0, 461.0]} | 1810 | 461 | 0.25 | 1350 | 0.75 | 0 | 0 |  |  | 726 | 0.4 | 0.72 | 1 | 0 | 0 | 0 |  | 1520 | 0.84 | 0 | 0 | 361 | 0.2 | 1449 | 1191 | 0.66 | 619 | 1193 | 0.66 | 618 | 1207 | 0.67 | 603 | 146 | 0.08 | 1665 | 205 | 0.11 | 1605
296 | Cantua | PGE Fresno | {'Excelsior': [6.4, 746.0], 'New Sub - Los Banos - Midway (Proposed)': [7.6, 258.0]} | 47777 | 2486 | 0.05 | 45291 | 0.95 | 9806 | 0.21 |  |  | 37603 | 0.79 | 0.07 | 2126 | 0.04 | 38390 | 0.8 |  | 3580 | 0.07 | 0 | 0 | 9480 | 0.2 | 38297 | 0 | 0 | 47777 | 0 | 0 | 47777 | 9480 | 0.2 | 38297 | 3431 | 0.07 | 44346 | 296 | 0.01 | 47481
297 | Rancho Vista | SCE Metro | {} | 109 | 0 | 0 | 109 | 1 | 0 | 0 |  |  | 0 | 0 | 0.75 | 0 | 0 | 0 | 0 |  | 42 | 0.38 | 68 | 0.62 | 109 | 1 | 0 | 109 | 1 | 0 | 109 | 1 | 0 | 109 | 1 | 0 | 0 | 0 | 109 | 0 | 0 | 109
298 | Los Esteros | PGE GBA | {'Nortech': [1.5, 1.0], 'Dixon Landing': [2.2, 153.0], 'Newark': [5.9, 1.0]} | 579 | 153 | 0.26 | 426 | 0.74 | 9 | 0.02 |  |  | 467 | 0.81 | 0.07 | 0 | 0 | 0 | 0 |  | 409 | 0.71 | 0 | 0 | 0 | 0 | 579 | 0 | 0 | 579 | 280 | 0.48 | 300 | 280 | 0.48 | 300 | 166 | 0.29 | 413 | 187 | 0.32 | 392
299 | Humboldt Bay | PGE NGBA | {'Harris': [4.9, 1092.0], 'Humboldt': [5.9, 713.0]} | 9028 | 2633 | 0.29 | 6395 | 0.71 | 1561 | 0.17 |  |  | 4855 | 0.54 | 0.18 | 0 | 0 | 0 | 0 |  | 0 | 0 | 0 | 0 | 820 | 0.09 | 8208 | 4684 | 0.52 | 4344 | 4684 | 0.52 | 4344 | 5283 | 0.59 | 3745 | 2288 | 0.25 | 6740 | 1706 | 0.19 | 7322
300 | Shiloh III | PGE GBA | {'Birds Landing': [3.3, 12358.0], 'Lambie': [3.8, 3420.0], 'Lambie Energy': [3.8, 3426.0], 'Collinsville': [6.2, 8083.0], 'Pittsburg': [9.6, 143.0]} | 39327 | 16288 | 0.41 | 23039 | 0.59 | 6103 | 0.16 |  |  | 32858 | 0.84 | 0.06 | 17586 | 0.45 | 0 | 0 |  | 35614 | 0.91 | 0 | 0 | 2668 | 0.07 | 36659 | 14677 | 0.37 | 24650 | 15788 | 0.4 | 23539 | 20195 | 0.51 | 19132 | 1189 | 0.03 | 38138 | 7199 | 0.18 | 32128
301 | Westpark | PGE Kern | {'Bakersfield': [2.2, 280.0], 'Casaloma': [2.7, 280.0], 'Panama': [5.5, 280.0], 'Columbus': [5.9, 255.0], 'Magunden': [6.7, 280.0]} | 1143 | 280 | 0.24 | 863 | 0.76 | 0 | 0 |  |  | 583 | 0.51 | 0.19 | 0 | 0 | 56 | 0.05 |  | 0 | 0 | 0 | 0 | 862 | 0.75 | 28100% | 0 | 0 | 114300% | 610 | 0.53 | 533 | 862 | 0.75 | 28100% | 0 | 0 | 114300% | 3 | 0 | 1140
302 | Pendleton | SDGE Imperial | {'Monserate': [5.9, 552.0], 'Ocean Ranch': [7.2, 243.0], 'Melrose': [8.5, 246.0]} | 751 | 552 | 0.73 | 200 | 0.27 | 0 | 0 |  |  | 0 | 0 | 0.57 | 372 | 0.49 | 58 | 0.08 |  | 0 | 0 | 0 | 0 | 133 | 0.18 | 61800% | 133 | 0.18 | 61800% | 133 | 0.18 | 618 | 133 | 0.18 | 61800% | 0 | 0 | 75100% | 38 | 0.05 | 713
303 | Burney Forest Power | PGE NGBA | {'Burney Forest': [0.0, 18917.0], 'Carberry': [2.4, 13323.0], 'New Sub - Pit 1 - Cottonwood (Proposed)': [6.7, 1893.0], 'Pit 3': [8.5, 1904.0]} | 38667 | 18922 | 0.49 | 19745 | 0.51 | 17829 | 0.46 |  |  | 20652 | 0.53 | 0.05 | 3737 | 0.1 | 0 | 0 |  | 20514 | 0.53 | 0 | 0 | 11085 | 0.29 | 2758300% | 0 | 0 | 3866700% | 0 | 0 | 38667 | 11085 | 0.29 | 2758300% | 6769 | 0.18 | 3189800% | 4656 | 0.12 | 34011
304 | Llagas | PGE GBA | {} | 22979 | 3956 | 0.17 | 19024 | 0.83 | 4455 | 0.19 |  |  | 9840 | 0.43 | 0.18 | 3058 | 0.13 | 6069 | 0.26 |  | 12532 | 0.55 | 0 | 0 | 12256 | 0.53 | 1072300% | 0 | 0 | 2297900% | 808 | 0.04 | 22172 | 12256 | 0.53 | 1072300% | 7654 | 0.33 | 1532600% | 552 | 0.02 | 22428
305 | Los Banos | PGE Fresno | {'Padre Flats SW STA': [4.2, 1408.0], 'Quinto': [5.3, 1328.0]} | 27430 | 3574 | 0.13 | 23856 | 0.87 | 6277 | 0.23 |  |  | 19691 | 0.72 | 0.09 | 6028 | 0.22 | 3159 | 0.12 |  | 19049 | 0.69 | 0 | 0 | 22267 | 0.81 | 516400% | 3572 | 0.13 | 2385900% | 8364 | 0.3 | 19067 | 22267 | 0.81 | 516400% | 5372 | 0.2 | 2205800% | 1588 | 0.06 | 25842
306 | Peabody | PGE NGBA | {} | 6065 | 94 | 0.02 | 5971 | 0.98 | 477 | 0.08 |  |  | 4723 | 0.78 | 0.17 | 2095 | 0.35 | 923 | 0.15 |  | 3513 | 0.58 | 0 | 0 | 1477 | 0.24 | 458700% | 2181 | 0.36 | 388400% | 4543 | 0.75 | 1521 | 5963 | 0.98 | 10100% | 702 | 0.12 | 536300% | 1234 | 0.2 | 4831
307 | Silvergate | SDGE Imperial | {'Vine': [3.7, 766.0], 'Old Town': [5.7, 754.0], 'Point Loma': [6.1, 765.0], 'Mission': [6.2, 34.0], 'Bay Boulevard': [6.6, 149.0]} | 4616 | 907 | 0.2 | 3709 | 0.8 | 2311 | 0.5 |  |  | 243 | 0.05 | 0.24 | 0 | 0 | 0 | 0 |  | 0 | 0 | 0 | 0 | 47 | 0.01 | 457000% | 424 | 0.09 | 419200% | 3647 | 0.79 | 969 | 3664 | 0.79 | 95200% | 0 | 0 | 461600% | 60 | 0.01 | 4556
308 | Kelso | PGE GBA | {} | 32802 | 0 | 0 | 32802 | 1 | 5626 | 0.17 |  |  | 23287 | 0.71 | 0.2 | 2960 | 0.09 | 8019 | 0.24 |  | 21620 | 0.66 | 0 | 0 | 22048 | 0.67 | 1075400% | 18213 | 0.56 | 1458900% | 19846 | 0.61 | 12956 | 28025 | 0.85 | 477600% | 2404 | 0.07 | 3039800% | 3100 | 0.09 | 29702
309 | Desert View | SCE EOP | {} | 8263 | 5781 | 0.7 | 2482 | 0.3 | 0 | 0 |  |  | 0 | 0 | 0 | 0 | 0 | 0 | 0 |  | 1208 | 0.15 | 0 | 0 | 0 | 0 | 826300% | 0 | 0 | 826300% | 0 | 0 | 8263 | 0 | 0 | 826300% | 0 | 0 | 826300% | 0 | 0 | 8263
310 | Clay | PGE GBA | {} | 21238 | 386 | 0.02 | 20851 | 0.98 | 4068 | 0.19 |  |  | 15275 | 0.72 | 0.09 | 1173 | 0.06 | 1440 | 0.07 |  | 11168 | 0.53 | 0 | 0 | 19485 | 0.92 | 175300% | 10118 | 0.48 | 1112000% | 14027 | 0.66 | 7211 | 20144 | 0.95 | 109300% | 10887 | 0.51 | 1035100% | 2706 | 0.13 | 18532
311 | Calcite | SCE NOL | {} | 27208 | 11745 | 0.43 | 15463 | 0.57 | 1 | 0 |  |  | 5997 | 0.22 | 0.34 | 5 | 0 | 0 | 0 |  | 0 | 0 | 0 | 0 | 14310 | 0.53 | 1289800% | 5641 | 0.21 | 2156700% | 3076 | 0.11 | 24132 | 14607 | 0.54 | 1260200% | 3838 | 0.14 | 2337100% | 435 | 0.02 | 26773
312 | Biola | PGE Fresno | {'Madera': [9.7, 23.0]} | 46594 | 6220 | 0.13 | 40374 | 0.87 | 1108 | 0.02 |  |  | 33002 | 0.71 | 0.13 | 12850 | 0.28 | 31772 | 0.68 |  | 0 | 0 | 0 | 0 | 10140 | 0.22 | 3645400% | 7901 | 0.17 | 3869300% | 9497 | 0.2 | 37097 | 19303 | 0.41 | 2729100% | 0 | 0 | 4659400% | 1379 | 0.03 | 45215
313 | New Sub - Pit 1 - Cottonwood (Proposed) | PGE NGBA | {'Carberry': [4.4, 4100.0], 'Round Mt.': [6.1, 1565.0], 'Burney Forest': [6.7, 1892.0], 'Burney Forest Power': [6.7, 1893.0], 'Cove Road': [6.8, 846.0]} | 35254 | 6865 | 0.19 | 28389 | 0.81 | 23847 | 0.68 |  |  | 10553 | 0.3 | 0.05 | 182 | 0.01 | 92 | 0 |  | 33102 | 0.94 | 0 | 0 | 26100 | 0.74 | 915400% | 1218 | 0.03 | 3403600% | 1218 | 0.03 | 34036 | 26100 | 0.74 | 915400% | 8711 | 0.25 | 2654300% | 1941 | 0.06 | 33313
314 | Olive | PGE Fresno | {'Alpaugh': [4.6, 2772.0]} | 29040 | 12663 | 0.44 | 16377 | 0.56 | 942 | 0.03 |  |  | 23085 | 0.79 | 0.11 | 17090 | 0.59 | 6910 | 0.24 |  | 10727 | 0.37 | 0 | 0 | 12661 | 0.44 | 1637900% | 1938 | 0.07 | 2710200% | 8833 | 0.3 | 20208 | 15185 | 0.52 | 1385500% | 224 | 0.01 | 2881600% | 1677 | 0.06 | 27363
315 | Lugo | SCE Metro | {} | 15716 | 83 | 0.01 | 15633 | 0.99 | 1922 | 0.12 |  |  | 8059 | 0.51 | 0.26 | 0 | 0 | 0 | 0 |  | 11527 | 0.73 | 1967 | 0.13 | 7027 | 0.45 | 868900% | 13879 | 0.88 | 183700% | 11361 | 0.72 | 4355 | 15211 | 0.97 | 50500% | 6266 | 0.4 | 945000% | 811 | 0.05 | 14905
316 | Eagle Rock (PGE) | PGE NGBA | {} | 17911 | 0 | 0 | 17911 | 1 | 2118 | 0.12 |  |  | 11999 | 0.67 | 0.09 | 46 | 0 | 0 | 0 |  | 4532 | 0.25 | 12140 | 0.68 | 13920 | 0.78 | 399100% | 13964 | 0.78 | 394600% | 14717 | 0.82 | 3194 | 17911 | 1 | 0% | 3427 | 0.19 | 1448400% | 287 | 0.02 | 17624
317 | Cosumnes | PGE GBA | {} | 33868 | 0 | 0 | 33868 | 1 | 8258 | 24% |  |  | 19688 | 0.58 | 0.09 | 11114 | 0.33 | 3861 | 11% |  | 8797 | 0.26 | 0 | 0 | 33868 | 1 | 0% | 17171 | 0.51 | 1669700% | 25329 | 0.75 | 853900% | 33868 | 1 | 0% | 10581 | 0.31 | 2328700% | 14334 | 0.42 | 19533
318 | Imperial Valley | SDGE Imperial | {} | 20482 | 1656 | 0.08 | 18826 | 0.92 | 70 | 0% |  |  | 20026 | 0.98 | 0.1 | 2312 | 0.11 | 14296 | 70% |  | 0 | 0 | 0 | 0 | 0 | 0 | 2048200% | 7808 | 0.38 | 1267400% | 7808 | 0.38 | 1267400% | 7808 | 0.38 | 1267400% | 616 | 0.03 | 1986600% | 2407 | 0.12 | 18075
319 | Swift | PGE GBA | {'Evergreen': [2.8, 43.0], 'Piercy': [3.8, 209.0], 'Edenvale': [5.4, 56.0], 'Santa Teresa': [5.8, 22.0], 'Metcalf 1': [7.5, 10.0]} | 4168 | 1112 | 0.27 | 3056 | 0.73 | 645 | 15% |  |  | 2579 | 0.62 | 0.1 | 24 | 0.01 | 0 | 0% |  | 4142 | 0.99 | 0 | 0 | 153 | 0.04 | 401500% | 0 | 0 | 416800% | 444 | 0.11 | 372400% | 453 | 0.11 | 371400% | 2658 | 0.64 | 150900% | 150 | 0.04 | 4017
320 | Windhub | SCE Northern | {} | 31669 | 13794 | 0.44 | 17875 | 0.56 | 74 | 0% |  |  | 12608 | 0.4 | 0.31 | 0 | 0 | 0 | 0% |  | 2213 | 0.07 | 0 | 0 | 10847 | 0.34 | 2082200% | 7700 | 0.24 | 2396900% | 10663 | 0.34 | 2100600% | 17783 | 0.56 | 1388500% | 1656 | 0.05 | 3001200% | 93 | 0 | 31575
321 | Elliott | SDGE Imperial | {} | 665 | 0 | 0 | 665 | 1 | 4 | 1% |  |  | 317 | 0.48 | 0.26 | 0 | 0 | 0 | 0% |  | 657 | 0.99 | 0 | 0 | 656 | 0.99 | 800% | 638 | 0.96 | 2700% | 0 | 0 | 66500% | 665 | 1 | 0% | 63 | 0.09 | 60200% | 41 | 0.06 | 623
322 | Gates | PGE Fresno | {'New Sub - Gates - Templeton (Proposed)': [8.5, 32.0]} | 42274 | 4016 | 0.09 | 38258 | 0.91 | 2535 | 6% |  |  | 39073 | 0.92 | 0.08 | 3966 | 0.09 | 33548 | 79% |  | 0 | 0 | 0 | 0 | 4083 | 0.1 | 3819100% | 115 | 0 | 4215900% | 5356 | 0.13 | 3691800% | 9439 | 0.22 | 3283500% | 0 | 0 | 4227400% | 297 | 0.01 | 41977
323 | Madeline | Northeast CA | {} | 32827 | 1778 | 0.05 | 31049 | 0.95 | 5950 | 18% |  |  | 24183 | 0.74 | 0.08 | 9353 | 0.28 | 0 | 0% |  | 24087 | 0.73 | 506 | 0.02 | 330 | 0.01 | 3249700% | 3025 | 0.09 | 2980200% | 4131 | 0.13 | 2869600% | 4910 | 0.15 | 2791700% | 18839 | 0.57 | 1398700% | 20948 | 0.64 | 11879
324 | Putah Creek | PGE NGBA | {'Vaca-Dixon & Gc Yard': [9.4, 87.0]} | 32724 | 2122 | 0.06 | 30603 | 0.94 | 2293 | 7% |  |  | 24724 | 0.76 | 0.11 | 3440 | 0.11 | 14223 | 43% |  | 19395 | 0.59 | 0 | 0 | 19878 | 0.61 | 1284600% | 283 | 0.01 | 3244200% | 0 | 0 | 3272400% | 19878 | 0.61 | 1284600% | 5301 | 0.16 | 2742300% | 1325 | 0.04 | 31400
325 | San Onofre | SCE Metro | {'North of SONGS': [5.6, 9.0], 'Talega': [5.9, 4.0]} | 136 | 11 | 0.08 | 125 | 0.92 | 42 | 31% |  |  | 33 | 0.24 | 0.01 | 0 | 0 | 0 | 0% |  | 9 | 0.06 | 0 | 0 | 0 | 0 | 13600% | 100 | 0.74 | 3600% | 120 | 0.88 | 1600% | 120 | 0.88 | 1600% | 0 | 0 | 13600% | 8 | 0.06 | 128
326 | Gregg | PGE Fresno | {'Herndon': [0.6, 10679.0], 'Fig Garden': [3.8, 3861.0], 'Figarden': [3.8, 3865.0], 'Borden': [6.1, 6143.0], 'Ashlan': [6.4, 534.0], 'Madera': [9.0, 241.0]} | 32776 | 11889 | 0.36 | 20887 | 0.64 | 1 | 0% |  |  | 27845 | 0.85 | 0.14 | 14641 | 0.45 | 15597 | 48% |  | 6532 | 0.2 | 0 | 0 | 6884 | 0.21 | 2589200% | 3680 | 0.11 | 2909600% | 3680 | 0.11 | 2909600% | 10180 | 0.31 | 2259600% | 0 | 0 | 3277600% | 1342 | 0.04 | 31434
327 | Gondor | <Null> | {} | 0 | 0 | 0 | 0 | 0 | 0 | 0% |  |  | 0 | 0 | 0 | 0 | 0 | 0 | 0% |  | 0 | 0 | 0 | 0 | 0 | 0 | 0% | 0 | 0 | 0% | 0 | 0 | 0% | 0 | 0 | 0% | 0 | 0 | 0% | 0 | 0 | 0
328 | Cabrillo | PGE Kern | {} | 20546 | 1324 | 0.06 | 19222 | 0.94 | 8820 | 43% |  |  | 11131 | 0.54 | 0.06 | 1393 | 0.07 | 4534 | 22% |  | 1868 | 0.09 | 0 | 0 | 3414 | 0.17 | 1713300% | 693 | 0.03 | 1985300% | 11566 | 0.56 | 898100% | 13824 | 0.67 | 672200% | 8435 | 0.41 | 1211100% | 1752 | 0.09 | 18794
329 | Mesa (PGE) | PGE Kern | {'Fairway': [6.8, 386.0], 'Callender': [7.9, 1066.0], 'Oceano': [9.7, 123.0]} | 30501 | 11142 | 0.37 | 19359 | 0.63 | 3790 | 12% |  |  | 24045 | 0.79 | 0.09 | 4390 | 0.14 | 9502 | 31% |  | 10179 | 0.33 | 0 | 0 | 2792 | 0.09 | 2770900% | 0 | 0 | 3050100% | 14 | 0 | 3048700% | 2806 | 0.09 | 2769500% | 7199 | 0.24 | 2330200% | 2316 | 0.08 | 28185
330 | Schulte | PGE GBA | {} | 0 | 0 | 0 | 0 | 0 | 0 | 0% |  |  | 0 | 0 | 0 | 0 | 0 | 0 | 0% |  | 0 | 0 | 0 | 0 | 0 | 0 | 0% | 0 | 0 | 0% | 0 | 0 | 0% | 0 | 0 | 0% | 0 | 0 | 0% | 0 | 0 | 0
331 | Davis | PGE NGBA | {'Woodland': [9.4, 10.0]} | 25566 | 902 | 0.04 | 24665 | 0.96 | 710 | 3% |  |  | 23968 | 0.94 | 0.09 | 3308 | 0.13 | 18981 | 74% |  | 0 | 0 | 0 | 0 | 11234 | 0.44 | 1433300% | 12474 | 0.49 | 1309200% | 15323 | 0.6 | 1024300% | 21695 | 0.85 | 387100% | 0 | 0 | 2556600% | 631 | 0.02 | 24935
332 | Arco | PGE Kern | {'Gates-Midway (Proposed)': [8.6, 335.0]} | 49000 | 1010 | 0.02 | 47990 | 0.98 | 6649 | 14% |  |  | 40859 | 0.83 | 0.08 | 4913 | 0.1 | 16265 | 33% |  | 19769 | 0.4 | 0 | 0 | 38601 | 0.79 | 1039900% | 119 | 0 | 4888100% | 205 | 0 | 4879500% | 38601 | 0.79 | 1039900% | 7243 | 0.15 | 4175700% | 131 | 0 | 48869
333 | Goodrich | SCE Metro | {} | 15 | 0 | 0 | 15 | 1 | 4 | 25% |  |  | 12 | 0.75 | 0.04 | 0 | 0 | 0 | 0% |  | 4 | 0.24 | 12 | 0.76 | 0 | 0 | 1500% | 0 | 0 | 1500% | 15 | 1 | 0% | 15 | 1 | 0% | 15 | 1 | 0% | 0 | 0 | 15
334 | Newhall | PGE Fresno | {} | 50201 | 2533 | 0.05 | 47668 | 0.95 | 28831 | 57% |  |  | 21018 | 0.42 | 0.05 | 28926 | 0.58 | 9436 | 19% |  | 24271 | 0.48 | 0 | 0 | 41587 | 0.83 | 861400% | 11501 | 0.23 | 3870000% | 16298 | 0.32 | 3390300% | 46020 | 0.92 | 418100% | 3858 | 0.08 | 4634300% | 13489 | 0.27 | 36712
335 | Brentwood | PGE GBA | {'Lone Tree': [4.9, 169.0], 'Contra Costa': [8.0, 5.0]} | 14077 | 168 | 0.01 | 13909 | 0.99 | 1380 | 10% |  |  | 6553 | 0.47 | 0.21 | 2221 | 0.16 | 7209 | 51% |  | 2735 | 0.19 | 0 | 0 | 936 | 0.07 | 1314100% | 5182 | 0.37 | 889500% | 6007 | 0.43 | 807000% | 6008 | 0.43 | 806900% | 175 | 0.01 | 1390200% | 845 | 0.06 | 13232
336 | Neenach | SCE Northern | {'Whirlwind': [6.9, 5442.0]} | 37121 | 11440 | 0.31 | 25681 | 0.69 | 147 | 0% |  |  | 10498 | 0.28 | 0.35 | 1015 | 0.03 | 852 | 2% |  | 4746 | 0.13 | 1585 | 0.04 | 9032 | 0.24 | 2808900% | 14992 | 0.4 | 2212900% | 4908 | 0.13 | 3221300% | 22790 | 0.61 | 1433100% | 4853 | 0.13 | 3226800% | 317 | 0.01 | 36804
337 | Bahia | PGE NGBA | {'Martinez': [4.7, 3799.0], 'Parkway': [5.6, 305.0], 'Carquinez': [6.0, 556.0], 'Alhambra': [6.1, 2702.0], 'Christie': [6.6, 2022.0]} | 12800 | 4333 | 0.34 | 8467 | 0.66 | 1301 | 10% |  |  | 4435 | 0.35 | 0.78 | 4 | 0 | 0 | 0% |  | 2006 | 0.16 | 0 | 0 | 1385 | 0.11 | 1141400% | 4225 | 0.33 | 857500% | 3477 | 0.27 | 932300% | 7719 | 0.6 | 508100% | 1752 | 0.14 | 1104800% | 1879 | 0.15 | 10921
338 | Vaca Dixon | PGE NGBA | {'Putah Creek': [9.4, 87.0]} | 28155 | 8803 | 0.31 | 19352 | 0.69 | 0 | 0% |  |  | 18490 | 0.66 | 0.18 | 6892 | 0.24 | 13107 | 47% |  | 4885 | 0.17 | 0 | 0 | 6008 | 0.21 | 2214700% | 561 | 0.02 | 2759400% | 600 | 0.02 | 2755500% | 6608 | 0.23 | 2154700% | 19 | 0 | 2813600% | 1121 | 0.04 | 27034
339 | Carrizo Plains | PGE Kern | {'Topaz': [1.1, 2998.0], 'Solar': [1.1, 2998.0]} | 21675 | 3059 | 0.14 | 18616 | 0.86 | 10827 | 50% |  |  | 10407 | 0.48 | 0.05 | 4416 | 0.2 | 16 | 0% |  | 13995 | 0.65 | 1353 | 0.06 | 207 | 0.01 | 2146800% | 6666 | 0.31 | 1501000% | 11249 | 0.52 | 1042600% | 11249 | 0.52 | 1042600% | 12647 | 0.58 | 902800% | 459 | 0.02 | 21216
340 | Vista (VEA) | SCE EOP | {'Pahrump': [8.7, 1341.0]} | 21324 | 20413 | 0.96 | 911 | 0.04 | 0 | 0% |  |  | 0 | 0 | 0 | 0 | 0 | 0 | 0% |  | 0 | 0 | 0 | 0 | 0 | 0 | 2132400% | 0 | 0 | 2132400% | 0 | 0 | 2132400% | 0 | 0 | 2132400% | 0 | 0 | 2132400% | 0 | 0 | 21324
341 | Merced | PGE Fresno | {'Wilson': [4.6, 4547.0]} | 28386 | 6000 | 0.21 | 22385 | 0.79 | 3386 | 12% |  |  | 19623 | 0.69 | 0.12 | 16660 | 0.59 | 7559 | 27% |  | 0 | 0 | 0 | 0 | 10217 | 0.36 | 1816800% | 8199 | 0.29 | 2018700% | 8199 | 0.29 | 2018700% | 18335 | 0.65 | 1005100% | 0 | 0 | 2838600% | 2447 | 0.09 | 25938
342 | Otay Mesa | SDGE Imperial | {'San Ysidro': [6.7, 0.0]} | 4377 | 44 | 0.01 | 4333 | 0.99 | 477 | 11% |  |  | 2855 | 0.65 | 0.29 | 0 | 0 | 0 | 0% |  | 3357 | 0.77 | 0 | 0 | 218 | 0.05 | 415800% | 4005 | 0.92 | 37200% | 4271 | 0.98 | 10600% | 4284 | 0.98 | 9300% | 1135 | 0.26 | 324200% | 487 | 0.11 | 3890
343 | Leavitt | Northeast CA | {'Richmond': [7.1, 414.0]} | 19877 | 2805 | 0.14 | 17072 | 0.86 | 613 | 3% |  |  | 17692 | 0.89 | 0.13 | 6753 | 0.34 | 0 | 0% |  | 17810 | 0.9 | 0 | 0 | 5193 | 0.26 | 1468400% | 11517 | 0.58 | 835900% | 10484 | 0.53 | 939300% | 14737 | 0.74 | 513900% | 5278 | 0.27 | 1459900% | 2910 | 0.15 | 16967
344 | Primm | SCE EOP | {} | 2617 | 2139 | 0.82 | 477 | 0.18 | 0 | 0% |  |  | 0 | 0 | 0.03 | 0 | 0 | 0 | 0% |  | 0 | 0 | 0 | 0 | 0 | 0 | 261700% | 0 | 0 | 261700% | 0 | 0 | 261700% | 0 | 0 | 261700% | 0 | 0 | 261700% | 0 | 0 | 2617
345 | Granite | PGE NGBA | {'Brighton': [4.1, 1390.0]} | 7165 | 3318 | 0.46 | 3847 | 0.54 | 0 | 0% |  |  | 3764 | 0.53 | 0.29 | 1235 | 0.17 | 307 | 4% |  | 3517 | 0.49 | 0 | 0 | 2404 | 0.34 | 476100% | 1152 | 0.16 | 601300% | 0 | 0 | 716500% | 2602 | 0.36 | 456300% | 284 | 0.04 | 688100% | 2301 | 0.32 | 4864
346 | Lake View | PGE NGBA | {} | 17815 | 0 | 0 | 17815 | 1 | 1366 | 8% |  |  | 11259 | 0.63 | 0.17 | 78 | 0 | 27 | 0% |  | 6032 | 0.34 | 9947 | 0.56 | 13217 | 0.74 | 459800% | 15952 | 0.9 | 186300% | 16735 | 0.94 | 108000% | 17815 | 1 | 0% | 1538 | 0.09 | 1627700% | 348 | 0.02 | 17467
347 | Birds Landing | PGE GBA | {'Collinsville': [3.1, 13985.0], 'Shiloh III': [3.3, 12358.0], 'Lambie': [7.0, 732.0], 'Lambie Energy': [7.0, 734.0], 'Pittsburg': [7.1, 396.0], 'GWF 2': [7.7, 109.0], 'Kirker': [8.3, 5.0], 'Contra Costa PP': [8.5, 428.0], 'Contra Costa': [9.1, 58.0]} | 39824 | 18927 | 0.48 | 20898 | 0.52 | 7051 | 18% |  |  | 32173 | 0.81 | 0.06 | 19815 | 0.5 | 0 | 0% |  | 29948 | 0.75 | 0 | 0 | 6121 | 0.15 | 3370400% | 13027 | 0.33 | 2679700% | 12635 | 0.32 | 2718900% | 17852 | 0.45 | 2197200% | 417 | 0.01 | 3940700% | 4863 | 0.12 | 34962
348 | Highwind | SCE Northern | {} | 24001 | 137 | 0.01 | 23864 | 0.99 | 930 | 4% |  |  | 14260 | 0.59 | 0.17 | 70 | 0 | 459 | 2% |  | 19197 | 0.8 | 3494 | 0.15 | 15481 | 0.65 | 852000% | 5221 | 0.22 | 1878100% | 20749 | 0.86 | 325200% | 22867 | 0.95 | 113400% | 6224 | 0.26 | 1777700% | 578 | 0.02 | 23423
349 | Santiago | SCE Metro | {'Viejo': [7.2, 243.0]} | 964 | 562 | 0.58 | 402 | 0.42 | 0 | 0% |  |  | 194 | 0.2 | 0.68 | 14 | 0.01 | 31 | 3% |  | 121 | 0.13 | 0 | 0 | 236 | 0.24 | 72900% | 0 | 0 | 96400% | 73 | 0.08 | 89200% | 308 | 0.32 | 65600% | 83 | 0.09 | 88100% | 78 | 0.08 | 886
350 | Red Bluff | SCE Eastern | {} | 15910 | 2966 | 0.19 | 12943 | 0.81 | 6179 | 39% |  |  | 9698 | 0.61 | 0.05 | 734 | 0.05 | 0 | 0% |  | 0 | 0 | 0 | 0 | 3482 | 0.22 | 1242700% | 89 | 0.01 | 1582000% | 0 | 0 | 1591000% | 3572 | 0.22 | 1233800% | 7858 | 0.49 | 805200% | 745 | 0.05 | 15165
351 | Beatty | SCE EOP | {} | 2359 | 578 | 0.25 | 1781 | 0.75 | 0 | 0% |  |  | 0 | 0 | 0 | 0 | 0 | 0 | 0% |  | 0 | 0 | 0 | 0 | 0 | 0 | 235900% | 0 | 0 | 235900% | 0 | 0 | 235900% | 0 | 0 | 235900% | 0 | 0 | 235900% | 0 | 0 | 2359
352 | Mirage | SCE Eastern | {} | 6879 | 2635 | 0.38 | 4244 | 0.62 | 1 | 0% |  |  | 3596 | 0.52 | 0.27 | 61 | 0.01 | 0 | 0% |  | 0 | 0 | 0 | 0 | 985 | 0.14 | 589300% | 1469 | 0.21 | 541000% | 1132 | 0.16 | 574600% | 2454 | 0.36 | 442500% | 2534 | 0.37 | 434500% | 2 | 0 | 6877
353 | Sutter Power | PGE NGBA | {'Greenleaf 1': [0.0, 2045.0], 'Bogue': [4.7, 1722.0], 'Pease': [8.4, 84.0], 'Olivehurst': [8.4, 186.0]} | 36008 | 2049 | 0.06 | 33959 | 0.94 | 0 | 0% |  |  | 27177 | 0.75 | 0.12 | 12250 | 0.34 | 21609 | 60% |  | 0 | 0 | 0 | 0 | 180 | 0 | 3582800% | 3514 | 0.1 | 3249300% | 20206 | 0.56 | 1580200% | 20206 | 0.56 | 1580200% | 0 | 0 | 3600800% | 1236 | 0.03 | 34772
354 | Manteca | PGE GBA | {'Manteca': [0.0, 4279.0], 'Vierra': [2.7, 875.0], 'Ripon': [5.3, 1328.0], 'French Camp': [6.7, 597.0], 'Kasson': [7.4, 24.0], 'Weber': [8.3, 795.0], 'Avena': [9.6, 252.0]} | 21178 | 4286 | 0.2 | 16892 | 0.8 | 0 | 0% |  |  | 11086 | 0.52 | 0.28 | 3728 | 0.18 | 15479 | 73% |  | 0 | 0 | 0 | 0 | 425 | 0.02 | 2075300% | 306 | 0.01 | 2087200% | 306 | 0.01 | 2087200% | 728 | 0.03 | 2045000% | 0 | 0 | 2117800% | 439 | 0.02 | 20739
355 | El Patio | PGE GBA | {} | 15 | 0 | 0 | 15 | 1 | 0 | 0% |  |  | 0 | 0 | 0.94 | 1 | 0.06 | 0 | 0% |  | 0 | 0 | 0 | 0 | 15 | 1 | 0% | 0 | 0 | 1500% | 0 | 0 | 1500% | 15 | 1 | 0% | 0 | 0 | 1500% | 0 | 0 | 15
356 | Pardee | SCE Northern | {'Saugus': [1.3, 1195.0], 'Elizabeth Lake': [4.1, 1908.0]} | 9505 | 2035 | 0.21 | 7469 | 0.79 | 1202 | 13% |  |  | 5556 | 0.58 | 0.65 | 148 | 0.02 | 111 | 1% |  | 6330 | 0.67 | 95 | 0.01 | 26 | 0 | 947800% | 1352 | 0.14 | 815300% | 4585 | 0.48 | 492000% | 4611 | 0.49 | 489300% | 3056 | 0.32 | 644800% | 748 | 0.08 | 8757
357 | Los Coches | SDGE Imperial | {} | 4226 | 4 | 0 | 4222 | 1 | 12 | 0% |  |  | 1147 | 0.27 | 0.26 | 70 | 0.02 | 59 | 1% |  | 1580 | 0.37 | 2624 | 0.62 | 3141 | 0.74 | 108500% | 1972 | 0.47 | 225400% | 2187 | 0.52 | 203900% | 4220 | 1 | 600% | 749 | 0.18 | 347700% | 127 | 0.03 | 4099
358 | Serrano | SCE Metro | {'Villa Park': [2.7, 21.0]} | 272 | 124 | 0.46 | 147 | 0.54 | 4 | 1% |  |  | 91 | 0.33 | 0.05 | 0 | 0 | 0 | 0% |  | 112 | 0.41 | 0 | 0 | 0 | 0 | 27200% | 145 | 0.53 | 12700% | 37 | 0.14 | 23400% | 145 | 0.53 | 12700% | 54 | 0.2 | 21800% | 6 | 0.02 | 266
359 | Miller | PGE GBA | {'Fink (Proposed)': [8.2, 58.0], 'Crow Creek': [8.5, 43.0], 'Crows Landing': [8.8, 78.0]} | 24634 | 519 | 0.02 | 24114 | 0.98 | 5802 | 24% |  |  | 17270 | 0.7 | 0.07 | 1535 | 0.06 | 11509 | 47% |  | 13763 | 0.56 | 0 | 0 | 7412 | 0.3 | 1722200% | 8957 | 0.36 | 1567700% | 10416 | 0.42 | 1421700% | 17184 | 0.7 | 744900% | 6554 | 0.27 | 1808000% | 297 | 0.01 | 24337
360 | Carberry | PGE NGBA | {'Burney Forest': [2.4, 13320.0], 'Burney Forest Power': [2.4, 13323.0], 'New Sub - Pit 1 - Cottonwood (Proposed)': [4.4, 4100.0], 'Cove Road': [9.2, 0.0], 'Pit 3': [9.6, 493.0]} | 39152 | 15638 | 0.4 | 23513 | 0.6 | 21036 | 54% |  |  | 18068 | 0.46 | 0.05 | 946 | 0.02 | 15 | 0% |  | 27371 | 0.7 | 0 | 0 | 18478 | 0.47 | 2067400% | 0 | 0 | 3915200% | 0 | 0 | 3915200% | 18478 | 0.47 | 2067400% | 7880 | 0.2 | 3127200% | 3010 | 0.08 | 36142
361 | Wahtoke | PGE Fresno | {'Reedley': [4.3, 4718.0]} | 36242 | 8776 | 0.24 | 27466 | 0.76 | 0 | 0% |  |  | 16811 | 0.46 | 0.23 | 6028 | 0.17 | 26403 | 73% |  | 0 | 0 | 0 | 0 | 0 | 0 | 3624200% | 2 | 0 | 3624100% | 2 | 0 | 3624100% | 2 | 0 | 3624100% | 0 | 0 | 3624200% | 1275 | 0.04 | 34967
362 | Dos Amigos | PGE Fresno | {'Mercy Springs': [1.0, 6860.0], 'Padre Flats SW STA': [9.6, 10.0]} | 42240 | 7264 | 0.17 | 34977 | 0.83 | 14212 | 34% |  |  | 27388 | 0.65 | 0.06 | 8393 | 0.2 | 9740 | 23% |  | 22399 | 0.53 | 0 | 0 | 25685 | 0.61 | 1655500% | 0 | 0 | 4224000% | 3432 | 0.08 | 3880800% | 25685 | 0.61 | 1655500% | 11852 | 0.28 | 3038800% | 3048 | 0.07 | 39193
363 | Guernsey | PGE Fresno | {'GWF Hanford': [3.1, 19865.0], 'Waukena': [7.5, 5066.0], 'Lemoore': [9.8, 116.0], 'Corcoran': [9.8, 147.0], 'Leprino': [9.9, 0.0]} | 47040 | 34518 | 0.73 | 12521 | 0.27 | 4651 | 10% |  |  | 39687 | 0.84 | 0.09 | 30321 | 0.64 | 9508 | 20% |  | 0 | 0 | 0 | 0 | 0 | 0 | 4704000% | 0 | 0 | 4704000% | 3675 | 0.08 | 4336500% | 3675 | 0.08 | 4336500% | 0 | 0 | 4704000% | 1210 | 0.03 | 45830
364 | Santa Clara | SCE Northern | {'Wakefield': [8.2, 230.0]} | 21072 | 5553 | 0.26 | 15519 | 0.74 | 5909 | 28% |  |  | 13818 | 0.66 | 0.08 | 1104 | 0.05 | 4176 | 20% |  | 0 | 0 | 0 | 0 | 973 | 0.05 | 2010000% | 1915 | 0.09 | 1915700% | 1915 | 0.09 | 1915700% | 2887 | 0.14 | 1818500% | 10488 | 0.5 | 1058500% | 1042 | 0.05 | 20031
365 | Glenn | PGE NGBA | {} | 36906 | 3573 | 0.1 | 33333 | 0.9 | 1354 | 4% |  |  | 23500 | 0.64 | 0.17 | 4487 | 0.12 | 24773 | 67% |  | 3145 | 0.09 | 0 | 0 | 17113 | 0.46 | 1979300% | 0 | 0 | 3690600% | 0 | 0 | 3690600% | 17113 | 0.46 | 1979300% | 78 | 0 | 3682800% | 4967 | 0.13 | 31939
366 | Kerchoff 1 | PGE Fresno | {} | 18675 | 6453 | 0.35 | 12222 | 0.65 | 2894 | 15% |  |  | 10145 | 0.54 | 0.11 | 0 | 0 | 0 | 0% |  | 14360 | 0.77 | 4149 | 0.22 | 7668 | 0.41 | 1100700% | 3808 | 0.2 | 1486700% | 5577 | 0.3 | 1309800% | 10643 | 0.57 | 803100% | 8313 | 0.45 | 1036200% | 825 | 0.04 | 17850
367 | Brunswick | PGE NGBA | {} | 13694 | 1489 | 0.11 | 12205 | 0.89 | 0 | 0% |  |  | 73 | 0.01 | 0.56 | 108 | 0.01 | 76 | 1% |  | 12437 | 0.91 | 1177 | 0.09 | 8006 | 0.58 | 568900% | 3893 | 0.28 | 980100% | 8003 | 0.58 | 569100% | 12126 | 0.89 | 156800% | 85 | 0.01 | 1360900% | 374 | 0.03 | 13320
368 | Tejon | PGE Kern | {'Wheeler Ridge': [4.9, 436.0], 'Pastoria': [8.6, 165.0], 'Lakeview': [9.7, 9.0]} | 38624 | 928 | 0.02 | 37696 | 0.98 | 998 | 3% |  |  | 35704 | 0.92 | 0.08 | 1307 | 0.03 | 24279 | 63% |  | 7781 | 0.2 | 0 | 0 | 12565 | 0.33 | 2605900% | 8850 | 0.23 | 2977400% | 10250 | 0.27 | 2837400% | 14831 | 0.38 | 2379300% | 1640 | 0.04 | 3698400% | 85 | 0 | 38539
369 | Bakersfield | PGE Kern | {'West Park': [2.2, 280.0], 'Casaloma': [2.8, 790.0], 'Columbus': [3.7, 571.0], 'Magunden': [5.0, 790.0], 'Panama': [6.4, 789.0]} | 5580 | 789 | 0.14 | 4791 | 0.86 | 0 | 0% |  |  | 4762 | 0.85 | 0.13 | 104 | 0.02 | 374 | 7% |  | 0 | 0 | 0 | 0 | 4416 | 0.79 | 116400% | 370 | 0.07 | 520900% | 1675 | 0.3 | 390500% | 4416 | 0.79 | 116400% | 0 | 0 | 558000% | 42 | 0.01 | 5537
370 | Drum | PGE NGBA | {} | 20427 | 13969 | 0.68 | 6459 | 0.32 | 2452 | 12% |  |  | 14386 | 0.7 | 0.11 | 0 | 0 | 0 | 0% |  | 1154 | 0.06 | 19230 | 0.94 | 1940 | 0.09 | 1848700% | 1909 | 0.09 | 1851800% | 95 | 0 | 2033200% | 3850 | 0.19 | 1657800% | 2822 | 0.14 | 1760500% | 148 | 0.01 | 20280
371 | El Nido (SCE) | SCE Metro | {'Chevmain': [1.8, 34.0], 'La Fresa': [2.9, 32.0], 'El Segundo': [3.0, 34.0], 'Redondo': [3.4, 33.0]} | 49 | 33 | 0.68 | 16 | 0.32 | 4 | 8% |  |  | 11 | 0.23 | 0.26 | 0 | 0 | 0 | 0% |  | 0 | 0 | 0 | 0 | 0 | 0 | 4900% | 0 | 0 | 4900% | 15 | 0.31 | 3400% | 15 | 0.31 | 3400% | 0 | 0 | 4900% | 0 | 0 | 49
372 | Monserate | SDGE Imperial | {'Avocado': [3.9, 309.0], 'Pendleton': [5.9, 552.0], 'Pala': [7.3, 282.0], 'Melrose': [8.6, 330.0], 'Ocean Ranch': [8.9, 279.0]} | 7523 | 1027 | 0.14 | 6496 | 0.86 | 0 | 0% |  |  | 552 | 0.07 | 0.67 | 1868 | 0.25 | 877 | 12% |  | 888 | 0.12 | 0 | 0 | 5740 | 0.76 | 178300% | 5463 | 0.73 | 205900% | 5989 | 0.8 | 153400% | 6360 | 0.85 | 116300% | 0 | 0 | 752300% | 370 | 0.05 | 7153
373 | Richmond R | PGE GBA | {'Standard Oil': [2.2, 880.0], 'Standard Oil 2': [2.2, 880.0], 'El Cerrito G': [3.7, 1061.0], 'San Pablo': [4.5, 442.0], 'Oakland L': [9.7, 28.0]} | 4703 | 1115 | 0.24 | 3588 | 0.76 | 30 | 1% |  |  | 2681 | 0.57 | 0.48 | 0 | 0 | 0 | 0% |  | 0 | 0 | 0 | 0 | 0 | 0 | 470300% | 3545 | 0.75 | 115800% | 3545 | 0.75 | 115800% | 3545 | 0.75 | 115800% | 0 | 0 | 470300% | 785 | 0.17 | 3918
374 | Storey | PGE Fresno | {'Madera': [4.3, 651.0], 'Borden': [5.0, 1451.0]} | 24815 | 1611 | 0.06 | 23203 | 0.94 | 1332 | 5% |  |  | 18297 | 0.74 | 0.18 | 11387 | 0.46 | 7296 | 29% |  | 18912 | 0.76 | 0 | 0 | 10257 | 0.41 | 1455800% | 14407 | 0.58 | 1040800% | 18779 | 0.76 | 603600% | 20749 | 0.84 | 406600% | 108 | 0 | 2470600% | 3504 | 0.14 | 21310
375 | Alpine | SDGE Imperial | {'Loveland': [2.1, 2161.0], 'Suncrest': [6.3, 413.0]} | 11805 | 2416 | 0.2 | 9390 | 0.8 | 842 | 7% |  |  | 5034 | 0.43 | 0.21 | 26 | 0 | 0 | 0% |  | 3416 | 0.29 | 8388 | 0.71 | 2595 | 0.22 | 921100% | 6478 | 0.55 | 532700% | 7719 | 0.65 | 408700% | 8023 | 0.68 | 378300% | 4007 | 0.34 | 779900% | 483 | 0.04 | 11322
376 | Sobrante | PGE GBA | {} | 9105 | 0 | 0 | 9105 | 1 | 2108 | 23% |  |  | 6061 | 0.67 | 0.08 | 162 | 0.02 | 10 | 0% |  | 7462 | 0.82 | 0 | 0 | 4552 | 0.5 | 455400% | 8394 | 0.92 | 71100% | 9105 | 1 | 0% | 9105 | 1 | 0% | 1883 | 0.21 | 722200% | 158 | 0.02 | 8947
377 | San Marcos | SDGE Imperial | {'Shadowridge': [2.5, 5.0], 'Escondido': [4.6, 504.0], 'Artesian': [8.3, 333.0]} | 2164 | 548 | 0.25 | 1616 | 0.75 | 0 | 0% |  |  | 764 | 0.35 | 0.4 | 98 | 0.05 | 53 | 2% |  | 441 | 0.2 | 0 | 0 | 617 | 0.29 | 154700% | 46 | 0.02 | 211800% | 32 | 0.01 | 213200% | 632 | 0.29 | 153200% | 197 | 0.09 | 196700% | 216 | 0.1 | 1948
378 | Fink | PGE Fresno | {'Crow Creek': [0.4, 2480.0], 'Stanislaus Resource Recovery Facility': [1.1, 2429.0], 'Crows Landing': [3.1, 2103.0], 'Salado': [3.7, 2351.0], 'Miller': [8.2, 58.0]} | 38008 | 2492 | 0.07 | 35515 | 0.93 | 14011 | 37% |  |  | 22044 | 0.58 | 0.07 | 1452 | 0.04 | 16433 | 43% |  | 23474 | 0.62 | 0 | 0 | 11693 | 0.31 | 2631500% | 4658 | 0.12 | 3335000% | 8064 | 0.21 | 2994400% | 19017 | 0.5 | 1899100% | 14750 | 0.39 | 2325800% | 730 | 0.02 | 37277
379 | La Cienega | SCE Metro | {} | 94 | 0 | 0 | 94 | 1 | 0 | 0% |  |  | 6 | 0.07 | 0.37 | 0 | 0 | 0 | 0% |  | 0 | 0 | 0 | 0 | 0 | 0 | 9400% | 94 | 1 | 0% | 94 | 1 | 0% | 94 | 1 | 0% | 0 | 0 | 9400% | 0 | 0 | 94
380 | Pittsburg | PGE GBA | {'Kirker': [1.2, 423.0], 'GWF 2': [2.4, 488.0], 'Collinsville': [4.5, 396.0], 'Contra Costa': [6.7, 12.0], 'Birds Landing': [7.1, 396.0], 'Contra Costa PP': [7.4, 14.0], 'Clayton': [7.5, 418.0], 'Shiloh III': [9.6, 143.0]} | 9342 | 815 | 0.09 | 8528 | 0.91 | 1266 | 14% |  |  | 7488 | 0.8 | 0.07 | 881 | 0.09 | 0 | 0% |  | 3217 | 0.34 | 0 | 0 | 4988 | 0.53 | 435400% | 6246 | 0.67 | 309600% | 4015 | 0.43 | 532800% | 6577 | 0.7 | 276500% | 883 | 0.09 | 846000% | 5384 | 0.58 | 3959
381 | Morro Bay | PGE Kern | {} | 7742 | 34 | 0 | 7708 | 1 | 603 | 8% |  |  | 6163 | 0.8 | 0.32 | 304 | 0.04 | 136 | 2% |  | 6796 | 0.88 | 0 | 0 | 550 | 0.07 | 719200% | 1974 | 0.25 | 576900% | 3377 | 0.44 | 436500% | 3926 | 0.51 | 381700% | 3556 | 0.46 | 418600% | 590 | 0.08 | 7152
382 | Contra Costa | PGE GBA | {'Contra Costa PP': [1.6, 533.0], 'Lone Tree': [3.9, 874.0], 'GWF 2': [4.4, 54.0], 'Collinsville': [6.3, 127.0], 'Pittsburg': [6.7, 12.0], 'Brentwood': [8.0, 5.0], 'Birds Landing': [9.1, 58.0]} | 4518 | 1299 | 0.29 | 3219 | 0.71 | 1761 | 39% |  |  | 2355 | 0.52 | 0.07 | 948 | 0.21 | 115 | 3% |  | 1581 | 0.35 | 0 | 0 | 91 | 0.02 | 442700% | 2628 | 0.58 | 189000% | 2609 | 0.58 | 191000% | 2628 | 0.58 | 189000% | 0 | 0 | 451800% | 1424 | 0.32 | 3095
383 | New Sub - Gates - Templeton (Proposed) | PGE Kern | {'New Sub - Gates - Templeton (Proposed)': [0.0, 9551.0], 'Avenal': [6.9, 1944.0], 'Gates': [8.5, 32.0]} | 40700 | 9555 | 0.23 | 31145 | 0.77 | 20583 | 51% |  |  | 19296 | 0.47 | 0.06 | 8579 | 0.21 | 4757 | 12% |  | 12870 | 0.32 | 0 | 0 | 24131 | 0.59 | 1656800% | 0 | 0 | 4070000% | 1324 | 0.03 | 3937500% | 24590 | 0.6 | 1611000% | 13752 | 0.34 | 2694800% | 184 | 0 | 40515
384 | Hinson | SCE Metro | {'Arcogen': [1.2, 1076.0], 'Harborgen': [2.8, 1289.0], 'Long Beach': [3.7, 1289.0], 'Alamitos': [8.0, 2.0]} | 2348 | 1287 | 0.55 | 1061 | 0.45 | 13 | 1% |  |  | 1650 | 0.7 | 0.16 | 0 | 0 | 0 | 0% |  | 0 | 0 | 0 | 0 | 0 | 0 | 234800% | 0 | 0 | 234800% | 1053 | 0.45 | 129500% | 1053 | 0.45 | 129500% | 0 | 0 | 234800% | 6 | 0 | 2342
385 | Chicarita | SDGE Imperial | {'Artesian': [4.6, 101.0]} | 300 | 98 | 0.33 | 202 | 0.67 | 0 | 0% |  |  | 37 | 0.12 | 0.37 | 1 | 0 | 0 | 0% |  | 89 | 0.3 | 0 | 0 | 60 | 0.2 | 24000% | 133 | 0.44 | 16700% | 133 | 0.44 | 16700% | 192 | 0.64 | 10700% | 0 | 0 | 30000% | 20 | 0.07 | 280
386 | Mendocino | PGE NGBA | {'Calpella': [3.7, 5111.0], 'Ukiah': [7.5, 959.0]} | 25476 | 8567 | 0.34 | 16908 | 0.66 | 300 | 1% |  |  | 18586 | 0.73 | 0.13 | 791 | 0.03 | 1439 | 6% |  | 15478 | 0.61 | 1517 | 0.06 | 3077 | 0.12 | 2239800% | 7843 | 0.31 | 1763300% | 7843 | 0.31 | 1763300% | 9388 | 0.37 | 1608800% | 9571 | 0.38 | 1590500% | 255 | 0.01 | 25221
387 | Delevan | PGE NGBA | {} | 48043 | 5516 | 0.11 | 42527 | 0.89 | 15227 | 32% |  |  | 29978 | 0.62 | 0.06 | 12205 | 0.25 | 12798 | 27% |  | 24692 | 0.51 | 0 | 0 | 20122 | 0.42 | 2792100% | 3658 | 0.08 | 4438400% | 15397 | 0.32 | 3264600% | 33872 | 0.71 | 1417100% | 20778 | 0.43 | 2726500% | 1190 | 0.02 | 46853
388 | Pastoria | SCE Northern | {'Tejon': [8.6, 165.0]} | 24498 | 245 | 0.01 | 24252 | 0.99 | 9767 | 40% |  |  | 14349 | 0.59 | 0.05 | 1824 | 0.07 | 5596 | 23% |  | 17010 | 0.69 | 68 | 0 | 21632 | 0.88 | 286500% | 10826 | 0.44 | 1367200% | 10227 | 0.42 | 1427100% | 21829 | 0.89 | 266800% | 6906 | 0.28 | 1759200% | 570 | 0.02 | 23928
389 | Tortilla | SCE NOL | {} | 6831 | 0 | 0 | 6831 | 1 | 5 | 0% |  |  | 3275 | 0.48 | 0.29 | 0 | 0 | 0 | 0% |  | 0 | 0 | 0 | 0 | 5297 | 0.78 | 153400% | 6168 | 0.9 | 66300% | 864 | 0.13 | 596700% | 6831 | 1 | 0% | 1599 | 0.23 | 523200% | 194 | 0.03 | 6637
390 | Cooley Landing | PGE GBA | {'Ravenswood': [1.5, 31.0], 'Menlo': [5.0, 12.0], 'Newark': [7.9, 4.0]} | 495 | 30 | 0.06 | 465 | 0.94 | 187 | 38% |  |  | 131 | 0.26 | 0.11 | 0 | 0 | 0 | 0% |  | 0 | 0 | 0 | 0 | 0 | 0 | 49500% | 0 | 0 | 49500% | 248 | 0.5 | 24700% | 248 | 0.5 | 24700% | 0 | 0 | 49500% | 338 | 0.68 | 157
391 | Cielo Azul | SCE Arizona | {} | 24328 | 20050 | 0.82 | 4278 | 0.18 | 0 | 0% |  |  | 0 | 0 | 0 | 0 | 0 | 0 | 0% |  | 0 | 0 | 0 | 0 | 0 | 0 | 2432800% | 0 | 0 | 2432800% | 0 | 0 | 2432800% | 0 | 0 | 2432800% | 0 | 0 | 2432800% | 0 | 0 | 24328
392 | Sycamore | PGE Kern | {'Kern Oil': [1.9, 2221.0], 'Poso Mt.': [7.7, 2552.0], 'Mt Poso': [8.2, 2202.0], 'Lerdo': [9.6, 2.0]} | 27008 | 4006 | 0.15 | 23002 | 0.85 | 581 | 2% |  |  | 23607 | 0.87 | 0.12 | 0 | 0 | 35 | 0% |  | 8762 | 0.32 | 0 | 0 | 22828 | 0.85 | 418000% | 4078 | 0.15 | 2293000% | 4812 | 0.18 | 2219600% | 22828 | 0.85 | 418000% | 2268 | 0.08 | 2473900% | 176 | 0.01 | 26832
393 | Valley Switch | SCE EOP | {'Valley (VEA)': [4.9, 14930.0], 'Lathrop': [9.4, 223.0]} | 34934 | 27392 | 0.78 | 7542 | 0.22 | 0 | 0% |  |  | 0 | 0 | 0 | 0 | 0 | 0 | 0% |  | 0 | 0 | 0 | 0 | 0 | 0 | 3493400% | 0 | 0 | 3493400% | 0 | 0 | 3493400% | 0 | 0 | 3493400% | 0 | 0 | 3493400% | 9 | 0 | 34925
394 | Hartley | PGE NGBA | {} | 19192 | 6654 | 0.35 | 12538 | 0.65 | 1110 | 6% |  |  | 13441 | 0.7 | 0.15 | 946 | 0.05 | 1428 | 7% |  | 10884 | 0.57 | 7527 | 0.39 | 7662 | 0.4 | 1153000% | 0 | 0 | 1919200% | 5769 | 0.3 | 1342300% | 10696 | 0.56 | 849600% | 2717 | 0.14 | 1647500% | 420 | 0.02 | 18772
395 | Copus | PGE Kern | {'Midway - Wheeler Ridge (Proposed)': [2.0, 8160.0]} | 46563 | 8466 | 0.18 | 38097 | 0.82 | 4378 | 9% |  |  | 40929 | 0.88 | 0.07 | 11097 | 0.24 | 23990 | 52% |  | 5396 | 0.12 | 0 | 0 | 10846 | 0.23 | 3571600% | 6011 | 0.13 | 4055100% | 12914 | 0.28 | 3364900% | 19299 | 0.41 | 2726400% | 988 | 0.02 | 4557400% | 240 | 0.01 | 46323
396 | Bay Boulevard | SDGE Imperial | {'Imperial Beach': [1.7, 7.0], 'Otay': [2.3, 7.0], 'San Ysidro': [5.1, 1.0], 'Silvergate': [6.6, 149.0]} | 603 | 145 | 0.24 | 459 | 0.76 | 112 | 19% |  |  | 227 | 0.38 | 0.11 | 0 | 0 | 0 | 0% |  | 0 | 0 | 0 | 0 | 38 | 0.06 | 56600% | 368 | 0.61 | 23600% | 433 | 0.72 | 17100% | 433 | 0.72 | 17100% | 0 | 0 | 60300% | 54 | 0.09 | 549
397 | Mission | SDGE Imperial | {'Old Town': [3.4, 34.0], 'Vine': [4.0, 34.0], 'Silvergate': [6.2, 34.0], 'Point Loma': [6.3, 34.0]} | 213 | 34 | 0.16 | 179 | 0.84 | 0 | 0% |  |  | 30 | 0.14 | 0.06 | 0 | 0 | 0 | 0% |  | 0 | 0 | 0 | 0 | 16 | 0.08 | 19700% | 20 | 0.1 | 19200% | 179 | 0.84 | 3400% | 179 | 0.84 | 3400% | 0 | 0 | 21300% | 0 | 0 | 213
398 | Eight Mile | PGE GBA | {'Lodi': [2.1, 1699.0]} | 32494 | 2155 | 0.07 | 30339 | 0.93 | 3579 | 11% |  |  | 20997 | 0.65 | 0.15 | 5961 | 0.18 | 21604 | 66% |  | 0 | 0 | 0 | 0 | 0 | 0 | 3249400% | 12423 | 0.38 | 2007000% | 15320 | 0.47 | 1717400% | 15320 | 0.47 | 1717400% | 0 | 0 | 3249400% | 1533 | 0.05 | 30961
399 | Valley Center | SDGE Imperial | {'Lilac': [4.2, 11251.0], 'Escondido': [9.2, 40.0]} | 29609 | 18207 | 0.61 | 11402 | 0.39 | 0 | 0% |  |  | 3528 | 0.12 | 0.52 | 4351 | 0.15 | 1364 | 5% |  | 20692 | 0.7 | 6762 | 0.23 | 7430 | 0.25 | 2218000% | 1454 | 0.05 | 2815500% | 1940 | 0.07 | 2767000% | 8120 | 0.27 | 2148900% | 1662 | 0.06 | 2794700% | 2225 | 0.08 | 27384
400 | Wilson | PGE Fresno | {'Merced': [4.6, 4547.0]} | 28981 | 6951 | 0.24 | 22030 | 0.76 | 819 | 3% |  |  | 21865 | 0.75 | 0.16 | 8250 | 0.28 | 16945 | 58% |  | 3132 | 0.11 | 0 | 0 | 3332 | 0.11 | 2564900% | 6040 | 0.21 | 2294000% | 6654 | 0.23 | 2232700% | 9498 | 0.33 | 1948200% | 434 | 0.01 | 2854700% | 2321 | 0.08 | 26660
401 | Donnells-Curtis | PGE GBA | {} | 25152 | 8955 | 0.36 | 16197 | 0.64 | 22212 | 88% |  |  | 2349 | 0.09 | 0.05 | 0 | 0 | 0 | 0% |  | 4201 | 0.17 | 20367 | 0.81 | 0 | 0 | 2515200% | 3094 | 0.12 | 2205800% | 3117 | 0.12 | 2203500% | 3117 | 0.12 | 2203500% | 13289 | 0.53 | 1186300% | 324 | 0.01 | 24828
402 | Lee Lake (Proposed) | SCE Eastern | {'Alberhill': [2.4, 1146.0]} | 7347 | 1145 | 0.16 | 6202 | 0.84 | 782 | 11% |  |  | 2876 | 0.39 | 0.32 | 185 | 0.03 | 0 | 0% |  | 4720 | 0.64 | 154 | 0.02 | 3568 | 0.49 | 378000% | 2078 | 0.28 | 526900% | 3792 | 0.52 | 355600% | 5675 | 0.77 | 167200% | 2776 | 0.38 | 457100% | 763 | 0.1 | 6585
403 | Orosi | PGE Fresno | {'Reedley': [8.0, 425.0]} | 34512 | 6212 | 0.18 | 28300 | 0.82 | 3197 | 9% |  |  | 19671 | 0.57 | 0.18 | 14774 | 0.43 | 9793 | 28% |  | 1197 | 0.03 | 0 | 0 | 15511 | 0.45 | 1900100% | 10695 | 0.31 | 2381700% | 19214 | 0.56 | 1529800% | 24755 | 0.72 | 975700% | 6954 | 0.2 | 2755800% | 309 | 0.01 | 34204
404 | Ukiah | PGE NGBA | {'Calpella': [3.8, 1186.0], 'Mendocino': [7.5, 959.0]} | 15705 | 1493 | 0.1 | 14212 | 0.9 | 46 | 0% |  |  | 11322 | 0.72 | 0.15 | 490 | 0.03 | 2651 | 17% |  | 8397 | 0.53 | 3273 | 0.21 | 0 | 0 | 1570500% | 11044 | 0.7 | 466200% | 12177 | 0.78 | 352800% | 12177 | 0.78 | 352800% | 6371 | 0.41 | 933500% | 447 | 0.03 | 15258
405 | New Sub - Gates - Midway (Proposed) | PGE Kern | {'Arco': [8.6, 335.0]} | 49246 | 19617 | 0.4 | 29629 | 0.6 | 11770 | 24% |  |  | 34112 | 0.69 | 0.07 | 14443 | 0.29 | 11126 | 23% |  | 17855 | 0.36 | 0 | 0 | 14717 | 0.3 | 3452900% | 4379 | 0.09 | 4486700% | 6047 | 0.12 | 4319900% | 17730 | 0.36 | 3151600% | 1015 | 0.02 | 4823100% | 3216 | 0.07 | 46030
406 | Humboldt | PGE NGBA | {'Harris': [1.0, 2602.0], 'Humboldt Bay': [5.9, 713.0], 'Arcata': [6.0, 823.0]} | 15717 | 4623 | 0.29 | 11094 | 0.71 | 3524 | 22% |  |  | 5292 | 0.34 | 0.35 | 0 | 0 | 0 | 0% |  | 0 | 0 | 0 | 0 | 132 | 0.01 | 1558500% | 8979 | 0.57 | 673800% | 10038 | 0.64 | 567900% | 10169 | 0.65 | 554700% | 1088 | 0.07 | 1462900% | 1116 | 0.07 | 14600
407 | Chowchilla | PGE Fresno | {'Chowchilla': [0.0, 15817.0], 'Le Grand': [4.7, 5102.0], 'Dairyland': [5.8, 8693.0]} | 41354 | 15865 | 0.38 | 25489 | 0.62 | 4904 | 12% |  |  | 30643 | 0.74 | 0.1 | 24978 | 0.6 | 12087 | 29% |  | 13419 | 0.32 | 0 | 0 | 9437 | 0.23 | 3191700% | 11062 | 0.27 | 3029100% | 11062 | 0.27 | 3029100% | 15194 | 0.37 | 2615900% | 0 | 0 | 4135400% | 2671 | 0.06 | 38683
408 | Mesa (SCE) | SCE Metro | {} | 0 | 0 | 0 | 0 | 0 | 0 | 0% |  |  | 0 | 0 | 0 | 0 | 0 | 0 | 0% |  | 0 | 0 | 0 | 0 | 0 | 0 | 0% | 0 | 0 | 0% | 0 | 0 | 0% | 0 | 0 | 0% | 0 | 0 | 0% | 0 | 0 | 0
409 | Colorado River | SCE Eastern | {} | 31051 | 29 | 0 | 31022 | 1 | 16909 | 54% |  |  | 13808 | 0.44 | 0.04 | 55 | 0 | 20 | 0% |  | 0 | 0 | 0 | 0 | 24475 | 0.79 | 657600% | 27369 | 0.88 | 368200% | 26641 | 0.86 | 440900% | 30169 | 0.97 | 88100% | 23151 | 0.75 | 790000% | 43 | 0 | 31007
410 | Placerville | PGE NGBA | {} | 17020 | 687 | 0.04 | 16332 | 0.96 | 0 | 0% |  |  | 2352 | 0.14 | 0.36 | 338 | 0.02 | 449 | 3% |  | 15926 | 0.94 | 534 | 0.03 | 13515 | 0.79 | 350500% | 4353 | 0.26 | 1266700% | 10088 | 0.59 | 693200% | 16221 | 0.95 | 79800% | 1335 | 0.08 | 1568500% | 641 | 0.04 | 16379
411 | Inyokern | SCE NOL | {} | 20267 | 4129 | 0.2 | 16138 | 0.8 | 184 | 1% |  |  | 7863 | 0.39 | 0.31 | 0 | 0 | 0 | 0% |  | 0 | 0 | 0 | 0 | 14599 | 0.72 | 566800% | 8429 | 0.42 | 1183900% | 1427 | 0.07 | 1884000% | 15826 | 0.78 | 444100% | 6097 | 0.3 | 1417000% | 4 | 0 | 20263
412 | Mandalay | SCE Northern | {'Ormond Beach': [7.1, 116.0]} | 2423 | 117 | 0.05 | 2306 | 0.95 | 55 | 2% |  |  | 1748 | 0.72 | 0.16 | 178 | 0.07 | 1449 | 60% |  | 0 | 0 | 0 | 0 | 0 | 0 | 242300% | 0 | 0 | 242300% | 2304 | 0.95 | 11900% | 2304 | 0.95 | 11900% | 0 | 0 | 242300% | 54 | 0.02 | 2369
413 | Creelman | SDGE Imperial | {} | 14554 | 4154 | 0.29 | 10400 | 0.71 | 1140 | 8% |  |  | 4519 | 0.31 | 0.29 | 327 | 0.02 | 70 | 0% |  | 1869 | 0.13 | 12567 | 0.86 | 8676 | 0.6 | 587800% | 3850 | 0.26 | 1070400% | 5467 | 0.38 | 908700% | 9649 | 0.66 | 490500% | 3219 | 0.22 | 1133500% | 360 | 0.02 | 14194
414 | Harborgen | SCE Metro | {'Long Beach': [0.9, 2107.0], 'Arcogen': [2.8, 1078.0], 'Hinson': [2.8, 1289.0], 'Alamitos': [7.4, 2.0]} | 4583 | 2095 | 0.46 | 2488 | 0.54 | 951 | 21% |  |  | 2791 | 0.61 | 0.11 | 0 | 0 | 0 | 0% |  | 0 | 0 | 0 | 0 | 0 | 0 | 458300% | 0 | 0 | 458300% | 2474 | 0.54 | 210900% | 2474 | 0.54 | 210900% | 0 | 0 | 458300% | 6 | 0 | 4577
415 | Capistrano | SDGE Imperial | {'Q1806': [1.6, 539.0], 'Margarita': [3.4, 544.0], 'Trabuco': [3.5, 430.0], 'Rancho Mission Viejo': [3.9, 544.0], 'North of SONGS': [6.8, 116.0], 'Talega': [6.8, 116.0]} | 3736 | 595 | 0.16 | 3141 | 0.84 | 10 | 0% |  |  | 1524 | 0.41 | 0.72 | 40 | 0.01 | 1 | 0% |  | 2794 | 0.75 | 0 | 0 | 1256 | 0.34 | 248000% | 2351 | 0.63 | 138500% | 2843 | 0.76 | 89300% | 2843 | 0.76 | 89300% | 784 | 0.21 | 295300% | 298 | 0.08 | 3438
416 | Red Bluff | PGE NGBA | {} | 32319 | 14689 | 0.45 | 17629 | 0.55 | 0 | 0% |  |  | 17192 | 0.53 | 0.24 | 1076 | 0.03 | 5100 | 16% |  | 22454 | 0.69 | 0 | 0 | 7973 | 0.25 | 2434600% | 1957 | 0.06 | 3036200% | 689 | 0.02 | 3162900% | 8662 | 0.27 | 2365700% | 3096 | 0.1 | 2922200% | 4924 | 0.15 | 27395
417 | Scripps | SDGE Imperial | {} | 9 | 0 | 0 | 9 | 1 | 0 | 0% |  |  | 1 | 0.11 | 0.15 | 0 | 0 | 0 | 0% |  | 8 | 0.91 | 0 | 0 | 9 | 1 | 0% | 0 | 0 | 900% | 0 | 0 | 900% | 9 | 1 | 0% | 0 | 0 | 900% | 0 | 0 | 9
418 | Johanna | SCE Metro | {} | 4 | 0 | 0 | 4 | 1 | 0 | 0% |  |  | 0 | 0 | 0.71 | 0 | 0 | 0 | 0% |  | 0 | 0 | 0 | 0 | 0 | 0 | 400% | 4 | 1 | 0% | 4 | 1 | 0% | 4 | 1 | 0% | 0 | 0 | 400% | 1 | 0.37 | 2
419 | Cottle | PGE GBA | {'Warnerville': [2.5, 7731.0], 'Riverbank': [4.4, 7293.0], 'Valley Home': [8.7, 2609.0]} | 34405 | 13395 | 0.39 | 21011 | 0.61 | 1365 | 4% |  |  | 22595 | 0.66 | 0.16 | 20712 | 0.6 | 6948 | 20% |  | 12156 | 0.35 | 0 | 0 | 6073 | 0.18 | 2833300% | 5029 | 0.15 | 2937700% | 11193 | 0.33 | 2321200% | 15644 | 0.45 | 1876100% | 827 | 0.02 | 3357900% | 1368 | 0.04 | 33037
420 | Kingsburg | PGE Fresno | {'McCall': [9.1, 130.0]} | 40759 | 11654 | 0.29 | 29105 | 0.71 | 8 | 0% |  |  | 24734 | 0.61 | 0.18 | 9481 | 0.23 | 28048 | 69% |  | 0 | 0 | 0 | 0 | 0 | 0 | 4075900% | 0 | 0 | 4075900% | 0 | 0 | 4075900% | 0 | 0 | 4075900% | 0 | 0 | 4075900% | 1320 | 0.03 | 39438
421 | Panoche | PGE Fresno | {'Cheney': [3.1, 3166.0], 'Manning': [4.4, 2606.0], 'Hammonds': [4.8, 1035.0], 'Mendota': [8.2, 60.0]} | 46531 | 3938 | 0.08 | 42593 | 0.92 | 2581 | 6% |  |  | 43541 | 0.94 | 0.07 | 7579 | 0.16 | 35234 | 76% |  | 1284 | 0.03 | 0 | 0 | 5635 | 0.12 | 4089600% | 4797 | 0.1 | 4173400% | 11510 | 0.25 | 3502200% | 14420 | 0.31 | 3211100% | 949 | 0.02 | 4558200% | 326 | 0.01 | 46205
422 | Fulton | PGE NGBA | {'Fitch Mountain': [9.0, 17.0]} | 14797 | 24 | 0 | 14773 | 1 | 0 | 0% |  |  | 4742 | 0.32 | 0.3 | 664 | 0.04 | 3812 | 26% |  | 1582 | 0.11 | 0 | 0 | 5641 | 0.38 | 915700% | 8278 | 0.56 | 651900% | 14379 | 0.97 | 41900% | 14379 | 0.97 | 41900% | 1020 | 0.07 | 1377700% | 682 | 0.05 | 14116
423 | Ripon | PGE GBA | {'Manteca': [5.3, 1328.0], 'Vierra': [7.5, 313.0], 'Avena': [7.8, 1242.0]} | 33158 | 3096 | 0.09 | 30062 | 0.91 | 1 | 0% |  |  | 17618 | 0.53 | 0.25 | 4680 | 0.14 | 26554 | 80% |  | 107 | 0 | 0 | 0 | 10876 | 0.33 | 2228200% | 5754 | 0.17 | 2740300% | 5754 | 0.17 | 2740300% | 13706 | 0.41 | 1945200% | 0 | 0 | 3315800% | 475 | 0.01 | 32682
424 | Shafter | PGE Kern | {'Rio Bravo': [5.9, 3707.0], 'Charca': [6.6, 299.0], 'Ganso': [7.4, 687.0], 'Famoso': [9.0, 10.0], 'Semitropic': [9.0, 82.0], 'Lerdo': [9.3, 11.0]} | 41283 | 6350 | 0.15 | 34933 | 0.85 | 3446 | 8% |  |  | 34640 | 0.84 | 0.1 | 5537 | 0.13 | 34106 | 83% |  | 626 | 0.02 | 0 | 0 | 0 | 0 | 4128300% | 0 | 0 | 4128300% | 2372 | 0.06 | 3891100% | 2372 | 0.06 | 3891100% | 0 | 0 | 4128300% | 61 | 0 | 41222
425 | San Luis Rey | SDGE Imperial | {'Cannon': [5.1, 5.0], 'Encina': [5.2, 6.0]} | 596 | 24 | 0.04 | 571 | 0.96 | 76 | 13% |  |  | 7 | 0.01 | 0.37 | 7 | 0.01 | 0 | 0% |  | 0 | 0 | 0 | 0 | 96 | 0.16 | 50000% | 551 | 0.92 | 4500% | 551 | 0.93 | 4500% | 551 | 0.93 | 4500% | 0 | 0 | 59600% | 198 | 0.33 | 397
426 | Woodward | PGE Fresno | {'Bullard': [5.1, 177.0], 'Clovis': [6.2, 343.0]} | 23625 | 469 | 0.02 | 23156 | 0.98 | 171 | 1% |  |  | 14104 | 0.6 | 0.54 | 7601 | 0.32 | 3191 | 14% |  | 10824 | 0.46 | 0 | 0 | 11625 | 0.49 | 1200000% | 21979 | 0.93 | 164600% | 20487 | 0.87 | 313800% | 22668 | 0.96 | 95800% | 3679 | 0.16 | 1994600% | 6145 | 0.26 | 17480
427 | Helm | PGE Fresno | {'Crescent': [4.2, 5725.0], 'New Sub - Los Banos - Midway (Proposed)': [7.9, 3438.0]} | 40769 | 9825 | 0.24 | 30944 | 0.76 | 4882 | 12% |  |  | 34237 | 0.84 | 0.08 | 30465 | 0.75 | 7127 | 17% |  | 503 | 0.01 | 0 | 0 | 27516 | 0.67 | 1325300% | 8566 | 0.21 | 3220300% | 8566 | 0.21 | 3220300% | 29906 | 0.73 | 1086300% | 0 | 0 | 4076900% | 269 | 0.01 | 40500
428 | FMC | PGE GBA | {} | 0 | 0 | 0 | 0 | 0 | 0 | 0% |  |  | 0 | 0 | 0 | 0 | 0 | 0 | 0% |  | 0 | 0 | 0 | 0 | 0 | 0 | 0% | 0 | 0 | 0% | 0 | 0 | 0% | 0 | 0 | 0% | 0 | 0 | 0% | 0 | 0 | 0
429 | Mohave | SCE EOP | {} | 12132 | 5631 | 0.46 | 6502 | 0.54 | 0 | 0% |  |  | 0 | 0 | 0 | 0 | 0 | 0 | 0% |  | 0 | 0 | 0 | 0 | 0 | 0 | 1213200% | 0 | 0 | 1213200% | 0 | 0 | 1213200% | 0 | 0 | 1213200% | 0 | 0 | 1213200% | 2 | 0 | 12131
430 | Wakefield | SCE Northern | {'Santa Clara': [8.2, 230.0]} | 30082 | 8478 | 0.28 | 21604 | 0.72 | 3482 | 12% |  |  | 22898 | 0.76 | 0.12 | 2921 | 0.1 | 7276 | 24% |  | 0 | 0 | 0 | 0 | 6568 | 0.22 | 2351400% | 4379 | 0.15 | 2570200% | 6225 | 0.21 | 2385700% | 11833 | 0.39 | 1824800% | 9607 | 0.32 | 2047400% | 2001 | 0.07 | 28081
431 | Kern PP | PGE Kern | {'Rosedale': [1.1, 6.0], 'Renfro': [3.8, 316.0], '7th Standard': [4.6, 421.0], 'Kern Oil': [6.0, 14.0], 'Lerdo': [8.9, 421.0]} | 2909 | 421 | 0.14 | 2488 | 0.86 | 0 | 0% |  |  | 1031 | 0.35 | 0.87 | 12 | 0 | 1654 | 57% |  | 0 | 0 | 0 | 0 | 1866 | 0.64 | 104300% | 624 | 0.21 | 228500% | 759 | 0.26 | 215000% | 1866 | 0.64 | 104300% | 0 | 0 | 290900% | 78 | 0.03 | 2831
432 | Diablo Canyon | PGE Kern | {} | 10075 | 1173 | 0.12 | 8902 | 0.88 | 7008 | 70% |  |  | 2989 | 0.3 | 0.04 | 81 | 0.01 | 0 | 0% |  | 7537 | 0.75 | 0 | 0 | 1 | 0 | 1007400% | 597 | 0.06 | 947800% | 5451 | 0.54 | 462400% | 5451 | 0.54 | 462400% | 6299 | 0.63 | 377500% | 711 | 0.07 | 9364
433 | Reedley | PGE Fresno | {'Wahtoke': [4.3, 4718.0], 'Orosi': [8.0, 425.0]} | 34495 | 10423 | 0.3 | 24072 | 0.7 | 0 | 0% |  |  | 18010 | 0.52 | 0.23 | 14322 | 0.42 | 16993 | 49% |  | 0 | 0 | 0 | 0 | 827 | 0.02 | 3366800% | 4203 | 0.12 | 3029200% | 8179 | 0.24 | 2631600% | 8179 | 0.24 | 2631600% | 359 | 0.01 | 3413600% | 387 | 0.01 | 34107
434 | Oakland J | PGE GBA | {'Edes': [2.0, 1377.0], 'Oakland X': [3.1, 227.0], 'Oakland C': [4.4, 227.0], 'Oakland L': [4.5, 227.0], 'San Leandro U': [5.1, 1107.0], 'Grant': [7.0, 928.0], 'SAN FRAN A (POTRERO PP)': [9.3, 20.0], 'Potrero': [9.3, 20.0]} | 4602 | 1482 | 0.32 | 3120 | 0.68 | 749 | 16% |  |  | 1454 | 0.32 | 0.84 | 0 | 0 | 0 | 0% |  | 0 | 0 | 0 | 0 | 94 | 0.02 | 450800% | 1350 | 0.29 | 325200% | 2890 | 0.63 | 171200% | 2891 | 0.63 | 171100% | 21 | 0 | 458100% | 388 | 0.08 | 4214
435 | Sandy | SCE EOP | {'Crazy Eyes': [9.4, 3.0]} | 1297 | 1185 | 0.91 | 112 | 0.09 | 0 | 0% |  |  | 0 | 0 | 0 | 0 | 0 | 0 | 0% |  | 4 | 0 | 0 | 0 | 0 | 0 | 129700% | 0 | 0 | 129700% | 0 | 0 | 129700% | 0 | 0 | 129700% | 0 | 0 | 129700% | 0 | 0 | 1297
436 | Cayetano | PGE GBA | {'Las Positas': [3.3, 994.0], 'Los Positas': [3.4, 994.0], 'Vasco': [3.5, 994.0], 'North Dublin': [4.7, 1014.0], 'Vineyard': [6.6, 165.0]} | 17577 | 1153 | 0.07 | 16423 | 0.93 | 585 | 3% |  |  | 15367 | 0.87 | 0.17 | 1597 | 0.09 | 0 | 0% |  | 16708 | 0.95 | 526 | 0.03 | 5287 | 0.3 | 1229000% | 10025 | 0.57 | 755100% | 14044 | 0.8 | 353300% | 14044 | 0.8 | 353300% | 4539 | 0.26 | 1303800% | 1416 | 0.08 | 16160
437 | Pit 1 | PGE NGBA | {} | 20524 | 483 | 0.02 | 20041 | 0.98 | 7698 | 38% |  |  | 10923 | 0.53 | 0.09 | 2657 | 0.13 | 0 | 0% |  | 0 | 0 | 0 | 0 | 10493 | 0.51 | 1003100% | 12595 | 0.61 | 792900% | 16359 | 0.8 | 416500% | 19672 | 0.96 | 85200% | 12698 | 0.62 | 782500% | 542 | 0.03 | 19982
438 | Metcalf | PGE GBA | {'Santa Teresa': [2.8, 6.0], 'Edenvale': [3.2, 10.0], 'Piercy': [4.0, 10.0], 'Swift': [7.5, 10.0]} | 10233 | 10 | 0 | 10223 | 1 | 2366 | 23% |  |  | 5959 | 0.58 | 0.11 | 959 | 0.09 | 587 | 6% |  | 9210 | 0.9 | 0 | 0 | 10200 | 1 | 3300% | 4799 | 0.47 | 543400% | 5795 | 0.57 | 443800% | 10200 | 1 | 3300% | 3432 | 0.34 | 680100% | 415 | 0.04 | 9818
439 | Delaney | SCE Arizona | {} | 22012 | 12520 | 0.57 | 9492 | 0.43 | 0 | 0% |  |  | 0 | 0 | 0 | 0 | 0 | 0 | 0% |  | 0 | 0 | 0 | 0 | 0 | 0 | 2201200% | 0 | 0 | 2201200% | 0 | 0 | 2201200% | 0 | 0 | 2201200% | 0 | 0 | 2201200% | 0 | 0 | 22012
440 | Oakland L | PGE GBA | {'Oakland C': [1.0, 1543.0], 'Oakland X': [2.2, 808.0], 'Oakland J': [4.5, 227.0], 'Edes': [6.5, 116.0], 'Potrero': [7.3, 1102.0], 'SAN FRAN A (POTRERO PP)': [7.3, 1103.0], 'El Cerrito G': [7.6, 110.0], 'Richmond R': [9.7, 28.0]} | 2543 | 1580 | 0.62 | 962 | 0.38 | 200 | 8% |  |  | 1391 | 0.55 | 0.24 | 0 | 0 | 0 | 0% |  | 0 | 0 | 0 | 0 | 0 | 0 | 254300% | 467 | 0.18 | 207600% | 885 | 0.35 | 165800% | 885 | 0.35 | 165800% | 0 | 0 | 254300% | 78 | 0.03 | 2465
441 | Lemoore | PGE Fresno | {'Leprino': [5.2, 8172.0], 'Henrietta': [7.5, 1428.0], 'Mustang': [8.6, 147.0], 'GWF Hanford': [8.8, 614.0], 'Guernsey': [9.8, 116.0]} | 35361 | 14678 | 0.42 | 20683 | 0.58 | 1936 | 5% |  |  | 19650 | 0.56 | 0.2 | 17628 | 0.5 | 13055 | 37% |  | 0 | 0 | 0 | 0 | 7222 | 0.2 | 2813900% | 0 | 0 | 3536100% | 277 | 0.01 | 3508400% | 7222 | 0.2 | 2813900% | 0 | 0 | 3536100% | 1839 | 0.05 | 33522
442 | Tesla | PGE GBA | {'Midway Green Ridge Services': [1.6, 348.0], 'GWF Tracy': [4.1, 1599.0], 'Lammers': [4.7, 1599.0]} | 39190 | 1599 | 0.04 | 37591 | 0.96 | 12518 | 32% |  |  | 22128 | 0.56 | 0.23 | 1890 | 0.05 | 2849 | 7% |  | 33755 | 0.86 | 0 | 0 | 30943 | 0.79 | 824800% | 29548 | 0.75 | 964300% | 31476 | 0.8 | 771500% | 36372 | 0.93 | 281800% | 12160 | 0.31 | 2703000% | 1358 | 0.03 | 37832
443 | Camanche | PGE GBA | {'Rancho Seco - Bellota (Proposed)': [5.8, 813.0], 'Lockeford': [9.9, 10.0]} | 26276 | 1802 | 0.07 | 24473 | 0.93 | 2398 | 9% |  |  | 18042 | 0.69 | 0.17 | 3599 | 0.14 | 1945 | 7% |  | 4394 | 0.17 | 0 | 0 | 21317 | 0.81 | 495900% | 15880 | 0.6 | 1039500% | 22133 | 0.84 | 414200% | 22331 | 0.85 | 394500% | 9528 | 0.36 | 1674700% | 7195 | 0.27 | 19081
444 | Solar | PGE Kern | {'Carrizo Plains': [1.1, 2998.0]} | 22473 | 3690 | 0.16 | 18783 | 0.84 | 11919 | 53% |  |  | 10482 | 0.47 | 0.04 | 4914 | 0.22 | 59 | 0% |  | 15787 | 0.7 | 1858 | 0.08 | 2550 | 0.11 | 1992300% | 7309 | 0.33 | 1516400% | 11045 | 0.49 | 1142800% | 11541 | 0.51 | 1093200% | 13222 | 0.59 | 925100% | 271 | 0.01 | 22202
445 | Mesa Heights | SDGE Imperial | {} | 4 | 0 | 0 | 4 | 1 | 0 | 0% |  |  | 0 | 0 | 0.89 | 0 | 0 | 0 | 0% |  | 0 | 0 | 0 | 0 | 1 | 0.36 | 200% | 4 | 1 | 0% | 4 | 1 | 0% | 4 | 1 | 0% | 0 | 0 | 400% | 0 | 0.05 | 4
446 | Cove Road | PGE NGBA | {'Round Mt.': [4.9, 276.0], 'New Sub - Pit 1 - Cottonwood (Proposed)': [6.8, 846.0], 'James B Black': [8.3, 906.0], 'Pit 4': [8.7, 1332.0], 'Carberry': [9.2, 0.0]} | 24783 | 4358 | 0.18 | 20426 | 0.82 | 7259 | 29% |  |  | 14418 | 0.58 | 0.07 | 241 | 0.01 | 28 | 0% |  | 18151 | 0.73 | 6206 | 0.25 | 18097 | 0.73 | 668700% | 4216 | 0.17 | 2056800% | 6621 | 0.27 | 1816300% | 18638 | 0.75 | 614600% | 4902 | 0.2 | 1988100% | 1250 | 0.05 | 23533
447 | Gold Hill | PGE NGBA | {} | 7439 | 1862 | 0.25 | 5577 | 0.75 | 883 | 12% |  |  | 3894 | 0.52 | 0.69 | 0 | 0 | 0 | 0% |  | 0 | 0 | 0 | 0 | 4445 | 0.6 | 299500% | 786 | 0.11 | 665300% | 0 | 0 | 743900% | 4498 | 0.6 | 294100% | 3155 | 0.42 | 428400% | 1364 | 0.18 | 6075
448 | Control | SCE NOL | {'Inyo': [2.2, 747.0]} | 6217 | 779 | 0.13 | 5438 | 0.87 | 4570 | 74% |  |  | 1516 | 0.24 | 0.03 | 0 | 0 | 0 | 0% |  | 0 | 0 | 0 | 0 | 0 | 0 | 621700% | 725 | 0.12 | 549200% | 3057 | 0.49 | 316000% | 3335 | 0.54 | 288200% | 3907 | 0.63 | 230900% | 507 | 0.08 | 5710
449 | Lambie | PGE NGBA | {'Lambie': [0.0, 3933.0], 'Shiloh III': [3.8, 3426.0], 'Birds Landing': [7.0, 734.0]} | 26689 | 3942 | 0.15 | 22747 | 0.85 | 3617 | 14% |  |  | 22833 | 0.86 | 0.06 | 6711 | 0.25 | 0 | 0% |  | 24099 | 0.9 | 0 | 0 | 1866 | 0.07 | 2482300% | 15851 | 0.59 | 1083900% | 17490 | 0.66 | 919900% | 20067 | 0.75 | 662200% | 3372 | 0.13 | 2331800% | 10894 | 0.41 | 15795
450 | Summit | PGE NGBA | {} | 19385 | 81 | 0 | 19304 | 1 | 6410 | 33% |  |  | 10947 | 0.56 | 0.23 | 0 | 0 | 0 | 0% |  | 1019 | 0.05 | 0 | 0 | 1495 | 0.08 | 1789000% | 1767 | 0.09 | 1761800% | 10648 | 0.55 | 873700% | 11738 | 0.61 | 764700% | 12035 | 0.62 | 734900% | 1565 | 0.08 | 17820
451 | Pauda | SCE Metro | {} | 617 | 0 | 0 | 617 | 1 | 121 | 20% |  |  | 365 | 0.59 | 0.08 | 2 | 0 | 0 | 0% |  | 0 | 0 | 616 | 1 | 617 | 1 | 0% | 373 | 0.6 | 24400% | 0 | 0 | 61700% | 617 | 1 | 0% | 480 | 0.78 | 13700% | 137 | 0.22 | 480
452 | Ocotillo Express | SDGE Imperial | {} | 16743 | 4971 | 0.3 | 11771 | 0.7 | 7247 | 43% |  |  | 7298 | 0.44 | 0.07 | 0 | 0 | 0 | 0% |  | 0 | 0 | 0 | 0 | 5339 | 0.32 | 1140400% | 4619 | 0.28 | 1212400% | 2796 | 0.17 | 1394700% | 9968 | 0.6 | 677500% | 5064 | 0.3 | 1167800% | 0 | 0 | 16743
453 | Corcoran | PGE Fresno | {'Waukena': [2.3, 9226.0], 'Guernsey': [9.8, 147.0]} | 35658 | 13136 | 0.37 | 22522 | 0.63 | 7042 | 20% |  |  | 26930 | 0.76 | 0.07 | 16395 | 0.46 | 12905 | 36% |  | 0 | 0 | 0 | 0 | 5536 | 0.16 | 3012200% | 2669 | 0.07 | 3299000% | 8406 | 0.24 | 2725200% | 13070 | 0.37 | 2258900% | 960 | 0.03 | 3469800% | 4077 | 0.11 | 31582
454 | Penasquitos | SDGE Imperial | {'North City Metering': [2.8, 1.0]} | 26 | 1 | 0.04 | 25 | 0.96 | 1 | 3% |  |  | 9 | 0.33 | 0.23 | 0 | 0 | 0 | 0% |  | 0 | 0 | 0 | 0 | 3 | 0.11 | 2300% | 14 | 0.53 | 1200% | 24 | 0.9 | 200% | 24 | 0.9 | 200% | 0 | 0 | 2600% | 3 | 0.1 | 23
455 | Sonora | SCE Eastern | {'Arkansas': [2.7, 12534.0], 'Bannister': [7.6, 1392.0]} | 43058 | 14865 | 0.35 | 28194 | 0.65 | 5412 | 13% |  |  | 37106 | 0.86 | 0.07 | 17103 | 0.4 | 13485 | 31% |  | 0 | 0 | 0 | 0 | 5910 | 0.14 | 3714800% | 3125 | 0.07 | 3993300% | 18225 | 0.42 | 2483300% | 18225 | 0.42 | 2483300% | 7199 | 0.17 | 3586000% | 3019 | 0.07 | 40039
456 | Tranquility | PGE Fresno | {'Cheney': [7.6, 2593.0], 'Mendota': [9.6, 616.0]} | 43037 | 22361 | 0.52 | 20676 | 0.48 | 2750 | 6% |  |  | 39506 | 0.92 | 0.08 | 25841 | 0.6 | 14181 | 33% |  | 1787 | 0.04 | 0 | 0 | 11042 | 0.26 | 3199500% | 0 | 0 | 4303700% | 4084 | 0.09 | 3895300% | 12131 | 0.28 | 3090600% | 0 | 0 | 4303700% | 119 | 0 | 42918
457 | Manning | PGE Fresno | {'Manning': [0.0, 3094.0], 'Panoche': [4.4, 2606.0], 'Cheney': [4.5, 3094.0], 'Hammonds': [9.0, 68.0]} | 32083 | 3093 | 0.1 | 28989 | 0.9 | 7863 | 25% |  |  | 24019 | 0.75 | 0.05 | 7152 | 0.22 | 14663 | 46% |  | 98 | 0 | 0 | 0 | 14364 | 0.45 | 1771900% | 9760 | 0.3 | 2232200% | 13738 | 0.43 | 1834500% | 17406 | 0.54 | 1467700% | 4844 | 0.15 | 2723900% | 84 | 0 | 31999
458 | Rerc | SCE Eastern | {} | 0 | 0 | 0 | 0 | 0 | 0 | 0% |  |  | 0 | 0 | 0 | 0 | 0 | 0 | 0% |  | 0 | 0 | 0 | 0 | 0 | 0 | 0% | 0 | 0 | 0% | 0 | 0 | 0% | 0 | 0 | 0% | 0 | 0 | 0% | 0 | 0 | 0
459 | Valley Center | SDGE Imperial | {'Lilac': [4.2, 11251.0], 'Escondido': [9.2, 40.0]} | 29609 | 18207 | 0.61 | 11402 | 0.39 | 0 | 0% |  |  | 3528 | 0.12 | 0.52 | 4351 | 0.15 | 1364 | 5% |  | 20692 | 0.7 | 6762 | 0.23 | 7430 | 0.25 | 2218000% | 1454 | 0.05 | 2815500% | 1940 | 0.07 | 2767000% | 8120 | 0.27 | 2148900% | 1662 | 0.06 | 2794700% | 2225 | 0.08 | 27384
460 | Bannister | SCE Eastern | {'Sonora': [7.6, 1392.0], 'Arkansas': [7.8, 1050.0]} | 29521 | 2976 | 0.1 | 26545 | 0.9 | 691 | 2% |  |  | 26613 | 0.9 | 0.1 | 9609 | 0.33 | 10448 | 35% |  | 0 | 0 | 0 | 0 | 0 | 0 | 2952100% | 22290 | 0.76 | 723200% | 25023 | 0.85 | 449800% | 25023 | 0.85 | 449800% | 0 | 0 | 2952100% | 3494 | 0.12 | 26028
461 | Talega | SDGE Imperial | {'North of SONGS': [0.3, 140.0], 'Rancho Mission Viejo': [5.3, 174.0], 'San Onofre': [5.9, 4.0], 'Capistrano': [6.8, 116.0], 'Margarita': [7.5, 115.0], 'Q1806': [8.2, 105.0]} | 4919 | 208 | 0.04 | 4711 | 0.96 | 40 | 1% |  |  | 4656 | 0.95 | 0.1 | 58 | 0.01 | 1 | 0% |  | 1316 | 0.27 | 3480 | 0.71 | 838 | 0.17 | 408100% | 4081 | 0.83 | 83800% | 4081 | 0.83 | 83800% | 4081 | 0.83 | 83800% | 4010 | 0.82 | 90900% | 245 | 0.05 | 4674
462 | Arkansas | SCE Eastern | {'Sonora': [2.7, 12534.0], 'Bannister': [7.8, 1050.0]} | 42605 | 16580 | 0.39 | 26024 | 0.61 | 3615 | 8% |  |  | 38242 | 0.9 | 0.07 | 20599 | 0.48 | 17874 | 42% |  | 0 | 0 | 0 | 0 | 1702 | 0.04 | 4090300% | 5656 | 0.13 | 3694800% | 13368 | 0.31 | 2923600% | 13368 | 0.31 | 2923600% | 927 | 0.02 | 4167800% | 1352 | 0.03 | 41253
463 | Bailey | SCE Northern | {} | 24744 | 0 | 0 | 24744 | 1 | 10487 | 42% |  |  | 13913 | 0.56 | 0.06 | 0 | 0 | 0 | 0% |  | 15389 | 0.62 | 7747 | 0.31 | 16231 | 0.66 | 851400% | 16459 | 0.67 | 828600% | 17100 | 0.69 | 764400% | 24744 | 1 | 0% | 13912 | 0.56 | 1083300% | 678 | 0.03 | 24066
464 | Kasson | PGE GBA | {'Vierra': [5.1, 24.0], 'Manteca': [7.4, 24.0]} | 27846 | 69 | 0 | 27777 | 1 | 0 | 0% |  |  | 20908 | 0.75 | 0.27 | 3222 | 0.12 | 18760 | 67% |  | 0 | 0 | 0 | 0 | 7650 | 0.27 | 2019600% | 340 | 0.01 | 2750600% | 340 | 0.01 | 2750600% | 7990 | 0.29 | 1985600% | 0 | 0 | 2784600% | 1699 | 0.06 | 26146
465 | Bellota | PGE GBA | {'Rancho Seco - Bellota (Proposed)': [8.2, 263.0]} | 42196 | 4824 | 0.11 | 37372 | 0.89 | 4903 | 12% |  |  | 32917 | 0.78 | 0.12 | 14962 | 0.35 | 12767 | 30% |  | 5965 | 0.14 | 0 | 0 | 5790 | 0.14 | 3640600% | 6891 | 0.16 | 3530500% | 27294 | 0.65 | 1490200% | 27339 | 0.65 | 1485700% | 9302 | 0.22 | 3289400% | 8411 | 0.2 | 33785
466 | Geysers Tap 12 | PGE NGBA | {} | 11478 | 0 | 0 | 11478 | 1 | 1822 | 16% |  |  | 9093 | 0.79 | 0.07 | 499 | 0.04 | 38 | 0% |  | 6259 | 0.55 | 293 | 0.03 | 11244 | 0.98 | 23400% | 7120 | 0.62 | 435900% | 11476 | 1 | 200% | 11478 | 1 | 0% | 3750 | 0.33 | 772800% | 139 | 0.01 | 11339
467 | Paul Sweet | PGE GBA | {} | 5372 | 555 | 0.1 | 4817 | 0.9 | 45 | 1% |  |  | 221 | 0.04 | 0.43 | 85 | 0.02 | 71 | 1% |  | 0 | 0 | 0 | 0 | 819 | 0.15 | 455300% | 1624 | 0.3 | 374700% | 3605 | 0.67 | 176600% | 4424 | 0.82 | 94800% | 448 | 0.08 | 492400% | 92 | 0.02 | 5280
468 | Carquinez | PGE NGBA | {'Parkway': [3.9, 46.0], 'Bahia': [6.0, 556.0], 'Christie': [6.5, 3115.0], 'San Pablo': [8.8, 504.0], 'Martinez': [8.9, 538.0], 'Alhambra': [9.3, 536.0]} | 11244 | 3136 | 0.28 | 8107 | 0.72 | 798 | 7% |  |  | 3575 | 0.32 | 0.74 | 0 | 0 | 0 | 0% |  | 100 | 0.01 | 0 | 0 | 124 | 0.01 | 1111900% | 719 | 0.06 | 1052500% | 7906 | 0.7 | 333700% | 7922 | 0.7 | 332200% | 218 | 0.02 | 1102500% | 1296 | 0.12 | 9948
469 | El Centro | SDGE Imperial | {} | 24880 | 4535 | 0.18 | 20345 | 0.82 | 230 | 1% |  |  | 23178 | 0.93 | 0.12 | 3119 | 0.13 | 19722 | 79% |  | 0 | 0 | 0 | 0 | 0 | 0 | 2488000% | 0 | 0 | 2488000% | 0 | 0 | 2488000% | 0 | 0 | 2488000% | 0 | 0 | 2488000% | 1077 | 0.04 | 23803
470 | Riverbank | PGE GBA | {'Cottle': [4.4, 7293.0], 'Warnerville': [6.0, 2974.0], 'Valley Home': [6.4, 7844.0]} | 27631 | 15461 | 0.56 | 12170 | 0.44 | 0 | 0% |  |  | 9290 | 0.34 | 0.27 | 17982 | 0.65 | 5801 | 21% |  | 15766 | 0.57 | 0 | 0 | 2697 | 0.1 | 2493400% | 3414 | 0.12 | 2421700% | 5466 | 0.2 | 2216500% | 7503 | 0.27 | 2012800% | 0 | 0 | 2763100% | 332 | 0.01 | 27299
471 | Valley | SCE Eastern | {} | 9251 | 2928 | 0.32 | 6323 | 0.68 | 0 | 0% |  |  | 2496 | 0.27 | 0.27 | 2293 | 0.25 | 110 | 1% |  | 7495 | 0.81 | 0 | 0 | 5 | 0 | 924600% | 2138 | 0.23 | 711300% | 6050 | 0.65 | 320000% | 6055 | 0.65 | 319500% | 811 | 0.09 | 843900% | 245 | 0.03 | 9006
472 | Madera | PGE Fresno | {'Borden': [3.9, 1947.0], 'Storey': [4.3, 651.0], 'Gregg': [9.0, 241.0], 'Herndon': [9.1, 261.0], 'Biola': [9.7, 23.0]} | 31368 | 3922 | 0.13 | 27447 | 0.87 | 0 | 0% |  |  | 27851 | 0.89 | 0.14 | 5872 | 0.19 | 22083 | 70% |  | 3209 | 0.1 | 0 | 0 | 1971 | 0.06 | 2939700% | 7039 | 0.22 | 2432900% | 7039 | 0.22 | 2432900% | 8571 | 0.27 | 2279700% | 0 | 0 | 3136800% | 1268 | 0.04 | 30100
473 | Rio Bravo | PGE Kern | {'Shafter': [5.9, 3707.0], 'Tupman': [6.1, 1501.0], 'Renfro': [6.6, 632.0], '7th Standard': [7.2, 1047.0], 'Lerdo': [7.3, 1115.0]} | 41112 | 8892 | 0.22 | 32220 | 0.78 | 401 | 1% |  |  | 35034 | 0.85 | 0.13 | 6310 | 0.15 | 29891 | 73% |  | 1438 | 0.03 | 0 | 0 | 1217 | 0.03 | 3989600% | 204 | 0 | 4090800% | 7454 | 0.18 | 3365900% | 7714 | 0.19 | 3339800% | 0 | 0 | 4111200% | 219 | 0.01 | 40894
474 | New Sub - Lugo - Pisgah (Proposed) | SCE NOL | {} | 18952 | 5180 | 0.27 | 13772 | 0.73 | 1773 | 9% |  |  | 6445 | 0.34 | 0.64 | 0 | 0 | 0 | 0% |  | 0 | 0 | 0 | 0 | 0 | 0 | 1895200% | 1437 | 0.08 | 1751500% | 1805 | 0.1 | 1714700% | 2258 | 0.12 | 1669400% | 12860 | 0.68 | 609200% | 0 | 0 | 18952
475 | Kern Oil | PGE Kern | {'Sycamore': [1.9, 2221.0], 'Kern Power': [6.0, 14.0], '7th Standard': [6.2, 500.0], 'Mt Poso': [8.0, 2456.0], 'Lerdo': [8.4, 756.0], 'Poso Mt.': [9.0, 857.0]} | 20807 | 3223 | 0.15 | 17583 | 0.85 | 704 | 3% |  |  | 18347 | 0.88 | 0.13 | 6 | 0 | 1343 | 6% |  | 2223 | 0.11 | 0 | 0 | 16489 | 0.79 | 431700% | 1406 | 0.07 | 1940000% | 1916 | 0.09 | 1889100% | 16489 | 0.79 | 431700% | 525 | 0.03 | 2028200% | 129 | 0.01 | 20678
476 | IS Tap | SCE EOP | {} | 2459 | 1451 | 0.59 | 1009 | 0.41 | 0 | 0% |  |  | 0 | 0 | 0 | 0 | 0 | 0 | 0% |  | 0 | 0 | 0 | 0 | 0 | 0 | 245900% | 0 | 0 | 245900% | 0 | 0 | 245900% | 0 | 0 | 245900% | 0 | 0 | 245900% | 0 | 0 | 2459
477 | Q1806 | SDGE Imperial | {'Capistrano': [1.6, 539.0], 'Trabuco': [2.1, 435.0], 'Margarita': [3.0, 540.0], 'Rancho Mission Viejo': [4.5, 540.0], 'Talega': [8.2, 105.0], 'North of SONGS': [8.3, 105.0]} | 2959 | 544 | 0.18 | 2415 | 0.82 | 7 | 0% |  |  | 1233 | 0.42 | 0.74 | 8 | 0 | 0 | 0% |  | 2189 | 0.74 | 0 | 0 | 956 | 0.32 | 200300% | 1870 | 0.63 | 108900% | 2233 | 0.75 | 72500% | 2233 | 0.75 | 72500% | 451 | 0.15 | 250800% | 269 | 0.09 | 2690
478 | Casaloma | PGE Kern | {'West Park': [2.7, 280.0], 'Bakersfield': [2.8, 790.0], 'Panama': [3.7, 1919.0], 'Stockdale': [4.1, 16.0], 'Magunden': [4.8, 1799.0], 'Columbus': [5.1, 571.0], 'Unknown - 3327': [8.7, 712.0], 'Lamont': [8.8, 653.0]} | 5374 | 1996 | 0.37 | 3378 | 0.63 | 0 | 0% |  |  | 4411 | 0.82 | 0.14 | 799 | 0.15 | 2843 | 53% |  | 0 | 0 | 0 | 0 | 40 | 0.01 | 533300% | 0 | 0 | 537400% | 809 | 0.15 | 456400% | 809 | 0.15 | 456400% | 0 | 0 | 537400% | 53 | 0.01 | 5321
479 | Fern Road | PGE NGBA | {} | 38094 | 211 | 0.01 | 37883 | 0.99 | 14728 | 39% |  |  | 21430 | 0.56 | 0.08 | 929 | 0.02 | 399 | 1% |  | 38057 | 1 | 0 | 0 | 34553 | 0.91 | 354100% | 9220 | 0.24 | 2887400% | 10807 | 0.28 | 2728700% | 37688 | 0.99 | 40600% | 23020 | 0.6 | 1507300% | 3523 | 0.09 | 34571
480 | North of SONGS | SCE Metro | {'Talega': [0.3, 140.0], 'Rancho Mission Viejo': [5.5, 115.0], 'San Onofre': [5.6, 9.0], 'Capistrano': [6.8, 116.0], 'Margarita': [7.6, 115.0], 'Q1806': [8.3, 105.0]} | 4149 | 145 | 0.03 | 4004 | 0.97 | 45 | 1% |  |  | 3988 | 0.96 | 0.06 | 35 | 0.01 | 0 | 0% |  | 1099 | 0.26 | 2916 | 0.7 | 647 | 0.16 | 350200% | 3594 | 0.87 | 55500% | 3594 | 0.87 | 55500% | 3594 | 0.87 | 55500% | 3551 | 0.86 | 59800% | 187 | 0.05 | 3961
481 | Vine | SDGE Imperial | {'Old Town': [2.0, 777.0], 'Point Loma': [3.2, 789.0], 'Silvergate': [3.7, 766.0], 'Mission': [4.0, 34.0]} | 4383 | 786 | 0.18 | 3597 | 0.82 | 2260 | 52% |  |  | 212 | 0.05 | 0.24 | 0 | 0 | 0 | 0% |  | 0 | 0 | 0 | 0 | 33 | 0.01 | 435100% | 394 | 0.09 | 399000% | 3556 | 0.81 | 82700% | 3573 | 0.82 | 81100% | 0 | 0 | 438300% | 29 | 0.01 | 4355
482 | Belden | PGE NGBA | {'Bucks Creek': [2.3, 13.0]} | 2567 | 13 | 0.01 | 2554 | 0.99 | 2550 | 99% |  |  | 11 | 0 | 0.02 | 0 | 0 | 0 | 0% |  | 2085 | 0.81 | 295 | 0.11 | 0 | 0 | 256700% | 2444 | 0.95 | 12300% | 1871 | 0.73 | 69600% | 2516 | 0.98 | 5100% | 2211 | 0.86 | 35600% | 383 | 0.15 | 2184
483 | Standard Oil | PGE GBA | {'Standard Oil 2': [0.0, 1063.0], 'Richmond R': [2.2, 880.0], 'San Pablo': [4.0, 442.0], 'El Cerrito G': [5.5, 824.0]} | 4910 | 1059 | 0.22 | 3852 | 0.78 | 6 | 0% |  |  | 2659 | 0.54 | 0.5 | 0 | 0 | 0 | 0% |  | 0 | 0 | 0 | 0 | 0 | 0 | 491000% | 3801 | 0.77 | 110900% | 3803 | 0.77 | 110700% | 3803 | 0.77 | 110700% | 0 | 0 | 491000% | 811 | 0.17 | 4099
484 | Panama | PGE Kern | {'Stockdale': [3.0, 1534.0], 'Casaloma': [3.7, 1919.0], 'West Park': [5.5, 280.0], 'Tevis': [6.2, 1144.0], 'Bakersfield': [6.4, 789.0], 'Magunden': [7.2, 1910.0], 'Old River': [7.5, 1725.0], 'Columbus': [8.5, 571.0], 'Unknown - 3327': [8.9, 1106.0], 'Lamont': [9.0, 1005.0], 'Grimmway-Malaga': [9.6, 55.0]} | 19725 | 5392 | 0.27 | 14333 | 0.73 | 0 | 0% |  |  | 15166 | 0.77 | 0.2 | 3926 | 0.2 | 11014 | 56% |  | 0 | 0 | 0 | 0 | 0 | 0 | 1972500% | 0 | 0 | 1972500% | 5266 | 0.27 | 1445900% | 5266 | 0.27 | 1445900% | 0 | 0 | 1972500% | 225 | 0.01 | 19501
485 | Oakland X | PGE GBA | {'Oakland L': [2.2, 808.0], 'Oakland C': [2.8, 808.0], 'Oakland J': [3.1, 227.0], 'Edes': [5.1, 116.0], 'El Cerrito G': [8.6, 2.0], 'SAN FRAN A (POTRERO PP)': [9.1, 448.0], 'Potrero': [9.1, 448.0]} | 3003 | 806 | 0.27 | 2197 | 0.73 | 57 | 2% |  |  | 1458 | 0.49 | 0.28 | 0 | 0 | 0 | 0% |  | 14 | 0 | 0 | 0 | 708 | 0.24 | 229500% | 1497 | 0.5 | 150600% | 2011 | 0.67 | 99200% | 2149 | 0.72 | 85400% | 29 | 0.01 | 297400% | 65 | 0.02 | 2938
486 | Butte | PGE NGBA | {'Notre Dame': [1.5, 472.0]} | 21510 | 975 | 0.05 | 20535 | 0.95 | 681 | 3% |  |  | 12796 | 0.59 | 0.23 | 530 | 0.02 | 13495 | 63% |  | 3563 | 0.17 | 0 | 0 | 8539 | 0.4 | 1297100% | 7100 | 0.33 | 1441000% | 8787 | 0.41 | 1272300% | 10736 | 0.5 | 1077400% | 4302 | 0.2 | 1720800% | 2914 | 0.14 | 18595
487 | Nortech | PGE GBA | {'Los Esteros': [1.5, 1.0], 'Dixon Landing': [3.3, 1.0], 'Newark': [5.8, 2.0], 'Whisman': [6.0, 0.0]} | 246 | 2 | 0.01 | 244 | 0.99 | 21 | 8% |  |  | 208 | 0.85 | 0.05 | 0 | 0 | 0 | 0% |  | 0 | 0 | 0 | 0 | 0 | 0 | 24600% | 0 | 0 | 24600% | 126 | 0.51 | 12000% | 126 | 0.51 | 12000% | 0 | 0 | 24600% | 243 | 0.99 | 3
488 | Windsor | SCE Metro | {} | 16 | 0 | 0 | 16 | 1 | 0 | 0% |  |  | 0 | 0 | 0.4 | 0 | 0 | 0 | 0% |  | 0 | 0 | 0 | 0 | 0 | 0 | 1600% | 16 | 1 | 0% | 16 | 1 | 0% | 16 | 1 | 0% | 0 | 0 | 1600% | 0 | 0 | 16
489 | Haas | PGE Fresno | {'Balch 1': [3.5, 33.0], 'Balch': [3.9, 33.0], 'Balch 2': [3.9, 33.0]} | 10404 | 101 | 0.01 | 10303 | 0.99 | 10394 | 100% |  |  | 0 | 0 | 0.02 | 0 | 0 | 0 | 0% |  | 6719 | 0.65 | 1880 | 0.18 | 1198 | 0.12 | 920600% | 6432 | 0.62 | 397200% | 4130 | 0.4 | 627400% | 7446 | 0.72 | 295800% | 8313 | 0.8 | 209100% | 731 | 0.07 | 9673
490 | Stone | PGE GBA | {} | 0 | 0 | 0 | 0 | 0 | 0 | 0% |  |  | 0 | 0 | 0 | 0 | 0 | 0 | 0% |  | 0 | 0 | 0 | 0 | 0 | 0 | 0% | 0 | 0 | 0% | 0 | 0 | 0% | 0 | 0 | 0% | 0 | 0 | 0% | 0 | 0 | 0
491 | El Cerrito G | PGE GBA | {'Richmond R': [3.7, 1061.0], 'San Pablo': [5.2, 431.0], 'Standard Oil': [5.5, 824.0], 'Standard Oil 2': [5.5, 824.0], 'Oakland L': [7.6, 110.0], 'Oakland C': [8.3, 71.0], 'Oakland X': [8.6, 2.0]} | 4665 | 1139 | 0.24 | 3526 | 0.76 | 1892 | 41% |  |  | 1464 | 0.31 | 0.55 | 0 | 0 | 0 | 0% |  | 1500 | 0.32 | 0 | 0 | 2218 | 0.48 | 244600% | 3493 | 0.75 | 117100% | 3495 | 0.75 | 116900% | 3495 | 0.75 | 116900% | 553 | 0.12 | 411200% | 137 | 0.03 | 4527
492 | Elizabeth Lake | SCE Northern | {'Pardee': [4.1, 1908.0], 'Saugus': [5.3, 1100.0]} | 18320 | 4525 | 0.25 | 13795 | 0.75 | 3968 | 22% |  |  | 10487 | 0.57 | 0.41 | 0 | 0 | 3 | 0% |  | 10377 | 0.57 | 6498 | 0.35 | 4561 | 0.25 | 1375900% | 842 | 0.05 | 1747800% | 2030 | 0.11 | 1629000% | 6591 | 0.36 | 1172900% | 9081 | 0.5 | 923900% | 1100 | 0.06 | 17219
493 | Ashlan | PGE Fresno | {'Figarden': [2.6, 730.0], 'Fig Garden': [2.6, 730.0], 'West Fresno': [5.2, 177.0], 'Herndon': [6.3, 730.0], 'Gregg': [6.4, 534.0], 'Kearney (New)': [6.8, 194.0]} | 1677 | 906 | 0.54 | 770 | 0.46 | 0 | 0% |  |  | 564 | 0.34 | 0.4 | 545 | 0.33 | 421 | 25% |  | 0 | 0 | 0 | 0 | 354 | 0.21 | 132300% | 229 | 0.14 | 144800% | 229 | 0.14 | 144800% | 354 | 0.21 | 132300% | 0 | 0 | 167700% | 189 | 0.11 | 1488
494 | Meadow Lane | PGE GBA | {'Alhambra': [4.7, 63.0], 'Martinez': [5.0, 118.0]} | 214 | 118 | 0.55 | 96 | 0.45 | 0 | 0% |  |  | 125 | 0.58 | 0.11 | 0 | 0 | 0 | 0% |  | 24 | 0.11 | 0 | 0 | 0 | 0 | 21400% | 30 | 0.14 | 18400% | 93 | 0.44 | 12100% | 93 | 0.44 | 12100% | 13 | 0.06 | 20100% | 5 | 0.02 | 209
495 | Bucks Creek | PGE NGBA | {'Belden': [2.3, 13.0]} | 1732 | 13 | 0.01 | 1719 | 0.99 | 1729 | 100% |  |  | 2 | 0 | 0.02 | 0 | 0 | 0 | 0% |  | 1410 | 0.81 | 293 | 0.17 | 570 | 0.33 | 116200% | 1039 | 0.6 | 69400% | 436 | 0.25 | 129600% | 1682 | 0.97 | 5100% | 1590 | 0.92 | 14200% | 396 | 0.23 | 1336
496 | Dunn Siding | SCE NOL | {} | 2045 | 617 | 0.3 | 1428 | 0.7 | 437 | 21% |  |  | 1568 | 0.77 | 0.04 | 0 | 0 | 0 | 0% |  | 0 | 0 | 0 | 0 | 1309 | 0.64 | 73600% | 0 | 0 | 204500% | 0 | 0 | 204500% | 1309 | 0.64 | 73600% | 240 | 0.12 | 180600% | 0 | 0 | 2045
497 | Pit 4 | PGE NGBA | {'Pit 3': [5.3, 1345.0], 'James B Black': [6.5, 2293.0], 'Cove Road': [8.7, 1332.0]} | 25444 | 7192 | 0.28 | 18252 | 0.72 | 15633 | 61% |  |  | 9326 | 0.37 | 0.05 | 75 | 0 | 0 | 0% |  | 20604 | 0.81 | 4181 | 0.16 | 9592 | 0.38 | 1585200% | 8608 | 0.34 | 1683600% | 8608 | 0.34 | 1683600% | 14418 | 0.57 | 1102600% | 6041 | 0.24 | 1940300% | 1712 | 0.07 | 23732
498 | SAN FRAN A (POTRERO PP) | PGE GBA | {'Potrero': [0.0, 1417.0], 'Martin': [3.9, 90.0], 'Oakland C': [6.4, 1103.0], 'Oakland L': [7.3, 1103.0], 'Oakland X': [9.1, 448.0], 'Oakland J': [9.3, 20.0]} | 1839 | 1415 | 0.77 | 424 | 0.23 | 96 | 5% |  |  | 1070 | 0.58 | 0.72 | 0 | 0 | 0 | 0% |  | 0 | 0 | 0 | 0 | 0 | 0 | 183900% | 56 | 0.03 | 178300% | 377 | 0.2 | 146200% | 377 | 0.2 | 146200% | 0 | 0 | 183900% | 29 | 0.02 | 1809
499 | Frogtown | PGE GBA | {} | 12457 | 60 | 0 | 12397 | 1 | 0 | 0% |  |  | 10448 | 0.84 | 0.13 | 139 | 0.01 | 60 | 0% |  | 11799 | 0.95 | 0 | 0 | 11013 | 0.88 | 144400% | 1719 | 0.14 | 1073800% | 4196 | 0.34 | 826100% | 11013 | 0.88 | 144400% | 7211 | 0.58 | 524500% | 395 | 0.03 | 12062
500 | Knights Landing | PGE NGBA | {'Woodland': [9.1, 5.0]} | 44526 | 1980 | 0.04 | 42545 | 0.96 | 5445 | 12% |  |  | 37257 | 0.84 | 0.1 | 3064 | 0.07 | 37434 | 84% |  | 0 | 0 | 0 | 0 | 3572 | 0.08 | 4095400% | 3139 | 0.07 | 4138700% | 20852 | 0.47 | 2367400% | 23598 | 0.53 | 2092800% | 0 | 0 | 4452600% | 1818 | 0.04 | 42708
501 | Sandlot | SCE NOL | {} | 6646 | 35 | 0.01 | 6610 | 0.99 | 155 | 2% |  |  | 5452 | 0.82 | 0.08 | 0 | 0 | 0 | 0% |  | 0 | 0 | 0 | 0 | 971 | 0.15 | 567500% | 6279 | 0.94 | 36700% | 4124 | 0.62 | 252200% | 6279 | 0.94 | 36700% | 3020 | 0.45 | 362600% | 267 | 0.04 | 6379
502 | Sunrise | PGE Kern | {'Sunset': [2.9, 940.0]} | 3220 | 933 | 0.29 | 2287 | 0.71 | 242 | 8% |  |  | 2658 | 0.83 | 0.05 | 0 | 0 | 0 | 0% |  | 0 | 0 | 0 | 0 | 469 | 0.15 | 275000% | 1804 | 0.56 | 141600% | 2068 | 0.64 | 115200% | 2181 | 0.68 | 103900% | 118 | 0.04 | 310100% | 0 | 0 | 3220
503 | Lilac | SDGE Imperial | {'Valley Center': [4.2, 11251.0], 'Pala': [7.3, 4709.0], 'Escondido': [9.0, 126.0]} | 33716 | 16966 | 0.5 | 16750 | 0.5 | 0 | 0% |  |  | 3665 | 0.11 | 0.53 | 8592 | 0.25 | 1715 | 5% |  | 23776 | 0.71 | 1561 | 0.05 | 11230 | 0.33 | 2248600% | 99 | 0 | 3361800% | 8290 | 0.25 | 2542700% | 13862 | 0.41 | 1985400% | 1031 | 0.03 | 3268500% | 2070 | 0.06 | 31646
504 | Alhambra | PGE GBA | {'Martinez': [1.6, 2958.0], 'Christie': [4.3, 2201.0], 'Meadow Lane': [4.7, 63.0], 'Bahia': [6.1, 2702.0], 'Carquinez': [9.3, 536.0]} | 11639 | 2972 | 0.26 | 8667 | 0.74 | 308 | 3% |  |  | 7892 | 0.68 | 0.39 | 197 | 0.02 | 26 | 0% |  | 8504 | 0.73 | 0 | 0 | 410 | 0.04 | 1122900% | 6857 | 0.59 | 478200% | 8372 | 0.72 | 326700% | 8540 | 0.73 | 309900% | 1337 | 0.11 | 1030200% | 326 | 0.03 | 11313
505 | Charleston | SCE EOP | {'Pahrump': [8.1, 40.0]} | 8846 | 2626 | 0.3 | 6220 | 0.7 | 648 | 7% |  |  | 23 | 0 | 0.04 | 0 | 0 | 0 | 0% |  | 0 | 0 | 0 | 0 | 0 | 0 | 884600% | 756 | 0.09 | 809100% | 986 | 0.11 | 786000% | 986 | 0.11 | 786000% | 463 | 0.05 | 838300% | 112 | 0.01 | 8734
506 | Vasco | PGE GBA | {'Los Positas': [1.2, 994.0], 'Las Positas': [1.2, 994.0], 'Cayetano': [3.5, 994.0], 'Vineyard': [8.1, 165.0], 'North Dublin': [8.1, 854.0]} | 20890 | 994 | 0.05 | 19896 | 0.95 | 1375 | 7% |  |  | 18581 | 0.89 | 0.1 | 1987 | 0.1 | 119 | 1% |  | 20211 | 0.97 | 0 | 0 | 15982 | 0.77 | 490800% | 11625 | 0.56 | 926500% | 15274 | 0.73 | 561600% | 18839 | 0.9 | 205200% | 4134 | 0.2 | 1675700% | 1591 | 0.08 | 19299
507 | Harris | PGE NGBA | {'Humboldt': [1.0, 2602.0], 'Humboldt Bay': [4.9, 1092.0], 'Arcata': [6.4, 651.0]} | 13749 | 2976 | 0.22 | 10773 | 0.78 | 2513 | 18% |  |  | 4571 | 0.33 | 0.31 | 0 | 0 | 0 | 0% |  | 0 | 0 | 0 | 0 | 591 | 0.04 | 1315800% | 8758 | 0.64 | 499000% | 9308 | 0.68 | 444000% | 9899 | 0.72 | 385000% | 697 | 0.05 | 1305100% | 1553 | 0.11 | 12196
508 | Grizzly | PGE NGBA | {'Rock Creek': [1.0, 1071.0], 'Rock Creek 1': [1.0, 1071.0]} | 10618 | 1070 | 0.1 | 9547 | 0.9 | 10532 | 99% |  |  | 81 | 0.01 | 0.02 | 0 | 0 | 0 | 0% |  | 757 | 0.07 | 6870 | 0.65 | 6306 | 0.59 | 431200% | 4337 | 0.41 | 628000% | 6232 | 0.59 | 438500% | 8701 | 0.82 | 191700% | 6574 | 0.62 | 404400% | 439 | 0.04 | 10178
509 | Jackass (DOE) | SCE EOP | {'Lathrop': [9.0, 0.0]} | 42535 | 6997 | 0.16 | 35537 | 0.84 | 0 | 0% |  |  | 0 | 0 | 0 | 0 | 0 | 0 | 0% |  | 0 | 0 | 0 | 0 | 0 | 0 | 4253500% | 0 | 0 | 4253500% | 0 | 0 | 4253500% | 0 | 0 | 4253500% | 0 | 0 | 4253500% | 0 | 0 | 42535
510 | North City Metering | SDGE Imperial | {'Penasquitos': [2.8, 1.0]} | 62 | 1 | 0.02 | 61 | 0.98 | 1 | 1% |  |  | 8 | 0.12 | 0.04 | 0 | 0 | 0 | 0% |  | 0 | 0 | 0 | 0 | 21 | 0.33 | 4100% | 43 | 0.69 | 1900% | 43 | 0.69 | 1900% | 60 | 0.98 | 100% | 0 | 0 | 6200% | 7 | 0.11 | 55
511 | Ormond Beach | SCE Northern | {'Mandalay': [7.1, 116.0]} | 7273 | 507 | 0.07 | 6766 | 0.93 | 1572 | 22% |  |  | 5260 | 0.72 | 0.15 | 228 | 0.03 | 5001 | 69% |  | 0 | 0 | 0 | 0 | 668 | 0.09 | 660500% | 2458 | 0.34 | 481500% | 2600 | 0.36 | 467300% | 2600 | 0.36 | 467300% | 0 | 0 | 727300% | 1150 | 0.16 | 6123
512 | Warne | SCE Northern | {} | 16517 | 0 | 0 | 16517 | 1 | 12322 | 75% |  |  | 3655 | 0.22 | 0.04 | 0 | 0 | 0 | 0% |  | 1752 | 0.11 | 14716 | 0.89 | 16450 | 1 | 6700% | 0 | 0 | 1651700% | 164 | 0.01 | 1635300% | 16450 | 1 | 6700% | 11059 | 0.67 | 545900% | 419 | 0.03 | 16098
513 | POE | PGE NGBA | {} | 17505 | 703 | 0.04 | 16802 | 0.96 | 2150 | 12% |  |  | 10332 | 0.59 | 0.12 | 1 | 0 | 0 | 0% |  | 289 | 0.02 | 0 | 0 | 10380 | 0.59 | 712500% | 9618 | 0.55 | 788600% | 16165 | 0.92 | 134000% | 16227 | 0.93 | 127800% | 6141 | 0.35 | 1136400% | 595 | 0.03 | 16909
514 | Pit 3 | PGE NGBA | {'Pit 4': [5.3, 1345.0], 'Burney Forest': [8.5, 1901.0], 'Burney Forest Power': [8.5, 1904.0], 'Carberry': [9.6, 493.0]} | 27567 | 7691 | 0.28 | 19876 | 0.72 | 23296 | 85% |  |  | 4268 | 0.15 | 0.04 | 2463 | 0.09 | 0 | 0% |  | 16974 | 0.62 | 0 | 0 | 9077 | 0.33 | 1849000% | 4683 | 0.17 | 2288400% | 1525 | 0.06 | 2604200% | 12224 | 0.44 | 1534300% | 7903 | 0.29 | 1966400% | 3342 | 0.12 | 24225
515 | Evergreen | PGE GBA | {'Swift': [2.8, 43.0], 'Piercy': [3.8, 3.0]} | 46 | 43 | 0.92 | 4 | 0.08 | 0 | 0% |  |  | 0 | 0 | 0.38 | 0 | 0 | 0 | 0% |  | 46 | 0.99 | 0 | 0 | 0 | 0 | 4600% | 0 | 0 | 4600% | 0 | 0 | 4600% | 0 | 0 | 4600% | 0 | 0 | 4600% | 4 | 0.08 | 43
516 | Rincon | PGE NGBA | {} | 13923 | 189 | 0.01 | 13734 | 0.99 | 0 | 0% |  |  | 7952 | 0.57 | 0.21 | 213 | 0.02 | 129 | 1% |  | 445 | 0.03 | 0 | 0 | 12436 | 0.89 | 148700% | 10100 | 0.73 | 382300% | 13195 | 0.95 | 72800% | 13627 | 0.98 | 29600% | 3532 | 0.25 | 1039100% | 348 | 0.03 | 13575
517 | Whisman | PGE GBA | {'Nortech': [6.0, 0.0], 'Newark': [8.0, 0.0]} | 256 | 0 | 0 | 256 | 1 | 185 | 72% |  |  | 65 | 0.25 | 0.04 | 0 | 0 | 0 | 0% |  | 0 | 0 | 0 | 0 | 0 | 0 | 25600% | 0 | 0 | 25600% | 10 | 0.04 | 24700% | 10 | 0.04 | 24700% | 0 | 0 | 25600% | 256 | 1 | 1
518 | Brighton | PGE NGBA | {'Granite': [4.1, 1390.0]} | 1777 | 1389 | 0.78 | 387 | 0.22 | 0 | 0% |  |  | 65 | 0.04 | 0.49 | 322 | 0.18 | 2 | 0% |  | 155 | 0.09 | 0 | 0 | 0 | 0 | 177700% | 0 | 0 | 177700% | 0 | 0 | 177700% | 0 | 0 | 177700% | 0 | 0 | 177700% | 381 | 0.21 | 1396
519 | Mi-Wuk | PGE GBA | {'Curtis': [7.8, 220.0]} | 14132 | 351 | 0.02 | 13781 | 0.98 | 2820 | 20% |  |  | 6944 | 0.49 | 0.3 | 37 | 0 | 19 | 0% |  | 3409 | 0.24 | 10712 | 0.76 | 2158 | 0.15 | 1197400% | 7272 | 0.51 | 686000% | 13267 | 0.94 | 86500% | 13267 | 0.94 | 86500% | 5763 | 0.41 | 836900% | 287 | 0.02 | 13845
520 | San Ysidro | SDGE Imperial | {'Otay': [2.9, 2.0], 'Imperial Beach': [4.3, 1.0], 'Bay Boulevard': [5.1, 1.0], 'Otay Mesa': [6.7, 0.0]} | 3566 | 6 | 0 | 3560 | 1 | 65 | 2% |  |  | 1788 | 0.5 | 0.44 | 0 | 0 | 0 | 0% |  | 1450 | 0.41 | 0 | 0 | 68 | 0.02 | 349800% | 3363 | 0.94 | 20400% | 3558 | 1 | 800% | 3558 | 1 | 800% | 702 | 0.2 | 286400% | 420 | 0.12 | 3146
521 | Lincoln | PGE NGBA | {'Pleasant Grove': [5.5, 553.0], 'Rio Oso': [9.5, 2.0]} | 17382 | 1448 | 0.08 | 15934 | 0.92 | 322 | 2% |  |  | 10487 | 0.6 | 0.27 | 2534 | 0.15 | 2564 | 15% |  | 9292 | 0.53 | 0 | 0 | 14177 | 0.82 | 320500% | 0 | 0 | 1738200% | 0 | 0 | 1738200% | 14177 | 0.82 | 320500% | 2156 | 0.12 | 1522600% | 6202 | 0.36 | 11180
522 | Jefferson | PGE GBA | {'Menlo': [4.9, 34.0], 'Ravenswood': [8.4, 38.0]} | 3978 | 40 | 0.01 | 3938 | 0.99 | 22 | 1% |  |  | 2445 | 0.61 | 0.23 | 8 | 0 | 0 | 0% |  | 0 | 0 | 0 | 0 | 3586 | 0.9 | 39300% | 1654 | 0.42 | 232400% | 2776 | 0.7 | 120200% | 3938 | 0.99 | 4000% | 2022 | 0.51 | 195600% | 432 | 0.11 | 3546
523 | Lakewood | PGE GBA | {} | 693 | 0 | 0 | 693 | 1 | 16 | 2% |  |  | 466 | 0.67 | 0.06 | 0 | 0 | 0 | 0% |  | 670 | 0.97 | 0 | 0 | 439 | 0.63 | 25300% | 606 | 0.88 | 8700% | 693 | 1 | 0% | 693 | 1 | 0% | 302 | 0.44 | 39100% | 32 | 0.05 | 661
524 | Windmaster | PGE GBA | {} | 26376 | 0 | 0 | 26376 | 1 | 3996 | 15% |  |  | 21576 | 0.82 | 0.07 | 2184 | 0.08 | 3598 | 14% |  | 22081 | 0.84 | 0 | 0 | 19913 | 0.75 | 646300% | 17067 | 0.65 | 930900% | 20214 | 0.77 | 616200% | 25739 | 0.98 | 63800% | 2771 | 0.11 | 2360500% | 2475 | 0.09 | 23901
525 | Rosamond | SCE Northern | {} | 25958 | 13728 | 0.53 | 12230 | 0.47 | 0 | 0% |  |  | 3071 | 0.12 | 0.55 | 1031 | 0.04 | 1428 | 6% |  | 0 | 0 | 0 | 0 | 0 | 0 | 2595800% | 9545 | 0.37 | 1641300% | 3027 | 0.12 | 2293100% | 9974 | 0.38 | 1598300% | 1652 | 0.06 | 2430600% | 1338 | 0.05 | 24620
526 | Los Positas | PGE GBA | {'Las Positas': [0.0, 994.0], 'Vasco': [1.2, 994.0], 'Cayetano': [3.4, 994.0], 'Vineyard': [6.9, 165.0], 'North Dublin': [7.4, 854.0]} | 18592 | 994 | 0.05 | 17598 | 0.95 | 404 | 2% |  |  | 17205 | 0.93 | 0.1 | 2077 | 0.11 | 124 | 1% |  | 17879 | 0.96 | 0 | 0 | 12827 | 0.69 | 576500% | 11915 | 0.64 | 667700% | 14297 | 0.77 | 429500% | 16540 | 0.89 | 205200% | 4976 | 0.27 | 1361600% | 1518 | 0.08 | 17074
527 | Oregon Trail | PGE NGBA | {} | 21450 | 5615 | 0.26 | 15835 | 0.74 | 0 | 0% |  |  | 2685 | 0.13 | 0.56 | 562 | 0.03 | 547 | 3% |  | 19132 | 0.89 | 14 | 0 | 13918 | 0.65 | 753200% | 2774 | 0.13 | 1867600% | 3649 | 0.17 | 1780200% | 14310 | 0.67 | 714000% | 1432 | 0.07 | 2001900% | 965 | 0.05 | 20485
528 | Burlingame | PGE GBA | {'Millbrae': [1.9, 132.0], 'Martin': [8.3, 30.0]} | 575 | 384 | 0.67 | 191 | 0.33 | 98 | 17% |  |  | 66 | 0.11 | 0.65 | 0 | 0 | 0 | 0% |  | 0 | 0 | 0 | 0 | 0 | 0 | 57500% | 88 | 0.15 | 48700% | 122 | 0.21 | 45400% | 122 | 0.21 | 45400% | 0 | 0 | 57500% | 73 | 0.13 | 502
529 | Fremont | PGE GBA | {'Newark': [3.1, 59.0], 'Dumbarton': [5.3, 2.0]} | 6012 | 627 | 0.1 | 5385 | 0.9 | 0 | 0% |  |  | 5845 | 0.97 | 0.09 | 30 | 0 | 1 | 0% |  | 5997 | 1 | 0 | 0 | 4083 | 0.68 | 192900% | 3723 | 0.62 | 228900% | 4162 | 0.69 | 185000% | 4677 | 0.78 | 133500% | 2907 | 0.48 | 310500% | 168 | 0.03 | 5844
530 | Callender | PGE Kern | {'Oceano': [3.8, 2182.0], 'Mesa': [7.9, 1066.0]} | 14626 | 3431 | 0.23 | 11195 | 0.77 | 1951 | 13% |  |  | 8014 | 0.55 | 0.21 | 746 | 0.05 | 7126 | 49% |  | 0 | 0 | 0 | 0 | 2160 | 0.15 | 1246600% | 1616 | 0.11 | 1301000% | 5168 | 0.35 | 945800% | 6581 | 0.45 | 804500% | 643 | 0.04 | 1398400% | 744 | 0.05 | 13882
531 | Delta PP | PGE GBA | {} | 29524 | 0 | 0 | 29524 | 1 | 4678 | 16% |  |  | 22553 | 0.76 | 0.15 | 2662 | 0.09 | 5354 | 18% |  | 22579 | 0.76 | 0 | 0 | 21269 | 0.72 | 825500% | 17501 | 0.59 | 1202300% | 20257 | 0.69 | 926700% | 26960 | 0.91 | 256400% | 2538 | 0.09 | 2698500% | 2877 | 0.1 | 26647
532 | Moraga | PGE GBA | {} | 4073 | 0 | 0 | 4073 | 1 | 1101 | 27% |  |  | 2017 | 0.5 | 0.13 | 0 | 0 | 0 | 0% |  | 2003 | 0.49 | 0 | 0 | 3464 | 0.85 | 61000% | 1972 | 0.48 | 210100% | 3633 | 0.89 | 44100% | 4073 | 1 | 0% | 1408 | 0.35 | 266600% | 158 | 0.04 | 3915
533 | Collierville | PGE GBA | {'Stanislaus': [0.8, 2786.0]} | 19349 | 3575 | 0.18 | 15774 | 0.82 | 3276 | 17% |  |  | 10110 | 0.52 | 0.29 | 70 | 0 | 46 | 0% |  | 3517 | 0.18 | 15583 | 0.81 | 8885 | 0.46 | 1046400% | 4124 | 0.21 | 1522400% | 5101 | 0.26 | 1424700% | 11759 | 0.61 | 759000% | 7836 | 0.41 | 1151200% | 370 | 0.02 | 18978
534 | Rock Creek | PGE NGBA | {'Rock Creek 1': [0.0, 1666.0], 'Grizzly': [1.0, 1071.0]} | 13648 | 1665 | 0.12 | 11983 | 0.88 | 13359 | 98% |  |  | 280 | 0.02 | 0.03 | 0 | 0 | 0 | 0% |  | 291 | 0.02 | 10383 | 0.76 | 8489 | 0.62 | 515900% | 4251 | 0.31 | 939800% | 6155 | 0.45 | 749400% | 10355 | 0.76 | 329400% | 9008 | 0.66 | 464000% | 379 | 0.03 | 13269
535 | Homestake | PGE NGBA | {} | 1251 | 0 | 0 | 1251 | 1 | 0 | 0% |  |  | 1246 | 1 | 0.06 | 0 | 0 | 0 | 0% |  | 0 | 0 | 1251 | 1 | 296 | 0.24 | 95400% | 1010 | 0.81 | 24100% | 1010 | 0.81 | 24100% | 1010 | 0.81 | 24100% | 1146 | 0.92 | 10400% | 2 | 0 | 1248
536 | James B Black | PGE NGBA | {'Pit 4': [6.5, 2293.0], 'Cove Road': [8.3, 906.0]} | 20735 | 6314 | 0.3 | 14421 | 0.7 | 13121 | 63% |  |  | 7118 | 0.34 | 0.04 | 119 | 0.01 | 0 | 0% |  | 11276 | 0.54 | 8578 | 0.41 | 4271 | 0.21 | 1646400% | 4915 | 0.24 | 1582000% | 4915 | 0.24 | 1582000% | 6427 | 0.31 | 1430900% | 8460 | 0.41 | 1227500% | 1160 | 0.06 | 19575
537 | Harvard | SCE NOL | {} | 21167 | 8430 | 0.4 | 12738 | 0.6 | 1 | 0% |  |  | 13775 | 0.65 | 0.19 | 22 | 0 | 415 | 2% |  | 0 | 0 | 0 | 0 | 8654 | 0.41 | 1251300% | 5968 | 0.28 | 1520000% | 5365 | 0.25 | 1580200% | 10254 | 0.48 | 1091400% | 7398 | 0.35 | 1376900% | 571 | 0.03 | 20597
538 | San Jose B | PGE GBA | {} | 0 | 0 | 0 | 0 | 0 | 0 | 0% |  |  | 0 | 0 | 0 | 0 | 0 | 0 | 0% |  | 0 | 0 | 0 | 0 | 0 | 0 | 0% | 0 | 0 | 0% | 0 | 0 | 0% | 0 | 0 | 0% | 0 | 0 | 0% | 0 | 0 | 0
539 | Edenvale | PGE GBA | {'Santa Teresa': [0.5, 22.0], 'Piercy': [1.8, 56.0], 'Metcalf 1': [3.2, 10.0], 'Swift': [5.4, 56.0]} | 3888 | 56 | 0.01 | 3833 | 0.99 | 755 | 19% |  |  | 2424 | 0.62 | 0.13 | 572 | 0.15 | 137 | 4% |  | 3494 | 0.9 | 0 | 0 | 3713 | 0.96 | 17500% | 1271 | 0.33 | 261700% | 2124 | 0.55 | 176500% | 3713 | 0.96 | 17500% | 1602 | 0.41 | 228600% | 169 | 0.04 | 3720
540 | Mt Poso | PGE Kern | {'Lerdo': [5.0, 4672.0], 'Poso Mt.': [7.0, 4608.0], '7th Standard': [7.8, 2031.0], 'Kern Oil': [8.0, 2456.0], 'Sycamore': [8.2, 2202.0]} | 46694 | 20018 | 0.43 | 26676 | 0.57 | 1932 | 4% |  |  | 42827 | 0.92 | 0.09 | 1890 | 0.04 | 15419 | 33% |  | 21601 | 0.46 | 0 | 0 | 16244 | 0.35 | 3044900% | 72 | 0 | 4662200% | 72 | 0 | 4662200% | 16244 | 0.35 | 3044900% | 3998 | 0.09 | 4269600% | 662 | 0.01 | 46031
541 | Rock Creek 1 | PGE NGBA | {'Rock Creek': [0.0, 1666.0], 'Grizzly': [1.0, 1071.0]} | 13703 | 1673 | 0.12 | 12030 | 0.88 | 13400 | 98% |  |  | 295 | 0.02 | 0.03 | 0 | 0 | 0 | 0% |  | 288 | 0.02 | 10471 | 0.76 | 8518 | 0.62 | 518600% | 4228 | 0.31 | 947600% | 6139 | 0.45 | 756500% | 10383 | 0.76 | 332100% | 9064 | 0.66 | 464000% | 379 | 0.03 | 13324
542 | New Sub - Kramer - Lugo (Proposed) | SCE NOL | {'Roadway': [0.0, 2292.0], 'Victor': [5.1, 384.0]} | 19498 | 2295 | 0.12 | 17202 | 0.88 | 0 | 0% |  |  | 1266 | 0.06 | 0.53 | 0 | 0 | 0 | 0% |  | 0 | 0 | 0 | 0 | 8904 | 0.46 | 1059400% | 14607 | 0.75 | 489000% | 928 | 0.05 | 1857000% | 17152 | 0.88 | 234600% | 1533 | 0.08 | 1796500% | 140 | 0.01 | 19358
543 | Baker | SCE NOL | {} | 1074 | 274 | 0.25 | 800 | 0.75 | 3 | 0% |  |  | 791 | 0.74 | 0.1 | 0 | 0 | 0 | 0% |  | 0 | 0 | 0 | 0 | 342 | 0.32 | 73200% | 29 | 0.03 | 104500% | 29 | 0.03 | 104500% | 342 | 0.32 | 73200% | 589 | 0.55 | 48500% | 0 | 0 | 1074
544 | Mountain View | PGE GBA | {} | 8 | 0 | 0 | 8 | 1 | 5 | 63% |  |  | 2 | 0.3 | 0.04 | 0 | 0 | 0 | 0% |  | 0 | 0 | 0 | 0 | 0 | 0 | 800% | 0 | 0 | 800% | 2 | 0.28 | 600% | 2 | 0.28 | 600% | 0 | 0 | 800% | 8 | 1 | 0
545 | Stanislaus | PGE GBA | {'Collierville': [0.8, 2786.0]} | 18538 | 2798 | 0.15 | 15740 | 0.85 | 3203 | 17% |  |  | 9669 | 0.52 | 0.29 | 34 | 0 | 34 | 0% |  | 2637 | 0.14 | 15663 | 0.84 | 7476 | 0.4 | 1106200% | 4657 | 0.25 | 1388200% | 5315 | 0.29 | 1322300% | 10903 | 0.59 | 763600% | 8717 | 0.47 | 982100% | 360 | 0.02 | 18178
546 | Eagle Mountain | SCE Eastern | {'Kem': [4.0, 19.0]} | 6211 | 659 | 0.11 | 5552 | 0.89 | 707 | 11% |  |  | 5473 | 0.88 | 0.04 | 83 | 0.01 | 0 | 0% |  | 0 | 0 | 0 | 0 | 1404 | 0.23 | 480700% | 1771 | 0.29 | 444000% | 0 | 0 | 621100% | 3176 | 0.51 | 303500% | 3014 | 0.49 | 319700% | 0 | 0 | 6211
547 | Contra Costa PP | PGE GBA | {'Contra Costa': [1.6, 533.0], 'Lone Tree': [4.8, 101.0], 'GWF 2': [5.3, 56.0], 'Collinsville': [6.1, 551.0], 'Pittsburg': [7.4, 14.0], 'Kirker': [7.8, 1.0], 'Birds Landing': [8.5, 428.0]} | 6153 | 1021 | 0.17 | 5131 | 0.83 | 3464 | 56% |  |  | 2228 | 0.36 | 0.06 | 1933 | 0.31 | 189 | 3% |  | 612 | 0.1 | 0 | 0 | 18 | 0 | 613500% | 3318 | 0.54 | 283500% | 3318 | 0.54 | 283500% | 3318 | 0.54 | 283500% | 0 | 0 | 615300% | 1582 | 0.26 | 4571
548 | Padre Flats SW STA | PGE Fresno | {'Los Banos': [4.2, 1408.0], 'Quinto': [9.4, 277.0], 'Dos Amigos': [9.6, 10.0], 'Mercy Springs': [9.6, 35.0]} | 36675 | 3839 | 0.1 | 32836 | 0.9 | 8876 | 24% |  |  | 26332 | 0.72 | 0.07 | 6238 | 0.17 | 5129 | 14% |  | 26702 | 0.73 | 0 | 0 | 29022 | 0.79 | 765300% | 11873 | 0.32 | 2480200% | 15696 | 0.43 | 2097900% | 29022 | 0.79 | 765300% | 11649 | 0.32 | 2502600% | 1052 | 0.03 | 35623
549 | Bliss | SCE Northern | {'Rector': [9.8, 20.0]} | 44519 | 16140 | 0.36 | 28380 | 0.64 | 0 | 0% |  |  | 39296 | 0.88 | 0.13 | 15599 | 0.35 | 24125 | 54% |  | 491 | 0.01 | 0 | 0 | 0 | 0 | 4451900% | 0 | 0 | 4451900% | 7452 | 0.17 | 3706800% | 7452 | 0.17 | 3706800% | 0 | 0 | 4451900% | 433 | 0.01 | 44087
550 | Divide | PGE Kern | {'Fairway': [5.7, 792.0], 'Sisquoc': [7.5, 1005.0]} | 19024 | 3301 | 0.17 | 15723 | 0.83 | 13359 | 70% |  |  | 5025 | 0.26 | 0.07 | 2846 | 0.15 | 1200 | 6% |  | 3770 | 0.2 | 0 | 0 | 2604 | 0.14 | 1642000% | 3616 | 0.19 | 1540800% | 12769 | 0.67 | 625400% | 13173 | 0.69 | 585100% | 3926 | 0.21 | 1509800% | 123 | 0.01 | 18901
551 | Cresta | PGE NGBA | {} | 19560 | 358 | 0.02 | 19202 | 0.98 | 15755 | 81% |  |  | 3593 | 0.18 | 0.04 | 0 | 0 | 0 | 0% |  | 4540 | 0.23 | 6010 | 0.31 | 8868 | 0.45 | 1069200% | 9817 | 0.5 | 974300% | 16126 | 0.82 | 343400% | 18842 | 0.96 | 71800% | 11373 | 0.58 | 818700% | 308 | 0.02 | 19252
552 | Race Track | PGE GBA | {'Racetrack': [0.0, 1761.0], 'Curtis': [5.1, 1739.0]} | 8246 | 1774 | 0.22 | 6472 | 0.78 | 0 | 0% |  |  | 4354 | 0.53 | 0.18 | 114 | 0.01 | 60 | 1% |  | 7261 | 0.88 | 0 | 0 | 3991 | 0.48 | 425500% | 3558 | 0.43 | 468800% | 2711 | 0.33 | 553500% | 5523 | 0.67 | 272300% | 2919 | 0.35 | 532700% | 472 | 0.06 | 7774
553 | Lodi | PGE GBA | {'Eight Mile': [2.1, 1699.0]} | 36825 | 1916 | 0.05 | 34908 | 0.95 | 2216 | 6% |  |  | 25329 | 0.69 | 0.16 | 6045 | 0.16 | 25847 | 70% |  | 0 | 0 | 0 | 0 | 6 | 0 | 3681900% | 15494 | 0.42 | 2133000% | 17772 | 0.48 | 1905300% | 17778 | 0.48 | 1904700% | 0 | 0 | 3682500% | 1491 | 0.04 | 35334
554 | Rancho Seco | PGE GBA | {} | 33510 | 0 | 0 | 33510 | 1 | 8746 | 26% |  |  | 19009 | 0.57 | 0.09 | 10396 | 0.31 | 3589 | 11% |  | 9476 | 0.28 | 0 | 0 | 33478 | 1 | 3200% | 16836 | 0.5 | 1667400% | 24870 | 0.74 | 864000% | 33478 | 1 | 3200% | 11501 | 0.34 | 2200900% | 15124 | 0.45 | 18386
555 | Monticello | PGE NGBA | {} | 14402 | 909 | 0.06 | 13492 | 0.94 | 322 | 2% |  |  | 13005 | 0.9 | 0.11 | 361 | 0.03 | 605 | 4% |  | 10278 | 0.71 | 0 | 0 | 10382 | 0.72 | 401900% | 1086 | 0.08 | 1331600% | 6955 | 0.48 | 744700% | 13003 | 0.9 | 139900% | 9415 | 0.65 | 498600% | 1198 | 0.08 | 13204
556 | New Sub - Westley - Quinto (Proposed) | PGE Fresno | {'Westley': [4.6, 53.0]} | 40075 | 274 | 0.01 | 39802 | 0.99 | 6156 | 15% |  |  | 30902 | 0.77 | 0.1 | 714 | 0.02 | 20853 | 52% |  | 18822 | 0.47 | 1722 | 0.04 | 34764 | 0.87 | 531200% | 7065 | 0.18 | 3301100% | 10778 | 0.27 | 2929700% | 35728 | 0.89 | 434700% | 13924 | 0.35 | 2615100% | 408 | 0.01 | 39668
557 | North Dublin | PGE GBA | {'San Ramon': [4.2, 10.0], 'Tassajara': [4.7, 312.0], 'Cayetano': [4.7, 1014.0], 'Vineyard': [5.2, 149.0], 'Los Positas': [7.4, 854.0], 'Las Positas': [7.4, 854.0], 'Vasco': [8.1, 854.0]} | 16070 | 1351 | 0.08 | 14719 | 0.92 | 544 | 3% |  |  | 12491 | 0.78 | 0.29 | 949 | 0.06 | 47 | 0% |  | 14293 | 0.89 | 666 | 0.04 | 488 | 0.03 | 1558200% | 8020 | 0.5 | 805100% | 12193 | 0.76 | 387800% | 12193 | 0.76 | 387800% | 3612 | 0.22 | 1245800% | 993 | 0.06 | 15077
558 | Wildlife | SCE Eastern | {} | 0 | 0 | 0 | 0 | 0 | 0 | 0% |  |  | 0 | 0 | 0 | 0 | 0 | 0 | 0% |  | 0 | 0 | 0 | 0 | 0 | 0 | 0% | 0 | 0 | 0% | 0 | 0 | 0% | 0 | 0 | 0% | 0 | 0 | 0% | 0 | 0 | 0
559 | Clovis | PGE Fresno | {'Bullard': [4.8, 177.0], 'Woodward': [6.2, 343.0], 'Sanger': [9.1, 338.0]} | 8244 | 2269 | 0.28 | 5975 | 0.72 | 0 | 0% |  |  | 2566 | 0.31 | 0.52 | 2649 | 0.32 | 1206 | 15% |  | 2965 | 0.36 | 0 | 0 | 1283 | 0.16 | 696200% | 4494 | 0.55 | 375000% | 4633 | 0.56 | 361100% | 4884 | 0.59 | 336000% | 439 | 0.05 | 780600% | 1695 | 0.21 | 6549
560 | Greenleaf 1 | PGE NGBA | {'Sutter Power': [0.0, 2045.0], 'Bogue': [4.7, 1714.0], 'Pease': [8.4, 84.0], 'Olivehurst': [8.4, 180.0]} | 36065 | 2040 | 0.06 | 34025 | 0.94 | 0 | 0% |  |  | 27235 | 0.76 | 0.12 | 12270 | 0.34 | 21652 | 60% |  | 0 | 0 | 0 | 0 | 192 | 0.01 | 3587200% | 3522 | 0.1 | 3254300% | 20290 | 0.56 | 1577400% | 20290 | 0.56 | 1577400% | 0 | 0 | 3606500% | 1239 | 0.03 | 34826
561 | Atlantic | PGE NGBA | {} | 697 | 404 | 0.58 | 293 | 0.42 | 0 | 0% |  |  | 2 | 0 | 0.74 | 4 | 0.01 | 21 | 3% |  | 0 | 0 | 0 | 0 | 215 | 0.31 | 48200% | 0 | 0 | 69700% | 0 | 0 | 69700% | 215 | 0.31 | 48200% | 0 | 0 | 69700% | 129 | 0.19 | 568
562 | Vasona | PGE GBA | {} | 818 | 0 | 0 | 818 | 1 | 8 | 1% |  |  | 149 | 0.18 | 0.31 | 35 | 0.04 | 0 | 0% |  | 104 | 0.13 | 0 | 0 | 818 | 1 | 0% | 0 | 0 | 81800% | 788 | 0.96 | 3100% | 818 | 1 | 0% | 211 | 0.26 | 60800% | 26 | 0.03 | 792
563 | Mercury | SCE EOP | {'Innovation': [5.5, 752.0]} | 26666 | 4154 | 0.16 | 22513 | 0.84 | 0 | 0% |  |  | 0 | 0 | 0 | 0 | 0 | 0 | 0% |  | 0 | 0 | 0 | 0 | 0 | 0 | 2666600% | 0 | 0 | 2666600% | 0 | 0 | 2666600% | 0 | 0 | 2666600% | 0 | 0 | 2666600% | 0 | 0 | 26666
564 | Monta Vista | PGE GBA | {} | 1024 | 0 | 0 | 1024 | 1 | 29 | 3% |  |  | 680 | 0.66 | 0.14 | 15 | 0.01 | 117 | 11% |  | 48 | 0.05 | 0 | 0 | 998 | 0.97 | 2600% | 41 | 0.04 | 98300% | 1007 | 0.98 | 1800% | 1023 | 1 | 100% | 549 | 0.54 | 47600% | 57 | 0.06 | 968
565 | Topaz | PGE Kern | {'Carrizo Plains': [1.1, 2998.0]} | 22473 | 3690 | 0.16 | 18783 | 0.84 | 11919 | 53% |  |  | 10482 | 0.47 | 0.04 | 4914 | 0.22 | 59 | 0% |  | 15787 | 0.7 | 1858 | 0.08 | 2550 | 0.11 | 1992300% | 7309 | 0.33 | 1516400% | 11045 | 0.49 | 1142800% | 11541 | 0.51 | 1093200% | 13222 | 0.59 | 925100% | 271 | 0.01 | 22202
566 | Balch | PGE Fresno | {'Balch 2': [0.0, 33.0], 'Balch 1': [0.8, 33.0], 'Haas': [3.9, 33.0]} | 4922 | 33 | 0.01 | 4888 | 0.99 | 4779 | 97% |  |  | 134 | 0.03 | 0.02 | 0 | 0 | 0 | 0% |  | 2480 | 0.5 | 2281 | 0.46 | 1295 | 0.26 | 362600% | 2965 | 0.6 | 195700% | 1314 | 0.27 | 360800% | 3662 | 0.74 | 125900% | 4133 | 0.84 | 78900% | 255 | 0.05 | 4666
567 | El Dorado PH | PGE NGBA | {} | 24924 | 1684 | 0.07 | 23240 | 0.93 | 14091 | 57% |  |  | 4743 | 0.19 | 0.25 | 42 | 0 | 174 | 1% |  | 14404 | 0.58 | 89 | 0 | 19484 | 0.78 | 544000% | 5452 | 0.22 | 1947200% | 13433 | 0.54 | 1149000% | 21123 | 0.85 | 380100% | 7487 | 0.3 | 1743700% | 224 | 0.01 | 24700
568 | Bell | PGE NGBA | {'Higgins': [6.8, 85.0]} | 13603 | 3970 | 0.29 | 9634 | 0.71 | 0 | 0% |  |  | 1205 | 0.09 | 0.51 | 670 | 0.05 | 123 | 1% |  | 11780 | 0.87 | 0 | 0 | 8708 | 0.64 | 489500% | 18 | 0 | 1358500% | 343 | 0.03 | 1326000% | 8708 | 0.64 | 489500% | 1359 | 0.1 | 1224500% | 930 | 0.07 | 12674
569 | San Pablo | PGE GBA | {'Standard Oil': [4.0, 442.0], 'Standard Oil 2': [4.0, 442.0], 'Richmond R': [4.5, 442.0], 'El Cerrito G': [5.2, 431.0], 'Christie': [7.1, 725.0], 'Carquinez': [8.8, 504.0]} | 4943 | 1283 | 0.26 | 3660 | 0.74 | 6 | 0% |  |  | 2369 | 0.48 | 0.63 | 0 | 0 | 0 | 0% |  | 1 | 0 | 0 | 0 | 0 | 0 | 494300% | 3596 | 0.73 | 134600% | 3596 | 0.73 | 134600% | 3596 | 0.73 | 134600% | 1 | 0 | 494200% | 833 | 0.17 | 4110
570 | Lambie (old) | PGE NGBA | {'Lambie Energy': [0.0, 3933.0], 'Shiloh III': [3.8, 3420.0], 'Birds Landing': [7.0, 732.0]} | 26682 | 3933 | 0.15 | 22749 | 0.85 | 3615 | 14% |  |  | 22827 | 0.86 | 0.06 | 6707 | 0.25 | 0 | 0% |  | 24088 | 0.9 | 0 | 0 | 1866 | 0.07 | 2481600% | 15849 | 0.59 | 1083300% | 17491 | 0.66 | 919100% | 20072 | 0.75 | 661000% | 3369 | 0.13 | 2331300% | 10888 | 0.41 | 15794
571 | Figarden | PGE Fresno | {'Fig Garden': [0.0, 4280.0], 'Ashlan': [2.6, 730.0], 'Gregg': [3.8, 3865.0], 'Herndon': [3.8, 4286.0], 'West Fresno': [7.5, 0.0], 'Kearney (New)': [8.2, 18.0], 'Borden': [9.8, 17.0]} | 12256 | 4292 | 0.35 | 7963 | 0.65 | 0 | 0% |  |  | 9764 | 0.8 | 0.13 | 6504 | 0.53 | 4300 | 35% |  | 1044 | 0.09 | 0 | 0 | 4449 | 0.36 | 780600% | 2888 | 0.24 | 936700% | 2888 | 0.24 | 936700% | 5831 | 0.48 | 642500% | 0 | 0 | 1225600% | 787 | 0.06 | 11469
572 | Trimble | PGE GBA | {} | 0 | 0 | 0 | 0 | 0 | 0 | 0% |  |  | 0 | 0 | 0 | 0 | 0 | 0 | 0% |  | 0 | 0 | 0 | 0 | 0 | 0 | 0% | 0 | 0 | 0% | 0 | 0 | 0% | 0 | 0 | 0% | 0 | 0 | 0% | 0 | 0 | 0
573 | Tassajara | PGE GBA | {'San Ramon': [4.1, 10.0], 'North Dublin': [4.7, 312.0]} | 6289 | 312 | 0.05 | 5976 | 0.95 | 291 | 5% |  |  | 4253 | 0.68 | 0.23 | 75 | 0.01 | 47 | 1% |  | 5349 | 0.85 | 336 | 0.05 | 809 | 0.13 | 548000% | 4264 | 0.68 | 202500% | 5017 | 0.8 | 127200% | 5062 | 0.8 | 122600% | 1769 | 0.28 | 452000% | 508 | 0.08 | 5781
574 | Santa Rosa A | PGE NGBA | {'Monroe': [2.0, 0.0], 'Bellevue': [4.0, 0.0]} | 4982 | 0 | 0 | 4982 | 1 | 0 | 0% |  |  | 1958 | 0.39 | 0.33 | 685 | 0.14 | 626 | 13% |  | 2 | 0 | 0 | 0 | 2708 | 0.54 | 227400% | 2141 | 0.43 | 284000% | 3701 | 0.74 | 128100% | 3701 | 0.74 | 128100% | 740 | 0.15 | 424200% | 633 | 0.13 | 4349
575 | Piercy | PGE GBA | {'Edenvale': [1.8, 56.0], 'Santa Teresa': [2.1, 22.0], 'Evergreen': [3.8, 3.0], 'Swift': [3.8, 209.0], 'Metcalf 1': [4.0, 10.0]} | 3328 | 209 | 0.06 | 3119 | 0.94 | 1546 | 46% |  |  | 1551 | 0.47 | 0.08 | 51 | 0.02 | 0 | 0% |  | 3255 | 0.98 | 0 | 0 | 2247 | 0.68 | 108100% | 1372 | 0.41 | 195700% | 1947 | 0.58 | 138100% | 2428 | 0.73 | 90000% | 2415 | 0.73 | 91300% | 129 | 0.04 | 3199
576 | Caribou | PGE NGBA | {'Caribou 2': [0.0, 3390.0]} | 10541 | 3397 | 0.32 | 7144 | 0.68 | 10408 | 99% |  |  | 133 | 0.01 | 0.02 | 0 | 0 | 0 | 0% |  | 7214 | 0.68 | 2450 | 0.23 | 1041 | 0.1 | 950000% | 2028 | 0.19 | 851300% | 4115 | 0.39 | 642600% | 4771 | 0.45 | 577100% | 4829 | 0.46 | 571200% | 628 | 0.06 | 9913
577 | Vista (SCE) | SCE Eastern | {'Vista': [0.0, 221.0]} | 3357 | 221 | 0.07 | 3136 | 0.93 | 12 | 0% |  |  | 1479 | 0.44 | 0.27 | 0 | 0 | 0 | 0% |  | 2830 | 0.84 | 0 | 0 | 21 | 0.01 | 333600% | 3112 | 0.93 | 24500% | 3115 | 0.93 | 24200% | 3136 | 0.93 | 22100% | 1438 | 0.43 | 191900% | 90 | 0.03 | 3267
578 | Cardiff | SCE Eastern | {} | 1141 | 73 | 0.06 | 1067 | 0.94 | 0 | 0% |  |  | 228 | 0.2 | 0.26 | 36 | 0.03 | 74 | 6% |  | 122 | 0.11 | 74 | 0.07 | 0 | 0 | 114100% | 186 | 0.16 | 95500% | 1066 | 0.93 | 7400% | 1066 | 0.93 | 7400% | 127 | 0.11 | 101300% | 9 | 0.01 | 1131
579 | Cannon | SDGE Imperial | {'Encina': [0.2, 10.0], 'Palomar Airport': [2.8, 5.0], 'San Luis Rey': [5.1, 5.0]} | 130 | 9 | 0.07 | 121 | 0.93 | 5 | 4% |  |  | 12 | 0.09 | 0.47 | 0 | 0 | 0 | 0% |  | 0 | 0 | 0 | 0 | 24 | 0.19 | 10500% | 110 | 0.85 | 2000% | 110 | 0.85 | 2000% | 110 | 0.85 | 2000% | 0 | 0 | 13000% | 15 | 0.12 | 114
580 | Mt Eden | PGE GBA | {'Eastshore': [0.9, 48.0], 'Grant': [4.2, 46.0], 'Dumbarton': [5.7, 2.0], 'San Leandro U': [6.0, 6.0]} | 195 | 46 | 0.24 | 149 | 0.76 | 77 | 40% |  |  | 76 | 0.39 | 0.04 | 0 | 0 | 0 | 0% |  | 0 | 0 | 0 | 0 | 0 | 0 | 19500% | 0 | 0 | 19500% | 76 | 0.39 | 11900% | 76 | 0.39 | 11900% | 0 | 0 | 19500% | 140 | 0.72 | 55
581 | Fitch Mountain | PGE NGBA | {'Fulton': [9.0, 17.0]} | 27123 | 755 | 0.03 | 26368 | 0.97 | 82 | 0% |  |  | 17909 | 0.66 | 0.18 | 2631 | 0.1 | 5098 | 19% |  | 0 | 0 | 0 | 0 | 4518 | 0.17 | 2260500% | 14118 | 0.52 | 1300500% | 23047 | 0.85 | 407600% | 26129 | 0.96 | 99400% | 5243 | 0.19 | 2188000% | 1333 | 0.05 | 25790
582 | Stockton A | PGE GBA | {'Weber': [3.3, 1167.0], 'French Camp': [4.6, 201.0]} | 5192 | 1167 | 0.22 | 4025 | 0.78 | 249 | 5% |  |  | 3659 | 0.7 | 0.15 | 862 | 0.17 | 3407 | 66% |  | 0 | 0 | 0 | 0 | 0 | 0 | 519200% | 951 | 0.18 | 424100% | 1100 | 0.21 | 409200% | 1100 | 0.21 | 409200% | 0 | 0 | 519200% | 226 | 0.04 | 4966
583 | Saratoga | PGE GBA | {} | 1057 | 0 | 0 | 1057 | 1 | 7 | 1% |  |  | 583 | 0.55 | 0.21 | 9 | 0.01 | 59 | 6% |  | 3 | 0 | 0 | 0 | 1057 | 1 | 0% | 0 | 0 | 105700% | 1057 | 1 | 0% | 1057 | 1 | 0% | 357 | 0.34 | 69900% | 23 | 0.02 | 1034
584 | Christie | PGE GBA | {'Alhambra': [4.3, 2201.0], 'Martinez': [5.0, 2207.0], 'Carquinez': [6.5, 3115.0], 'Bahia': [6.6, 2022.0], 'San Pablo': [7.1, 725.0]} | 19464 | 5008 | 0.26 | 14456 | 0.74 | 1312 | 7% |  |  | 11934 | 0.61 | 0.7 | 197 | 0.01 | 26 | 0% |  | 11748 | 0.6 | 0 | 0 | 2185 | 0.11 | 1727900% | 10317 | 0.53 | 914700% | 14169 | 0.73 | 529500% | 14169 | 0.73 | 529500% | 3099 | 0.16 | 1636500% | 293 | 0.02 | 19172
585 | Las Aguilas | PGE Fresno | {} | 19855 | 652 | 0.03 | 19203 | 0.97 | 12059 | 61% |  |  | 7748 | 0.39 | 0.05 | 302 | 0.02 | 113 | 1% |  | 14111 | 0.71 | 4827 | 0.24 | 13475 | 0.68 | 638000% | 5388 | 0.27 | 1446700% | 11379 | 0.57 | 847500% | 17262 | 0.87 | 259300% | 13376 | 0.67 | 647800% | 70 | 0 | 19784
586 | Monroe | PGE NGBA | {'Santa Rosa A': [2.0, 0.0], 'Bellevue': [5.4, 1.0]} | 7593 | 1 | 0 | 7592 | 1 | 0 | 0% |  |  | 1734 | 0.23 | 0.37 | 945 | 0.12 | 2706 | 36% |  | 0 | 0 | 0 | 0 | 1198 | 0.16 | 639400% | 3939 | 0.52 | 365400% | 6150 | 0.81 | 144300% | 6150 | 0.81 | 144300% | 69 | 0.01 | 752300% | 818 | 0.11 | 6775
587 | Elliot | SDGE Imperial | {} | 676 | 0 | 0 | 676 | 1 | 4 | 1% |  |  | 323 | 0.48 | 0.26 | 0 | 0 | 0 | 0% |  | 668 | 0.99 | 0 | 0 | 667 | 0.99 | 800% | 649 | 0.96 | 2700% | 0 | 0 | 67600% | 676 | 1 | 0% | 63 | 0.09 | 61300% | 41 | 0.06 | 634
588 | Sunset | PGE Kern | {'Sunrise': [2.9, 940.0]} | 9111 | 2595 | 0.28 | 6516 | 0.72 | 3009 | 33% |  |  | 5742 | 0.63 | 0.06 | 0 | 0 | 0 | 0% |  | 291 | 0.03 | 0 | 0 | 399 | 0.04 | 871200% | 2489 | 0.27 | 662200% | 2623 | 0.29 | 648800% | 2736 | 0.3 | 637500% | 3780 | 0.41 | 533100% | 4 | 0 | 9107
589 | Herndon | PGE Fresno | {'Gregg': [0.6, 10679.0], 'Fig Garden': [3.8, 4278.0], 'Figarden': [3.8, 4286.0], 'Ashlan': [6.3, 730.0], 'Borden': [6.4, 5432.0], 'Madera': [9.1, 261.0], 'Kearney (New)': [9.9, 17.0]} | 32797 | 11563 | 0.35 | 21234 | 0.65 | 1 | 0% |  |  | 26893 | 0.82 | 0.15 | 13143 | 0.4 | 17091 | 52% |  | 5454 | 0.17 | 0 | 0 | 7289 | 0.22 | 2550900% | 2210 | 0.07 | 3058800% | 2210 | 0.07 | 3058800% | 9482 | 0.29 | 2331600% | 0 | 0 | 3279700% | 1178 | 0.04 | 31620
590 | Menlo | PGE GBA | {'Jefferson': [4.9, 34.0], 'Cooley Landing': [5.0, 12.0], 'Ravenswood': [5.5, 54.0]} | 3070 | 94 | 0.03 | 2976 | 0.97 | 180 | 6% |  |  | 913 | 0.3 | 0.53 | 27 | 0.01 | 8 | 0% |  | 0 | 0 | 0 | 0 | 1680 | 0.55 | 139100% | 2644 | 0.86 | 42700% | 2902 | 0.95 | 16900% | 2955 | 0.96 | 11600% | 319 | 0.1 | 275200% | 215 | 0.07 | 2856
591 | Mountain Pass | SCE EOP | {} | 41 | 0 | 0 | 41 | 1 | 19 | 47% |  |  | 22 | 0.53 | 0.03 | 0 | 0 | 0 | 0% |  | 0 | 0 | 0 | 0 | 41 | 1 | 0% | 41 | 1 | 0% | 0 | 0 | 4100% | 41 | 1 | 0% | 2 | 0.05 | 3900% | 0 | 0 | 41
592 | San Jose A | PGE GBA | {} | 0 | 0 | 0 | 0 | 0 | 0 | 0% |  |  | 0 | 0 | 0 | 0 | 0 | 0 | 0% |  | 0 | 0 | 0 | 0 | 0 | 0 | 0% | 0 | 0 | 0% | 0 | 0 | 0% | 0 | 0 | 0% | 0 | 0 | 0% | 0 | 0 | 0
593 | Artesian | SDGE Imperial | {'Chicarita': [4.6, 101.0], 'Escondido': [7.3, 290.0], 'San Marcos': [8.3, 333.0]} | 2756 | 428 | 0.16 | 2328 | 0.84 | 0 | 0% |  |  | 606 | 0.22 | 0.37 | 52 | 0.02 | 21 | 1% |  | 845 | 0.31 | 0 | 0 | 554 | 0.2 | 220200% | 1399 | 0.51 | 135800% | 904 | 0.33 | 185300% | 1705 | 0.62 | 105100% | 237 | 0.09 | 252000% | 237 | 0.09 | 2520
594 | Thousandaire | SCE EOP | {'Gamebird': [3.4, 5461.0], 'Pahrump': [4.6, 3086.0]} | 26058 | 10353 | 0.4 | 15705 | 0.6 | 263 | 1% |  |  | 0 | 0 | 0.01 | 0 | 0 | 0 | 0% |  | 0 | 0 | 0 | 0 | 0 | 0 | 2605800% | 50 | 0 | 2600800% | 50 | 0 | 2600800% | 50 | 0 | 2600800% | 263 | 0.01 | 2579400% | 0 | 0 | 26058

## LandEnv_Solar_Data_10mi
CEC calculated land-use and environmental data criteria for in-state substations at a 10 mile radius for solar resource potential. |  |  |  |  | DATA TAB
|  |  |  | Res. Potential Base (after techno-economic & protected areas exclusions) | Res. Potential after Core Land Use Screen (Lower Implications Land) | Percentage of Base Potential w/ Lower Implications | Res. Potential excluded by Core screen (Higher Implications Land) | Percentage of Base Potential w/ Higher Implications | Base Res. Potential w/ Parcelization value less than 6 | Percentage of Base Potential w/ Parcelization value less than 6 | Base Res. Potential w/ Parcelization value less than 30 | Percentage of Base Potential w/ Parcelization value less than 30 | Base Res. Potential w/ Parcelization value less than 30 & greater than 6 | Percentage of Base Potential w/ Parcelization value less than 30 & greater than 6 | 10th Percentile Parcelization Value | Base Res. Potential w/ Low Cropland Index Values | Percentage of Base Potential w/ Low Cropland Index Values | Base Res. Potential w/ High Cropland Index Values | Percentage of Base Potential w/ High Cropland Index Values | Substation in or near a Critically Overdrafted Groundwater Basin | Base Res. Potential w/ Tier 2 Fire Threat | Percentage of Base Potential w/ Tier 2 Fire Threat | Base Res. Potential w/ Tier 3 Fire Threat | Percentage of Base Potential w/ Tier 3 Fire Threat | Base Res. Potential w/ ACE Terrestrial Connectivity, 4 or 5, (High Implications) | Percentage of Base Potential w/ Terrestrial Connectivity High Implications | Base Res. Potential w/ Terrestrial Connectivity Low Implications | Base Res. Potential w/ ACE Biodiversity, 5, (High Implications) | Percentage of Base Potential w/ Biodiversity High Implications | Base Res. Potential w/ Biodiversity Low Implications | Base Res. Potential w/ ACE Irreplaceability, 4 or 5, (High Implications) | Percentage of Base Potential w/ Irreplaceability High Implications | Base Res. Potential w/ Irreplaceability Low Implications | Base Res. Potential w/ Any of the three ACE datasets High Implications | Percentage of Base Potential w/ Any of the three ACE datasets High Implications | Base Res. Potential w/ Any of the three ACE datasets Low Implications | Base Res. Potential w/ High Terrestrial Landscape Intactness | Percentage of Base Potential w/ High Terrestrial Landscape Intactness | Base Res. Potential w/ Low Terrestrial Landscape Intactness | Base Res. Potential w/ Classified as Wetlands | Percentage of Base Potential w/ Classified as Wetlands | Base Res. Potential w/ Not Classified as Wetlands
Blue columns indicate additional data calculate/added by CPUC staff in dashboard.
Distance in miles to nearby substations
OBJECTID | IRP_Substation_Name | RESOLVE_Name | Substation Overlaps [distance (mi), res. pot. (acres)] | RPB_Acres | TRP_Acres | Perc_TRP | High_Implication_Acres | Perc_HighImplication | Parcels_LT_6 | Perc_ParcLT6 | Parcels_LT_30 | Perc_ParcLT30 | Parcels_LT_30_GT6 | Perc_ParcLT30GT6 | 10th Percentile Parcelization | LowCrop_Acres | Perc_LowCrop | HighCrop_Acres | Perc_HighCrop | Critically overdrafted basin | FT_Tier2_Acres | Perc_FT_Tier2 | FT_Tier3_Acres | Perc_FT_Tier3 | Conn45_Acres | Perc_Conn45 | Low Conn Acres | Bio5_Acres | Perc_Bio5 | Low Bio Acres | Irr45_Acres | Perc_Irr45 | Low Irr Acres | ACE_All_Acres | Perc_AllACE | Low AllACE Acres | High_Intact_Acres | Perc_HighIntact | LowIntact Acres | Wetlands_Acres | Perc_Wetlands | Not Wetlands Acres
1 | Cal Flats | PGE Fresno | {'Cholame': [12.8, 5102.0], 'New Sub - Gates - Templeton (Proposed)': [13.3, 402.0], 'Avenal': [13.7, 479.0]} | 85450 | 10417 | 0.12 | 75033 | 0.88 | 38840 | 0.45 |  |  | 45602 | 0.53 | 0.05 | 1769 | 0.02 | 248 | 0 |  | 56295 | 0.66 | 28288 | 0.33 | 38670 | 0.45 | 46780 | 2561 | 0.03 | 82889 | 6081 | 0.07 | 79369 | 42306 | 0.5 | 43144 | 67019 | 0.78 | 18431 | 768 | 0.01 | 84683
2 | Collinsville | PGE GBA | {'Birds Landing': [3.1, 29590.0], 'Pittsburg': [4.5, 16143.0], 'GWF 2': [4.7, 16082.0], 'Kirker': [5.6, 13909.0], 'Contra Costa PP': [6.1, 19976.0], 'Shiloh III': [6.2, 28961.0], 'Contra Costa': [6.3, 15317.0], 'Lambie Energy': [9.9, 25957.0], 'Lambie': [9.9, 25958.0], 'Lone Tree': [10.2, 2411.0], 'Clayton': [11.9, 945.0], 'Brentwood': [14.2, 791.0], 'Meadow Lane': [14.3, 589.0], 'Martinez': [15.8, 159.0], 'Peabody': [16.0, 1108.0], 'Bahia': [16.3, 6.0], 'Grand Island': [16.9, 6334.0], 'Alhambra': [17.0, 4.0], 'Lakewood': [17.0, 583.0]} | 75657 | 30563 | 0.4 | 45094 | 0.6 | 16656 | 0.22 |  |  | 56503 | 0.75 | 0.06 | 30953 | 0.41 | 1311 | 0.02 |  | 47323 | 0.63 | 0 | 0 | 10876 | 0.14 | 64780 | 29628 | 0.39 | 46028 | 26879 | 0.36 | 48778 | 37432 | 0.49 | 38224 | 2482 | 0.03 | 73175 | 15368 | 0.2 | 60289
3 | Santa Teresa | PGE GBA | {'Edenvale': [0.5, 1310.0], 'Piercy': [2.1, 1112.0], 'Metcalf Energy Center': [2.7, 976.0], 'Metcalf 1': [2.8, 1065.0], 'Evergreen': [5.3, 1112.0], 'Swift': [5.8, 1112.0], 'Hicks': [6.0, 108.0], 'Stone': [6.2, 1112.0], 'El Patio': [8.7, 220.0], 'San Jose A': [8.7, 1112.0], 'San Jose B': [9.4, 1112.0], 'FMC': [10.4, 998.0], 'Morgan Hill': [10.6, 230.0], 'Trimble': [12.5, 865.0], 'Scott': [13.1, 462.0], 'Los Esteros': [15.3, 491.0], 'Nortech': [15.7, 0.0], 'Dixon Landing': [16.8, 264.0]} | 25308 | 1342 | 0.05 | 23966 | 0.95 | 6643 | 0.26 |  |  | 14570 | 0.58 | 0.1 | 1079 | 0.04 | 587 | 0.02 |  | 23439 | 0.93 | 614 | 0.02 | 20066 | 0.79 | 5242 | 6933 | 0.27 | 18375 | 10342 | 0.41 | 14966 | 20945 | 0.83 | 4363 | 13463 | 0.53 | 11845 | 1184 | 0.05 | 24123
4 | Carrizo Gorge | SDGE Imperial | {'Boulevard': [4.2, 25399.0], 'Crestwood': [5.5, 25388.0], 'East County': [10.6, 4076.0], 'Suncrest - Ocotillo (Proposed)': [11.9, 13732.0], 'Ocotillo Express': [12.8, 321.0], 'Cameron': [13.9, 13514.0]} | 71599 | 26241 | 0.37 | 45358 | 0.63 | 18462 | 0.26 |  |  | 42433 | 0.59 | 0.09 | 124 | 0 | 92 | 0 |  | 24661 | 0.34 | 38600 | 0.54 | 6199 | 0.09 | 65400 | 6459 | 0.09 | 65140 | 21019 | 0.29 | 50580 | 26604 | 0.37 | 44995 | 23114 | 0.32 | 48485 | 1242 | 0.02 | 70357
5 | Avenal | PGE Kern | {'New Sub - Gates - Templeton (Proposed)': [6.9, 17789.0], 'Gates': [11.3, 13627.0], 'Cal Flats': [13.7, 479.0]} | 138330 | 24393 | 0.18 | 113937 | 0.82 | 59319 | 0.43 |  |  | 75654 | 0.55 | 0.07 | 24042 | 0.17 | 22732 | 0.16 |  | 50002 | 0.36 | 0 | 0 | 70228 | 0.51 | 68102 | 1035 | 0.01 | 137296 | 24716 | 0.18 | 113614 | 90158 | 0.65 | 48172 | 39561 | 0.29 | 98769 | 409 | 0 | 137922
6 | Crazy Horse Canyon | PGE GBA | {'Salinas': [7.4, 10061.0], 'Buena Vista': [9.0, 9630.0], 'Moss Landing': [9.9, 12374.0], 'Hollister': [12.1, 3502.0], 'Green Valley': [14.9, 5300.0], 'Llagas': [16.0, 1511.0]} | 90517 | 19196 | 0.21 | 71320 | 0.79 | 13159 | 0.15 |  |  | 55252 | 0.61 | 0.17 | 6115 | 0.07 | 28705 | 0.32 |  | 34409 | 0.38 | 39 | 0 | 21402 | 0.24 | 69114 | 15551 | 0.17 | 74965 | 19224 | 0.21 | 71292 | 37072 | 0.41 | 53444 | 17633 | 0.19 | 72884 | 5437 | 0.06 | 85080
7 | Estrella | PGE Kern | {'Templeton': [7.3, 40079.0], 'Cholame': [15.1, 14430.0]} | 170252 | 72339 | 0.42 | 97913 | 0.58 | 29331 | 0.17 |  |  | 105244 | 0.62 | 0.17 | 35626 | 0.21 | 18409 | 0.11 |  | 56498 | 0.33 | 0 | 0 | 9227 | 0.05 | 161025 | 3529 | 0.02 | 166723 | 29249 | 0.17 | 141003 | 38476 | 0.23 | 131776 | 33110 | 0.19 | 137142 | 3912 | 0.02 | 166340
8 | Ocean Ranch | SDGE Imperial | {'San Luis Rey': [2.3, 1356.0], 'Melrose': [2.4, 1444.0], 'Cannon': [5.6, 164.0], 'Encina': [5.7, 122.0], 'Shadowridge': [5.8, 1280.0], 'Palomar Airport': [6.1, 136.0], 'Pendleton': [7.2, 1061.0], 'San Marcos': [8.0, 694.0], 'Monserate': [8.9, 1359.0], 'Escondido': [11.8, 685.0], 'Lilac': [12.3, 844.0], 'Avocado': [12.5, 955.0], 'Pala': [14.5, 928.0], 'Valley Center': [15.9, 527.0], 'North City Metering': [18.0, 1.0]} | 15185 | 1432 | 0.09 | 13753 | 0.91 | 118 | 0.01 |  |  | 1390 | 0.09 | 0.37 | 3594 | 0.24 | 1303 | 0.09 |  | 1800 | 0.12 | 0 | 0 | 11287 | 0.74 | 3898 | 5967 | 0.39 | 9218 | 8641 | 0.57 | 6545 | 12844 | 0.85 | 2342 | 588 | 0.04 | 14597 | 866 | 0.06 | 14319
9 | Green Valley | PGE GBA | {'Moss Landing': [10.2, 6112.0], 'Llagas': [11.8, 3816.0], 'Paul Sweet': [12.5, 1592.0], 'Morgan Hill': [13.4, 2918.0], 'Crazy Horse Canyon': [14.9, 5300.0]} | 70155 | 12232 | 0.17 | 57923 | 0.83 | 10350 | 0.15 |  |  | 28659 | 0.41 | 0.23 | 3699 | 0.05 | 12588 | 0.18 |  | 18008 | 0.26 | 0 | 0 | 28113 | 0.4 | 42042 | 16411 | 0.23 | 53744 | 26390 | 0.38 | 43766 | 48649 | 0.69 | 21506 | 18538 | 0.26 | 51617 | 4019 | 0.06 | 66137
10 | Union (Estrella) | PGE Kern | {'Templeton': [7.3, 40079.0], 'Cholame': [15.1, 14430.0]} | 170252 | 72339 | 0.42 | 97913 | 0.58 | 29331 | 0.17 |  |  | 105244 | 0.62 | 0.17 | 35626 | 0.21 | 18409 | 0.11 |  | 56498 | 0.33 | 0 | 0 | 9227 | 0.05 | 161025 | 3529 | 0.02 | 166723 | 29249 | 0.17 | 141003 | 38476 | 0.23 | 131776 | 33110 | 0.19 | 137142 | 3912 | 0.02 | 166340
11 | Crescent | PGE Fresno | {'Helm': [4.2, 71139.0], 'New Sub - Los Banos - Midway (Proposed)': [4.5, 75605.0], 'Schindler': [9.1, 58089.0], 'Excelsior': [9.8, 54714.0], 'Mc Mullin': [10.8, 26212.0], 'Cantua': [11.9, 32394.0], 'Tranquility': [13.8, 19461.0], 'Biola': [18.5, 4911.0], 'Kearney (New)': [19.8, 102.0]} | 184560 | 101868 | 0.55 | 82692 | 0.45 | 47920 | 0.26 |  |  | 132039 | 0.72 | 0.07 | 130625 | 0.71 | 43565 | 0.24 |  | 879 | 0 | 0 | 0 | 44991 | 0.24 | 139569 | 11238 | 0.06 | 173322 | 11633 | 0.06 | 172926 | 48532 | 0.26 | 136027 | 0 | 0 | 184560 | 2435 | 0.01 | 182125
12 | Vincent | SCE Northern | {'Antelope': [17.4, 2596.0]} | 47894 | 17943 | 0.37 | 29951 | 0.63 | 1699 | 0.04 |  |  | 11771 | 0.25 | 0.35 | 87 | 0 | 926 | 0.02 |  | 19056 | 0.4 | 1422 | 0.03 | 4885 | 0.1 | 43009 | 16839 | 0.35 | 31055 | 11028 | 0.23 | 36866 | 21724 | 0.45 | 26170 | 13568 | 0.28 | 34326 | 954 | 0.02 | 46940
13 | El Nido (PGE) | PGE Fresno | {'Dairyland': [9.7, 22576.0], 'Merced': [10.7, 10420.0], 'Le Grand': [11.8, 18903.0], 'Chowchilla': [12.1, 15826.0], 'Wilson': [12.6, 8498.0], 'Atwater': [18.4, 341.0], 'Oro Loma': [19.1, 1265.0], 'Newhall': [19.4, 25.0]} | 180604 | 37585 | 0.21 | 143019 | 0.79 | 36188 | 0.2 |  |  | 137704 | 0.76 | 0.08 | 93266 | 0.52 | 65274 | 0.36 |  | 6654 | 0.04 | 0 | 0 | 73191 | 0.41 | 107413 | 44252 | 0.25 | 136352 | 51103 | 0.28 | 129501 | 100643 | 0.56 | 79961 | 2440 | 0.01 | 178164 | 13336 | 0.07 | 167268
14 | Cortina | PGE NGBA | {'Meridian': [16.7, 178.0], 'Delevan': [17.4, 728.0]} | 162676 | 4505 | 0.03 | 158171 | 0.97 | 44014 | 0.27 |  |  | 115717 | 0.71 | 0.07 | 36192 | 0.22 | 61668 | 0.38 |  | 24693 | 0.15 | 49468 | 0.3 | 60241 | 0.37 | 102435 | 20166 | 0.12 | 142510 | 74188 | 0.46 | 88488 | 119332 | 0.73 | 43344 | 56722 | 0.35 | 105954 | 1879 | 0.01 | 160798
15 | Delta Pumps | PGE GBA | {'Delta PP': [0.0, 1415.0], 'Kelso': [1.0, 995.0], 'Windmaster': [1.1, 826.0], 'Tracy': [2.2, 995.0], 'Altamont': [4.7, 669.0], 'Altamont Midway (Sandhill)': [4.7, 677.0], 'Midway Green Ridge Services': [5.5, 1014.0], 'Tesla': [6.9, 995.0], 'Vasco': [8.1, 422.0], 'Los Positas': [9.2, 422.0], 'Las Positas': [9.2, 422.0], 'Cayetano': [9.2, 422.0], 'GWF Tracy': [9.5, 995.0], 'Lammers': [9.9, 995.0], 'North Dublin': [13.4, 422.0], 'Tassajara': [15.6, 422.0], 'Vineyard': [15.6, 422.0], 'Kasson': [15.6, 995.0], 'San Ramon': [17.5, 422.0]} | 115068 | 1416 | 0.01 | 113652 | 0.99 | 32527 | 0.28 |  |  | 68304 | 0.59 | 0.13 | 10167 | 0.09 | 42209 | 0.37 |  | 58340 | 0.51 | 192 | 0 | 58666 | 0.51 | 56402 | 50484 | 0.44 | 64584 | 55003 | 0.48 | 60066 | 76516 | 0.66 | 38552 | 12075 | 0.1 | 102993 | 7209 | 0.06 | 107859
16 | Morgan Hill | PGE GBA | {'Metcalf 1': [8.2, 1023.0], 'Metcalf Energy Center': [8.2, 1064.0], 'Llagas': [10.0, 6645.0], 'Santa Teresa': [10.6, 230.0], 'Edenvale': [11.1, 199.0], 'Green Valley': [13.4, 2918.0]} | 50504 | 7025 | 0.14 | 43479 | 0.86 | 6947 | 0.14 |  |  | 27623 | 0.55 | 0.17 | 2530 | 0.05 | 2713 | 0.05 |  | 39155 | 0.78 | 390 | 0.01 | 35257 | 0.7 | 15247 | 6458 | 0.13 | 44046 | 12801 | 0.25 | 37703 | 35260 | 0.7 | 15244 | 22475 | 0.45 | 28029 | 2393 | 0.05 | 48111
17 | Jessup | PGE NGBA | {'Cottonwood': [5.6, 17049.0], 'Oregon Trail': [10.9, 429.0]} | 105987 | 19073 | 0.18 | 86914 | 0.82 | 2134 | 0.02 |  |  | 46056 | 0.43 | 0.33 | 5892 | 0.06 | 7117 | 0.07 |  | 73010 | 0.69 | 28008 | 0.26 | 60702 | 0.57 | 45285 | 25628 | 0.24 | 80359 | 24816 | 0.23 | 81171 | 73753 | 0.7 | 32234 | 22312 | 0.21 | 83675 | 17820 | 0.17 | 88166
18 | Elk Hills | PGE Kern | {'Norco': [5.6, 1881.0], 'Taft': [8.6, 946.0], 'Midway - Wheeler Ridge (Proposed)': [9.5, 5846.0], 'Copus': [10.7, 5846.0], 'Sunrise': [11.6, 52.0], 'Old River': [15.5, 211.0], 'Lakeview': [18.0, 1096.0]} | 113300 | 5899 | 0.05 | 107401 | 0.95 | 54652 | 0.48 |  |  | 55749 | 0.49 | 0.05 | 24383 | 0.22 | 23728 | 0.21 |  | 10505 | 0.09 | 0 | 0 | 42415 | 0.37 | 70885 | 68974 | 0.61 | 44325 | 102082 | 0.9 | 11217 | 104466 | 0.92 | 8834 | 2326 | 0.02 | 110974 | 9319 | 0.08 | 103981
19 | Ignacio | PGE NGBA | {'Standard Oil': [11.8, 279.0], 'Standard Oil 2': [11.8, 279.0], 'Lakeville': [12.3, 2680.0], 'San Pablo': [12.7, 276.0], 'Richmond R': [14.0, 279.0], 'Corona': [14.5, 832.0], 'Carquinez': [15.8, 570.0], 'El Cerrito G': [17.0, 99.0]} | 31474 | 5974 | 0.19 | 25500 | 0.81 | 6907 | 0.22 |  |  | 19834 | 0.63 | 0.14 | 6166 | 0.2 | 838 | 0.03 |  | 15206 | 0.48 | 0 | 0 | 19940 | 0.63 | 11534 | 8355 | 0.27 | 23119 | 11871 | 0.38 | 19603 | 22246 | 0.71 | 9227 | 9729 | 0.31 | 21745 | 2373 | 0.08 | 29101
20 | Malin | <Null> | {} | 77827 | 16558 | 0.21 | 61268 | 0.79 | 7119 | 0.09 |  |  | 0 | 0 | 0.01 | 12779 | 0.16 | 20458 | 0.26 |  | 6417 | 0.08 | 0 | 0 | 40220 | 0.52 | 37607 | 0 | 0 | 77827 | 0 | 0 | 77827 | 40220 | 0.52 | 37607 | 31029 | 0.4 | 46798 | 1046 | 0.01 | 76781
21 | Redbud | PGE NGBA | {'Konocti': [7.8, 7863.0], 'Hartley': [14.8, 687.0], 'Lake View': [15.5, 159.0], 'Eagle Rock': [15.9, 63.0]} | 45030 | 10658 | 0.24 | 34372 | 0.76 | 483 | 0.01 |  |  | 37199 | 0.83 | 0.14 | 4847 | 0.11 | 3466 | 0.08 |  | 18560 | 0.41 | 23057 | 0.51 | 9145 | 0.2 | 35884 | 14668 | 0.33 | 30362 | 22058 | 0.49 | 22971 | 28595 | 0.64 | 16434 | 10304 | 0.23 | 34725 | 663 | 0.01 | 44367
22 | Arcata | PGE NGBA | {'Humboldt': [6.0, 7776.0], 'Harris': [6.4, 7723.0], 'Humboldt Bay': [10.8, 3668.0]} | 63090 | 15345 | 0.24 | 47745 | 0.76 | 16207 | 0.26 |  |  | 30471 | 0.48 | 0.13 | 0 | 0 | 0 | 0 |  | 0 | 0 | 0 | 0 | 6218 | 0.1 | 56872 | 30413 | 0.48 | 32677 | 37899 | 0.6 | 25191 | 40399 | 0.64 | 22691 | 16585 | 0.26 | 46505 | 7512 | 0.12 | 55578
23 | Suncrest | SDGE Imperial | {'Alpine': [6.3, 3908.0], 'Loveland': [6.4, 3540.0], 'Los Coches': [13.0, 1657.0], 'Suncrest - Ocotillo (Proposed)': [13.7, 1936.0], 'Cameron': [15.6, 2946.0], 'Santee': [16.8, 1167.0], 'El Cajon': [16.8, 1176.0], 'Creelman': [17.5, 3.0]} | 73957 | 7509 | 0.1 | 66448 | 0.9 | 20463 | 0.28 |  |  | 34356 | 0.46 | 0.13 | 214 | 0 | 2 | 0 |  | 6758 | 0.09 | 67016 | 0.91 | 13878 | 0.19 | 60080 | 21620 | 0.29 | 52337 | 42899 | 0.58 | 31059 | 47479 | 0.64 | 26478 | 41039 | 0.55 | 32918 | 2847 | 0.04 | 71111
24 | Cressey | PGE Fresno | {'Atwater': [4.9, 16784.0], 'Merced': [13.6, 269.0]} | 154293 | 42872 | 0.28 | 111422 | 0.72 | 11440 | 0.07 |  |  | 113965 | 0.74 | 0.12 | 64799 | 0.42 | 69600 | 0.45 |  | 14254 | 0.09 | 0 | 0 | 32743 | 0.21 | 121550 | 23521 | 0.15 | 130772 | 32641 | 0.21 | 121652 | 53861 | 0.35 | 100432 | 1762 | 0.01 | 152531 | 9756 | 0.06 | 144537
25 | Kearny | SDGE Imperial | {'Mesa Heights': [1.5, 832.0], 'Elliot': [2.8, 758.0], 'Elliott': [2.8, 760.0], 'Mission': [3.4, 832.0], 'Old Town': [5.8, 832.0], 'Murray': [6.9, 3.0], 'Vine': [7.1, 832.0], 'Penasquitos': [7.8, 56.0], 'Point Loma': [8.6, 832.0], 'Silvergate': [9.6, 789.0], 'Spring Valley': [9.9, 69.0], 'North City Metering': [10.1, 42.0], 'Bay Boulevard': [15.7, 516.0], 'Otay': [17.0, 9.0], 'Imperial Beach': [17.4, 245.0]} | 3263 | 828 | 0.25 | 2435 | 0.75 | 736 | 0.23 |  |  | 533 | 0.16 | 0.24 | 0 | 0 | 0 | 0 |  | 854 | 0.26 | 1 | 0 | 858 | 0.26 | 2405 | 867 | 0.27 | 2397 | 1543 | 0.47 | 1721 | 2391 | 0.73 | 872 | 100 | 0.03 | 3163 | 50 | 0.02 | 3214
26 | Victor | SCE NOL | {'New Sub - Kramer - Lugo (Proposed)': [5.1, 16528.0], 'Roadway': [5.1, 16536.0], 'Lugo': [9.7, 6746.0]} | 61683 | 19936 | 0.32 | 41747 | 0.68 | 560 | 0.01 |  |  | 6682 | 0.11 | 0.5 | 1 | 0 | 0 | 0 |  | 0 | 0 | 0 | 0 | 23564 | 0.38 | 38119 | 30104 | 0.49 | 31579 | 10027 | 0.16 | 51657 | 40337 | 0.65 | 21346 | 5840 | 0.09 | 55843 | 281 | 0 | 61402
27 | Millbrae | PGE GBA | {'Burlingame': [1.9, 605.0], 'Martin': [6.9, 272.0], 'SAN FRAN A (POTRERO PP)': [10.5, 207.0], 'Potrero': [10.5, 209.0], 'Jefferson': [11.8, 374.0], 'Grant': [13.4, 222.0], 'Edes': [14.2, 49.0], 'Oakland J': [14.6, 72.0], 'Oakland C': [14.6, 75.0], 'Eastshore': [15.0, 192.0], 'Oakland L': [15.7, 75.0], 'Menlo': [15.8, 81.0], 'Mt Eden': [15.9, 1.0], 'Mt. Eden': [15.9, 1.0], 'Ravenswood': [15.9, 312.0], 'Oakland X': [16.4, 72.0], 'Cooley Landing': [17.1, 18.0]} | 8246 | 663 | 0.08 | 7583 | 0.92 | 180 | 0.02 |  |  | 4023 | 0.49 | 0.59 | 135 | 0.02 | 194 | 0.02 |  | 0 | 0 | 0 | 0 | 2876 | 0.35 | 5370 | 5522 | 0.67 | 2725 | 6292 | 0.76 | 1954 | 7465 | 0.91 | 781 | 2554 | 0.31 | 5692 | 791 | 0.1 | 7455
28 | Arcogen | SCE Metro | {'Hinson': [1.2, 2125.0], 'Harborgen': [2.8, 2125.0], 'Long Beach': [3.7, 2125.0], 'Lighthipe': [5.9, 1814.0], 'La Fresa': [6.3, 502.0], 'Redondo': [8.5, 37.0], 'Del Amo': [8.6, 1886.0], 'Alamitos': [9.0, 2093.0], 'El Nido': [9.2, 36.0], 'Chevmain': [10.8, 36.0], 'El Segundo': [12.0, 36.0], 'Windsor': [14.0, 10.0], 'La Cienega': [14.9, 10.0]} | 5239 | 2145 | 0.41 | 3094 | 0.59 | 978 | 0.19 |  |  | 2855 | 0.54 | 0.38 | 0 | 0 | 0 | 0 |  | 0 | 0 | 0 | 0 | 3 | 0 | 5236 | 143 | 0.03 | 5096 | 3051 | 0.58 | 2188 | 3054 | 0.58 | 2185 | 0 | 0 | 5239 | 6 | 0 | 5233
29 | Soledad | PGE GBA | {'Coburn': [15.4, 1866.0]} | 125526 | 14536 | 0.12 | 110990 | 0.88 | 36285 | 0.29 |  |  | 87268 | 0.7 | 0.06 | 4767 | 0.04 | 46993 | 0.37 |  | 29289 | 0.23 | 39469 | 0.31 | 45113 | 0.36 | 80413 | 13710 | 0.11 | 111816 | 24620 | 0.2 | 100906 | 55979 | 0.45 | 69547 | 50293 | 0.4 | 75233 | 6420 | 0.05 | 119106
30 | Vierra | PGE GBA | {'Manteca': [2.7, 14224.0], 'Kasson': [5.1, 1730.0], 'French Camp': [5.9, 11352.0], 'Ripon': [7.5, 11808.0], 'Weber': [8.7, 12202.0], 'Stockton A': [10.4, 6520.0], 'Avena': [12.3, 12103.0], 'Lammers': [12.5, 127.0], 'GWF Tracy': [13.2, 38.0], 'Stagg': [14.1, 1356.0], 'Westley': [15.6, 310.0], 'Valley Home': [18.3, 3172.0], 'New Sub - Westley - Quinto (Proposed)': [19.8, 1.0]} | 116029 | 14364 | 0.12 | 101665 | 0.88 | 1868 | 0.02 |  |  | 85518 | 0.74 | 0.2 | 21436 | 0.18 | 78890 | 0.68 |  | 56 | 0 | 0 | 0 | 22433 | 0.19 | 93597 | 14586 | 0.13 | 101443 | 14586 | 0.13 | 101443 | 28654 | 0.25 | 87375 | 0 | 0 | 116029 | 6010 | 0.05 | 110019
31 | Walnut | SCE Metro | {'Olinda': [4.6, 370.0], 'Lewis': [14.1, 2.0], 'Villa Park': [14.9, 81.0], 'Serrano': [15.4, 171.0], 'Chino': [15.5, 295.0]} | 3984 | 370 | 0.09 | 3614 | 0.91 | 139 | 0.03 |  |  | 3366 | 0.84 | 0.18 | 0 | 0 | 0 | 0 |  | 3436 | 0.86 | 0 | 0 | 2138 | 0.54 | 1847 | 0 | 0 | 3984 | 0 | 0 | 3984 | 2138 | 0.54 | 1847 | 2266 | 0.57 | 1719 | 719 | 0.18 | 3265
32 | Coburn | PGE GBA | {'Soledad': [15.4, 1866.0]} | 157728 | 25467 | 0.16 | 132260 | 0.84 | 74923 | 0.48 |  |  | 80888 | 0.51 | 0.06 | 3981 | 0.03 | 39689 | 0.25 |  | 66895 | 0.42 | 26163 | 0.17 | 52355 | 0.33 | 105373 | 2739 | 0.02 | 154989 | 17317 | 0.11 | 140411 | 61573 | 0.39 | 96154 | 64512 | 0.41 | 93216 | 4761 | 0.03 | 152967
33 | Madison | PGE NGBA | {'Putah Creek': [10.4, 5115.0], 'Woodland': [11.2, 7891.0], 'Davis': [15.3, 2565.0], 'Knights Landing': [15.4, 1649.0], 'Vaca-Dixon & Gc Yard': [19.0, 113.0]} | 149953 | 9829 | 0.07 | 140124 | 0.93 | 14591 | 0.1 |  |  | 128156 | 0.85 | 0.08 | 23248 | 0.16 | 75812 | 0.51 |  | 54337 | 0.36 | 0 | 0 | 96327 | 0.64 | 53626 | 3388 | 0.02 | 146565 | 4984 | 0.03 | 144969 | 98542 | 0.66 | 51412 | 29405 | 0.2 | 120548 | 3494 | 0.02 | 146459
34 | Lone Tree | PGE GBA | {'Contra Costa': [3.9, 3653.0], 'Contra Costa PP': [4.8, 3653.0], 'Brentwood': [4.9, 2032.0], 'GWF 2': [7.3, 3646.0], 'Kirker': [9.5, 2678.0], 'Pittsburg': [9.7, 2595.0], 'Collinsville': [10.2, 2411.0], 'Clayton': [11.3, 964.0], 'Windmaster': [11.9, 116.0], 'Tassajara': [13.0, 285.0], 'Birds Landing': [13.0, 1619.0], 'Meadow Lane': [15.9, 378.0], 'Shiloh III': [16.2, 1239.0], 'Lakewood': [16.3, 378.0], 'Lambie Energy': [20.0, 104.0], 'Lambie': [20.0, 105.0]} | 45474 | 3631 | 0.08 | 41843 | 0.92 | 7813 | 0.17 |  |  | 28405 | 0.62 | 0.1 | 6791 | 0.15 | 9424 | 0.21 |  | 22723 | 0.5 | 126 | 0 | 9781 | 0.22 | 35693 | 24319 | 0.53 | 21156 | 25022 | 0.55 | 20452 | 26011 | 0.57 | 19463 | 7347 | 0.16 | 38128 | 4937 | 0.11 | 40537
35 | Eldorado | SCE EOP | {'Sloan Canyon': [5.3, 23518.0], 'Mead': [13.2, 8017.0]} | 75555 | 25428 | 0.34 | 50126 | 0.66 | 0 | 0 |  |  | 0 | 0 | 0 | 0 | 0 | 0 | 0 |  | 0 | 0 | 0 | 0 | 0 | 0 | 75555 | 0 | 0 | 75555 | 0 | 0 | 75555 | 0 | 0 | 75555 | 0 | 0 | 75555 | 0 | 0 | 75555
36 | Mercy Springs | PGE Fresno | {'Dos Amigos': [1.0, 25699.0], 'Padre Flats SW STA': [9.6, 5843.0], 'Oro Loma': [9.7, 22001.0], 'Los Banos': [13.7, 2212.0], 'Quinto': [18.7, 332.0], 'Hammonds': [19.2, 150.0]} | 148628 | 28363 | 0.19 | 120266 | 0.81 | 45741 | 0.31 |  |  | 98000 | 0.66 | 0.07 | 27473 | 0.18 | 41088 | 0.28 |  | 69086 | 0.46 | 0 | 0 | 78511 | 0.53 | 70117 | 12421 | 0.08 | 136208 | 29714 | 0.2 | 118914 | 80525 | 0.54 | 68103 | 41778 | 0.28 | 106850 | 7670 | 0.05 | 140958
37 | Meridian | PGE NGBA | {'Sutter Power': [13.3, 1906.0], 'Greenleaf 1': [13.3, 1919.0], 'Pease': [13.4, 2642.0], 'Bogue': [15.6, 1103.0], 'Cortina': [16.7, 178.0], 'East Marysville': [18.6, 255.0]} | 158342 | 7366 | 0.05 | 150976 | 0.95 | 17558 | 0.11 |  |  | 131879 | 0.83 | 0.09 | 33803 | 0.21 | 88677 | 0.56 |  | 27217 | 0.17 | 0 | 0 | 68668 | 0.43 | 89674 | 26623 | 0.17 | 131719 | 88071 | 0.56 | 70271 | 113408 | 0.72 | 44934 | 13703 | 0.09 | 144639 | 8831 | 0.06 | 149511
38 | Excelsior | PGE Fresno | {'Schindler': [5.1, 68050.0], 'New Sub - Los Banos - Midway (Proposed)': [5.8, 67836.0], 'Cantua': [6.4, 37862.0], 'Crescent': [9.8, 54714.0], 'Helm': [13.7, 29211.0], 'Tranquility': [16.3, 2804.0], 'Gates': [19.0, 57.0], 'Mc Mullin': [19.0, 2167.0]} | 187169 | 73682 | 0.39 | 113487 | 0.61 | 51010 | 0.27 |  |  | 134564 | 0.72 | 0.06 | 70449 | 0.38 | 93014 | 0.5 |  | 17442 | 0.09 | 0 | 0 | 23313 | 0.12 | 163855 | 970 | 0.01 | 186199 | 1767 | 0.01 | 185402 | 23314 | 0.12 | 163855 | 8893 | 0.05 | 178276 | 473 | 0 | 186695
39 | Hassayampa | SDGE Arizona | {'Palo Verde': [2.7, 52116.0], 'Delaney': [14.1, 5127.0]} | 91154 | 53191 | 0.58 | 37963 | 0.42 | 0 | 0 |  |  | 0 | 0 | 0 | 0 | 0 | 0 | 0 |  | 0 | 0 | 0 | 0 | 0 | 0 | 91154 | 0 | 0 | 91154 | 0 | 0 | 91154 | 0 | 0 | 91154 | 0 | 0 | 91154 | 0 | 0 | 91154
40 | Center | SCE Metro | {} | 0 | 0 | 0 | 0 | 0 | 0 | 0 |  |  | 0 | 0 | 0 | 0 | 0 | 0 | 0 |  | 0 | 0 | 0 | 0 | 0 | 0 | 0 | 0 | 0 | 0 | 0 | 0 | 0 | 0 | 0 | 0 | 0 | 0 | 0 | 0 | 0 | 0
41 | Leprino | PGE Fresno | {'Henrietta': [3.9, 53313.0], 'Mustang': [4.8, 48424.0], 'Lemoore': [5.2, 47368.0], 'Guernsey': [9.9, 51008.0], 'GWF Hanford': [10.5, 41511.0], 'Waukena': [15.8, 19845.0], 'Gates': [17.6, 2379.0], 'Corcoran': [17.8, 7727.0]} | 142771 | 82147 | 0.58 | 60624 | 0.42 | 26965 | 0.19 |  |  | 94493 | 0.66 | 0.1 | 89245 | 0.63 | 36824 | 0.26 |  | 343 | 0 | 0 | 0 | 21901 | 0.15 | 120870 | 300 | 0 | 142472 | 1730 | 0.01 | 141041 | 21901 | 0.15 | 120870 | 0 | 0 | 142771 | 4000 | 0.03 | 138771
42 | Springville | SCE Northern | {'Bliss': [15.4, 10107.0]} | 120215 | 16065 | 0.13 | 104150 | 0.87 | 39861 | 0.33 |  |  | 47602 | 0.4 | 0.19 | 25276 | 0.21 | 9080 | 0.08 |  | 47917 | 0.4 | 17 | 0 | 82073 | 0.68 | 38141 | 14043 | 0.12 | 106171 | 21127 | 0.18 | 99088 | 91187 | 0.76 | 29028 | 66378 | 0.55 | 53836 | 7241 | 0.06 | 112973
43 | Mustang | PGE Fresno | {'Henrietta': [1.1, 54893.0], 'Leprino': [4.8, 48424.0], 'Lemoore': [8.6, 29418.0], 'Gates': [13.1, 4237.0], 'Guernsey': [14.6, 21576.0], 'GWF Hanford': [15.3, 16860.0], 'Schindler': [16.9, 4046.0]} | 143060 | 58492 | 0.41 | 84567 | 0.59 | 34833 | 0.24 |  |  | 94524 | 0.66 | 0.08 | 69132 | 0.48 | 60491 | 0.42 |  | 1818 | 0.01 | 0 | 0 | 20693 | 0.14 | 122366 | 4971 | 0.03 | 138088 | 7053 | 0.05 | 136007 | 25916 | 0.18 | 117144 | 0 | 0 | 143060 | 3297 | 0.02 | 139763
44 | Parkway | PGE NGBA | {'Carquinez': [3.9, 7690.0], 'Bahia': [5.6, 7664.0], 'Tulucay': [8.3, 1498.0], 'Christie': [9.4, 7333.0], 'Martinez': [9.9, 7332.0], 'Alhambra': [10.9, 7328.0], 'San Pablo': [12.7, 3976.0], 'Meadow Lane': [14.8, 4302.0], 'Sobrante': [16.2, 3552.0], 'El Cerrito G': [16.3, 3203.0], 'Peabody': [16.4, 895.0], 'Standard Oil 2': [16.5, 1860.0], 'Standard Oil': [16.5, 1870.0], 'Richmond R': [17.1, 1697.0], 'Lakewood': [18.0, 229.0]} | 46194 | 8799 | 0.19 | 37394 | 0.81 | 3123 | 0.07 |  |  | 25959 | 0.56 | 0.61 | 2839 | 0.06 | 5276 | 0.11 |  | 12600 | 0.27 | 0 | 0 | 19769 | 0.43 | 26425 | 7315 | 0.16 | 38879 | 17003 | 0.37 | 29190 | 33905 | 0.73 | 12289 | 7693 | 0.17 | 38500 | 4827 | 0.1 | 41367
45 | Carpenter Canyon (fka Gamebird) | SCE EOP | {'Thousandaire': [3.4, 19753.0], 'Pahrump': [4.5, 20980.0], 'Crazy Eyes': [9.0, 8025.0], 'Charleston': [12.2, 10367.0], 'Vista 2': [12.5, 7645.0], 'Sandy Valley': [18.3, 126.0]} | 71888 | 24250 | 0.34 | 47638 | 0.66 | 4421 | 0.06 |  |  | 0 | 0 | 0.01 | 0 | 0 | 0 | 0 |  | 0 | 0 | 0 | 0 | 1606 | 0.02 | 70282 | 50 | 0 | 71838 | 506 | 0.01 | 71382 | 1656 | 0.02 | 70232 | 4298 | 0.06 | 67590 | 11 | 0 | 71877
46 | Stagg | PGE GBA | {'Stockton A': [4.5, 5620.0], 'Eight Mile': [4.9, 3763.0], 'Lodi': [7.0, 3295.0], 'Weber': [7.7, 4034.0], 'French Camp': [8.3, 3272.0], 'Lockeford': [13.4, 3230.0], 'Vierra': [14.1, 1356.0], 'Manteca': [14.9, 2332.0], 'Kasson': [17.2, 167.0], 'Bellota': [18.2, 229.0], 'Avena': [19.1, 1097.0], 'Live Oak': [19.7, 23.0], 'Ripon': [19.8, 144.0]} | 110574 | 7062 | 0.06 | 103512 | 0.94 | 17516 | 0.16 |  |  | 68933 | 0.62 | 0.12 | 11191 | 0.1 | 83398 | 0.75 |  | 0 | 0 | 0 | 0 | 11565 | 0.1 | 99009 | 21355 | 0.19 | 89219 | 24757 | 0.22 | 85817 | 30742 | 0.28 | 79833 | 0 | 0 | 110574 | 5641 | 0.05 | 104933
47 | Lakeview | PGE Kern | {'Wheeler Ridge': [7.0, 7970.0], 'Old River': [7.9, 17161.0], 'Midway - Wheeler Ridge (Proposed)': [9.6, 13347.0], 'Tejon': [9.7, 2942.0], 'Copus': [10.0, 12101.0], 'Panama': [14.7, 5811.0], 'Stockdale': [15.6, 4148.0], 'Tevis': [15.8, 4648.0], 'Grimmway-Malaga': [17.2, 2849.0], 'Norco': [17.7, 974.0], 'Elk Hills': [18.0, 1096.0], 'Pastoria': [18.2, 201.0], 'Casaloma': [18.4, 1310.0], 'Unknown - 3327': [19.4, 182.0], 'Lamont': [19.5, 159.0], 'Rosedale': [19.7, 366.0], 'West Park': [19.8, 302.0], 'Kern Power': [19.9, 180.0]} | 151251 | 20751 | 0.14 | 130500 | 0.86 | 21528 | 0.14 |  |  | 124380 | 0.82 | 0.07 | 26739 | 0.18 | 102297 | 0.68 |  | 6269 | 0.04 | 0 | 0 | 9274 | 0.06 | 141977 | 29756 | 0.2 | 121495 | 56938 | 0.38 | 94313 | 62190 | 0.41 | 89061 | 1157 | 0.01 | 150094 | 1758 | 0.01 | 149493
48 | Balch 2 | PGE Fresno | {'Balch': [0.0, 1201.0], 'Balch 1': [0.8, 1195.0], 'Haas': [3.9, 1171.0], 'Pine Flat': [14.2, 14.0]} | 40516 | 1201 | 0.03 | 39315 | 0.97 | 38398 | 0.95 |  |  | 1997 | 0.05 | 0.02 | 0 | 0 | 0 | 0 |  | 29958 | 0.74 | 7331 | 0.18 | 5341 | 0.13 | 35175 | 17687 | 0.44 | 22829 | 14261 | 0.35 | 26255 | 22518 | 0.56 | 17998 | 29344 | 0.72 | 11172 | 1966 | 0.05 | 38550
49 | Racetrack | PGE GBA | {'Race Track': [0.0, 8115.0], 'Curtis': [5.1, 7775.0], 'New Melones': [6.7, 1001.0], 'Peoria': [7.0, 2547.0], 'Chinese Station': [8.1, 3131.0], 'Frogtown': [8.4, 608.0], 'Stanislaus': [11.3, 1891.0], 'Collierville': [11.6, 1891.0], 'Mi-Wuk': [11.8, 5708.0]} | 49106 | 8109 | 0.17 | 40997 | 0.83 | 1622 | 0.03 |  |  | 33434 | 0.68 | 0.15 | 484 | 0.01 | 107 | 0 |  | 42212 | 0.86 | 5059 | 0.1 | 20400 | 0.42 | 28705 | 18512 | 0.38 | 30594 | 18647 | 0.38 | 30459 | 30284 | 0.62 | 18821 | 22917 | 0.47 | 26189 | 1939 | 0.04 | 47167
50 | Schindler | PGE Fresno | {'Excelsior': [5.1, 68050.0], 'New Sub - Los Banos - Midway (Proposed)': [7.2, 67736.0], 'Crescent': [9.1, 58089.0], 'Cantua': [11.4, 32996.0], 'Helm': [13.3, 29092.0], 'Mc Mullin': [15.7, 7334.0], 'Mustang': [16.9, 4046.0], 'Henrietta': [17.1, 2751.0], 'Gates': [18.2, 687.0], 'Tranquility': [19.7, 20.0]} | 187673 | 86617 | 0.46 | 101057 | 0.54 | 45772 | 0.24 |  |  | 140246 | 0.75 | 0.06 | 94184 | 0.5 | 86387 | 0.46 |  | 784 | 0 | 0 | 0 | 16849 | 0.09 | 170824 | 468 | 0 | 187205 | 3020 | 0.02 | 184653 | 19852 | 0.11 | 167821 | 0 | 0 | 187673 | 903 | 0 | 186770
51 | Cameron | SDGE Imperial | {'Crestwood': [8.4, 17600.0], 'Suncrest - Ocotillo (Proposed)': [10.2, 13639.0], 'Boulevard': [12.5, 14313.0], 'Carrizo Gorge': [13.9, 13514.0], 'Suncrest': [15.6, 2946.0]} | 86445 | 23788 | 0.28 | 62656 | 0.72 | 27030 | 0.31 |  |  | 46338 | 0.54 | 0.11 | 193 | 0 | 227 | 0 |  | 6261 | 0.07 | 78496 | 0.91 | 8014 | 0.09 | 78431 | 13920 | 0.16 | 72525 | 23451 | 0.27 | 62994 | 40294 | 0.47 | 46151 | 37803 | 0.44 | 48641 | 2785 | 0.03 | 83660
52 | Konocti | PGE NGBA | {'Redbud': [7.8, 7863.0], 'Lake View': [7.9, 375.0], 'Eagle Rock': [8.1, 1255.0], 'Hartley': [14.4, 3099.0], 'Hopland': [18.4, 82.0]} | 89638 | 10584 | 0.12 | 79054 | 0.88 | 2043 | 0.02 |  |  | 65060 | 0.73 | 0.15 | 7897 | 0.09 | 6063 | 0.07 |  | 29960 | 0.33 | 52098 | 0.58 | 37328 | 0.42 | 52310 | 40644 | 0.45 | 48993 | 61044 | 0.68 | 28594 | 73795 | 0.82 | 15843 | 16010 | 0.18 | 73628 | 1178 | 0.01 | 88460
53 | North Gila - IV (Proposed) | SDGE Imperial | {'Drop 4': [2.1, 6170.0], 'Highline': [4.2, 3867.0], 'El Centro': [19.3, 29.0]} | 53705 | 6413 | 0.12 | 47292 | 0.88 | 16333 | 0.3 |  |  | 36071 | 0.67 | 0.06 | 1819 | 0.03 | 32439 | 0.6 |  | 0 | 0 | 0 | 0 | 365 | 0.01 | 53340 | 17845 | 0.33 | 35861 | 17845 | 0.33 | 35861 | 18210 | 0.34 | 35495 | 5677 | 0.11 | 48029 | 4482 | 0.08 | 49223
54 | Rector | SCE Northern | {'Bliss': [9.8, 19351.0], 'Orosi': [16.7, 6791.0]} | 126350 | 47443 | 0.38 | 78908 | 0.62 | 214 | 0 |  |  | 84683 | 0.67 | 0.18 | 40984 | 0.32 | 69029 | 0.55 |  | 4421 | 0.03 | 0 | 0 | 1561 | 0.01 | 124789 | 7188 | 0.06 | 119162 | 11082 | 0.09 | 115268 | 12643 | 0.1 | 113707 | 1143 | 0.01 | 125207 | 2033 | 0.02 | 124318
55 | Round Mountain | PGE NGBA | {'Cove Road': [4.9, 10077.0], 'New Sub - Pit 1 - Cottonwood (Proposed)': [6.1, 9918.0], 'Carberry': [10.2, 8119.0], 'Fern Road': [11.5, 461.0], 'Burney Forest': [12.5, 6166.0], 'Burney Forest Power': [12.5, 6170.0], 'James B Black': [13.0, 4085.0], 'Pit 4': [13.3, 4851.0], 'Pit 3': [16.4, 1838.0]} | 109131 | 10598 | 0.1 | 98532 | 0.9 | 50441 | 0.46 |  |  | 51531 | 0.47 | 0.06 | 917 | 0.01 | 267 | 0 |  | 83404 | 0.76 | 22651 | 0.21 | 85306 | 0.78 | 23825 | 17857 | 0.16 | 91274 | 28088 | 0.26 | 81043 | 91943 | 0.84 | 17188 | 35840 | 0.33 | 73291 | 6795 | 0.06 | 102335
56 | Vestal | SCE Northern | {'Famoso': [17.7, 2000.0]} | 184015 | 84806 | 0.46 | 99209 | 0.54 | 17533 | 0.1 |  |  | 148199 | 0.81 | 0.1 | 73028 | 0.4 | 65463 | 0.36 |  | 75438 | 0.41 | 0 | 0 | 33538 | 0.18 | 150477 | 1479 | 0.01 | 182535 | 15254 | 0.08 | 168761 | 47312 | 0.26 | 136703 | 18481 | 0.1 | 165533 | 2302 | 0.01 | 181713
57 | Silverado | PGE NGBA | {'Rincon': [11.1, 2343.0], 'Monticello': [13.2, 546.0], 'Santa Rosa A': [14.3, 1912.0], 'Monroe': [15.6, 251.0], 'Bellevue': [16.0, 2081.0], 'Fulton': [16.2, 230.0], 'Penngrove': [17.5, 1741.0], 'Lakeville': [18.5, 1261.0], 'Corona': [19.5, 502.0]} | 82063 | 4406 | 0.05 | 77658 | 0.95 | 3177 | 0.04 |  |  | 60687 | 0.74 | 0.14 | 5780 | 0.07 | 12413 | 0.15 |  | 26994 | 0.33 | 1809 | 0.02 | 67742 | 0.83 | 14321 | 21891 | 0.27 | 60173 | 40862 | 0.5 | 41202 | 73817 | 0.9 | 8246 | 35354 | 0.43 | 46710 | 5117 | 0.06 | 76947
58 | Penngrove | PGE NGBA | {'Corona': [3.7, 4692.0], 'Bellevue': [4.7, 6378.0], 'Lakeville': [7.0, 4492.0], 'Santa Rosa A': [8.6, 3929.0], 'Monroe': [10.2, 1496.0], 'Rincon': [12.2, 2961.0], 'Fulton': [13.4, 213.0], 'Silverado': [17.5, 1741.0]} | 78105 | 7316 | 0.09 | 70790 | 0.91 | 2258 | 0.03 |  |  | 50805 | 0.65 | 0.15 | 15279 | 0.2 | 2437 | 0.03 |  | 53245 | 0.68 | 0 | 0 | 44727 | 0.57 | 33379 | 26699 | 0.34 | 51406 | 50618 | 0.65 | 27488 | 64290 | 0.82 | 13815 | 19536 | 0.25 | 58570 | 4515 | 0.06 | 73590
59 | Bridgeville | PGE NGBA | {} | 70619 | 13357 | 0.19 | 57262 | 0.81 | 26297 | 0.37 |  |  | 43012 | 0.61 | 0.06 | 71 | 0 | 0 | 0 |  | 0 | 0 | 0 | 0 | 16374 | 0.23 | 54246 | 15738 | 0.22 | 54881 | 19592 | 0.28 | 51028 | 32533 | 0.46 | 38086 | 41216 | 0.58 | 29403 | 407 | 0.01 | 70213
60 | Logan Creek | PGE NGBA | {'Delevan': [11.9, 9509.0], 'Glenn': [17.8, 1201.0]} | 180399 | 40174 | 0.22 | 140225 | 0.78 | 77997 | 0.43 |  |  | 86595 | 0.48 | 0.06 | 40437 | 0.22 | 65665 | 0.36 |  | 76547 | 0.42 | 3616 | 0.02 | 44464 | 0.25 | 135935 | 4949 | 0.03 | 175450 | 9843 | 0.05 | 170556 | 51805 | 0.29 | 128594 | 56810 | 0.31 | 123589 | 7214 | 0.04 | 173185
61 | Famoso | PGE Kern | {'Charca': [6.8, 3197.0], 'Lerdo': [7.8, 14681.0], 'Mt Poso': [8.0, 16659.0], 'Shafter': [9.0, 2023.0], 'Rio Bravo': [11.8, 2864.0], '7th Standard': [12.2, 8194.0], 'Semitropic': [13.1, 532.0], 'Poso Mt.': [14.1, 13379.0], 'Renfro': [15.3, 3456.0], 'Kern Oil': [15.3, 8279.0], 'Ganso': [15.5, 489.0], 'Sycamore': [16.0, 8688.0], 'Smyrna': [16.1, 240.0], 'Kern Power': [16.7, 3614.0], 'Rosedale': [17.3, 3433.0], 'Vestal': [17.7, 2000.0], 'Tupman': [17.8, 561.0], 'West Park': [18.5, 1865.0], 'Bakersfield': [18.8, 2035.0], 'Midway': [19.7, 9.0]} | 170076 | 21583 | 0.13 | 148493 | 0.87 | 15685 | 0.09 |  |  | 146195 | 0.86 | 0.09 | 7922 | 0.05 | 134291 | 0.79 |  | 39323 | 0.23 | 0 | 0 | 49855 | 0.29 | 120221 | 7348 | 0.04 | 162727 | 16892 | 0.1 | 153183 | 57266 | 0.34 | 112809 | 2324 | 0.01 | 167752 | 1360 | 0.01 | 168715
62 | New Sub - Los Banos - Midway (Proposed) | PGE Fresno | {'Crescent': [4.5, 75605.0], 'Excelsior': [5.8, 67836.0], 'Schindler': [7.2, 67736.0], 'Cantua': [7.6, 43370.0], 'Helm': [7.9, 48972.0], 'Tranquility': [12.6, 18535.0], 'Mc Mullin': [14.9, 6226.0]} | 184011 | 90229 | 0.49 | 93782 | 0.51 | 44116 | 0.24 |  |  | 137205 | 0.75 | 0.07 | 107743 | 0.59 | 69063 | 0.38 |  | 511 | 0 | 0 | 0 | 30421 | 0.17 | 153590 | 5549 | 0.03 | 178462 | 9731 | 0.05 | 174280 | 33488 | 0.18 | 150523 | 0 | 0 | 184011 | 1015 | 0.01 | 182996
63 | Lockeford | PGE GBA | {'Rancho Seco - Bellota (Proposed)': [8.9, 14179.0], 'Camanche': [9.9, 14864.0], 'Bellota': [10.7, 10793.0], 'Eight Mile': [12.4, 3595.0], 'Lodi': [12.5, 3792.0], 'Stagg': [13.4, 3230.0], 'Stockton A': [13.7, 3302.0], 'Live Oak': [13.7, 9121.0], 'Weber': [14.4, 2025.0], 'Cosumnes': [15.5, 5463.0], 'Rancho Seco': [15.9, 4681.0], 'French Camp': [17.8, 422.0], 'Avena': [20.0, 1.0]} | 141315 | 28791 | 0.2 | 112523 | 0.8 | 6019 | 0.04 |  |  | 77354 | 0.55 | 0.22 | 36968 | 0.26 | 65778 | 0.47 |  | 8912 | 0.06 | 0 | 0 | 16521 | 0.12 | 124793 | 12760 | 0.09 | 128555 | 49165 | 0.35 | 92150 | 53674 | 0.38 | 87640 | 12466 | 0.09 | 128849 | 20248 | 0.14 | 121067
64 | Etiwanda | SCE Eastern | {'Rancho Vista': [0.4, 3376.0], 'Mira Loma': [6.0, 3376.0], 'Padua': [6.7, 3355.0], 'Wildlife': [9.8, 2091.0], 'Rerc': [9.8, 2102.0], 'Chino': [10.7, 3376.0]} | 8167 | 3376 | 0.41 | 4791 | 0.59 | 320 | 0.04 |  |  | 2216 | 0.27 | 0.56 | 316 | 0.04 | 972 | 0.12 |  | 703 | 0.09 | 3158 | 0.39 | 3827 | 0.47 | 4340 | 3118 | 0.38 | 5049 | 2860 | 0.35 | 5306 | 3827 | 0.47 | 4340 | 1917 | 0.23 | 6250 | 413 | 0.05 | 7753
65 | Edes | PGE GBA | {'Oakland J': [2.0, 2882.0], 'San Leandro U': [3.2, 1619.0], 'Grant': [5.0, 1566.0], 'Oakland X': [5.1, 2875.0], 'Oakland C': [6.3, 2875.0], 'Oakland L': [6.5, 2867.0], 'Moraga': [7.8, 2055.0], 'Castro Valley': [7.9, 1260.0], 'Mt Eden': [8.9, 1338.0], 'Mt. Eden': [8.9, 1338.0], 'Eastshore': [9.0, 1382.0], 'SAN FRAN A (POTRERO PP)': [10.5, 2248.0], 'Potrero': [10.5, 2254.0], 'Sobrante': [11.6, 775.0], 'Martin': [12.0, 1893.0], 'El Cerrito G': [13.7, 1344.0], 'Burlingame': [13.9, 36.0], 'Millbrae': [14.2, 49.0], 'Dumbarton': [14.6, 46.0], 'Richmond R': [16.2, 954.0], 'Ravenswood': [17.4, 40.0], 'Standard Oil': [18.3, 11.0], 'Standard Oil 2': [18.3, 11.0], 'Cooley Landing': [18.8, 4.0], 'San Pablo': [18.8, 9.0]} | 19809 | 2905 | 0.15 | 16903 | 0.85 | 3631 | 0.18 |  |  | 12499 | 0.63 | 0.28 | 0 | 0 | 0 | 0 |  | 10859 | 0.55 | 0 | 0 | 12739 | 0.64 | 7070 | 5268 | 0.27 | 14541 | 12596 | 0.64 | 7213 | 16576 | 0.84 | 3233 | 6055 | 0.31 | 13754 | 1306 | 0.07 | 18503
66 | GWF 2 | PGE GBA | {'Pittsburg': [2.4, 16286.0], 'Kirker': [2.5, 14614.0], 'Contra Costa': [4.4, 15908.0], 'Collinsville': [4.7, 16082.0], 'Contra Costa PP': [5.3, 17178.0], 'Lone Tree': [7.3, 3646.0], 'Clayton': [7.7, 1225.0], 'Birds Landing': [7.7, 15081.0], 'Shiloh III': [10.7, 14707.0], 'Meadow Lane': [11.0, 640.0], 'Brentwood': [12.0, 2029.0], 'Lakewood': [13.0, 629.0], 'Martinez': [13.8, 210.0], 'Lambie Energy': [14.3, 12950.0], 'Lambie': [14.3, 12952.0], 'Alhambra': [14.6, 55.0], 'Tassajara': [15.3, 285.0], 'Bahia': [15.6, 57.0], 'Christie': [18.8, 46.0], 'Windmaster': [19.1, 116.0]} | 52062 | 17349 | 0.33 | 34713 | 0.67 | 11373 | 0.22 |  |  | 37758 | 0.73 | 0.07 | 15712 | 0.3 | 191 | 0 |  | 33484 | 0.64 | 0 | 0 | 12950 | 0.25 | 39112 | 25143 | 0.48 | 26919 | 21902 | 0.42 | 30159 | 29205 | 0.56 | 22857 | 4648 | 0.09 | 47413 | 11934 | 0.23 | 40127
67 | Goose Lake | PGE Kern | {'Semitropic': [7.9, 9309.0], 'Ganso': [10.1, 9785.0], 'Smyrna': [10.7, 5911.0], 'Kernridge': [14.2, 527.0], 'Charca': [14.2, 6550.0], 'Midway': [15.5, 2602.0], 'Gates-Midway (Proposed)': [15.8, 3292.0], 'Shafter': [15.9, 3455.0], 'Temblor': [16.6, 346.0]} | 137558 | 14128 | 0.1 | 123430 | 0.9 | 17537 | 0.13 |  |  | 114967 | 0.84 | 0.08 | 36847 | 0.27 | 68216 | 0.5 |  | 23620 | 0.17 | 0 | 0 | 52920 | 0.38 | 84638 | 19050 | 0.14 | 118508 | 66716 | 0.48 | 70842 | 94287 | 0.69 | 43271 | 1639 | 0.01 | 135919 | 10019 | 0.07 | 127539
68 | Unknown - 3327 | PGE Kern | {'Lamont': [0.1, 17599.0], 'Grimmway-Malaga': [3.5, 17694.0], 'Magunden': [5.5, 10582.0], 'Columbus': [8.3, 8389.0], 'Casaloma': [8.7, 9343.0], 'Cal Water': [8.9, 8078.0], 'Panama': [8.9, 10097.0], 'Bakersfield': [10.1, 5995.0], 'West Park': [11.3, 4547.0], 'Stockdale': [11.5, 6285.0], 'Sycamore': [12.9, 3156.0], 'Kern Oil': [13.3, 2206.0], 'Rosedale': [13.3, 2509.0], 'Kern Power': [14.3, 1449.0], 'Old River': [14.7, 5235.0], 'Tevis': [15.0, 1656.0], 'Wheeler Ridge': [15.8, 6325.0], 'Lakeview': [19.4, 182.0], 'Tejon': [20.0, 97.0]} | 111018 | 17683 | 0.16 | 93335 | 0.84 | 6342 | 0.06 |  |  | 96049 | 0.87 | 0.11 | 10532 | 0.09 | 64557 | 0.58 |  | 12005 | 0.11 | 0 | 0 | 28378 | 0.26 | 82640 | 14647 | 0.13 | 96371 | 25838 | 0.23 | 85180 | 40221 | 0.36 | 70797 | 14144 | 0.13 | 96873 | 2126 | 0.02 | 108892
69 | Mira Loma | SCE Metro | {'Rancho Vista': [5.8, 3376.0], 'Etiwanda': [6.0, 3376.0], 'Chino': [6.5, 3842.0], 'Wildlife': [7.1, 2324.0], 'Rerc': [7.1, 2336.0], 'Padua': [8.9, 3355.0], 'Serrano': [17.9, 105.0]} | 6664 | 3839 | 0.58 | 2825 | 0.42 | 18 | 0 |  |  | 2048 | 0.31 | 0.57 | 322 | 0.05 | 1289 | 0.19 |  | 1916 | 0.29 | 0 | 0 | 233 | 0.04 | 6431 | 333 | 0.05 | 6332 | 1288 | 0.19 | 5376 | 1521 | 0.23 | 5143 | 118 | 0.02 | 6546 | 100 | 0.01 | 6564
70 | Ravenswood | PGE GBA | {'Cooley Landing': [1.5, 158.0], 'Menlo': [5.5, 213.0], 'Dumbarton': [6.2, 136.0], 'Whisman': [7.2, 60.0], 'Newark': [8.3, 6.0], 'Jefferson': [8.4, 440.0], 'Mountain View': [8.5, 49.0], 'Eastshore': [9.3, 284.0], 'Mt Eden': [9.9, 65.0], 'Mt. Eden': [9.9, 65.0], 'Fremont': [10.1, 6.0], 'Nortech': [10.9, 6.0], 'Dixon Landing': [12.0, 6.0], 'Los Esteros': [12.1, 6.0], 'Monta Vista': [12.3, 40.0], 'Grant': [12.5, 264.0], 'Scott': [12.9, 6.0], 'Trimble': [13.8, 6.0], 'Burlingame': [14.0, 334.0], 'Castro Valley': [14.4, 42.0], 'San Leandro U': [15.2, 42.0], 'FMC': [15.5, 2.0], 'Millbrae': [15.9, 312.0], 'Edes': [17.4, 40.0]} | 5636 | 481 | 0.09 | 5155 | 0.91 | 512 | 0.09 |  |  | 1307 | 0.23 | 0.81 | 27 | 0 | 8 | 0 |  | 0 | 0 | 0 | 0 | 1546 | 0.27 | 4090 | 4015 | 0.71 | 1621 | 4617 | 0.82 | 1019 | 4634 | 0.82 | 1002 | 313 | 0.06 | 5323 | 1118 | 0.2 | 4518
71 | Rio Hondo | SCE Metro | {} | 47 | 0 | 0 | 47 | 1 | 8 | 0.16 |  |  | 35 | 0.75 | 0.03 | 0 | 0 | 0 | 0 |  | 11 | 0.24 | 21 | 0.44 | 0 | 0 | 47 | 22 | 0.46 | 25 | 36 | 0.76 | 11 | 37 | 0.79 | 10 | 41 | 0.87 | 6 | 14 | 0.3 | 33
72 | Redondo | SCE Metro | {'El Nido': [3.4, 63.0], 'La Fresa': [3.5, 102.0], 'Chevmain': [3.9, 57.0], 'El Segundo': [4.6, 55.0], 'Arcogen': [8.5, 37.0], 'Hinson': [9.7, 1.0], 'Harborgen': [10.4, 6.0], 'Windsor': [10.4, 15.0], 'La Cienega': [10.6, 15.0], 'Long Beach': [10.9, 10.0], 'Lighthipe': [12.4, 1.0], 'Alamitos': [17.5, 1.0]} | 701 | 98 | 0.14 | 603 | 0.86 | 36 | 0.05 |  |  | 213 | 0.3 | 0.26 | 0 | 0 | 0 | 0 |  | 0 | 0 | 0 | 0 | 10 | 0.01 | 691 | 117 | 0.17 | 584 | 565 | 0.81 | 136 | 575 | 0.82 | 126 | 0 | 0 | 701 | 1 | 0 | 700
73 | Otay | SDGE Imperial | {'Bay Boulevard': [2.3, 180.0], 'Imperial Beach': [2.4, 180.0], 'San Ysidro': [2.9, 198.0], 'Telegraph Canyon': [3.8, 211.0], 'Salt Creek': [7.2, 173.0], 'Miguel': [7.2, 185.0], 'Silvergate': [8.5, 174.0], 'Otay Mesa': [8.6, 46.0], 'Vine': [12.2, 170.0], 'Mission': [13.9, 167.0], 'Old Town': [14.2, 167.0], 'Point Loma': [14.4, 167.0], 'Elliot': [15.4, 9.0], 'Elliott': [15.4, 9.0], 'Kearny': [17.0, 9.0], 'Mesa Heights': [17.2, 9.0]} | 7872 | 208 | 0.03 | 7664 | 0.97 | 669 | 0.08 |  |  | 4133 | 0.52 | 0.21 | 0 | 0 | 0 | 0 |  | 3802 | 0.48 | 0 | 0 | 151 | 0.02 | 7721 | 6080 | 0.77 | 1792 | 7331 | 0.93 | 541 | 7587 | 0.96 | 285 | 2001 | 0.25 | 5871 | 707 | 0.09 | 7165
74 | Kirker | PGE GBA | {'Pittsburg': [1.2, 14470.0], 'GWF 2': [2.5, 14614.0], 'Collinsville': [5.6, 13909.0], 'Clayton': [6.3, 1258.0], 'Contra Costa': [6.8, 13781.0], 'Contra Costa PP': [7.8, 14418.0], 'Birds Landing': [8.3, 12908.0], 'Meadow Lane': [8.9, 711.0], 'Lone Tree': [9.5, 2678.0], 'Shiloh III': [10.8, 12903.0], 'Lakewood': [11.3, 701.0], 'Martinez': [11.4, 282.0], 'Alhambra': [12.3, 126.0], 'Bahia': [13.2, 128.0], 'Lambie Energy': [14.1, 11169.0], 'Lambie': [14.1, 11170.0], 'Brentwood': [14.3, 1073.0], 'Christie': [16.4, 118.0]} | 42979 | 14672 | 0.34 | 28306 | 0.66 | 8267 | 0.19 |  |  | 32478 | 0.76 | 0.07 | 11678 | 0.27 | 3 | 0 |  | 26926 | 0.63 | 0 | 0 | 10654 | 0.25 | 32325 | 20703 | 0.48 | 22275 | 16670 | 0.39 | 26308 | 23830 | 0.55 | 19149 | 3834 | 0.09 | 39145 | 11400 | 0.27 | 31578
75 | Saugus | SCE Northern | {'Pardee': [1.3, 12593.0], 'Elizabeth Lake': [5.3, 10608.0], 'Sylmar-Pac Intertie': [9.2, 1140.0]} | 62182 | 12720 | 0.2 | 49461 | 0.8 | 21599 | 0.35 |  |  | 29894 | 0.48 | 0.28 | 336 | 0.01 | 1163 | 0.02 |  | 33134 | 0.53 | 21642 | 0.35 | 24429 | 0.39 | 37752 | 1352 | 0.02 | 60830 | 8911 | 0.14 | 53271 | 31355 | 0.5 | 30827 | 26503 | 0.43 | 35679 | 5728 | 0.09 | 56454
76 | Chinese Station | PGE GBA | {'Peoria': [2.3, 3257.0], 'New Melones': [5.7, 1403.0], 'Race Track': [8.1, 3131.0], 'Racetrack': [8.1, 3131.0], 'Curtis': [11.0, 2976.0], 'Frogtown': [13.1, 175.0], 'Mi-Wuk': [18.8, 1020.0]} | 89751 | 4011 | 0.04 | 85740 | 0.96 | 33190 | 0.37 |  |  | 48884 | 0.54 | 0.1 | 270 | 0 | 21 | 0 |  | 77448 | 0.86 | 907 | 0.01 | 58560 | 0.65 | 31191 | 32093 | 0.36 | 57658 | 36362 | 0.41 | 53388 | 72081 | 0.8 | 17669 | 61417 | 0.68 | 28334 | 7185 | 0.08 | 82566
77 | Devers | SCE Eastern | {'Mirage': [14.4, 3624.0]} | 27563 | 7120 | 0.26 | 20443 | 0.74 | 1482 | 0.05 |  |  | 11248 | 0.41 | 0.27 | 37 | 0 | 0 | 0 |  | 3347 | 0.12 | 320 | 0.01 | 9026 | 0.33 | 18537 | 15226 | 0.55 | 12336 | 11969 | 0.43 | 15594 | 17529 | 0.64 | 10034 | 6540 | 0.24 | 21023 | 32 | 0 | 27531
78 | New Sub - Midway - Wheeler Ridge (Proposed) | PGE Kern | {'Copus': [2.0, 17945.0], 'Elk Hills': [9.5, 5846.0], 'Lakeview': [9.6, 13347.0], 'Old River': [11.2, 11363.0], 'Norco': [11.7, 3271.0], 'Taft': [12.0, 927.0], 'Tevis': [15.8, 2713.0], 'Tupman': [16.2, 312.0], 'Wheeler Ridge': [16.6, 2718.0], 'Stockdale': [17.7, 1974.0], 'Panama': [18.4, 1381.0], 'Tejon': [19.0, 76.0], 'Renfro': [19.4, 31.0]} | 134510 | 19767 | 0.15 | 114742 | 0.85 | 26216 | 0.19 |  |  | 104981 | 0.78 | 0.06 | 39118 | 0.29 | 61652 | 0.46 |  | 11026 | 0.08 | 0 | 0 | 30013 | 0.22 | 104497 | 50653 | 0.38 | 83856 | 67290 | 0.5 | 67220 | 80830 | 0.6 | 53680 | 3000 | 0.02 | 131510 | 1020 | 0.01 | 133489
79 | Del Amo | SCE Metro | {'Lighthipe': [5.0, 1775.0], 'Alamitos': [5.8, 1888.0], 'Barre': [7.1, 2.0], 'Hinson': [7.4, 1888.0], 'Arcogen': [8.6, 1886.0], 'Harborgen': [8.9, 1888.0], 'Long Beach': [9.3, 1888.0], 'La Fresa': [13.6, 458.0], 'Ellis': [14.3, 2.0], 'Huntington Beach': [15.6, 2.0]} | 3008 | 1888 | 0.63 | 1121 | 0.37 | 310 | 0.1 |  |  | 1519 | 0.51 | 0.36 | 0 | 0 | 0 | 0 |  | 0 | 0 | 0 | 0 | 0 | 0 | 3008 | 553 | 0.18 | 2456 | 1107 | 0.37 | 1902 | 1107 | 0.37 | 1902 | 0 | 0 | 3008 | 21 | 0.01 | 2988
80 | Alpaugh | PGE Fresno | {'Olive': [4.6, 46848.0], 'Corcoran': [11.6, 24330.0], 'Waukena': [13.9, 13242.0], 'Smyrna': [17.1, 3478.0]} | 159002 | 64642 | 0.41 | 94360 | 0.59 | 35226 | 0.22 |  |  | 112573 | 0.71 | 0.08 | 70845 | 0.45 | 67095 | 0.42 |  | 17031 | 0.11 | 0 | 0 | 40609 | 0.26 | 118393 | 14792 | 0.09 | 144211 | 28235 | 0.18 | 130768 | 54862 | 0.35 | 104141 | 851 | 0.01 | 158151 | 9542 | 0.06 | 149460
81 | Palo Verde | SDGE Arizona | {'Hassayampa': [2.7, 52116.0], 'Delaney': [12.1, 7617.0]} | 109106 | 64638 | 0.59 | 44469 | 0.41 | 0 | 0 |  |  | 0 | 0 | 0 | 0 | 0 | 0 | 0 |  | 0 | 0 | 0 | 0 | 0 | 0 | 109106 | 0 | 0 | 109106 | 0 | 0 | 109106 | 0 | 0 | 109106 | 0 | 0 | 109106 | 0 | 0 | 109106
82 | Grimmway-Malaga | PGE Kern | {'Lamont': [3.4, 17599.0], 'Unknown - 3327': [3.5, 17694.0], 'Magunden': [8.6, 10587.0], 'Panama': [9.6, 11879.0], 'Casaloma': [10.6, 9572.0], 'Columbus': [11.4, 8389.0], 'Cal Water': [12.4, 8078.0], 'Bakersfield': [12.6, 6010.0], 'Stockdale': [12.6, 6652.0], 'Wheeler Ridge': [12.8, 9762.0], 'West Park': [13.4, 4651.0], 'Old River': [13.7, 8324.0], 'Rosedale': [15.1, 2599.0], 'Tevis': [15.8, 1869.0], 'Sycamore': [16.0, 3156.0], 'Kern Power': [16.1, 1455.0], 'Kern Oil': [16.2, 2206.0], 'Tejon': [16.7, 2148.0], 'Lakeview': [17.2, 2849.0]} | 129974 | 21227 | 0.16 | 108747 | 0.84 | 8628 | 0.07 |  |  | 113104 | 0.87 | 0.1 | 14085 | 0.11 | 83141 | 0.64 |  | 10906 | 0.08 | 0 | 0 | 23612 | 0.18 | 106362 | 17741 | 0.14 | 112234 | 29172 | 0.22 | 100802 | 41383 | 0.32 | 88591 | 10369 | 0.08 | 119605 | 1885 | 0.01 | 128089
83 | Kernridge | PGE Kern | {'Temblor': [4.8, 24663.0], 'Caliente': [10.9, 8631.0], 'Goose Lake': [14.2, 527.0], 'Sunset': [16.2, 8185.0], 'Midway': [16.3, 32.0], 'Ganso': [16.8, 262.0], 'Carrizo Plains': [17.4, 1923.0], 'Topaz': [18.4, 1117.0], 'Solar': [18.4, 1117.0], 'Sunrise': [18.4, 3020.0]} | 146050 | 27241 | 0.19 | 118809 | 0.81 | 31283 | 0.21 |  |  | 112859 | 0.77 | 0.06 | 4321 | 0.03 | 42451 | 0.29 |  | 21861 | 0.15 | 0 | 0 | 75089 | 0.51 | 70962 | 11660 | 0.08 | 134391 | 40915 | 0.28 | 105136 | 101867 | 0.7 | 44183 | 22293 | 0.15 | 123757 | 632 | 0 | 145419
84 | Crestwood | SDGE Imperial | {'Boulevard': [5.4, 25673.0], 'Carrizo Gorge': [5.5, 25388.0], 'Cameron': [8.4, 17600.0], 'Suncrest - Ocotillo (Proposed)': [8.6, 16049.0], 'East County': [14.5, 3175.0]} | 100077 | 29650 | 0.3 | 70427 | 0.7 | 28603 | 0.29 |  |  | 56497 | 0.56 | 0.1 | 216 | 0 | 207 | 0 |  | 25174 | 0.25 | 69021 | 0.69 | 9967 | 0.1 | 90110 | 17065 | 0.17 | 83012 | 25265 | 0.25 | 74812 | 44670 | 0.45 | 55407 | 39149 | 0.39 | 60928 | 2086 | 0.02 | 97991
85 | Salt Creek | SDGE Imperial | {'Miguel': [0.1, 432.0], 'Telegraph Canyon': [3.4, 173.0], 'Spring Valley': [4.4, 261.0], 'Otay': [7.2, 173.0], 'Bay Boulevard': [8.1, 132.0], 'El Cajon': [8.1, 261.0], 'Otay Mesa': [8.3, 269.0], 'San Ysidro': [8.4, 173.0], 'Imperial Beach': [9.3, 132.0], 'Silvergate': [9.4, 127.0], 'Mission': [11.6, 127.0], 'Vine': [12.1, 127.0], 'Old Town': [13.6, 127.0], 'Loveland': [13.8, 261.0], 'Point Loma': [15.2, 127.0], 'Alpine': [15.2, 261.0]} | 10306 | 425 | 0.04 | 9881 | 0.96 | 1310 | 0.13 |  |  | 5044 | 0.49 | 0.18 | 38 | 0 | 0 | 0 |  | 6608 | 0.64 | 1003 | 0.1 | 1060 | 0.1 | 9247 | 8629 | 0.84 | 1677 | 9555 | 0.93 | 751 | 9816 | 0.95 | 490 | 4056 | 0.39 | 6250 | 753 | 0.07 | 9553
86 | Eagle Rock (SCE) | SCE Metro | {'Gould': [4.9, 200.0], 'Windsor': [14.7, 3.0], 'La Cienega': [15.2, 3.0]} | 313 | 198 | 0.63 | 115 | 0.37 | 4 | 0.01 |  |  | 234 | 0.75 | 0.12 | 0 | 0 | 0 | 0 |  | 65 | 0.21 | 38 | 0.12 | 0 | 0 | 313 | 0 | 0 | 313 | 15 | 0.05 | 298 | 15 | 0.05 | 298 | 79 | 0.25 | 234 | 74 | 0.24 | 239
87 | Melones | PGE GBA | {'Peoria': [3.5, 1405.0], 'Chinese Station': [5.7, 1403.0], 'Race Track': [6.7, 1001.0], 'Racetrack': [6.7, 1001.0], 'Frogtown': [7.7, 175.0], 'Curtis': [11.5, 846.0], 'Mi-Wuk': [18.5, 137.0]} | 66929 | 1405 | 0.02 | 65524 | 0.98 | 19007 | 0.28 |  |  | 38700 | 0.58 | 0.14 | 296 | 0 | 96 | 0 |  | 57289 | 0.86 | 0 | 0 | 43036 | 0.64 | 23893 | 29402 | 0.44 | 37527 | 34882 | 0.52 | 32047 | 55457 | 0.83 | 11472 | 41862 | 0.63 | 25067 | 5790 | 0.09 | 61139
88 | Imperial Beach | SDGE Imperial | {'Bay Boulevard': [1.7, 421.0], 'Otay': [2.4, 180.0], 'San Ysidro': [4.3, 158.0], 'Telegraph Canyon': [6.0, 171.0], 'Silvergate': [8.2, 415.0], 'Salt Creek': [9.3, 132.0], 'Miguel': [9.4, 146.0], 'Otay Mesa': [10.8, 6.0], 'Vine': [11.8, 411.0], 'Spring Valley': [12.1, 52.0], 'Point Loma': [13.5, 408.0], 'Old Town': [13.8, 408.0], 'Mission': [14.1, 408.0], 'Murray': [15.0, 0.0], 'Elliot': [16.1, 241.0], 'Elliott': [16.1, 242.0], 'Kearny': [17.4, 245.0], 'Mesa Heights': [17.4, 245.0]} | 7106 | 408 | 0.06 | 6698 | 0.94 | 831 | 0.12 |  |  | 2830 | 0.4 | 0.23 | 0 | 0 | 0 | 0 |  | 2242 | 0.32 | 0 | 0 | 98 | 0.01 | 7008 | 4466 | 0.63 | 2640 | 6642 | 0.93 | 464 | 6653 | 0.94 | 453 | 730 | 0.1 | 6376 | 582 | 0.08 | 6524
89 | Pala | SDGE Imperial | {'Monserate': [7.3, 8415.0], 'Lilac': [7.3, 20021.0], 'Avocado': [7.4, 5960.0], 'Valley Center': [10.2, 18778.0], 'Melrose': [13.1, 1152.0], 'Pendleton': [13.2, 829.0], 'Pauba': [13.6, 130.0], 'Ocean Ranch': [14.5, 928.0], 'Escondido': [15.9, 3529.0], 'San Luis Rey': [16.2, 889.0], 'San Marcos': [16.5, 550.0], 'Shadowridge': [16.5, 788.0], 'Palomar Airport': [19.1, 15.0], 'Cannon': [19.8, 2.0], 'Encina': [19.9, 2.0]} | 82809 | 21943 | 0.26 | 60866 | 0.74 | 1624 | 0.02 |  |  | 20055 | 0.24 | 0.4 | 19972 | 0.24 | 4511 | 0.05 |  | 42952 | 0.52 | 21291 | 0.26 | 49814 | 0.6 | 32995 | 15110 | 0.18 | 67698 | 33073 | 0.4 | 49735 | 54926 | 0.66 | 27883 | 10969 | 0.13 | 71839 | 5484 | 0.07 | 77325
90 | 7th Standard | PGE Kern | {'Renfro': [4.1, 10805.0], 'Lerdo': [4.4, 22507.0], 'Kern Power': [4.6, 10549.0], 'Rosedale': [5.3, 10226.0], 'Kern Oil': [6.2, 17449.0], 'West Park': [6.8, 8488.0], 'Rio Bravo': [7.2, 8328.0], 'Mt Poso': [7.8, 18647.0], 'Sycamore': [7.9, 16955.0], 'Bakersfield': [8.0, 10335.0], 'Tevis': [8.4, 2019.0], 'Stockdale': [9.2, 730.0], 'Casaloma': [9.6, 793.0], 'Tupman': [9.8, 5322.0], 'Columbus': [11.1, 4978.0], 'Shafter': [11.6, 6073.0], 'Panama': [11.7, 36.0], 'Famoso': [12.2, 8194.0], 'Poso Mt.': [12.8, 15520.0], 'Cal Water': [12.9, 4174.0], 'Norco': [14.6, 543.0], 'Charca': [16.0, 820.0], 'Old River': [16.2, 36.0], 'Midway': [18.1, 1353.0], 'Ganso': [18.3, 1468.0]} | 117115 | 22824 | 0.19 | 94292 | 0.81 | 1883 | 0.02 |  |  | 102391 | 0.87 | 0.15 | 6357 | 0.05 | 61316 | 0.52 |  | 17736 | 0.15 | 0 | 0 | 41648 | 0.36 | 75468 | 8795 | 0.08 | 108320 | 23237 | 0.2 | 93878 | 51564 | 0.44 | 65552 | 1742 | 0.01 | 115374 | 7244 | 0.06 | 109871
91 | Rosedale | PGE Kern | {'Kern Power': [1.1, 14570.0], 'West Park': [2.1, 12952.0], 'Stockdale': [4.2, 6911.0], 'Bakersfield': [4.2, 11619.0], 'Casaloma': [4.6, 6314.0], 'Tevis': [4.9, 6835.0], 'Renfro': [4.9, 9062.0], '7th Standard': [5.3, 10226.0], 'Kern Oil': [5.5, 10298.0], 'Panama': [6.5, 6218.0], 'Sycamore': [7.2, 9711.0], 'Columbus': [7.9, 5229.0], 'Magunden': [8.8, 2510.0], 'Lerdo': [9.5, 10189.0], 'Cal Water': [10.4, 4278.0], 'Tupman': [10.9, 2164.0], 'Rio Bravo': [11.2, 4128.0], 'Mt Poso': [11.7, 9749.0], 'Old River': [11.8, 4028.0], 'Unknown - 3327': [13.3, 2509.0], 'Lamont': [13.4, 2487.0], 'Poso Mt.': [14.3, 7119.0], 'Norco': [14.4, 567.0], 'Grimmway-Malaga': [15.1, 2599.0], 'Shafter': [16.4, 1874.0], 'Famoso': [17.3, 3433.0], 'Lakeview': [19.7, 366.0]} | 92168 | 16405 | 0.18 | 75763 | 0.82 | 1466 | 0.02 |  |  | 76474 | 0.83 | 0.19 | 6653 | 0.07 | 42735 | 0.46 |  | 5290 | 0.06 | 0 | 0 | 32132 | 0.35 | 60035 | 12552 | 0.14 | 79616 | 30073 | 0.33 | 62095 | 45330 | 0.49 | 46838 | 245 | 0 | 91923 | 7158 | 0.08 | 85010
92 | Moorpark | SCE Northern | {'Wakefield': [10.1, 15353.0], 'Santa Clara': [16.1, 3853.0], 'Ormond Beach': [18.3, 129.0]} | 68106 | 17859 | 0.26 | 50247 | 0.74 | 5132 | 0.08 |  |  | 50631 | 0.74 | 0.14 | 7482 | 0.11 | 21826 | 0.32 |  | 17226 | 0.25 | 0 | 0 | 20515 | 0.3 | 47590 | 4645 | 0.07 | 63461 | 9409 | 0.14 | 58696 | 27749 | 0.41 | 40357 | 11552 | 0.17 | 56554 | 6326 | 0.09 | 61779
93 | Norco | PGE Kern | {'Tupman': [5.2, 3933.0], 'Elk Hills': [5.6, 1881.0], 'Tevis': [10.4, 2421.0], 'Renfro': [10.8, 2691.0], 'Rio Bravo': [11.2, 2983.0], 'Midway': [11.5, 2850.0], 'Midway - Wheeler Ridge (Proposed)': [11.7, 3271.0], 'Old River': [12.9, 2391.0], 'Kern Power': [13.5, 735.0], 'Copus': [13.5, 2496.0], 'Stockdale': [13.7, 1897.0], 'Rosedale': [14.4, 567.0], '7th Standard': [14.6, 543.0], 'Shafter': [15.9, 2789.0], 'Panama': [16.1, 1492.0], 'West Park': [16.2, 26.0], 'Ganso': [16.9, 1986.0], 'Lerdo': [17.3, 242.0], 'Casaloma': [17.5, 25.0], 'Lakeview': [17.7, 974.0], 'Bakersfield': [18.5, 18.0]} | 149133 | 7157 | 0.05 | 141975 | 0.95 | 50997 | 0.34 |  |  | 89941 | 0.6 | 0.09 | 27246 | 0.18 | 53300 | 0.36 |  | 12050 | 0.08 | 0 | 0 | 44274 | 0.3 | 104859 | 81777 | 0.55 | 67356 | 127631 | 0.86 | 21502 | 129138 | 0.87 | 19995 | 1386 | 0.01 | 147747 | 16947 | 0.11 | 132186
94 | La Fresa | SCE Metro | {'El Nido': [2.9, 62.0], 'Redondo': [3.5, 102.0], 'Chevmain': [4.6, 57.0], 'El Segundo': [5.8, 54.0], 'Arcogen': [6.3, 502.0], 'Hinson': [7.2, 466.0], 'Harborgen': [8.7, 470.0], 'Windsor': [8.9, 15.0], 'Lighthipe': [9.0, 461.0], 'La Cienega': [9.5, 15.0], 'Long Beach': [9.5, 475.0], 'Del Amo': [13.6, 458.0], 'Alamitos': [15.2, 464.0]} | 2272 | 560 | 0.25 | 1712 | 0.75 | 36 | 0.02 |  |  | 1490 | 0.66 | 0.24 | 0 | 0 | 0 | 0 |  | 0 | 0 | 0 | 0 | 10 | 0 | 2262 | 69 | 0.03 | 2203 | 1672 | 0.74 | 600 | 1682 | 0.74 | 590 | 0 | 0 | 2272 | 1 | 0 | 2271
95 | Cottonwood | PGE NGBA | {'Jessup': [5.6, 17049.0], 'Red Bluff': [15.0, 9618.0], 'Oregon Trail': [15.7, 0.0]} | 114863 | 31343 | 0.27 | 83520 | 0.73 | 4765 | 0.04 |  |  | 59038 | 0.51 | 0.27 | 5408 | 0.05 | 6891 | 0.06 |  | 77650 | 0.68 | 33382 | 0.29 | 54247 | 0.47 | 60616 | 22194 | 0.19 | 92669 | 25511 | 0.22 | 89352 | 66742 | 0.58 | 48121 | 31510 | 0.27 | 83353 | 16719 | 0.15 | 98144
96 | Borden | PGE Fresno | {'Madera': [3.9, 16426.0], 'Storey': [5.0, 14083.0], 'Gregg': [6.1, 16411.0], 'Herndon': [6.4, 16353.0], 'Figarden': [9.8, 14088.0], 'Fig Garden': [9.8, 14088.0], 'Biola': [11.5, 8318.0], 'Ashlan': [12.4, 11034.0], 'Woodward': [12.9, 7244.0], 'Bullard': [13.7, 7817.0], 'Kearney (New)': [16.1, 2051.0], 'West Fresno': [16.9, 1942.0], 'California Ave': [18.6, 282.0], 'Newhall': [19.2, 252.0]} | 142637 | 21051 | 0.15 | 121586 | 0.85 | 12421 | 0.09 |  |  | 108751 | 0.76 | 0.17 | 46991 | 0.33 | 67335 | 0.47 |  | 51475 | 0.36 | 0 | 0 | 37973 | 0.27 | 104664 | 49603 | 0.35 | 93034 | 56247 | 0.39 | 86390 | 76207 | 0.53 | 66430 | 12723 | 0.09 | 129914 | 21670 | 0.15 | 120967
97 | Oceano | PGE Kern | {'Callender': [3.8, 22110.0], 'Mesa': [9.7, 17930.0], 'San Luis Obispo': [11.5, 8388.0], 'Fairway': [15.3, 4194.0], 'Diablo Canyon': [16.9, 35.0]} | 79321 | 28939 | 0.36 | 50382 | 0.64 | 7757 | 0.1 |  |  | 56446 | 0.71 | 0.13 | 6061 | 0.08 | 16312 | 0.21 |  | 36232 | 0.46 | 0 | 0 | 7207 | 0.09 | 72114 | 2237 | 0.03 | 77084 | 17229 | 0.22 | 62092 | 20431 | 0.26 | 58891 | 17590 | 0.22 | 61731 | 6435 | 0.08 | 72886
98 | Hollister | PGE GBA | {'Crazy Horse Canyon': [12.1, 3502.0], 'Llagas': [13.0, 8739.0]} | 123787 | 18024 | 0.15 | 105763 | 0.85 | 29090 | 0.24 |  |  | 75919 | 0.61 | 0.11 | 16478 | 0.13 | 18672 | 0.15 |  | 84205 | 0.68 | 289 | 0 | 55273 | 0.45 | 68513 | 19210 | 0.16 | 104576 | 32490 | 0.26 | 91296 | 74306 | 0.6 | 49480 | 53503 | 0.43 | 70284 | 5512 | 0.04 | 118275
99 | Crow Creek | PGE Fresno | {'Fink (Proposed)': [0.4, 9527.0], 'Stanislaus Resource Recovery Facility': [0.9, 10915.0], 'Crows Landing': [2.8, 11093.0], 'Salado': [3.4, 8700.0], 'Miller': [8.5, 4572.0], 'New Sub - Westley - Quinto (Proposed)': [11.2, 1914.0], 'Westley': [14.8, 375.0], 'Quinto': [18.1, 32.0]} | 143256 | 11089 | 0.08 | 132167 | 0.92 | 41340 | 0.29 |  |  | 87547 | 0.61 | 0.1 | 15510 | 0.11 | 58132 | 0.41 |  | 65089 | 0.45 | 4543 | 0.03 | 68818 | 0.48 | 74439 | 17759 | 0.12 | 125498 | 29182 | 0.2 | 114074 | 83978 | 0.59 | 59279 | 50250 | 0.35 | 93006 | 4913 | 0.03 | 138344
100 | Stockdale | PGE Kern | {'Panama': [3.0, 13949.0], 'Tevis': [3.4, 10650.0], 'Casaloma': [4.1, 10695.0], 'Rosedale': [4.2, 6911.0], 'West Park': [4.2, 7070.0], 'Kern Power': [4.7, 5729.0], 'Bakersfield': [6.0, 5556.0], 'Renfro': [7.3, 3188.0], 'Old River': [7.8, 12099.0], 'Magunden': [8.7, 4564.0], 'Kern Oil': [9.0, 2025.0], 'Columbus': [9.1, 3177.0], '7th Standard': [9.2, 730.0], 'Sycamore': [10.3, 1979.0], 'Unknown - 3327': [11.5, 6285.0], 'Lamont': [11.6, 6225.0], 'Tupman': [11.7, 1150.0], 'Cal Water': [11.9, 2823.0], 'Grimmway-Malaga': [12.6, 6652.0], 'Lerdo': [13.6, 693.0], 'Norco': [13.7, 1897.0], 'Rio Bravo': [13.9, 693.0], 'Lakeview': [15.6, 4148.0], 'Mt Poso': [15.9, 693.0], 'Wheeler Ridge': [16.7, 3039.0], 'Midway - Wheeler Ridge (Proposed)': [17.7, 1974.0], 'Shafter': [19.6, 0.0], 'Copus': [19.6, 476.0]} | 89306 | 15427 | 0.17 | 73879 | 0.83 | 7204 | 0.08 |  |  | 65844 | 0.74 | 0.22 | 13637 | 0.15 | 50009 | 0.56 |  | 2112 | 0.02 | 0 | 0 | 19653 | 0.22 | 69653 | 14945 | 0.17 | 74361 | 37232 | 0.42 | 52074 | 40124 | 0.45 | 49183 | 8 | 0 | 89299 | 6822 | 0.08 | 82484
101 | New Sub - Rancho Seco - Bellota (Proposed) | PGE GBA | {'Camanche': [5.8, 9698.0], 'Bellota': [8.2, 10170.0], 'Lockeford': [8.9, 14179.0], 'Valley Springs': [13.8, 35.0], 'Clay': [14.9, 212.0], 'Cosumnes': [15.9, 1052.0], 'Rancho Seco': [16.2, 859.0], 'Live Oak': [19.7, 234.0], 'Weber': [19.8, 4.0]} | 131410 | 14966 | 0.11 | 116444 | 0.89 | 13728 | 0.1 |  |  | 79254 | 0.6 | 0.19 | 30138 | 0.23 | 24642 | 0.19 |  | 22635 | 0.17 | 0 | 0 | 59519 | 0.45 | 71891 | 47520 | 0.36 | 83890 | 87607 | 0.67 | 43803 | 96940 | 0.74 | 34470 | 32952 | 0.25 | 98458 | 22876 | 0.17 | 108534
102 | Oro Loma | PGE Fresno | {'Mercy Springs': [9.7, 22001.0], 'Dos Amigos': [10.0, 20266.0], 'Hammonds': [11.9, 30068.0], 'Mendota': [15.8, 18273.0], 'Panoche': [16.7, 7309.0], 'Newhall': [18.0, 5486.0], 'Cheney': [18.9, 2127.0], 'Padre Flats SW STA': [19.1, 115.0], 'El Nido': [19.1, 1265.0]} | 173108 | 91989 | 0.53 | 81119 | 0.47 | 13112 | 0.08 |  |  | 149822 | 0.87 | 0.08 | 89953 | 0.52 | 61264 | 0.35 |  | 23438 | 0.14 | 0 | 0 | 18547 | 0.11 | 154561 | 1735 | 0.01 | 171373 | 11138 | 0.06 | 161971 | 25019 | 0.14 | 148090 | 6185 | 0.04 | 166923 | 4869 | 0.03 | 168240
103 | Peoria | PGE GBA | {'Chinese Station': [2.3, 3257.0], 'New Melones': [3.5, 1405.0], 'Race Track': [7.0, 2547.0], 'Racetrack': [7.0, 2547.0], 'Curtis': [10.8, 2392.0], 'Frogtown': [10.9, 175.0], 'Mi-Wuk': [18.4, 783.0]} | 78714 | 3257 | 0.04 | 75457 | 0.96 | 29551 | 0.38 |  |  | 41218 | 0.52 | 0.11 | 291 | 0 | 80 | 0 |  | 68180 | 0.87 | 72 | 0 | 50007 | 0.64 | 28707 | 32264 | 0.41 | 46449 | 34171 | 0.43 | 44543 | 63403 | 0.81 | 15311 | 52721 | 0.67 | 25992 | 6698 | 0.09 | 72015
104 | Table Mountain | PGE NGBA | {'Thermalito': [2.9, 7222.0], 'Wyandotte': [7.1, 467.0], 'Palermo': [9.7, 361.0], 'Butte': [14.1, 266.0], 'Notre Dame': [14.6, 266.0], 'POE': [14.9, 193.0]} | 114905 | 8323 | 0.07 | 106581 | 0.93 | 17619 | 0.15 |  |  | 82937 | 0.72 | 0.11 | 54056 | 0.47 | 8088 | 0.07 |  | 44813 | 0.39 | 0 | 0 | 80976 | 0.7 | 33929 | 25881 | 0.23 | 89024 | 68032 | 0.59 | 46873 | 104347 | 0.91 | 10558 | 29193 | 0.25 | 85711 | 22293 | 0.19 | 92612
105 | Sycamore Canyon | SDGE Imperial | {'Pomerado': [1.7, 503.0], 'Scripps': [4.7, 315.0], 'Chicarita': [5.3, 503.0], 'Artesian': [9.3, 503.0], 'Penasquitos': [10.9, 101.0], 'North City Metering': [11.3, 101.0], 'Creelman': [12.4, 382.0], 'Escondido': [15.3, 503.0], 'San Marcos': [17.5, 8.0]} | 21790 | 496 | 0.02 | 21293 | 0.98 | 1055 | 0.05 |  |  | 6586 | 0.3 | 0.29 | 823 | 0.04 | 87 | 0 |  | 7776 | 0.36 | 13067 | 0.6 | 15803 | 0.73 | 5986 | 12642 | 0.58 | 9148 | 14425 | 0.66 | 7365 | 21191 | 0.97 | 599 | 3121 | 0.14 | 18669 | 750 | 0.03 | 21039
106 | Ivanpah | SCE EOP | {'Mountain Pass': [5.5, 8.0], 'Primm': [9.5, 1084.0]} | 2570 | 1084 | 0.42 | 1486 | 0.58 | 988 | 0.38 |  |  | 464 | 0.18 | 0.02 | 0 | 0 | 0 | 0 |  | 0 | 0 | 0 | 0 | 924 | 0.36 | 1646 | 1418 | 0.55 | 1152 | 564 | 0.22 | 2006 | 1457 | 0.57 | 1113 | 648 | 0.25 | 1922 | 0 | 0 | 2570
107 | North Gila | SDGE Arizona | {} | 56703 | 2262 | 0.04 | 54441 | 0.96 | 17098 | 0.3 |  |  | 10780 | 0.19 | 0.05 | 1908 | 0.03 | 10295 | 0.18 |  | 0 | 0 | 0 | 0 | 309 | 0.01 | 56394 | 23097 | 0.41 | 33606 | 20799 | 0.37 | 35904 | 23123 | 0.41 | 33580 | 13400 | 0.24 | 43303 | 2606 | 0.05 | 54097
108 | Manteca | PGE GBA | {'Manteca': [0.0, 22509.0], 'Vierra': [2.7, 14224.0], 'Ripon': [5.2, 17426.0], 'French Camp': [6.7, 14336.0], 'Kasson': [7.4, 1586.0], 'Weber': [8.3, 17588.0], 'Avena': [9.6, 19591.0], 'Stockton A': [10.8, 9161.0], 'Stagg': [14.9, 2328.0], 'Lammers': [15.1, 16.0], 'Westley': [15.5, 485.0], 'Valley Home': [15.6, 8445.0], 'GWF Tracy': [15.8, 15.0], 'Riverbank': [17.3, 441.0], 'Bellota': [18.8, 866.0], 'New Sub - Westley - Quinto (Proposed)': [19.9, 4.0]} | 123479 | 22511 | 0.18 | 100968 | 0.82 | 92 | 0 |  |  | 89406 | 0.72 | 0.2 | 30274 | 0.25 | 78245 | 0.63 |  | 572 | 0 | 0 | 0 | 28681 | 0.23 | 94798 | 14405 | 0.12 | 109074 | 14574 | 0.12 | 108905 | 35623 | 0.29 | 87856 | 0 | 0 | 123479 | 5341 | 0.04 | 118138
109 | Dumbarton | PGE GBA | {'Fremont': [5.3, 632.0], 'Newark': [5.5, 632.0], 'Eastshore': [5.7, 132.0], 'Mt Eden': [5.7, 180.0], 'Mt. Eden': [5.7, 180.0], 'Ravenswood': [6.2, 136.0], 'Cooley Landing': [6.9, 100.0], 'Castro Valley': [9.4, 82.0], 'Grant': [9.7, 48.0], 'Dixon Landing': [10.2, 632.0], 'Whisman': [10.6, 19.0], 'Nortech': [10.9, 480.0], 'Los Esteros': [11.3, 595.0], 'Menlo': [11.7, 92.0], 'San Leandro U': [11.8, 48.0], 'Mountain View': [12.2, 9.0], 'Vineyard': [13.6, 627.0], 'Scott': [13.7, 6.0], 'Trimble': [14.1, 6.0], 'Jefferson': [14.2, 88.0], 'Edes': [14.6, 46.0], 'FMC': [16.4, 2.0], 'Oakland J': [16.7, 6.0], 'Burlingame': [16.8, 22.0]} | 11724 | 766 | 0.07 | 10958 | 0.93 | 332 | 0.03 |  |  | 10151 | 0.87 | 0.15 | 39 | 0 | 97 | 0.01 |  | 10375 | 0.88 | 0 | 0 | 6971 | 0.59 | 4753 | 4350 | 0.37 | 7374 | 8633 | 0.74 | 3091 | 9785 | 0.83 | 1939 | 5479 | 0.47 | 6245 | 1333 | 0.11 | 10391
110 | Altamont | PGE GBA | {'Altamont Midway (Sandhill)': [0.0, 1693.0], 'Vasco': [3.3, 1451.0], 'Windmaster': [4.1, 1356.0], 'Los Positas': [4.5, 1451.0], 'Las Positas': [4.5, 1451.0], 'Delta Pumps': [4.7, 669.0], 'Delta PP': [4.7, 670.0], 'Midway Green Ridge Services': [5.1, 278.0], 'Cayetano': [5.1, 1451.0], 'Kelso': [5.3, 247.0], 'Tracy': [6.3, 247.0], 'Tesla': [6.6, 247.0], 'North Dublin': [9.8, 1451.0], 'GWF Tracy': [10.5, 247.0], 'Lammers': [11.1, 247.0], 'Vineyard': [11.1, 1451.0], 'Tassajara': [13.0, 1451.0], 'San Ramon': [14.0, 1451.0], 'Kasson': [18.2, 247.0]} | 98668 | 1698 | 0.02 | 96970 | 0.98 | 16917 | 0.17 |  |  | 72868 | 0.74 | 0.15 | 6861 | 0.07 | 10744 | 0.11 |  | 79875 | 0.81 | 704 | 0.01 | 64178 | 0.65 | 34490 | 63296 | 0.64 | 35372 | 68228 | 0.69 | 30440 | 88225 | 0.89 | 10443 | 24773 | 0.25 | 73895 | 6785 | 0.07 | 91883
111 | Hoodoo Wash | SDGE Arizona | {} | 57689 | 48051 | 0.83 | 9638 | 0.17 | 0 | 0 |  |  | 0 | 0 | 0 | 0 | 0 | 0 | 0 |  | 0 | 0 | 0 | 0 | 0 | 0 | 57689 | 0 | 0 | 57689 | 0 | 0 | 57689 | 0 | 0 | 57689 | 0 | 0 | 57689 | 0 | 0 | 57689
112 | Wyandotte | PGE NGBA | {'Palermo': [2.9, 3273.0], 'Thermalito': [5.1, 1001.0], 'Table Mt.': [7.1, 467.0], 'Honcut': [12.3, 19.0], 'POE': [16.6, 629.0]} | 90898 | 4469 | 0.05 | 86429 | 0.95 | 2311 | 0.03 |  |  | 60749 | 0.67 | 0.15 | 21527 | 0.24 | 5737 | 0.06 |  | 56307 | 0.62 | 1144 | 0.01 | 73085 | 0.8 | 17813 | 15754 | 0.17 | 75145 | 20579 | 0.23 | 70320 | 84586 | 0.93 | 6312 | 25944 | 0.29 | 64954 | 19116 | 0.21 | 71782
113 | Laguna Bell | SCE Metro | {} | 0 | 0 | 0 | 0 | 0 | 0 | 0 |  |  | 0 | 0 | 0 | 0 | 0 | 0 | 0 |  | 0 | 0 | 0 | 0 | 0 | 0 | 0 | 0 | 0 | 0 | 0 | 0 | 0 | 0 | 0 | 0 | 0 | 0 | 0 | 0 | 0 | 0
114 | El Casco | SCE Eastern | {'San Bernardino': [12.1, 900.0], 'Vista (SCE)': [14.7, 77.0], 'Vista': [14.7, 77.0], 'Cardiff': [14.8, 92.0], 'Valley': [16.4, 1564.0]} | 58681 | 7105 | 0.12 | 51576 | 0.88 | 2348 | 0.04 |  |  | 35764 | 0.61 | 0.21 | 6033 | 0.1 | 2690 | 0.05 |  | 47060 | 0.8 | 8168 | 0.14 | 21159 | 0.36 | 37521 | 22682 | 0.39 | 35999 | 35717 | 0.61 | 22963 | 46617 | 0.79 | 12064 | 22604 | 0.39 | 36076 | 3427 | 0.06 | 55254
115 | Le Grand | PGE Fresno | {'Chowchilla': [4.7, 26384.0], 'Dairyland': [9.4, 25967.0], 'Wilson': [10.5, 8281.0], 'El Nido': [11.8, 18903.0], 'Merced': [13.2, 8223.0], 'Storey': [19.2, 168.0]} | 167119 | 34342 | 0.21 | 132778 | 0.79 | 27512 | 0.16 |  |  | 126414 | 0.76 | 0.09 | 77032 | 0.46 | 50588 | 0.3 |  | 53346 | 0.32 | 0 | 0 | 74962 | 0.45 | 92157 | 67213 | 0.4 | 99907 | 70887 | 0.42 | 96232 | 101502 | 0.61 | 65617 | 22814 | 0.14 | 144305 | 27246 | 0.16 | 139873
116 | Tupman | PGE Kern | {'Norco': [5.2, 3933.0], 'Rio Bravo': [6.1, 12760.0], 'Renfro': [6.4, 8602.0], 'Tevis': [8.3, 2009.0], '7th Standard': [9.8, 5322.0], 'Kern Power': [9.9, 2903.0], 'Midway': [10.7, 8827.0], 'Rosedale': [10.9, 2164.0], 'Shafter': [11.4, 12473.0], 'Stockdale': [11.7, 1150.0], 'Lerdo': [12.1, 5756.0], 'West Park': [13.0, 564.0], 'Old River': [13.9, 1070.0], 'Ganso': [14.3, 8353.0], 'Panama': [14.5, 986.0], 'Casaloma': [14.9, 171.0], 'Bakersfield': [15.1, 225.0], 'Kern Oil': [15.2, 585.0], 'Midway - Wheeler Ridge (Proposed)': [16.2, 312.0], 'Mt Poso': [17.0, 1293.0], 'Sycamore': [17.1, 126.0], 'Famoso': [17.8, 561.0], 'Charca': [17.9, 737.0], 'Semitropic': [19.5, 111.0]} | 142275 | 13827 | 0.1 | 128448 | 0.9 | 23894 | 0.17 |  |  | 106389 | 0.75 | 0.12 | 19931 | 0.14 | 67712 | 0.48 |  | 8233 | 0.06 | 0 | 0 | 37728 | 0.27 | 104547 | 51398 | 0.36 | 90877 | 91873 | 0.65 | 50402 | 94619 | 0.67 | 47656 | 513 | 0 | 141762 | 17977 | 0.13 | 124298
117 | Henrietta | PGE Fresno | {'Mustang': [1.1, 54893.0], 'Leprino': [3.9, 53313.0], 'Lemoore': [7.5, 33980.0], 'Guernsey': [13.8, 25889.0], 'Gates': [14.2, 3815.0], 'GWF Hanford': [14.3, 20958.0], 'Schindler': [17.1, 2751.0], 'Waukena': [19.4, 726.0]} | 140481 | 60142 | 0.43 | 80339 | 0.57 | 33827 | 0.24 |  |  | 90018 | 0.64 | 0.09 | 71270 | 0.51 | 55722 | 0.4 |  | 1067 | 0.01 | 0 | 0 | 21900 | 0.16 | 118581 | 3435 | 0.02 | 137046 | 4865 | 0.03 | 135616 | 24341 | 0.17 | 116140 | 0 | 0 | 140481 | 4094 | 0.03 | 136387
118 | Castro Valley | PGE GBA | {'Mt Eden': [4.7, 1296.0], 'Mt. Eden': [4.7, 1296.0], 'San Leandro U': [4.9, 1262.0], 'Grant': [5.5, 1262.0], 'Eastshore': [5.5, 1296.0], 'San Ramon': [7.8, 30.0], 'Edes': [7.9, 1260.0], 'Dumbarton': [9.4, 82.0], 'Oakland J': [9.7, 1220.0], 'Tassajara': [11.2, 30.0], 'Vineyard': [11.3, 63.0], 'North Dublin': [11.6, 30.0], 'Fremont': [11.8, 34.0], 'Moraga': [12.2, 630.0], 'Oakland X': [12.2, 1214.0], 'Newark': [13.9, 34.0], 'Oakland L': [14.1, 1206.0], 'Oakland C': [14.1, 1214.0], 'Ravenswood': [14.4, 42.0], 'Cooley Landing': [15.6, 6.0], 'Cayetano': [16.1, 4.0], 'Dixon Landing': [18.0, 33.0], 'SAN FRAN A (POTRERO PP)': [18.2, 587.0], 'Potrero': [18.2, 593.0], 'Martin': [18.9, 297.0]} | 26025 | 1314 | 0.05 | 24711 | 0.95 | 3807 | 0.15 |  |  | 20025 | 0.77 | 0.14 | 2 | 0 | 0 | 0 |  | 20100 | 0.77 | 0 | 0 | 18884 | 0.73 | 7141 | 3759 | 0.14 | 22266 | 16075 | 0.62 | 9950 | 23860 | 0.92 | 2165 | 12476 | 0.48 | 13549 | 1829 | 0.07 | 24196
119 | Vineyard | PGE GBA | {'North Dublin': [5.2, 2540.0], 'Cayetano': [6.6, 2447.0], 'San Ramon': [6.8, 1596.0], 'Los Positas': [6.9, 3138.0], 'Las Positas': [6.9, 3141.0], 'Vasco': [8.1, 2476.0], 'Tassajara': [9.5, 1520.0], 'Fremont': [10.7, 2351.0], 'Altamont Midway (Sandhill)': [11.1, 1446.0], 'Altamont': [11.1, 1451.0], 'Castro Valley': [11.3, 63.0], 'Dumbarton': [13.6, 627.0], 'Mt Eden': [13.7, 111.0], 'Mt. Eden': [13.7, 111.0], 'Newark': [13.8, 966.0], 'Eastshore': [14.6, 34.0], 'Windmaster': [14.7, 1109.0], 'Midway Green Ridge Services': [15.0, 31.0], 'Dixon Landing': [15.2, 933.0], 'Delta Pumps': [15.6, 422.0], 'Delta PP': [15.6, 423.0], 'Kelso': [16.3, 0.0], 'Los Esteros': [17.4, 589.0], 'Nortech': [18.3, 474.0]} | 60669 | 4036 | 0.07 | 56633 | 0.93 | 12364 | 0.2 |  |  | 43065 | 0.71 | 0.15 | 2363 | 0.04 | 256 | 0 |  | 58099 | 0.96 | 652 | 0.01 | 32684 | 0.54 | 27985 | 29846 | 0.49 | 30824 | 40076 | 0.66 | 20593 | 49510 | 0.82 | 11160 | 27891 | 0.46 | 32779 | 4400 | 0.07 | 56269
120 | Trout Canyon | SCE EOP | {'Gamebird': [9.0, 8025.0], 'Sandy Valley': [9.4, 1332.0], 'Thousandaire': [10.9, 6831.0], 'Pahrump': [13.6, 5983.0]} | 43646 | 11193 | 0.26 | 32453 | 0.74 | 0 | 0 |  |  | 0 | 0 | 0 | 0 | 0 | 0 | 0 |  | 4 | 0 | 0 | 0 | 0 | 0 | 43646 | 0 | 0 | 43646 | 0 | 0 | 43646 | 0 | 0 | 43646 | 0 | 0 | 43646 | 16 | 0 | 43629
121 | Columbus | PGE Kern | {'Cal Water': [2.7, 13798.0], 'Magunden': [2.8, 8389.0], 'Bakersfield': [3.7, 11752.0], 'Sycamore': [4.7, 9951.0], 'Casaloma': [5.1, 6409.0], 'Kern Oil': [5.4, 9001.0], 'West Park': [5.9, 7754.0], 'Rosedale': [7.9, 5229.0], 'Unknown - 3327': [8.3, 8389.0], 'Lamont': [8.3, 8389.0], 'Panama': [8.5, 4276.0], 'Kern Power': [8.9, 3816.0], 'Stockdale': [9.1, 3177.0], '7th Standard': [11.1, 4978.0], 'Poso Mt.': [11.2, 6790.0], 'Grimmway-Malaga': [11.4, 8389.0], 'Tevis': [11.9, 1136.0], 'Renfro': [12.6, 502.0], 'Mt Poso': [12.9, 6795.0], 'Lerdo': [13.8, 5612.0], 'Old River': [16.0, 532.0], 'Rio Bravo': [18.2, 5.0]} | 97898 | 15182 | 0.16 | 82716 | 0.84 | 10350 | 0.11 |  |  | 78206 | 0.8 | 0.11 | 3109 | 0.03 | 22547 | 0.23 |  | 37954 | 0.39 | 0 | 0 | 57707 | 0.59 | 40191 | 17583 | 0.18 | 80314 | 26718 | 0.27 | 71180 | 60746 | 0.62 | 37152 | 20831 | 0.21 | 77067 | 1794 | 0.02 | 96104
122 | Lewis | SCE Metro | {'Villa Park': [3.7, 127.0], 'Serrano': [6.4, 127.0], 'Johanna': [7.2, 125.0], 'Olinda': [9.6, 2.0], 'Santiago': [12.5, 125.0], 'Walnut': [14.1, 2.0], 'Viejo': [17.7, 1.0], 'Chino': [18.2, 1.0]} | 918 | 127 | 0.14 | 791 | 0.86 | 0 | 0 |  |  | 529 | 0.58 | 0.31 | 0 | 0 | 0 | 0 |  | 339 | 0.37 | 0 | 0 | 5 | 0.01 | 913 | 80 | 0.09 | 839 | 0 | 0 | 918 | 85 | 0.09 | 834 | 266 | 0.29 | 652 | 127 | 0.14 | 791
123 | Standard Oil 2 | PGE GBA | {'Standard Oil': [0.0, 4668.0], 'Richmond R': [2.2, 4496.0], 'San Pablo': [4.0, 4009.0], 'El Cerrito G': [5.5, 4422.0], 'Sobrante': [10.6, 3018.0], 'Christie': [10.8, 2165.0], 'Ignacio': [11.8, 279.0], 'Oakland L': [11.8, 963.0], 'Oakland C': [12.3, 799.0], 'Carquinez': [12.6, 1996.0], 'Oakland X': [13.5, 384.0], 'Potrero': [13.5, 1215.0], 'SAN FRAN A (POTRERO PP)': [13.5, 1227.0], 'Moraga': [14.5, 324.0], 'Alhambra': [14.7, 1903.0], 'Martinez': [15.7, 1874.0], 'Oakland J': [16.3, 209.0], 'Parkway': [16.5, 1860.0], 'Bahia': [16.6, 1874.0], 'Martin': [17.2, 107.0], 'Edes': [18.3, 11.0]} | 14548 | 4639 | 0.32 | 9909 | 0.68 | 2290 | 0.16 |  |  | 5665 | 0.39 | 0.29 | 316 | 0.02 | 0 | 0 |  | 3000 | 0.21 | 0 | 0 | 2321 | 0.16 | 12227 | 8702 | 0.6 | 5846 | 9612 | 0.66 | 4936 | 9612 | 0.66 | 4936 | 1570 | 0.11 | 12978 | 1137 | 0.08 | 13412
124 | Mc Mullin | PGE Fresno | {'Kearney (New)': [9.7, 26712.0], 'Helm': [10.3, 30566.0], 'Crescent': [10.8, 26212.0], 'West Fresno': [12.8, 13780.0], 'New Sub - Los Banos - Midway (Proposed)': [14.9, 6226.0], 'California Ave': [15.2, 7826.0], 'Biola': [15.5, 7250.0], 'Schindler': [15.7, 7334.0], 'Malaga': [16.0, 5434.0], 'Ashlan': [16.5, 3447.0], 'Fig Garden': [17.4, 1501.0], 'Figarden': [17.4, 1512.0], 'Herndon': [17.9, 930.0], 'Gregg': [18.5, 604.0], 'Excelsior': [19.0, 2167.0], 'McCall': [19.3, 165.0]} | 180388 | 69029 | 0.38 | 111359 | 0.62 | 24621 | 0.14 |  |  | 138019 | 0.77 | 0.09 | 80844 | 0.45 | 87435 | 0.48 |  | 0 | 0 | 0 | 0 | 26507 | 0.15 | 153881 | 13565 | 0.08 | 166823 | 13565 | 0.08 | 166823 | 31980 | 0.18 | 148408 | 0 | 0 | 180388 | 2582 | 0.01 | 177806
125 | Taft | PGE Kern | {'Sunrise': [7.7, 848.0], 'Elk Hills': [8.6, 946.0], 'Sunset': [10.5, 796.0], 'Copus': [11.8, 927.0], 'Midway - Wheeler Ridge (Proposed)': [12.0, 927.0]} | 39277 | 2037 | 0.05 | 37240 | 0.95 | 15742 | 0.4 |  |  | 21693 | 0.55 | 0.05 | 6675 | 0.17 | 2346 | 0.06 |  | 2980 | 0.08 | 0 | 0 | 19437 | 0.49 | 19840 | 21145 | 0.54 | 18131 | 33106 | 0.84 | 6171 | 36513 | 0.93 | 2764 | 2431 | 0.06 | 36845 | 499 | 0.01 | 38777
126 | Pleasant Grove | PGE NGBA | {'Atlantic': [4.7, 10025.0], 'Lincoln': [5.5, 16145.0], 'Rio Oso': [11.6, 14223.0], 'East Nicolaus': [14.0, 12829.0], 'Bell': [14.4, 3861.0], 'Gold Hill': [14.6, 1434.0], 'Higgins': [19.3, 369.0]} | 69609 | 24768 | 0.36 | 44841 | 0.64 | 2317 | 0.03 |  |  | 43409 | 0.62 | 0.53 | 25869 | 0.37 | 5225 | 0.08 |  | 29743 | 0.43 | 0 | 0 | 29901 | 0.43 | 39707 | 0 | 0 | 69609 | 7 | 0 | 69601 | 29909 | 0.43 | 39700 | 4185 | 0.06 | 65424 | 23673 | 0.34 | 45935
127 | Newark | PGE GBA | {'Fremont': [3.1, 1214.0], 'Dixon Landing': [4.6, 1184.0], 'Dumbarton': [5.5, 632.0], 'Nortech': [5.8, 730.0], 'Los Esteros': [5.9, 844.0], 'Cooley Landing': [7.9, 6.0], 'Whisman': [8.0, 6.0], 'Ravenswood': [8.3, 6.0], 'Scott': [8.8, 255.0], 'Trimble': [8.9, 255.0], 'Mountain View': [9.4, 6.0], 'Mt Eden': [11.1, 111.0], 'Mt. Eden': [11.1, 111.0], 'Eastshore': [11.2, 34.0], 'FMC': [11.3, 251.0], 'San Jose B': [12.0, 249.0], 'Menlo': [12.7, 4.0], 'San Jose A': [12.9, 249.0], 'Vineyard': [13.8, 966.0], 'Castro Valley': [13.9, 34.0], 'Stone': [15.2, 249.0], 'Evergreen': [15.9, 249.0], 'Swift': [16.1, 249.0], 'Los Positas': [19.6, 96.0], 'Las Positas': [19.6, 99.0]} | 15058 | 1218 | 0.08 | 13840 | 0.92 | 3340 | 0.22 |  |  | 10326 | 0.69 | 0.1 | 96 | 0.01 | 101 | 0.01 |  | 14073 | 0.93 | 0 | 0 | 9388 | 0.62 | 5670 | 6858 | 0.46 | 8200 | 10476 | 0.7 | 4582 | 12516 | 0.83 | 2542 | 6872 | 0.46 | 8186 | 1501 | 0.1 | 13557
128 | Dairyland | PGE Fresno | {'Chowchilla': [5.8, 45566.0], 'Le Grand': [9.4, 25967.0], 'El Nido': [9.7, 22576.0], 'Newhall': [13.1, 15981.0], 'Storey': [16.3, 3609.0], 'Madera': [17.0, 3653.0], 'Wilson': [17.3, 904.0], 'Merced': [17.8, 1592.0]} | 184708 | 63445 | 0.34 | 121263 | 0.66 | 36932 | 0.2 |  |  | 137454 | 0.74 | 0.09 | 115681 | 0.63 | 52584 | 0.28 |  | 35389 | 0.19 | 0 | 0 | 61819 | 0.33 | 122889 | 18802 | 0.1 | 165906 | 25697 | 0.14 | 159011 | 78982 | 0.43 | 105727 | 687 | 0 | 184021 | 9033 | 0.05 | 175676
129 | Chino | SCE Metro | {'Mira Loma': [6.5, 3842.0], 'Padua': [8.7, 3355.0], 'Rancho Vista': [10.3, 3376.0], 'Etiwanda': [10.7, 3376.0], 'Wildlife': [13.1, 2324.0], 'Rerc': [13.1, 2336.0], 'Serrano': [13.4, 1080.0], 'Olinda': [14.4, 620.0], 'Villa Park': [15.5, 42.0], 'Walnut': [15.5, 295.0], 'Lewis': [18.2, 1.0]} | 12432 | 5012 | 0.4 | 7419 | 0.6 | 162 | 0.01 |  |  | 6645 | 0.53 | 0.48 | 361 | 0.03 | 1289 | 0.1 |  | 7559 | 0.61 | 3 | 0 | 4101 | 0.33 | 8331 | 375 | 0.03 | 12057 | 1333 | 0.11 | 11098 | 5389 | 0.43 | 7043 | 2507 | 0.2 | 9925 | 856 | 0.07 | 11576
130 | El Segundo | SCE Metro | {'Chevmain': [1.2, 60.0], 'El Nido': [3.0, 58.0], 'Redondo': [4.6, 55.0], 'La Fresa': [5.8, 54.0], 'La Cienega': [6.9, 21.0], 'Windsor': [7.1, 21.0], 'Arcogen': [12.0, 36.0]} | 253 | 57 | 0.23 | 196 | 0.77 | 9 | 0.04 |  |  | 34 | 0.13 | 0.26 | 0 | 0 | 0 | 0 |  | 0 | 0 | 0 | 0 | 10 | 0.04 | 243 | 100 | 0.4 | 153 | 174 | 0.69 | 79 | 184 | 0.73 | 69 | 0 | 0 | 253 | 0 | 0 | 253
131 | San Leandro U | PGE GBA | {'Grant': [2.8, 1568.0], 'Edes': [3.2, 1619.0], 'Castro Valley': [4.9, 1262.0], 'Oakland J': [5.1, 1579.0], 'Mt Eden': [6.0, 1340.0], 'Mt. Eden': [6.0, 1340.0], 'Eastshore': [6.2, 1384.0], 'Oakland X': [8.0, 1573.0], 'Oakland C': [9.5, 1573.0], 'Moraga': [9.6, 986.0], 'Oakland L': [9.6, 1565.0], 'Dumbarton': [11.8, 48.0], 'SAN FRAN A (POTRERO PP)': [13.3, 946.0], 'Potrero': [13.3, 952.0], 'Sobrante': [14.0, 94.0], 'Martin': [14.2, 601.0], 'Ravenswood': [15.2, 42.0], 'Cooley Landing': [16.5, 6.0], 'El Cerrito G': [16.6, 91.0]} | 23694 | 1608 | 0.07 | 22086 | 0.93 | 3543 | 0.15 |  |  | 16524 | 0.7 | 0.45 | 0 | 0 | 0 | 0 |  | 16427 | 0.69 | 0 | 0 | 17798 | 0.75 | 5896 | 5193 | 0.22 | 18501 | 15044 | 0.63 | 8650 | 21780 | 0.92 | 1914 | 9790 | 0.41 | 13905 | 1695 | 0.07 | 21999
132 | Ganso | PGE Kern | {'Midway': [6.8, 15287.0], 'Semitropic': [7.0, 12207.0], 'Shafter': [7.4, 15538.0], 'Goose Lake': [10.1, 9785.0], 'Charca': [10.2, 9661.0], 'Rio Bravo': [11.3, 9817.0], 'Tupman': [14.3, 8353.0], 'Smyrna': [15.1, 5486.0], 'Famoso': [15.5, 489.0], 'Temblor': [16.1, 107.0], 'Lerdo': [16.6, 2388.0], 'Kernridge': [16.8, 262.0], 'Norco': [16.9, 1986.0], 'Renfro': [17.8, 3477.0], '7th Standard': [18.3, 1468.0]} | 165852 | 24850 | 0.15 | 141001 | 0.85 | 8627 | 0.05 |  |  | 150040 | 0.9 | 0.1 | 39914 | 0.24 | 108372 | 0.65 |  | 5 | 0 | 0 | 0 | 15376 | 0.09 | 150475 | 11042 | 0.07 | 154810 | 66521 | 0.4 | 99331 | 74081 | 0.45 | 91771 | 8 | 0 | 165844 | 9022 | 0.05 | 156830
133 | Poso Mountain | PGE Kern | {'Mt Poso': [7.0, 32071.0], 'Sycamore': [7.7, 23125.0], 'Kern Oil': [9.0, 20718.0], 'Cal Water': [10.1, 6572.0], 'Columbus': [11.2, 6790.0], 'Lerdo': [11.6, 22905.0], 'Bakersfield': [12.2, 9980.0], '7th Standard': [12.8, 15520.0], 'West Park': [13.7, 6894.0], 'Famoso': [14.1, 13379.0], 'Rosedale': [14.3, 7119.0], 'Kern Power': [14.7, 6813.0], 'Casaloma': [15.0, 78.0], 'Renfro': [16.6, 3799.0], 'Rio Bravo': [18.8, 1058.0]} | 174522 | 32588 | 0.19 | 141934 | 0.81 | 46058 | 0.26 |  |  | 122132 | 0.7 | 0.07 | 3446 | 0.02 | 11521 | 0.07 |  | 119805 | 0.69 | 0 | 0 | 129051 | 0.74 | 45470 | 39027 | 0.22 | 135495 | 60389 | 0.35 | 114133 | 132475 | 0.76 | 42046 | 64804 | 0.37 | 109717 | 2792 | 0.02 | 171730
134 | Avena | PGE GBA | {'Valley Home': [6.0, 26941.0], 'Ripon': [7.8, 17342.0], 'Riverbank': [9.4, 12732.0], 'Manteca': [9.6, 19590.0], 'Weber': [11.4, 18654.0], 'Bellota': [12.3, 9468.0], 'Vierra': [12.3, 12103.0], 'French Camp': [13.1, 12658.0], 'Cottle': [13.3, 11374.0], 'Stockton A': [14.7, 8399.0], 'Warnerville': [15.3, 11139.0], 'Kasson': [16.9, 200.0], 'Stagg': [19.1, 1097.0], 'Lockeford': [20.0, 1.0], 'Westley': [20.1, 4.0]} | 150567 | 40819 | 0.27 | 109748 | 0.73 | 2473 | 0.02 |  |  | 103134 | 0.68 | 0.15 | 63556 | 0.42 | 68914 | 0.46 |  | 22291 | 0.15 | 0 | 0 | 52133 | 0.35 | 98434 | 2236 | 0.01 | 148331 | 16765 | 0.11 | 133802 | 60091 | 0.4 | 90476 | 4209 | 0.03 | 146358 | 6072 | 0.04 | 144495
135 | Martin | PGE GBA | {'SAN FRAN A (POTRERO PP)': [3.9, 2966.0], 'Potrero': [3.9, 2968.0], 'Millbrae': [6.9, 272.0], 'Burlingame': [8.3, 195.0], 'Oakland C': [9.5, 2159.0], 'Oakland L': [10.6, 2159.0], 'Oakland J': [11.4, 1975.0], 'Edes': [12.0, 1893.0], 'Oakland X': [12.0, 2052.0], 'Grant': [13.8, 548.0], 'San Leandro U': [14.2, 601.0], 'Richmond R': [15.7, 1143.0], 'El Cerrito G': [15.9, 1507.0], 'Eastshore': [16.8, 419.0], 'Moraga': [16.8, 1575.0], 'Standard Oil 2': [17.2, 107.0], 'Standard Oil': [17.2, 111.0], 'Mt Eden': [17.4, 375.0], 'Mt. Eden': [17.4, 375.0], 'Sobrante': [17.8, 722.0], 'Jefferson': [18.4, 32.0], 'Castro Valley': [18.9, 297.0]} | 6077 | 3010 | 0.5 | 3067 | 0.5 | 528 | 0.09 |  |  | 1754 | 0.29 | 0.61 | 5 | 0 | 0 | 0 |  | 0 | 0 | 0 | 0 | 97 | 0.02 | 5980 | 1311 | 0.22 | 4767 | 2757 | 0.45 | 3320 | 2855 | 0.47 | 3223 | 9 | 0 | 6069 | 203 | 0.03 | 5875
136 | Harry Allen | <Null> | {} | 0 | 0 | 0 | 0 | 0 | 0 | 0 |  |  | 0 | 0 | 0 | 0 | 0 | 0 | 0 |  | 0 | 0 | 0 | 0 | 0 | 0 | 0 | 0 | 0 | 0 | 0 | 0 | 0 | 0 | 0 | 0 | 0 | 0 | 0 | 0 | 0 | 0
137 | Rio Oso | PGE NGBA | {'East Nicolaus': [4.4, 22791.0], 'Lincoln': [9.5, 16284.0], 'Pleasant Grove': [11.6, 14223.0], 'Olivehurst': [11.7, 7041.0], 'Bogue': [14.0, 5811.0], 'Greenleaf 1': [14.5, 3261.0], 'Sutter Power': [14.5, 3289.0], 'Atlantic': [16.1, 3303.0], 'East Marysville': [16.7, 5123.0], 'Pease': [19.4, 199.0]} | 149369 | 29057 | 0.19 | 120312 | 0.81 | 8889 | 0.06 |  |  | 121496 | 0.81 | 0.12 | 48307 | 0.32 | 61676 | 0.41 |  | 27649 | 0.19 | 0 | 0 | 67901 | 0.45 | 81469 | 7066 | 0.05 | 142303 | 34421 | 0.23 | 114948 | 88900 | 0.6 | 60469 | 4858 | 0.03 | 144511 | 26952 | 0.18 | 122417
138 | Loveland | SDGE Imperial | {'Alpine': [2.1, 3784.0], 'Suncrest': [6.4, 3540.0], 'Los Coches': [7.6, 1661.0], 'El Cajon': [10.4, 1441.0], 'Santee': [10.9, 1171.0], 'Spring Valley': [12.8, 261.0], 'Salt Creek': [13.8, 261.0], 'Miguel': [13.8, 261.0], 'Creelman': [15.7, 4.0], 'Otay Mesa': [16.9, 257.0]} | 46816 | 4028 | 0.09 | 42788 | 0.91 | 8836 | 0.19 |  |  | 18411 | 0.39 | 0.19 | 229 | 0 | 61 | 0 |  | 8963 | 0.19 | 37718 | 0.81 | 11285 | 0.24 | 35531 | 14124 | 0.3 | 32692 | 30653 | 0.65 | 16163 | 32690 | 0.7 | 14126 | 22059 | 0.47 | 24757 | 1538 | 0.03 | 45278
139 | Huntington Beach | SCE Metro | {'Ellis': [3.4, 48.0], 'Johanna': [8.6, 46.0], 'Alamitos': [10.8, 2.0], 'Barre': [11.3, 2.0], 'Santiago': [12.1, 37.0], 'Del Amo': [15.6, 2.0], 'Long Beach': [16.4, 2.0], 'Harborgen': [17.0, 2.0], 'Hinson': [18.5, 2.0]} | 5073 | 46 | 0.01 | 5027 | 0.99 | 155 | 0.03 |  |  | 127 | 0.03 | 0.51 | 0 | 0 | 0 | 0 |  | 0 | 0 | 0 | 0 | 22 | 0 | 5050 | 1410 | 0.28 | 3662 | 4988 | 0.98 | 85 | 5011 | 0.99 | 62 | 0 | 0 | 5073 | 355 | 0.07 | 4718
140 | Rossmoor | PGE GBA | {'Lakewood': [3.3, 4.0], 'Meadow Lane': [7.0, 4.0], 'Sobrante': [7.5, 4.0], 'Alhambra': [9.4, 4.0], 'Martinez': [10.6, 4.0], 'Christie': [11.8, 4.0], 'Bahia': [15.4, 4.0], 'Carquinez': [18.2, 4.0]} | 23537 | 4 | 0 | 23534 | 1 | 4338 | 0.18 |  |  | 16743 | 0.71 | 0.1 | 177 | 0.01 | 26 | 0 |  | 19619 | 0.83 | 0 | 0 | 18267 | 0.78 | 5270 | 12167 | 0.52 | 11370 | 18802 | 0.8 | 4735 | 23534 | 1 | 4 | 8362 | 0.36 | 15176 | 1018 | 0.04 | 22519
141 | Salado | PGE GBA | {'Stanislaus Resource Recovery Facility': [2.5, 9616.0], 'Crow Creek': [3.4, 8700.0], 'Fink (Proposed)': [3.7, 7355.0], 'Crows Landing': [4.6, 11317.0], 'New Sub - Westley - Quinto (Proposed)': [8.0, 2179.0], 'Westley': [11.4, 825.0], 'Miller': [11.9, 2972.0]} | 156677 | 11920 | 0.08 | 144756 | 0.92 | 41116 | 0.26 |  |  | 99557 | 0.64 | 0.11 | 16146 | 0.1 | 68021 | 0.43 |  | 65504 | 0.42 | 6260 | 0.04 | 85243 | 0.54 | 71433 | 14582 | 0.09 | 142095 | 29176 | 0.19 | 127501 | 95439 | 0.61 | 61238 | 54135 | 0.35 | 102542 | 5468 | 0.03 | 151209
142 | Lighthipe | SCE Metro | {'Del Amo': [5.0, 1775.0], 'Hinson': [5.0, 1814.0], 'Arcogen': [5.9, 1814.0], 'Harborgen': [7.7, 1814.0], 'Long Beach': [8.5, 1814.0], 'La Fresa': [9.0, 461.0], 'Alamitos': [9.1, 1814.0], 'Redondo': [12.4, 1.0]} | 3057 | 1812 | 0.59 | 1246 | 0.41 | 230 | 0.08 |  |  | 1956 | 0.64 | 0.48 | 0 | 0 | 0 | 0 |  | 0 | 0 | 0 | 0 | 0 | 0 | 3057 | 41 | 0.01 | 3016 | 1237 | 0.4 | 1820 | 1237 | 0.4 | 1820 | 0 | 0 | 3057 | 6 | 0 | 3051
143 | Santee | SDGE Imperial | {'Los Coches': [4.0, 1171.0], 'El Cajon': [4.1, 1171.0], 'Alpine': [10.5, 1171.0], 'Loveland': [10.9, 1171.0], 'Creelman': [13.2, 4.0], 'Suncrest': [16.8, 1167.0]} | 21103 | 1171 | 0.06 | 19932 | 0.94 | 1576 | 0.07 |  |  | 9445 | 0.45 | 0.22 | 157 | 0.01 | 81 | 0 |  | 6622 | 0.31 | 14411 | 0.68 | 15255 | 0.72 | 5848 | 10235 | 0.48 | 10868 | 14223 | 0.67 | 6880 | 19905 | 0.94 | 1197 | 4763 | 0.23 | 16339 | 807 | 0.04 | 20295
144 | Cholame | PGE Fresno | {'Cal Flats': [12.8, 5102.0], 'Estrella': [15.1, 14430.0], 'Union (Estrella)': [15.1, 14430.0]} | 144801 | 33213 | 0.23 | 111589 | 0.77 | 80159 | 0.55 |  |  | 61997 | 0.43 | 0.05 | 17712 | 0.12 | 7780 | 0.05 |  | 104091 | 0.72 | 491 | 0 | 58939 | 0.41 | 85863 | 21656 | 0.15 | 123145 | 43547 | 0.3 | 101255 | 75780 | 0.52 | 69022 | 66873 | 0.46 | 77928 | 1599 | 0.01 | 143202
145 | Grand Island | PGE NGBA | {'Shiloh III': [14.5, 8107.0], 'Lodi': [14.8, 19.0], 'Lambie': [14.9, 6817.0], 'Lambie Energy': [14.9, 6817.0], 'Birds Landing': [14.9, 8260.0], 'Live Oak': [15.2, 132.0], 'Collinsville': [16.9, 6334.0], 'Contra Costa PP': [17.7, 2598.0], 'Contra Costa': [19.2, 220.0]} | 152906 | 9888 | 0.06 | 143018 | 0.94 | 30739 | 0.2 |  |  | 109416 | 0.72 | 0.1 | 50554 | 0.33 | 72382 | 0.47 |  | 11833 | 0.08 | 0 | 0 | 11808 | 0.08 | 141098 | 22585 | 0.15 | 130321 | 24715 | 0.16 | 128191 | 33901 | 0.22 | 119005 | 431 | 0 | 152476 | 13620 | 0.09 | 139287
146 | Long Beach | SCE Metro | {'Harborgen': [0.9, 2131.0], 'Arcogen': [3.7, 2125.0], 'Hinson': [3.7, 2127.0], 'Alamitos': [7.2, 2095.0], 'Lighthipe': [8.5, 1814.0], 'Del Amo': [9.3, 1888.0], 'La Fresa': [9.5, 475.0], 'Redondo': [10.9, 10.0], 'Barre': [14.2, 2.0], 'Huntington Beach': [16.4, 2.0], 'Ellis': [17.1, 2.0]} | 5496 | 2123 | 0.39 | 3374 | 0.61 | 993 | 0.18 |  |  | 2870 | 0.52 | 0.29 | 0 | 0 | 0 | 0 |  | 0 | 0 | 0 | 0 | 0 | 0 | 5496 | 486 | 0.09 | 5010 | 3334 | 0.61 | 2163 | 3334 | 0.61 | 2163 | 0 | 0 | 5496 | 17 | 0 | 5479
147 | Coyote | PGE GBA | {'Metcalf 1': [0.3, 1769.0], 'Santa Teresa': [2.7, 976.0], 'Edenvale': [3.1, 944.0], 'Piercy': [4.0, 746.0], 'Swift': [7.6, 746.0], 'Evergreen': [7.7, 746.0], 'Morgan Hill': [8.2, 1064.0], 'Hicks': [8.5, 108.0], 'Stone': [8.8, 746.0], 'San Jose A': [11.3, 746.0], 'El Patio': [11.4, 95.0], 'San Jose B': [11.9, 746.0], 'FMC': [13.0, 631.0], 'Trimble': [14.9, 499.0], 'Scott': [15.7, 120.0], 'Los Esteros': [17.6, 136.0], 'Llagas': [18.2, 708.0]} | 30412 | 1809 | 0.06 | 28603 | 0.94 | 8593 | 0.28 |  |  | 16655 | 0.55 | 0.11 | 1099 | 0.04 | 589 | 0.02 |  | 26845 | 0.88 | 2046 | 0.07 | 24549 | 0.81 | 5863 | 7285 | 0.24 | 23127 | 11238 | 0.37 | 19174 | 25612 | 0.84 | 4800 | 17326 | 0.57 | 13086 | 1585 | 0.05 | 28827
148 | New Sub - Los Banos - Midway (Proposed) | PGE Fresno | {'Crescent': [4.5, 75605.0], 'Excelsior': [5.8, 67836.0], 'Schindler': [7.2, 67736.0], 'Cantua': [7.6, 43370.0], 'Helm': [7.9, 48972.0], 'Tranquility': [12.6, 18535.0], 'Mc Mullin': [14.9, 6226.0]} | 184011 | 90229 | 0.49 | 93782 | 0.51 | 44116 | 0.24 |  |  | 137205 | 0.75 | 0.07 | 107743 | 0.59 | 69063 | 0.38 |  | 511 | 0 | 0 | 0 | 30421 | 0.17 | 153590 | 5549 | 0.03 | 178462 | 9731 | 0.05 | 174280 | 33488 | 0.18 | 150523 | 0 | 0 | 184011 | 1015 | 0.01 | 182996
149 | Vista (SCE) | SCE Eastern | {'Vista (SCE)': [0.0, 434.0], 'Cardiff': [4.8, 358.0], 'San Bernardino': [5.3, 434.0], 'Wildlife': [9.4, 234.0], 'Rerc': [9.4, 234.0], 'El Casco': [14.7, 77.0]} | 13028 | 434 | 0.03 | 12593 | 0.97 | 75 | 0.01 |  |  | 4202 | 0.32 | 0.27 | 56 | 0 | 146 | 0.01 |  | 11117 | 0.85 | 381 | 0.03 | 5021 | 0.39 | 8006 | 7515 | 0.58 | 5513 | 10022 | 0.77 | 3005 | 12580 | 0.97 | 448 | 3982 | 0.31 | 9046 | 549 | 0.04 | 12478
150 | Fairway | PGE Kern | {'Divide': [5.7, 12613.0], 'Mesa': [6.8, 22737.0], 'Sisquoc': [6.9, 19297.0], 'Callender': [12.3, 8777.0], 'Oceano': [15.3, 4194.0], 'Cabrillo': [18.6, 1170.0]} | 111439 | 28372 | 0.25 | 83067 | 0.75 | 37747 | 0.34 |  |  | 67507 | 0.61 | 0.09 | 16530 | 0.15 | 33750 | 0.3 |  | 18812 | 0.17 | 0 | 0 | 8605 | 0.08 | 102834 | 7700 | 0.07 | 103739 | 28370 | 0.25 | 83069 | 32908 | 0.3 | 78531 | 18082 | 0.16 | 93357 | 6547 | 0.06 | 104892
151 | Pisgah | SCE NOL | {} | 12230 | 1110 | 0.09 | 11120 | 0.91 | 6900 | 0.56 |  |  | 5294 | 0.43 | 0.03 | 0 | 0 | 0 | 0 |  | 0 | 0 | 0 | 0 | 6535 | 0.53 | 5695 | 9047 | 0.74 | 3183 | 10059 | 0.82 | 2171 | 10586 | 0.87 | 1644 | 6389 | 0.52 | 5841 | 86 | 0.01 | 12144
152 | Sloan Canyon | SCE EOP | {'Eldorado': [5.3, 23518.0], 'Mead': [11.1, 10609.0]} | 66142 | 26501 | 0.4 | 39641 | 0.6 | 0 | 0 |  |  | 0 | 0 | 0 | 0 | 0 | 0 | 0 |  | 0 | 0 | 0 | 0 | 0 | 0 | 66142 | 0 | 0 | 66142 | 0 | 0 | 66142 | 0 | 0 | 66142 | 0 | 0 | 66142 | 0 | 0 | 66142
153 | Templeton | PGE Kern | {'Estrella': [7.3, 40079.0], 'Union (Estrella)': [7.3, 40079.0], 'Morro Bay': [16.0, 356.0]} | 141393 | 53098 | 0.38 | 88295 | 0.62 | 3881 | 0.03 |  |  | 104089 | 0.74 | 0.16 | 25923 | 0.18 | 10087 | 0.07 |  | 68371 | 0.48 | 4752 | 0.03 | 20606 | 0.15 | 120787 | 28601 | 0.2 | 112792 | 48506 | 0.34 | 92887 | 56166 | 0.4 | 85227 | 28887 | 0.2 | 112506 | 4329 | 0.03 | 137064
154 | Palomar Energy | SDGE Imperial | {'Cannon': [2.8, 300.0], 'Encina': [2.9, 241.0], 'Shadowridge': [3.1, 679.0], 'San Marcos': [5.2, 665.0], 'Ocean Ranch': [6.1, 136.0], 'Melrose': [6.1, 507.0], 'San Luis Rey': [6.7, 135.0], 'Escondido': [9.9, 651.0], 'Artesian': [11.3, 555.0], 'North City Metering': [12.0, 377.0], 'Pendleton': [13.2, 49.0], 'Monserate': [14.6, 104.0], 'Penasquitos': [14.7, 3.0], 'Lilac': [14.7, 104.0], 'Chicarita': [15.4, 448.0], 'Valley Center': [17.2, 38.0], 'Avocado': [18.4, 4.0], 'Pala': [19.1, 15.0]} | 4997 | 681 | 0.14 | 4316 | 0.86 | 31 | 0.01 |  |  | 1139 | 0.23 | 0.3 | 372 | 0.07 | 145 | 0.03 |  | 1478 | 0.3 | 0 | 0 | 2083 | 0.42 | 2914 | 1223 | 0.24 | 3774 | 739 | 0.15 | 4258 | 3010 | 0.6 | 1987 | 540 | 0.11 | 4457 | 402 | 0.08 | 4595
155 | Sisquoc | PGE Kern | {'Fairway': [6.9, 19297.0], 'Divide': [7.5, 12694.0], 'Mesa': [11.4, 14373.0], 'Cabrillo': [17.4, 1600.0], 'Callender': [18.5, 608.0]} | 129739 | 28431 | 0.22 | 101308 | 0.78 | 66200 | 0.51 |  |  | 59779 | 0.46 | 0.07 | 13850 | 0.11 | 22049 | 0.17 |  | 28126 | 0.22 | 1626 | 0.01 | 26534 | 0.2 | 103205 | 11428 | 0.09 | 118311 | 46328 | 0.36 | 83411 | 58765 | 0.45 | 70974 | 35635 | 0.27 | 94104 | 5259 | 0.04 | 124480
156 | Alberhill | SCE Eastern | {'Lee Lake (Proposed)': [2.4, 5263.0], 'Valley': [14.7, 2075.0], 'Wildlife': [16.0, 47.0], 'Rerc': [16.0, 47.0]} | 30485 | 5973 | 0.2 | 24512 | 0.8 | 3806 | 0.12 |  |  | 9206 | 0.3 | 0.27 | 642 | 0.02 | 93 | 0 |  | 18102 | 0.59 | 7341 | 0.24 | 11018 | 0.36 | 19467 | 7544 | 0.25 | 22940 | 13950 | 0.46 | 16535 | 21768 | 0.71 | 8717 | 9373 | 0.31 | 21112 | 3011 | 0.1 | 27474
157 | Sanger | PGE Fresno | {'Malaga': [6.4, 17905.0], 'McCall': [6.9, 18490.0], 'California Ave': [8.5, 13953.0], 'Clovis': [9.1, 13799.0], 'Wahtoke': [10.8, 8553.0], 'West Fresno': [11.5, 5596.0], 'Bullard': [11.9, 4591.0], 'Ashlan': [13.3, 396.0], 'Reedley': [14.8, 3242.0], 'Kearney (New)': [15.0, 1332.0], 'Woodward': [15.2, 659.0], 'Kingsburg': [15.3, 2771.0]} | 110354 | 26980 | 0.24 | 83374 | 0.76 | 583 | 0.01 |  |  | 52299 | 0.47 | 0.25 | 23051 | 0.21 | 64313 | 0.58 |  | 14219 | 0.13 | 0 | 0 | 11779 | 0.11 | 98576 | 15636 | 0.14 | 94719 | 19432 | 0.18 | 90922 | 21591 | 0.2 | 88764 | 3033 | 0.03 | 107321 | 6147 | 0.06 | 104207
158 | Lammers | PGE GBA | {'GWF Tracy': [0.7, 2190.0], 'Tesla': [4.7, 1761.0], 'Midway Green Ridge Services': [6.0, 1703.0], 'Kasson': [7.7, 2279.0], 'Tracy': [8.1, 1703.0], 'Kelso': [9.0, 1646.0], 'Delta PP': [9.9, 993.0], 'Delta Pumps': [9.9, 995.0], 'Windmaster': [10.8, 404.0], 'Altamont': [11.1, 247.0], 'Altamont Midway (Sandhill)': [11.1, 255.0], 'Vierra': [12.5, 127.0], 'Manteca': [15.1, 16.0], 'Westley': [17.4, 405.0], 'Ripon': [18.2, 0.0], 'New Sub - Westley - Quinto (Proposed)': [19.2, 1.0]} | 134504 | 2279 | 0.02 | 132224 | 0.98 | 38241 | 0.28 |  |  | 78083 | 0.58 | 0.2 | 7843 | 0.06 | 51712 | 0.38 |  | 62798 | 0.47 | 4569 | 0.03 | 79032 | 0.59 | 55471 | 51313 | 0.38 | 83191 | 51548 | 0.38 | 82956 | 86243 | 0.64 | 48260 | 33739 | 0.25 | 100764 | 5298 | 0.04 | 129206
159 | Chevmain | SCE Metro | {'El Segundo': [1.2, 60.0], 'El Nido': [1.8, 60.0], 'Redondo': [3.9, 57.0], 'La Fresa': [4.6, 57.0], 'Windsor': [7.0, 21.0], 'La Cienega': [7.0, 21.0], 'Arcogen': [10.8, 36.0]} | 254 | 59 | 0.23 | 195 | 0.77 | 10 | 0.04 |  |  | 34 | 0.13 | 0.26 | 0 | 0 | 0 | 0 |  | 0 | 0 | 0 | 0 | 10 | 0.04 | 244 | 100 | 0.39 | 154 | 174 | 0.68 | 80 | 184 | 0.72 | 70 | 0 | 0 | 254 | 0 | 0 | 254
160 | Telegraph Canyon | SDGE Imperial | {'Salt Creek': [3.4, 173.0], 'Miguel': [3.4, 185.0], 'Otay': [3.8, 211.0], 'Bay Boulevard': [5.0, 171.0], 'San Ysidro': [5.3, 201.0], 'Imperial Beach': [6.0, 171.0], 'Otay Mesa': [7.5, 49.0], 'Silvergate': [8.4, 164.0], 'Vine': [11.7, 161.0], 'Mission': [12.3, 158.0], 'Old Town': [13.5, 158.0], 'Point Loma': [14.5, 158.0]} | 8839 | 202 | 0.02 | 8637 | 0.98 | 840 | 0.1 |  |  | 4845 | 0.55 | 0.18 | 0 | 0 | 0 | 0 |  | 4885 | 0.55 | 0 | 0 | 576 | 0.07 | 8264 | 7136 | 0.81 | 1703 | 8301 | 0.94 | 539 | 8557 | 0.97 | 282 | 2772 | 0.31 | 6068 | 742 | 0.08 | 8097
161 | Grant | PGE GBA | {'San Leandro U': [2.8, 1568.0], 'Eastshore': [4.0, 1576.0], 'Mt Eden': [4.2, 1341.0], 'Mt. Eden': [4.2, 1341.0], 'Edes': [5.0, 1566.0], 'Castro Valley': [5.5, 1262.0], 'Oakland J': [7.0, 1526.0], 'Dumbarton': [9.7, 48.0], 'Oakland X': [10.1, 1520.0], 'Oakland C': [11.0, 1520.0], 'Oakland L': [11.4, 1512.0], 'Moraga': [12.3, 932.0], 'Burlingame': [12.4, 222.0], 'Ravenswood': [12.5, 264.0], 'Millbrae': [13.4, 222.0], 'SAN FRAN A (POTRERO PP)': [13.7, 893.0], 'Potrero': [13.7, 899.0], 'Martin': [13.8, 548.0], 'Cooley Landing': [13.9, 6.0], 'Jefferson': [16.4, 222.0], 'Sobrante': [16.5, 67.0], 'Menlo': [16.8, 33.0], 'El Cerrito G': [18.7, 40.0]} | 20137 | 1776 | 0.09 | 18361 | 0.91 | 3227 | 0.16 |  |  | 12555 | 0.62 | 0.81 | 0 | 0 | 0 | 0 |  | 11973 | 0.59 | 0 | 0 | 13047 | 0.65 | 7090 | 5392 | 0.27 | 14746 | 13135 | 0.65 | 7003 | 18010 | 0.89 | 2128 | 6744 | 0.33 | 13394 | 1553 | 0.08 | 18584
162 | East Marysville | PGE NGBA | {'Olivehurst': [5.1, 15077.0], 'Pease': [5.4, 8779.0], 'Bogue': [5.8, 15946.0], 'Greenleaf 1': [10.4, 5739.0], 'Sutter Power': [10.4, 5778.0], 'Honcut': [11.1, 3131.0], 'Rio Oso': [16.7, 5123.0], 'East Nicolaus': [17.7, 2015.0], 'Meridian': [18.6, 255.0]} | 115528 | 17443 | 0.15 | 98085 | 0.85 | 4226 | 0.04 |  |  | 85569 | 0.74 | 0.15 | 38195 | 0.33 | 53274 | 0.46 |  | 3455 | 0.03 | 0 | 0 | 49774 | 0.43 | 65753 | 7526 | 0.07 | 108001 | 21687 | 0.19 | 93840 | 66372 | 0.57 | 49156 | 2933 | 0.03 | 112595 | 12147 | 0.11 | 103380
163 | Caribou 2 | PGE NGBA | {'Caribou': [0.0, 17358.0], 'Belden': [7.7, 4100.0], 'Bucks Creek': [9.9, 1399.0], 'Grizzly': [15.4, 13.0], 'Rock Creek': [16.3, 13.0], 'Rock Creek 1': [16.3, 13.0]} | 67733 | 17483 | 0.26 | 50250 | 0.74 | 57068 | 0.84 |  |  | 10650 | 0.16 | 0.04 | 190 | 0 | 0 | 0 |  | 39077 | 0.58 | 16616 | 0.25 | 5715 | 0.08 | 62018 | 31448 | 0.46 | 36286 | 28585 | 0.42 | 39149 | 44076 | 0.65 | 23657 | 20796 | 0.31 | 46938 | 3371 | 0.05 | 64363
164 | Dixon Landing | PGE GBA | {'Los Esteros': [2.2, 1493.0], 'Nortech': [3.3, 1115.0], 'Newark': [4.6, 1184.0], 'Trimble': [5.3, 905.0], 'Scott': [5.9, 904.0], 'Fremont': [6.2, 1181.0], 'FMC': [7.7, 901.0], 'San Jose B': [8.2, 899.0], 'Whisman': [8.8, 6.0], 'San Jose A': [9.1, 899.0], 'Mountain View': [9.6, 6.0], 'Dumbarton': [10.2, 632.0], 'Stone': [11.1, 899.0], 'Cooley Landing': [11.3, 6.0], 'El Patio': [11.6, 112.0], 'Evergreen': [11.6, 899.0], 'Swift': [11.6, 899.0], 'Ravenswood': [12.0, 6.0], 'Piercy': [15.0, 264.0], 'Vineyard': [15.2, 933.0], 'Menlo': [15.4, 4.0], 'Mt Eden': [15.6, 110.0], 'Mt. Eden': [15.6, 110.0], 'Eastshore': [15.8, 33.0], 'Edenvale': [16.3, 264.0], 'Santa Teresa': [16.8, 264.0], 'Castro Valley': [18.0, 33.0], 'Metcalf 1': [19.0, 23.0], 'Los Positas': [19.8, 65.0], 'Las Positas': [19.8, 67.0]} | 21816 | 1833 | 0.08 | 19982 | 0.92 | 8544 | 0.39 |  |  | 11936 | 0.55 | 0.06 | 83 | 0 | 98 | 0 |  | 21197 | 0.97 | 0 | 0 | 12872 | 0.59 | 8944 | 9697 | 0.44 | 12118 | 11421 | 0.52 | 10394 | 14332 | 0.66 | 7484 | 13637 | 0.63 | 8178 | 1713 | 0.08 | 20103
165 | New Sub - Gates - Templeton (Proposed) | PGE Kern | {'New Sub - Gates - Templeton (Proposed)': [0.0, 20113.0], 'Avenal': [6.9, 17775.0], 'Gates': [8.5, 14598.0], 'Cal Flats': [13.3, 402.0]} | 137434 | 20110 | 0.15 | 117325 | 0.85 | 50646 | 0.37 |  |  | 85056 | 0.62 | 0.06 | 20459 | 0.15 | 34271 | 0.25 |  | 45414 | 0.33 | 0 | 0 | 76015 | 0.55 | 61420 | 7220 | 0.05 | 130215 | 26757 | 0.19 | 110677 | 88992 | 0.65 | 48442 | 42605 | 0.31 | 94830 | 1127 | 0.01 | 136307
166 | Westley | PGE Fresno | {'New Sub - Westley - Quinto (Proposed)': [0.1, 3285.0], 'Westley': [4.6, 1783.0], 'Salado': [8.0, 2147.0], 'Stanislaus Resource Recovery Facility': [10.4, 1933.0], 'Crow Creek': [11.2, 1882.0], 'Fink (Proposed)': [11.4, 1864.0], 'Crows Landing': [12.5, 1889.0], 'Kasson': [17.0, 45.0], 'Ripon': [17.3, 37.0], 'Lammers': [19.1, 6.0], 'Miller': [19.4, 168.0], 'GWF Tracy': [19.5, 6.0], 'Vierra': [19.7, 1.0], 'Manteca': [19.8, 4.0]} | 139998 | 3288 | 0.02 | 136710 | 0.98 | 37647 | 0.27 |  |  | 88492 | 0.63 | 0.1 | 6092 | 0.04 | 66540 | 0.48 |  | 54985 | 0.39 | 14209 | 0.1 | 107342 | 0.77 | 32656 | 24268 | 0.17 | 115730 | 35056 | 0.25 | 104942 | 111926 | 0.8 | 28072 | 50795 | 0.36 | 89203 | 4126 | 0.03 | 135872
167 | Antelope | SCE Northern | {'Rosamond': [12.8, 23229.0], 'Neenach': [12.9, 11315.0], 'Whirlwind': [14.2, 14655.0], 'Vincent': [17.4, 2596.0]} | 111126 | 49648 | 0.45 | 61477 | 0.55 | 5516 | 0.05 |  |  | 25471 | 0.23 | 0.58 | 3263 | 0.03 | 1193 | 0.01 |  | 19104 | 0.17 | 16987 | 0.15 | 2145 | 0.02 | 108981 | 36755 | 0.33 | 74371 | 38215 | 0.34 | 72911 | 46349 | 0.42 | 64777 | 22082 | 0.2 | 89044 | 3801 | 0.03 | 107324
168 | Atwater | PGE Fresno | {'Cressey': [4.9, 16784.0], 'Merced': [9.2, 833.0], 'Wilson': [12.2, 564.0], 'El Nido': [18.4, 341.0]} | 128950 | 20237 | 0.16 | 108713 | 0.84 | 11991 | 0.09 |  |  | 88587 | 0.69 | 0.14 | 50105 | 0.39 | 58313 | 0.45 |  | 16804 | 0.13 | 0 | 0 | 46722 | 0.36 | 82228 | 27519 | 0.21 | 101432 | 34610 | 0.27 | 94340 | 65239 | 0.51 | 63711 | 2306 | 0.02 | 126644 | 11576 | 0.09 | 117375
169 | Pine Flat | PGE Fresno | {'Balch': [14.1, 14.0], 'Balch 2': [14.2, 14.0], 'Balch 1': [14.6, 14.0]} | 102757 | 2113 | 0.02 | 100645 | 0.98 | 30493 | 0.3 |  |  | 59613 | 0.58 | 0.08 | 5286 | 0.05 | 4066 | 0.04 |  | 75473 | 0.73 | 2048 | 0.02 | 82037 | 0.8 | 20720 | 24568 | 0.24 | 78189 | 30556 | 0.3 | 72201 | 87962 | 0.86 | 14795 | 74380 | 0.72 | 28377 | 5962 | 0.06 | 96795
170 | Murray | SDGE Imperial | {'Spring Valley': [3.8, 2.0], 'Elliot': [4.1, 3.0], 'Elliott': [4.2, 3.0], 'Mission': [6.6, 3.0], 'Kearny': [6.9, 3.0], 'Mesa Heights': [8.2, 3.0], 'Silvergate': [9.6, 3.0], 'Vine': [9.7, 3.0], 'Old Town': [9.9, 3.0], 'Point Loma': [12.6, 3.0], 'Bay Boulevard': [13.3, 3.0], 'Imperial Beach': [15.0, 0.0]} | 3105 | 3 | 0 | 3102 | 1 | 26 | 0.01 |  |  | 1136 | 0.37 | 0.32 | 5 | 0 | 0 | 0 |  | 2191 | 0.71 | 502 | 0.16 | 2156 | 0.69 | 950 | 2544 | 0.82 | 561 | 1856 | 0.6 | 1249 | 3081 | 0.99 | 24 | 902 | 0.29 | 2204 | 195 | 0.06 | 2911
171 | Lathrop | SCE EOP | {'Jackass (DOE)': [9.0, 8298.0], 'Valley Switch': [9.4, 40509.0], 'Valley (VEA)': [11.3, 43177.0]} | 124497 | 52791 | 0.42 | 71705 | 0.58 | 0 | 0 |  |  | 0 | 0 | 0 | 0 | 0 | 0 | 0 |  | 0 | 0 | 0 | 0 | 0 | 0 | 124497 | 0 | 0 | 124497 | 0 | 0 | 124497 | 0 | 0 | 124497 | 0 | 0 | 124497 | 0 | 0 | 124497
172 | Semitropic | PGE Kern | {'Charca': [6.3, 14043.0], 'Ganso': [7.0, 12207.0], 'Goose Lake': [7.9, 9309.0], 'Smyrna': [8.2, 12342.0], 'Shafter': [9.0, 7050.0], 'Famoso': [13.1, 532.0], 'Midway': [13.7, 3372.0], 'Rio Bravo': [14.8, 1597.0], 'Lerdo': [17.4, 239.0], 'Tupman': [19.5, 111.0]} | 155338 | 19112 | 0.12 | 136227 | 0.88 | 16858 | 0.11 |  |  | 132513 | 0.85 | 0.09 | 45009 | 0.29 | 93284 | 0.6 |  | 3934 | 0.03 | 0 | 0 | 35947 | 0.23 | 119391 | 4656 | 0.03 | 150683 | 49902 | 0.32 | 105436 | 78914 | 0.51 | 76425 | 319 | 0 | 155020 | 8693 | 0.06 | 146646
173 | Hopland | PGE NGBA | {'Hartley': [10.8, 5996.0], 'Ukiah': [13.2, 2967.0], 'Calpella': [16.7, 1595.0], 'Eagle Rock': [17.6, 24.0], 'Konocti': [18.4, 82.0]} | 91906 | 10505 | 0.11 | 81401 | 0.89 | 3784 | 0.04 |  |  | 80786 | 0.88 | 0.09 | 2831 | 0.03 | 5187 | 0.06 |  | 40648 | 0.44 | 45219 | 0.49 | 65023 | 0.71 | 26883 | 26087 | 0.28 | 65819 | 37402 | 0.41 | 54504 | 71880 | 0.78 | 20026 | 39815 | 0.43 | 52091 | 1421 | 0.02 | 90485
174 | Point Loma | SDGE Imperial | {'Old Town': [2.9, 1060.0], 'Vine': [3.2, 1060.0], 'Silvergate': [6.1, 1017.0], 'Mission': [6.3, 1059.0], 'Mesa Heights': [7.5, 833.0], 'Kearny': [8.6, 832.0], 'Elliott': [9.8, 760.0], 'Elliot': [9.9, 758.0], 'Bay Boulevard': [12.2, 695.0], 'Penasquitos': [12.3, 56.0], 'Murray': [12.6, 3.0], 'Spring Valley': [13.4, 69.0], 'Imperial Beach': [13.5, 408.0], 'Otay': [14.4, 167.0], 'Telegraph Canyon': [14.5, 158.0], 'North City Metering': [15.1, 42.0], 'Miguel': [15.1, 140.0], 'Salt Creek': [15.2, 127.0], 'San Ysidro': [17.3, 145.0]} | 5333 | 1040 | 0.19 | 4294 | 0.81 | 2792 | 0.52 |  |  | 272 | 0.05 | 0.21 | 0 | 0 | 0 | 0 |  | 0 | 0 | 0 | 0 | 51 | 0.01 | 5282 | 921 | 0.17 | 4413 | 4206 | 0.79 | 1127 | 4223 | 0.79 | 1111 | 0 | 0 | 5333 | 74 | 0.01 | 5259
175 | Whirlwind | SCE Northern | {'Neenach': [6.9, 39706.0], 'Rosamond': [11.2, 22046.0], 'Antelope': [14.2, 14655.0], 'Windhub': [15.0, 2622.0], 'Highwind': [17.0, 352.0]} | 148368 | 56815 | 0.38 | 91554 | 0.62 | 12989 | 0.09 |  |  | 44482 | 0.3 | 0.39 | 3000 | 0.02 | 2582 | 0.02 |  | 12963 | 0.09 | 181 | 0 | 33671 | 0.23 | 114697 | 58145 | 0.39 | 90224 | 33271 | 0.22 | 115097 | 81720 | 0.55 | 66648 | 28392 | 0.19 | 119976 | 717 | 0 | 147651
176 | Gould | SCE Metro | {'Eagle Rock': [4.9, 200.0], 'Windsor': [18.5, 3.0], 'La Cienega': [18.8, 3.0]} | 378 | 241 | 0.64 | 137 | 0.36 | 4 | 0.01 |  |  | 245 | 0.65 | 0.14 | 0 | 0 | 0 | 0 |  | 90 | 0.24 | 38 | 0.1 | 0 | 0 | 378 | 0 | 0 | 378 | 15 | 0.04 | 363 | 15 | 0.04 | 363 | 83 | 0.22 | 296 | 91 | 0.24 | 287
177 | Burney Forest | PGE NGBA | {'Burney Forest Power': [0.0, 45596.0], 'Carberry': [2.4, 41458.0], 'New Sub - Pit 1 - Cottonwood (Proposed)': [6.7, 26316.0], 'Pit 3': [8.5, 18857.0], 'Pit 4': [10.3, 11729.0], 'Cove Road': [11.1, 10395.0], 'Round Mt.': [12.5, 6166.0], 'Pit 1': [13.7, 10578.0], 'James B Black': [15.7, 554.0]} | 131475 | 45597 | 0.35 | 85878 | 0.65 | 76394 | 0.58 |  |  | 53932 | 0.41 | 0.05 | 6165 | 0.05 | 33 | 0 |  | 68869 | 0.52 | 0 | 0 | 56087 | 0.43 | 75388 | 9295 | 0.07 | 122180 | 8448 | 0.06 | 123027 | 62478 | 0.48 | 68997 | 32339 | 0.25 | 99136 | 10658 | 0.08 | 120817
178 | GWF Hanford | PGE Fresno | {'Guernsey': [3.1, 78569.0], 'Lemoore': [8.8, 37040.0], 'Waukena': [9.9, 44055.0], 'Leprino': [10.5, 41511.0], 'Corcoran': [12.2, 27747.0], 'Henrietta': [14.3, 20958.0], 'Mustang': [15.3, 16860.0], 'Kingsburg': [15.6, 7568.0]} | 164045 | 89298 | 0.54 | 74746 | 0.46 | 8873 | 0.05 |  |  | 133562 | 0.81 | 0.12 | 80586 | 0.49 | 58869 | 0.36 |  | 0 | 0 | 0 | 0 | 912 | 0.01 | 163133 | 2641 | 0.02 | 161404 | 16894 | 0.1 | 147150 | 16978 | 0.1 | 147067 | 674 | 0 | 163370 | 6440 | 0.04 | 157604
179 | San Ramon | PGE GBA | {'Tassajara': [4.1, 1520.0], 'North Dublin': [4.2, 1596.0], 'Vineyard': [6.8, 1596.0], 'Castro Valley': [7.8, 30.0], 'Cayetano': [8.9, 1569.0], 'Los Positas': [11.4, 1566.0], 'Las Positas': [11.4, 1566.0], 'Vasco': [12.2, 1557.0], 'Altamont Midway (Sandhill)': [14.0, 1446.0], 'Altamont': [14.0, 1451.0], 'Fremont': [14.2, 75.0], 'Windmaster': [16.4, 1109.0], 'Delta Pumps': [17.5, 422.0], 'Delta PP': [17.5, 423.0], 'Kelso': [18.4, 0.0], 'Midway Green Ridge Services': [19.0, 31.0]} | 41173 | 1596 | 0.04 | 39577 | 0.96 | 2803 | 0.07 |  |  | 33869 | 0.82 | 0.16 | 1657 | 0.04 | 50 | 0 |  | 38586 | 0.94 | 885 | 0.02 | 21141 | 0.51 | 20032 | 14719 | 0.36 | 26454 | 28275 | 0.69 | 12898 | 36021 | 0.87 | 5152 | 17323 | 0.42 | 23850 | 2937 | 0.07 | 38236
180 | Stanislaus | PGE Fresno | {'Crow Creek': [0.9, 10915.0], 'Fink (Proposed)': [1.1, 9477.0], 'Salado': [2.5, 9616.0], 'Crows Landing': [3.0, 11782.0], 'Miller': [9.3, 4538.0], 'New Sub - Westley - Quinto (Proposed)': [10.3, 1965.0], 'Westley': [13.9, 426.0], 'Quinto': [18.9, 24.0]} | 147889 | 11830 | 0.08 | 136059 | 0.92 | 42684 | 0.29 |  |  | 89983 | 0.61 | 0.1 | 16322 | 0.11 | 59638 | 0.4 |  | 66886 | 0.45 | 5105 | 0.03 | 74034 | 0.5 | 73855 | 17724 | 0.12 | 130165 | 31071 | 0.21 | 116818 | 88176 | 0.6 | 59713 | 52548 | 0.36 | 95341 | 5311 | 0.04 | 142578
181 | Magunden | SCE Northern | {'Columbus': [2.8, 8389.0], 'Cal Water': [4.4, 8078.0], 'Casaloma': [4.8, 7846.0], 'Bakersfield': [5.0, 6036.0], 'Unknown - 3327': [5.5, 10582.0], 'Lamont': [5.6, 10581.0], 'West Park': [6.7, 4414.0], 'Panama': [7.2, 6127.0], 'Sycamore': [7.4, 3156.0], 'Kern Oil': [7.8, 2206.0], 'Grimmway-Malaga': [8.6, 10587.0], 'Stockdale': [8.7, 4564.0], 'Rosedale': [8.8, 2510.0], 'Kern Power': [9.9, 1497.0], 'Tevis': [12.0, 1254.0], 'Renfro': [13.7, 6.0], 'Old River': [14.6, 1923.0], 'Wheeler Ridge': [19.2, 879.0]} | 96408 | 10622 | 0.11 | 85786 | 0.89 | 6049 | 0.06 |  |  | 80413 | 0.83 | 0.11 | 5299 | 0.05 | 38139 | 0.4 |  | 22035 | 0.23 | 0 | 0 | 44259 | 0.46 | 52149 | 17145 | 0.18 | 79263 | 28553 | 0.3 | 67854 | 52291 | 0.54 | 44117 | 14025 | 0.15 | 82383 | 852 | 0.01 | 95555
182 | Alamitos | SCE Metro | {'Del Amo': [5.8, 1888.0], 'Long Beach': [7.2, 2095.0], 'Barre': [7.4, 2.0], 'Harborgen': [7.4, 2095.0], 'Hinson': [8.0, 2095.0], 'Arcogen': [9.0, 2093.0], 'Lighthipe': [9.1, 1814.0], 'Ellis': [10.5, 2.0], 'Huntington Beach': [10.8, 2.0], 'La Fresa': [15.2, 464.0], 'Redondo': [17.5, 1.0]} | 7220 | 2086 | 0.29 | 5134 | 0.71 | 1015 | 0.14 |  |  | 2673 | 0.37 | 0.67 | 0 | 0 | 0 | 0 |  | 0 | 0 | 0 | 0 | 0 | 0 | 7220 | 579 | 0.08 | 6641 | 5113 | 0.71 | 2106 | 5113 | 0.71 | 2106 | 0 | 0 | 7220 | 34 | 0 | 7185
183 | Valley Springs | PGE GBA | {'Clay': [12.7, 163.0], 'Rancho Seco - Bellota (Proposed)': [13.8, 35.0], 'Camanche': [14.0, 52.0]} | 79295 | 614 | 0.01 | 78681 | 0.99 | 5090 | 0.06 |  |  | 50854 | 0.64 | 0.14 | 805 | 0.01 | 56 | 0 |  | 57515 | 0.73 | 1043 | 0.01 | 73372 | 0.93 | 5922 | 13597 | 0.17 | 65698 | 29764 | 0.38 | 49531 | 75528 | 0.95 | 3767 | 48873 | 0.62 | 30422 | 3209 | 0.04 | 76086
184 | Blythe | SCE Eastern | {'Colorado River': [12.5, 10949.0]} | 122750 | 26814 | 0.22 | 95936 | 0.78 | 13040 | 0.11 |  |  | 88509 | 0.72 | 0.13 | 17085 | 0.14 | 50606 | 0.41 |  | 0 | 0 | 0 | 0 | 30988 | 0.25 | 91763 | 36987 | 0.3 | 85763 | 19908 | 0.16 | 102842 | 50809 | 0.41 | 71942 | 20757 | 0.17 | 101993 | 2987 | 0.02 | 119763
185 | Midway | PGE Kern | {'Ganso': [6.8, 15287.0], 'Tupman': [10.7, 8827.0], 'Shafter': [10.7, 10706.0], 'Rio Bravo': [11.0, 9874.0], 'Norco': [11.5, 2850.0], 'Temblor': [13.7, 25.0], 'Semitropic': [13.7, 3372.0], 'Goose Lake': [15.5, 2602.0], 'Charca': [15.9, 1816.0], 'Renfro': [16.2, 3951.0], 'Kernridge': [16.3, 32.0], '7th Standard': [18.1, 1353.0], 'Lerdo': [18.1, 1823.0], 'Famoso': [19.7, 9.0]} | 152212 | 16148 | 0.11 | 136064 | 0.89 | 34826 | 0.23 |  |  | 111747 | 0.73 | 0.1 | 27580 | 0.18 | 78240 | 0.51 |  | 2245 | 0.01 | 0 | 0 | 23541 | 0.15 | 128671 | 26309 | 0.17 | 125903 | 96630 | 0.63 | 55582 | 101896 | 0.67 | 50316 | 1632 | 0.01 | 150580 | 9505 | 0.06 | 142707
186 | Buena Vista | PGE GBA | {'Salinas': [2.3, 14790.0], 'Crazy Horse Canyon': [9.0, 9630.0], 'Moss Landing': [13.3, 6587.0]} | 88167 | 18363 | 0.21 | 69805 | 0.79 | 11620 | 0.13 |  |  | 66499 | 0.75 | 0.13 | 5212 | 0.06 | 44337 | 0.5 |  | 24507 | 0.28 | 1010 | 0.01 | 8957 | 0.1 | 79210 | 4383 | 0.05 | 83785 | 12851 | 0.15 | 75316 | 19183 | 0.22 | 68984 | 12929 | 0.15 | 75239 | 4206 | 0.05 | 83961
187 | Crows Landing | PGE Fresno | {'Crow Creek': [2.8, 11093.0], 'Stanislaus Resource Recovery Facility': [3.0, 11782.0], 'Fink (Proposed)': [3.1, 9529.0], 'Salado': [4.6, 11317.0], 'Miller': [8.8, 5085.0], 'New Sub - Westley - Quinto (Proposed)': [12.5, 1921.0], 'Westley': [15.5, 395.0], 'Quinto': [17.9, 45.0]} | 149580 | 22877 | 0.15 | 126703 | 0.85 | 28421 | 0.19 |  |  | 103197 | 0.69 | 0.12 | 28173 | 0.19 | 66883 | 0.45 |  | 50982 | 0.34 | 0 | 0 | 53001 | 0.35 | 96579 | 16405 | 0.11 | 133175 | 25179 | 0.17 | 124400 | 70255 | 0.47 | 79325 | 32651 | 0.22 | 116929 | 6214 | 0.04 | 143366
188 | Villa Park | SCE Metro | {'Serrano': [2.7, 465.0], 'Lewis': [3.7, 127.0], 'Johanna': [7.2, 348.0], 'Olinda': [10.4, 89.0], 'Santiago': [11.1, 348.0], 'Walnut': [14.9, 81.0], 'Viejo': [15.1, 224.0], 'Chino': [15.5, 42.0]} | 5085 | 463 | 0.09 | 4622 | 0.91 | 114 | 0.02 |  |  | 3998 | 0.79 | 0.13 | 4 | 0 | 2 | 0 |  | 3632 | 0.71 | 602 | 0.12 | 3348 | 0.66 | 1737 | 153 | 0.03 | 4931 | 272 | 0.05 | 4813 | 3724 | 0.73 | 1361 | 2316 | 0.46 | 2769 | 689 | 0.14 | 4395
189 | California Ave | PGE Fresno | {'Malaga': [2.8, 22792.0], 'West Fresno': [3.0, 18489.0], 'Ashlan': [6.2, 7021.0], 'Kearney (New)': [6.6, 13791.0], 'Bullard': [7.3, 6936.0], 'Sanger': [8.5, 13953.0], 'Clovis': [8.7, 9227.0], 'Fig Garden': [8.8, 4360.0], 'Figarden': [8.8, 4373.0], 'McCall': [10.2, 13471.0], 'Woodward': [12.3, 528.0], 'Herndon': [12.3, 2975.0], 'Gregg': [12.5, 2808.0], 'Mc Mullin': [15.2, 7826.0], 'Borden': [18.6, 282.0], 'Wahtoke': [18.6, 590.0], 'Kingsburg': [18.9, 331.0]} | 85701 | 27269 | 0.32 | 58432 | 0.68 | 588 | 0.01 |  |  | 41546 | 0.48 | 0.25 | 19194 | 0.22 | 58160 | 0.68 |  | 1882 | 0.02 | 0 | 0 | 0 | 0 | 85701 | 0 | 0 | 85701 | 0 | 0 | 85701 | 0 | 0 | 85701 | 0 | 0 | 85701 | 233 | 0 | 85468
190 | Calpella | PGE NGBA | {'Mendocino': [3.7, 13018.0], 'Ukiah': [3.8, 11093.0], 'Hartley': [16.2, 269.0], 'Hopland': [16.7, 1595.0]} | 82424 | 14758 | 0.18 | 67666 | 0.82 | 793 | 0.01 |  |  | 66221 | 0.8 | 0.11 | 2207 | 0.03 | 6403 | 0.08 |  | 51948 | 0.63 | 6210 | 0.08 | 17999 | 0.22 | 64424 | 31086 | 0.38 | 51338 | 37668 | 0.46 | 44755 | 51669 | 0.63 | 30754 | 40833 | 0.5 | 41591 | 1370 | 0.02 | 81053
191 | Tevis | PGE Kern | {'Stockdale': [3.4, 10650.0], 'Kern Power': [4.6, 6695.0], 'Rosedale': [4.9, 6835.0], 'Renfro': [5.1, 4478.0], 'West Park': [6.2, 5658.0], 'Panama': [6.2, 9262.0], 'Casaloma': [7.2, 6362.0], 'Old River': [7.9, 9772.0], 'Tupman': [8.3, 2009.0], '7th Standard': [8.4, 2019.0], 'Bakersfield': [8.4, 3941.0], 'Norco': [10.4, 2421.0], 'Kern Oil': [10.4, 2444.0], 'Rio Bravo': [11.3, 1983.0], 'Columbus': [11.9, 1136.0], 'Magunden': [12.0, 1254.0], 'Sycamore': [12.1, 2094.0], 'Lerdo': [12.6, 1983.0], 'Cal Water': [14.6, 1107.0], 'Unknown - 3327': [15.0, 1656.0], 'Lamont': [15.1, 1596.0], 'Grimmway-Malaga': [15.8, 1869.0], 'Midway - Wheeler Ridge (Proposed)': [15.8, 2713.0], 'Lakeview': [15.8, 4648.0], 'Mt Poso': [15.9, 1477.0], 'Shafter': [17.2, 856.0], 'Copus': [17.8, 1085.0], 'Wheeler Ridge': [18.2, 762.0]} | 105149 | 12674 | 0.12 | 92475 | 0.88 | 10313 | 0.1 |  |  | 79742 | 0.76 | 0.19 | 14823 | 0.14 | 55881 | 0.53 |  | 4759 | 0.05 | 0 | 0 | 27039 | 0.26 | 78111 | 33011 | 0.31 | 72139 | 57520 | 0.55 | 47629 | 59864 | 0.57 | 45285 | 8 | 0 | 105142 | 12142 | 0.12 | 93008
192 | Cal Water | PGE Kern | {'Columbus': [2.7, 13798.0], 'Magunden': [4.4, 8078.0], 'Sycamore': [5.4, 9728.0], 'Bakersfield': [6.3, 10487.0], 'Kern Oil': [6.8, 8778.0], 'Casaloma': [7.9, 5909.0], 'West Park': [8.5, 6490.0], 'Unknown - 3327': [8.9, 8078.0], 'Lamont': [9.0, 8078.0], 'Poso Mt.': [10.1, 6572.0], 'Rosedale': [10.4, 4278.0], 'Panama': [11.1, 3856.0], 'Kern Power': [11.4, 2909.0], 'Stockdale': [11.9, 2823.0], 'Grimmway-Malaga': [12.4, 8078.0], '7th Standard': [12.9, 4174.0], 'Mt Poso': [13.2, 6572.0], 'Tevis': [14.6, 1107.0], 'Lerdo': [15.1, 5190.0], 'Old River': [18.6, 199.0]} | 110174 | 14647 | 0.13 | 95527 | 0.87 | 20191 | 0.18 |  |  | 81207 | 0.74 | 0.08 | 1872 | 0.02 | 18502 | 0.17 |  | 53065 | 0.48 | 0 | 0 | 75871 | 0.69 | 34303 | 23567 | 0.21 | 86607 | 34105 | 0.31 | 76069 | 76350 | 0.69 | 33825 | 36863 | 0.33 | 73311 | 2013 | 0.02 | 108162
193 | Boulevard East | SDGE Imperial | {'Carrizo Gorge': [4.2, 25399.0], 'Crestwood': [5.4, 25673.0], 'East County': [9.3, 4708.0], 'Cameron': [12.5, 14313.0], 'Suncrest - Ocotillo (Proposed)': [13.7, 12905.0], 'Ocotillo Express': [14.4, 929.0]} | 72197 | 27164 | 0.38 | 45033 | 0.62 | 16168 | 0.22 |  |  | 43901 | 0.61 | 0.11 | 16 | 0 | 95 | 0 |  | 24795 | 0.34 | 38166 | 0.53 | 7637 | 0.11 | 64561 | 7229 | 0.1 | 64968 | 20454 | 0.28 | 51743 | 28576 | 0.4 | 43621 | 21162 | 0.29 | 51036 | 1113 | 0.02 | 71084
194 | Margarita | SDGE Imperial | {'Rancho Mission Viejo': [2.4, 1757.0], 'Trabuco': [2.7, 1451.0], 'Q1806': [3.0, 1637.0], 'Capistrano': [3.4, 1842.0], 'Talega': [7.5, 1741.0], 'North of SONGS': [7.6, 1730.0], 'Viejo': [8.2, 648.0], 'Santiago': [11.3, 190.0], 'San Onofre': [13.2, 355.0], 'Johanna': [17.1, 188.0]} | 16504 | 1941 | 0.12 | 14562 | 0.88 | 1183 | 0.07 |  |  | 11542 | 0.7 | 0.49 | 190 | 0.01 | 3 | 0 |  | 4770 | 0.29 | 10449 | 0.63 | 4532 | 0.27 | 11972 | 10321 | 0.63 | 6183 | 10889 | 0.66 | 5614 | 12876 | 0.78 | 3627 | 8851 | 0.54 | 7653 | 1188 | 0.07 | 15316
195 | Escondido | SDGE Imperial | {'San Marcos': [4.6, 1457.0], 'Shadowridge': [7.1, 1397.0], 'Artesian': [7.3, 1053.0], 'Lilac': [9.0, 8681.0], 'Valley Center': [9.2, 8735.0], 'Melrose': [9.6, 1218.0], 'Palomar Airport': [9.9, 651.0], 'Chicarita': [11.6, 950.0], 'Ocean Ranch': [11.8, 685.0], 'Cannon': [12.5, 261.0], 'Encina': [12.6, 201.0], 'North City Metering': [13.1, 473.0], 'Pomerado': [13.7, 503.0], 'San Luis Rey': [13.9, 598.0], 'Scripps': [14.9, 315.0], 'Sycamore Canyon': [15.3, 503.0], 'Penasquitos': [15.5, 101.0], 'Monserate': [15.7, 636.0], 'Pala': [15.9, 3529.0], 'Creelman': [16.9, 382.0], 'Pendleton': [17.9, 307.0], 'Avocado': [19.2, 232.0]} | 34454 | 9906 | 0.29 | 24548 | 0.71 | 21 | 0 |  |  | 9342 | 0.27 | 0.38 | 4312 | 0.13 | 1015 | 0.03 |  | 16191 | 0.47 | 9206 | 0.27 | 16793 | 0.49 | 17661 | 5177 | 0.15 | 29276 | 9851 | 0.29 | 24603 | 20345 | 0.59 | 14109 | 4888 | 0.14 | 29566 | 2458 | 0.07 | 31996
196 | Manning | PGE Fresno | {'Manning': [0.0, 16905.0], 'Panoche': [4.4, 16282.0], 'Cheney': [4.6, 16771.0], 'Hammonds': [9.0, 8490.0], 'Tranquility': [10.4, 14096.0], 'Mendota': [11.7, 12687.0], 'Cantua': [17.9, 19.0]} | 123664 | 16905 | 0.14 | 106759 | 0.86 | 24223 | 0.2 |  |  | 98060 | 0.79 | 0.06 | 20842 | 0.17 | 66077 | 0.53 |  | 13785 | 0.11 | 0 | 0 | 44284 | 0.36 | 79380 | 13790 | 0.11 | 109874 | 31265 | 0.25 | 92399 | 53948 | 0.44 | 69716 | 23361 | 0.19 | 100303 | 548 | 0 | 123116
197 | Oakland C | PGE GBA | {'Oakland L': [1.0, 3814.0], 'Oakland X': [2.8, 3351.0], 'Oakland J': [4.4, 3155.0], 'Edes': [6.3, 2875.0], 'SAN FRAN A (POTRERO PP)': [6.4, 2776.0], 'Potrero': [6.4, 2780.0], 'Moraga': [7.4, 2366.0], 'El Cerrito G': [8.3, 2214.0], 'Sobrante': [8.5, 1456.0], 'San Leandro U': [9.5, 1573.0], 'Martin': [9.5, 2159.0], 'Richmond R': [10.1, 1835.0], 'Grant': [11.0, 1520.0], 'Standard Oil': [12.2, 802.0], 'Standard Oil 2': [12.3, 799.0], 'San Pablo': [13.4, 691.0], 'Castro Valley': [14.1, 1214.0], 'Millbrae': [14.6, 75.0], 'Christie': [14.8, 169.0], 'Eastshore': [15.0, 1336.0], 'Burlingame': [15.1, 44.0], 'Mt Eden': [15.1, 1292.0], 'Mt. Eden': [15.1, 1292.0]} | 12567 | 3802 | 0.3 | 8766 | 0.7 | 3356 | 0.27 |  |  | 4870 | 0.39 | 0.3 | 0 | 0 | 0 | 0 |  | 1190 | 0.09 | 0 | 0 | 4536 | 0.36 | 8031 | 4911 | 0.39 | 7657 | 8000 | 0.64 | 4568 | 8441 | 0.67 | 4127 | 1005 | 0.08 | 11563 | 543 | 0.04 | 12024
198 | Barre | SCE Metro | {'Del Amo': [7.1, 2.0], 'Alamitos': [7.4, 2.0], 'Ellis': [8.9, 2.0], 'Huntington Beach': [11.3, 2.0], 'Hinson': [13.8, 2.0], 'Long Beach': [14.2, 2.0], 'Harborgen': [14.2, 2.0]} | 2150 | 2 | 0 | 2148 | 1 | 40 | 0.02 |  |  | 55 | 0.03 | 0.64 | 0 | 0 | 0 | 0 |  | 0 | 0 | 0 | 0 | 0 | 0 | 2150 | 579 | 0.27 | 1571 | 2140 | 1 | 9 | 2140 | 1 | 9 | 0 | 0 | 2150 | 27 | 0.01 | 2122
199 | Ransburg | SCE NOL | {} | 8023 | 2861 | 0.36 | 5162 | 0.64 | 406 | 0.05 |  |  | 4419 | 0.55 | 0.19 | 0 | 0 | 0 | 0 |  | 0 | 0 | 0 | 0 | 3871 | 0.48 | 4152 | 1 | 0 | 8022 | 0 | 0 | 8023 | 3871 | 0.48 | 4151 | 3275 | 0.41 | 4747 | 4 | 0 | 8019
200 | Charca | PGE Kern | {'Semitropic': [6.3, 14043.0], 'Shafter': [6.6, 8164.0], 'Famoso': [6.8, 3197.0], 'Ganso': [10.2, 9661.0], 'Smyrna': [10.5, 10097.0], 'Rio Bravo': [12.1, 2871.0], 'Lerdo': [12.2, 1333.0], 'Goose Lake': [14.2, 6550.0], 'Mt Poso': [14.3, 756.0], 'Midway': [15.9, 1816.0], '7th Standard': [16.0, 820.0], 'Renfro': [17.8, 593.0], 'Tupman': [17.9, 737.0]} | 171331 | 17881 | 0.1 | 153450 | 0.9 | 19718 | 0.12 |  |  | 144579 | 0.84 | 0.09 | 26674 | 0.16 | 135160 | 0.79 |  | 5919 | 0.03 | 0 | 0 | 46639 | 0.27 | 124692 | 113 | 0 | 171218 | 23277 | 0.14 | 148054 | 64091 | 0.37 | 107240 | 219 | 0 | 171112 | 1301 | 0.01 | 170029
201 | Thermalito | PGE NGBA | {'Table Mt.': [2.9, 7222.0], 'Wyandotte': [5.1, 1001.0], 'Palermo': [7.4, 985.0], 'Honcut': [13.6, 127.0], 'POE': [16.9, 16.0]} | 111746 | 10293 | 0.09 | 101453 | 0.91 | 12897 | 0.12 |  |  | 80750 | 0.72 | 0.12 | 61333 | 0.55 | 7528 | 0.07 |  | 41284 | 0.37 | 0 | 0 | 73548 | 0.66 | 38198 | 20286 | 0.18 | 91460 | 57209 | 0.51 | 54537 | 100023 | 0.9 | 11724 | 18483 | 0.17 | 93263 | 21390 | 0.19 | 90357
202 | Live Oak | PGE GBA | {'Cosumnes': [11.1, 9939.0], 'Rancho Seco': [11.3, 9355.0], 'Lodi': [13.6, 3612.0], 'Lockeford': [13.7, 9121.0], 'Grand Island': [15.2, 132.0], 'Eight Mile': [15.4, 1092.0], 'Camanche': [16.1, 5690.0], 'Granite': [18.8, 472.0], 'Stagg': [19.7, 23.0], 'Rancho Seco - Bellota (Proposed)': [19.7, 234.0]} | 135595 | 31433 | 0.23 | 104162 | 0.77 | 2924 | 0.02 |  |  | 83480 | 0.62 | 0.22 | 56920 | 0.42 | 44654 | 0.33 |  | 7993 | 0.06 | 0 | 0 | 35872 | 0.26 | 99723 | 17474 | 0.13 | 118121 | 31180 | 0.23 | 104415 | 55004 | 0.41 | 80591 | 842 | 0.01 | 134753 | 16676 | 0.12 | 118919
203 | Hammonds | PGE Fresno | {'Panoche': [4.8, 20977.0], 'Cheney': [7.2, 16156.0], 'Mendota': [7.9, 34882.0], 'Manning': [9.0, 8502.0], 'Oro Loma': [11.9, 30068.0], 'Tranquility': [14.2, 9392.0], 'Newhall': [18.2, 5641.0], 'Dos Amigos': [18.9, 300.0], 'Mercy Springs': [19.2, 150.0]} | 168680 | 51490 | 0.31 | 117190 | 0.69 | 12669 | 0.08 |  |  | 153714 | 0.91 | 0.07 | 57186 | 0.34 | 97714 | 0.58 |  | 19074 | 0.11 | 0 | 0 | 16102 | 0.1 | 152578 | 7605 | 0.05 | 161075 | 31836 | 0.19 | 136844 | 42030 | 0.25 | 126650 | 4286 | 0.03 | 164394 | 693 | 0 | 167987
204 | Westley | PGE Fresno | {'New Sub - Westley - Quinto (Proposed)': [4.6, 1778.0], 'Westley': [4.6, 1783.0], 'Salado': [11.4, 825.0], 'Ripon': [12.7, 776.0], 'Kasson': [13.7, 553.0], 'Stanislaus Resource Recovery Facility': [13.9, 426.0], 'Crow Creek': [14.8, 375.0], 'Fink (Proposed)': [15.0, 356.0], 'Crows Landing': [15.5, 395.0], 'Manteca': [15.5, 484.0], 'Vierra': [15.6, 310.0], 'Lammers': [17.4, 405.0], 'GWF Tracy': [17.9, 316.0], 'Avena': [20.1, 4.0]} | 147900 | 3353 | 0.02 | 144547 | 0.98 | 17386 | 0.12 |  |  | 109125 | 0.74 | 0.12 | 11746 | 0.08 | 92259 | 0.62 |  | 34759 | 0.24 | 4840 | 0.03 | 100321 | 0.68 | 47579 | 34742 | 0.23 | 113157 | 39759 | 0.27 | 108141 | 110799 | 0.75 | 37101 | 25416 | 0.17 | 122483 | 5754 | 0.04 | 142145
205 | Smyrna | PGE Kern | {'Semitropic': [8.2, 12342.0], 'Charca': [10.5, 10097.0], 'Goose Lake': [10.7, 5911.0], 'Olive': [12.5, 15648.0], 'Ganso': [15.1, 5486.0], 'Famoso': [16.1, 240.0], 'Shafter': [16.1, 2202.0], 'Alpaugh': [17.1, 3478.0]} | 119194 | 32602 | 0.27 | 86592 | 0.73 | 14646 | 0.12 |  |  | 96390 | 0.81 | 0.1 | 50248 | 0.42 | 54913 | 0.46 |  | 16058 | 0.13 | 0 | 0 | 28004 | 0.23 | 91190 | 2550 | 0.02 | 116644 | 26747 | 0.22 | 92447 | 53195 | 0.45 | 65998 | 681 | 0.01 | 118512 | 4946 | 0.04 | 114248
206 | Kem | SCE Eastern | {'Eagle Mountain': [4.0, 3426.0], 'Red Bluff': [15.1, 2568.0]} | 19108 | 3420 | 0.18 | 15688 | 0.82 | 8916 | 0.47 |  |  | 9942 | 0.52 | 0.05 | 102 | 0.01 | 0 | 0 |  | 0 | 0 | 0 | 0 | 1684 | 0.09 | 17424 | 6539 | 0.34 | 12569 | 6 | 0 | 19103 | 8198 | 0.43 | 10910 | 11650 | 0.61 | 7459 | 0 | 0 | 19108
207 | Potrero | PGE GBA | {'SAN FRAN A (POTRERO PP)': [0.0, 4423.0], 'Martin': [3.9, 2968.0], 'Oakland C': [6.4, 2780.0], 'Oakland L': [7.3, 2780.0], 'Oakland X': [9.1, 2673.0], 'Oakland J': [9.3, 2534.0], 'Millbrae': [10.5, 209.0], 'Edes': [10.5, 2254.0], 'Burlingame': [11.6, 132.0], 'Richmond R': [11.9, 2251.0], 'El Cerrito G': [12.0, 2604.0], 'San Leandro U': [13.3, 952.0], 'Standard Oil 2': [13.5, 1215.0], 'Standard Oil': [13.5, 1219.0], 'Grant': [13.7, 899.0], 'Moraga': [13.8, 2017.0], 'Sobrante': [14.2, 1034.0], 'San Pablo': [16.2, 638.0], 'Eastshore': [17.3, 715.0], 'Mt Eden': [17.7, 671.0], 'Mt. Eden': [17.7, 671.0], 'Castro Valley': [18.2, 593.0], 'Christie': [19.7, 109.0]} | 8685 | 4399 | 0.51 | 4286 | 0.49 | 928 | 0.11 |  |  | 2755 | 0.32 | 0.47 | 0 | 0 | 0 | 0 |  | 0 | 0 | 0 | 0 | 97 | 0.01 | 8587 | 1621 | 0.19 | 7063 | 3890 | 0.45 | 4795 | 3987 | 0.46 | 4697 | 0 | 0 | 8685 | 388 | 0.04 | 8297
208 | Palermo | PGE NGBA | {'Wyandotte': [2.9, 3273.0], 'Thermalito': [7.4, 985.0], 'Table Mt.': [9.7, 361.0], 'Honcut': [10.2, 337.0], 'POE': [18.9, 76.0]} | 91248 | 3587 | 0.04 | 87661 | 0.96 | 2108 | 0.02 |  |  | 57689 | 0.63 | 0.17 | 14455 | 0.16 | 8522 | 0.09 |  | 59609 | 0.65 | 2360 | 0.03 | 79192 | 0.87 | 12056 | 10649 | 0.12 | 80599 | 11735 | 0.13 | 79513 | 85049 | 0.93 | 6199 | 27098 | 0.3 | 64150 | 16963 | 0.19 | 74285
209 | Bogue | PGE NGBA | {'Olivehurst': [4.3, 16162.0], 'Greenleaf 1': [4.7, 7846.0], 'Sutter Power': [4.7, 7883.0], 'Pease': [5.5, 8916.0], 'East Marysville': [5.8, 15946.0], 'East Nicolaus': [13.7, 3076.0], 'Rio Oso': [14.0, 5811.0], 'Meridian': [15.6, 1103.0], 'Honcut': [15.7, 2107.0]} | 131235 | 18119 | 0.14 | 113115 | 0.86 | 3528 | 0.03 |  |  | 98753 | 0.75 | 0.14 | 45053 | 0.34 | 67062 | 0.51 |  | 1516 | 0.01 | 0 | 0 | 25360 | 0.19 | 105874 | 9794 | 0.07 | 121440 | 49534 | 0.38 | 81700 | 70764 | 0.54 | 60471 | 1611 | 0.01 | 129624 | 9800 | 0.07 | 121435
210 | Balch 1 | PGE Fresno | {'Balch': [0.8, 1195.0], 'Balch 2': [0.8, 1195.0], 'Haas': [3.5, 1171.0], 'Pine Flat': [14.6, 14.0]} | 41401 | 1205 | 0.03 | 40196 | 0.97 | 39069 | 0.94 |  |  | 2202 | 0.05 | 0.02 | 0 | 0 | 0 | 0 |  | 30026 | 0.73 | 7949 | 0.19 | 4790 | 0.12 | 36611 | 19369 | 0.47 | 22032 | 15491 | 0.37 | 25910 | 24008 | 0.58 | 17393 | 28908 | 0.7 | 12493 | 2214 | 0.05 | 39187
211 | Pauba | SCE Eastern | {'Pala': [13.6, 130.0], 'Valley': [15.1, 4097.0], 'Avocado': [15.6, 1172.0]} | 84179 | 21591 | 0.26 | 62588 | 0.74 | 2760 | 0.03 |  |  | 29550 | 0.35 | 0.27 | 5674 | 0.07 | 2136 | 0.03 |  | 47476 | 0.56 | 25152 | 0.3 | 34823 | 0.41 | 49355 | 38716 | 0.46 | 45462 | 55590 | 0.66 | 28589 | 59918 | 0.71 | 24260 | 17726 | 0.21 | 66453 | 4205 | 0.05 | 79973
212 | Eastshore | PGE GBA | {'Mt Eden': [0.9, 1397.0], 'Mt. Eden': [0.9, 1397.0], 'Grant': [4.0, 1576.0], 'Castro Valley': [5.5, 1296.0], 'Dumbarton': [5.7, 132.0], 'San Leandro U': [6.2, 1384.0], 'Edes': [9.0, 1382.0], 'Ravenswood': [9.3, 284.0], 'Fremont': [10.2, 34.0], 'Cooley Landing': [10.6, 56.0], 'Oakland J': [11.0, 1343.0], 'Newark': [11.2, 34.0], 'Burlingame': [13.6, 196.0], 'Oakland X': [14.0, 1336.0], 'Menlo': [14.2, 83.0], 'Vineyard': [14.6, 34.0], 'Jefferson': [14.9, 242.0], 'Millbrae': [15.0, 192.0], 'Oakland C': [15.0, 1336.0], 'Oakland L': [15.4, 1328.0], 'Whisman': [15.5, 13.0], 'Moraga': [15.7, 749.0], 'Dixon Landing': [15.8, 33.0], 'Martin': [16.8, 419.0], 'Mountain View': [17.1, 3.0], 'SAN FRAN A (POTRERO PP)': [17.3, 709.0], 'Potrero': [17.3, 715.0]} | 15516 | 1648 | 0.11 | 13868 | 0.89 | 969 | 0.06 |  |  | 11110 | 0.72 | 0.71 | 0 | 0 | 0 | 0 |  | 9664 | 0.62 | 0 | 0 | 7255 | 0.47 | 8261 | 3081 | 0.2 | 12435 | 10296 | 0.66 | 5220 | 12934 | 0.83 | 2582 | 6204 | 0.4 | 9312 | 1353 | 0.09 | 14163
213 | Cheney | PGE Fresno | {'Panoche': [3.1, 28303.0], 'Manning': [4.5, 16812.0], 'Hammonds': [7.2, 16156.0], 'Mendota': [7.3, 37332.0], 'Tranquility': [7.6, 35105.0], 'Cantua': [17.6, 23.0], 'Oro Loma': [18.9, 2127.0], 'Helm': [19.8, 0.0], 'Newhall': [19.8, 221.0]} | 161028 | 41896 | 0.26 | 119132 | 0.74 | 22816 | 0.14 |  |  | 136092 | 0.85 | 0.07 | 48289 | 0.3 | 86910 | 0.54 |  | 13378 | 0.08 | 0 | 0 | 35372 | 0.22 | 125656 | 12650 | 0.08 | 148378 | 38661 | 0.24 | 122366 | 55083 | 0.34 | 105945 | 11593 | 0.07 | 149435 | 597 | 0 | 160431
214 | Warnerville | PGE GBA | {'Cottle': [2.5, 25588.0], 'Riverbank': [6.0, 25013.0], 'Valley Home': [11.1, 14871.0], 'Avena': [15.3, 11139.0], 'Ripon': [18.7, 12.0]} | 141584 | 25802 | 0.18 | 115782 | 0.82 | 15719 | 0.11 |  |  | 93264 | 0.66 | 0.13 | 67073 | 0.47 | 34745 | 0.25 |  | 51610 | 0.36 | 0 | 0 | 85097 | 0.6 | 56487 | 16404 | 0.12 | 125180 | 42147 | 0.3 | 99437 | 101154 | 0.71 | 40430 | 17768 | 0.13 | 123816 | 9410 | 0.07 | 132174
215 | Corona | PGE NGBA | {'Penngrove': [3.7, 4692.0], 'Lakeville': [4.2, 4756.0], 'Bellevue': [8.5, 3816.0], 'Santa Rosa A': [12.3, 1919.0], 'Monroe': [13.9, 498.0], 'Ignacio': [14.5, 832.0], 'Rincon': [15.7, 1776.0], 'Fulton': [17.1, 105.0], 'Silverado': [19.5, 502.0]} | 82441 | 5903 | 0.07 | 76538 | 0.93 | 7593 | 0.09 |  |  | 55070 | 0.67 | 0.13 | 15135 | 0.18 | 2873 | 0.03 |  | 58427 | 0.71 | 0 | 0 | 52983 | 0.64 | 29457 | 25067 | 0.3 | 57374 | 53253 | 0.65 | 29187 | 70882 | 0.86 | 11559 | 25308 | 0.31 | 57133 | 4163 | 0.05 | 78278
216 | Goleta | SCE Northern | {} | 42914 | 10323 | 0.24 | 32591 | 0.76 | 16970 | 0.4 |  |  | 21972 | 0.51 | 0.07 | 3803 | 0.09 | 880 | 0.02 |  | 33122 | 0.77 | 636 | 0.01 | 7985 | 0.19 | 34929 | 1312 | 0.03 | 41602 | 2078 | 0.05 | 40837 | 10063 | 0.23 | 32851 | 24627 | 0.57 | 18287 | 2673 | 0.06 | 40241
217 | Midway Green Ridge Services | PGE GBA | {'Tesla': [1.6, 1703.0], 'Kelso': [5.0, 1647.0], 'Tracy': [5.0, 1703.0], 'Altamont': [5.1, 278.0], 'Altamont Midway (Sandhill)': [5.1, 286.0], 'GWF Tracy': [5.4, 1703.0], 'Delta PP': [5.5, 1013.0], 'Delta Pumps': [5.5, 1014.0], 'Windmaster': [6.0, 435.0], 'Lammers': [6.0, 1703.0], 'Vasco': [7.1, 31.0], 'Los Positas': [8.1, 31.0], 'Las Positas': [8.1, 31.0], 'Cayetano': [10.0, 31.0], 'Kasson': [13.4, 1703.0], 'North Dublin': [14.7, 31.0], 'Vineyard': [15.0, 31.0], 'Tassajara': [18.1, 31.0], 'San Ramon': [19.0, 31.0]} | 116690 | 1734 | 0.01 | 114957 | 0.99 | 32327 | 0.28 |  |  | 72529 | 0.62 | 0.16 | 6953 | 0.06 | 24392 | 0.21 |  | 80005 | 0.69 | 3507 | 0.03 | 80264 | 0.69 | 36426 | 69554 | 0.6 | 47136 | 70737 | 0.61 | 45953 | 95670 | 0.82 | 21020 | 32994 | 0.28 | 83696 | 7216 | 0.06 | 109475
218 | Lerdo | PGE Kern | {'7th Standard': [4.4, 22507.0], 'Mt Poso': [5.0, 26444.0], 'Rio Bravo': [7.3, 9097.0], 'Famoso': [7.8, 14681.0], 'Renfro': [7.9, 11103.0], 'Kern Oil': [8.4, 20283.0], 'Kern Power': [8.9, 10513.0], 'Shafter': [9.3, 6843.0], 'Rosedale': [9.5, 10189.0], 'Sycamore': [9.6, 20294.0], 'West Park': [10.8, 8452.0], 'Bakersfield': [11.4, 10722.0], 'Poso Mt.': [11.6, 22905.0], 'Tupman': [12.1, 5756.0], 'Charca': [12.2, 1333.0], 'Tevis': [12.6, 1983.0], 'Casaloma': [13.5, 757.0], 'Stockdale': [13.6, 693.0], 'Columbus': [13.8, 5612.0], 'Cal Water': [15.1, 5190.0], 'Ganso': [16.6, 2388.0], 'Norco': [17.3, 242.0], 'Semitropic': [17.4, 239.0], 'Midway': [18.1, 1823.0]} | 144209 | 31354 | 0.22 | 112855 | 0.78 | 11625 | 0.08 |  |  | 121219 | 0.84 | 0.12 | 6442 | 0.04 | 90081 | 0.62 |  | 30503 | 0.21 | 0 | 0 | 42298 | 0.29 | 101911 | 1384 | 0.01 | 142825 | 13555 | 0.09 | 130654 | 48088 | 0.33 | 96120 | 4158 | 0.03 | 140050 | 1639 | 0.01 | 142569
219 | Tulucay | PGE NGBA | {'Parkway': [8.3, 1498.0], 'Carquinez': [11.0, 357.0], 'Bahia': [13.6, 331.0], 'Peabody': [16.2, 2931.0], 'Lakeville': [16.9, 668.0], 'Christie': [17.4, 0.0], 'Monticello': [18.4, 590.0], 'San Pablo': [18.7, 0.0]} | 76710 | 6335 | 0.08 | 70374 | 0.92 | 3293 | 0.04 |  |  | 50985 | 0.66 | 0.22 | 9882 | 0.13 | 16616 | 0.22 |  | 21425 | 0.28 | 0 | 0 | 48840 | 0.64 | 27869 | 7186 | 0.09 | 69524 | 24592 | 0.32 | 52118 | 59917 | 0.78 | 16793 | 22818 | 0.3 | 53892 | 6764 | 0.09 | 69946
220 | McCall | PGE Fresno | {'Sanger': [6.9, 18490.0], 'Malaga': [7.5, 18506.0], 'Kingsburg': [9.1, 14614.0], 'California Ave': [10.2, 13471.0], 'Wahtoke': [10.3, 9819.0], 'West Fresno': [12.4, 7464.0], 'Reedley': [14.5, 3316.0], 'Kearney (New)': [14.9, 2845.0], 'Clovis': [15.2, 6841.0], 'Ashlan': [16.4, 394.0], 'Bullard': [16.4, 1706.0], 'Mc Mullin': [19.3, 165.0]} | 140502 | 34041 | 0.24 | 106461 | 0.76 | 7 | 0 |  |  | 75158 | 0.53 | 0.22 | 24628 | 0.18 | 104465 | 0.74 |  | 0 | 0 | 0 | 0 | 0 | 0 | 140502 | 0 | 0 | 140502 | 0 | 0 | 140502 | 0 | 0 | 140502 | 0 | 0 | 140502 | 2230 | 0.02 | 138272
221 | Notre Dame | PGE NGBA | {'Butte': [1.5, 3192.0], 'Table Mt.': [14.6, 266.0], 'Glenn': [18.6, 8.0]} | 119148 | 3528 | 0.03 | 115620 | 0.97 | 24915 | 0.21 |  |  | 71885 | 0.6 | 0.13 | 12676 | 0.11 | 45421 | 0.38 |  | 36887 | 0.31 | 0 | 0 | 75197 | 0.63 | 43951 | 30433 | 0.26 | 88715 | 57941 | 0.49 | 61207 | 85149 | 0.71 | 33999 | 39194 | 0.33 | 79954 | 15637 | 0.13 | 103511
222 | Martinez | PGE GBA | {'Alhambra': [1.6, 7488.0], 'Bahia': [4.7, 7493.0], 'Meadow Lane': [5.0, 4603.0], 'Christie': [5.0, 7483.0], 'Lakewood': [8.1, 519.0], 'Carquinez': [8.9, 7365.0], 'Sobrante': [9.1, 3585.0], 'Clayton': [9.4, 282.0], 'Parkway': [9.9, 7332.0], 'Rossmoor': [10.6, 4.0], 'Kirker': [11.4, 282.0], 'Moraga': [11.9, 2.0], 'Pittsburg': [12.0, 282.0], 'San Pablo': [12.1, 3989.0], 'El Cerrito G': [12.2, 3217.0], 'GWF 2': [13.8, 210.0], 'Richmond R': [15.0, 1711.0], 'Standard Oil 2': [15.7, 1874.0], 'Standard Oil': [15.7, 1884.0], 'Collinsville': [15.8, 159.0], 'Birds Landing': [17.2, 2.0], 'Shiloh III': [18.1, 2.0], 'Contra Costa': [18.1, 154.0], 'Contra Costa PP': [19.1, 147.0]} | 36636 | 7612 | 0.21 | 29025 | 0.79 | 6561 | 0.18 |  |  | 17910 | 0.49 | 0.73 | 197 | 0.01 | 26 | 0 |  | 14591 | 0.4 | 0 | 0 | 7730 | 0.21 | 28907 | 18059 | 0.49 | 18577 | 20622 | 0.56 | 16014 | 27615 | 0.75 | 9022 | 4988 | 0.14 | 31648 | 5650 | 0.15 | 30986
223 | San Bernardino | SCE Eastern | {'Cardiff': [2.7, 811.0], 'Vista': [5.3, 434.0], 'Vista (SCE)': [5.3, 438.0], 'El Casco': [12.1, 900.0], 'Wildlife': [14.7, 234.0], 'Rerc': [14.7, 234.0]} | 30376 | 1617 | 0.05 | 28759 | 0.95 | 6401 | 0.21 |  |  | 11874 | 0.39 | 0.27 | 158 | 0.01 | 495 | 0.02 |  | 16424 | 0.54 | 12377 | 0.41 | 10212 | 0.34 | 20164 | 12998 | 0.43 | 17378 | 16524 | 0.54 | 13852 | 24402 | 0.8 | 5975 | 13746 | 0.45 | 16630 | 1686 | 0.06 | 28690
224 | Las Positas | PGE GBA | {'Los Positas': [0.0, 3138.0], 'Vasco': [1.2, 2476.0], 'Cayetano': [3.3, 2443.0], 'Altamont Midway (Sandhill)': [4.5, 1446.0], 'Altamont': [4.5, 1451.0], 'Vineyard': [6.9, 3141.0], 'North Dublin': [7.4, 2510.0], 'Midway Green Ridge Services': [8.1, 31.0], 'Windmaster': [8.6, 1109.0], 'Delta Pumps': [9.2, 422.0], 'Delta PP': [9.2, 423.0], 'Kelso': [9.7, 0.0], 'San Ramon': [11.4, 1566.0], 'Tassajara': [11.7, 1491.0], 'Fremont': [16.7, 1484.0], 'Newark': [19.6, 99.0], 'Dixon Landing': [19.8, 67.0]} | 87609 | 3139 | 0.04 | 84470 | 0.96 | 20708 | 0.24 |  |  | 61949 | 0.71 | 0.12 | 2526 | 0.03 | 311 | 0 |  | 84183 | 0.96 | 1353 | 0.02 | 59531 | 0.68 | 28078 | 52356 | 0.6 | 35253 | 62030 | 0.71 | 25579 | 78028 | 0.89 | 9581 | 32217 | 0.37 | 55392 | 5690 | 0.06 | 81919
225 | Pomerado | SDGE Imperial | {'Sycamore Canyon': [1.7, 503.0], 'Chicarita': [4.5, 503.0], 'Scripps': [5.1, 315.0], 'Artesian': [8.0, 503.0], 'Los Coches': [9.6, 35.0], 'North City Metering': [10.9, 101.0], 'Penasquitos': [10.9, 101.0], 'Creelman': [11.7, 423.0], 'Escondido': [13.7, 503.0], 'San Marcos': [16.1, 8.0]} | 24353 | 538 | 0.02 | 23815 | 0.98 | 1119 | 0.05 |  |  | 7096 | 0.29 | 0.29 | 1224 | 0.05 | 255 | 0.01 |  | 9202 | 0.38 | 13606 | 0.56 | 17317 | 0.71 | 7036 | 15008 | 0.62 | 9345 | 16907 | 0.69 | 7446 | 23584 | 0.97 | 769 | 3465 | 0.14 | 20887 | 901 | 0.04 | 23452
226 | Altamont Midway (Sandhill) | PGE GBA | {'Altamont': [0.0, 1693.0], 'Vasco': [3.3, 1446.0], 'Windmaster': [4.1, 1364.0], 'Los Positas': [4.5, 1446.0], 'Las Positas': [4.5, 1446.0], 'Delta Pumps': [4.7, 677.0], 'Delta PP': [4.7, 678.0], 'Midway Green Ridge Services': [5.1, 286.0], 'Cayetano': [5.2, 1446.0], 'Kelso': [5.3, 255.0], 'Tracy': [6.3, 255.0], 'Tesla': [6.6, 255.0], 'North Dublin': [9.8, 1446.0], 'GWF Tracy': [10.5, 255.0], 'Lammers': [11.1, 255.0], 'Vineyard': [11.1, 1446.0], 'Tassajara': [13.0, 1446.0], 'San Ramon': [14.0, 1446.0], 'Kasson': [18.2, 255.0]} | 98742 | 1701 | 0.02 | 97041 | 0.98 | 16966 | 0.17 |  |  | 72893 | 0.74 | 0.15 | 6875 | 0.07 | 10802 | 0.11 |  | 79878 | 0.81 | 702 | 0.01 | 64203 | 0.65 | 34539 | 63294 | 0.64 | 35448 | 68223 | 0.69 | 30520 | 88235 | 0.89 | 10507 | 24778 | 0.25 | 73964 | 6789 | 0.07 | 91953
227 | Wheeler Ridge | PGE Kern | {'Tejon': [4.9, 5067.0], 'Lakeview': [7.0, 7970.0], 'Old River': [10.9, 11160.0], 'Grimmway-Malaga': [12.8, 9762.0], 'Pastoria': [13.0, 1533.0], 'Panama': [14.6, 7525.0], 'Lamont': [15.8, 6270.0], 'Unknown - 3327': [15.8, 6325.0], 'Midway - Wheeler Ridge (Proposed)': [16.6, 2718.0], 'Stockdale': [16.7, 3039.0], 'Copus': [17.0, 2486.0], 'Casaloma': [18.0, 2361.0], 'Tevis': [18.2, 762.0], 'Magunden': [19.2, 879.0], 'West Park': [20.2, 0.0]} | 168036 | 16253 | 0.1 | 151783 | 0.9 | 20181 | 0.12 |  |  | 143159 | 0.85 | 0.07 | 21154 | 0.13 | 114777 | 0.68 |  | 13874 | 0.08 | 0 | 0 | 24677 | 0.15 | 143359 | 38070 | 0.23 | 129967 | 58301 | 0.35 | 109735 | 64868 | 0.39 | 103168 | 4162 | 0.02 | 163875 | 3239 | 0.02 | 164797
228 | El Cajon | SDGE Imperial | {'Santee': [4.1, 1171.0], 'Spring Valley': [4.3, 261.0], 'Los Coches': [6.1, 1180.0], 'Salt Creek': [8.1, 261.0], 'Miguel': [8.1, 261.0], 'Loveland': [10.4, 1441.0], 'Alpine': [10.8, 1441.0], 'Otay Mesa': [15.7, 223.0], 'Suncrest': [16.8, 1176.0], 'Creelman': [16.9, 4.0]} | 11655 | 1440 | 0.12 | 10215 | 0.88 | 26 | 0 |  |  | 4283 | 0.37 | 0.24 | 105 | 0.01 | 59 | 0.01 |  | 6717 | 0.58 | 4844 | 0.42 | 7188 | 0.62 | 4467 | 7143 | 0.61 | 4512 | 7305 | 0.63 | 4349 | 10166 | 0.87 | 1489 | 2762 | 0.24 | 8893 | 668 | 0.06 | 10986
229 | Ellis | SCE Metro | {'Huntington Beach': [3.4, 48.0], 'Johanna': [5.5, 46.0], 'Barre': [8.9, 2.0], 'Santiago': [10.1, 37.0], 'Alamitos': [10.5, 2.0], 'Del Amo': [14.3, 2.0], 'Long Beach': [17.1, 2.0], 'Harborgen': [17.5, 2.0], 'Hinson': [18.5, 2.0]} | 5099 | 46 | 0.01 | 5052 | 0.99 | 155 | 0.03 |  |  | 128 | 0.03 | 0.51 | 0 | 0 | 0 | 0 |  | 0 | 0 | 0 | 0 | 125 | 0.02 | 4974 | 1406 | 0.28 | 3692 | 4912 | 0.96 | 187 | 5036 | 0.99 | 62 | 13 | 0 | 5085 | 361 | 0.07 | 4738
230 | French Camp | PGE GBA | {'Weber': [3.8, 15108.0], 'Stockton A': [4.6, 10589.0], 'Vierra': [5.9, 11352.0], 'Manteca': [6.7, 14345.0], 'Stagg': [8.3, 3272.0], 'Kasson': [9.9, 1064.0], 'Ripon': [11.8, 9308.0], 'Avena': [13.1, 12658.0], 'Eight Mile': [13.2, 95.0], 'Bellota': [17.6, 1165.0], 'Lockeford': [17.8, 422.0], 'Valley Home': [18.8, 1600.0]} | 101636 | 15758 | 0.16 | 85878 | 0.84 | 8662 | 0.09 |  |  | 72306 | 0.71 | 0.19 | 15686 | 0.15 | 74080 | 0.73 |  | 0 | 0 | 0 | 0 | 8209 | 0.08 | 93427 | 1326 | 0.01 | 100309 | 1832 | 0.02 | 99803 | 10041 | 0.1 | 91594 | 0 | 0 | 101636 | 4268 | 0.04 | 97368
231 | Exchequer | PGE Fresno | {} | 67389 | 1092 | 0.02 | 66297 | 0.98 | 29714 | 0.44 |  |  | 30987 | 0.46 | 0.07 | 1147 | 0.02 | 187 | 0 |  | 47573 | 0.71 | 2130 | 0.03 | 57602 | 0.85 | 9786 | 20303 | 0.3 | 47086 | 23128 | 0.34 | 44261 | 62192 | 0.92 | 5197 | 51756 | 0.77 | 15633 | 8367 | 0.12 | 59022
232 | Higgins | PGE NGBA | {'Bell': [6.8, 7818.0], 'Brunswick': [13.4, 4070.0], 'Lincoln': [14.7, 4853.0], 'Pleasant Grove': [19.3, 369.0]} | 100074 | 11881 | 0.12 | 88193 | 0.88 | 2158 | 0.02 |  |  | 33568 | 0.34 | 0.34 | 3142 | 0.03 | 1105 | 0.01 |  | 93759 | 0.94 | 1273 | 0.01 | 84579 | 0.85 | 15495 | 5611 | 0.06 | 94463 | 10816 | 0.11 | 89258 | 85472 | 0.85 | 14602 | 22106 | 0.22 | 77968 | 5983 | 0.06 | 94091
233 | Mead | SCE EOP | {'Sloan Canyon': [11.1, 10609.0], 'Eldorado': [13.2, 8017.0]} | 53051 | 14334 | 0.27 | 38717 | 0.73 | 0 | 0 |  |  | 0 | 0 | 0 | 0 | 0 | 0 | 0 |  | 0 | 0 | 0 | 0 | 0 | 0 | 53051 | 0 | 0 | 53051 | 0 | 0 | 53051 | 0 | 0 | 53051 | 0 | 0 | 53051 | 0 | 0 | 53051
234 | Kearney | PGE Fresno | {'West Fresno': [3.6, 22232.0], 'California Ave': [6.6, 13791.0], 'Ashlan': [6.8, 9708.0], 'Fig Garden': [8.2, 7409.0], 'Figarden': [8.2, 7423.0], 'Malaga': [8.6, 9382.0], 'Mc Mullin': [9.7, 26712.0], 'Herndon': [9.9, 6338.0], 'Bullard': [10.4, 4391.0], 'Gregg': [10.4, 5914.0], 'Clovis': [13.9, 36.0], 'Biola': [14.1, 3239.0], 'McCall': [14.9, 2845.0], 'Sanger': [15.0, 1332.0], 'Borden': [16.1, 2051.0], 'Madera': [17.9, 373.0], 'Helm': [18.0, 3660.0], 'Crescent': [19.8, 102.0]} | 116107 | 35592 | 0.31 | 80515 | 0.69 | 2723 | 0.02 |  |  | 79093 | 0.68 | 0.19 | 28969 | 0.25 | 79802 | 0.69 |  | 253 | 0 | 0 | 0 | 2539 | 0.02 | 113568 | 456 | 0 | 115652 | 456 | 0 | 115652 | 2995 | 0.03 | 113112 | 0 | 0 | 116107 | 400 | 0 | 115707
235 | Waukena | PGE Fresno | {'Corcoran': [2.3, 77764.0], 'Guernsey': [7.5, 60677.0], 'GWF Hanford': [9.9, 44055.0], 'Alpaugh': [13.9, 13242.0], 'Leprino': [15.8, 19845.0], 'Lemoore': [17.1, 11350.0], 'Olive': [18.3, 2456.0], 'Henrietta': [19.4, 726.0]} | 182338 | 97475 | 0.53 | 84863 | 0.47 | 43023 | 0.24 |  |  | 133946 | 0.73 | 0.07 | 94401 | 0.52 | 64114 | 0.35 |  | 0 | 0 | 0 | 0 | 10444 | 0.06 | 171893 | 4319 | 0.02 | 178018 | 20492 | 0.11 | 161846 | 28702 | 0.16 | 153635 | 1220 | 0.01 | 181117 | 9230 | 0.05 | 173108
236 | Lamont | PGE Kern | {'Unknown - 3327': [0.1, 17599.0], 'Grimmway-Malaga': [3.4, 17599.0], 'Magunden': [5.6, 10581.0], 'Columbus': [8.3, 8389.0], 'Casaloma': [8.8, 9283.0], 'Cal Water': [9.0, 8078.0], 'Panama': [9.0, 10012.0], 'Bakersfield': [10.2, 5989.0], 'West Park': [11.4, 4509.0], 'Stockdale': [11.6, 6225.0], 'Sycamore': [13.0, 3156.0], 'Kern Oil': [13.4, 2206.0], 'Rosedale': [13.4, 2487.0], 'Kern Power': [14.4, 1449.0], 'Old River': [14.8, 5147.0], 'Tevis': [15.1, 1596.0], 'Wheeler Ridge': [15.8, 6270.0], 'Lakeview': [19.5, 159.0], 'Tejon': [20.0, 91.0]} | 111221 | 17588 | 0.16 | 93633 | 0.84 | 6565 | 0.06 |  |  | 96111 | 0.86 | 0.1 | 10472 | 0.09 | 64527 | 0.58 |  | 12215 | 0.11 | 0 | 0 | 28718 | 0.26 | 82502 | 14844 | 0.13 | 96376 | 26014 | 0.23 | 85207 | 40621 | 0.37 | 70599 | 14535 | 0.13 | 96685 | 2121 | 0.02 | 109099
237 | Kramer | SCE NOL | {} | 23772 | 975 | 0.04 | 22797 | 0.96 | 3344 | 0.14 |  |  | 11942 | 0.5 | 0.31 | 0 | 0 | 0 | 0 |  | 0 | 0 | 0 | 0 | 22397 | 0.94 | 1375 | 8140 | 0.34 | 15632 | 0 | 0 | 23772 | 22708 | 0.96 | 1064 | 9887 | 0.42 | 13885 | 110 | 0 | 23662
238 | New Colgate | PGE NGBA | {'Colgate': [0.1, 4748.0], 'Brunswick': [10.8, 644.0]} | 93800 | 4912 | 0.05 | 88888 | 0.95 | 3029 | 0.03 |  |  | 50366 | 0.54 | 0.2 | 1074 | 0.01 | 198 | 0 |  | 58538 | 0.62 | 31601 | 0.34 | 81841 | 0.87 | 11959 | 10185 | 0.11 | 83615 | 21061 | 0.22 | 72739 | 86939 | 0.93 | 6861 | 24167 | 0.26 | 69633 | 2496 | 0.03 | 91304
239 | Weber | PGE GBA | {'Stockton A': [3.3, 12510.0], 'French Camp': [3.8, 15108.0], 'Stagg': [7.7, 4034.0], 'Manteca': [8.3, 17596.0], 'Vierra': [8.7, 12202.0], 'Avena': [11.4, 18654.0], 'Eight Mile': [12.2, 746.0], 'Ripon': [12.5, 12586.0], 'Kasson': [13.3, 417.0], 'Bellota': [13.9, 4585.0], 'Lodi': [14.2, 294.0], 'Lockeford': [14.4, 2025.0], 'Valley Home': [16.6, 6119.0], 'Rancho Seco - Bellota (Proposed)': [19.8, 4.0]} | 100399 | 22788 | 0.23 | 77611 | 0.77 | 740 | 0.01 |  |  | 76423 | 0.76 | 0.18 | 21398 | 0.21 | 71016 | 0.71 |  | 0 | 0 | 0 | 0 | 0 | 0 | 100399 | 994 | 0.01 | 99405 | 4954 | 0.05 | 95444 | 4954 | 0.05 | 95444 | 0 | 0 | 100399 | 2495 | 0.02 | 97904
240 | Malaga | PGE Fresno | {'California Ave': [2.8, 22792.0], 'West Fresno': [5.4, 14061.0], 'Sanger': [6.4, 17905.0], 'McCall': [7.5, 18506.0], 'Kearney (New)': [8.6, 9382.0], 'Ashlan': [8.9, 4213.0], 'Bullard': [9.4, 5319.0], 'Clovis': [9.6, 10787.0], 'Fig Garden': [11.5, 2020.0], 'Figarden': [11.5, 2033.0], 'Woodward': [14.2, 586.0], 'Herndon': [15.1, 685.0], 'Gregg': [15.3, 520.0], 'Wahtoke': [16.0, 2529.0], 'Mc Mullin': [16.0, 5434.0], 'Kingsburg': [16.3, 2878.0]} | 99459 | 28979 | 0.29 | 70479 | 0.71 | 0 | 0 |  |  | 45655 | 0.46 | 0.25 | 19613 | 0.2 | 70040 | 0.7 |  | 2093 | 0.02 | 0 | 0 | 0 | 0 | 99459 | 0 | 0 | 99459 | 0 | 0 | 99459 | 0 | 0 | 99459 | 0 | 0 | 99459 | 438 | 0 | 99021
241 | Old Town | SDGE Imperial | {'Vine': [2.0, 1060.0], 'Point Loma': [2.9, 1060.0], 'Mission': [3.4, 1059.0], 'Mesa Heights': [4.9, 833.0], 'Silvergate': [5.7, 1017.0], 'Kearny': [5.8, 832.0], 'Elliott': [6.9, 760.0], 'Elliot': [7.0, 758.0], 'Murray': [9.9, 3.0], 'Penasquitos': [10.7, 56.0], 'Spring Valley': [11.1, 69.0], 'Bay Boulevard': [12.3, 695.0], 'North City Metering': [13.5, 42.0], 'Miguel': [13.5, 140.0], 'Telegraph Canyon': [13.5, 158.0], 'Salt Creek': [13.6, 127.0], 'Imperial Beach': [13.8, 408.0], 'Otay': [14.2, 167.0], 'San Ysidro': [17.1, 145.0]} | 5291 | 1040 | 0.2 | 4252 | 0.8 | 2796 | 0.53 |  |  | 257 | 0.05 | 0.21 | 0 | 0 | 0 | 0 |  | 7 | 0 | 0 | 0 | 51 | 0.01 | 5240 | 881 | 0.17 | 4410 | 4156 | 0.79 | 1136 | 4181 | 0.79 | 1111 | 0 | 0 | 5291 | 76 | 0.01 | 5215
242 | Viejo | SCE Metro | {'Santiago': [7.2, 646.0], 'Trabuco': [7.4, 883.0], 'Margarita': [8.2, 648.0], 'Q1806': [9.5, 639.0], 'Rancho Mission Viejo': [10.1, 461.0], 'Capistrano': [10.8, 544.0], 'Johanna': [12.5, 646.0], 'Serrano': [14.0, 224.0], 'Villa Park': [15.1, 224.0], 'Talega': [15.4, 448.0], 'North of SONGS': [15.6, 437.0], 'Lewis': [17.7, 1.0]} | 12886 | 1102 | 0.09 | 11784 | 0.91 | 5395 | 0.42 |  |  | 3452 | 0.27 | 0.32 | 26 | 0 | 37 | 0 |  | 4149 | 0.32 | 7363 | 0.57 | 6292 | 0.49 | 6594 | 5531 | 0.43 | 7355 | 7666 | 0.59 | 5220 | 11152 | 0.87 | 1734 | 7444 | 0.58 | 5442 | 1752 | 0.14 | 11134
243 | Shadowridge | SDGE Imperial | {'San Marcos': [2.5, 1411.0], 'Palomar Airport': [3.1, 679.0], 'Melrose': [4.6, 1812.0], 'Cannon': [5.4, 338.0], 'Encina': [5.6, 252.0], 'Ocean Ranch': [5.8, 1280.0], 'Escondido': [7.1, 1397.0], 'San Luis Rey': [7.3, 1192.0], 'Artesian': [10.3, 555.0], 'Lilac': [11.7, 996.0], 'North City Metering': [12.7, 377.0], 'Pendleton': [12.9, 896.0], 'Monserate': [13.0, 1211.0], 'Valley Center': [14.1, 689.0], 'Chicarita': [14.7, 448.0], 'Penasquitos': [15.5, 3.0], 'Pala': [16.5, 788.0], 'Avocado': [16.9, 807.0]} | 12913 | 1986 | 0.15 | 10927 | 0.85 | 10 | 0 |  |  | 1813 | 0.14 | 0.37 | 2393 | 0.19 | 488 | 0.04 |  | 2479 | 0.19 | 0 | 0 | 7283 | 0.56 | 5631 | 2893 | 0.22 | 10021 | 4598 | 0.36 | 8316 | 8996 | 0.7 | 3918 | 834 | 0.06 | 12079 | 675 | 0.05 | 12238
244 | Chowchilla | PGE Fresno | {'Chowchilla': [0.0, 52001.0], 'Le Grand': [4.6, 26416.0], 'Dairyland': [5.8, 45568.0], 'El Nido': [12.1, 15877.0], 'Wilson': [14.7, 768.0], 'Storey': [15.3, 8075.0], 'Merced': [16.7, 422.0], 'Madera': [17.4, 3229.0], 'Newhall': [18.2, 5467.0]} | 180251 | 52041 | 0.29 | 128210 | 0.71 | 21225 | 0.12 |  |  | 145278 | 0.81 | 0.1 | 100331 | 0.56 | 51640 | 0.29 |  | 58161 | 0.32 | 0 | 0 | 68930 | 0.38 | 111321 | 54617 | 0.3 | 125634 | 63362 | 0.35 | 116889 | 95362 | 0.53 | 84889 | 12583 | 0.07 | 167668 | 23232 | 0.13 | 157020
245 | ECO | SDGE Imperial | {'Ocotillo Express': [9.1, 3291.0], 'Boulevard': [9.3, 4708.0], 'Carrizo Gorge': [10.6, 4076.0], 'Crestwood': [14.5, 3175.0]} | 22670 | 7064 | 0.31 | 15606 | 0.69 | 3924 | 0.17 |  |  | 15972 | 0.7 | 0.08 | 0 | 0 | 0 | 0 |  | 7731 | 0.34 | 0 | 0 | 2412 | 0.11 | 20258 | 7929 | 0.35 | 14741 | 7973 | 0.35 | 14696 | 12202 | 0.54 | 10468 | 5564 | 0.25 | 17106 | 395 | 0.02 | 22275
246 | Roadway | SCE NOL | {'New Sub - Kramer - Lugo (Proposed)': [0.0, 22653.0], 'Victor': [5.1, 16536.0], 'Lugo': [14.8, 3359.0]} | 77409 | 22667 | 0.29 | 54742 | 0.71 | 564 | 0.01 |  |  | 11318 | 0.15 | 0.43 | 13 | 0 | 0 | 0 |  | 0 | 0 | 0 | 0 | 31287 | 0.4 | 46121 | 36404 | 0.47 | 41005 | 12479 | 0.16 | 64930 | 50013 | 0.65 | 27396 | 11758 | 0.15 | 65651 | 674 | 0.01 | 76735
247 | Miguel | SDGE Imperial | {'Salt Creek': [0.1, 432.0], 'Telegraph Canyon': [3.4, 185.0], 'Spring Valley': [4.3, 261.0], 'Otay': [7.2, 185.0], 'Bay Boulevard': [8.1, 146.0], 'El Cajon': [8.1, 261.0], 'Otay Mesa': [8.4, 268.0], 'San Ysidro': [8.5, 184.0], 'Silvergate': [9.3, 140.0], 'Imperial Beach': [9.4, 146.0], 'Mission': [11.5, 140.0], 'Vine': [12.0, 140.0], 'Old Town': [13.5, 140.0], 'Loveland': [13.8, 261.0], 'Point Loma': [15.1, 140.0], 'Alpine': [15.2, 261.0]} | 10164 | 436 | 0.04 | 9728 | 0.96 | 1251 | 0.12 |  |  | 4975 | 0.49 | 0.18 | 38 | 0 | 0 | 0 |  | 6517 | 0.64 | 941 | 0.09 | 1014 | 0.1 | 9150 | 8472 | 0.83 | 1693 | 9402 | 0.93 | 762 | 9660 | 0.95 | 505 | 3950 | 0.39 | 6215 | 747 | 0.07 | 9417
248 | Moss Landing | PGE GBA | {'Crazy Horse Canyon': [9.9, 12374.0], 'Green Valley': [10.2, 6112.0], 'Salinas': [11.0, 7346.0], 'Buena Vista': [13.3, 6587.0], 'Llagas': [18.4, 576.0]} | 60368 | 13698 | 0.23 | 46670 | 0.77 | 1486 | 0.02 |  |  | 38137 | 0.63 | 0.2 | 6216 | 0.1 | 29129 | 0.48 |  | 1114 | 0.02 | 0 | 0 | 2782 | 0.05 | 57586 | 16145 | 0.27 | 44223 | 20186 | 0.33 | 40182 | 22719 | 0.38 | 37649 | 1854 | 0.03 | 58515 | 3966 | 0.07 | 56402
249 | Mendota | PGE Fresno | {'Cheney': [7.3, 37332.0], 'Hammonds': [7.9, 34882.0], 'Panoche': [8.2, 28391.0], 'Tranquility': [9.6, 39355.0], 'Manning': [11.7, 12728.0], 'Newhall': [12.5, 16656.0], 'Oro Loma': [15.8, 18273.0], 'Helm': [18.0, 3702.0]} | 176729 | 76928 | 0.44 | 99801 | 0.56 | 16418 | 0.09 |  |  | 156187 | 0.88 | 0.07 | 82592 | 0.47 | 80030 | 0.45 |  | 16984 | 0.1 | 0 | 0 | 22028 | 0.12 | 154702 | 8847 | 0.05 | 167883 | 22825 | 0.13 | 153905 | 42531 | 0.24 | 134198 | 815 | 0 | 175915 | 4664 | 0.03 | 172065
250 | Coolwater | SCE NOL | {'Harvard': [13.1, 5692.0]} | 48970 | 6038 | 0.12 | 42933 | 0.88 | 8877 | 0.18 |  |  | 24989 | 0.51 | 0.21 | 334 | 0.01 | 15 | 0 |  | 0 | 0 | 0 | 0 | 40884 | 0.83 | 8086 | 16287 | 0.33 | 32684 | 10755 | 0.22 | 38215 | 41813 | 0.85 | 7157 | 22597 | 0.46 | 26373 | 1853 | 0.04 | 47118
251 | Innovation | SCE EOP | {'Mercury': [5.5, 6545.0], 'IS Tap': [15.2, 442.0]} | 33478 | 8836 | 0.26 | 24642 | 0.74 | 0 | 0 |  |  | 0 | 0 | 0 | 0 | 0 | 0 | 0 |  | 0 | 0 | 0 | 0 | 0 | 0 | 33478 | 0 | 0 | 33478 | 0 | 0 | 33478 | 0 | 0 | 33478 | 0 | 0 | 33478 | 0 | 0 | 33478
252 | Inyo | SCE NOL | {'Control': [2.2, 1539.0]} | 22327 | 1651 | 0.07 | 20676 | 0.93 | 18917 | 0.85 |  |  | 3024 | 0.14 | 0.03 | 1 | 0 | 0 | 0 |  | 1431 | 0.06 | 0 | 0 | 0 | 0 | 22327 | 5406 | 0.24 | 16921 | 8923 | 0.4 | 13404 | 9293 | 0.42 | 13034 | 16538 | 0.74 | 5789 | 2080 | 0.09 | 20247
253 | Richmond | Northeast CA | {'Leavitt': [7.1, 5236.0]} | 113402 | 30950 | 0.27 | 82451 | 0.73 | 25358 | 0.22 |  |  | 79892 | 0.7 | 0.1 | 11496 | 0.1 | 0 | 0 |  | 71321 | 0.63 | 0 | 0 | 49162 | 0.43 | 64240 | 21296 | 0.19 | 92105 | 16877 | 0.15 | 96524 | 63845 | 0.56 | 49557 | 47361 | 0.42 | 66041 | 10431 | 0.09 | 102970
254 | Salinas | PGE GBA | {'Buena Vista': [2.3, 14790.0], 'Crazy Horse Canyon': [7.4, 10061.0], 'Moss Landing': [11.0, 7346.0]} | 82575 | 15538 | 0.19 | 67037 | 0.81 | 10729 | 0.13 |  |  | 61515 | 0.74 | 0.13 | 5476 | 0.07 | 42243 | 0.51 |  | 19653 | 0.24 | 356 | 0 | 9881 | 0.12 | 72693 | 6585 | 0.08 | 75990 | 15932 | 0.19 | 66643 | 23039 | 0.28 | 59535 | 9608 | 0.12 | 72966 | 4270 | 0.05 | 78305
255 | Cloverdale | PGE NGBA | {'Eagle Rock': [10.9, 2789.0], 'Lake View': [12.4, 1831.0], 'Geysers Tap 1': [14.0, 2418.0], 'Fitch Mountain': [15.7, 3057.0]} | 86026 | 6485 | 0.08 | 79541 | 0.92 | 12774 | 0.15 |  |  | 65950 | 0.77 | 0.08 | 4726 | 0.05 | 3438 | 0.04 |  | 33864 | 0.39 | 21645 | 0.25 | 56809 | 0.66 | 29218 | 27062 | 0.31 | 58965 | 44068 | 0.51 | 41958 | 75934 | 0.88 | 10092 | 40997 | 0.48 | 45030 | 1698 | 0.02 | 84328
256 | Colgate | PGE NGBA | {'New Colgate': [0.1, 4748.0], 'Brunswick': [10.8, 644.0]} | 93420 | 4812 | 0.05 | 88608 | 0.95 | 3037 | 0.03 |  |  | 50392 | 0.54 | 0.2 | 1071 | 0.01 | 198 | 0 |  | 58336 | 0.62 | 31698 | 0.34 | 81466 | 0.87 | 11954 | 10218 | 0.11 | 83201 | 21059 | 0.23 | 72360 | 86609 | 0.93 | 6811 | 24206 | 0.26 | 69213 | 2463 | 0.03 | 90956
257 | New Sub - Suncrest - Ocotillo (Proposed) | SDGE Imperial | {'Crestwood': [8.6, 16049.0], 'Cameron': [10.2, 13639.0], 'Carrizo Gorge': [11.9, 13732.0], 'Suncrest': [13.7, 1936.0], 'Boulevard': [13.7, 12905.0]} | 95712 | 18693 | 0.2 | 77018 | 0.8 | 42816 | 0.45 |  |  | 43480 | 0.45 | 0.06 | 231 | 0 | 92 | 0 |  | 5087 | 0.05 | 90046 | 0.94 | 7128 | 0.07 | 88584 | 27445 | 0.29 | 68267 | 39414 | 0.41 | 56298 | 50736 | 0.53 | 44975 | 53888 | 0.56 | 41824 | 3230 | 0.03 | 92482
258 | East Nicolaus | PGE NGBA | {'Rio Oso': [4.4, 22791.0], 'Sutter Power': [12.7, 2985.0], 'Olivehurst': [12.7, 3263.0], 'Greenleaf 1': [12.8, 2975.0], 'Knights Landing': [12.9, 55.0], 'Lincoln': [13.3, 14495.0], 'Bogue': [13.7, 3076.0], 'Pleasant Grove': [14.0, 12829.0], 'East Marysville': [17.7, 2015.0], 'Atlantic': [18.0, 1704.0], 'Pease': [19.2, 354.0], 'Woodland': [19.9, 1.0]} | 163171 | 23953 | 0.15 | 139217 | 0.85 | 7220 | 0.04 |  |  | 139260 | 0.85 | 0.1 | 51917 | 0.32 | 85373 | 0.52 |  | 8401 | 0.05 | 0 | 0 | 53148 | 0.33 | 110023 | 8761 | 0.05 | 154410 | 75409 | 0.46 | 87762 | 106761 | 0.65 | 56410 | 525 | 0 | 162646 | 16874 | 0.1 | 146296
259 | Renfro | PGE Kern | {'Kern Power': [3.8, 9844.0], '7th Standard': [4.1, 10805.0], 'Rosedale': [4.9, 9062.0], 'Tevis': [5.1, 4478.0], 'Tupman': [6.4, 8602.0], 'Rio Bravo': [6.6, 10626.0], 'West Park': [7.0, 6396.0], 'Stockdale': [7.3, 3188.0], 'Lerdo': [7.9, 11103.0], 'Kern Oil': [8.8, 5768.0], 'Bakersfield': [8.9, 5612.0], 'Casaloma': [9.4, 2486.0], 'Panama': [10.2, 2495.0], 'Sycamore': [10.7, 5276.0], 'Norco': [10.8, 2691.0], 'Mt Poso': [11.9, 6769.0], 'Shafter': [12.3, 8371.0], 'Columbus': [12.6, 502.0], 'Old River': [13.0, 2495.0], 'Magunden': [13.7, 6.0], 'Famoso': [15.3, 3456.0], 'Midway': [16.2, 3951.0], 'Poso Mt.': [16.6, 3799.0], 'Charca': [17.8, 593.0], 'Ganso': [17.8, 3477.0], 'Midway - Wheeler Ridge (Proposed)': [19.4, 31.0]} | 110387 | 15858 | 0.14 | 94529 | 0.86 | 7285 | 0.07 |  |  | 89074 | 0.81 | 0.18 | 10351 | 0.09 | 59609 | 0.54 |  | 7068 | 0.06 | 0 | 0 | 29546 | 0.27 | 80841 | 25775 | 0.23 | 84612 | 46139 | 0.42 | 64248 | 53125 | 0.48 | 57263 | 8 | 0 | 110379 | 13628 | 0.12 | 96759
260 | Julian Hinds | SCE Eastern | {} | 1076 | 0 | 0 | 1076 | 1 | 421 | 0.39 |  |  | 615 | 0.57 | 0.03 | 0 | 0 | 0 | 0 |  | 0 | 0 | 0 | 0 | 1054 | 0.98 | 22 | 311 | 0.29 | 765 | 232 | 0.22 | 844 | 1054 | 0.98 | 22 | 339 | 0.32 | 737 | 0 | 0 | 1076
261 | Old River | PGE Kern | {'Panama': [7.5, 15154.0], 'Stockdale': [7.8, 12099.0], 'Tevis': [7.9, 9772.0], 'Lakeview': [7.9, 17161.0], 'Wheeler Ridge': [10.9, 11160.0], 'Casaloma': [11.0, 7463.0], 'Midway - Wheeler Ridge (Proposed)': [11.2, 11363.0], 'Rosedale': [11.8, 4028.0], 'Kern Power': [11.9, 3794.0], 'West Park': [12.0, 3736.0], 'Copus': [12.8, 9539.0], 'Norco': [12.9, 2391.0], 'Renfro': [13.0, 2495.0], 'Bakersfield': [13.6, 2222.0], 'Grimmway-Malaga': [13.7, 8324.0], 'Tupman': [13.9, 1070.0], 'Magunden': [14.6, 1923.0], 'Unknown - 3327': [14.7, 5235.0], 'Lamont': [14.8, 5147.0], 'Elk Hills': [15.5, 211.0], 'Tejon': [15.5, 2228.0], 'Columbus': [16.0, 532.0], '7th Standard': [16.2, 36.0], 'Kern Oil': [16.8, 85.0], 'Sycamore': [18.0, 43.0], 'Cal Water': [18.6, 199.0]} | 157159 | 26959 | 0.17 | 130200 | 0.83 | 27117 | 0.17 |  |  | 119047 | 0.76 | 0.09 | 40658 | 0.26 | 90577 | 0.58 |  | 1425 | 0.01 | 0 | 0 | 11584 | 0.07 | 145575 | 47691 | 0.3 | 109467 | 77724 | 0.49 | 79434 | 77724 | 0.49 | 79434 | 8 | 0 | 157151 | 5758 | 0.04 | 151401
262 | Bellevue | PGE NGBA | {'Santa Rosa A': [4.0, 5118.0], 'Penngrove': [4.7, 6378.0], 'Monroe': [5.4, 2639.0], 'Rincon': [8.1, 3341.0], 'Corona': [8.5, 3816.0], 'Fulton': [8.7, 808.0], 'Lakeville': [11.4, 3786.0], 'Silverado': [16.0, 2081.0]} | 70430 | 7688 | 0.11 | 62742 | 0.89 | 941 | 0.01 |  |  | 35067 | 0.5 | 0.23 | 12829 | 0.18 | 6117 | 0.09 |  | 34083 | 0.48 | 0 | 0 | 32430 | 0.46 | 38000 | 26983 | 0.38 | 43448 | 48711 | 0.69 | 21720 | 56766 | 0.81 | 13664 | 14024 | 0.2 | 56406 | 4300 | 0.06 | 66130
263 | Highline | SDGE Imperial | {'North Gila - IV (Proposed)': [4.2, 3867.0], 'Drop 4': [5.5, 3870.0], 'El Centro': [15.4, 3246.0]} | 84821 | 9258 | 0.11 | 75563 | 0.89 | 12957 | 0.15 |  |  | 68399 | 0.81 | 0.09 | 7382 | 0.09 | 59428 | 0.7 |  | 0 | 0 | 0 | 0 | 0 | 0 | 84821 | 23370 | 0.28 | 61451 | 23370 | 0.28 | 61451 | 23370 | 0.28 | 61451 | 5256 | 0.06 | 79565 | 5350 | 0.06 | 79471
264 | Clayton | PGE GBA | {'Meadow Lane': [4.7, 711.0], 'Lakewood': [5.4, 701.0], 'Kirker': [6.3, 1258.0], 'Pittsburg': [7.5, 1257.0], 'GWF 2': [7.7, 1225.0], 'Alhambra': [9.4, 126.0], 'Martinez': [9.4, 282.0], 'Tassajara': [10.6, 39.0], 'Contra Costa': [10.8, 1169.0], 'Lone Tree': [11.3, 964.0], 'Collinsville': [11.9, 945.0], 'Contra Costa PP': [12.2, 1162.0], 'Bahia': [13.2, 128.0], 'Christie': [13.5, 118.0], 'Birds Landing': [14.6, 2.0], 'Brentwood': [15.9, 586.0], 'Shiloh III': [17.0, 2.0]} | 16625 | 1292 | 0.08 | 15333 | 0.92 | 1777 | 0.11 |  |  | 12354 | 0.74 | 0.08 | 12 | 0 | 0 | 0 |  | 12867 | 0.77 | 0 | 0 | 8361 | 0.5 | 8265 | 12691 | 0.76 | 3934 | 11288 | 0.68 | 5337 | 13617 | 0.82 | 3008 | 4843 | 0.29 | 11783 | 3856 | 0.23 | 12770
265 | Hilltop | Northeast CA | {} | 156024 | 21706 | 0.14 | 134317 | 0.86 | 0 | 0 |  |  | 0 | 0 | 0 | 14699 | 0.09 | 7940 | 0.05 |  | 12986 | 0.08 | 0 | 0 | 55843 | 0.36 | 100181 | 36167 | 0.23 | 119856 | 18032 | 0.12 | 137992 | 85420 | 0.55 | 70603 | 93552 | 0.6 | 62472 | 17608 | 0.11 | 138415
266 | Lakeville | PGE NGBA | {'Corona': [4.2, 4756.0], 'Penngrove': [7.0, 4492.0], 'Bellevue': [11.4, 3786.0], 'Ignacio': [12.3, 2680.0], 'Santa Rosa A': [14.7, 2404.0], 'Monroe': [16.6, 393.0], 'Tulucay': [16.9, 668.0], 'Rincon': [17.3, 2379.0], 'Silverado': [18.5, 1261.0]} | 77488 | 8855 | 0.11 | 68633 | 0.89 | 5198 | 0.07 |  |  | 50987 | 0.66 | 0.14 | 13752 | 0.18 | 5099 | 0.07 |  | 41829 | 0.54 | 0 | 0 | 54196 | 0.7 | 23292 | 20398 | 0.26 | 57091 | 42264 | 0.55 | 35225 | 64691 | 0.83 | 12797 | 17889 | 0.23 | 59599 | 3781 | 0.05 | 73707
267 | Fig Garden | PGE Fresno | {'Figarden': [0.0, 19790.0], 'Ashlan': [2.6, 16506.0], 'Gregg': [3.8, 17850.0], 'Herndon': [3.8, 18055.0], 'Bullard': [5.0, 10796.0], 'West Fresno': [7.5, 7059.0], 'Woodward': [7.9, 7588.0], 'Kearney (New)': [8.2, 7409.0], 'California Ave': [8.8, 4360.0], 'Clovis': [9.8, 343.0], 'Borden': [9.8, 14088.0], 'Malaga': [11.5, 2020.0], 'Madera': [12.9, 9458.0], 'Biola': [14.2, 3925.0], 'Storey': [14.8, 7943.0], 'Mc Mullin': [17.4, 1501.0]} | 91997 | 19778 | 0.21 | 72219 | 0.79 | 1251 | 0.01 |  |  | 68520 | 0.74 | 0.21 | 30656 | 0.33 | 48462 | 0.53 |  | 17208 | 0.19 | 0 | 0 | 15746 | 0.17 | 76251 | 23991 | 0.26 | 68006 | 23991 | 0.26 | 68006 | 33958 | 0.37 | 58039 | 3037 | 0.03 | 88960 | 6293 | 0.07 | 85704
268 | GWF Tracy | PGE GBA | {'Lammers': [0.7, 2190.0], 'Tesla': [4.1, 1761.0], 'Midway Green Ridge Services': [5.4, 1703.0], 'Tracy': [7.8, 1703.0], 'Kasson': [8.4, 2190.0], 'Kelso': [8.6, 1646.0], 'Delta PP': [9.5, 993.0], 'Delta Pumps': [9.5, 995.0], 'Windmaster': [10.4, 404.0], 'Altamont': [10.5, 247.0], 'Altamont Midway (Sandhill)': [10.5, 255.0], 'Vierra': [13.2, 38.0], 'Manteca': [15.8, 15.0], 'Westley': [17.9, 316.0], 'New Sub - Westley - Quinto (Proposed)': [19.5, 1.0]} | 132936 | 2190 | 0.02 | 130746 | 0.98 | 39191 | 0.29 |  |  | 77157 | 0.58 | 0.18 | 7032 | 0.05 | 47609 | 0.36 |  | 66525 | 0.5 | 5473 | 0.04 | 81437 | 0.61 | 51499 | 53598 | 0.4 | 79338 | 54513 | 0.41 | 78423 | 88803 | 0.67 | 44133 | 35618 | 0.27 | 97318 | 5228 | 0.04 | 127708
269 | Pahrump | SCE EOP | {'Gamebird': [4.5, 20980.0], 'Thousandaire': [4.6, 18881.0], 'Charleston': [8.1, 18314.0], 'Vista 2': [8.7, 19076.0], 'Crazy Eyes': [13.6, 5983.0]} | 63833 | 33115 | 0.52 | 30718 | 0.48 | 1726 | 0.03 |  |  | 23 | 0 | 0.03 | 0 | 0 | 0 | 0 |  | 0 | 0 | 0 | 0 | 0 | 0 | 63833 | 798 | 0.01 | 63035 | 914 | 0.01 | 62919 | 914 | 0.01 | 62919 | 1484 | 0.02 | 62348 | 112 | 0 | 63721
270 | Curtis | PGE GBA | {'Race Track': [5.1, 7775.0], 'Racetrack': [5.1, 7775.0], 'Mi-Wuk': [7.8, 5710.0], 'Peoria': [10.8, 2392.0], 'Chinese Station': [11.0, 2976.0], 'New Melones': [11.5, 846.0], 'Stanislaus': [11.7, 1707.0], 'Collierville': [12.3, 1707.0], 'Frogtown': [12.9, 269.0]} | 51717 | 7772 | 0.15 | 43944 | 0.85 | 3152 | 0.06 |  |  | 34574 | 0.67 | 0.15 | 378 | 0.01 | 107 | 0 |  | 39227 | 0.76 | 10591 | 0.2 | 21854 | 0.42 | 29862 | 18760 | 0.36 | 32957 | 23003 | 0.44 | 28714 | 36523 | 0.71 | 15194 | 24357 | 0.47 | 27359 | 1373 | 0.03 | 50344
271 | Quinto | PGE Fresno | {'Los Banos': [5.3, 14254.0], 'Padre Flats SW STA': [9.4, 10041.0], 'Miller': [9.7, 8512.0], 'Fink (Proposed)': [17.8, 32.0], 'Crows Landing': [17.9, 45.0], 'Crow Creek': [18.1, 32.0], 'Mercy Springs': [18.7, 332.0], 'Dos Amigos': [18.8, 138.0], 'Stanislaus Resource Recovery Facility': [18.9, 24.0]} | 97120 | 18421 | 0.19 | 78699 | 0.81 | 28055 | 0.29 |  |  | 64179 | 0.66 | 0.08 | 23480 | 0.24 | 21493 | 0.22 |  | 44998 | 0.46 | 2394 | 0.02 | 51247 | 0.53 | 45874 | 9383 | 0.1 | 87737 | 19566 | 0.2 | 77555 | 56186 | 0.58 | 40935 | 24990 | 0.26 | 72130 | 8943 | 0.09 | 88177
272 | Melrose | SDGE Imperial | {'Ocean Ranch': [2.4, 1444.0], 'Shadowridge': [4.6, 1812.0], 'San Luis Rey': [4.7, 1356.0], 'Palomar Airport': [6.1, 507.0], 'San Marcos': [6.3, 1226.0], 'Cannon': [6.6, 349.0], 'Encina': [6.8, 264.0], 'Pendleton': [8.5, 1061.0], 'Monserate': [8.6, 1583.0], 'Escondido': [9.6, 1218.0], 'Lilac': [10.1, 1228.0], 'Avocado': [12.4, 1179.0], 'Pala': [13.1, 1152.0], 'Valley Center': [13.6, 912.0], 'Artesian': [14.6, 372.0], 'North City Metering': [17.3, 248.0], 'Chicarita': [19.1, 269.0]} | 23165 | 2187 | 0.09 | 20978 | 0.91 | 79 | 0 |  |  | 2213 | 0.1 | 0.37 | 5557 | 0.24 | 1577 | 0.07 |  | 5021 | 0.22 | 0 | 0 | 16367 | 0.71 | 6798 | 6496 | 0.28 | 16669 | 14250 | 0.62 | 8915 | 19303 | 0.83 | 3862 | 712 | 0.03 | 22452 | 1336 | 0.06 | 21829
273 | Valley (VEA) | SCE EOP | {'Valley Switch': [4.9, 77671.0], 'Lathrop': [11.3, 43177.0]} | 115498 | 98860 | 0.86 | 16638 | 0.14 | 2858 | 0.02 |  |  | 0 | 0 | 0.01 | 0 | 0 | 0 | 0 |  | 0 | 0 | 0 | 0 | 0 | 0 | 115498 | 0 | 0 | 115498 | 0 | 0 | 115498 | 0 | 0 | 115498 | 2866 | 0.02 | 112632 | 45 | 0 | 115453
274 | Avocado | SDGE Imperial | {'Monserate': [3.9, 6260.0], 'Pala': [7.4, 5960.0], 'Pendleton': [7.7, 1102.0], 'Melrose': [12.4, 1179.0], 'Ocean Ranch': [12.5, 955.0], 'Lilac': [12.6, 4015.0], 'San Luis Rey': [13.3, 955.0], 'Pauba': [15.6, 1172.0], 'Valley Center': [16.5, 2780.0], 'Shadowridge': [16.9, 807.0], 'San Marcos': [17.9, 236.0], 'Cannon': [18.0, 53.0], 'Encina': [18.1, 27.0], 'Palomar Airport': [18.4, 4.0], 'Escondido': [19.2, 232.0]} | 63240 | 9924 | 0.16 | 53316 | 0.84 | 580 | 0.01 |  |  | 12212 | 0.19 | 0.38 | 18976 | 0.3 | 2547 | 0.04 |  | 27001 | 0.43 | 21855 | 0.35 | 44334 | 0.7 | 18906 | 14875 | 0.24 | 48365 | 27577 | 0.44 | 35663 | 50042 | 0.79 | 13198 | 4358 | 0.07 | 58882 | 4642 | 0.07 | 58598
275 | New Sub - North Gila - IV (Proposed) | SDGE Imperial | {'North Gila - IV (Proposed)': [2.1, 6170.0], 'Highline': [5.5, 3870.0]} | 48978 | 6395 | 0.13 | 42583 | 0.87 | 15878 | 0.32 |  |  | 31352 | 0.64 | 0.06 | 1705 | 0.03 | 28143 | 0.57 |  | 0 | 0 | 0 | 0 | 0 | 0 | 48978 | 17582 | 0.36 | 31396 | 17582 | 0.36 | 31396 | 17582 | 0.36 | 31396 | 5162 | 0.11 | 43816 | 4450 | 0.09 | 44528
276 | Caliente | PGE Kern | {'Carrizo Plains': [6.9, 6622.0], 'Topaz': [8.0, 5650.0], 'Solar': [8.0, 5650.0], 'Kernridge': [10.9, 8631.0], 'Temblor': [12.4, 7526.0], 'Sunset': [19.2, 103.0]} | 110677 | 13778 | 0.12 | 96899 | 0.88 | 24087 | 0.22 |  |  | 68673 | 0.62 | 0.13 | 3301 | 0.03 | 16 | 0 |  | 37776 | 0.34 | 197 | 0 | 57955 | 0.52 | 52722 | 20546 | 0.19 | 90131 | 36161 | 0.33 | 74517 | 77259 | 0.7 | 33419 | 52809 | 0.48 | 57868 | 6930 | 0.06 | 103747
277 | San Luis Obispo | PGE Kern | {'Oceano': [11.5, 8388.0], 'Diablo Canyon': [12.3, 1027.0], 'Morro Bay': [14.7, 30.0], 'Callender': [15.2, 5090.0]} | 69620 | 9471 | 0.14 | 60149 | 0.86 | 11882 | 0.17 |  |  | 49340 | 0.71 | 0.09 | 3377 | 0.05 | 4822 | 0.07 |  | 53563 | 0.77 | 5394 | 0.08 | 23517 | 0.34 | 46103 | 19691 | 0.28 | 49929 | 41992 | 0.6 | 27628 | 48653 | 0.7 | 20967 | 32769 | 0.47 | 36851 | 7335 | 0.11 | 62285
278 | Valley Home | PGE GBA | {'Avena': [6.0, 26941.0], 'Riverbank': [6.4, 16129.0], 'Cottle': [8.7, 15106.0], 'Warnerville': [11.1, 14871.0], 'Bellota': [11.7, 8224.0], 'Ripon': [13.0, 9775.0], 'Manteca': [15.6, 8440.0], 'Weber': [16.6, 6119.0], 'Vierra': [18.3, 3172.0], 'French Camp': [18.8, 1600.0]} | 159873 | 32704 | 0.2 | 127168 | 0.8 | 26047 | 0.16 |  |  | 96091 | 0.6 | 0.14 | 71017 | 0.44 | 40488 | 0.25 |  | 54933 | 0.34 | 0 | 0 | 78134 | 0.49 | 81738 | 15359 | 0.1 | 144514 | 49307 | 0.31 | 110565 | 101553 | 0.64 | 58320 | 27947 | 0.17 | 131925 | 11862 | 0.07 | 148011
279 | Big Creek | PGE Fresno | {} | 61054 | 1646 | 0.03 | 59408 | 0.97 | 45481 | 0.74 |  |  | 13153 | 0.22 | 0.07 | 26 | 0 | 0 | 0 |  | 25130 | 0.41 | 0 | 0 | 23232 | 0.38 | 37822 | 41911 | 0.69 | 19143 | 16708 | 0.27 | 44346 | 49109 | 0.8 | 11945 | 32588 | 0.53 | 28466 | 3184 | 0.05 | 57870
280 | West Fresno | PGE Fresno | {'California Ave': [3.0, 18489.0], 'Kearney (New)': [3.6, 22232.0], 'Ashlan': [5.2, 9684.0], 'Malaga': [5.4, 14061.0], 'Fig Garden': [7.5, 7059.0], 'Figarden': [7.5, 7073.0], 'Bullard': [7.9, 5442.0], 'Herndon': [10.5, 5703.0], 'Clovis': [10.7, 2804.0], 'Gregg': [10.8, 5473.0], 'Sanger': [11.5, 5596.0], 'McCall': [12.4, 7464.0], 'Mc Mullin': [12.8, 13780.0], 'Woodward': [12.9, 13.0], 'Borden': [16.9, 1942.0], 'Biola': [17.0, 1860.0], 'Madera': [19.3, 303.0]} | 91472 | 26920 | 0.29 | 64552 | 0.71 | 1886 | 0.02 |  |  | 53450 | 0.58 | 0.22 | 20782 | 0.23 | 64241 | 0.7 |  | 301 | 0 | 0 | 0 | 202 | 0 | 91270 | 145 | 0 | 91327 | 145 | 0 | 91327 | 202 | 0 | 91270 | 0 | 0 | 91472 | 197 | 0 | 91275
281 | Sylmar | SCE Northern | {'Saugus': [9.2, 1140.0], 'Pardee': [10.4, 998.0], 'Elizabeth Lake': [14.5, 97.0]} | 11054 | 1476 | 0.13 | 9578 | 0.87 | 2681 | 0.24 |  |  | 5512 | 0.5 | 0.33 | 89 | 0.01 | 7 | 0 |  | 4478 | 0.41 | 4158 | 0.38 | 4564 | 0.41 | 6490 | 626 | 0.06 | 10428 | 2043 | 0.18 | 9011 | 6607 | 0.6 | 4447 | 4930 | 0.45 | 6124 | 1295 | 0.12 | 9759
282 | Tracy | PGE GBA | {'Kelso': [1.2, 1646.0], 'Delta PP': [2.2, 993.0], 'Delta Pumps': [2.2, 995.0], 'Windmaster': [3.3, 404.0], 'Midway Green Ridge Services': [5.0, 1703.0], 'Tesla': [6.0, 1703.0], 'Altamont': [6.3, 247.0], 'Altamont Midway (Sandhill)': [6.3, 255.0], 'GWF Tracy': [7.8, 1703.0], 'Lammers': [8.1, 1703.0], 'Kasson': [13.5, 1703.0]} | 124949 | 1703 | 0.01 | 123246 | 0.99 | 40625 | 0.33 |  |  | 68983 | 0.55 | 0.16 | 9686 | 0.08 | 52669 | 0.42 |  | 55773 | 0.45 | 0 | 0 | 63221 | 0.51 | 61729 | 47808 | 0.38 | 77142 | 52326 | 0.42 | 72623 | 78169 | 0.63 | 46780 | 13690 | 0.11 | 111259 | 7530 | 0.06 | 117419
283 | Pease | PGE NGBA | {'East Marysville': [5.4, 8779.0], 'Bogue': [5.5, 8916.0], 'Olivehurst': [8.3, 7086.0], 'Sutter Power': [8.4, 5024.0], 'Greenleaf 1': [8.4, 5027.0], 'Honcut': [11.0, 4747.0], 'Meridian': [13.4, 2642.0], 'East Nicolaus': [19.2, 354.0], 'Rio Oso': [19.4, 199.0]} | 137536 | 13742 | 0.1 | 123794 | 0.9 | 8268 | 0.06 |  |  | 100524 | 0.73 | 0.14 | 40771 | 0.3 | 65745 | 0.48 |  | 20330 | 0.15 | 0 | 0 | 56625 | 0.41 | 80912 | 15177 | 0.11 | 122360 | 38461 | 0.28 | 99076 | 89860 | 0.65 | 47677 | 10015 | 0.07 | 127521 | 7692 | 0.06 | 129844
284 | Spring Valley | SDGE Imperial | {'Murray': [3.8, 2.0], 'El Cajon': [4.3, 261.0], 'Miguel': [4.3, 261.0], 'Salt Creek': [4.4, 261.0], 'Elliot': [7.3, 69.0], 'Elliott': [7.3, 69.0], 'Mission': [8.4, 69.0], 'Silvergate': [8.7, 69.0], 'Kearny': [9.9, 69.0], 'Vine': [10.2, 69.0], 'Bay Boulevard': [10.5, 69.0], 'Mesa Heights': [10.9, 69.0], 'Old Town': [11.1, 69.0], 'Imperial Beach': [12.1, 52.0], 'Otay Mesa': [12.6, 223.0], 'Loveland': [12.8, 261.0], 'Point Loma': [13.4, 69.0], 'Alpine': [13.8, 261.0]} | 7822 | 328 | 0.04 | 7494 | 0.96 | 317 | 0.04 |  |  | 4188 | 0.54 | 0.32 | 38 | 0 | 0 | 0 |  | 6205 | 0.79 | 461 | 0.06 | 2989 | 0.38 | 4833 | 6759 | 0.86 | 1063 | 6431 | 0.82 | 1391 | 7478 | 0.96 | 344 | 2328 | 0.3 | 5494 | 500 | 0.06 | 7322
285 | Honcut | PGE NGBA | {'Palermo': [10.2, 337.0], 'Pease': [11.0, 4747.0], 'East Marysville': [11.1, 3131.0], 'Wyandotte': [12.3, 19.0], 'Thermalito': [13.6, 127.0], 'Bogue': [15.7, 2107.0], 'Olivehurst': [16.2, 1900.0], 'Greenleaf 1': [19.4, 142.0], 'Sutter Power': [19.4, 145.0]} | 145092 | 6255 | 0.04 | 138838 | 0.96 | 3097 | 0.02 |  |  | 103344 | 0.71 | 0.16 | 50644 | 0.35 | 52499 | 0.36 |  | 34990 | 0.24 | 0 | 0 | 113921 | 0.79 | 31171 | 10597 | 0.07 | 134495 | 29949 | 0.21 | 115144 | 121986 | 0.84 | 23106 | 12560 | 0.09 | 132532 | 18461 | 0.13 | 126631
286 | Rancho Mission Viejo | SDGE Imperial | {'Margarita': [2.4, 1757.0], 'Capistrano': [3.9, 1758.0], 'Q1806': [4.5, 1457.0], 'Trabuco': [5.0, 1261.0], 'Talega': [5.3, 1744.0], 'North of SONGS': [5.5, 1733.0], 'Viejo': [10.1, 461.0], 'San Onofre': [11.2, 358.0]} | 15593 | 1755 | 0.11 | 13839 | 0.89 | 1330 | 0.09 |  |  | 11282 | 0.72 | 0.44 | 190 | 0.01 | 3 | 0 |  | 4706 | 0.3 | 9767 | 0.63 | 4640 | 0.3 | 10953 | 9719 | 0.62 | 5875 | 10154 | 0.65 | 5439 | 12185 | 0.78 | 3408 | 8912 | 0.57 | 6681 | 937 | 0.06 | 14656
287 | Encina | SDGE Imperial | {'Cannon': [0.2, 269.0], 'Palomar Airport': [2.9, 241.0], 'San Luis Rey': [5.2, 121.0], 'Shadowridge': [5.6, 252.0], 'Ocean Ranch': [5.7, 122.0], 'Melrose': [6.8, 264.0], 'San Marcos': [8.0, 215.0], 'Pendleton': [11.9, 64.0], 'Escondido': [12.6, 201.0], 'North City Metering': [14.0, 148.0], 'Artesian': [14.1, 147.0], 'Monserate': [14.5, 85.0], 'Lilac': [16.5, 62.0], 'Penasquitos': [16.6, 3.0], 'Chicarita': [18.0, 131.0], 'Avocado': [18.1, 27.0], 'Valley Center': [19.4, 8.0], 'Pala': [19.9, 2.0]} | 1639 | 261 | 0.16 | 1378 | 0.84 | 106 | 0.06 |  |  | 86 | 0.05 | 0.37 | 198 | 0.12 | 17 | 0.01 |  | 96 | 0.06 | 0 | 0 | 400 | 0.24 | 1239 | 907 | 0.55 | 732 | 927 | 0.57 | 712 | 1148 | 0.7 | 491 | 78 | 0.05 | 1561 | 301 | 0.18 | 1338
288 | Bullard | PGE Fresno | {'Ashlan': [3.9, 10767.0], 'Clovis': [4.8, 4897.0], 'Figarden': [5.0, 10796.0], 'Fig Garden': [5.0, 10796.0], 'Woodward': [5.1, 6997.0], 'California Ave': [7.3, 6936.0], 'West Fresno': [7.9, 5442.0], 'Gregg': [8.4, 10009.0], 'Herndon': [8.6, 10100.0], 'Malaga': [9.4, 5319.0], 'Kearney (New)': [10.4, 4391.0], 'Sanger': [11.9, 4591.0], 'Borden': [13.7, 7817.0], 'McCall': [16.4, 1706.0], 'Madera': [17.2, 3507.0], 'Storey': [18.3, 2260.0], 'Biola': [19.1, 765.0]} | 64506 | 15454 | 0.24 | 49052 | 0.76 | 485 | 0.01 |  |  | 41116 | 0.64 | 0.37 | 23844 | 0.37 | 14549 | 0.23 |  | 27168 | 0.42 | 0 | 0 | 21753 | 0.34 | 42753 | 30632 | 0.47 | 33874 | 29301 | 0.45 | 35205 | 38482 | 0.6 | 26024 | 9933 | 0.15 | 54572 | 11559 | 0.18 | 52947
289 | Hicks | PGE GBA | {'Vasona': [3.8, 868.0], 'El Patio': [4.5, 495.0], 'Stone': [5.2, 108.0], 'Edenvale': [5.8, 108.0], 'Evergreen': [5.8, 108.0], 'Santa Teresa': [6.0, 108.0], 'San Jose A': [6.6, 108.0], 'Piercy': [6.7, 108.0], 'Saratoga': [7.0, 560.0], 'San Jose B': [7.5, 108.0], 'FMC': [8.0, 53.0], 'Swift': [8.4, 108.0], 'Metcalf Energy Center': [8.5, 108.0], 'Metcalf 1': [8.7, 108.0], 'Monta Vista': [11.3, 560.0], 'Paul Sweet': [17.4, 213.0]} | 18118 | 974 | 0.05 | 17144 | 0.95 | 305 | 0.02 |  |  | 7183 | 0.4 | 0.22 | 1047 | 0.06 | 245 | 0.01 |  | 7166 | 0.4 | 0 | 0 | 12721 | 0.7 | 5397 | 460 | 0.03 | 17658 | 12027 | 0.66 | 6092 | 17047 | 0.94 | 1071 | 4012 | 0.22 | 14106 | 487 | 0.03 | 17631
290 | Olivehurst | PGE NGBA | {'Bogue': [4.3, 16162.0], 'East Marysville': [5.1, 15077.0], 'Pease': [8.3, 7086.0], 'Greenleaf 1': [8.4, 6885.0], 'Sutter Power': [8.4, 6926.0], 'Rio Oso': [11.7, 7041.0], 'East Nicolaus': [12.7, 3263.0], 'Honcut': [16.2, 1900.0], 'Lincoln': [18.8, 18.0]} | 109482 | 17616 | 0.16 | 91866 | 0.84 | 4013 | 0.04 |  |  | 79692 | 0.73 | 0.15 | 32369 | 0.3 | 59062 | 0.54 |  | 3581 | 0.03 | 0 | 0 | 39574 | 0.36 | 69908 | 872 | 0.01 | 108610 | 16915 | 0.15 | 92567 | 53615 | 0.49 | 55867 | 134 | 0 | 109348 | 12099 | 0.11 | 97383
291 | Temblor | PGE Kern | {'Kernridge': [4.8, 24663.0], 'Sunset': [11.4, 12367.0], 'Caliente': [12.4, 7526.0], 'Sunrise': [13.6, 7203.0], 'Midway': [13.7, 25.0], 'Ganso': [16.1, 107.0], 'Goose Lake': [16.6, 346.0], 'Carrizo Plains': [19.3, 342.0]} | 113711 | 29304 | 0.26 | 84407 | 0.74 | 20532 | 0.18 |  |  | 90756 | 0.8 | 0.07 | 2297 | 0.02 | 28359 | 0.25 |  | 8499 | 0.07 | 0 | 0 | 39696 | 0.35 | 74016 | 15932 | 0.14 | 97779 | 38175 | 0.34 | 75536 | 69351 | 0.61 | 44360 | 15457 | 0.14 | 98254 | 279 | 0 | 113432
292 | Olinda | SCE Metro | {'Walnut': [4.6, 370.0], 'Lewis': [9.6, 2.0], 'Villa Park': [10.4, 89.0], 'Serrano': [11.1, 495.0], 'Chino': [14.4, 620.0]} | 5706 | 694 | 0.12 | 5012 | 0.88 | 140 | 0.02 |  |  | 4345 | 0.76 | 0.21 | 0 | 0 | 0 | 0 |  | 5131 | 0.9 | 0 | 0 | 3515 | 0.62 | 2190 | 0 | 0 | 5706 | 0 | 0 | 5706 | 3515 | 0.62 | 2190 | 2578 | 0.45 | 3128 | 887 | 0.16 | 4818
293 | Mt. Eden | PGE GBA | {'Eastshore': [0.9, 1397.0], 'Grant': [4.2, 1341.0], 'Castro Valley': [4.7, 1296.0], 'Dumbarton': [5.7, 180.0], 'San Leandro U': [6.0, 1340.0], 'Edes': [8.9, 1338.0], 'Ravenswood': [9.9, 65.0], 'Fremont': [9.9, 111.0], 'Oakland J': [11.0, 1298.0], 'Cooley Landing': [11.1, 27.0], 'Newark': [11.1, 111.0], 'Vineyard': [13.7, 111.0], 'Oakland X': [14.0, 1292.0], 'Burlingame': [14.5, 1.0], 'Menlo': [14.9, 22.0], 'Oakland C': [15.1, 1292.0], 'Moraga': [15.4, 704.0], 'Oakland L': [15.5, 1284.0], 'Dixon Landing': [15.6, 110.0], 'Jefferson': [15.8, 23.0], 'Millbrae': [15.9, 1.0], 'Whisman': [15.9, 7.0], 'Nortech': [16.6, 3.0], 'Los Esteros': [17.0, 73.0], 'Martin': [17.4, 375.0], 'SAN FRAN A (POTRERO PP)': [17.7, 665.0], 'Potrero': [17.7, 671.0]} | 17371 | 1462 | 0.08 | 15909 | 0.92 | 942 | 0.05 |  |  | 13887 | 0.8 | 0.3 | 2 | 0 | 0 | 0 |  | 12631 | 0.73 | 0 | 0 | 10085 | 0.58 | 7286 | 2977 | 0.17 | 14394 | 10445 | 0.6 | 6926 | 14991 | 0.86 | 2380 | 7778 | 0.45 | 9593 | 1390 | 0.08 | 15981
294 | Woodland | PGE NGBA | {'Knights Landing': [9.1, 4375.0], 'Davis': [9.4, 3520.0], 'Madison': [11.2, 7891.0], 'Putah Creek': [16.6, 4309.0], 'East Nicolaus': [19.9, 1.0]} | 136749 | 11638 | 0.09 | 125111 | 0.91 | 16520 | 0.12 |  |  | 110283 | 0.81 | 0.09 | 28512 | 0.21 | 86541 | 0.63 |  | 4106 | 0.03 | 0 | 0 | 65114 | 0.48 | 71635 | 26436 | 0.19 | 110313 | 41138 | 0.3 | 95611 | 83418 | 0.61 | 53331 | 729 | 0.01 | 136020 | 7975 | 0.06 | 128774
295 | Trabuco | SDGE Imperial | {'Q1806': [2.1, 1456.0], 'Margarita': [2.7, 1451.0], 'Capistrano': [3.5, 1360.0], 'Rancho Mission Viejo': [5.0, 1261.0], 'Viejo': [7.4, 883.0], 'Santiago': [8.9, 438.0], 'Talega': [9.6, 1245.0], 'North of SONGS': [9.7, 1234.0], 'Johanna': [14.6, 422.0], 'San Onofre': [15.1, 208.0]} | 13885 | 1690 | 0.12 | 12196 | 0.88 | 834 | 0.06 |  |  | 9131 | 0.66 | 0.59 | 124 | 0.01 | 36 | 0 |  | 4643 | 0.33 | 7554 | 0.54 | 3057 | 0.22 | 10828 | 9435 | 0.68 | 4450 | 10053 | 0.72 | 3833 | 10752 | 0.77 | 3133 | 7441 | 0.54 | 6444 | 913 | 0.07 | 12972
296 | Cantua | PGE Fresno | {'Excelsior': [6.4, 37862.0], 'New Sub - Los Banos - Midway (Proposed)': [7.6, 43370.0], 'Schindler': [11.4, 32996.0], 'Tranquility': [11.7, 10569.0], 'Crescent': [11.9, 32394.0], 'Helm': [14.5, 19838.0], 'Cheney': [17.6, 23.0], 'Manning': [17.9, 19.0]} | 171711 | 45740 | 0.27 | 125972 | 0.73 | 57124 | 0.33 |  |  | 113391 | 0.66 | 0.06 | 47867 | 0.28 | 73504 | 0.43 |  | 27261 | 0.16 | 1245 | 0.01 | 60722 | 0.35 | 110989 | 0 | 0 | 171711 | 13308 | 0.08 | 158403 | 63780 | 0.37 | 107931 | 30955 | 0.18 | 140756 | 669 | 0 | 171042
297 | Rancho Vista | SCE Metro | {'Etiwanda': [0.4, 3376.0], 'Mira Loma': [5.8, 3376.0], 'Padua': [6.4, 3355.0], 'Wildlife': [9.9, 2091.0], 'Rerc': [9.9, 2102.0], 'Chino': [10.3, 3376.0]} | 7687 | 3376 | 0.44 | 4311 | 0.56 | 336 | 0.04 |  |  | 1840 | 0.24 | 0.57 | 318 | 0.04 | 972 | 0.13 |  | 520 | 0.07 | 2873 | 0.37 | 3347 | 0.44 | 4340 | 2560 | 0.33 | 5128 | 2303 | 0.3 | 5384 | 3347 | 0.44 | 4340 | 1826 | 0.24 | 5861 | 398 | 0.05 | 7289
298 | Los Esteros | PGE GBA | {'Nortech': [1.5, 1115.0], 'Dixon Landing': [2.2, 1493.0], 'Trimble': [3.2, 1131.0], 'Scott': [3.7, 1076.0], 'FMC': [5.6, 1127.0], 'Newark': [5.9, 844.0], 'San Jose B': [6.3, 1125.0], 'San Jose A': [7.1, 1125.0], 'Whisman': [7.6, 6.0], 'Mountain View': [8.1, 6.0], 'Fremont': [8.1, 837.0], 'Stone': [9.3, 1125.0], 'El Patio': [9.4, 178.0], 'Evergreen': [10.0, 1125.0], 'Swift': [10.4, 1125.0], 'Cooley Landing': [11.1, 6.0], 'Dumbarton': [11.3, 595.0], 'Ravenswood': [12.1, 6.0], 'Piercy': [13.6, 491.0], 'Menlo': [14.7, 4.0], 'Edenvale': [14.8, 491.0], 'Santa Teresa': [15.3, 491.0], 'Mt Eden': [17.0, 73.0], 'Mt. Eden': [17.0, 73.0], 'Vineyard': [17.4, 589.0], 'Metcalf Energy Center': [17.6, 136.0], 'Metcalf 1': [17.6, 214.0]} | 15254 | 1717 | 0.11 | 13537 | 0.89 | 5133 | 0.34 |  |  | 8703 | 0.57 | 0.06 | 41 | 0 | 0 | 0 |  | 14710 | 0.96 | 0 | 0 | 6614 | 0.43 | 8640 | 6100 | 0.4 | 9153 | 7009 | 0.46 | 8245 | 8074 | 0.53 | 7179 | 9143 | 0.6 | 6111 | 1287 | 0.08 | 13967
299 | Humboldt Bay | PGE NGBA | {'Harris': [4.9, 11708.0], 'Humboldt': [5.9, 10848.0], 'Arcata': [10.8, 3668.0]} | 58536 | 14762 | 0.25 | 43773 | 0.75 | 16914 | 0.29 |  |  | 30125 | 0.51 | 0.14 | 0 | 0 | 0 | 0 |  | 0 | 0 | 0 | 0 | 1651 | 0.03 | 56885 | 32165 | 0.55 | 26371 | 33373 | 0.57 | 25162 | 34759 | 0.59 | 23776 | 8803 | 0.15 | 49732 | 12825 | 0.22 | 45711
300 | Shiloh III | PGE GBA | {'Birds Landing': [3.3, 31452.0], 'Lambie': [3.8, 28396.0], 'Lambie Energy': [3.8, 28396.0], 'Collinsville': [6.2, 28961.0], 'Pittsburg': [9.6, 15012.0], 'Peabody': [10.5, 1165.0], 'GWF 2': [10.7, 14707.0], 'Kirker': [10.8, 12903.0], 'Contra Costa PP': [11.7, 18358.0], 'Contra Costa': [12.3, 13742.0], 'Grand Island': [14.5, 8107.0], 'Lone Tree': [16.2, 1239.0], 'Bahia': [16.8, 2.0], 'Clayton': [17.0, 2.0], 'Meadow Lane': [18.1, 2.0], 'Martinez': [18.1, 2.0]} | 99332 | 31433 | 0.32 | 67898 | 0.68 | 25960 | 0.26 |  |  | 70942 | 0.71 | 0.06 | 38336 | 0.39 | 7451 | 0.08 |  | 63966 | 0.64 | 0 | 0 | 16318 | 0.16 | 83014 | 34777 | 0.35 | 64555 | 35094 | 0.35 | 64237 | 49989 | 0.5 | 49343 | 6381 | 0.06 | 92951 | 27367 | 0.28 | 71964
301 | Westpark | PGE Kern | {'Rosedale': [2.1, 12952.0], 'Bakersfield': [2.2, 13842.0], 'Casaloma': [2.7, 8128.0], 'Kern Power': [3.2, 11196.0], 'Stockdale': [4.2, 7070.0], 'Kern Oil': [4.8, 10376.0], 'Panama': [5.5, 6880.0], 'Columbus': [5.9, 7754.0], 'Sycamore': [6.1, 10174.0], 'Tevis': [6.2, 5658.0], 'Magunden': [6.7, 4414.0], '7th Standard': [6.8, 8488.0], 'Renfro': [7.0, 6396.0], 'Cal Water': [8.5, 6490.0], 'Lerdo': [10.8, 8452.0], 'Unknown - 3327': [11.3, 4547.0], 'Lamont': [11.4, 4509.0], 'Old River': [12.0, 3736.0], 'Mt Poso': [12.1, 8392.0], 'Tupman': [13.0, 564.0], 'Rio Bravo': [13.2, 2401.0], 'Grimmway-Malaga': [13.4, 4651.0], 'Poso Mt.': [13.7, 6894.0], 'Norco': [16.2, 26.0], 'Shafter': [18.3, 366.0], 'Famoso': [18.5, 1865.0], 'Lakeview': [19.8, 302.0], 'Wheeler Ridge': [20.2, 0.0]} | 86094 | 15820 | 0.18 | 70274 | 0.82 | 746 | 0.01 |  |  | 68718 | 0.8 | 0.21 | 6307 | 0.07 | 36172 | 0.42 |  | 6832 | 0.08 | 0 | 0 | 33076 | 0.38 | 53018 | 10736 | 0.12 | 75358 | 24034 | 0.28 | 62061 | 42234 | 0.49 | 43860 | 1427 | 0.02 | 84668 | 4114 | 0.05 | 81981
302 | Pendleton | SDGE Imperial | {'Monserate': [5.9, 1178.0], 'San Luis Rey': [6.8, 1061.0], 'Ocean Ranch': [7.2, 1061.0], 'Avocado': [7.7, 1102.0], 'Melrose': [8.5, 1061.0], 'Encina': [11.9, 64.0], 'Cannon': [11.9, 90.0], 'Shadowridge': [12.9, 896.0], 'Palomar Airport': [13.2, 49.0], 'Pala': [13.2, 829.0], 'San Marcos': [14.8, 310.0], 'Lilac': [14.8, 465.0], 'Escondido': [17.9, 307.0], 'Valley Center': [19.0, 193.0]} | 15261 | 1199 | 0.08 | 14061 | 0.92 | 429 | 0.03 |  |  | 1820 | 0.12 | 0.37 | 3520 | 0.23 | 1004 | 0.07 |  | 1390 | 0.09 | 4689 | 0.31 | 11997 | 0.79 | 3264 | 6174 | 0.4 | 9087 | 7390 | 0.48 | 7870 | 13575 | 0.89 | 1686 | 549 | 0.04 | 14711 | 1220 | 0.08 | 14041
303 | Burney Forest Power | PGE NGBA | {'Burney Forest': [0.0, 45596.0], 'Carberry': [2.4, 41462.0], 'New Sub - Pit 1 - Cottonwood (Proposed)': [6.7, 26321.0], 'Pit 3': [8.5, 18861.0], 'Pit 4': [10.3, 11733.0], 'Cove Road': [11.1, 10400.0], 'Round Mt.': [12.5, 6170.0], 'Pit 1': [13.8, 10576.0], 'James B Black': [15.7, 559.0]} | 131485 | 45592 | 0.35 | 85894 | 0.65 | 76397 | 0.58 |  |  | 53939 | 0.41 | 0.05 | 6166 | 0.05 | 33 | 0 |  | 68907 | 0.52 | 0 | 0 | 56118 | 0.43 | 75368 | 9291 | 0.07 | 122194 | 8444 | 0.06 | 123041 | 62506 | 0.48 | 68980 | 32334 | 0.25 | 99151 | 10660 | 0.08 | 120825
304 | Llagas | PGE GBA | {'Morgan Hill': [10.0, 6645.0], 'Green Valley': [11.8, 3816.0], 'Hollister': [13.0, 8739.0], 'Crazy Horse Canyon': [16.0, 1511.0], 'Metcalf 1': [18.2, 667.0], 'Metcalf Energy Center': [18.2, 708.0], 'Moss Landing': [18.4, 576.0]} | 92579 | 17568 | 0.19 | 75011 | 0.81 | 20652 | 0.22 |  |  | 50864 | 0.55 | 0.15 | 12180 | 0.13 | 14498 | 0.16 |  | 51976 | 0.56 | 0 | 0 | 46036 | 0.5 | 46543 | 3408 | 0.04 | 89171 | 9568 | 0.1 | 83011 | 49205 | 0.53 | 43374 | 38268 | 0.41 | 54311 | 3768 | 0.04 | 88811
305 | Los Banos | PGE Fresno | {'Padre Flats SW STA': [4.2, 13400.0], 'Quinto': [5.3, 14254.0], 'Mercy Springs': [13.7, 2212.0], 'Dos Amigos': [13.8, 1954.0], 'Miller': [14.9, 4340.0]} | 121840 | 17609 | 0.14 | 104231 | 0.86 | 43424 | 0.36 |  |  | 72265 | 0.59 | 0.08 | 21660 | 0.18 | 21859 | 0.18 |  | 69346 | 0.57 | 2808 | 0.02 | 79496 | 0.65 | 42344 | 18965 | 0.16 | 102875 | 39611 | 0.33 | 82229 | 80156 | 0.66 | 41684 | 45374 | 0.37 | 76466 | 9511 | 0.08 | 112329
306 | Peabody | PGE NGBA | {'Lambie': [7.1, 2513.0], 'Lambie Energy': [7.1, 2514.0], 'Vaca-Dixon & Gc Yard': [8.5, 7622.0], 'Shiloh III': [10.5, 1165.0], 'Birds Landing': [13.5, 1165.0], 'Collinsville': [16.0, 1108.0], 'Tulucay': [16.2, 2931.0], 'Parkway': [16.4, 895.0], 'Putah Creek': [16.6, 3485.0], 'Bahia': [16.8, 0.0]} | 74445 | 12147 | 0.16 | 62299 | 0.84 | 6532 | 0.09 |  |  | 54397 | 0.73 | 0.11 | 13216 | 0.18 | 18289 | 0.25 |  | 40606 | 0.55 | 0 | 0 | 17196 | 0.23 | 57250 | 25326 | 0.34 | 49119 | 27800 | 0.37 | 46645 | 45994 | 0.62 | 28451 | 12300 | 0.17 | 62145 | 15913 | 0.21 | 58533
307 | Silvergate | SDGE Imperial | {'Vine': [3.7, 1020.0], 'Old Town': [5.7, 1017.0], 'Point Loma': [6.1, 1017.0], 'Mission': [6.2, 1016.0], 'Bay Boulevard': [6.6, 701.0], 'Imperial Beach': [8.2, 415.0], 'Telegraph Canyon': [8.4, 164.0], 'Otay': [8.5, 174.0], 'Spring Valley': [8.7, 69.0], 'Elliot': [9.0, 758.0], 'Elliott': [9.0, 760.0], 'Miguel': [9.3, 140.0], 'Salt Creek': [9.4, 127.0], 'Mesa Heights': [9.4, 791.0], 'Murray': [9.6, 3.0], 'Kearny': [9.6, 789.0], 'San Ysidro': [11.4, 151.0], 'Penasquitos': [16.1, 13.0]} | 5396 | 1004 | 0.19 | 4392 | 0.81 | 2798 | 0.52 |  |  | 295 | 0.05 | 0.23 | 0 | 0 | 0 | 0 |  | 14 | 0 | 0 | 0 | 51 | 0.01 | 5345 | 1009 | 0.19 | 4387 | 4306 | 0.8 | 1090 | 4322 | 0.8 | 1073 | 6 | 0 | 5390 | 90 | 0.02 | 5305
308 | Kelso | PGE GBA | {'Delta PP': [1.0, 993.0], 'Delta Pumps': [1.0, 995.0], 'Tracy': [1.2, 1646.0], 'Windmaster': [2.1, 404.0], 'Midway Green Ridge Services': [5.0, 1647.0], 'Altamont': [5.3, 247.0], 'Altamont Midway (Sandhill)': [5.3, 255.0], 'Tesla': [6.3, 1646.0], 'Vasco': [8.6, 0.0], 'GWF Tracy': [8.6, 1646.0], 'Lammers': [9.0, 1646.0], 'Los Positas': [9.7, 0.0], 'Las Positas': [9.7, 0.0], 'Cayetano': [10.0, 0.0], 'North Dublin': [14.3, 0.0], 'Kasson': [14.7, 1646.0], 'Vineyard': [16.3, 0.0], 'Tassajara': [16.5, 0.0], 'San Ramon': [18.4, 0.0]} | 118885 | 1647 | 0.01 | 117238 | 0.99 | 36096 | 0.3 |  |  | 68000 | 0.57 | 0.14 | 10021 | 0.08 | 46099 | 0.39 |  | 57622 | 0.48 | 0 | 0 | 62355 | 0.52 | 56529 | 49749 | 0.42 | 69136 | 54267 | 0.46 | 64617 | 77875 | 0.66 | 41010 | 13384 | 0.11 | 105501 | 7338 | 0.06 | 111547
309 | Desert View | SCE EOP | {} | 11027 | 7509 | 0.68 | 3518 | 0.32 | 0 | 0 |  |  | 0 | 0 | 0 | 0 | 0 | 0 | 0 |  | 1228 | 0.11 | 0 | 0 | 0 | 0 | 11027 | 0 | 0 | 11027 | 0 | 0 | 11027 | 0 | 0 | 11027 | 0 | 0 | 11027 | 0 | 0 | 11027
310 | Clay | PGE GBA | {'Camanche': [10.2, 248.0], 'Valley Springs': [12.7, 163.0], 'Rancho Seco - Bellota (Proposed)': [14.9, 212.0]} | 80653 | 654 | 0.01 | 79999 | 0.99 | 13205 | 0.16 |  |  | 58503 | 0.73 | 0.11 | 4293 | 0.05 | 2923 | 0.04 |  | 42929 | 0.53 | 0 | 0 | 75322 | 0.93 | 5332 | 28922 | 0.36 | 51731 | 43218 | 0.54 | 37435 | 77854 | 0.97 | 2800 | 45761 | 0.57 | 34892 | 13216 | 0.16 | 67437
311 | Calcite | SCE NOL | {} | 69716 | 28752 | 0.41 | 40964 | 0.59 | 34 | 0 |  |  | 14490 | 0.21 | 0.39 | 32 | 0 | 49 | 0 |  | 0 | 0 | 0 | 0 | 28567 | 0.41 | 41150 | 17316 | 0.25 | 52400 | 15370 | 0.22 | 54346 | 38501 | 0.55 | 31215 | 10628 | 0.15 | 59089 | 450 | 0.01 | 69267
312 | Biola | PGE Fresno | {'Madera': [9.7, 12469.0], 'Herndon': [11.2, 5336.0], 'Borden': [11.5, 8318.0], 'Gregg': [11.6, 4993.0], 'Newhall': [12.8, 12447.0], 'Storey': [14.0, 6249.0], 'Kearney (New)': [14.1, 3239.0], 'Fig Garden': [14.2, 3925.0], 'Figarden': [14.2, 3927.0], 'Helm': [14.4, 11691.0], 'Mc Mullin': [15.5, 7250.0], 'Ashlan': [15.7, 2416.0], 'West Fresno': [17.0, 1860.0], 'Crescent': [18.5, 4911.0], 'Bullard': [19.1, 765.0]} | 184842 | 36070 | 0.2 | 148772 | 0.8 | 24717 | 0.13 |  |  | 134279 | 0.73 | 0.12 | 67674 | 0.37 | 98704 | 0.53 |  | 10569 | 0.06 | 0 | 0 | 40809 | 0.22 | 144033 | 37858 | 0.2 | 146984 | 47033 | 0.25 | 137809 | 74734 | 0.4 | 110108 | 4890 | 0.03 | 179952 | 14166 | 0.08 | 170675
313 | New Sub - Pit 1 - Cottonwood (Proposed) | PGE NGBA | {'Carberry': [4.4, 30157.0], 'Round Mt.': [6.1, 9918.0], 'Burney Forest': [6.7, 26316.0], 'Burney Forest Power': [6.7, 26321.0], 'Cove Road': [6.8, 13900.0], 'Pit 4': [11.5, 12836.0], 'Pit 3': [12.7, 12330.0], 'Fern Road': [14.0, 2438.0], 'James B Black': [14.2, 4059.0]} | 134460 | 35831 | 0.27 | 98629 | 0.73 | 70035 | 0.52 |  |  | 58546 | 0.44 | 0.05 | 3396 | 0.03 | 139 | 0 |  | 96307 | 0.72 | 8308 | 0.06 | 83743 | 0.62 | 50717 | 13741 | 0.1 | 120719 | 17581 | 0.13 | 116879 | 86895 | 0.65 | 47565 | 26047 | 0.19 | 108413 | 10293 | 0.08 | 124167
314 | Olive | PGE Fresno | {'Alpaugh': [4.6, 46848.0], 'Smyrna': [12.5, 15648.0], 'Corcoran': [16.0, 10385.0], 'Waukena': [18.3, 2456.0]} | 147418 | 60175 | 0.41 | 87243 | 0.59 | 36716 | 0.25 |  |  | 96865 | 0.66 | 0.09 | 71019 | 0.48 | 53652 | 0.36 |  | 24393 | 0.17 | 0 | 0 | 46575 | 0.32 | 100843 | 15156 | 0.1 | 132262 | 35419 | 0.24 | 111999 | 65786 | 0.45 | 81632 | 394 | 0 | 147024 | 8800 | 0.06 | 138618
315 | Lugo | SCE Metro | {'Victor': [9.7, 6746.0], 'New Sub - Kramer - Lugo (Proposed)': [14.8, 3351.0], 'Roadway': [14.8, 3359.0]} | 56163 | 6881 | 0.12 | 49282 | 0.88 | 9303 | 0.17 |  |  | 24807 | 0.44 | 0.27 | 36 | 0 | 0 | 0 |  | 26948 | 0.48 | 7855 | 0.14 | 25705 | 0.46 | 30457 | 39487 | 0.7 | 16676 | 34306 | 0.61 | 21857 | 48660 | 0.87 | 7503 | 19507 | 0.35 | 36656 | 2084 | 0.04 | 54079
316 | Eagle Rock (PGE) | PGE NGBA | {'Lake View': [1.6, 2111.0], 'Geysers Tap 1': [6.0, 1991.0], 'Konocti': [8.1, 1255.0], 'Cloverdale': [10.9, 2789.0], 'Fitch Mountain': [15.7, 925.0], 'Redbud': [15.9, 63.0], 'Hopland': [17.6, 24.0], 'Hartley': [18.5, 1192.0]} | 93216 | 4040 | 0.04 | 89176 | 0.96 | 12429 | 0.13 |  |  | 66534 | 0.71 | 0.1 | 6839 | 0.07 | 3989 | 0.04 |  | 30399 | 0.33 | 40895 | 0.44 | 55478 | 0.6 | 37738 | 50161 | 0.54 | 43055 | 67826 | 0.73 | 25390 | 86865 | 0.93 | 6351 | 25543 | 0.27 | 67673 | 1689 | 0.02 | 91527
317 | Cosumnes | PGE GBA | {'Rancho Seco': [0.4, 15266.0], 'Camanche': [10.3, 5234.0], 'Live Oak': [11.1, 9939.0], 'Lockeford': [15.5, 5463.0], 'Rancho Seco - Bellota (Proposed)': [15.9, 1052.0], 'Granite': [18.1, 1997.0]} | 126261 | 16050 | 0.13 | 110211 | 0.87 | 17564 | 0.14 |  |  | 73454 | 0.58 | 0.16 | 39671 | 0.31 | 13216 | 0.1 |  | 24026 | 0.19 | 0 | 0 | 92177 | 0.73 | 34083 | 40232 | 0.32 | 86029 | 66677 | 0.53 | 59584 | 103461 | 0.82 | 22800 | 28862 | 0.23 | 97398 | 37446 | 0.3 | 88815
318 | Imperial Valley | SDGE Imperial | {'El Centro': [11.9, 5600.0]} | 61194 | 11017 | 0.18 | 50177 | 0.82 | 1771 | 0.03 |  |  | 56868 | 0.93 | 0.1 | 7472 | 0.12 | 39187 | 0.64 |  | 0 | 0 | 0 | 0 | 0 | 0 | 61194 | 12481 | 0.2 | 48713 | 15558 | 0.25 | 45636 | 15558 | 0.25 | 45636 | 2681 | 0.04 | 58513 | 6241 | 0.1 | 54954
319 | Swift | PGE GBA | {'Evergreen': [2.8, 1747.0], 'Piercy': [3.8, 1112.0], 'Stone': [4.1, 1747.0], 'Edenvale': [5.4, 1112.0], 'San Jose A': [5.7, 1747.0], 'Santa Teresa': [5.8, 1112.0], 'San Jose B': [5.9, 1747.0], 'FMC': [7.0, 1632.0], 'Metcalf 1': [7.5, 835.0], 'Metcalf Energy Center': [7.6, 746.0], 'El Patio': [7.9, 220.0], 'Trimble': [8.2, 1500.0], 'Hicks': [8.4, 108.0], 'Scott': [9.4, 1097.0], 'Los Esteros': [10.4, 1125.0], 'Nortech': [11.2, 635.0], 'Dixon Landing': [11.6, 899.0], 'Newark': [16.1, 249.0], 'Fremont': [17.7, 242.0]} | 26599 | 1745 | 0.07 | 24855 | 0.93 | 9427 | 0.35 |  |  | 14495 | 0.54 | 0.07 | 706 | 0.03 | 290 | 0.01 |  | 24826 | 0.93 | 1020 | 0.04 | 16014 | 0.6 | 10585 | 8907 | 0.33 | 17692 | 9472 | 0.36 | 17127 | 17523 | 0.66 | 9077 | 18342 | 0.69 | 8257 | 1251 | 0.05 | 25348
320 | Windhub | SCE Northern | {'Highwind': [7.1, 10400.0], 'Rosamond': [12.1, 16385.0], 'Whirlwind': [15.0, 2622.0]} | 104448 | 36342 | 0.35 | 68106 | 0.65 | 3077 | 0.03 |  |  | 42595 | 0.41 | 0.32 | 272 | 0 | 1552 | 0.01 |  | 22352 | 0.21 | 2861 | 0.03 | 32927 | 0.32 | 71521 | 30653 | 0.29 | 73795 | 38844 | 0.37 | 65604 | 63978 | 0.61 | 40470 | 16918 | 0.16 | 87530 | 655 | 0.01 | 103793
321 | Elliott | SDGE Imperial | {'Elliot': [0.0, 758.0], 'Kearny': [2.8, 760.0], 'Mission': [3.6, 760.0], 'Mesa Heights': [4.1, 760.0], 'Murray': [4.2, 3.0], 'Old Town': [6.9, 760.0], 'Spring Valley': [7.3, 69.0], 'Vine': [7.5, 760.0], 'Silvergate': [9.0, 760.0], 'Point Loma': [9.8, 760.0], 'Penasquitos': [10.4, 13.0], 'Bay Boulevard': [14.4, 509.0], 'Otay': [15.4, 9.0], 'Imperial Beach': [16.1, 242.0]} | 3055 | 757 | 0.25 | 2298 | 0.75 | 332 | 0.11 |  |  | 778 | 0.25 | 0.36 | 0 | 0 | 0 | 0 |  | 857 | 0.28 | 279 | 0.09 | 1138 | 0.37 | 1917 | 1116 | 0.37 | 1939 | 1133 | 0.37 | 1922 | 2263 | 0.74 | 792 | 379 | 0.12 | 2676 | 57 | 0.02 | 2998
322 | Gates | PGE Fresno | {'New Sub - Gates - Templeton (Proposed)': [8.5, 14604.0], 'Avenal': [11.3, 13627.0], 'Mustang': [13.1, 4237.0], 'Henrietta': [14.2, 3815.0], 'Leprino': [17.6, 2379.0], 'Schindler': [18.2, 687.0], 'Excelsior': [19.0, 57.0]} | 164348 | 21960 | 0.13 | 142387 | 0.87 | 33790 | 0.21 |  |  | 128087 | 0.78 | 0.07 | 20039 | 0.12 | 111092 | 0.68 |  | 3922 | 0.02 | 0 | 0 | 28285 | 0.17 | 136063 | 13716 | 0.08 | 150632 | 27605 | 0.17 | 136743 | 47771 | 0.29 | 116576 | 5539 | 0.03 | 158808 | 1521 | 0.01 | 162827
323 | Madeline | Northeast CA | {} | 99740 | 7218 | 0.07 | 92522 | 0.93 | 27865 | 0.28 |  |  | 62148 | 0.62 | 0.07 | 13656 | 0.14 | 0 | 0 |  | 70954 | 0.71 | 18144 | 0.18 | 12840 | 0.13 | 86899 | 5176 | 0.05 | 94563 | 6566 | 0.07 | 93173 | 20750 | 0.21 | 78990 | 75274 | 0.75 | 24466 | 32255 | 0.32 | 67484
324 | Putah Creek | PGE NGBA | {'Vaca-Dixon & Gc Yard': [9.4, 8766.0], 'Madison': [10.4, 5115.0], 'Monticello': [11.8, 309.0], 'Davis': [14.1, 3058.0], 'Peabody': [16.6, 3485.0], 'Woodland': [16.6, 4309.0]} | 120842 | 14519 | 0.12 | 106323 | 0.88 | 9270 | 0.08 |  |  | 91574 | 0.76 | 0.11 | 13586 | 0.11 | 59665 | 0.49 |  | 45099 | 0.37 | 0 | 0 | 57904 | 0.48 | 62938 | 3893 | 0.03 | 116949 | 356 | 0 | 120486 | 59455 | 0.49 | 61387 | 19515 | 0.16 | 101327 | 4565 | 0.04 | 116277
325 | San Onofre | SCE Metro | {'North of SONGS': [5.6, 368.0], 'Talega': [5.9, 368.0], 'Rancho Mission Viejo': [11.2, 358.0], 'Capistrano': [11.8, 357.0], 'Margarita': [13.2, 355.0], 'Q1806': [13.3, 252.0], 'Trabuco': [15.1, 208.0]} | 4388 | 365 | 0.08 | 4023 | 0.92 | 132 | 0.03 |  |  | 4159 | 0.95 | 0.03 | 85 | 0.02 | 0 | 0 |  | 800 | 0.18 | 3381 | 0.77 | 326 | 0.07 | 4062 | 3285 | 0.75 | 1103 | 3313 | 0.76 | 1075 | 3313 | 0.76 | 1075 | 3616 | 0.82 | 771 | 240 | 0.05 | 4148
326 | Gregg | PGE Fresno | {'Herndon': [0.6, 20194.0], 'Fig Garden': [3.8, 17850.0], 'Figarden': [3.8, 17852.0], 'Borden': [6.1, 16411.0], 'Ashlan': [6.4, 14566.0], 'Bullard': [8.4, 10009.0], 'Madera': [9.0, 11785.0], 'Woodward': [9.6, 7244.0], 'Kearney (New)': [10.4, 5914.0], 'West Fresno': [10.8, 5473.0], 'Storey': [11.1, 10172.0], 'Biola': [11.6, 4993.0], 'California Ave': [12.5, 2808.0], 'Malaga': [15.3, 520.0], 'Mc Mullin': [18.5, 604.0]} | 118992 | 20327 | 0.17 | 98664 | 0.83 | 3464 | 0.03 |  |  | 93547 | 0.79 | 0.19 | 34092 | 0.29 | 68063 | 0.57 |  | 26938 | 0.23 | 0 | 0 | 17906 | 0.15 | 101086 | 31359 | 0.26 | 87633 | 32857 | 0.28 | 86135 | 44726 | 0.38 | 74265 | 5566 | 0.05 | 113425 | 10689 | 0.09 | 108303
327 | Gondor | <Null> | {} | 0 | 0 | 0 | 0 | 0 | 0 | 0 |  |  | 0 | 0 | 0 | 0 | 0 | 0 | 0 |  | 0 | 0 | 0 | 0 | 0 | 0 | 0 | 0 | 0 | 0 | 0 | 0 | 0 | 0 | 0 | 0 | 0 | 0 | 0 | 0 | 0 | 0
328 | Cabrillo | PGE Kern | {'Divide': [12.9, 2162.0], 'Sisquoc': [17.4, 1600.0], 'Fairway': [18.6, 1170.0]} | 75223 | 4977 | 0.07 | 70246 | 0.93 | 37232 | 0.49 |  |  | 36945 | 0.49 | 0.05 | 4745 | 0.06 | 10134 | 0.13 |  | 24450 | 0.33 | 0 | 0 | 32651 | 0.43 | 42573 | 3729 | 0.05 | 71495 | 40164 | 0.53 | 35060 | 57303 | 0.76 | 17921 | 36730 | 0.49 | 38493 | 3735 | 0.05 | 71489
329 | Mesa (PGE) | PGE Kern | {'Fairway': [6.8, 22737.0], 'Callender': [7.9, 20042.0], 'Oceano': [9.7, 17930.0], 'Sisquoc': [11.4, 14373.0], 'Divide': [12.6, 8247.0]} | 126228 | 40642 | 0.32 | 85585 | 0.68 | 28748 | 0.23 |  |  | 87272 | 0.69 | 0.1 | 14462 | 0.11 | 32358 | 0.26 |  | 45450 | 0.36 | 1543 | 0.01 | 6672 | 0.05 | 119555 | 4509 | 0.04 | 121719 | 15516 | 0.12 | 110712 | 21510 | 0.17 | 104717 | 36326 | 0.29 | 89901 | 8872 | 0.07 | 117356
330 | Schulte | PGE GBA | {'Trimble': [1.5, 1102.0], 'FMC': [2.7, 1098.0], 'Nortech': [3.1, 641.0], 'Los Esteros': [3.7, 1076.0], 'San Jose B': [3.8, 1097.0], 'San Jose A': [4.4, 1097.0], 'Dixon Landing': [5.9, 904.0], 'El Patio': [6.0, 203.0], 'Mountain View': [6.3, 6.0], 'Whisman': [6.5, 6.0], 'Stone': [6.9, 1097.0], 'Evergreen': [8.0, 1097.0], 'Newark': [8.8, 255.0], 'Swift': [9.4, 1097.0], 'Fremont': [11.4, 248.0], 'Cooley Landing': [11.6, 6.0], 'Piercy': [11.8, 462.0], 'Edenvale': [12.7, 462.0], 'Ravenswood': [12.9, 6.0], 'Santa Teresa': [13.1, 462.0], 'Dumbarton': [13.7, 6.0], 'Menlo': [14.1, 4.0], 'Metcalf Energy Center': [15.7, 120.0], 'Metcalf 1': [15.7, 188.0]} | 6476 | 1099 | 0.17 | 5377 | 0.83 | 1317 | 0.2 |  |  | 4016 | 0.62 | 0.08 | 2 | 0 | 7 | 0 |  | 5915 | 0.91 | 0 | 0 | 436 | 0.07 | 6041 | 1577 | 0.24 | 4899 | 1915 | 0.3 | 4561 | 1915 | 0.3 | 4561 | 3785 | 0.58 | 2691 | 819 | 0.13 | 5658
331 | Davis | PGE NGBA | {'Woodland': [9.4, 3520.0], 'Putah Creek': [14.1, 3058.0], 'Vaca-Dixon & Gc Yard': [14.2, 1619.0], 'Madison': [15.3, 2565.0], 'Brighton': [17.5, 4.0], 'Knights Landing': [18.4, 112.0]} | 114978 | 6655 | 0.06 | 108323 | 0.94 | 10461 | 0.09 |  |  | 99453 | 0.86 | 0.09 | 16947 | 0.15 | 87001 | 0.76 |  | 1776 | 0.02 | 0 | 0 | 36059 | 0.31 | 78919 | 23752 | 0.21 | 91226 | 35511 | 0.31 | 79467 | 53135 | 0.46 | 61843 | 0 | 0 | 114978 | 4111 | 0.04 | 110867
332 | Arco | PGE Kern | {'Gates-Midway (Proposed)': [8.6, 17631.0]} | 177070 | 21990 | 0.12 | 155080 | 0.88 | 30261 | 0.17 |  |  | 140681 | 0.79 | 0.07 | 28330 | 0.16 | 58578 | 0.33 |  | 59160 | 0.33 | 0 | 0 | 119814 | 0.68 | 57257 | 8785 | 0.05 | 168286 | 20138 | 0.11 | 156932 | 125684 | 0.71 | 51386 | 22497 | 0.13 | 154573 | 3132 | 0.02 | 173938
333 | Goodrich | SCE Metro | {} | 31 | 0 | 0 | 31 | 1 | 4 | 0.13 |  |  | 27 | 0.87 | 0.05 | 0 | 0 | 0 | 0 |  | 4 | 0.12 | 12 | 0.38 | 0 | 0 | 31 | 15 | 0.5 | 15 | 29 | 0.95 | 2 | 31 | 1 | 0 | 31 | 1 | 0 | 4 | 0.14 | 27
334 | Newhall | PGE Fresno | {'Mendota': [12.5, 16656.0], 'Biola': [12.8, 12447.0], 'Dairyland': [13.1, 15981.0], 'Madera': [15.5, 5733.0], 'Oro Loma': [18.0, 5486.0], 'Storey': [18.1, 342.0], 'Chowchilla': [18.2, 5488.0], 'Hammonds': [18.2, 5641.0], 'Borden': [19.2, 252.0], 'El Nido': [19.4, 25.0], 'Tranquility': [19.8, 12.0], 'Cheney': [19.8, 221.0]} | 188871 | 48930 | 0.26 | 139941 | 0.74 | 65621 | 0.35 |  |  | 119690 | 0.63 | 0.06 | 116099 | 0.61 | 36924 | 0.2 |  | 45811 | 0.24 | 0 | 0 | 111470 | 0.59 | 77401 | 31186 | 0.17 | 157685 | 44231 | 0.23 | 144640 | 126182 | 0.67 | 62689 | 12286 | 0.07 | 176585 | 32570 | 0.17 | 156301
335 | Brentwood | PGE GBA | {'Lone Tree': [4.9, 2032.0], 'Contra Costa': [8.0, 2032.0], 'Contra Costa PP': [8.1, 2032.0], 'Windmaster': [8.4, 116.0], 'GWF 2': [12.0, 2029.0], 'Collinsville': [14.2, 791.0], 'Kirker': [14.3, 1073.0], 'Pittsburg': [14.4, 983.0], 'Tassajara': [15.0, 285.0], 'Clayton': [15.9, 586.0], 'Birds Landing': [16.5, 377.0]} | 79884 | 2020 | 0.03 | 77864 | 0.97 | 24971 | 0.31 |  |  | 43332 | 0.54 | 0.07 | 10054 | 0.13 | 33550 | 0.42 |  | 24945 | 0.31 | 9 | 0 | 30028 | 0.38 | 49855 | 27306 | 0.34 | 52578 | 27696 | 0.35 | 52188 | 45222 | 0.57 | 34662 | 6509 | 0.08 | 73374 | 9068 | 0.11 | 70815
336 | Neenach | SCE Northern | {'Whirlwind': [6.9, 39706.0], 'Antelope': [12.9, 11315.0], 'Bailey': [15.4, 1644.0], 'Rosamond': [16.1, 8627.0], 'Warne': [17.4, 135.0]} | 133499 | 47020 | 0.35 | 86479 | 0.65 | 9191 | 0.07 |  |  | 50193 | 0.38 | 0.32 | 4504 | 0.03 | 1871 | 0.01 |  | 15343 | 0.11 | 7745 | 0.06 | 20915 | 0.16 | 112584 | 55451 | 0.42 | 78049 | 36743 | 0.28 | 96757 | 73350 | 0.55 | 60149 | 28956 | 0.22 | 104543 | 1944 | 0.01 | 131555
337 | Bahia | PGE NGBA | {'Martinez': [4.7, 7493.0], 'Parkway': [5.6, 7664.0], 'Carquinez': [6.0, 7698.0], 'Alhambra': [6.1, 7488.0], 'Christie': [6.6, 7484.0], 'Meadow Lane': [9.4, 4449.0], 'San Pablo': [12.7, 3991.0], 'Lakewood': [12.8, 365.0], 'Sobrante': [12.8, 3585.0], 'Kirker': [13.2, 128.0], 'Clayton': [13.2, 128.0], 'Pittsburg': [13.4, 128.0], 'Tulucay': [13.6, 331.0], 'El Cerrito G': [14.6, 3217.0], 'Rossmoor': [15.4, 4.0], 'GWF 2': [15.6, 57.0], 'Moraga': [16.3, 2.0], 'Collinsville': [16.3, 6.0], 'Richmond R': [16.5, 1711.0], 'Standard Oil 2': [16.6, 1874.0], 'Standard Oil': [16.6, 1884.0], 'Peabody': [16.8, 0.0], 'Shiloh III': [16.8, 2.0], 'Birds Landing': [16.9, 2.0]} | 41184 | 7788 | 0.19 | 33395 | 0.81 | 6686 | 0.16 |  |  | 21141 | 0.51 | 0.69 | 1233 | 0.03 | 503 | 0.01 |  | 15071 | 0.37 | 0 | 0 | 10087 | 0.24 | 31097 | 15400 | 0.37 | 25784 | 19869 | 0.48 | 21315 | 31327 | 0.76 | 9857 | 5897 | 0.14 | 35287 | 7654 | 0.19 | 33530
338 | Vaca Dixon | PGE NGBA | {'Peabody': [8.5, 7622.0], 'Putah Creek': [9.4, 8766.0], 'Lambie': [12.8, 1348.0], 'Lambie Energy': [12.8, 1349.0], 'Davis': [14.2, 1619.0], 'Monticello': [17.4, 157.0], 'Madison': [19.0, 113.0]} | 111043 | 14516 | 0.13 | 96527 | 0.87 | 2171 | 0.02 |  |  | 87897 | 0.79 | 0.12 | 15704 | 0.14 | 58758 | 0.53 |  | 36232 | 0.33 | 0 | 0 | 29734 | 0.27 | 81309 | 14328 | 0.13 | 96715 | 13940 | 0.13 | 97103 | 44071 | 0.4 | 66972 | 8126 | 0.07 | 102917 | 8303 | 0.07 | 102740
339 | Carrizo Plains | PGE Kern | {'Topaz': [1.1, 9919.0], 'Solar': [1.1, 9919.0], 'Caliente': [6.9, 6622.0], 'Kernridge': [17.4, 1923.0], 'Temblor': [19.3, 342.0]} | 117306 | 10876 | 0.09 | 106430 | 0.91 | 62381 | 0.53 |  |  | 43014 | 0.37 | 0.1 | 5970 | 0.05 | 254 | 0 |  | 70246 | 0.6 | 15192 | 0.13 | 49259 | 0.42 | 68047 | 26935 | 0.23 | 90371 | 39849 | 0.34 | 77457 | 78260 | 0.67 | 39046 | 77249 | 0.66 | 40057 | 6564 | 0.06 | 110742
340 | Vista (VEA) | SCE EOP | {'Pahrump': [8.7, 19076.0], 'Charleston': [9.7, 13739.0], 'Gamebird': [12.5, 7645.0], 'Thousandaire': [13.3, 5593.0]} | 33473 | 28377 | 0.85 | 5096 | 0.15 | 0 | 0 |  |  | 0 | 0 | 0 | 0 | 0 | 0 | 0 |  | 0 | 0 | 0 | 0 | 0 | 0 | 33473 | 0 | 0 | 33473 | 0 | 0 | 33473 | 0 | 0 | 33473 | 0 | 0 | 33473 | 0 | 0 | 33473
341 | Merced | PGE Fresno | {'Wilson': [4.6, 11505.0], 'Atwater': [9.2, 833.0], 'El Nido': [10.7, 10420.0], 'Le Grand': [13.2, 8223.0], 'Cressey': [13.6, 269.0], 'Chowchilla': [16.7, 395.0], 'Dairyland': [17.8, 1592.0]} | 128941 | 13916 | 0.11 | 115025 | 0.89 | 20185 | 0.16 |  |  | 92551 | 0.72 | 0.1 | 63879 | 0.5 | 39063 | 0.3 |  | 11070 | 0.09 | 0 | 0 | 64528 | 0.5 | 64413 | 51053 | 0.4 | 77888 | 61435 | 0.48 | 67507 | 94739 | 0.73 | 34202 | 4946 | 0.04 | 123995 | 19439 | 0.15 | 109502
342 | Otay Mesa | SDGE Imperial | {'San Ysidro': [6.7, 49.0], 'Telegraph Canyon': [7.5, 49.0], 'Salt Creek': [8.3, 269.0], 'Miguel': [8.4, 268.0], 'Otay': [8.6, 46.0], 'Imperial Beach': [10.8, 6.0], 'Bay Boulevard': [10.9, 6.0], 'Spring Valley': [12.6, 223.0], 'El Cajon': [15.7, 223.0], 'Loveland': [16.9, 257.0], 'Alpine': [18.9, 223.0]} | 11759 | 303 | 0.03 | 11456 | 0.97 | 1556 | 0.13 |  |  | 6744 | 0.57 | 0.2 | 58 | 0 | 14 | 0 |  | 6480 | 0.55 | 2914 | 0.25 | 551 | 0.05 | 11207 | 11000 | 0.94 | 758 | 11110 | 0.94 | 648 | 11382 | 0.97 | 376 | 5351 | 0.46 | 6407 | 788 | 0.07 | 10971
343 | Leavitt | Northeast CA | {'Richmond': [7.1, 5236.0]} | 92154 | 12223 | 0.13 | 79932 | 0.87 | 13353 | 0.14 |  |  | 63235 | 0.69 | 0.13 | 20377 | 0.22 | 0 | 0 |  | 78966 | 0.86 | 312 | 0 | 30855 | 0.33 | 61300 | 35815 | 0.39 | 56339 | 34497 | 0.37 | 57657 | 64547 | 0.7 | 27607 | 41555 | 0.45 | 50600 | 12608 | 0.14 | 79547
344 | Primm | SCE EOP | {'Ivanpah': [9.5, 1084.0], 'Mountain Pass': [14.9, 8.0]} | 6204 | 2844 | 0.46 | 3361 | 0.54 | 927 | 0.15 |  |  | 442 | 0.07 | 0.02 | 0 | 0 | 0 | 0 |  | 0 | 0 | 0 | 0 | 851 | 0.14 | 5353 | 1349 | 0.22 | 4855 | 537 | 0.09 | 5667 | 1384 | 0.22 | 4820 | 631 | 0.1 | 5573 | 0 | 0 | 6204
345 | Granite | PGE NGBA | {'Brighton': [4.1, 5174.0], 'Gold Hill': [13.1, 302.0], 'Rancho Seco': [17.8, 2004.0], 'Cosumnes': [18.1, 1997.0], 'Live Oak': [18.8, 472.0]} | 36518 | 8471 | 0.23 | 28047 | 0.77 | 1001 | 0.03 |  |  | 24478 | 0.67 | 0.48 | 6463 | 0.18 | 4554 | 0.12 |  | 13395 | 0.37 | 0 | 0 | 21925 | 0.6 | 14593 | 6079 | 0.17 | 30439 | 721 | 0.02 | 35797 | 22979 | 0.63 | 13539 | 7347 | 0.2 | 29171 | 11790 | 0.32 | 24728
346 | Lake View | PGE NGBA | {'Eagle Rock': [1.6, 2111.0], 'Geysers Tap 1': [5.1, 1681.0], 'Konocti': [7.9, 375.0], 'Cloverdale': [12.4, 1831.0], 'Redbud': [15.5, 159.0], 'Fitch Mountain': [15.6, 631.0], 'Hartley': [19.4, 217.0]} | 94356 | 2205 | 0.02 | 92151 | 0.98 | 14948 | 0.16 |  |  | 65983 | 0.7 | 0.1 | 5896 | 0.06 | 3625 | 0.04 |  | 37248 | 0.39 | 39007 | 0.41 | 57443 | 0.61 | 36913 | 51593 | 0.55 | 42763 | 73850 | 0.78 | 20506 | 90582 | 0.96 | 3774 | 28942 | 0.31 | 65414 | 1210 | 0.01 | 93146
347 | Birds Landing | PGE GBA | {'Collinsville': [3.1, 29590.0], 'Shiloh III': [3.3, 31452.0], 'Lambie': [7.0, 28396.0], 'Lambie Energy': [7.0, 28396.0], 'Pittsburg': [7.1, 15143.0], 'GWF 2': [7.7, 15081.0], 'Kirker': [8.3, 12908.0], 'Contra Costa PP': [8.5, 19059.0], 'Contra Costa': [9.1, 14349.0], 'Lone Tree': [13.0, 1619.0], 'Peabody': [13.5, 1165.0], 'Clayton': [14.6, 2.0], 'Grand Island': [14.9, 8260.0], 'Meadow Lane': [16.4, 2.0], 'Brentwood': [16.5, 377.0], 'Bahia': [16.9, 2.0], 'Martinez': [17.2, 2.0]} | 90857 | 32157 | 0.35 | 58700 | 0.65 | 21628 | 0.24 |  |  | 66514 | 0.73 | 0.07 | 36835 | 0.41 | 3925 | 0.04 |  | 57357 | 0.63 | 0 | 0 | 11751 | 0.13 | 79106 | 33323 | 0.37 | 57534 | 31379 | 0.35 | 59477 | 42772 | 0.47 | 48085 | 3501 | 0.04 | 87356 | 24085 | 0.27 | 66771
348 | Highwind | SCE Northern | {'Windhub': [7.1, 10400.0], 'Whirlwind': [17.0, 352.0], 'Rosamond': [18.2, 1704.0]} | 81354 | 18314 | 0.23 | 63041 | 0.77 | 6596 | 0.08 |  |  | 38750 | 0.48 | 0.25 | 313 | 0 | 751 | 0.01 |  | 25614 | 0.31 | 23102 | 0.28 | 34679 | 0.43 | 46676 | 15888 | 0.2 | 65467 | 38624 | 0.47 | 42731 | 56987 | 0.7 | 24368 | 22635 | 0.28 | 58720 | 1192 | 0.01 | 80162
349 | Santiago | SCE Metro | {'Johanna': [5.9, 808.0], 'Viejo': [7.2, 646.0], 'Trabuco': [8.9, 438.0], 'Ellis': [10.1, 37.0], 'Q1806': [10.5, 195.0], 'Villa Park': [11.1, 348.0], 'Margarita': [11.3, 190.0], 'Serrano': [11.4, 348.0], 'Huntington Beach': [12.1, 37.0], 'Capistrano': [12.1, 99.0], 'Lewis': [12.5, 125.0]} | 4936 | 816 | 0.17 | 4120 | 0.83 | 237 | 0.05 |  |  | 1259 | 0.26 | 0.46 | 21 | 0 | 37 | 0.01 |  | 1474 | 0.3 | 1553 | 0.31 | 846 | 0.17 | 4090 | 2419 | 0.49 | 2517 | 3214 | 0.65 | 1722 | 4001 | 0.81 | 935 | 1148 | 0.23 | 3788 | 452 | 0.09 | 4484
350 | Red Bluff | SCE Eastern | {'Eagle Mountain': [11.2, 6799.0], 'Kem': [15.1, 2568.0]} | 35457 | 7046 | 0.2 | 28411 | 0.8 | 17051 | 0.48 |  |  | 17992 | 0.51 | 0.05 | 949 | 0.03 | 0 | 0 |  | 0 | 0 | 0 | 0 | 11217 | 0.32 | 24241 | 101 | 0 | 35356 | 0 | 0 | 35457 | 11318 | 0.32 | 24140 | 20556 | 0.58 | 14902 | 886 | 0.02 | 34572
351 | Beatty | SCE EOP | {} | 24061 | 13081 | 0.54 | 10980 | 0.46 | 0 | 0 |  |  | 0 | 0 | 0 | 0 | 0 | 0 | 0 |  | 0 | 0 | 0 | 0 | 0 | 0 | 24061 | 0 | 0 | 24061 | 0 | 0 | 24061 | 0 | 0 | 24061 | 0 | 0 | 24061 | 1 | 0 | 24060
352 | Mirage | SCE Eastern | {'Devers': [14.4, 3624.0]} | 28107 | 11213 | 0.4 | 16894 | 0.6 | 9 | 0 |  |  | 11358 | 0.4 | 0.3 | 144 | 0.01 | 148 | 0.01 |  | 0 | 0 | 0 | 0 | 2738 | 0.1 | 25369 | 6468 | 0.23 | 21639 | 4603 | 0.16 | 23504 | 8989 | 0.32 | 19118 | 11068 | 0.39 | 17039 | 3 | 0 | 28104
353 | Sutter Power | PGE NGBA | {'Greenleaf 1': [0.0, 9092.0], 'Bogue': [4.7, 7883.0], 'Pease': [8.4, 5024.0], 'Olivehurst': [8.4, 6926.0], 'East Marysville': [10.4, 5778.0], 'East Nicolaus': [12.7, 2985.0], 'Meridian': [13.3, 1906.0], 'Rio Oso': [14.5, 3289.0], 'Honcut': [19.4, 145.0]} | 139722 | 9115 | 0.07 | 130607 | 0.93 | 1393 | 0.01 |  |  | 116214 | 0.83 | 0.12 | 35385 | 0.25 | 90472 | 0.65 |  | 667 | 0 | 0 | 0 | 30181 | 0.22 | 109541 | 9985 | 0.07 | 129737 | 70785 | 0.51 | 68937 | 83574 | 0.6 | 56148 | 1091 | 0.01 | 138631 | 5899 | 0.04 | 133823
354 | Manteca | PGE GBA | {'Manteca': [0.0, 22509.0], 'Vierra': [2.7, 14224.0], 'Ripon': [5.3, 17416.0], 'French Camp': [6.7, 14345.0], 'Kasson': [7.4, 1585.0], 'Weber': [8.3, 17596.0], 'Avena': [9.6, 19590.0], 'Stockton A': [10.8, 9170.0], 'Stagg': [14.9, 2332.0], 'Lammers': [15.1, 16.0], 'Westley': [15.5, 484.0], 'Valley Home': [15.6, 8440.0], 'GWF Tracy': [15.8, 15.0], 'Riverbank': [17.3, 436.0], 'Bellota': [18.8, 870.0], 'New Sub - Westley - Quinto (Proposed)': [19.9, 4.0]} | 123454 | 22509 | 0.18 | 100945 | 0.82 | 89 | 0 |  |  | 89399 | 0.72 | 0.2 | 30273 | 0.25 | 78232 | 0.63 |  | 572 | 0 | 0 | 0 | 28643 | 0.23 | 94812 | 14396 | 0.12 | 109059 | 14556 | 0.12 | 108898 | 35578 | 0.29 | 87876 | 0 | 0 | 123454 | 5338 | 0.04 | 118116
355 | El Patio | PGE GBA | {'San Jose A': [3.1, 220.0], 'Vasona': [3.1, 495.0], 'Stone': [3.8, 220.0], 'San Jose B': [3.9, 220.0], 'FMC': [3.9, 220.0], 'Saratoga': [4.4, 495.0], 'Hicks': [4.5, 495.0], 'Evergreen': [5.2, 220.0], 'Scott': [6.0, 203.0], 'Trimble': [6.3, 220.0], 'Monta Vista': [7.8, 495.0], 'Swift': [7.9, 220.0], 'Piercy': [8.3, 220.0], 'Edenvale': [8.4, 220.0], 'Santa Teresa': [8.7, 220.0], 'Nortech': [9.1, 0.0], 'Los Esteros': [9.4, 178.0], 'Metcalf Energy Center': [11.4, 95.0], 'Dixon Landing': [11.6, 112.0], 'Metcalf 1': [11.6, 131.0]} | 4873 | 715 | 0.15 | 4159 | 0.85 | 45 | 0.01 |  |  | 1558 | 0.32 | 0.21 | 159 | 0.03 | 93 | 0.02 |  | 1208 | 0.25 | 0 | 0 | 3950 | 0.81 | 924 | 3 | 0 | 4870 | 3469 | 0.71 | 1404 | 4145 | 0.85 | 729 | 984 | 0.2 | 3889 | 154 | 0.03 | 4719
356 | Pardee | SCE Northern | {'Saugus': [1.3, 12593.0], 'Elizabeth Lake': [4.1, 10649.0], 'Sylmar-Pac Intertie': [10.4, 998.0]} | 66257 | 12619 | 0.19 | 53638 | 0.81 | 24333 | 0.37 |  |  | 31420 | 0.47 | 0.26 | 353 | 0.01 | 1351 | 0.02 |  | 33602 | 0.51 | 25264 | 0.38 | 27941 | 0.42 | 38315 | 1531 | 0.02 | 64725 | 8915 | 0.13 | 57342 | 34867 | 0.53 | 31390 | 29604 | 0.45 | 36653 | 6342 | 0.1 | 59914
357 | Los Coches | SDGE Imperial | {'Santee': [4.0, 1171.0], 'El Cajon': [6.1, 1180.0], 'Alpine': [6.7, 1662.0], 'Loveland': [7.6, 1661.0], 'Pomerado': [9.6, 35.0], 'Creelman': [11.3, 508.0], 'Suncrest': [13.0, 1657.0]} | 35257 | 2163 | 0.06 | 33095 | 0.94 | 5191 | 0.15 |  |  | 16095 | 0.46 | 0.2 | 193 | 0.01 | 82 | 0 |  | 6523 | 0.19 | 28671 | 0.81 | 20667 | 0.59 | 14591 | 14435 | 0.41 | 20822 | 24228 | 0.69 | 11029 | 31280 | 0.89 | 3977 | 12912 | 0.37 | 22346 | 1141 | 0.03 | 34116
358 | Serrano | SCE Metro | {'Villa Park': [2.7, 465.0], 'Lewis': [6.4, 127.0], 'Johanna': [8.8, 348.0], 'Olinda': [11.1, 495.0], 'Santiago': [11.4, 348.0], 'Chino': [13.4, 1080.0], 'Viejo': [14.0, 224.0], 'Walnut': [15.4, 171.0], 'Mira Loma': [17.9, 105.0]} | 11954 | 1500 | 0.13 | 10454 | 0.87 | 940 | 0.08 |  |  | 9275 | 0.78 | 0.1 | 55 | 0 | 4 | 0 |  | 7458 | 0.62 | 3526 | 0.29 | 5998 | 0.5 | 5956 | 982 | 0.08 | 10972 | 3137 | 0.26 | 8817 | 8532 | 0.71 | 3422 | 6090 | 0.51 | 5864 | 1370 | 0.11 | 10585
359 | Miller | PGE GBA | {'Fink (Proposed)': [8.2, 4574.0], 'Crow Creek': [8.5, 4572.0], 'Crows Landing': [8.8, 5085.0], 'Stanislaus Resource Recovery Facility': [9.3, 4538.0], 'Quinto': [9.7, 8512.0], 'Salado': [11.9, 2972.0], 'Los Banos': [14.9, 4340.0], 'Padre Flats SW STA': [18.7, 321.0], 'New Sub - Westley - Quinto (Proposed)': [19.3, 197.0], 'Westley': [19.4, 168.0]} | 113646 | 13551 | 0.12 | 100095 | 0.88 | 41132 | 0.36 |  |  | 67157 | 0.59 | 0.08 | 16213 | 0.14 | 40719 | 0.36 |  | 58704 | 0.52 | 41 | 0 | 38406 | 0.34 | 75239 | 14028 | 0.12 | 99618 | 22961 | 0.2 | 90684 | 55774 | 0.49 | 57872 | 43600 | 0.38 | 70046 | 2799 | 0.02 | 110847
360 | Carberry | PGE NGBA | {'Burney Forest': [2.4, 41458.0], 'Burney Forest Power': [2.4, 41462.0], 'New Sub - Pit 1 - Cottonwood (Proposed)': [4.4, 30157.0], 'Cove Road': [9.2, 12545.0], 'Pit 3': [9.6, 18624.0], 'Round Mt.': [10.2, 8119.0], 'Pit 4': [10.2, 13788.0], 'James B Black': [14.8, 2704.0], 'Pit 1': [16.1, 8337.0]} | 136812 | 45647 | 0.33 | 91165 | 0.67 | 79227 | 0.58 |  |  | 54205 | 0.4 | 0.05 | 5444 | 0.04 | 94 | 0 |  | 85204 | 0.62 | 1025 | 0.01 | 67952 | 0.5 | 68860 | 6985 | 0.05 | 129827 | 6301 | 0.05 | 130512 | 70583 | 0.52 | 66229 | 31280 | 0.23 | 105532 | 10765 | 0.08 | 126047
361 | Wahtoke | PGE Fresno | {'Reedley': [4.3, 26274.0], 'McCall': [10.3, 9819.0], 'Sanger': [10.8, 8553.0], 'Kingsburg': [11.4, 12896.0], 'Orosi': [12.1, 12423.0], 'Malaga': [16.0, 2529.0], 'California Ave': [18.6, 590.0], 'Clovis': [19.3, 72.0]} | 141668 | 35154 | 0.25 | 106513 | 0.75 | 327 | 0 |  |  | 76112 | 0.54 | 0.21 | 41595 | 0.29 | 78764 | 0.56 |  | 6444 | 0.05 | 0 | 0 | 17200 | 0.12 | 124467 | 24207 | 0.17 | 117460 | 31862 | 0.22 | 109806 | 33333 | 0.24 | 108335 | 4812 | 0.03 | 136855 | 5542 | 0.04 | 136126
362 | Dos Amigos | PGE Fresno | {'Mercy Springs': [1.0, 25699.0], 'Padre Flats SW STA': [9.6, 5428.0], 'Oro Loma': [10.0, 20266.0], 'Los Banos': [13.8, 1954.0], 'Quinto': [18.8, 138.0], 'Hammonds': [18.9, 300.0]} | 149719 | 25845 | 0.17 | 123874 | 0.83 | 51383 | 0.34 |  |  | 94269 | 0.63 | 0.06 | 25096 | 0.17 | 36617 | 0.24 |  | 76980 | 0.51 | 0 | 0 | 85891 | 0.57 | 63828 | 15559 | 0.1 | 134160 | 33340 | 0.22 | 116379 | 88013 | 0.59 | 61706 | 47730 | 0.32 | 101989 | 7643 | 0.05 | 142076
363 | Guernsey | PGE Fresno | {'GWF Hanford': [3.1, 78569.0], 'Waukena': [7.5, 60677.0], 'Lemoore': [9.8, 38797.0], 'Corcoran': [9.8, 42094.0], 'Leprino': [9.9, 51008.0], 'Henrietta': [13.8, 25889.0], 'Mustang': [14.6, 21576.0], 'Kingsburg': [18.7, 1266.0]} | 161418 | 103633 | 0.64 | 57785 | 0.36 | 17028 | 0.11 |  |  | 126019 | 0.78 | 0.11 | 96275 | 0.6 | 40738 | 0.25 |  | 0 | 0 | 0 | 0 | 3389 | 0.02 | 158029 | 0 | 0 | 161418 | 16173 | 0.1 | 145245 | 18733 | 0.12 | 142685 | 674 | 0 | 160744 | 6452 | 0.04 | 154966
364 | Santa Clara | SCE Northern | {'Mandalay': [7.5, 9458.0], 'Wakefield': [8.2, 9591.0], 'Ormond Beach': [12.0, 1991.0], 'Moorpark': [16.1, 3853.0]} | 80331 | 18037 | 0.22 | 62294 | 0.78 | 18685 | 0.23 |  |  | 54316 | 0.68 | 0.15 | 5557 | 0.07 | 18089 | 0.23 |  | 0 | 0 | 0 | 0 | 21202 | 0.26 | 59129 | 5549 | 0.07 | 74782 | 9651 | 0.12 | 70681 | 29893 | 0.37 | 50438 | 28005 | 0.35 | 52326 | 4903 | 0.06 | 75428
365 | Glenn | PGE NGBA | {'Logan Creek': [17.8, 1201.0], 'Butte': [18.0, 45.0], 'Notre Dame': [18.6, 8.0]} | 166129 | 20404 | 0.12 | 145725 | 0.88 | 22232 | 0.13 |  |  | 113884 | 0.69 | 0.11 | 29203 | 0.18 | 97147 | 0.58 |  | 30958 | 0.19 | 0 | 0 | 84778 | 0.51 | 81351 | 1008 | 0.01 | 165121 | 1674 | 0.01 | 164455 | 85608 | 0.52 | 80521 | 4328 | 0.03 | 161801 | 25317 | 0.15 | 140812
366 | Kerchoff 1 | PGE Fresno | {} | 107968 | 11546 | 0.11 | 96421 | 0.89 | 7909 | 0.07 |  |  | 70652 | 0.65 | 0.13 | 8 | 0 | 0 | 0 |  | 76743 | 0.71 | 16633 | 0.15 | 58862 | 0.55 | 49106 | 36807 | 0.34 | 71161 | 35786 | 0.33 | 72182 | 87777 | 0.81 | 20190 | 51497 | 0.48 | 56471 | 3496 | 0.03 | 104471
367 | Brunswick | PGE NGBA | {'New Colgate': [10.8, 644.0], 'Colgate': [10.8, 644.0], 'Higgins': [13.4, 4070.0], 'Drum 1': [14.4, 3044.0]} | 74672 | 10688 | 0.14 | 63984 | 0.86 | 13 | 0 |  |  | 19979 | 0.27 | 0.32 | 716 | 0.01 | 552 | 0.01 |  | 50737 | 0.68 | 22693 | 0.3 | 55130 | 0.74 | 19542 | 12991 | 0.17 | 61681 | 18993 | 0.25 | 55680 | 63053 | 0.84 | 11619 | 4882 | 0.07 | 69790 | 2434 | 0.03 | 72238
368 | Tejon | PGE Kern | {'Wheeler Ridge': [4.9, 5067.0], 'Pastoria': [8.6, 1533.0], 'Lakeview': [9.7, 2942.0], 'Old River': [15.5, 2228.0], 'Grimmway-Malaga': [16.7, 2148.0], 'Copus': [18.9, 76.0], 'Midway - Wheeler Ridge (Proposed)': [19.0, 76.0], 'Panama': [19.5, 383.0], 'Lamont': [20.0, 91.0], 'Unknown - 3327': [20.0, 97.0]} | 130261 | 5067 | 0.04 | 125194 | 0.96 | 16712 | 0.13 |  |  | 110350 | 0.85 | 0.07 | 9861 | 0.08 | 81900 | 0.63 |  | 27270 | 0.21 | 62 | 0 | 40705 | 0.31 | 89557 | 35937 | 0.28 | 94324 | 44031 | 0.34 | 86231 | 61138 | 0.47 | 69123 | 6160 | 0.05 | 124101 | 1923 | 0.01 | 128338
369 | Bakersfield | PGE Kern | {'West Park': [2.2, 13842.0], 'Casaloma': [2.8, 8306.0], 'Columbus': [3.7, 11752.0], 'Kern Oil': [3.8, 13377.0], 'Rosedale': [4.2, 11619.0], 'Sycamore': [4.6, 14327.0], 'Magunden': [5.0, 6036.0], 'Kern Power': [5.2, 10151.0], 'Stockdale': [6.0, 5556.0], 'Cal Water': [6.3, 10487.0], 'Panama': [6.4, 5553.0], '7th Standard': [8.0, 10335.0], 'Tevis': [8.4, 3941.0], 'Renfro': [8.9, 5612.0], 'Unknown - 3327': [10.1, 5995.0], 'Lamont': [10.2, 5989.0], 'Lerdo': [11.4, 10722.0], 'Mt Poso': [11.8, 11171.0], 'Poso Mt.': [12.2, 9980.0], 'Grimmway-Malaga': [12.6, 6010.0], 'Old River': [13.6, 2222.0], 'Rio Bravo': [14.8, 1951.0], 'Tupman': [15.1, 225.0], 'Norco': [18.5, 18.0], 'Famoso': [18.8, 2035.0], 'Shafter': [19.6, 16.0]} | 83350 | 18802 | 0.23 | 64549 | 0.77 | 862 | 0.01 |  |  | 67905 | 0.81 | 0.21 | 4560 | 0.05 | 26461 | 0.32 |  | 17953 | 0.22 | 0 | 0 | 36559 | 0.44 | 46792 | 8444 | 0.1 | 74906 | 17272 | 0.21 | 66078 | 41386 | 0.5 | 41965 | 4428 | 0.05 | 78922 | 918 | 0.01 | 82432
370 | Drum | PGE NGBA | {'Brunswick': [14.4, 3044.0]} | 70344 | 33399 | 0.47 | 36945 | 0.53 | 16826 | 0.24 |  |  | 42197 | 0.6 | 0.1 | 0 | 0 | 0 | 0 |  | 17174 | 0.24 | 52630 | 0.75 | 14065 | 0.2 | 56278 | 9790 | 0.14 | 60553 | 5005 | 0.07 | 65339 | 24326 | 0.35 | 46017 | 14634 | 0.21 | 55709 | 953 | 0.01 | 69391
371 | El Nido (SCE) | SCE Metro | {'Chevmain': [1.8, 60.0], 'La Fresa': [2.9, 62.0], 'El Segundo': [3.0, 58.0], 'Redondo': [3.4, 63.0], 'Windsor': [7.0, 19.0], 'La Cienega': [7.3, 19.0], 'Arcogen': [9.2, 36.0]} | 258 | 62 | 0.24 | 196 | 0.76 | 10 | 0.04 |  |  | 34 | 0.13 | 0.26 | 0 | 0 | 0 | 0 |  | 0 | 0 | 0 | 0 | 10 | 0.04 | 248 | 100 | 0.39 | 158 | 174 | 0.67 | 85 | 184 | 0.71 | 75 | 0 | 0 | 258 | 1 | 0 | 258
372 | Monserate | SDGE Imperial | {'Avocado': [3.9, 6260.0], 'Pendleton': [5.9, 1178.0], 'Pala': [7.3, 8415.0], 'Melrose': [8.6, 1583.0], 'Ocean Ranch': [8.9, 1359.0], 'San Luis Rey': [10.0, 1320.0], 'Lilac': [10.1, 6945.0], 'Shadowridge': [13.0, 1211.0], 'San Marcos': [14.1, 640.0], 'Valley Center': [14.2, 5644.0], 'Cannon': [14.4, 128.0], 'Encina': [14.5, 85.0], 'Palomar Airport': [14.6, 104.0], 'Escondido': [15.7, 636.0]} | 54882 | 9178 | 0.17 | 45704 | 0.83 | 0 | 0 |  |  | 10190 | 0.19 | 0.39 | 15464 | 0.28 | 2645 | 0.05 |  | 24484 | 0.45 | 12968 | 0.24 | 38225 | 0.7 | 16657 | 8135 | 0.15 | 46747 | 19594 | 0.36 | 35287 | 41771 | 0.76 | 13111 | 3857 | 0.07 | 51025 | 4031 | 0.07 | 50851
373 | Richmond R | PGE GBA | {'Standard Oil 2': [2.2, 4496.0], 'Standard Oil': [2.2, 4502.0], 'El Cerrito G': [3.7, 5285.0], 'San Pablo': [4.5, 3846.0], 'Sobrante': [8.9, 3561.0], 'Oakland L': [9.7, 1999.0], 'Oakland C': [10.1, 1835.0], 'Christie': [10.2, 2002.0], 'Oakland X': [11.3, 1367.0], 'Potrero': [11.9, 2251.0], 'SAN FRAN A (POTRERO PP)': [11.9, 2263.0], 'Moraga': [12.5, 1145.0], 'Carquinez': [13.2, 1833.0], 'Alhambra': [13.8, 1740.0], 'Ignacio': [14.0, 279.0], 'Oakland J': [14.1, 1170.0], 'Martinez': [15.0, 1711.0], 'Martin': [15.7, 1143.0], 'Edes': [16.2, 954.0], 'Bahia': [16.5, 1711.0], 'Parkway': [17.1, 1697.0]} | 18408 | 5511 | 0.3 | 12897 | 0.7 | 2595 | 0.14 |  |  | 8593 | 0.47 | 0.38 | 128 | 0.01 | 10 | 0 |  | 5526 | 0.3 | 0 | 0 | 3581 | 0.19 | 14827 | 11150 | 0.61 | 7258 | 12591 | 0.68 | 5818 | 12591 | 0.68 | 5818 | 2309 | 0.13 | 16099 | 1149 | 0.06 | 17259
374 | Storey | PGE Fresno | {'Madera': [4.3, 18118.0], 'Borden': [5.0, 14083.0], 'Gregg': [11.1, 10172.0], 'Herndon': [11.4, 10114.0], 'Biola': [14.0, 6249.0], 'Fig Garden': [14.8, 7943.0], 'Figarden': [14.8, 7944.0], 'Chowchilla': [15.3, 8112.0], 'Dairyland': [16.3, 3609.0], 'Woodward': [16.6, 3354.0], 'Ashlan': [17.4, 5273.0], 'Newhall': [18.1, 342.0], 'Bullard': [18.3, 2260.0], 'Le Grand': [19.2, 168.0]} | 152877 | 22999 | 0.15 | 129878 | 0.85 | 17826 | 0.12 |  |  | 118005 | 0.77 | 0.13 | 57112 | 0.37 | 57673 | 0.38 |  | 71460 | 0.47 | 0 | 0 | 48926 | 0.32 | 103951 | 60025 | 0.39 | 92853 | 69480 | 0.45 | 83398 | 90871 | 0.59 | 62006 | 17868 | 0.12 | 135010 | 26982 | 0.18 | 125895
375 | Alpine | SDGE Imperial | {'Loveland': [2.1, 3784.0], 'Suncrest': [6.3, 3908.0], 'Los Coches': [6.7, 1662.0], 'Santee': [10.5, 1171.0], 'El Cajon': [10.8, 1441.0], 'Creelman': [13.7, 10.0], 'Spring Valley': [13.8, 261.0], 'Salt Creek': [15.2, 261.0], 'Miguel': [15.2, 261.0], 'Otay Mesa': [18.9, 223.0]} | 55514 | 4171 | 0.08 | 51342 | 0.92 | 12588 | 0.23 |  |  | 23772 | 0.43 | 0.17 | 263 | 0 | 61 | 0 |  | 8535 | 0.15 | 46867 | 0.84 | 18874 | 0.34 | 36640 | 13667 | 0.25 | 41846 | 32971 | 0.59 | 22543 | 38913 | 0.7 | 16600 | 28039 | 0.51 | 27475 | 1868 | 0.03 | 53646
376 | Sobrante | PGE GBA | {'Moraga': [4.8, 1050.0], 'El Cerrito G': [5.2, 4805.0], 'Christie': [6.8, 3876.0], 'Oakland X': [7.1, 1092.0], 'Rossmoor': [7.5, 4.0], 'Oakland L': [7.5, 1620.0], 'Alhambra': [7.5, 3614.0], 'Lakewood': [8.2, 248.0], 'Oakland C': [8.5, 1456.0], 'Richmond R': [8.9, 3561.0], 'San Pablo': [8.9, 4692.0], 'Martinez': [9.1, 3585.0], 'Meadow Lane': [9.3, 1263.0], 'Oakland J': [9.9, 973.0], 'Standard Oil 2': [10.6, 3018.0], 'Standard Oil': [10.6, 3026.0], 'Edes': [11.6, 775.0], 'Bahia': [12.8, 3585.0], 'Carquinez': [13.1, 3707.0], 'San Leandro U': [14.0, 94.0], 'Potrero': [14.2, 1034.0], 'SAN FRAN A (POTRERO PP)': [14.2, 1036.0], 'Parkway': [16.2, 3552.0], 'Grant': [16.5, 67.0], 'Martin': [17.8, 722.0]} | 26866 | 5513 | 0.21 | 21353 | 0.79 | 4306 | 0.16 |  |  | 15781 | 0.59 | 0.28 | 197 | 0.01 | 26 | 0 |  | 15363 | 0.57 | 0 | 0 | 8480 | 0.32 | 18386 | 15209 | 0.57 | 11657 | 20598 | 0.77 | 6268 | 21039 | 0.78 | 5827 | 5242 | 0.2 | 21624 | 714 | 0.03 | 26153
377 | San Marcos | SDGE Imperial | {'Shadowridge': [2.5, 1411.0], 'Escondido': [4.6, 1457.0], 'Palomar Airport': [5.2, 665.0], 'Melrose': [6.3, 1226.0], 'Cannon': [7.8, 274.0], 'Encina': [8.0, 215.0], 'Ocean Ranch': [8.0, 694.0], 'Artesian': [8.3, 563.0], 'San Luis Rey': [9.8, 606.0], 'Lilac': [10.8, 902.0], 'North City Metering': [11.9, 385.0], 'Valley Center': [12.5, 740.0], 'Chicarita': [12.9, 456.0], 'Monserate': [14.1, 640.0], 'Penasquitos': [14.6, 11.0], 'Pendleton': [14.8, 310.0], 'Scripps': [15.9, 8.0], 'Pomerado': [16.1, 8.0], 'Pala': [16.5, 550.0], 'Sycamore Canyon': [17.5, 8.0], 'Avocado': [17.9, 236.0]} | 13781 | 1461 | 0.11 | 12319 | 0.89 | 6 | 0 |  |  | 2242 | 0.16 | 0.44 | 2308 | 0.17 | 281 | 0.02 |  | 4105 | 0.3 | 582 | 0.04 | 8537 | 0.62 | 5244 | 2156 | 0.16 | 11625 | 4937 | 0.36 | 8844 | 10461 | 0.76 | 3319 | 1226 | 0.09 | 12555 | 802 | 0.06 | 12978
378 | Fink | PGE Fresno | {'Crow Creek': [0.4, 9527.0], 'Stanislaus Resource Recovery Facility': [1.1, 9477.0], 'Crows Landing': [3.1, 9529.0], 'Salado': [3.7, 7355.0], 'Miller': [8.2, 4574.0], 'New Sub - Westley - Quinto (Proposed)': [11.3, 1896.0], 'Westley': [15.0, 356.0], 'Quinto': [17.8, 32.0]} | 140492 | 9526 | 0.07 | 130966 | 0.93 | 42410 | 0.3 |  |  | 84211 | 0.6 | 0.1 | 13617 | 0.1 | 56392 | 0.4 |  | 65581 | 0.47 | 5301 | 0.04 | 67945 | 0.48 | 72547 | 17797 | 0.13 | 122695 | 29384 | 0.21 | 111108 | 83199 | 0.59 | 57293 | 51480 | 0.37 | 89012 | 4674 | 0.03 | 135818
379 | La Cienega | SCE Metro | {'Windsor': [1.1, 64.0], 'El Segundo': [6.9, 21.0], 'Chevmain': [7.0, 21.0], 'El Nido': [7.3, 19.0], 'La Fresa': [9.5, 15.0], 'Redondo': [10.6, 15.0], 'Arcogen': [14.9, 10.0], 'Eagle Rock': [15.2, 3.0], 'Gould': [18.8, 3.0]} | 489 | 307 | 0.63 | 183 | 0.37 | 54 | 0.11 |  |  | 94 | 0.19 | 0.13 | 0 | 0 | 0 | 0 |  | 51 | 0.1 | 309 | 0.63 | 0 | 0 | 489 | 100 | 0.21 | 389 | 105 | 0.21 | 385 | 105 | 0.21 | 385 | 17 | 0.03 | 473 | 59 | 0.12 | 430
380 | Pittsburg | PGE GBA | {'Kirker': [1.2, 14470.0], 'GWF 2': [2.4, 16286.0], 'Collinsville': [4.5, 16143.0], 'Contra Costa': [6.7, 14820.0], 'Birds Landing': [7.1, 15143.0], 'Contra Costa PP': [7.4, 16346.0], 'Clayton': [7.5, 1257.0], 'Shiloh III': [9.6, 15012.0], 'Lone Tree': [9.7, 2595.0], 'Meadow Lane': [9.8, 711.0], 'Martinez': [12.0, 282.0], 'Lakewood': [12.5, 701.0], 'Alhambra': [13.0, 126.0], 'Lambie Energy': [13.0, 13269.0], 'Lambie': [13.0, 13270.0], 'Bahia': [13.4, 128.0], 'Brentwood': [14.4, 983.0], 'Christie': [17.0, 118.0]} | 47891 | 16687 | 0.35 | 31203 | 0.65 | 11667 | 0.24 |  |  | 34485 | 0.72 | 0.06 | 16072 | 0.34 | 6 | 0 |  | 30178 | 0.63 | 0 | 0 | 11574 | 0.24 | 36317 | 22740 | 0.47 | 25150 | 18472 | 0.39 | 29419 | 26919 | 0.56 | 20971 | 2904 | 0.06 | 44986 | 11579 | 0.24 | 36311
381 | Morro Bay | PGE Kern | {'Diablo Canyon': [11.0, 217.0], 'San Luis Obispo': [14.7, 30.0], 'Templeton': [16.0, 356.0]} | 48612 | 617 | 0.01 | 47995 | 0.99 | 12753 | 0.26 |  |  | 32997 | 0.68 | 0.1 | 857 | 0.02 | 1114 | 0.02 |  | 44491 | 0.92 | 1960 | 0.04 | 26976 | 0.55 | 21636 | 13162 | 0.27 | 35450 | 20714 | 0.43 | 27899 | 37965 | 0.78 | 10647 | 31613 | 0.65 | 16999 | 4034 | 0.08 | 44579
382 | Contra Costa | PGE GBA | {'Contra Costa PP': [1.6, 16709.0], 'Lone Tree': [3.9, 3653.0], 'GWF 2': [4.4, 15908.0], 'Collinsville': [6.3, 15317.0], 'Pittsburg': [6.7, 14820.0], 'Kirker': [6.8, 13781.0], 'Brentwood': [8.0, 2032.0], 'Birds Landing': [9.1, 14349.0], 'Clayton': [10.8, 1169.0], 'Shiloh III': [12.3, 13742.0], 'Meadow Lane': [14.8, 583.0], 'Tassajara': [15.5, 285.0], 'Windmaster': [15.8, 116.0], 'Lakewood': [16.1, 583.0], 'Lambie Energy': [16.1, 11875.0], 'Lambie': [16.1, 11876.0], 'Martinez': [18.1, 154.0], 'Grand Island': [19.2, 220.0]} | 60611 | 16692 | 0.28 | 43919 | 0.72 | 9178 | 0.15 |  |  | 42649 | 0.7 | 0.09 | 16199 | 0.27 | 6106 | 0.1 |  | 32458 | 0.54 | 0 | 0 | 13025 | 0.21 | 47586 | 30075 | 0.5 | 30536 | 28315 | 0.47 | 32295 | 31832 | 0.53 | 28779 | 6566 | 0.11 | 54045 | 8872 | 0.15 | 51739
383 | New Sub - Gates - Templeton (Proposed) | PGE Kern | {'New Sub - Gates - Templeton (Proposed)': [0.0, 20113.0], 'Avenal': [6.9, 17789.0], 'Gates': [8.5, 14604.0], 'Cal Flats': [13.3, 402.0]} | 137470 | 20124 | 0.15 | 117346 | 0.85 | 50652 | 0.37 |  |  | 85085 | 0.62 | 0.06 | 20466 | 0.15 | 34304 | 0.25 |  | 45403 | 0.33 | 0 | 0 | 75997 | 0.55 | 61473 | 7216 | 0.05 | 130254 | 26745 | 0.19 | 110725 | 88975 | 0.65 | 48495 | 42594 | 0.31 | 94876 | 1127 | 0.01 | 136343
384 | Hinson | SCE Metro | {'Arcogen': [1.2, 2125.0], 'Harborgen': [2.8, 2127.0], 'Long Beach': [3.7, 2127.0], 'Lighthipe': [5.0, 1814.0], 'La Fresa': [7.2, 466.0], 'Del Amo': [7.4, 1888.0], 'Alamitos': [8.0, 2095.0], 'Redondo': [9.7, 1.0], 'Barre': [13.8, 2.0], 'Huntington Beach': [18.5, 2.0], 'Ellis': [18.5, 2.0]} | 5248 | 2113 | 0.4 | 3135 | 0.6 | 974 | 0.19 |  |  | 2855 | 0.54 | 0.36 | 0 | 0 | 0 | 0 |  | 0 | 0 | 0 | 0 | 0 | 0 | 5248 | 228 | 0.04 | 5020 | 3102 | 0.59 | 2147 | 3102 | 0.59 | 2147 | 0 | 0 | 5248 | 9 | 0 | 5240
385 | Chicarita | SDGE Imperial | {'Scripps': [3.3, 315.0], 'Pomerado': [4.5, 503.0], 'Artesian': [4.6, 952.0], 'Sycamore Canyon': [5.3, 503.0], 'North City Metering': [6.5, 457.0], 'Penasquitos': [6.9, 103.0], 'Escondido': [11.6, 950.0], 'San Marcos': [12.9, 456.0], 'Shadowridge': [14.7, 448.0], 'Creelman': [15.3, 382.0], 'Palomar Airport': [15.4, 448.0], 'Cannon': [17.9, 162.0], 'Encina': [18.0, 131.0], 'Melrose': [19.1, 269.0]} | 15160 | 943 | 0.06 | 14218 | 0.94 | 27 | 0 |  |  | 5179 | 0.34 | 0.26 | 762 | 0.05 | 64 | 0 |  | 6925 | 0.46 | 5595 | 0.37 | 8612 | 0.57 | 6548 | 8397 | 0.55 | 6763 | 8024 | 0.53 | 7136 | 13175 | 0.87 | 1985 | 1861 | 0.12 | 13299 | 721 | 0.05 | 14439
386 | Mendocino | PGE NGBA | {'Calpella': [3.7, 13018.0], 'Ukiah': [7.5, 9346.0]} | 91659 | 15135 | 0.17 | 76524 | 0.83 | 1085 | 0.01 |  |  | 73074 | 0.8 | 0.12 | 2309 | 0.03 | 6911 | 0.08 |  | 49816 | 0.54 | 4099 | 0.04 | 33617 | 0.37 | 58042 | 27924 | 0.3 | 63735 | 37827 | 0.41 | 53832 | 58798 | 0.64 | 32861 | 43486 | 0.47 | 48173 | 1511 | 0.02 | 90147
387 | Delevan | PGE NGBA | {'Logan Creek': [11.9, 9509.0], 'Cortina': [17.4, 728.0]} | 167453 | 19308 | 0.12 | 148145 | 0.88 | 69108 | 0.41 |  |  | 91500 | 0.55 | 0.06 | 44205 | 0.26 | 41287 | 0.25 |  | 61445 | 0.37 | 21195 | 0.13 | 53871 | 0.32 | 113582 | 18199 | 0.11 | 149254 | 54691 | 0.33 | 112762 | 101267 | 0.6 | 66186 | 76862 | 0.46 | 90590 | 4949 | 0.03 | 162504
388 | Pastoria | SCE Northern | {'Tejon': [8.6, 1533.0], 'Wheeler Ridge': [13.0, 1533.0], 'Lakeview': [18.2, 201.0]} | 79239 | 1533 | 0.02 | 77707 | 0.98 | 20489 | 0.26 |  |  | 54573 | 0.69 | 0.07 | 4152 | 0.05 | 27353 | 0.35 |  | 39805 | 0.5 | 4792 | 0.06 | 49231 | 0.62 | 30008 | 35540 | 0.45 | 43699 | 36574 | 0.46 | 42665 | 54753 | 0.69 | 24486 | 20151 | 0.25 | 59089 | 1303 | 0.02 | 77937
389 | Tortilla | SCE NOL | {'Sandlot': [17.9, 3345.0]} | 43898 | 3651 | 0.08 | 40247 | 0.92 | 65 | 0 |  |  | 25974 | 0.59 | 0.24 | 3 | 0 | 34 | 0 |  | 0 | 0 | 0 | 0 | 30290 | 0.69 | 13608 | 26232 | 0.6 | 17666 | 14339 | 0.33 | 29559 | 38216 | 0.87 | 5682 | 20473 | 0.47 | 23425 | 1333 | 0.03 | 42565
390 | Cooley Landing | PGE GBA | {'Ravenswood': [1.5, 158.0], 'Menlo': [5.0, 150.0], 'Whisman': [5.8, 60.0], 'Dumbarton': [6.9, 100.0], 'Mountain View': [7.1, 49.0], 'Newark': [7.9, 6.0], 'Jefferson': [8.7, 146.0], 'Nortech': [9.9, 6.0], 'Fremont': [10.2, 6.0], 'Eastshore': [10.6, 56.0], 'Monta Vista': [10.8, 40.0], 'Los Esteros': [11.1, 6.0], 'Mt Eden': [11.1, 27.0], 'Mt. Eden': [11.1, 27.0], 'Dixon Landing': [11.3, 6.0], 'Scott': [11.6, 6.0], 'Trimble': [12.7, 6.0], 'Grant': [13.9, 6.0], 'FMC': [14.3, 2.0], 'Burlingame': [15.2, 40.0], 'Castro Valley': [15.6, 6.0], 'San Leandro U': [16.5, 6.0], 'Millbrae': [17.1, 18.0], 'Edes': [18.8, 4.0]} | 5526 | 154 | 0.03 | 5371 | 0.97 | 520 | 0.09 |  |  | 1448 | 0.26 | 0.81 | 27 | 0 | 8 | 0 |  | 0 | 0 | 0 | 0 | 1929 | 0.35 | 3597 | 4010 | 0.73 | 1516 | 4718 | 0.85 | 808 | 4906 | 0.89 | 620 | 483 | 0.09 | 5042 | 1088 | 0.2 | 4437
391 | Cielo Azul | SCE Arizona | {} | 91831 | 64621 | 0.7 | 27210 | 0.3 | 0 | 0 |  |  | 0 | 0 | 0 | 0 | 0 | 0 | 0 |  | 0 | 0 | 0 | 0 | 0 | 0 | 91831 | 0 | 0 | 91831 | 0 | 0 | 91831 | 0 | 0 | 91831 | 0 | 0 | 91831 | 0 | 0 | 91831
392 | Sycamore | PGE Kern | {'Kern Oil': [1.9, 24282.0], 'Bakersfield': [4.6, 14327.0], 'Columbus': [4.7, 9951.0], 'Cal Water': [5.4, 9728.0], 'West Park': [6.1, 10174.0], 'Rosedale': [7.2, 9711.0], 'Magunden': [7.4, 3156.0], 'Casaloma': [7.4, 3913.0], 'Poso Mt.': [7.7, 23125.0], 'Kern Power': [7.8, 9405.0], '7th Standard': [7.9, 16955.0], 'Mt Poso': [8.2, 24602.0], 'Lerdo': [9.6, 20294.0], 'Stockdale': [10.3, 1979.0], 'Renfro': [10.7, 5276.0], 'Panama': [11.0, 1527.0], 'Tevis': [12.1, 2094.0], 'Unknown - 3327': [12.9, 3156.0], 'Lamont': [13.0, 3156.0], 'Rio Bravo': [15.1, 2535.0], 'Grimmway-Malaga': [16.0, 3156.0], 'Famoso': [16.0, 8688.0], 'Tupman': [17.1, 126.0], 'Old River': [18.0, 43.0], 'Shafter': [18.8, 280.0]} | 112041 | 27757 | 0.25 | 84284 | 0.75 | 15123 | 0.13 |  |  | 87572 | 0.78 | 0.13 | 1822 | 0.02 | 15645 | 0.14 |  | 55775 | 0.5 | 0 | 0 | 67241 | 0.6 | 44800 | 12971 | 0.12 | 99070 | 20971 | 0.19 | 91070 | 67290 | 0.6 | 44751 | 21816 | 0.19 | 90225 | 2514 | 0.02 | 109527
393 | Valley Switch | SCE EOP | {'Valley (VEA)': [4.9, 77671.0], 'Lathrop': [9.4, 40509.0], 'Jackass (DOE)': [17.7, 368.0]} | 97343 | 78665 | 0.81 | 18678 | 0.19 | 2858 | 0.03 |  |  | 0 | 0 | 0.01 | 0 | 0 | 0 | 0 |  | 0 | 0 | 0 | 0 | 0 | 0 | 97343 | 0 | 0 | 97343 | 0 | 0 | 97343 | 0 | 0 | 97343 | 2866 | 0.03 | 94476 | 23 | 0 | 97320
394 | Hartley | PGE NGBA | {'Hopland': [10.8, 5996.0], 'Konocti': [14.4, 3099.0], 'Ukiah': [14.5, 269.0], 'Redbud': [14.8, 687.0], 'Calpella': [16.2, 269.0], 'Eagle Rock': [18.5, 1192.0], 'Lake View': [19.4, 217.0]} | 60906 | 16314 | 0.27 | 44592 | 0.73 | 2735 | 0.04 |  |  | 38005 | 0.62 | 0.13 | 5182 | 0.09 | 6726 | 0.11 |  | 27697 | 0.45 | 27218 | 0.45 | 29711 | 0.49 | 31195 | 8212 | 0.13 | 52694 | 20177 | 0.33 | 40729 | 38365 | 0.63 | 22541 | 9796 | 0.16 | 51110 | 1366 | 0.02 | 59540
395 | Copus | PGE Kern | {'Midway - Wheeler Ridge (Proposed)': [2.0, 17945.0], 'Lakeview': [10.0, 12101.0], 'Elk Hills': [10.7, 5846.0], 'Taft': [11.8, 927.0], 'Old River': [12.8, 9539.0], 'Norco': [13.5, 2496.0], 'Wheeler Ridge': [17.0, 2486.0], 'Tevis': [17.8, 1085.0], 'Tejon': [18.9, 76.0], 'Stockdale': [19.6, 476.0]} | 124055 | 19529 | 0.16 | 104526 | 0.84 | 21890 | 0.18 |  |  | 99751 | 0.8 | 0.06 | 36441 | 0.29 | 53767 | 0.43 |  | 11568 | 0.09 | 0 | 0 | 24836 | 0.2 | 99219 | 40346 | 0.33 | 83709 | 56592 | 0.46 | 67463 | 70626 | 0.57 | 53429 | 6592 | 0.05 | 117463 | 837 | 0.01 | 123218
396 | Bay Boulevard | SDGE Imperial | {'Imperial Beach': [1.7, 421.0], 'Otay': [2.3, 180.0], 'Telegraph Canyon': [5.0, 171.0], 'San Ysidro': [5.1, 158.0], 'Silvergate': [6.6, 701.0], 'Salt Creek': [8.1, 132.0], 'Miguel': [8.1, 146.0], 'Vine': [10.3, 698.0], 'Spring Valley': [10.5, 69.0], 'Otay Mesa': [10.9, 6.0], 'Point Loma': [12.2, 695.0], 'Old Town': [12.3, 695.0], 'Mission': [12.4, 694.0], 'Murray': [13.3, 3.0], 'Elliot': [14.4, 506.0], 'Elliott': [14.4, 509.0], 'Kearny': [15.7, 516.0], 'Mesa Heights': [15.8, 516.0]} | 9076 | 692 | 0.08 | 8385 | 0.92 | 2596 | 0.29 |  |  | 2890 | 0.32 | 0.23 | 0 | 0 | 0 | 0 |  | 2297 | 0.25 | 0 | 0 | 103 | 0.01 | 8973 | 4949 | 0.55 | 4128 | 8315 | 0.92 | 762 | 8331 | 0.92 | 745 | 798 | 0.09 | 8278 | 622 | 0.07 | 8454
397 | Mission | SDGE Imperial | {'Kearny': [3.4, 832.0], 'Mesa Heights': [3.4, 833.0], 'Old Town': [3.4, 1059.0], 'Elliot': [3.6, 758.0], 'Elliott': [3.6, 760.0], 'Vine': [4.0, 1059.0], 'Silvergate': [6.2, 1016.0], 'Point Loma': [6.3, 1059.0], 'Murray': [6.6, 3.0], 'Spring Valley': [8.4, 69.0], 'Penasquitos': [10.5, 56.0], 'Miguel': [11.5, 140.0], 'Salt Creek': [11.6, 127.0], 'Telegraph Canyon': [12.3, 158.0], 'Bay Boulevard': [12.4, 694.0], 'North City Metering': [13.0, 42.0], 'Otay': [13.9, 167.0], 'Imperial Beach': [14.1, 408.0], 'San Ysidro': [16.7, 145.0]} | 6007 | 1038 | 0.17 | 4968 | 0.83 | 2761 | 0.46 |  |  | 612 | 0.1 | 0.24 | 0 | 0 | 0 | 0 |  | 783 | 0.13 | 0 | 0 | 833 | 0.14 | 5174 | 1573 | 0.26 | 4434 | 4091 | 0.68 | 1916 | 4899 | 0.82 | 1108 | 63 | 0.01 | 5944 | 113 | 0.02 | 5894
398 | Eight Mile | PGE GBA | {'Lodi': [2.1, 4799.0], 'Stagg': [4.9, 3763.0], 'Stockton A': [9.1, 2319.0], 'Weber': [12.2, 746.0], 'Lockeford': [12.4, 3595.0], 'French Camp': [13.2, 95.0], 'Live Oak': [15.4, 1092.0]} | 123846 | 5326 | 0.04 | 118519 | 0.96 | 20534 | 0.17 |  |  | 70712 | 0.57 | 0.13 | 12866 | 0.1 | 89961 | 0.73 |  | 0 | 0 | 0 | 0 | 16074 | 0.13 | 107771 | 28988 | 0.23 | 94857 | 32267 | 0.26 | 91578 | 39117 | 0.32 | 84729 | 0 | 0 | 123846 | 7783 | 0.06 | 116062
399 | Valley Center | SDGE Imperial | {'Lilac': [4.2, 28274.0], 'Escondido': [9.2, 8735.0], 'Pala': [10.2, 18778.0], 'San Marcos': [12.5, 740.0], 'Melrose': [13.6, 912.0], 'Shadowridge': [14.1, 689.0], 'Monserate': [14.2, 5644.0], 'Ocean Ranch': [15.9, 527.0], 'Avocado': [16.5, 2780.0], 'Palomar Airport': [17.2, 38.0], 'Creelman': [17.6, 144.0], 'San Luis Rey': [18.2, 439.0], 'Pendleton': [19.0, 193.0], 'Cannon': [19.2, 24.0], 'Encina': [19.4, 8.0]} | 92749 | 28899 | 0.31 | 63850 | 0.69 | 9845 | 0.11 |  |  | 31685 | 0.34 | 0.31 | 14731 | 0.16 | 4084 | 0.04 |  | 38304 | 0.41 | 41460 | 0.45 | 40909 | 0.44 | 51840 | 5882 | 0.06 | 86867 | 14650 | 0.16 | 78099 | 46625 | 0.5 | 46123 | 29641 | 0.32 | 63107 | 7802 | 0.08 | 84946
400 | Wilson | PGE Fresno | {'Merced': [4.6, 11505.0], 'Le Grand': [10.5, 8281.0], 'Atwater': [12.2, 564.0], 'El Nido': [12.6, 8498.0], 'Chowchilla': [14.8, 744.0], 'Dairyland': [17.3, 904.0]} | 134770 | 11977 | 0.09 | 122793 | 0.91 | 31370 | 0.23 |  |  | 87593 | 0.65 | 0.1 | 55095 | 0.41 | 36516 | 0.27 |  | 33110 | 0.25 | 0 | 0 | 74414 | 0.55 | 60356 | 67196 | 0.5 | 67573 | 71185 | 0.53 | 63585 | 106810 | 0.79 | 27960 | 22298 | 0.17 | 112472 | 28860 | 0.21 | 105910
401 | Donnells-Curtis | PGE GBA | {'Mi-Wuk': [16.7, 1534.0], 'Stanislaus': [19.6, 58.0]} | 99854 | 47781 | 0.48 | 52073 | 0.52 | 77369 | 0.77 |  |  | 21389 | 0.21 | 0.04 | 0 | 0 | 0 | 0 |  | 19337 | 0.19 | 69967 | 0.7 | 2202 | 0.02 | 97652 | 5286 | 0.05 | 94568 | 16274 | 0.16 | 83580 | 18727 | 0.19 | 81126 | 40548 | 0.41 | 59306 | 2426 | 0.02 | 97428
402 | Lee Lake (Proposed) | SCE Eastern | {'Alberhill': [2.4, 5263.0], 'Wildlife': [14.7, 47.0], 'Rerc': [14.7, 47.0], 'Valley': [16.8, 1441.0]} | 29800 | 5253 | 0.18 | 24547 | 0.82 | 5224 | 0.18 |  |  | 8628 | 0.29 | 0.3 | 642 | 0.02 | 93 | 0 |  | 16860 | 0.57 | 8529 | 0.29 | 11232 | 0.38 | 18568 | 7072 | 0.24 | 22728 | 14024 | 0.47 | 15776 | 22043 | 0.74 | 7757 | 9854 | 0.33 | 19946 | 3184 | 0.11 | 26616
403 | Orosi | PGE Fresno | {'Reedley': [8.0, 20382.0], 'Wahtoke': [12.1, 12423.0], 'Rector': [16.7, 6791.0], 'Kingsburg': [18.7, 945.0]} | 151072 | 28699 | 0.19 | 122373 | 0.81 | 18827 | 0.12 |  |  | 95215 | 0.63 | 0.15 | 55732 | 0.37 | 38635 | 0.26 |  | 25986 | 0.17 | 0 | 0 | 64184 | 0.42 | 86888 | 39298 | 0.26 | 111774 | 55557 | 0.37 | 95515 | 97986 | 0.65 | 53086 | 39781 | 0.26 | 111291 | 4360 | 0.03 | 146712
404 | Ukiah | PGE NGBA | {'Calpella': [3.8, 11093.0], 'Mendocino': [7.5, 9346.0], 'Hopland': [13.2, 2967.0], 'Hartley': [14.5, 269.0]} | 71671 | 12750 | 0.18 | 58921 | 0.82 | 918 | 0.01 |  |  | 61369 | 0.86 | 0.11 | 1308 | 0.02 | 4378 | 0.06 |  | 46866 | 0.65 | 10308 | 0.14 | 11927 | 0.17 | 59744 | 28792 | 0.4 | 42879 | 36299 | 0.51 | 35372 | 44261 | 0.62 | 27410 | 36341 | 0.51 | 35330 | 1222 | 0.02 | 70449
405 | New Sub - Gates - Midway (Proposed) | PGE Kern | {'Arco': [8.6, 17631.0], 'Goose Lake': [15.8, 3292.0]} | 173613 | 41788 | 0.24 | 131825 | 0.76 | 46049 | 0.27 |  |  | 120414 | 0.69 | 0.07 | 36157 | 0.21 | 41644 | 0.24 |  | 57112 | 0.33 | 0 | 0 | 96387 | 0.56 | 77225 | 10830 | 0.06 | 162782 | 28704 | 0.17 | 144909 | 104257 | 0.6 | 69356 | 8133 | 0.05 | 165480 | 15309 | 0.09 | 158303
406 | Humboldt | PGE NGBA | {'Harris': [1.0, 19708.0], 'Humboldt Bay': [5.9, 10848.0], 'Arcata': [6.0, 7776.0]} | 66654 | 20679 | 0.31 | 45975 | 0.69 | 24579 | 0.37 |  |  | 28902 | 0.43 | 0.12 | 0 | 0 | 0 | 0 |  | 0 | 0 | 0 | 0 | 3390 | 0.05 | 63264 | 28151 | 0.42 | 38503 | 34528 | 0.52 | 32125 | 35860 | 0.54 | 30794 | 16341 | 0.25 | 50313 | 7388 | 0.11 | 59265
407 | Chowchilla | PGE Fresno | {'Chowchilla': [0.0, 52001.0], 'Le Grand': [4.7, 26384.0], 'Dairyland': [5.8, 45566.0], 'El Nido': [12.1, 15826.0], 'Wilson': [14.8, 744.0], 'Storey': [15.3, 8112.0], 'Merced': [16.7, 395.0], 'Madera': [17.4, 3263.0], 'Newhall': [18.2, 5488.0]} | 180243 | 52048 | 0.29 | 128195 | 0.71 | 21223 | 0.12 |  |  | 145251 | 0.81 | 0.1 | 100374 | 0.56 | 51560 | 0.29 |  | 58319 | 0.32 | 0 | 0 | 68993 | 0.38 | 111250 | 54646 | 0.3 | 125597 | 63408 | 0.35 | 116835 | 95434 | 0.53 | 84809 | 12601 | 0.07 | 167642 | 23250 | 0.13 | 156993
408 | Mesa (SCE) | SCE Metro | {} | 0 | 0 | 0 | 0 | 0 | 0 | 0 |  |  | 0 | 0 | 0 | 0 | 0 | 0 | 0 |  | 0 | 0 | 0 | 0 | 0 | 0 | 0 | 0 | 0 | 0 | 0 | 0 | 0 | 0 | 0 | 0 | 0 | 0 | 0 | 0 | 0 | 0
409 | Colorado River | SCE Eastern | {'Blythe': [12.5, 10949.0]} | 91626 | 11764 | 0.13 | 79862 | 0.87 | 31082 | 0.34 |  |  | 58461 | 0.64 | 0.07 | 5654 | 0.06 | 17115 | 0.19 |  | 0 | 0 | 0 | 0 | 38519 | 0.42 | 53108 | 44117 | 0.48 | 47509 | 38399 | 0.42 | 53228 | 55727 | 0.61 | 35899 | 47924 | 0.52 | 43702 | 635 | 0.01 | 90991
410 | Placerville | PGE NGBA | {'El Dorado PH': [9.8, 3607.0]} | 92750 | 5357 | 0.06 | 87393 | 0.94 | 5849 | 0.06 |  |  | 22661 | 0.24 | 0.35 | 879 | 0.01 | 1083 | 0.01 |  | 66957 | 0.72 | 22641 | 0.24 | 79750 | 0.86 | 13000 | 24363 | 0.26 | 68386 | 32891 | 0.35 | 59859 | 86061 | 0.93 | 6689 | 13571 | 0.15 | 79179 | 3147 | 0.03 | 89603
411 | Inyokern | SCE NOL | {} | 31880 | 9568 | 0.3 | 22312 | 0.7 | 330 | 0.01 |  |  | 13680 | 0.43 | 0.3 | 0 | 0 | 0 | 0 |  | 0 | 0 | 0 | 0 | 19308 | 0.61 | 12573 | 10736 | 0.34 | 21145 | 1637 | 0.05 | 30243 | 20833 | 0.65 | 11047 | 9744 | 0.31 | 22137 | 4 | 0 | 31876
412 | Mandalay | SCE Northern | {'Ormond Beach': [7.1, 2413.0], 'Santa Clara': [7.5, 9458.0], 'Wakefield': [15.1, 2493.0]} | 30378 | 10149 | 0.33 | 20229 | 0.67 | 5957 | 0.2 |  |  | 22351 | 0.74 | 0.16 | 2677 | 0.09 | 12092 | 0.4 |  | 0 | 0 | 0 | 0 | 381 | 0.01 | 29997 | 2331 | 0.08 | 28048 | 4636 | 0.15 | 25743 | 4636 | 0.15 | 25743 | 4950 | 0.16 | 25428 | 2264 | 0.07 | 28114
413 | Creelman | SDGE Imperial | {'Los Coches': [11.3, 508.0], 'Pomerado': [11.7, 423.0], 'Sycamore Canyon': [12.4, 382.0], 'Santee': [13.2, 4.0], 'Alpine': [13.7, 10.0], 'Chicarita': [15.3, 382.0], 'Loveland': [15.7, 4.0], 'Artesian': [16.2, 382.0], 'Scripps': [16.7, 212.0], 'El Cajon': [16.9, 4.0], 'Escondido': [16.9, 382.0], 'Suncrest': [17.5, 3.0], 'Valley Center': [17.6, 144.0]} | 74384 | 7488 | 0.1 | 66896 | 0.9 | 13597 | 0.18 |  |  | 36373 | 0.49 | 0.16 | 1792 | 0.02 | 641 | 0.01 |  | 11670 | 0.16 | 61975 | 0.83 | 42933 | 0.58 | 31451 | 22190 | 0.3 | 52194 | 27587 | 0.37 | 46797 | 52537 | 0.71 | 21847 | 35591 | 0.48 | 38793 | 3037 | 0.04 | 71346
414 | Harborgen | SCE Metro | {'Long Beach': [0.9, 2131.0], 'Arcogen': [2.8, 2125.0], 'Hinson': [2.8, 2127.0], 'Alamitos': [7.4, 2095.0], 'Lighthipe': [7.7, 1814.0], 'La Fresa': [8.7, 470.0], 'Del Amo': [8.9, 1888.0], 'Redondo': [10.4, 6.0], 'Barre': [14.2, 2.0], 'Huntington Beach': [17.0, 2.0], 'Ellis': [17.5, 2.0]} | 5404 | 2118 | 0.39 | 3286 | 0.61 | 984 | 0.18 |  |  | 2871 | 0.53 | 0.27 | 0 | 0 | 0 | 0 |  | 0 | 0 | 0 | 0 | 0 | 0 | 5404 | 380 | 0.07 | 5023 | 3247 | 0.6 | 2157 | 3247 | 0.6 | 2157 | 0 | 0 | 5404 | 17 | 0 | 5386
415 | Capistrano | SDGE Imperial | {'Q1806': [1.6, 1556.0], 'Margarita': [3.4, 1842.0], 'Trabuco': [3.5, 1360.0], 'Rancho Mission Viejo': [3.9, 1758.0], 'North of SONGS': [6.8, 1731.0], 'Talega': [6.8, 1742.0], 'Viejo': [10.8, 544.0], 'San Onofre': [11.8, 357.0], 'Santiago': [12.1, 99.0], 'Johanna': [17.6, 83.0]} | 13590 | 1849 | 0.14 | 11740 | 0.86 | 253 | 0.02 |  |  | 10588 | 0.78 | 0.48 | 172 | 0.01 | 3 | 0 |  | 4770 | 0.35 | 7560 | 0.56 | 2590 | 0.19 | 11000 | 8951 | 0.66 | 4639 | 9809 | 0.72 | 3781 | 10076 | 0.74 | 3513 | 7698 | 0.57 | 5892 | 797 | 0.06 | 12793
416 | Red Bluff | PGE NGBA | {'Cottonwood': [15.0, 9618.0]} | 147119 | 38258 | 0.26 | 108861 | 0.74 | 24921 | 0.17 |  |  | 83814 | 0.57 | 0.17 | 7568 | 0.05 | 20333 | 0.14 |  | 97760 | 0.66 | 18831 | 0.13 | 52528 | 0.36 | 94590 | 6184 | 0.04 | 140935 | 4854 | 0.03 | 142264 | 55525 | 0.38 | 91594 | 52838 | 0.36 | 94280 | 21480 | 0.15 | 125639
417 | Scripps | SDGE Imperial | {'Chicarita': [3.3, 315.0], 'Sycamore Canyon': [4.7, 315.0], 'Pomerado': [5.1, 315.0], 'Penasquitos': [6.2, 101.0], 'North City Metering': [7.1, 101.0], 'Artesian': [7.7, 315.0], 'Escondido': [14.9, 315.0], 'San Marcos': [15.9, 8.0], 'Creelman': [16.7, 212.0]} | 7343 | 310 | 0.04 | 7033 | 0.96 | 27 | 0 |  |  | 3490 | 0.48 | 0.24 | 188 | 0.03 | 11 | 0 |  | 1779 | 0.24 | 4699 | 0.64 | 5181 | 0.71 | 2162 | 3525 | 0.48 | 3817 | 3779 | 0.51 | 3563 | 6983 | 0.95 | 359 | 1274 | 0.17 | 6069 | 196 | 0.03 | 7147
418 | Johanna | SCE Metro | {'Ellis': [5.5, 46.0], 'Santiago': [5.9, 808.0], 'Lewis': [7.2, 125.0], 'Villa Park': [7.2, 348.0], 'Huntington Beach': [8.6, 46.0], 'Serrano': [8.8, 348.0], 'Viejo': [12.5, 646.0], 'Trabuco': [14.6, 422.0], 'Q1806': [16.1, 179.0], 'Margarita': [17.1, 188.0], 'Capistrano': [17.6, 83.0]} | 5471 | 810 | 0.15 | 4661 | 0.85 | 122 | 0.02 |  |  | 441 | 0.08 | 0.52 | 17 | 0 | 33 | 0.01 |  | 362 | 0.07 | 0 | 0 | 342 | 0.06 | 5129 | 950 | 0.17 | 4521 | 4153 | 0.76 | 1318 | 4547 | 0.83 | 924 | 104 | 0.02 | 5367 | 453 | 0.08 | 5018
419 | Cottle | PGE GBA | {'Warnerville': [2.5, 25588.0], 'Riverbank': [4.4, 25248.0], 'Valley Home': [8.7, 15106.0], 'Avena': [13.3, 11374.0], 'Ripon': [17.4, 82.0]} | 150025 | 25815 | 0.17 | 124211 | 0.83 | 22084 | 0.15 |  |  | 93170 | 0.62 | 0.13 | 74904 | 0.5 | 29221 | 0.19 |  | 58456 | 0.39 | 0 | 0 | 93630 | 0.62 | 56396 | 13652 | 0.09 | 136374 | 43919 | 0.29 | 106107 | 110776 | 0.74 | 39249 | 22672 | 0.15 | 127354 | 9363 | 0.06 | 140662
420 | Kingsburg | PGE Fresno | {'McCall': [9.1, 14614.0], 'Wahtoke': [11.4, 12896.0], 'Reedley': [13.9, 7739.0], 'Sanger': [15.3, 2771.0], 'GWF Hanford': [15.6, 7568.0], 'Malaga': [16.3, 2878.0], 'Lemoore': [17.2, 917.0], 'Orosi': [18.7, 945.0], 'Guernsey': [18.7, 1266.0], 'California Ave': [18.9, 331.0]} | 166368 | 52356 | 0.31 | 114011 | 0.69 | 1152 | 0.01 |  |  | 111131 | 0.67 | 0.18 | 53793 | 0.32 | 100045 | 0.6 |  | 0 | 0 | 0 | 0 | 0 | 0 | 166368 | 10570 | 0.06 | 155797 | 15700 | 0.09 | 150668 | 15700 | 0.09 | 150668 | 0 | 0 | 166368 | 3636 | 0.02 | 162732
421 | Panoche | PGE Fresno | {'Cheney': [3.1, 28303.0], 'Manning': [4.4, 16318.0], 'Hammonds': [4.8, 20977.0], 'Mendota': [8.2, 28391.0], 'Tranquility': [10.7, 22228.0], 'Oro Loma': [16.7, 7309.0]} | 152390 | 33911 | 0.22 | 118479 | 0.78 | 17226 | 0.11 |  |  | 133094 | 0.87 | 0.07 | 39469 | 0.26 | 91208 | 0.6 |  | 14528 | 0.1 | 0 | 0 | 26009 | 0.17 | 126381 | 13334 | 0.09 | 139056 | 35496 | 0.23 | 116895 | 46177 | 0.3 | 106213 | 8946 | 0.06 | 143444 | 592 | 0 | 151798
422 | Fulton | PGE NGBA | {'Monroe': [3.2, 4067.0], 'Santa Rosa A': [5.0, 1103.0], 'Rincon': [5.1, 870.0], 'Bellevue': [8.7, 808.0], 'Fitch Mountain': [9.0, 825.0], 'Penngrove': [13.4, 213.0], 'Silverado': [16.2, 230.0], 'Corona': [17.1, 105.0], 'Geysers Tap 1': [17.9, 62.0]} | 78739 | 4961 | 0.06 | 73778 | 0.94 | 1256 | 0.02 |  |  | 42794 | 0.54 | 0.22 | 6343 | 0.08 | 11409 | 0.14 |  | 4504 | 0.06 | 0 | 0 | 31470 | 0.4 | 47269 | 44624 | 0.57 | 34114 | 66955 | 0.85 | 11784 | 70902 | 0.9 | 7837 | 17194 | 0.22 | 61545 | 4071 | 0.05 | 74668
423 | Ripon | PGE GBA | {'Manteca': [5.3, 17416.0], 'Vierra': [7.5, 11808.0], 'Avena': [7.8, 17342.0], 'Kasson': [10.6, 1445.0], 'French Camp': [11.8, 9308.0], 'Weber': [12.5, 12586.0], 'Westley': [12.7, 776.0], 'Riverbank': [13.0, 1275.0], 'Valley Home': [13.0, 9775.0], 'Stockton A': [15.4, 4132.0], 'New Sub - Westley - Quinto (Proposed)': [17.3, 37.0], 'Cottle': [17.4, 82.0], 'Lammers': [18.2, 0.0], 'Warnerville': [18.7, 12.0], 'Bellota': [19.5, 646.0], 'Stagg': [19.8, 144.0]} | 121374 | 19416 | 0.16 | 101958 | 0.84 | 883 | 0.01 |  |  | 81120 | 0.67 | 0.18 | 32852 | 0.27 | 75509 | 0.62 |  | 587 | 0 | 0 | 0 | 48240 | 0.4 | 73134 | 20586 | 0.17 | 100788 | 23234 | 0.19 | 98140 | 57683 | 0.48 | 63691 | 1 | 0 | 121373 | 5133 | 0.04 | 116241
424 | Shafter | PGE Kern | {'Rio Bravo': [5.9, 14891.0], 'Charca': [6.6, 8164.0], 'Ganso': [7.4, 15538.0], 'Famoso': [9.0, 2023.0], 'Semitropic': [9.0, 7050.0], 'Lerdo': [9.3, 6843.0], 'Midway': [10.7, 10706.0], 'Tupman': [11.4, 12473.0], '7th Standard': [11.6, 6073.0], 'Renfro': [12.3, 8371.0], 'Mt Poso': [13.4, 1931.0], 'Kern Power': [15.4, 2503.0], 'Norco': [15.9, 2789.0], 'Goose Lake': [15.9, 3455.0], 'Smyrna': [16.1, 2202.0], 'Rosedale': [16.4, 1874.0], 'Tevis': [17.2, 856.0], 'Kern Oil': [17.4, 773.0], 'West Park': [18.3, 366.0], 'Sycamore': [18.8, 280.0], 'Stockdale': [19.6, 0.0], 'Bakersfield': [19.6, 16.0]} | 170375 | 20981 | 0.12 | 149395 | 0.88 | 20369 | 0.12 |  |  | 140462 | 0.82 | 0.09 | 27522 | 0.16 | 127523 | 0.75 |  | 4331 | 0.03 | 0 | 0 | 28339 | 0.17 | 142036 | 2869 | 0.02 | 167506 | 40305 | 0.24 | 130071 | 63406 | 0.37 | 106969 | 0 | 0 | 170375 | 4466 | 0.03 | 165909
425 | San Luis Rey | SDGE Imperial | {'Ocean Ranch': [2.3, 1356.0], 'Melrose': [4.7, 1356.0], 'Cannon': [5.1, 164.0], 'Encina': [5.2, 121.0], 'Palomar Airport': [6.7, 135.0], 'Pendleton': [6.8, 1061.0], 'Shadowridge': [7.3, 1192.0], 'San Marcos': [9.8, 606.0], 'Monserate': [10.0, 1320.0], 'Avocado': [13.3, 955.0], 'Escondido': [13.9, 598.0], 'Lilac': [14.6, 756.0], 'Pala': [16.2, 889.0], 'Valley Center': [18.2, 439.0], 'North City Metering': [18.7, 0.0]} | 7395 | 1344 | 0.18 | 6051 | 0.82 | 137 | 0.02 |  |  | 115 | 0.02 | 0.37 | 1831 | 0.25 | 360 | 0.05 |  | 117 | 0.02 | 0 | 0 | 3900 | 0.53 | 3496 | 3676 | 0.5 | 3719 | 4789 | 0.65 | 2606 | 5436 | 0.74 | 1959 | 221 | 0.03 | 7174 | 472 | 0.06 | 6923
426 | Woodward | PGE Fresno | {'Bullard': [5.1, 6997.0], 'Clovis': [6.2, 1072.0], 'Figarden': [7.9, 7588.0], 'Fig Garden': [7.9, 7588.0], 'Ashlan': [8.4, 6797.0], 'Gregg': [9.6, 7244.0], 'Herndon': [10.0, 7244.0], 'California Ave': [12.3, 528.0], 'West Fresno': [12.9, 13.0], 'Borden': [12.9, 7244.0], 'Malaga': [14.2, 586.0], 'Sanger': [15.2, 659.0], 'Storey': [16.6, 3354.0], 'Madera': [16.8, 4291.0]} | 95880 | 8571 | 0.09 | 87310 | 0.91 | 18062 | 0.19 |  |  | 60072 | 0.63 | 0.33 | 21331 | 0.22 | 8950 | 0.09 |  | 64792 | 0.68 | 0 | 0 | 49506 | 0.52 | 46374 | 54859 | 0.57 | 41021 | 50518 | 0.53 | 45362 | 80289 | 0.84 | 15591 | 41601 | 0.43 | 54280 | 28722 | 0.3 | 67158
427 | Helm | PGE Fresno | {'Crescent': [4.2, 71139.0], 'New Sub - Los Banos - Midway (Proposed)': [7.9, 48972.0], 'Mc Mullin': [10.3, 30566.0], 'Tranquility': [12.6, 27102.0], 'Schindler': [13.3, 29092.0], 'Excelsior': [13.7, 29211.0], 'Biola': [14.4, 11691.0], 'Cantua': [14.5, 19838.0], 'Kearney (New)': [18.0, 3660.0], 'Mendota': [18.0, 3702.0], 'Cheney': [19.8, 0.0]} | 176377 | 89936 | 0.51 | 86441 | 0.49 | 41073 | 0.23 |  |  | 128925 | 0.73 | 0.07 | 128443 | 0.73 | 34057 | 0.19 |  | 3983 | 0.02 | 0 | 0 | 46890 | 0.27 | 129487 | 23257 | 0.13 | 153120 | 24876 | 0.14 | 151502 | 62661 | 0.36 | 113716 | 0 | 0 | 176377 | 5066 | 0.03 | 171312
428 | FMC | PGE GBA | {'San Jose B': [1.2, 1632.0], 'San Jose A': [1.7, 1632.0], 'Trimble': [2.4, 1502.0], 'Scott': [2.7, 1098.0], 'El Patio': [3.9, 220.0], 'Stone': [4.2, 1632.0], 'Evergreen': [5.4, 1632.0], 'Nortech': [5.5, 637.0], 'Los Esteros': [5.6, 1127.0], 'Swift': [7.0, 1632.0], 'Dixon Landing': [7.7, 901.0], 'Hicks': [8.0, 53.0], 'Mountain View': [8.4, 2.0], 'Whisman': [8.9, 2.0], 'Piercy': [9.2, 998.0], 'Edenvale': [10.0, 998.0], 'Santa Teresa': [10.4, 998.0], 'Newark': [11.3, 251.0], 'Metcalf Energy Center': [13.0, 631.0], 'Metcalf 1': [13.0, 721.0], 'Fremont': [13.7, 244.0], 'Cooley Landing': [14.3, 2.0], 'Ravenswood': [15.5, 2.0], 'Dumbarton': [16.4, 2.0]} | 8998 | 1632 | 0.18 | 7365 | 0.82 | 976 | 0.11 |  |  | 6373 | 0.71 | 0.1 | 11 | 0 | 5 | 0 |  | 8729 | 0.97 | 0 | 0 | 359 | 0.04 | 8639 | 993 | 0.11 | 8005 | 1296 | 0.14 | 7702 | 1630 | 0.18 | 7367 | 5392 | 0.6 | 3605 | 639 | 0.07 | 8358
429 | Mohave | SCE EOP | {} | 46459 | 20730 | 0.45 | 25729 | 0.55 | 765 | 0.02 |  |  | 64 | 0 | 0.02 | 0 | 0 | 0 | 0 |  | 0 | 0 | 0 | 0 | 0 | 0 | 46459 | 505 | 0.01 | 45954 | 0 | 0 | 46459 | 505 | 0.01 | 45954 | 434 | 0.01 | 46025 | 478 | 0.01 | 45982
430 | Wakefield | SCE Northern | {'Santa Clara': [8.2, 9591.0], 'Moorpark': [10.1, 15353.0], 'Mandalay': [15.1, 2493.0], 'Ormond Beach': [16.9, 343.0]} | 91299 | 21728 | 0.24 | 69571 | 0.76 | 11870 | 0.13 |  |  | 63079 | 0.69 | 0.13 | 9430 | 0.1 | 27497 | 0.3 |  | 868 | 0.01 | 0 | 0 | 25099 | 0.27 | 66200 | 9402 | 0.1 | 81898 | 13480 | 0.15 | 77819 | 36122 | 0.4 | 55178 | 23785 | 0.26 | 67515 | 5762 | 0.06 | 85537
431 | Kern PP | PGE Kern | {'Rosedale': [1.1, 14570.0], 'West Park': [3.2, 11196.0], 'Renfro': [3.8, 9844.0], 'Tevis': [4.6, 6695.0], '7th Standard': [4.6, 10549.0], 'Stockdale': [4.7, 5729.0], 'Bakersfield': [5.2, 10151.0], 'Casaloma': [5.7, 4940.0], 'Kern Oil': [6.0, 9977.0], 'Panama': [7.2, 5036.0], 'Sycamore': [7.8, 9405.0], 'Columbus': [8.9, 3816.0], 'Lerdo': [8.9, 10513.0], 'Magunden': [9.9, 1497.0], 'Tupman': [9.9, 2903.0], 'Rio Bravo': [10.1, 4758.0], 'Cal Water': [11.4, 2909.0], 'Mt Poso': [11.5, 9465.0], 'Old River': [11.9, 3794.0], 'Norco': [13.5, 735.0], 'Unknown - 3327': [14.3, 1449.0], 'Lamont': [14.4, 1449.0], 'Poso Mt.': [14.7, 6813.0], 'Shafter': [15.4, 2503.0], 'Grimmway-Malaga': [16.1, 1455.0], 'Famoso': [16.7, 3614.0], 'Lakeview': [19.9, 180.0]} | 96117 | 15547 | 0.16 | 80571 | 0.84 | 2400 | 0.02 |  |  | 80149 | 0.83 | 0.18 | 6683 | 0.07 | 47240 | 0.49 |  | 5725 | 0.06 | 0 | 0 | 31700 | 0.33 | 64417 | 15069 | 0.16 | 81049 | 33117 | 0.34 | 63000 | 46698 | 0.49 | 49420 | 8 | 0 | 96110 | 8620 | 0.09 | 87497
432 | Diablo Canyon | PGE Kern | {'Morro Bay': [11.0, 217.0], 'San Luis Obispo': [12.3, 1027.0], 'Oceano': [16.9, 35.0], 'Callender': [18.8, 4.0]} | 23157 | 2120 | 0.09 | 21037 | 0.91 | 9296 | 0.4 |  |  | 11847 | 0.51 | 0.08 | 663 | 0.03 | 772 | 0.03 |  | 19146 | 0.83 | 0 | 0 | 1310 | 0.06 | 21847 | 3667 | 0.16 | 19490 | 16518 | 0.71 | 6639 | 16518 | 0.71 | 6639 | 11848 | 0.51 | 11309 | 2420 | 0.1 | 20737
433 | Reedley | PGE Fresno | {'Wahtoke': [4.3, 26274.0], 'Orosi': [8.0, 20382.0], 'Kingsburg': [13.9, 7739.0], 'McCall': [14.5, 3316.0], 'Sanger': [14.8, 3242.0]} | 148469 | 34418 | 0.23 | 114051 | 0.77 | 6056 | 0.04 |  |  | 87450 | 0.59 | 0.19 | 48541 | 0.33 | 64481 | 0.43 |  | 9535 | 0.06 | 0 | 0 | 40116 | 0.27 | 108352 | 30590 | 0.21 | 117879 | 43695 | 0.29 | 104774 | 57762 | 0.39 | 90707 | 20091 | 0.14 | 128378 | 4611 | 0.03 | 143858
434 | Oakland J | PGE GBA | {'Edes': [2.0, 2882.0], 'Oakland X': [3.1, 3155.0], 'Oakland C': [4.4, 3155.0], 'Oakland L': [4.5, 3147.0], 'San Leandro U': [5.1, 1579.0], 'Moraga': [6.6, 2254.0], 'Grant': [7.0, 1526.0], 'SAN FRAN A (POTRERO PP)': [9.3, 2528.0], 'Potrero': [9.3, 2534.0], 'Castro Valley': [9.7, 1220.0], 'Sobrante': [9.9, 973.0], 'Mt Eden': [11.0, 1298.0], 'Mt. Eden': [11.0, 1298.0], 'Eastshore': [11.0, 1343.0], 'Martin': [11.4, 1975.0], 'El Cerrito G': [11.7, 1558.0], 'Richmond R': [14.1, 1170.0], 'Burlingame': [14.5, 40.0], 'Millbrae': [14.6, 72.0], 'Standard Oil': [16.3, 209.0], 'Standard Oil 2': [16.3, 209.0], 'Dumbarton': [16.7, 6.0], 'Christie': [16.7, 52.0], 'San Pablo': [16.8, 207.0]} | 18933 | 3146 | 0.17 | 15786 | 0.83 | 3767 | 0.2 |  |  | 11309 | 0.6 | 0.27 | 0 | 0 | 0 | 0 |  | 9324 | 0.49 | 0 | 0 | 11614 | 0.61 | 7319 | 5623 | 0.3 | 13310 | 12709 | 0.67 | 6224 | 15464 | 0.82 | 3469 | 5459 | 0.29 | 13474 | 1168 | 0.06 | 17765
435 | Sandy | SCE EOP | {'Crazy Eyes': [9.4, 1332.0], 'Gamebird': [18.3, 126.0], 'Thousandaire': [19.6, 24.0]} | 2588 | 1504 | 0.58 | 1084 | 0.42 | 0 | 0 |  |  | 0 | 0 | 0 | 0 | 0 | 0 | 0 |  | 5 | 0 | 0 | 0 | 0 | 0 | 2588 | 0 | 0 | 2588 | 0 | 0 | 2588 | 0 | 0 | 2588 | 0 | 0 | 2588 | 0 | 0 | 2588
436 | Cayetano | PGE GBA | {'Las Positas': [3.3, 2443.0], 'Los Positas': [3.4, 2443.0], 'Vasco': [3.5, 2335.0], 'North Dublin': [4.7, 2391.0], 'Altamont': [5.1, 1451.0], 'Altamont Midway (Sandhill)': [5.2, 1446.0], 'Vineyard': [6.6, 2447.0], 'Windmaster': [8.2, 1109.0], 'Tassajara': [8.6, 1495.0], 'San Ramon': [8.9, 1569.0], 'Delta Pumps': [9.2, 422.0], 'Delta PP': [9.2, 423.0], 'Kelso': [10.0, 0.0], 'Midway Green Ridge Services': [10.0, 31.0], 'Castro Valley': [16.1, 4.0], 'Fremont': [17.2, 787.0]} | 68813 | 2447 | 0.04 | 66366 | 0.96 | 10932 | 0.16 |  |  | 53184 | 0.77 | 0.12 | 2420 | 0.04 | 249 | 0 |  | 66002 | 0.96 | 885 | 0.01 | 44925 | 0.65 | 23888 | 38295 | 0.56 | 30517 | 48289 | 0.7 | 20524 | 60799 | 0.88 | 8014 | 22832 | 0.33 | 45981 | 4765 | 0.07 | 64048
437 | Pit 1 | PGE NGBA | {'Pit 3': [13.0, 6996.0], 'Burney Forest': [13.7, 10578.0], 'Burney Forest Power': [13.8, 10576.0], 'Carberry': [16.1, 8337.0], 'Pit 4': [18.2, 10.0]} | 100563 | 28334 | 0.28 | 72229 | 0.72 | 29162 | 0.29 |  |  | 63710 | 0.63 | 0.08 | 21660 | 0.22 | 0 | 0 |  | 4605 | 0.05 | 0 | 0 | 23951 | 0.24 | 76612 | 39184 | 0.39 | 61379 | 42612 | 0.42 | 57951 | 57374 | 0.57 | 43189 | 36468 | 0.36 | 64095 | 8470 | 0.08 | 92093
438 | Metcalf | PGE GBA | {'Metcalf Energy Center': [0.3, 1769.0], 'Santa Teresa': [2.8, 1065.0], 'Edenvale': [3.2, 1034.0], 'Piercy': [4.0, 835.0], 'Swift': [7.5, 835.0], 'Evergreen': [7.7, 835.0], 'Morgan Hill': [8.2, 1023.0], 'Hicks': [8.7, 108.0], 'Stone': [8.8, 835.0], 'San Jose A': [11.3, 835.0], 'El Patio': [11.6, 131.0], 'San Jose B': [11.9, 835.0], 'FMC': [13.0, 721.0], 'Trimble': [14.9, 588.0], 'Scott': [15.7, 188.0], 'Los Esteros': [17.6, 214.0], 'Llagas': [18.2, 667.0], 'Dixon Landing': [19.0, 23.0]} | 31195 | 1857 | 0.06 | 29338 | 0.94 | 9282 | 0.3 |  |  | 16780 | 0.54 | 0.11 | 1098 | 0.04 | 587 | 0.02 |  | 27189 | 0.87 | 2501 | 0.08 | 25136 | 0.81 | 6060 | 7446 | 0.24 | 23749 | 11267 | 0.36 | 19928 | 26241 | 0.84 | 4954 | 18029 | 0.58 | 13167 | 1586 | 0.05 | 29609
439 | Delaney | SCE Arizona | {'Palo Verde': [12.1, 7617.0], 'Hassayampa': [14.1, 5127.0]} | 98170 | 48671 | 0.5 | 49499 | 0.5 | 0 | 0 |  |  | 0 | 0 | 0 | 0 | 0 | 0 | 0 |  | 0 | 0 | 0 | 0 | 0 | 0 | 98170 | 0 | 0 | 98170 | 0 | 0 | 98170 | 0 | 0 | 98170 | 0 | 0 | 98170 | 0 | 0 | 98170
440 | Oakland L | PGE GBA | {'Oakland C': [1.0, 3814.0], 'Oakland X': [2.2, 3343.0], 'Oakland J': [4.5, 3147.0], 'Moraga': [6.5, 2366.0], 'Edes': [6.5, 2867.0], 'SAN FRAN A (POTRERO PP)': [7.3, 2776.0], 'Potrero': [7.3, 2780.0], 'Sobrante': [7.5, 1620.0], 'El Cerrito G': [7.6, 2378.0], 'San Leandro U': [9.6, 1565.0], 'Richmond R': [9.7, 1999.0], 'Martin': [10.6, 2159.0], 'Grant': [11.4, 1512.0], 'Standard Oil 2': [11.8, 963.0], 'Standard Oil': [11.8, 967.0], 'San Pablo': [12.7, 855.0], 'Christie': [13.8, 169.0], 'Castro Valley': [14.1, 1206.0], 'Eastshore': [15.4, 1328.0], 'Mt Eden': [15.5, 1284.0], 'Mt. Eden': [15.5, 1284.0], 'Millbrae': [15.7, 75.0], 'Burlingame': [16.1, 43.0]} | 15801 | 3961 | 0.25 | 11840 | 0.75 | 4483 | 0.28 |  |  | 6746 | 0.43 | 0.3 | 0 | 0 | 0 | 0 |  | 4220 | 0.27 | 0 | 0 | 7285 | 0.46 | 8516 | 6747 | 0.43 | 9055 | 11076 | 0.7 | 4726 | 11517 | 0.73 | 4285 | 1887 | 0.12 | 13915 | 662 | 0.04 | 15140
441 | Lemoore | PGE Fresno | {'Leprino': [5.2, 47368.0], 'Henrietta': [7.5, 33980.0], 'Mustang': [8.6, 29418.0], 'GWF Hanford': [8.8, 37040.0], 'Guernsey': [9.8, 38797.0], 'Waukena': [17.1, 11350.0], 'Kingsburg': [17.2, 917.0], 'Corcoran': [19.3, 1496.0]} | 132546 | 57657 | 0.43 | 74890 | 0.57 | 3674 | 0.03 |  |  | 96546 | 0.73 | 0.16 | 61779 | 0.47 | 52449 | 0.4 |  | 124 | 0 | 0 | 0 | 20374 | 0.15 | 112173 | 2625 | 0.02 | 129922 | 4144 | 0.03 | 128402 | 20463 | 0.15 | 112084 | 0 | 0 | 132546 | 5215 | 0.04 | 127332
442 | Tesla | PGE GBA | {'Midway Green Ridge Services': [1.6, 1703.0], 'GWF Tracy': [4.1, 1761.0], 'Lammers': [4.7, 1761.0], 'Tracy': [6.0, 1703.0], 'Kelso': [6.3, 1646.0], 'Altamont': [6.6, 247.0], 'Altamont Midway (Sandhill)': [6.6, 255.0], 'Delta PP': [6.9, 993.0], 'Delta Pumps': [6.9, 995.0], 'Windmaster': [7.5, 404.0], 'Kasson': [12.4, 1761.0]} | 119120 | 1761 | 0.01 | 117359 | 0.99 | 34556 | 0.29 |  |  | 72129 | 0.61 | 0.16 | 5849 | 0.05 | 24681 | 0.21 |  | 79120 | 0.66 | 6421 | 0.05 | 85277 | 0.72 | 33843 | 66667 | 0.56 | 52453 | 68794 | 0.58 | 50325 | 97955 | 0.82 | 21164 | 37896 | 0.32 | 81223 | 6121 | 0.05 | 112999
443 | Camanche | PGE GBA | {'Rancho Seco - Bellota (Proposed)': [5.8, 9698.0], 'Lockeford': [9.9, 14864.0], 'Clay': [10.2, 248.0], 'Cosumnes': [10.3, 5234.0], 'Rancho Seco': [10.6, 4509.0], 'Bellota': [13.8, 5343.0], 'Valley Springs': [14.0, 52.0], 'Live Oak': [16.1, 5690.0]} | 129826 | 15266 | 0.12 | 114560 | 0.88 | 13298 | 0.1 |  |  | 78073 | 0.6 | 0.18 | 31371 | 0.24 | 19038 | 0.15 |  | 17893 | 0.14 | 0 | 0 | 78820 | 0.61 | 51007 | 51618 | 0.4 | 78209 | 88306 | 0.68 | 41521 | 101870 | 0.78 | 27956 | 30530 | 0.24 | 99297 | 25968 | 0.2 | 103858
444 | Solar | PGE Kern | {'Carrizo Plains': [1.1, 9919.0], 'Caliente': [8.0, 5650.0], 'Kernridge': [18.4, 1117.0]} | 119192 | 10062 | 0.08 | 109129 | 0.92 | 70010 | 0.59 |  |  | 39622 | 0.33 | 0.09 | 5970 | 0.05 | 254 | 0 |  | 73936 | 0.62 | 17893 | 0.15 | 49369 | 0.41 | 69823 | 25743 | 0.22 | 93449 | 40408 | 0.34 | 78784 | 81245 | 0.68 | 37947 | 79674 | 0.67 | 39517 | 5616 | 0.05 | 113575
445 | Mesa Heights | SDGE Imperial | {'Kearny': [1.5, 832.0], 'Mission': [3.4, 833.0], 'Elliot': [4.1, 758.0], 'Elliott': [4.1, 760.0], 'Old Town': [4.9, 833.0], 'Vine': [6.4, 833.0], 'Penasquitos': [7.1, 56.0], 'Point Loma': [7.5, 833.0], 'Murray': [8.2, 3.0], 'Silvergate': [9.4, 791.0], 'North City Metering': [9.7, 42.0], 'Spring Valley': [10.9, 69.0], 'Bay Boulevard': [15.8, 516.0], 'Otay': [17.2, 9.0], 'Imperial Beach': [17.4, 245.0]} | 4473 | 829 | 0.19 | 3644 | 0.81 | 1589 | 0.36 |  |  | 569 | 0.13 | 0.27 | 0 | 0 | 0 | 0 |  | 787 | 0.18 | 0 | 0 | 805 | 0.18 | 3669 | 912 | 0.2 | 3562 | 2825 | 0.63 | 1648 | 3619 | 0.81 | 854 | 63 | 0.01 | 4411 | 61 | 0.01 | 4413
446 | Cove Road | PGE NGBA | {'Round Mt.': [4.9, 10077.0], 'New Sub - Pit 1 - Cottonwood (Proposed)': [6.8, 13900.0], 'James B Black': [8.3, 7067.0], 'Pit 4': [8.7, 11653.0], 'Carberry': [9.2, 12545.0], 'Burney Forest': [11.1, 10395.0], 'Burney Forest Power': [11.1, 10400.0], 'Pit 3': [12.6, 7060.0]} | 100094 | 17063 | 0.17 | 83031 | 0.83 | 53467 | 0.53 |  |  | 40608 | 0.41 | 0.05 | 549 | 0.01 | 115 | 0 |  | 72182 | 0.72 | 25869 | 0.26 | 57657 | 0.58 | 42437 | 21966 | 0.22 | 78128 | 30766 | 0.31 | 69329 | 71235 | 0.71 | 28859 | 32348 | 0.32 | 67746 | 5592 | 0.06 | 94502
447 | Gold Hill | PGE NGBA | {'Atlantic': [10.1, 1710.0], 'Granite': [13.1, 302.0], 'Pleasant Grove': [14.6, 1434.0], 'Lincoln': [18.9, 347.0]} | 47704 | 10734 | 0.23 | 36970 | 0.77 | 6442 | 0.14 |  |  | 20393 | 0.43 | 0.53 | 328 | 0.01 | 95 | 0 |  | 18622 | 0.39 | 1513 | 0.03 | 23023 | 0.48 | 24681 | 10597 | 0.22 | 37107 | 9114 | 0.19 | 38591 | 27681 | 0.58 | 20023 | 23265 | 0.49 | 24439 | 8603 | 0.18 | 39101
448 | Control | SCE NOL | {'Inyo': [2.2, 1539.0]} | 23775 | 1600 | 0.07 | 22175 | 0.93 | 19616 | 0.83 |  |  | 3743 | 0.16 | 0.03 | 0 | 0 | 0 | 0 |  | 1431 | 0.06 | 0 | 0 | 0 | 0 | 23775 | 5459 | 0.23 | 18316 | 9384 | 0.39 | 14391 | 10050 | 0.42 | 13724 | 17991 | 0.76 | 5783 | 2431 | 0.1 | 21344
449 | Lambie | PGE NGBA | {'Lambie': [0.0, 29743.0], 'Shiloh III': [3.8, 28396.0], 'Birds Landing': [7.0, 28396.0], 'Peabody': [7.1, 2514.0], 'Collinsville': [9.9, 25957.0], 'Vaca-Dixon & Gc Yard': [12.8, 1349.0], 'Pittsburg': [13.0, 13269.0], 'Kirker': [14.1, 11169.0], 'GWF 2': [14.3, 12950.0], 'Grand Island': [14.9, 6817.0], 'Contra Costa PP': [15.4, 15446.0], 'Contra Costa': [16.1, 11875.0], 'Lone Tree': [20.0, 104.0]} | 105443 | 29744 | 0.28 | 75699 | 0.72 | 20469 | 0.19 |  |  | 81272 | 0.77 | 0.07 | 40224 | 0.38 | 16904 | 0.16 |  | 69843 | 0.66 | 0 | 0 | 14210 | 0.13 | 91232 | 36605 | 0.35 | 68837 | 40730 | 0.39 | 64713 | 53913 | 0.51 | 51529 | 6596 | 0.06 | 98847 | 22950 | 0.22 | 82492
450 | Summit | PGE NGBA | {} | 62292 | 9453 | 0.15 | 52838 | 0.85 | 30754 | 0.49 |  |  | 22248 | 0.36 | 0.35 | 0 | 0 | 0 | 0 |  | 16279 | 0.26 | 0 | 0 | 8913 | 0.14 | 53379 | 5851 | 0.09 | 56441 | 26634 | 0.43 | 35658 | 33197 | 0.53 | 29095 | 31519 | 0.51 | 30773 | 5753 | 0.09 | 56539
451 | Pauda | SCE Metro | {'Rancho Vista': [6.4, 3355.0], 'Etiwanda': [6.7, 3355.0], 'Chino': [8.7, 3355.0], 'Mira Loma': [8.9, 3355.0], 'Wildlife': [15.3, 2071.0], 'Rerc': [15.3, 2082.0]} | 7033 | 3379 | 0.48 | 3653 | 0.52 | 421 | 0.06 |  |  | 1616 | 0.23 | 0.43 | 316 | 0.04 | 972 | 0.14 |  | 367 | 0.05 | 2665 | 0.38 | 2442 | 0.35 | 4590 | 1484 | 0.21 | 5548 | 1260 | 0.18 | 5772 | 2645 | 0.38 | 4388 | 1714 | 0.24 | 5319 | 762 | 0.11 | 6271
452 | Ocotillo Express | SDGE Imperial | {'East County': [9.1, 3291.0], 'Carrizo Gorge': [12.8, 321.0], 'Boulevard': [14.4, 929.0]} | 25809 | 6366 | 0.25 | 19443 | 0.75 | 10408 | 0.4 |  |  | 12551 | 0.49 | 0.05 | 0 | 0 | 0 | 0 |  | 0 | 0 | 0 | 0 | 9214 | 0.36 | 16595 | 4981 | 0.19 | 20828 | 3762 | 0.15 | 22047 | 14799 | 0.57 | 11010 | 11138 | 0.43 | 14670 | 7 | 0 | 25802
453 | Corcoran | PGE Fresno | {'Waukena': [2.3, 77764.0], 'Guernsey': [9.8, 42094.0], 'Alpaugh': [11.6, 24330.0], 'GWF Hanford': [12.2, 27747.0], 'Olive': [16.0, 10385.0], 'Leprino': [17.8, 7727.0], 'Lemoore': [19.3, 1496.0]} | 182324 | 92172 | 0.51 | 90151 | 0.49 | 48646 | 0.27 |  |  | 128133 | 0.7 | 0.07 | 92914 | 0.51 | 66655 | 0.37 |  | 24 | 0 | 0 | 0 | 16187 | 0.09 | 166136 | 4319 | 0.02 | 178004 | 20492 | 0.11 | 161832 | 34445 | 0.19 | 147878 | 1220 | 0.01 | 181103 | 9390 | 0.05 | 172933
454 | Penasquitos | SDGE Imperial | {'North City Metering': [2.8, 148.0], 'Scripps': [6.2, 101.0], 'Chicarita': [6.9, 103.0], 'Mesa Heights': [7.1, 56.0], 'Kearny': [7.8, 56.0], 'Artesian': [8.6, 106.0], 'Elliot': [10.4, 13.0], 'Elliott': [10.4, 13.0], 'Mission': [10.5, 56.0], 'Old Town': [10.7, 56.0], 'Sycamore Canyon': [10.9, 101.0], 'Pomerado': [10.9, 101.0], 'Point Loma': [12.3, 56.0], 'Vine': [12.7, 56.0], 'San Marcos': [14.6, 11.0], 'Palomar Airport': [14.7, 3.0], 'Shadowridge': [15.5, 3.0], 'Escondido': [15.5, 101.0], 'Silvergate': [16.1, 13.0], 'Cannon': [16.5, 3.0], 'Encina': [16.6, 3.0]} | 976 | 156 | 0.16 | 820 | 0.84 | 7 | 0.01 |  |  | 66 | 0.07 | 0.15 | 12 | 0.01 | 8 | 0.01 |  | 102 | 0.1 | 0 | 0 | 238 | 0.24 | 738 | 568 | 0.58 | 408 | 648 | 0.66 | 329 | 795 | 0.81 | 181 | 0 | 0 | 976 | 56 | 0.06 | 920
455 | Sonora | SCE Eastern | {'Arkansas': [2.7, 28692.0], 'Bannister': [7.6, 18172.0]} | 122253 | 28763 | 0.24 | 93490 | 0.76 | 12524 | 0.1 |  |  | 106396 | 0.87 | 0.08 | 37285 | 0.3 | 52381 | 0.43 |  | 0 | 0 | 0 | 0 | 9768 | 0.08 | 112485 | 38839 | 0.32 | 83414 | 60334 | 0.49 | 61919 | 60841 | 0.5 | 61411 | 13197 | 0.11 | 109055 | 9396 | 0.08 | 112857
456 | Tranquility | PGE Fresno | {'Cheney': [7.6, 35105.0], 'Mendota': [9.6, 39355.0], 'Manning': [10.4, 14139.0], 'Panoche': [10.7, 22228.0], 'Cantua': [11.7, 10569.0], 'New Sub - Los Banos - Midway (Proposed)': [12.6, 18535.0], 'Helm': [12.6, 27102.0], 'Crescent': [13.8, 19461.0], 'Hammonds': [14.2, 9392.0], 'Excelsior': [16.3, 2804.0], 'Schindler': [19.7, 20.0], 'Newhall': [19.8, 12.0]} | 172193 | 67621 | 0.39 | 104572 | 0.61 | 23072 | 0.13 |  |  | 145696 | 0.85 | 0.08 | 75429 | 0.44 | 71048 | 0.41 |  | 8324 | 0.05 | 0 | 0 | 42441 | 0.25 | 129752 | 5557 | 0.03 | 166636 | 21479 | 0.12 | 150714 | 45988 | 0.27 | 126205 | 8003 | 0.05 | 164190 | 714 | 0 | 171479
457 | Manning | PGE Fresno | {'Manning': [0.0, 16905.0], 'Panoche': [4.4, 16318.0], 'Cheney': [4.5, 16812.0], 'Hammonds': [9.0, 8502.0], 'Tranquility': [10.4, 14139.0], 'Mendota': [11.7, 12728.0], 'Cantua': [17.9, 19.0]} | 123734 | 16947 | 0.14 | 106788 | 0.86 | 24225 | 0.2 |  |  | 98125 | 0.79 | 0.06 | 20882 | 0.17 | 66111 | 0.53 |  | 13780 | 0.11 | 0 | 0 | 44298 | 0.36 | 79437 | 13786 | 0.11 | 109948 | 31279 | 0.25 | 92456 | 53968 | 0.44 | 69766 | 23350 | 0.19 | 100385 | 548 | 0 | 123186
458 | Rerc | SCE Eastern | {'Wildlife': [0.0, 2605.0], 'Mira Loma': [7.1, 2336.0], 'Vista (SCE)': [9.4, 234.0], 'Vista': [9.4, 234.0], 'Etiwanda': [9.8, 2102.0], 'Rancho Vista': [9.9, 2102.0], 'Chino': [13.1, 2336.0], 'Cardiff': [13.9, 234.0], 'Lee Lake (Proposed)': [14.7, 47.0], 'San Bernardino': [14.7, 234.0], 'Padua': [15.3, 2082.0], 'Alberhill': [16.0, 47.0]} | 6543 | 2616 | 0.4 | 3927 | 0.6 | 60 | 0.01 |  |  | 1212 | 0.19 | 0.46 | 459 | 0.07 | 1034 | 0.16 |  | 2165 | 0.33 | 0 | 0 | 120 | 0.02 | 6423 | 1115 | 0.17 | 5428 | 2508 | 0.38 | 4036 | 2965 | 0.45 | 3578 | 110 | 0.02 | 6434 | 259 | 0.04 | 6285
459 | Valley Center | SDGE Imperial | {'Lilac': [4.2, 28274.0], 'Escondido': [9.2, 8735.0], 'Pala': [10.2, 18778.0], 'San Marcos': [12.5, 740.0], 'Melrose': [13.6, 912.0], 'Shadowridge': [14.1, 689.0], 'Monserate': [14.2, 5644.0], 'Ocean Ranch': [15.9, 527.0], 'Avocado': [16.5, 2780.0], 'Palomar Airport': [17.2, 38.0], 'Creelman': [17.6, 144.0], 'San Luis Rey': [18.2, 439.0], 'Pendleton': [19.0, 193.0], 'Cannon': [19.2, 24.0], 'Encina': [19.4, 8.0]} | 92749 | 28899 | 0.31 | 63850 | 0.69 | 9845 | 0.11 |  |  | 31685 | 0.34 | 0.31 | 14731 | 0.16 | 4084 | 0.04 |  | 38304 | 0.41 | 41460 | 0.45 | 40909 | 0.44 | 51840 | 5882 | 0.06 | 86867 | 14650 | 0.16 | 78099 | 46625 | 0.5 | 46123 | 29641 | 0.32 | 63107 | 7802 | 0.08 | 84946
460 | Bannister | SCE Eastern | {'Sonora': [7.6, 18172.0], 'Arkansas': [7.8, 18282.0]} | 112049 | 25333 | 0.23 | 86716 | 0.77 | 19536 | 0.17 |  |  | 89190 | 0.8 | 0.08 | 26878 | 0.24 | 45224 | 0.4 |  | 0 | 0 | 0 | 0 | 1548 | 0.01 | 110500 | 49436 | 0.44 | 62613 | 61017 | 0.54 | 51031 | 61369 | 0.55 | 50680 | 9784 | 0.09 | 102265 | 9081 | 0.08 | 102967
461 | Talega | SDGE Imperial | {'North of SONGS': [0.3, 1742.0], 'Rancho Mission Viejo': [5.3, 1744.0], 'San Onofre': [5.9, 368.0], 'Capistrano': [6.8, 1742.0], 'Margarita': [7.5, 1741.0], 'Q1806': [8.2, 1441.0], 'Trabuco': [9.6, 1245.0], 'Viejo': [15.4, 448.0]} | 14199 | 1747 | 0.12 | 12452 | 0.88 | 299 | 0.02 |  |  | 11148 | 0.79 | 0.51 | 190 | 0.01 | 3 | 0 |  | 4709 | 0.33 | 8385 | 0.59 | 3394 | 0.24 | 10805 | 8951 | 0.63 | 5248 | 9752 | 0.69 | 4447 | 10801 | 0.76 | 3398 | 7886 | 0.56 | 6313 | 796 | 0.06 | 13403
462 | Arkansas | SCE Eastern | {'Sonora': [2.7, 28692.0], 'Bannister': [7.8, 18282.0]} | 148104 | 34865 | 0.24 | 113239 | 0.76 | 14383 | 0.1 |  |  | 130521 | 0.88 | 0.08 | 41901 | 0.28 | 74310 | 0.5 |  | 0 | 0 | 0 | 0 | 9319 | 0.06 | 138785 | 41214 | 0.28 | 106890 | 61045 | 0.41 | 87059 | 62767 | 0.42 | 85336 | 12202 | 0.08 | 135902 | 9845 | 0.07 | 138259
463 | Bailey | SCE Northern | {'Warne': [6.4, 176.0], 'Neenach': [15.4, 1644.0]} | 74633 | 1684 | 0.02 | 72949 | 0.98 | 32950 | 0.44 |  |  | 34028 | 0.46 | 0.07 | 1103 | 0.01 | 721 | 0.01 |  | 36930 | 0.49 | 29171 | 0.39 | 43773 | 0.59 | 30861 | 42504 | 0.57 | 32129 | 38625 | 0.52 | 36008 | 70691 | 0.95 | 3942 | 44190 | 0.59 | 30443 | 1982 | 0.03 | 72651
464 | Kasson | PGE GBA | {'Vierra': [5.1, 1730.0], 'Manteca': [7.4, 1585.0], 'Lammers': [7.7, 2279.0], 'GWF Tracy': [8.4, 2190.0], 'French Camp': [9.9, 1064.0], 'Ripon': [10.6, 1445.0], 'Tesla': [12.4, 1761.0], 'Weber': [13.3, 417.0], 'Midway Green Ridge Services': [13.4, 1703.0], 'Tracy': [13.5, 1703.0], 'Westley': [13.7, 553.0], 'Stockton A': [14.3, 400.0], 'Kelso': [14.7, 1646.0], 'Delta PP': [15.6, 993.0], 'Delta Pumps': [15.6, 995.0], 'Windmaster': [16.8, 404.0], 'Avena': [16.9, 200.0], 'New Sub - Westley - Quinto (Proposed)': [17.1, 41.0], 'Stagg': [17.2, 167.0], 'Altamont': [18.2, 247.0], 'Altamont Midway (Sandhill)': [18.2, 255.0]} | 123673 | 3920 | 0.03 | 119753 | 0.97 | 8209 | 0.07 |  |  | 88788 | 0.72 | 0.21 | 13110 | 0.11 | 83075 | 0.67 |  | 15260 | 0.12 | 0 | 0 | 38990 | 0.32 | 84683 | 28727 | 0.23 | 94946 | 25485 | 0.21 | 98188 | 47835 | 0.39 | 75838 | 4899 | 0.04 | 118773 | 6047 | 0.05 | 117626
465 | Bellota | PGE GBA | {'Rancho Seco - Bellota (Proposed)': [8.2, 10170.0], 'Lockeford': [10.7, 10793.0], 'Valley Home': [11.7, 8224.0], 'Avena': [12.3, 9468.0], 'Camanche': [13.8, 5343.0], 'Weber': [13.9, 4585.0], 'Stockton A': [15.6, 2407.0], 'French Camp': [17.6, 1165.0], 'Riverbank': [18.1, 164.0], 'Stagg': [18.2, 229.0], 'Manteca': [18.8, 870.0], 'Ripon': [19.5, 646.0]} | 165026 | 22744 | 0.14 | 142282 | 0.86 | 26833 | 0.16 |  |  | 115200 | 0.7 | 0.12 | 41602 | 0.25 | 56697 | 0.34 |  | 34736 | 0.21 | 0 | 0 | 53082 | 0.32 | 111944 | 30961 | 0.19 | 134065 | 71147 | 0.43 | 93879 | 89784 | 0.54 | 75242 | 44651 | 0.27 | 120376 | 21952 | 0.13 | 143074
466 | Geysers Tap 12 | PGE NGBA | {'Lake View': [5.1, 1681.0], 'Eagle Rock': [6.0, 1991.0], 'Fitch Mountain': [11.6, 1366.0], 'Cloverdale': [14.0, 2418.0], 'Fulton': [17.9, 62.0]} | 89994 | 2477 | 0.03 | 87517 | 0.97 | 15449 | 0.17 |  |  | 60327 | 0.67 | 0.11 | 5990 | 0.07 | 5775 | 0.06 |  | 43760 | 0.49 | 12075 | 0.13 | 57981 | 0.64 | 32014 | 54512 | 0.61 | 35482 | 75392 | 0.84 | 14602 | 85712 | 0.95 | 4282 | 31679 | 0.35 | 58315 | 2402 | 0.03 | 87592
467 | Paul Sweet | PGE GBA | {'Green Valley': [12.5, 1592.0], 'Hicks': [17.4, 213.0], 'Vasona': [18.2, 213.0]} | 29873 | 2653 | 0.09 | 27221 | 0.91 | 146 | 0 |  |  | 5797 | 0.19 | 0.35 | 654 | 0.02 | 510 | 0.02 |  | 912 | 0.03 | 0 | 0 | 7887 | 0.26 | 21986 | 9715 | 0.33 | 20158 | 24332 | 0.81 | 5542 | 26601 | 0.89 | 3272 | 2627 | 0.09 | 27247 | 401 | 0.01 | 29472
468 | Carquinez | PGE NGBA | {'Parkway': [3.9, 7690.0], 'Bahia': [6.0, 7698.0], 'Christie': [6.5, 7489.0], 'San Pablo': [8.8, 4112.0], 'Martinez': [8.9, 7365.0], 'Alhambra': [9.3, 7390.0], 'Tulucay': [11.0, 357.0], 'El Cerrito G': [12.5, 3339.0], 'Standard Oil 2': [12.6, 1996.0], 'Standard Oil': [12.6, 2006.0], 'Sobrante': [13.1, 3707.0], 'Richmond R': [13.2, 1833.0], 'Meadow Lane': [13.8, 4321.0], 'Ignacio': [15.8, 570.0], 'Lakewood': [16.4, 248.0], 'Moraga': [17.6, 2.0], 'Rossmoor': [18.2, 4.0]} | 39690 | 8379 | 0.21 | 31311 | 0.79 | 4074 | 0.1 |  |  | 21853 | 0.55 | 0.66 | 1490 | 0.04 | 699 | 0.02 |  | 15195 | 0.38 | 0 | 0 | 9385 | 0.24 | 30306 | 12855 | 0.32 | 26836 | 18347 | 0.46 | 21343 | 29570 | 0.75 | 10121 | 6521 | 0.16 | 33169 | 3933 | 0.1 | 35758
469 | El Centro | SDGE Imperial | {'Imperial Valley': [11.9, 5600.0], 'Highline': [15.4, 3246.0], 'North Gila - IV (Proposed)': [19.3, 29.0]} | 135567 | 29157 | 0.22 | 106411 | 0.78 | 744 | 0.01 |  |  | 130226 | 0.96 | 0.1 | 22987 | 0.17 | 94639 | 0.7 |  | 0 | 0 | 0 | 0 | 1963 | 0.01 | 133604 | 7456 | 0.05 | 128112 | 7456 | 0.05 | 128112 | 9419 | 0.07 | 126148 | 545 | 0 | 135022 | 10310 | 0.08 | 125257
470 | Riverbank | PGE GBA | {'Cottle': [4.4, 25248.0], 'Warnerville': [6.0, 25013.0], 'Valley Home': [6.4, 16129.0], 'Avena': [9.4, 12732.0], 'Ripon': [13.0, 1275.0], 'Manteca': [17.3, 436.0], 'Bellota': [18.1, 164.0]} | 133691 | 26595 | 0.2 | 107096 | 0.8 | 9924 | 0.07 |  |  | 81481 | 0.61 | 0.16 | 71929 | 0.54 | 35245 | 0.26 |  | 38205 | 0.29 | 0 | 0 | 80154 | 0.6 | 53537 | 6507 | 0.05 | 127184 | 23755 | 0.18 | 109936 | 92244 | 0.69 | 41447 | 7488 | 0.06 | 126202 | 5796 | 0.04 | 127895
471 | Valley | SCE Eastern | {'Alberhill': [14.7, 2075.0], 'Pauba': [15.1, 4097.0], 'El Casco': [16.4, 1564.0], 'Lee Lake (Proposed)': [16.8, 1441.0]} | 40413 | 16970 | 0.42 | 23442 | 0.58 | 0 | 0 |  |  | 15513 | 0.38 | 0.27 | 10099 | 0.25 | 1707 | 0.04 |  | 32110 | 0.79 | 0 | 0 | 399 | 0.01 | 40014 | 12329 | 0.31 | 28084 | 20027 | 0.5 | 20386 | 20392 | 0.5 | 20020 | 3123 | 0.08 | 37290 | 2509 | 0.06 | 37903
472 | Madera | PGE Fresno | {'Borden': [3.9, 16426.0], 'Storey': [4.3, 18118.0], 'Gregg': [9.0, 11785.0], 'Herndon': [9.1, 11738.0], 'Biola': [9.7, 12469.0], 'Figarden': [12.9, 9458.0], 'Fig Garden': [12.9, 9458.0], 'Ashlan': [15.4, 6686.0], 'Newhall': [15.5, 5733.0], 'Woodward': [16.8, 4291.0], 'Dairyland': [17.0, 3653.0], 'Bullard': [17.2, 3507.0], 'Chowchilla': [17.4, 3263.0], 'Kearney (New)': [17.9, 373.0], 'West Fresno': [19.3, 303.0]} | 157541 | 26925 | 0.17 | 130616 | 0.83 | 10114 | 0.06 |  |  | 123510 | 0.78 | 0.14 | 53526 | 0.34 | 82510 | 0.52 |  | 42751 | 0.27 | 0 | 0 | 45852 | 0.29 | 111689 | 36272 | 0.23 | 121269 | 45913 | 0.29 | 111628 | 76017 | 0.48 | 81524 | 5164 | 0.03 | 152377 | 13831 | 0.09 | 143710
473 | Rio Bravo | PGE Kern | {'Shafter': [5.9, 14891.0], 'Tupman': [6.1, 12760.0], 'Renfro': [6.6, 10626.0], '7th Standard': [7.2, 8328.0], 'Lerdo': [7.3, 9097.0], 'Kern Power': [10.1, 4758.0], 'Midway': [11.0, 9874.0], 'Norco': [11.2, 2983.0], 'Rosedale': [11.2, 4128.0], 'Tevis': [11.3, 1983.0], 'Ganso': [11.3, 9817.0], 'Famoso': [11.8, 2864.0], 'Charca': [12.1, 2871.0], 'Mt Poso': [12.3, 4185.0], 'West Park': [13.2, 2401.0], 'Kern Oil': [13.4, 3027.0], 'Stockdale': [13.9, 693.0], 'Semitropic': [14.8, 1597.0], 'Bakersfield': [14.8, 1951.0], 'Sycamore': [15.1, 2535.0], 'Casaloma': [15.8, 679.0], 'Columbus': [18.2, 5.0], 'Poso Mt.': [18.8, 1058.0]} | 157483 | 17346 | 0.11 | 140136 | 0.89 | 15729 | 0.1 |  |  | 128353 | 0.82 | 0.13 | 16874 | 0.11 | 104611 | 0.66 |  | 6461 | 0.04 | 0 | 0 | 26799 | 0.17 | 130684 | 20639 | 0.13 | 136843 | 55619 | 0.35 | 101863 | 64418 | 0.41 | 93064 | 0 | 0 | 157483 | 17198 | 0.11 | 140285
474 | New Sub - Lugo - Pisgah (Proposed) | SCE NOL | {} | 56455 | 9248 | 0.16 | 47207 | 0.84 | 23053 | 0.41 |  |  | 14156 | 0.25 | 0.41 | 0 | 0 | 0 | 0 |  | 0 | 0 | 0 | 0 | 8219 | 0.15 | 48236 | 2403 | 0.04 | 54052 | 4509 | 0.08 | 51946 | 12922 | 0.23 | 43533 | 41791 | 0.74 | 14664 | 30 | 0 | 56425
475 | Kern Oil | PGE Kern | {'Sycamore': [1.9, 24282.0], 'Bakersfield': [3.8, 13377.0], 'West Park': [4.8, 10376.0], 'Columbus': [5.4, 9001.0], 'Rosedale': [5.5, 10298.0], 'Kern Power': [6.0, 9977.0], '7th Standard': [6.2, 17449.0], 'Casaloma': [6.6, 2962.0], 'Cal Water': [6.8, 8778.0], 'Magunden': [7.8, 2206.0], 'Mt Poso': [8.0, 22687.0], 'Lerdo': [8.4, 20283.0], 'Renfro': [8.8, 5768.0], 'Stockdale': [9.0, 2025.0], 'Poso Mt.': [9.0, 20718.0], 'Panama': [10.1, 1525.0], 'Tevis': [10.4, 2444.0], 'Unknown - 3327': [13.3, 2206.0], 'Lamont': [13.4, 2206.0], 'Rio Bravo': [13.4, 3027.0], 'Tupman': [15.2, 585.0], 'Famoso': [15.3, 8279.0], 'Grimmway-Malaga': [16.2, 2206.0], 'Old River': [16.8, 85.0], 'Shafter': [17.4, 773.0]} | 102520 | 24891 | 0.24 | 77630 | 0.76 | 5850 | 0.06 |  |  | 86686 | 0.85 | 0.14 | 1781 | 0.02 | 22882 | 0.22 |  | 41703 | 0.41 | 0 | 0 | 55411 | 0.54 | 47110 | 7665 | 0.07 | 94855 | 11846 | 0.12 | 90675 | 55460 | 0.54 | 47060 | 10502 | 0.1 | 92019 | 2353 | 0.02 | 100167
476 | IS Tap | SCE EOP | {'Innovation': [15.2, 442.0], 'Mercury': [19.1, 9.0]} | 25840 | 16251 | 0.63 | 9588 | 0.37 | 0 | 0 |  |  | 0 | 0 | 0 | 0 | 0 | 0 | 0 |  | 6983 | 0.27 | 0 | 0 | 0 | 0 | 25840 | 0 | 0 | 25840 | 0 | 0 | 25840 | 0 | 0 | 25840 | 0 | 0 | 25840 | 0 | 0 | 25840
477 | Q1806 | SDGE Imperial | {'Capistrano': [1.6, 1556.0], 'Trabuco': [2.1, 1456.0], 'Margarita': [3.0, 1637.0], 'Rancho Mission Viejo': [4.5, 1457.0], 'Talega': [8.2, 1441.0], 'North of SONGS': [8.3, 1430.0], 'Viejo': [9.5, 639.0], 'Santiago': [10.5, 195.0], 'San Onofre': [13.3, 252.0], 'Johanna': [16.1, 179.0]} | 13227 | 1644 | 0.12 | 11583 | 0.88 | 326 | 0.02 |  |  | 9982 | 0.75 | 0.55 | 133 | 0.01 | 3 | 0 |  | 4770 | 0.36 | 7052 | 0.53 | 2525 | 0.19 | 10703 | 8876 | 0.67 | 4351 | 9729 | 0.74 | 3498 | 9931 | 0.75 | 3297 | 7769 | 0.59 | 5458 | 785 | 0.06 | 12443
478 | Casaloma | PGE Kern | {'West Park': [2.7, 8128.0], 'Bakersfield': [2.8, 8306.0], 'Panama': [3.7, 11337.0], 'Stockdale': [4.1, 10695.0], 'Rosedale': [4.6, 6314.0], 'Magunden': [4.8, 7846.0], 'Columbus': [5.1, 6409.0], 'Kern Power': [5.7, 4940.0], 'Kern Oil': [6.6, 2962.0], 'Tevis': [7.2, 6362.0], 'Sycamore': [7.4, 3913.0], 'Cal Water': [7.9, 5909.0], 'Unknown - 3327': [8.7, 9343.0], 'Lamont': [8.8, 9283.0], 'Renfro': [9.4, 2486.0], '7th Standard': [9.6, 793.0], 'Grimmway-Malaga': [10.6, 9572.0], 'Old River': [11.0, 7463.0], 'Lerdo': [13.5, 757.0], 'Mt Poso': [14.4, 757.0], 'Tupman': [14.9, 171.0], 'Poso Mt.': [15.0, 78.0], 'Rio Bravo': [15.8, 679.0], 'Norco': [17.5, 25.0], 'Wheeler Ridge': [18.0, 2361.0], 'Lakeview': [18.4, 1310.0]} | 81833 | 14139 | 0.17 | 67694 | 0.83 | 635 | 0.01 |  |  | 64184 | 0.78 | 0.21 | 7498 | 0.09 | 41385 | 0.51 |  | 2778 | 0.03 | 0 | 0 | 23238 | 0.28 | 58595 | 7805 | 0.1 | 74029 | 18933 | 0.23 | 62900 | 32360 | 0.4 | 49473 | 909 | 0.01 | 80924 | 1339 | 0.02 | 80494
479 | Fern Road | PGE NGBA | {'Round Mt.': [11.5, 461.0], 'New Sub - Pit 1 - Cottonwood (Proposed)': [14.0, 2438.0]} | 138221 | 8581 | 0.06 | 129640 | 0.94 | 57719 | 0.42 |  |  | 71641 | 0.52 | 0.07 | 1949 | 0.01 | 1033 | 0.01 |  | 131258 | 0.95 | 3597 | 0.03 | 114058 | 0.83 | 24163 | 23346 | 0.17 | 114876 | 35707 | 0.26 | 102514 | 124019 | 0.9 | 14202 | 62469 | 0.45 | 75752 | 10923 | 0.08 | 127298
480 | North of SONGS | SCE Metro | {'Talega': [0.3, 1742.0], 'Rancho Mission Viejo': [5.5, 1733.0], 'San Onofre': [5.6, 368.0], 'Capistrano': [6.8, 1731.0], 'Margarita': [7.6, 1730.0], 'Q1806': [8.3, 1430.0], 'Trabuco': [9.7, 1234.0], 'Viejo': [15.6, 437.0]} | 14170 | 1736 | 0.12 | 12434 | 0.88 | 295 | 0.02 |  |  | 11136 | 0.79 | 0.51 | 190 | 0.01 | 3 | 0 |  | 4709 | 0.33 | 8366 | 0.59 | 3375 | 0.24 | 10795 | 8937 | 0.63 | 5233 | 9738 | 0.69 | 4432 | 10783 | 0.76 | 3387 | 7883 | 0.56 | 6287 | 796 | 0.06 | 13374
481 | Vine | SDGE Imperial | {'Old Town': [2.0, 1060.0], 'Point Loma': [3.2, 1060.0], 'Silvergate': [3.7, 1020.0], 'Mission': [4.0, 1059.0], 'Mesa Heights': [6.4, 833.0], 'Kearny': [7.1, 832.0], 'Elliot': [7.5, 758.0], 'Elliott': [7.5, 760.0], 'Murray': [9.7, 3.0], 'Spring Valley': [10.2, 69.0], 'Bay Boulevard': [10.3, 698.0], 'Telegraph Canyon': [11.7, 161.0], 'Imperial Beach': [11.8, 411.0], 'Miguel': [12.0, 140.0], 'Salt Creek': [12.1, 127.0], 'Otay': [12.2, 170.0], 'Penasquitos': [12.7, 56.0], 'San Ysidro': [15.1, 148.0], 'North City Metering': [15.4, 42.0]} | 5413 | 1042 | 0.19 | 4370 | 0.81 | 2801 | 0.52 |  |  | 297 | 0.05 | 0.21 | 0 | 0 | 0 | 0 |  | 7 | 0 | 0 | 0 | 51 | 0.01 | 5362 | 945 | 0.17 | 4468 | 4272 | 0.79 | 1141 | 4297 | 0.79 | 1116 | 0 | 0 | 5413 | 81 | 0.02 | 5332
482 | Belden | PGE NGBA | {'Bucks Creek': [2.3, 2281.0], 'Caribou': [7.7, 4078.0], 'Caribou 2': [7.7, 4100.0], 'Grizzly': [7.8, 745.0], 'Rock Creek': [8.7, 745.0], 'Rock Creek 1': [8.7, 745.0], 'Cresta': [15.1, 732.0]} | 50532 | 5089 | 0.1 | 45443 | 0.9 | 47270 | 0.94 |  |  | 3165 | 0.06 | 0.03 | 140 | 0 | 0 | 0 |  | 16895 | 0.33 | 14050 | 0.28 | 15038 | 0.3 | 35494 | 27481 | 0.54 | 23051 | 28860 | 0.57 | 21671 | 40745 | 0.81 | 9787 | 28358 | 0.56 | 22173 | 3710 | 0.07 | 46822
483 | Standard Oil | PGE GBA | {'Standard Oil 2': [0.0, 4668.0], 'Richmond R': [2.2, 4502.0], 'San Pablo': [4.0, 4019.0], 'El Cerrito G': [5.5, 4436.0], 'Sobrante': [10.6, 3026.0], 'Christie': [10.7, 2175.0], 'Ignacio': [11.8, 279.0], 'Oakland L': [11.8, 967.0], 'Oakland C': [12.2, 802.0], 'Carquinez': [12.6, 2006.0], 'Oakland X': [13.4, 386.0], 'Potrero': [13.5, 1219.0], 'SAN FRAN A (POTRERO PP)': [13.5, 1231.0], 'Moraga': [14.5, 324.0], 'Alhambra': [14.6, 1913.0], 'Martinez': [15.7, 1884.0], 'Oakland J': [16.3, 209.0], 'Parkway': [16.5, 1870.0], 'Bahia': [16.6, 1884.0], 'Martin': [17.2, 111.0], 'Edes': [18.3, 11.0]} | 14622 | 4653 | 0.32 | 9969 | 0.68 | 2308 | 0.16 |  |  | 5716 | 0.39 | 0.29 | 316 | 0.02 | 0 | 0 |  | 3047 | 0.21 | 0 | 0 | 2358 | 0.16 | 12264 | 8762 | 0.6 | 5860 | 9672 | 0.66 | 4950 | 9672 | 0.66 | 4950 | 1594 | 0.11 | 13028 | 1138 | 0.08 | 13484
484 | Panama | PGE Kern | {'Stockdale': [3.0, 13949.0], 'Casaloma': [3.7, 11337.0], 'West Park': [5.5, 6880.0], 'Tevis': [6.2, 9262.0], 'Bakersfield': [6.4, 5553.0], 'Rosedale': [6.5, 6218.0], 'Kern Power': [7.2, 5036.0], 'Magunden': [7.2, 6127.0], 'Old River': [7.5, 15154.0], 'Columbus': [8.5, 4276.0], 'Unknown - 3327': [8.9, 10097.0], 'Lamont': [9.0, 10012.0], 'Grimmway-Malaga': [9.6, 11879.0], 'Kern Oil': [10.1, 1525.0], 'Renfro': [10.2, 2495.0], 'Sycamore': [11.0, 1527.0], 'Cal Water': [11.1, 3856.0], '7th Standard': [11.7, 36.0], 'Tupman': [14.5, 986.0], 'Wheeler Ridge': [14.6, 7525.0], 'Lakeview': [14.7, 5811.0], 'Norco': [16.1, 1492.0], 'Midway - Wheeler Ridge (Proposed)': [18.4, 1381.0], 'Tejon': [19.5, 383.0]} | 96689 | 20029 | 0.21 | 76659 | 0.79 | 7924 | 0.08 |  |  | 74683 | 0.77 | 0.16 | 16861 | 0.17 | 61678 | 0.64 |  | 866 | 0.01 | 0 | 0 | 6798 | 0.07 | 89890 | 6608 | 0.07 | 90080 | 26362 | 0.27 | 70327 | 26778 | 0.28 | 69911 | 0 | 0 | 96689 | 3470 | 0.04 | 93218
485 | Oakland X | PGE GBA | {'Oakland L': [2.2, 3343.0], 'Oakland C': [2.8, 3351.0], 'Oakland J': [3.1, 3155.0], 'Moraga': [4.8, 2366.0], 'Edes': [5.1, 2875.0], 'Sobrante': [7.1, 1092.0], 'San Leandro U': [8.0, 1573.0], 'El Cerrito G': [8.6, 1754.0], 'SAN FRAN A (POTRERO PP)': [9.1, 2669.0], 'Potrero': [9.1, 2673.0], 'Grant': [10.1, 1520.0], 'Richmond R': [11.3, 1367.0], 'Martin': [12.0, 2052.0], 'Castro Valley': [12.2, 1214.0], 'Standard Oil': [13.4, 386.0], 'Standard Oil 2': [13.5, 384.0], 'Christie': [13.8, 164.0], 'San Pablo': [13.8, 326.0], 'Mt Eden': [14.0, 1292.0], 'Mt. Eden': [14.0, 1292.0], 'Eastshore': [14.0, 1336.0], 'Millbrae': [16.4, 72.0], 'Burlingame': [16.6, 40.0]} | 20955 | 3334 | 0.16 | 17622 | 0.84 | 5375 | 0.26 |  |  | 11236 | 0.54 | 0.28 | 0 | 0 | 0 | 0 |  | 10136 | 0.48 | 0 | 0 | 12909 | 0.62 | 8047 | 9069 | 0.43 | 11886 | 15857 | 0.76 | 5098 | 17285 | 0.82 | 3671 | 4200 | 0.2 | 16755 | 1072 | 0.05 | 19883
486 | Butte | PGE NGBA | {'Notre Dame': [1.5, 3192.0], 'Table Mt.': [14.1, 266.0], 'Glenn': [18.0, 45.0]} | 127183 | 5628 | 0.04 | 121554 | 0.96 | 28343 | 0.22 |  |  | 76897 | 0.6 | 0.13 | 21159 | 0.17 | 49654 | 0.39 |  | 31353 | 0.25 | 0 | 0 | 75362 | 0.59 | 51821 | 30426 | 0.24 | 96756 | 60422 | 0.48 | 66760 | 87239 | 0.69 | 39943 | 35056 | 0.28 | 92127 | 17161 | 0.13 | 110021
487 | Nortech | PGE GBA | {'Los Esteros': [1.5, 1115.0], 'Scott': [3.1, 641.0], 'Trimble': [3.2, 641.0], 'Dixon Landing': [3.3, 1115.0], 'FMC': [5.5, 637.0], 'Newark': [5.8, 730.0], 'Whisman': [6.0, 6.0], 'San Jose B': [6.4, 635.0], 'Mountain View': [6.5, 6.0], 'San Jose A': [7.2, 635.0], 'Fremont': [8.4, 723.0], 'El Patio': [9.1, 0.0], 'Stone': [9.6, 635.0], 'Cooley Landing': [9.9, 6.0], 'Evergreen': [10.4, 635.0], 'Ravenswood': [10.9, 6.0], 'Dumbarton': [10.9, 480.0], 'Swift': [11.2, 635.0], 'Menlo': [13.3, 4.0], 'Piercy': [14.2, 0.0], 'Edenvale': [15.2, 0.0], 'Santa Teresa': [15.7, 0.0], 'Mt Eden': [16.6, 3.0], 'Mt. Eden': [16.6, 3.0], 'Vineyard': [18.3, 474.0]} | 9525 | 1112 | 0.12 | 8413 | 0.88 | 2538 | 0.27 |  |  | 6189 | 0.65 | 0.06 | 20 | 0 | 0 | 0 |  | 9001 | 0.94 | 0 | 0 | 3074 | 0.32 | 6451 | 4037 | 0.42 | 5488 | 4548 | 0.48 | 4977 | 4548 | 0.48 | 4977 | 5443 | 0.57 | 4081 | 922 | 0.1 | 8603
488 | Windsor | SCE Metro | {'La Cienega': [1.1, 64.0], 'El Nido': [7.0, 19.0], 'Chevmain': [7.0, 21.0], 'El Segundo': [7.1, 21.0], 'La Fresa': [8.9, 15.0], 'Redondo': [10.4, 15.0], 'Arcogen': [14.0, 10.0], 'Eagle Rock': [14.7, 3.0], 'Gould': [18.5, 3.0]} | 170 | 62 | 0.37 | 108 | 0.63 | 3 | 0.02 |  |  | 15 | 0.09 | 0.12 | 0 | 0 | 0 | 0 |  | 41 | 0.24 | 0 | 0 | 0 | 0 | 170 | 100 | 0.59 | 70 | 105 | 0.62 | 65 | 105 | 0.62 | 65 | 0 | 0 | 170 | 0 | 0 | 170
489 | Haas | PGE Fresno | {'Balch 1': [3.5, 1171.0], 'Balch': [3.9, 1171.0], 'Balch 2': [3.9, 1171.0]} | 31206 | 1184 | 0.04 | 30022 | 0.96 | 30760 | 0.99 |  |  | 354 | 0.01 | 0.02 | 0 | 0 | 0 | 0 |  | 20440 | 0.65 | 7303 | 0.23 | 2902 | 0.09 | 28304 | 15583 | 0.5 | 15623 | 13077 | 0.42 | 18129 | 18472 | 0.59 | 12734 | 22274 | 0.71 | 8932 | 1776 | 0.06 | 29430
490 | Stone | PGE GBA | {'Evergreen': [1.5, 1747.0], 'San Jose A': [2.5, 1747.0], 'San Jose B': [3.2, 1747.0], 'El Patio': [3.8, 220.0], 'Swift': [4.1, 1747.0], 'FMC': [4.2, 1632.0], 'Piercy': [5.0, 1112.0], 'Hicks': [5.2, 108.0], 'Edenvale': [5.7, 1112.0], 'Santa Teresa': [6.2, 1112.0], 'Trimble': [6.3, 1500.0], 'Scott': [6.9, 1097.0], 'Metcalf Energy Center': [8.8, 746.0], 'Metcalf 1': [8.8, 835.0], 'Los Esteros': [9.3, 1125.0], 'Nortech': [9.6, 635.0], 'Dixon Landing': [11.1, 899.0], 'Newark': [15.2, 249.0], 'Fremont': [17.3, 242.0]} | 11737 | 1745 | 0.15 | 9992 | 0.85 | 1608 | 0.14 |  |  | 7935 | 0.68 | 0.1 | 158 | 0.01 | 6 | 0 |  | 11495 | 0.98 | 0 | 0 | 4028 | 0.34 | 7709 | 1482 | 0.13 | 10255 | 2834 | 0.24 | 8903 | 4415 | 0.38 | 7322 | 7204 | 0.61 | 4532 | 569 | 0.05 | 11168
491 | El Cerrito G | PGE GBA | {'Richmond R': [3.7, 5285.0], 'Sobrante': [5.2, 4805.0], 'San Pablo': [5.2, 5175.0], 'Standard Oil 2': [5.5, 4422.0], 'Standard Oil': [5.5, 4436.0], 'Oakland L': [7.6, 2378.0], 'Christie': [7.9, 3508.0], 'Oakland C': [8.3, 2214.0], 'Oakland X': [8.6, 1754.0], 'Moraga': [9.0, 1474.0], 'Alhambra': [10.8, 3246.0], 'Oakland J': [11.7, 1558.0], 'Potrero': [12.0, 2604.0], 'SAN FRAN A (POTRERO PP)': [12.0, 2617.0], 'Martinez': [12.2, 3217.0], 'Carquinez': [12.5, 3339.0], 'Lakewood': [13.3, 85.0], 'Edes': [13.7, 1344.0], 'Meadow Lane': [14.0, 556.0], 'Bahia': [14.6, 3217.0], 'Martin': [15.9, 1507.0], 'Parkway': [16.3, 3203.0], 'San Leandro U': [16.6, 91.0], 'Ignacio': [17.0, 99.0], 'Grant': [18.7, 40.0]} | 27783 | 7147 | 0.26 | 20636 | 0.74 | 2602 | 0.09 |  |  | 16561 | 0.6 | 0.29 | 193 | 0.01 | 26 | 0 |  | 12625 | 0.45 | 0 | 0 | 4916 | 0.18 | 22867 | 16638 | 0.6 | 11145 | 20260 | 0.73 | 7523 | 20260 | 0.73 | 7523 | 3226 | 0.12 | 24557 | 1189 | 0.04 | 26593
492 | Elizabeth Lake | SCE Northern | {'Pardee': [4.1, 10649.0], 'Saugus': [5.3, 10608.0], 'Sylmar-Pac Intertie': [14.5, 97.0]} | 67628 | 11059 | 0.16 | 56570 | 0.84 | 29651 | 0.44 |  |  | 29995 | 0.44 | 0.22 | 451 | 0.01 | 1595 | 0.02 |  | 28615 | 0.42 | 32352 | 0.48 | 31819 | 0.47 | 35810 | 3288 | 0.05 | 64340 | 8730 | 0.13 | 58899 | 38578 | 0.57 | 29050 | 30969 | 0.46 | 36659 | 6698 | 0.1 | 60930
493 | Ashlan | PGE Fresno | {'Fig Garden': [2.6, 16506.0], 'Figarden': [2.6, 16519.0], 'Bullard': [3.9, 10767.0], 'West Fresno': [5.2, 9684.0], 'California Ave': [6.2, 7021.0], 'Herndon': [6.3, 14771.0], 'Gregg': [6.4, 14566.0], 'Kearney (New)': [6.8, 9708.0], 'Clovis': [8.4, 491.0], 'Woodward': [8.4, 6797.0], 'Malaga': [8.9, 4213.0], 'Borden': [12.4, 11034.0], 'Sanger': [13.3, 396.0], 'Madera': [15.4, 6686.0], 'Biola': [15.7, 2416.0], 'McCall': [16.4, 394.0], 'Mc Mullin': [16.5, 3447.0], 'Storey': [17.4, 5273.0]} | 74868 | 19156 | 0.26 | 55712 | 0.74 | 6 | 0 |  |  | 52375 | 0.7 | 0.23 | 23081 | 0.31 | 44008 | 0.59 |  | 9617 | 0.13 | 0 | 0 | 12390 | 0.17 | 62478 | 11182 | 0.15 | 63686 | 11182 | 0.15 | 63686 | 18059 | 0.24 | 56809 | 0 | 0 | 74868 | 2107 | 0.03 | 72761
494 | Meadow Lane | PGE GBA | {'Lakewood': [3.8, 948.0], 'Clayton': [4.7, 711.0], 'Alhambra': [4.7, 4447.0], 'Martinez': [5.0, 4603.0], 'Rossmoor': [7.0, 4.0], 'Kirker': [8.9, 711.0], 'Christie': [8.9, 4439.0], 'Sobrante': [9.3, 1263.0], 'Bahia': [9.4, 4449.0], 'Pittsburg': [9.8, 711.0], 'GWF 2': [11.0, 640.0], 'Carquinez': [13.8, 4321.0], 'El Cerrito G': [14.0, 556.0], 'Collinsville': [14.3, 589.0], 'Contra Costa': [14.8, 583.0], 'Parkway': [14.8, 4302.0], 'San Pablo': [15.5, 1182.0], 'Lone Tree': [15.9, 378.0], 'Contra Costa PP': [16.1, 576.0], 'Birds Landing': [16.4, 2.0], 'Shiloh III': [18.1, 2.0]} | 28001 | 5019 | 0.18 | 22982 | 0.82 | 4493 | 0.16 |  |  | 15737 | 0.56 | 0.44 | 197 | 0.01 | 26 | 0 |  | 16951 | 0.61 | 0 | 0 | 5935 | 0.21 | 22066 | 17951 | 0.64 | 10050 | 17082 | 0.61 | 10919 | 21583 | 0.77 | 6418 | 4593 | 0.16 | 23408 | 3944 | 0.14 | 24057
495 | Bucks Creek | PGE NGBA | {'Belden': [2.3, 2281.0], 'Grizzly': [5.7, 1707.0], 'Rock Creek': [6.5, 1707.0], 'Rock Creek 1': [6.5, 1707.0], 'Caribou 2': [9.9, 1399.0], 'Caribou': [10.0, 1396.0], 'Cresta': [13.0, 1694.0]} | 54387 | 3243 | 0.06 | 51144 | 0.94 | 47397 | 0.87 |  |  | 6799 | 0.13 | 0.03 | 8 | 0 | 0 | 0 |  | 13992 | 0.26 | 19887 | 0.37 | 23537 | 0.43 | 30850 | 28153 | 0.52 | 26234 | 32161 | 0.59 | 22226 | 46957 | 0.86 | 7430 | 33832 | 0.62 | 20554 | 4180 | 0.08 | 50206
496 | Dunn Siding | SCE NOL | {'Harvard': [13.6, 1404.0]} | 11484 | 1982 | 0.17 | 9502 | 0.83 | 3779 | 0.33 |  |  | 6970 | 0.61 | 0.04 | 0 | 0 | 0 | 0 |  | 0 | 0 | 0 | 0 | 4845 | 0.42 | 6639 | 768 | 0.07 | 10716 | 2327 | 0.2 | 9157 | 5958 | 0.52 | 5525 | 7187 | 0.63 | 4297 | 645 | 0.06 | 10839
497 | Pit 4 | PGE NGBA | {'Pit 3': [5.3, 25982.0], 'James B Black': [6.5, 16505.0], 'Cove Road': [8.7, 11653.0], 'Carberry': [10.2, 13788.0], 'Burney Forest': [10.3, 11729.0], 'Burney Forest Power': [10.3, 11733.0], 'New Sub - Pit 1 - Cottonwood (Proposed)': [11.5, 12836.0], 'Round Mt.': [13.3, 4851.0], 'Pit 1': [18.2, 10.0]} | 107347 | 34148 | 0.32 | 73199 | 0.68 | 72898 | 0.68 |  |  | 33534 | 0.31 | 0.04 | 3904 | 0.04 | 28 | 0 |  | 71233 | 0.66 | 17085 | 0.16 | 32288 | 0.3 | 75059 | 17380 | 0.16 | 89967 | 9480 | 0.09 | 97867 | 44524 | 0.41 | 62823 | 32543 | 0.3 | 74804 | 8570 | 0.08 | 98777
498 | SAN FRAN A (POTRERO PP) | PGE GBA | {'Potrero': [0.0, 4423.0], 'Martin': [3.9, 2966.0], 'Oakland C': [6.4, 2776.0], 'Oakland L': [7.3, 2776.0], 'Oakland X': [9.1, 2669.0], 'Oakland J': [9.3, 2528.0], 'Millbrae': [10.5, 207.0], 'Edes': [10.5, 2248.0], 'Burlingame': [11.7, 131.0], 'Richmond R': [11.9, 2263.0], 'El Cerrito G': [12.0, 2617.0], 'San Leandro U': [13.3, 946.0], 'Standard Oil 2': [13.5, 1227.0], 'Standard Oil': [13.5, 1231.0], 'Grant': [13.7, 893.0], 'Moraga': [13.8, 2017.0], 'Sobrante': [14.2, 1036.0], 'San Pablo': [16.2, 648.0], 'Eastshore': [17.3, 709.0], 'Mt Eden': [17.7, 665.0], 'Mt. Eden': [17.7, 665.0], 'Castro Valley': [18.2, 587.0], 'Christie': [19.7, 111.0]} | 8681 | 4403 | 0.51 | 4277 | 0.49 | 920 | 0.11 |  |  | 2748 | 0.32 | 0.47 | 0 | 0 | 0 | 0 |  | 0 | 0 | 0 | 0 | 97 | 0.01 | 8583 | 1624 | 0.19 | 7057 | 3882 | 0.45 | 4799 | 3980 | 0.46 | 4701 | 0 | 0 | 8681 | 386 | 0.04 | 8294
499 | Frogtown | PGE GBA | {'New Melones': [7.7, 175.0], 'Racetrack': [8.4, 608.0], 'Race Track': [8.4, 609.0], 'Collierville': [10.3, 1515.0], 'Stanislaus': [10.5, 1456.0], 'Peoria': [10.9, 175.0], 'Curtis': [12.9, 269.0], 'Chinese Station': [13.1, 175.0], 'Mi-Wuk': [17.1, 269.0]} | 62460 | 1702 | 0.03 | 60758 | 0.97 | 2807 | 0.04 |  |  | 46606 | 0.75 | 0.15 | 621 | 0.01 | 163 | 0 |  | 53725 | 0.86 | 4214 | 0.07 | 47400 | 0.76 | 15060 | 9602 | 0.15 | 52858 | 18666 | 0.3 | 43795 | 53173 | 0.85 | 9287 | 36652 | 0.59 | 25808 | 3492 | 0.06 | 58969
500 | Knights Landing | PGE NGBA | {'Woodland': [9.1, 4375.0], 'East Nicolaus': [12.9, 55.0], 'Madison': [15.4, 1649.0], 'Davis': [18.4, 112.0]} | 162551 | 4799 | 0.03 | 157751 | 0.97 | 21357 | 0.13 |  |  | 134111 | 0.83 | 0.08 | 24936 | 0.15 | 116125 | 0.71 |  | 6723 | 0.04 | 0 | 0 | 72420 | 0.45 | 90131 | 11900 | 0.07 | 150650 | 95866 | 0.59 | 66685 | 127334 | 0.78 | 35217 | 741 | 0 | 161810 | 9185 | 0.06 | 153365
501 | Sandlot | SCE NOL | {'Tortilla': [17.9, 3345.0]} | 18649 | 7800 | 0.42 | 10849 | 0.58 | 155 | 0.01 |  |  | 7797 | 0.42 | 0.28 | 1 | 0 | 0 | 0 |  | 0 | 0 | 0 | 0 | 1212 | 0.07 | 17437 | 9202 | 0.49 | 9447 | 5452 | 0.29 | 13197 | 9443 | 0.51 | 9206 | 5047 | 0.27 | 13602 | 337 | 0.02 | 18312
502 | Sunrise | PGE Kern | {'Sunset': [2.9, 8126.0], 'Taft': [7.7, 848.0], 'Elk Hills': [11.6, 52.0], 'Temblor': [13.6, 7203.0], 'Kernridge': [18.4, 3020.0]} | 46407 | 8167 | 0.18 | 38239 | 0.82 | 26846 | 0.58 |  |  | 18197 | 0.39 | 0.05 | 57 | 0 | 0 | 0 |  | 2334 | 0.05 | 0 | 0 | 9050 | 0.2 | 37356 | 15698 | 0.34 | 30708 | 33202 | 0.72 | 13204 | 33412 | 0.72 | 12994 | 6406 | 0.14 | 40000 | 35 | 0 | 46372
503 | Lilac | SDGE Imperial | {'Valley Center': [4.2, 28274.0], 'Pala': [7.3, 20021.0], 'Escondido': [9.0, 8681.0], 'Melrose': [10.1, 1228.0], 'Monserate': [10.1, 6945.0], 'San Marcos': [10.8, 902.0], 'Shadowridge': [11.7, 996.0], 'Ocean Ranch': [12.3, 844.0], 'Avocado': [12.6, 4015.0], 'San Luis Rey': [14.6, 756.0], 'Palomar Airport': [14.7, 104.0], 'Pendleton': [14.8, 465.0], 'Cannon': [16.3, 78.0], 'Encina': [16.5, 62.0]} | 79740 | 29510 | 0.37 | 50230 | 0.63 | 604 | 0.01 |  |  | 20190 | 0.25 | 0.39 | 16658 | 0.21 | 4654 | 0.06 |  | 42292 | 0.53 | 18411 | 0.23 | 36413 | 0.46 | 43327 | 9439 | 0.12 | 70301 | 17977 | 0.23 | 61763 | 41726 | 0.52 | 38014 | 8619 | 0.11 | 71121 | 5930 | 0.07 | 73810
504 | Alhambra | PGE GBA | {'Martinez': [1.6, 7488.0], 'Christie': [4.3, 7507.0], 'Meadow Lane': [4.7, 4447.0], 'Bahia': [6.1, 7488.0], 'Lakewood': [7.1, 365.0], 'Sobrante': [7.5, 3614.0], 'Carquinez': [9.3, 7390.0], 'Rossmoor': [9.4, 4.0], 'Clayton': [9.4, 126.0], 'Moraga': [10.3, 2.0], 'El Cerrito G': [10.8, 3246.0], 'Parkway': [10.9, 7328.0], 'San Pablo': [11.2, 4014.0], 'Kirker': [12.3, 126.0], 'Pittsburg': [13.0, 126.0], 'Richmond R': [13.8, 1740.0], 'GWF 2': [14.6, 55.0], 'Standard Oil': [14.6, 1913.0], 'Standard Oil 2': [14.7, 1903.0], 'Collinsville': [17.0, 4.0]} | 33223 | 7479 | 0.23 | 25744 | 0.77 | 4361 | 0.13 |  |  | 17049 | 0.51 | 0.72 | 197 | 0.01 | 26 | 0 |  | 14161 | 0.43 | 0 | 0 | 5529 | 0.17 | 27694 | 16608 | 0.5 | 16615 | 19963 | 0.6 | 13260 | 24720 | 0.74 | 8503 | 4636 | 0.14 | 28586 | 3129 | 0.09 | 30094
505 | Charleston | SCE EOP | {'Pahrump': [8.1, 18314.0], 'Vista 2': [9.7, 13739.0], 'Thousandaire': [10.4, 10205.0], 'Gamebird': [12.2, 10367.0]} | 33816 | 18960 | 0.56 | 14855 | 0.44 | 1080 | 0.03 |  |  | 32 | 0 | 0.02 | 0 | 0 | 0 | 0 |  | 0 | 0 | 0 | 0 | 0 | 0 | 33816 | 756 | 0.02 | 33060 | 1550 | 0.05 | 32266 | 1550 | 0.05 | 32266 | 612 | 0.02 | 33204 | 112 | 0 | 33704
506 | Vasco | PGE GBA | {'Los Positas': [1.2, 2476.0], 'Las Positas': [1.2, 2476.0], 'Altamont Midway (Sandhill)': [3.3, 1446.0], 'Altamont': [3.3, 1451.0], 'Cayetano': [3.5, 2335.0], 'Midway Green Ridge Services': [7.1, 31.0], 'Windmaster': [7.4, 1109.0], 'Delta Pumps': [8.1, 422.0], 'Delta PP': [8.1, 423.0], 'North Dublin': [8.1, 2293.0], 'Vineyard': [8.1, 2476.0], 'Kelso': [8.6, 0.0], 'Tassajara': [12.1, 1491.0], 'San Ramon': [12.2, 1557.0], 'Fremont': [17.8, 819.0]} | 91339 | 2476 | 0.03 | 88863 | 0.97 | 20393 | 0.22 |  |  | 64859 | 0.71 | 0.14 | 3364 | 0.04 | 1814 | 0.02 |  | 86077 | 0.94 | 1187 | 0.01 | 63303 | 0.69 | 28036 | 59074 | 0.65 | 32265 | 67486 | 0.74 | 23853 | 82997 | 0.91 | 8342 | 31991 | 0.35 | 59348 | 5860 | 0.06 | 85478
507 | Harris | PGE NGBA | {'Humboldt': [1.0, 19708.0], 'Humboldt Bay': [4.9, 11708.0], 'Arcata': [6.4, 7723.0]} | 63435 | 20546 | 0.32 | 42889 | 0.68 | 21314 | 0.34 |  |  | 29450 | 0.46 | 0.15 | 0 | 0 | 0 | 0 |  | 0 | 0 | 0 | 0 | 1859 | 0.03 | 61576 | 28062 | 0.44 | 35373 | 32990 | 0.52 | 30445 | 33771 | 0.53 | 29664 | 13627 | 0.21 | 49809 | 7677 | 0.12 | 55758
508 | Grizzly | PGE NGBA | {'Rock Creek 1': [1.0, 3966.0], 'Rock Creek': [1.0, 3968.0], 'Bucks Creek': [5.7, 1707.0], 'Cresta': [7.3, 3843.0], 'Belden': [7.8, 745.0], 'POE': [15.0, 869.0], 'Caribou': [15.4, 13.0], 'Caribou 2': [15.4, 13.0]} | 61602 | 3992 | 0.06 | 57610 | 0.94 | 47901 | 0.78 |  |  | 13267 | 0.22 | 0.04 | 0 | 0 | 0 | 0 |  | 14508 | 0.24 | 25943 | 0.42 | 26421 | 0.43 | 35181 | 27261 | 0.44 | 34341 | 39007 | 0.63 | 22595 | 52979 | 0.86 | 8623 | 32329 | 0.52 | 29273 | 4355 | 0.07 | 57247
509 | Jackass (DOE) | SCE EOP | {'Lathrop': [9.0, 8298.0], 'Mercury': [15.8, 966.0], 'Valley Switch': [17.7, 368.0]} | 147259 | 14717 | 0.1 | 132542 | 0.9 | 0 | 0 |  |  | 0 | 0 | 0 | 0 | 0 | 0 | 0 |  | 0 | 0 | 0 | 0 | 0 | 0 | 147259 | 0 | 0 | 147259 | 0 | 0 | 147259 | 0 | 0 | 147259 | 0 | 0 | 147259 | 0 | 0 | 147259
510 | North City Metering | SDGE Imperial | {'Penasquitos': [2.8, 148.0], 'Chicarita': [6.5, 457.0], 'Artesian': [6.6, 479.0], 'Scripps': [7.1, 101.0], 'Mesa Heights': [9.7, 42.0], 'Kearny': [10.1, 42.0], 'Pomerado': [10.9, 101.0], 'Sycamore Canyon': [11.3, 101.0], 'San Marcos': [11.9, 385.0], 'Palomar Airport': [12.0, 377.0], 'Shadowridge': [12.7, 377.0], 'Mission': [13.0, 42.0], 'Escondido': [13.1, 473.0], 'Old Town': [13.5, 42.0], 'Encina': [14.0, 148.0], 'Cannon': [14.0, 183.0], 'Point Loma': [15.1, 42.0], 'Vine': [15.4, 42.0], 'Melrose': [17.3, 248.0], 'Ocean Ranch': [18.0, 1.0], 'San Luis Rey': [18.7, 0.0]} | 3312 | 516 | 0.16 | 2796 | 0.84 | 7 | 0 |  |  | 897 | 0.27 | 0.07 | 51 | 0.02 | 21 | 0.01 |  | 993 | 0.3 | 0 | 0 | 632 | 0.19 | 2680 | 1465 | 0.44 | 1847 | 1009 | 0.3 | 2303 | 1881 | 0.57 | 1431 | 252 | 0.08 | 3060 | 260 | 0.08 | 3052
511 | Ormond Beach | SCE Northern | {'Mandalay': [7.1, 2413.0], 'Santa Clara': [12.0, 1991.0], 'Wakefield': [16.9, 343.0], 'Moorpark': [18.3, 129.0]} | 24901 | 5405 | 0.22 | 19496 | 0.78 | 2627 | 0.11 |  |  | 20645 | 0.83 | 0.16 | 4786 | 0.19 | 14315 | 0.57 |  | 0 | 0 | 0 | 0 | 3067 | 0.12 | 21833 | 2802 | 0.11 | 22099 | 7349 | 0.3 | 17552 | 7496 | 0.3 | 17405 | 345 | 0.01 | 24556 | 1657 | 0.07 | 23244
512 | Warne | SCE Northern | {'Bailey': [6.4, 176.0], 'Neenach': [17.4, 135.0]} | 51301 | 176 | 0 | 51125 | 1 | 30224 | 0.59 |  |  | 19831 | 0.39 | 0.04 | 2 | 0 | 0 | 0 |  | 17634 | 0.34 | 31888 | 0.62 | 36814 | 0.72 | 14486 | 19847 | 0.39 | 31453 | 19067 | 0.37 | 32234 | 48967 | 0.95 | 2333 | 32293 | 0.63 | 19007 | 1684 | 0.03 | 49617
513 | POE | PGE NGBA | {'Cresta': [7.8, 1298.0], 'Rock Creek 1': [14.2, 869.0], 'Rock Creek': [14.3, 869.0], 'Table Mt.': [14.9, 193.0], 'Grizzly': [15.0, 869.0], 'Wyandotte': [16.6, 629.0], 'Thermalito': [16.9, 16.0], 'Palermo': [18.9, 76.0]} | 82733 | 6696 | 0.08 | 76037 | 0.92 | 19249 | 0.23 |  |  | 41343 | 0.5 | 0.16 | 135 | 0 | 96 | 0 |  | 15790 | 0.19 | 1274 | 0.02 | 32573 | 0.39 | 50160 | 35667 | 0.43 | 47066 | 63679 | 0.77 | 19054 | 71288 | 0.86 | 11445 | 38649 | 0.47 | 44084 | 3260 | 0.04 | 79472
514 | Pit 3 | PGE NGBA | {'Pit 4': [5.3, 25982.0], 'Burney Forest': [8.5, 18857.0], 'Burney Forest Power': [8.5, 18861.0], 'Carberry': [9.6, 18624.0], 'James B Black': [11.8, 9722.0], 'Cove Road': [12.6, 7060.0], 'New Sub - Pit 1 - Cottonwood (Proposed)': [12.7, 12330.0], 'Pit 1': [13.0, 6996.0], 'Round Mt.': [16.4, 1838.0]} | 123125 | 44739 | 0.36 | 78386 | 0.64 | 72154 | 0.59 |  |  | 49818 | 0.4 | 0.05 | 6374 | 0.05 | 0 | 0 |  | 59310 | 0.48 | 7119 | 0.06 | 33390 | 0.27 | 89735 | 30162 | 0.24 | 92963 | 23896 | 0.19 | 99229 | 56068 | 0.46 | 67057 | 31575 | 0.26 | 91550 | 9977 | 0.08 | 113148
515 | Evergreen | PGE GBA | {'Stone': [1.5, 1747.0], 'Swift': [2.8, 1747.0], 'Piercy': [3.8, 1112.0], 'San Jose A': [3.8, 1747.0], 'San Jose B': [4.2, 1747.0], 'Edenvale': [4.8, 1112.0], 'El Patio': [5.2, 220.0], 'Santa Teresa': [5.3, 1112.0], 'FMC': [5.4, 1632.0], 'Hicks': [5.8, 108.0], 'Trimble': [7.2, 1500.0], 'Metcalf Energy Center': [7.7, 746.0], 'Metcalf 1': [7.7, 835.0], 'Scott': [8.0, 1097.0], 'Los Esteros': [10.0, 1125.0], 'Nortech': [10.4, 635.0], 'Dixon Landing': [11.6, 899.0], 'Newark': [15.9, 249.0], 'Fremont': [17.8, 242.0]} | 16471 | 1745 | 0.11 | 14726 | 0.89 | 2717 | 0.16 |  |  | 11202 | 0.68 | 0.09 | 702 | 0.04 | 249 | 0.02 |  | 15854 | 0.96 | 0 | 0 | 7444 | 0.45 | 9027 | 3786 | 0.23 | 12685 | 4877 | 0.3 | 11594 | 8457 | 0.51 | 8014 | 10008 | 0.61 | 6463 | 807 | 0.05 | 15664
516 | Rincon | PGE NGBA | {'Santa Rosa A': [4.5, 3382.0], 'Monroe': [4.9, 1285.0], 'Fulton': [5.1, 870.0], 'Bellevue': [8.1, 3341.0], 'Silverado': [11.1, 2343.0], 'Penngrove': [12.2, 2961.0], 'Fitch Mountain': [12.9, 530.0], 'Corona': [15.7, 1776.0], 'Lakeville': [17.3, 2379.0]} | 71101 | 4249 | 0.06 | 66852 | 0.94 | 1067 | 0.02 |  |  | 38905 | 0.55 | 0.2 | 5618 | 0.08 | 8835 | 0.12 |  | 7393 | 0.1 | 0 | 0 | 44478 | 0.63 | 26623 | 33875 | 0.48 | 37226 | 51669 | 0.73 | 19432 | 63352 | 0.89 | 7749 | 16488 | 0.23 | 54612 | 3325 | 0.05 | 67776
517 | Whisman | PGE GBA | {'Mountain View': [1.6, 49.0], 'Monta Vista': [5.6, 40.0], 'Cooley Landing': [5.8, 60.0], 'Nortech': [6.0, 6.0], 'Scott': [6.5, 6.0], 'Ravenswood': [7.2, 60.0], 'Los Esteros': [7.6, 6.0], 'Menlo': [7.6, 58.0], 'Trimble': [7.9, 6.0], 'Newark': [8.0, 6.0], 'Dixon Landing': [8.8, 6.0], 'FMC': [8.9, 2.0], 'Dumbarton': [10.6, 19.0], 'Fremont': [11.1, 6.0], 'Jefferson': [12.4, 54.0], 'Eastshore': [15.5, 13.0], 'Mt Eden': [15.9, 7.0], 'Mt. Eden': [15.9, 7.0]} | 4462 | 58 | 0.01 | 4403 | 0.99 | 474 | 0.11 |  |  | 2114 | 0.47 | 0.18 | 69 | 0.02 | 125 | 0.03 |  | 48 | 0.01 | 0 | 0 | 2420 | 0.54 | 2042 | 2488 | 0.56 | 1974 | 3812 | 0.85 | 650 | 4014 | 0.9 | 448 | 824 | 0.18 | 3638 | 863 | 0.19 | 3599
518 | Brighton | PGE NGBA | {'Granite': [4.1, 5174.0], 'Davis': [17.5, 4.0]} | 17992 | 5177 | 0.29 | 12815 | 0.71 | 0 | 0 |  |  | 12039 | 0.67 | 0.24 | 5167 | 0.29 | 2554 | 0.14 |  | 4936 | 0.27 | 0 | 0 | 5026 | 0.28 | 12966 | 3281 | 0.18 | 14712 | 3488 | 0.19 | 14505 | 8102 | 0.45 | 9890 | 597 | 0.03 | 17395 | 4169 | 0.23 | 13824
519 | Mi-Wuk | PGE GBA | {'Curtis': [7.8, 5710.0], 'Stanislaus': [10.2, 1771.0], 'Collierville': [10.9, 1771.0], 'Race Track': [11.8, 5708.0], 'Racetrack': [11.8, 5708.0], 'Donnells-Curtis': [16.7, 1534.0], 'Frogtown': [17.1, 269.0], 'Peoria': [18.4, 783.0], 'New Melones': [18.5, 137.0], 'Chinese Station': [18.8, 1020.0]} | 81148 | 18646 | 0.23 | 62502 | 0.77 | 16438 | 0.2 |  |  | 51849 | 0.64 | 0.1 | 178 | 0 | 26 | 0 |  | 31243 | 0.39 | 44470 | 0.55 | 13251 | 0.16 | 67897 | 19151 | 0.24 | 61997 | 44681 | 0.55 | 36467 | 46998 | 0.58 | 34151 | 32842 | 0.4 | 48306 | 1538 | 0.02 | 79610
520 | San Ysidro | SDGE Imperial | {'Otay': [2.9, 198.0], 'Imperial Beach': [4.3, 158.0], 'Bay Boulevard': [5.1, 158.0], 'Telegraph Canyon': [5.3, 201.0], 'Otay Mesa': [6.7, 49.0], 'Salt Creek': [8.4, 173.0], 'Miguel': [8.5, 184.0], 'Silvergate': [11.4, 151.0], 'Vine': [15.1, 148.0], 'Mission': [16.7, 145.0], 'Old Town': [17.1, 145.0], 'Point Loma': [17.3, 145.0]} | 6874 | 191 | 0.03 | 6683 | 0.97 | 652 | 0.09 |  |  | 4076 | 0.59 | 0.15 | 0 | 0 | 0 | 0 |  | 3906 | 0.57 | 0 | 0 | 305 | 0.04 | 6569 | 6260 | 0.91 | 614 | 6353 | 0.92 | 520 | 6610 | 0.96 | 264 | 2146 | 0.31 | 4728 | 696 | 0.1 | 6178
521 | Lincoln | PGE NGBA | {'Pleasant Grove': [5.5, 16145.0], 'Rio Oso': [9.5, 16284.0], 'Atlantic': [9.7, 5373.0], 'Bell': [11.3, 8374.0], 'East Nicolaus': [13.3, 14495.0], 'Higgins': [14.7, 4853.0], 'Olivehurst': [18.8, 18.0], 'Gold Hill': [18.9, 347.0]} | 96355 | 25701 | 0.27 | 70654 | 0.73 | 5443 | 0.06 |  |  | 58657 | 0.61 | 0.31 | 24039 | 0.25 | 12475 | 0.13 |  | 50282 | 0.52 | 0 | 0 | 54456 | 0.57 | 41899 | 0 | 0 | 96355 | 0 | 0 | 96355 | 54456 | 0.57 | 41899 | 15374 | 0.16 | 80981 | 23387 | 0.24 | 72969
522 | Jefferson | PGE GBA | {'Menlo': [4.9, 286.0], 'Ravenswood': [8.4, 440.0], 'Cooley Landing': [8.7, 146.0], 'Burlingame': [10.1, 396.0], 'Millbrae': [11.8, 374.0], 'Whisman': [12.4, 54.0], 'Mountain View': [12.9, 43.0], 'Dumbarton': [14.2, 88.0], 'Monta Vista': [14.9, 40.0], 'Eastshore': [14.9, 242.0], 'Mt Eden': [15.8, 23.0], 'Mt. Eden': [15.8, 23.0], 'Grant': [16.4, 222.0], 'Martin': [18.4, 32.0]} | 27812 | 2540 | 0.09 | 25271 | 0.91 | 1210 | 0.04 |  |  | 19516 | 0.7 | 0.62 | 1214 | 0.04 | 105 | 0 |  | 0 | 0 | 0 | 0 | 12810 | 0.46 | 15002 | 17515 | 0.63 | 10297 | 19224 | 0.69 | 8588 | 23647 | 0.85 | 4164 | 12758 | 0.46 | 15053 | 3237 | 0.12 | 24574
523 | Lakewood | PGE GBA | {'Rossmoor': [3.3, 4.0], 'Meadow Lane': [3.8, 948.0], 'Clayton': [5.4, 701.0], 'Alhambra': [7.1, 365.0], 'Martinez': [8.1, 519.0], 'Sobrante': [8.2, 248.0], 'Christie': [10.5, 365.0], 'Kirker': [11.3, 701.0], 'Pittsburg': [12.5, 701.0], 'Bahia': [12.8, 365.0], 'GWF 2': [13.0, 629.0], 'El Cerrito G': [13.3, 85.0], 'San Pablo': [16.0, 170.0], 'Contra Costa': [16.1, 583.0], 'Lone Tree': [16.3, 378.0], 'Carquinez': [16.4, 248.0], 'Collinsville': [17.0, 583.0], 'Contra Costa PP': [17.6, 576.0], 'Parkway': [18.0, 229.0]} | 26380 | 947 | 0.04 | 25433 | 0.96 | 4610 | 0.17 |  |  | 18786 | 0.71 | 0.09 | 192 | 0.01 | 26 | 0 |  | 22476 | 0.85 | 0 | 0 | 15359 | 0.58 | 11021 | 14823 | 0.56 | 11557 | 21150 | 0.8 | 5230 | 24646 | 0.93 | 1735 | 9046 | 0.34 | 17334 | 1202 | 0.05 | 25178
524 | Windmaster | PGE GBA | {'Delta Pumps': [1.1, 826.0], 'Delta PP': [1.1, 827.0], 'Kelso': [2.1, 404.0], 'Tracy': [3.3, 404.0], 'Altamont': [4.1, 1356.0], 'Altamont Midway (Sandhill)': [4.1, 1364.0], 'Midway Green Ridge Services': [6.0, 435.0], 'Vasco': [7.4, 1109.0], 'Tesla': [7.5, 404.0], 'Cayetano': [8.2, 1109.0], 'Brentwood': [8.4, 116.0], 'Los Positas': [8.6, 1109.0], 'Las Positas': [8.6, 1109.0], 'GWF Tracy': [10.4, 404.0], 'Lammers': [10.8, 404.0], 'Lone Tree': [11.9, 116.0], 'North Dublin': [12.3, 1109.0], 'Tassajara': [14.4, 1134.0], 'Vineyard': [14.7, 1109.0], 'Contra Costa': [15.8, 116.0], 'Contra Costa PP': [16.3, 116.0], 'San Ramon': [16.4, 1109.0], 'Kasson': [16.8, 404.0], 'GWF 2': [19.1, 116.0]} | 110042 | 1628 | 0.01 | 108414 | 0.99 | 27802 | 0.25 |  |  | 69018 | 0.63 | 0.13 | 9352 | 0.08 | 36506 | 0.33 |  | 60726 | 0.55 | 579 | 0.01 | 55222 | 0.5 | 54819 | 51593 | 0.47 | 58449 | 56501 | 0.51 | 53541 | 75064 | 0.68 | 34978 | 12085 | 0.11 | 97957 | 6860 | 0.06 | 103182
525 | Rosamond | SCE Northern | {'Whirlwind': [11.2, 22046.0], 'Windhub': [12.1, 16385.0], 'Antelope': [12.8, 23229.0], 'Neenach': [16.1, 8627.0], 'Highwind': [18.2, 1704.0]} | 108107 | 54461 | 0.5 | 53645 | 0.5 | 159 | 0 |  |  | 12175 | 0.11 | 0.58 | 1317 | 0.01 | 2406 | 0.02 |  | 696 | 0.01 | 0 | 0 | 7909 | 0.07 | 100198 | 33572 | 0.31 | 74535 | 27579 | 0.26 | 80528 | 46970 | 0.43 | 61137 | 8901 | 0.08 | 99206 | 2680 | 0.02 | 105427
526 | Los Positas | PGE GBA | {'Las Positas': [0.0, 3138.0], 'Vasco': [1.2, 2476.0], 'Cayetano': [3.4, 2443.0], 'Altamont Midway (Sandhill)': [4.5, 1446.0], 'Altamont': [4.5, 1451.0], 'Vineyard': [6.9, 3138.0], 'North Dublin': [7.4, 2510.0], 'Midway Green Ridge Services': [8.1, 31.0], 'Windmaster': [8.6, 1109.0], 'Delta Pumps': [9.2, 422.0], 'Delta PP': [9.2, 423.0], 'Kelso': [9.7, 0.0], 'San Ramon': [11.4, 1566.0], 'Tassajara': [11.7, 1491.0], 'Fremont': [16.7, 1482.0], 'Newark': [19.6, 96.0], 'Dixon Landing': [19.8, 65.0]} | 87685 | 3137 | 0.04 | 84548 | 0.96 | 20733 | 0.24 |  |  | 62000 | 0.71 | 0.12 | 2535 | 0.03 | 316 | 0 |  | 84248 | 0.96 | 1361 | 0.02 | 59604 | 0.68 | 28080 | 52438 | 0.6 | 35247 | 62107 | 0.71 | 25578 | 78103 | 0.89 | 9581 | 32258 | 0.37 | 55426 | 5694 | 0.06 | 81990
527 | Oregon Trail | PGE NGBA | {'Jessup': [10.9, 429.0], 'Cottonwood': [15.7, 0.0]} | 82815 | 8534 | 0.1 | 74281 | 0.9 | 3329 | 0.04 |  |  | 28026 | 0.34 | 0.38 | 2084 | 0.03 | 1109 | 0.01 |  | 74606 | 0.9 | 376 | 0 | 61730 | 0.75 | 21085 | 21283 | 0.26 | 61532 | 25787 | 0.31 | 57028 | 68532 | 0.83 | 14283 | 24426 | 0.29 | 58390 | 10897 | 0.13 | 71918
528 | Burlingame | PGE GBA | {'Millbrae': [1.9, 605.0], 'Martin': [8.3, 195.0], 'Jefferson': [10.1, 396.0], 'Potrero': [11.6, 132.0], 'SAN FRAN A (POTRERO PP)': [11.7, 131.0], 'Grant': [12.4, 222.0], 'Eastshore': [13.6, 196.0], 'Edes': [13.9, 36.0], 'Menlo': [14.0, 103.0], 'Ravenswood': [14.0, 334.0], 'Mt Eden': [14.5, 1.0], 'Mt. Eden': [14.5, 1.0], 'Oakland J': [14.5, 40.0], 'Oakland C': [15.1, 44.0], 'Cooley Landing': [15.2, 40.0], 'Oakland L': [16.1, 43.0], 'Oakland X': [16.6, 40.0], 'Dumbarton': [16.8, 22.0]} | 9076 | 615 | 0.07 | 8461 | 0.93 | 173 | 0.02 |  |  | 4606 | 0.51 | 0.61 | 137 | 0.02 | 194 | 0.02 |  | 0 | 0 | 0 | 0 | 3439 | 0.38 | 5637 | 5977 | 0.66 | 3099 | 6752 | 0.74 | 2324 | 8281 | 0.91 | 795 | 3274 | 0.36 | 5802 | 928 | 0.1 | 8148
529 | Fremont | PGE GBA | {'Newark': [3.1, 1214.0], 'Dumbarton': [5.3, 632.0], 'Dixon Landing': [6.2, 1181.0], 'Los Esteros': [8.1, 837.0], 'Nortech': [8.4, 723.0], 'Mt Eden': [9.9, 111.0], 'Mt. Eden': [9.9, 111.0], 'Ravenswood': [10.1, 6.0], 'Cooley Landing': [10.2, 6.0], 'Eastshore': [10.2, 34.0], 'Vineyard': [10.7, 2351.0], 'Whisman': [11.1, 6.0], 'Trimble': [11.3, 248.0], 'Scott': [11.4, 248.0], 'Castro Valley': [11.8, 34.0], 'Mountain View': [12.5, 6.0], 'FMC': [13.7, 244.0], 'San Ramon': [14.2, 75.0], 'San Jose B': [14.3, 242.0], 'Menlo': [15.1, 4.0], 'San Jose A': [15.2, 242.0], 'North Dublin': [15.3, 853.0], 'Los Positas': [16.7, 1482.0], 'Las Positas': [16.7, 1484.0], 'Cayetano': [17.2, 787.0], 'Stone': [17.3, 242.0], 'Swift': [17.7, 242.0], 'Evergreen': [17.8, 242.0], 'Vasco': [17.8, 819.0]} | 25072 | 2595 | 0.1 | 22477 | 0.9 | 7930 | 0.32 |  |  | 15574 | 0.62 | 0.08 | 110 | 0 | 101 | 0 |  | 24232 | 0.97 | 0 | 0 | 14209 | 0.57 | 10863 | 8474 | 0.34 | 16598 | 14275 | 0.57 | 10797 | 17798 | 0.71 | 7273 | 14189 | 0.57 | 10883 | 2088 | 0.08 | 22984
530 | Callender | PGE Kern | {'Oceano': [3.8, 22110.0], 'Mesa': [7.9, 20042.0], 'Fairway': [12.3, 8777.0], 'San Luis Obispo': [15.2, 5090.0], 'Divide': [17.1, 1839.0], 'Sisquoc': [18.5, 608.0], 'Diablo Canyon': [18.8, 4.0]} | 80178 | 26755 | 0.33 | 53423 | 0.67 | 12198 | 0.15 |  |  | 54796 | 0.68 | 0.13 | 8105 | 0.1 | 23882 | 0.3 |  | 21793 | 0.27 | 0 | 0 | 11400 | 0.14 | 68778 | 1616 | 0.02 | 78562 | 17148 | 0.21 | 63030 | 20478 | 0.26 | 59700 | 13783 | 0.17 | 66395 | 6146 | 0.08 | 74032
531 | Delta PP | PGE GBA | {'Delta Pumps': [0.0, 1415.0], 'Kelso': [1.0, 993.0], 'Windmaster': [1.1, 827.0], 'Tracy': [2.2, 993.0], 'Altamont': [4.7, 670.0], 'Altamont Midway (Sandhill)': [4.7, 678.0], 'Midway Green Ridge Services': [5.5, 1013.0], 'Tesla': [6.9, 993.0], 'Vasco': [8.1, 423.0], 'Los Positas': [9.2, 423.0], 'Las Positas': [9.2, 423.0], 'Cayetano': [9.2, 423.0], 'GWF Tracy': [9.5, 993.0], 'Lammers': [9.9, 993.0], 'North Dublin': [13.4, 423.0], 'Tassajara': [15.6, 423.0], 'Vineyard': [15.6, 423.0], 'Kasson': [15.6, 993.0], 'San Ramon': [17.5, 423.0]} | 115059 | 1416 | 0.01 | 113644 | 0.99 | 32516 | 0.28 |  |  | 68306 | 0.59 | 0.13 | 10167 | 0.09 | 42200 | 0.37 |  | 58341 | 0.51 | 193 | 0 | 58655 | 0.51 | 56404 | 50484 | 0.44 | 64575 | 55003 | 0.48 | 60056 | 76511 | 0.66 | 38548 | 12073 | 0.1 | 102986 | 7209 | 0.06 | 107850
532 | Moraga | PGE GBA | {'Sobrante': [4.8, 1050.0], 'Oakland X': [4.8, 2366.0], 'Oakland L': [6.5, 2366.0], 'Oakland J': [6.6, 2254.0], 'Oakland C': [7.4, 2366.0], 'Edes': [7.8, 2055.0], 'El Cerrito G': [9.0, 1474.0], 'San Leandro U': [9.6, 986.0], 'Alhambra': [10.3, 2.0], 'Christie': [11.1, 162.0], 'Martinez': [11.9, 2.0], 'Castro Valley': [12.2, 630.0], 'Grant': [12.3, 932.0], 'Richmond R': [12.5, 1145.0], 'San Pablo': [13.5, 322.0], 'SAN FRAN A (POTRERO PP)': [13.8, 2017.0], 'Potrero': [13.8, 2017.0], 'Standard Oil': [14.5, 324.0], 'Standard Oil 2': [14.5, 324.0], 'Mt Eden': [15.4, 704.0], 'Mt. Eden': [15.4, 704.0], 'Eastshore': [15.7, 749.0], 'Bahia': [16.3, 2.0], 'Martin': [16.8, 1575.0], 'Carquinez': [17.6, 2.0]} | 31135 | 2363 | 0.08 | 28772 | 0.92 | 5551 | 0.18 |  |  | 20632 | 0.66 | 0.27 | 188 | 0.01 | 26 | 0 |  | 21204 | 0.68 | 0 | 0 | 17780 | 0.57 | 13355 | 15823 | 0.51 | 15313 | 24327 | 0.78 | 6809 | 28524 | 0.92 | 2612 | 9098 | 0.29 | 22038 | 1401 | 0.04 | 29734
533 | Collierville | PGE GBA | {'Stanislaus': [0.8, 13778.0], 'Frogtown': [10.3, 1515.0], 'Mi-Wuk': [10.9, 1771.0], 'Racetrack': [11.6, 1891.0], 'Race Track': [11.6, 1892.0], 'Curtis': [12.3, 1707.0]} | 81440 | 15901 | 0.2 | 65539 | 0.8 | 12048 | 0.15 |  |  | 46193 | 0.57 | 0.29 | 320 | 0 | 173 | 0 |  | 25953 | 0.32 | 49858 | 0.61 | 32555 | 0.4 | 48884 | 19436 | 0.24 | 62004 | 22217 | 0.27 | 59223 | 48049 | 0.59 | 33390 | 28647 | 0.35 | 52793 | 1700 | 0.02 | 79739
534 | Rock Creek | PGE NGBA | {'Rock Creek 1': [0.0, 4123.0], 'Grizzly': [1.0, 3968.0], 'Bucks Creek': [6.5, 1707.0], 'Cresta': [6.5, 4001.0], 'Belden': [8.7, 745.0], 'POE': [14.3, 869.0], 'Caribou': [16.3, 13.0], 'Caribou 2': [16.3, 13.0]} | 65757 | 4123 | 0.06 | 61634 | 0.94 | 51593 | 0.78 |  |  | 13754 | 0.21 | 0.04 | 0 | 0 | 0 | 0 |  | 14799 | 0.23 | 29081 | 0.44 | 29902 | 0.45 | 35854 | 26036 | 0.4 | 39720 | 40068 | 0.61 | 25688 | 56371 | 0.86 | 9385 | 34907 | 0.53 | 30849 | 4023 | 0.06 | 61734
535 | Homestake | PGE NGBA | {} | 64148 | 3165 | 0.05 | 60982 | 0.95 | 10667 | 0.17 |  |  | 49339 | 0.77 | 0.08 | 2887 | 0.05 | 1963 | 0.03 |  | 15352 | 0.24 | 47553 | 0.74 | 42058 | 0.66 | 22090 | 10043 | 0.16 | 54105 | 25917 | 0.4 | 38231 | 51158 | 0.8 | 12990 | 44273 | 0.69 | 19875 | 1559 | 0.02 | 62589
536 | James B Black | PGE NGBA | {'Pit 4': [6.5, 16505.0], 'Cove Road': [8.3, 7067.0], 'Pit 3': [11.8, 9722.0], 'Round Mt.': [13.0, 4085.0], 'New Sub - Pit 1 - Cottonwood (Proposed)': [14.2, 4059.0], 'Carberry': [14.8, 2704.0], 'Burney Forest': [15.7, 554.0], 'Burney Forest Power': [15.7, 559.0]} | 74860 | 17271 | 0.23 | 57589 | 0.77 | 51841 | 0.69 |  |  | 22191 | 0.3 | 0.04 | 348 | 0 | 2 | 0 |  | 41999 | 0.56 | 31633 | 0.42 | 18920 | 0.25 | 55940 | 14642 | 0.2 | 60219 | 15799 | 0.21 | 59061 | 31911 | 0.43 | 42950 | 32142 | 0.43 | 42718 | 3740 | 0.05 | 71120
537 | Harvard | SCE NOL | {'Cool Water': [13.1, 5692.0], 'Dunn Siding': [13.6, 1404.0]} | 78397 | 28670 | 0.37 | 49726 | 0.63 | 8974 | 0.11 |  |  | 36358 | 0.46 | 0.21 | 855 | 0.01 | 597 | 0.01 |  | 0 | 0 | 0 | 0 | 30265 | 0.39 | 48132 | 9164 | 0.12 | 69232 | 11537 | 0.15 | 66860 | 31864 | 0.41 | 46532 | 33364 | 0.43 | 45032 | 2430 | 0.03 | 75966
538 | San Jose B | PGE GBA | {'San Jose A': [0.9, 1747.0], 'FMC': [1.2, 1632.0], 'Trimble': [3.2, 1500.0], 'Stone': [3.2, 1747.0], 'Scott': [3.8, 1097.0], 'El Patio': [3.9, 220.0], 'Evergreen': [4.2, 1747.0], 'Swift': [5.9, 1747.0], 'Los Esteros': [6.3, 1125.0], 'Nortech': [6.4, 635.0], 'Hicks': [7.5, 108.0], 'Piercy': [8.0, 1112.0], 'Dixon Landing': [8.2, 899.0], 'Edenvale': [8.9, 1112.0], 'Santa Teresa': [9.4, 1112.0], 'Metcalf Energy Center': [11.9, 746.0], 'Metcalf 1': [11.9, 835.0], 'Newark': [12.0, 249.0], 'Fremont': [14.3, 242.0]} | 11073 | 1745 | 0.16 | 9329 | 0.84 | 2050 | 0.19 |  |  | 7358 | 0.66 | 0.09 | 26 | 0 | 0 | 0 |  | 10902 | 0.98 | 0 | 0 | 1128 | 0.1 | 9946 | 993 | 0.09 | 10081 | 1640 | 0.15 | 9434 | 2574 | 0.23 | 8500 | 7259 | 0.66 | 3815 | 655 | 0.06 | 10419
539 | Edenvale | PGE GBA | {'Santa Teresa': [0.5, 1310.0], 'Piercy': [1.8, 1112.0], 'Metcalf Energy Center': [3.1, 944.0], 'Metcalf 1': [3.2, 1034.0], 'Evergreen': [4.8, 1112.0], 'Swift': [5.4, 1112.0], 'Stone': [5.7, 1112.0], 'Hicks': [5.8, 108.0], 'San Jose A': [8.2, 1112.0], 'El Patio': [8.4, 220.0], 'San Jose B': [8.9, 1112.0], 'FMC': [10.0, 998.0], 'Morgan Hill': [11.1, 199.0], 'Trimble': [12.0, 865.0], 'Scott': [12.7, 462.0], 'Los Esteros': [14.8, 491.0], 'Nortech': [15.2, 0.0], 'Dixon Landing': [16.3, 264.0]} | 24188 | 1310 | 0.05 | 22878 | 0.95 | 6544 | 0.27 |  |  | 13869 | 0.57 | 0.1 | 1079 | 0.04 | 587 | 0.02 |  | 22339 | 0.92 | 595 | 0.02 | 18810 | 0.78 | 5379 | 7018 | 0.29 | 17171 | 9716 | 0.4 | 14472 | 19780 | 0.82 | 4408 | 12999 | 0.54 | 11189 | 1077 | 0.04 | 23111
540 | Mt Poso | PGE Kern | {'Lerdo': [5.0, 26444.0], 'Poso Mt.': [7.0, 32071.0], '7th Standard': [7.8, 18647.0], 'Famoso': [8.0, 16659.0], 'Kern Oil': [8.0, 22687.0], 'Sycamore': [8.2, 24602.0], 'Kern Power': [11.5, 9465.0], 'Rosedale': [11.7, 9749.0], 'Bakersfield': [11.8, 11171.0], 'Renfro': [11.9, 6769.0], 'West Park': [12.1, 8392.0], 'Rio Bravo': [12.3, 4185.0], 'Columbus': [12.9, 6795.0], 'Cal Water': [13.2, 6572.0], 'Shafter': [13.4, 1931.0], 'Charca': [14.3, 756.0], 'Casaloma': [14.4, 757.0], 'Stockdale': [15.9, 693.0], 'Tevis': [15.9, 1477.0], 'Tupman': [17.0, 1293.0]} | 167405 | 37381 | 0.22 | 130025 | 0.78 | 16226 | 0.1 |  |  | 144169 | 0.86 | 0.1 | 5489 | 0.03 | 69669 | 0.42 |  | 76945 | 0.46 | 0 | 0 | 73658 | 0.44 | 93748 | 8785 | 0.05 | 158620 | 17472 | 0.1 | 149933 | 79743 | 0.48 | 87662 | 14316 | 0.09 | 153090 | 2144 | 0.01 | 165261
541 | Rock Creek 1 | PGE NGBA | {'Rock Creek': [0.0, 4123.0], 'Grizzly': [1.0, 3966.0], 'Cresta': [6.4, 4019.0], 'Bucks Creek': [6.5, 1707.0], 'Belden': [8.7, 745.0], 'POE': [14.2, 869.0], 'Caribou': [16.3, 13.0], 'Caribou 2': [16.3, 13.0]} | 65846 | 4139 | 0.06 | 61708 | 0.94 | 51676 | 0.78 |  |  | 13761 | 0.21 | 0.04 | 0 | 0 | 0 | 0 |  | 14813 | 0.22 | 29159 | 0.44 | 30001 | 0.46 | 35845 | 26010 | 0.4 | 39837 | 40063 | 0.61 | 25784 | 56441 | 0.86 | 9405 | 34982 | 0.53 | 30865 | 4014 | 0.06 | 61833
542 | New Sub - Kramer - Lugo (Proposed) | SCE NOL | {'Roadway': [0.0, 22653.0], 'Victor': [5.1, 16528.0], 'Lugo': [14.8, 3351.0]} | 77355 | 22657 | 0.29 | 54698 | 0.71 | 564 | 0.01 |  |  | 11311 | 0.15 | 0.43 | 13 | 0 | 0 | 0 |  | 0 | 0 | 0 | 0 | 31288 | 0.4 | 46067 | 36365 | 0.47 | 40990 | 12468 | 0.16 | 64887 | 49969 | 0.65 | 27386 | 11765 | 0.15 | 65591 | 674 | 0.01 | 76681
543 | Baker | SCE NOL | {} | 8667 | 1373 | 0.16 | 7294 | 0.84 | 6890 | 0.79 |  |  | 1226 | 0.14 | 0.03 | 0 | 0 | 0 | 0 |  | 0 | 0 | 0 | 0 | 2874 | 0.33 | 5793 | 3040 | 0.35 | 5626 | 3040 | 0.35 | 5626 | 3417 | 0.39 | 5250 | 5667 | 0.65 | 2999 | 3 | 0 | 8664
544 | Mountain View | PGE GBA | {'Whisman': [1.6, 49.0], 'Monta Vista': [4.1, 40.0], 'Scott': [6.3, 6.0], 'Nortech': [6.5, 6.0], 'Cooley Landing': [7.1, 49.0], 'Trimble': [7.8, 6.0], 'Menlo': [8.0, 47.0], 'Los Esteros': [8.1, 6.0], 'FMC': [8.4, 2.0], 'Ravenswood': [8.5, 49.0], 'Newark': [9.4, 6.0], 'Dixon Landing': [9.6, 6.0], 'Dumbarton': [12.2, 9.0], 'Fremont': [12.5, 6.0], 'Jefferson': [12.9, 43.0], 'Eastshore': [17.1, 3.0]} | 5814 | 48 | 0.01 | 5765 | 0.99 | 474 | 0.08 |  |  | 3236 | 0.56 | 0.15 | 72 | 0.01 | 133 | 0.02 |  | 84 | 0.01 | 0 | 0 | 3797 | 0.65 | 2016 | 2777 | 0.48 | 3037 | 4745 | 0.82 | 1069 | 5387 | 0.93 | 427 | 1332 | 0.23 | 4482 | 940 | 0.16 | 4874
545 | Stanislaus | PGE GBA | {'Collierville': [0.8, 13778.0], 'Mi-Wuk': [10.2, 1771.0], 'Frogtown': [10.5, 1456.0], 'Race Track': [11.2, 1892.0], 'Racetrack': [11.3, 1891.0], 'Curtis': [11.7, 1707.0], 'Donnells-Curtis': [19.6, 58.0]} | 77689 | 14080 | 0.18 | 63609 | 0.82 | 12489 | 0.16 |  |  | 43835 | 0.56 | 0.3 | 305 | 0 | 168 | 0 |  | 24163 | 0.31 | 49338 | 0.64 | 29259 | 0.38 | 48431 | 19421 | 0.25 | 58269 | 23900 | 0.31 | 53789 | 46660 | 0.6 | 31030 | 27948 | 0.36 | 49741 | 1597 | 0.02 | 76092
546 | Eagle Mountain | SCE Eastern | {'Kem': [4.0, 3426.0], 'Red Bluff': [11.2, 6799.0]} | 28505 | 7651 | 0.27 | 20854 | 0.73 | 10004 | 0.35 |  |  | 18085 | 0.63 | 0.06 | 345 | 0.01 | 0 | 0 |  | 0 | 0 | 0 | 0 | 2227 | 0.08 | 26278 | 6641 | 0.23 | 21864 | 6 | 0 | 28499 | 8842 | 0.31 | 19663 | 15294 | 0.54 | 13211 | 5 | 0 | 28499
547 | Contra Costa PP | PGE GBA | {'Contra Costa': [1.6, 16709.0], 'Lone Tree': [4.8, 3653.0], 'GWF 2': [5.3, 17178.0], 'Collinsville': [6.1, 19976.0], 'Pittsburg': [7.4, 16346.0], 'Kirker': [7.8, 14418.0], 'Brentwood': [8.1, 2032.0], 'Birds Landing': [8.5, 19059.0], 'Shiloh III': [11.7, 18358.0], 'Clayton': [12.2, 1162.0], 'Lambie': [15.4, 15446.0], 'Lambie Energy': [15.4, 15446.0], 'Meadow Lane': [16.1, 576.0], 'Windmaster': [16.3, 116.0], 'Tassajara': [16.9, 285.0], 'Lakewood': [17.6, 576.0], 'Grand Island': [17.7, 2598.0], 'Martinez': [19.1, 147.0]} | 72488 | 21657 | 0.3 | 50830 | 0.7 | 14543 | 0.2 |  |  | 49185 | 0.68 | 0.08 | 22329 | 0.31 | 10854 | 0.15 |  | 33027 | 0.46 | 0 | 0 | 12516 | 0.17 | 59971 | 31677 | 0.44 | 40811 | 30085 | 0.42 | 42402 | 35112 | 0.48 | 37376 | 5348 | 0.07 | 67139 | 9958 | 0.14 | 62530
548 | Padre Flats SW STA | PGE Fresno | {'Los Banos': [4.2, 13400.0], 'Quinto': [9.4, 10041.0], 'Dos Amigos': [9.6, 5428.0], 'Mercy Springs': [9.6, 5843.0], 'Miller': [18.7, 321.0], 'Oro Loma': [19.1, 115.0]} | 136799 | 17885 | 0.13 | 118913 | 0.87 | 50119 | 0.37 |  |  | 80205 | 0.59 | 0.08 | 22328 | 0.16 | 25567 | 0.19 |  | 79041 | 0.58 | 259 | 0 | 91086 | 0.67 | 45713 | 22500 | 0.16 | 114299 | 47826 | 0.35 | 88973 | 92647 | 0.68 | 44152 | 49995 | 0.37 | 86804 | 10022 | 0.07 | 126777
549 | Bliss | SCE Northern | {'Rector': [9.8, 19351.0], 'Springville': [15.4, 10107.0]} | 142114 | 44612 | 0.31 | 97502 | 0.69 | 382 | 0 |  |  | 109857 | 0.77 | 0.14 | 36940 | 0.26 | 90239 | 0.63 |  | 2682 | 0.02 | 0 | 0 | 1568 | 0.01 | 140547 | 3819 | 0.03 | 138296 | 11845 | 0.08 | 130270 | 13412 | 0.09 | 128702 | 975 | 0.01 | 141139 | 1074 | 0.01 | 141040
550 | Divide | PGE Kern | {'Fairway': [5.7, 12613.0], 'Sisquoc': [7.5, 12694.0], 'Mesa': [12.6, 8247.0], 'Cabrillo': [12.9, 2162.0], 'Callender': [17.1, 1839.0]} | 92648 | 15245 | 0.16 | 77402 | 0.84 | 39276 | 0.42 |  |  | 50042 | 0.54 | 0.07 | 12229 | 0.13 | 22759 | 0.25 |  | 14683 | 0.16 | 0 | 0 | 17969 | 0.19 | 74678 | 8375 | 0.09 | 84273 | 46724 | 0.5 | 45924 | 51061 | 0.55 | 41586 | 16749 | 0.18 | 75899 | 3418 | 0.04 | 89230
551 | Cresta | PGE NGBA | {'Rock Creek 1': [6.4, 4019.0], 'Rock Creek': [6.5, 4001.0], 'Grizzly': [7.3, 3843.0], 'POE': [7.8, 1298.0], 'Bucks Creek': [13.0, 1694.0], 'Belden': [15.1, 732.0]} | 81263 | 5053 | 0.06 | 76210 | 0.94 | 50649 | 0.62 |  |  | 23944 | 0.29 | 0.06 | 0 | 0 | 0 | 0 |  | 11188 | 0.14 | 24005 | 0.3 | 34509 | 0.42 | 46755 | 33844 | 0.42 | 47419 | 60296 | 0.74 | 20968 | 70001 | 0.86 | 11263 | 40107 | 0.49 | 41157 | 2278 | 0.03 | 78985
552 | Race Track | PGE GBA | {'Racetrack': [0.0, 8115.0], 'Curtis': [5.1, 7775.0], 'New Melones': [6.7, 1001.0], 'Peoria': [7.0, 2547.0], 'Chinese Station': [8.1, 3131.0], 'Frogtown': [8.4, 609.0], 'Stanislaus': [11.2, 1892.0], 'Collierville': [11.6, 1892.0], 'Mi-Wuk': [11.8, 5708.0]} | 49075 | 8110 | 0.17 | 40966 | 0.83 | 1617 | 0.03 |  |  | 33408 | 0.68 | 0.15 | 484 | 0.01 | 107 | 0 |  | 42171 | 0.86 | 5070 | 0.1 | 20377 | 0.42 | 28699 | 18516 | 0.38 | 30559 | 18656 | 0.38 | 30420 | 30271 | 0.62 | 18804 | 22884 | 0.47 | 26192 | 1934 | 0.04 | 47141
553 | Lodi | PGE GBA | {'Eight Mile': [2.1, 4799.0], 'Stagg': [7.0, 3295.0], 'Stockton A': [11.2, 1851.0], 'Lockeford': [12.5, 3792.0], 'Live Oak': [13.6, 3612.0], 'Weber': [14.2, 294.0], 'Grand Island': [14.8, 19.0]} | 125563 | 7474 | 0.06 | 118089 | 0.94 | 20430 | 0.16 |  |  | 72383 | 0.58 | 0.13 | 15333 | 0.12 | 88152 | 0.7 |  | 0 | 0 | 0 | 0 | 15585 | 0.12 | 109978 | 29758 | 0.24 | 95806 | 32720 | 0.26 | 92843 | 38551 | 0.31 | 87012 | 0 | 0 | 125563 | 8865 | 0.07 | 116698
554 | Rancho Seco | PGE GBA | {'Cosumnes': [0.4, 15266.0], 'Camanche': [10.6, 4509.0], 'Live Oak': [11.3, 9355.0], 'Lockeford': [15.9, 4681.0], 'Rancho Seco - Bellota (Proposed)': [16.2, 859.0], 'Granite': [17.8, 2004.0]} | 126192 | 15316 | 0.12 | 110876 | 0.88 | 17527 | 0.14 |  |  | 74497 | 0.59 | 0.16 | 39117 | 0.31 | 13301 | 0.11 |  | 24515 | 0.19 | 0 | 0 | 93898 | 0.74 | 32294 | 40867 | 0.32 | 85325 | 65902 | 0.52 | 60291 | 104204 | 0.83 | 21989 | 29344 | 0.23 | 96849 | 37616 | 0.3 | 88577
555 | Monticello | PGE NGBA | {'Putah Creek': [11.8, 309.0], 'Silverado': [13.2, 546.0], 'Vaca-Dixon & Gc Yard': [17.4, 157.0], 'Tulucay': [18.4, 590.0]} | 65638 | 2696 | 0.04 | 62942 | 0.96 | 8838 | 0.13 |  |  | 52431 | 0.8 | 0.09 | 2521 | 0.04 | 4633 | 0.07 |  | 43497 | 0.66 | 2025 | 0.03 | 52311 | 0.8 | 13327 | 10708 | 0.16 | 54930 | 24549 | 0.37 | 41089 | 57687 | 0.88 | 7950 | 41854 | 0.64 | 23784 | 5348 | 0.08 | 60290
556 | New Sub - Westley - Quinto (Proposed) | PGE Fresno | {'Westley': [4.6, 1778.0], 'Salado': [8.0, 2179.0], 'Stanislaus Resource Recovery Facility': [10.3, 1965.0], 'Crow Creek': [11.2, 1914.0], 'Fink (Proposed)': [11.3, 1896.0], 'Crows Landing': [12.5, 1921.0], 'Kasson': [17.1, 41.0], 'Ripon': [17.3, 37.0], 'Lammers': [19.2, 1.0], 'Miller': [19.3, 197.0], 'GWF Tracy': [19.5, 1.0], 'Vierra': [19.8, 1.0], 'Manteca': [19.9, 4.0]} | 140110 | 3315 | 0.02 | 136796 | 0.98 | 37957 | 0.27 |  |  | 88298 | 0.63 | 0.1 | 6069 | 0.04 | 66380 | 0.47 |  | 55212 | 0.39 | 14330 | 0.1 | 107375 | 0.77 | 32735 | 23991 | 0.17 | 116119 | 34870 | 0.25 | 105240 | 111940 | 0.8 | 28170 | 51165 | 0.37 | 88945 | 4097 | 0.03 | 136013
557 | North Dublin | PGE GBA | {'San Ramon': [4.2, 1596.0], 'Tassajara': [4.7, 1520.0], 'Cayetano': [4.7, 2391.0], 'Vineyard': [5.2, 2540.0], 'Los Positas': [7.4, 2510.0], 'Las Positas': [7.4, 2510.0], 'Vasco': [8.1, 2293.0], 'Altamont Midway (Sandhill)': [9.8, 1446.0], 'Altamont': [9.8, 1451.0], 'Castro Valley': [11.6, 30.0], 'Windmaster': [12.3, 1109.0], 'Delta Pumps': [13.4, 422.0], 'Delta PP': [13.4, 423.0], 'Kelso': [14.3, 0.0], 'Midway Green Ridge Services': [14.7, 31.0], 'Fremont': [15.3, 853.0]} | 46236 | 2539 | 0.05 | 43696 | 0.95 | 3735 | 0.08 |  |  | 37185 | 0.8 | 0.15 | 2042 | 0.04 | 98 | 0 |  | 43738 | 0.95 | 885 | 0.02 | 21313 | 0.46 | 24922 | 22158 | 0.48 | 24077 | 32552 | 0.7 | 13683 | 38618 | 0.84 | 7618 | 16769 | 0.36 | 29466 | 3386 | 0.07 | 42849
558 | Wildlife | SCE Eastern | {'Rerc': [0.0, 2605.0], 'Mira Loma': [7.1, 2324.0], 'Vista (SCE)': [9.4, 234.0], 'Vista': [9.4, 234.0], 'Etiwanda': [9.8, 2091.0], 'Rancho Vista': [9.9, 2091.0], 'Chino': [13.1, 2324.0], 'Cardiff': [13.9, 234.0], 'Lee Lake (Proposed)': [14.7, 47.0], 'San Bernardino': [14.7, 234.0], 'Padua': [15.3, 2071.0], 'Alberhill': [16.0, 47.0]} | 6542 | 2604 | 0.4 | 3938 | 0.6 | 60 | 0.01 |  |  | 1210 | 0.18 | 0.45 | 458 | 0.07 | 1029 | 0.16 |  | 2177 | 0.33 | 0 | 0 | 122 | 0.02 | 6420 | 1125 | 0.17 | 5417 | 2523 | 0.39 | 4019 | 2980 | 0.46 | 3561 | 110 | 0.02 | 6432 | 261 | 0.04 | 6280
559 | Clovis | PGE Fresno | {'Bullard': [4.8, 4897.0], 'Woodward': [6.2, 1072.0], 'Ashlan': [8.4, 491.0], 'California Ave': [8.7, 9227.0], 'Sanger': [9.1, 13799.0], 'Malaga': [9.6, 10787.0], 'Figarden': [9.8, 343.0], 'Fig Garden': [9.8, 343.0], 'West Fresno': [10.7, 2804.0], 'Kearney (New)': [13.9, 36.0], 'McCall': [15.2, 6841.0], 'Wahtoke': [19.3, 72.0]} | 90079 | 14208 | 0.16 | 75871 | 0.84 | 11372 | 0.13 |  |  | 42424 | 0.47 | 0.31 | 19366 | 0.21 | 16231 | 0.18 |  | 48524 | 0.54 | 0 | 0 | 51571 | 0.57 | 38508 | 39304 | 0.44 | 50775 | 38196 | 0.42 | 51884 | 62394 | 0.69 | 27685 | 27350 | 0.3 | 62729 | 16785 | 0.19 | 73294
560 | Greenleaf 1 | PGE NGBA | {'Sutter Power': [0.0, 9092.0], 'Bogue': [4.7, 7846.0], 'Pease': [8.4, 5027.0], 'Olivehurst': [8.4, 6885.0], 'East Marysville': [10.4, 5739.0], 'East Nicolaus': [12.8, 2975.0], 'Meridian': [13.3, 1919.0], 'Rio Oso': [14.5, 3261.0], 'Honcut': [19.4, 142.0]} | 139790 | 9089 | 0.07 | 130702 | 0.93 | 1404 | 0.01 |  |  | 116296 | 0.83 | 0.12 | 35329 | 0.25 | 90624 | 0.65 |  | 685 | 0 | 0 | 0 | 30199 | 0.22 | 109591 | 9964 | 0.07 | 129826 | 70857 | 0.51 | 68933 | 83634 | 0.6 | 56156 | 1097 | 0.01 | 138693 | 5870 | 0.04 | 133920
561 | Atlantic | PGE NGBA | {'Pleasant Grove': [4.7, 10025.0], 'Lincoln': [9.7, 5373.0], 'Gold Hill': [10.1, 1710.0], 'Bell': [15.7, 2032.0], 'Rio Oso': [16.1, 3303.0], 'East Nicolaus': [18.0, 1704.0]} | 33084 | 10751 | 0.32 | 22333 | 0.68 | 398 | 0.01 |  |  | 16820 | 0.51 | 0.69 | 9656 | 0.29 | 1449 | 0.04 |  | 16472 | 0.5 | 0 | 0 | 14646 | 0.44 | 18438 | 11 | 0 | 33074 | 11 | 0 | 33074 | 14656 | 0.44 | 18428 | 2408 | 0.07 | 30676 | 13716 | 0.41 | 19368
562 | Vasona | PGE GBA | {'El Patio': [3.1, 495.0], 'Saratoga': [3.3, 604.0], 'Hicks': [3.8, 868.0], 'Monta Vista': [7.6, 604.0], 'Paul Sweet': [18.2, 213.0]} | 17470 | 910 | 0.05 | 16561 | 0.95 | 188 | 0.01 |  |  | 5668 | 0.32 | 0.25 | 290 | 0.02 | 151 | 0.01 |  | 1864 | 0.11 | 0 | 0 | 11843 | 0.68 | 5627 | 9 | 0 | 17461 | 13192 | 0.76 | 4278 | 16549 | 0.95 | 921 | 4225 | 0.24 | 13246 | 303 | 0.02 | 17168
563 | Mercury | SCE EOP | {'Innovation': [5.5, 6545.0], 'Jackass (DOE)': [15.8, 966.0], 'IS Tap': [19.1, 9.0]} | 69018 | 10291 | 0.15 | 58728 | 0.85 | 0 | 0 |  |  | 0 | 0 | 0 | 0 | 0 | 0 | 0 |  | 0 | 0 | 0 | 0 | 0 | 0 | 69018 | 0 | 0 | 69018 | 0 | 0 | 69018 | 0 | 0 | 69018 | 0 | 0 | 69018 | 0 | 0 | 69018
564 | Monta Vista | PGE GBA | {'Mountain View': [4.1, 40.0], 'Saratoga': [4.4, 759.0], 'Whisman': [5.6, 40.0], 'Vasona': [7.6, 604.0], 'El Patio': [7.8, 495.0], 'Menlo': [10.4, 40.0], 'Cooley Landing': [10.8, 40.0], 'Hicks': [11.3, 560.0], 'Ravenswood': [12.3, 40.0], 'Jefferson': [14.9, 40.0]} | 14311 | 799 | 0.06 | 13513 | 0.94 | 627 | 0.04 |  |  | 8629 | 0.6 | 0.15 | 213 | 0.01 | 125 | 0.01 |  | 255 | 0.02 | 0 | 0 | 12307 | 0.86 | 2005 | 3333 | 0.23 | 10979 | 9220 | 0.64 | 5092 | 13415 | 0.94 | 896 | 3081 | 0.22 | 11230 | 472 | 0.03 | 13839
565 | Topaz | PGE Kern | {'Carrizo Plains': [1.1, 9919.0], 'Caliente': [8.0, 5650.0], 'Kernridge': [18.4, 1117.0]} | 119192 | 10062 | 0.08 | 109129 | 0.92 | 70010 | 0.59 |  |  | 39622 | 0.33 | 0.09 | 5970 | 0.05 | 254 | 0 |  | 73936 | 0.62 | 17893 | 0.15 | 49369 | 0.41 | 69823 | 25743 | 0.22 | 93449 | 40408 | 0.34 | 78784 | 81245 | 0.68 | 37947 | 79674 | 0.67 | 39517 | 5616 | 0.05 | 113575
566 | Balch | PGE Fresno | {'Balch 2': [0.0, 1201.0], 'Balch 1': [0.8, 1195.0], 'Haas': [3.9, 1171.0], 'Pine Flat': [14.1, 14.0]} | 40567 | 1205 | 0.03 | 39363 | 0.97 | 38414 | 0.95 |  |  | 2033 | 0.05 | 0.02 | 0 | 0 | 0 | 0 |  | 30028 | 0.74 | 7320 | 0.18 | 5365 | 0.13 | 35202 | 17683 | 0.44 | 22884 | 14249 | 0.35 | 26319 | 22530 | 0.56 | 18038 | 29399 | 0.72 | 11169 | 1964 | 0.05 | 38604
567 | El Dorado PH | PGE NGBA | {'Placerville': [9.8, 3607.0]} | 114312 | 9795 | 0.09 | 104517 | 0.91 | 47113 | 0.41 |  |  | 40191 | 0.35 | 0.21 | 451 | 0 | 609 | 0.01 |  | 65644 | 0.57 | 34287 | 0.3 | 78885 | 0.69 | 35427 | 31527 | 0.28 | 82785 | 49153 | 0.43 | 65158 | 94373 | 0.83 | 19939 | 39269 | 0.34 | 75043 | 1686 | 0.01 | 112626
568 | Bell | PGE NGBA | {'Higgins': [6.8, 7818.0], 'Lincoln': [11.3, 8374.0], 'Pleasant Grove': [14.4, 3861.0], 'Atlantic': [15.7, 2032.0]} | 83800 | 15646 | 0.19 | 68154 | 0.81 | 521 | 0.01 |  |  | 23941 | 0.29 | 0.4 | 3301 | 0.04 | 1150 | 0.01 |  | 72544 | 0.87 | 880 | 0.01 | 62636 | 0.75 | 21164 | 1977 | 0.02 | 81823 | 343 | 0 | 83457 | 62636 | 0.75 | 21164 | 17342 | 0.21 | 66458 | 7146 | 0.09 | 76654
569 | San Pablo | PGE GBA | {'Standard Oil 2': [4.0, 4009.0], 'Standard Oil': [4.0, 4019.0], 'Richmond R': [4.5, 3846.0], 'El Cerrito G': [5.2, 5175.0], 'Christie': [7.1, 4282.0], 'Carquinez': [8.8, 4112.0], 'Sobrante': [8.9, 4692.0], 'Alhambra': [11.2, 4014.0], 'Martinez': [12.1, 3989.0], 'Ignacio': [12.7, 276.0], 'Oakland L': [12.7, 855.0], 'Parkway': [12.7, 3976.0], 'Bahia': [12.7, 3991.0], 'Oakland C': [13.4, 691.0], 'Moraga': [13.5, 322.0], 'Oakland X': [13.8, 326.0], 'Meadow Lane': [15.5, 1182.0], 'Lakewood': [16.0, 170.0], 'Potrero': [16.2, 638.0], 'SAN FRAN A (POTRERO PP)': [16.2, 648.0], 'Oakland J': [16.8, 207.0], 'Tulucay': [18.7, 0.0], 'Edes': [18.8, 9.0]} | 30347 | 6088 | 0.2 | 24259 | 0.8 | 3234 | 0.11 |  |  | 16650 | 0.55 | 0.55 | 307 | 0.01 | 26 | 0 |  | 11973 | 0.39 | 0 | 0 | 4030 | 0.13 | 26317 | 16329 | 0.54 | 14018 | 23868 | 0.79 | 6478 | 23868 | 0.79 | 6478 | 3231 | 0.11 | 27116 | 2197 | 0.07 | 28150
570 | Lambie (old) | PGE NGBA | {'Lambie Energy': [0.0, 29743.0], 'Shiloh III': [3.8, 28396.0], 'Birds Landing': [7.0, 28396.0], 'Peabody': [7.1, 2513.0], 'Collinsville': [9.9, 25958.0], 'Vaca-Dixon & Gc Yard': [12.8, 1348.0], 'Pittsburg': [13.0, 13270.0], 'Kirker': [14.1, 11170.0], 'GWF 2': [14.3, 12952.0], 'Grand Island': [14.9, 6817.0], 'Contra Costa PP': [15.4, 15446.0], 'Contra Costa': [16.1, 11876.0], 'Lone Tree': [20.0, 105.0]} | 105426 | 29743 | 0.28 | 75683 | 0.72 | 20470 | 0.19 |  |  | 81256 | 0.77 | 0.07 | 40222 | 0.38 | 16881 | 0.16 |  | 69840 | 0.66 | 0 | 0 | 14224 | 0.13 | 91202 | 36612 | 0.35 | 68814 | 40733 | 0.39 | 64693 | 53927 | 0.51 | 51499 | 6596 | 0.06 | 98830 | 22959 | 0.22 | 82468
571 | Figarden | PGE Fresno | {'Fig Garden': [0.0, 19790.0], 'Ashlan': [2.6, 16519.0], 'Gregg': [3.8, 17852.0], 'Herndon': [3.8, 18057.0], 'Bullard': [5.0, 10796.0], 'West Fresno': [7.5, 7073.0], 'Woodward': [7.9, 7588.0], 'Kearney (New)': [8.2, 7423.0], 'California Ave': [8.8, 4373.0], 'Clovis': [9.8, 343.0], 'Borden': [9.8, 14088.0], 'Malaga': [11.5, 2033.0], 'Madera': [12.9, 9458.0], 'Biola': [14.2, 3927.0], 'Storey': [14.8, 7944.0], 'Mc Mullin': [17.4, 1512.0]} | 92017 | 19792 | 0.22 | 72224 | 0.78 | 1247 | 0.01 |  |  | 68540 | 0.74 | 0.21 | 30652 | 0.33 | 48511 | 0.53 |  | 17169 | 0.19 | 0 | 0 | 15747 | 0.17 | 76270 | 23937 | 0.26 | 68080 | 23937 | 0.26 | 68080 | 33906 | 0.37 | 58111 | 3017 | 0.03 | 89000 | 6273 | 0.07 | 85743
572 | Trimble | PGE GBA | {'Scott': [1.5, 1102.0], 'FMC': [2.4, 1502.0], 'Nortech': [3.2, 641.0], 'Los Esteros': [3.2, 1131.0], 'San Jose B': [3.2, 1500.0], 'San Jose A': [4.0, 1500.0], 'Dixon Landing': [5.3, 905.0], 'El Patio': [6.3, 220.0], 'Stone': [6.3, 1500.0], 'Evergreen': [7.2, 1500.0], 'Mountain View': [7.8, 6.0], 'Whisman': [7.9, 6.0], 'Swift': [8.2, 1500.0], 'Newark': [8.9, 255.0], 'Piercy': [11.0, 865.0], 'Fremont': [11.3, 248.0], 'Edenvale': [12.0, 865.0], 'Santa Teresa': [12.5, 865.0], 'Cooley Landing': [12.7, 6.0], 'Ravenswood': [13.8, 6.0], 'Dumbarton': [14.1, 6.0], 'Metcalf Energy Center': [14.9, 499.0], 'Metcalf 1': [14.9, 588.0], 'Menlo': [15.4, 4.0]} | 11713 | 1503 | 0.13 | 10211 | 0.87 | 3576 | 0.31 |  |  | 6504 | 0.56 | 0.08 | 5 | 0 | 0 | 0 |  | 11232 | 0.96 | 0 | 0 | 2431 | 0.21 | 9282 | 2665 | 0.23 | 9048 | 2954 | 0.25 | 8759 | 3879 | 0.33 | 7835 | 7663 | 0.65 | 4050 | 1034 | 0.09 | 10679
573 | Tassajara | PGE GBA | {'San Ramon': [4.1, 1520.0], 'North Dublin': [4.7, 1520.0], 'Cayetano': [8.6, 1495.0], 'Vineyard': [9.5, 1520.0], 'Clayton': [10.6, 39.0], 'Castro Valley': [11.2, 30.0], 'Los Positas': [11.7, 1491.0], 'Las Positas': [11.7, 1491.0], 'Vasco': [12.1, 1491.0], 'Lone Tree': [13.0, 285.0], 'Altamont Midway (Sandhill)': [13.0, 1446.0], 'Altamont': [13.0, 1451.0], 'Windmaster': [14.4, 1134.0], 'Brentwood': [15.0, 285.0], 'GWF 2': [15.3, 285.0], 'Contra Costa': [15.5, 285.0], 'Delta Pumps': [15.6, 422.0], 'Delta PP': [15.6, 423.0], 'Kelso': [16.5, 0.0], 'Contra Costa PP': [16.9, 285.0], 'Midway Green Ridge Services': [18.1, 31.0]} | 45011 | 1806 | 0.04 | 43206 | 0.96 | 2409 | 0.05 |  |  | 37440 | 0.83 | 0.15 | 1727 | 0.04 | 99 | 0 |  | 42861 | 0.95 | 885 | 0.02 | 24257 | 0.54 | 20754 | 22545 | 0.5 | 22466 | 33076 | 0.73 | 11935 | 40059 | 0.89 | 4953 | 18436 | 0.41 | 26576 | 3102 | 0.07 | 41909
574 | Santa Rosa A | PGE NGBA | {'Monroe': [2.0, 2859.0], 'Bellevue': [4.0, 5118.0], 'Rincon': [4.5, 3382.0], 'Fulton': [5.0, 1103.0], 'Penngrove': [8.6, 3929.0], 'Corona': [12.3, 1919.0], 'Fitch Mountain': [14.0, 126.0], 'Silverado': [14.3, 1912.0], 'Lakeville': [14.7, 2404.0]} | 66177 | 5434 | 0.08 | 60743 | 0.92 | 516 | 0.01 |  |  | 26189 | 0.4 | 0.29 | 6551 | 0.1 | 8269 | 0.12 |  | 12576 | 0.19 | 0 | 0 | 32814 | 0.5 | 33362 | 32132 | 0.49 | 34045 | 51916 | 0.78 | 14261 | 57066 | 0.86 | 9111 | 11355 | 0.17 | 54822 | 3680 | 0.06 | 62497
575 | Piercy | PGE GBA | {'Edenvale': [1.8, 1112.0], 'Santa Teresa': [2.1, 1112.0], 'Evergreen': [3.8, 1112.0], 'Swift': [3.8, 1112.0], 'Metcalf Energy Center': [4.0, 746.0], 'Metcalf 1': [4.0, 835.0], 'Stone': [5.0, 1112.0], 'Hicks': [6.7, 108.0], 'San Jose A': [7.5, 1112.0], 'San Jose B': [8.0, 1112.0], 'El Patio': [8.3, 220.0], 'FMC': [9.2, 998.0], 'Trimble': [11.0, 865.0], 'Scott': [11.8, 462.0], 'Los Esteros': [13.6, 491.0], 'Nortech': [14.2, 0.0], 'Dixon Landing': [15.0, 264.0]} | 23140 | 1112 | 0.05 | 22028 | 0.95 | 7024 | 0.3 |  |  | 12936 | 0.56 | 0.09 | 1077 | 0.05 | 587 | 0.03 |  | 20549 | 0.89 | 1378 | 0.06 | 17696 | 0.76 | 5444 | 7981 | 0.34 | 15159 | 8706 | 0.38 | 14434 | 18802 | 0.81 | 4337 | 13389 | 0.58 | 9750 | 1039 | 0.04 | 22100
576 | Caribou | PGE NGBA | {'Caribou 2': [0.0, 17358.0], 'Belden': [7.7, 4078.0], 'Bucks Creek': [10.0, 1396.0], 'Grizzly': [15.4, 13.0], 'Rock Creek': [16.3, 13.0], 'Rock Creek 1': [16.3, 13.0]} | 67701 | 17367 | 0.26 | 50334 | 0.74 | 57006 | 0.84 |  |  | 10679 | 0.16 | 0.04 | 190 | 0 | 0 | 0 |  | 39059 | 0.58 | 16701 | 0.25 | 5664 | 0.08 | 62037 | 31530 | 0.47 | 36171 | 28674 | 0.42 | 39027 | 44149 | 0.65 | 23552 | 20825 | 0.31 | 46876 | 3364 | 0.05 | 64337
577 | Vista (SCE) | SCE Eastern | {'Vista': [0.0, 434.0], 'Cardiff': [4.8, 361.0], 'San Bernardino': [5.3, 438.0], 'Wildlife': [9.4, 234.0], 'Rerc': [9.4, 234.0], 'El Casco': [14.7, 77.0]} | 13048 | 438 | 0.03 | 12610 | 0.97 | 75 | 0.01 |  |  | 4212 | 0.32 | 0.27 | 56 | 0 | 146 | 0.01 |  | 11130 | 0.85 | 389 | 0.03 | 5029 | 0.39 | 8019 | 7528 | 0.58 | 5519 | 10028 | 0.77 | 3020 | 12595 | 0.97 | 453 | 3985 | 0.31 | 9063 | 552 | 0.04 | 12495
578 | Cardiff | SCE Eastern | {'San Bernardino': [2.7, 811.0], 'Vista': [4.8, 358.0], 'Vista (SCE)': [4.8, 361.0], 'Wildlife': [13.9, 234.0], 'Rerc': [13.9, 234.0], 'El Casco': [14.8, 92.0]} | 21022 | 809 | 0.04 | 20213 | 0.96 | 4402 | 0.21 |  |  | 7569 | 0.36 | 0.27 | 93 | 0 | 182 | 0.01 |  | 11042 | 0.53 | 8354 | 0.4 | 9664 | 0.46 | 11359 | 11349 | 0.54 | 9674 | 14215 | 0.68 | 6807 | 17921 | 0.85 | 3101 | 8415 | 0.4 | 12607 | 1092 | 0.05 | 19930
579 | Cannon | SDGE Imperial | {'Encina': [0.2, 269.0], 'Palomar Airport': [2.8, 300.0], 'San Luis Rey': [5.1, 164.0], 'Shadowridge': [5.4, 338.0], 'Ocean Ranch': [5.6, 164.0], 'Melrose': [6.6, 349.0], 'San Marcos': [7.8, 274.0], 'Pendleton': [11.9, 90.0], 'Escondido': [12.5, 261.0], 'North City Metering': [14.0, 183.0], 'Artesian': [14.0, 191.0], 'Monserate': [14.4, 128.0], 'Lilac': [16.3, 78.0], 'Penasquitos': [16.5, 3.0], 'Chicarita': [17.9, 162.0], 'Avocado': [18.0, 53.0], 'Valley Center': [19.2, 24.0], 'Pala': [19.8, 2.0]} | 1934 | 346 | 0.18 | 1587 | 0.82 | 106 | 0.05 |  |  | 161 | 0.08 | 0.37 | 222 | 0.11 | 27 | 0.01 |  | 183 | 0.09 | 0 | 0 | 404 | 0.21 | 1530 | 921 | 0.48 | 1013 | 941 | 0.49 | 993 | 1162 | 0.6 | 772 | 168 | 0.09 | 1765 | 316 | 0.16 | 1618
580 | Mt Eden | PGE GBA | {'Eastshore': [0.9, 1397.0], 'Grant': [4.2, 1341.0], 'Castro Valley': [4.7, 1296.0], 'Dumbarton': [5.7, 180.0], 'San Leandro U': [6.0, 1340.0], 'Edes': [8.9, 1338.0], 'Ravenswood': [9.9, 65.0], 'Fremont': [9.9, 111.0], 'Oakland J': [11.0, 1298.0], 'Cooley Landing': [11.1, 27.0], 'Newark': [11.1, 111.0], 'Vineyard': [13.7, 111.0], 'Oakland X': [14.0, 1292.0], 'Burlingame': [14.5, 1.0], 'Menlo': [14.9, 22.0], 'Oakland C': [15.1, 1292.0], 'Moraga': [15.4, 704.0], 'Oakland L': [15.5, 1284.0], 'Dixon Landing': [15.6, 110.0], 'Jefferson': [15.8, 23.0], 'Millbrae': [15.9, 1.0], 'Whisman': [15.9, 7.0], 'Nortech': [16.6, 3.0], 'Los Esteros': [17.0, 73.0], 'Martin': [17.4, 375.0], 'SAN FRAN A (POTRERO PP)': [17.7, 665.0], 'Potrero': [17.7, 671.0]} | 17371 | 1462 | 0.08 | 15909 | 0.92 | 942 | 0.05 |  |  | 13887 | 0.8 | 0.3 | 2 | 0 | 0 | 0 |  | 12631 | 0.73 | 0 | 0 | 10085 | 0.58 | 7286 | 2977 | 0.17 | 14394 | 10445 | 0.6 | 6926 | 14991 | 0.86 | 2380 | 7778 | 0.45 | 9593 | 1390 | 0.08 | 15981
581 | Fitch Mountain | PGE NGBA | {'Fulton': [9.0, 825.0], 'Geysers Tap 1': [11.6, 1366.0], 'Monroe': [12.2, 530.0], 'Rincon': [12.9, 530.0], 'Santa Rosa A': [14.0, 126.0], 'Lake View': [15.6, 631.0], 'Eagle Rock': [15.7, 925.0], 'Cloverdale': [15.7, 3057.0]} | 103277 | 5841 | 0.06 | 97436 | 0.94 | 6287 | 0.06 |  |  | 69625 | 0.67 | 0.15 | 9290 | 0.09 | 15333 | 0.15 |  | 9101 | 0.09 | 0 | 0 | 36335 | 0.35 | 66942 | 53068 | 0.51 | 50208 | 87371 | 0.85 | 15906 | 94992 | 0.92 | 8285 | 32203 | 0.31 | 71074 | 3686 | 0.04 | 99591
582 | Stockton A | PGE GBA | {'Weber': [3.3, 12510.0], 'Stagg': [4.5, 5620.0], 'French Camp': [4.6, 10589.0], 'Eight Mile': [9.1, 2319.0], 'Vierra': [10.4, 6520.0], 'Manteca': [10.8, 9170.0], 'Lodi': [11.2, 1851.0], 'Lockeford': [13.7, 3302.0], 'Kasson': [14.3, 400.0], 'Avena': [14.7, 8399.0], 'Ripon': [15.4, 4132.0], 'Bellota': [15.6, 2407.0]} | 102880 | 14092 | 0.14 | 88788 | 0.86 | 8484 | 0.08 |  |  | 72938 | 0.71 | 0.14 | 15107 | 0.15 | 78173 | 0.76 |  | 0 | 0 | 0 | 0 | 214 | 0 | 102666 | 1386 | 0.01 | 101494 | 4789 | 0.05 | 98091 | 5003 | 0.05 | 97877 | 0 | 0 | 102880 | 2996 | 0.03 | 99884
583 | Saratoga | PGE GBA | {'Vasona': [3.3, 604.0], 'El Patio': [4.4, 495.0], 'Monta Vista': [4.4, 759.0], 'Hicks': [7.0, 560.0]} | 16544 | 841 | 0.05 | 15703 | 0.95 | 135 | 0.01 |  |  | 7644 | 0.46 | 0.18 | 165 | 0.01 | 132 | 0.01 |  | 730 | 0.04 | 0 | 0 | 13001 | 0.79 | 3543 | 267 | 0.02 | 16277 | 11197 | 0.68 | 5347 | 15699 | 0.95 | 845 | 3888 | 0.23 | 12656 | 220 | 0.01 | 16324
584 | Christie | PGE GBA | {'Alhambra': [4.3, 7507.0], 'Martinez': [5.0, 7483.0], 'Carquinez': [6.5, 7489.0], 'Bahia': [6.6, 7484.0], 'Sobrante': [6.8, 3876.0], 'San Pablo': [7.1, 4282.0], 'El Cerrito G': [7.9, 3508.0], 'Meadow Lane': [8.9, 4439.0], 'Parkway': [9.4, 7333.0], 'Richmond R': [10.2, 2002.0], 'Lakewood': [10.5, 365.0], 'Standard Oil': [10.7, 2175.0], 'Standard Oil 2': [10.8, 2165.0], 'Moraga': [11.1, 162.0], 'Rossmoor': [11.8, 4.0], 'Clayton': [13.5, 118.0], 'Oakland X': [13.8, 164.0], 'Oakland L': [13.8, 169.0], 'Oakland C': [14.8, 169.0], 'Kirker': [16.4, 118.0], 'Oakland J': [16.7, 52.0], 'Pittsburg': [17.0, 118.0], 'Tulucay': [17.4, 0.0], 'GWF 2': [18.8, 46.0], 'Potrero': [19.7, 109.0], 'SAN FRAN A (POTRERO PP)': [19.7, 111.0]} | 35696 | 7739 | 0.22 | 27957 | 0.78 | 4259 | 0.12 |  |  | 17084 | 0.48 | 0.69 | 197 | 0.01 | 26 | 0 |  | 13954 | 0.39 | 0 | 0 | 5214 | 0.15 | 30483 | 16794 | 0.47 | 18902 | 23128 | 0.65 | 12569 | 26949 | 0.75 | 8748 | 4444 | 0.12 | 31252 | 3318 | 0.09 | 32378
585 | Las Aguilas | PGE Fresno | {} | 70491 | 672 | 0.01 | 69819 | 0.99 | 33303 | 0.47 |  |  | 36868 | 0.52 | 0.05 | 316 | 0 | 113 | 0 |  | 31573 | 0.45 | 33593 | 0.48 | 55734 | 0.79 | 14757 | 14206 | 0.2 | 56285 | 26174 | 0.37 | 44318 | 61584 | 0.87 | 8907 | 58230 | 0.83 | 12261 | 569 | 0.01 | 69922
586 | Monroe | PGE NGBA | {'Santa Rosa A': [2.0, 2859.0], 'Fulton': [3.2, 4067.0], 'Rincon': [4.9, 1285.0], 'Bellevue': [5.4, 2639.0], 'Penngrove': [10.2, 1496.0], 'Fitch Mountain': [12.2, 530.0], 'Corona': [13.9, 498.0], 'Silverado': [15.6, 251.0], 'Lakeville': [16.6, 393.0]} | 68889 | 6455 | 0.09 | 62435 | 0.91 | 117 | 0 |  |  | 28084 | 0.41 | 0.27 | 6053 | 0.09 | 9383 | 0.14 |  | 8703 | 0.13 | 0 | 0 | 28483 | 0.41 | 40406 | 34840 | 0.51 | 34049 | 54704 | 0.79 | 14186 | 58644 | 0.85 | 10246 | 9832 | 0.14 | 59057 | 3738 | 0.05 | 65152
587 | Elliot | SDGE Imperial | {'Elliott': [0.0, 758.0], 'Kearny': [2.8, 758.0], 'Mission': [3.6, 758.0], 'Murray': [4.1, 3.0], 'Mesa Heights': [4.1, 758.0], 'Old Town': [7.0, 758.0], 'Spring Valley': [7.3, 69.0], 'Vine': [7.5, 758.0], 'Silvergate': [9.0, 758.0], 'Point Loma': [9.9, 758.0], 'Penasquitos': [10.4, 13.0], 'Bay Boulevard': [14.4, 506.0], 'Otay': [15.4, 9.0], 'Imperial Beach': [16.1, 241.0]} | 3034 | 754 | 0.25 | 2279 | 0.75 | 318 | 0.1 |  |  | 778 | 0.26 | 0.36 | 0 | 0 | 0 | 0 |  | 857 | 0.28 | 279 | 0.09 | 1138 | 0.38 | 1896 | 1116 | 0.37 | 1918 | 1114 | 0.37 | 1920 | 2244 | 0.74 | 789 | 379 | 0.12 | 2655 | 57 | 0.02 | 2977
588 | Sunset | PGE Kern | {'Sunrise': [2.9, 8126.0], 'Taft': [10.5, 796.0], 'Temblor': [11.4, 12367.0], 'Kernridge': [16.2, 8185.0], 'Caliente': [19.2, 103.0]} | 43713 | 13278 | 0.3 | 30435 | 0.7 | 18594 | 0.43 |  |  | 24212 | 0.55 | 0.05 | 421 | 0.01 | 0 | 0 |  | 2705 | 0.06 | 0 | 0 | 7489 | 0.17 | 36224 | 10211 | 0.23 | 33503 | 25223 | 0.58 | 18490 | 25337 | 0.58 | 18377 | 6474 | 0.15 | 37239 | 33 | 0 | 43681
589 | Herndon | PGE Fresno | {'Gregg': [0.6, 20194.0], 'Fig Garden': [3.8, 18055.0], 'Figarden': [3.8, 18057.0], 'Ashlan': [6.3, 14771.0], 'Borden': [6.4, 16353.0], 'Bullard': [8.6, 10100.0], 'Madera': [9.1, 11738.0], 'Kearney (New)': [9.9, 6338.0], 'Woodward': [10.0, 7244.0], 'West Fresno': [10.5, 5703.0], 'Biola': [11.2, 5336.0], 'Storey': [11.4, 10114.0], 'California Ave': [12.3, 2975.0], 'Malaga': [15.1, 685.0], 'Mc Mullin': [17.9, 930.0]} | 120274 | 20720 | 0.17 | 99554 | 0.83 | 2845 | 0.02 |  |  | 94483 | 0.79 | 0.19 | 33380 | 0.28 | 72704 | 0.6 |  | 23243 | 0.19 | 0 | 0 | 17223 | 0.14 | 103051 | 28069 | 0.23 | 92205 | 28871 | 0.24 | 91403 | 41111 | 0.34 | 79163 | 3664 | 0.03 | 116610 | 8496 | 0.07 | 111778
590 | Menlo | PGE GBA | {'Jefferson': [4.9, 286.0], 'Cooley Landing': [5.0, 150.0], 'Ravenswood': [5.5, 213.0], 'Whisman': [7.6, 58.0], 'Mountain View': [8.0, 47.0], 'Monta Vista': [10.4, 40.0], 'Dumbarton': [11.7, 92.0], 'Newark': [12.7, 4.0], 'Nortech': [13.3, 4.0], 'Burlingame': [14.0, 103.0], 'Scott': [14.1, 4.0], 'Eastshore': [14.2, 83.0], 'Los Esteros': [14.7, 4.0], 'Mt Eden': [14.9, 22.0], 'Mt. Eden': [14.9, 22.0], 'Fremont': [15.1, 4.0], 'Trimble': [15.4, 4.0], 'Dixon Landing': [15.4, 4.0], 'Millbrae': [15.8, 81.0], 'Grant': [16.8, 33.0]} | 18489 | 288 | 0.02 | 18201 | 0.98 | 812 | 0.04 |  |  | 12500 | 0.68 | 0.46 | 376 | 0.02 | 11 | 0 |  | 48 | 0 | 0 | 0 | 13070 | 0.71 | 5419 | 12441 | 0.67 | 6048 | 14324 | 0.77 | 4165 | 17787 | 0.96 | 702 | 8569 | 0.46 | 9920 | 1917 | 0.1 | 16572
591 | Mountain Pass | SCE EOP | {'Ivanpah': [5.5, 8.0], 'Primm': [14.9, 8.0]} | 2877 | 8 | 0 | 2869 | 1 | 1941 | 0.67 |  |  | 796 | 0.28 | 0.02 | 0 | 0 | 0 | 0 |  | 0 | 0 | 0 | 0 | 1188 | 0.41 | 1689 | 1709 | 0.59 | 1168 | 604 | 0.21 | 2273 | 1748 | 0.61 | 1129 | 1822 | 0.63 | 1055 | 0 | 0 | 2877
592 | San Jose A | PGE GBA | {'San Jose B': [0.9, 1747.0], 'FMC': [1.7, 1632.0], 'Stone': [2.5, 1747.0], 'El Patio': [3.1, 220.0], 'Evergreen': [3.8, 1747.0], 'Trimble': [4.0, 1500.0], 'Scott': [4.4, 1097.0], 'Swift': [5.7, 1747.0], 'Hicks': [6.6, 108.0], 'Los Esteros': [7.1, 1125.0], 'Nortech': [7.2, 635.0], 'Piercy': [7.5, 1112.0], 'Edenvale': [8.2, 1112.0], 'Santa Teresa': [8.7, 1112.0], 'Dixon Landing': [9.1, 899.0], 'Metcalf Energy Center': [11.3, 746.0], 'Metcalf 1': [11.3, 835.0], 'Newark': [12.9, 249.0], 'Fremont': [15.2, 242.0]} | 9622 | 1745 | 0.18 | 7877 | 0.82 | 827 | 0.09 |  |  | 7115 | 0.74 | 0.1 | 28 | 0 | 0 | 0 |  | 9522 | 0.99 | 0 | 0 | 906 | 0.09 | 8716 | 392 | 0.04 | 9230 | 973 | 0.1 | 8649 | 1692 | 0.18 | 7930 | 5994 | 0.62 | 3628 | 429 | 0.04 | 9193
593 | Artesian | SDGE Imperial | {'Chicarita': [4.6, 952.0], 'North City Metering': [6.6, 479.0], 'Escondido': [7.3, 1053.0], 'Scripps': [7.7, 315.0], 'Pomerado': [8.0, 503.0], 'San Marcos': [8.3, 563.0], 'Penasquitos': [8.6, 106.0], 'Sycamore Canyon': [9.3, 503.0], 'Shadowridge': [10.3, 555.0], 'Palomar Airport': [11.3, 555.0], 'Cannon': [14.0, 191.0], 'Encina': [14.1, 147.0], 'Melrose': [14.6, 372.0], 'Creelman': [16.2, 382.0]} | 12231 | 1049 | 0.09 | 11182 | 0.91 | 3 | 0 |  |  | 3497 | 0.29 | 0.25 | 954 | 0.08 | 163 | 0.01 |  | 6306 | 0.52 | 2898 | 0.24 | 6102 | 0.5 | 6129 | 6215 | 0.51 | 6015 | 6012 | 0.49 | 6218 | 10109 | 0.83 | 2121 | 684 | 0.06 | 11547 | 701 | 0.06 | 11529
594 | Thousandaire | SCE EOP | {'Gamebird': [3.4, 19753.0], 'Pahrump': [4.6, 18881.0], 'Charleston': [10.4, 10205.0], 'Crazy Eyes': [10.9, 6831.0], 'Vista 2': [13.3, 5593.0], 'Sandy Valley': [19.6, 24.0]} | 77789 | 20803 | 0.27 | 56986 | 0.73 | 10064 | 0.13 |  |  | 1312 | 0.02 | 0.03 | 0 | 0 | 0 | 0 |  | 0 | 0 | 0 | 0 | 3107 | 0.04 | 74682 | 165 | 0 | 77624 | 4077 | 0.05 | 73712 | 5677 | 0.07 | 72112 | 9002 | 0.12 | 68786 | 13 | 0 | 77776

## LandEnv_Solar_Data_15mi
CEC calculated land-use and environmental data criteria for in-state substations at a 15 mile radius for solar resource potential.
|  |  |  | Res. Potential Base (after techno-economic & protected areas exclusions) | Res. Potential after Core Land Use Screen (Lower Implications Land) | Percentage of Base Potential w/ Lower Implications | Res. Potential excluded by Core screen (Higher Implications Land) | Percentage of Base Potential w/ Higher Implications | Base Res. Potential w/ Parcelization value less than 6 | Percentage of Base Potential w/ Parcelization value less than 6 | Base Res. Potential w/ Parcelization value less than 30 | Percentage of Base Potential w/ Parcelization value less than 30 | Base Res. Potential w/ Parcelization value less than 30 & greater than 6 | Percentage of Base Potential w/ Parcelization value less than 30 & greater than 6 | 10th Percentile Parcelization Value | Base Res. Potential w/ Low Cropland Index Values | Percentage of Base Potential w/ Low Cropland Index Values | Base Res. Potential w/ High Cropland Index Values | Percentage of Base Potential w/ High Cropland Index Values | Substation in or near a Critically Overdrafted Groundwater Basin | Base Res. Potential w/ Tier 2 Fire Threat | Percentage of Base Potential w/ Tier 2 Fire Threat | Base Res. Potential w/ Tier 3 Fire Threat | Percentage of Base Potential w/ Tier 3 Fire Threat | Base Res. Potential w/ ACE Terrestrial Connectivity, 4 or 5, (High Implications) | Percentage of Base Potential w/ Terrestrial Connectivity High Implications | Base Res. Potential w/ Terrestrial Connectivity Low Implications | Base Res. Potential w/ ACE Biodiversity, 5, (High Implications) | Percentage of Base Potential w/ Biodiversity High Implications | Base Res. Potential w/ Biodiversity Low Implications | Base Res. Potential w/ ACE Irreplaceability, 4 or 5, (High Implications) | Percentage of Base Potential w/ Irreplaceability High Implications | Base Res. Potential w/ Irreplaceability Low Implications | Base Res. Potential w/ Any of the three ACE datasets High Implications | Percentage of Base Potential w/ Any of the three ACE datasets High Implications | Base Res. Potential w/ Any of the three ACE datasets Low Implications | Base Res. Potential w/ High Terrestrial Landscape Intactness | Percentage of Base Potential w/ High Terrestrial Landscape Intactness | Base Res. Potential w/ Low Terrestrial Landscape Intactness | Base Res. Potential w/ Classified as Wetlands | Percentage of Base Potential w/ Classified as Wetlands | Base Res. Potential w/ Not Classified as Wetlands
Blue columns indicate additional data calculate/added by CPUC staff in dashboard.
Distance in miles to nearby substations
OBJECTID | IRP_Substation_Name | RESOLVE_Name | Substation Overlaps [distance (mi), res. pot. (acres)] | RPB_Acres | TRP_Acres | Perc_TRP | High_Implication_Acres | Perc_HighImplication | Parcels_LT_6 | Perc_ParcLT6 | Parcels_LT_30 | Perc_ParcLT30 | Parcels_LT_30_GT6 | Perc_ParcLT30GT6 | 10th Percentile Parcelization | LowCrop_Acres | Perc_LowCrop | HighCrop_Acres | Perc_HighCrop | Critically overdrafted basin | FT_Tier2_Acres | Perc_FT_Tier2 | FT_Tier3_Acres | Perc_FT_Tier3 | Conn45_Acres | Perc_Conn45 | Low Conn Acres | Bio5_Acres | Perc_Bio5 | Low Bio Acres | Irr45_Acres | Perc_Irr45 | Low Irr Acres | ACE_All_Acres | Perc_AllACE | Low AllACE Acres | High_Intact_Acres | Perc_HighIntact | LowIntact Acres | Wetlands_Acres | Perc_Wetlands | Not Wetlands Acres
1 | Cal Flats | PGE Fresno | {'Cholame': [12.8, 5102.0], 'New Sub - Gates - Templeton (Proposed)': [13.3, 402.0], 'Avenal': [13.7, 479.0]} | 275386 | 43514 | 0.16 | 231873 | 0.84 | 127215 | 0.46 |  |  | 143100 | 0.52 | 0.05 | 24040 | 0.09 | 3859 | 0.01 |  | 175559 | 0.64 | 48386 | 0.18 | 130823 | 0.48 | 144563 | 12574 | 0.05 | 262812 | 39186 | 0.14 | 236200 | 153166 | 0.56 | 122220 | 168659 | 0.61 | 106728 | 2146 | 0.01 | 273241
2 | Collinsville | PGE GBA | {'Birds Landing': [3.1, 29590.0], 'Pittsburg': [4.5, 16143.0], 'GWF 2': [4.7, 16082.0], 'Kirker': [5.6, 13909.0], 'Contra Costa PP': [6.1, 19976.0], 'Shiloh III': [6.2, 28961.0], 'Contra Costa': [6.3, 15317.0], 'Lambie Energy': [9.9, 25957.0], 'Lambie': [9.9, 25958.0], 'Lone Tree': [10.2, 2411.0], 'Clayton': [11.9, 945.0], 'Brentwood': [14.2, 791.0], 'Meadow Lane': [14.3, 589.0], 'Martinez': [15.8, 159.0], 'Peabody': [16.0, 1108.0], 'Bahia': [16.3, 6.0], 'Grand Island': [16.9, 6334.0], 'Alhambra': [17.0, 4.0], 'Lakewood': [17.0, 583.0]} | 165491 | 36224 | 0.22 | 129267 | 0.78 | 40168 | 0.24 |  |  | 110577 | 0.67 | 0.07 | 49117 | 0.3 | 29326 | 0.18 |  | 78736 | 0.48 | 0 | 0 | 25629 | 0.15 | 139862 | 64350 | 0.39 | 101142 | 61436 | 0.37 | 104056 | 80451 | 0.49 | 85041 | 11962 | 0.07 | 153529 | 34215 | 0.21 | 131277
3 | Santa Teresa | PGE GBA | {'Edenvale': [0.5, 1310.0], 'Piercy': [2.1, 1112.0], 'Metcalf Energy Center': [2.7, 976.0], 'Metcalf 1': [2.8, 1065.0], 'Evergreen': [5.3, 1112.0], 'Swift': [5.8, 1112.0], 'Hicks': [6.0, 108.0], 'Stone': [6.2, 1112.0], 'El Patio': [8.7, 220.0], 'San Jose A': [8.7, 1112.0], 'San Jose B': [9.4, 1112.0], 'FMC': [10.4, 998.0], 'Morgan Hill': [10.6, 230.0], 'Trimble': [12.5, 865.0], 'Scott': [13.1, 462.0], 'Los Esteros': [15.3, 491.0], 'Nortech': [15.7, 0.0], 'Dixon Landing': [16.8, 264.0]} | 88927 | 6658 | 0.07 | 82269 | 0.93 | 23218 | 0.26 |  |  | 43038 | 0.48 | 0.15 | 1605 | 0.02 | 734 | 0.01 |  | 59166 | 0.67 | 11240 | 0.13 | 60167 | 0.68 | 28760 | 18510 | 0.21 | 70417 | 37944 | 0.43 | 50983 | 70125 | 0.79 | 18803 | 51582 | 0.58 | 37346 | 3228 | 0.04 | 85700
4 | Carrizo Gorge | SDGE Imperial | {'Boulevard': [4.2, 25399.0], 'Crestwood': [5.5, 25388.0], 'East County': [10.6, 4076.0], 'Suncrest - Ocotillo (Proposed)': [11.9, 13732.0], 'Ocotillo Express': [12.8, 321.0], 'Cameron': [13.9, 13514.0]} | 121756 | 34405 | 0.28 | 87351 | 0.72 | 38874 | 0.32 |  |  | 64952 | 0.53 | 0.09 | 216 | 0 | 207 | 0 |  | 26660 | 0.22 | 76014 | 0.62 | 10656 | 0.09 | 111100 | 25676 | 0.21 | 96079 | 37296 | 0.31 | 84460 | 58722 | 0.48 | 63034 | 47190 | 0.39 | 74566 | 2357 | 0.02 | 119399
5 | Avenal | PGE Kern | {'New Sub - Gates - Templeton (Proposed)': [6.9, 17789.0], 'Gates': [11.3, 13627.0], 'Cal Flats': [13.7, 479.0]} | 321216 | 68990 | 0.21 | 252226 | 0.79 | 118615 | 0.37 |  |  | 195241 | 0.61 | 0.07 | 63511 | 0.2 | 82648 | 0.26 |  | 97941 | 0.3 | 4026 | 0.01 | 138719 | 0.43 | 182497 | 5877 | 0.02 | 315339 | 51871 | 0.16 | 269345 | 171321 | 0.53 | 149895 | 77897 | 0.24 | 243319 | 2405 | 0.01 | 318811
6 | Crazy Horse Canyon | PGE GBA | {'Salinas': [7.4, 10061.0], 'Buena Vista': [9.0, 9630.0], 'Moss Landing': [9.9, 12374.0], 'Hollister': [12.1, 3502.0], 'Green Valley': [14.9, 5300.0], 'Llagas': [16.0, 1511.0]} | 206727 | 37417 | 0.18 | 169310 | 0.82 | 36546 | 0.18 |  |  | 135558 | 0.66 | 0.14 | 19435 | 0.09 | 68887 | 0.33 |  | 68608 | 0.33 | 8841 | 0.04 | 53616 | 0.26 | 153112 | 31300 | 0.15 | 175427 | 46037 | 0.22 | 160690 | 90855 | 0.44 | 115873 | 50629 | 0.24 | 156098 | 10976 | 0.05 | 195752
7 | Estrella | PGE Kern | {'Templeton': [7.3, 40079.0], 'Cholame': [15.1, 14430.0]} | 354795 | 121080 | 0.34 | 233715 | 0.66 | 84420 | 0.24 |  |  | 221682 | 0.62 | 0.13 | 54903 | 0.15 | 25501 | 0.07 |  | 194813 | 0.55 | 15545 | 0.04 | 59712 | 0.17 | 295083 | 41999 | 0.12 | 312797 | 83457 | 0.24 | 271338 | 117678 | 0.33 | 237117 | 114063 | 0.32 | 240732 | 8405 | 0.02 | 346391
8 | Ocean Ranch | SDGE Imperial | {'San Luis Rey': [2.3, 1356.0], 'Melrose': [2.4, 1444.0], 'Cannon': [5.6, 164.0], 'Encina': [5.7, 122.0], 'Shadowridge': [5.8, 1280.0], 'Palomar Airport': [6.1, 136.0], 'Pendleton': [7.2, 1061.0], 'San Marcos': [8.0, 694.0], 'Monserate': [8.9, 1359.0], 'Escondido': [11.8, 685.0], 'Lilac': [12.3, 844.0], 'Avocado': [12.5, 955.0], 'Pala': [14.5, 928.0], 'Valley Center': [15.9, 527.0], 'North City Metering': [18.0, 1.0]} | 47480 | 12716 | 0.27 | 34764 | 0.73 | 178 | 0 |  |  | 6815 | 0.14 | 0.4 | 11703 | 0.25 | 2460 | 0.05 |  | 24120 | 0.51 | 2615 | 0.06 | 24241 | 0.51 | 23239 | 7974 | 0.17 | 39506 | 16950 | 0.36 | 30529 | 29161 | 0.61 | 18318 | 1928 | 0.04 | 45552 | 3394 | 0.07 | 44085
9 | Green Valley | PGE GBA | {'Moss Landing': [10.2, 6112.0], 'Llagas': [11.8, 3816.0], 'Paul Sweet': [12.5, 1592.0], 'Morgan Hill': [13.4, 2918.0], 'Crazy Horse Canyon': [14.9, 5300.0]} | 141191 | 27032 | 0.19 | 114159 | 0.81 | 16321 | 0.12 |  |  | 67342 | 0.48 | 0.22 | 11316 | 0.08 | 26862 | 0.19 |  | 47899 | 0.34 | 0 | 0 | 55507 | 0.39 | 85684 | 23152 | 0.16 | 118039 | 40381 | 0.29 | 100810 | 84936 | 0.6 | 56255 | 35871 | 0.25 | 105320 | 7689 | 0.05 | 133502
10 | Union (Estrella) | PGE Kern | {'Templeton': [7.3, 40079.0], 'Cholame': [15.1, 14430.0]} | 354795 | 121080 | 0.34 | 233715 | 0.66 | 84420 | 0.24 |  |  | 221682 | 0.62 | 0.13 | 54903 | 0.15 | 25501 | 0.07 |  | 194813 | 0.55 | 15545 | 0.04 | 59712 | 0.17 | 295083 | 41999 | 0.12 | 312797 | 83457 | 0.24 | 271338 | 117678 | 0.33 | 237117 | 114063 | 0.32 | 240732 | 8405 | 0.02 | 346391
11 | Crescent | PGE Fresno | {'Helm': [4.2, 71139.0], 'New Sub - Los Banos - Midway (Proposed)': [4.5, 75605.0], 'Schindler': [9.1, 58089.0], 'Excelsior': [9.8, 54714.0], 'Mc Mullin': [10.8, 26212.0], 'Cantua': [11.9, 32394.0], 'Tranquility': [13.8, 19461.0], 'Biola': [18.5, 4911.0], 'Kearney (New)': [19.8, 102.0]} | 402855 | 176094 | 0.44 | 226762 | 0.56 | 75210 | 0.19 |  |  | 314442 | 0.78 | 0.07 | 222397 | 0.55 | 154875 | 0.38 |  | 4388 | 0.01 | 0 | 0 | 72806 | 0.18 | 330049 | 28777 | 0.07 | 374079 | 36875 | 0.09 | 365981 | 95788 | 0.24 | 307067 | 0 | 0 | 402855 | 6754 | 0.02 | 396102
12 | Vincent | SCE Northern | {'Antelope': [17.4, 2596.0]} | 124289 | 36167 | 0.29 | 88122 | 0.71 | 3509 | 0.03 |  |  | 28317 | 0.23 | 0.4 | 597 | 0 | 6485 | 0.05 |  | 27764 | 0.22 | 12505 | 0.1 | 13626 | 0.11 | 110663 | 55424 | 0.45 | 68866 | 35251 | 0.28 | 89038 | 69151 | 0.56 | 55138 | 31296 | 0.25 | 92993 | 3386 | 0.03 | 120903
13 | El Nido (PGE) | PGE Fresno | {'Dairyland': [9.7, 22576.0], 'Merced': [10.7, 10420.0], 'Le Grand': [11.8, 18903.0], 'Chowchilla': [12.1, 15826.0], 'Wilson': [12.6, 8498.0], 'Atwater': [18.4, 341.0], 'Oro Loma': [19.1, 1265.0], 'Newhall': [19.4, 25.0]} | 376961 | 93172 | 0.25 | 283789 | 0.75 | 68789 | 0.18 |  |  | 278472 | 0.74 | 0.1 | 192740 | 0.51 | 145651 | 0.39 |  | 32972 | 0.09 | 0 | 0 | 155906 | 0.41 | 221055 | 61519 | 0.16 | 315442 | 81705 | 0.22 | 295256 | 190429 | 0.51 | 186533 | 4580 | 0.01 | 372382 | 24968 | 0.07 | 351993
14 | Cortina | PGE NGBA | {'Meridian': [16.7, 178.0], 'Delevan': [17.4, 728.0]} | 321234 | 12357 | 0.04 | 308876 | 0.96 | 82738 | 0.26 |  |  | 224229 | 0.7 | 0.07 | 70883 | 0.22 | 116414 | 0.36 |  | 41606 | 0.13 | 103209 | 0.32 | 131127 | 0.41 | 190106 | 34873 | 0.11 | 286361 | 143324 | 0.45 | 177910 | 235715 | 0.73 | 85519 | 116223 | 0.36 | 205011 | 6190 | 0.02 | 315044
15 | Delta Pumps | PGE GBA | {'Delta PP': [0.0, 1415.0], 'Kelso': [1.0, 995.0], 'Windmaster': [1.1, 826.0], 'Tracy': [2.2, 995.0], 'Altamont': [4.7, 669.0], 'Altamont Midway (Sandhill)': [4.7, 677.0], 'Midway Green Ridge Services': [5.5, 1014.0], 'Tesla': [6.9, 995.0], 'Vasco': [8.1, 422.0], 'Los Positas': [9.2, 422.0], 'Las Positas': [9.2, 422.0], 'Cayetano': [9.2, 422.0], 'GWF Tracy': [9.5, 995.0], 'Lammers': [9.9, 995.0], 'North Dublin': [13.4, 422.0], 'Tassajara': [15.6, 422.0], 'Vineyard': [15.6, 422.0], 'Kasson': [15.6, 995.0], 'San Ramon': [17.5, 422.0]} | 240715 | 4851 | 0.02 | 235863 | 0.98 | 64775 | 0.27 |  |  | 145551 | 0.6 | 0.14 | 15480 | 0.06 | 93176 | 0.39 |  | 112922 | 0.47 | 3870 | 0.02 | 111346 | 0.46 | 129368 | 96062 | 0.4 | 144653 | 101301 | 0.42 | 139413 | 145116 | 0.6 | 95598 | 44756 | 0.19 | 195959 | 15989 | 0.07 | 224726
16 | Morgan Hill | PGE GBA | {'Metcalf 1': [8.2, 1023.0], 'Metcalf Energy Center': [8.2, 1064.0], 'Llagas': [10.0, 6645.0], 'Santa Teresa': [10.6, 230.0], 'Edenvale': [11.1, 199.0], 'Green Valley': [13.4, 2918.0]} | 121902 | 11796 | 0.1 | 110106 | 0.9 | 30034 | 0.25 |  |  | 62069 | 0.51 | 0.14 | 6291 | 0.05 | 10191 | 0.08 |  | 64251 | 0.53 | 19164 | 0.16 | 83578 | 0.69 | 38324 | 14300 | 0.12 | 107602 | 35210 | 0.29 | 86692 | 91528 | 0.75 | 30374 | 65282 | 0.54 | 56620 | 4446 | 0.04 | 117456
17 | Jessup | PGE NGBA | {'Cottonwood': [5.6, 17049.0], 'Oregon Trail': [10.9, 429.0]} | 259251 | 47186 | 0.18 | 212065 | 0.82 | 26952 | 0.1 |  |  | 131485 | 0.51 | 0.26 | 7996 | 0.03 | 8081 | 0.03 |  | 167926 | 0.65 | 79642 | 0.31 | 139058 | 0.54 | 120193 | 35734 | 0.14 | 223517 | 36083 | 0.14 | 223168 | 158034 | 0.61 | 101217 | 108006 | 0.42 | 151245 | 27604 | 0.11 | 231647
18 | Elk Hills | PGE Kern | {'Norco': [5.6, 1881.0], 'Taft': [8.6, 946.0], 'Midway - Wheeler Ridge (Proposed)': [9.5, 5846.0], 'Copus': [10.7, 5846.0], 'Sunrise': [11.6, 52.0], 'Old River': [15.5, 211.0], 'Lakeview': [18.0, 1096.0]} | 255191 | 24355 | 0.1 | 230836 | 0.9 | 70601 | 0.28 |  |  | 172841 | 0.68 | 0.08 | 47246 | 0.19 | 100585 | 0.39 |  | 14604 | 0.06 | 0 | 0 | 67629 | 0.27 | 187563 | 105051 | 0.41 | 150140 | 174885 | 0.69 | 80306 | 187462 | 0.73 | 67729 | 3829 | 0.02 | 251362 | 18326 | 0.07 | 236865
19 | Ignacio | PGE NGBA | {'Standard Oil': [11.8, 279.0], 'Standard Oil 2': [11.8, 279.0], 'Lakeville': [12.3, 2680.0], 'San Pablo': [12.7, 276.0], 'Richmond R': [14.0, 279.0], 'Corona': [14.5, 832.0], 'Carquinez': [15.8, 570.0], 'El Cerrito G': [17.0, 99.0]} | 81994 | 10928 | 0.13 | 71066 | 0.87 | 15341 | 0.19 |  |  | 49490 | 0.6 | 0.29 | 13813 | 0.17 | 5380 | 0.07 |  | 37107 | 0.45 | 0 | 0 | 49264 | 0.6 | 32730 | 24011 | 0.29 | 57984 | 41781 | 0.51 | 40213 | 65008 | 0.79 | 16986 | 22644 | 0.28 | 59350 | 6852 | 0.08 | 75142
20 | Malin | <Null> | {} | 137009 | 22980 | 0.17 | 114028 | 0.83 | 16804 | 0.12 |  |  | 0 | 0 | 0.01 | 14971 | 0.11 | 34101 | 0.25 |  | 6877 | 0.05 | 0 | 0 | 71195 | 0.52 | 65814 | 4538 | 0.03 | 132471 | 15 | 0 | 136994 | 75535 | 0.55 | 61473 | 63302 | 0.46 | 73707 | 2245 | 0.02 | 134764
21 | Redbud | PGE NGBA | {'Konocti': [7.8, 7863.0], 'Hartley': [14.8, 687.0], 'Lake View': [15.5, 159.0], 'Eagle Rock': [15.9, 63.0]} | 119372 | 17314 | 0.15 | 102059 | 0.85 | 8644 | 0.07 |  |  | 82985 | 0.7 | 0.15 | 9093 | 0.08 | 6863 | 0.06 |  | 35459 | 0.3 | 74414 | 0.62 | 43684 | 0.37 | 75688 | 40684 | 0.34 | 78689 | 79583 | 0.67 | 39790 | 92087 | 0.77 | 27286 | 33830 | 0.28 | 85542 | 2000 | 0.02 | 117373
22 | Arcata | PGE NGBA | {'Humboldt': [6.0, 7776.0], 'Harris': [6.4, 7723.0], 'Humboldt Bay': [10.8, 3668.0]} | 144731 | 61566 | 0.43 | 83166 | 0.57 | 62983 | 0.44 |  |  | 60766 | 0.42 | 0.08 | 0 | 0 | 0 | 0 |  | 0 | 0 | 0 | 0 | 7243 | 0.05 | 137488 | 46318 | 0.32 | 98414 | 56002 | 0.39 | 88729 | 59374 | 0.41 | 85357 | 34992 | 0.24 | 109739 | 10392 | 0.07 | 134339
23 | Suncrest | SDGE Imperial | {'Alpine': [6.3, 3908.0], 'Loveland': [6.4, 3540.0], 'Los Coches': [13.0, 1657.0], 'Suncrest - Ocotillo (Proposed)': [13.7, 1936.0], 'Cameron': [15.6, 2946.0], 'Santee': [16.8, 1167.0], 'El Cajon': [16.8, 1176.0], 'Creelman': [17.5, 3.0]} | 147795 | 12410 | 0.08 | 135385 | 0.92 | 45929 | 0.31 |  |  | 68252 | 0.46 | 0.11 | 507 | 0 | 125 | 0 |  | 12467 | 0.08 | 134952 | 0.91 | 30140 | 0.2 | 117655 | 52298 | 0.35 | 95497 | 88008 | 0.6 | 59787 | 106841 | 0.72 | 40954 | 80306 | 0.54 | 67489 | 6340 | 0.04 | 141455
24 | Cressey | PGE Fresno | {'Atwater': [4.9, 16784.0], 'Merced': [13.6, 269.0]} | 292677 | 73604 | 0.25 | 219073 | 0.75 | 37818 | 0.13 |  |  | 196831 | 0.67 | 0.12 | 124967 | 0.43 | 116301 | 0.4 |  | 53868 | 0.18 | 0 | 0 | 88937 | 0.3 | 203740 | 65910 | 0.23 | 226767 | 86915 | 0.3 | 205762 | 131317 | 0.45 | 161360 | 14614 | 0.05 | 278063 | 22160 | 0.08 | 270517
25 | Kearny | SDGE Imperial | {'Mesa Heights': [1.5, 832.0], 'Elliot': [2.8, 758.0], 'Elliott': [2.8, 760.0], 'Mission': [3.4, 832.0], 'Old Town': [5.8, 832.0], 'Murray': [6.9, 3.0], 'Vine': [7.1, 832.0], 'Penasquitos': [7.8, 56.0], 'Point Loma': [8.6, 832.0], 'Silvergate': [9.6, 789.0], 'Spring Valley': [9.9, 69.0], 'North City Metering': [10.1, 42.0], 'Bay Boulevard': [15.7, 516.0], 'Otay': [17.0, 9.0], 'Imperial Beach': [17.4, 245.0]} | 14393 | 1274 | 0.09 | 13119 | 0.91 | 2819 | 0.2 |  |  | 3939 | 0.27 | 0.21 | 144 | 0.01 | 11 | 0 |  | 2220 | 0.15 | 5933 | 0.41 | 6017 | 0.42 | 8376 | 5568 | 0.39 | 8825 | 9163 | 0.64 | 5230 | 13012 | 0.9 | 1381 | 1439 | 0.1 | 12954 | 353 | 0.02 | 14040
26 | Victor | SCE NOL | {'New Sub - Kramer - Lugo (Proposed)': [5.1, 16528.0], 'Roadway': [5.1, 16536.0], 'Lugo': [9.7, 6746.0]} | 171452 | 49182 | 0.29 | 122269 | 0.71 | 5185 | 0.03 |  |  | 37641 | 0.22 | 0.42 | 68 | 0 | 45 | 0 |  | 23744 | 0.14 | 3035 | 0.02 | 52513 | 0.31 | 118939 | 97308 | 0.57 | 74144 | 49151 | 0.29 | 122301 | 114938 | 0.67 | 56513 | 29714 | 0.17 | 141738 | 2283 | 0.01 | 169169
27 | Millbrae | PGE GBA | {'Burlingame': [1.9, 605.0], 'Martin': [6.9, 272.0], 'SAN FRAN A (POTRERO PP)': [10.5, 207.0], 'Potrero': [10.5, 209.0], 'Jefferson': [11.8, 374.0], 'Grant': [13.4, 222.0], 'Edes': [14.2, 49.0], 'Oakland J': [14.6, 72.0], 'Oakland C': [14.6, 75.0], 'Eastshore': [15.0, 192.0], 'Oakland L': [15.7, 75.0], 'Menlo': [15.8, 81.0], 'Mt Eden': [15.9, 1.0], 'Mt. Eden': [15.9, 1.0], 'Ravenswood': [15.9, 312.0], 'Oakland X': [16.4, 72.0], 'Cooley Landing': [17.1, 18.0]} | 24358 | 6526 | 0.27 | 17831 | 0.73 | 1173 | 0.05 |  |  | 12876 | 0.53 | 0.61 | 666 | 0.03 | 210 | 0.01 |  | 0 | 0 | 0 | 0 | 6516 | 0.27 | 17842 | 8123 | 0.33 | 16234 | 12482 | 0.51 | 11875 | 15817 | 0.65 | 8540 | 6233 | 0.26 | 18124 | 2454 | 0.1 | 21903
28 | Arcogen | SCE Metro | {'Hinson': [1.2, 2125.0], 'Harborgen': [2.8, 2125.0], 'Long Beach': [3.7, 2125.0], 'Lighthipe': [5.9, 1814.0], 'La Fresa': [6.3, 502.0], 'Redondo': [8.5, 37.0], 'Del Amo': [8.6, 1886.0], 'Alamitos': [9.0, 2093.0], 'El Nido': [9.2, 36.0], 'Chevmain': [10.8, 36.0], 'El Segundo': [12.0, 36.0], 'Windsor': [14.0, 10.0], 'La Cienega': [14.9, 10.0]} | 5807 | 2210 | 0.38 | 3597 | 0.62 | 1045 | 0.18 |  |  | 2906 | 0.5 | 0.27 | 0 | 0 | 0 | 0 |  | 0 | 0 | 0 | 0 | 10 | 0 | 5797 | 597 | 0.1 | 5210 | 3532 | 0.61 | 2275 | 3542 | 0.61 | 2265 | 0 | 0 | 5807 | 26 | 0 | 5781
29 | Soledad | PGE GBA | {'Coburn': [15.4, 1866.0]} | 266555 | 34201 | 0.13 | 232354 | 0.87 | 100509 | 0.38 |  |  | 162230 | 0.61 | 0.06 | 6912 | 0.03 | 73403 | 0.28 |  | 79329 | 0.3 | 96982 | 0.36 | 97574 | 0.37 | 168982 | 33024 | 0.12 | 233531 | 47285 | 0.18 | 219270 | 118592 | 0.44 | 147963 | 121191 | 0.45 | 145365 | 11920 | 0.04 | 254636
30 | Vierra | PGE GBA | {'Manteca': [2.7, 14224.0], 'Kasson': [5.1, 1730.0], 'French Camp': [5.9, 11352.0], 'Ripon': [7.5, 11808.0], 'Weber': [8.7, 12202.0], 'Stockton A': [10.4, 6520.0], 'Avena': [12.3, 12103.0], 'Lammers': [12.5, 127.0], 'GWF Tracy': [13.2, 38.0], 'Stagg': [14.1, 1356.0], 'Westley': [15.6, 310.0], 'Valley Home': [18.3, 3172.0], 'New Sub - Westley - Quinto (Proposed)': [19.8, 1.0]} | 287780 | 31043 | 0.11 | 256737 | 0.89 | 26638 | 0.09 |  |  | 198711 | 0.69 | 0.17 | 47420 | 0.16 | 198503 | 0.69 |  | 17890 | 0.06 | 0 | 0 | 80606 | 0.28 | 207174 | 38838 | 0.13 | 248943 | 38885 | 0.14 | 248895 | 98981 | 0.34 | 188799 | 5465 | 0.02 | 282315 | 10459 | 0.04 | 277321
31 | Walnut | SCE Metro | {'Olinda': [4.6, 370.0], 'Lewis': [14.1, 2.0], 'Villa Park': [14.9, 81.0], 'Serrano': [15.4, 171.0], 'Chino': [15.5, 295.0]} | 6848 | 1376 | 0.2 | 5471 | 0.8 | 148 | 0.02 |  |  | 5350 | 0.78 | 0.17 | 39 | 0.01 | 0 | 0 |  | 6183 | 0.9 | 74 | 0.01 | 3817 | 0.56 | 3030 | 22 | 0 | 6826 | 20 | 0 | 6827 | 3839 | 0.56 | 3008 | 2771 | 0.4 | 4076 | 954 | 0.14 | 5894
32 | Coburn | PGE GBA | {'Soledad': [15.4, 1866.0]} | 308712 | 39218 | 0.13 | 269493 | 0.87 | 150658 | 0.49 |  |  | 154448 | 0.5 | 0.05 | 9439 | 0.03 | 60639 | 0.2 |  | 125115 | 0.41 | 75640 | 0.25 | 112099 | 0.36 | 196612 | 18148 | 0.06 | 290564 | 66185 | 0.21 | 242527 | 157409 | 0.51 | 151303 | 138771 | 0.45 | 169941 | 9817 | 0.03 | 298895
33 | Madison | PGE NGBA | {'Putah Creek': [10.4, 5115.0], 'Woodland': [11.2, 7891.0], 'Davis': [15.3, 2565.0], 'Knights Landing': [15.4, 1649.0], 'Vaca-Dixon & Gc Yard': [19.0, 113.0]} | 300327 | 15589 | 0.05 | 284738 | 0.95 | 44017 | 0.15 |  |  | 239483 | 0.8 | 0.08 | 39425 | 0.13 | 149852 | 0.5 |  | 107844 | 0.36 | 9616 | 0.03 | 186918 | 0.62 | 113409 | 20915 | 0.07 | 279412 | 45227 | 0.15 | 255100 | 209499 | 0.7 | 90828 | 66601 | 0.22 | 233726 | 9322 | 0.03 | 291005
34 | Lone Tree | PGE GBA | {'Contra Costa': [3.9, 3653.0], 'Contra Costa PP': [4.8, 3653.0], 'Brentwood': [4.9, 2032.0], 'GWF 2': [7.3, 3646.0], 'Kirker': [9.5, 2678.0], 'Pittsburg': [9.7, 2595.0], 'Collinsville': [10.2, 2411.0], 'Clayton': [11.3, 964.0], 'Windmaster': [11.9, 116.0], 'Tassajara': [13.0, 285.0], 'Birds Landing': [13.0, 1619.0], 'Meadow Lane': [15.9, 378.0], 'Shiloh III': [16.2, 1239.0], 'Lakewood': [16.3, 378.0], 'Lambie Energy': [20.0, 104.0], 'Lambie': [20.0, 105.0]} | 174306 | 24689 | 0.14 | 149618 | 0.86 | 47717 | 0.27 |  |  | 105917 | 0.61 | 0.07 | 34204 | 0.2 | 47049 | 0.27 |  | 71945 | 0.41 | 885 | 0.01 | 55822 | 0.32 | 118485 | 72684 | 0.42 | 101622 | 74340 | 0.43 | 99967 | 101327 | 0.58 | 72980 | 13652 | 0.08 | 160655 | 22800 | 0.13 | 151507
35 | Eldorado | SCE EOP | {'Sloan Canyon': [5.3, 23518.0], 'Mead': [13.2, 8017.0]} | 101300 | 32801 | 0.32 | 68499 | 0.68 | 0 | 0 |  |  | 0 | 0 | 0 | 0 | 0 | 0 | 0 |  | 0 | 0 | 0 | 0 | 0 | 0 | 101300 | 0 | 0 | 101300 | 0 | 0 | 101300 | 0 | 0 | 101300 | 0 | 0 | 101300 | 0 | 0 | 101300
36 | Mercy Springs | PGE Fresno | {'Dos Amigos': [1.0, 25699.0], 'Padre Flats SW STA': [9.6, 5843.0], 'Oro Loma': [9.7, 22001.0], 'Los Banos': [13.7, 2212.0], 'Quinto': [18.7, 332.0], 'Hammonds': [19.2, 150.0]} | 332809 | 76813 | 0.23 | 255996 | 0.77 | 82578 | 0.25 |  |  | 232974 | 0.7 | 0.08 | 79694 | 0.24 | 101626 | 0.31 |  | 125731 | 0.38 | 3025 | 0.01 | 151528 | 0.46 | 181281 | 35997 | 0.11 | 296812 | 70322 | 0.21 | 262487 | 162177 | 0.49 | 170632 | 86317 | 0.26 | 246492 | 15256 | 0.05 | 317553
37 | Meridian | PGE NGBA | {'Sutter Power': [13.3, 1906.0], 'Greenleaf 1': [13.3, 1919.0], 'Pease': [13.4, 2642.0], 'Bogue': [15.6, 1103.0], 'Cortina': [16.7, 178.0], 'East Marysville': [18.6, 255.0]} | 349351 | 23945 | 0.07 | 325406 | 0.93 | 30421 | 0.09 |  |  | 291092 | 0.83 | 0.09 | 94599 | 0.27 | 200200 | 0.57 |  | 44652 | 0.13 | 0 | 0 | 121998 | 0.35 | 227353 | 48820 | 0.14 | 300531 | 176431 | 0.51 | 172920 | 232658 | 0.67 | 116693 | 17839 | 0.05 | 331512 | 15805 | 0.05 | 333546
38 | Excelsior | PGE Fresno | {'Schindler': [5.1, 68050.0], 'New Sub - Los Banos - Midway (Proposed)': [5.8, 67836.0], 'Cantua': [6.4, 37862.0], 'Crescent': [9.8, 54714.0], 'Helm': [13.7, 29211.0], 'Tranquility': [16.3, 2804.0], 'Gates': [19.0, 57.0], 'Mc Mullin': [19.0, 2167.0]} | 388639 | 114761 | 0.3 | 273878 | 0.7 | 112340 | 0.29 |  |  | 271982 | 0.7 | 0.07 | 137879 | 0.35 | 170562 | 0.44 |  | 37735 | 0.1 | 1509 | 0 | 115522 | 0.3 | 273117 | 14062 | 0.04 | 374577 | 36291 | 0.09 | 352348 | 129543 | 0.33 | 259096 | 34322 | 0.09 | 354317 | 2725 | 0.01 | 385914
39 | Hassayampa | SDGE Arizona | {'Palo Verde': [2.7, 52116.0], 'Delaney': [14.1, 5127.0]} | 173183 | 101865 | 0.59 | 71318 | 0.41 | 0 | 0 |  |  | 0 | 0 | 0 | 0 | 0 | 0 | 0 |  | 0 | 0 | 0 | 0 | 0 | 0 | 173183 | 0 | 0 | 173183 | 0 | 0 | 173183 | 0 | 0 | 173183 | 0 | 0 | 173183 | 0 | 0 | 173183
40 | Center | SCE Metro | {} | 4809 | 2031 | 0.42 | 2777 | 0.58 | 357 | 0.07 |  |  | 2701 | 0.56 | 0.32 | 0 | 0 | 0 | 0 |  | 442 | 0.09 | 0 | 0 | 7 | 0 | 4801 | 483 | 0.1 | 4326 | 1939 | 0.4 | 2870 | 1946 | 0.4 | 2862 | 305 | 0.06 | 4504 | 182 | 0.04 | 4627
41 | Leprino | PGE Fresno | {'Henrietta': [3.9, 53313.0], 'Mustang': [4.8, 48424.0], 'Lemoore': [5.2, 47368.0], 'Guernsey': [9.9, 51008.0], 'GWF Hanford': [10.5, 41511.0], 'Waukena': [15.8, 19845.0], 'Gates': [17.6, 2379.0], 'Corcoran': [17.8, 7727.0]} | 360510 | 175714 | 0.49 | 184796 | 0.51 | 93115 | 0.26 |  |  | 227457 | 0.63 | 0.1 | 190519 | 0.53 | 134945 | 0.37 |  | 4789 | 0.01 | 0 | 0 | 39648 | 0.11 | 320862 | 7730 | 0.02 | 352780 | 16741 | 0.05 | 343769 | 52334 | 0.15 | 308176 | 96 | 0 | 360414 | 7550 | 0.02 | 352959
42 | Springville | SCE Northern | {'Bliss': [15.4, 10107.0]} | 260018 | 52306 | 0.2 | 207713 | 0.8 | 82851 | 0.32 |  |  | 121848 | 0.47 | 0.15 | 63385 | 0.24 | 40362 | 0.16 |  | 96357 | 0.37 | 3389 | 0.01 | 142489 | 0.55 | 117529 | 17425 | 0.07 | 242593 | 32823 | 0.13 | 227195 | 162298 | 0.62 | 97720 | 120369 | 0.46 | 139650 | 11275 | 0.04 | 248743
43 | Mustang | PGE Fresno | {'Henrietta': [1.1, 54893.0], 'Leprino': [4.8, 48424.0], 'Lemoore': [8.6, 29418.0], 'Gates': [13.1, 4237.0], 'Guernsey': [14.6, 21576.0], 'GWF Hanford': [15.3, 16860.0], 'Schindler': [16.9, 4046.0]} | 371559 | 149238 | 0.4 | 222321 | 0.6 | 87660 | 0.24 |  |  | 250458 | 0.67 | 0.09 | 161828 | 0.44 | 176371 | 0.47 |  | 5090 | 0.01 | 0 | 0 | 38602 | 0.1 | 332957 | 10358 | 0.03 | 361201 | 20656 | 0.06 | 350902 | 55203 | 0.15 | 316356 | 0 | 0 | 371559 | 7020 | 0.02 | 364539
44 | Parkway | PGE NGBA | {'Carquinez': [3.9, 7690.0], 'Bahia': [5.6, 7664.0], 'Tulucay': [8.3, 1498.0], 'Christie': [9.4, 7333.0], 'Martinez': [9.9, 7332.0], 'Alhambra': [10.9, 7328.0], 'San Pablo': [12.7, 3976.0], 'Meadow Lane': [14.8, 4302.0], 'Sobrante': [16.2, 3552.0], 'El Cerrito G': [16.3, 3203.0], 'Peabody': [16.4, 895.0], 'Standard Oil 2': [16.5, 1860.0], 'Standard Oil': [16.5, 1870.0], 'Richmond R': [17.1, 1697.0], 'Lakewood': [18.0, 229.0]} | 108188 | 15196 | 0.14 | 92992 | 0.86 | 13367 | 0.12 |  |  | 66246 | 0.61 | 0.41 | 12181 | 0.11 | 13293 | 0.12 |  | 36107 | 0.33 | 0 | 0 | 51284 | 0.47 | 56904 | 21275 | 0.2 | 86913 | 38817 | 0.36 | 69371 | 81335 | 0.75 | 26853 | 25999 | 0.24 | 82189 | 13981 | 0.13 | 94207
45 | Carpenter Canyon (fka Gamebird) | SCE EOP | {'Thousandaire': [3.4, 19753.0], 'Pahrump': [4.5, 20980.0], 'Crazy Eyes': [9.0, 8025.0], 'Charleston': [12.2, 10367.0], 'Vista 2': [12.5, 7645.0], 'Sandy Valley': [18.3, 126.0]} | 121867 | 43241 | 0.35 | 78626 | 0.65 | 14269 | 0.12 |  |  | 3717 | 0.03 | 0.61 | 0 | 0 | 0 | 0 |  | 0 | 0 | 0 | 0 | 3107 | 0.03 | 118760 | 806 | 0.01 | 121061 | 18166 | 0.15 | 103701 | 19766 | 0.16 | 102101 | 13223 | 0.11 | 108643 | 154 | 0 | 121713
46 | Stagg | PGE GBA | {'Stockton A': [4.5, 5620.0], 'Eight Mile': [4.9, 3763.0], 'Lodi': [7.0, 3295.0], 'Weber': [7.7, 4034.0], 'French Camp': [8.3, 3272.0], 'Lockeford': [13.4, 3230.0], 'Vierra': [14.1, 1356.0], 'Manteca': [14.9, 2332.0], 'Kasson': [17.2, 167.0], 'Bellota': [18.2, 229.0], 'Avena': [19.1, 1097.0], 'Live Oak': [19.7, 23.0], 'Ripon': [19.8, 144.0]} | 299742 | 28031 | 0.09 | 271710 | 0.91 | 58169 | 0.19 |  |  | 168341 | 0.56 | 0.16 | 38499 | 0.13 | 215148 | 0.72 |  | 167 | 0 | 0 | 0 | 38843 | 0.13 | 260899 | 34279 | 0.11 | 265463 | 41499 | 0.14 | 258243 | 70581 | 0.24 | 229160 | 0 | 0 | 299742 | 18978 | 0.06 | 280764
47 | Lakeview | PGE Kern | {'Wheeler Ridge': [7.0, 7970.0], 'Old River': [7.9, 17161.0], 'Midway - Wheeler Ridge (Proposed)': [9.6, 13347.0], 'Tejon': [9.7, 2942.0], 'Copus': [10.0, 12101.0], 'Panama': [14.7, 5811.0], 'Stockdale': [15.6, 4148.0], 'Tevis': [15.8, 4648.0], 'Grimmway-Malaga': [17.2, 2849.0], 'Norco': [17.7, 974.0], 'Elk Hills': [18.0, 1096.0], 'Pastoria': [18.2, 201.0], 'Casaloma': [18.4, 1310.0], 'Unknown - 3327': [19.4, 182.0], 'Lamont': [19.5, 159.0], 'Rosedale': [19.7, 366.0], 'West Park': [19.8, 302.0], 'Kern Power': [19.9, 180.0]} | 299884 | 40121 | 0.13 | 259763 | 0.87 | 41200 | 0.14 |  |  | 244411 | 0.82 | 0.08 | 58765 | 0.2 | 180773 | 0.6 |  | 21855 | 0.07 | 57 | 0 | 40583 | 0.14 | 259301 | 71570 | 0.24 | 228314 | 112572 | 0.38 | 187312 | 130151 | 0.43 | 169733 | 6785 | 0.02 | 293099 | 3914 | 0.01 | 295969
48 | Balch 2 | PGE Fresno | {'Balch': [0.0, 1201.0], 'Balch 1': [0.8, 1195.0], 'Haas': [3.9, 1171.0], 'Pine Flat': [14.2, 14.0]} | 105811 | 7239 | 0.07 | 98572 | 0.93 | 66862 | 0.63 |  |  | 27645 | 0.26 | 0.06 | 5 | 0 | 0 | 0 |  | 84118 | 0.79 | 9645 | 0.09 | 21332 | 0.2 | 84479 | 41625 | 0.39 | 64186 | 34735 | 0.33 | 71076 | 65874 | 0.62 | 39937 | 71389 | 0.67 | 34422 | 4340 | 0.04 | 101471
49 | Racetrack | PGE GBA | {'Race Track': [0.0, 8115.0], 'Curtis': [5.1, 7775.0], 'New Melones': [6.7, 1001.0], 'Peoria': [7.0, 2547.0], 'Chinese Station': [8.1, 3131.0], 'Frogtown': [8.4, 608.0], 'Stanislaus': [11.3, 1891.0], 'Collierville': [11.6, 1891.0], 'Mi-Wuk': [11.8, 5708.0]} | 154510 | 10777 | 0.07 | 143733 | 0.93 | 26487 | 0.17 |  |  | 98074 | 0.63 | 0.16 | 791 | 0.01 | 210 | 0 |  | 114775 | 0.74 | 28377 | 0.18 | 85169 | 0.55 | 69341 | 53011 | 0.34 | 101499 | 67921 | 0.44 | 86588 | 118634 | 0.77 | 35876 | 87402 | 0.57 | 67108 | 7402 | 0.05 | 147108
50 | Schindler | PGE Fresno | {'Excelsior': [5.1, 68050.0], 'New Sub - Los Banos - Midway (Proposed)': [7.2, 67736.0], 'Crescent': [9.1, 58089.0], 'Cantua': [11.4, 32996.0], 'Helm': [13.3, 29092.0], 'Mc Mullin': [15.7, 7334.0], 'Mustang': [16.9, 4046.0], 'Henrietta': [17.1, 2751.0], 'Gates': [18.2, 687.0], 'Tranquility': [19.7, 20.0]} | 393270 | 126376 | 0.32 | 266894 | 0.68 | 98890 | 0.25 |  |  | 287215 | 0.73 | 0.07 | 152780 | 0.39 | 196520 | 0.5 |  | 20658 | 0.05 | 0 | 0 | 76359 | 0.19 | 316911 | 21790 | 0.06 | 371480 | 34315 | 0.09 | 358955 | 94259 | 0.24 | 299011 | 10099 | 0.03 | 383171 | 4010 | 0.01 | 389260
51 | Cameron | SDGE Imperial | {'Crestwood': [8.4, 17600.0], 'Suncrest - Ocotillo (Proposed)': [10.2, 13639.0], 'Boulevard': [12.5, 14313.0], 'Carrizo Gorge': [13.9, 13514.0], 'Suncrest': [15.6, 2946.0]} | 164984 | 35865 | 0.22 | 129118 | 0.78 | 50795 | 0.31 |  |  | 90300 | 0.55 | 0.1 | 381 | 0 | 258 | 0 |  | 30295 | 0.18 | 130045 | 0.79 | 17444 | 0.11 | 147540 | 36862 | 0.22 | 128122 | 68328 | 0.41 | 96656 | 91670 | 0.56 | 73313 | 74575 | 0.45 | 90409 | 4360 | 0.03 | 160623
52 | Konocti | PGE NGBA | {'Redbud': [7.8, 7863.0], 'Lake View': [7.9, 375.0], 'Eagle Rock': [8.1, 1255.0], 'Hartley': [14.4, 3099.0], 'Hopland': [18.4, 82.0]} | 168792 | 19974 | 0.12 | 148818 | 0.88 | 14229 | 0.08 |  |  | 121443 | 0.72 | 0.12 | 10668 | 0.06 | 7574 | 0.04 |  | 64535 | 0.38 | 92123 | 0.55 | 91836 | 0.54 | 76956 | 62990 | 0.37 | 105801 | 106296 | 0.63 | 62496 | 139383 | 0.83 | 29409 | 46406 | 0.27 | 122386 | 2083 | 0.01 | 166708
53 | North Gila - IV (Proposed) | SDGE Imperial | {'Drop 4': [2.1, 6170.0], 'Highline': [4.2, 3867.0], 'El Centro': [19.3, 29.0]} | 115374 | 17419 | 0.15 | 97955 | 0.85 | 24220 | 0.21 |  |  | 86930 | 0.75 | 0.08 | 10187 | 0.09 | 74490 | 0.65 |  | 0 | 0 | 0 | 0 | 4315 | 0.04 | 111059 | 23398 | 0.2 | 91977 | 23398 | 0.2 | 91977 | 27713 | 0.24 | 87662 | 11542 | 0.1 | 103832 | 6683 | 0.06 | 108691
54 | Rector | SCE Northern | {'Bliss': [9.8, 19351.0], 'Orosi': [16.7, 6791.0]} | 325740 | 82997 | 0.25 | 242743 | 0.75 | 18799 | 0.06 |  |  | 232680 | 0.71 | 0.14 | 97250 | 0.3 | 158683 | 0.49 |  | 20219 | 0.06 | 0 | 0 | 50841 | 0.16 | 274900 | 51327 | 0.16 | 274414 | 67222 | 0.21 | 258518 | 103995 | 0.32 | 221745 | 27299 | 0.08 | 298441 | 9004 | 0.03 | 316736
55 | Round Mountain | PGE NGBA | {'Cove Road': [4.9, 10077.0], 'New Sub - Pit 1 - Cottonwood (Proposed)': [6.1, 9918.0], 'Carberry': [10.2, 8119.0], 'Fern Road': [11.5, 461.0], 'Burney Forest': [12.5, 6166.0], 'Burney Forest Power': [12.5, 6170.0], 'James B Black': [13.0, 4085.0], 'Pit 4': [13.3, 4851.0], 'Pit 3': [16.4, 1838.0]} | 248861 | 44867 | 0.18 | 203994 | 0.82 | 120242 | 0.48 |  |  | 116800 | 0.47 | 0.06 | 4181 | 0.02 | 500 | 0 |  | 177877 | 0.71 | 37911 | 0.15 | 157736 | 0.63 | 91125 | 51409 | 0.21 | 197453 | 67075 | 0.27 | 181786 | 182958 | 0.74 | 65903 | 89212 | 0.36 | 159649 | 17568 | 0.07 | 231293
56 | Vestal | SCE Northern | {'Famoso': [17.7, 2000.0]} | 386368 | 103036 | 0.27 | 283332 | 0.73 | 64089 | 0.17 |  |  | 286089 | 0.74 | 0.1 | 96647 | 0.25 | 148449 | 0.38 |  | 135003 | 0.35 | 0 | 0 | 146628 | 0.38 | 239741 | 29351 | 0.08 | 357017 | 48981 | 0.13 | 337388 | 175708 | 0.45 | 210661 | 82383 | 0.21 | 303985 | 8025 | 0.02 | 378343
57 | Silverado | PGE NGBA | {'Rincon': [11.1, 2343.0], 'Monticello': [13.2, 546.0], 'Santa Rosa A': [14.3, 1912.0], 'Monroe': [15.6, 251.0], 'Bellevue': [16.0, 2081.0], 'Fulton': [16.2, 230.0], 'Penngrove': [17.5, 1741.0], 'Lakeville': [18.5, 1261.0], 'Corona': [19.5, 502.0]} | 177311 | 8479 | 0.05 | 168832 | 0.95 | 5685 | 0.03 |  |  | 125260 | 0.71 | 0.14 | 11317 | 0.06 | 21300 | 0.12 |  | 60502 | 0.34 | 10390 | 0.06 | 139337 | 0.79 | 37974 | 58869 | 0.33 | 118442 | 102807 | 0.58 | 74504 | 160852 | 0.91 | 16459 | 77119 | 0.43 | 100192 | 10640 | 0.06 | 166671
58 | Penngrove | PGE NGBA | {'Corona': [3.7, 4692.0], 'Bellevue': [4.7, 6378.0], 'Lakeville': [7.0, 4492.0], 'Santa Rosa A': [8.6, 3929.0], 'Monroe': [10.2, 1496.0], 'Rincon': [12.2, 2961.0], 'Fulton': [13.4, 213.0], 'Silverado': [17.5, 1741.0]} | 171584 | 15214 | 0.09 | 156370 | 0.91 | 15676 | 0.09 |  |  | 102784 | 0.6 | 0.15 | 25892 | 0.15 | 11447 | 0.07 |  | 85554 | 0.5 | 0 | 0 | 98774 | 0.58 | 72809 | 52659 | 0.31 | 118925 | 107250 | 0.63 | 64334 | 143520 | 0.84 | 28064 | 55505 | 0.32 | 116079 | 10096 | 0.06 | 161487
59 | Bridgeville | PGE NGBA | {} | 138152 | 26671 | 0.19 | 111481 | 0.81 | 47136 | 0.34 |  |  | 85332 | 0.62 | 0.06 | 108 | 0 | 0 | 0 |  | 3507 | 0.03 | 0 | 0 | 27914 | 0.2 | 110238 | 33645 | 0.24 | 104506 | 43002 | 0.31 | 95150 | 61454 | 0.44 | 76698 | 71206 | 0.52 | 66945 | 1859 | 0.01 | 136293
60 | Logan Creek | PGE NGBA | {'Delevan': [11.9, 9509.0], 'Glenn': [17.8, 1201.0]} | 392033 | 73837 | 0.19 | 318197 | 0.81 | 159842 | 0.41 |  |  | 208852 | 0.53 | 0.06 | 86572 | 0.22 | 122762 | 0.31 |  | 142901 | 0.36 | 44390 | 0.11 | 125952 | 0.32 | 266082 | 20347 | 0.05 | 371686 | 39913 | 0.1 | 352120 | 153600 | 0.39 | 238434 | 138533 | 0.35 | 253500 | 14017 | 0.04 | 378017
61 | Famoso | PGE Kern | {'Charca': [6.8, 3197.0], 'Lerdo': [7.8, 14681.0], 'Mt Poso': [8.0, 16659.0], 'Shafter': [9.0, 2023.0], 'Rio Bravo': [11.8, 2864.0], '7th Standard': [12.2, 8194.0], 'Semitropic': [13.1, 532.0], 'Poso Mt.': [14.1, 13379.0], 'Renfro': [15.3, 3456.0], 'Kern Oil': [15.3, 8279.0], 'Ganso': [15.5, 489.0], 'Sycamore': [16.0, 8688.0], 'Smyrna': [16.1, 240.0], 'Kern Power': [16.7, 3614.0], 'Rosedale': [17.3, 3433.0], 'Vestal': [17.7, 2000.0], 'Tupman': [17.8, 561.0], 'West Park': [18.5, 1865.0], 'Bakersfield': [18.8, 2035.0], 'Midway': [19.7, 9.0]} | 377572 | 83176 | 0.22 | 294395 | 0.78 | 31681 | 0.08 |  |  | 321873 | 0.85 | 0.11 | 50431 | 0.13 | 225684 | 0.6 |  | 98950 | 0.26 | 0 | 0 | 94255 | 0.25 | 283317 | 7856 | 0.02 | 369716 | 41156 | 0.11 | 336416 | 123097 | 0.33 | 254475 | 18905 | 0.05 | 358667 | 4605 | 0.01 | 372966
62 | New Sub - Los Banos - Midway (Proposed) | PGE Fresno | {'Crescent': [4.5, 75605.0], 'Excelsior': [5.8, 67836.0], 'Schindler': [7.2, 67736.0], 'Cantua': [7.6, 43370.0], 'Helm': [7.9, 48972.0], 'Tranquility': [12.6, 18535.0], 'Mc Mullin': [14.9, 6226.0]} | 408342 | 160079 | 0.39 | 248263 | 0.61 | 96829 | 0.24 |  |  | 303400 | 0.74 | 0.07 | 194821 | 0.48 | 153701 | 0.38 |  | 26083 | 0.06 | 12 | 0 | 111689 | 0.27 | 296654 | 12732 | 0.03 | 395610 | 25291 | 0.06 | 383051 | 118716 | 0.29 | 289626 | 23523 | 0.06 | 384819 | 5322 | 0.01 | 403020
63 | Lockeford | PGE GBA | {'Rancho Seco - Bellota (Proposed)': [8.9, 14179.0], 'Camanche': [9.9, 14864.0], 'Bellota': [10.7, 10793.0], 'Eight Mile': [12.4, 3595.0], 'Lodi': [12.5, 3792.0], 'Stagg': [13.4, 3230.0], 'Stockton A': [13.7, 3302.0], 'Live Oak': [13.7, 9121.0], 'Weber': [14.4, 2025.0], 'Cosumnes': [15.5, 5463.0], 'Rancho Seco': [15.9, 4681.0], 'French Camp': [17.8, 422.0], 'Avena': [20.0, 1.0]} | 294920 | 48629 | 0.16 | 246291 | 0.84 | 15059 | 0.05 |  |  | 182399 | 0.62 | 0.19 | 83740 | 0.28 | 114074 | 0.39 |  | 17871 | 0.06 | 0 | 0 | 77444 | 0.26 | 217476 | 62578 | 0.21 | 232342 | 127874 | 0.43 | 167046 | 146468 | 0.5 | 148452 | 32337 | 0.11 | 262583 | 39293 | 0.13 | 255627
64 | Etiwanda | SCE Eastern | {'Rancho Vista': [0.4, 3376.0], 'Mira Loma': [6.0, 3376.0], 'Padua': [6.7, 3355.0], 'Wildlife': [9.8, 2091.0], 'Rerc': [9.8, 2102.0], 'Chino': [10.7, 3376.0]} | 21701 | 4119 | 0.19 | 17583 | 0.81 | 2043 | 0.09 |  |  | 10395 | 0.48 | 0.29 | 368 | 0.02 | 1289 | 0.06 |  | 6017 | 0.28 | 9856 | 0.45 | 14485 | 0.67 | 7217 | 11110 | 0.51 | 10591 | 10289 | 0.47 | 11412 | 16268 | 0.75 | 5433 | 4778 | 0.22 | 16923 | 1631 | 0.08 | 20070
65 | Edes | PGE GBA | {'Oakland J': [2.0, 2882.0], 'San Leandro U': [3.2, 1619.0], 'Grant': [5.0, 1566.0], 'Oakland X': [5.1, 2875.0], 'Oakland C': [6.3, 2875.0], 'Oakland L': [6.5, 2867.0], 'Moraga': [7.8, 2055.0], 'Castro Valley': [7.9, 1260.0], 'Mt Eden': [8.9, 1338.0], 'Mt. Eden': [8.9, 1338.0], 'Eastshore': [9.0, 1382.0], 'SAN FRAN A (POTRERO PP)': [10.5, 2248.0], 'Potrero': [10.5, 2254.0], 'Sobrante': [11.6, 775.0], 'Martin': [12.0, 1893.0], 'El Cerrito G': [13.7, 1344.0], 'Burlingame': [13.9, 36.0], 'Millbrae': [14.2, 49.0], 'Dumbarton': [14.6, 46.0], 'Richmond R': [16.2, 954.0], 'Ravenswood': [17.4, 40.0], 'Standard Oil': [18.3, 11.0], 'Standard Oil 2': [18.3, 11.0], 'Cooley Landing': [18.8, 4.0], 'San Pablo': [18.8, 9.0]} | 36487 | 4020 | 0.11 | 32467 | 0.89 | 5693 | 0.16 |  |  | 23319 | 0.64 | 0.33 | 36 | 0 | 0 | 0 |  | 22660 | 0.62 | 0 | 0 | 22906 | 0.63 | 13581 | 12330 | 0.34 | 24157 | 25015 | 0.69 | 11472 | 31954 | 0.88 | 4533 | 12130 | 0.33 | 24357 | 2133 | 0.06 | 34354
66 | GWF 2 | PGE GBA | {'Pittsburg': [2.4, 16286.0], 'Kirker': [2.5, 14614.0], 'Contra Costa': [4.4, 15908.0], 'Collinsville': [4.7, 16082.0], 'Contra Costa PP': [5.3, 17178.0], 'Lone Tree': [7.3, 3646.0], 'Clayton': [7.7, 1225.0], 'Birds Landing': [7.7, 15081.0], 'Shiloh III': [10.7, 14707.0], 'Meadow Lane': [11.0, 640.0], 'Brentwood': [12.0, 2029.0], 'Lakewood': [13.0, 629.0], 'Martinez': [13.8, 210.0], 'Lambie Energy': [14.3, 12950.0], 'Lambie': [14.3, 12952.0], 'Alhambra': [14.6, 55.0], 'Tassajara': [15.3, 285.0], 'Bahia': [15.6, 57.0], 'Christie': [18.8, 46.0], 'Windmaster': [19.1, 116.0]} | 123627 | 33770 | 0.27 | 89857 | 0.73 | 25051 | 0.2 |  |  | 85493 | 0.69 | 0.08 | 36920 | 0.3 | 13402 | 0.11 |  | 66523 | 0.54 | 420 | 0 | 21263 | 0.17 | 102364 | 56966 | 0.46 | 66660 | 53164 | 0.43 | 70463 | 67548 | 0.55 | 56079 | 10433 | 0.08 | 113194 | 22222 | 0.18 | 101405
67 | Goose Lake | PGE Kern | {'Semitropic': [7.9, 9309.0], 'Ganso': [10.1, 9785.0], 'Smyrna': [10.7, 5911.0], 'Kernridge': [14.2, 527.0], 'Charca': [14.2, 6550.0], 'Midway': [15.5, 2602.0], 'Gates-Midway (Proposed)': [15.8, 3292.0], 'Shafter': [15.9, 3455.0], 'Temblor': [16.6, 346.0]} | 329599 | 66420 | 0.2 | 263179 | 0.8 | 49190 | 0.15 |  |  | 267264 | 0.81 | 0.08 | 88763 | 0.27 | 143525 | 0.44 |  | 45496 | 0.14 | 0 | 0 | 115631 | 0.35 | 213968 | 30452 | 0.09 | 299147 | 114393 | 0.35 | 215206 | 194529 | 0.59 | 135070 | 9645 | 0.03 | 319954 | 14374 | 0.04 | 315226
68 | Unknown - 3327 | PGE Kern | {'Lamont': [0.1, 17599.0], 'Grimmway-Malaga': [3.5, 17694.0], 'Magunden': [5.5, 10582.0], 'Columbus': [8.3, 8389.0], 'Casaloma': [8.7, 9343.0], 'Cal Water': [8.9, 8078.0], 'Panama': [8.9, 10097.0], 'Bakersfield': [10.1, 5995.0], 'West Park': [11.3, 4547.0], 'Stockdale': [11.5, 6285.0], 'Sycamore': [12.9, 3156.0], 'Kern Oil': [13.3, 2206.0], 'Rosedale': [13.3, 2509.0], 'Kern Power': [14.3, 1449.0], 'Old River': [14.7, 5235.0], 'Tevis': [15.0, 1656.0], 'Wheeler Ridge': [15.8, 6325.0], 'Lakeview': [19.4, 182.0], 'Tejon': [20.0, 97.0]} | 251048 | 26264 | 0.1 | 224784 | 0.9 | 40921 | 0.16 |  |  | 188324 | 0.75 | 0.1 | 18375 | 0.07 | 111765 | 0.45 |  | 67621 | 0.27 | 1635 | 0.01 | 108382 | 0.43 | 142667 | 52577 | 0.21 | 198471 | 79834 | 0.32 | 171214 | 135695 | 0.54 | 115353 | 57357 | 0.23 | 193691 | 4198 | 0.02 | 246850
69 | Mira Loma | SCE Metro | {'Rancho Vista': [5.8, 3376.0], 'Etiwanda': [6.0, 3376.0], 'Chino': [6.5, 3842.0], 'Wildlife': [7.1, 2324.0], 'Rerc': [7.1, 2336.0], 'Padua': [8.9, 3355.0], 'Serrano': [17.9, 105.0]} | 20729 | 5227 | 0.25 | 15502 | 0.75 | 1715 | 0.08 |  |  | 10641 | 0.51 | 0.3 | 621 | 0.03 | 1372 | 0.07 |  | 8556 | 0.41 | 6303 | 0.3 | 7371 | 0.36 | 13358 | 3141 | 0.15 | 17588 | 6835 | 0.33 | 13893 | 12397 | 0.6 | 8332 | 7455 | 0.36 | 13274 | 1867 | 0.09 | 18861
70 | Ravenswood | PGE GBA | {'Cooley Landing': [1.5, 158.0], 'Menlo': [5.5, 213.0], 'Dumbarton': [6.2, 136.0], 'Whisman': [7.2, 60.0], 'Newark': [8.3, 6.0], 'Jefferson': [8.4, 440.0], 'Mountain View': [8.5, 49.0], 'Eastshore': [9.3, 284.0], 'Mt Eden': [9.9, 65.0], 'Mt. Eden': [9.9, 65.0], 'Fremont': [10.1, 6.0], 'Nortech': [10.9, 6.0], 'Dixon Landing': [12.0, 6.0], 'Los Esteros': [12.1, 6.0], 'Monta Vista': [12.3, 40.0], 'Grant': [12.5, 264.0], 'Scott': [12.9, 6.0], 'Trimble': [13.8, 6.0], 'Burlingame': [14.0, 334.0], 'Castro Valley': [14.4, 42.0], 'San Leandro U': [15.2, 42.0], 'FMC': [15.5, 2.0], 'Millbrae': [15.9, 312.0], 'Edes': [17.4, 40.0]} | 30429 | 1907 | 0.06 | 28522 | 0.94 | 803 | 0.03 |  |  | 22962 | 0.75 | 0.29 | 493 | 0.02 | 114 | 0 |  | 8750 | 0.29 | 0 | 0 | 20168 | 0.66 | 10261 | 16547 | 0.54 | 13882 | 21778 | 0.72 | 8651 | 26671 | 0.88 | 3758 | 14341 | 0.47 | 16088 | 2972 | 0.1 | 27457
71 | Rio Hondo | SCE Metro | {} | 4020 | 394 | 0.1 | 3626 | 0.9 | 147 | 0.04 |  |  | 3398 | 0.85 | 0.16 | 0 | 0 | 0 | 0 |  | 3310 | 0.82 | 145 | 0.04 | 2000 | 0.5 | 2020 | 79 | 0.02 | 3941 | 36 | 0.01 | 3984 | 2094 | 0.52 | 1926 | 2323 | 0.58 | 1697 | 756 | 0.19 | 3263
72 | Redondo | SCE Metro | {'El Nido': [3.4, 63.0], 'La Fresa': [3.5, 102.0], 'Chevmain': [3.9, 57.0], 'El Segundo': [4.6, 55.0], 'Arcogen': [8.5, 37.0], 'Hinson': [9.7, 1.0], 'Harborgen': [10.4, 6.0], 'Windsor': [10.4, 15.0], 'La Cienega': [10.6, 15.0], 'Long Beach': [10.9, 10.0], 'Lighthipe': [12.4, 1.0], 'Alamitos': [17.5, 1.0]} | 4991 | 2215 | 0.44 | 2776 | 0.56 | 1011 | 0.2 |  |  | 2861 | 0.57 | 0.18 | 0 | 0 | 0 | 0 |  | 0 | 0 | 0 | 0 | 10 | 0 | 4981 | 118 | 0.02 | 4873 | 2716 | 0.54 | 2275 | 2726 | 0.55 | 2265 | 0 | 0 | 4991 | 7 | 0 | 4985
73 | Otay | SDGE Imperial | {'Bay Boulevard': [2.3, 180.0], 'Imperial Beach': [2.4, 180.0], 'San Ysidro': [2.9, 198.0], 'Telegraph Canyon': [3.8, 211.0], 'Salt Creek': [7.2, 173.0], 'Miguel': [7.2, 185.0], 'Silvergate': [8.5, 174.0], 'Otay Mesa': [8.6, 46.0], 'Vine': [12.2, 170.0], 'Mission': [13.9, 167.0], 'Old Town': [14.2, 167.0], 'Point Loma': [14.4, 167.0], 'Elliot': [15.4, 9.0], 'Elliott': [15.4, 9.0], 'Kearny': [17.0, 9.0], 'Mesa Heights': [17.2, 9.0]} | 15342 | 1279 | 0.08 | 14063 | 0.92 | 4326 | 0.28 |  |  | 5920 | 0.39 | 0.21 | 36 | 0 | 0 | 0 |  | 6889 | 0.45 | 656 | 0.04 | 977 | 0.06 | 14365 | 10267 | 0.67 | 5075 | 13663 | 0.89 | 1679 | 13936 | 0.91 | 1406 | 4821 | 0.31 | 10521 | 846 | 0.06 | 14497
74 | Kirker | PGE GBA | {'Pittsburg': [1.2, 14470.0], 'GWF 2': [2.5, 14614.0], 'Collinsville': [5.6, 13909.0], 'Clayton': [6.3, 1258.0], 'Contra Costa': [6.8, 13781.0], 'Contra Costa PP': [7.8, 14418.0], 'Birds Landing': [8.3, 12908.0], 'Meadow Lane': [8.9, 711.0], 'Lone Tree': [9.5, 2678.0], 'Shiloh III': [10.8, 12903.0], 'Lakewood': [11.3, 701.0], 'Martinez': [11.4, 282.0], 'Alhambra': [12.3, 126.0], 'Bahia': [13.2, 128.0], 'Lambie Energy': [14.1, 11169.0], 'Lambie': [14.1, 11170.0], 'Brentwood': [14.3, 1073.0], 'Christie': [16.4, 118.0]} | 111127 | 34377 | 0.31 | 76750 | 0.69 | 20437 | 0.18 |  |  | 76843 | 0.69 | 0.17 | 31626 | 0.28 | 3735 | 0.03 |  | 66482 | 0.6 | 285 | 0 | 22018 | 0.2 | 89109 | 52491 | 0.47 | 58636 | 50182 | 0.45 | 60946 | 65392 | 0.59 | 45735 | 12434 | 0.11 | 98693 | 21014 | 0.19 | 90113
75 | Saugus | SCE Northern | {'Pardee': [1.3, 12593.0], 'Elizabeth Lake': [5.3, 10608.0], 'Sylmar-Pac Intertie': [9.2, 1140.0]} | 118629 | 16831 | 0.14 | 101798 | 0.86 | 48207 | 0.41 |  |  | 51384 | 0.43 | 0.21 | 845 | 0.01 | 3911 | 0.03 |  | 56106 | 0.47 | 47491 | 0.4 | 62805 | 0.53 | 55824 | 3288 | 0.03 | 115341 | 10410 | 0.09 | 108218 | 70175 | 0.59 | 48454 | 52311 | 0.44 | 66317 | 13615 | 0.11 | 105014
76 | Chinese Station | PGE GBA | {'Peoria': [2.3, 3257.0], 'New Melones': [5.7, 1403.0], 'Race Track': [8.1, 3131.0], 'Racetrack': [8.1, 3131.0], 'Curtis': [11.0, 2976.0], 'Frogtown': [13.1, 175.0], 'Mi-Wuk': [18.8, 1020.0]} | 203162 | 10065 | 0.05 | 193097 | 0.95 | 61699 | 0.3 |  |  | 119374 | 0.59 | 0.11 | 15018 | 0.07 | 2765 | 0.01 |  | 162915 | 0.8 | 6201 | 0.03 | 152354 | 0.75 | 50808 | 62393 | 0.31 | 140769 | 73836 | 0.36 | 129326 | 170739 | 0.84 | 32423 | 126336 | 0.62 | 76826 | 17625 | 0.09 | 185537
77 | Devers | SCE Eastern | {'Mirage': [14.4, 3624.0]} | 57516 | 13829 | 0.24 | 43686 | 0.76 | 8606 | 0.15 |  |  | 22408 | 0.39 | 0.27 | 123 | 0 | 0 | 0 |  | 11073 | 0.19 | 9701 | 0.17 | 17192 | 0.3 | 40323 | 23204 | 0.4 | 34312 | 23997 | 0.42 | 33518 | 33335 | 0.58 | 24181 | 20868 | 0.36 | 36648 | 519 | 0.01 | 56996
78 | New Sub - Midway - Wheeler Ridge (Proposed) | PGE Kern | {'Copus': [2.0, 17945.0], 'Elk Hills': [9.5, 5846.0], 'Lakeview': [9.6, 13347.0], 'Old River': [11.2, 11363.0], 'Norco': [11.7, 3271.0], 'Taft': [12.0, 927.0], 'Tevis': [15.8, 2713.0], 'Tupman': [16.2, 312.0], 'Wheeler Ridge': [16.6, 2718.0], 'Stockdale': [17.7, 1974.0], 'Panama': [18.4, 1381.0], 'Tejon': [19.0, 76.0], 'Renfro': [19.4, 31.0]} | 254084 | 28353 | 0.11 | 225730 | 0.89 | 63240 | 0.25 |  |  | 180510 | 0.71 | 0.07 | 50225 | 0.2 | 106784 | 0.42 |  | 16703 | 0.07 | 0 | 0 | 57086 | 0.22 | 196997 | 97023 | 0.38 | 157061 | 144828 | 0.57 | 109256 | 162031 | 0.64 | 92053 | 12634 | 0.05 | 241450 | 13314 | 0.05 | 240770
79 | Del Amo | SCE Metro | {'Lighthipe': [5.0, 1775.0], 'Alamitos': [5.8, 1888.0], 'Barre': [7.1, 2.0], 'Hinson': [7.4, 1888.0], 'Arcogen': [8.6, 1886.0], 'Harborgen': [8.9, 1888.0], 'Long Beach': [9.3, 1888.0], 'La Fresa': [13.6, 458.0], 'Ellis': [14.3, 2.0], 'Huntington Beach': [15.6, 2.0]} | 8100 | 2111 | 0.26 | 5989 | 0.74 | 1041 | 0.13 |  |  | 3046 | 0.38 | 0.67 | 0 | 0 | 0 | 0 |  | 44 | 0.01 | 0 | 0 | 0 | 0 | 8100 | 579 | 0.07 | 7521 | 5534 | 0.68 | 2566 | 5534 | 0.68 | 2566 | 9 | 0 | 8092 | 128 | 0.02 | 7973
80 | Alpaugh | PGE Fresno | {'Olive': [4.6, 46848.0], 'Corcoran': [11.6, 24330.0], 'Waukena': [13.9, 13242.0], 'Smyrna': [17.1, 3478.0]} | 370772 | 123339 | 0.33 | 247434 | 0.67 | 96942 | 0.26 |  |  | 252310 | 0.68 | 0.08 | 143704 | 0.39 | 166366 | 0.45 |  | 28795 | 0.08 | 0 | 0 | 102280 | 0.28 | 268492 | 31965 | 0.09 | 338807 | 62445 | 0.17 | 308327 | 139668 | 0.38 | 231105 | 2070 | 0.01 | 368703 | 18807 | 0.05 | 351965
81 | Palo Verde | SDGE Arizona | {'Hassayampa': [2.7, 52116.0], 'Delaney': [12.1, 7617.0]} | 202977 | 128124 | 0.63 | 74853 | 0.37 | 0 | 0 |  |  | 0 | 0 | 0 | 0 | 0 | 0 | 0 |  | 0 | 0 | 0 | 0 | 0 | 0 | 202977 | 0 | 0 | 202977 | 0 | 0 | 202977 | 0 | 0 | 202977 | 0 | 0 | 202977 | 0 | 0 | 202977
82 | Grimmway-Malaga | PGE Kern | {'Lamont': [3.4, 17599.0], 'Unknown - 3327': [3.5, 17694.0], 'Magunden': [8.6, 10587.0], 'Panama': [9.6, 11879.0], 'Casaloma': [10.6, 9572.0], 'Columbus': [11.4, 8389.0], 'Cal Water': [12.4, 8078.0], 'Bakersfield': [12.6, 6010.0], 'Stockdale': [12.6, 6652.0], 'Wheeler Ridge': [12.8, 9762.0], 'West Park': [13.4, 4651.0], 'Old River': [13.7, 8324.0], 'Rosedale': [15.1, 2599.0], 'Tevis': [15.8, 1869.0], 'Sycamore': [16.0, 3156.0], 'Kern Power': [16.1, 1455.0], 'Kern Oil': [16.2, 2206.0], 'Tejon': [16.7, 2148.0], 'Lakeview': [17.2, 2849.0]} | 264673 | 29215 | 0.11 | 235458 | 0.89 | 40010 | 0.15 |  |  | 199268 | 0.75 | 0.11 | 22277 | 0.08 | 141779 | 0.54 |  | 56257 | 0.21 | 80 | 0 | 86513 | 0.33 | 178160 | 56482 | 0.21 | 208191 | 80353 | 0.3 | 184320 | 121666 | 0.46 | 143007 | 44100 | 0.17 | 220573 | 4685 | 0.02 | 259988
83 | Kernridge | PGE Kern | {'Temblor': [4.8, 24663.0], 'Caliente': [10.9, 8631.0], 'Goose Lake': [14.2, 527.0], 'Sunset': [16.2, 8185.0], 'Midway': [16.3, 32.0], 'Ganso': [16.8, 262.0], 'Carrizo Plains': [17.4, 1923.0], 'Topaz': [18.4, 1117.0], 'Solar': [18.4, 1117.0], 'Sunrise': [18.4, 3020.0]} | 300833 | 46497 | 0.15 | 254336 | 0.85 | 57441 | 0.19 |  |  | 228379 | 0.76 | 0.08 | 21718 | 0.07 | 71338 | 0.24 |  | 49689 | 0.17 | 0 | 0 | 156160 | 0.52 | 144673 | 43003 | 0.14 | 257831 | 104358 | 0.35 | 196476 | 217015 | 0.72 | 83818 | 63869 | 0.21 | 236964 | 9400 | 0.03 | 291433
84 | Crestwood | SDGE Imperial | {'Boulevard': [5.4, 25673.0], 'Carrizo Gorge': [5.5, 25388.0], 'Cameron': [8.4, 17600.0], 'Suncrest - Ocotillo (Proposed)': [8.6, 16049.0], 'East County': [14.5, 3175.0]} | 142347 | 36006 | 0.25 | 106341 | 0.75 | 46759 | 0.33 |  |  | 75513 | 0.53 | 0.08 | 241 | 0 | 207 | 0 |  | 27958 | 0.2 | 104496 | 0.73 | 13710 | 0.1 | 128637 | 32303 | 0.23 | 110045 | 49798 | 0.35 | 92549 | 72930 | 0.51 | 69418 | 60807 | 0.43 | 81541 | 4118 | 0.03 | 138229
85 | Salt Creek | SDGE Imperial | {'Miguel': [0.1, 432.0], 'Telegraph Canyon': [3.4, 173.0], 'Spring Valley': [4.4, 261.0], 'Otay': [7.2, 173.0], 'Bay Boulevard': [8.1, 132.0], 'El Cajon': [8.1, 261.0], 'Otay Mesa': [8.3, 269.0], 'San Ysidro': [8.4, 173.0], 'Imperial Beach': [9.3, 132.0], 'Silvergate': [9.4, 127.0], 'Mission': [11.6, 127.0], 'Vine': [12.1, 127.0], 'Old Town': [13.6, 127.0], 'Loveland': [13.8, 261.0], 'Point Loma': [15.2, 127.0], 'Alpine': [15.2, 261.0]} | 35301 | 3488 | 0.1 | 31813 | 0.9 | 4014 | 0.11 |  |  | 12824 | 0.36 | 0.22 | 80 | 0 | 14 | 0 |  | 11579 | 0.33 | 16233 | 0.46 | 8337 | 0.24 | 26964 | 20810 | 0.59 | 14491 | 29561 | 0.84 | 5740 | 30925 | 0.88 | 4376 | 9602 | 0.27 | 25699 | 1504 | 0.04 | 33798
86 | Eagle Rock (SCE) | SCE Metro | {'Gould': [4.9, 200.0], 'Windsor': [14.7, 3.0], 'La Cienega': [15.2, 3.0]} | 671 | 507 | 0.76 | 164 | 0.24 | 4 | 0.01 |  |  | 534 | 0.8 | 0.13 | 0 | 0 | 0 | 0 |  | 90 | 0.13 | 38 | 0.06 | 0 | 0 | 671 | 15 | 0.02 | 655 | 29 | 0.04 | 642 | 31 | 0.05 | 640 | 99 | 0.15 | 572 | 103 | 0.15 | 568
87 | Melones | PGE GBA | {'Peoria': [3.5, 1405.0], 'Chinese Station': [5.7, 1403.0], 'Race Track': [6.7, 1001.0], 'Racetrack': [6.7, 1001.0], 'Frogtown': [7.7, 175.0], 'Curtis': [11.5, 846.0], 'Mi-Wuk': [18.5, 137.0]} | 203483 | 9250 | 0.05 | 194232 | 0.95 | 66386 | 0.33 |  |  | 112755 | 0.55 | 0.11 | 6094 | 0.03 | 1473 | 0.01 |  | 175822 | 0.86 | 5786 | 0.03 | 146896 | 0.72 | 56587 | 54790 | 0.27 | 148693 | 73997 | 0.36 | 129485 | 170891 | 0.84 | 32592 | 137499 | 0.68 | 65984 | 18245 | 0.09 | 185238
88 | Imperial Beach | SDGE Imperial | {'Bay Boulevard': [1.7, 421.0], 'Otay': [2.4, 180.0], 'San Ysidro': [4.3, 158.0], 'Telegraph Canyon': [6.0, 171.0], 'Silvergate': [8.2, 415.0], 'Salt Creek': [9.3, 132.0], 'Miguel': [9.4, 146.0], 'Otay Mesa': [10.8, 6.0], 'Vine': [11.8, 411.0], 'Spring Valley': [12.1, 52.0], 'Point Loma': [13.5, 408.0], 'Old Town': [13.8, 408.0], 'Mission': [14.1, 408.0], 'Murray': [15.0, 0.0], 'Elliot': [16.1, 241.0], 'Elliott': [16.1, 242.0], 'Kearny': [17.4, 245.0], 'Mesa Heights': [17.4, 245.0]} | 12666 | 1027 | 0.08 | 11639 | 0.92 | 3339 | 0.26 |  |  | 4981 | 0.39 | 0.21 | 0 | 0 | 0 | 0 |  | 4857 | 0.38 | 0 | 0 | 579 | 0.05 | 12087 | 7851 | 0.62 | 4815 | 11250 | 0.89 | 1417 | 11523 | 0.91 | 1144 | 2772 | 0.22 | 9895 | 784 | 0.06 | 11883
89 | Pala | SDGE Imperial | {'Monserate': [7.3, 8415.0], 'Lilac': [7.3, 20021.0], 'Avocado': [7.4, 5960.0], 'Valley Center': [10.2, 18778.0], 'Melrose': [13.1, 1152.0], 'Pendleton': [13.2, 829.0], 'Pauba': [13.6, 130.0], 'Ocean Ranch': [14.5, 928.0], 'Escondido': [15.9, 3529.0], 'San Luis Rey': [16.2, 889.0], 'San Marcos': [16.5, 550.0], 'Shadowridge': [16.5, 788.0], 'Palomar Airport': [19.1, 15.0], 'Cannon': [19.8, 2.0], 'Encina': [19.9, 2.0]} | 156725 | 39753 | 0.25 | 116971 | 0.75 | 4853 | 0.03 |  |  | 44868 | 0.29 | 0.36 | 30506 | 0.19 | 7211 | 0.05 |  | 72212 | 0.46 | 55844 | 0.36 | 92005 | 0.59 | 64719 | 38962 | 0.25 | 117762 | 64462 | 0.41 | 92263 | 106394 | 0.68 | 50330 | 27444 | 0.18 | 129280 | 11370 | 0.07 | 145355
90 | 7th Standard | PGE Kern | {'Renfro': [4.1, 10805.0], 'Lerdo': [4.4, 22507.0], 'Kern Power': [4.6, 10549.0], 'Rosedale': [5.3, 10226.0], 'Kern Oil': [6.2, 17449.0], 'West Park': [6.8, 8488.0], 'Rio Bravo': [7.2, 8328.0], 'Mt Poso': [7.8, 18647.0], 'Sycamore': [7.9, 16955.0], 'Bakersfield': [8.0, 10335.0], 'Tevis': [8.4, 2019.0], 'Stockdale': [9.2, 730.0], 'Casaloma': [9.6, 793.0], 'Tupman': [9.8, 5322.0], 'Columbus': [11.1, 4978.0], 'Shafter': [11.6, 6073.0], 'Panama': [11.7, 36.0], 'Famoso': [12.2, 8194.0], 'Poso Mt.': [12.8, 15520.0], 'Cal Water': [12.9, 4174.0], 'Norco': [14.6, 543.0], 'Charca': [16.0, 820.0], 'Old River': [16.2, 36.0], 'Midway': [18.1, 1353.0], 'Ganso': [18.3, 1468.0]} | 306588 | 52826 | 0.17 | 253762 | 0.83 | 32278 | 0.11 |  |  | 246861 | 0.81 | 0.12 | 22175 | 0.07 | 151774 | 0.5 |  | 70880 | 0.23 | 0 | 0 | 109801 | 0.36 | 196787 | 42509 | 0.14 | 264079 | 86752 | 0.28 | 219837 | 151912 | 0.5 | 154676 | 11851 | 0.04 | 294737 | 19161 | 0.06 | 287428
91 | Rosedale | PGE Kern | {'Kern Power': [1.1, 14570.0], 'West Park': [2.1, 12952.0], 'Stockdale': [4.2, 6911.0], 'Bakersfield': [4.2, 11619.0], 'Casaloma': [4.6, 6314.0], 'Tevis': [4.9, 6835.0], 'Renfro': [4.9, 9062.0], '7th Standard': [5.3, 10226.0], 'Kern Oil': [5.5, 10298.0], 'Panama': [6.5, 6218.0], 'Sycamore': [7.2, 9711.0], 'Columbus': [7.9, 5229.0], 'Magunden': [8.8, 2510.0], 'Lerdo': [9.5, 10189.0], 'Cal Water': [10.4, 4278.0], 'Tupman': [10.9, 2164.0], 'Rio Bravo': [11.2, 4128.0], 'Mt Poso': [11.7, 9749.0], 'Old River': [11.8, 4028.0], 'Unknown - 3327': [13.3, 2509.0], 'Lamont': [13.4, 2487.0], 'Poso Mt.': [14.3, 7119.0], 'Norco': [14.4, 567.0], 'Grimmway-Malaga': [15.1, 2599.0], 'Shafter': [16.4, 1874.0], 'Famoso': [17.3, 3433.0], 'Lakeview': [19.7, 366.0]} | 292200 | 54507 | 0.19 | 237692 | 0.81 | 23029 | 0.08 |  |  | 238849 | 0.82 | 0.13 | 27963 | 0.1 | 135899 | 0.47 |  | 53665 | 0.18 | 0 | 0 | 92990 | 0.32 | 199210 | 46802 | 0.16 | 245398 | 85345 | 0.29 | 206855 | 139146 | 0.48 | 153054 | 11147 | 0.04 | 281053 | 17414 | 0.06 | 274786
92 | Moorpark | SCE Northern | {'Wakefield': [10.1, 15353.0], 'Santa Clara': [16.1, 3853.0], 'Ormond Beach': [18.3, 129.0]} | 145805 | 28150 | 0.19 | 117655 | 0.81 | 21308 | 0.15 |  |  | 98653 | 0.68 | 0.14 | 14757 | 0.1 | 40572 | 0.28 |  | 36436 | 0.25 | 3912 | 0.03 | 54529 | 0.37 | 91276 | 9845 | 0.07 | 135960 | 28179 | 0.19 | 117626 | 73724 | 0.51 | 72082 | 32096 | 0.22 | 113709 | 13024 | 0.09 | 132781
93 | Norco | PGE Kern | {'Tupman': [5.2, 3933.0], 'Elk Hills': [5.6, 1881.0], 'Tevis': [10.4, 2421.0], 'Renfro': [10.8, 2691.0], 'Rio Bravo': [11.2, 2983.0], 'Midway': [11.5, 2850.0], 'Midway - Wheeler Ridge (Proposed)': [11.7, 3271.0], 'Old River': [12.9, 2391.0], 'Kern Power': [13.5, 735.0], 'Copus': [13.5, 2496.0], 'Stockdale': [13.7, 1897.0], 'Rosedale': [14.4, 567.0], '7th Standard': [14.6, 543.0], 'Shafter': [15.9, 2789.0], 'Panama': [16.1, 1492.0], 'West Park': [16.2, 26.0], 'Ganso': [16.9, 1986.0], 'Lerdo': [17.3, 242.0], 'Casaloma': [17.5, 25.0], 'Lakeview': [17.7, 974.0], 'Bakersfield': [18.5, 18.0]} | 293478 | 38124 | 0.13 | 255354 | 0.87 | 71390 | 0.24 |  |  | 201774 | 0.69 | 0.09 | 60441 | 0.21 | 131417 | 0.45 |  | 14415 | 0.05 | 0 | 0 | 58846 | 0.2 | 234632 | 102069 | 0.35 | 191409 | 179519 | 0.61 | 113960 | 183378 | 0.62 | 110101 | 2441 | 0.01 | 291037 | 19714 | 0.07 | 273764
94 | La Fresa | SCE Metro | {'El Nido': [2.9, 62.0], 'Redondo': [3.5, 102.0], 'Chevmain': [4.6, 57.0], 'El Segundo': [5.8, 54.0], 'Arcogen': [6.3, 502.0], 'Hinson': [7.2, 466.0], 'Harborgen': [8.7, 470.0], 'Windsor': [8.9, 15.0], 'Lighthipe': [9.0, 461.0], 'La Cienega': [9.5, 15.0], 'Long Beach': [9.5, 475.0], 'Del Amo': [13.6, 458.0], 'Alamitos': [15.2, 464.0]} | 5114 | 2215 | 0.43 | 2899 | 0.57 | 1011 | 0.2 |  |  | 2862 | 0.56 | 0.27 | 0 | 0 | 0 | 0 |  | 0 | 0 | 0 | 0 | 10 | 0 | 5104 | 158 | 0.03 | 4956 | 2840 | 0.56 | 2274 | 2850 | 0.56 | 2264 | 0 | 0 | 5114 | 7 | 0 | 5107
95 | Cottonwood | PGE NGBA | {'Jessup': [5.6, 17049.0], 'Red Bluff': [15.0, 9618.0], 'Oregon Trail': [15.7, 0.0]} | 268895 | 53803 | 0.2 | 215092 | 0.8 | 34996 | 0.13 |  |  | 139457 | 0.52 | 0.23 | 7381 | 0.03 | 7750 | 0.03 |  | 180469 | 0.67 | 80643 | 0.3 | 135575 | 0.5 | 133321 | 36141 | 0.13 | 232754 | 44454 | 0.17 | 224441 | 161017 | 0.6 | 107878 | 115092 | 0.43 | 153804 | 33789 | 0.13 | 235106
96 | Borden | PGE Fresno | {'Madera': [3.9, 16426.0], 'Storey': [5.0, 14083.0], 'Gregg': [6.1, 16411.0], 'Herndon': [6.4, 16353.0], 'Figarden': [9.8, 14088.0], 'Fig Garden': [9.8, 14088.0], 'Biola': [11.5, 8318.0], 'Ashlan': [12.4, 11034.0], 'Woodward': [12.9, 7244.0], 'Bullard': [13.7, 7817.0], 'Kearney (New)': [16.1, 2051.0], 'West Fresno': [16.9, 1942.0], 'California Ave': [18.6, 282.0], 'Newhall': [19.2, 252.0]} | 329721 | 47281 | 0.14 | 282440 | 0.86 | 51130 | 0.16 |  |  | 229518 | 0.7 | 0.16 | 98646 | 0.3 | 131410 | 0.4 |  | 132329 | 0.4 | 0 | 0 | 105979 | 0.32 | 223742 | 115638 | 0.35 | 214083 | 123157 | 0.37 | 206564 | 183771 | 0.56 | 145950 | 55671 | 0.17 | 274049 | 58018 | 0.18 | 271702
97 | Oceano | PGE Kern | {'Callender': [3.8, 22110.0], 'Mesa': [9.7, 17930.0], 'San Luis Obispo': [11.5, 8388.0], 'Fairway': [15.3, 4194.0], 'Diablo Canyon': [16.9, 35.0]} | 175674 | 47339 | 0.27 | 128335 | 0.73 | 43960 | 0.25 |  |  | 114329 | 0.65 | 0.09 | 13819 | 0.08 | 28261 | 0.16 |  | 82652 | 0.47 | 19828 | 0.11 | 21039 | 0.12 | 154634 | 11628 | 0.07 | 164045 | 52869 | 0.3 | 122804 | 59341 | 0.34 | 116333 | 67659 | 0.39 | 108015 | 12918 | 0.07 | 162756
98 | Hollister | PGE GBA | {'Crazy Horse Canyon': [12.1, 3502.0], 'Llagas': [13.0, 8739.0]} | 255229 | 30966 | 0.12 | 224264 | 0.88 | 88134 | 0.35 |  |  | 132802 | 0.52 | 0.09 | 23083 | 0.09 | 28883 | 0.11 |  | 174226 | 0.68 | 14889 | 0.06 | 142976 | 0.56 | 112253 | 34203 | 0.13 | 221026 | 69566 | 0.27 | 185663 | 174790 | 0.68 | 80439 | 133691 | 0.52 | 121538 | 11082 | 0.04 | 244148
99 | Crow Creek | PGE Fresno | {'Fink (Proposed)': [0.4, 9527.0], 'Stanislaus Resource Recovery Facility': [0.9, 10915.0], 'Crows Landing': [2.8, 11093.0], 'Salado': [3.4, 8700.0], 'Miller': [8.5, 4572.0], 'New Sub - Westley - Quinto (Proposed)': [11.2, 1914.0], 'Westley': [14.8, 375.0], 'Quinto': [18.1, 32.0]} | 303579 | 37172 | 0.12 | 266407 | 0.88 | 85918 | 0.28 |  |  | 182615 | 0.6 | 0.11 | 42331 | 0.14 | 126563 | 0.42 |  | 103111 | 0.34 | 24708 | 0.08 | 134679 | 0.44 | 168900 | 27859 | 0.09 | 275720 | 49319 | 0.16 | 254260 | 157240 | 0.52 | 146339 | 102542 | 0.34 | 201037 | 9490 | 0.03 | 294089
100 | Stockdale | PGE Kern | {'Panama': [3.0, 13949.0], 'Tevis': [3.4, 10650.0], 'Casaloma': [4.1, 10695.0], 'Rosedale': [4.2, 6911.0], 'West Park': [4.2, 7070.0], 'Kern Power': [4.7, 5729.0], 'Bakersfield': [6.0, 5556.0], 'Renfro': [7.3, 3188.0], 'Old River': [7.8, 12099.0], 'Magunden': [8.7, 4564.0], 'Kern Oil': [9.0, 2025.0], 'Columbus': [9.1, 3177.0], '7th Standard': [9.2, 730.0], 'Sycamore': [10.3, 1979.0], 'Unknown - 3327': [11.5, 6285.0], 'Lamont': [11.6, 6225.0], 'Tupman': [11.7, 1150.0], 'Cal Water': [11.9, 2823.0], 'Grimmway-Malaga': [12.6, 6652.0], 'Lerdo': [13.6, 693.0], 'Norco': [13.7, 1897.0], 'Rio Bravo': [13.9, 693.0], 'Lakeview': [15.6, 4148.0], 'Mt Poso': [15.9, 693.0], 'Wheeler Ridge': [16.7, 3039.0], 'Midway - Wheeler Ridge (Proposed)': [17.7, 1974.0], 'Shafter': [19.6, 0.0], 'Copus': [19.6, 476.0]} | 293025 | 51472 | 0.18 | 241553 | 0.82 | 31617 | 0.11 |  |  | 232897 | 0.79 | 0.12 | 43536 | 0.15 | 151124 | 0.52 |  | 23239 | 0.08 | 0 | 0 | 61135 | 0.21 | 231890 | 70440 | 0.24 | 222585 | 112786 | 0.38 | 180239 | 137121 | 0.47 | 155904 | 2767 | 0.01 | 290257 | 17773 | 0.06 | 275252
101 | New Sub - Rancho Seco - Bellota (Proposed) | PGE GBA | {'Camanche': [5.8, 9698.0], 'Bellota': [8.2, 10170.0], 'Lockeford': [8.9, 14179.0], 'Valley Springs': [13.8, 35.0], 'Clay': [14.9, 212.0], 'Cosumnes': [15.9, 1052.0], 'Rancho Seco': [16.2, 859.0], 'Live Oak': [19.7, 234.0], 'Weber': [19.8, 4.0]} | 290961 | 33343 | 0.11 | 257618 | 0.89 | 39656 | 0.14 |  |  | 175969 | 0.6 | 0.16 | 59592 | 0.2 | 75292 | 0.26 |  | 72950 | 0.25 | 778 | 0 | 135832 | 0.47 | 155129 | 73575 | 0.25 | 217386 | 144726 | 0.5 | 146235 | 191383 | 0.66 | 99579 | 90077 | 0.31 | 200884 | 40519 | 0.14 | 250442
102 | Oro Loma | PGE Fresno | {'Mercy Springs': [9.7, 22001.0], 'Dos Amigos': [10.0, 20266.0], 'Hammonds': [11.9, 30068.0], 'Mendota': [15.8, 18273.0], 'Panoche': [16.7, 7309.0], 'Newhall': [18.0, 5486.0], 'Cheney': [18.9, 2127.0], 'Padre Flats SW STA': [19.1, 115.0], 'El Nido': [19.1, 1265.0]} | 378767 | 119770 | 0.32 | 258998 | 0.68 | 66094 | 0.17 |  |  | 295408 | 0.78 | 0.08 | 146690 | 0.39 | 151426 | 0.4 |  | 81700 | 0.22 | 0 | 0 | 119486 | 0.32 | 259282 | 7092 | 0.02 | 371675 | 43064 | 0.11 | 335703 | 141614 | 0.37 | 237153 | 31209 | 0.08 | 347558 | 15964 | 0.04 | 362803
103 | Peoria | PGE GBA | {'Chinese Station': [2.3, 3257.0], 'New Melones': [3.5, 1405.0], 'Race Track': [7.0, 2547.0], 'Racetrack': [7.0, 2547.0], 'Curtis': [10.8, 2392.0], 'Frogtown': [10.9, 175.0], 'Mi-Wuk': [18.4, 783.0]} | 198917 | 9977 | 0.05 | 188940 | 0.95 | 61758 | 0.31 |  |  | 115278 | 0.58 | 0.1 | 11644 | 0.06 | 2166 | 0.01 |  | 164513 | 0.83 | 5218 | 0.03 | 148499 | 0.75 | 50418 | 59124 | 0.3 | 139794 | 73798 | 0.37 | 125119 | 167452 | 0.84 | 31465 | 126962 | 0.64 | 71955 | 16940 | 0.09 | 181977
104 | Table Mountain | PGE NGBA | {'Thermalito': [2.9, 7222.0], 'Wyandotte': [7.1, 467.0], 'Palermo': [9.7, 361.0], 'Butte': [14.1, 266.0], 'Notre Dame': [14.6, 266.0], 'POE': [14.9, 193.0]} | 265794 | 28035 | 0.11 | 237758 | 0.89 | 34403 | 0.13 |  |  | 176551 | 0.66 | 0.14 | 112201 | 0.42 | 37795 | 0.14 |  | 73321 | 0.28 | 2 | 0 | 149888 | 0.56 | 115905 | 45813 | 0.17 | 219980 | 137594 | 0.52 | 128199 | 211686 | 0.8 | 54107 | 51888 | 0.2 | 213905 | 32843 | 0.12 | 232950
105 | Sycamore Canyon | SDGE Imperial | {'Pomerado': [1.7, 503.0], 'Scripps': [4.7, 315.0], 'Chicarita': [5.3, 503.0], 'Artesian': [9.3, 503.0], 'Penasquitos': [10.9, 101.0], 'North City Metering': [11.3, 101.0], 'Creelman': [12.4, 382.0], 'Escondido': [15.3, 503.0], 'San Marcos': [17.5, 8.0]} | 47319 | 4037 | 0.09 | 43281 | 0.91 | 3187 | 0.07 |  |  | 18737 | 0.4 | 0.24 | 1645 | 0.03 | 513 | 0.01 |  | 16598 | 0.35 | 27389 | 0.58 | 30768 | 0.65 | 16551 | 23316 | 0.49 | 24002 | 30404 | 0.64 | 16914 | 41701 | 0.88 | 5617 | 11855 | 0.25 | 35464 | 1795 | 0.04 | 45524
106 | Ivanpah | SCE EOP | {'Mountain Pass': [5.5, 8.0], 'Primm': [9.5, 1084.0]} | 8589 | 3067 | 0.36 | 5521 | 0.64 | 2625 | 0.31 |  |  | 1122 | 0.13 | 0.02 | 0 | 0 | 0 | 0 |  | 0 | 0 | 0 | 0 | 1183 | 0.14 | 7406 | 1707 | 0.2 | 6882 | 607 | 0.07 | 7982 | 1746 | 0.2 | 6842 | 2802 | 0.33 | 5786 | 0 | 0 | 8589
107 | North Gila | SDGE Arizona | {} | 91815 | 4298 | 0.05 | 87516 | 0.95 | 35573 | 0.39 |  |  | 15774 | 0.17 | 0.04 | 2158 | 0.02 | 10991 | 0.12 |  | 0 | 0 | 0 | 0 | 338 | 0 | 91476 | 30423 | 0.33 | 61392 | 28125 | 0.31 | 63690 | 30478 | 0.33 | 61337 | 33154 | 0.36 | 58660 | 3059 | 0.03 | 88755
108 | Manteca | PGE GBA | {'Manteca': [0.0, 22509.0], 'Vierra': [2.7, 14224.0], 'Ripon': [5.2, 17426.0], 'French Camp': [6.7, 14336.0], 'Kasson': [7.4, 1586.0], 'Weber': [8.3, 17588.0], 'Avena': [9.6, 19591.0], 'Stockton A': [10.8, 9161.0], 'Stagg': [14.9, 2328.0], 'Lammers': [15.1, 16.0], 'Westley': [15.5, 485.0], 'Valley Home': [15.6, 8445.0], 'GWF Tracy': [15.8, 15.0], 'Riverbank': [17.3, 441.0], 'Bellota': [18.8, 866.0], 'New Sub - Westley - Quinto (Proposed)': [19.9, 4.0]} | 278191 | 33267 | 0.12 | 244924 | 0.88 | 11347 | 0.04 |  |  | 199302 | 0.72 | 0.17 | 58096 | 0.21 | 191754 | 0.69 |  | 6138 | 0.02 | 0 | 0 | 81182 | 0.29 | 197009 | 27681 | 0.1 | 250510 | 37460 | 0.13 | 240731 | 98603 | 0.35 | 179587 | 10 | 0 | 278181 | 9838 | 0.04 | 268353
109 | Dumbarton | PGE GBA | {'Fremont': [5.3, 632.0], 'Newark': [5.5, 632.0], 'Eastshore': [5.7, 132.0], 'Mt Eden': [5.7, 180.0], 'Mt. Eden': [5.7, 180.0], 'Ravenswood': [6.2, 136.0], 'Cooley Landing': [6.9, 100.0], 'Castro Valley': [9.4, 82.0], 'Grant': [9.7, 48.0], 'Dixon Landing': [10.2, 632.0], 'Whisman': [10.6, 19.0], 'Nortech': [10.9, 480.0], 'Los Esteros': [11.3, 595.0], 'Menlo': [11.7, 92.0], 'San Leandro U': [11.8, 48.0], 'Mountain View': [12.2, 9.0], 'Vineyard': [13.6, 627.0], 'Scott': [13.7, 6.0], 'Trimble': [14.1, 6.0], 'Jefferson': [14.2, 88.0], 'Edes': [14.6, 46.0], 'FMC': [16.4, 2.0], 'Oakland J': [16.7, 6.0], 'Burlingame': [16.8, 22.0]} | 41179 | 4413 | 0.11 | 36766 | 0.89 | 9184 | 0.22 |  |  | 26181 | 0.64 | 0.34 | 135 | 0 | 101 | 0 |  | 33058 | 0.8 | 0 | 0 | 23449 | 0.57 | 17730 | 12997 | 0.32 | 28182 | 23066 | 0.56 | 18113 | 31357 | 0.76 | 9822 | 18869 | 0.46 | 22310 | 3462 | 0.08 | 37717
110 | Altamont | PGE GBA | {'Altamont Midway (Sandhill)': [0.0, 1693.0], 'Vasco': [3.3, 1451.0], 'Windmaster': [4.1, 1356.0], 'Los Positas': [4.5, 1451.0], 'Las Positas': [4.5, 1451.0], 'Delta Pumps': [4.7, 669.0], 'Delta PP': [4.7, 670.0], 'Midway Green Ridge Services': [5.1, 278.0], 'Cayetano': [5.1, 1451.0], 'Kelso': [5.3, 247.0], 'Tracy': [6.3, 247.0], 'Tesla': [6.6, 247.0], 'North Dublin': [9.8, 1451.0], 'GWF Tracy': [10.5, 247.0], 'Lammers': [11.1, 247.0], 'Vineyard': [11.1, 1451.0], 'Tassajara': [13.0, 1451.0], 'San Ramon': [14.0, 1451.0], 'Kasson': [18.2, 247.0]} | 206844 | 6559 | 0.03 | 200285 | 0.97 | 64307 | 0.31 |  |  | 119178 | 0.58 | 0.14 | 12780 | 0.06 | 48161 | 0.23 |  | 128738 | 0.62 | 11116 | 0.05 | 112190 | 0.54 | 94654 | 104959 | 0.51 | 101885 | 113019 | 0.55 | 93825 | 149939 | 0.72 | 56905 | 60921 | 0.29 | 145922 | 12763 | 0.06 | 194081
111 | Hoodoo Wash | SDGE Arizona | {} | 115459 | 85068 | 0.74 | 30391 | 0.26 | 0 | 0 |  |  | 0 | 0 | 0 | 0 | 0 | 0 | 0 |  | 0 | 0 | 0 | 0 | 0 | 0 | 115459 | 0 | 0 | 115459 | 0 | 0 | 115459 | 0 | 0 | 115459 | 0 | 0 | 115459 | 0 | 0 | 115459
112 | Wyandotte | PGE NGBA | {'Palermo': [2.9, 3273.0], 'Thermalito': [5.1, 1001.0], 'Table Mt.': [7.1, 467.0], 'Honcut': [12.3, 19.0], 'POE': [16.6, 629.0]} | 257964 | 25918 | 0.1 | 232047 | 0.9 | 17644 | 0.07 |  |  | 168711 | 0.65 | 0.16 | 80270 | 0.31 | 26248 | 0.1 |  | 97055 | 0.38 | 8631 | 0.03 | 184285 | 0.71 | 73679 | 31472 | 0.12 | 226492 | 95200 | 0.37 | 162765 | 222544 | 0.86 | 35420 | 58187 | 0.23 | 199777 | 34237 | 0.13 | 223727
113 | Laguna Bell | SCE Metro | {} | 309 | 243 | 0.79 | 65 | 0.21 | 0 | 0 |  |  | 129 | 0.42 | 0.48 | 0 | 0 | 0 | 0 |  | 35 | 0.11 | 0 | 0 | 0 | 0 | 309 | 28 | 0.09 | 281 | 53 | 0.17 | 256 | 53 | 0.17 | 256 | 0 | 0 | 309 | 11 | 0.04 | 297
114 | El Casco | SCE Eastern | {'San Bernardino': [12.1, 900.0], 'Vista (SCE)': [14.7, 77.0], 'Vista': [14.7, 77.0], 'Cardiff': [14.8, 92.0], 'Valley': [16.4, 1564.0]} | 105225 | 17579 | 0.17 | 87646 | 0.83 | 14756 | 0.14 |  |  | 54413 | 0.52 | 0.23 | 9388 | 0.09 | 3016 | 0.03 |  | 71438 | 0.68 | 24304 | 0.23 | 33874 | 0.32 | 71350 | 35686 | 0.34 | 69538 | 58314 | 0.55 | 46910 | 76594 | 0.73 | 28631 | 41289 | 0.39 | 63935 | 5992 | 0.06 | 99233
115 | Le Grand | PGE Fresno | {'Chowchilla': [4.7, 26384.0], 'Dairyland': [9.4, 25967.0], 'Wilson': [10.5, 8281.0], 'El Nido': [11.8, 18903.0], 'Merced': [13.2, 8223.0], 'Storey': [19.2, 168.0]} | 356390 | 75585 | 0.21 | 280806 | 0.79 | 73623 | 0.21 |  |  | 259605 | 0.73 | 0.09 | 155512 | 0.44 | 91953 | 0.26 |  | 134263 | 0.38 | 0 | 0 | 157162 | 0.44 | 199228 | 117091 | 0.33 | 239299 | 132462 | 0.37 | 223928 | 217922 | 0.61 | 138468 | 73164 | 0.21 | 283226 | 51530 | 0.14 | 304860
116 | Tupman | PGE Kern | {'Norco': [5.2, 3933.0], 'Rio Bravo': [6.1, 12760.0], 'Renfro': [6.4, 8602.0], 'Tevis': [8.3, 2009.0], '7th Standard': [9.8, 5322.0], 'Kern Power': [9.9, 2903.0], 'Midway': [10.7, 8827.0], 'Rosedale': [10.9, 2164.0], 'Shafter': [11.4, 12473.0], 'Stockdale': [11.7, 1150.0], 'Lerdo': [12.1, 5756.0], 'West Park': [13.0, 564.0], 'Old River': [13.9, 1070.0], 'Ganso': [14.3, 8353.0], 'Panama': [14.5, 986.0], 'Casaloma': [14.9, 171.0], 'Bakersfield': [15.1, 225.0], 'Kern Oil': [15.2, 585.0], 'Midway - Wheeler Ridge (Proposed)': [16.2, 312.0], 'Mt Poso': [17.0, 1293.0], 'Sycamore': [17.1, 126.0], 'Famoso': [17.8, 561.0], 'Charca': [17.9, 737.0], 'Semitropic': [19.5, 111.0]} | 307655 | 33472 | 0.11 | 274183 | 0.89 | 66947 | 0.22 |  |  | 218180 | 0.71 | 0.11 | 54216 | 0.18 | 158786 | 0.52 |  | 14439 | 0.05 | 0 | 0 | 56163 | 0.18 | 251492 | 95210 | 0.31 | 212445 | 170555 | 0.55 | 137100 | 178074 | 0.58 | 129581 | 2152 | 0.01 | 305503 | 20317 | 0.07 | 287338
117 | Henrietta | PGE Fresno | {'Mustang': [1.1, 54893.0], 'Leprino': [3.9, 53313.0], 'Lemoore': [7.5, 33980.0], 'Guernsey': [13.8, 25889.0], 'Gates': [14.2, 3815.0], 'GWF Hanford': [14.3, 20958.0], 'Schindler': [17.1, 2751.0], 'Waukena': [19.4, 726.0]} | 369328 | 153218 | 0.41 | 216110 | 0.59 | 84867 | 0.23 |  |  | 249402 | 0.68 | 0.09 | 164058 | 0.44 | 171321 | 0.46 |  | 4920 | 0.01 | 0 | 0 | 38792 | 0.11 | 330536 | 10358 | 0.03 | 358970 | 19661 | 0.05 | 349667 | 54398 | 0.15 | 314930 | 0 | 0 | 369328 | 6943 | 0.02 | 362386
118 | Castro Valley | PGE GBA | {'Mt Eden': [4.7, 1296.0], 'Mt. Eden': [4.7, 1296.0], 'San Leandro U': [4.9, 1262.0], 'Grant': [5.5, 1262.0], 'Eastshore': [5.5, 1296.0], 'San Ramon': [7.8, 30.0], 'Edes': [7.9, 1260.0], 'Dumbarton': [9.4, 82.0], 'Oakland J': [9.7, 1220.0], 'Tassajara': [11.2, 30.0], 'Vineyard': [11.3, 63.0], 'North Dublin': [11.6, 30.0], 'Fremont': [11.8, 34.0], 'Moraga': [12.2, 630.0], 'Oakland X': [12.2, 1214.0], 'Newark': [13.9, 34.0], 'Oakland L': [14.1, 1206.0], 'Oakland C': [14.1, 1214.0], 'Ravenswood': [14.4, 42.0], 'Cooley Landing': [15.6, 6.0], 'Cayetano': [16.1, 4.0], 'Dixon Landing': [18.0, 33.0], 'SAN FRAN A (POTRERO PP)': [18.2, 587.0], 'Potrero': [18.2, 593.0], 'Martin': [18.9, 297.0]} | 52294 | 4614 | 0.09 | 47680 | 0.91 | 6278 | 0.12 |  |  | 36515 | 0.7 | 0.43 | 312 | 0.01 | 148 | 0 |  | 41517 | 0.79 | 237 | 0 | 26579 | 0.51 | 25716 | 16443 | 0.31 | 35851 | 34442 | 0.66 | 17853 | 42704 | 0.82 | 9590 | 19738 | 0.38 | 32556 | 3683 | 0.07 | 48611
119 | Vineyard | PGE GBA | {'North Dublin': [5.2, 2540.0], 'Cayetano': [6.6, 2447.0], 'San Ramon': [6.8, 1596.0], 'Los Positas': [6.9, 3138.0], 'Las Positas': [6.9, 3141.0], 'Vasco': [8.1, 2476.0], 'Tassajara': [9.5, 1520.0], 'Fremont': [10.7, 2351.0], 'Altamont Midway (Sandhill)': [11.1, 1446.0], 'Altamont': [11.1, 1451.0], 'Castro Valley': [11.3, 63.0], 'Dumbarton': [13.6, 627.0], 'Mt Eden': [13.7, 111.0], 'Mt. Eden': [13.7, 111.0], 'Newark': [13.8, 966.0], 'Eastshore': [14.6, 34.0], 'Windmaster': [14.7, 1109.0], 'Midway Green Ridge Services': [15.0, 31.0], 'Dixon Landing': [15.2, 933.0], 'Delta Pumps': [15.6, 422.0], 'Delta PP': [15.6, 423.0], 'Kelso': [16.3, 0.0], 'Los Esteros': [17.4, 589.0], 'Nortech': [18.3, 474.0]} | 117061 | 4036 | 0.03 | 113025 | 0.97 | 28191 | 0.24 |  |  | 82163 | 0.7 | 0.11 | 2492 | 0.02 | 278 | 0 |  | 110602 | 0.94 | 4076 | 0.03 | 81552 | 0.7 | 35509 | 59513 | 0.51 | 57548 | 78431 | 0.67 | 38630 | 105646 | 0.9 | 11415 | 53201 | 0.45 | 63861 | 7423 | 0.06 | 109639
120 | Trout Canyon | SCE EOP | {'Gamebird': [9.0, 8025.0], 'Sandy Valley': [9.4, 1332.0], 'Thousandaire': [10.9, 6831.0], 'Pahrump': [13.6, 5983.0]} | 91258 | 21280 | 0.23 | 69978 | 0.77 | 15593 | 0.17 |  |  | 4328 | 0.05 | 0.78 | 0 | 0 | 0 | 0 |  | 5 | 0 | 0 | 0 | 3107 | 0.03 | 88151 | 50 | 0 | 91208 | 19993 | 0.22 | 71265 | 21593 | 0.24 | 69665 | 14288 | 0.16 | 76970 | 42 | 0 | 91216
121 | Columbus | PGE Kern | {'Cal Water': [2.7, 13798.0], 'Magunden': [2.8, 8389.0], 'Bakersfield': [3.7, 11752.0], 'Sycamore': [4.7, 9951.0], 'Casaloma': [5.1, 6409.0], 'Kern Oil': [5.4, 9001.0], 'West Park': [5.9, 7754.0], 'Rosedale': [7.9, 5229.0], 'Unknown - 3327': [8.3, 8389.0], 'Lamont': [8.3, 8389.0], 'Panama': [8.5, 4276.0], 'Kern Power': [8.9, 3816.0], 'Stockdale': [9.1, 3177.0], '7th Standard': [11.1, 4978.0], 'Poso Mt.': [11.2, 6790.0], 'Grimmway-Malaga': [11.4, 8389.0], 'Tevis': [11.9, 1136.0], 'Renfro': [12.6, 502.0], 'Mt Poso': [12.9, 6795.0], 'Lerdo': [13.8, 5612.0], 'Old River': [16.0, 532.0], 'Rio Bravo': [18.2, 5.0]} | 270204 | 47714 | 0.18 | 222490 | 0.82 | 42830 | 0.16 |  |  | 203268 | 0.75 | 0.13 | 12442 | 0.05 | 89202 | 0.33 |  | 103503 | 0.38 | 20 | 0 | 129667 | 0.48 | 140537 | 40249 | 0.15 | 229956 | 74816 | 0.28 | 195388 | 145433 | 0.54 | 124772 | 69567 | 0.26 | 200638 | 6409 | 0.02 | 263795
122 | Lewis | SCE Metro | {'Villa Park': [3.7, 127.0], 'Serrano': [6.4, 127.0], 'Johanna': [7.2, 125.0], 'Olinda': [9.6, 2.0], 'Santiago': [12.5, 125.0], 'Walnut': [14.1, 2.0], 'Viejo': [17.7, 1.0], 'Chino': [18.2, 1.0]} | 16815 | 2131 | 0.13 | 14684 | 0.87 | 505 | 0.03 |  |  | 8943 | 0.53 | 0.5 | 57 | 0 | 33 | 0 |  | 7561 | 0.45 | 2379 | 0.14 | 5744 | 0.34 | 11072 | 1938 | 0.12 | 14877 | 7501 | 0.45 | 9315 | 12875 | 0.77 | 3941 | 5278 | 0.31 | 11538 | 1639 | 0.1 | 15177
123 | Standard Oil 2 | PGE GBA | {'Standard Oil': [0.0, 4668.0], 'Richmond R': [2.2, 4496.0], 'San Pablo': [4.0, 4009.0], 'El Cerrito G': [5.5, 4422.0], 'Sobrante': [10.6, 3018.0], 'Christie': [10.8, 2165.0], 'Ignacio': [11.8, 279.0], 'Oakland L': [11.8, 963.0], 'Oakland C': [12.3, 799.0], 'Carquinez': [12.6, 1996.0], 'Oakland X': [13.5, 384.0], 'Potrero': [13.5, 1215.0], 'SAN FRAN A (POTRERO PP)': [13.5, 1227.0], 'Moraga': [14.5, 324.0], 'Alhambra': [14.7, 1903.0], 'Martinez': [15.7, 1874.0], 'Oakland J': [16.3, 209.0], 'Parkway': [16.5, 1860.0], 'Bahia': [16.6, 1874.0], 'Martin': [17.2, 107.0], 'Edes': [18.3, 11.0]} | 44679 | 12828 | 0.29 | 31850 | 0.71 | 4905 | 0.11 |  |  | 22512 | 0.5 | 0.48 | 3327 | 0.07 | 90 | 0 |  | 13798 | 0.31 | 0 | 0 | 5839 | 0.13 | 38839 | 18199 | 0.41 | 26480 | 29358 | 0.66 | 15321 | 30042 | 0.67 | 14637 | 4163 | 0.09 | 40516 | 3687 | 0.08 | 40992
124 | Mc Mullin | PGE Fresno | {'Kearney (New)': [9.7, 26712.0], 'Helm': [10.3, 30566.0], 'Crescent': [10.8, 26212.0], 'West Fresno': [12.8, 13780.0], 'New Sub - Los Banos - Midway (Proposed)': [14.9, 6226.0], 'California Ave': [15.2, 7826.0], 'Biola': [15.5, 7250.0], 'Schindler': [15.7, 7334.0], 'Malaga': [16.0, 5434.0], 'Ashlan': [16.5, 3447.0], 'Fig Garden': [17.4, 1501.0], 'Figarden': [17.4, 1512.0], 'Herndon': [17.9, 930.0], 'Gregg': [18.5, 604.0], 'Excelsior': [19.0, 2167.0], 'McCall': [19.3, 165.0]} | 383413 | 141447 | 0.37 | 241967 | 0.63 | 45607 | 0.12 |  |  | 275784 | 0.72 | 0.12 | 177574 | 0.46 | 180389 | 0.47 |  | 4237 | 0.01 | 0 | 0 | 57924 | 0.15 | 325489 | 30528 | 0.08 | 352885 | 32121 | 0.08 | 351292 | 80320 | 0.21 | 303093 | 0 | 0 | 383413 | 5627 | 0.01 | 377786
125 | Taft | PGE Kern | {'Sunrise': [7.7, 848.0], 'Elk Hills': [8.6, 946.0], 'Sunset': [10.5, 796.0], 'Copus': [11.8, 927.0], 'Midway - Wheeler Ridge (Proposed)': [12.0, 927.0]} | 152223 | 12948 | 0.09 | 139275 | 0.91 | 63103 | 0.41 |  |  | 85240 | 0.56 | 0.05 | 26304 | 0.17 | 32435 | 0.21 |  | 10578 | 0.07 | 0 | 0 | 47202 | 0.31 | 105021 | 65593 | 0.43 | 86630 | 100715 | 0.66 | 51508 | 115866 | 0.76 | 36357 | 19156 | 0.13 | 133067 | 2820 | 0.02 | 149403
126 | Pleasant Grove | PGE NGBA | {'Atlantic': [4.7, 10025.0], 'Lincoln': [5.5, 16145.0], 'Rio Oso': [11.6, 14223.0], 'East Nicolaus': [14.0, 12829.0], 'Bell': [14.4, 3861.0], 'Gold Hill': [14.6, 1434.0], 'Higgins': [19.3, 369.0]} | 181522 | 40156 | 0.22 | 141365 | 0.78 | 7451 | 0.04 |  |  | 122173 | 0.67 | 0.27 | 52186 | 0.29 | 42965 | 0.24 |  | 67562 | 0.37 | 55 | 0 | 71906 | 0.4 | 109615 | 5346 | 0.03 | 176175 | 37875 | 0.21 | 143646 | 108540 | 0.6 | 72982 | 18529 | 0.1 | 162992 | 34630 | 0.19 | 146891
127 | Newark | PGE GBA | {'Fremont': [3.1, 1214.0], 'Dixon Landing': [4.6, 1184.0], 'Dumbarton': [5.5, 632.0], 'Nortech': [5.8, 730.0], 'Los Esteros': [5.9, 844.0], 'Cooley Landing': [7.9, 6.0], 'Whisman': [8.0, 6.0], 'Ravenswood': [8.3, 6.0], 'Scott': [8.8, 255.0], 'Trimble': [8.9, 255.0], 'Mountain View': [9.4, 6.0], 'Mt Eden': [11.1, 111.0], 'Mt. Eden': [11.1, 111.0], 'Eastshore': [11.2, 34.0], 'FMC': [11.3, 251.0], 'San Jose B': [12.0, 249.0], 'Menlo': [12.7, 4.0], 'San Jose A': [12.9, 249.0], 'Vineyard': [13.8, 966.0], 'Castro Valley': [13.9, 34.0], 'Stone': [15.2, 249.0], 'Evergreen': [15.9, 249.0], 'Swift': [16.1, 249.0], 'Los Positas': [19.6, 96.0], 'Las Positas': [19.6, 99.0]} | 46788 | 3714 | 0.08 | 43074 | 0.92 | 18212 | 0.39 |  |  | 25136 | 0.54 | 0.14 | 129 | 0 | 101 | 0 |  | 43833 | 0.94 | 283 | 0.01 | 26894 | 0.57 | 19894 | 17974 | 0.38 | 28814 | 25257 | 0.54 | 21530 | 32944 | 0.7 | 13844 | 28818 | 0.62 | 17970 | 3624 | 0.08 | 43163
128 | Dairyland | PGE Fresno | {'Chowchilla': [5.8, 45566.0], 'Le Grand': [9.4, 25967.0], 'El Nido': [9.7, 22576.0], 'Newhall': [13.1, 15981.0], 'Storey': [16.3, 3609.0], 'Madera': [17.0, 3653.0], 'Wilson': [17.3, 904.0], 'Merced': [17.8, 1592.0]} | 412646 | 94980 | 0.23 | 317666 | 0.77 | 87464 | 0.21 |  |  | 304420 | 0.74 | 0.09 | 227873 | 0.55 | 119683 | 0.29 |  | 105464 | 0.26 | 0 | 0 | 197699 | 0.48 | 214947 | 94466 | 0.23 | 318180 | 118480 | 0.29 | 294166 | 247962 | 0.6 | 164684 | 21807 | 0.05 | 390839 | 53928 | 0.13 | 358718
129 | Chino | SCE Metro | {'Mira Loma': [6.5, 3842.0], 'Padua': [8.7, 3355.0], 'Rancho Vista': [10.3, 3376.0], 'Etiwanda': [10.7, 3376.0], 'Wildlife': [13.1, 2324.0], 'Rerc': [13.1, 2336.0], 'Serrano': [13.4, 1080.0], 'Olinda': [14.4, 620.0], 'Villa Park': [15.5, 42.0], 'Walnut': [15.5, 295.0], 'Lewis': [18.2, 1.0]} | 19171 | 5211 | 0.27 | 13960 | 0.73 | 1521 | 0.08 |  |  | 10996 | 0.57 | 0.29 | 363 | 0.02 | 1289 | 0.07 |  | 8256 | 0.43 | 5492 | 0.29 | 7135 | 0.37 | 12036 | 1848 | 0.1 | 17323 | 3984 | 0.21 | 15186 | 10102 | 0.53 | 9069 | 7654 | 0.4 | 11517 | 1999 | 0.1 | 17172
130 | El Segundo | SCE Metro | {'Chevmain': [1.2, 60.0], 'El Nido': [3.0, 58.0], 'Redondo': [4.6, 55.0], 'La Fresa': [5.8, 54.0], 'La Cienega': [6.9, 21.0], 'Windsor': [7.1, 21.0], 'Arcogen': [12.0, 36.0]} | 2745 | 620 | 0.23 | 2125 | 0.77 | 93 | 0.03 |  |  | 1392 | 0.51 | 0.19 | 0 | 0 | 0 | 0 |  | 67 | 0.02 | 774 | 0.28 | 281 | 0.1 | 2463 | 118 | 0.04 | 2626 | 1579 | 0.58 | 1166 | 1860 | 0.68 | 885 | 122 | 0.04 | 2622 | 189 | 0.07 | 2556
131 | San Leandro U | PGE GBA | {'Grant': [2.8, 1568.0], 'Edes': [3.2, 1619.0], 'Castro Valley': [4.9, 1262.0], 'Oakland J': [5.1, 1579.0], 'Mt Eden': [6.0, 1340.0], 'Mt. Eden': [6.0, 1340.0], 'Eastshore': [6.2, 1384.0], 'Oakland X': [8.0, 1573.0], 'Oakland C': [9.5, 1573.0], 'Moraga': [9.6, 986.0], 'Oakland L': [9.6, 1565.0], 'Dumbarton': [11.8, 48.0], 'SAN FRAN A (POTRERO PP)': [13.3, 946.0], 'Potrero': [13.3, 952.0], 'Sobrante': [14.0, 94.0], 'Martin': [14.2, 601.0], 'Ravenswood': [15.2, 42.0], 'Cooley Landing': [16.5, 6.0], 'El Cerrito G': [16.6, 91.0]} | 34672 | 3803 | 0.11 | 30870 | 0.89 | 4716 | 0.14 |  |  | 23244 | 0.67 | 0.29 | 2 | 0 | 0 | 0 |  | 21251 | 0.61 | 0 | 0 | 21013 | 0.61 | 13659 | 8201 | 0.24 | 26471 | 21873 | 0.63 | 12800 | 29696 | 0.86 | 4977 | 12705 | 0.37 | 21968 | 2313 | 0.07 | 32360
132 | Ganso | PGE Kern | {'Midway': [6.8, 15287.0], 'Semitropic': [7.0, 12207.0], 'Shafter': [7.4, 15538.0], 'Goose Lake': [10.1, 9785.0], 'Charca': [10.2, 9661.0], 'Rio Bravo': [11.3, 9817.0], 'Tupman': [14.3, 8353.0], 'Smyrna': [15.1, 5486.0], 'Famoso': [15.5, 489.0], 'Temblor': [16.1, 107.0], 'Lerdo': [16.6, 2388.0], 'Kernridge': [16.8, 262.0], 'Norco': [16.9, 1986.0], 'Renfro': [17.8, 3477.0], '7th Standard': [18.3, 1468.0]} | 335760 | 33673 | 0.1 | 302087 | 0.9 | 54277 | 0.16 |  |  | 266277 | 0.79 | 0.09 | 63160 | 0.19 | 209271 | 0.62 |  | 19654 | 0.06 | 0 | 0 | 86645 | 0.26 | 249116 | 40783 | 0.12 | 294977 | 148068 | 0.44 | 187693 | 200016 | 0.6 | 135744 | 1879 | 0.01 | 333882 | 17381 | 0.05 | 318380
133 | Poso Mountain | PGE Kern | {'Mt Poso': [7.0, 32071.0], 'Sycamore': [7.7, 23125.0], 'Kern Oil': [9.0, 20718.0], 'Cal Water': [10.1, 6572.0], 'Columbus': [11.2, 6790.0], 'Lerdo': [11.6, 22905.0], 'Bakersfield': [12.2, 9980.0], '7th Standard': [12.8, 15520.0], 'West Park': [13.7, 6894.0], 'Famoso': [14.1, 13379.0], 'Rosedale': [14.3, 7119.0], 'Kern Power': [14.7, 6813.0], 'Casaloma': [15.0, 78.0], 'Renfro': [16.6, 3799.0], 'Rio Bravo': [18.8, 1058.0]} | 329777 | 48893 | 0.15 | 280884 | 0.85 | 82809 | 0.25 |  |  | 235580 | 0.71 | 0.08 | 6967 | 0.02 | 71118 | 0.22 |  | 204634 | 0.62 | 2733 | 0.01 | 208161 | 0.63 | 121617 | 59248 | 0.18 | 270530 | 86116 | 0.26 | 243662 | 214232 | 0.65 | 115545 | 129381 | 0.39 | 200397 | 4892 | 0.01 | 324885
134 | Avena | PGE GBA | {'Valley Home': [6.0, 26941.0], 'Ripon': [7.8, 17342.0], 'Riverbank': [9.4, 12732.0], 'Manteca': [9.6, 19590.0], 'Weber': [11.4, 18654.0], 'Bellota': [12.3, 9468.0], 'Vierra': [12.3, 12103.0], 'French Camp': [13.1, 12658.0], 'Cottle': [13.3, 11374.0], 'Stockton A': [14.7, 8399.0], 'Warnerville': [15.3, 11139.0], 'Kasson': [16.9, 200.0], 'Stagg': [19.1, 1097.0], 'Lockeford': [20.0, 1.0], 'Westley': [20.1, 4.0]} | 296971 | 57681 | 0.19 | 239290 | 0.81 | 26713 | 0.09 |  |  | 190204 | 0.64 | 0.17 | 105440 | 0.36 | 126200 | 0.42 |  | 58311 | 0.2 | 0 | 0 | 99979 | 0.34 | 196992 | 32676 | 0.11 | 264295 | 79171 | 0.27 | 217800 | 145794 | 0.49 | 151177 | 32095 | 0.11 | 264876 | 17785 | 0.06 | 279186
135 | Martin | PGE GBA | {'SAN FRAN A (POTRERO PP)': [3.9, 2966.0], 'Potrero': [3.9, 2968.0], 'Millbrae': [6.9, 272.0], 'Burlingame': [8.3, 195.0], 'Oakland C': [9.5, 2159.0], 'Oakland L': [10.6, 2159.0], 'Oakland J': [11.4, 1975.0], 'Edes': [12.0, 1893.0], 'Oakland X': [12.0, 2052.0], 'Grant': [13.8, 548.0], 'San Leandro U': [14.2, 601.0], 'Richmond R': [15.7, 1143.0], 'El Cerrito G': [15.9, 1507.0], 'Eastshore': [16.8, 419.0], 'Moraga': [16.8, 1575.0], 'Standard Oil 2': [17.2, 107.0], 'Standard Oil': [17.2, 111.0], 'Mt Eden': [17.4, 375.0], 'Mt. Eden': [17.4, 375.0], 'Sobrante': [17.8, 722.0], 'Jefferson': [18.4, 32.0], 'Castro Valley': [18.9, 297.0]} | 17467 | 6095 | 0.35 | 11372 | 0.65 | 1121 | 0.06 |  |  | 5738 | 0.33 | 0.54 | 77 | 0 | 158 | 0.01 |  | 0 | 0 | 0 | 0 | 1850 | 0.11 | 15617 | 5811 | 0.33 | 11656 | 9824 | 0.56 | 7643 | 10862 | 0.62 | 6605 | 1583 | 0.09 | 15884 | 928 | 0.05 | 16539
136 | Harry Allen | <Null> | {} | 0 | 0 | 0 | 0 | 0 | 0 | 0 |  |  | 0 | 0 | 0 | 0 | 0 | 0 | 0 |  | 0 | 0 | 0 | 0 | 0 | 0 | 0 | 0 | 0 | 0 | 0 | 0 | 0 | 0 | 0 | 0 | 0 | 0 | 0 | 0 | 0 | 0
137 | Rio Oso | PGE NGBA | {'East Nicolaus': [4.4, 22791.0], 'Lincoln': [9.5, 16284.0], 'Pleasant Grove': [11.6, 14223.0], 'Olivehurst': [11.7, 7041.0], 'Bogue': [14.0, 5811.0], 'Greenleaf 1': [14.5, 3261.0], 'Sutter Power': [14.5, 3289.0], 'Atlantic': [16.1, 3303.0], 'East Marysville': [16.7, 5123.0], 'Pease': [19.4, 199.0]} | 288190 | 43680 | 0.15 | 244510 | 0.85 | 10762 | 0.04 |  |  | 222664 | 0.77 | 0.18 | 86347 | 0.3 | 113970 | 0.4 |  | 52890 | 0.18 | 0 | 0 | 117150 | 0.41 | 171039 | 10609 | 0.04 | 277580 | 96903 | 0.34 | 191286 | 189217 | 0.66 | 98972 | 14210 | 0.05 | 273980 | 45953 | 0.16 | 242237
138 | Loveland | SDGE Imperial | {'Alpine': [2.1, 3784.0], 'Suncrest': [6.4, 3540.0], 'Los Coches': [7.6, 1661.0], 'El Cajon': [10.4, 1441.0], 'Santee': [10.9, 1171.0], 'Spring Valley': [12.8, 261.0], 'Salt Creek': [13.8, 261.0], 'Miguel': [13.8, 261.0], 'Creelman': [15.7, 4.0], 'Otay Mesa': [16.9, 257.0]} | 107212 | 9881 | 0.09 | 97331 | 0.91 | 25023 | 0.23 |  |  | 53038 | 0.49 | 0.13 | 447 | 0 | 104 | 0 |  | 14436 | 0.13 | 92397 | 0.86 | 30911 | 0.29 | 76301 | 35623 | 0.33 | 71589 | 64297 | 0.6 | 42915 | 76815 | 0.72 | 30397 | 57006 | 0.53 | 50206 | 4081 | 0.04 | 103131
139 | Huntington Beach | SCE Metro | {'Ellis': [3.4, 48.0], 'Johanna': [8.6, 46.0], 'Alamitos': [10.8, 2.0], 'Barre': [11.3, 2.0], 'Santiago': [12.1, 37.0], 'Del Amo': [15.6, 2.0], 'Long Beach': [16.4, 2.0], 'Harborgen': [17.0, 2.0], 'Hinson': [18.5, 2.0]} | 6773 | 1212 | 0.18 | 5561 | 0.82 | 412 | 0.06 |  |  | 650 | 0.1 | 0.52 | 2 | 0 | 13 | 0 |  | 75 | 0.01 | 0 | 0 | 131 | 0.02 | 6642 | 1482 | 0.22 | 5291 | 5366 | 0.79 | 1407 | 5495 | 0.81 | 1278 | 18 | 0 | 6755 | 396 | 0.06 | 6376
140 | Rossmoor | PGE GBA | {'Lakewood': [3.3, 4.0], 'Meadow Lane': [7.0, 4.0], 'Sobrante': [7.5, 4.0], 'Alhambra': [9.4, 4.0], 'Martinez': [10.6, 4.0], 'Christie': [11.8, 4.0], 'Bahia': [15.4, 4.0], 'Carquinez': [18.2, 4.0]} | 64776 | 8703 | 0.13 | 56073 | 0.87 | 7179 | 0.11 |  |  | 43808 | 0.68 | 0.28 | 278 | 0 | 72 | 0 |  | 45400 | 0.7 | 313 | 0 | 28889 | 0.45 | 35887 | 31812 | 0.49 | 32965 | 45634 | 0.7 | 19143 | 54002 | 0.83 | 10775 | 19045 | 0.29 | 45731 | 3482 | 0.05 | 61294
141 | Salado | PGE GBA | {'Stanislaus Resource Recovery Facility': [2.5, 9616.0], 'Crow Creek': [3.4, 8700.0], 'Fink (Proposed)': [3.7, 7355.0], 'Crows Landing': [4.6, 11317.0], 'New Sub - Westley - Quinto (Proposed)': [8.0, 2179.0], 'Westley': [11.4, 825.0], 'Miller': [11.9, 2972.0]} | 309854 | 32840 | 0.11 | 277014 | 0.89 | 76823 | 0.25 |  |  | 194173 | 0.63 | 0.11 | 36482 | 0.12 | 145848 | 0.47 |  | 91118 | 0.29 | 28900 | 0.09 | 147542 | 0.48 | 162312 | 29623 | 0.1 | 280231 | 49941 | 0.16 | 259913 | 169155 | 0.55 | 140699 | 94586 | 0.31 | 215268 | 8684 | 0.03 | 301170
142 | Lighthipe | SCE Metro | {'Del Amo': [5.0, 1775.0], 'Hinson': [5.0, 1814.0], 'Arcogen': [5.9, 1814.0], 'Harborgen': [7.7, 1814.0], 'Long Beach': [8.5, 1814.0], 'La Fresa': [9.0, 461.0], 'Alamitos': [9.1, 1814.0], 'Redondo': [12.4, 1.0]} | 5704 | 2150 | 0.38 | 3554 | 0.62 | 1007 | 0.18 |  |  | 2899 | 0.51 | 0.27 | 0 | 0 | 0 | 0 |  | 0 | 0 | 0 | 0 | 3 | 0 | 5700 | 597 | 0.1 | 5107 | 3510 | 0.62 | 2194 | 3513 | 0.62 | 2190 | 0 | 0 | 5704 | 24 | 0 | 5680
143 | Santee | SDGE Imperial | {'Los Coches': [4.0, 1171.0], 'El Cajon': [4.1, 1171.0], 'Alpine': [10.5, 1171.0], 'Loveland': [10.9, 1171.0], 'Creelman': [13.2, 4.0], 'Suncrest': [16.8, 1167.0]} | 61086 | 5666 | 0.09 | 55420 | 0.91 | 7768 | 0.13 |  |  | 21495 | 0.35 | 0.25 | 1383 | 0.02 | 303 | 0 |  | 16881 | 0.28 | 43337 | 0.71 | 31785 | 0.52 | 29301 | 26586 | 0.44 | 34499 | 39263 | 0.64 | 21823 | 50474 | 0.83 | 10612 | 20099 | 0.33 | 40986 | 2078 | 0.03 | 59008
144 | Cholame | PGE Fresno | {'Cal Flats': [12.8, 5102.0], 'Estrella': [15.1, 14430.0], 'Union (Estrella)': [15.1, 14430.0]} | 320484 | 70245 | 0.22 | 250239 | 0.78 | 138761 | 0.43 |  |  | 163788 | 0.51 | 0.06 | 36030 | 0.11 | 15655 | 0.05 |  | 209061 | 0.65 | 12386 | 0.04 | 116782 | 0.36 | 203702 | 29232 | 0.09 | 291252 | 55119 | 0.17 | 265365 | 144755 | 0.45 | 175729 | 159555 | 0.5 | 160930 | 4058 | 0.01 | 316426
145 | Grand Island | PGE NGBA | {'Shiloh III': [14.5, 8107.0], 'Lodi': [14.8, 19.0], 'Lambie': [14.9, 6817.0], 'Lambie Energy': [14.9, 6817.0], 'Birds Landing': [14.9, 8260.0], 'Live Oak': [15.2, 132.0], 'Collinsville': [16.9, 6334.0], 'Contra Costa PP': [17.7, 2598.0], 'Contra Costa': [19.2, 220.0]} | 326400 | 43235 | 0.13 | 283165 | 0.87 | 55713 | 0.17 |  |  | 240372 | 0.74 | 0.1 | 104467 | 0.32 | 142312 | 0.44 |  | 60748 | 0.19 | 0 | 0 | 33617 | 0.1 | 292784 | 81434 | 0.25 | 244966 | 92799 | 0.28 | 233601 | 110800 | 0.34 | 215600 | 3501 | 0.01 | 322900 | 37625 | 0.12 | 288776
146 | Long Beach | SCE Metro | {'Harborgen': [0.9, 2131.0], 'Arcogen': [3.7, 2125.0], 'Hinson': [3.7, 2127.0], 'Alamitos': [7.2, 2095.0], 'Lighthipe': [8.5, 1814.0], 'Del Amo': [9.3, 1888.0], 'La Fresa': [9.5, 475.0], 'Redondo': [10.9, 10.0], 'Barre': [14.2, 2.0], 'Huntington Beach': [16.4, 2.0], 'Ellis': [17.1, 2.0]} | 7229 | 2210 | 0.31 | 5019 | 0.69 | 1054 | 0.15 |  |  | 2912 | 0.4 | 0.48 | 0 | 0 | 0 | 0 |  | 0 | 0 | 0 | 0 | 10 | 0 | 7219 | 597 | 0.08 | 6632 | 4955 | 0.69 | 2275 | 4965 | 0.69 | 2265 | 0 | 0 | 7229 | 34 | 0 | 7195
147 | Coyote | PGE GBA | {'Metcalf 1': [0.3, 1769.0], 'Santa Teresa': [2.7, 976.0], 'Edenvale': [3.1, 944.0], 'Piercy': [4.0, 746.0], 'Swift': [7.6, 746.0], 'Evergreen': [7.7, 746.0], 'Morgan Hill': [8.2, 1064.0], 'Hicks': [8.5, 108.0], 'Stone': [8.8, 746.0], 'San Jose A': [11.3, 746.0], 'El Patio': [11.4, 95.0], 'San Jose B': [11.9, 746.0], 'FMC': [13.0, 631.0], 'Trimble': [14.9, 499.0], 'Scott': [15.7, 120.0], 'Los Esteros': [17.6, 136.0], 'Llagas': [18.2, 708.0]} | 100281 | 9747 | 0.1 | 90534 | 0.9 | 25044 | 0.25 |  |  | 53883 | 0.54 | 0.12 | 2480 | 0.02 | 1335 | 0.01 |  | 62263 | 0.62 | 22082 | 0.22 | 69439 | 0.69 | 30842 | 23473 | 0.23 | 76808 | 40006 | 0.4 | 60275 | 76839 | 0.77 | 23442 | 61892 | 0.62 | 38389 | 3891 | 0.04 | 96390
148 | New Sub - Los Banos - Midway (Proposed) | PGE Fresno | {'Crescent': [4.5, 75605.0], 'Excelsior': [5.8, 67836.0], 'Schindler': [7.2, 67736.0], 'Cantua': [7.6, 43370.0], 'Helm': [7.9, 48972.0], 'Tranquility': [12.6, 18535.0], 'Mc Mullin': [14.9, 6226.0]} | 408342 | 160079 | 0.39 | 248263 | 0.61 | 96829 | 0.24 |  |  | 303400 | 0.74 | 0.07 | 194821 | 0.48 | 153701 | 0.38 |  | 26083 | 0.06 | 12 | 0 | 111689 | 0.27 | 296654 | 12732 | 0.03 | 395610 | 25291 | 0.06 | 383051 | 118716 | 0.29 | 289626 | 23523 | 0.06 | 384819 | 5322 | 0.01 | 403020
149 | Vista (SCE) | SCE Eastern | {'Vista (SCE)': [0.0, 434.0], 'Cardiff': [4.8, 358.0], 'San Bernardino': [5.3, 434.0], 'Wildlife': [9.4, 234.0], 'Rerc': [9.4, 234.0], 'El Casco': [14.7, 77.0]} | 45293 | 3471 | 0.08 | 41823 | 0.92 | 6215 | 0.14 |  |  | 19814 | 0.44 | 0.27 | 2184 | 0.05 | 696 | 0.02 |  | 24657 | 0.54 | 16989 | 0.38 | 18564 | 0.41 | 26729 | 20432 | 0.45 | 24861 | 27018 | 0.6 | 18275 | 36790 | 0.81 | 8503 | 17364 | 0.38 | 27929 | 2394 | 0.05 | 42899
150 | Fairway | PGE Kern | {'Divide': [5.7, 12613.0], 'Mesa': [6.8, 22737.0], 'Sisquoc': [6.9, 19297.0], 'Callender': [12.3, 8777.0], 'Oceano': [15.3, 4194.0], 'Cabrillo': [18.6, 1170.0]} | 224279 | 53567 | 0.24 | 170712 | 0.76 | 88776 | 0.4 |  |  | 124400 | 0.55 | 0.08 | 22288 | 0.1 | 43600 | 0.19 |  | 67264 | 0.3 | 3380 | 0.02 | 38642 | 0.17 | 185636 | 12375 | 0.06 | 211904 | 70312 | 0.31 | 153967 | 85337 | 0.38 | 138942 | 65172 | 0.29 | 159107 | 11520 | 0.05 | 212758
151 | Pisgah | SCE NOL | {} | 46751 | 11066 | 0.24 | 35685 | 0.76 | 19552 | 0.42 |  |  | 16702 | 0.36 | 0.09 | 218 | 0 | 13 | 0 |  | 0 | 0 | 0 | 0 | 12089 | 0.26 | 34662 | 9091 | 0.19 | 37660 | 10327 | 0.22 | 36424 | 16140 | 0.35 | 30611 | 30461 | 0.65 | 16291 | 686 | 0.01 | 46066
152 | Sloan Canyon | SCE EOP | {'Eldorado': [5.3, 23518.0], 'Mead': [11.1, 10609.0]} | 102569 | 32863 | 0.32 | 69706 | 0.68 | 0 | 0 |  |  | 0 | 0 | 0 | 0 | 0 | 0 | 0 |  | 0 | 0 | 0 | 0 | 0 | 0 | 102569 | 0 | 0 | 102569 | 0 | 0 | 102569 | 0 | 0 | 102569 | 0 | 0 | 102569 | 0 | 0 | 102569
153 | Templeton | PGE Kern | {'Estrella': [7.3, 40079.0], 'Union (Estrella)': [7.3, 40079.0], 'Morro Bay': [16.0, 356.0]} | 306724 | 90588 | 0.3 | 216136 | 0.7 | 34974 | 0.11 |  |  | 226053 | 0.74 | 0.13 | 42353 | 0.14 | 21186 | 0.07 |  | 159289 | 0.52 | 24314 | 0.08 | 71975 | 0.23 | 234748 | 49928 | 0.16 | 256796 | 91586 | 0.3 | 215137 | 131219 | 0.43 | 175505 | 101148 | 0.33 | 205576 | 13119 | 0.04 | 293604
154 | Palomar Energy | SDGE Imperial | {'Cannon': [2.8, 300.0], 'Encina': [2.9, 241.0], 'Shadowridge': [3.1, 679.0], 'San Marcos': [5.2, 665.0], 'Ocean Ranch': [6.1, 136.0], 'Melrose': [6.1, 507.0], 'San Luis Rey': [6.7, 135.0], 'Escondido': [9.9, 651.0], 'Artesian': [11.3, 555.0], 'North City Metering': [12.0, 377.0], 'Pendleton': [13.2, 49.0], 'Monserate': [14.6, 104.0], 'Penasquitos': [14.7, 3.0], 'Lilac': [14.7, 104.0], 'Chicarita': [15.4, 448.0], 'Valley Center': [17.2, 38.0], 'Avocado': [18.4, 4.0], 'Pala': [19.1, 15.0]} | 26719 | 2391 | 0.09 | 24328 | 0.91 | 129 | 0 |  |  | 2863 | 0.11 | 0.37 | 5778 | 0.22 | 1620 | 0.06 |  | 6878 | 0.26 | 632 | 0.02 | 18216 | 0.68 | 8503 | 7764 | 0.29 | 18955 | 15129 | 0.57 | 11590 | 22305 | 0.83 | 4414 | 1207 | 0.05 | 25512 | 1680 | 0.06 | 25039
155 | Sisquoc | PGE Kern | {'Fairway': [6.9, 19297.0], 'Divide': [7.5, 12694.0], 'Mesa': [11.4, 14373.0], 'Cabrillo': [17.4, 1600.0], 'Callender': [18.5, 608.0]} | 256735 | 44951 | 0.18 | 211785 | 0.82 | 127937 | 0.5 |  |  | 121752 | 0.47 | 0.07 | 22486 | 0.09 | 39447 | 0.15 |  | 93498 | 0.36 | 17266 | 0.07 | 72828 | 0.28 | 183907 | 12453 | 0.05 | 244282 | 88237 | 0.34 | 168498 | 125561 | 0.49 | 131174 | 97174 | 0.38 | 159562 | 9949 | 0.04 | 246786
156 | Alberhill | SCE Eastern | {'Lee Lake (Proposed)': [2.4, 5263.0], 'Valley': [14.7, 2075.0], 'Wildlife': [16.0, 47.0], 'Rerc': [16.0, 47.0]} | 56370 | 10385 | 0.18 | 45985 | 0.82 | 9013 | 0.16 |  |  | 16711 | 0.3 | 0.27 | 2596 | 0.05 | 120 | 0 |  | 23218 | 0.41 | 26030 | 0.46 | 17349 | 0.31 | 39020 | 20558 | 0.36 | 35812 | 27048 | 0.48 | 29322 | 41752 | 0.74 | 14618 | 18484 | 0.33 | 37886 | 4266 | 0.08 | 52104
157 | Sanger | PGE Fresno | {'Malaga': [6.4, 17905.0], 'McCall': [6.9, 18490.0], 'California Ave': [8.5, 13953.0], 'Clovis': [9.1, 13799.0], 'Wahtoke': [10.8, 8553.0], 'West Fresno': [11.5, 5596.0], 'Bullard': [11.9, 4591.0], 'Ashlan': [13.3, 396.0], 'Reedley': [14.8, 3242.0], 'Kearney (New)': [15.0, 1332.0], 'Woodward': [15.2, 659.0], 'Kingsburg': [15.3, 2771.0]} | 271627 | 49557 | 0.18 | 222070 | 0.82 | 13496 | 0.05 |  |  | 136837 | 0.5 | 0.23 | 47126 | 0.17 | 141830 | 0.52 |  | 53392 | 0.2 | 0 | 0 | 71113 | 0.26 | 200514 | 42242 | 0.16 | 229385 | 48287 | 0.18 | 223339 | 86030 | 0.32 | 185597 | 38475 | 0.14 | 233152 | 19256 | 0.07 | 252371
158 | Lammers | PGE GBA | {'GWF Tracy': [0.7, 2190.0], 'Tesla': [4.7, 1761.0], 'Midway Green Ridge Services': [6.0, 1703.0], 'Kasson': [7.7, 2279.0], 'Tracy': [8.1, 1703.0], 'Kelso': [9.0, 1646.0], 'Delta PP': [9.9, 993.0], 'Delta Pumps': [9.9, 995.0], 'Windmaster': [10.8, 404.0], 'Altamont': [11.1, 247.0], 'Altamont Midway (Sandhill)': [11.1, 255.0], 'Vierra': [12.5, 127.0], 'Manteca': [15.1, 16.0], 'Westley': [17.4, 405.0], 'Ripon': [18.2, 0.0], 'New Sub - Westley - Quinto (Proposed)': [19.2, 1.0]} | 287526 | 3932 | 0.01 | 283594 | 0.99 | 80835 | 0.28 |  |  | 176031 | 0.61 | 0.15 | 18024 | 0.06 | 121032 | 0.42 |  | 111741 | 0.39 | 22230 | 0.08 | 156407 | 0.54 | 131119 | 101273 | 0.35 | 186253 | 103115 | 0.36 | 184411 | 176847 | 0.62 | 110679 | 72458 | 0.25 | 215068 | 14695 | 0.05 | 272831
159 | Chevmain | SCE Metro | {'El Segundo': [1.2, 60.0], 'El Nido': [1.8, 60.0], 'Redondo': [3.9, 57.0], 'La Fresa': [4.6, 57.0], 'Windsor': [7.0, 21.0], 'La Cienega': [7.0, 21.0], 'Arcogen': [10.8, 36.0]} | 4008 | 1262 | 0.31 | 2746 | 0.69 | 431 | 0.11 |  |  | 2343 | 0.58 | 0.2 | 0 | 0 | 0 | 0 |  | 61 | 0.02 | 435 | 0.11 | 47 | 0.01 | 3961 | 118 | 0.03 | 3890 | 2491 | 0.62 | 1517 | 2538 | 0.63 | 1470 | 76 | 0.02 | 3932 | 128 | 0.03 | 3880
160 | Telegraph Canyon | SDGE Imperial | {'Salt Creek': [3.4, 173.0], 'Miguel': [3.4, 185.0], 'Otay': [3.8, 211.0], 'Bay Boulevard': [5.0, 171.0], 'San Ysidro': [5.3, 201.0], 'Imperial Beach': [6.0, 171.0], 'Otay Mesa': [7.5, 49.0], 'Silvergate': [8.4, 164.0], 'Vine': [11.7, 161.0], 'Mission': [12.3, 158.0], 'Old Town': [13.5, 158.0], 'Point Loma': [14.5, 158.0]} | 23991 | 1551 | 0.06 | 22440 | 0.94 | 4348 | 0.18 |  |  | 8985 | 0.37 | 0.21 | 79 | 0 | 14 | 0 |  | 9083 | 0.38 | 7088 | 0.3 | 5612 | 0.23 | 18378 | 15639 | 0.65 | 8352 | 21709 | 0.9 | 2282 | 22205 | 0.93 | 1786 | 6896 | 0.29 | 17095 | 1337 | 0.06 | 22653
161 | Grant | PGE GBA | {'San Leandro U': [2.8, 1568.0], 'Eastshore': [4.0, 1576.0], 'Mt Eden': [4.2, 1341.0], 'Mt. Eden': [4.2, 1341.0], 'Edes': [5.0, 1566.0], 'Castro Valley': [5.5, 1262.0], 'Oakland J': [7.0, 1526.0], 'Dumbarton': [9.7, 48.0], 'Oakland X': [10.1, 1520.0], 'Oakland C': [11.0, 1520.0], 'Oakland L': [11.4, 1512.0], 'Moraga': [12.3, 932.0], 'Burlingame': [12.4, 222.0], 'Ravenswood': [12.5, 264.0], 'Millbrae': [13.4, 222.0], 'SAN FRAN A (POTRERO PP)': [13.7, 893.0], 'Potrero': [13.7, 899.0], 'Martin': [13.8, 548.0], 'Cooley Landing': [13.9, 6.0], 'Jefferson': [16.4, 222.0], 'Sobrante': [16.5, 67.0], 'Menlo': [16.8, 33.0], 'El Cerrito G': [18.7, 40.0]} | 33261 | 3846 | 0.12 | 29415 | 0.88 | 4046 | 0.12 |  |  | 22630 | 0.68 | 0.3 | 6 | 0 | 0 | 0 |  | 21185 | 0.64 | 0 | 0 | 19959 | 0.6 | 13302 | 7448 | 0.22 | 25813 | 20155 | 0.61 | 13106 | 28142 | 0.85 | 5119 | 13110 | 0.39 | 20151 | 2366 | 0.07 | 30896
162 | East Marysville | PGE NGBA | {'Olivehurst': [5.1, 15077.0], 'Pease': [5.4, 8779.0], 'Bogue': [5.8, 15946.0], 'Greenleaf 1': [10.4, 5739.0], 'Sutter Power': [10.4, 5778.0], 'Honcut': [11.1, 3131.0], 'Rio Oso': [16.7, 5123.0], 'East Nicolaus': [17.7, 2015.0], 'Meridian': [18.6, 255.0]} | 289481 | 30764 | 0.11 | 258717 | 0.89 | 14780 | 0.05 |  |  | 206465 | 0.71 | 0.15 | 80404 | 0.28 | 115504 | 0.4 |  | 61201 | 0.21 | 0 | 0 | 153149 | 0.53 | 136332 | 19928 | 0.07 | 269553 | 66267 | 0.23 | 223214 | 201506 | 0.7 | 87975 | 25468 | 0.09 | 264013 | 30795 | 0.11 | 258686
163 | Caribou 2 | PGE NGBA | {'Caribou': [0.0, 17358.0], 'Belden': [7.7, 4100.0], 'Bucks Creek': [9.9, 1399.0], 'Grizzly': [15.4, 13.0], 'Rock Creek': [16.3, 13.0], 'Rock Creek 1': [16.3, 13.0]} | 163872 | 47242 | 0.29 | 116630 | 0.71 | 115854 | 0.71 |  |  | 39051 | 0.24 | 0.13 | 5113 | 0.03 | 0 | 0 |  | 86017 | 0.52 | 40424 | 0.25 | 24288 | 0.15 | 139584 | 75381 | 0.46 | 88491 | 65170 | 0.4 | 98702 | 98268 | 0.6 | 65604 | 48907 | 0.3 | 114965 | 14104 | 0.09 | 149768
164 | Dixon Landing | PGE GBA | {'Los Esteros': [2.2, 1493.0], 'Nortech': [3.3, 1115.0], 'Newark': [4.6, 1184.0], 'Trimble': [5.3, 905.0], 'Scott': [5.9, 904.0], 'Fremont': [6.2, 1181.0], 'FMC': [7.7, 901.0], 'San Jose B': [8.2, 899.0], 'Whisman': [8.8, 6.0], 'San Jose A': [9.1, 899.0], 'Mountain View': [9.6, 6.0], 'Dumbarton': [10.2, 632.0], 'Stone': [11.1, 899.0], 'Cooley Landing': [11.3, 6.0], 'El Patio': [11.6, 112.0], 'Evergreen': [11.6, 899.0], 'Swift': [11.6, 899.0], 'Ravenswood': [12.0, 6.0], 'Piercy': [15.0, 264.0], 'Vineyard': [15.2, 933.0], 'Menlo': [15.4, 4.0], 'Mt Eden': [15.6, 110.0], 'Mt. Eden': [15.6, 110.0], 'Eastshore': [15.8, 33.0], 'Edenvale': [16.3, 264.0], 'Santa Teresa': [16.8, 264.0], 'Castro Valley': [18.0, 33.0], 'Metcalf 1': [19.0, 23.0], 'Los Positas': [19.8, 65.0], 'Las Positas': [19.8, 67.0]} | 56224 | 4286 | 0.08 | 51937 | 0.92 | 26553 | 0.47 |  |  | 26536 | 0.47 | 0.07 | 170 | 0 | 107 | 0 |  | 52408 | 0.93 | 2383 | 0.04 | 34304 | 0.61 | 21920 | 21178 | 0.38 | 35045 | 25971 | 0.46 | 30253 | 39947 | 0.71 | 16276 | 39216 | 0.7 | 17008 | 3895 | 0.07 | 52328
165 | New Sub - Gates - Templeton (Proposed) | PGE Kern | {'New Sub - Gates - Templeton (Proposed)': [0.0, 20113.0], 'Avenal': [6.9, 17775.0], 'Gates': [8.5, 14598.0], 'Cal Flats': [13.3, 402.0]} | 308114 | 34444 | 0.11 | 273670 | 0.89 | 98117 | 0.32 |  |  | 204350 | 0.66 | 0.07 | 34067 | 0.11 | 95661 | 0.31 |  | 87675 | 0.28 | 14068 | 0.05 | 138487 | 0.45 | 169627 | 19978 | 0.06 | 288136 | 80671 | 0.26 | 227443 | 180295 | 0.59 | 127819 | 90822 | 0.29 | 217292 | 2259 | 0.01 | 305856
166 | Westley | PGE Fresno | {'New Sub - Westley - Quinto (Proposed)': [0.1, 3285.0], 'Westley': [4.6, 1783.0], 'Salado': [8.0, 2147.0], 'Stanislaus Resource Recovery Facility': [10.4, 1933.0], 'Crow Creek': [11.2, 1882.0], 'Fink (Proposed)': [11.4, 1864.0], 'Crows Landing': [12.5, 1889.0], 'Kasson': [17.0, 45.0], 'Ripon': [17.3, 37.0], 'Lammers': [19.1, 6.0], 'Miller': [19.4, 168.0], 'GWF Tracy': [19.5, 6.0], 'Vierra': [19.7, 1.0], 'Manteca': [19.8, 4.0]} | 315043 | 14293 | 0.05 | 300750 | 0.95 | 85412 | 0.27 |  |  | 193243 | 0.61 | 0.11 | 23910 | 0.08 | 149363 | 0.47 |  | 96618 | 0.31 | 37795 | 0.12 | 193785 | 0.62 | 121258 | 54127 | 0.17 | 260916 | 73609 | 0.23 | 241434 | 211124 | 0.67 | 103919 | 109229 | 0.35 | 205814 | 9887 | 0.03 | 305156
167 | Antelope | SCE Northern | {'Rosamond': [12.8, 23229.0], 'Neenach': [12.9, 11315.0], 'Whirlwind': [14.2, 14655.0], 'Vincent': [17.4, 2596.0]} | 211284 | 91454 | 0.43 | 119830 | 0.57 | 16447 | 0.08 |  |  | 43385 | 0.21 | 0.5 | 4149 | 0.02 | 3687 | 0.02 |  | 36690 | 0.17 | 31083 | 0.15 | 23777 | 0.11 | 187507 | 59280 | 0.28 | 152004 | 47624 | 0.23 | 163660 | 91581 | 0.43 | 119703 | 42565 | 0.2 | 168718 | 8851 | 0.04 | 202433
168 | Atwater | PGE Fresno | {'Cressey': [4.9, 16784.0], 'Merced': [9.2, 833.0], 'Wilson': [12.2, 564.0], 'El Nido': [18.4, 341.0]} | 287496 | 67842 | 0.24 | 219654 | 0.76 | 50746 | 0.18 |  |  | 188792 | 0.66 | 0.11 | 127239 | 0.44 | 108189 | 0.38 |  | 36590 | 0.13 | 0 | 0 | 91044 | 0.32 | 196452 | 79017 | 0.27 | 208479 | 99489 | 0.35 | 188007 | 141982 | 0.49 | 145515 | 13705 | 0.05 | 273791 | 28479 | 0.1 | 259017
169 | Pine Flat | PGE Fresno | {'Balch': [14.1, 14.0], 'Balch 2': [14.2, 14.0], 'Balch 1': [14.6, 14.0]} | 241911 | 17455 | 0.07 | 224456 | 0.93 | 53867 | 0.22 |  |  | 127273 | 0.53 | 0.15 | 26798 | 0.11 | 26783 | 0.11 |  | 144915 | 0.6 | 3194 | 0.01 | 147013 | 0.61 | 94899 | 73717 | 0.3 | 168195 | 88433 | 0.37 | 153478 | 185869 | 0.77 | 56043 | 122964 | 0.51 | 118947 | 17409 | 0.07 | 224502
170 | Murray | SDGE Imperial | {'Spring Valley': [3.8, 2.0], 'Elliot': [4.1, 3.0], 'Elliott': [4.2, 3.0], 'Mission': [6.6, 3.0], 'Kearny': [6.9, 3.0], 'Mesa Heights': [8.2, 3.0], 'Silvergate': [9.6, 3.0], 'Vine': [9.7, 3.0], 'Old Town': [9.9, 3.0], 'Point Loma': [12.6, 3.0], 'Bay Boulevard': [13.3, 3.0], 'Imperial Beach': [15.0, 0.0]} | 39427 | 2488 | 0.06 | 36939 | 0.94 | 4927 | 0.12 |  |  | 14867 | 0.38 | 0.24 | 183 | 0 | 81 | 0 |  | 11989 | 0.3 | 21516 | 0.55 | 18058 | 0.46 | 21369 | 20934 | 0.53 | 18493 | 30683 | 0.78 | 8744 | 36772 | 0.93 | 2655 | 8884 | 0.23 | 30542 | 1474 | 0.04 | 37953
171 | Lathrop | SCE EOP | {'Jackass (DOE)': [9.0, 8298.0], 'Valley Switch': [9.4, 40509.0], 'Valley (VEA)': [11.3, 43177.0]} | 249633 | 116676 | 0.47 | 132957 | 0.53 | 0 | 0 |  |  | 0 | 0 | 0 | 0 | 0 | 0 | 0 |  | 0 | 0 | 0 | 0 | 0 | 0 | 249633 | 0 | 0 | 249633 | 0 | 0 | 249633 | 0 | 0 | 249633 | 0 | 0 | 249633 | 30 | 0 | 249603
172 | Semitropic | PGE Kern | {'Charca': [6.3, 14043.0], 'Ganso': [7.0, 12207.0], 'Goose Lake': [7.9, 9309.0], 'Smyrna': [8.2, 12342.0], 'Shafter': [9.0, 7050.0], 'Famoso': [13.1, 532.0], 'Midway': [13.7, 3372.0], 'Rio Bravo': [14.8, 1597.0], 'Lerdo': [17.4, 239.0], 'Tupman': [19.5, 111.0]} | 327614 | 49735 | 0.15 | 277879 | 0.85 | 36944 | 0.11 |  |  | 272541 | 0.83 | 0.09 | 84076 | 0.26 | 200155 | 0.61 |  | 24648 | 0.08 | 0 | 0 | 83031 | 0.25 | 244583 | 26605 | 0.08 | 301009 | 113060 | 0.35 | 214554 | 165220 | 0.5 | 162394 | 2079 | 0.01 | 325535 | 16209 | 0.05 | 311405
173 | Hopland | PGE NGBA | {'Hartley': [10.8, 5996.0], 'Ukiah': [13.2, 2967.0], 'Calpella': [16.7, 1595.0], 'Eagle Rock': [17.6, 24.0], 'Konocti': [18.4, 82.0]} | 182535 | 20957 | 0.11 | 161578 | 0.89 | 8900 | 0.05 |  |  | 150591 | 0.82 | 0.1 | 7414 | 0.04 | 11378 | 0.06 |  | 86989 | 0.48 | 76390 | 0.42 | 100205 | 0.55 | 82331 | 58191 | 0.32 | 124344 | 83014 | 0.45 | 99521 | 140871 | 0.77 | 41664 | 80256 | 0.44 | 102279 | 2514 | 0.01 | 180022
174 | Point Loma | SDGE Imperial | {'Old Town': [2.9, 1060.0], 'Vine': [3.2, 1060.0], 'Silvergate': [6.1, 1017.0], 'Mission': [6.3, 1059.0], 'Mesa Heights': [7.5, 833.0], 'Kearny': [8.6, 832.0], 'Elliott': [9.8, 760.0], 'Elliot': [9.9, 758.0], 'Bay Boulevard': [12.2, 695.0], 'Penasquitos': [12.3, 56.0], 'Murray': [12.6, 3.0], 'Spring Valley': [13.4, 69.0], 'Imperial Beach': [13.5, 408.0], 'Otay': [14.4, 167.0], 'Telegraph Canyon': [14.5, 158.0], 'North City Metering': [15.1, 42.0], 'Miguel': [15.1, 140.0], 'Salt Creek': [15.2, 127.0], 'San Ysidro': [17.3, 145.0]} | 6172 | 1046 | 0.17 | 5126 | 0.83 | 2806 | 0.45 |  |  | 661 | 0.11 | 0.21 | 0 | 0 | 0 | 0 |  | 727 | 0.12 | 0 | 0 | 780 | 0.13 | 5392 | 1667 | 0.27 | 4504 | 4298 | 0.7 | 1874 | 5049 | 0.82 | 1123 | 67 | 0.01 | 6104 | 127 | 0.02 | 6045
175 | Whirlwind | SCE Northern | {'Neenach': [6.9, 39706.0], 'Rosamond': [11.2, 22046.0], 'Antelope': [14.2, 14655.0], 'Windhub': [15.0, 2622.0], 'Highwind': [17.0, 352.0]} | 273608 | 101083 | 0.37 | 172525 | 0.63 | 26825 | 0.1 |  |  | 84066 | 0.31 | 0.38 | 5776 | 0.02 | 4472 | 0.02 |  | 47089 | 0.17 | 12964 | 0.05 | 64014 | 0.23 | 209595 | 101443 | 0.37 | 172165 | 75549 | 0.28 | 198059 | 154257 | 0.56 | 119351 | 62235 | 0.23 | 211374 | 4501 | 0.02 | 269107 | 10.1083
176 | Gould | SCE Metro | {'Eagle Rock': [4.9, 200.0], 'Windsor': [18.5, 3.0], 'La Cienega': [18.8, 3.0]} | 2475 | 929 | 0.38 | 1547 | 0.62 | 63 | 0.03 |  |  | 1745 | 0.71 | 0.11 | 4 | 0 | 49 | 0.02 |  | 1814 | 0.73 | 38 | 0.02 | 873 | 0.35 | 1603 | 0 | 0 | 2475 | 15 | 0.01 | 2460 | 888 | 0.36 | 1587 | 1062 | 0.43 | 1413 | 234 | 0.09 | 2242
177 | Burney Forest | PGE NGBA | {'Burney Forest Power': [0.0, 45596.0], 'Carberry': [2.4, 41458.0], 'New Sub - Pit 1 - Cottonwood (Proposed)': [6.7, 26316.0], 'Pit 3': [8.5, 18857.0], 'Pit 4': [10.3, 11729.0], 'Cove Road': [11.1, 10395.0], 'Round Mt.': [12.5, 6166.0], 'Pit 1': [13.7, 10578.0], 'James B Black': [15.7, 554.0]} | 258782 | 81073 | 0.31 | 177709 | 0.69 | 146898 | 0.57 |  |  | 104839 | 0.41 | 0.05 | 8380 | 0.03 | 94 | 0 |  | 134438 | 0.52 | 10382 | 0.04 | 110619 | 0.43 | 148163 | 44334 | 0.17 | 214448 | 44661 | 0.17 | 214121 | 136200 | 0.53 | 122582 | 73212 | 0.28 | 185570 | 17842 | 0.07 | 240940
178 | GWF Hanford | PGE Fresno | {'Guernsey': [3.1, 78569.0], 'Lemoore': [8.8, 37040.0], 'Waukena': [9.9, 44055.0], 'Leprino': [10.5, 41511.0], 'Corcoran': [12.2, 27747.0], 'Henrietta': [14.3, 20958.0], 'Mustang': [15.3, 16860.0], 'Kingsburg': [15.6, 7568.0]} | 372436 | 170364 | 0.46 | 202072 | 0.54 | 38128 | 0.1 |  |  | 285734 | 0.77 | 0.12 | 180055 | 0.48 | 149770 | 0.4 |  | 116 | 0 | 0 | 0 | 25329 | 0.07 | 347106 | 12830 | 0.03 | 359606 | 33827 | 0.09 | 338608 | 56686 | 0.15 | 315750 | 678 | 0 | 371758 | 11900 | 0.03 | 360535
179 | San Ramon | PGE GBA | {'Tassajara': [4.1, 1520.0], 'North Dublin': [4.2, 1596.0], 'Vineyard': [6.8, 1596.0], 'Castro Valley': [7.8, 30.0], 'Cayetano': [8.9, 1569.0], 'Los Positas': [11.4, 1566.0], 'Las Positas': [11.4, 1566.0], 'Vasco': [12.2, 1557.0], 'Altamont Midway (Sandhill)': [14.0, 1446.0], 'Altamont': [14.0, 1451.0], 'Fremont': [14.2, 75.0], 'Windmaster': [16.4, 1109.0], 'Delta Pumps': [17.5, 422.0], 'Delta PP': [17.5, 423.0], 'Kelso': [18.4, 0.0], 'Midway Green Ridge Services': [19.0, 31.0]} | 90315 | 5206 | 0.06 | 85108 | 0.94 | 15298 | 0.17 |  |  | 66452 | 0.74 | 0.14 | 2439 | 0.03 | 287 | 0 |  | 83993 | 0.93 | 885 | 0.01 | 55173 | 0.61 | 35142 | 44168 | 0.49 | 46147 | 62936 | 0.7 | 27379 | 76880 | 0.85 | 13434 | 38760 | 0.43 | 51554 | 6049 | 0.07 | 84265
180 | Stanislaus | PGE Fresno | {'Crow Creek': [0.9, 10915.0], 'Fink (Proposed)': [1.1, 9477.0], 'Salado': [2.5, 9616.0], 'Crows Landing': [3.0, 11782.0], 'Miller': [9.3, 4538.0], 'New Sub - Westley - Quinto (Proposed)': [10.3, 1965.0], 'Westley': [13.9, 426.0], 'Quinto': [18.9, 24.0]} | 304908 | 35713 | 0.12 | 269195 | 0.88 | 83016 | 0.27 |  |  | 185973 | 0.61 | 0.11 | 40297 | 0.13 | 131629 | 0.43 |  | 98985 | 0.32 | 26570 | 0.09 | 138238 | 0.45 | 166670 | 27700 | 0.09 | 277208 | 49176 | 0.16 | 255731 | 160657 | 0.53 | 144250 | 100504 | 0.33 | 204404 | 9286 | 0.03 | 295622
181 | Magunden | SCE Northern | {'Columbus': [2.8, 8389.0], 'Cal Water': [4.4, 8078.0], 'Casaloma': [4.8, 7846.0], 'Bakersfield': [5.0, 6036.0], 'Unknown - 3327': [5.5, 10582.0], 'Lamont': [5.6, 10581.0], 'West Park': [6.7, 4414.0], 'Panama': [7.2, 6127.0], 'Sycamore': [7.4, 3156.0], 'Kern Oil': [7.8, 2206.0], 'Grimmway-Malaga': [8.6, 10587.0], 'Stockdale': [8.7, 4564.0], 'Rosedale': [8.8, 2510.0], 'Kern Power': [9.9, 1497.0], 'Tevis': [12.0, 1254.0], 'Renfro': [13.7, 6.0], 'Old River': [14.6, 1923.0], 'Wheeler Ridge': [19.2, 879.0]} | 263687 | 44323 | 0.17 | 219364 | 0.83 | 37817 | 0.14 |  |  | 202945 | 0.77 | 0.12 | 18390 | 0.07 | 99396 | 0.38 |  | 80744 | 0.31 | 38 | 0 | 116159 | 0.44 | 147528 | 39300 | 0.15 | 224388 | 73735 | 0.28 | 189952 | 136760 | 0.52 | 126927 | 61573 | 0.23 | 202114 | 5874 | 0.02 | 257813
182 | Alamitos | SCE Metro | {'Del Amo': [5.8, 1888.0], 'Long Beach': [7.2, 2095.0], 'Barre': [7.4, 2.0], 'Harborgen': [7.4, 2095.0], 'Hinson': [8.0, 2095.0], 'Arcogen': [9.0, 2093.0], 'Lighthipe': [9.1, 1814.0], 'Ellis': [10.5, 2.0], 'Huntington Beach': [10.8, 2.0], 'La Fresa': [15.2, 464.0], 'Redondo': [17.5, 1.0]} | 9546 | 2127 | 0.22 | 7418 | 0.78 | 1085 | 0.11 |  |  | 2889 | 0.3 | 0.51 | 0 | 0 | 0 | 0 |  | 0 | 0 | 0 | 0 | 0 | 0 | 9546 | 1407 | 0.15 | 8139 | 7387 | 0.77 | 2159 | 7387 | 0.77 | 2159 | 0 | 0 | 9546 | 338 | 0.04 | 9207
183 | Valley Springs | PGE GBA | {'Clay': [12.7, 163.0], 'Rancho Seco - Bellota (Proposed)': [13.8, 35.0], 'Camanche': [14.0, 52.0]} | 209355 | 8480 | 0.04 | 200876 | 0.96 | 17204 | 0.08 |  |  | 129898 | 0.62 | 0.16 | 4689 | 0.02 | 1752 | 0.01 |  | 130249 | 0.62 | 1273 | 0.01 | 184586 | 0.88 | 24769 | 43934 | 0.21 | 165421 | 76731 | 0.37 | 132624 | 192439 | 0.92 | 16917 | 115635 | 0.55 | 93721 | 14860 | 0.07 | 194495
184 | Blythe | SCE Eastern | {'Colorado River': [12.5, 10949.0]} | 226113 | 51100 | 0.23 | 175012 | 0.77 | 47801 | 0.21 |  |  | 124070 | 0.55 | 0.11 | 21210 | 0.09 | 63817 | 0.28 |  | 0 | 0 | 0 | 0 | 64800 | 0.29 | 161312 | 68646 | 0.3 | 157466 | 46894 | 0.21 | 179219 | 94177 | 0.42 | 131935 | 64309 | 0.28 | 161803 | 5789 | 0.03 | 220324
185 | Midway | PGE Kern | {'Ganso': [6.8, 15287.0], 'Tupman': [10.7, 8827.0], 'Shafter': [10.7, 10706.0], 'Rio Bravo': [11.0, 9874.0], 'Norco': [11.5, 2850.0], 'Temblor': [13.7, 25.0], 'Semitropic': [13.7, 3372.0], 'Goose Lake': [15.5, 2602.0], 'Charca': [15.9, 1816.0], 'Renfro': [16.2, 3951.0], 'Kernridge': [16.3, 32.0], '7th Standard': [18.1, 1353.0], 'Lerdo': [18.1, 1823.0], 'Famoso': [19.7, 9.0]} | 311682 | 38030 | 0.12 | 273652 | 0.88 | 60654 | 0.19 |  |  | 235377 | 0.76 | 0.09 | 44011 | 0.14 | 154770 | 0.5 |  | 9669 | 0.03 | 0 | 0 | 57973 | 0.19 | 253709 | 69064 | 0.22 | 242618 | 177275 | 0.57 | 134407 | 188095 | 0.6 | 123587 | 2679 | 0.01 | 309003 | 22640 | 0.07 | 289043
186 | Buena Vista | PGE GBA | {'Salinas': [2.3, 14790.0], 'Crazy Horse Canyon': [9.0, 9630.0], 'Moss Landing': [13.3, 6587.0]} | 178247 | 28462 | 0.16 | 149785 | 0.84 | 30223 | 0.17 |  |  | 120086 | 0.67 | 0.13 | 7892 | 0.04 | 63132 | 0.35 |  | 64518 | 0.36 | 12482 | 0.07 | 43999 | 0.25 | 134247 | 15364 | 0.09 | 162883 | 31757 | 0.18 | 146490 | 66698 | 0.37 | 111549 | 48589 | 0.27 | 129658 | 9416 | 0.05 | 168831
187 | Crows Landing | PGE Fresno | {'Crow Creek': [2.8, 11093.0], 'Stanislaus Resource Recovery Facility': [3.0, 11782.0], 'Fink (Proposed)': [3.1, 9529.0], 'Salado': [4.6, 11317.0], 'Miller': [8.8, 5085.0], 'New Sub - Westley - Quinto (Proposed)': [12.5, 1921.0], 'Westley': [15.5, 395.0], 'Quinto': [17.9, 45.0]} | 310408 | 47082 | 0.15 | 263326 | 0.85 | 69254 | 0.22 |  |  | 193483 | 0.62 | 0.13 | 51010 | 0.16 | 140189 | 0.45 |  | 93638 | 0.3 | 14993 | 0.05 | 120372 | 0.39 | 190036 | 28127 | 0.09 | 282281 | 49058 | 0.16 | 261350 | 144648 | 0.47 | 165760 | 83495 | 0.27 | 226913 | 11231 | 0.04 | 299177
188 | Villa Park | SCE Metro | {'Serrano': [2.7, 465.0], 'Lewis': [3.7, 127.0], 'Johanna': [7.2, 348.0], 'Olinda': [10.4, 89.0], 'Santiago': [11.1, 348.0], 'Walnut': [14.9, 81.0], 'Viejo': [15.1, 224.0], 'Chino': [15.5, 42.0]} | 20578 | 2307 | 0.11 | 18272 | 0.89 | 1894 | 0.09 |  |  | 10908 | 0.53 | 0.5 | 64 | 0 | 264 | 0.01 |  | 9210 | 0.45 | 5142 | 0.25 | 7095 | 0.34 | 13483 | 3329 | 0.16 | 17250 | 9223 | 0.45 | 11355 | 15534 | 0.75 | 5045 | 8134 | 0.4 | 12444 | 2178 | 0.11 | 18400
189 | California Ave | PGE Fresno | {'Malaga': [2.8, 22792.0], 'West Fresno': [3.0, 18489.0], 'Ashlan': [6.2, 7021.0], 'Kearney (New)': [6.6, 13791.0], 'Bullard': [7.3, 6936.0], 'Sanger': [8.5, 13953.0], 'Clovis': [8.7, 9227.0], 'Fig Garden': [8.8, 4360.0], 'Figarden': [8.8, 4373.0], 'McCall': [10.2, 13471.0], 'Woodward': [12.3, 528.0], 'Herndon': [12.3, 2975.0], 'Gregg': [12.5, 2808.0], 'Mc Mullin': [15.2, 7826.0], 'Borden': [18.6, 282.0], 'Wahtoke': [18.6, 590.0], 'Kingsburg': [18.9, 331.0]} | 273275 | 70984 | 0.26 | 202292 | 0.74 | 2595 | 0.01 |  |  | 167151 | 0.61 | 0.23 | 64921 | 0.24 | 168505 | 0.62 |  | 25369 | 0.09 | 0 | 0 | 29284 | 0.11 | 243992 | 28799 | 0.11 | 244477 | 28676 | 0.1 | 244600 | 40547 | 0.15 | 232729 | 4920 | 0.02 | 268355 | 12880 | 0.05 | 260395
190 | Calpella | PGE NGBA | {'Mendocino': [3.7, 13018.0], 'Ukiah': [3.8, 11093.0], 'Hartley': [16.2, 269.0], 'Hopland': [16.7, 1595.0]} | 193416 | 32338 | 0.17 | 161078 | 0.83 | 5240 | 0.03 |  |  | 159937 | 0.83 | 0.1 | 4776 | 0.02 | 10626 | 0.05 |  | 93796 | 0.48 | 21261 | 0.11 | 70333 | 0.36 | 123083 | 49838 | 0.26 | 143578 | 80770 | 0.42 | 112646 | 126066 | 0.65 | 67350 | 90930 | 0.47 | 102486 | 3683 | 0.02 | 189733
191 | Tevis | PGE Kern | {'Stockdale': [3.4, 10650.0], 'Kern Power': [4.6, 6695.0], 'Rosedale': [4.9, 6835.0], 'Renfro': [5.1, 4478.0], 'West Park': [6.2, 5658.0], 'Panama': [6.2, 9262.0], 'Casaloma': [7.2, 6362.0], 'Old River': [7.9, 9772.0], 'Tupman': [8.3, 2009.0], '7th Standard': [8.4, 2019.0], 'Bakersfield': [8.4, 3941.0], 'Norco': [10.4, 2421.0], 'Kern Oil': [10.4, 2444.0], 'Rio Bravo': [11.3, 1983.0], 'Columbus': [11.9, 1136.0], 'Magunden': [12.0, 1254.0], 'Sycamore': [12.1, 2094.0], 'Lerdo': [12.6, 1983.0], 'Cal Water': [14.6, 1107.0], 'Unknown - 3327': [15.0, 1656.0], 'Lamont': [15.1, 1596.0], 'Grimmway-Malaga': [15.8, 1869.0], 'Midway - Wheeler Ridge (Proposed)': [15.8, 2713.0], 'Lakeview': [15.8, 4648.0], 'Mt Poso': [15.9, 1477.0], 'Shafter': [17.2, 856.0], 'Copus': [17.8, 1085.0], 'Wheeler Ridge': [18.2, 762.0]} | 294852 | 50761 | 0.17 | 244091 | 0.83 | 49253 | 0.17 |  |  | 219448 | 0.74 | 0.12 | 60510 | 0.21 | 142297 | 0.48 |  | 15000 | 0.05 | 0 | 0 | 56475 | 0.19 | 238377 | 87509 | 0.3 | 207343 | 133097 | 0.45 | 161755 | 152009 | 0.52 | 142843 | 572 | 0 | 294280 | 19659 | 0.07 | 275193
192 | Cal Water | PGE Kern | {'Columbus': [2.7, 13798.0], 'Magunden': [4.4, 8078.0], 'Sycamore': [5.4, 9728.0], 'Bakersfield': [6.3, 10487.0], 'Kern Oil': [6.8, 8778.0], 'Casaloma': [7.9, 5909.0], 'West Park': [8.5, 6490.0], 'Unknown - 3327': [8.9, 8078.0], 'Lamont': [9.0, 8078.0], 'Poso Mt.': [10.1, 6572.0], 'Rosedale': [10.4, 4278.0], 'Panama': [11.1, 3856.0], 'Kern Power': [11.4, 2909.0], 'Stockdale': [11.9, 2823.0], 'Grimmway-Malaga': [12.4, 8078.0], '7th Standard': [12.9, 4174.0], 'Mt Poso': [13.2, 6572.0], 'Tevis': [14.6, 1107.0], 'Lerdo': [15.1, 5190.0], 'Old River': [18.6, 199.0]} | 257357 | 42994 | 0.17 | 214363 | 0.83 | 52873 | 0.21 |  |  | 188159 | 0.73 | 0.09 | 8215 | 0.03 | 61326 | 0.24 |  | 120893 | 0.47 | 3556 | 0.01 | 147610 | 0.57 | 109748 | 48557 | 0.19 | 208800 | 80481 | 0.31 | 176876 | 158243 | 0.61 | 99115 | 91483 | 0.36 | 165874 | 4123 | 0.02 | 253234
193 | Boulevard East | SDGE Imperial | {'Carrizo Gorge': [4.2, 25399.0], 'Crestwood': [5.4, 25673.0], 'East County': [9.3, 4708.0], 'Cameron': [12.5, 14313.0], 'Suncrest - Ocotillo (Proposed)': [13.7, 12905.0], 'Ocotillo Express': [14.4, 929.0]} | 111887 | 33399 | 0.3 | 78488 | 0.7 | 33047 | 0.3 |  |  | 62944 | 0.56 | 0.09 | 233 | 0 | 207 | 0 |  | 25198 | 0.23 | 71109 | 0.64 | 10070 | 0.09 | 101817 | 21318 | 0.19 | 90569 | 31079 | 0.28 | 80807 | 50849 | 0.45 | 61038 | 42376 | 0.38 | 69511 | 2289 | 0.02 | 109598
194 | Margarita | SDGE Imperial | {'Rancho Mission Viejo': [2.4, 1757.0], 'Trabuco': [2.7, 1451.0], 'Q1806': [3.0, 1637.0], 'Capistrano': [3.4, 1842.0], 'Talega': [7.5, 1741.0], 'North of SONGS': [7.6, 1730.0], 'Viejo': [8.2, 648.0], 'Santiago': [11.3, 190.0], 'San Onofre': [13.2, 355.0], 'Johanna': [17.1, 188.0]} | 28418 | 2420 | 0.09 | 25998 | 0.91 | 6082 | 0.21 |  |  | 15691 | 0.55 | 0.31 | 213 | 0.01 | 40 | 0 |  | 6391 | 0.22 | 18735 | 0.66 | 13723 | 0.48 | 14695 | 13606 | 0.48 | 14812 | 16638 | 0.59 | 11780 | 24205 | 0.85 | 4212 | 16265 | 0.57 | 12152 | 2377 | 0.08 | 26040
195 | Escondido | SDGE Imperial | {'San Marcos': [4.6, 1457.0], 'Shadowridge': [7.1, 1397.0], 'Artesian': [7.3, 1053.0], 'Lilac': [9.0, 8681.0], 'Valley Center': [9.2, 8735.0], 'Melrose': [9.6, 1218.0], 'Palomar Airport': [9.9, 651.0], 'Chicarita': [11.6, 950.0], 'Ocean Ranch': [11.8, 685.0], 'Cannon': [12.5, 261.0], 'Encina': [12.6, 201.0], 'North City Metering': [13.1, 473.0], 'Pomerado': [13.7, 503.0], 'San Luis Rey': [13.9, 598.0], 'Scripps': [14.9, 315.0], 'Sycamore Canyon': [15.3, 503.0], 'Penasquitos': [15.5, 101.0], 'Monserate': [15.7, 636.0], 'Pala': [15.9, 3529.0], 'Creelman': [16.9, 382.0], 'Pendleton': [17.9, 307.0], 'Avocado': [19.2, 232.0]} | 109163 | 29483 | 0.27 | 79680 | 0.73 | 9866 | 0.09 |  |  | 30232 | 0.28 | 0.34 | 15946 | 0.15 | 4293 | 0.04 |  | 45629 | 0.42 | 40960 | 0.38 | 49999 | 0.46 | 59164 | 23904 | 0.22 | 85259 | 32007 | 0.29 | 77155 | 61079 | 0.56 | 48084 | 27068 | 0.25 | 82095 | 7386 | 0.07 | 101777
196 | Manning | PGE Fresno | {'Manning': [0.0, 16905.0], 'Panoche': [4.4, 16282.0], 'Cheney': [4.6, 16771.0], 'Hammonds': [9.0, 8490.0], 'Tranquility': [10.4, 14096.0], 'Mendota': [11.7, 12687.0], 'Cantua': [17.9, 19.0]} | 273738 | 60699 | 0.22 | 213039 | 0.78 | 57416 | 0.21 |  |  | 213439 | 0.78 | 0.06 | 70512 | 0.26 | 117395 | 0.43 |  | 49523 | 0.18 | 4262 | 0.02 | 97182 | 0.36 | 176556 | 22778 | 0.08 | 250960 | 69017 | 0.25 | 204722 | 125048 | 0.46 | 148690 | 58211 | 0.21 | 215527 | 3312 | 0.01 | 270426
197 | Oakland C | PGE GBA | {'Oakland L': [1.0, 3814.0], 'Oakland X': [2.8, 3351.0], 'Oakland J': [4.4, 3155.0], 'Edes': [6.3, 2875.0], 'SAN FRAN A (POTRERO PP)': [6.4, 2776.0], 'Potrero': [6.4, 2780.0], 'Moraga': [7.4, 2366.0], 'El Cerrito G': [8.3, 2214.0], 'Sobrante': [8.5, 1456.0], 'San Leandro U': [9.5, 1573.0], 'Martin': [9.5, 2159.0], 'Richmond R': [10.1, 1835.0], 'Grant': [11.0, 1520.0], 'Standard Oil': [12.2, 802.0], 'Standard Oil 2': [12.3, 799.0], 'San Pablo': [13.4, 691.0], 'Castro Valley': [14.1, 1214.0], 'Millbrae': [14.6, 75.0], 'Christie': [14.8, 169.0], 'Eastshore': [15.0, 1336.0], 'Burlingame': [15.1, 44.0], 'Mt Eden': [15.1, 1292.0], 'Mt. Eden': [15.1, 1292.0]} | 42448 | 6453 | 0.15 | 35995 | 0.85 | 6197 | 0.15 |  |  | 24943 | 0.59 | 0.45 | 190 | 0 | 26 | 0 |  | 22360 | 0.53 | 0 | 0 | 17962 | 0.42 | 24485 | 20767 | 0.49 | 21680 | 30973 | 0.73 | 11475 | 35442 | 0.83 | 7005 | 9216 | 0.22 | 33232 | 2434 | 0.06 | 40014
198 | Barre | SCE Metro | {'Del Amo': [7.1, 2.0], 'Alamitos': [7.4, 2.0], 'Ellis': [8.9, 2.0], 'Huntington Beach': [11.3, 2.0], 'Hinson': [13.8, 2.0], 'Long Beach': [14.2, 2.0], 'Harborgen': [14.2, 2.0]} | 11035 | 2260 | 0.2 | 8775 | 0.8 | 616 | 0.06 |  |  | 4535 | 0.41 | 0.52 | 2 | 0 | 0 | 0 |  | 3072 | 0.28 | 0 | 0 | 2456 | 0.22 | 8578 | 1565 | 0.14 | 9470 | 5328 | 0.48 | 5706 | 7886 | 0.71 | 3149 | 1734 | 0.16 | 9301 | 963 | 0.09 | 10072
199 | Ransburg | SCE NOL | {} | 62594 | 9284 | 0.15 | 53310 | 0.85 | 18883 | 0.3 |  |  | 20402 | 0.33 | 0.64 | 0 | 0 | 0 | 0 |  | 0 | 0 | 0 | 0 | 31953 | 0.51 | 30642 | 11940 | 0.19 | 50655 | 2073 | 0.03 | 60521 | 42431 | 0.68 | 20164 | 35369 | 0.57 | 27226 | 159 | 0 | 62436
200 | Charca | PGE Kern | {'Semitropic': [6.3, 14043.0], 'Shafter': [6.6, 8164.0], 'Famoso': [6.8, 3197.0], 'Ganso': [10.2, 9661.0], 'Smyrna': [10.5, 10097.0], 'Rio Bravo': [12.1, 2871.0], 'Lerdo': [12.2, 1333.0], 'Goose Lake': [14.2, 6550.0], 'Mt Poso': [14.3, 756.0], 'Midway': [15.9, 1816.0], '7th Standard': [16.0, 820.0], 'Renfro': [17.8, 593.0], 'Tupman': [17.9, 737.0]} | 356021 | 56210 | 0.16 | 299811 | 0.84 | 23793 | 0.07 |  |  | 309153 | 0.87 | 0.1 | 74134 | 0.21 | 238798 | 0.67 |  | 30146 | 0.08 | 0 | 0 | 66843 | 0.19 | 289179 | 8518 | 0.02 | 347504 | 79545 | 0.22 | 276476 | 134381 | 0.38 | 221640 | 579 | 0 | 355442 | 13748 | 0.04 | 342274
201 | Thermalito | PGE NGBA | {'Table Mt.': [2.9, 7222.0], 'Wyandotte': [5.1, 1001.0], 'Palermo': [7.4, 985.0], 'Honcut': [13.6, 127.0], 'POE': [16.9, 16.0]} | 282458 | 26720 | 0.09 | 255737 | 0.91 | 31728 | 0.11 |  |  | 191060 | 0.68 | 0.13 | 121723 | 0.43 | 39416 | 0.14 |  | 85720 | 0.3 | 1231 | 0 | 173879 | 0.62 | 108579 | 41689 | 0.15 | 240768 | 135468 | 0.48 | 146990 | 235468 | 0.83 | 46989 | 53283 | 0.19 | 229175 | 36430 | 0.13 | 246027
202 | Live Oak | PGE GBA | {'Cosumnes': [11.1, 9939.0], 'Rancho Seco': [11.3, 9355.0], 'Lodi': [13.6, 3612.0], 'Lockeford': [13.7, 9121.0], 'Grand Island': [15.2, 132.0], 'Eight Mile': [15.4, 1092.0], 'Camanche': [16.1, 5690.0], 'Granite': [18.8, 472.0], 'Stagg': [19.7, 23.0], 'Rancho Seco - Bellota (Proposed)': [19.7, 234.0]} | 289746 | 48420 | 0.17 | 241326 | 0.83 | 17462 | 0.06 |  |  | 182842 | 0.63 | 0.2 | 104984 | 0.36 | 103160 | 0.36 |  | 21851 | 0.08 | 0 | 0 | 78771 | 0.27 | 210975 | 64441 | 0.22 | 225304 | 97432 | 0.34 | 192313 | 137102 | 0.47 | 152644 | 13765 | 0.05 | 275980 | 43424 | 0.15 | 246321
203 | Hammonds | PGE Fresno | {'Panoche': [4.8, 20977.0], 'Cheney': [7.2, 16156.0], 'Mendota': [7.9, 34882.0], 'Manning': [9.0, 8502.0], 'Oro Loma': [11.9, 30068.0], 'Tranquility': [14.2, 9392.0], 'Newhall': [18.2, 5641.0], 'Dos Amigos': [18.9, 300.0], 'Mercy Springs': [19.2, 150.0]} | 329959 | 122873 | 0.37 | 207085 | 0.63 | 34672 | 0.11 |  |  | 287617 | 0.87 | 0.07 | 132101 | 0.4 | 139583 | 0.42 |  | 44697 | 0.14 | 0 | 0 | 70319 | 0.21 | 259640 | 29687 | 0.09 | 300272 | 58529 | 0.18 | 271430 | 99805 | 0.3 | 230154 | 23307 | 0.07 | 306652 | 4278 | 0.01 | 325681
204 | Westley | PGE Fresno | {'New Sub - Westley - Quinto (Proposed)': [4.6, 1778.0], 'Westley': [4.6, 1783.0], 'Salado': [11.4, 825.0], 'Ripon': [12.7, 776.0], 'Kasson': [13.7, 553.0], 'Stanislaus Resource Recovery Facility': [13.9, 426.0], 'Crow Creek': [14.8, 375.0], 'Fink (Proposed)': [15.0, 356.0], 'Crows Landing': [15.5, 395.0], 'Manteca': [15.5, 484.0], 'Vierra': [15.6, 310.0], 'Lammers': [17.4, 405.0], 'GWF Tracy': [17.9, 316.0], 'Avena': [20.1, 4.0]} | 295042 | 14974 | 0.05 | 280068 | 0.95 | 57917 | 0.2 |  |  | 187361 | 0.64 | 0.13 | 24340 | 0.08 | 163399 | 0.55 |  | 77206 | 0.26 | 18978 | 0.06 | 169825 | 0.58 | 125217 | 48992 | 0.17 | 246050 | 61914 | 0.21 | 233128 | 181833 | 0.62 | 113209 | 72480 | 0.25 | 222562 | 9893 | 0.03 | 285149
205 | Smyrna | PGE Kern | {'Semitropic': [8.2, 12342.0], 'Charca': [10.5, 10097.0], 'Goose Lake': [10.7, 5911.0], 'Olive': [12.5, 15648.0], 'Ganso': [15.1, 5486.0], 'Famoso': [16.1, 240.0], 'Shafter': [16.1, 2202.0], 'Alpaugh': [17.1, 3478.0]} | 306637 | 65722 | 0.21 | 240915 | 0.79 | 44195 | 0.14 |  |  | 241036 | 0.79 | 0.1 | 96742 | 0.32 | 145562 | 0.47 |  | 44212 | 0.14 | 0 | 0 | 99271 | 0.32 | 207366 | 25332 | 0.08 | 281305 | 91079 | 0.3 | 215559 | 153954 | 0.5 | 152684 | 3244 | 0.01 | 303394 | 21276 | 0.07 | 285361
206 | Kem | SCE Eastern | {'Eagle Mountain': [4.0, 3426.0], 'Red Bluff': [15.1, 2568.0]} | 34103 | 7899 | 0.23 | 26204 | 0.77 | 13090 | 0.38 |  |  | 20391 | 0.6 | 0.05 | 345 | 0.01 | 0 | 0 |  | 0 | 0 | 0 | 0 | 2953 | 0.09 | 31150 | 6694 | 0.2 | 27409 | 51 | 0 | 34051 | 9568 | 0.28 | 24535 | 19720 | 0.58 | 14382 | 263 | 0.01 | 33840
207 | Potrero | PGE GBA | {'SAN FRAN A (POTRERO PP)': [0.0, 4423.0], 'Martin': [3.9, 2968.0], 'Oakland C': [6.4, 2780.0], 'Oakland L': [7.3, 2780.0], 'Oakland X': [9.1, 2673.0], 'Oakland J': [9.3, 2534.0], 'Millbrae': [10.5, 209.0], 'Edes': [10.5, 2254.0], 'Burlingame': [11.6, 132.0], 'Richmond R': [11.9, 2251.0], 'El Cerrito G': [12.0, 2604.0], 'San Leandro U': [13.3, 952.0], 'Standard Oil 2': [13.5, 1215.0], 'Standard Oil': [13.5, 1219.0], 'Grant': [13.7, 899.0], 'Moraga': [13.8, 2017.0], 'Sobrante': [14.2, 1034.0], 'San Pablo': [16.2, 638.0], 'Eastshore': [17.3, 715.0], 'Mt Eden': [17.7, 671.0], 'Mt. Eden': [17.7, 671.0], 'Castro Valley': [18.2, 593.0], 'Christie': [19.7, 109.0]} | 20409 | 6607 | 0.32 | 13803 | 0.68 | 2667 | 0.13 |  |  | 7965 | 0.39 | 0.48 | 5 | 0 | 0 | 0 |  | 319 | 0.02 | 0 | 0 | 3504 | 0.17 | 16905 | 8423 | 0.41 | 11986 | 12743 | 0.62 | 7666 | 13281 | 0.65 | 7128 | 528 | 0.03 | 19881 | 1384 | 0.07 | 19025
208 | Palermo | PGE NGBA | {'Wyandotte': [2.9, 3273.0], 'Thermalito': [7.4, 985.0], 'Table Mt.': [9.7, 361.0], 'Honcut': [10.2, 337.0], 'POE': [18.9, 76.0]} | 260111 | 24511 | 0.09 | 235599 | 0.91 | 7751 | 0.03 |  |  | 172584 | 0.66 | 0.17 | 71965 | 0.28 | 32831 | 0.13 |  | 101418 | 0.39 | 13727 | 0.05 | 192807 | 0.74 | 67303 | 28646 | 0.11 | 231465 | 78366 | 0.3 | 181745 | 224271 | 0.86 | 35839 | 54342 | 0.21 | 205768 | 34535 | 0.13 | 225576
209 | Bogue | PGE NGBA | {'Olivehurst': [4.3, 16162.0], 'Greenleaf 1': [4.7, 7846.0], 'Sutter Power': [4.7, 7883.0], 'Pease': [5.5, 8916.0], 'East Marysville': [5.8, 15946.0], 'East Nicolaus': [13.7, 3076.0], 'Rio Oso': [14.0, 5811.0], 'Meridian': [15.6, 1103.0], 'Honcut': [15.7, 2107.0]} | 319644 | 29152 | 0.09 | 290492 | 0.91 | 17309 | 0.05 |  |  | 255667 | 0.8 | 0.12 | 83520 | 0.26 | 174772 | 0.55 |  | 29459 | 0.09 | 0 | 0 | 140406 | 0.44 | 179239 | 26995 | 0.08 | 292649 | 111358 | 0.35 | 208287 | 213311 | 0.67 | 106334 | 12770 | 0.04 | 306875 | 25160 | 0.08 | 294484
210 | Balch 1 | PGE Fresno | {'Balch': [0.8, 1195.0], 'Balch 2': [0.8, 1195.0], 'Haas': [3.5, 1171.0], 'Pine Flat': [14.6, 14.0]} | 101010 | 5951 | 0.06 | 95059 | 0.94 | 68886 | 0.68 |  |  | 24645 | 0.24 | 0.05 | 5 | 0 | 0 | 0 |  | 79900 | 0.79 | 9645 | 0.1 | 17237 | 0.17 | 83773 | 42455 | 0.42 | 58555 | 33739 | 0.33 | 67271 | 62480 | 0.62 | 38530 | 69994 | 0.69 | 31016 | 4163 | 0.04 | 96847
211 | Pauba | SCE Eastern | {'Pala': [13.6, 130.0], 'Valley': [15.1, 4097.0], 'Avocado': [15.6, 1172.0]} | 162033 | 33862 | 0.21 | 128170 | 0.79 | 5725 | 0.04 |  |  | 56433 | 0.35 | 0.27 | 18659 | 0.12 | 4214 | 0.03 |  | 82528 | 0.51 | 62815 | 0.39 | 80350 | 0.5 | 81683 | 58707 | 0.36 | 103325 | 92046 | 0.57 | 69987 | 119784 | 0.74 | 42249 | 36783 | 0.23 | 125250 | 8801 | 0.05 | 153232
212 | Eastshore | PGE GBA | {'Mt Eden': [0.9, 1397.0], 'Mt. Eden': [0.9, 1397.0], 'Grant': [4.0, 1576.0], 'Castro Valley': [5.5, 1296.0], 'Dumbarton': [5.7, 132.0], 'San Leandro U': [6.2, 1384.0], 'Edes': [9.0, 1382.0], 'Ravenswood': [9.3, 284.0], 'Fremont': [10.2, 34.0], 'Cooley Landing': [10.6, 56.0], 'Oakland J': [11.0, 1343.0], 'Newark': [11.2, 34.0], 'Burlingame': [13.6, 196.0], 'Oakland X': [14.0, 1336.0], 'Menlo': [14.2, 83.0], 'Vineyard': [14.6, 34.0], 'Jefferson': [14.9, 242.0], 'Millbrae': [15.0, 192.0], 'Oakland C': [15.0, 1336.0], 'Oakland L': [15.4, 1328.0], 'Whisman': [15.5, 13.0], 'Moraga': [15.7, 749.0], 'Dixon Landing': [15.8, 33.0], 'Martin': [16.8, 419.0], 'Mountain View': [17.1, 3.0], 'SAN FRAN A (POTRERO PP)': [17.3, 709.0], 'Potrero': [17.3, 715.0]} | 39299 | 3271 | 0.08 | 36028 | 0.92 | 4638 | 0.12 |  |  | 27662 | 0.7 | 0.52 | 93 | 0 | 101 | 0 |  | 28236 | 0.72 | 0 | 0 | 25783 | 0.66 | 13517 | 11206 | 0.29 | 28093 | 25955 | 0.66 | 13344 | 34019 | 0.87 | 5281 | 14960 | 0.38 | 24340 | 3323 | 0.08 | 35977
213 | Cheney | PGE Fresno | {'Panoche': [3.1, 28303.0], 'Manning': [4.5, 16812.0], 'Hammonds': [7.2, 16156.0], 'Mendota': [7.3, 37332.0], 'Tranquility': [7.6, 35105.0], 'Cantua': [17.6, 23.0], 'Oro Loma': [18.9, 2127.0], 'Helm': [19.8, 0.0], 'Newhall': [19.8, 221.0]} | 311880 | 106380 | 0.34 | 205500 | 0.66 | 46670 | 0.15 |  |  | 260033 | 0.83 | 0.07 | 118962 | 0.38 | 129616 | 0.42 |  | 32725 | 0.1 | 105 | 0 | 81650 | 0.26 | 230230 | 21814 | 0.07 | 290066 | 57164 | 0.18 | 254717 | 108289 | 0.35 | 203591 | 32224 | 0.1 | 279656 | 3707 | 0.01 | 308174
214 | Warnerville | PGE GBA | {'Cottle': [2.5, 25588.0], 'Riverbank': [6.0, 25013.0], 'Valley Home': [11.1, 14871.0], 'Avena': [15.3, 11139.0], 'Ripon': [18.7, 12.0]} | 315345 | 44824 | 0.14 | 270521 | 0.86 | 66060 | 0.21 |  |  | 183629 | 0.58 | 0.12 | 122082 | 0.39 | 75246 | 0.24 |  | 131995 | 0.42 | 0 | 0 | 200104 | 0.63 | 115241 | 50205 | 0.16 | 265139 | 95755 | 0.3 | 219590 | 227716 | 0.72 | 87629 | 73897 | 0.23 | 241447 | 25079 | 0.08 | 290266
215 | Corona | PGE NGBA | {'Penngrove': [3.7, 4692.0], 'Lakeville': [4.2, 4756.0], 'Bellevue': [8.5, 3816.0], 'Santa Rosa A': [12.3, 1919.0], 'Monroe': [13.9, 498.0], 'Ignacio': [14.5, 832.0], 'Rincon': [15.7, 1776.0], 'Fulton': [17.1, 105.0], 'Silverado': [19.5, 502.0]} | 160346 | 15208 | 0.09 | 145138 | 0.91 | 20349 | 0.13 |  |  | 100275 | 0.63 | 0.13 | 28404 | 0.18 | 7924 | 0.05 |  | 88597 | 0.55 | 0 | 0 | 95692 | 0.6 | 64654 | 42177 | 0.26 | 118169 | 91834 | 0.57 | 68512 | 131184 | 0.82 | 29162 | 56174 | 0.35 | 104172 | 10330 | 0.06 | 150016
216 | Goleta | SCE Northern | {} | 90221 | 15947 | 0.18 | 74274 | 0.82 | 40009 | 0.44 |  |  | 43203 | 0.48 | 0.1 | 5863 | 0.06 | 2590 | 0.03 |  | 60366 | 0.67 | 13431 | 0.15 | 20077 | 0.22 | 70144 | 2350 | 0.03 | 87871 | 3430 | 0.04 | 86791 | 23885 | 0.26 | 66336 | 52708 | 0.58 | 37513 | 5267 | 0.06 | 84954
217 | Midway Green Ridge Services | PGE GBA | {'Tesla': [1.6, 1703.0], 'Kelso': [5.0, 1647.0], 'Tracy': [5.0, 1703.0], 'Altamont': [5.1, 278.0], 'Altamont Midway (Sandhill)': [5.1, 286.0], 'GWF Tracy': [5.4, 1703.0], 'Delta PP': [5.5, 1013.0], 'Delta Pumps': [5.5, 1014.0], 'Windmaster': [6.0, 435.0], 'Lammers': [6.0, 1703.0], 'Vasco': [7.1, 31.0], 'Los Positas': [8.1, 31.0], 'Las Positas': [8.1, 31.0], 'Cayetano': [10.0, 31.0], 'Kasson': [13.4, 1703.0], 'North Dublin': [14.7, 31.0], 'Vineyard': [15.0, 31.0], 'Tassajara': [18.1, 31.0], 'San Ramon': [19.0, 31.0]} | 249353 | 3765 | 0.02 | 245587 | 0.98 | 80463 | 0.32 |  |  | 141816 | 0.57 | 0.15 | 13773 | 0.06 | 83749 | 0.34 |  | 124649 | 0.5 | 17904 | 0.07 | 133408 | 0.54 | 115945 | 100436 | 0.4 | 148917 | 105506 | 0.42 | 143847 | 164271 | 0.66 | 85082 | 71641 | 0.29 | 177712 | 13270 | 0.05 | 236083
218 | Lerdo | PGE Kern | {'7th Standard': [4.4, 22507.0], 'Mt Poso': [5.0, 26444.0], 'Rio Bravo': [7.3, 9097.0], 'Famoso': [7.8, 14681.0], 'Renfro': [7.9, 11103.0], 'Kern Oil': [8.4, 20283.0], 'Kern Power': [8.9, 10513.0], 'Shafter': [9.3, 6843.0], 'Rosedale': [9.5, 10189.0], 'Sycamore': [9.6, 20294.0], 'West Park': [10.8, 8452.0], 'Bakersfield': [11.4, 10722.0], 'Poso Mt.': [11.6, 22905.0], 'Tupman': [12.1, 5756.0], 'Charca': [12.2, 1333.0], 'Tevis': [12.6, 1983.0], 'Casaloma': [13.5, 757.0], 'Stockdale': [13.6, 693.0], 'Columbus': [13.8, 5612.0], 'Cal Water': [15.1, 5190.0], 'Ganso': [16.6, 2388.0], 'Norco': [17.3, 242.0], 'Semitropic': [17.4, 239.0], 'Midway': [18.1, 1823.0]} | 327144 | 53805 | 0.16 | 273339 | 0.84 | 34755 | 0.11 |  |  | 270460 | 0.83 | 0.11 | 20427 | 0.06 | 173372 | 0.53 |  | 97715 | 0.3 | 0 | 0 | 120804 | 0.37 | 206340 | 30422 | 0.09 | 296722 | 71364 | 0.22 | 255780 | 156736 | 0.48 | 170408 | 16847 | 0.05 | 310297 | 14652 | 0.04 | 312492
219 | Tulucay | PGE NGBA | {'Parkway': [8.3, 1498.0], 'Carquinez': [11.0, 357.0], 'Bahia': [13.6, 331.0], 'Peabody': [16.2, 2931.0], 'Lakeville': [16.9, 668.0], 'Christie': [17.4, 0.0], 'Monticello': [18.4, 590.0], 'San Pablo': [18.7, 0.0]} | 160451 | 16210 | 0.1 | 144241 | 0.9 | 11959 | 0.07 |  |  | 108627 | 0.68 | 0.27 | 17800 | 0.11 | 25353 | 0.16 |  | 48410 | 0.3 | 0 | 0 | 98957 | 0.62 | 61494 | 21490 | 0.13 | 138961 | 54751 | 0.34 | 105701 | 127130 | 0.79 | 33321 | 53432 | 0.33 | 107019 | 15212 | 0.09 | 145239
220 | McCall | PGE Fresno | {'Sanger': [6.9, 18490.0], 'Malaga': [7.5, 18506.0], 'Kingsburg': [9.1, 14614.0], 'California Ave': [10.2, 13471.0], 'Wahtoke': [10.3, 9819.0], 'West Fresno': [12.4, 7464.0], 'Reedley': [14.5, 3316.0], 'Kearney (New)': [14.9, 2845.0], 'Clovis': [15.2, 6841.0], 'Ashlan': [16.4, 394.0], 'Bullard': [16.4, 1706.0], 'Mc Mullin': [19.3, 165.0]} | 314652 | 94271 | 0.3 | 220381 | 0.7 | 654 | 0 |  |  | 177154 | 0.56 | 0.22 | 74559 | 0.24 | 205616 | 0.65 |  | 7593 | 0.02 | 0 | 0 | 4824 | 0.02 | 309828 | 9532 | 0.03 | 305120 | 13369 | 0.04 | 301283 | 14456 | 0.05 | 300196 | 1841 | 0.01 | 312811 | 7535 | 0.02 | 307116
221 | Notre Dame | PGE NGBA | {'Butte': [1.5, 3192.0], 'Table Mt.': [14.6, 266.0], 'Glenn': [18.6, 8.0]} | 272766 | 11129 | 0.04 | 261636 | 0.96 | 54188 | 0.2 |  |  | 179180 | 0.66 | 0.11 | 54029 | 0.2 | 92201 | 0.34 |  | 84423 | 0.31 | 1011 | 0 | 169755 | 0.62 | 103010 | 50874 | 0.19 | 221891 | 119919 | 0.44 | 152846 | 204593 | 0.75 | 68172 | 74574 | 0.27 | 198192 | 41809 | 0.15 | 230957
222 | Martinez | PGE GBA | {'Alhambra': [1.6, 7488.0], 'Bahia': [4.7, 7493.0], 'Meadow Lane': [5.0, 4603.0], 'Christie': [5.0, 7483.0], 'Lakewood': [8.1, 519.0], 'Carquinez': [8.9, 7365.0], 'Sobrante': [9.1, 3585.0], 'Clayton': [9.4, 282.0], 'Parkway': [9.9, 7332.0], 'Rossmoor': [10.6, 4.0], 'Kirker': [11.4, 282.0], 'Moraga': [11.9, 2.0], 'Pittsburg': [12.0, 282.0], 'San Pablo': [12.1, 3989.0], 'El Cerrito G': [12.2, 3217.0], 'GWF 2': [13.8, 210.0], 'Richmond R': [15.0, 1711.0], 'Standard Oil 2': [15.7, 1874.0], 'Standard Oil': [15.7, 1884.0], 'Collinsville': [15.8, 159.0], 'Birds Landing': [17.2, 2.0], 'Shiloh III': [18.1, 2.0], 'Contra Costa': [18.1, 154.0], 'Contra Costa PP': [19.1, 147.0]} | 63594 | 8976 | 0.14 | 54618 | 0.86 | 11128 | 0.17 |  |  | 35853 | 0.56 | 0.55 | 1485 | 0.02 | 796 | 0.01 |  | 25996 | 0.41 | 0 | 0 | 23449 | 0.37 | 40145 | 30166 | 0.47 | 33427 | 36451 | 0.57 | 27142 | 51428 | 0.81 | 12165 | 11059 | 0.17 | 52535 | 13385 | 0.21 | 50209
223 | San Bernardino | SCE Eastern | {'Cardiff': [2.7, 811.0], 'Vista': [5.3, 434.0], 'Vista (SCE)': [5.3, 438.0], 'El Casco': [12.1, 900.0], 'Wildlife': [14.7, 234.0], 'Rerc': [14.7, 234.0]} | 63595 | 6502 | 0.1 | 57093 | 0.9 | 12825 | 0.2 |  |  | 30675 | 0.48 | 0.26 | 2121 | 0.03 | 501 | 0.01 |  | 30993 | 0.49 | 29765 | 0.47 | 30041 | 0.47 | 33554 | 22447 | 0.35 | 41148 | 34733 | 0.55 | 28862 | 50551 | 0.79 | 13044 | 25020 | 0.39 | 38575 | 3295 | 0.05 | 60300
224 | Las Positas | PGE GBA | {'Los Positas': [0.0, 3138.0], 'Vasco': [1.2, 2476.0], 'Cayetano': [3.3, 2443.0], 'Altamont Midway (Sandhill)': [4.5, 1446.0], 'Altamont': [4.5, 1451.0], 'Vineyard': [6.9, 3141.0], 'North Dublin': [7.4, 2510.0], 'Midway Green Ridge Services': [8.1, 31.0], 'Windmaster': [8.6, 1109.0], 'Delta Pumps': [9.2, 422.0], 'Delta PP': [9.2, 423.0], 'Kelso': [9.7, 0.0], 'San Ramon': [11.4, 1566.0], 'Tassajara': [11.7, 1491.0], 'Fremont': [16.7, 1484.0], 'Newark': [19.6, 99.0], 'Dixon Landing': [19.8, 67.0]} | 184194 | 6249 | 0.03 | 177945 | 0.97 | 47950 | 0.26 |  |  | 117500 | 0.64 | 0.15 | 8424 | 0.05 | 18399 | 0.1 |  | 140565 | 0.76 | 15797 | 0.09 | 118950 | 0.65 | 65243 | 108291 | 0.59 | 75903 | 121034 | 0.66 | 63159 | 157518 | 0.86 | 26676 | 72914 | 0.4 | 111280 | 11560 | 0.06 | 172633
225 | Pomerado | SDGE Imperial | {'Sycamore Canyon': [1.7, 503.0], 'Chicarita': [4.5, 503.0], 'Scripps': [5.1, 315.0], 'Artesian': [8.0, 503.0], 'Los Coches': [9.6, 35.0], 'North City Metering': [10.9, 101.0], 'Penasquitos': [10.9, 101.0], 'Creelman': [11.7, 423.0], 'Escondido': [13.7, 503.0], 'San Marcos': [16.1, 8.0]} | 50940 | 4309 | 0.08 | 46631 | 0.92 | 4718 | 0.09 |  |  | 21174 | 0.42 | 0.23 | 1679 | 0.03 | 539 | 0.01 |  | 14175 | 0.28 | 33380 | 0.66 | 31188 | 0.61 | 19752 | 22356 | 0.44 | 28583 | 29057 | 0.57 | 21883 | 42152 | 0.83 | 8787 | 15894 | 0.31 | 35046 | 2052 | 0.04 | 48888
226 | Altamont Midway (Sandhill) | PGE GBA | {'Altamont': [0.0, 1693.0], 'Vasco': [3.3, 1446.0], 'Windmaster': [4.1, 1364.0], 'Los Positas': [4.5, 1446.0], 'Las Positas': [4.5, 1446.0], 'Delta Pumps': [4.7, 677.0], 'Delta PP': [4.7, 678.0], 'Midway Green Ridge Services': [5.1, 286.0], 'Cayetano': [5.2, 1446.0], 'Kelso': [5.3, 255.0], 'Tracy': [6.3, 255.0], 'Tesla': [6.6, 255.0], 'North Dublin': [9.8, 1446.0], 'GWF Tracy': [10.5, 255.0], 'Lammers': [11.1, 255.0], 'Vineyard': [11.1, 1446.0], 'Tassajara': [13.0, 1446.0], 'San Ramon': [14.0, 1446.0], 'Kasson': [18.2, 255.0]} | 206949 | 6556 | 0.03 | 200393 | 0.97 | 64357 | 0.31 |  |  | 119228 | 0.58 | 0.14 | 12785 | 0.06 | 48240 | 0.23 |  | 128728 | 0.62 | 11133 | 0.05 | 112250 | 0.54 | 94699 | 104957 | 0.51 | 101992 | 113016 | 0.55 | 93933 | 149999 | 0.72 | 56950 | 60940 | 0.29 | 146009 | 12774 | 0.06 | 194175
227 | Wheeler Ridge | PGE Kern | {'Tejon': [4.9, 5067.0], 'Lakeview': [7.0, 7970.0], 'Old River': [10.9, 11160.0], 'Grimmway-Malaga': [12.8, 9762.0], 'Pastoria': [13.0, 1533.0], 'Panama': [14.6, 7525.0], 'Lamont': [15.8, 6270.0], 'Unknown - 3327': [15.8, 6325.0], 'Midway - Wheeler Ridge (Proposed)': [16.6, 2718.0], 'Stockdale': [16.7, 3039.0], 'Copus': [17.0, 2486.0], 'Casaloma': [18.0, 2361.0], 'Tevis': [18.2, 762.0], 'Magunden': [19.2, 879.0], 'West Park': [20.2, 0.0]} | 289183 | 33849 | 0.12 | 255334 | 0.88 | 42057 | 0.15 |  |  | 233953 | 0.81 | 0.08 | 38714 | 0.13 | 179141 | 0.62 |  | 40808 | 0.14 | 87 | 0 | 58899 | 0.2 | 230284 | 63059 | 0.22 | 226125 | 99387 | 0.34 | 189797 | 125386 | 0.43 | 163797 | 15986 | 0.06 | 273197 | 4175 | 0.01 | 285009
228 | El Cajon | SDGE Imperial | {'Santee': [4.1, 1171.0], 'Spring Valley': [4.3, 261.0], 'Los Coches': [6.1, 1180.0], 'Salt Creek': [8.1, 261.0], 'Miguel': [8.1, 261.0], 'Loveland': [10.4, 1441.0], 'Alpine': [10.8, 1441.0], 'Otay Mesa': [15.7, 223.0], 'Suncrest': [16.8, 1176.0], 'Creelman': [16.9, 4.0]} | 54460 | 4277 | 0.08 | 50183 | 0.92 | 6196 | 0.11 |  |  | 22359 | 0.41 | 0.23 | 258 | 0 | 82 | 0 |  | 13909 | 0.26 | 36652 | 0.67 | 24051 | 0.44 | 30409 | 25404 | 0.47 | 29056 | 40818 | 0.75 | 13643 | 48274 | 0.89 | 6186 | 17222 | 0.32 | 37238 | 1778 | 0.03 | 52683
229 | Ellis | SCE Metro | {'Huntington Beach': [3.4, 48.0], 'Johanna': [5.5, 46.0], 'Barre': [8.9, 2.0], 'Santiago': [10.1, 37.0], 'Alamitos': [10.5, 2.0], 'Del Amo': [14.3, 2.0], 'Long Beach': [17.1, 2.0], 'Harborgen': [17.5, 2.0], 'Hinson': [18.5, 2.0]} | 6982 | 1121 | 0.16 | 5861 | 0.84 | 354 | 0.05 |  |  | 574 | 0.08 | 0.51 | 16 | 0 | 31 | 0 |  | 332 | 0.05 | 0 | 0 | 340 | 0.05 | 6642 | 1516 | 0.22 | 5466 | 5369 | 0.77 | 1613 | 5736 | 0.82 | 1246 | 93 | 0.01 | 6889 | 479 | 0.07 | 6503
230 | French Camp | PGE GBA | {'Weber': [3.8, 15108.0], 'Stockton A': [4.6, 10589.0], 'Vierra': [5.9, 11352.0], 'Manteca': [6.7, 14345.0], 'Stagg': [8.3, 3272.0], 'Kasson': [9.9, 1064.0], 'Ripon': [11.8, 9308.0], 'Avena': [13.1, 12658.0], 'Eight Mile': [13.2, 95.0], 'Bellota': [17.6, 1165.0], 'Lockeford': [17.8, 422.0], 'Valley Home': [18.8, 1600.0]} | 292831 | 33350 | 0.11 | 259481 | 0.89 | 37185 | 0.13 |  |  | 191659 | 0.65 | 0.17 | 51577 | 0.18 | 207077 | 0.71 |  | 1108 | 0 | 0 | 0 | 51909 | 0.18 | 240922 | 19333 | 0.07 | 273498 | 28476 | 0.1 | 264355 | 72831 | 0.25 | 220000 | 0 | 0 | 292831 | 12924 | 0.04 | 279907
231 | Exchequer | PGE Fresno | {} | 181245 | 5289 | 0.03 | 175956 | 0.97 | 68949 | 0.38 |  |  | 97561 | 0.54 | 0.08 | 9217 | 0.05 | 8737 | 0.05 |  | 123770 | 0.68 | 15533 | 0.09 | 146857 | 0.81 | 34388 | 66223 | 0.37 | 115022 | 79263 | 0.44 | 101982 | 162833 | 0.9 | 18412 | 118784 | 0.66 | 62461 | 23578 | 0.13 | 157666
232 | Higgins | PGE NGBA | {'Bell': [6.8, 7818.0], 'Brunswick': [13.4, 4070.0], 'Lincoln': [14.7, 4853.0], 'Pleasant Grove': [19.3, 369.0]} | 190594 | 25443 | 0.13 | 165151 | 0.87 | 3522 | 0.02 |  |  | 66545 | 0.35 | 0.34 | 6575 | 0.03 | 3458 | 0.02 |  | 157418 | 0.83 | 12429 | 0.07 | 154594 | 0.81 | 36001 | 11780 | 0.06 | 178815 | 20097 | 0.11 | 170497 | 157349 | 0.83 | 33246 | 38221 | 0.2 | 152374 | 16598 | 0.09 | 173997
233 | Mead | SCE EOP | {'Sloan Canyon': [11.1, 10609.0], 'Eldorado': [13.2, 8017.0]} | 71924 | 24648 | 0.34 | 47276 | 0.66 | 0 | 0 |  |  | 0 | 0 | 0 | 0 | 0 | 0 | 0 |  | 0 | 0 | 0 | 0 | 0 | 0 | 71924 | 0 | 0 | 71924 | 0 | 0 | 71924 | 0 | 0 | 71924 | 0 | 0 | 71924 | 0 | 0 | 71924
234 | Kearney | PGE Fresno | {'West Fresno': [3.6, 22232.0], 'California Ave': [6.6, 13791.0], 'Ashlan': [6.8, 9708.0], 'Fig Garden': [8.2, 7409.0], 'Figarden': [8.2, 7423.0], 'Malaga': [8.6, 9382.0], 'Mc Mullin': [9.7, 26712.0], 'Herndon': [9.9, 6338.0], 'Bullard': [10.4, 4391.0], 'Gregg': [10.4, 5914.0], 'Clovis': [13.9, 36.0], 'Biola': [14.1, 3239.0], 'McCall': [14.9, 2845.0], 'Sanger': [15.0, 1332.0], 'Borden': [16.1, 2051.0], 'Madera': [17.9, 373.0], 'Helm': [18.0, 3660.0], 'Crescent': [19.8, 102.0]} | 302382 | 93269 | 0.31 | 209113 | 0.69 | 19252 | 0.06 |  |  | 203891 | 0.67 | 0.18 | 95257 | 0.32 | 187258 | 0.62 |  | 8705 | 0.03 | 0 | 0 | 19864 | 0.07 | 282519 | 24965 | 0.08 | 277418 | 24965 | 0.08 | 277418 | 39068 | 0.13 | 263314 | 0 | 0 | 302382 | 4341 | 0.01 | 298042
235 | Waukena | PGE Fresno | {'Corcoran': [2.3, 77764.0], 'Guernsey': [7.5, 60677.0], 'GWF Hanford': [9.9, 44055.0], 'Alpaugh': [13.9, 13242.0], 'Leprino': [15.8, 19845.0], 'Lemoore': [17.1, 11350.0], 'Olive': [18.3, 2456.0], 'Henrietta': [19.4, 726.0]} | 394583 | 197056 | 0.5 | 197527 | 0.5 | 106935 | 0.27 |  |  | 266339 | 0.67 | 0.08 | 210720 | 0.53 | 139370 | 0.35 |  | 2456 | 0.01 | 0 | 0 | 52716 | 0.13 | 341867 | 5783 | 0.01 | 388800 | 21955 | 0.06 | 372628 | 72438 | 0.18 | 322145 | 1220 | 0 | 393363 | 12808 | 0.03 | 381775
236 | Lamont | PGE Kern | {'Unknown - 3327': [0.1, 17599.0], 'Grimmway-Malaga': [3.4, 17599.0], 'Magunden': [5.6, 10581.0], 'Columbus': [8.3, 8389.0], 'Casaloma': [8.8, 9283.0], 'Cal Water': [9.0, 8078.0], 'Panama': [9.0, 10012.0], 'Bakersfield': [10.2, 5989.0], 'West Park': [11.4, 4509.0], 'Stockdale': [11.6, 6225.0], 'Sycamore': [13.0, 3156.0], 'Kern Oil': [13.4, 2206.0], 'Rosedale': [13.4, 2487.0], 'Kern Power': [14.4, 1449.0], 'Old River': [14.8, 5147.0], 'Tevis': [15.1, 1596.0], 'Wheeler Ridge': [15.8, 6270.0], 'Lakeview': [19.5, 159.0], 'Tejon': [20.0, 91.0]} | 250805 | 26216 | 0.1 | 224589 | 0.9 | 41051 | 0.16 |  |  | 187817 | 0.75 | 0.1 | 18273 | 0.07 | 111341 | 0.44 |  | 67897 | 0.27 | 1751 | 0.01 | 108704 | 0.43 | 142101 | 52615 | 0.21 | 198190 | 79833 | 0.32 | 170972 | 135810 | 0.54 | 114995 | 57533 | 0.23 | 193272 | 4200 | 0.02 | 246604
237 | Kramer | SCE NOL | {} | 72622 | 8507 | 0.12 | 64115 | 0.88 | 9387 | 0.13 |  |  | 38696 | 0.53 | 0.27 | 0 | 0 | 0 | 0 |  | 0 | 0 | 0 | 0 | 37858 | 0.52 | 34764 | 24983 | 0.34 | 47640 | 2560 | 0.04 | 70063 | 54504 | 0.75 | 18118 | 37491 | 0.52 | 35131 | 959 | 0.01 | 71664
238 | New Colgate | PGE NGBA | {'Colgate': [0.1, 4748.0], 'Brunswick': [10.8, 644.0]} | 224244 | 23730 | 0.11 | 200514 | 0.89 | 9681 | 0.04 |  |  | 113837 | 0.51 | 0.21 | 3854 | 0.02 | 719 | 0 |  | 135515 | 0.6 | 72189 | 0.32 | 173002 | 0.77 | 51243 | 30157 | 0.13 | 194087 | 48642 | 0.22 | 175602 | 190364 | 0.85 | 33881 | 58688 | 0.26 | 165556 | 8035 | 0.04 | 216209
239 | Weber | PGE GBA | {'Stockton A': [3.3, 12510.0], 'French Camp': [3.8, 15108.0], 'Stagg': [7.7, 4034.0], 'Manteca': [8.3, 17596.0], 'Vierra': [8.7, 12202.0], 'Avena': [11.4, 18654.0], 'Eight Mile': [12.2, 746.0], 'Ripon': [12.5, 12586.0], 'Kasson': [13.3, 417.0], 'Bellota': [13.9, 4585.0], 'Lodi': [14.2, 294.0], 'Lockeford': [14.4, 2025.0], 'Valley Home': [16.6, 6119.0], 'Rancho Seco - Bellota (Proposed)': [19.8, 4.0]} | 299035 | 46243 | 0.15 | 252792 | 0.85 | 23724 | 0.08 |  |  | 200457 | 0.67 | 0.17 | 71290 | 0.24 | 193958 | 0.65 |  | 2654 | 0.01 | 0 | 0 | 43285 | 0.14 | 255749 | 11821 | 0.04 | 287213 | 35061 | 0.12 | 263974 | 75731 | 0.25 | 223304 | 951 | 0 | 298083 | 15663 | 0.05 | 283372
240 | Malaga | PGE Fresno | {'California Ave': [2.8, 22792.0], 'West Fresno': [5.4, 14061.0], 'Sanger': [6.4, 17905.0], 'McCall': [7.5, 18506.0], 'Kearney (New)': [8.6, 9382.0], 'Ashlan': [8.9, 4213.0], 'Bullard': [9.4, 5319.0], 'Clovis': [9.6, 10787.0], 'Fig Garden': [11.5, 2020.0], 'Figarden': [11.5, 2033.0], 'Woodward': [14.2, 586.0], 'Herndon': [15.1, 685.0], 'Gregg': [15.3, 520.0], 'Wahtoke': [16.0, 2529.0], 'Mc Mullin': [16.0, 5434.0], 'Kingsburg': [16.3, 2878.0]} | 269683 | 68259 | 0.25 | 201424 | 0.75 | 2221 | 0.01 |  |  | 161585 | 0.6 | 0.22 | 60189 | 0.22 | 172646 | 0.64 |  | 17167 | 0.06 | 0 | 0 | 18573 | 0.07 | 251111 | 26023 | 0.1 | 243660 | 28238 | 0.1 | 241445 | 31208 | 0.12 | 238475 | 3482 | 0.01 | 266201 | 11299 | 0.04 | 258384
241 | Old Town | SDGE Imperial | {'Vine': [2.0, 1060.0], 'Point Loma': [2.9, 1060.0], 'Mission': [3.4, 1059.0], 'Mesa Heights': [4.9, 833.0], 'Silvergate': [5.7, 1017.0], 'Kearny': [5.8, 832.0], 'Elliott': [6.9, 760.0], 'Elliot': [7.0, 758.0], 'Murray': [9.9, 3.0], 'Penasquitos': [10.7, 56.0], 'Spring Valley': [11.1, 69.0], 'Bay Boulevard': [12.3, 695.0], 'North City Metering': [13.5, 42.0], 'Miguel': [13.5, 140.0], 'Telegraph Canyon': [13.5, 158.0], 'Salt Creek': [13.6, 127.0], 'Imperial Beach': [13.8, 408.0], 'Otay': [14.2, 167.0], 'San Ysidro': [17.1, 145.0]} | 6300 | 1046 | 0.17 | 5254 | 0.83 | 2810 | 0.45 |  |  | 678 | 0.11 | 0.21 | 0 | 0 | 0 | 0 |  | 808 | 0.13 | 0 | 0 | 845 | 0.13 | 5455 | 1784 | 0.28 | 4516 | 4358 | 0.69 | 1943 | 5173 | 0.82 | 1127 | 72 | 0.01 | 6228 | 140 | 0.02 | 6160
242 | Viejo | SCE Metro | {'Santiago': [7.2, 646.0], 'Trabuco': [7.4, 883.0], 'Margarita': [8.2, 648.0], 'Q1806': [9.5, 639.0], 'Rancho Mission Viejo': [10.1, 461.0], 'Capistrano': [10.8, 544.0], 'Johanna': [12.5, 646.0], 'Serrano': [14.0, 224.0], 'Villa Park': [15.1, 224.0], 'Talega': [15.4, 448.0], 'North of SONGS': [15.6, 437.0], 'Lewis': [17.7, 1.0]} | 35184 | 2614 | 0.07 | 32569 | 0.93 | 7485 | 0.21 |  |  | 19871 | 0.56 | 0.3 | 223 | 0.01 | 40 | 0 |  | 7961 | 0.23 | 22619 | 0.64 | 16482 | 0.47 | 18701 | 13839 | 0.39 | 21345 | 19278 | 0.55 | 15906 | 29328 | 0.83 | 5856 | 21126 | 0.6 | 14058 | 3364 | 0.1 | 31820
243 | Shadowridge | SDGE Imperial | {'San Marcos': [2.5, 1411.0], 'Palomar Airport': [3.1, 679.0], 'Melrose': [4.6, 1812.0], 'Cannon': [5.4, 338.0], 'Encina': [5.6, 252.0], 'Ocean Ranch': [5.8, 1280.0], 'Escondido': [7.1, 1397.0], 'San Luis Rey': [7.3, 1192.0], 'Artesian': [10.3, 555.0], 'Lilac': [11.7, 996.0], 'North City Metering': [12.7, 377.0], 'Pendleton': [12.9, 896.0], 'Monserate': [13.0, 1211.0], 'Valley Center': [14.1, 689.0], 'Chicarita': [14.7, 448.0], 'Penasquitos': [15.5, 3.0], 'Pala': [16.5, 788.0], 'Avocado': [16.9, 807.0]} | 49199 | 15927 | 0.32 | 33272 | 0.68 | 118 | 0 |  |  | 6453 | 0.13 | 0.37 | 10759 | 0.22 | 2576 | 0.05 |  | 24260 | 0.49 | 3543 | 0.07 | 21781 | 0.44 | 27418 | 9859 | 0.2 | 39339 | 18780 | 0.38 | 30419 | 28487 | 0.58 | 20712 | 2365 | 0.05 | 46834 | 3565 | 0.07 | 45634
244 | Chowchilla | PGE Fresno | {'Chowchilla': [0.0, 52001.0], 'Le Grand': [4.6, 26416.0], 'Dairyland': [5.8, 45568.0], 'El Nido': [12.1, 15877.0], 'Wilson': [14.7, 768.0], 'Storey': [15.3, 8075.0], 'Merced': [16.7, 422.0], 'Madera': [17.4, 3229.0], 'Newhall': [18.2, 5467.0]} | 385919 | 82119 | 0.21 | 303800 | 0.79 | 81554 | 0.21 |  |  | 278967 | 0.72 | 0.09 | 184288 | 0.48 | 102167 | 0.26 |  | 137136 | 0.36 | 0 | 0 | 186985 | 0.48 | 198934 | 114827 | 0.3 | 271092 | 130622 | 0.34 | 255296 | 239976 | 0.62 | 145942 | 60368 | 0.16 | 325550 | 53529 | 0.14 | 332390
245 | ECO | SDGE Imperial | {'Ocotillo Express': [9.1, 3291.0], 'Boulevard': [9.3, 4708.0], 'Carrizo Gorge': [10.6, 4076.0], 'Crestwood': [14.5, 3175.0]} | 68819 | 22689 | 0.33 | 46129 | 0.67 | 13878 | 0.2 |  |  | 43171 | 0.63 | 0.1 | 9 | 0 | 0 | 0 |  | 24305 | 0.35 | 14901 | 0.22 | 14265 | 0.21 | 54554 | 10866 | 0.16 | 57953 | 22496 | 0.33 | 46323 | 37979 | 0.55 | 30840 | 17323 | 0.25 | 51496 | 769 | 0.01 | 68050
246 | Roadway | SCE NOL | {'New Sub - Kramer - Lugo (Proposed)': [0.0, 22653.0], 'Victor': [5.1, 16536.0], 'Lugo': [14.8, 3359.0]} | 153277 | 52545 | 0.34 | 100732 | 0.66 | 885 | 0.01 |  |  | 27713 | 0.18 | 0.41 | 40 | 0 | 45 | 0 |  | 559 | 0 | 0 | 0 | 44812 | 0.29 | 108465 | 67541 | 0.44 | 85736 | 22507 | 0.15 | 130769 | 89245 | 0.58 | 64032 | 24885 | 0.16 | 128391 | 1221 | 0.01 | 152056
247 | Miguel | SDGE Imperial | {'Salt Creek': [0.1, 432.0], 'Telegraph Canyon': [3.4, 185.0], 'Spring Valley': [4.3, 261.0], 'Otay': [7.2, 185.0], 'Bay Boulevard': [8.1, 146.0], 'El Cajon': [8.1, 261.0], 'Otay Mesa': [8.4, 268.0], 'San Ysidro': [8.5, 184.0], 'Silvergate': [9.3, 140.0], 'Imperial Beach': [9.4, 146.0], 'Mission': [11.5, 140.0], 'Vine': [12.0, 140.0], 'Old Town': [13.5, 140.0], 'Loveland': [13.8, 261.0], 'Point Loma': [15.1, 140.0], 'Alpine': [15.2, 261.0]} | 35192 | 3464 | 0.1 | 31729 | 0.9 | 4069 | 0.12 |  |  | 12738 | 0.36 | 0.22 | 79 | 0 | 14 | 0 |  | 11587 | 0.33 | 16058 | 0.46 | 8361 | 0.24 | 26831 | 20859 | 0.59 | 14333 | 29515 | 0.84 | 5677 | 30907 | 0.88 | 4286 | 9533 | 0.27 | 25660 | 1503 | 0.04 | 33689
248 | Moss Landing | PGE GBA | {'Crazy Horse Canyon': [9.9, 12374.0], 'Green Valley': [10.2, 6112.0], 'Salinas': [11.0, 7346.0], 'Buena Vista': [13.3, 6587.0], 'Llagas': [18.4, 576.0]} | 120171 | 18310 | 0.15 | 101861 | 0.85 | 19664 | 0.16 |  |  | 66070 | 0.55 | 0.2 | 7928 | 0.07 | 38992 | 0.32 |  | 29227 | 0.24 | 0 | 0 | 35088 | 0.29 | 85083 | 24900 | 0.21 | 95271 | 39007 | 0.32 | 81164 | 67547 | 0.56 | 52624 | 23040 | 0.19 | 97131 | 7349 | 0.06 | 112822
249 | Mendota | PGE Fresno | {'Cheney': [7.3, 37332.0], 'Hammonds': [7.9, 34882.0], 'Panoche': [8.2, 28391.0], 'Tranquility': [9.6, 39355.0], 'Manning': [11.7, 12728.0], 'Newhall': [12.5, 16656.0], 'Oro Loma': [15.8, 18273.0], 'Helm': [18.0, 3702.0]} | 396076 | 140475 | 0.35 | 255600 | 0.65 | 64896 | 0.16 |  |  | 322163 | 0.81 | 0.07 | 199901 | 0.5 | 144287 | 0.36 |  | 52212 | 0.13 | 0 | 0 | 124529 | 0.31 | 271546 | 34166 | 0.09 | 361910 | 72537 | 0.18 | 323539 | 162240 | 0.41 | 233836 | 13318 | 0.03 | 382757 | 19381 | 0.05 | 376695
250 | Coolwater | SCE NOL | {'Harvard': [13.1, 5692.0]} | 85221 | 26399 | 0.31 | 58822 | 0.69 | 9475 | 0.11 |  |  | 37744 | 0.44 | 0.25 | 839 | 0.01 | 584 | 0.01 |  | 0 | 0 | 0 | 0 | 51908 | 0.61 | 33313 | 25689 | 0.3 | 59532 | 12780 | 0.15 | 72441 | 54171 | 0.64 | 31050 | 29509 | 0.35 | 55712 | 2435 | 0.03 | 82786
251 | Innovation | SCE EOP | {'Mercury': [5.5, 6545.0], 'IS Tap': [15.2, 442.0]} | 82826 | 21930 | 0.26 | 60896 | 0.74 | 0 | 0 |  |  | 0 | 0 | 0 | 0 | 0 | 0 | 0 |  | 0 | 0 | 0 | 0 | 0 | 0 | 82826 | 0 | 0 | 82826 | 0 | 0 | 82826 | 0 | 0 | 82826 | 0 | 0 | 82826 | 0 | 0 | 82826
252 | Inyo | SCE NOL | {'Control': [2.2, 1539.0]} | 39825 | 4197 | 0.11 | 35629 | 0.89 | 33473 | 0.84 |  |  | 5578 | 0.14 | 0.02 | 2 | 0 | 0 | 0 |  | 2644 | 0.07 | 0 | 0 | 0 | 0 | 39825 | 9297 | 0.23 | 30529 | 14419 | 0.36 | 25407 | 15291 | 0.38 | 24535 | 30236 | 0.76 | 9590 | 3161 | 0.08 | 36665
253 | Richmond | Northeast CA | {'Leavitt': [7.1, 5236.0]} | 249759 | 78527 | 0.31 | 171232 | 0.69 | 77257 | 0.31 |  |  | 155749 | 0.62 | 0.1 | 22694 | 0.09 | 0 | 0 |  | 173398 | 0.69 | 615 | 0 | 80055 | 0.32 | 169704 | 50885 | 0.2 | 198874 | 46008 | 0.18 | 203751 | 128069 | 0.51 | 121689 | 91225 | 0.37 | 158534 | 22592 | 0.09 | 227167
254 | Salinas | PGE GBA | {'Buena Vista': [2.3, 14790.0], 'Crazy Horse Canyon': [7.4, 10061.0], 'Moss Landing': [11.0, 7346.0]} | 173475 | 30326 | 0.17 | 143149 | 0.83 | 24878 | 0.14 |  |  | 112968 | 0.65 | 0.15 | 8213 | 0.05 | 63049 | 0.36 |  | 56032 | 0.32 | 9103 | 0.05 | 36864 | 0.21 | 136611 | 21532 | 0.12 | 151943 | 37837 | 0.22 | 135638 | 65643 | 0.38 | 107832 | 39697 | 0.23 | 133778 | 9309 | 0.05 | 164167
255 | Cloverdale | PGE NGBA | {'Eagle Rock': [10.9, 2789.0], 'Lake View': [12.4, 1831.0], 'Geysers Tap 1': [14.0, 2418.0], 'Fitch Mountain': [15.7, 3057.0]} | 207359 | 14769 | 0.07 | 192590 | 0.93 | 26192 | 0.13 |  |  | 157501 | 0.76 | 0.08 | 10654 | 0.05 | 11713 | 0.06 |  | 68739 | 0.33 | 63045 | 0.3 | 131125 | 0.63 | 76234 | 76069 | 0.37 | 131290 | 126042 | 0.61 | 81317 | 180846 | 0.87 | 26514 | 92452 | 0.45 | 114907 | 3382 | 0.02 | 203977
256 | Colgate | PGE NGBA | {'New Colgate': [0.1, 4748.0], 'Brunswick': [10.8, 644.0]} | 224188 | 23937 | 0.11 | 200252 | 0.89 | 9646 | 0.04 |  |  | 113570 | 0.51 | 0.21 | 3808 | 0.02 | 720 | 0 |  | 135422 | 0.6 | 72453 | 0.32 | 172636 | 0.77 | 51552 | 30174 | 0.13 | 194014 | 48636 | 0.22 | 175553 | 190068 | 0.85 | 34120 | 58443 | 0.26 | 165745 | 7946 | 0.04 | 216242
257 | New Sub - Suncrest - Ocotillo (Proposed) | SDGE Imperial | {'Crestwood': [8.6, 16049.0], 'Cameron': [10.2, 13639.0], 'Carrizo Gorge': [11.9, 13732.0], 'Suncrest': [13.7, 1936.0], 'Boulevard': [13.7, 12905.0]} | 161859 | 32293 | 0.2 | 129566 | 0.8 | 53686 | 0.33 |  |  | 84562 | 0.52 | 0.08 | 396 | 0 | 209 | 0 |  | 26172 | 0.16 | 131578 | 0.81 | 15745 | 0.1 | 146114 | 42516 | 0.26 | 119343 | 69533 | 0.43 | 92326 | 91378 | 0.56 | 70481 | 76477 | 0.47 | 85382 | 5003 | 0.03 | 156856
258 | East Nicolaus | PGE NGBA | {'Rio Oso': [4.4, 22791.0], 'Sutter Power': [12.7, 2985.0], 'Olivehurst': [12.7, 3263.0], 'Greenleaf 1': [12.8, 2975.0], 'Knights Landing': [12.9, 55.0], 'Lincoln': [13.3, 14495.0], 'Bogue': [13.7, 3076.0], 'Pleasant Grove': [14.0, 12829.0], 'East Marysville': [17.7, 2015.0], 'Atlantic': [18.0, 1704.0], 'Pease': [19.2, 354.0], 'Woodland': [19.9, 1.0]} | 329558 | 43696 | 0.13 | 285862 | 0.87 | 17694 | 0.05 |  |  | 268262 | 0.81 | 0.15 | 98183 | 0.3 | 160273 | 0.49 |  | 37222 | 0.11 | 0 | 0 | 106975 | 0.32 | 222583 | 19055 | 0.06 | 310503 | 133960 | 0.41 | 195598 | 208475 | 0.63 | 121083 | 6715 | 0.02 | 322843 | 47324 | 0.14 | 282235
259 | Renfro | PGE Kern | {'Kern Power': [3.8, 9844.0], '7th Standard': [4.1, 10805.0], 'Rosedale': [4.9, 9062.0], 'Tevis': [5.1, 4478.0], 'Tupman': [6.4, 8602.0], 'Rio Bravo': [6.6, 10626.0], 'West Park': [7.0, 6396.0], 'Stockdale': [7.3, 3188.0], 'Lerdo': [7.9, 11103.0], 'Kern Oil': [8.8, 5768.0], 'Bakersfield': [8.9, 5612.0], 'Casaloma': [9.4, 2486.0], 'Panama': [10.2, 2495.0], 'Sycamore': [10.7, 5276.0], 'Norco': [10.8, 2691.0], 'Mt Poso': [11.9, 6769.0], 'Shafter': [12.3, 8371.0], 'Columbus': [12.6, 502.0], 'Old River': [13.0, 2495.0], 'Magunden': [13.7, 6.0], 'Famoso': [15.3, 3456.0], 'Midway': [16.2, 3951.0], 'Poso Mt.': [16.6, 3799.0], 'Charca': [17.8, 593.0], 'Ganso': [17.8, 3477.0], 'Midway - Wheeler Ridge (Proposed)': [19.4, 31.0]} | 299873 | 48413 | 0.16 | 251460 | 0.84 | 37322 | 0.12 |  |  | 234760 | 0.78 | 0.12 | 33153 | 0.11 | 158235 | 0.53 |  | 30721 | 0.1 | 0 | 0 | 78201 | 0.26 | 221672 | 61700 | 0.21 | 238174 | 111447 | 0.37 | 188426 | 151088 | 0.5 | 148786 | 4707 | 0.02 | 295167 | 19576 | 0.07 | 280297
260 | Julian Hinds | SCE Eastern | {} | 18058 | 3180 | 0.18 | 14878 | 0.82 | 7553 | 0.42 |  |  | 9881 | 0.55 | 0.06 | 215 | 0.01 | 0 | 0 |  | 0 | 0 | 0 | 0 | 2662 | 0.15 | 15397 | 6587 | 0.36 | 11471 | 327 | 0.02 | 17731 | 8823 | 0.49 | 9235 | 9866 | 0.55 | 8192 | 0 | 0 | 18058
261 | Old River | PGE Kern | {'Panama': [7.5, 15154.0], 'Stockdale': [7.8, 12099.0], 'Tevis': [7.9, 9772.0], 'Lakeview': [7.9, 17161.0], 'Wheeler Ridge': [10.9, 11160.0], 'Casaloma': [11.0, 7463.0], 'Midway - Wheeler Ridge (Proposed)': [11.2, 11363.0], 'Rosedale': [11.8, 4028.0], 'Kern Power': [11.9, 3794.0], 'West Park': [12.0, 3736.0], 'Copus': [12.8, 9539.0], 'Norco': [12.9, 2391.0], 'Renfro': [13.0, 2495.0], 'Bakersfield': [13.6, 2222.0], 'Grimmway-Malaga': [13.7, 8324.0], 'Tupman': [13.9, 1070.0], 'Magunden': [14.6, 1923.0], 'Unknown - 3327': [14.7, 5235.0], 'Lamont': [14.8, 5147.0], 'Elk Hills': [15.5, 211.0], 'Tejon': [15.5, 2228.0], 'Columbus': [16.0, 532.0], '7th Standard': [16.2, 36.0], 'Kern Oil': [16.8, 85.0], 'Sycamore': [18.0, 43.0], 'Cal Water': [18.6, 199.0]} | 306962 | 41722 | 0.14 | 265240 | 0.86 | 44417 | 0.14 |  |  | 242518 | 0.79 | 0.09 | 61666 | 0.2 | 181151 | 0.59 |  | 13630 | 0.04 | 0 | 0 | 43065 | 0.14 | 263897 | 85948 | 0.28 | 221014 | 139061 | 0.45 | 167902 | 143474 | 0.47 | 163489 | 35 | 0 | 306928 | 16949 | 0.06 | 290013
262 | Bellevue | PGE NGBA | {'Santa Rosa A': [4.0, 5118.0], 'Penngrove': [4.7, 6378.0], 'Monroe': [5.4, 2639.0], 'Rincon': [8.1, 3341.0], 'Corona': [8.5, 3816.0], 'Fulton': [8.7, 808.0], 'Lakeville': [11.4, 3786.0], 'Silverado': [16.0, 2081.0]} | 193352 | 19308 | 0.1 | 174044 | 0.9 | 7017 | 0.04 |  |  | 117173 | 0.61 | 0.18 | 25612 | 0.13 | 12682 | 0.07 |  | 76404 | 0.4 | 0 | 0 | 103363 | 0.53 | 89989 | 73071 | 0.38 | 120281 | 129222 | 0.67 | 64130 | 163420 | 0.85 | 29933 | 52433 | 0.27 | 140919 | 10486 | 0.05 | 182866
263 | Highline | SDGE Imperial | {'North Gila - IV (Proposed)': [4.2, 3867.0], 'Drop 4': [5.5, 3870.0], 'El Centro': [15.4, 3246.0]} | 168475 | 24180 | 0.14 | 144295 | 0.86 | 27638 | 0.16 |  |  | 135957 | 0.81 | 0.09 | 17855 | 0.11 | 114135 | 0.68 |  | 0 | 0 | 0 | 0 | 6880 | 0.04 | 161594 | 28596 | 0.17 | 139879 | 28596 | 0.17 | 139879 | 35477 | 0.21 | 132998 | 15017 | 0.09 | 153457 | 8518 | 0.05 | 159957
264 | Clayton | PGE GBA | {'Meadow Lane': [4.7, 711.0], 'Lakewood': [5.4, 701.0], 'Kirker': [6.3, 1258.0], 'Pittsburg': [7.5, 1257.0], 'GWF 2': [7.7, 1225.0], 'Alhambra': [9.4, 126.0], 'Martinez': [9.4, 282.0], 'Tassajara': [10.6, 39.0], 'Contra Costa': [10.8, 1169.0], 'Lone Tree': [11.3, 964.0], 'Collinsville': [11.9, 945.0], 'Contra Costa PP': [12.2, 1162.0], 'Bahia': [13.2, 128.0], 'Christie': [13.5, 118.0], 'Birds Landing': [14.6, 2.0], 'Brentwood': [15.9, 586.0], 'Shiloh III': [17.0, 2.0]} | 89923 | 15989 | 0.18 | 73934 | 0.82 | 14069 | 0.16 |  |  | 62554 | 0.7 | 0.19 | 7494 | 0.08 | 421 | 0 |  | 60486 | 0.67 | 885 | 0.01 | 35520 | 0.4 | 54403 | 50163 | 0.56 | 39760 | 51285 | 0.57 | 38638 | 67004 | 0.75 | 22918 | 19586 | 0.22 | 70337 | 15150 | 0.17 | 74773
265 | Hilltop | Northeast CA | {} | 363415 | 35531 | 0.1 | 327884 | 0.9 | 0 | 0 |  |  | 0 | 0 | 0 | 23868 | 0.07 | 15991 | 0.04 |  | 75400 | 0.21 | 0 | 0 | 158882 | 0.44 | 204533 | 74577 | 0.21 | 288838 | 41700 | 0.11 | 321715 | 219696 | 0.6 | 143719 | 250121 | 0.69 | 113294 | 40897 | 0.11 | 322518
266 | Lakeville | PGE NGBA | {'Corona': [4.2, 4756.0], 'Penngrove': [7.0, 4492.0], 'Bellevue': [11.4, 3786.0], 'Ignacio': [12.3, 2680.0], 'Santa Rosa A': [14.7, 2404.0], 'Monroe': [16.6, 393.0], 'Tulucay': [16.9, 668.0], 'Rincon': [17.3, 2379.0], 'Silverado': [18.5, 1261.0]} | 157547 | 15168 | 0.1 | 142379 | 0.9 | 17967 | 0.11 |  |  | 102462 | 0.65 | 0.13 | 28599 | 0.18 | 12148 | 0.08 |  | 74365 | 0.47 | 0 | 0 | 98646 | 0.63 | 58900 | 39779 | 0.25 | 117768 | 81422 | 0.52 | 76124 | 129171 | 0.82 | 28376 | 49095 | 0.31 | 108452 | 10594 | 0.07 | 146953
267 | Fig Garden | PGE Fresno | {'Figarden': [0.0, 19790.0], 'Ashlan': [2.6, 16506.0], 'Gregg': [3.8, 17850.0], 'Herndon': [3.8, 18055.0], 'Bullard': [5.0, 10796.0], 'West Fresno': [7.5, 7059.0], 'Woodward': [7.9, 7588.0], 'Kearney (New)': [8.2, 7409.0], 'California Ave': [8.8, 4360.0], 'Clovis': [9.8, 343.0], 'Borden': [9.8, 14088.0], 'Malaga': [11.5, 2020.0], 'Madera': [12.9, 9458.0], 'Biola': [14.2, 3925.0], 'Storey': [14.8, 7943.0], 'Mc Mullin': [17.4, 1501.0]} | 265231 | 49737 | 0.19 | 215494 | 0.81 | 19536 | 0.07 |  |  | 176257 | 0.66 | 0.21 | 64376 | 0.24 | 130453 | 0.49 |  | 75895 | 0.29 | 0 | 0 | 47948 | 0.18 | 217283 | 73808 | 0.28 | 191423 | 75868 | 0.29 | 189363 | 102946 | 0.39 | 162285 | 35394 | 0.13 | 229837 | 36627 | 0.14 | 228604
268 | GWF Tracy | PGE GBA | {'Lammers': [0.7, 2190.0], 'Tesla': [4.1, 1761.0], 'Midway Green Ridge Services': [5.4, 1703.0], 'Tracy': [7.8, 1703.0], 'Kasson': [8.4, 2190.0], 'Kelso': [8.6, 1646.0], 'Delta PP': [9.5, 993.0], 'Delta Pumps': [9.5, 995.0], 'Windmaster': [10.4, 404.0], 'Altamont': [10.5, 247.0], 'Altamont Midway (Sandhill)': [10.5, 255.0], 'Vierra': [13.2, 38.0], 'Manteca': [15.8, 15.0], 'Westley': [17.9, 316.0], 'New Sub - Westley - Quinto (Proposed)': [19.5, 1.0]} | 283849 | 3569 | 0.01 | 280280 | 0.99 | 81195 | 0.29 |  |  | 173520 | 0.61 | 0.15 | 17758 | 0.06 | 115502 | 0.41 |  | 113290 | 0.4 | 23611 | 0.08 | 157804 | 0.56 | 126045 | 102795 | 0.36 | 181054 | 104954 | 0.37 | 178895 | 178047 | 0.63 | 105802 | 74458 | 0.26 | 209391 | 14945 | 0.05 | 268905
269 | Pahrump | SCE EOP | {'Gamebird': [4.5, 20980.0], 'Thousandaire': [4.6, 18881.0], 'Charleston': [8.1, 18314.0], 'Vista 2': [8.7, 19076.0], 'Crazy Eyes': [13.6, 5983.0]} | 113965 | 46532 | 0.41 | 67432 | 0.59 | 11740 | 0.1 |  |  | 1788 | 0.02 | 0.13 | 0 | 0 | 0 | 0 |  | 0 | 0 | 0 | 0 | 3107 | 0.03 | 110858 | 806 | 0.01 | 113159 | 6858 | 0.06 | 107107 | 8458 | 0.07 | 105507 | 10439 | 0.09 | 103526 | 122 | 0 | 113842
270 | Curtis | PGE GBA | {'Race Track': [5.1, 7775.0], 'Racetrack': [5.1, 7775.0], 'Mi-Wuk': [7.8, 5710.0], 'Peoria': [10.8, 2392.0], 'Chinese Station': [11.0, 2976.0], 'New Melones': [11.5, 846.0], 'Stanislaus': [11.7, 1707.0], 'Collierville': [12.3, 1707.0], 'Frogtown': [12.9, 269.0]} | 148690 | 17874 | 0.12 | 130816 | 0.88 | 24059 | 0.16 |  |  | 99574 | 0.67 | 0.14 | 654 | 0 | 175 | 0 |  | 91825 | 0.62 | 48483 | 0.33 | 59583 | 0.4 | 89107 | 50379 | 0.34 | 98310 | 69853 | 0.47 | 78837 | 103020 | 0.69 | 45670 | 70876 | 0.48 | 77813 | 4058 | 0.03 | 144631
271 | Quinto | PGE Fresno | {'Los Banos': [5.3, 14254.0], 'Padre Flats SW STA': [9.4, 10041.0], 'Miller': [9.7, 8512.0], 'Fink (Proposed)': [17.8, 32.0], 'Crows Landing': [17.9, 45.0], 'Crow Creek': [18.1, 32.0], 'Mercy Springs': [18.7, 332.0], 'Dos Amigos': [18.8, 138.0], 'Stanislaus Resource Recovery Facility': [18.9, 24.0]} | 224813 | 24515 | 0.11 | 200298 | 0.89 | 84901 | 0.38 |  |  | 129222 | 0.57 | 0.07 | 33444 | 0.15 | 45280 | 0.2 |  | 118753 | 0.53 | 18642 | 0.08 | 131068 | 0.58 | 93744 | 36974 | 0.16 | 187838 | 61415 | 0.27 | 163397 | 147469 | 0.66 | 77344 | 100459 | 0.45 | 124353 | 15602 | 0.07 | 209210
272 | Melrose | SDGE Imperial | {'Ocean Ranch': [2.4, 1444.0], 'Shadowridge': [4.6, 1812.0], 'San Luis Rey': [4.7, 1356.0], 'Palomar Airport': [6.1, 507.0], 'San Marcos': [6.3, 1226.0], 'Cannon': [6.6, 349.0], 'Encina': [6.8, 264.0], 'Pendleton': [8.5, 1061.0], 'Monserate': [8.6, 1583.0], 'Escondido': [9.6, 1218.0], 'Lilac': [10.1, 1228.0], 'Avocado': [12.4, 1179.0], 'Pala': [13.1, 1152.0], 'Valley Center': [13.6, 912.0], 'Artesian': [14.6, 372.0], 'North City Metering': [17.3, 248.0], 'Chicarita': [19.1, 269.0]} | 64716 | 22717 | 0.35 | 41999 | 0.65 | 154 | 0 |  |  | 11233 | 0.17 | 0.4 | 14997 | 0.23 | 3376 | 0.05 |  | 35932 | 0.56 | 5831 | 0.09 | 29116 | 0.45 | 35600 | 8577 | 0.13 | 56138 | 18428 | 0.28 | 46288 | 34945 | 0.54 | 29770 | 3942 | 0.06 | 60774 | 4780 | 0.07 | 59936
273 | Valley (VEA) | SCE EOP | {'Valley Switch': [4.9, 77671.0], 'Lathrop': [11.3, 43177.0]} | 157613 | 117426 | 0.75 | 40187 | 0.25 | 2858 | 0.02 |  |  | 0 | 0 | 0.01 | 0 | 0 | 0 | 0 |  | 0 | 0 | 0 | 0 | 0 | 0 | 157613 | 0 | 0 | 157613 | 0 | 0 | 157613 | 0 | 0 | 157613 | 2866 | 0.02 | 154747 | 45 | 0 | 157568
274 | Avocado | SDGE Imperial | {'Monserate': [3.9, 6260.0], 'Pala': [7.4, 5960.0], 'Pendleton': [7.7, 1102.0], 'Melrose': [12.4, 1179.0], 'Ocean Ranch': [12.5, 955.0], 'Lilac': [12.6, 4015.0], 'San Luis Rey': [13.3, 955.0], 'Pauba': [15.6, 1172.0], 'Valley Center': [16.5, 2780.0], 'Shadowridge': [16.9, 807.0], 'San Marcos': [17.9, 236.0], 'Cannon': [18.0, 53.0], 'Encina': [18.1, 27.0], 'Palomar Airport': [18.4, 4.0], 'Escondido': [19.2, 232.0]} | 120034 | 26242 | 0.22 | 93792 | 0.78 | 3777 | 0.03 |  |  | 28607 | 0.24 | 0.37 | 26911 | 0.22 | 4879 | 0.04 |  | 48605 | 0.4 | 46273 | 0.39 | 70317 | 0.59 | 49717 | 32668 | 0.27 | 87366 | 53620 | 0.45 | 66415 | 87664 | 0.73 | 32370 | 15347 | 0.13 | 104687 | 7601 | 0.06 | 112433
275 | New Sub - North Gila - IV (Proposed) | SDGE Imperial | {'North Gila - IV (Proposed)': [2.1, 6170.0], 'Highline': [5.5, 3870.0]} | 100178 | 15981 | 0.16 | 84197 | 0.84 | 20162 | 0.2 |  |  | 75857 | 0.76 | 0.08 | 9055 | 0.09 | 65894 | 0.66 |  | 0 | 0 | 0 | 0 | 902 | 0.01 | 99276 | 23398 | 0.23 | 76780 | 23398 | 0.23 | 76780 | 24300 | 0.24 | 75878 | 6683 | 0.07 | 93495 | 6111 | 0.06 | 94068
276 | Caliente | PGE Kern | {'Carrizo Plains': [6.9, 6622.0], 'Topaz': [8.0, 5650.0], 'Solar': [8.0, 5650.0], 'Kernridge': [10.9, 8631.0], 'Temblor': [12.4, 7526.0], 'Sunset': [19.2, 103.0]} | 252580 | 38837 | 0.15 | 213743 | 0.85 | 81202 | 0.32 |  |  | 152972 | 0.61 | 0.09 | 8145 | 0.03 | 8010 | 0.03 |  | 72458 | 0.29 | 11813 | 0.05 | 138570 | 0.55 | 114010 | 32930 | 0.13 | 219650 | 64655 | 0.26 | 187925 | 179368 | 0.71 | 73212 | 109559 | 0.43 | 143021 | 7339 | 0.03 | 245241
277 | San Luis Obispo | PGE Kern | {'Oceano': [11.5, 8388.0], 'Diablo Canyon': [12.3, 1027.0], 'Morro Bay': [14.7, 30.0], 'Callender': [15.2, 5090.0]} | 159477 | 27508 | 0.17 | 131969 | 0.83 | 30324 | 0.19 |  |  | 113113 | 0.71 | 0.09 | 5122 | 0.03 | 6561 | 0.04 |  | 89279 | 0.56 | 48508 | 0.3 | 44336 | 0.28 | 115141 | 35555 | 0.22 | 123921 | 82507 | 0.52 | 76970 | 96393 | 0.6 | 63084 | 82914 | 0.52 | 76563 | 11887 | 0.07 | 147590
278 | Valley Home | PGE GBA | {'Avena': [6.0, 26941.0], 'Riverbank': [6.4, 16129.0], 'Cottle': [8.7, 15106.0], 'Warnerville': [11.1, 14871.0], 'Bellota': [11.7, 8224.0], 'Ripon': [13.0, 9775.0], 'Manteca': [15.6, 8440.0], 'Weber': [16.6, 6119.0], 'Vierra': [18.3, 3172.0], 'French Camp': [18.8, 1600.0]} | 327906 | 58242 | 0.18 | 269665 | 0.82 | 58268 | 0.18 |  |  | 205650 | 0.63 | 0.13 | 117296 | 0.36 | 99049 | 0.3 |  | 104668 | 0.32 | 0 | 0 | 152239 | 0.46 | 175668 | 35018 | 0.11 | 292889 | 90737 | 0.28 | 237170 | 199180 | 0.61 | 128727 | 75256 | 0.23 | 252650 | 21990 | 0.07 | 305916
279 | Big Creek | PGE Fresno | {} | 145660 | 6979 | 0.05 | 138681 | 0.95 | 100384 | 0.69 |  |  | 32745 | 0.22 | 0.09 | 33 | 0 | 0 | 0 |  | 58528 | 0.4 | 4480 | 0.03 | 32625 | 0.22 | 113035 | 85122 | 0.58 | 60538 | 63305 | 0.43 | 82355 | 105399 | 0.72 | 40261 | 76295 | 0.52 | 69365 | 6283 | 0.04 | 139377
280 | West Fresno | PGE Fresno | {'California Ave': [3.0, 18489.0], 'Kearney (New)': [3.6, 22232.0], 'Ashlan': [5.2, 9684.0], 'Malaga': [5.4, 14061.0], 'Fig Garden': [7.5, 7059.0], 'Figarden': [7.5, 7073.0], 'Bullard': [7.9, 5442.0], 'Herndon': [10.5, 5703.0], 'Clovis': [10.7, 2804.0], 'Gregg': [10.8, 5473.0], 'Sanger': [11.5, 5596.0], 'McCall': [12.4, 7464.0], 'Mc Mullin': [12.8, 13780.0], 'Woodward': [12.9, 13.0], 'Borden': [16.9, 1942.0], 'Biola': [17.0, 1860.0], 'Madera': [19.3, 303.0]} | 276808 | 82589 | 0.3 | 194219 | 0.7 | 9027 | 0.03 |  |  | 175734 | 0.63 | 0.22 | 75335 | 0.27 | 175700 | 0.63 |  | 12612 | 0.05 | 0 | 0 | 17665 | 0.06 | 259143 | 18539 | 0.07 | 258268 | 18019 | 0.07 | 258788 | 29541 | 0.11 | 247266 | 16 | 0 | 276791 | 4638 | 0.02 | 272170
281 | Sylmar | SCE Northern | {'Saugus': [9.2, 1140.0], 'Pardee': [10.4, 998.0], 'Elizabeth Lake': [14.5, 97.0]} | 56787 | 10498 | 0.18 | 46289 | 0.82 | 15896 | 0.28 |  |  | 25076 | 0.44 | 0.34 | 330 | 0.01 | 875 | 0.02 |  | 33572 | 0.59 | 13272 | 0.23 | 23442 | 0.41 | 33345 | 1995 | 0.04 | 54792 | 9554 | 0.17 | 47233 | 31010 | 0.55 | 25776 | 21700 | 0.38 | 35087 | 6029 | 0.11 | 50758
282 | Tracy | PGE GBA | {'Kelso': [1.2, 1646.0], 'Delta PP': [2.2, 993.0], 'Delta Pumps': [2.2, 995.0], 'Windmaster': [3.3, 404.0], 'Midway Green Ridge Services': [5.0, 1703.0], 'Tesla': [6.0, 1703.0], 'Altamont': [6.3, 247.0], 'Altamont Midway (Sandhill)': [6.3, 255.0], 'GWF Tracy': [7.8, 1703.0], 'Lammers': [8.1, 1703.0], 'Kasson': [13.5, 1703.0]} | 264878 | 4436 | 0.02 | 260442 | 0.98 | 67766 | 0.26 |  |  | 166120 | 0.63 | 0.14 | 16751 | 0.06 | 117806 | 0.44 |  | 106726 | 0.4 | 4685 | 0.02 | 114721 | 0.43 | 150157 | 89565 | 0.34 | 175313 | 95271 | 0.36 | 169607 | 143940 | 0.54 | 120938 | 45136 | 0.17 | 219743 | 16352 | 0.06 | 248526
283 | Pease | PGE NGBA | {'East Marysville': [5.4, 8779.0], 'Bogue': [5.5, 8916.0], 'Olivehurst': [8.3, 7086.0], 'Sutter Power': [8.4, 5024.0], 'Greenleaf 1': [8.4, 5027.0], 'Honcut': [11.0, 4747.0], 'Meridian': [13.4, 2642.0], 'East Nicolaus': [19.2, 354.0], 'Rio Oso': [19.4, 199.0]} | 307544 | 26146 | 0.09 | 281398 | 0.91 | 18130 | 0.06 |  |  | 240148 | 0.78 | 0.12 | 86130 | 0.28 | 145862 | 0.47 |  | 50764 | 0.17 | 0 | 0 | 148053 | 0.48 | 159491 | 34837 | 0.11 | 272707 | 104990 | 0.34 | 202553 | 213760 | 0.7 | 93784 | 24412 | 0.08 | 283132 | 26404 | 0.09 | 281140
284 | Spring Valley | SDGE Imperial | {'Murray': [3.8, 2.0], 'El Cajon': [4.3, 261.0], 'Miguel': [4.3, 261.0], 'Salt Creek': [4.4, 261.0], 'Elliot': [7.3, 69.0], 'Elliott': [7.3, 69.0], 'Mission': [8.4, 69.0], 'Silvergate': [8.7, 69.0], 'Kearny': [9.9, 69.0], 'Vine': [10.2, 69.0], 'Bay Boulevard': [10.5, 69.0], 'Mesa Heights': [10.9, 69.0], 'Old Town': [11.1, 69.0], 'Imperial Beach': [12.1, 52.0], 'Otay Mesa': [12.6, 223.0], 'Loveland': [12.8, 261.0], 'Point Loma': [13.4, 69.0], 'Alpine': [13.8, 261.0]} | 37840 | 3435 | 0.09 | 34405 | 0.91 | 4386 | 0.12 |  |  | 13089 | 0.35 | 0.23 | 163 | 0 | 77 | 0 |  | 13018 | 0.34 | 16970 | 0.45 | 12721 | 0.34 | 25119 | 22928 | 0.61 | 14912 | 29803 | 0.79 | 8037 | 33938 | 0.9 | 3902 | 9550 | 0.25 | 28291 | 1547 | 0.04 | 36293
285 | Honcut | PGE NGBA | {'Palermo': [10.2, 337.0], 'Pease': [11.0, 4747.0], 'East Marysville': [11.1, 3131.0], 'Wyandotte': [12.3, 19.0], 'Thermalito': [13.6, 127.0], 'Bogue': [15.7, 2107.0], 'Olivehurst': [16.2, 1900.0], 'Greenleaf 1': [19.4, 142.0], 'Sutter Power': [19.4, 145.0]} | 273391 | 24077 | 0.09 | 249314 | 0.91 | 12407 | 0.05 |  |  | 189659 | 0.69 | 0.16 | 94579 | 0.35 | 68263 | 0.25 |  | 87888 | 0.32 | 0 | 0 | 174102 | 0.64 | 99290 | 30976 | 0.11 | 242415 | 83115 | 0.3 | 190277 | 222802 | 0.81 | 50590 | 42268 | 0.15 | 231123 | 26996 | 0.1 | 246395
286 | Rancho Mission Viejo | SDGE Imperial | {'Margarita': [2.4, 1757.0], 'Capistrano': [3.9, 1758.0], 'Q1806': [4.5, 1457.0], 'Trabuco': [5.0, 1261.0], 'Talega': [5.3, 1744.0], 'North of SONGS': [5.5, 1733.0], 'Viejo': [10.1, 461.0], 'San Onofre': [11.2, 358.0]} | 33807 | 2374 | 0.07 | 31433 | 0.93 | 6409 | 0.19 |  |  | 18880 | 0.56 | 0.3 | 210 | 0.01 | 38 | 0 |  | 6316 | 0.19 | 24454 | 0.72 | 17466 | 0.52 | 16342 | 18155 | 0.54 | 15652 | 20926 | 0.62 | 12881 | 29413 | 0.87 | 4395 | 18164 | 0.54 | 15644 | 2254 | 0.07 | 31554
287 | Encina | SDGE Imperial | {'Cannon': [0.2, 269.0], 'Palomar Airport': [2.9, 241.0], 'San Luis Rey': [5.2, 121.0], 'Shadowridge': [5.6, 252.0], 'Ocean Ranch': [5.7, 122.0], 'Melrose': [6.8, 264.0], 'San Marcos': [8.0, 215.0], 'Pendleton': [11.9, 64.0], 'Escondido': [12.6, 201.0], 'North City Metering': [14.0, 148.0], 'Artesian': [14.1, 147.0], 'Monserate': [14.5, 85.0], 'Lilac': [16.5, 62.0], 'Penasquitos': [16.6, 3.0], 'Chicarita': [18.0, 131.0], 'Avocado': [18.1, 27.0], 'Valley Center': [19.4, 8.0], 'Pala': [19.9, 2.0]} | 19244 | 2144 | 0.11 | 17099 | 0.89 | 158 | 0.01 |  |  | 2187 | 0.11 | 0.37 | 3772 | 0.2 | 1304 | 0.07 |  | 2920 | 0.15 | 0 | 0 | 12286 | 0.64 | 6957 | 6922 | 0.36 | 12322 | 9773 | 0.51 | 9471 | 15174 | 0.79 | 4070 | 869 | 0.05 | 18374 | 1132 | 0.06 | 18112
288 | Bullard | PGE Fresno | {'Ashlan': [3.9, 10767.0], 'Clovis': [4.8, 4897.0], 'Figarden': [5.0, 10796.0], 'Fig Garden': [5.0, 10796.0], 'Woodward': [5.1, 6997.0], 'California Ave': [7.3, 6936.0], 'West Fresno': [7.9, 5442.0], 'Gregg': [8.4, 10009.0], 'Herndon': [8.6, 10100.0], 'Malaga': [9.4, 5319.0], 'Kearney (New)': [10.4, 4391.0], 'Sanger': [11.9, 4591.0], 'Borden': [13.7, 7817.0], 'McCall': [16.4, 1706.0], 'Madera': [17.2, 3507.0], 'Storey': [18.3, 2260.0], 'Biola': [19.1, 765.0]} | 263152 | 46785 | 0.18 | 216366 | 0.82 | 25811 | 0.1 |  |  | 153101 | 0.58 | 0.24 | 58749 | 0.22 | 100632 | 0.38 |  | 98952 | 0.38 | 0 | 0 | 81078 | 0.31 | 182073 | 82664 | 0.31 | 180488 | 79359 | 0.3 | 183793 | 126810 | 0.48 | 136342 | 54041 | 0.21 | 209111 | 38586 | 0.15 | 224565
289 | Hicks | PGE GBA | {'Vasona': [3.8, 868.0], 'El Patio': [4.5, 495.0], 'Stone': [5.2, 108.0], 'Edenvale': [5.8, 108.0], 'Evergreen': [5.8, 108.0], 'Santa Teresa': [6.0, 108.0], 'San Jose A': [6.6, 108.0], 'Piercy': [6.7, 108.0], 'Saratoga': [7.0, 560.0], 'San Jose B': [7.5, 108.0], 'FMC': [8.0, 53.0], 'Swift': [8.4, 108.0], 'Metcalf Energy Center': [8.5, 108.0], 'Metcalf 1': [8.7, 108.0], 'Monta Vista': [11.3, 560.0], 'Paul Sweet': [17.4, 213.0]} | 72215 | 5823 | 0.08 | 66392 | 0.92 | 6011 | 0.08 |  |  | 32763 | 0.45 | 0.21 | 1551 | 0.02 | 816 | 0.01 |  | 34286 | 0.47 | 32 | 0 | 42969 | 0.6 | 29246 | 11201 | 0.16 | 61014 | 39819 | 0.55 | 32396 | 59339 | 0.82 | 12876 | 25189 | 0.35 | 47026 | 2165 | 0.03 | 70050
290 | Olivehurst | PGE NGBA | {'Bogue': [4.3, 16162.0], 'East Marysville': [5.1, 15077.0], 'Pease': [8.3, 7086.0], 'Greenleaf 1': [8.4, 6885.0], 'Sutter Power': [8.4, 6926.0], 'Rio Oso': [11.7, 7041.0], 'East Nicolaus': [12.7, 3263.0], 'Honcut': [16.2, 1900.0], 'Lincoln': [18.8, 18.0]} | 295669 | 37842 | 0.13 | 257827 | 0.87 | 13632 | 0.05 |  |  | 227284 | 0.77 | 0.13 | 85800 | 0.29 | 133020 | 0.45 |  | 40601 | 0.14 | 0 | 0 | 130096 | 0.44 | 165574 | 21735 | 0.07 | 273934 | 86989 | 0.29 | 208680 | 189000 | 0.64 | 106669 | 15690 | 0.05 | 279979 | 30634 | 0.1 | 265035
291 | Temblor | PGE Kern | {'Kernridge': [4.8, 24663.0], 'Sunset': [11.4, 12367.0], 'Caliente': [12.4, 7526.0], 'Sunrise': [13.6, 7203.0], 'Midway': [13.7, 25.0], 'Ganso': [16.1, 107.0], 'Goose Lake': [16.6, 346.0], 'Carrizo Plains': [19.3, 342.0]} | 260190 | 42187 | 0.16 | 218003 | 0.84 | 56760 | 0.22 |  |  | 189564 | 0.73 | 0.08 | 19315 | 0.07 | 73282 | 0.28 |  | 33790 | 0.13 | 0 | 0 | 114392 | 0.44 | 145797 | 41424 | 0.16 | 218766 | 112260 | 0.43 | 147929 | 185459 | 0.71 | 74730 | 39235 | 0.15 | 220955 | 6974 | 0.03 | 253216
292 | Olinda | SCE Metro | {'Walnut': [4.6, 370.0], 'Lewis': [9.6, 2.0], 'Villa Park': [10.4, 89.0], 'Serrano': [11.1, 495.0], 'Chino': [14.4, 620.0]} | 8191 | 1477 | 0.18 | 6714 | 0.82 | 148 | 0.02 |  |  | 6548 | 0.8 | 0.15 | 39 | 0 | 0 | 0 |  | 7441 | 0.91 | 0 | 0 | 4082 | 0.5 | 4109 | 238 | 0.03 | 7954 | 998 | 0.12 | 7193 | 5131 | 0.63 | 3061 | 2916 | 0.36 | 5276 | 1009 | 0.12 | 7183
293 | Mt. Eden | PGE GBA | {'Eastshore': [0.9, 1397.0], 'Grant': [4.2, 1341.0], 'Castro Valley': [4.7, 1296.0], 'Dumbarton': [5.7, 180.0], 'San Leandro U': [6.0, 1340.0], 'Edes': [8.9, 1338.0], 'Ravenswood': [9.9, 65.0], 'Fremont': [9.9, 111.0], 'Oakland J': [11.0, 1298.0], 'Cooley Landing': [11.1, 27.0], 'Newark': [11.1, 111.0], 'Vineyard': [13.7, 111.0], 'Oakland X': [14.0, 1292.0], 'Burlingame': [14.5, 1.0], 'Menlo': [14.9, 22.0], 'Oakland C': [15.1, 1292.0], 'Moraga': [15.4, 704.0], 'Oakland L': [15.5, 1284.0], 'Dixon Landing': [15.6, 110.0], 'Jefferson': [15.8, 23.0], 'Millbrae': [15.9, 1.0], 'Whisman': [15.9, 7.0], 'Nortech': [16.6, 3.0], 'Los Esteros': [17.0, 73.0], 'Martin': [17.4, 375.0], 'SAN FRAN A (POTRERO PP)': [17.7, 665.0], 'Potrero': [17.7, 671.0]} | 42058 | 3955 | 0.09 | 38104 | 0.91 | 5636 | 0.13 |  |  | 28985 | 0.69 | 0.53 | 112 | 0 | 101 | 0 |  | 30934 | 0.74 | 0 | 0 | 26409 | 0.63 | 15650 | 11854 | 0.28 | 30205 | 26925 | 0.64 | 15134 | 35173 | 0.84 | 6885 | 16260 | 0.39 | 25798 | 3516 | 0.08 | 38542
294 | Woodland | PGE NGBA | {'Knights Landing': [9.1, 4375.0], 'Davis': [9.4, 3520.0], 'Madison': [11.2, 7891.0], 'Putah Creek': [16.6, 4309.0], 'East Nicolaus': [19.9, 1.0]} | 310006 | 14721 | 0.05 | 295285 | 0.95 | 29231 | 0.09 |  |  | 263762 | 0.85 | 0.09 | 60600 | 0.2 | 204414 | 0.66 |  | 19266 | 0.06 | 0 | 0 | 134728 | 0.43 | 175279 | 41888 | 0.14 | 268118 | 123165 | 0.4 | 186841 | 211827 | 0.68 | 98180 | 4047 | 0.01 | 305959 | 14102 | 0.05 | 295905
295 | Trabuco | SDGE Imperial | {'Q1806': [2.1, 1456.0], 'Margarita': [2.7, 1451.0], 'Capistrano': [3.5, 1360.0], 'Rancho Mission Viejo': [5.0, 1261.0], 'Viejo': [7.4, 883.0], 'Santiago': [8.9, 438.0], 'Talega': [9.6, 1245.0], 'North of SONGS': [9.7, 1234.0], 'Johanna': [14.6, 422.0], 'San Onofre': [15.1, 208.0]} | 24714 | 2456 | 0.1 | 22258 | 0.9 | 4924 | 0.2 |  |  | 13601 | 0.55 | 0.44 | 211 | 0.01 | 40 | 0 |  | 6362 | 0.26 | 15421 | 0.62 | 9432 | 0.38 | 15282 | 12293 | 0.5 | 12421 | 15785 | 0.64 | 8928 | 20486 | 0.83 | 4228 | 13419 | 0.54 | 11294 | 2087 | 0.08 | 22626
296 | Cantua | PGE Fresno | {'Excelsior': [6.4, 37862.0], 'New Sub - Los Banos - Midway (Proposed)': [7.6, 43370.0], 'Schindler': [11.4, 32996.0], 'Tranquility': [11.7, 10569.0], 'Crescent': [11.9, 32394.0], 'Helm': [14.5, 19838.0], 'Cheney': [17.6, 23.0], 'Manning': [17.9, 19.0]} | 339862 | 111560 | 0.33 | 228302 | 0.67 | 106947 | 0.31 |  |  | 228805 | 0.67 | 0.06 | 121977 | 0.36 | 119247 | 0.35 |  | 47775 | 0.14 | 3617 | 0.01 | 116938 | 0.34 | 222923 | 7084 | 0.02 | 332778 | 28976 | 0.09 | 310885 | 119996 | 0.35 | 219866 | 52734 | 0.16 | 287127 | 1578 | 0 | 338284
297 | Rancho Vista | SCE Metro | {'Etiwanda': [0.4, 3376.0], 'Mira Loma': [5.8, 3376.0], 'Padua': [6.4, 3355.0], 'Wildlife': [9.9, 2091.0], 'Rerc': [9.9, 2102.0], 'Chino': [10.3, 3376.0]} | 21456 | 4198 | 0.2 | 17258 | 0.8 | 2044 | 0.1 |  |  | 10253 | 0.48 | 0.3 | 368 | 0.02 | 1289 | 0.06 |  | 6071 | 0.28 | 9567 | 0.45 | 14169 | 0.66 | 7288 | 10837 | 0.51 | 10619 | 9953 | 0.46 | 11504 | 15919 | 0.74 | 5537 | 4665 | 0.22 | 16791 | 1658 | 0.08 | 19798
298 | Los Esteros | PGE GBA | {'Nortech': [1.5, 1115.0], 'Dixon Landing': [2.2, 1493.0], 'Trimble': [3.2, 1131.0], 'Scott': [3.7, 1076.0], 'FMC': [5.6, 1127.0], 'Newark': [5.9, 844.0], 'San Jose B': [6.3, 1125.0], 'San Jose A': [7.1, 1125.0], 'Whisman': [7.6, 6.0], 'Mountain View': [8.1, 6.0], 'Fremont': [8.1, 837.0], 'Stone': [9.3, 1125.0], 'El Patio': [9.4, 178.0], 'Evergreen': [10.0, 1125.0], 'Swift': [10.4, 1125.0], 'Cooley Landing': [11.1, 6.0], 'Dumbarton': [11.3, 595.0], 'Ravenswood': [12.1, 6.0], 'Piercy': [13.6, 491.0], 'Menlo': [14.7, 4.0], 'Edenvale': [14.8, 491.0], 'Santa Teresa': [15.3, 491.0], 'Mt Eden': [17.0, 73.0], 'Mt. Eden': [17.0, 73.0], 'Vineyard': [17.4, 589.0], 'Metcalf Energy Center': [17.6, 136.0], 'Metcalf 1': [17.6, 214.0]} | 50063 | 4145 | 0.08 | 45918 | 0.92 | 22798 | 0.46 |  |  | 23690 | 0.47 | 0.07 | 150 | 0 | 226 | 0 |  | 45535 | 0.91 | 1549 | 0.03 | 29716 | 0.59 | 20347 | 17917 | 0.36 | 32146 | 22805 | 0.46 | 27257 | 34147 | 0.68 | 15915 | 34346 | 0.69 | 15717 | 3546 | 0.07 | 46517
299 | Humboldt Bay | PGE NGBA | {'Harris': [4.9, 11708.0], 'Humboldt': [5.9, 10848.0], 'Arcata': [10.8, 3668.0]} | 122507 | 33275 | 0.27 | 89232 | 0.73 | 29836 | 0.24 |  |  | 71149 | 0.58 | 0.13 | 0 | 0 | 0 | 0 |  | 0 | 0 | 0 | 0 | 4366 | 0.04 | 118140 | 46322 | 0.38 | 76185 | 52480 | 0.43 | 70027 | 55670 | 0.45 | 66836 | 30636 | 0.25 | 91870 | 28261 | 0.23 | 94246
300 | Shiloh III | PGE GBA | {'Birds Landing': [3.3, 31452.0], 'Lambie': [3.8, 28396.0], 'Lambie Energy': [3.8, 28396.0], 'Collinsville': [6.2, 28961.0], 'Pittsburg': [9.6, 15012.0], 'Peabody': [10.5, 1165.0], 'GWF 2': [10.7, 14707.0], 'Kirker': [10.8, 12903.0], 'Contra Costa PP': [11.7, 18358.0], 'Contra Costa': [12.3, 13742.0], 'Grand Island': [14.5, 8107.0], 'Lone Tree': [16.2, 1239.0], 'Bahia': [16.8, 2.0], 'Clayton': [17.0, 2.0], 'Meadow Lane': [18.1, 2.0], 'Martinez': [18.1, 2.0]} | 192835 | 37090 | 0.19 | 155745 | 0.81 | 41184 | 0.21 |  |  | 141034 | 0.73 | 0.07 | 60907 | 0.32 | 51884 | 0.27 |  | 77582 | 0.4 | 0 | 0 | 22576 | 0.12 | 170259 | 60301 | 0.31 | 132534 | 61132 | 0.32 | 131703 | 82008 | 0.43 | 110827 | 7871 | 0.04 | 184964 | 38521 | 0.2 | 154314
301 | Westpark | PGE Kern | {'Rosedale': [2.1, 12952.0], 'Bakersfield': [2.2, 13842.0], 'Casaloma': [2.7, 8128.0], 'Kern Power': [3.2, 11196.0], 'Stockdale': [4.2, 7070.0], 'Kern Oil': [4.8, 10376.0], 'Panama': [5.5, 6880.0], 'Columbus': [5.9, 7754.0], 'Sycamore': [6.1, 10174.0], 'Tevis': [6.2, 5658.0], 'Magunden': [6.7, 4414.0], '7th Standard': [6.8, 8488.0], 'Renfro': [7.0, 6396.0], 'Cal Water': [8.5, 6490.0], 'Lerdo': [10.8, 8452.0], 'Unknown - 3327': [11.3, 4547.0], 'Lamont': [11.4, 4509.0], 'Old River': [12.0, 3736.0], 'Mt Poso': [12.1, 8392.0], 'Tupman': [13.0, 564.0], 'Rio Bravo': [13.2, 2401.0], 'Grimmway-Malaga': [13.4, 4651.0], 'Poso Mt.': [13.7, 6894.0], 'Norco': [16.2, 26.0], 'Shafter': [18.3, 366.0], 'Famoso': [18.5, 1865.0], 'Lakeview': [19.8, 302.0], 'Wheeler Ridge': [20.2, 0.0]} | 292498 | 53270 | 0.18 | 239227 | 0.82 | 25486 | 0.09 |  |  | 237683 | 0.81 | 0.13 | 25684 | 0.09 | 130767 | 0.45 |  | 64700 | 0.22 | 0 | 0 | 99186 | 0.34 | 193311 | 45882 | 0.16 | 246616 | 84917 | 0.29 | 207581 | 139434 | 0.48 | 153063 | 23002 | 0.08 | 269496 | 15337 | 0.05 | 277161
302 | Pendleton | SDGE Imperial | {'Monserate': [5.9, 1178.0], 'San Luis Rey': [6.8, 1061.0], 'Ocean Ranch': [7.2, 1061.0], 'Avocado': [7.7, 1102.0], 'Melrose': [8.5, 1061.0], 'Encina': [11.9, 64.0], 'Cannon': [11.9, 90.0], 'Shadowridge': [12.9, 896.0], 'Palomar Airport': [13.2, 49.0], 'Pala': [13.2, 829.0], 'San Marcos': [14.8, 310.0], 'Lilac': [14.8, 465.0], 'Escondido': [17.9, 307.0], 'Valley Center': [19.0, 193.0]} | 71067 | 11238 | 0.16 | 59828 | 0.84 | 847 | 0.01 |  |  | 13273 | 0.19 | 0.37 | 20376 | 0.29 | 2903 | 0.04 |  | 28774 | 0.4 | 22735 | 0.32 | 47397 | 0.67 | 23670 | 16026 | 0.23 | 55040 | 32106 | 0.45 | 38960 | 55774 | 0.78 | 15292 | 4916 | 0.07 | 66150 | 4960 | 0.07 | 66107
303 | Burney Forest Power | PGE NGBA | {'Burney Forest': [0.0, 45596.0], 'Carberry': [2.4, 41462.0], 'New Sub - Pit 1 - Cottonwood (Proposed)': [6.7, 26321.0], 'Pit 3': [8.5, 18861.0], 'Pit 4': [10.3, 11733.0], 'Cove Road': [11.1, 10400.0], 'Round Mt.': [12.5, 6170.0], 'Pit 1': [13.8, 10576.0], 'James B Black': [15.7, 559.0]} | 258780 | 81073 | 0.31 | 177707 | 0.69 | 146888 | 0.57 |  |  | 104845 | 0.41 | 0.05 | 8381 | 0.03 | 94 | 0 |  | 134455 | 0.52 | 10400 | 0.04 | 110628 | 0.43 | 148152 | 44341 | 0.17 | 214439 | 44667 | 0.17 | 214114 | 136205 | 0.53 | 122575 | 73188 | 0.28 | 185593 | 17844 | 0.07 | 240936
304 | Llagas | PGE GBA | {'Morgan Hill': [10.0, 6645.0], 'Green Valley': [11.8, 3816.0], 'Hollister': [13.0, 8739.0], 'Crazy Horse Canyon': [16.0, 1511.0], 'Metcalf 1': [18.2, 667.0], 'Metcalf Energy Center': [18.2, 708.0], 'Moss Landing': [18.4, 576.0]} | 185097 | 33528 | 0.18 | 151569 | 0.82 | 38007 | 0.21 |  |  | 95400 | 0.52 | 0.18 | 17585 | 0.1 | 29251 | 0.16 |  | 100231 | 0.54 | 3305 | 0.02 | 95742 | 0.52 | 89355 | 14105 | 0.08 | 170992 | 24917 | 0.13 | 160180 | 107815 | 0.58 | 77281 | 74836 | 0.4 | 110261 | 8504 | 0.05 | 176593
305 | Los Banos | PGE Fresno | {'Padre Flats SW STA': [4.2, 13400.0], 'Quinto': [5.3, 14254.0], 'Mercy Springs': [13.7, 2212.0], 'Dos Amigos': [13.8, 1954.0], 'Miller': [14.9, 4340.0]} | 240913 | 27873 | 0.12 | 213041 | 0.88 | 94320 | 0.39 |  |  | 137301 | 0.57 | 0.06 | 35169 | 0.15 | 44833 | 0.19 |  | 129716 | 0.54 | 15995 | 0.07 | 160601 | 0.67 | 80312 | 34855 | 0.14 | 206058 | 65642 | 0.27 | 175271 | 169282 | 0.7 | 71631 | 103713 | 0.43 | 137200 | 19212 | 0.08 | 221701
306 | Peabody | PGE NGBA | {'Lambie': [7.1, 2513.0], 'Lambie Energy': [7.1, 2514.0], 'Vaca-Dixon & Gc Yard': [8.5, 7622.0], 'Shiloh III': [10.5, 1165.0], 'Birds Landing': [13.5, 1165.0], 'Collinsville': [16.0, 1108.0], 'Tulucay': [16.2, 2931.0], 'Parkway': [16.4, 895.0], 'Putah Creek': [16.6, 3485.0], 'Bahia': [16.8, 0.0]} | 222623 | 37407 | 0.17 | 185216 | 0.83 | 28345 | 0.13 |  |  | 165246 | 0.74 | 0.1 | 49142 | 0.22 | 52410 | 0.24 |  | 120891 | 0.54 | 0 | 0 | 78825 | 0.35 | 143798 | 46478 | 0.21 | 176145 | 51784 | 0.23 | 170839 | 123309 | 0.55 | 99314 | 39833 | 0.18 | 182790 | 35685 | 0.16 | 186938
307 | Silvergate | SDGE Imperial | {'Vine': [3.7, 1020.0], 'Old Town': [5.7, 1017.0], 'Point Loma': [6.1, 1017.0], 'Mission': [6.2, 1016.0], 'Bay Boulevard': [6.6, 701.0], 'Imperial Beach': [8.2, 415.0], 'Telegraph Canyon': [8.4, 164.0], 'Otay': [8.5, 174.0], 'Spring Valley': [8.7, 69.0], 'Elliot': [9.0, 758.0], 'Elliott': [9.0, 760.0], 'Miguel': [9.3, 140.0], 'Salt Creek': [9.4, 127.0], 'Mesa Heights': [9.4, 791.0], 'Murray': [9.6, 3.0], 'Kearny': [9.6, 789.0], 'San Ysidro': [11.4, 151.0], 'Penasquitos': [16.1, 13.0]} | 12762 | 1052 | 0.08 | 11710 | 0.92 | 3148 | 0.25 |  |  | 4859 | 0.38 | 0.21 | 0 | 0 | 0 | 0 |  | 5103 | 0.4 | 0 | 0 | 1107 | 0.09 | 11655 | 7999 | 0.63 | 4763 | 10567 | 0.83 | 2194 | 11631 | 0.91 | 1131 | 2437 | 0.19 | 10324 | 754 | 0.06 | 12007
308 | Kelso | PGE GBA | {'Delta PP': [1.0, 993.0], 'Delta Pumps': [1.0, 995.0], 'Tracy': [1.2, 1646.0], 'Windmaster': [2.1, 404.0], 'Midway Green Ridge Services': [5.0, 1647.0], 'Altamont': [5.3, 247.0], 'Altamont Midway (Sandhill)': [5.3, 255.0], 'Tesla': [6.3, 1646.0], 'Vasco': [8.6, 0.0], 'GWF Tracy': [8.6, 1646.0], 'Lammers': [9.0, 1646.0], 'Los Positas': [9.7, 0.0], 'Las Positas': [9.7, 0.0], 'Cayetano': [10.0, 0.0], 'North Dublin': [14.3, 0.0], 'Kasson': [14.7, 1646.0], 'Vineyard': [16.3, 0.0], 'Tassajara': [16.5, 0.0], 'San Ramon': [18.4, 0.0]} | 253249 | 4913 | 0.02 | 248336 | 0.98 | 66674 | 0.26 |  |  | 155401 | 0.61 | 0.15 | 15944 | 0.06 | 104242 | 0.41 |  | 111891 | 0.44 | 4618 | 0.02 | 113198 | 0.45 | 140051 | 93928 | 0.37 | 159321 | 99726 | 0.39 | 153522 | 145959 | 0.58 | 107290 | 45577 | 0.18 | 207672 | 16079 | 0.06 | 237169
309 | Desert View | SCE EOP | {} | 14698 | 9960 | 0.68 | 4738 | 0.32 | 0 | 0 |  |  | 0 | 0 | 0 | 0 | 0 | 0 | 0 |  | 2565 | 0.17 | 0 | 0 | 0 | 0 | 14698 | 0 | 0 | 14698 | 0 | 0 | 14698 | 0 | 0 | 14698 | 0 | 0 | 14698 | 0 | 0 | 14698
310 | Clay | PGE GBA | {'Camanche': [10.2, 248.0], 'Valley Springs': [12.7, 163.0], 'Rancho Seco - Bellota (Proposed)': [14.9, 212.0]} | 230832 | 8268 | 0.04 | 222564 | 0.96 | 25482 | 0.11 |  |  | 149598 | 0.65 | 0.14 | 24275 | 0.11 | 11735 | 0.05 |  | 121859 | 0.53 | 0 | 0 | 206365 | 0.89 | 24467 | 71494 | 0.31 | 159338 | 98821 | 0.43 | 132012 | 213033 | 0.92 | 17799 | 97073 | 0.42 | 133759 | 41078 | 0.18 | 189754
311 | Calcite | SCE NOL | {} | 124161 | 37243 | 0.3 | 86918 | 0.7 | 13615 | 0.11 |  |  | 29631 | 0.24 | 0.39 | 32 | 0 | 49 | 0 |  | 3927 | 0.03 | 3384 | 0.03 | 50396 | 0.41 | 73765 | 33725 | 0.27 | 90436 | 30951 | 0.25 | 93210 | 72616 | 0.58 | 51545 | 32313 | 0.26 | 91848 | 599 | 0 | 123562
312 | Biola | PGE Fresno | {'Madera': [9.7, 12469.0], 'Herndon': [11.2, 5336.0], 'Borden': [11.5, 8318.0], 'Gregg': [11.6, 4993.0], 'Newhall': [12.8, 12447.0], 'Storey': [14.0, 6249.0], 'Kearney (New)': [14.1, 3239.0], 'Fig Garden': [14.2, 3925.0], 'Figarden': [14.2, 3927.0], 'Helm': [14.4, 11691.0], 'Mc Mullin': [15.5, 7250.0], 'Ashlan': [15.7, 2416.0], 'West Fresno': [17.0, 1860.0], 'Crescent': [18.5, 4911.0], 'Bullard': [19.1, 765.0]} | 364296 | 88831 | 0.24 | 275464 | 0.76 | 54621 | 0.15 |  |  | 270600 | 0.74 | 0.1 | 164120 | 0.45 | 154464 | 0.42 |  | 46507 | 0.13 | 0 | 0 | 117351 | 0.32 | 246944 | 73575 | 0.2 | 290721 | 83722 | 0.23 | 280574 | 166986 | 0.46 | 197310 | 9320 | 0.03 | 354975 | 31686 | 0.09 | 332610
313 | New Sub - Pit 1 - Cottonwood (Proposed) | PGE NGBA | {'Carberry': [4.4, 30157.0], 'Round Mt.': [6.1, 9918.0], 'Burney Forest': [6.7, 26316.0], 'Burney Forest Power': [6.7, 26321.0], 'Cove Road': [6.8, 13900.0], 'Pit 4': [11.5, 12836.0], 'Pit 3': [12.7, 12330.0], 'Fern Road': [14.0, 2438.0], 'James B Black': [14.2, 4059.0]} | 269957 | 71225 | 0.26 | 198732 | 0.74 | 142460 | 0.53 |  |  | 118511 | 0.44 | 0.05 | 7117 | 0.03 | 414 | 0 |  | 167241 | 0.62 | 28272 | 0.1 | 141630 | 0.52 | 128328 | 39296 | 0.15 | 230661 | 48030 | 0.18 | 221928 | 160872 | 0.6 | 109085 | 76568 | 0.28 | 193389 | 19437 | 0.07 | 250520
314 | Olive | PGE Fresno | {'Alpaugh': [4.6, 46848.0], 'Smyrna': [12.5, 15648.0], 'Corcoran': [16.0, 10385.0], 'Waukena': [18.3, 2456.0]} | 343838 | 112015 | 0.33 | 231822 | 0.67 | 82559 | 0.24 |  |  | 238932 | 0.69 | 0.09 | 131818 | 0.38 | 146268 | 0.43 |  | 30681 | 0.09 | 0 | 0 | 106801 | 0.31 | 237037 | 30181 | 0.09 | 313657 | 66507 | 0.19 | 277331 | 146324 | 0.43 | 197513 | 2348 | 0.01 | 341489 | 20580 | 0.06 | 323258
315 | Lugo | SCE Metro | {'Victor': [9.7, 6746.0], 'New Sub - Kramer - Lugo (Proposed)': [14.8, 3351.0], 'Roadway': [14.8, 3359.0]} | 110446 | 16994 | 0.15 | 93452 | 0.85 | 15198 | 0.14 |  |  | 34478 | 0.31 | 0.36 | 82 | 0 | 8 | 0 |  | 32185 | 0.29 | 19973 | 0.18 | 54517 | 0.49 | 55929 | 66098 | 0.6 | 44348 | 56789 | 0.51 | 53657 | 92157 | 0.83 | 18289 | 25444 | 0.23 | 85002 | 3338 | 0.03 | 107107
316 | Eagle Rock (PGE) | PGE NGBA | {'Lake View': [1.6, 2111.0], 'Geysers Tap 1': [6.0, 1991.0], 'Konocti': [8.1, 1255.0], 'Cloverdale': [10.9, 2789.0], 'Fitch Mountain': [15.7, 925.0], 'Redbud': [15.9, 63.0], 'Hopland': [17.6, 24.0], 'Hartley': [18.5, 1192.0]} | 207705 | 13441 | 0.06 | 194264 | 0.94 | 19973 | 0.1 |  |  | 146699 | 0.71 | 0.12 | 16446 | 0.08 | 15120 | 0.07 |  | 71343 | 0.34 | 74781 | 0.36 | 114757 | 0.55 | 92948 | 97341 | 0.47 | 110364 | 150927 | 0.73 | 56779 | 188054 | 0.91 | 19651 | 60938 | 0.29 | 146767 | 4055 | 0.02 | 203650
317 | Cosumnes | PGE GBA | {'Rancho Seco': [0.4, 15266.0], 'Camanche': [10.3, 5234.0], 'Live Oak': [11.1, 9939.0], 'Lockeford': [15.5, 5463.0], 'Rancho Seco - Bellota (Proposed)': [15.9, 1052.0], 'Granite': [18.1, 1997.0]} | 254622 | 38301 | 0.15 | 216322 | 0.85 | 24996 | 0.1 |  |  | 159315 | 0.63 | 0.19 | 66585 | 0.26 | 39185 | 0.15 |  | 59735 | 0.23 | 0 | 0 | 155581 | 0.61 | 99041 | 68209 | 0.27 | 186413 | 106830 | 0.42 | 147792 | 185950 | 0.73 | 68673 | 62665 | 0.25 | 191958 | 58743 | 0.23 | 195879
318 | Imperial Valley | SDGE Imperial | {'El Centro': [11.9, 5600.0]} | 120086 | 21042 | 0.18 | 99043 | 0.82 | 16978 | 14% |  |  | 98093 | 82% | 0.1 | 14234 | 12% | 66433 | 55% |  | 0 | 0% | 0 | 0% | 5990 | 5% | 11409500% | 12481 | 10% | 10760500% | 15558 | 13% | 10452800% | 21548 | 18% | 9853700% | 19793 | 16% | 10029300% | 9008 | 8% | 111077
319 | Swift | PGE GBA | {'Evergreen': [2.8, 1747.0], 'Piercy': [3.8, 1112.0], 'Stone': [4.1, 1747.0], 'Edenvale': [5.4, 1112.0], 'San Jose A': [5.7, 1747.0], 'Santa Teresa': [5.8, 1112.0], 'San Jose B': [5.9, 1747.0], 'FMC': [7.0, 1632.0], 'Metcalf 1': [7.5, 835.0], 'Metcalf Energy Center': [7.6, 746.0], 'El Patio': [7.9, 220.0], 'Trimble': [8.2, 1500.0], 'Hicks': [8.4, 108.0], 'Scott': [9.4, 1097.0], 'Los Esteros': [10.4, 1125.0], 'Nortech': [11.2, 635.0], 'Dixon Landing': [11.6, 899.0], 'Newark': [16.1, 249.0], 'Fremont': [17.7, 242.0]} | 80311 | 1957 | 0.02 | 78354 | 0.98 | 39064 | 49% |  |  | 36409 | 45% | 0.06 | 1118 | 1% | 587 | 1% |  | 59124 | 74% | 19063 | 24% | 63819 | 79% | 1649200% | 26918 | 34% | 5339300% | 33194 | 41% | 4711700% | 69278 | 86% | 1103300% | 63544 | 79% | 1676700% | 3467 | 4% | 76844
320 | Windhub | SCE Northern | {'Highwind': [7.1, 10400.0], 'Rosamond': [12.1, 16385.0], 'Whirlwind': [15.0, 2622.0]} | 216506 | 77710 | 0.36 | 138797 | 0.64 | 17788 | 8% |  |  | 75330 | 35% | 0.34 | 923 | 0% | 2516 | 1% |  | 32857 | 15% | 21624 | 10% | 71183 | 33% | 14532400% | 54786 | 25% | 16172000% | 56077 | 26% | 16042900% | 124170 | 57% | 9233600% | 51648 | 24% | 16485800% | 2405 | 1% | 214102
321 | Elliott | SDGE Imperial | {'Elliot': [0.0, 758.0], 'Kearny': [2.8, 760.0], 'Mission': [3.6, 760.0], 'Mesa Heights': [4.1, 760.0], 'Murray': [4.2, 3.0], 'Old Town': [6.9, 760.0], 'Spring Valley': [7.3, 69.0], 'Vine': [7.5, 760.0], 'Silvergate': [9.0, 760.0], 'Point Loma': [9.8, 760.0], 'Penasquitos': [10.4, 13.0], 'Bay Boulevard': [14.4, 509.0], 'Otay': [15.4, 9.0], 'Imperial Beach': [16.1, 242.0]} | 21395 | 1480 | 0.07 | 19915 | 0.93 | 2999 | 14% |  |  | 7293 | 34% | 0.21 | 170 | 1% | 71 | 0% |  | 5987 | 28% | 9498 | 44% | 12435 | 58% | 896000% | 10198 | 48% | 1119700% | 14207 | 66% | 718800% | 19808 | 93% | 158700% | 3053 | 14% | 1834200% | 807 | 4% | 20588
322 | Gates | PGE Fresno | {'New Sub - Gates - Templeton (Proposed)': [8.5, 14604.0], 'Avenal': [11.3, 13627.0], 'Mustang': [13.1, 4237.0], 'Henrietta': [14.2, 3815.0], 'Leprino': [17.6, 2379.0], 'Schindler': [18.2, 687.0], 'Excelsior': [19.0, 57.0]} | 355938 | 75147 | 0.21 | 280791 | 0.79 | 108173 | 30% |  |  | 241162 | 68% | 0.08 | 70718 | 20% | 172735 | 49% |  | 42948 | 12% | 0 | 0% | 89968 | 25% | 26597000% | 20138 | 6% | 33580000% | 67698 | 19% | 28824000% | 128664 | 36% | 22727400% | 30978 | 9% | 32496000% | 2589 | 1% | 353350
323 | Madeline | Northeast CA | {} | 204166 | 11423 | 0.06 | 192742 | 0.94 | 81301 | 40% |  |  | 111230 | 54% | 0.06 | 17571 | 9% | 0 | 0% |  | 138517 | 68% | 42145 | 21% | 46866 | 23% | 15730000% | 17410 | 9% | 18675600% | 30327 | 15% | 17383900% | 73645 | 36% | 13052000% | 167126 | 82% | 3704000% | 49081 | 24% | 155084
324 | Putah Creek | PGE NGBA | {'Vaca-Dixon & Gc Yard': [9.4, 8766.0], 'Madison': [10.4, 5115.0], 'Monticello': [11.8, 309.0], 'Davis': [14.1, 3058.0], 'Peabody': [16.6, 3485.0], 'Woodland': [16.6, 4309.0]} | 245532 | 23944 | 0.1 | 221588 | 0.9 | 14936 | 6% |  |  | 201053 | 82% | 0.1 | 27392 | 11% | 122970 | 50% |  | 82637 | 34% | 0 | 0% | 123215 | 50% | 12231700% | 16642 | 7% | 22889000% | 18354 | 7% | 22717800% | 134734 | 55% | 11079800% | 49650 | 20% | 19588100% | 9864 | 4% | 235667
325 | San Onofre | SCE Metro | {'North of SONGS': [5.6, 368.0], 'Talega': [5.9, 368.0], 'Rancho Mission Viejo': [11.2, 358.0], 'Capistrano': [11.8, 357.0], 'Margarita': [13.2, 355.0], 'Q1806': [13.3, 252.0], 'Trabuco': [15.1, 208.0]} | 21931 | 1745 | 0.08 | 20186 | 0.92 | 1386 | 6% |  |  | 15419 | 70% | 0.33 | 986 | 4% | 64 | 0% |  | 4795 | 22% | 15284 | 70% | 10412 | 47% | 1151900% | 12943 | 59% | 898800% | 14708 | 67% | 722300% | 18523 | 84% | 340800% | 9954 | 45% | 1197700% | 1633 | 7% | 20298
326 | Gregg | PGE Fresno | {'Herndon': [0.6, 20194.0], 'Fig Garden': [3.8, 17850.0], 'Figarden': [3.8, 17852.0], 'Borden': [6.1, 16411.0], 'Ashlan': [6.4, 14566.0], 'Bullard': [8.4, 10009.0], 'Madera': [9.0, 11785.0], 'Woodward': [9.6, 7244.0], 'Kearney (New)': [10.4, 5914.0], 'West Fresno': [10.8, 5473.0], 'Storey': [11.1, 10172.0], 'Biola': [11.6, 4993.0], 'California Ave': [12.5, 2808.0], 'Malaga': [15.3, 520.0], 'Mc Mullin': [18.5, 604.0]} | 277414 | 44424 | 0.16 | 232989 | 0.84 | 28904 | 10% |  |  | 192775 | 69% | 0.17 | 73983 | 27% | 132832 | 48% |  | 83994 | 30% | 0 | 0% | 57915 | 21% | 21949900% | 91837 | 33% | 18557700% | 94706 | 34% | 18270800% | 125411 | 45% | 15200300% | 34847 | 13% | 24256600% | 42431 | 15% | 234983
327 | Gondor | <Null> | {} | 0 | 0 | 0 | 0 | 0 | 0 | 0% |  |  | 0 | 0% | 0 | 0 | 0% | 0 | 0% |  | 0 | 0% | 0 | 0% | 0 | 0% | 0% | 0 | 0% | 0% | 0 | 0% | 0% | 0 | 0% | 0% | 0 | 0% | 0% | 0 | 0% | 0
328 | Cabrillo | PGE Kern | {'Divide': [12.9, 2162.0], 'Sisquoc': [17.4, 1600.0], 'Fairway': [18.6, 1170.0]} | 160694 | 14473 | 0.09 | 146221 | 0.91 | 84973 | 53% |  |  | 72723 | 45% | 0.06 | 10389 | 6% | 14367 | 9% |  | 59106 | 37% | 0 | 0% | 79545 | 50% | 8114900% | 9363 | 6% | 15133100% | 81890 | 51% | 7880400% | 125269 | 78% | 3542500% | 61707 | 38% | 9898700% | 6398 | 4% | 154296
329 | Mesa (PGE) | PGE Kern | {'Fairway': [6.8, 22737.0], 'Callender': [7.9, 20042.0], 'Oceano': [9.7, 17930.0], 'Sisquoc': [11.4, 14373.0], 'Divide': [12.6, 8247.0]} | 233449 | 61116 | 0.26 | 172333 | 0.74 | 80903 | 35% |  |  | 135287 | 58% | 0.09 | 19169 | 8% | 40275 | 17% |  | 75631 | 32% | 34765 | 15% | 20623 | 9% | 21282600% | 17307 | 7% | 21614100% | 58351 | 25% | 17509800% | 68306 | 29% | 16514200% | 86357 | 37% | 14709200% | 14875 | 6% | 218574
330 | Schulte | PGE GBA | {'Trimble': [1.5, 1102.0], 'FMC': [2.7, 1098.0], 'Nortech': [3.1, 641.0], 'Los Esteros': [3.7, 1076.0], 'San Jose B': [3.8, 1097.0], 'San Jose A': [4.4, 1097.0], 'Dixon Landing': [5.9, 904.0], 'El Patio': [6.0, 203.0], 'Mountain View': [6.3, 6.0], 'Whisman': [6.5, 6.0], 'Stone': [6.9, 1097.0], 'Evergreen': [8.0, 1097.0], 'Newark': [8.8, 255.0], 'Swift': [9.4, 1097.0], 'Fremont': [11.4, 248.0], 'Cooley Landing': [11.6, 6.0], 'Piercy': [11.8, 462.0], 'Edenvale': [12.7, 462.0], 'Ravenswood': [12.9, 6.0], 'Santa Teresa': [13.1, 462.0], 'Dumbarton': [13.7, 6.0], 'Menlo': [14.1, 4.0], 'Metcalf Energy Center': [15.7, 120.0], 'Metcalf 1': [15.7, 188.0]} | 35175 | 3016 | 0.09 | 32159 | 0.91 | 10195 | 29% |  |  | 18405 | 52% | 0.1 | 281 | 1% | 129 | 0% |  | 26319 | 75% | 0 | 0% | 21284 | 61% | 1389100% | 12546 | 36% | 2262900% | 19047 | 54% | 1612800% | 24306 | 69% | 1086900% | 19592 | 56% | 1558300% | 2219 | 6% | 32956
331 | Davis | PGE NGBA | {'Woodland': [9.4, 3520.0], 'Putah Creek': [14.1, 3058.0], 'Vaca-Dixon & Gc Yard': [14.2, 1619.0], 'Madison': [15.3, 2565.0], 'Brighton': [17.5, 4.0], 'Knights Landing': [18.4, 112.0]} | 272231 | 21606 | 0.08 | 250625 | 0.92 | 20440 | 8% |  |  | 229015 | 84% | 0.1 | 56088 | 21% | 178742 | 66% |  | 21324 | 8% | 0 | 0% | 91658 | 34% | 18057300% | 36799 | 14% | 23543300% | 60634 | 22% | 21159800% | 122964 | 45% | 14926800% | 889 | 0% | 27134300% | 14455 | 5% | 257776
332 | Arco | PGE Kern | {'Gates-Midway (Proposed)': [8.6, 17631.0]} | 385515 | 68504 | 0.18 | 317010 | 0.82 | 93410 | 24% |  |  | 280597 | 73% | 0.07 | 67532 | 18% | 74838 | 19% |  | 116225 | 30% | 0 | 0% | 256101 | 66% | 12941400% | 11193 | 3% | 37432200% | 43541 | 11% | 34197400% | 275573 | 71% | 10994200% | 63552 | 16% | 32196300% | 12951 | 3% | 372564
333 | Goodrich | SCE Metro | {} | 346 | 198 | 0.57 | 148 | 0.43 | 8 | 2% |  |  | 258 | 74% | 0.05 | 0 | 0% | 0 | 0% |  | 72 | 21% | 47 | 14% | 0 | 0% | 34600% | 22 | 6% | 32400% | 36 | 10% | 31100% | 37 | 11% | 30900% | 106 | 31% | 24000% | 88 | 25% | 258
334 | Newhall | PGE Fresno | {'Mendota': [12.5, 16656.0], 'Biola': [12.8, 12447.0], 'Dairyland': [13.1, 15981.0], 'Madera': [15.5, 5733.0], 'Oro Loma': [18.0, 5486.0], 'Storey': [18.1, 342.0], 'Chowchilla': [18.2, 5488.0], 'Hammonds': [18.2, 5641.0], 'Borden': [19.2, 252.0], 'El Nido': [19.4, 25.0], 'Tranquility': [19.8, 12.0], 'Cheney': [19.8, 221.0]} | 411847 | 142959 | 0.35 | 268889 | 0.65 | 91774 | 22% |  |  | 301302 | 73% | 0.08 | 242586 | 59% | 121068 | 29% |  | 81929 | 20% | 0 | 0% | 159398 | 39% | 25244900% | 47462 | 12% | 36438600% | 75209 | 18% | 33663900% | 201031 | 49% | 21081700% | 12286 | 3% | 39956200% | 37947 | 9% | 373901
335 | Brentwood | PGE GBA | {'Lone Tree': [4.9, 2032.0], 'Contra Costa': [8.0, 2032.0], 'Contra Costa PP': [8.1, 2032.0], 'Windmaster': [8.4, 116.0], 'GWF 2': [12.0, 2029.0], 'Collinsville': [14.2, 791.0], 'Kirker': [14.3, 1073.0], 'Pittsburg': [14.4, 983.0], 'Tassajara': [15.0, 285.0], 'Clayton': [15.9, 586.0], 'Birds Landing': [16.5, 377.0]} | 227567 | 12866 | 0.06 | 214701 | 0.94 | 65758 | 29% |  |  | 133069 | 58% | 0.1 | 25165 | 11% | 97915 | 43% |  | 70409 | 31% | 885 | 0% | 76860 | 34% | 15070700% | 86383 | 38% | 14118300% | 91046 | 40% | 13652000% | 126308 | 56% | 10125800% | 14632 | 6% | 21293400% | 21947 | 10% | 205619
336 | Neenach | SCE Northern | {'Whirlwind': [6.9, 39706.0], 'Antelope': [12.9, 11315.0], 'Bailey': [15.4, 1644.0], 'Rosamond': [16.1, 8627.0], 'Warne': [17.4, 135.0]} | 248567 | 86907 | 0.35 | 161659 | 0.65 | 41729 | 17% |  |  | 79245 | 32% | 0.37 | 5255 | 2% | 2944 | 1% |  | 49918 | 20% | 30430 | 12% | 49776 | 20% | 19879100% | 99532 | 40% | 14903500% | 72645 | 29% | 17592200% | 137023 | 55% | 11154400% | 70515 | 28% | 17805100% | 5424 | 2% | 243143
337 | Bahia | PGE NGBA | {'Martinez': [4.7, 7493.0], 'Parkway': [5.6, 7664.0], 'Carquinez': [6.0, 7698.0], 'Alhambra': [6.1, 7488.0], 'Christie': [6.6, 7484.0], 'Meadow Lane': [9.4, 4449.0], 'San Pablo': [12.7, 3991.0], 'Lakewood': [12.8, 365.0], 'Sobrante': [12.8, 3585.0], 'Kirker': [13.2, 128.0], 'Clayton': [13.2, 128.0], 'Pittsburg': [13.4, 128.0], 'Tulucay': [13.6, 331.0], 'El Cerrito G': [14.6, 3217.0], 'Rossmoor': [15.4, 4.0], 'GWF 2': [15.6, 57.0], 'Moraga': [16.3, 2.0], 'Collinsville': [16.3, 6.0], 'Richmond R': [16.5, 1711.0], 'Standard Oil 2': [16.6, 1874.0], 'Standard Oil': [16.6, 1884.0], 'Peabody': [16.8, 0.0], 'Shiloh III': [16.8, 2.0], 'Birds Landing': [16.9, 2.0]} | 79740 | 10566 | 0.13 | 69174 | 0.87 | 11358 | 14% |  |  | 46857 | 59% | 0.49 | 4310 | 5% | 6707 | 8% |  | 29577 | 37% | 0 | 0% | 32373 | 41% | 4736700% | 29125 | 37% | 5061500% | 37690 | 47% | 4205000% | 62079 | 78% | 1766100% | 14476 | 18% | 6526400% | 14525 | 18% | 65215
338 | Vaca Dixon | PGE NGBA | {'Peabody': [8.5, 7622.0], 'Putah Creek': [9.4, 8766.0], 'Lambie': [12.8, 1348.0], 'Lambie Energy': [12.8, 1349.0], 'Davis': [14.2, 1619.0], 'Monticello': [17.4, 157.0], 'Madison': [19.0, 113.0]} | 252173 | 24665 | 0.1 | 227508 | 0.9 | 23083 | 9% |  |  | 200847 | 80% | 0.09 | 39123 | 16% | 117188 | 46% |  | 95037 | 38% | 0 | 0% | 75271 | 30% | 17690100% | 38617 | 15% | 21355500% | 42261 | 17% | 20991100% | 114792 | 46% | 13738100% | 35498 | 14% | 21667500% | 28820 | 11% | 223353
339 | Carrizo Plains | PGE Kern | {'Topaz': [1.1, 9919.0], 'Solar': [1.1, 9919.0], 'Caliente': [6.9, 6622.0], 'Kernridge': [17.4, 1923.0], 'Temblor': [19.3, 342.0]} | 240230 | 20299 | 0.08 | 219932 | 0.92 | 110145 | 46% |  |  | 111763 | 47% | 0.08 | 8814 | 4% | 2021 | 1% |  | 100380 | 42% | 32600 | 14% | 127915 | 53% | 11231500% | 45772 | 19% | 19445800% | 66407 | 28% | 17382400% | 172576 | 72% | 6765400% | 141494 | 59% | 9873600% | 8356 | 3% | 231874
340 | Vista (VEA) | SCE EOP | {'Pahrump': [8.7, 19076.0], 'Charleston': [9.7, 13739.0], 'Gamebird': [12.5, 7645.0], 'Thousandaire': [13.3, 5593.0]} | 59387 | 42684 | 0.72 | 16703 | 0.28 | 655 | 1% |  |  | 23 | 0% | 0.03 | 0 | 0% | 0 | 0% |  | 0 | 0% | 0 | 0% | 0 | 0% | 5938700% | 756 | 1% | 5863100% | 1007 | 2% | 5838000% | 1007 | 2% | 5838000% | 469 | 1% | 5891800% | 115 | 0% | 59272
341 | Merced | PGE Fresno | {'Wilson': [4.6, 11505.0], 'Atwater': [9.2, 833.0], 'El Nido': [10.7, 10420.0], 'Le Grand': [13.2, 8223.0], 'Cressey': [13.6, 269.0], 'Chowchilla': [16.7, 395.0], 'Dairyland': [17.8, 1592.0]} | 312822 | 40473 | 0.13 | 272348 | 0.87 | 67967 | 22% |  |  | 212034 | 68% | 0.09 | 123741 | 40% | 114971 | 37% |  | 56113 | 18% | 0 | 0% | 146938 | 47% | 16588300% | 117526 | 38% | 19529500% | 136002 | 43% | 17682000% | 205416 | 66% | 10740500% | 33718 | 11% | 27910300% | 46210 | 15% | 266611
342 | Otay Mesa | SDGE Imperial | {'San Ysidro': [6.7, 49.0], 'Telegraph Canyon': [7.5, 49.0], 'Salt Creek': [8.3, 269.0], 'Miguel': [8.4, 268.0], 'Otay': [8.6, 46.0], 'Imperial Beach': [10.8, 6.0], 'Bay Boulevard': [10.9, 6.0], 'Spring Valley': [12.6, 223.0], 'El Cajon': [15.7, 223.0], 'Loveland': [16.9, 257.0], 'Alpine': [18.9, 223.0]} | 32273 | 888 | 0.03 | 31385 | 0.97 | 2869 | 9% |  |  | 15432 | 48% | 0.15 | 91 | 0% | 43 | 0% |  | 8542 | 26% | 20490 | 63% | 7571 | 23% | 2470200% | 20500 | 64% | 1177300% | 29360 | 91% | 291300% | 29673 | 92% | 259900% | 12504 | 39% | 1976800% | 1538 | 5% | 30735
343 | Leavitt | Northeast CA | {'Richmond': [7.1, 5236.0]} | 197771 | 40912 | 0.21 | 156858 | 0.79 | 59620 | 30% |  |  | 120710 | 61% | 0.1 | 28671 | 14% | 0 | 0% |  | 155735 | 79% | 651 | 0% | 66570 | 34% | 13120100% | 66771 | 34% | 13099900% | 60359 | 31% | 13741100% | 125908 | 64% | 7186300% | 81481 | 41% | 11629000% | 27460 | 14% | 170311
344 | Primm | SCE EOP | {'Ivanpah': [9.5, 1084.0], 'Mountain Pass': [14.9, 8.0]} | 9344 | 4915 | 0.53 | 4429 | 0.47 | 964 | 10% |  |  | 716 | 8% | 0.02 | 0 | 0% | 0 | 0% |  | 0 | 0% | 0 | 0% | 905 | 10% | 843800% | 1399 | 15% | 794500% | 557 | 6% | 878700% | 1439 | 15% | 790500% | 890 | 10% | 845400% | 0 | 0% | 9344
345 | Granite | PGE NGBA | {'Brighton': [4.1, 5174.0], 'Gold Hill': [13.1, 302.0], 'Rancho Seco': [17.8, 2004.0], 'Cosumnes': [18.1, 1997.0], 'Live Oak': [18.8, 472.0]} | 118025 | 23608 | 0.2 | 94418 | 0.8 | 9319 | 8% |  |  | 73792 | 63% | 0.47 | 29172 | 25% | 16880 | 14% |  | 29666 | 25% | 0 | 0% | 62728 | 53% | 5529700% | 18584 | 16% | 9944100% | 18731 | 16% | 9929400% | 74510 | 63% | 4351500% | 24770 | 21% | 9325600% | 30018 | 25% | 88007
346 | Lake View | PGE NGBA | {'Eagle Rock': [1.6, 2111.0], 'Geysers Tap 1': [5.1, 1681.0], 'Konocti': [7.9, 375.0], 'Cloverdale': [12.4, 1831.0], 'Redbud': [15.5, 159.0], 'Fitch Mountain': [15.6, 631.0], 'Hartley': [19.4, 217.0]} | 211099 | 15079 | 0.07 | 196020 | 0.93 | 22410 | 11% |  |  | 146567 | 69% | 0.12 | 16934 | 8% | 15769 | 7% |  | 72665 | 34% | 77110 | 37% | 115874 | 55% | 9522500% | 98529 | 47% | 11257000% | 152591 | 72% | 5850800% | 190147 | 90% | 2095200% | 60446 | 29% | 15065300% | 4161 | 2% | 206938
347 | Birds Landing | PGE GBA | {'Collinsville': [3.1, 29590.0], 'Shiloh III': [3.3, 31452.0], 'Lambie': [7.0, 28396.0], 'Lambie Energy': [7.0, 28396.0], 'Pittsburg': [7.1, 15143.0], 'GWF 2': [7.7, 15081.0], 'Kirker': [8.3, 12908.0], 'Contra Costa PP': [8.5, 19059.0], 'Contra Costa': [9.1, 14349.0], 'Lone Tree': [13.0, 1619.0], 'Peabody': [13.5, 1165.0], 'Clayton': [14.6, 2.0], 'Grand Island': [14.9, 8260.0], 'Meadow Lane': [16.4, 2.0], 'Brentwood': [16.5, 377.0], 'Bahia': [16.9, 2.0], 'Martinez': [17.2, 2.0]} | 180152 | 36227 | 0.2 | 143925 | 0.8 | 42394 | 24% |  |  | 125509 | 70% | 0.07 | 56904 | 32% | 39607 | 22% |  | 78591 | 44% | 0 | 0% | 21115 | 12% | 15903800% | 66385 | 37% | 11376700% | 66246 | 37% | 11390600% | 85304 | 47% | 9484800% | 8938 | 5% | 17121400% | 37873 | 21% | 142280
348 | Highwind | SCE Northern | {'Windhub': [7.1, 10400.0], 'Whirlwind': [17.0, 352.0], 'Rosamond': [18.2, 1704.0]} | 191961 | 59498 | 0.31 | 132463 | 0.69 | 29998 | 16% |  |  | 76630 | 40% | 0.29 | 687 | 0% | 3862 | 2% |  | 51182 | 27% | 43066 | 22% | 63818 | 33% | 12814300% | 41568 | 22% | 15039300% | 62411 | 33% | 12955000% | 111888 | 58% | 8007300% | 60076 | 31% | 13188600% | 2313 | 1% | 189649
349 | Santiago | SCE Metro | {'Johanna': [5.9, 808.0], 'Viejo': [7.2, 646.0], 'Trabuco': [8.9, 438.0], 'Ellis': [10.1, 37.0], 'Q1806': [10.5, 195.0], 'Villa Park': [11.1, 348.0], 'Margarita': [11.3, 190.0], 'Serrano': [11.4, 348.0], 'Huntington Beach': [12.1, 37.0], 'Capistrano': [12.1, 99.0], 'Lewis': [12.5, 125.0]} | 21239 | 1395 | 0.07 | 19844 | 0.93 | 5002 | 24% |  |  | 6619 | 31% | 0.5 | 92 | 0% | 38 | 0% |  | 5447 | 26% | 9411 | 44% | 7340 | 35% | 1389900% | 7750 | 36% | 1348900% | 15038 | 71% | 620100% | 18593 | 88% | 264600% | 9672 | 46% | 1156700% | 2398 | 11% | 18842
350 | Red Bluff | SCE Eastern | {'Eagle Mountain': [11.2, 6799.0], 'Kem': [15.1, 2568.0]} | 44678 | 7047 | 0.16 | 37632 | 0.84 | 20686 | 46% |  |  | 23528 | 53% | 0.04 | 949 | 2% | 0 | 0% |  | 0 | 0% | 0 | 0% | 19733 | 44% | 2494600% | 5695 | 13% | 3898300% | 5571 | 12% | 3910700% | 19872 | 44% | 2480600% | 26692 | 60% | 1798700% | 886 | 2% | 43793
351 | Beatty | SCE EOP | {} | 70432 | 50505 | 0.72 | 19927 | 0.28 | 0 | 0% |  |  | 0 | 0% | 0 | 0 | 0% | 0 | 0% |  | 0 | 0% | 0 | 0% | 0 | 0% | 7043200% | 0 | 0% | 7043200% | 0 | 0% | 7043200% | 0 | 0% | 7043200% | 1 | 0% | 7043100% | 1 | 0% | 70431
352 | Mirage | SCE Eastern | {'Devers': [14.4, 3624.0]} | 52146 | 15352 | 0.29 | 36794 | 0.71 | 919 | 2% |  |  | 21352 | 41% | 0.28 | 600 | 1% | 1187 | 2% |  | 41 | 0% | 0 | 0% | 5529 | 11% | 4661700% | 20670 | 40% | 3147600% | 16119 | 31% | 3602700% | 23566 | 45% | 2858000% | 19679 | 38% | 3246700% | 12 | 0% | 52134
353 | Sutter Power | PGE NGBA | {'Greenleaf 1': [0.0, 9092.0], 'Bogue': [4.7, 7883.0], 'Pease': [8.4, 5024.0], 'Olivehurst': [8.4, 6926.0], 'East Marysville': [10.4, 5778.0], 'East Nicolaus': [12.7, 2985.0], 'Meridian': [13.3, 1906.0], 'Rio Oso': [14.5, 3289.0], 'Honcut': [19.4, 145.0]} | 348492 | 26260 | 0.08 | 322232 | 0.92 | 21598 | 6% |  |  | 283758 | 81% | 0.11 | 71821 | 21% | 222159 | 64% |  | 22318 | 6% | 0 | 0% | 133803 | 38% | 21469000% | 29721 | 9% | 31877100% | 163727 | 47% | 18476500% | 231727 | 66% | 11676500% | 10515 | 3% | 33797700% | 20575 | 6% | 327917
354 | Manteca | PGE GBA | {'Manteca': [0.0, 22509.0], 'Vierra': [2.7, 14224.0], 'Ripon': [5.3, 17416.0], 'French Camp': [6.7, 14345.0], 'Kasson': [7.4, 1585.0], 'Weber': [8.3, 17596.0], 'Avena': [9.6, 19590.0], 'Stockton A': [10.8, 9170.0], 'Stagg': [14.9, 2332.0], 'Lammers': [15.1, 16.0], 'Westley': [15.5, 484.0], 'Valley Home': [15.6, 8440.0], 'GWF Tracy': [15.8, 15.0], 'Riverbank': [17.3, 436.0], 'Bellota': [18.8, 870.0], 'New Sub - Westley - Quinto (Proposed)': [19.9, 4.0]} | 278198 | 33257 | 0.12 | 244942 | 0.88 | 11377 | 4% |  |  | 199290 | 72% | 0.17 | 58082 | 21% | 191781 | 69% |  | 6113 | 2% | 0 | 0% | 81122 | 29% | 19707700% | 27681 | 10% | 25051700% | 37461 | 13% | 24073700% | 98544 | 35% | 17965500% | 9 | 0% | 27818900% | 9837 | 4% | 268361
355 | El Patio | PGE GBA | {'San Jose A': [3.1, 220.0], 'Vasona': [3.1, 495.0], 'Stone': [3.8, 220.0], 'San Jose B': [3.9, 220.0], 'FMC': [3.9, 220.0], 'Saratoga': [4.4, 495.0], 'Hicks': [4.5, 495.0], 'Evergreen': [5.2, 220.0], 'Scott': [6.0, 203.0], 'Trimble': [6.3, 220.0], 'Monta Vista': [7.8, 495.0], 'Swift': [7.9, 220.0], 'Piercy': [8.3, 220.0], 'Edenvale': [8.4, 220.0], 'Santa Teresa': [8.7, 220.0], 'Nortech': [9.1, 0.0], 'Los Esteros': [9.4, 178.0], 'Metcalf Energy Center': [11.4, 95.0], 'Dixon Landing': [11.6, 112.0], 'Metcalf 1': [11.6, 131.0]} | 58190 | 3551 | 0.06 | 54639 | 0.94 | 6303 | 11% |  |  | 27196 | 47% | 0.18 | 1375 | 2% | 710 | 1% |  | 25852 | 44% | 0 | 0% | 33870 | 58% | 2432000% | 8660 | 15% | 4953000% | 33513 | 58% | 2467600% | 46986 | 81% | 1120400% | 20562 | 35% | 3762800% | 2069 | 4% | 56120
356 | Pardee | SCE Northern | {'Saugus': [1.3, 12593.0], 'Elizabeth Lake': [4.1, 10649.0], 'Sylmar-Pac Intertie': [10.4, 998.0]} | 120137 | 17030 | 0.14 | 103107 | 0.86 | 49784 | 41% |  |  | 51080 | 43% | 0.21 | 864 | 1% | 4021 | 3% |  | 55584 | 46% | 49448 | 41% | 63704 | 53% | 5643400% | 3288 | 3% | 11684900% | 10412 | 9% | 10972500% | 71075 | 59% | 4906200% | 53406 | 44% | 6673200% | 13861 | 12% | 106276
357 | Los Coches | SDGE Imperial | {'Santee': [4.0, 1171.0], 'El Cajon': [6.1, 1180.0], 'Alpine': [6.7, 1662.0], 'Loveland': [7.6, 1661.0], 'Pomerado': [9.6, 35.0], 'Creelman': [11.3, 508.0], 'Suncrest': [13.0, 1657.0]} | 84068 | 8655 | 0.1 | 75413 | 0.9 | 13721 | 16% |  |  | 34517 | 41% | 0.21 | 1431 | 2% | 233 | 0% |  | 19359 | 23% | 63961 | 76% | 35364 | 42% | 4870400% | 29141 | 35% | 5492700% | 47975 | 57% | 3609300% | 61216 | 73% | 2285200% | 35050 | 42% | 4901800% | 2823 | 3% | 81245
358 | Serrano | SCE Metro | {'Villa Park': [2.7, 465.0], 'Lewis': [6.4, 127.0], 'Johanna': [8.8, 348.0], 'Olinda': [11.1, 495.0], 'Santiago': [11.4, 348.0], 'Chino': [13.4, 1080.0], 'Viejo': [14.0, 224.0], 'Walnut': [15.4, 171.0], 'Mira Loma': [17.9, 105.0]} | 20816 | 3708 | 0.18 | 17108 | 0.82 | 3769 | 18% |  |  | 11488 | 55% | 0.19 | 173 | 1% | 515 | 2% |  | 9518 | 46% | 7908 | 38% | 8145 | 39% | 1267100% | 3115 | 15% | 1770100% | 6639 | 32% | 1417700% | 13570 | 65% | 724600% | 10060 | 48% | 1075600% | 2414 | 12% | 18402
359 | Miller | PGE GBA | {'Fink (Proposed)': [8.2, 4574.0], 'Crow Creek': [8.5, 4572.0], 'Crows Landing': [8.8, 5085.0], 'Stanislaus Resource Recovery Facility': [9.3, 4538.0], 'Quinto': [9.7, 8512.0], 'Salado': [11.9, 2972.0], 'Los Banos': [14.9, 4340.0], 'Padre Flats SW STA': [18.7, 321.0], 'New Sub - Westley - Quinto (Proposed)': [19.3, 197.0], 'Westley': [19.4, 168.0]} | 235657 | 29568 | 0.13 | 206089 | 0.87 | 85510 | 36% |  |  | 133322 | 57% | 0.09 | 35409 | 15% | 72031 | 31% |  | 102918 | 44% | 18796 | 8% | 94914 | 40% | 14074400% | 21144 | 9% | 21451400% | 34384 | 15% | 20127300% | 116990 | 50% | 11866700% | 94268 | 40% | 14139000% | 14736 | 6% | 220921
360 | Carberry | PGE NGBA | {'Burney Forest': [2.4, 41458.0], 'Burney Forest Power': [2.4, 41462.0], 'New Sub - Pit 1 - Cottonwood (Proposed)': [4.4, 30157.0], 'Cove Road': [9.2, 12545.0], 'Pit 3': [9.6, 18624.0], 'Round Mt.': [10.2, 8119.0], 'Pit 4': [10.2, 13788.0], 'James B Black': [14.8, 2704.0], 'Pit 1': [16.1, 8337.0]} | 258237 | 77053 | 0.3 | 181184 | 0.7 | 140971 | 55% |  |  | 109458 | 42% | 0.05 | 7986 | 3% | 139 | 0% |  | 143000 | 55% | 17386 | 7% | 118588 | 46% | 13964900% | 41724 | 16% | 21651300% | 43893 | 17% | 21434400% | 140494 | 54% | 11774300% | 67334 | 26% | 19090300% | 18391 | 7% | 239846
361 | Wahtoke | PGE Fresno | {'Reedley': [4.3, 26274.0], 'McCall': [10.3, 9819.0], 'Sanger': [10.8, 8553.0], 'Kingsburg': [11.4, 12896.0], 'Orosi': [12.1, 12423.0], 'Malaga': [16.0, 2529.0], 'California Ave': [18.6, 590.0], 'Clovis': [19.3, 72.0]} | 337150 | 76841 | 0.23 | 260308 | 0.77 | 17976 | 5% |  |  | 195038 | 58% | 0.19 | 97766 | 29% | 151695 | 45% |  | 37989 | 11% | 0 | 0% | 80762 | 24% | 25638700% | 60560 | 18% | 27659000% | 83379 | 25% | 25377100% | 125913 | 37% | 21123700% | 44708 | 13% | 29244200% | 13203 | 4% | 323947
362 | Dos Amigos | PGE Fresno | {'Mercy Springs': [1.0, 25699.0], 'Padre Flats SW STA': [9.6, 5428.0], 'Oro Loma': [10.0, 20266.0], 'Los Banos': [13.8, 1954.0], 'Quinto': [18.8, 138.0], 'Hammonds': [18.9, 300.0]} | 329486 | 72086 | 0.22 | 257400 | 0.78 | 87447 | 27% |  |  | 225242 | 68% | 0.07 | 74881 | 23% | 95032 | 29% |  | 132213 | 40% | 5310 | 2% | 157931 | 48% | 17155500% | 36540 | 11% | 29294600% | 72229 | 22% | 25725700% | 167968 | 51% | 16151800% | 95108 | 29% | 23437800% | 14136 | 4% | 315350
363 | Guernsey | PGE Fresno | {'GWF Hanford': [3.1, 78569.0], 'Waukena': [7.5, 60677.0], 'Lemoore': [9.8, 38797.0], 'Corcoran': [9.8, 42094.0], 'Leprino': [9.9, 51008.0], 'Henrietta': [13.8, 25889.0], 'Mustang': [14.6, 21576.0], 'Kingsburg': [18.7, 1266.0]} | 373450 | 179884 | 0.48 | 193567 | 0.52 | 66208 | 18% |  |  | 266532 | 71% | 0.11 | 193449 | 52% | 136245 | 36% |  | 124 | 0% | 0 | 0% | 34429 | 9% | 33902100% | 11680 | 3% | 36177100% | 29565 | 8% | 34388500% | 62479 | 17% | 31097200% | 1132 | 0% | 37231800% | 13003 | 3% | 360447
364 | Santa Clara | SCE Northern | {'Mandalay': [7.5, 9458.0], 'Wakefield': [8.2, 9591.0], 'Ormond Beach': [12.0, 1991.0], 'Moorpark': [16.1, 3853.0]} | 142664 | 36683 | 0.26 | 105980 | 0.74 | 24468 | 17% |  |  | 100414 | 70% | 0.13 | 15052 | 11% | 37489 | 26% |  | 9 | 0% | 0 | 0% | 40052 | 28% | 10261200% | 10173 | 7% | 13249100% | 20026 | 14% | 12263800% | 55049 | 39% | 8761500% | 36801 | 26% | 10586300% | 10080 | 7% | 132584
365 | Glenn | PGE NGBA | {'Logan Creek': [17.8, 1201.0], 'Butte': [18.0, 45.0], 'Notre Dame': [18.6, 8.0]} | 360667 | 43669 | 0.12 | 316998 | 0.88 | 73306 | 20% |  |  | 232802 | 65% | 0.1 | 62583 | 17% | 174901 | 48% |  | 110108 | 31% | 0 | 0% | 182824 | 51% | 17784300% | 12362 | 3% | 34830400% | 23224 | 6% | 33744300% | 200106 | 55% | 16056000% | 38737 | 11% | 32192900% | 56382 | 16% | 304285
366 | Kerchoff 1 | PGE Fresno | {} | 266392 | 17788 | 0.07 | 248604 | 0.93 | 44725 | 17% |  |  | 151976 | 57% | 0.18 | 1587 | 1% | 599 | 0% |  | 199582 | 75% | 17876 | 7% | 174054 | 65% | 9233800% | 97115 | 36% | 16927600% | 81162 | 30% | 18522900% | 230933 | 87% | 3545800% | 135960 | 51% | 13043200% | 21864 | 8% | 244528
367 | Brunswick | PGE NGBA | {'New Colgate': [10.8, 644.0], 'Colgate': [10.8, 644.0], 'Higgins': [13.4, 4070.0], 'Drum 1': [14.4, 3044.0]} | 195743 | 35052 | 0.18 | 160691 | 0.82 | 7766 | 4% |  |  | 83390 | 43% | 0.26 | 2438 | 1% | 1134 | 1% |  | 123394 | 63% | 69815 | 36% | 138464 | 71% | 5727900% | 25898 | 13% | 16984500% | 30750 | 16% | 16499300% | 154040 | 79% | 4170200% | 32694 | 17% | 16304900% | 6638 | 3% | 189105
368 | Tejon | PGE Kern | {'Wheeler Ridge': [4.9, 5067.0], 'Pastoria': [8.6, 1533.0], 'Lakeview': [9.7, 2942.0], 'Old River': [15.5, 2228.0], 'Grimmway-Malaga': [16.7, 2148.0], 'Copus': [18.9, 76.0], 'Midway - Wheeler Ridge (Proposed)': [19.0, 76.0], 'Panama': [19.5, 383.0], 'Lamont': [20.0, 91.0], 'Unknown - 3327': [20.0, 97.0]} | 239203 | 21312 | 0.09 | 217891 | 0.91 | 44154 | 18% |  |  | 184995 | 77% | 0.07 | 26024 | 11% | 134048 | 56% |  | 52417 | 22% | 4488 | 2% | 68292 | 29% | 17091100% | 66160 | 28% | 17304200% | 94915 | 40% | 14428800% | 122145 | 51% | 11705700% | 24632 | 10% | 21457100% | 4758 | 2% | 234445
369 | Bakersfield | PGE Kern | {'West Park': [2.2, 13842.0], 'Casaloma': [2.8, 8306.0], 'Columbus': [3.7, 11752.0], 'Kern Oil': [3.8, 13377.0], 'Rosedale': [4.2, 11619.0], 'Sycamore': [4.6, 14327.0], 'Magunden': [5.0, 6036.0], 'Kern Power': [5.2, 10151.0], 'Stockdale': [6.0, 5556.0], 'Cal Water': [6.3, 10487.0], 'Panama': [6.4, 5553.0], '7th Standard': [8.0, 10335.0], 'Tevis': [8.4, 3941.0], 'Renfro': [8.9, 5612.0], 'Unknown - 3327': [10.1, 5995.0], 'Lamont': [10.2, 5989.0], 'Lerdo': [11.4, 10722.0], 'Mt Poso': [11.8, 11171.0], 'Poso Mt.': [12.2, 9980.0], 'Grimmway-Malaga': [12.6, 6010.0], 'Old River': [13.6, 2222.0], 'Rio Bravo': [14.8, 1951.0], 'Tupman': [15.1, 225.0], 'Norco': [18.5, 18.0], 'Famoso': [18.8, 2035.0], 'Shafter': [19.6, 16.0]} | 289155 | 52476 | 0.18 | 236679 | 0.82 | 32809 | 11% |  |  | 228364 | 79% | 0.13 | 19367 | 7% | 118861 | 41% |  | 81427 | 28% | 0 | 0% | 112929 | 39% | 17622600% | 39647 | 14% | 24950700% | 82047 | 28% | 20710700% | 143790 | 50% | 14536500% | 40471 | 14% | 24868400% | 11987 | 4% | 277168
370 | Drum | PGE NGBA | {'Brunswick': [14.4, 3044.0]} | 144809 | 51267 | 0.35 | 93541 | 0.65 | 37982 | 26% |  |  | 73214 | 51% | 0.12 | 173 | 0% | 26 | 0% |  | 55724 | 38% | 83626 | 58% | 40059 | 28% | 10475000% | 22784 | 16% | 12202400% | 26120 | 18% | 11868900% | 69180 | 48% | 7562800% | 32430 | 22% | 11237900% | 3985 | 3% | 140824
371 | El Nido (SCE) | SCE Metro | {'Chevmain': [1.8, 60.0], 'La Fresa': [2.9, 62.0], 'El Segundo': [3.0, 58.0], 'Redondo': [3.4, 63.0], 'Windsor': [7.0, 19.0], 'La Cienega': [7.3, 19.0], 'Arcogen': [9.2, 36.0]} | 4904 | 2128 | 0.43 | 2776 | 0.57 | 874 | 18% |  |  | 2862 | 58% | 0.22 | 0 | 0% | 0 | 0% |  | 37 | 1% | 5 | 0% | 10 | 0% | 489400% | 118 | 2% | 478600% | 2716 | 55% | 218800% | 2726 | 56% | 217800% | 0 | 0% | 490400% | 7 | 0% | 4897
372 | Monserate | SDGE Imperial | {'Avocado': [3.9, 6260.0], 'Pendleton': [5.9, 1178.0], 'Pala': [7.3, 8415.0], 'Melrose': [8.6, 1583.0], 'Ocean Ranch': [8.9, 1359.0], 'San Luis Rey': [10.0, 1320.0], 'Lilac': [10.1, 6945.0], 'Shadowridge': [13.0, 1211.0], 'San Marcos': [14.1, 640.0], 'Valley Center': [14.2, 5644.0], 'Cannon': [14.4, 128.0], 'Encina': [14.5, 85.0], 'Palomar Airport': [14.6, 104.0], 'Escondido': [15.7, 636.0]} | 112117 | 27347 | 0.24 | 84770 | 0.76 | 1705 | 2% |  |  | 25135 | 22% | 0.37 | 27612 | 25% | 4891 | 4% |  | 53925 | 48% | 35524 | 32% | 67023 | 60% | 4509400% | 22141 | 20% | 8997600% | 45653 | 41% | 6646400% | 78142 | 70% | 3397400% | 12423 | 11% | 9969300% | 7733 | 7% | 104384
373 | Richmond R | PGE GBA | {'Standard Oil 2': [2.2, 4496.0], 'Standard Oil': [2.2, 4502.0], 'El Cerrito G': [3.7, 5285.0], 'San Pablo': [4.5, 3846.0], 'Sobrante': [8.9, 3561.0], 'Oakland L': [9.7, 1999.0], 'Oakland C': [10.1, 1835.0], 'Christie': [10.2, 2002.0], 'Oakland X': [11.3, 1367.0], 'Potrero': [11.9, 2251.0], 'SAN FRAN A (POTRERO PP)': [11.9, 2263.0], 'Moraga': [12.5, 1145.0], 'Carquinez': [13.2, 1833.0], 'Alhambra': [13.8, 1740.0], 'Ignacio': [14.0, 279.0], 'Oakland J': [14.1, 1170.0], 'Martinez': [15.0, 1711.0], 'Martin': [15.7, 1143.0], 'Edes': [16.2, 954.0], 'Bahia': [16.5, 1711.0], 'Parkway': [17.1, 1697.0]} | 42462 | 11413 | 0.27 | 31048 | 0.73 | 3867 | 9% |  |  | 20645 | 49% | 0.54 | 1451 | 3% | 26 | 0% |  | 12848 | 30% | 0 | 0% | 5548 | 13% | 3691400% | 18751 | 44% | 2371100% | 29518 | 70% | 1294400% | 29777 | 70% | 1268500% | 3390 | 8% | 3907200% | 3066 | 7% | 39396
374 | Storey | PGE Fresno | {'Madera': [4.3, 18118.0], 'Borden': [5.0, 14083.0], 'Gregg': [11.1, 10172.0], 'Herndon': [11.4, 10114.0], 'Biola': [14.0, 6249.0], 'Fig Garden': [14.8, 7943.0], 'Figarden': [14.8, 7944.0], 'Chowchilla': [15.3, 8112.0], 'Dairyland': [16.3, 3609.0], 'Woodward': [16.6, 3354.0], 'Ashlan': [17.4, 5273.0], 'Newhall': [18.1, 342.0], 'Bullard': [18.3, 2260.0], 'Le Grand': [19.2, 168.0]} | 365253 | 63780 | 0.17 | 301472 | 0.83 | 73396 | 20% |  |  | 250813 | 69% | 0.14 | 127491 | 35% | 112227 | 31% |  | 176104 | 48% | 0 | 0% | 143560 | 39% | 22169300% | 125052 | 34% | 24020100% | 133465 | 37% | 23178800% | 218238 | 60% | 14701500% | 77240 | 21% | 28801300% | 71668 | 20% | 293585
375 | Alpine | SDGE Imperial | {'Loveland': [2.1, 3784.0], 'Suncrest': [6.3, 3908.0], 'Los Coches': [6.7, 1662.0], 'Santee': [10.5, 1171.0], 'El Cajon': [10.8, 1441.0], 'Creelman': [13.7, 10.0], 'Spring Valley': [13.8, 261.0], 'Salt Creek': [15.2, 261.0], 'Miguel': [15.2, 261.0], 'Otay Mesa': [18.9, 223.0]} | 111278 | 11453 | 0.1 | 99825 | 0.9 | 23737 | 21% |  |  | 55547 | 50% | 0.13 | 579 | 1% | 102 | 0% |  | 14201 | 13% | 96811 | 87% | 33085 | 30% | 7819300% | 35961 | 32% | 7531700% | 63993 | 58% | 4728500% | 77495 | 70% | 3378300% | 57943 | 52% | 5333500% | 3867 | 3% | 107410
376 | Sobrante | PGE GBA | {'Moraga': [4.8, 1050.0], 'El Cerrito G': [5.2, 4805.0], 'Christie': [6.8, 3876.0], 'Oakland X': [7.1, 1092.0], 'Rossmoor': [7.5, 4.0], 'Oakland L': [7.5, 1620.0], 'Alhambra': [7.5, 3614.0], 'Lakewood': [8.2, 248.0], 'Oakland C': [8.5, 1456.0], 'Richmond R': [8.9, 3561.0], 'San Pablo': [8.9, 4692.0], 'Martinez': [9.1, 3585.0], 'Meadow Lane': [9.3, 1263.0], 'Oakland J': [9.9, 973.0], 'Standard Oil 2': [10.6, 3018.0], 'Standard Oil': [10.6, 3026.0], 'Edes': [11.6, 775.0], 'Bahia': [12.8, 3585.0], 'Carquinez': [13.1, 3707.0], 'San Leandro U': [14.0, 94.0], 'Potrero': [14.2, 1034.0], 'SAN FRAN A (POTRERO PP)': [14.2, 1036.0], 'Parkway': [16.2, 3552.0], 'Grant': [16.5, 67.0], 'Martin': [17.8, 722.0]} | 61363 | 12954 | 0.21 | 48409 | 0.79 | 7632 | 12% |  |  | 32463 | 53% | 0.55 | 197 | 0% | 26 | 0% |  | 25153 | 41% | 0 | 0% | 18548 | 30% | 4281500% | 25013 | 41% | 3634900% | 39848 | 65% | 2151500% | 47349 | 77% | 1401400% | 10733 | 17% | 5062900% | 4639 | 8% | 56724
377 | San Marcos | SDGE Imperial | {'Shadowridge': [2.5, 1411.0], 'Escondido': [4.6, 1457.0], 'Palomar Airport': [5.2, 665.0], 'Melrose': [6.3, 1226.0], 'Cannon': [7.8, 274.0], 'Encina': [8.0, 215.0], 'Ocean Ranch': [8.0, 694.0], 'Artesian': [8.3, 563.0], 'San Luis Rey': [9.8, 606.0], 'Lilac': [10.8, 902.0], 'North City Metering': [11.9, 385.0], 'Valley Center': [12.5, 740.0], 'Chicarita': [12.9, 456.0], 'Monserate': [14.1, 640.0], 'Penasquitos': [14.6, 11.0], 'Pendleton': [14.8, 310.0], 'Scripps': [15.9, 8.0], 'Pomerado': [16.1, 8.0], 'Pala': [16.5, 550.0], 'Sycamore Canyon': [17.5, 8.0], 'Avocado': [17.9, 236.0]} | 68674 | 24866 | 0.36 | 43808 | 0.64 | 244 | 0% |  |  | 13744 | 20% | 0.37 | 12954 | 19% | 3590 | 5% |  | 34174 | 50% | 12130 | 18% | 28329 | 41% | 4034600% | 13440 | 20% | 5523400% | 22556 | 33% | 4611900% | 35967 | 52% | 3270700% | 6207 | 9% | 6246800% | 4775 | 7% | 63899
378 | Fink | PGE Fresno | {'Crow Creek': [0.4, 9527.0], 'Stanislaus Resource Recovery Facility': [1.1, 9477.0], 'Crows Landing': [3.1, 9529.0], 'Salado': [3.7, 7355.0], 'Miller': [8.2, 4574.0], 'New Sub - Westley - Quinto (Proposed)': [11.3, 1896.0], 'Westley': [15.0, 356.0], 'Quinto': [17.8, 32.0]} | 301369 | 36620 | 0.12 | 264749 | 0.88 | 88243 | 29% |  |  | 179508 | 60% | 0.11 | 42171 | 14% | 122278 | 41% |  | 105362 | 35% | 25397 | 8% | 134670 | 45% | 16669900% | 28096 | 9% | 27327300% | 49580 | 16% | 25178900% | 157190 | 52% | 14417900% | 105298 | 35% | 19607100% | 9365 | 3% | 292004
379 | La Cienega | SCE Metro | {'Windsor': [1.1, 64.0], 'El Segundo': [6.9, 21.0], 'Chevmain': [7.0, 21.0], 'El Nido': [7.3, 19.0], 'La Fresa': [9.5, 15.0], 'Redondo': [10.6, 15.0], 'Arcogen': [14.9, 10.0], 'Eagle Rock': [15.2, 3.0], 'Gould': [18.8, 3.0]} | 2134 | 940 | 0.44 | 1194 | 0.56 | 70 | 3% |  |  | 613 | 29% | 0.24 | 0 | 0% | 0 | 0% |  | 145 | 7% | 1556 | 73% | 407 | 19% | 172700% | 378 | 18% | 175600% | 451 | 21% | 168300% | 806 | 38% | 132800% | 189 | 9% | 194500% | 337 | 16% | 1797
380 | Pittsburg | PGE GBA | {'Kirker': [1.2, 14470.0], 'GWF 2': [2.4, 16286.0], 'Collinsville': [4.5, 16143.0], 'Contra Costa': [6.7, 14820.0], 'Birds Landing': [7.1, 15143.0], 'Contra Costa PP': [7.4, 16346.0], 'Clayton': [7.5, 1257.0], 'Shiloh III': [9.6, 15012.0], 'Lone Tree': [9.7, 2595.0], 'Meadow Lane': [9.8, 711.0], 'Martinez': [12.0, 282.0], 'Lakewood': [12.5, 701.0], 'Alhambra': [13.0, 126.0], 'Lambie Energy': [13.0, 13269.0], 'Lambie': [13.0, 13270.0], 'Bahia': [13.4, 128.0], 'Brentwood': [14.4, 983.0], 'Christie': [17.0, 118.0]} | 118710 | 37852 | 0.32 | 80858 | 0.68 | 22548 | 19% |  |  | 82092 | 69% | 0.15 | 35099 | 30% | 5050 | 4% |  | 70910 | 60% | 2 | 0% | 21600 | 18% | 9711000% | 55414 | 47% | 6329600% | 52026 | 44% | 6668400% | 67381 | 57% | 5132900% | 12050 | 10% | 10666000% | 24508 | 21% | 94202
381 | Morro Bay | PGE Kern | {'Diablo Canyon': [11.0, 217.0], 'San Luis Obispo': [14.7, 30.0], 'Templeton': [16.0, 356.0]} | 118884 | 11550 | 0.1 | 107334 | 0.9 | 26012 | 22% |  |  | 82718 | 70% | 0.1 | 5548 | 5% | 2003 | 2% |  | 101050 | 85% | 3060 | 3% | 53249 | 45% | 6563500% | 34772 | 29% | 8411200% | 51399 | 43% | 6748500% | 82161 | 69% | 3672300% | 65800 | 55% | 5308400% | 8944 | 8% | 109940
382 | Contra Costa | PGE GBA | {'Contra Costa PP': [1.6, 16709.0], 'Lone Tree': [3.9, 3653.0], 'GWF 2': [4.4, 15908.0], 'Collinsville': [6.3, 15317.0], 'Pittsburg': [6.7, 14820.0], 'Kirker': [6.8, 13781.0], 'Brentwood': [8.0, 2032.0], 'Birds Landing': [9.1, 14349.0], 'Clayton': [10.8, 1169.0], 'Shiloh III': [12.3, 13742.0], 'Meadow Lane': [14.8, 583.0], 'Tassajara': [15.5, 285.0], 'Windmaster': [15.8, 116.0], 'Lakewood': [16.1, 583.0], 'Lambie Energy': [16.1, 11875.0], 'Lambie': [16.1, 11876.0], 'Martinez': [18.1, 154.0], 'Grand Island': [19.2, 220.0]} | 170451 | 34621 | 0.2 | 135830 | 0.8 | 40419 | 24% |  |  | 109076 | 64% | 0.08 | 43085 | 25% | 40631 | 24% |  | 68521 | 40% | 885 | 1% | 37988 | 22% | 13246300% | 67712 | 40% | 10273900% | 66261 | 39% | 10419000% | 88394 | 52% | 8205800% | 9060 | 5% | 16139100% | 25980 | 15% | 144471
383 | New Sub - Gates - Templeton (Proposed) | PGE Kern | {'New Sub - Gates - Templeton (Proposed)': [0.0, 20113.0], 'Avenal': [6.9, 17789.0], 'Gates': [8.5, 14604.0], 'Cal Flats': [13.3, 402.0]} | 308136 | 34437 | 0.11 | 273699 | 0.89 | 98109 | 32% |  |  | 204380 | 66% | 0.07 | 34080 | 11% | 95705 | 31% |  | 87650 | 28% | 14046 | 5% | 138482 | 45% | 16965400% | 19987 | 6% | 28814900% | 80663 | 26% | 22747200% | 180295 | 59% | 12784000% | 90784 | 29% | 21735200% | 2259 | 1% | 305877
384 | Hinson | SCE Metro | {'Arcogen': [1.2, 2125.0], 'Harborgen': [2.8, 2127.0], 'Long Beach': [3.7, 2127.0], 'Lighthipe': [5.0, 1814.0], 'La Fresa': [7.2, 466.0], 'Del Amo': [7.4, 1888.0], 'Alamitos': [8.0, 2095.0], 'Redondo': [9.7, 1.0], 'Barre': [13.8, 2.0], 'Huntington Beach': [18.5, 2.0], 'Ellis': [18.5, 2.0]} | 6033 | 2210 | 0.37 | 3823 | 0.63 | 1049 | 17% |  |  | 2910 | 48% | 0.3 | 0 | 0% | 0 | 0% |  | 0 | 0% | 0 | 0% | 10 | 0% | 602300% | 597 | 10% | 543600% | 3758 | 62% | 227500% | 3768 | 62% | 226500% | 0 | 0% | 603300% | 34 | 1% | 5999
385 | Chicarita | SDGE Imperial | {'Scripps': [3.3, 315.0], 'Pomerado': [4.5, 503.0], 'Artesian': [4.6, 952.0], 'Sycamore Canyon': [5.3, 503.0], 'North City Metering': [6.5, 457.0], 'Penasquitos': [6.9, 103.0], 'Escondido': [11.6, 950.0], 'San Marcos': [12.9, 456.0], 'Shadowridge': [14.7, 448.0], 'Creelman': [15.3, 382.0], 'Palomar Airport': [15.4, 448.0], 'Cannon': [17.9, 162.0], 'Encina': [18.0, 131.0], 'Melrose': [19.1, 269.0]} | 33916 | 1729 | 0.05 | 32188 | 0.95 | 1305 | 4% |  |  | 12170 | 36% | 0.2 | 1503 | 4% | 451 | 1% |  | 12009 | 35% | 18337 | 54% | 22462 | 66% | 1145400% | 19196 | 57% | 1472100% | 21438 | 63% | 1247900% | 30872 | 91% | 304400% | 6396 | 19% | 2752000% | 1396 | 4% | 32520
386 | Mendocino | PGE NGBA | {'Calpella': [3.7, 13018.0], 'Ukiah': [7.5, 9346.0]} | 189003 | 32846 | 0.17 | 156158 | 0.83 | 6586 | 3% |  |  | 152787 | 81% | 0.1 | 5645 | 3% | 9182 | 5% |  | 87689 | 46% | 9293 | 5% | 70353 | 37% | 11865000% | 49374 | 26% | 13962900% | 78220 | 41% | 11078400% | 126395 | 67% | 6260900% | 85085 | 45% | 10391900% | 3828 | 2% | 185175
387 | Delevan | PGE NGBA | {'Logan Creek': [11.9, 9509.0], 'Cortina': [17.4, 728.0]} | 373292 | 53813 | 0.14 | 319479 | 0.86 | 114915 | 31% |  |  | 242292 | 65% | 0.07 | 103267 | 28% | 95550 | 26% |  | 91079 | 24% | 80981 | 22% | 109287 | 29% | 26400500% | 48117 | 13% | 32517500% | 122534 | 33% | 25075800% | 202540 | 54% | 17075200% | 148527 | 40% | 22476400% | 11826 | 3% | 361466
388 | Pastoria | SCE Northern | {'Tejon': [8.6, 1533.0], 'Wheeler Ridge': [13.0, 1533.0], 'Lakeview': [18.2, 201.0]} | 182634 | 3526 | 0.02 | 179108 | 0.98 | 46312 | 25% |  |  | 125719 | 69% | 0.07 | 5025 | 3% | 65363 | 36% |  | 85282 | 47% | 11093 | 6% | 93998 | 51% | 8863600% | 78287 | 43% | 10434700% | 88078 | 48% | 9455600% | 126783 | 69% | 5585100% | 51690 | 28% | 13094400% | 2993 | 2% | 179642
389 | Tortilla | SCE NOL | {'Sandlot': [17.9, 3345.0]} | 93809 | 10145 | 0.11 | 83663 | 0.89 | 8529 | 9% |  |  | 47811 | 51% | 0.25 | 8 | 0% | 45 | 0% |  | 0 | 0% | 0 | 0% | 58552 | 62% | 3525700% | 48725 | 52% | 4508400% | 18484 | 20% | 7532500% | 75962 | 81% | 1784600% | 46417 | 49% | 4739200% | 2870 | 3% | 90938
390 | Cooley Landing | PGE GBA | {'Ravenswood': [1.5, 158.0], 'Menlo': [5.0, 150.0], 'Whisman': [5.8, 60.0], 'Dumbarton': [6.9, 100.0], 'Mountain View': [7.1, 49.0], 'Newark': [7.9, 6.0], 'Jefferson': [8.7, 146.0], 'Nortech': [9.9, 6.0], 'Fremont': [10.2, 6.0], 'Eastshore': [10.6, 56.0], 'Monta Vista': [10.8, 40.0], 'Los Esteros': [11.1, 6.0], 'Mt Eden': [11.1, 27.0], 'Mt. Eden': [11.1, 27.0], 'Dixon Landing': [11.3, 6.0], 'Scott': [11.6, 6.0], 'Trimble': [12.7, 6.0], 'Grant': [13.9, 6.0], 'FMC': [14.3, 2.0], 'Burlingame': [15.2, 40.0], 'Castro Valley': [15.6, 6.0], 'San Leandro U': [16.5, 6.0], 'Millbrae': [17.1, 18.0], 'Edes': [18.8, 4.0]} | 31361 | 1500 | 0.05 | 29861 | 0.95 | 1053 | 3% |  |  | 23710 | 76% | 0.27 | 507 | 2% | 127 | 0% |  | 8024 | 26% | 0 | 0% | 20619 | 66% | 1074200% | 17915 | 57% | 1344600% | 22722 | 72% | 863900% | 28213 | 90% | 314800% | 14484 | 46% | 1687700% | 3050 | 10% | 28311
391 | Cielo Azul | SCE Arizona | {} | 175134 | 109477 | 0.63 | 65657 | 0.37 | 0 | 0% |  |  | 0 | 0% | 0 | 0 | 0% | 0 | 0% |  | 0 | 0% | 0 | 0% | 0 | 0% | 17513400% | 0 | 0% | 17513400% | 0 | 0% | 17513400% | 0 | 0% | 17513400% | 0 | 0% | 17513400% | 0 | 0% | 175134
392 | Sycamore | PGE Kern | {'Kern Oil': [1.9, 24282.0], 'Bakersfield': [4.6, 14327.0], 'Columbus': [4.7, 9951.0], 'Cal Water': [5.4, 9728.0], 'West Park': [6.1, 10174.0], 'Rosedale': [7.2, 9711.0], 'Magunden': [7.4, 3156.0], 'Casaloma': [7.4, 3913.0], 'Poso Mt.': [7.7, 23125.0], 'Kern Power': [7.8, 9405.0], '7th Standard': [7.9, 16955.0], 'Mt Poso': [8.2, 24602.0], 'Lerdo': [9.6, 20294.0], 'Stockdale': [10.3, 1979.0], 'Renfro': [10.7, 5276.0], 'Panama': [11.0, 1527.0], 'Tevis': [12.1, 2094.0], 'Unknown - 3327': [12.9, 3156.0], 'Lamont': [13.0, 3156.0], 'Rio Bravo': [15.1, 2535.0], 'Grimmway-Malaga': [16.0, 3156.0], 'Famoso': [16.0, 8688.0], 'Tupman': [17.1, 126.0], 'Old River': [18.0, 43.0], 'Shafter': [18.8, 280.0]} | 284460 | 47180 | 0.17 | 237280 | 0.83 | 45873 | 16% |  |  | 216045 | 76% | 0.12 | 10116 | 4% | 93429 | 33% |  | 125087 | 44% | 0 | 0% | 152315 | 54% | 13214400% | 45247 | 16% | 23921300% | 81819 | 29% | 20264000% | 165713 | 58% | 11874600% | 66902 | 24% | 21755800% | 6811 | 2% | 277648
393 | Valley Switch | SCE EOP | {'Valley (VEA)': [4.9, 77671.0], 'Lathrop': [9.4, 40509.0], 'Jackass (DOE)': [17.7, 368.0]} | 163885 | 108221 | 0.66 | 55664 | 0.34 | 2858 | 2% |  |  | 0 | 0% | 0.01 | 0 | 0% | 0 | 0% |  | 0 | 0% | 0 | 0% | 0 | 0% | 16388500% | 0 | 0% | 16388500% | 0 | 0% | 16388400% | 0 | 0% | 16388400% | 2866 | 2% | 16101800% | 48 | 0% | 163837
394 | Hartley | PGE NGBA | {'Hopland': [10.8, 5996.0], 'Konocti': [14.4, 3099.0], 'Ukiah': [14.5, 269.0], 'Redbud': [14.8, 687.0], 'Calpella': [16.2, 269.0], 'Eagle Rock': [18.5, 1192.0], 'Lake View': [19.4, 217.0]} | 152018 | 26858 | 0.18 | 125160 | 0.82 | 7153 | 5% |  |  | 116774 | 77% | 0.1 | 9501 | 6% | 13675 | 9% |  | 58026 | 38% | 70438 | 46% | 86459 | 57% | 6555900% | 38853 | 26% | 11316500% | 58715 | 39% | 9330200% | 109396 | 72% | 4262200% | 46601 | 31% | 10541700% | 3075 | 2% | 148943
395 | Copus | PGE Kern | {'Midway - Wheeler Ridge (Proposed)': [2.0, 17945.0], 'Lakeview': [10.0, 12101.0], 'Elk Hills': [10.7, 5846.0], 'Taft': [11.8, 927.0], 'Old River': [12.8, 9539.0], 'Norco': [13.5, 2496.0], 'Wheeler Ridge': [17.0, 2486.0], 'Tevis': [17.8, 1085.0], 'Tejon': [18.9, 76.0], 'Stockdale': [19.6, 476.0]} | 224762 | 26807 | 0.12 | 197956 | 0.88 | 53001 | 24% |  |  | 164928 | 73% | 0.06 | 47277 | 21% | 95347 | 42% |  | 15603 | 7% | 0 | 0% | 44570 | 20% | 18019200% | 86308 | 38% | 13845500% | 124201 | 55% | 10056100% | 141153 | 63% | 8360900% | 14389 | 6% | 21037400% | 4623 | 2% | 220139
396 | Bay Boulevard | SDGE Imperial | {'Imperial Beach': [1.7, 421.0], 'Otay': [2.3, 180.0], 'Telegraph Canyon': [5.0, 171.0], 'San Ysidro': [5.1, 158.0], 'Silvergate': [6.6, 701.0], 'Salt Creek': [8.1, 132.0], 'Miguel': [8.1, 146.0], 'Vine': [10.3, 698.0], 'Spring Valley': [10.5, 69.0], 'Otay Mesa': [10.9, 6.0], 'Point Loma': [12.2, 695.0], 'Old Town': [12.3, 695.0], 'Mission': [12.4, 694.0], 'Murray': [13.3, 3.0], 'Elliot': [14.4, 506.0], 'Elliott': [14.4, 509.0], 'Kearny': [15.7, 516.0], 'Mesa Heights': [15.8, 516.0]} | 12749 | 1044 | 0.08 | 11705 | 0.92 | 3339 | 26% |  |  | 4986 | 39% | 0.21 | 0 | 0% | 0 | 0% |  | 4907 | 38% | 0 | 0% | 631 | 5% | 1211700% | 7916 | 62% | 483300% | 11314 | 89% | 143400% | 11587 | 91% | 116100% | 2772 | 22% | 997700% | 790 | 6% | 11959
397 | Mission | SDGE Imperial | {'Kearny': [3.4, 832.0], 'Mesa Heights': [3.4, 833.0], 'Old Town': [3.4, 1059.0], 'Elliot': [3.6, 758.0], 'Elliott': [3.6, 760.0], 'Vine': [4.0, 1059.0], 'Silvergate': [6.2, 1016.0], 'Point Loma': [6.3, 1059.0], 'Murray': [6.6, 3.0], 'Spring Valley': [8.4, 69.0], 'Penasquitos': [10.5, 56.0], 'Miguel': [11.5, 140.0], 'Salt Creek': [11.6, 127.0], 'Telegraph Canyon': [12.3, 158.0], 'Bay Boulevard': [12.4, 694.0], 'North City Metering': [13.0, 42.0], 'Otay': [13.9, 167.0], 'Imperial Beach': [14.1, 408.0], 'San Ysidro': [16.7, 145.0]} | 8918 | 1143 | 0.13 | 7775 | 0.87 | 2829 | 32% |  |  | 2206 | 25% | 0.21 | 10 | 0% | 3 | 0% |  | 1810 | 20% | 1451 | 16% | 2822 | 32% | 609700% | 3692 | 41% | 522700% | 5687 | 64% | 323100% | 7669 | 86% | 125000% | 952 | 11% | 796700% | 209 | 2% | 8709
398 | Eight Mile | PGE GBA | {'Lodi': [2.1, 4799.0], 'Stagg': [4.9, 3763.0], 'Stockton A': [9.1, 2319.0], 'Weber': [12.2, 746.0], 'Lockeford': [12.4, 3595.0], 'French Camp': [13.2, 95.0], 'Live Oak': [15.4, 1092.0]} | 296613 | 30642 | 0.1 | 265971 | 0.9 | 54781 | 18% |  |  | 163655 | 55% | 0.14 | 48539 | 16% | 195364 | 66% |  | 167 | 0% | 0 | 0% | 30647 | 10% | 26596600% | 43483 | 15% | 25313000% | 57721 | 19% | 23889100% | 78608 | 27% | 21800500% | 0 | 0% | 29661300% | 21493 | 7% | 275119
399 | Valley Center | SDGE Imperial | {'Lilac': [4.2, 28274.0], 'Escondido': [9.2, 8735.0], 'Pala': [10.2, 18778.0], 'San Marcos': [12.5, 740.0], 'Melrose': [13.6, 912.0], 'Shadowridge': [14.1, 689.0], 'Monserate': [14.2, 5644.0], 'Ocean Ranch': [15.9, 527.0], 'Avocado': [16.5, 2780.0], 'Palomar Airport': [17.2, 38.0], 'Creelman': [17.6, 144.0], 'San Luis Rey': [18.2, 439.0], 'Pendleton': [19.0, 193.0], 'Cannon': [19.2, 24.0], 'Encina': [19.4, 8.0]} | 159523 | 34471 | 0.22 | 125052 | 0.78 | 17919 | 11% |  |  | 62535 | 39% | 0.3 | 19846 | 12% | 5628 | 4% |  | 53768 | 34% | 82743 | 52% | 87004 | 55% | 7251800% | 24299 | 15% | 13522400% | 50793 | 32% | 10872900% | 99033 | 62% | 6049000% | 57151 | 36% | 10237200% | 13047 | 8% | 146475
400 | Wilson | PGE Fresno | {'Merced': [4.6, 11505.0], 'Le Grand': [10.5, 8281.0], 'Atwater': [12.2, 564.0], 'El Nido': [12.6, 8498.0], 'Chowchilla': [14.8, 744.0], 'Dairyland': [17.3, 904.0]} | 301211 | 36864 | 0.12 | 264348 | 0.88 | 83426 | 28% |  |  | 191179 | 63% | 0.08 | 114448 | 38% | 83997 | 28% |  | 87985 | 29% | 0 | 0% | 150137 | 50% | 15107400% | 132114 | 44% | 16909800% | 154295 | 51% | 14691700% | 211760 | 70% | 8945100% | 65318 | 22% | 23589300% | 55079 | 18% | 246132
401 | Donnells-Curtis | PGE GBA | {'Mi-Wuk': [16.7, 1534.0], 'Stanislaus': [19.6, 58.0]} | 193414 | 78659 | 0.41 | 114756 | 0.59 | 120629 | 62% |  |  | 65664 | 34% | 0.06 | 0 | 0% | 0 | 0% |  | 40346 | 21% | 113845 | 59% | 17552 | 9% | 17586300% | 13262 | 7% | 18015300% | 35660 | 18% | 15775400% | 49894 | 26% | 14352000% | 76638 | 40% | 11677600% | 4810 | 2% | 188604
402 | Lee Lake (Proposed) | SCE Eastern | {'Alberhill': [2.4, 5263.0], 'Wildlife': [14.7, 47.0], 'Rerc': [14.7, 47.0], 'Valley': [16.8, 1441.0]} | 48014 | 7488 | 0.16 | 40525 | 0.84 | 8214 | 17% |  |  | 15980 | 33% | 0.27 | 1771 | 4% | 100 | 0% |  | 20943 | 44% | 21169 | 44% | 15837 | 33% | 3217700% | 14850 | 31% | 3316400% | 23554 | 49% | 2445900% | 36605 | 76% | 1140900% | 18238 | 38% | 2977500% | 4256 | 9% | 43757
403 | Orosi | PGE Fresno | {'Reedley': [8.0, 20382.0], 'Wahtoke': [12.1, 12423.0], 'Rector': [16.7, 6791.0], 'Kingsburg': [18.7, 945.0]} | 321710 | 68110 | 0.21 | 253600 | 0.79 | 39056 | 12% |  |  | 187881 | 58% | 0.17 | 92651 | 29% | 90689 | 28% |  | 85779 | 27% | 4270 | 1% | 113162 | 35% | 20854800% | 68113 | 21% | 25359700% | 98362 | 31% | 22334800% | 169134 | 53% | 15257600% | 85905 | 27% | 23580500% | 11955 | 4% | 309756
404 | Ukiah | PGE NGBA | {'Calpella': [3.8, 11093.0], 'Mendocino': [7.5, 9346.0], 'Hopland': [13.2, 2967.0], 'Hartley': [14.5, 269.0]} | 201491 | 39624 | 0.2 | 161868 | 0.8 | 5056 | 3% |  |  | 167943 | 83% | 0.1 | 6095 | 3% | 13582 | 7% |  | 101617 | 50% | 33680 | 17% | 63628 | 32% | 13786400% | 56575 | 28% | 14491700% | 79327 | 39% | 12216500% | 124453 | 62% | 7703900% | 91455 | 45% | 11003600% | 3680 | 2% | 197812
405 | New Sub - Gates - Midway (Proposed) | PGE Kern | {'Arco': [8.6, 17631.0], 'Goose Lake': [15.8, 3292.0]} | 361964 | 92984 | 0.26 | 268980 | 0.74 | 113191 | 31% |  |  | 236130 | 65% | 0.07 | 106019 | 29% | 75194 | 21% |  | 104458 | 29% | 0 | 0% | 218217 | 60% | 14374700% | 22892 | 6% | 33907100% | 47215 | 13% | 31474900% | 230020 | 64% | 13194400% | 23479 | 6% | 33848500% | 18475 | 5% | 343489
406 | Humboldt | PGE NGBA | {'Harris': [1.0, 19708.0], 'Humboldt Bay': [5.9, 10848.0], 'Arcata': [6.0, 7776.0]} | 145559 | 42589 | 0.29 | 102970 | 0.71 | 44218 | 30% |  |  | 78716 | 54% | 0.09 | 0 | 0% | 0 | 0% |  | 0 | 0% | 0 | 0% | 6711 | 5% | 13884800% | 56197 | 39% | 8936200% | 63683 | 44% | 8187500% | 66454 | 46% | 7910500% | 39279 | 27% | 10628000% | 20033 | 14% | 125525
407 | Chowchilla | PGE Fresno | {'Chowchilla': [0.0, 52001.0], 'Le Grand': [4.7, 26384.0], 'Dairyland': [5.8, 45566.0], 'El Nido': [12.1, 15826.0], 'Wilson': [14.8, 744.0], 'Storey': [15.3, 8112.0], 'Merced': [16.7, 395.0], 'Madera': [17.4, 3263.0], 'Newhall': [18.2, 5488.0]} | 385855 | 82085 | 0.21 | 303770 | 0.79 | 81596 | 21% |  |  | 278862 | 72% | 0.09 | 184144 | 48% | 102122 | 26% |  | 137326 | 36% | 0 | 0% | 187056 | 48% | 19879900% | 114845 | 30% | 27100900% | 130621 | 34% | 25523400% | 239969 | 62% | 14588500% | 60504 | 16% | 32535100% | 53551 | 14% | 332304
408 | Mesa (SCE) | SCE Metro | {} | 228 | 179 | 0.78 | 49 | 0.22 | 4 | 2% |  |  | 223 | 98% | 0.1 | 0 | 0% | 0 | 0% |  | 65 | 28% | 12 | 5% | 0 | 0% | 22800% | 15 | 7% | 21200% | 29 | 13% | 19900% | 31 | 14% | 19700% | 31 | 14% | 19700% | 23 | 10% | 205
409 | Colorado River | SCE Eastern | {'Blythe': [12.5, 10949.0]} | 186722 | 22216 | 0.12 | 164507 | 0.88 | 52499 | 28% |  |  | 124649 | 67% | 0.09 | 19001 | 10% | 55593 | 30% |  | 0 | 0% | 0 | 0% | 70929 | 38% | 11579300% | 75225 | 40% | 11149800% | 59630 | 32% | 12709200% | 106426 | 57% | 8029600% | 78415 | 42% | 10830700% | 2121 | 1% | 184602
410 | Placerville | PGE NGBA | {'El Dorado PH': [9.8, 3607.0]} | 229871 | 16646 | 0.07 | 213225 | 0.93 | 32933 | 14% |  |  | 84772 | 37% | 0.28 | 2168 | 1% | 3453 | 2% |  | 144723 | 63% | 67321 | 29% | 187604 | 82% | 4226600% | 62531 | 27% | 16733900% | 70216 | 31% | 15965500% | 206336 | 90% | 2353500% | 57139 | 25% | 17273100% | 7499 | 3% | 222372
411 | Inyokern | SCE NOL | {} | 33888 | 9704 | 0.29 | 24184 | 0.71 | 425 | 1% |  |  | 15049 | 44% | 0.27 | 0 | 0% | 0 | 0% |  | 356 | 1% | 0 | 0% | 20755 | 61% | 1313300% | 11140 | 33% | 2274900% | 2034 | 6% | 3185400% | 22677 | 67% | 1121100% | 10089 | 30% | 2380000% | 34 | 0% | 33854
412 | Mandalay | SCE Northern | {'Ormond Beach': [7.1, 2413.0], 'Santa Clara': [7.5, 9458.0], 'Wakefield': [15.1, 2493.0]} | 89383 | 23179 | 0.26 | 66204 | 0.74 | 21551 | 24% |  |  | 61739 | 69% | 0.13 | 7648 | 9% | 25087 | 28% |  | 0 | 0% | 0 | 0% | 16895 | 19% | 7248700% | 7351 | 8% | 8203200% | 12551 | 14% | 7683100% | 26669 | 30% | 6271300% | 26997 | 30% | 6238500% | 6257 | 7% | 83126
413 | Creelman | SDGE Imperial | {'Los Coches': [11.3, 508.0], 'Pomerado': [11.7, 423.0], 'Sycamore Canyon': [12.4, 382.0], 'Santee': [13.2, 4.0], 'Alpine': [13.7, 10.0], 'Chicarita': [15.3, 382.0], 'Loveland': [15.7, 4.0], 'Artesian': [16.2, 382.0], 'Scripps': [16.7, 212.0], 'El Cajon': [16.9, 4.0], 'Escondido': [16.9, 382.0], 'Suncrest': [17.5, 3.0], 'Valley Center': [17.6, 144.0]} | 143465 | 14358 | 0.1 | 129107 | 0.9 | 29362 | 20% |  |  | 77417 | 54% | 0.14 | 2464 | 2% | 890 | 1% |  | 14064 | 10% | 128262 | 89% | 81774 | 57% | 6169100% | 31694 | 22% | 11177100% | 54267 | 38% | 8919800% | 100662 | 70% | 4280300% | 76466 | 53% | 6699900% | 8290 | 6% | 135175
414 | Harborgen | SCE Metro | {'Long Beach': [0.9, 2131.0], 'Arcogen': [2.8, 2125.0], 'Hinson': [2.8, 2127.0], 'Alamitos': [7.4, 2095.0], 'Lighthipe': [7.7, 1814.0], 'La Fresa': [8.7, 470.0], 'Del Amo': [8.9, 1888.0], 'Redondo': [10.4, 6.0], 'Barre': [14.2, 2.0], 'Huntington Beach': [17.0, 2.0], 'Ellis': [17.5, 2.0]} | 6872 | 2210 | 0.32 | 4663 | 0.68 | 1049 | 15% |  |  | 2911 | 42% | 0.38 | 0 | 0% | 0 | 0% |  | 0 | 0% | 0 | 0% | 10 | 0% | 686200% | 597 | 9% | 627500% | 4598 | 67% | 227500% | 4608 | 67% | 226500% | 0 | 0% | 687200% | 34 | 0% | 6838
415 | Capistrano | SDGE Imperial | {'Q1806': [1.6, 1556.0], 'Margarita': [3.4, 1842.0], 'Trabuco': [3.5, 1360.0], 'Rancho Mission Viejo': [3.9, 1758.0], 'North of SONGS': [6.8, 1731.0], 'Talega': [6.8, 1742.0], 'Viejo': [10.8, 544.0], 'San Onofre': [11.8, 357.0], 'Santiago': [12.1, 99.0], 'Johanna': [17.6, 83.0]} | 20216 | 2344 | 0.12 | 17872 | 0.88 | 2773 | 14% |  |  | 12290 | 61% | 0.44 | 209 | 1% | 40 | 0% |  | 5399 | 27% | 12571 | 62% | 5885 | 29% | 1433100% | 11663 | 58% | 855300% | 13393 | 66% | 682300% | 16106 | 80% | 411000% | 11212 | 55% | 900400% | 1453 | 7% | 18763
416 | Red Bluff | PGE NGBA | {'Cottonwood': [15.0, 9618.0]} | 305304 | 62743 | 0.21 | 242560 | 0.79 | 71833 | 24% |  |  | 165161 | 54% | 0.16 | 16922 | 6% | 35038 | 11% |  | 172157 | 56% | 79788 | 26% | 101017 | 33% | 20428700% | 20018 | 7% | 28528500% | 13885 | 5% | 29141900% | 117158 | 38% | 18814600% | 137309 | 45% | 16799400% | 38474 | 13% | 266830
417 | Scripps | SDGE Imperial | {'Chicarita': [3.3, 315.0], 'Sycamore Canyon': [4.7, 315.0], 'Pomerado': [5.1, 315.0], 'Penasquitos': [6.2, 101.0], 'North City Metering': [7.1, 101.0], 'Artesian': [7.7, 315.0], 'Escondido': [14.9, 315.0], 'San Marcos': [15.9, 8.0], 'Creelman': [16.7, 212.0]} | 29887 | 1819 | 0.06 | 28067 | 0.94 | 1602 | 5% |  |  | 8505 | 28% | 0.24 | 1338 | 4% | 299 | 1% |  | 10908 | 36% | 14065 | 47% | 19079 | 64% | 1080700% | 16309 | 55% | 1357800% | 18650 | 62% | 1123700% | 26834 | 90% | 305200% | 3852 | 13% | 2603400% | 1192 | 4% | 28694
418 | Johanna | SCE Metro | {'Ellis': [5.5, 46.0], 'Santiago': [5.9, 808.0], 'Lewis': [7.2, 125.0], 'Villa Park': [7.2, 348.0], 'Huntington Beach': [8.6, 46.0], 'Serrano': [8.8, 348.0], 'Viejo': [12.5, 646.0], 'Trabuco': [14.6, 422.0], 'Q1806': [16.1, 179.0], 'Margarita': [17.1, 188.0], 'Capistrano': [17.6, 83.0]} | 12966 | 828 | 0.06 | 12138 | 0.94 | 1424 | 11% |  |  | 3703 | 29% | 0.49 | 21 | 0% | 37 | 0% |  | 1547 | 12% | 5101 | 39% | 2691 | 21% | 1027500% | 4383 | 34% | 858300% | 9308 | 72% | 365800% | 11403 | 88% | 156300% | 4572 | 35% | 839400% | 1190 | 9% | 11776
419 | Cottle | PGE GBA | {'Warnerville': [2.5, 25588.0], 'Riverbank': [4.4, 25248.0], 'Valley Home': [8.7, 15106.0], 'Avena': [13.3, 11374.0], 'Ripon': [17.4, 82.0]} | 318961 | 41148 | 0.13 | 277813 | 0.87 | 66347 | 21% |  |  | 186733 | 59% | 0.12 | 117331 | 37% | 77972 | 24% |  | 132444 | 42% | 0 | 0% | 207002 | 65% | 11195800% | 49506 | 16% | 26945500% | 95155 | 30% | 22380600% | 234501 | 74% | 8446000% | 80147 | 25% | 23881400% | 25211 | 8% | 293750
420 | Kingsburg | PGE Fresno | {'McCall': [9.1, 14614.0], 'Wahtoke': [11.4, 12896.0], 'Reedley': [13.9, 7739.0], 'Sanger': [15.3, 2771.0], 'GWF Hanford': [15.6, 7568.0], 'Malaga': [16.3, 2878.0], 'Lemoore': [17.2, 917.0], 'Orosi': [18.7, 945.0], 'Guernsey': [18.7, 1266.0], 'California Ave': [18.9, 331.0]} | 359938 | 110065 | 0.31 | 249873 | 0.69 | 2991 | 1% |  |  | 243730 | 68% | 0.18 | 106328 | 30% | 220663 | 61% |  | 0 | 0% | 0 | 0% | 0 | 0% | 35993800% | 25608 | 7% | 33433000% | 33471 | 9% | 32646700% | 33471 | 9% | 32646700% | 335 | 0% | 35960400% | 7554 | 2% | 352385
421 | Panoche | PGE Fresno | {'Cheney': [3.1, 28303.0], 'Manning': [4.4, 16318.0], 'Hammonds': [4.8, 20977.0], 'Mendota': [8.2, 28391.0], 'Tranquility': [10.7, 22228.0], 'Oro Loma': [16.7, 7309.0]} | 302257 | 97050 | 0.32 | 205207 | 0.68 | 43537 | 14% |  |  | 253820 | 84% | 0.07 | 109764 | 36% | 126139 | 42% |  | 39643 | 13% | 10 | 0% | 81637 | 27% | 22062000% | 26423 | 9% | 27583400% | 66455 | 22% | 23580200% | 113212 | 37% | 18904500% | 36058 | 12% | 26619900% | 3318 | 1% | 298939
422 | Fulton | PGE NGBA | {'Monroe': [3.2, 4067.0], 'Santa Rosa A': [5.0, 1103.0], 'Rincon': [5.1, 870.0], 'Bellevue': [8.7, 808.0], 'Fitch Mountain': [9.0, 825.0], 'Penngrove': [13.4, 213.0], 'Silverado': [16.2, 230.0], 'Corona': [17.1, 105.0], 'Geysers Tap 1': [17.9, 62.0]} | 189208 | 18773 | 0.1 | 170435 | 0.9 | 4981 | 3% |  |  | 107667 | 57% | 0.2 | 18833 | 10% | 21375 | 11% |  | 33008 | 17% | 0 | 0% | 86651 | 46% | 10255700% | 94427 | 50% | 9478100% | 136639 | 72% | 5256900% | 162293 | 86% | 2691500% | 48544 | 26% | 14066400% | 7937 | 4% | 181270
423 | Ripon | PGE GBA | {'Manteca': [5.3, 17416.0], 'Vierra': [7.5, 11808.0], 'Avena': [7.8, 17342.0], 'Kasson': [10.6, 1445.0], 'French Camp': [11.8, 9308.0], 'Weber': [12.5, 12586.0], 'Westley': [12.7, 776.0], 'Riverbank': [13.0, 1275.0], 'Valley Home': [13.0, 9775.0], 'Stockton A': [15.4, 4132.0], 'New Sub - Westley - Quinto (Proposed)': [17.3, 37.0], 'Cottle': [17.4, 82.0], 'Lammers': [18.2, 0.0], 'Warnerville': [18.7, 12.0], 'Bellota': [19.5, 646.0], 'Stagg': [19.8, 144.0]} | 278516 | 43184 | 0.16 | 235333 | 0.84 | 1014 | 0% |  |  | 200463 | 72% | 0.17 | 73469 | 26% | 176763 | 63% |  | 17304 | 6% | 0 | 0% | 102732 | 37% | 17578400% | 27030 | 10% | 25148600% | 36280 | 13% | 24223600% | 119177 | 43% | 15933900% | 4 | 0% | 27851200% | 9604 | 3% | 268912
424 | Shafter | PGE Kern | {'Rio Bravo': [5.9, 14891.0], 'Charca': [6.6, 8164.0], 'Ganso': [7.4, 15538.0], 'Famoso': [9.0, 2023.0], 'Semitropic': [9.0, 7050.0], 'Lerdo': [9.3, 6843.0], 'Midway': [10.7, 10706.0], 'Tupman': [11.4, 12473.0], '7th Standard': [11.6, 6073.0], 'Renfro': [12.3, 8371.0], 'Mt Poso': [13.4, 1931.0], 'Kern Power': [15.4, 2503.0], 'Norco': [15.9, 2789.0], 'Goose Lake': [15.9, 3455.0], 'Smyrna': [16.1, 2202.0], 'Rosedale': [16.4, 1874.0], 'Tevis': [17.2, 856.0], 'Kern Oil': [17.4, 773.0], 'West Park': [18.3, 366.0], 'Sycamore': [18.8, 280.0], 'Stockdale': [19.6, 0.0], 'Bakersfield': [19.6, 16.0]} | 371258 | 46333 | 0.12 | 324925 | 0.88 | 32629 | 9% |  |  | 318295 | 86% | 0.11 | 59015 | 16% | 246906 | 67% |  | 24144 | 7% | 0 | 0% | 88418 | 24% | 28284000% | 33140 | 9% | 33811800% | 122800 | 33% | 24845800% | 181943 | 49% | 18931500% | 246 | 0% | 37101200% | 25145 | 7% | 346113
425 | San Luis Rey | SDGE Imperial | {'Ocean Ranch': [2.3, 1356.0], 'Melrose': [4.7, 1356.0], 'Cannon': [5.1, 164.0], 'Encina': [5.2, 121.0], 'Palomar Airport': [6.7, 135.0], 'Pendleton': [6.8, 1061.0], 'Shadowridge': [7.3, 1192.0], 'San Marcos': [9.8, 606.0], 'Monserate': [10.0, 1320.0], 'Avocado': [13.3, 955.0], 'Escondido': [13.9, 598.0], 'Lilac': [14.6, 756.0], 'Pala': [16.2, 889.0], 'Valley Center': [18.2, 439.0], 'North City Metering': [18.7, 0.0]} | 29892 | 4482 | 0.15 | 25409 | 0.85 | 178 | 1% |  |  | 3834 | 13% | 0.38 | 7590 | 25% | 1778 | 6% |  | 10000 | 33% | 488 | 2% | 18495 | 62% | 1139700% | 7342 | 25% | 2254900% | 15954 | 53% | 1393800% | 22418 | 75% | 747300% | 1011 | 3% | 2888100% | 1977 | 7% | 27915
426 | Woodward | PGE Fresno | {'Bullard': [5.1, 6997.0], 'Clovis': [6.2, 1072.0], 'Figarden': [7.9, 7588.0], 'Fig Garden': [7.9, 7588.0], 'Ashlan': [8.4, 6797.0], 'Gregg': [9.6, 7244.0], 'Herndon': [10.0, 7244.0], 'California Ave': [12.3, 528.0], 'West Fresno': [12.9, 13.0], 'Borden': [12.9, 7244.0], 'Malaga': [14.2, 586.0], 'Sanger': [15.2, 659.0], 'Storey': [16.6, 3354.0], 'Madera': [16.8, 4291.0]} | 259460 | 32346 | 0.12 | 227114 | 0.88 | 44493 | 17% |  |  | 154654 | 60% | 0.22 | 50626 | 20% | 44997 | 17% |  | 160517 | 62% | 0 | 0% | 132474 | 51% | 12698600% | 103178 | 40% | 15628100% | 96884 | 37% | 16257500% | 186721 | 72% | 7273800% | 98200 | 38% | 16126000% | 52623 | 20% | 206836
427 | Helm | PGE Fresno | {'Crescent': [4.2, 71139.0], 'New Sub - Los Banos - Midway (Proposed)': [7.9, 48972.0], 'Mc Mullin': [10.3, 30566.0], 'Tranquility': [12.6, 27102.0], 'Schindler': [13.3, 29092.0], 'Excelsior': [13.7, 29211.0], 'Biola': [14.4, 11691.0], 'Cantua': [14.5, 19838.0], 'Kearney (New)': [18.0, 3660.0], 'Mendota': [18.0, 3702.0], 'Cheney': [19.8, 0.0]} | 397984 | 178942 | 0.45 | 219042 | 0.55 | 74586 | 19% |  |  | 301802 | 76% | 0.07 | 234696 | 59% | 134374 | 34% |  | 8524 | 2% | 0 | 0% | 85066 | 21% | 31291800% | 40755 | 10% | 35722900% | 49030 | 12% | 34895400% | 113541 | 29% | 28444300% | 1213 | 0% | 39677100% | 10491 | 3% | 387493
428 | FMC | PGE GBA | {'San Jose B': [1.2, 1632.0], 'San Jose A': [1.7, 1632.0], 'Trimble': [2.4, 1502.0], 'Scott': [2.7, 1098.0], 'El Patio': [3.9, 220.0], 'Stone': [4.2, 1632.0], 'Evergreen': [5.4, 1632.0], 'Nortech': [5.5, 637.0], 'Los Esteros': [5.6, 1127.0], 'Swift': [7.0, 1632.0], 'Dixon Landing': [7.7, 901.0], 'Hicks': [8.0, 53.0], 'Mountain View': [8.4, 2.0], 'Whisman': [8.9, 2.0], 'Piercy': [9.2, 998.0], 'Edenvale': [10.0, 998.0], 'Santa Teresa': [10.4, 998.0], 'Newark': [11.3, 251.0], 'Metcalf Energy Center': [13.0, 631.0], 'Metcalf 1': [13.0, 721.0], 'Fremont': [13.7, 244.0], 'Cooley Landing': [14.3, 2.0], 'Ravenswood': [15.5, 2.0], 'Dumbarton': [16.4, 2.0]} | 41957 | 3001 | 0.07 | 38956 | 0.93 | 11766 | 28% |  |  | 21283 | 51% | 0.1 | 859 | 2% | 284 | 1% |  | 31722 | 76% | 0 | 0% | 26750 | 64% | 1520700% | 14819 | 35% | 2713800% | 22881 | 55% | 1907600% | 31296 | 75% | 1066100% | 23331 | 56% | 1862600% | 2388 | 6% | 39569
429 | Mohave | SCE EOP | {} | 84372 | 33064 | 0.39 | 51308 | 0.61 | 6310 | 7% |  |  | 1837 | 2% | 0.02 | 3889 | 5% | 0 | 0% |  | 0 | 0% | 0 | 0% | 1245 | 1% | 8312700% | 7916 | 9% | 7645600% | 0 | 0% | 8437200% | 7916 | 9% | 7645600% | 1410 | 2% | 8296200% | 1929 | 2% | 82443
430 | Wakefield | SCE Northern | {'Santa Clara': [8.2, 9591.0], 'Moorpark': [10.1, 15353.0], 'Mandalay': [15.1, 2493.0], 'Ormond Beach': [16.9, 343.0]} | 148608 | 33012 | 0.22 | 115595 | 0.78 | 21574 | 15% |  |  | 105088 | 71% | 0.12 | 15169 | 10% | 41100 | 28% |  | 10921 | 7% | 2168 | 1% | 51010 | 34% | 9759800% | 9680 | 7% | 13892700% | 20106 | 14% | 12850100% | 66089 | 44% | 8251900% | 38889 | 26% | 10971900% | 11164 | 8% | 137444
431 | Kern PP | PGE Kern | {'Rosedale': [1.1, 14570.0], 'West Park': [3.2, 11196.0], 'Renfro': [3.8, 9844.0], 'Tevis': [4.6, 6695.0], '7th Standard': [4.6, 10549.0], 'Stockdale': [4.7, 5729.0], 'Bakersfield': [5.2, 10151.0], 'Casaloma': [5.7, 4940.0], 'Kern Oil': [6.0, 9977.0], 'Panama': [7.2, 5036.0], 'Sycamore': [7.8, 9405.0], 'Columbus': [8.9, 3816.0], 'Lerdo': [8.9, 10513.0], 'Magunden': [9.9, 1497.0], 'Tupman': [9.9, 2903.0], 'Rio Bravo': [10.1, 4758.0], 'Cal Water': [11.4, 2909.0], 'Mt Poso': [11.5, 9465.0], 'Old River': [11.9, 3794.0], 'Norco': [13.5, 735.0], 'Unknown - 3327': [14.3, 1449.0], 'Lamont': [14.4, 1449.0], 'Poso Mt.': [14.7, 6813.0], 'Shafter': [15.4, 2503.0], 'Grimmway-Malaga': [16.1, 1455.0], 'Famoso': [16.7, 3614.0], 'Lakeview': [19.9, 180.0]} | 291321 | 52508 | 0.18 | 238813 | 0.82 | 23462 | 8% |  |  | 237260 | 81% | 0.13 | 27637 | 9% | 140416 | 48% |  | 47854 | 16% | 0 | 0% | 89895 | 31% | 20142500% | 48174 | 17% | 24314700% | 89680 | 31% | 20164100% | 140739 | 48% | 15058200% | 8200 | 3% | 28312000% | 18899 | 6% | 272422
432 | Diablo Canyon | PGE Kern | {'Morro Bay': [11.0, 217.0], 'San Luis Obispo': [12.3, 1027.0], 'Oceano': [16.9, 35.0], 'Callender': [18.8, 4.0]} | 49190 | 4716 | 0.1 | 44474 | 0.9 | 13252 | 27% |  |  | 30502 | 62% | 0.13 | 2151 | 4% | 2723 | 6% |  | 38243 | 78% | 1239 | 3% | 9049 | 18% | 4014100% | 7180 | 15% | 4201000% | 32326 | 66% | 1686400% | 34301 | 70% | 1488900% | 23427 | 48% | 2576300% | 4699 | 10% | 44491
433 | Reedley | PGE Fresno | {'Wahtoke': [4.3, 26274.0], 'Orosi': [8.0, 20382.0], 'Kingsburg': [13.9, 7739.0], 'McCall': [14.5, 3316.0], 'Sanger': [14.8, 3242.0]} | 329574 | 61563 | 0.19 | 268011 | 0.81 | 26581 | 8% |  |  | 196631 | 60% | 0.18 | 92715 | 28% | 127060 | 39% |  | 55488 | 17% | 0 | 0% | 106323 | 32% | 22325100% | 70920 | 22% | 25865300% | 97336 | 30% | 23223800% | 163717 | 50% | 16585700% | 61906 | 19% | 26766700% | 13699 | 4% | 315875
434 | Oakland J | PGE GBA | {'Edes': [2.0, 2882.0], 'Oakland X': [3.1, 3155.0], 'Oakland C': [4.4, 3155.0], 'Oakland L': [4.5, 3147.0], 'San Leandro U': [5.1, 1579.0], 'Moraga': [6.6, 2254.0], 'Grant': [7.0, 1526.0], 'SAN FRAN A (POTRERO PP)': [9.3, 2528.0], 'Potrero': [9.3, 2534.0], 'Castro Valley': [9.7, 1220.0], 'Sobrante': [9.9, 973.0], 'Mt Eden': [11.0, 1298.0], 'Mt. Eden': [11.0, 1298.0], 'Eastshore': [11.0, 1343.0], 'Martin': [11.4, 1975.0], 'El Cerrito G': [11.7, 1558.0], 'Richmond R': [14.1, 1170.0], 'Burlingame': [14.5, 40.0], 'Millbrae': [14.6, 72.0], 'Standard Oil': [16.3, 209.0], 'Standard Oil 2': [16.3, 209.0], 'Dumbarton': [16.7, 6.0], 'Christie': [16.7, 52.0], 'San Pablo': [16.8, 207.0]} | 40138 | 4749 | 0.12 | 35389 | 0.88 | 6058 | 15% |  |  | 25504 | 64% | 0.35 | 184 | 0% | 26 | 0% |  | 25602 | 64% | 0 | 0% | 22867 | 57% | 1727100% | 16195 | 40% | 2394300% | 27922 | 70% | 1221600% | 34828 | 87% | 531000% | 12436 | 31% | 2770200% | 2160 | 5% | 37978
435 | Sandy | SCE EOP | {'Crazy Eyes': [9.4, 1332.0], 'Gamebird': [18.3, 126.0], 'Thousandaire': [19.6, 24.0]} | 48087 | 13346 | 0.28 | 34741 | 0.72 | 5184 | 11% |  |  | 2261 | 5% | 0.35 | 428 | 1% | 0 | 0% |  | 5 | 0% | 0 | 0% | 0 | 0% | 4808700% | 0 | 0% | 4808700% | 7399 | 15% | 4068800% | 7399 | 15% | 4068800% | 3392 | 7% | 4469500% | 105 | 0% | 47982
436 | Cayetano | PGE GBA | {'Las Positas': [3.3, 2443.0], 'Los Positas': [3.4, 2443.0], 'Vasco': [3.5, 2335.0], 'North Dublin': [4.7, 2391.0], 'Altamont': [5.1, 1451.0], 'Altamont Midway (Sandhill)': [5.2, 1446.0], 'Vineyard': [6.6, 2447.0], 'Windmaster': [8.2, 1109.0], 'Tassajara': [8.6, 1495.0], 'San Ramon': [8.9, 1569.0], 'Delta Pumps': [9.2, 422.0], 'Delta PP': [9.2, 423.0], 'Kelso': [10.0, 0.0], 'Midway Green Ridge Services': [10.0, 31.0], 'Castro Valley': [16.1, 4.0], 'Fremont': [17.2, 787.0]} | 165913 | 5616 | 0.03 | 160297 | 0.97 | 35993 | 22% |  |  | 112925 | 68% | 0.14 | 7903 | 5% | 16388 | 10% |  | 135571 | 82% | 4404 | 3% | 102496 | 62% | 6341700% | 96896 | 58% | 6901700% | 110380 | 67% | 5553300% | 141346 | 85% | 2456700% | 58370 | 35% | 10754300% | 10979 | 7% | 154934
437 | Pit 1 | PGE NGBA | {'Pit 3': [13.0, 6996.0], 'Burney Forest': [13.7, 10578.0], 'Burney Forest Power': [13.8, 10576.0], 'Carberry': [16.1, 8337.0], 'Pit 4': [18.2, 10.0]} | 251310 | 86695 | 0.34 | 164614 | 0.66 | 112567 | 45% |  |  | 126738 | 50% | 0.06 | 31281 | 12% | 0 | 0% |  | 47320 | 19% | 0 | 0% | 71007 | 28% | 18030200% | 49205 | 20% | 20210400% | 46584 | 19% | 20472500% | 108874 | 43% | 14243500% | 95728 | 38% | 15558100% | 17783 | 7% | 233526
438 | Metcalf | PGE GBA | {'Metcalf Energy Center': [0.3, 1769.0], 'Santa Teresa': [2.8, 1065.0], 'Edenvale': [3.2, 1034.0], 'Piercy': [4.0, 835.0], 'Swift': [7.5, 835.0], 'Evergreen': [7.7, 835.0], 'Morgan Hill': [8.2, 1023.0], 'Hicks': [8.7, 108.0], 'Stone': [8.8, 835.0], 'San Jose A': [11.3, 835.0], 'El Patio': [11.6, 131.0], 'San Jose B': [11.9, 835.0], 'FMC': [13.0, 721.0], 'Trimble': [14.9, 588.0], 'Scott': [15.7, 188.0], 'Los Esteros': [17.6, 214.0], 'Llagas': [18.2, 667.0], 'Dixon Landing': [19.0, 23.0]} | 102580 | 9395 | 0.09 | 93185 | 0.91 | 26438 | 26% |  |  | 55993 | 55% | 0.11 | 2423 | 2% | 1325 | 1% |  | 63789 | 62% | 24409 | 24% | 72302 | 70% | 3027800% | 24753 | 24% | 7782700% | 40188 | 39% | 6239200% | 78950 | 77% | 2363000% | 65298 | 64% | 3728200% | 3986 | 4% | 98594
439 | Delaney | SCE Arizona | {'Palo Verde': [12.1, 7617.0], 'Hassayampa': [14.1, 5127.0]} | 225323 | 125330 | 0.56 | 99994 | 0.44 | 0 | 0% |  |  | 0 | 0% | 0 | 0 | 0% | 0 | 0% |  | 0 | 0% | 0 | 0% | 0 | 0% | 22532300% | 0 | 0% | 22532300% | 0 | 0% | 22532300% | 0 | 0% | 22532300% | 0 | 0% | 22532300% | 0 | 0% | 225323
440 | Oakland L | PGE GBA | {'Oakland C': [1.0, 3814.0], 'Oakland X': [2.2, 3343.0], 'Oakland J': [4.5, 3147.0], 'Moraga': [6.5, 2366.0], 'Edes': [6.5, 2867.0], 'SAN FRAN A (POTRERO PP)': [7.3, 2776.0], 'Potrero': [7.3, 2780.0], 'Sobrante': [7.5, 1620.0], 'El Cerrito G': [7.6, 2378.0], 'San Leandro U': [9.6, 1565.0], 'Richmond R': [9.7, 1999.0], 'Martin': [10.6, 2159.0], 'Grant': [11.4, 1512.0], 'Standard Oil 2': [11.8, 963.0], 'Standard Oil': [11.8, 967.0], 'San Pablo': [12.7, 855.0], 'Christie': [13.8, 169.0], 'Castro Valley': [14.1, 1206.0], 'Eastshore': [15.4, 1328.0], 'Mt Eden': [15.5, 1284.0], 'Mt. Eden': [15.5, 1284.0], 'Millbrae': [15.7, 75.0], 'Burlingame': [16.1, 43.0]} | 44979 | 7337 | 0.16 | 37642 | 0.84 | 6196 | 14% |  |  | 26426 | 59% | 0.45 | 194 | 0% | 26 | 0% |  | 24026 | 53% | 0 | 0% | 18161 | 40% | 2681800% | 21362 | 47% | 2361700% | 32335 | 72% | 1264500% | 37003 | 82% | 797600% | 9741 | 22% | 3523800% | 2477 | 6% | 42502
441 | Lemoore | PGE Fresno | {'Leprino': [5.2, 47368.0], 'Henrietta': [7.5, 33980.0], 'Mustang': [8.6, 29418.0], 'GWF Hanford': [8.8, 37040.0], 'Guernsey': [9.8, 38797.0], 'Waukena': [17.1, 11350.0], 'Kingsburg': [17.2, 917.0], 'Corcoran': [19.3, 1496.0]} | 359373 | 169178 | 0.47 | 190194 | 0.53 | 48586 | 14% |  |  | 263240 | 73% | 0.12 | 173533 | 48% | 149973 | 42% |  | 258 | 0% | 0 | 0% | 34640 | 10% | 32473200% | 3055 | 1% | 35631800% | 10679 | 3% | 34869300% | 41265 | 11% | 31810800% | 7 | 0% | 35936600% | 8324 | 2% | 351048
442 | Tesla | PGE GBA | {'Midway Green Ridge Services': [1.6, 1703.0], 'GWF Tracy': [4.1, 1761.0], 'Lammers': [4.7, 1761.0], 'Tracy': [6.0, 1703.0], 'Kelso': [6.3, 1646.0], 'Altamont': [6.6, 247.0], 'Altamont Midway (Sandhill)': [6.6, 255.0], 'Delta PP': [6.9, 993.0], 'Delta Pumps': [6.9, 995.0], 'Windmaster': [7.5, 404.0], 'Kasson': [12.4, 1761.0]} | 256070 | 3618 | 0.01 | 252452 | 0.99 | 81510 | 32% |  |  | 148354 | 58% | 0.15 | 14596 | 6% | 84610 | 33% |  | 125970 | 49% | 21909 | 9% | 144204 | 56% | 11186600% | 101613 | 40% | 15445700% | 107067 | 42% | 14900300% | 173405 | 68% | 8266500% | 77031 | 30% | 17903900% | 13433 | 5% | 242637
443 | Camanche | PGE GBA | {'Rancho Seco - Bellota (Proposed)': [5.8, 9698.0], 'Lockeford': [9.9, 14864.0], 'Clay': [10.2, 248.0], 'Cosumnes': [10.3, 5234.0], 'Rancho Seco': [10.6, 4509.0], 'Bellota': [13.8, 5343.0], 'Valley Springs': [14.0, 52.0], 'Live Oak': [16.1, 5690.0]} | 271456 | 29191 | 0.11 | 242265 | 0.89 | 31043 | 11% |  |  | 159470 | 59% | 0.17 | 62641 | 23% | 56551 | 21% |  | 60989 | 22% | 0 | 0% | 148176 | 55% | 12328100% | 80156 | 30% | 19130000% | 146579 | 54% | 12487800% | 195863 | 72% | 7559300% | 73839 | 27% | 19761700% | 50294 | 19% | 221162
444 | Solar | PGE Kern | {'Carrizo Plains': [1.1, 9919.0], 'Caliente': [8.0, 5650.0], 'Kernridge': [18.4, 1117.0]} | 236495 | 18155 | 0.08 | 218340 | 0.92 | 111151 | 47% |  |  | 106933 | 45% | 0.08 | 9721 | 4% | 2228 | 1% |  | 103545 | 44% | 34702 | 15% | 124956 | 53% | 11153900% | 46990 | 20% | 18950600% | 67114 | 28% | 16938200% | 170655 | 72% | 6584100% | 142994 | 60% | 9350100% | 8493 | 4% | 228003
445 | Mesa Heights | SDGE Imperial | {'Kearny': [1.5, 832.0], 'Mission': [3.4, 833.0], 'Elliot': [4.1, 758.0], 'Elliott': [4.1, 760.0], 'Old Town': [4.9, 833.0], 'Vine': [6.4, 833.0], 'Penasquitos': [7.1, 56.0], 'Point Loma': [7.5, 833.0], 'Murray': [8.2, 3.0], 'Silvergate': [9.4, 791.0], 'North City Metering': [9.7, 42.0], 'Spring Valley': [10.9, 69.0], 'Bay Boulevard': [15.8, 516.0], 'Otay': [17.2, 9.0], 'Imperial Beach': [17.4, 245.0]} | 11791 | 1138 | 0.1 | 10653 | 0.9 | 2819 | 24% |  |  | 3158 | 27% | 0.21 | 26 | 0% | 11 | 0% |  | 1564 | 13% | 4057 | 34% | 4754 | 40% | 703700% | 4456 | 38% | 733500% | 7534 | 64% | 425700% | 10552 | 89% | 123900% | 1041 | 9% | 1075000% | 259 | 2% | 11532
446 | Cove Road | PGE NGBA | {'Round Mt.': [4.9, 10077.0], 'New Sub - Pit 1 - Cottonwood (Proposed)': [6.8, 13900.0], 'James B Black': [8.3, 7067.0], 'Pit 4': [8.7, 11653.0], 'Carberry': [9.2, 12545.0], 'Burney Forest': [11.1, 10395.0], 'Burney Forest Power': [11.1, 10400.0], 'Pit 3': [12.6, 7060.0]} | 229279 | 45266 | 0.2 | 184013 | 0.8 | 127230 | 55% |  |  | 93345 | 41% | 0.05 | 5849 | 3% | 267 | 0% |  | 143997 | 63% | 50386 | 22% | 122318 | 53% | 10696100% | 40912 | 18% | 18836700% | 48775 | 21% | 18050400% | 146043 | 64% | 8323700% | 79968 | 35% | 14931200% | 16442 | 7% | 212837
447 | Gold Hill | PGE NGBA | {'Atlantic': [10.1, 1710.0], 'Granite': [13.1, 302.0], 'Pleasant Grove': [14.6, 1434.0], 'Lincoln': [18.9, 347.0]} | 121813 | 21797 | 0.18 | 100015 | 0.82 | 8500 | 7% |  |  | 55923 | 46% | 0.45 | 5310 | 4% | 2402 | 2% |  | 71170 | 58% | 3171 | 3% | 78211 | 64% | 4360200% | 25089 | 21% | 9672400% | 22642 | 19% | 9917000% | 85373 | 70% | 3643900% | 42688 | 35% | 7912400% | 18714 | 15% | 103099
448 | Control | SCE NOL | {'Inyo': [2.2, 1539.0]} | 37901 | 4128 | 0.11 | 33773 | 0.89 | 31823 | 84% |  |  | 5240 | 14% | 0.02 | 2 | 0% | 0 | 0% |  | 1431 | 4% | 0 | 0% | 0 | 0% | 3790100% | 7778 | 21% | 3012300% | 13058 | 34% | 2484300% | 13772 | 36% | 2412900% | 28800 | 76% | 910100% | 3185 | 8% | 34716
449 | Lambie | PGE NGBA | {'Lambie': [0.0, 29743.0], 'Shiloh III': [3.8, 28396.0], 'Birds Landing': [7.0, 28396.0], 'Peabody': [7.1, 2514.0], 'Collinsville': [9.9, 25957.0], 'Vaca-Dixon & Gc Yard': [12.8, 1349.0], 'Pittsburg': [13.0, 13269.0], 'Kirker': [14.1, 11169.0], 'GWF 2': [14.3, 12950.0], 'Grand Island': [14.9, 6817.0], 'Contra Costa PP': [15.4, 15446.0], 'Contra Costa': [16.1, 11875.0], 'Lone Tree': [20.0, 104.0]} | 212473 | 43597 | 0.21 | 168876 | 0.79 | 40325 | 19% |  |  | 156124 | 73% | 0.08 | 61937 | 29% | 66160 | 31% |  | 85181 | 40% | 0 | 0% | 28504 | 13% | 18396900% | 51340 | 24% | 16113300% | 51908 | 24% | 16056500% | 78233 | 37% | 13424000% | 10110 | 5% | 20236300% | 39984 | 19% | 172488
450 | Summit | PGE NGBA | {} | 154337 | 35393 | 0.23 | 118944 | 0.77 | 60538 | 39% |  |  | 44921 | 29% | 0.33 | 0 | 0% | 0 | 0% |  | 67332 | 44% | 10735 | 7% | 40253 | 26% | 11408400% | 24566 | 16% | 12977100% | 49760 | 32% | 10457700% | 79618 | 52% | 7471900% | 69071 | 45% | 8526600% | 13913 | 9% | 140424
451 | Pauda | SCE Metro | {'Rancho Vista': [6.4, 3355.0], 'Etiwanda': [6.7, 3355.0], 'Chino': [8.7, 3355.0], 'Mira Loma': [8.9, 3355.0], 'Wildlife': [15.3, 2071.0], 'Rerc': [15.3, 2082.0]} | 22234 | 5015 | 0.23 | 17220 | 0.77 | 2460 | 11% |  |  | 11099 | 50% | 0.33 | 371 | 2% | 1289 | 6% |  | 8682 | 39% | 8207 | 37% | 13676 | 62% | 855800% | 7232 | 33% | 1500200% | 6704 | 30% | 1553000% | 15164 | 68% | 707000% | 6140 | 28% | 1609400% | 2091 | 9% | 20143
452 | Ocotillo Express | SDGE Imperial | {'East County': [9.1, 3291.0], 'Carrizo Gorge': [12.8, 321.0], 'Boulevard': [14.4, 929.0]} | 57287 | 11485 | 0.2 | 45802 | 0.8 | 25187 | 44% |  |  | 26867 | 47% | 0.06 | 0 | 0% | 0 | 0% |  | 10331 | 18% | 0 | 0% | 9827 | 17% | 4746000% | 10849 | 19% | 4643800% | 11711 | 20% | 4557600% | 24286 | 42% | 3300100% | 29614 | 52% | 2767300% | 442 | 1% | 56845
453 | Corcoran | PGE Fresno | {'Waukena': [2.3, 77764.0], 'Guernsey': [9.8, 42094.0], 'Alpaugh': [11.6, 24330.0], 'GWF Hanford': [12.2, 27747.0], 'Olive': [16.0, 10385.0], 'Leprino': [17.8, 7727.0], 'Lemoore': [19.3, 1496.0]} | 400825 | 193780 | 0.48 | 207045 | 0.52 | 118234 | 29% |  |  | 268289 | 67% | 0.07 | 207768 | 52% | 146270 | 36% |  | 3070 | 1% | 0 | 0% | 57608 | 14% | 34321700% | 8392 | 2% | 39243200% | 26322 | 7% | 37450300% | 80518 | 20% | 32030700% | 1254 | 0% | 39957100% | 12699 | 3% | 388126
454 | Penasquitos | SDGE Imperial | {'North City Metering': [2.8, 148.0], 'Scripps': [6.2, 101.0], 'Chicarita': [6.9, 103.0], 'Mesa Heights': [7.1, 56.0], 'Kearny': [7.8, 56.0], 'Artesian': [8.6, 106.0], 'Elliot': [10.4, 13.0], 'Elliott': [10.4, 13.0], 'Mission': [10.5, 56.0], 'Old Town': [10.7, 56.0], 'Sycamore Canyon': [10.9, 101.0], 'Pomerado': [10.9, 101.0], 'Point Loma': [12.3, 56.0], 'Vine': [12.7, 56.0], 'San Marcos': [14.6, 11.0], 'Palomar Airport': [14.7, 3.0], 'Shadowridge': [15.5, 3.0], 'Escondido': [15.5, 101.0], 'Silvergate': [16.1, 13.0], 'Cannon': [16.5, 3.0], 'Encina': [16.6, 3.0]} | 11291 | 1761 | 0.16 | 9529 | 0.84 | 902 | 8% |  |  | 3635 | 32% | 0.2 | 309 | 3% | 24 | 0% |  | 3211 | 28% | 3362 | 30% | 5028 | 45% | 626300% | 4455 | 39% | 683500% | 4162 | 37% | 712800% | 8413 | 75% | 287800% | 929 | 8% | 1036200% | 524 | 5% | 10767
455 | Sonora | SCE Eastern | {'Arkansas': [2.7, 28692.0], 'Bannister': [7.6, 18172.0]} | 214458 | 43847 | 0.2 | 170611 | 0.8 | 29305 | 14% |  |  | 180301 | 84% | 0.08 | 52305 | 24% | 105759 | 49% |  | 0 | 0% | 0 | 0% | 13381 | 6% | 20107700% | 66578 | 31% | 14788000% | 83947 | 39% | 13051100% | 93166 | 43% | 12129200% | 25346 | 12% | 18911200% | 14369 | 7% | 200089
456 | Tranquility | PGE Fresno | {'Cheney': [7.6, 35105.0], 'Mendota': [9.6, 39355.0], 'Manning': [10.4, 14139.0], 'Panoche': [10.7, 22228.0], 'Cantua': [11.7, 10569.0], 'New Sub - Los Banos - Midway (Proposed)': [12.6, 18535.0], 'Helm': [12.6, 27102.0], 'Crescent': [13.8, 19461.0], 'Hammonds': [14.2, 9392.0], 'Excelsior': [16.3, 2804.0], 'Schindler': [19.7, 20.0], 'Newhall': [19.8, 12.0]} | 363225 | 105864 | 0.29 | 257362 | 0.71 | 73770 | 20% |  |  | 281953 | 78% | 0.07 | 145328 | 40% | 149228 | 41% |  | 26640 | 7% | 0 | 0% | 116570 | 32% | 24665500% | 28318 | 8% | 33490800% | 62506 | 17% | 30072000% | 146157 | 40% | 21706900% | 33094 | 9% | 33013200% | 7598 | 2% | 355628
457 | Manning | PGE Fresno | {'Manning': [0.0, 16905.0], 'Panoche': [4.4, 16318.0], 'Cheney': [4.5, 16812.0], 'Hammonds': [9.0, 8502.0], 'Tranquility': [10.4, 14139.0], 'Mendota': [11.7, 12728.0], 'Cantua': [17.9, 19.0]} | 273806 | 60763 | 0.22 | 213043 | 0.78 | 57419 | 21% |  |  | 213503 | 78% | 0.06 | 70582 | 26% | 117434 | 43% |  | 49496 | 18% | 4236 | 2% | 97157 | 35% | 17664900% | 22765 | 8% | 25104100% | 68967 | 25% | 20483900% | 125017 | 46% | 14878900% | 58173 | 21% | 21563300% | 3314 | 1% | 270492
458 | Rerc | SCE Eastern | {'Wildlife': [0.0, 2605.0], 'Mira Loma': [7.1, 2336.0], 'Vista (SCE)': [9.4, 234.0], 'Vista': [9.4, 234.0], 'Etiwanda': [9.8, 2102.0], 'Rancho Vista': [9.9, 2102.0], 'Chino': [13.1, 2336.0], 'Cardiff': [13.9, 234.0], 'Lee Lake (Proposed)': [14.7, 47.0], 'San Bernardino': [14.7, 234.0], 'Padua': [15.3, 2082.0], 'Alberhill': [16.0, 47.0]} | 32545 | 7564 | 0.23 | 24981 | 0.77 | 1811 | 6% |  |  | 10405 | 32% | 0.32 | 946 | 3% | 1382 | 4% |  | 21096 | 65% | 4365 | 13% | 5526 | 17% | 2701800% | 10981 | 34% | 2156300% | 18672 | 57% | 1387300% | 21225 | 65% | 1132000% | 8571 | 26% | 2397400% | 2195 | 7% | 30350
459 | Valley Center | SDGE Imperial | {'Lilac': [4.2, 28274.0], 'Escondido': [9.2, 8735.0], 'Pala': [10.2, 18778.0], 'San Marcos': [12.5, 740.0], 'Melrose': [13.6, 912.0], 'Shadowridge': [14.1, 689.0], 'Monserate': [14.2, 5644.0], 'Ocean Ranch': [15.9, 527.0], 'Avocado': [16.5, 2780.0], 'Palomar Airport': [17.2, 38.0], 'Creelman': [17.6, 144.0], 'San Luis Rey': [18.2, 439.0], 'Pendleton': [19.0, 193.0], 'Cannon': [19.2, 24.0], 'Encina': [19.4, 8.0]} | 159523 | 34471 | 0.22 | 125052 | 0.78 | 17919 | 11% |  |  | 62535 | 39% | 0.3 | 19846 | 12% | 5628 | 4% |  | 53768 | 34% | 82743 | 52% | 87004 | 55% | 7251800% | 24299 | 15% | 13522400% | 50793 | 32% | 10872900% | 99033 | 62% | 6049000% | 57151 | 36% | 10237200% | 13047 | 8% | 146475
460 | Bannister | SCE Eastern | {'Sonora': [7.6, 18172.0], 'Arkansas': [7.8, 18282.0]} | 216313 | 40861 | 0.19 | 175453 | 0.81 | 31620 | 15% |  |  | 177584 | 82% | 0.08 | 42246 | 20% | 100600 | 47% |  | 0 | 0% | 0 | 0% | 8990 | 4% | 20732300% | 79110 | 37% | 13720400% | 96858 | 45% | 11945500% | 104131 | 48% | 11218200% | 29768 | 14% | 18654500% | 15650 | 7% | 200664
461 | Talega | SDGE Imperial | {'North of SONGS': [0.3, 1742.0], 'Rancho Mission Viejo': [5.3, 1744.0], 'San Onofre': [5.9, 368.0], 'Capistrano': [6.8, 1742.0], 'Margarita': [7.5, 1741.0], 'Q1806': [8.2, 1441.0], 'Trabuco': [9.6, 1245.0], 'Viejo': [15.4, 448.0]} | 27938 | 1765 | 0.06 | 26173 | 0.94 | 3397 | 12% |  |  | 17587 | 63% | 0.25 | 851 | 3% | 69 | 0% |  | 4774 | 17% | 21821 | 78% | 15101 | 54% | 1283700% | 15891 | 57% | 1204700% | 17601 | 63% | 1033700% | 24512 | 88% | 342600% | 13113 | 47% | 1482500% | 1805 | 6% | 26133
462 | Arkansas | SCE Eastern | {'Sonora': [2.7, 28692.0], 'Bannister': [7.8, 18282.0]} | 247731 | 47799 | 0.19 | 199932 | 0.81 | 28426 | 11% |  |  | 214172 | 86% | 0.08 | 57566 | 23% | 134329 | 54% |  | 0 | 0% | 0 | 0% | 13797 | 6% | 23393300% | 71389 | 29% | 17634100% | 87466 | 35% | 16026400% | 98393 | 40% | 14933700% | 24127 | 10% | 22360300% | 15449 | 6% | 232281
463 | Bailey | SCE Northern | {'Warne': [6.4, 176.0], 'Neenach': [15.4, 1644.0]} | 136629 | 6673 | 0.05 | 129956 | 0.95 | 52286 | 38% |  |  | 57944 | 42% | 0.09 | 2726 | 2% | 3989 | 3% |  | 58852 | 43% | 43463 | 32% | 82717 | 61% | 5391200% | 69584 | 51% | 6704500% | 56655 | 41% | 7997400% | 123297 | 90% | 1333200% | 64385 | 47% | 7224400% | 3418 | 3% | 133211
464 | Kasson | PGE GBA | {'Vierra': [5.1, 1730.0], 'Manteca': [7.4, 1585.0], 'Lammers': [7.7, 2279.0], 'GWF Tracy': [8.4, 2190.0], 'French Camp': [9.9, 1064.0], 'Ripon': [10.6, 1445.0], 'Tesla': [12.4, 1761.0], 'Weber': [13.3, 417.0], 'Midway Green Ridge Services': [13.4, 1703.0], 'Tracy': [13.5, 1703.0], 'Westley': [13.7, 553.0], 'Stockton A': [14.3, 400.0], 'Kelso': [14.7, 1646.0], 'Delta PP': [15.6, 993.0], 'Delta Pumps': [15.6, 995.0], 'Windmaster': [16.8, 404.0], 'Avena': [16.9, 200.0], 'New Sub - Westley - Quinto (Proposed)': [17.1, 41.0], 'Stagg': [17.2, 167.0], 'Altamont': [18.2, 247.0], 'Altamont Midway (Sandhill)': [18.2, 255.0]} | 292021 | 18513 | 0.06 | 273507 | 0.94 | 58598 | 20% |  |  | 183968 | 63% | 0.17 | 30966 | 11% | 172077 | 59% |  | 65559 | 22% | 3201 | 1% | 122755 | 42% | 16926600% | 76762 | 26% | 21525800% | 72087 | 25% | 21993400% | 140503 | 48% | 15151800% | 39677 | 14% | 25234400% | 11650 | 4% | 280371
465 | Bellota | PGE GBA | {'Rancho Seco - Bellota (Proposed)': [8.2, 10170.0], 'Lockeford': [10.7, 10793.0], 'Valley Home': [11.7, 8224.0], 'Avena': [12.3, 9468.0], 'Camanche': [13.8, 5343.0], 'Weber': [13.9, 4585.0], 'Stockton A': [15.6, 2407.0], 'French Camp': [17.6, 1165.0], 'Riverbank': [18.1, 164.0], 'Stagg': [18.2, 229.0], 'Manteca': [18.8, 870.0], 'Ripon': [19.5, 646.0]} | 323501 | 55057 | 0.17 | 268444 | 0.83 | 47640 | 15% |  |  | 201366 | 62% | 0.15 | 97632 | 30% | 91065 | 28% |  | 81878 | 25% | 0 | 0% | 132690 | 41% | 19081100% | 54787 | 17% | 26871500% | 120313 | 37% | 20318900% | 188572 | 58% | 13493000% | 78712 | 24% | 24478900% | 31644 | 10% | 291858
466 | Geysers Tap 12 | PGE NGBA | {'Lake View': [5.1, 1681.0], 'Eagle Rock': [6.0, 1991.0], 'Fitch Mountain': [11.6, 1366.0], 'Cloverdale': [14.0, 2418.0], 'Fulton': [17.9, 62.0]} | 224392 | 11170 | 0.05 | 213222 | 0.95 | 28203 | 13% |  |  | 153378 | 68% | 0.12 | 15960 | 7% | 16047 | 7% |  | 74639 | 33% | 61489 | 27% | 126581 | 56% | 9781200% | 110021 | 49% | 11437100% | 171498 | 76% | 5289500% | 208878 | 93% | 1551400% | 68607 | 31% | 15578500% | 4892 | 2% | 219500
467 | Paul Sweet | PGE GBA | {'Green Valley': [12.5, 1592.0], 'Hicks': [17.4, 213.0], 'Vasona': [18.2, 213.0]} | 71395 | 4721 | 0.07 | 66673 | 0.93 | 3157 | 4% |  |  | 24950 | 35% | 0.23 | 2499 | 3% | 5655 | 8% |  | 8022 | 11% | 0 | 0% | 30270 | 42% | 4112500% | 14765 | 21% | 5662900% | 53015 | 74% | 1837900% | 64470 | 90% | 692500% | 14112 | 20% | 5728200% | 2113 | 3% | 69281
468 | Carquinez | PGE NGBA | {'Parkway': [3.9, 7690.0], 'Bahia': [6.0, 7698.0], 'Christie': [6.5, 7489.0], 'San Pablo': [8.8, 4112.0], 'Martinez': [8.9, 7365.0], 'Alhambra': [9.3, 7390.0], 'Tulucay': [11.0, 357.0], 'El Cerrito G': [12.5, 3339.0], 'Standard Oil 2': [12.6, 1996.0], 'Standard Oil': [12.6, 2006.0], 'Sobrante': [13.1, 3707.0], 'Richmond R': [13.2, 1833.0], 'Meadow Lane': [13.8, 4321.0], 'Ignacio': [15.8, 570.0], 'Lakewood': [16.4, 248.0], 'Moraga': [17.6, 2.0], 'Rossmoor': [18.2, 4.0]} | 94746 | 15686 | 0.17 | 79060 | 0.83 | 11341 | 12% |  |  | 56388 | 60% | 0.46 | 12213 | 13% | 10789 | 11% |  | 26781 | 28% | 0 | 0% | 39394 | 42% | 5535200% | 24775 | 26% | 6997100% | 37257 | 39% | 5748900% | 69856 | 74% | 2489000% | 15311 | 16% | 7943500% | 11125 | 12% | 83621
469 | El Centro | SDGE Imperial | {'Imperial Valley': [11.9, 5600.0], 'Highline': [15.4, 3246.0], 'North Gila - IV (Proposed)': [19.3, 29.0]} | 270700 | 48718 | 0.18 | 221981 | 0.82 | 7293 | 3% |  |  | 255118 | 94% | 0.1 | 39058 | 14% | 194779 | 72% |  | 0 | 0% | 0 | 0% | 2984 | 1% | 26771600% | 28781 | 11% | 24191900% | 31854 | 12% | 23884500% | 34842 | 13% | 23585800% | 5268 | 2% | 26543200% | 17741 | 7% | 252959
470 | Riverbank | PGE GBA | {'Cottle': [4.4, 25248.0], 'Warnerville': [6.0, 25013.0], 'Valley Home': [6.4, 16129.0], 'Avena': [9.4, 12732.0], 'Ripon': [13.0, 1275.0], 'Manteca': [17.3, 436.0], 'Bellota': [18.1, 164.0]} | 319486 | 49785 | 0.16 | 269701 | 0.84 | 41627 | 13% |  |  | 194182 | 61% | 0.14 | 117156 | 37% | 116008 | 36% |  | 90419 | 28% | 0 | 0% | 173715 | 54% | 14577100% | 29476 | 9% | 29000900% | 75574 | 24% | 24391200% | 203714 | 64% | 11577100% | 48589 | 15% | 27089600% | 17824 | 6% | 301662
471 | Valley | SCE Eastern | {'Alberhill': [14.7, 2075.0], 'Pauba': [15.1, 4097.0], 'El Casco': [16.4, 1564.0], 'Lee Lake (Proposed)': [16.8, 1441.0]} | 99137 | 29595 | 0.3 | 69542 | 0.7 | 2213 | 2% |  |  | 39385 | 40% | 0.27 | 14767 | 15% | 3797 | 4% |  | 75650 | 76% | 8712 | 9% | 17555 | 18% | 8158200% | 40718 | 41% | 5842000% | 61276 | 62% | 3786100% | 63800 | 64% | 3533700% | 16821 | 17% | 8231700% | 5862 | 6% | 93275
472 | Madera | PGE Fresno | {'Borden': [3.9, 16426.0], 'Storey': [4.3, 18118.0], 'Gregg': [9.0, 11785.0], 'Herndon': [9.1, 11738.0], 'Biola': [9.7, 12469.0], 'Figarden': [12.9, 9458.0], 'Fig Garden': [12.9, 9458.0], 'Ashlan': [15.4, 6686.0], 'Newhall': [15.5, 5733.0], 'Woodward': [16.8, 4291.0], 'Dairyland': [17.0, 3653.0], 'Bullard': [17.2, 3507.0], 'Chowchilla': [17.4, 3263.0], 'Kearney (New)': [17.9, 373.0], 'West Fresno': [19.3, 303.0]} | 363914 | 72998 | 0.2 | 290917 | 0.8 | 64384 | 18% |  |  | 251437 | 69% | 0.14 | 148609 | 41% | 135226 | 37% |  | 128894 | 35% | 0 | 0% | 114495 | 31% | 24942000% | 116088 | 32% | 24782600% | 136233 | 37% | 22768100% | 196462 | 54% | 16745200% | 40144 | 11% | 32377000% | 60713 | 17% | 303201
473 | Rio Bravo | PGE Kern | {'Shafter': [5.9, 14891.0], 'Tupman': [6.1, 12760.0], 'Renfro': [6.6, 10626.0], '7th Standard': [7.2, 8328.0], 'Lerdo': [7.3, 9097.0], 'Kern Power': [10.1, 4758.0], 'Midway': [11.0, 9874.0], 'Norco': [11.2, 2983.0], 'Rosedale': [11.2, 4128.0], 'Tevis': [11.3, 1983.0], 'Ganso': [11.3, 9817.0], 'Famoso': [11.8, 2864.0], 'Charca': [12.1, 2871.0], 'Mt Poso': [12.3, 4185.0], 'West Park': [13.2, 2401.0], 'Kern Oil': [13.4, 3027.0], 'Stockdale': [13.9, 693.0], 'Semitropic': [14.8, 1597.0], 'Bakersfield': [14.8, 1951.0], 'Sycamore': [15.1, 2535.0], 'Casaloma': [15.8, 679.0], 'Columbus': [18.2, 5.0], 'Poso Mt.': [18.8, 1058.0]} | 324541 | 41755 | 0.13 | 282786 | 0.87 | 42739 | 13% |  |  | 259726 | 80% | 0.12 | 39341 | 12% | 194214 | 60% |  | 25626 | 8% | 0 | 0% | 83786 | 26% | 24075500% | 55740 | 17% | 26880000% | 131440 | 41% | 19310100% | 174425 | 54% | 15011600% | 2075 | 1% | 32246500% | 21756 | 7% | 302784
474 | New Sub - Lugo - Pisgah (Proposed) | SCE NOL | {} | 142417 | 30088 | 0.21 | 112329 | 0.79 | 59819 | 42% |  |  | 30185 | 21% | 0.36 | 6 | 0% | 38 | 0% |  | 9629 | 7% | 1904 | 1% | 31531 | 22% | 11088600% | 15596 | 11% | 12682100% | 23843 | 17% | 11857400% | 51581 | 36% | 9083600% | 88809 | 62% | 5360900% | 217 | 0% | 142200
475 | Kern Oil | PGE Kern | {'Sycamore': [1.9, 24282.0], 'Bakersfield': [3.8, 13377.0], 'West Park': [4.8, 10376.0], 'Columbus': [5.4, 9001.0], 'Rosedale': [5.5, 10298.0], 'Kern Power': [6.0, 9977.0], '7th Standard': [6.2, 17449.0], 'Casaloma': [6.6, 2962.0], 'Cal Water': [6.8, 8778.0], 'Magunden': [7.8, 2206.0], 'Mt Poso': [8.0, 22687.0], 'Lerdo': [8.4, 20283.0], 'Renfro': [8.8, 5768.0], 'Stockdale': [9.0, 2025.0], 'Poso Mt.': [9.0, 20718.0], 'Panama': [10.1, 1525.0], 'Tevis': [10.4, 2444.0], 'Unknown - 3327': [13.3, 2206.0], 'Lamont': [13.4, 2206.0], 'Rio Bravo': [13.4, 3027.0], 'Tupman': [15.2, 585.0], 'Famoso': [15.3, 8279.0], 'Grimmway-Malaga': [16.2, 2206.0], 'Old River': [16.8, 85.0], 'Shafter': [17.4, 773.0]} | 290567 | 50977 | 0.18 | 239589 | 0.82 | 39555 | 14% |  |  | 224491 | 77% | 0.12 | 12888 | 4% | 108480 | 37% |  | 114108 | 39% | 0 | 0% | 138920 | 48% | 15164700% | 42760 | 15% | 24780700% | 83301 | 29% | 20726500% | 158912 | 55% | 13165500% | 52926 | 18% | 23764100% | 10413 | 4% | 280154
476 | IS Tap | SCE EOP | {'Innovation': [15.2, 442.0], 'Mercury': [19.1, 9.0]} | 28950 | 19009 | 0.66 | 9941 | 0.34 | 0 | 0% |  |  | 0 | 0% | 0 | 0 | 0% | 0 | 0% |  | 7222 | 25% | 0 | 0% | 0 | 0% | 2895000% | 0 | 0% | 2895000% | 0 | 0% | 2895000% | 0 | 0% | 2895000% | 0 | 0% | 2895000% | 0 | 0% | 28950
477 | Q1806 | SDGE Imperial | {'Capistrano': [1.6, 1556.0], 'Trabuco': [2.1, 1456.0], 'Margarita': [3.0, 1637.0], 'Rancho Mission Viejo': [4.5, 1457.0], 'Talega': [8.2, 1441.0], 'North of SONGS': [8.3, 1430.0], 'Viejo': [9.5, 639.0], 'Santiago': [10.5, 195.0], 'San Onofre': [13.3, 252.0], 'Johanna': [16.1, 179.0]} | 21910 | 2385 | 0.11 | 19525 | 0.89 | 3354 | 15% |  |  | 12699 | 58% | 0.46 | 211 | 1% | 40 | 0% |  | 6072 | 28% | 13273 | 61% | 6839 | 31% | 1507100% | 12148 | 55% | 976200% | 14579 | 67% | 733100% | 17760 | 81% | 415000% | 11879 | 54% | 1003100% | 1613 | 7% | 20297
478 | Casaloma | PGE Kern | {'West Park': [2.7, 8128.0], 'Bakersfield': [2.8, 8306.0], 'Panama': [3.7, 11337.0], 'Stockdale': [4.1, 10695.0], 'Rosedale': [4.6, 6314.0], 'Magunden': [4.8, 7846.0], 'Columbus': [5.1, 6409.0], 'Kern Power': [5.7, 4940.0], 'Kern Oil': [6.6, 2962.0], 'Tevis': [7.2, 6362.0], 'Sycamore': [7.4, 3913.0], 'Cal Water': [7.9, 5909.0], 'Unknown - 3327': [8.7, 9343.0], 'Lamont': [8.8, 9283.0], 'Renfro': [9.4, 2486.0], '7th Standard': [9.6, 793.0], 'Grimmway-Malaga': [10.6, 9572.0], 'Old River': [11.0, 7463.0], 'Lerdo': [13.5, 757.0], 'Mt Poso': [14.4, 757.0], 'Tupman': [14.9, 171.0], 'Poso Mt.': [15.0, 78.0], 'Rio Bravo': [15.8, 679.0], 'Norco': [17.5, 25.0], 'Wheeler Ridge': [18.0, 2361.0], 'Lakeview': [18.4, 1310.0]} | 288453 | 50904 | 0.18 | 237549 | 0.82 | 31213 | 11% |  |  | 230172 | 80% | 0.12 | 29707 | 10% | 132850 | 46% |  | 53083 | 18% | 0 | 0% | 89443 | 31% | 19901000% | 47579 | 16% | 24087400% | 89043 | 31% | 19941000% | 132703 | 46% | 15575000% | 26040 | 9% | 26241300% | 12726 | 4% | 275727
479 | Fern Road | PGE NGBA | {'Round Mt.': [11.5, 461.0], 'New Sub - Pit 1 - Cottonwood (Proposed)': [14.0, 2438.0]} | 306241 | 26751 | 0.09 | 279489 | 0.91 | 103899 | 34% |  |  | 166362 | 54% | 0.09 | 3807 | 1% | 1473 | 0% |  | 268193 | 88% | 16162 | 5% | 237452 | 78% | 6878900% | 53223 | 17% | 25301700% | 79277 | 26% | 22696400% | 258419 | 84% | 4782100% | 128611 | 42% | 17762900% | 26596 | 9% | 279644
480 | North of SONGS | SCE Metro | {'Talega': [0.3, 1742.0], 'Rancho Mission Viejo': [5.5, 1733.0], 'San Onofre': [5.6, 368.0], 'Capistrano': [6.8, 1731.0], 'Margarita': [7.6, 1730.0], 'Q1806': [8.3, 1430.0], 'Trabuco': [9.7, 1234.0], 'Viejo': [15.6, 437.0]} | 26577 | 1765 | 0.07 | 24812 | 0.93 | 3276 | 12% |  |  | 17154 | 65% | 0.25 | 812 | 3% | 69 | 0% |  | 4763 | 18% | 20523 | 77% | 14319 | 54% | 1225800% | 15361 | 58% | 1121600% | 17156 | 65% | 942200% | 23152 | 87% | 342600% | 12820 | 48% | 1375700% | 1648 | 6% | 24930
481 | Vine | SDGE Imperial | {'Old Town': [2.0, 1060.0], 'Point Loma': [3.2, 1060.0], 'Silvergate': [3.7, 1020.0], 'Mission': [4.0, 1059.0], 'Mesa Heights': [6.4, 833.0], 'Kearny': [7.1, 832.0], 'Elliot': [7.5, 758.0], 'Elliott': [7.5, 760.0], 'Murray': [9.7, 3.0], 'Spring Valley': [10.2, 69.0], 'Bay Boulevard': [10.3, 698.0], 'Telegraph Canyon': [11.7, 161.0], 'Imperial Beach': [11.8, 411.0], 'Miguel': [12.0, 140.0], 'Salt Creek': [12.1, 127.0], 'Otay': [12.2, 170.0], 'Penasquitos': [12.7, 56.0], 'San Ysidro': [15.1, 148.0], 'North City Metering': [15.4, 42.0]} | 7148 | 1046 | 0.15 | 6102 | 0.85 | 2806 | 39% |  |  | 939 | 13% | 0.21 | 0 | 0% | 0 | 0% |  | 1056 | 15% | 0 | 0% | 939 | 13% | 620900% | 2643 | 37% | 450600% | 5217 | 73% | 193200% | 6024 | 84% | 112400% | 100 | 1% | 704800% | 175 | 2% | 6974
482 | Belden | PGE NGBA | {'Bucks Creek': [2.3, 2281.0], 'Caribou': [7.7, 4078.0], 'Caribou 2': [7.7, 4100.0], 'Grizzly': [7.8, 745.0], 'Rock Creek': [8.7, 745.0], 'Rock Creek 1': [8.7, 745.0], 'Cresta': [15.1, 732.0]} | 188888 | 26388 | 0.14 | 162501 | 0.86 | 157508 | 83% |  |  | 29898 | 16% | 0.04 | 354 | 0% | 0 | 0% |  | 65212 | 35% | 70499 | 37% | 60611 | 32% | 12827800% | 101098 | 54% | 8779100% | 101402 | 54% | 8748600% | 149985 | 79% | 3890400% | 74775 | 40% | 11411300% | 13073 | 7% | 175816
483 | Standard Oil | PGE GBA | {'Standard Oil 2': [0.0, 4668.0], 'Richmond R': [2.2, 4502.0], 'San Pablo': [4.0, 4019.0], 'El Cerrito G': [5.5, 4436.0], 'Sobrante': [10.6, 3026.0], 'Christie': [10.7, 2175.0], 'Ignacio': [11.8, 279.0], 'Oakland L': [11.8, 967.0], 'Oakland C': [12.2, 802.0], 'Carquinez': [12.6, 2006.0], 'Oakland X': [13.4, 386.0], 'Potrero': [13.5, 1219.0], 'SAN FRAN A (POTRERO PP)': [13.5, 1231.0], 'Moraga': [14.5, 324.0], 'Alhambra': [14.6, 1913.0], 'Martinez': [15.7, 1884.0], 'Oakland J': [16.3, 209.0], 'Parkway': [16.5, 1870.0], 'Bahia': [16.6, 1884.0], 'Martin': [17.2, 111.0], 'Edes': [18.3, 11.0]} | 44658 | 12831 | 0.29 | 31827 | 0.71 | 4895 | 11% |  |  | 22491 | 50% | 0.48 | 3312 | 7% | 90 | 0% |  | 13780 | 31% | 0 | 0% | 5817 | 13% | 3884100% | 18201 | 41% | 2645700% | 29368 | 66% | 1529000% | 30023 | 67% | 1463500% | 4153 | 9% | 4050500% | 3681 | 8% | 40977
484 | Panama | PGE Kern | {'Stockdale': [3.0, 13949.0], 'Casaloma': [3.7, 11337.0], 'West Park': [5.5, 6880.0], 'Tevis': [6.2, 9262.0], 'Bakersfield': [6.4, 5553.0], 'Rosedale': [6.5, 6218.0], 'Kern Power': [7.2, 5036.0], 'Magunden': [7.2, 6127.0], 'Old River': [7.5, 15154.0], 'Columbus': [8.5, 4276.0], 'Unknown - 3327': [8.9, 10097.0], 'Lamont': [9.0, 10012.0], 'Grimmway-Malaga': [9.6, 11879.0], 'Kern Oil': [10.1, 1525.0], 'Renfro': [10.2, 2495.0], 'Sycamore': [11.0, 1527.0], 'Cal Water': [11.1, 3856.0], '7th Standard': [11.7, 36.0], 'Tupman': [14.5, 986.0], 'Wheeler Ridge': [14.6, 7525.0], 'Lakeview': [14.7, 5811.0], 'Norco': [16.1, 1492.0], 'Midway - Wheeler Ridge (Proposed)': [18.4, 1381.0], 'Tejon': [19.5, 383.0]} | 290931 | 44371 | 0.15 | 246560 | 0.85 | 25059 | 9% |  |  | 240014 | 82% | 0.12 | 39915 | 14% | 162214 | 56% |  | 17651 | 6% | 0 | 0% | 60999 | 21% | 22993200% | 65098 | 22% | 22583300% | 106572 | 37% | 18435900% | 131138 | 45% | 15979300% | 5518 | 2% | 28541400% | 13827 | 5% | 277104
485 | Oakland X | PGE GBA | {'Oakland L': [2.2, 3343.0], 'Oakland C': [2.8, 3351.0], 'Oakland J': [3.1, 3155.0], 'Moraga': [4.8, 2366.0], 'Edes': [5.1, 2875.0], 'Sobrante': [7.1, 1092.0], 'San Leandro U': [8.0, 1573.0], 'El Cerrito G': [8.6, 1754.0], 'SAN FRAN A (POTRERO PP)': [9.1, 2669.0], 'Potrero': [9.1, 2673.0], 'Grant': [10.1, 1520.0], 'Richmond R': [11.3, 1367.0], 'Martin': [12.0, 2052.0], 'Castro Valley': [12.2, 1214.0], 'Standard Oil': [13.4, 386.0], 'Standard Oil 2': [13.5, 384.0], 'Christie': [13.8, 164.0], 'San Pablo': [13.8, 326.0], 'Mt Eden': [14.0, 1292.0], 'Mt. Eden': [14.0, 1292.0], 'Eastshore': [14.0, 1336.0], 'Millbrae': [16.4, 72.0], 'Burlingame': [16.6, 40.0]} | 45262 | 6070 | 0.13 | 39192 | 0.87 | 6150 | 14% |  |  | 28697 | 63% | 0.36 | 194 | 0% | 26 | 0% |  | 26696 | 59% | 0 | 0% | 20416 | 45% | 2484600% | 21520 | 48% | 2374200% | 32247 | 71% | 1301500% | 38612 | 85% | 665000% | 11055 | 24% | 3420700% | 2584 | 6% | 42678
486 | Butte | PGE NGBA | {'Notre Dame': [1.5, 3192.0], 'Table Mt.': [14.1, 266.0], 'Glenn': [18.0, 45.0]} | 281907 | 14709 | 0.05 | 267198 | 0.95 | 54565 | 19% |  |  | 191618 | 68% | 0.11 | 64966 | 23% | 101188 | 36% |  | 78424 | 28% | 0 | 0% | 168865 | 60% | 11304200% | 48523 | 17% | 23338400% | 118601 | 42% | 16330600% | 208716 | 74% | 7319100% | 69294 | 25% | 21261300% | 41908 | 15% | 239999
487 | Nortech | PGE GBA | {'Los Esteros': [1.5, 1115.0], 'Scott': [3.1, 641.0], 'Trimble': [3.2, 641.0], 'Dixon Landing': [3.3, 1115.0], 'FMC': [5.5, 637.0], 'Newark': [5.8, 730.0], 'Whisman': [6.0, 6.0], 'San Jose B': [6.4, 635.0], 'Mountain View': [6.5, 6.0], 'San Jose A': [7.2, 635.0], 'Fremont': [8.4, 723.0], 'El Patio': [9.1, 0.0], 'Stone': [9.6, 635.0], 'Cooley Landing': [9.9, 6.0], 'Evergreen': [10.4, 635.0], 'Ravenswood': [10.9, 6.0], 'Dumbarton': [10.9, 480.0], 'Swift': [11.2, 635.0], 'Menlo': [13.3, 4.0], 'Piercy': [14.2, 0.0], 'Edenvale': [15.2, 0.0], 'Santa Teresa': [15.7, 0.0], 'Mt Eden': [16.6, 3.0], 'Mt. Eden': [16.6, 3.0], 'Vineyard': [18.3, 474.0]} | 39723 | 4043 | 0.1 | 35680 | 0.9 | 14103 | 36% |  |  | 21105 | 53% | 0.09 | 197 | 0% | 226 | 1% |  | 34959 | 88% | 109 | 0% | 22156 | 56% | 1756800% | 14244 | 36% | 2547900% | 20056 | 50% | 1966800% | 26110 | 66% | 1361400% | 23664 | 60% | 1606000% | 2858 | 7% | 36866
488 | Windsor | SCE Metro | {'La Cienega': [1.1, 64.0], 'El Nido': [7.0, 19.0], 'Chevmain': [7.0, 21.0], 'El Segundo': [7.1, 21.0], 'La Fresa': [8.9, 15.0], 'Redondo': [10.4, 15.0], 'Arcogen': [14.0, 10.0], 'Eagle Rock': [14.7, 3.0], 'Gould': [18.5, 3.0]} | 1418 | 643 | 0.45 | 775 | 0.55 | 69 | 5% |  |  | 588 | 41% | 0.2 | 0 | 0% | 0 | 0% |  | 127 | 9% | 897 | 63% | 280 | 20% | 113800% | 100 | 7% | 131800% | 174 | 12% | 124400% | 454 | 32% | 96400% | 154 | 11% | 126400% | 242 | 17% | 1177
489 | Haas | PGE Fresno | {'Balch 1': [3.5, 1171.0], 'Balch': [3.9, 1171.0], 'Balch 2': [3.9, 1171.0]} | 71625 | 3621 | 0.05 | 68005 | 0.95 | 56123 | 78% |  |  | 12710 | 18% | 0.04 | 0 | 0% | 0 | 0% |  | 54085 | 76% | 9380 | 13% | 7075 | 10% | 6455000% | 30209 | 42% | 4141600% | 24614 | 34% | 4701100% | 40513 | 57% | 3111200% | 49491 | 69% | 2213400% | 3261 | 5% | 68364
490 | Stone | PGE GBA | {'Evergreen': [1.5, 1747.0], 'San Jose A': [2.5, 1747.0], 'San Jose B': [3.2, 1747.0], 'El Patio': [3.8, 220.0], 'Swift': [4.1, 1747.0], 'FMC': [4.2, 1632.0], 'Piercy': [5.0, 1112.0], 'Hicks': [5.2, 108.0], 'Edenvale': [5.7, 1112.0], 'Santa Teresa': [6.2, 1112.0], 'Trimble': [6.3, 1500.0], 'Scott': [6.9, 1097.0], 'Metcalf Energy Center': [8.8, 746.0], 'Metcalf 1': [8.8, 835.0], 'Los Esteros': [9.3, 1125.0], 'Nortech': [9.6, 635.0], 'Dixon Landing': [11.1, 899.0], 'Newark': [15.2, 249.0], 'Fremont': [17.3, 242.0]} | 62647 | 2770 | 0.04 | 59877 | 0.96 | 20195 | 32% |  |  | 27061 | 43% | 0.12 | 1388 | 2% | 738 | 1% |  | 46005 | 73% | 2006 | 3% | 44758 | 71% | 1788900% | 16547 | 26% | 4610000% | 30591 | 49% | 3205600% | 51517 | 82% | 1113100% | 36080 | 58% | 2656700% | 2742 | 4% | 59905
491 | El Cerrito G | PGE GBA | {'Richmond R': [3.7, 5285.0], 'Sobrante': [5.2, 4805.0], 'San Pablo': [5.2, 5175.0], 'Standard Oil 2': [5.5, 4422.0], 'Standard Oil': [5.5, 4436.0], 'Oakland L': [7.6, 2378.0], 'Christie': [7.9, 3508.0], 'Oakland C': [8.3, 2214.0], 'Oakland X': [8.6, 1754.0], 'Moraga': [9.0, 1474.0], 'Alhambra': [10.8, 3246.0], 'Oakland J': [11.7, 1558.0], 'Potrero': [12.0, 2604.0], 'SAN FRAN A (POTRERO PP)': [12.0, 2617.0], 'Martinez': [12.2, 3217.0], 'Carquinez': [12.5, 3339.0], 'Lakewood': [13.3, 85.0], 'Edes': [13.7, 1344.0], 'Meadow Lane': [14.0, 556.0], 'Bahia': [14.6, 3217.0], 'Martin': [15.9, 1507.0], 'Parkway': [16.3, 3203.0], 'San Leandro U': [16.6, 91.0], 'Ignacio': [17.0, 99.0], 'Grant': [18.7, 40.0]} | 50543 | 12269 | 0.24 | 38274 | 0.76 | 6401 | 13% |  |  | 22733 | 45% | 0.56 | 512 | 1% | 26 | 0% |  | 16245 | 32% | 0 | 0% | 9608 | 19% | 4093500% | 21379 | 42% | 2916400% | 36466 | 72% | 1407700% | 37536 | 74% | 1300600% | 5302 | 10% | 4524100% | 3353 | 7% | 47190
492 | Elizabeth Lake | SCE Northern | {'Pardee': [4.1, 10649.0], 'Saugus': [5.3, 10608.0], 'Sylmar-Pac Intertie': [14.5, 97.0]} | 122413 | 16564 | 0.14 | 105848 | 0.86 | 53537 | 44% |  |  | 51339 | 42% | 0.2 | 916 | 1% | 4273 | 3% |  | 52621 | 43% | 53275 | 44% | 65930 | 54% | 5648200% | 3288 | 3% | 11912500% | 10642 | 9% | 11177100% | 73532 | 60% | 4888100% | 56696 | 46% | 6571700% | 13934 | 11% | 108478
493 | Ashlan | PGE Fresno | {'Fig Garden': [2.6, 16506.0], 'Figarden': [2.6, 16519.0], 'Bullard': [3.9, 10767.0], 'West Fresno': [5.2, 9684.0], 'California Ave': [6.2, 7021.0], 'Herndon': [6.3, 14771.0], 'Gregg': [6.4, 14566.0], 'Kearney (New)': [6.8, 9708.0], 'Clovis': [8.4, 491.0], 'Woodward': [8.4, 6797.0], 'Malaga': [8.9, 4213.0], 'Borden': [12.4, 11034.0], 'Sanger': [13.3, 396.0], 'Madera': [15.4, 6686.0], 'Biola': [15.7, 2416.0], 'McCall': [16.4, 394.0], 'Mc Mullin': [16.5, 3447.0], 'Storey': [17.4, 5273.0]} | 271245 | 58126 | 0.21 | 213119 | 0.79 | 12192 | 4% |  |  | 175545 | 65% | 0.22 | 66505 | 25% | 141813 | 52% |  | 60582 | 22% | 0 | 0% | 42874 | 16% | 22837100% | 65502 | 24% | 20574300% | 63341 | 23% | 20790300% | 88045 | 32% | 18320000% | 26949 | 10% | 24429500% | 27764 | 10% | 243481
494 | Meadow Lane | PGE GBA | {'Lakewood': [3.8, 948.0], 'Clayton': [4.7, 711.0], 'Alhambra': [4.7, 4447.0], 'Martinez': [5.0, 4603.0], 'Rossmoor': [7.0, 4.0], 'Kirker': [8.9, 711.0], 'Christie': [8.9, 4439.0], 'Sobrante': [9.3, 1263.0], 'Bahia': [9.4, 4449.0], 'Pittsburg': [9.8, 711.0], 'GWF 2': [11.0, 640.0], 'Carquinez': [13.8, 4321.0], 'El Cerrito G': [14.0, 556.0], 'Collinsville': [14.3, 589.0], 'Contra Costa': [14.8, 583.0], 'Parkway': [14.8, 4302.0], 'San Pablo': [15.5, 1182.0], 'Lone Tree': [15.9, 378.0], 'Contra Costa PP': [16.1, 576.0], 'Birds Landing': [16.4, 2.0], 'Shiloh III': [18.1, 2.0]} | 73690 | 10343 | 0.14 | 63347 | 0.86 | 11507 | 16% |  |  | 46523 | 63% | 0.46 | 2065 | 3% | 26 | 0% |  | 41762 | 57% | 82 | 0% | 32816 | 45% | 4087400% | 38983 | 53% | 3470700% | 44388 | 60% | 2930200% | 59555 | 81% | 1413400% | 16685 | 23% | 5700500% | 13128 | 18% | 60562
495 | Bucks Creek | PGE NGBA | {'Belden': [2.3, 2281.0], 'Grizzly': [5.7, 1707.0], 'Rock Creek': [6.5, 1707.0], 'Rock Creek 1': [6.5, 1707.0], 'Caribou 2': [9.9, 1399.0], 'Caribou': [10.0, 1396.0], 'Cresta': [13.0, 1694.0]} | 187128 | 21682 | 0.12 | 165446 | 0.88 | 154423 | 83% |  |  | 30643 | 16% | 0.04 | 354 | 0% | 0 | 0% |  | 54893 | 29% | 76229 | 41% | 69405 | 37% | 11772400% | 91575 | 49% | 9555400% | 104187 | 56% | 8294200% | 152249 | 81% | 3487900% | 77925 | 42% | 10920300% | 12866 | 7% | 174263
496 | Dunn Siding | SCE NOL | {'Harvard': [13.6, 1404.0]} | 39946 | 8441 | 0.21 | 31505 | 0.79 | 12157 | 30% |  |  | 20222 | 51% | 0.09 | 7 | 0% | 169 | 0% |  | 0 | 0% | 0 | 0% | 15610 | 39% | 2433600% | 10568 | 26% | 2937800% | 10790 | 27% | 2915700% | 18074 | 45% | 2187200% | 24169 | 61% | 1577800% | 1058 | 3% | 38889
497 | Pit 4 | PGE NGBA | {'Pit 3': [5.3, 25982.0], 'James B Black': [6.5, 16505.0], 'Cove Road': [8.7, 11653.0], 'Carberry': [10.2, 13788.0], 'Burney Forest': [10.3, 11729.0], 'Burney Forest Power': [10.3, 11733.0], 'New Sub - Pit 1 - Cottonwood (Proposed)': [11.5, 12836.0], 'Round Mt.': [13.3, 4851.0], 'Pit 1': [18.2, 10.0]} | 236204 | 80517 | 0.34 | 155687 | 0.66 | 147930 | 63% |  |  | 82252 | 35% | 0.04 | 6818 | 3% | 94 | 0% |  | 124000 | 52% | 35681 | 15% | 71754 | 30% | 16445000% | 42768 | 18% | 19343600% | 38819 | 16% | 19738600% | 104250 | 44% | 13195400% | 66805 | 28% | 16939900% | 15547 | 7% | 220657
498 | SAN FRAN A (POTRERO PP) | PGE GBA | {'Potrero': [0.0, 4423.0], 'Martin': [3.9, 2966.0], 'Oakland C': [6.4, 2776.0], 'Oakland L': [7.3, 2776.0], 'Oakland X': [9.1, 2669.0], 'Oakland J': [9.3, 2528.0], 'Millbrae': [10.5, 207.0], 'Edes': [10.5, 2248.0], 'Burlingame': [11.7, 131.0], 'Richmond R': [11.9, 2263.0], 'El Cerrito G': [12.0, 2617.0], 'San Leandro U': [13.3, 946.0], 'Standard Oil 2': [13.5, 1227.0], 'Standard Oil': [13.5, 1231.0], 'Grant': [13.7, 893.0], 'Moraga': [13.8, 2017.0], 'Sobrante': [14.2, 1036.0], 'San Pablo': [16.2, 648.0], 'Eastshore': [17.3, 709.0], 'Mt Eden': [17.7, 665.0], 'Mt. Eden': [17.7, 665.0], 'Castro Valley': [18.2, 587.0], 'Christie': [19.7, 111.0]} | 20401 | 6605 | 0.32 | 13796 | 0.68 | 2668 | 13% |  |  | 7966 | 39% | 0.48 | 5 | 0% | 0 | 0% |  | 324 | 2% | 0 | 0% | 3503 | 17% | 1689800% | 8419 | 41% | 1198200% | 12736 | 62% | 766500% | 13274 | 65% | 712700% | 526 | 3% | 1987500% | 1386 | 7% | 19015
499 | Frogtown | PGE GBA | {'New Melones': [7.7, 175.0], 'Racetrack': [8.4, 608.0], 'Race Track': [8.4, 609.0], 'Collierville': [10.3, 1515.0], 'Stanislaus': [10.5, 1456.0], 'Peoria': [10.9, 175.0], 'Curtis': [12.9, 269.0], 'Chinese Station': [13.1, 175.0], 'Mi-Wuk': [17.1, 269.0]} | 173567 | 17225 | 0.1 | 156342 | 0.9 | 23748 | 14% |  |  | 111379 | 64% | 0.16 | 1338 | 1% | 210 | 0% |  | 121577 | 70% | 28082 | 16% | 111723 | 64% | 6184400% | 33329 | 19% | 14023800% | 56256 | 32% | 11731100% | 134379 | 77% | 3918800% | 102145 | 59% | 7142200% | 10835 | 6% | 162733
500 | Knights Landing | PGE NGBA | {'Woodland': [9.1, 4375.0], 'East Nicolaus': [12.9, 55.0], 'Madison': [15.4, 1649.0], 'Davis': [18.4, 112.0]} | 364867 | 13365 | 0.04 | 351502 | 0.96 | 39051 | 11% |  |  | 301505 | 83% | 0.09 | 74428 | 20% | 234825 | 64% |  | 23776 | 7% | 0 | 0% | 172464 | 47% | 19240300% | 41659 | 11% | 32320800% | 206082 | 56% | 15878500% | 290231 | 80% | 7463700% | 7716 | 2% | 35715200% | 17857 | 5% | 347010
501 | Sandlot | SCE NOL | {'Tortilla': [17.9, 3345.0]} | 48692 | 8056 | 0.17 | 40636 | 0.83 | 1213 | 2% |  |  | 25400 | 52% | 0.23 | 5 | 0% | 45 | 0% |  | 0 | 0% | 0 | 0% | 24821 | 51% | 2387100% | 29093 | 60% | 1959900% | 14373 | 30% | 3431900% | 39095 | 80% | 959700% | 17589 | 36% | 3110200% | 2577 | 5% | 46115
502 | Sunrise | PGE Kern | {'Sunset': [2.9, 8126.0], 'Taft': [7.7, 848.0], 'Elk Hills': [11.6, 52.0], 'Temblor': [13.6, 7203.0], 'Kernridge': [18.4, 3020.0]} | 115063 | 20927 | 0.18 | 94135 | 0.82 | 45940 | 40% |  |  | 65444 | 57% | 0.06 | 6158 | 5% | 18937 | 16% |  | 4958 | 4% | 0 | 0% | 29526 | 26% | 8553700% | 49642 | 43% | 6542100% | 85941 | 75% | 2912100% | 87732 | 76% | 2733100% | 8649 | 8% | 10641400% | 883 | 1% | 114180
503 | Lilac | SDGE Imperial | {'Valley Center': [4.2, 28274.0], 'Pala': [7.3, 20021.0], 'Escondido': [9.0, 8681.0], 'Melrose': [10.1, 1228.0], 'Monserate': [10.1, 6945.0], 'San Marcos': [10.8, 902.0], 'Shadowridge': [11.7, 996.0], 'Ocean Ranch': [12.3, 844.0], 'Avocado': [12.6, 4015.0], 'San Luis Rey': [14.6, 756.0], 'Palomar Airport': [14.7, 104.0], 'Pendleton': [14.8, 465.0], 'Cannon': [16.3, 78.0], 'Encina': [16.5, 62.0]} | 138345 | 32297 | 0.23 | 106049 | 0.77 | 13366 | 10% |  |  | 49036 | 35% | 0.33 | 19559 | 14% | 5607 | 4% |  | 49480 | 36% | 66145 | 48% | 77368 | 56% | 6097700% | 20617 | 15% | 11772800% | 41041 | 30% | 9730400% | 85697 | 62% | 5264800% | 44737 | 32% | 9360800% | 11390 | 8% | 126955
504 | Alhambra | PGE GBA | {'Martinez': [1.6, 7488.0], 'Christie': [4.3, 7507.0], 'Meadow Lane': [4.7, 4447.0], 'Bahia': [6.1, 7488.0], 'Lakewood': [7.1, 365.0], 'Sobrante': [7.5, 3614.0], 'Carquinez': [9.3, 7390.0], 'Rossmoor': [9.4, 4.0], 'Clayton': [9.4, 126.0], 'Moraga': [10.3, 2.0], 'El Cerrito G': [10.8, 3246.0], 'Parkway': [10.9, 7328.0], 'San Pablo': [11.2, 4014.0], 'Kirker': [12.3, 126.0], 'Pittsburg': [13.0, 126.0], 'Richmond R': [13.8, 1740.0], 'GWF 2': [14.6, 55.0], 'Standard Oil': [14.6, 1913.0], 'Standard Oil 2': [14.7, 1903.0], 'Collinsville': [17.0, 4.0]} | 61654 | 9412 | 0.15 | 52243 | 0.85 | 12132 | 20% |  |  | 32004 | 52% | 0.38 | 788 | 1% | 216 | 0% |  | 26119 | 42% | 0 | 0% | 21913 | 36% | 3974200% | 29374 | 48% | 3228000% | 36696 | 60% | 2495800% | 49344 | 80% | 1231000% | 10259 | 17% | 5139500% | 11747 | 19% | 49907
505 | Charleston | SCE EOP | {'Pahrump': [8.1, 18314.0], 'Vista 2': [9.7, 13739.0], 'Thousandaire': [10.4, 10205.0], 'Gamebird': [12.2, 10367.0]} | 72850 | 40677 | 0.56 | 32173 | 0.44 | 5743 | 8% |  |  | 32 | 0% | 0.01 | 0 | 0% | 0 | 0% |  | 0 | 0% | 0 | 0% | 784 | 1% | 7206600% | 806 | 1% | 7204400% | 1600 | 2% | 7125000% | 2383 | 3% | 7046600% | 4915 | 7% | 6793500% | 123 | 0% | 72727
506 | Vasco | PGE GBA | {'Los Positas': [1.2, 2476.0], 'Las Positas': [1.2, 2476.0], 'Altamont Midway (Sandhill)': [3.3, 1446.0], 'Altamont': [3.3, 1451.0], 'Cayetano': [3.5, 2335.0], 'Midway Green Ridge Services': [7.1, 31.0], 'Windmaster': [7.4, 1109.0], 'Delta Pumps': [8.1, 422.0], 'Delta PP': [8.1, 423.0], 'North Dublin': [8.1, 2293.0], 'Vineyard': [8.1, 2476.0], 'Kelso': [8.6, 0.0], 'Tassajara': [12.1, 1491.0], 'San Ramon': [12.2, 1557.0], 'Fremont': [17.8, 819.0]} | 189108 | 5835 | 0.03 | 183273 | 0.97 | 51871 | 27% |  |  | 117020 | 62% | 0.15 | 9168 | 5% | 26084 | 14% |  | 136051 | 72% | 16012 | 8% | 117876 | 62% | 7123200% | 107879 | 57% | 8122800% | 118789 | 63% | 7031900% | 155516 | 82% | 3359200% | 70516 | 37% | 11859200% | 11655 | 6% | 177453
507 | Harris | PGE NGBA | {'Humboldt': [1.0, 19708.0], 'Humboldt Bay': [4.9, 11708.0], 'Arcata': [6.4, 7723.0]} | 140260 | 38815 | 0.28 | 101446 | 0.72 | 40469 | 29% |  |  | 76274 | 54% | 0.1 | 0 | 0% | 0 | 0% |  | 0 | 0% | 0 | 0% | 6671 | 5% | 13358900% | 55966 | 40% | 8429400% | 63452 | 45% | 7680800% | 66183 | 47% | 7407700% | 37012 | 26% | 10324900% | 21512 | 15% | 118749
508 | Grizzly | PGE NGBA | {'Rock Creek 1': [1.0, 3966.0], 'Rock Creek': [1.0, 3968.0], 'Bucks Creek': [5.7, 1707.0], 'Cresta': [7.3, 3843.0], 'Belden': [7.8, 745.0], 'POE': [15.0, 869.0], 'Caribou': [15.4, 13.0], 'Caribou 2': [15.4, 13.0]} | 172718 | 8208 | 0.05 | 164510 | 0.95 | 128917 | 75% |  |  | 37852 | 22% | 0.05 | 199 | 0% | 0 | 0% |  | 36534 | 21% | 64734 | 37% | 71986 | 42% | 10073100% | 83695 | 48% | 8902200% | 114462 | 66% | 5825500% | 154356 | 89% | 1836100% | 82868 | 48% | 8985000% | 9368 | 5% | 163349
509 | Jackass (DOE) | SCE EOP | {'Lathrop': [9.0, 8298.0], 'Mercury': [15.8, 966.0], 'Valley Switch': [17.7, 368.0]} | 259566 | 38084 | 0.15 | 221482 | 0.85 | 0 | 0% |  |  | 0 | 0% | 0 | 0 | 0% | 0 | 0% |  | 0 | 0% | 0 | 0% | 0 | 0% | 25956600% | 0 | 0% | 25956600% | 0 | 0% | 25956600% | 0 | 0% | 25956600% | 0 | 0% | 25956600% | 0 | 0% | 259566
510 | North City Metering | SDGE Imperial | {'Penasquitos': [2.8, 148.0], 'Chicarita': [6.5, 457.0], 'Artesian': [6.6, 479.0], 'Scripps': [7.1, 101.0], 'Mesa Heights': [9.7, 42.0], 'Kearny': [10.1, 42.0], 'Pomerado': [10.9, 101.0], 'Sycamore Canyon': [11.3, 101.0], 'San Marcos': [11.9, 385.0], 'Palomar Airport': [12.0, 377.0], 'Shadowridge': [12.7, 377.0], 'Mission': [13.0, 42.0], 'Escondido': [13.1, 473.0], 'Old Town': [13.5, 42.0], 'Encina': [14.0, 148.0], 'Cannon': [14.0, 183.0], 'Point Loma': [15.1, 42.0], 'Vine': [15.4, 42.0], 'Melrose': [17.3, 248.0], 'Ocean Ranch': [18.0, 1.0], 'San Luis Rey': [18.7, 0.0]} | 12421 | 1123 | 0.09 | 11298 | 0.91 | 34 | 0% |  |  | 4288 | 35% | 0.2 | 610 | 5% | 38 | 0% |  | 5420 | 44% | 3846 | 31% | 6461 | 52% | 596000% | 5964 | 48% | 645700% | 5134 | 41% | 728700% | 10193 | 82% | 222900% | 1123 | 9% | 1129800% | 705 | 6% | 11716
511 | Ormond Beach | SCE Northern | {'Mandalay': [7.1, 2413.0], 'Santa Clara': [12.0, 1991.0], 'Wakefield': [16.9, 343.0], 'Moorpark': [18.3, 129.0]} | 59052 | 15619 | 0.26 | 43432 | 0.74 | 5213 | 9% |  |  | 46261 | 78% | 0.16 | 7989 | 14% | 26247 | 44% |  | 674 | 1% | 0 | 0% | 6675 | 11% | 5237700% | 6787 | 11% | 5226400% | 13999 | 24% | 4505200% | 16971 | 29% | 4208100% | 7624 | 13% | 5142800% | 3639 | 6% | 55413
512 | Warne | SCE Northern | {'Bailey': [6.4, 176.0], 'Neenach': [17.4, 135.0]} | 114126 | 5317 | 0.05 | 108809 | 0.95 | 50349 | 44% |  |  | 48920 | 43% | 0.07 | 1611 | 1% | 827 | 1% |  | 42741 | 37% | 56819 | 50% | 66273 | 58% | 4785200% | 50801 | 45% | 6332500% | 42853 | 38% | 7127200% | 99693 | 87% | 1443300% | 64389 | 56% | 4973700% | 4815 | 4% | 109310
513 | POE | PGE NGBA | {'Cresta': [7.8, 1298.0], 'Rock Creek 1': [14.2, 869.0], 'Rock Creek': [14.3, 869.0], 'Table Mt.': [14.9, 193.0], 'Grizzly': [15.0, 869.0], 'Wyandotte': [16.6, 629.0], 'Thermalito': [16.9, 16.0], 'Palermo': [18.9, 76.0]} | 189291 | 19067 | 0.1 | 170224 | 0.9 | 65977 | 35% |  |  | 89732 | 47% | 0.12 | 1583 | 1% | 950 | 1% |  | 55818 | 29% | 19932 | 11% | 99993 | 53% | 8929800% | 75808 | 40% | 11348300% | 126149 | 67% | 6314200% | 157702 | 83% | 3158900% | 92649 | 49% | 9664200% | 18193 | 10% | 171098
514 | Pit 3 | PGE NGBA | {'Pit 4': [5.3, 25982.0], 'Burney Forest': [8.5, 18857.0], 'Burney Forest Power': [8.5, 18861.0], 'Carberry': [9.6, 18624.0], 'James B Black': [11.8, 9722.0], 'Cove Road': [12.6, 7060.0], 'New Sub - Pit 1 - Cottonwood (Proposed)': [12.7, 12330.0], 'Pit 1': [13.0, 6996.0], 'Round Mt.': [16.4, 1838.0]} | 263005 | 98881 | 0.38 | 164125 | 0.62 | 155190 | 59% |  |  | 101667 | 39% | 0.05 | 11899 | 5% | 34 | 0% |  | 112053 | 43% | 20317 | 8% | 74727 | 28% | 18827800% | 48667 | 19% | 21433900% | 43036 | 16% | 21997000% | 112059 | 43% | 15094700% | 68212 | 26% | 19479300% | 18108 | 7% | 244898
515 | Evergreen | PGE GBA | {'Stone': [1.5, 1747.0], 'Swift': [2.8, 1747.0], 'Piercy': [3.8, 1112.0], 'San Jose A': [3.8, 1747.0], 'San Jose B': [4.2, 1747.0], 'Edenvale': [4.8, 1112.0], 'El Patio': [5.2, 220.0], 'Santa Teresa': [5.3, 1112.0], 'FMC': [5.4, 1632.0], 'Hicks': [5.8, 108.0], 'Trimble': [7.2, 1500.0], 'Metcalf Energy Center': [7.7, 746.0], 'Metcalf 1': [7.7, 835.0], 'Scott': [8.0, 1097.0], 'Los Esteros': [10.0, 1125.0], 'Nortech': [10.4, 635.0], 'Dixon Landing': [11.6, 899.0], 'Newark': [15.9, 249.0], 'Fremont': [17.8, 242.0]} | 67957 | 2825 | 0.04 | 65132 | 0.96 | 27631 | 41% |  |  | 28039 | 41% | 0.1 | 1344 | 2% | 662 | 1% |  | 54592 | 80% | 3887 | 6% | 50274 | 74% | 1768300% | 19574 | 29% | 4838300% | 30976 | 46% | 3698100% | 55964 | 82% | 1199300% | 44087 | 65% | 2387000% | 2857 | 4% | 65100
516 | Rincon | PGE NGBA | {'Santa Rosa A': [4.5, 3382.0], 'Monroe': [4.9, 1285.0], 'Fulton': [5.1, 870.0], 'Bellevue': [8.1, 3341.0], 'Silverado': [11.1, 2343.0], 'Penngrove': [12.2, 2961.0], 'Fitch Mountain': [12.9, 530.0], 'Corona': [15.7, 1776.0], 'Lakeville': [17.3, 2379.0]} | 170705 | 12012 | 0.07 | 158693 | 0.93 | 3608 | 2% |  |  | 98575 | 58% | 0.19 | 16269 | 10% | 20976 | 12% |  | 37449 | 22% | 0 | 0% | 100069 | 59% | 7063600% | 79608 | 47% | 9109700% | 119163 | 70% | 5154100% | 152961 | 90% | 1774300% | 46452 | 27% | 12425300% | 8492 | 5% | 162212
517 | Whisman | PGE GBA | {'Mountain View': [1.6, 49.0], 'Monta Vista': [5.6, 40.0], 'Cooley Landing': [5.8, 60.0], 'Nortech': [6.0, 6.0], 'Scott': [6.5, 6.0], 'Ravenswood': [7.2, 60.0], 'Los Esteros': [7.6, 6.0], 'Menlo': [7.6, 58.0], 'Trimble': [7.9, 6.0], 'Newark': [8.0, 6.0], 'Dixon Landing': [8.8, 6.0], 'FMC': [8.9, 2.0], 'Dumbarton': [10.6, 19.0], 'Fremont': [11.1, 6.0], 'Jefferson': [12.4, 54.0], 'Eastshore': [15.5, 13.0], 'Mt Eden': [15.9, 7.0], 'Mt. Eden': [15.9, 7.0]} | 32932 | 1920 | 0.06 | 31013 | 0.94 | 2028 | 6% |  |  | 22748 | 69% | 0.22 | 371 | 1% | 133 | 0% |  | 9432 | 29% | 0 | 0% | 22533 | 68% | 1039900% | 15347 | 47% | 1758600% | 22765 | 69% | 1016700% | 28080 | 85% | 485300% | 11747 | 36% | 2118500% | 2070 | 6% | 30863
518 | Brighton | PGE NGBA | {'Granite': [4.1, 5174.0], 'Davis': [17.5, 4.0]} | 135530 | 23433 | 0.17 | 112097 | 0.83 | 7428 | 5% |  |  | 94743 | 70% | 0.32 | 44426 | 33% | 35305 | 26% |  | 25004 | 18% | 0 | 0% | 51674 | 38% | 8385600% | 30867 | 23% | 10466300% | 45730 | 34% | 8980000% | 82149 | 61% | 5338100% | 10180 | 8% | 12535000% | 24274 | 18% | 111256
519 | Mi-Wuk | PGE GBA | {'Curtis': [7.8, 5710.0], 'Stanislaus': [10.2, 1771.0], 'Collierville': [10.9, 1771.0], 'Race Track': [11.8, 5708.0], 'Racetrack': [11.8, 5708.0], 'Donnells-Curtis': [16.7, 1534.0], 'Frogtown': [17.1, 269.0], 'Peoria': [18.4, 783.0], 'New Melones': [18.5, 137.0], 'Chinese Station': [18.8, 1020.0]} | 196029 | 55830 | 0.28 | 140199 | 0.72 | 66234 | 34% |  |  | 101995 | 52% | 0.16 | 452 | 0% | 154 | 0% |  | 87283 | 45% | 90859 | 46% | 50988 | 26% | 14504100% | 31097 | 16% | 16493200% | 58050 | 30% | 13798000% | 95396 | 49% | 10063400% | 76495 | 39% | 11953500% | 3789 | 2% | 192240
520 | San Ysidro | SDGE Imperial | {'Otay': [2.9, 198.0], 'Imperial Beach': [4.3, 158.0], 'Bay Boulevard': [5.1, 158.0], 'Telegraph Canyon': [5.3, 201.0], 'Otay Mesa': [6.7, 49.0], 'Salt Creek': [8.4, 173.0], 'Miguel': [8.5, 184.0], 'Silvergate': [11.4, 151.0], 'Vine': [15.1, 148.0], 'Mission': [16.7, 145.0], 'Old Town': [17.1, 145.0], 'Point Loma': [17.3, 145.0]} | 14583 | 997 | 0.07 | 13585 | 0.93 | 4025 | 28% |  |  | 6026 | 41% | 0.21 | 32 | 0% | 0 | 0% |  | 6734 | 46% | 815 | 6% | 785 | 5% | 1379700% | 9950 | 68% | 463300% | 13180 | 90% | 140200% | 13468 | 92% | 111400% | 4879 | 33% | 970300% | 836 | 6% | 13747
521 | Lincoln | PGE NGBA | {'Pleasant Grove': [5.5, 16145.0], 'Rio Oso': [9.5, 16284.0], 'Atlantic': [9.7, 5373.0], 'Bell': [11.3, 8374.0], 'East Nicolaus': [13.3, 14495.0], 'Higgins': [14.7, 4853.0], 'Olivehurst': [18.8, 18.0], 'Gold Hill': [18.9, 347.0]} | 216920 | 41696 | 0.19 | 175224 | 0.81 | 8827 | 4% |  |  | 138834 | 64% | 0.27 | 53653 | 25% | 44566 | 21% |  | 95973 | 44% | 0 | 0% | 125350 | 58% | 9157000% | 1025 | 0% | 21589500% | 21872 | 10% | 19504800% | 142078 | 65% | 7484200% | 26108 | 12% | 19081200% | 40231 | 19% | 176689
522 | Jefferson | PGE GBA | {'Menlo': [4.9, 286.0], 'Ravenswood': [8.4, 440.0], 'Cooley Landing': [8.7, 146.0], 'Burlingame': [10.1, 396.0], 'Millbrae': [11.8, 374.0], 'Whisman': [12.4, 54.0], 'Mountain View': [12.9, 43.0], 'Dumbarton': [14.2, 88.0], 'Monta Vista': [14.9, 40.0], 'Eastshore': [14.9, 242.0], 'Mt Eden': [15.8, 23.0], 'Mt. Eden': [15.8, 23.0], 'Grant': [16.4, 222.0], 'Martin': [18.4, 32.0]} | 46680 | 2743 | 0.06 | 43937 | 0.94 | 2750 | 6% |  |  | 33310 | 71% | 0.33 | 1736 | 4% | 469 | 1% |  | 48 | 0% | 0 | 0% | 18278 | 39% | 2840200% | 32113 | 69% | 1456700% | 35435 | 76% | 1124600% | 41165 | 88% | 551500% | 21187 | 45% | 2549300% | 6192 | 13% | 40488
523 | Lakewood | PGE GBA | {'Rossmoor': [3.3, 4.0], 'Meadow Lane': [3.8, 948.0], 'Clayton': [5.4, 701.0], 'Alhambra': [7.1, 365.0], 'Martinez': [8.1, 519.0], 'Sobrante': [8.2, 248.0], 'Christie': [10.5, 365.0], 'Kirker': [11.3, 701.0], 'Pittsburg': [12.5, 701.0], 'Bahia': [12.8, 365.0], 'GWF 2': [13.0, 629.0], 'El Cerrito G': [13.3, 85.0], 'San Pablo': [16.0, 170.0], 'Contra Costa': [16.1, 583.0], 'Lone Tree': [16.3, 378.0], 'Carquinez': [16.4, 248.0], 'Collinsville': [17.0, 583.0], 'Contra Costa PP': [17.6, 576.0], 'Parkway': [18.0, 229.0]} | 72423 | 9600 | 0.13 | 62823 | 0.87 | 11417 | 16% |  |  | 44797 | 62% | 0.29 | 287 | 0% | 72 | 0% |  | 45039 | 62% | 314 | 0% | 32731 | 45% | 3969200% | 38396 | 53% | 3402700% | 44436 | 61% | 2798700% | 59711 | 82% | 1271300% | 19092 | 26% | 5333100% | 10248 | 14% | 62175
524 | Windmaster | PGE GBA | {'Delta Pumps': [1.1, 826.0], 'Delta PP': [1.1, 827.0], 'Kelso': [2.1, 404.0], 'Tracy': [3.3, 404.0], 'Altamont': [4.1, 1356.0], 'Altamont Midway (Sandhill)': [4.1, 1364.0], 'Midway Green Ridge Services': [6.0, 435.0], 'Vasco': [7.4, 1109.0], 'Tesla': [7.5, 404.0], 'Cayetano': [8.2, 1109.0], 'Brentwood': [8.4, 116.0], 'Los Positas': [8.6, 1109.0], 'Las Positas': [8.6, 1109.0], 'GWF Tracy': [10.4, 404.0], 'Lammers': [10.8, 404.0], 'Lone Tree': [11.9, 116.0], 'North Dublin': [12.3, 1109.0], 'Tassajara': [14.4, 1134.0], 'Vineyard': [14.7, 1109.0], 'Contra Costa': [15.8, 116.0], 'Contra Costa PP': [16.3, 116.0], 'San Ramon': [16.4, 1109.0], 'Kasson': [16.8, 404.0], 'GWF 2': [19.1, 116.0]} | 227302 | 4937 | 0.02 | 222365 | 0.98 | 63556 | 28% |  |  | 135753 | 60% | 0.14 | 15088 | 7% | 82133 | 36% |  | 112427 | 49% | 3323 | 1% | 108373 | 48% | 11892900% | 94770 | 42% | 13253200% | 100499 | 44% | 12680300% | 142797 | 63% | 8450500% | 43232 | 19% | 18406900% | 15256 | 7% | 212046
525 | Rosamond | SCE Northern | {'Whirlwind': [11.2, 22046.0], 'Windhub': [12.1, 16385.0], 'Antelope': [12.8, 23229.0], 'Neenach': [16.1, 8627.0], 'Highwind': [18.2, 1704.0]} | 224141 | 114177 | 0.51 | 109965 | 0.49 | 2576 | 1% |  |  | 46688 | 21% | 0.48 | 3792 | 2% | 3213 | 1% |  | 13124 | 6% | 8 | 0% | 19814 | 9% | 20432800% | 68565 | 31% | 15557700% | 57910 | 26% | 16623200% | 94670 | 42% | 12947100% | 27718 | 12% | 19642400% | 3281 | 1% | 220861
526 | Los Positas | PGE GBA | {'Las Positas': [0.0, 3138.0], 'Vasco': [1.2, 2476.0], 'Cayetano': [3.4, 2443.0], 'Altamont Midway (Sandhill)': [4.5, 1446.0], 'Altamont': [4.5, 1451.0], 'Vineyard': [6.9, 3138.0], 'North Dublin': [7.4, 2510.0], 'Midway Green Ridge Services': [8.1, 31.0], 'Windmaster': [8.6, 1109.0], 'Delta Pumps': [9.2, 422.0], 'Delta PP': [9.2, 423.0], 'Kelso': [9.7, 0.0], 'San Ramon': [11.4, 1566.0], 'Tassajara': [11.7, 1491.0], 'Fremont': [16.7, 1482.0], 'Newark': [19.6, 96.0], 'Dixon Landing': [19.8, 65.0]} | 184296 | 6249 | 0.03 | 178047 | 0.97 | 48015 | 26% |  |  | 117532 | 64% | 0.15 | 8426 | 5% | 18450 | 10% |  | 140556 | 76% | 15848 | 9% | 119010 | 65% | 6528600% | 108319 | 59% | 7597700% | 121053 | 66% | 6324300% | 157575 | 86% | 2672100% | 72965 | 40% | 11133100% | 11565 | 6% | 172731
527 | Oregon Trail | PGE NGBA | {'Jessup': [10.9, 429.0], 'Cottonwood': [15.7, 0.0]} | 164039 | 17412 | 0.11 | 146626 | 0.89 | 11275 | 7% |  |  | 78380 | 48% | 0.27 | 4808 | 3% | 4423 | 3% |  | 141323 | 86% | 10842 | 7% | 117598 | 72% | 4644100% | 32110 | 20% | 13192900% | 44435 | 27% | 11960400% | 130431 | 80% | 3360800% | 63062 | 38% | 10097700% | 22932 | 14% | 141106
528 | Burlingame | PGE GBA | {'Millbrae': [1.9, 605.0], 'Martin': [8.3, 195.0], 'Jefferson': [10.1, 396.0], 'Potrero': [11.6, 132.0], 'SAN FRAN A (POTRERO PP)': [11.7, 131.0], 'Grant': [12.4, 222.0], 'Eastshore': [13.6, 196.0], 'Edes': [13.9, 36.0], 'Menlo': [14.0, 103.0], 'Ravenswood': [14.0, 334.0], 'Mt Eden': [14.5, 1.0], 'Mt. Eden': [14.5, 1.0], 'Oakland J': [14.5, 40.0], 'Oakland C': [15.1, 44.0], 'Cooley Landing': [15.2, 40.0], 'Oakland L': [16.1, 43.0], 'Oakland X': [16.6, 40.0], 'Dumbarton': [16.8, 22.0]} | 27137 | 6113 | 0.23 | 21024 | 0.77 | 1382 | 5% |  |  | 15097 | 56% | 0.62 | 852 | 3% | 210 | 1% |  | 0 | 0% | 0 | 0% | 8378 | 31% | 1875800% | 10796 | 40% | 1634100% | 14747 | 54% | 1239000% | 19003 | 70% | 813400% | 7669 | 28% | 1946800% | 3062 | 11% | 24075
529 | Fremont | PGE GBA | {'Newark': [3.1, 1214.0], 'Dumbarton': [5.3, 632.0], 'Dixon Landing': [6.2, 1181.0], 'Los Esteros': [8.1, 837.0], 'Nortech': [8.4, 723.0], 'Mt Eden': [9.9, 111.0], 'Mt. Eden': [9.9, 111.0], 'Ravenswood': [10.1, 6.0], 'Cooley Landing': [10.2, 6.0], 'Eastshore': [10.2, 34.0], 'Vineyard': [10.7, 2351.0], 'Whisman': [11.1, 6.0], 'Trimble': [11.3, 248.0], 'Scott': [11.4, 248.0], 'Castro Valley': [11.8, 34.0], 'Mountain View': [12.5, 6.0], 'FMC': [13.7, 244.0], 'San Ramon': [14.2, 75.0], 'San Jose B': [14.3, 242.0], 'Menlo': [15.1, 4.0], 'San Jose A': [15.2, 242.0], 'North Dublin': [15.3, 853.0], 'Los Positas': [16.7, 1482.0], 'Las Positas': [16.7, 1484.0], 'Cayetano': [17.2, 787.0], 'Stone': [17.3, 242.0], 'Swift': [17.7, 242.0], 'Evergreen': [17.8, 242.0], 'Vasco': [17.8, 819.0]} | 54849 | 3382 | 0.06 | 51467 | 0.94 | 20231 | 37% |  |  | 30525 | 56% | 0.14 | 277 | 1% | 131 | 0% |  | 51137 | 93% | 885 | 2% | 32455 | 59% | 2239400% | 21914 | 40% | 3293400% | 31538 | 57% | 2331100% | 41596 | 76% | 1325300% | 34535 | 63% | 2031300% | 4003 | 7% | 50846
530 | Callender | PGE Kern | {'Oceano': [3.8, 22110.0], 'Mesa': [7.9, 20042.0], 'Fairway': [12.3, 8777.0], 'San Luis Obispo': [15.2, 5090.0], 'Divide': [17.1, 1839.0], 'Sisquoc': [18.5, 608.0], 'Diablo Canyon': [18.8, 4.0]} | 168573 | 49389 | 0.29 | 119185 | 0.71 | 40102 | 24% |  |  | 110442 | 66% | 0.1 | 15357 | 9% | 31746 | 19% |  | 75343 | 45% | 8018 | 5% | 18809 | 11% | 14976400% | 9888 | 6% | 15868600% | 44875 | 27% | 12369900% | 51935 | 31% | 11663900% | 55240 | 33% | 11333400% | 12188 | 7% | 156386
531 | Delta PP | PGE GBA | {'Delta Pumps': [0.0, 1415.0], 'Kelso': [1.0, 993.0], 'Windmaster': [1.1, 827.0], 'Tracy': [2.2, 993.0], 'Altamont': [4.7, 670.0], 'Altamont Midway (Sandhill)': [4.7, 678.0], 'Midway Green Ridge Services': [5.5, 1013.0], 'Tesla': [6.9, 993.0], 'Vasco': [8.1, 423.0], 'Los Positas': [9.2, 423.0], 'Las Positas': [9.2, 423.0], 'Cayetano': [9.2, 423.0], 'GWF Tracy': [9.5, 993.0], 'Lammers': [9.9, 993.0], 'North Dublin': [13.4, 423.0], 'Tassajara': [15.6, 423.0], 'Vineyard': [15.6, 423.0], 'Kasson': [15.6, 993.0], 'San Ramon': [17.5, 423.0]} | 240677 | 4851 | 0.02 | 235825 | 0.98 | 64769 | 27% |  |  | 145523 | 60% | 0.14 | 15480 | 6% | 93146 | 39% |  | 112919 | 47% | 3867 | 2% | 111338 | 46% | 12933900% | 96061 | 40% | 14461600% | 101300 | 42% | 13937700% | 145109 | 60% | 9556800% | 44750 | 19% | 19592700% | 15989 | 7% | 224688
532 | Moraga | PGE GBA | {'Sobrante': [4.8, 1050.0], 'Oakland X': [4.8, 2366.0], 'Oakland L': [6.5, 2366.0], 'Oakland J': [6.6, 2254.0], 'Oakland C': [7.4, 2366.0], 'Edes': [7.8, 2055.0], 'El Cerrito G': [9.0, 1474.0], 'San Leandro U': [9.6, 986.0], 'Alhambra': [10.3, 2.0], 'Christie': [11.1, 162.0], 'Martinez': [11.9, 2.0], 'Castro Valley': [12.2, 630.0], 'Grant': [12.3, 932.0], 'Richmond R': [12.5, 1145.0], 'San Pablo': [13.5, 322.0], 'SAN FRAN A (POTRERO PP)': [13.8, 2017.0], 'Potrero': [13.8, 2017.0], 'Standard Oil': [14.5, 324.0], 'Standard Oil 2': [14.5, 324.0], 'Mt Eden': [15.4, 704.0], 'Mt. Eden': [15.4, 704.0], 'Eastshore': [15.7, 749.0], 'Bahia': [16.3, 2.0], 'Martin': [16.8, 1575.0], 'Carquinez': [17.6, 2.0]} | 51943 | 10146 | 0.2 | 41797 | 0.8 | 6131 | 12% |  |  | 32747 | 63% | 0.38 | 197 | 0% | 26 | 0% |  | 29015 | 56% | 0 | 0% | 22273 | 43% | 2966900% | 21306 | 41% | 3063700% | 34099 | 66% | 1784300% | 41121 | 79% | 1082200% | 12745 | 25% | 3919800% | 2874 | 6% | 49069
533 | Collierville | PGE GBA | {'Stanislaus': [0.8, 13778.0], 'Frogtown': [10.3, 1515.0], 'Mi-Wuk': [10.9, 1771.0], 'Racetrack': [11.6, 1891.0], 'Race Track': [11.6, 1892.0], 'Curtis': [12.3, 1707.0]} | 180111 | 49448 | 0.27 | 130663 | 0.73 | 36098 | 20% |  |  | 98442 | 55% | 0.22 | 640 | 0% | 178 | 0% |  | 57404 | 32% | 102073 | 57% | 75732 | 42% | 10437900% | 25682 | 14% | 15442900% | 49480 | 27% | 13063100% | 107249 | 60% | 7286200% | 60286 | 33% | 11982500% | 3417 | 2% | 176694
534 | Rock Creek | PGE NGBA | {'Rock Creek 1': [0.0, 4123.0], 'Grizzly': [1.0, 3968.0], 'Bucks Creek': [6.5, 1707.0], 'Cresta': [6.5, 4001.0], 'Belden': [8.7, 745.0], 'POE': [14.3, 869.0], 'Caribou': [16.3, 13.0], 'Caribou 2': [16.3, 13.0]} | 170126 | 8048 | 0.05 | 162077 | 0.95 | 123992 | 73% |  |  | 39318 | 23% | 0.05 | 18 | 0% | 0 | 0% |  | 33803 | 20% | 64894 | 38% | 74667 | 44% | 9545800% | 79868 | 47% | 9025800% | 111285 | 65% | 5884100% | 151183 | 89% | 1894300% | 83634 | 49% | 8649200% | 8912 | 5% | 161214
535 | Homestake | PGE NGBA | {} | 200423 | 6563 | 0.03 | 193860 | 0.97 | 49954 | 25% |  |  | 140003 | 70% | 0.07 | 6260 | 3% | 5716 | 3% |  | 68319 | 34% | 126911 | 63% | 132086 | 66% | 6833700% | 43002 | 21% | 15742200% | 80712 | 40% | 11971100% | 163054 | 81% | 3737000% | 144508 | 72% | 5591500% | 3988 | 2% | 196435
536 | James B Black | PGE NGBA | {'Pit 4': [6.5, 16505.0], 'Cove Road': [8.3, 7067.0], 'Pit 3': [11.8, 9722.0], 'Round Mt.': [13.0, 4085.0], 'New Sub - Pit 1 - Cottonwood (Proposed)': [14.2, 4059.0], 'Carberry': [14.8, 2704.0], 'Burney Forest': [15.7, 554.0], 'Burney Forest Power': [15.7, 559.0]} | 181139 | 53082 | 0.29 | 128057 | 0.71 | 127120 | 70% |  |  | 48345 | 27% | 0.04 | 3525 | 2% | 94 | 0% |  | 105502 | 58% | 54512 | 30% | 51928 | 29% | 12921100% | 34524 | 19% | 14661500% | 39137 | 22% | 14200200% | 83153 | 46% | 9798600% | 62509 | 35% | 11863000% | 11377 | 6% | 169762
537 | Harvard | SCE NOL | {'Cool Water': [13.1, 5692.0], 'Dunn Siding': [13.6, 1404.0]} | 103763 | 32698 | 0.32 | 71065 | 0.68 | 16014 | 15% |  |  | 50066 | 48% | 0.2 | 855 | 1% | 597 | 1% |  | 0 | 0% | 0 | 0% | 48166 | 46% | 5559700% | 18271 | 18% | 8549200% | 14074 | 14% | 8968900% | 50560 | 49% | 5320300% | 46322 | 45% | 5744100% | 2905 | 3% | 100859
538 | San Jose B | PGE GBA | {'San Jose A': [0.9, 1747.0], 'FMC': [1.2, 1632.0], 'Trimble': [3.2, 1500.0], 'Stone': [3.2, 1747.0], 'Scott': [3.8, 1097.0], 'El Patio': [3.9, 220.0], 'Evergreen': [4.2, 1747.0], 'Swift': [5.9, 1747.0], 'Los Esteros': [6.3, 1125.0], 'Nortech': [6.4, 635.0], 'Hicks': [7.5, 108.0], 'Piercy': [8.0, 1112.0], 'Dixon Landing': [8.2, 899.0], 'Edenvale': [8.9, 1112.0], 'Santa Teresa': [9.4, 1112.0], 'Metcalf Energy Center': [11.9, 746.0], 'Metcalf 1': [11.9, 835.0], 'Newark': [12.0, 249.0], 'Fremont': [14.3, 242.0]} | 45963 | 2917 | 0.06 | 43046 | 0.94 | 13762 | 30% |  |  | 23149 | 50% | 0.09 | 1118 | 2% | 654 | 1% |  | 36872 | 80% | 303 | 1% | 31470 | 68% | 1449300% | 15280 | 33% | 3068300% | 22883 | 50% | 2308000% | 35386 | 77% | 1057700% | 26668 | 58% | 1929500% | 2542 | 6% | 43421
539 | Edenvale | PGE GBA | {'Santa Teresa': [0.5, 1310.0], 'Piercy': [1.8, 1112.0], 'Metcalf Energy Center': [3.1, 944.0], 'Metcalf 1': [3.2, 1034.0], 'Evergreen': [4.8, 1112.0], 'Swift': [5.4, 1112.0], 'Stone': [5.7, 1112.0], 'Hicks': [5.8, 108.0], 'San Jose A': [8.2, 1112.0], 'El Patio': [8.4, 220.0], 'San Jose B': [8.9, 1112.0], 'FMC': [10.0, 998.0], 'Morgan Hill': [11.1, 199.0], 'Trimble': [12.0, 865.0], 'Scott': [12.7, 462.0], 'Los Esteros': [14.8, 491.0], 'Nortech': [15.2, 0.0], 'Dixon Landing': [16.3, 264.0]} | 87843 | 6021 | 0.07 | 81822 | 0.93 | 24027 | 27% |  |  | 42043 | 48% | 0.14 | 1551 | 2% | 696 | 1% |  | 59619 | 68% | 10935 | 12% | 59924 | 68% | 2791900% | 18767 | 21% | 6907600% | 37953 | 43% | 4989000% | 69857 | 80% | 1798500% | 51892 | 59% | 3595100% | 3194 | 4% | 84649
540 | Mt Poso | PGE Kern | {'Lerdo': [5.0, 26444.0], 'Poso Mt.': [7.0, 32071.0], '7th Standard': [7.8, 18647.0], 'Famoso': [8.0, 16659.0], 'Kern Oil': [8.0, 22687.0], 'Sycamore': [8.2, 24602.0], 'Kern Power': [11.5, 9465.0], 'Rosedale': [11.7, 9749.0], 'Bakersfield': [11.8, 11171.0], 'Renfro': [11.9, 6769.0], 'West Park': [12.1, 8392.0], 'Rio Bravo': [12.3, 4185.0], 'Columbus': [12.9, 6795.0], 'Cal Water': [13.2, 6572.0], 'Shafter': [13.4, 1931.0], 'Charca': [14.3, 756.0], 'Casaloma': [14.4, 757.0], 'Stockdale': [15.9, 693.0], 'Tevis': [15.9, 1477.0], 'Tupman': [17.0, 1293.0]} | 338111 | 55084 | 0.16 | 283027 | 0.84 | 59255 | 18% |  |  | 256909 | 76% | 0.1 | 13267 | 4% | 146847 | 43% |  | 152097 | 45% | 0 | 0% | 156117 | 46% | 18199500% | 30106 | 9% | 30800500% | 66442 | 20% | 27166900% | 168211 | 50% | 16990100% | 64221 | 19% | 27389100% | 4211 | 1% | 333900
541 | Rock Creek 1 | PGE NGBA | {'Rock Creek': [0.0, 4123.0], 'Grizzly': [1.0, 3966.0], 'Cresta': [6.4, 4019.0], 'Bucks Creek': [6.5, 1707.0], 'Belden': [8.7, 745.0], 'POE': [14.2, 869.0], 'Caribou': [16.3, 13.0], 'Caribou 2': [16.3, 13.0]} | 170134 | 8052 | 0.05 | 162081 | 0.95 | 123975 | 73% |  |  | 39338 | 23% | 0.05 | 15 | 0% | 0 | 0% |  | 33767 | 20% | 64938 | 38% | 74744 | 44% | 9539000% | 79825 | 47% | 9030900% | 111254 | 65% | 5888000% | 151161 | 89% | 1897300% | 83678 | 49% | 8645500% | 8909 | 5% | 161225
542 | New Sub - Kramer - Lugo (Proposed) | SCE NOL | {'Roadway': [0.0, 22653.0], 'Victor': [5.1, 16528.0], 'Lugo': [14.8, 3351.0]} | 153207 | 52561 | 0.34 | 100647 | 0.66 | 884 | 1% |  |  | 27679 | 18% | 0.41 | 40 | 0% | 45 | 0% |  | 550 | 0% | 0 | 0% | 44750 | 29% | 10845700% | 67502 | 44% | 8570500% | 22478 | 15% | 13072900% | 89150 | 58% | 6405700% | 24859 | 16% | 12834900% | 1223 | 1% | 151985
543 | Baker | SCE NOL | {} | 16862 | 1971 | 0.12 | 14890 | 0.88 | 14209 | 84% |  |  | 1933 | 11% | 0.03 | 0 | 0% | 0 | 0% |  | 0 | 0% | 0 | 0% | 8744 | 52% | 811700% | 6899 | 41% | 996200% | 6899 | 41% | 996300% | 10147 | 60% | 671400% | 11607 | 69% | 525500% | 11 | 0% | 16851
544 | Mountain View | PGE GBA | {'Whisman': [1.6, 49.0], 'Monta Vista': [4.1, 40.0], 'Scott': [6.3, 6.0], 'Nortech': [6.5, 6.0], 'Cooley Landing': [7.1, 49.0], 'Trimble': [7.8, 6.0], 'Menlo': [8.0, 47.0], 'Los Esteros': [8.1, 6.0], 'FMC': [8.4, 2.0], 'Ravenswood': [8.5, 49.0], 'Newark': [9.4, 6.0], 'Dixon Landing': [9.6, 6.0], 'Dumbarton': [12.2, 9.0], 'Fremont': [12.5, 6.0], 'Jefferson': [12.9, 43.0], 'Eastshore': [17.1, 3.0]} | 36656 | 2555 | 0.07 | 34101 | 0.93 | 1745 | 5% |  |  | 23584 | 64% | 0.19 | 489 | 1% | 141 | 0% |  | 5704 | 16% | 0 | 0% | 25623 | 70% | 1103300% | 13893 | 38% | 2276300% | 25710 | 70% | 1094600% | 32372 | 88% | 428400% | 11432 | 31% | 2522400% | 1920 | 5% | 34736
545 | Stanislaus | PGE GBA | {'Collierville': [0.8, 13778.0], 'Mi-Wuk': [10.2, 1771.0], 'Frogtown': [10.5, 1456.0], 'Race Track': [11.2, 1892.0], 'Racetrack': [11.3, 1891.0], 'Curtis': [11.7, 1707.0], 'Donnells-Curtis': [19.6, 58.0]} | 181333 | 51178 | 0.28 | 130155 | 0.72 | 37439 | 21% |  |  | 98297 | 54% | 0.22 | 639 | 0% | 173 | 0% |  | 57719 | 32% | 104968 | 58% | 71585 | 39% | 10974800% | 26326 | 15% | 15500600% | 50525 | 28% | 13080800% | 105056 | 58% | 7627700% | 60489 | 33% | 12084400% | 3454 | 2% | 177879
546 | Eagle Mountain | SCE Eastern | {'Kem': [4.0, 3426.0], 'Red Bluff': [11.2, 6799.0]} | 42874 | 7900 | 0.18 | 34974 | 0.82 | 18956 | 44% |  |  | 23447 | 55% | 0.05 | 949 | 2% | 0 | 0% |  | 0 | 0% | 0 | 0% | 6745 | 16% | 3612900% | 6914 | 16% | 3596000% | 201 | 0% | 4267300% | 13360 | 31% | 2951400% | 25004 | 58% | 1787000% | 836 | 2% | 42038
547 | Contra Costa PP | PGE GBA | {'Contra Costa': [1.6, 16709.0], 'Lone Tree': [4.8, 3653.0], 'GWF 2': [5.3, 17178.0], 'Collinsville': [6.1, 19976.0], 'Pittsburg': [7.4, 16346.0], 'Kirker': [7.8, 14418.0], 'Brentwood': [8.1, 2032.0], 'Birds Landing': [8.5, 19059.0], 'Shiloh III': [11.7, 18358.0], 'Clayton': [12.2, 1162.0], 'Lambie': [15.4, 15446.0], 'Lambie Energy': [15.4, 15446.0], 'Meadow Lane': [16.1, 576.0], 'Windmaster': [16.3, 116.0], 'Tassajara': [16.9, 285.0], 'Lakewood': [17.6, 576.0], 'Grand Island': [17.7, 2598.0], 'Martinez': [19.1, 147.0]} | 192189 | 36197 | 0.19 | 155992 | 0.81 | 51581 | 27% |  |  | 118421 | 62% | 0.08 | 48580 | 25% | 53692 | 28% |  | 71327 | 37% | 451 | 0% | 43791 | 23% | 14839800% | 69980 | 36% | 12220900% | 68183 | 35% | 12400600% | 93340 | 49% | 9884900% | 9142 | 5% | 18304700% | 28708 | 15% | 163481
548 | Padre Flats SW STA | PGE Fresno | {'Los Banos': [4.2, 13400.0], 'Quinto': [9.4, 10041.0], 'Dos Amigos': [9.6, 5428.0], 'Mercy Springs': [9.6, 5843.0], 'Miller': [18.7, 321.0], 'Oro Loma': [19.1, 115.0]} | 265129 | 38080 | 0.14 | 227050 | 0.86 | 100819 | 38% |  |  | 155119 | 59% | 0.07 | 44444 | 17% | 48982 | 18% |  | 139016 | 52% | 13334 | 5% | 172142 | 65% | 9298700% | 30992 | 12% | 23413700% | 63397 | 24% | 20173200% | 177563 | 67% | 8756600% | 107307 | 40% | 15782200% | 20380 | 8% | 244750
549 | Bliss | SCE Northern | {'Rector': [9.8, 19351.0], 'Springville': [15.4, 10107.0]} | 319723 | 72616 | 0.23 | 247107 | 0.77 | 20873 | 7% |  |  | 239006 | 75% | 0.12 | 62338 | 19% | 197392 | 62% |  | 18919 | 6% | 0 | 0% | 51432 | 16% | 26829100% | 15043 | 5% | 30467900% | 27374 | 9% | 29234900% | 71804 | 22% | 24791900% | 24983 | 8% | 29474000% | 6207 | 2% | 313515
550 | Divide | PGE Kern | {'Fairway': [5.7, 12613.0], 'Sisquoc': [7.5, 12694.0], 'Mesa': [12.6, 8247.0], 'Cabrillo': [12.9, 2162.0], 'Callender': [17.1, 1839.0]} | 217016 | 37673 | 0.17 | 179343 | 0.83 | 93191 | 43% |  |  | 115741 | 53% | 0.08 | 22773 | 10% | 47262 | 22% |  | 46680 | 22% | 0 | 0% | 60103 | 28% | 15691200% | 14395 | 7% | 20262000% | 93251 | 43% | 12376400% | 115922 | 53% | 10109400% | 56906 | 26% | 16010900% | 10422 | 5% | 206593
551 | Cresta | PGE NGBA | {'Rock Creek 1': [6.4, 4019.0], 'Rock Creek': [6.5, 4001.0], 'Grizzly': [7.3, 3843.0], 'POE': [7.8, 1298.0], 'Bucks Creek': [13.0, 1694.0], 'Belden': [15.1, 732.0]} | 168269 | 11681 | 0.07 | 156587 | 0.93 | 86931 | 52% |  |  | 55584 | 33% | 0.11 | 54 | 0% | 81 | 0% |  | 28490 | 17% | 48154 | 29% | 74412 | 44% | 9385600% | 68576 | 41% | 9969300% | 106757 | 63% | 6151100% | 145033 | 86% | 2323600% | 73684 | 44% | 9458400% | 7233 | 4% | 161036
552 | Race Track | PGE GBA | {'Racetrack': [0.0, 8115.0], 'Curtis': [5.1, 7775.0], 'New Melones': [6.7, 1001.0], 'Peoria': [7.0, 2547.0], 'Chinese Station': [8.1, 3131.0], 'Frogtown': [8.4, 609.0], 'Stanislaus': [11.2, 1892.0], 'Collierville': [11.6, 1892.0], 'Mi-Wuk': [11.8, 5708.0]} | 154460 | 10780 | 0.07 | 143681 | 0.93 | 26446 | 17% |  |  | 98065 | 63% | 0.16 | 791 | 1% | 210 | 0% |  | 114696 | 74% | 28416 | 18% | 85084 | 55% | 6937700% | 53021 | 34% | 10143900% | 67954 | 44% | 8650600% | 118598 | 77% | 3586200% | 87337 | 57% | 6712400% | 7397 | 5% | 147063
553 | Lodi | PGE GBA | {'Eight Mile': [2.1, 4799.0], 'Stagg': [7.0, 3295.0], 'Stockton A': [11.2, 1851.0], 'Lockeford': [12.5, 3792.0], 'Live Oak': [13.6, 3612.0], 'Weber': [14.2, 294.0], 'Grand Island': [14.8, 19.0]} | 295295 | 29477 | 0.1 | 265818 | 0.9 | 47278 | 16% |  |  | 168097 | 57% | 0.14 | 58422 | 20% | 180765 | 61% |  | 170 | 0% | 0 | 0% | 30380 | 10% | 26491500% | 50481 | 17% | 24481400% | 68172 | 23% | 22712300% | 88532 | 30% | 20676300% | 0 | 0% | 29529500% | 22839 | 8% | 272456
554 | Rancho Seco | PGE GBA | {'Cosumnes': [0.4, 15266.0], 'Camanche': [10.6, 4509.0], 'Live Oak': [11.3, 9355.0], 'Lockeford': [15.9, 4681.0], 'Rancho Seco - Bellota (Proposed)': [16.2, 859.0], 'Granite': [17.8, 2004.0]} | 253769 | 37326 | 0.15 | 216443 | 0.85 | 24558 | 10% |  |  | 160129 | 63% | 0.19 | 65486 | 26% | 37651 | 15% |  | 61978 | 24% | 0 | 0% | 157238 | 62% | 9653100% | 67520 | 27% | 18624900% | 104689 | 41% | 14908000% | 186675 | 74% | 6709300% | 64302 | 25% | 18946700% | 58865 | 23% | 194903
555 | Monticello | PGE NGBA | {'Putah Creek': [11.8, 309.0], 'Silverado': [13.2, 546.0], 'Vaca-Dixon & Gc Yard': [17.4, 157.0], 'Tulucay': [18.4, 590.0]} | 203521 | 9832 | 0.05 | 193690 | 0.95 | 22533 | 11% |  |  | 146642 | 72% | 0.11 | 13111 | 6% | 30009 | 15% |  | 124497 | 61% | 12580 | 6% | 162637 | 80% | 4088400% | 32401 | 16% | 17112000% | 49370 | 24% | 15415100% | 175861 | 86% | 2766000% | 104668 | 51% | 9885400% | 14032 | 7% | 189489
556 | New Sub - Westley - Quinto (Proposed) | PGE Fresno | {'Westley': [4.6, 1778.0], 'Salado': [8.0, 2179.0], 'Stanislaus Resource Recovery Facility': [10.3, 1965.0], 'Crow Creek': [11.2, 1914.0], 'Fink (Proposed)': [11.3, 1896.0], 'Crows Landing': [12.5, 1921.0], 'Kasson': [17.1, 41.0], 'Ripon': [17.3, 37.0], 'Lammers': [19.2, 1.0], 'Miller': [19.3, 197.0], 'GWF Tracy': [19.5, 1.0], 'Vierra': [19.8, 1.0], 'Manteca': [19.9, 4.0]} | 315000 | 14344 | 0.05 | 300655 | 0.95 | 85567 | 27% |  |  | 193153 | 61% | 0.11 | 23894 | 8% | 149116 | 47% |  | 96639 | 31% | 38022 | 12% | 193677 | 61% | 12132200% | 54132 | 17% | 26086800% | 73601 | 23% | 24139900% | 211163 | 67% | 10383700% | 109452 | 35% | 20554800% | 9901 | 3% | 305099
557 | North Dublin | PGE GBA | {'San Ramon': [4.2, 1596.0], 'Tassajara': [4.7, 1520.0], 'Cayetano': [4.7, 2391.0], 'Vineyard': [5.2, 2540.0], 'Los Positas': [7.4, 2510.0], 'Las Positas': [7.4, 2510.0], 'Vasco': [8.1, 2293.0], 'Altamont Midway (Sandhill)': [9.8, 1446.0], 'Altamont': [9.8, 1451.0], 'Castro Valley': [11.6, 30.0], 'Windmaster': [12.3, 1109.0], 'Delta Pumps': [13.4, 422.0], 'Delta PP': [13.4, 423.0], 'Kelso': [14.3, 0.0], 'Midway Green Ridge Services': [14.7, 31.0], 'Fremont': [15.3, 853.0]} | 128381 | 5688 | 0.04 | 122694 | 0.96 | 23011 | 18% |  |  | 95025 | 74% | 0.12 | 3458 | 3% | 2417 | 2% |  | 121340 | 95% | 1048 | 1% | 86126 | 67% | 4225600% | 67138 | 52% | 6124300% | 89245 | 70% | 3913700% | 114487 | 89% | 1389400% | 50276 | 39% | 7810500% | 9054 | 7% | 119328
558 | Wildlife | SCE Eastern | {'Rerc': [0.0, 2605.0], 'Mira Loma': [7.1, 2324.0], 'Vista (SCE)': [9.4, 234.0], 'Vista': [9.4, 234.0], 'Etiwanda': [9.8, 2091.0], 'Rancho Vista': [9.9, 2091.0], 'Chino': [13.1, 2324.0], 'Cardiff': [13.9, 234.0], 'Lee Lake (Proposed)': [14.7, 47.0], 'San Bernardino': [14.7, 234.0], 'Padua': [15.3, 2071.0], 'Alberhill': [16.0, 47.0]} | 32571 | 7565 | 0.23 | 25006 | 0.77 | 1809 | 6% |  |  | 10407 | 32% | 0.32 | 946 | 3% | 1382 | 4% |  | 21125 | 65% | 4357 | 13% | 5543 | 17% | 2702800% | 10988 | 34% | 2158300% | 18683 | 57% | 1388800% | 21249 | 65% | 1132200% | 8565 | 26% | 2400600% | 2197 | 7% | 30374
559 | Clovis | PGE Fresno | {'Bullard': [4.8, 4897.0], 'Woodward': [6.2, 1072.0], 'Ashlan': [8.4, 491.0], 'California Ave': [8.7, 9227.0], 'Sanger': [9.1, 13799.0], 'Malaga': [9.6, 10787.0], 'Figarden': [9.8, 343.0], 'Fig Garden': [9.8, 343.0], 'West Fresno': [10.7, 2804.0], 'Kearney (New)': [13.9, 36.0], 'McCall': [15.2, 6841.0], 'Wahtoke': [19.3, 72.0]} | 254717 | 37141 | 0.15 | 217576 | 0.85 | 26777 | 11% |  |  | 141651 | 56% | 0.25 | 47271 | 19% | 67519 | 27% |  | 118389 | 46% | 0 | 0% | 119399 | 47% | 13531800% | 74190 | 29% | 18052700% | 79443 | 31% | 17527400% | 156469 | 61% | 9824800% | 80981 | 32% | 17373600% | 37553 | 15% | 217164
560 | Greenleaf 1 | PGE NGBA | {'Sutter Power': [0.0, 9092.0], 'Bogue': [4.7, 7846.0], 'Pease': [8.4, 5027.0], 'Olivehurst': [8.4, 6885.0], 'East Marysville': [10.4, 5739.0], 'East Nicolaus': [12.8, 2975.0], 'Meridian': [13.3, 1919.0], 'Rio Oso': [14.5, 3261.0], 'Honcut': [19.4, 142.0]} | 348608 | 26239 | 0.08 | 322369 | 0.92 | 21642 | 6% |  |  | 283838 | 81% | 0.11 | 71819 | 21% | 222248 | 64% |  | 22361 | 6% | 0 | 0% | 133902 | 38% | 21470600% | 29766 | 9% | 31884100% | 163932 | 47% | 18467600% | 231906 | 67% | 11670200% | 10536 | 3% | 33807200% | 20571 | 6% | 328037
561 | Atlantic | PGE NGBA | {'Pleasant Grove': [4.7, 10025.0], 'Lincoln': [9.7, 5373.0], 'Gold Hill': [10.1, 1710.0], 'Bell': [15.7, 2032.0], 'Rio Oso': [16.1, 3303.0], 'East Nicolaus': [18.0, 1704.0]} | 131782 | 36383 | 0.28 | 95400 | 0.72 | 4790 | 4% |  |  | 75722 | 57% | 0.47 | 40923 | 31% | 10559 | 8% |  | 55856 | 42% | 1664 | 1% | 51406 | 39% | 8037700% | 11607 | 9% | 12017500% | 26059 | 20% | 10572400% | 73036 | 55% | 5874600% | 16625 | 13% | 11515800% | 30356 | 23% | 101427
562 | Vasona | PGE GBA | {'El Patio': [3.1, 495.0], 'Saratoga': [3.3, 604.0], 'Hicks': [3.8, 868.0], 'Monta Vista': [7.6, 604.0], 'Paul Sweet': [18.2, 213.0]} | 59243 | 4698 | 0.08 | 54544 | 0.92 | 2367 | 4% |  |  | 25788 | 44% | 0.21 | 1465 | 2% | 710 | 1% |  | 17788 | 30% | 0 | 0% | 33600 | 57% | 2564300% | 7222 | 12% | 5202100% | 36435 | 62% | 2280800% | 49940 | 84% | 930300% | 15733 | 27% | 4350900% | 1466 | 2% | 57777
563 | Mercury | SCE EOP | {'Innovation': [5.5, 6545.0], 'Jackass (DOE)': [15.8, 966.0], 'IS Tap': [19.1, 9.0]} | 125818 | 20621 | 0.16 | 105197 | 0.84 | 0 | 0% |  |  | 0 | 0% | 0 | 0 | 0% | 0 | 0% |  | 0 | 0% | 0 | 0% | 0 | 0% | 12581800% | 0 | 0% | 12581800% | 0 | 0% | 12581800% | 0 | 0% | 12581800% | 0 | 0% | 12581800% | 0 | 0% | 125818
564 | Monta Vista | PGE GBA | {'Mountain View': [4.1, 40.0], 'Saratoga': [4.4, 759.0], 'Whisman': [5.6, 40.0], 'Vasona': [7.6, 604.0], 'El Patio': [7.8, 495.0], 'Menlo': [10.4, 40.0], 'Cooley Landing': [10.8, 40.0], 'Hicks': [11.3, 560.0], 'Ravenswood': [12.3, 40.0], 'Jefferson': [14.9, 40.0]} | 47934 | 2519 | 0.05 | 45415 | 0.95 | 1547 | 3% |  |  | 27347 | 57% | 0.19 | 603 | 1% | 170 | 0% |  | 1428 | 3% | 0 | 0% | 30080 | 63% | 1785400% | 12540 | 26% | 3539400% | 36060 | 75% | 1187400% | 43819 | 91% | 411500% | 14789 | 31% | 3314600% | 1841 | 4% | 46093
565 | Topaz | PGE Kern | {'Carrizo Plains': [1.1, 9919.0], 'Caliente': [8.0, 5650.0], 'Kernridge': [18.4, 1117.0]} | 236495 | 18155 | 0.08 | 218340 | 0.92 | 111151 | 47% |  |  | 106933 | 45% | 0.08 | 9721 | 4% | 2228 | 1% |  | 103545 | 44% | 34702 | 15% | 124956 | 53% | 11153900% | 46990 | 20% | 18950600% | 67114 | 28% | 16938200% | 170655 | 72% | 6584100% | 142994 | 60% | 9350100% | 8493 | 4% | 228003
566 | Balch | PGE Fresno | {'Balch 2': [0.0, 1201.0], 'Balch 1': [0.8, 1195.0], 'Haas': [3.9, 1171.0], 'Pine Flat': [14.1, 14.0]} | 106098 | 7284 | 0.07 | 98814 | 0.93 | 66901 | 63% |  |  | 27788 | 26% | 0.06 | 5 | 0% | 0 | 0% |  | 84347 | 79% | 9645 | 9% | 21522 | 20% | 8457600% | 41709 | 39% | 6438900% | 34826 | 33% | 7127200% | 66114 | 62% | 3998400% | 71535 | 67% | 3456300% | 4362 | 4% | 101736
567 | El Dorado PH | PGE NGBA | {'Placerville': [9.8, 3607.0]} | 241700 | 32616 | 0.13 | 209084 | 0.87 | 92894 | 38% |  |  | 82831 | 34% | 0.21 | 1004 | 0% | 1604 | 1% |  | 119298 | 49% | 107128 | 44% | 145010 | 60% | 9669000% | 60235 | 25% | 18146600% | 79256 | 33% | 16244400% | 188062 | 78% | 5363800% | 65013 | 27% | 17668800% | 5213 | 2% | 236487
568 | Bell | PGE NGBA | {'Higgins': [6.8, 7818.0], 'Lincoln': [11.3, 8374.0], 'Pleasant Grove': [14.4, 3861.0], 'Atlantic': [15.7, 2032.0]} | 183423 | 22761 | 0.12 | 160662 | 0.88 | 2348 | 1% |  |  | 69797 | 38% | 0.33 | 6749 | 4% | 3441 | 2% |  | 148827 | 81% | 11751 | 6% | 147935 | 81% | 3548800% | 14684 | 8% | 16873900% | 16901 | 9% | 16652200% | 152943 | 83% | 3048100% | 44269 | 24% | 13915500% | 18347 | 10% | 165076
569 | San Pablo | PGE GBA | {'Standard Oil 2': [4.0, 4009.0], 'Standard Oil': [4.0, 4019.0], 'Richmond R': [4.5, 3846.0], 'El Cerrito G': [5.2, 5175.0], 'Christie': [7.1, 4282.0], 'Carquinez': [8.8, 4112.0], 'Sobrante': [8.9, 4692.0], 'Alhambra': [11.2, 4014.0], 'Martinez': [12.1, 3989.0], 'Ignacio': [12.7, 276.0], 'Oakland L': [12.7, 855.0], 'Parkway': [12.7, 3976.0], 'Bahia': [12.7, 3991.0], 'Oakland C': [13.4, 691.0], 'Moraga': [13.5, 322.0], 'Oakland X': [13.8, 326.0], 'Meadow Lane': [15.5, 1182.0], 'Lakewood': [16.0, 170.0], 'Potrero': [16.2, 638.0], 'SAN FRAN A (POTRERO PP)': [16.2, 648.0], 'Oakland J': [16.8, 207.0], 'Tulucay': [18.7, 0.0], 'Edes': [18.8, 9.0]} | 52744 | 15202 | 0.29 | 37542 | 0.71 | 5614 | 11% |  |  | 26006 | 49% | 0.49 | 4687 | 9% | 124 | 0% |  | 14164 | 27% | 0 | 0% | 9171 | 17% | 4357300% | 20012 | 38% | 3273200% | 29194 | 55% | 2355000% | 35193 | 67% | 1755100% | 4648 | 9% | 4809600% | 4819 | 9% | 47925
570 | Lambie (old) | PGE NGBA | {'Lambie Energy': [0.0, 29743.0], 'Shiloh III': [3.8, 28396.0], 'Birds Landing': [7.0, 28396.0], 'Peabody': [7.1, 2513.0], 'Collinsville': [9.9, 25958.0], 'Vaca-Dixon & Gc Yard': [12.8, 1348.0], 'Pittsburg': [13.0, 13270.0], 'Kirker': [14.1, 11170.0], 'GWF 2': [14.3, 12952.0], 'Grand Island': [14.9, 6817.0], 'Contra Costa PP': [15.4, 15446.0], 'Contra Costa': [16.1, 11876.0], 'Lone Tree': [20.0, 105.0]} | 212408 | 43596 | 0.21 | 168813 | 0.79 | 40328 | 19% |  |  | 156060 | 73% | 0.08 | 61911 | 29% | 66122 | 31% |  | 85179 | 40% | 0 | 0% | 28508 | 13% | 18390000% | 51343 | 24% | 16106600% | 51905 | 24% | 16050300% | 78237 | 37% | 13417100% | 10117 | 5% | 20229100% | 39986 | 19% | 172422
571 | Figarden | PGE Fresno | {'Fig Garden': [0.0, 19790.0], 'Ashlan': [2.6, 16519.0], 'Gregg': [3.8, 17852.0], 'Herndon': [3.8, 18057.0], 'Bullard': [5.0, 10796.0], 'West Fresno': [7.5, 7073.0], 'Woodward': [7.9, 7588.0], 'Kearney (New)': [8.2, 7423.0], 'California Ave': [8.8, 4373.0], 'Clovis': [9.8, 343.0], 'Borden': [9.8, 14088.0], 'Malaga': [11.5, 2033.0], 'Madera': [12.9, 9458.0], 'Biola': [14.2, 3927.0], 'Storey': [14.8, 7944.0], 'Mc Mullin': [17.4, 1512.0]} | 265241 | 49774 | 0.19 | 215467 | 0.81 | 19482 | 7% |  |  | 176295 | 66% | 0.21 | 64412 | 24% | 130521 | 49% |  | 75787 | 29% | 0 | 0% | 47872 | 18% | 21736900% | 73784 | 28% | 19145700% | 75842 | 29% | 18939900% | 102877 | 39% | 16236400% | 35317 | 13% | 22992400% | 36590 | 14% | 228652
572 | Trimble | PGE GBA | {'Scott': [1.5, 1102.0], 'FMC': [2.4, 1502.0], 'Nortech': [3.2, 641.0], 'Los Esteros': [3.2, 1131.0], 'San Jose B': [3.2, 1500.0], 'San Jose A': [4.0, 1500.0], 'Dixon Landing': [5.3, 905.0], 'El Patio': [6.3, 220.0], 'Stone': [6.3, 1500.0], 'Evergreen': [7.2, 1500.0], 'Mountain View': [7.8, 6.0], 'Whisman': [7.9, 6.0], 'Swift': [8.2, 1500.0], 'Newark': [8.9, 255.0], 'Piercy': [11.0, 865.0], 'Fremont': [11.3, 248.0], 'Edenvale': [12.0, 865.0], 'Santa Teresa': [12.5, 865.0], 'Cooley Landing': [12.7, 6.0], 'Ravenswood': [13.8, 6.0], 'Dumbarton': [14.1, 6.0], 'Metcalf Energy Center': [14.9, 499.0], 'Metcalf 1': [14.9, 588.0], 'Menlo': [15.4, 4.0]} | 40843 | 3209 | 0.08 | 37635 | 0.92 | 15389 | 38% |  |  | 20220 | 50% | 0.08 | 290 | 1% | 222 | 1% |  | 35015 | 86% | 216 | 1% | 26349 | 65% | 1449400% | 16527 | 40% | 2431700% | 21563 | 53% | 1928100% | 29631 | 73% | 1121200% | 25800 | 63% | 1504300% | 2610 | 6% | 38234
573 | Tassajara | PGE GBA | {'San Ramon': [4.1, 1520.0], 'North Dublin': [4.7, 1520.0], 'Cayetano': [8.6, 1495.0], 'Vineyard': [9.5, 1520.0], 'Clayton': [10.6, 39.0], 'Castro Valley': [11.2, 30.0], 'Los Positas': [11.7, 1491.0], 'Las Positas': [11.7, 1491.0], 'Vasco': [12.1, 1491.0], 'Lone Tree': [13.0, 285.0], 'Altamont Midway (Sandhill)': [13.0, 1446.0], 'Altamont': [13.0, 1451.0], 'Windmaster': [14.4, 1134.0], 'Brentwood': [15.0, 285.0], 'GWF 2': [15.3, 285.0], 'Contra Costa': [15.5, 285.0], 'Delta Pumps': [15.6, 422.0], 'Delta PP': [15.6, 423.0], 'Kelso': [16.5, 0.0], 'Contra Costa PP': [16.9, 285.0], 'Midway Green Ridge Services': [18.1, 31.0]} | 88587 | 5370 | 0.06 | 83217 | 0.94 | 9700 | 11% |  |  | 69051 | 78% | 0.13 | 2764 | 3% | 2200 | 2% |  | 80649 | 91% | 885 | 1% | 48563 | 55% | 4002500% | 43284 | 49% | 4530300% | 62835 | 71% | 2575300% | 75132 | 85% | 1345500% | 32527 | 37% | 5606100% | 6162 | 7% | 82425
574 | Santa Rosa A | PGE NGBA | {'Monroe': [2.0, 2859.0], 'Bellevue': [4.0, 5118.0], 'Rincon': [4.5, 3382.0], 'Fulton': [5.0, 1103.0], 'Penngrove': [8.6, 3929.0], 'Corona': [12.3, 1919.0], 'Fitch Mountain': [14.0, 126.0], 'Silverado': [14.3, 1912.0], 'Lakeville': [14.7, 2404.0]} | 196147 | 19883 | 0.1 | 176264 | 0.9 | 3423 | 2% |  |  | 117161 | 60% | 0.19 | 24766 | 13% | 17533 | 9% |  | 58650 | 30% | 0 | 0% | 93368 | 48% | 10277800% | 85589 | 44% | 11055800% | 135795 | 69% | 6035200% | 166912 | 85% | 2923500% | 49864 | 25% | 14628300% | 10031 | 5% | 186116
575 | Piercy | PGE GBA | {'Edenvale': [1.8, 1112.0], 'Santa Teresa': [2.1, 1112.0], 'Evergreen': [3.8, 1112.0], 'Swift': [3.8, 1112.0], 'Metcalf Energy Center': [4.0, 746.0], 'Metcalf 1': [4.0, 835.0], 'Stone': [5.0, 1112.0], 'Hicks': [6.7, 108.0], 'San Jose A': [7.5, 1112.0], 'San Jose B': [8.0, 1112.0], 'El Patio': [8.3, 220.0], 'FMC': [9.2, 998.0], 'Trimble': [11.0, 865.0], 'Scott': [11.8, 462.0], 'Los Esteros': [13.6, 491.0], 'Nortech': [14.2, 0.0], 'Dixon Landing': [15.0, 264.0]} | 87383 | 3744 | 0.04 | 83639 | 0.96 | 32946 | 38% |  |  | 41479 | 47% | 0.1 | 1343 | 2% | 602 | 1% |  | 64153 | 73% | 15756 | 18% | 64879 | 74% | 2250400% | 23755 | 27% | 6362800% | 38264 | 44% | 4911900% | 72224 | 83% | 1515900% | 61436 | 70% | 2594700% | 3550 | 4% | 83833
576 | Caribou | PGE NGBA | {'Caribou 2': [0.0, 17358.0], 'Belden': [7.7, 4078.0], 'Bucks Creek': [10.0, 1396.0], 'Grizzly': [15.4, 13.0], 'Rock Creek': [16.3, 13.0], 'Rock Creek 1': [16.3, 13.0]} | 163963 | 47261 | 0.29 | 116702 | 0.71 | 115870 | 71% |  |  | 39100 | 24% | 0.13 | 5179 | 3% | 0 | 0% |  | 86169 | 53% | 40501 | 25% | 24156 | 15% | 13980700% | 75361 | 46% | 8860200% | 65171 | 40% | 9879200% | 98230 | 60% | 6573300% | 48893 | 30% | 11507000% | 14183 | 9% | 149780
577 | Vista (SCE) | SCE Eastern | {'Vista': [0.0, 434.0], 'Cardiff': [4.8, 361.0], 'San Bernardino': [5.3, 438.0], 'Wildlife': [9.4, 234.0], 'Rerc': [9.4, 234.0], 'El Casco': [14.7, 77.0]} | 45311 | 3465 | 0.08 | 41845 | 0.92 | 6227 | 14% |  |  | 19823 | 44% | 0.27 | 2183 | 5% | 696 | 2% |  | 24653 | 54% | 17013 | 38% | 18575 | 41% | 2673600% | 20433 | 45% | 2487700% | 27028 | 60% | 1828300% | 36808 | 81% | 850300% | 17380 | 38% | 2793000% | 2393 | 5% | 42918
578 | Cardiff | SCE Eastern | {'San Bernardino': [2.7, 811.0], 'Vista': [4.8, 358.0], 'Vista (SCE)': [4.8, 361.0], 'Wildlife': [13.9, 234.0], 'Rerc': [13.9, 234.0], 'El Casco': [14.8, 92.0]} | 62406 | 4873 | 0.08 | 57533 | 0.92 | 15655 | 25% |  |  | 27769 | 44% | 0.25 | 1228 | 2% | 501 | 1% |  | 27764 | 44% | 31688 | 51% | 33720 | 54% | 2868500% | 21625 | 35% | 4078100% | 32894 | 53% | 2951200% | 51586 | 83% | 1082000% | 25968 | 42% | 3643800% | 3261 | 5% | 59145
579 | Cannon | SDGE Imperial | {'Encina': [0.2, 269.0], 'Palomar Airport': [2.8, 300.0], 'San Luis Rey': [5.1, 164.0], 'Shadowridge': [5.4, 338.0], 'Ocean Ranch': [5.6, 164.0], 'Melrose': [6.6, 349.0], 'San Marcos': [7.8, 274.0], 'Pendleton': [11.9, 90.0], 'Escondido': [12.5, 261.0], 'North City Metering': [14.0, 183.0], 'Artesian': [14.0, 191.0], 'Monserate': [14.4, 128.0], 'Lilac': [16.3, 78.0], 'Penasquitos': [16.5, 3.0], 'Chicarita': [17.9, 162.0], 'Avocado': [18.0, 53.0], 'Valley Center': [19.2, 24.0], 'Pala': [19.8, 2.0]} | 19825 | 2144 | 0.11 | 17680 | 0.89 | 157 | 1% |  |  | 2223 | 11% | 0.37 | 3916 | 20% | 1356 | 7% |  | 3093 | 16% | 0 | 0% | 12841 | 65% | 698400% | 7122 | 36% | 1270300% | 10354 | 52% | 947100% | 15755 | 79% | 407000% | 871 | 4% | 1895400% | 1197 | 6% | 18628
580 | Mt Eden | PGE GBA | {'Eastshore': [0.9, 1397.0], 'Grant': [4.2, 1341.0], 'Castro Valley': [4.7, 1296.0], 'Dumbarton': [5.7, 180.0], 'San Leandro U': [6.0, 1340.0], 'Edes': [8.9, 1338.0], 'Ravenswood': [9.9, 65.0], 'Fremont': [9.9, 111.0], 'Oakland J': [11.0, 1298.0], 'Cooley Landing': [11.1, 27.0], 'Newark': [11.1, 111.0], 'Vineyard': [13.7, 111.0], 'Oakland X': [14.0, 1292.0], 'Burlingame': [14.5, 1.0], 'Menlo': [14.9, 22.0], 'Oakland C': [15.1, 1292.0], 'Moraga': [15.4, 704.0], 'Oakland L': [15.5, 1284.0], 'Dixon Landing': [15.6, 110.0], 'Jefferson': [15.8, 23.0], 'Millbrae': [15.9, 1.0], 'Whisman': [15.9, 7.0], 'Nortech': [16.6, 3.0], 'Los Esteros': [17.0, 73.0], 'Martin': [17.4, 375.0], 'SAN FRAN A (POTRERO PP)': [17.7, 665.0], 'Potrero': [17.7, 671.0]} | 42058 | 3955 | 0.09 | 38104 | 0.91 | 5636 | 13% |  |  | 28985 | 69% | 0.53 | 112 | 0% | 101 | 0% |  | 30934 | 74% | 0 | 0% | 26409 | 63% | 1565000% | 11854 | 28% | 3020500% | 26925 | 64% | 1513400% | 35173 | 84% | 688500% | 16260 | 39% | 2579800% | 3516 | 8% | 38542
581 | Fitch Mountain | PGE NGBA | {'Fulton': [9.0, 825.0], 'Geysers Tap 1': [11.6, 1366.0], 'Monroe': [12.2, 530.0], 'Rincon': [12.9, 530.0], 'Santa Rosa A': [14.0, 126.0], 'Lake View': [15.6, 631.0], 'Eagle Rock': [15.7, 925.0], 'Cloverdale': [15.7, 3057.0]} | 195126 | 16991 | 0.09 | 178135 | 0.91 | 17940 | 9% |  |  | 123491 | 63% | 0.14 | 13661 | 7% | 20277 | 10% |  | 31232 | 16% | 146 | 0% | 91674 | 47% | 10345300% | 93293 | 48% | 10183400% | 150792 | 77% | 4433500% | 172775 | 89% | 2235100% | 66019 | 34% | 12910800% | 5847 | 3% | 189280
582 | Stockton A | PGE GBA | {'Weber': [3.3, 12510.0], 'Stagg': [4.5, 5620.0], 'French Camp': [4.6, 10589.0], 'Eight Mile': [9.1, 2319.0], 'Vierra': [10.4, 6520.0], 'Manteca': [10.8, 9170.0], 'Lodi': [11.2, 1851.0], 'Lockeford': [13.7, 3302.0], 'Kasson': [14.3, 400.0], 'Avena': [14.7, 8399.0], 'Ripon': [15.4, 4132.0], 'Bellota': [15.6, 2407.0]} | 297412 | 43075 | 0.14 | 254336 | 0.86 | 36175 | 12% |  |  | 189353 | 64% | 0.17 | 52918 | 18% | 205734 | 69% |  | 120 | 0% | 0 | 0% | 33352 | 11% | 26406000% | 26494 | 9% | 27091800% | 44648 | 15% | 25276300% | 70441 | 24% | 22697100% | 0 | 0% | 29741200% | 15980 | 5% | 281431
583 | Saratoga | PGE GBA | {'Vasona': [3.3, 604.0], 'El Patio': [4.4, 495.0], 'Monta Vista': [4.4, 759.0], 'Hicks': [7.0, 560.0]} | 51526 | 3644 | 0.07 | 47882 | 0.93 | 1218 | 2% |  |  | 22607 | 44% | 0.22 | 640 | 1% | 159 | 0% |  | 6045 | 12% | 0 | 0% | 29504 | 57% | 2202200% | 8697 | 17% | 4282900% | 38547 | 75% | 1297900% | 46071 | 89% | 545500% | 11534 | 22% | 3999200% | 1502 | 3% | 50024
584 | Christie | PGE GBA | {'Alhambra': [4.3, 7507.0], 'Martinez': [5.0, 7483.0], 'Carquinez': [6.5, 7489.0], 'Bahia': [6.6, 7484.0], 'Sobrante': [6.8, 3876.0], 'San Pablo': [7.1, 4282.0], 'El Cerrito G': [7.9, 3508.0], 'Meadow Lane': [8.9, 4439.0], 'Parkway': [9.4, 7333.0], 'Richmond R': [10.2, 2002.0], 'Lakewood': [10.5, 365.0], 'Standard Oil': [10.7, 2175.0], 'Standard Oil 2': [10.8, 2165.0], 'Moraga': [11.1, 162.0], 'Rossmoor': [11.8, 4.0], 'Clayton': [13.5, 118.0], 'Oakland X': [13.8, 164.0], 'Oakland L': [13.8, 169.0], 'Oakland C': [14.8, 169.0], 'Kirker': [16.4, 118.0], 'Oakland J': [16.7, 52.0], 'Pittsburg': [17.0, 118.0], 'Tulucay': [17.4, 0.0], 'GWF 2': [18.8, 46.0], 'Potrero': [19.7, 109.0], 'SAN FRAN A (POTRERO PP)': [19.7, 111.0]} | 55879 | 10319 | 0.18 | 45560 | 0.82 | 9248 | 17% |  |  | 29062 | 52% | 0.38 | 1391 | 2% | 315 | 1% |  | 20183 | 36% | 0 | 0% | 16523 | 30% | 3935600% | 24813 | 44% | 3106600% | 30509 | 55% | 2536900% | 43290 | 77% | 1258900% | 7962 | 14% | 4791700% | 8710 | 16% | 47169
585 | Las Aguilas | PGE Fresno | {} | 229293 | 3094 | 0.01 | 226200 | 0.99 | 109090 | 48% |  |  | 119349 | 52% | 0.05 | 4948 | 2% | 26306 | 11% |  | 111043 | 48% | 76037 | 33% | 167768 | 73% | 6152500% | 35481 | 15% | 19381200% | 63038 | 27% | 16625500% | 186671 | 81% | 4262200% | 161391 | 70% | 6790200% | 4956 | 2% | 224337
586 | Monroe | PGE NGBA | {'Santa Rosa A': [2.0, 2859.0], 'Fulton': [3.2, 4067.0], 'Rincon': [4.9, 1285.0], 'Bellevue': [5.4, 2639.0], 'Penngrove': [10.2, 1496.0], 'Fitch Mountain': [12.2, 530.0], 'Corona': [13.9, 498.0], 'Silverado': [15.6, 251.0], 'Lakeville': [16.6, 393.0]} | 198023 | 19572 | 0.1 | 178452 | 0.9 | 4467 | 2% |  |  | 117831 | 60% | 0.19 | 24721 | 12% | 17748 | 9% |  | 54238 | 27% | 0 | 0% | 92319 | 47% | 10570400% | 91777 | 46% | 10624600% | 142779 | 72% | 5524400% | 169404 | 86% | 2861900% | 49458 | 25% | 14856600% | 9683 | 5% | 188341
587 | Elliot | SDGE Imperial | {'Elliott': [0.0, 758.0], 'Kearny': [2.8, 758.0], 'Mission': [3.6, 758.0], 'Murray': [4.1, 3.0], 'Mesa Heights': [4.1, 758.0], 'Old Town': [7.0, 758.0], 'Spring Valley': [7.3, 69.0], 'Vine': [7.5, 758.0], 'Silvergate': [9.0, 758.0], 'Point Loma': [9.9, 758.0], 'Penasquitos': [10.4, 13.0], 'Bay Boulevard': [14.4, 506.0], 'Otay': [15.4, 9.0], 'Imperial Beach': [16.1, 241.0]} | 21531 | 1500 | 0.07 | 20031 | 0.93 | 3013 | 14% |  |  | 7362 | 34% | 0.21 | 174 | 1% | 72 | 0% |  | 6049 | 28% | 9575 | 44% | 12544 | 58% | 898800% | 10275 | 48% | 1125700% | 14296 | 66% | 723500% | 19925 | 93% | 160700% | 3094 | 14% | 1843800% | 813 | 4% | 20718
588 | Sunset | PGE Kern | {'Sunrise': [2.9, 8126.0], 'Taft': [10.5, 796.0], 'Temblor': [11.4, 12367.0], 'Kernridge': [16.2, 8185.0], 'Caliente': [19.2, 103.0]} | 116749 | 24897 | 0.21 | 91851 | 0.79 | 43060 | 37% |  |  | 66184 | 57% | 0.09 | 836 | 1% | 15685 | 13% |  | 4441 | 4% | 0 | 0% | 27631 | 24% | 8911800% | 38450 | 33% | 7829900% | 81202 | 70% | 3554700% | 85907 | 74% | 3084200% | 10295 | 9% | 10645400% | 275 | 0% | 116474
589 | Herndon | PGE Fresno | {'Gregg': [0.6, 20194.0], 'Fig Garden': [3.8, 18055.0], 'Figarden': [3.8, 18057.0], 'Ashlan': [6.3, 14771.0], 'Borden': [6.4, 16353.0], 'Bullard': [8.6, 10100.0], 'Madera': [9.1, 11738.0], 'Kearney (New)': [9.9, 6338.0], 'Woodward': [10.0, 7244.0], 'West Fresno': [10.5, 5703.0], 'Biola': [11.2, 5336.0], 'Storey': [11.4, 10114.0], 'California Ave': [12.3, 2975.0], 'Malaga': [15.1, 685.0], 'Mc Mullin': [17.9, 930.0]} | 276908 | 47372 | 0.17 | 229536 | 0.83 | 26116 | 9% |  |  | 195519 | 71% | 0.17 | 78287 | 28% | 135383 | 49% |  | 75947 | 27% | 0 | 0% | 52504 | 19% | 22440400% | 88090 | 32% | 18881800% | 92290 | 33% | 18461800% | 120496 | 44% | 15641200% | 29200 | 11% | 24770800% | 39947 | 14% | 236962
590 | Menlo | PGE GBA | {'Jefferson': [4.9, 286.0], 'Cooley Landing': [5.0, 150.0], 'Ravenswood': [5.5, 213.0], 'Whisman': [7.6, 58.0], 'Mountain View': [8.0, 47.0], 'Monta Vista': [10.4, 40.0], 'Dumbarton': [11.7, 92.0], 'Newark': [12.7, 4.0], 'Nortech': [13.3, 4.0], 'Burlingame': [14.0, 103.0], 'Scott': [14.1, 4.0], 'Eastshore': [14.2, 83.0], 'Los Esteros': [14.7, 4.0], 'Mt Eden': [14.9, 22.0], 'Mt. Eden': [14.9, 22.0], 'Fremont': [15.1, 4.0], 'Trimble': [15.4, 4.0], 'Dixon Landing': [15.4, 4.0], 'Millbrae': [15.8, 81.0], 'Grant': [16.8, 33.0]} | 48677 | 2598 | 0.05 | 46080 | 0.95 | 2759 | 6% |  |  | 36809 | 76% | 0.29 | 1608 | 3% | 329 | 1% |  | 149 | 0% | 0 | 0% | 23900 | 49% | 2477700% | 28475 | 58% | 2020200% | 36286 | 75% | 1239200% | 43088 | 89% | 559000% | 21950 | 45% | 2672800% | 5973 | 12% | 42704
591 | Mountain Pass | SCE EOP | {'Ivanpah': [5.5, 8.0], 'Primm': [14.9, 8.0]} | 5502 | 1126 | 0.2 | 4376 | 0.8 | 2873 | 52% |  |  | 1165 | 21% | 0.02 | 0 | 0% | 0 | 0% |  | 0 | 0% | 0 | 0% | 1188 | 22% | 431300% | 1712 | 31% | 378900% | 607 | 11% | 489500% | 1752 | 32% | 375000% | 3026 | 55% | 247500% | 0 | 0% | 5502
592 | San Jose A | PGE GBA | {'San Jose B': [0.9, 1747.0], 'FMC': [1.7, 1632.0], 'Stone': [2.5, 1747.0], 'El Patio': [3.1, 220.0], 'Evergreen': [3.8, 1747.0], 'Trimble': [4.0, 1500.0], 'Scott': [4.4, 1097.0], 'Swift': [5.7, 1747.0], 'Hicks': [6.6, 108.0], 'Los Esteros': [7.1, 1125.0], 'Nortech': [7.2, 635.0], 'Piercy': [7.5, 1112.0], 'Edenvale': [8.2, 1112.0], 'Santa Teresa': [8.7, 1112.0], 'Dixon Landing': [9.1, 899.0], 'Metcalf Energy Center': [11.3, 746.0], 'Metcalf 1': [11.3, 835.0], 'Newark': [12.9, 249.0], 'Fremont': [15.2, 242.0]} | 48848 | 2793 | 0.06 | 46055 | 0.94 | 12842 | 26% |  |  | 23462 | 48% | 0.11 | 1231 | 3% | 691 | 1% |  | 35486 | 73% | 396 | 1% | 33338 | 68% | 1551000% | 14314 | 29% | 3453400% | 24952 | 51% | 2389600% | 38392 | 79% | 1045600% | 26333 | 54% | 2251600% | 2463 | 5% | 46386
593 | Artesian | SDGE Imperial | {'Chicarita': [4.6, 952.0], 'North City Metering': [6.6, 479.0], 'Escondido': [7.3, 1053.0], 'Scripps': [7.7, 315.0], 'Pomerado': [8.0, 503.0], 'San Marcos': [8.3, 563.0], 'Penasquitos': [8.6, 106.0], 'Sycamore Canyon': [9.3, 503.0], 'Shadowridge': [10.3, 555.0], 'Palomar Airport': [11.3, 555.0], 'Cannon': [14.0, 191.0], 'Encina': [14.1, 147.0], 'Melrose': [14.6, 372.0], 'Creelman': [16.2, 382.0]} | 43892 | 4593 | 0.1 | 39299 | 0.9 | 1686 | 4% |  |  | 17752 | 40% | 0.23 | 2310 | 5% | 678 | 2% |  | 15195 | 35% | 23621 | 54% | 25616 | 58% | 1827600% | 18760 | 43% | 2513200% | 19758 | 45% | 2413400% | 33038 | 75% | 1085400% | 11649 | 27% | 3224300% | 2520 | 6% | 41372
594 | Thousandaire | SCE EOP | {'Gamebird': [3.4, 19753.0], 'Pahrump': [4.6, 18881.0], 'Charleston': [10.4, 10205.0], 'Crazy Eyes': [10.9, 6831.0], 'Vista 2': [13.3, 5593.0], 'Sandy Valley': [19.6, 24.0]} | 123856 | 40737 | 0.33 | 83119 | 0.67 | 17568 | 14% |  |  | 4462 | 4% | 0.51 | 0 | 0% | 0 | 0% |  | 0 | 0% | 0 | 0% | 3107 | 3% | 12074900% | 806 | 1% | 12305000% | 22488 | 18% | 10136800% | 24088 | 19% | 9976800% | 15567 | 13% | 10828900% | 154 | 0% | 123702

## LandEnv_Solar_Data_20mi
CEC calculated land-use and environmental data criteria for in-state substations at a 20 mile radius for solar resource potential.
|  |  |  | Res. Potential Base (after techno-economic & protected areas exclusions) | Res. Potential after Core Land Use Screen (Lower Implications Land) | Percentage of Base Potential w/ Lower Implications | Res. Potential excluded by Core screen (Higher Implications Land) | Percentage of Base Potential w/ Higher Implications | Base Res. Potential w/ Parcelization value less than 6 | Percentage of Base Potential w/ Parcelization value less than 6 | Base Res. Potential w/ Parcelization value less than 30 | Percentage of Base Potential w/ Parcelization value less than 30 | Base Res. Potential w/ Parcelization value less than 30 & greater than 6 | Percentage of Base Potential w/ Parcelization value less than 30 & greater than 6 | 10th Percentile Parcelization Value | Base Res. Potential w/ Low Cropland Index Values | Percentage of Base Potential w/ Low Cropland Index Values | Base Res. Potential w/ High Cropland Index Values | Percentage of Base Potential w/ High Cropland Index Values | Substation in or near a Critically Overdrafted Groundwater Basin | Base Res. Potential w/ Tier 2 Fire Threat | Percentage of Base Potential w/ Tier 2 Fire Threat | Base Res. Potential w/ Tier 3 Fire Threat | Percentage of Base Potential w/ Tier 3 Fire Threat | Base Res. Potential w/ ACE Terrestrial Connectivity, 4 or 5, (High Implications) | Percentage of Base Potential w/ Terrestrial Connectivity High Implications | Base Res. Potential w/ Terrestrial Connectivity Low Implications | Base Res. Potential w/ ACE Biodiversity, 5, (High Implications) | Percentage of Base Potential w/ Biodiversity High Implications | Base Res. Potential w/ Biodiversity Low Implications | Base Res. Potential w/ ACE Irreplaceability, 4 or 5, (High Implications) | Percentage of Base Potential w/ Irreplaceability High Implications | Base Res. Potential w/ Irreplaceability Low Implications | Base Res. Potential w/ Any of the three ACE datasets High Implications | Percentage of Base Potential w/ Any of the three ACE datasets High Implications | Base Res. Potential w/ Any of the three ACE datasets Low Implications | Base Res. Potential w/ High Terrestrial Landscape Intactness | Percentage of Base Potential w/ High Terrestrial Landscape Intactness | Base Res. Potential w/ Low Terrestrial Landscape Intactness | Base Res. Potential w/ Classified as Wetlands | Percentage of Base Potential w/ Classified as Wetlands | Base Res. Potential w/ Not Classified as Wetlands
Blue columns indicate additional data calculate/added by CPUC staff in dashboard.
Distance in miles to nearby substations
OBJECTID | IRP_Substation_Name | RESOLVE_Name | Substation Overlaps [distance (mi), res. pot. (acres)] | RPB_Acres | TRP_Acres | Perc_TRP | High_Implication_Acres | Perc_HighImplication | Parcels_LT_6 | Perc_ParcLT6 | Parcels_LT_30 | Perc_ParcLT30 | Parcels_LT_30_GT6 | Perc_ParcLT30GT6 | 10th Percentile Parcelization | LowCrop_Acres | Perc_LowCrop | HighCrop_Acres | Perc_HighCrop | Critically overdrafted basin | FT_Tier2_Acres | Perc_FT_Tier2 | FT_Tier3_Acres | Perc_FT_Tier3 | Conn45_Acres | Perc_Conn45 | Low Conn Acres | Bio5_Acres | Perc_Bio5 | Low Bio Acres | Irr45_Acres | Perc_Irr45 | Low Irr Acres | ACE_All_Acres | Perc_AllACE | Low AllACE Acres | High_Intact_Acres | Perc_HighIntact | LowIntact Acres | Wetlands_Acres | Perc_Wetlands | Not Wetlands Acres
1 | Cal Flats | PGE Fresno | {'Cholame': [12.8, 5102.0], 'New Sub - Gates - Templeton (Proposed)': [13.3, 402.0], 'Avenal': [13.7, 479.0]} | 532675 | 89544 | 0.17 | 443131 | 0.83 | 194357 | 0.36 |  |  | 323556 | 0.61 | 0.06 | 58934 | 0.11 | 33854 | 0.06 |  | 257309 | 0.48 | 76028 | 0.14 | 259461 | 0.49 | 273214 | 35340 | 0.07 | 497336 | 108529 | 0.2 | 424146 | 305631 | 0.57 | 227044 | 266129 | 0.5 | 266546 | 6039 | 0.01 | 526636
2 | Collinsville | PGE GBA | {'Birds Landing': [3.1, 29590.0], 'Pittsburg': [4.5, 16143.0], 'GWF 2': [4.7, 16082.0], 'Kirker': [5.6, 13909.0], 'Contra Costa PP': [6.1, 19976.0], 'Shiloh III': [6.2, 28961.0], 'Contra Costa': [6.3, 15317.0], 'Lambie Energy': [9.9, 25957.0], 'Lambie': [9.9, 25958.0], 'Lone Tree': [10.2, 2411.0], 'Clayton': [11.9, 945.0], 'Brentwood': [14.2, 791.0], 'Meadow Lane': [14.3, 589.0], 'Martinez': [15.8, 159.0], 'Peabody': [16.0, 1108.0], 'Bahia': [16.3, 6.0], 'Grand Island': [16.9, 6334.0], 'Alhambra': [17.0, 4.0], 'Lakewood': [17.0, 583.0]} | 310791 | 43282 | 0.14 | 267509 | 0.86 | 69169 | 0.22 |  |  | 205249 | 0.66 | 0.12 | 74493 | 0.24 | 97544 | 0.31 |  | 103855 | 0.33 | 845 | 0 | 59892 | 0.19 | 250900 | 101101 | 0.33 | 209690 | 103834 | 0.33 | 206957 | 144272 | 0.46 | 166519 | 17814 | 0.06 | 292977 | 50828 | 0.16 | 259963
3 | Santa Teresa | PGE GBA | {'Edenvale': [0.5, 1310.0], 'Piercy': [2.1, 1112.0], 'Metcalf Energy Center': [2.7, 976.0], 'Metcalf 1': [2.8, 1065.0], 'Evergreen': [5.3, 1112.0], 'Swift': [5.8, 1112.0], 'Hicks': [6.0, 108.0], 'Stone': [6.2, 1112.0], 'El Patio': [8.7, 220.0], 'San Jose A': [8.7, 1112.0], 'San Jose B': [9.4, 1112.0], 'FMC': [10.4, 998.0], 'Morgan Hill': [10.6, 230.0], 'Trimble': [12.5, 865.0], 'Scott': [13.1, 462.0], 'Los Esteros': [15.3, 491.0], 'Nortech': [15.7, 0.0], 'Dixon Landing': [16.8, 264.0]} | 188458 | 13119 | 0.07 | 175339 | 0.93 | 49082 | 0.26 |  |  | 86639 | 0.46 | 0.16 | 3655 | 0.02 | 2967 | 0.02 |  | 83013 | 0.44 | 48918 | 0.26 | 124633 | 0.66 | 63825 | 47564 | 0.25 | 140894 | 91168 | 0.48 | 97290 | 156036 | 0.83 | 32422 | 110911 | 0.59 | 77547 | 6591 | 0.03 | 181867
4 | Carrizo Gorge | SDGE Imperial | {'Boulevard': [4.2, 25399.0], 'Crestwood': [5.5, 25388.0], 'East County': [10.6, 4076.0], 'Suncrest - Ocotillo (Proposed)': [11.9, 13732.0], 'Ocotillo Express': [12.8, 321.0], 'Cameron': [13.9, 13514.0]} | 172017 | 40865 | 0.24 | 131152 | 0.76 | 58958 | 0.34 |  |  | 89398 | 0.52 | 0.08 | 241 | 0 | 207 | 0 |  | 28266 | 0.16 | 109129 | 0.63 | 24218 | 0.14 | 147799 | 42472 | 0.25 | 129545 | 58673 | 0.34 | 113343 | 93317 | 0.54 | 78700 | 75266 | 0.44 | 96751 | 4145 | 0.02 | 167871
5 | Avenal | PGE Kern | {'New Sub - Gates - Templeton (Proposed)': [6.9, 17789.0], 'Gates': [11.3, 13627.0], 'Cal Flats': [13.7, 479.0]} | 573745 | 112428 | 0.2 | 461317 | 0.8 | 191626 | 0.33 |  |  | 369326 | 0.64 | 0.07 | 121093 | 0.21 | 144678 | 0.25 |  | 161995 | 0.28 | 21138 | 0.04 | 267484 | 0.47 | 306261 | 32803 | 0.06 | 540942 | 103630 | 0.18 | 470115 | 322742 | 0.56 | 251003 | 135933 | 0.24 | 437812 | 5583 | 0.01 | 568162
6 | Crazy Horse Canyon | PGE GBA | {'Salinas': [7.4, 10061.0], 'Buena Vista': [9.0, 9630.0], 'Moss Landing': [9.9, 12374.0], 'Hollister': [12.1, 3502.0], 'Green Valley': [14.9, 5300.0], 'Llagas': [16.0, 1511.0]} | 363204 | 56111 | 0.15 | 307093 | 0.85 | 67441 | 0.19 |  |  | 224441 | 0.62 | 0.14 | 29654 | 0.08 | 96507 | 0.27 |  | 157770 | 0.43 | 23452 | 0.06 | 132455 | 0.36 | 230749 | 52445 | 0.14 | 310759 | 92215 | 0.25 | 270989 | 192622 | 0.53 | 170583 | 117403 | 0.32 | 245802 | 17484 | 0.05 | 345720
7 | Estrella | PGE Kern | {'Templeton': [7.3, 40079.0], 'Cholame': [15.1, 14430.0]} | 532417 | 137743 | 0.26 | 394674 | 0.74 | 129062 | 0.24 |  |  | 350129 | 0.66 | 0.1 | 61070 | 0.11 | 28672 | 0.05 |  | 306582 | 0.58 | 68588 | 0.13 | 140824 | 0.26 | 391593 | 79536 | 0.15 | 452880 | 149416 | 0.28 | 383000 | 230182 | 0.43 | 302234 | 225272 | 0.42 | 307144 | 15164 | 0.03 | 517253
8 | Ocean Ranch | SDGE Imperial | {'San Luis Rey': [2.3, 1356.0], 'Melrose': [2.4, 1444.0], 'Cannon': [5.6, 164.0], 'Encina': [5.7, 122.0], 'Shadowridge': [5.8, 1280.0], 'Palomar Airport': [6.1, 136.0], 'Pendleton': [7.2, 1061.0], 'San Marcos': [8.0, 694.0], 'Monserate': [8.9, 1359.0], 'Escondido': [11.8, 685.0], 'Lilac': [12.3, 844.0], 'Avocado': [12.5, 955.0], 'Pala': [14.5, 928.0], 'Valley Center': [15.9, 527.0], 'North City Metering': [18.0, 1.0]} | 118977 | 32868 | 0.28 | 86109 | 0.72 | 891 | 0.01 |  |  | 28837 | 0.24 | 0.37 | 27369 | 0.23 | 5427 | 0.05 |  | 57041 | 0.48 | 36912 | 0.31 | 66405 | 0.56 | 52572 | 19610 | 0.16 | 99367 | 38898 | 0.33 | 80078 | 76753 | 0.65 | 42224 | 12722 | 0.11 | 106255 | 8918 | 0.07 | 110059
9 | Green Valley | PGE GBA | {'Moss Landing': [10.2, 6112.0], 'Llagas': [11.8, 3816.0], 'Paul Sweet': [12.5, 1592.0], 'Morgan Hill': [13.4, 2918.0], 'Crazy Horse Canyon': [14.9, 5300.0]} | 235299 | 40194 | 0.17 | 195105 | 0.83 | 32446 | 0.14 |  |  | 127083 | 0.54 | 0.19 | 21524 | 0.09 | 49099 | 0.21 |  | 93423 | 0.4 | 0 | 0 | 91080 | 0.39 | 144219 | 36578 | 0.16 | 198721 | 70308 | 0.3 | 164991 | 136513 | 0.58 | 98787 | 61830 | 0.26 | 173469 | 11594 | 0.05 | 223706
10 | Union (Estrella) | PGE Kern | {'Templeton': [7.3, 40079.0], 'Cholame': [15.1, 14430.0]} | 532417 | 137743 | 0.26 | 394674 | 0.74 | 129062 | 0.24 |  |  | 350129 | 0.66 | 0.1 | 61070 | 0.11 | 28672 | 0.05 |  | 306582 | 0.58 | 68588 | 0.13 | 140824 | 0.26 | 391593 | 79536 | 0.15 | 452880 | 149416 | 0.28 | 383000 | 230182 | 0.43 | 302234 | 225272 | 0.42 | 307144 | 15164 | 0.03 | 517253
11 | Crescent | PGE Fresno | {'Helm': [4.2, 71139.0], 'New Sub - Los Banos - Midway (Proposed)': [4.5, 75605.0], 'Schindler': [9.1, 58089.0], 'Excelsior': [9.8, 54714.0], 'Mc Mullin': [10.8, 26212.0], 'Cantua': [11.9, 32394.0], 'Tranquility': [13.8, 19461.0], 'Biola': [18.5, 4911.0], 'Kearney (New)': [19.8, 102.0]} | 697437 | 238498 | 0.34 | 458939 | 0.66 | 132760 | 0.19 |  |  | 522789 | 0.75 | 0.08 | 298715 | 0.43 | 307694 | 0.44 |  | 39795 | 0.06 | 388 | 0 | 161532 | 0.23 | 535905 | 48627 | 0.07 | 648810 | 70458 | 0.1 | 626979 | 196888 | 0.28 | 500548 | 30855 | 0.04 | 666582 | 12983 | 0.02 | 684453
12 | Vincent | SCE Northern | {'Antelope': [17.4, 2596.0]} | 256785 | 77517 | 0.3 | 179268 | 0.7 | 11776 | 0.05 |  |  | 41620 | 0.16 | 0.49 | 1997 | 0.01 | 13173 | 0.05 |  | 42307 | 0.16 | 28225 | 0.11 | 31625 | 0.12 | 225160 | 113942 | 0.44 | 142842 | 75606 | 0.29 | 181179 | 144222 | 0.56 | 112563 | 60813 | 0.24 | 195971 | 7735 | 0.03 | 249050
13 | El Nido (PGE) | PGE Fresno | {'Dairyland': [9.7, 22576.0], 'Merced': [10.7, 10420.0], 'Le Grand': [11.8, 18903.0], 'Chowchilla': [12.1, 15826.0], 'Wilson': [12.6, 8498.0], 'Atwater': [18.4, 341.0], 'Oro Loma': [19.1, 1265.0], 'Newhall': [19.4, 25.0]} | 608158 | 156519 | 0.26 | 451638 | 0.74 | 113684 | 0.19 |  |  | 445229 | 0.73 | 0.09 | 310840 | 0.51 | 200106 | 0.33 |  | 111297 | 0.18 | 0 | 0 | 266326 | 0.44 | 341832 | 143653 | 0.24 | 464505 | 171772 | 0.28 | 436386 | 328880 | 0.54 | 279278 | 28440 | 0.05 | 579718 | 70328 | 0.12 | 537830
14 | Cortina | PGE NGBA | {'Meridian': [16.7, 178.0], 'Delevan': [17.4, 728.0]} | 524606 | 30113 | 0.06 | 494493 | 0.94 | 126640 | 0.24 |  |  | 373868 | 0.71 | 0.07 | 108646 | 0.21 | 189557 | 0.36 |  | 79793 | 0.15 | 159778 | 0.3 | 221319 | 0.42 | 303287 | 75870 | 0.14 | 448736 | 216269 | 0.41 | 308337 | 367044 | 0.7 | 157563 | 186338 | 0.36 | 338268 | 15644 | 0.03 | 508962
15 | Delta Pumps | PGE GBA | {'Delta PP': [0.0, 1415.0], 'Kelso': [1.0, 995.0], 'Windmaster': [1.1, 826.0], 'Tracy': [2.2, 995.0], 'Altamont': [4.7, 669.0], 'Altamont Midway (Sandhill)': [4.7, 677.0], 'Midway Green Ridge Services': [5.5, 1014.0], 'Tesla': [6.9, 995.0], 'Vasco': [8.1, 422.0], 'Los Positas': [9.2, 422.0], 'Las Positas': [9.2, 422.0], 'Cayetano': [9.2, 422.0], 'GWF Tracy': [9.5, 995.0], 'Lammers': [9.9, 995.0], 'North Dublin': [13.4, 422.0], 'Tassajara': [15.6, 422.0], 'Vineyard': [15.6, 422.0], 'Kasson': [15.6, 995.0], 'San Ramon': [17.5, 422.0]} | 385188 | 8373 | 0.02 | 376815 | 0.98 | 109271 | 0.28 |  |  | 229848 | 0.6 | 0.14 | 24594 | 0.06 | 153701 | 0.4 |  | 152747 | 0.4 | 17622 | 0.05 | 169272 | 0.44 | 215916 | 140148 | 0.36 | 245040 | 147118 | 0.38 | 238069 | 225525 | 0.59 | 159663 | 81725 | 0.21 | 303462 | 27422 | 0.07 | 357765
16 | Morgan Hill | PGE GBA | {'Metcalf 1': [8.2, 1023.0], 'Metcalf Energy Center': [8.2, 1064.0], 'Llagas': [10.0, 6645.0], 'Santa Teresa': [10.6, 230.0], 'Edenvale': [11.1, 199.0], 'Green Valley': [13.4, 2918.0]} | 254985 | 29490 | 0.12 | 225495 | 0.88 | 61698 | 0.24 |  |  | 129258 | 0.51 | 0.15 | 16552 | 0.06 | 24754 | 0.1 |  | 113735 | 0.45 | 48564 | 0.19 | 143255 | 0.56 | 111730 | 47920 | 0.19 | 207065 | 82483 | 0.32 | 172502 | 177860 | 0.7 | 77126 | 130542 | 0.51 | 124443 | 9320 | 0.04 | 245665
17 | Jessup | PGE NGBA | {'Cottonwood': [5.6, 17049.0], 'Oregon Trail': [10.9, 429.0]} | 458344 | 76042 | 0.17 | 382302 | 0.83 | 103390 | 0.23 |  |  | 228524 | 0.5 | 0.19 | 9253 | 0.02 | 8572 | 0.02 |  | 286165 | 0.62 | 156222 | 0.34 | 202192 | 0.44 | 256152 | 52673 | 0.11 | 405671 | 73467 | 0.16 | 384877 | 243020 | 0.53 | 215324 | 249397 | 0.54 | 208947 | 42022 | 0.09 | 416322
18 | Elk Hills | PGE Kern | {'Norco': [5.6, 1881.0], 'Taft': [8.6, 946.0], 'Midway - Wheeler Ridge (Proposed)': [9.5, 5846.0], 'Copus': [10.7, 5846.0], 'Sunrise': [11.6, 52.0], 'Old River': [15.5, 211.0], 'Lakeview': [18.0, 1096.0]} | 415739 | 57861 | 0.14 | 357878 | 0.86 | 87673 | 0.21 |  |  | 304203 | 0.73 | 0.09 | 74126 | 0.18 | 181555 | 0.44 |  | 22066 | 0.05 | 0 | 0 | 80169 | 0.19 | 335571 | 127195 | 0.31 | 288544 | 236941 | 0.57 | 178798 | 256934 | 0.62 | 158806 | 18113 | 0.04 | 397626 | 21191 | 0.05 | 394549
19 | Ignacio | PGE NGBA | {'Standard Oil': [11.8, 279.0], 'Standard Oil 2': [11.8, 279.0], 'Lakeville': [12.3, 2680.0], 'San Pablo': [12.7, 276.0], 'Richmond R': [14.0, 279.0], 'Corona': [14.5, 832.0], 'Carquinez': [15.8, 570.0], 'El Cerrito G': [17.0, 99.0]} | 159182 | 17670 | 0.11 | 141513 | 0.89 | 23108 | 0.15 |  |  | 98030 | 0.62 | 0.36 | 23674 | 0.15 | 10308 | 0.06 |  | 72981 | 0.46 | 0 | 0 | 91033 | 0.57 | 68149 | 46095 | 0.29 | 113088 | 88925 | 0.56 | 70258 | 131523 | 0.83 | 27659 | 48047 | 0.3 | 111135 | 11882 | 0.07 | 147300
20 | Malin | <Null> | {} | 221493 | 27668 | 0.12 | 193825 | 0.88 | 37648 | 0.17 |  |  | 0 | 0 | 0.01 | 16964 | 0.08 | 34402 | 0.16 |  | 12741 | 0.06 | 0 | 0 | 137360 | 0.62 | 84133 | 21470 | 0.1 | 200023 | 16278 | 0.07 | 205215 | 143447 | 0.65 | 78046 | 134187 | 0.61 | 87306 | 6881 | 0.03 | 214611
21 | Redbud | PGE NGBA | {'Konocti': [7.8, 7863.0], 'Hartley': [14.8, 687.0], 'Lake View': [15.5, 159.0], 'Eagle Rock': [15.9, 63.0]} | 253367 | 30049 | 0.12 | 223318 | 0.88 | 50228 | 0.2 |  |  | 162832 | 0.64 | 0.1 | 11981 | 0.05 | 9754 | 0.04 |  | 81257 | 0.32 | 154104 | 0.61 | 124839 | 0.49 | 128528 | 75101 | 0.3 | 178266 | 133675 | 0.53 | 119691 | 192720 | 0.76 | 60647 | 104041 | 0.41 | 149326 | 4497 | 0.02 | 248870
22 | Arcata | PGE NGBA | {'Humboldt': [6.0, 7776.0], 'Harris': [6.4, 7723.0], 'Humboldt Bay': [10.8, 3668.0]} | 229384 | 101144 | 0.44 | 128240 | 0.56 | 98872 | 0.43 |  |  | 105227 | 0.46 | 0.07 | 0 | 0 | 0 | 0 |  | 3408 | 0.01 | 371 | 0 | 11965 | 0.05 | 217419 | 61451 | 0.27 | 167933 | 71988 | 0.31 | 157396 | 78892 | 0.34 | 150491 | 54177 | 0.24 | 175206 | 22455 | 0.1 | 206929
23 | Suncrest | SDGE Imperial | {'Alpine': [6.3, 3908.0], 'Loveland': [6.4, 3540.0], 'Los Coches': [13.0, 1657.0], 'Suncrest - Ocotillo (Proposed)': [13.7, 1936.0], 'Cameron': [15.6, 2946.0], 'Santee': [16.8, 1167.0], 'El Cajon': [16.8, 1176.0], 'Creelman': [17.5, 3.0]} | 227836 | 28503 | 0.13 | 199333 | 0.87 | 59772 | 0.26 |  |  | 112818 | 0.5 | 0.12 | 1145 | 0.01 | 453 | 0 |  | 21819 | 0.1 | 203878 | 0.89 | 56134 | 0.25 | 171702 | 73478 | 0.32 | 154358 | 120790 | 0.53 | 107046 | 153861 | 0.68 | 73975 | 113183 | 0.5 | 114654 | 9688 | 0.04 | 218148
24 | Cressey | PGE Fresno | {'Atwater': [4.9, 16784.0], 'Merced': [13.6, 269.0]} | 516086 | 100592 | 0.19 | 415495 | 0.81 | 100809 | 0.2 |  |  | 324776 | 0.63 | 0.1 | 189715 | 0.37 | 192392 | 0.37 |  | 122530 | 0.24 | 0 | 0 | 214063 | 0.41 | 302023 | 148255 | 0.29 | 367831 | 180274 | 0.35 | 335813 | 281069 | 0.54 | 235017 | 69576 | 0.13 | 446511 | 59508 | 0.12 | 456578
25 | Kearny | SDGE Imperial | {'Mesa Heights': [1.5, 832.0], 'Elliot': [2.8, 758.0], 'Elliott': [2.8, 760.0], 'Mission': [3.4, 832.0], 'Old Town': [5.8, 832.0], 'Murray': [6.9, 3.0], 'Vine': [7.1, 832.0], 'Penasquitos': [7.8, 56.0], 'Point Loma': [8.6, 832.0], 'Silvergate': [9.6, 789.0], 'Spring Valley': [9.9, 69.0], 'North City Metering': [10.1, 42.0], 'Bay Boulevard': [15.7, 516.0], 'Otay': [17.0, 9.0], 'Imperial Beach': [17.4, 245.0]} | 52002 | 4197 | 0.08 | 47805 | 0.92 | 5610 | 0.11 |  |  | 18159 | 0.35 | 0.22 | 1434 | 0.03 | 328 | 0.01 |  | 19684 | 0.38 | 22768 | 0.44 | 25730 | 0.49 | 26272 | 27456 | 0.53 | 24546 | 36969 | 0.71 | 15033 | 46392 | 0.89 | 5609 | 10136 | 0.19 | 41866 | 2228 | 0.04 | 49774
26 | Victor | SCE NOL | {'New Sub - Kramer - Lugo (Proposed)': [5.1, 16528.0], 'Roadway': [5.1, 16536.0], 'Lugo': [9.7, 6746.0]} | 283563 | 62834 | 0.22 | 220728 | 0.78 | 15328 | 0.05 |  |  | 71249 | 0.25 | 0.38 | 131 | 0 | 1746 | 0.01 |  | 36600 | 0.13 | 14222 | 0.05 | 130630 | 0.46 | 152932 | 136062 | 0.48 | 147500 | 72681 | 0.26 | 210881 | 200996 | 0.71 | 82566 | 64959 | 0.23 | 218603 | 4522 | 0.02 | 279041
27 | Millbrae | PGE GBA | {'Burlingame': [1.9, 605.0], 'Martin': [6.9, 272.0], 'SAN FRAN A (POTRERO PP)': [10.5, 207.0], 'Potrero': [10.5, 209.0], 'Jefferson': [11.8, 374.0], 'Grant': [13.4, 222.0], 'Edes': [14.2, 49.0], 'Oakland J': [14.6, 72.0], 'Oakland C': [14.6, 75.0], 'Eastshore': [15.0, 192.0], 'Oakland L': [15.7, 75.0], 'Menlo': [15.8, 81.0], 'Mt Eden': [15.9, 1.0], 'Mt. Eden': [15.9, 1.0], 'Ravenswood': [15.9, 312.0], 'Oakland X': [16.4, 72.0], 'Cooley Landing': [17.1, 18.0]} | 42750 | 7832 | 0.18 | 34918 | 0.82 | 3399 | 0.08 |  |  | 25085 | 0.59 | 0.47 | 1338 | 0.03 | 299 | 0.01 |  | 481 | 0.01 | 0 | 0 | 14523 | 0.34 | 28227 | 22863 | 0.53 | 19887 | 27989 | 0.65 | 14761 | 32809 | 0.77 | 9941 | 13176 | 0.31 | 29574 | 4284 | 0.1 | 38466
28 | Arcogen | SCE Metro | {'Hinson': [1.2, 2125.0], 'Harborgen': [2.8, 2125.0], 'Long Beach': [3.7, 2125.0], 'Lighthipe': [5.9, 1814.0], 'La Fresa': [6.3, 502.0], 'Redondo': [8.5, 37.0], 'Del Amo': [8.6, 1886.0], 'Alamitos': [9.0, 2093.0], 'El Nido': [9.2, 36.0], 'Chevmain': [10.8, 36.0], 'El Segundo': [12.0, 36.0], 'Windsor': [14.0, 10.0], 'La Cienega': [14.9, 10.0]} | 8627 | 2216 | 0.26 | 6411 | 0.74 | 1086 | 0.13 |  |  | 2919 | 0.34 | 0.57 | 0 | 0 | 0 | 0 |  | 0 | 0 | 0 | 0 | 10 | 0 | 8617 | 1133 | 0.13 | 7494 | 6345 | 0.74 | 2283 | 6355 | 0.74 | 2273 | 0 | 0 | 8627 | 174 | 0.02 | 8454
29 | Soledad | PGE GBA | {'Coburn': [15.4, 1866.0]} | 439036 | 51110 | 0.12 | 387927 | 0.88 | 178925 | 0.41 |  |  | 252975 | 0.58 | 0.06 | 10548 | 0.02 | 99214 | 0.23 |  | 167251 | 0.38 | 146763 | 0.33 | 165455 | 0.38 | 273581 | 60634 | 0.14 | 378402 | 93934 | 0.21 | 345102 | 205628 | 0.47 | 233409 | 207561 | 0.47 | 231475 | 17818 | 0.04 | 421218
30 | Vierra | PGE GBA | {'Manteca': [2.7, 14224.0], 'Kasson': [5.1, 1730.0], 'French Camp': [5.9, 11352.0], 'Ripon': [7.5, 11808.0], 'Weber': [8.7, 12202.0], 'Stockton A': [10.4, 6520.0], 'Avena': [12.3, 12103.0], 'Lammers': [12.5, 127.0], 'GWF Tracy': [13.2, 38.0], 'Stagg': [14.1, 1356.0], 'Westley': [15.6, 310.0], 'Valley Home': [18.3, 3172.0], 'New Sub - Westley - Quinto (Proposed)': [19.8, 1.0]} | 523108 | 46858 | 0.09 | 476250 | 0.91 | 78349 | 0.15 |  |  | 338004 | 0.65 | 0.16 | 88939 | 0.17 | 310303 | 0.59 |  | 88817 | 0.17 | 4224 | 0.01 | 204896 | 0.39 | 318212 | 87261 | 0.17 | 435847 | 103498 | 0.2 | 419610 | 241860 | 0.46 | 281248 | 44468 | 0.09 | 478641 | 23335 | 0.04 | 499773
31 | Walnut | SCE Metro | {'Olinda': [4.6, 370.0], 'Lewis': [14.1, 2.0], 'Villa Park': [14.9, 81.0], 'Serrano': [15.4, 171.0], 'Chino': [15.5, 295.0]} | 12705 | 4179 | 0.33 | 8526 | 0.67 | 175 | 0.01 |  |  | 7594 | 0.6 | 0.25 | 300 | 0.02 | 973 | 0.08 |  | 8161 | 0.64 | 373 | 0.03 | 4339 | 0.34 | 8366 | 642 | 0.05 | 12063 | 1500 | 0.12 | 11204 | 5914 | 0.47 | 6791 | 3102 | 0.24 | 9603 | 1096 | 0.09 | 11608
32 | Coburn | PGE GBA | {'Soledad': [15.4, 1866.0]} | 476766 | 59930 | 0.13 | 416836 | 0.87 | 223471 | 0.47 |  |  | 249174 | 0.52 | 0.05 | 12583 | 0.03 | 78525 | 0.16 |  | 167861 | 0.35 | 166711 | 0.35 | 204716 | 0.43 | 272050 | 53817 | 0.11 | 422949 | 112631 | 0.24 | 364135 | 267809 | 0.56 | 208957 | 238207 | 0.5 | 238559 | 17045 | 0.04 | 459721
33 | Madison | PGE NGBA | {'Putah Creek': [10.4, 5115.0], 'Woodland': [11.2, 7891.0], 'Davis': [15.3, 2565.0], 'Knights Landing': [15.4, 1649.0], 'Vaca-Dixon & Gc Yard': [19.0, 113.0]} | 516311 | 30573 | 0.06 | 485738 | 0.94 | 80494 | 0.16 |  |  | 396728 | 0.77 | 0.09 | 63132 | 0.12 | 259027 | 0.5 |  | 143858 | 0.28 | 41721 | 0.08 | 297142 | 0.58 | 219169 | 61115 | 0.12 | 455197 | 130571 | 0.25 | 385740 | 358622 | 0.69 | 157689 | 111496 | 0.22 | 404815 | 18571 | 0.04 | 497740
34 | Lone Tree | PGE GBA | {'Contra Costa': [3.9, 3653.0], 'Contra Costa PP': [4.8, 3653.0], 'Brentwood': [4.9, 2032.0], 'GWF 2': [7.3, 3646.0], 'Kirker': [9.5, 2678.0], 'Pittsburg': [9.7, 2595.0], 'Collinsville': [10.2, 2411.0], 'Clayton': [11.3, 964.0], 'Windmaster': [11.9, 116.0], 'Tassajara': [13.0, 285.0], 'Birds Landing': [13.0, 1619.0], 'Meadow Lane': [15.9, 378.0], 'Shiloh III': [16.2, 1239.0], 'Lakewood': [16.3, 378.0], 'Lambie Energy': [20.0, 104.0], 'Lambie': [20.0, 105.0]} | 349126 | 37984 | 0.11 | 311142 | 0.89 | 90104 | 0.26 |  |  | 222054 | 0.64 | 0.1 | 57182 | 0.16 | 129956 | 0.37 |  | 132176 | 0.38 | 885 | 0 | 102364 | 0.29 | 246762 | 115257 | 0.33 | 233869 | 123744 | 0.35 | 225382 | 177028 | 0.51 | 172098 | 23476 | 0.07 | 325650 | 39490 | 0.11 | 309636
35 | Eldorado | SCE EOP | {'Sloan Canyon': [5.3, 23518.0], 'Mead': [13.2, 8017.0]} | 104826 | 33666 | 0.32 | 71160 | 0.68 | 0 | 0 |  |  | 0 | 0 | 0 | 0 | 0 | 0 | 0 |  | 133 | 0 | 0 | 0 | 0 | 0 | 104826 | 0 | 0 | 104826 | 0 | 0 | 104826 | 0 | 0 | 104826 | 0 | 0 | 104826 | 0 | 0 | 104826
36 | Mercy Springs | PGE Fresno | {'Dos Amigos': [1.0, 25699.0], 'Padre Flats SW STA': [9.6, 5843.0], 'Oro Loma': [9.7, 22001.0], 'Los Banos': [13.7, 2212.0], 'Quinto': [18.7, 332.0], 'Hammonds': [19.2, 150.0]} | 548467 | 127913 | 0.23 | 420554 | 0.77 | 149901 | 0.27 |  |  | 375379 | 0.68 | 0.07 | 153312 | 0.28 | 165213 | 0.3 |  | 186816 | 0.34 | 16158 | 0.03 | 267599 | 0.49 | 280869 | 59970 | 0.11 | 488497 | 104303 | 0.19 | 444165 | 283177 | 0.52 | 265290 | 140533 | 0.26 | 407934 | 26438 | 0.05 | 522030
37 | Meridian | PGE NGBA | {'Sutter Power': [13.3, 1906.0], 'Greenleaf 1': [13.3, 1919.0], 'Pease': [13.4, 2642.0], 'Bogue': [15.6, 1103.0], 'Cortina': [16.7, 178.0], 'East Marysville': [18.6, 255.0]} | 637078 | 48607 | 0.08 | 588470 | 0.92 | 66147 | 0.1 |  |  | 511676 | 0.8 | 0.1 | 179986 | 0.28 | 345775 | 0.54 |  | 67401 | 0.11 | 37381 | 0.06 | 233672 | 0.37 | 403406 | 78937 | 0.12 | 558141 | 313240 | 0.49 | 323838 | 432656 | 0.68 | 204422 | 49760 | 0.08 | 587317 | 25610 | 0.04 | 611468
38 | Excelsior | PGE Fresno | {'Schindler': [5.1, 68050.0], 'New Sub - Los Banos - Midway (Proposed)': [5.8, 67836.0], 'Cantua': [6.4, 37862.0], 'Crescent': [9.8, 54714.0], 'Helm': [13.7, 29211.0], 'Tranquility': [16.3, 2804.0], 'Gates': [19.0, 57.0], 'Mc Mullin': [19.0, 2167.0]} | 637094 | 186924 | 0.29 | 450170 | 0.71 | 168540 | 0.26 |  |  | 456122 | 0.72 | 0.07 | 225749 | 0.35 | 265661 | 0.42 |  | 64748 | 0.1 | 4816 | 0.01 | 193309 | 0.3 | 443785 | 34419 | 0.05 | 602674 | 81741 | 0.13 | 555353 | 226267 | 0.36 | 410827 | 61230 | 0.1 | 575864 | 7658 | 0.01 | 629436
39 | Hassayampa | SDGE Arizona | {'Palo Verde': [2.7, 52116.0], 'Delaney': [14.1, 5127.0]} | 269406 | 157227 | 0.58 | 112179 | 0.42 | 0 | 0 |  |  | 0 | 0 | 0 | 0 | 0 | 0 | 0 |  | 0 | 0 | 0 | 0 | 0 | 0 | 269406 | 0 | 0 | 269406 | 0 | 0 | 269406 | 0 | 0 | 269406 | 0 | 0 | 269406 | 0 | 0 | 269406
40 | Center | SCE Metro | {} | 13161 | 2835 | 0.22 | 10326 | 0.78 | 1174 | 0.09 |  |  | 7304 | 0.56 | 0.52 | 0 | 0 | 0 | 0 |  | 4849 | 0.37 | 4 | 0 | 3351 | 0.25 | 9809 | 645 | 0.05 | 12515 | 5427 | 0.41 | 7734 | 8780 | 0.67 | 4381 | 2528 | 0.19 | 10633 | 923 | 0.07 | 12238
41 | Leprino | PGE Fresno | {'Henrietta': [3.9, 53313.0], 'Mustang': [4.8, 48424.0], 'Lemoore': [5.2, 47368.0], 'Guernsey': [9.9, 51008.0], 'GWF Hanford': [10.5, 41511.0], 'Waukena': [15.8, 19845.0], 'Gates': [17.6, 2379.0], 'Corcoran': [17.8, 7727.0]} | 679540 | 301492 | 0.44 | 378048 | 0.56 | 160543 | 0.24 |  |  | 463006 | 0.68 | 0.09 | 326277 | 0.48 | 281245 | 0.41 |  | 5773 | 0.01 | 0 | 0 | 70589 | 0.1 | 608950 | 14118 | 0.02 | 665421 | 46968 | 0.07 | 632572 | 112594 | 0.17 | 566945 | 1057 | 0 | 678482 | 13413 | 0.02 | 666127
42 | Springville | SCE Northern | {'Bliss': [15.4, 10107.0]} | 460688 | 107458 | 0.23 | 353230 | 0.77 | 134639 | 0.29 |  |  | 248528 | 0.54 | 0.12 | 113045 | 0.25 | 108881 | 0.24 |  | 148131 | 0.32 | 11348 | 0.02 | 217710 | 0.47 | 242978 | 32514 | 0.07 | 428174 | 57465 | 0.12 | 403223 | 252992 | 0.55 | 207697 | 171220 | 0.37 | 289469 | 15445 | 0.03 | 445244
43 | Mustang | PGE Fresno | {'Henrietta': [1.1, 54893.0], 'Leprino': [4.8, 48424.0], 'Lemoore': [8.6, 29418.0], 'Gates': [13.1, 4237.0], 'Guernsey': [14.6, 21576.0], 'GWF Hanford': [15.3, 16860.0], 'Schindler': [16.9, 4046.0]} | 665314 | 287443 | 0.43 | 377871 | 0.57 | 166514 | 0.25 |  |  | 447634 | 0.67 | 0.09 | 308013 | 0.46 | 272262 | 0.41 |  | 9538 | 0.01 | 0 | 0 | 86416 | 0.13 | 578897 | 15841 | 0.02 | 649472 | 48108 | 0.07 | 617206 | 124200 | 0.19 | 541114 | 4263 | 0.01 | 661051 | 11408 | 0.02 | 653906
44 | Parkway | PGE NGBA | {'Carquinez': [3.9, 7690.0], 'Bahia': [5.6, 7664.0], 'Tulucay': [8.3, 1498.0], 'Christie': [9.4, 7333.0], 'Martinez': [9.9, 7332.0], 'Alhambra': [10.9, 7328.0], 'San Pablo': [12.7, 3976.0], 'Meadow Lane': [14.8, 4302.0], 'Sobrante': [16.2, 3552.0], 'El Cerrito G': [16.3, 3203.0], 'Peabody': [16.4, 895.0], 'Standard Oil 2': [16.5, 1860.0], 'Standard Oil': [16.5, 1870.0], 'Richmond R': [17.1, 1697.0], 'Lakewood': [18.0, 229.0]} | 196895 | 25042 | 0.13 | 171852 | 0.87 | 21874 | 0.11 |  |  | 130520 | 0.66 | 0.3 | 26077 | 0.13 | 22036 | 0.11 |  | 72093 | 0.37 | 0 | 0 | 96531 | 0.49 | 100363 | 52161 | 0.26 | 144734 | 77861 | 0.4 | 119033 | 152413 | 0.77 | 44482 | 52362 | 0.27 | 144533 | 27597 | 0.14 | 169298
45 | Carpenter Canyon (fka Gamebird) | SCE EOP | {'Thousandaire': [3.4, 19753.0], 'Pahrump': [4.5, 20980.0], 'Crazy Eyes': [9.0, 8025.0], 'Charleston': [12.2, 10367.0], 'Vista 2': [12.5, 7645.0], 'Sandy Valley': [18.3, 126.0]} | 134055 | 49615 | 0.37 | 84440 | 0.63 | 18066 | 0.13 |  |  | 4462 | 0.03 | 0.49 | 0 | 0 | 0 | 0 |  | 5 | 0 | 0 | 0 | 3107 | 0.02 | 130948 | 806 | 0.01 | 133249 | 22849 | 0.17 | 111206 | 24449 | 0.18 | 109606 | 16073 | 0.12 | 117982 | 154 | 0 | 133901
46 | Stagg | PGE GBA | {'Stockton A': [4.5, 5620.0], 'Eight Mile': [4.9, 3763.0], 'Lodi': [7.0, 3295.0], 'Weber': [7.7, 4034.0], 'French Camp': [8.3, 3272.0], 'Lockeford': [13.4, 3230.0], 'Vierra': [14.1, 1356.0], 'Manteca': [14.9, 2332.0], 'Kasson': [17.2, 167.0], 'Bellota': [18.2, 229.0], 'Avena': [19.1, 1097.0], 'Live Oak': [19.7, 23.0], 'Ripon': [19.8, 144.0]} | 536820 | 69382 | 0.13 | 467438 | 0.87 | 72027 | 0.13 |  |  | 334687 | 0.62 | 0.16 | 116132 | 0.22 | 319959 | 0.6 |  | 18056 | 0.03 | 0 | 0 | 59104 | 0.11 | 477716 | 68273 | 0.13 | 468548 | 115397 | 0.21 | 421423 | 161229 | 0.3 | 375591 | 7655 | 0.01 | 529165 | 43526 | 0.08 | 493294
47 | Lakeview | PGE Kern | {'Wheeler Ridge': [7.0, 7970.0], 'Old River': [7.9, 17161.0], 'Midway - Wheeler Ridge (Proposed)': [9.6, 13347.0], 'Tejon': [9.7, 2942.0], 'Copus': [10.0, 12101.0], 'Panama': [14.7, 5811.0], 'Stockdale': [15.6, 4148.0], 'Tevis': [15.8, 4648.0], 'Grimmway-Malaga': [17.2, 2849.0], 'Norco': [17.7, 974.0], 'Elk Hills': [18.0, 1096.0], 'Pastoria': [18.2, 201.0], 'Casaloma': [18.4, 1310.0], 'Unknown - 3327': [19.4, 182.0], 'Lamont': [19.5, 159.0], 'Rosedale': [19.7, 366.0], 'West Park': [19.8, 302.0], 'Kern Power': [19.9, 180.0]} | 436475 | 48791 | 0.11 | 387684 | 0.89 | 74391 | 0.17 |  |  | 337348 | 0.77 | 0.08 | 67524 | 0.15 | 219651 | 0.5 |  | 59541 | 0.14 | 4261 | 0.01 | 113432 | 0.26 | 323042 | 134604 | 0.31 | 301870 | 189797 | 0.43 | 246677 | 229938 | 0.53 | 206537 | 28655 | 0.07 | 407820 | 18077 | 0.04 | 418397
48 | Balch 2 | PGE Fresno | {'Balch': [0.0, 1201.0], 'Balch 1': [0.8, 1195.0], 'Haas': [3.9, 1171.0], 'Pine Flat': [14.2, 14.0]} | 220877 | 12051 | 0.05 | 208826 | 0.95 | 103907 | 0.47 |  |  | 81598 | 0.37 | 0.12 | 1884 | 0.01 | 1724 | 0.01 |  | 156335 | 0.71 | 11126 | 0.05 | 83895 | 0.38 | 136982 | 84962 | 0.38 | 135915 | 76991 | 0.35 | 143886 | 161647 | 0.73 | 59230 | 140238 | 0.63 | 80639 | 10638 | 0.05 | 210239
49 | Racetrack | PGE GBA | {'Race Track': [0.0, 8115.0], 'Curtis': [5.1, 7775.0], 'New Melones': [6.7, 1001.0], 'Peoria': [7.0, 2547.0], 'Chinese Station': [8.1, 3131.0], 'Frogtown': [8.4, 608.0], 'Stanislaus': [11.3, 1891.0], 'Collierville': [11.6, 1891.0], 'Mi-Wuk': [11.8, 5708.0]} | 351540 | 36424 | 0.1 | 315117 | 0.9 | 88990 | 0.25 |  |  | 208387 | 0.59 | 0.15 | 3623 | 0.01 | 814 | 0 |  | 229767 | 0.65 | 83851 | 0.24 | 210042 | 0.6 | 141499 | 81645 | 0.23 | 269895 | 122298 | 0.35 | 229243 | 266784 | 0.76 | 84756 | 196699 | 0.56 | 154842 | 20853 | 0.06 | 330687
50 | Schindler | PGE Fresno | {'Excelsior': [5.1, 68050.0], 'New Sub - Los Banos - Midway (Proposed)': [7.2, 67736.0], 'Crescent': [9.1, 58089.0], 'Cantua': [11.4, 32996.0], 'Helm': [13.3, 29092.0], 'Mc Mullin': [15.7, 7334.0], 'Mustang': [16.9, 4046.0], 'Henrietta': [17.1, 2751.0], 'Gates': [18.2, 687.0], 'Tranquility': [19.7, 20.0]} | 673913 | 208555 | 0.31 | 465357 | 0.69 | 151952 | 0.23 |  |  | 488237 | 0.72 | 0.08 | 249179 | 0.37 | 309443 | 0.46 |  | 43816 | 0.07 | 1518 | 0 | 170184 | 0.25 | 503729 | 29774 | 0.04 | 644138 | 62224 | 0.09 | 611689 | 197300 | 0.29 | 476612 | 35804 | 0.05 | 638108 | 9271 | 0.01 | 664641
51 | Cameron | SDGE Imperial | {'Crestwood': [8.4, 17600.0], 'Suncrest - Ocotillo (Proposed)': [10.2, 13639.0], 'Boulevard': [12.5, 14313.0], 'Carrizo Gorge': [13.9, 13514.0], 'Suncrest': [15.6, 2946.0]} | 204799 | 39592 | 0.19 | 165208 | 0.81 | 57070 | 0.28 |  |  | 108170 | 0.53 | 0.1 | 541 | 0 | 272 | 0 |  | 33942 | 0.17 | 161919 | 0.79 | 22589 | 0.11 | 182210 | 56436 | 0.28 | 148363 | 97575 | 0.48 | 107225 | 122165 | 0.6 | 82634 | 91946 | 0.45 | 112854 | 5846 | 0.03 | 198953
52 | Konocti | PGE NGBA | {'Redbud': [7.8, 7863.0], 'Lake View': [7.9, 375.0], 'Eagle Rock': [8.1, 1255.0], 'Hartley': [14.4, 3099.0], 'Hopland': [18.4, 82.0]} | 284477 | 34710 | 0.12 | 249766 | 0.88 | 30257 | 0.11 |  |  | 208114 | 0.73 | 0.11 | 17749 | 0.06 | 16833 | 0.06 |  | 108035 | 0.38 | 128986 | 0.45 | 159393 | 0.56 | 125083 | 95698 | 0.34 | 188779 | 168509 | 0.59 | 115968 | 232455 | 0.82 | 52021 | 90732 | 0.32 | 193745 | 5001 | 0.02 | 279476
53 | North Gila - IV (Proposed) | SDGE Imperial | {'Drop 4': [2.1, 6170.0], 'Highline': [4.2, 3867.0], 'El Centro': [19.3, 29.0]} | 191455 | 28798 | 0.15 | 162657 | 0.85 | 33657 | 0.18 |  |  | 152326 | 0.8 | 0.08 | 20547 | 0.11 | 126083 | 0.66 |  | 0 | 0 | 0 | 0 | 8778 | 0.05 | 182678 | 29318 | 0.15 | 162137 | 29190 | 0.15 | 162266 | 37967 | 0.2 | 153488 | 20350 | 0.11 | 171105 | 9669 | 0.05 | 181786
54 | Rector | SCE Northern | {'Bliss': [9.8, 19351.0], 'Orosi': [16.7, 6791.0]} | 581117 | 141797 | 0.24 | 439320 | 0.76 | 68149 | 0.12 |  |  | 407460 | 0.7 | 0.12 | 161988 | 0.28 | 267764 | 0.46 |  | 63534 | 0.11 | 0 | 0 | 122553 | 0.21 | 458564 | 70612 | 0.12 | 510505 | 110920 | 0.19 | 470197 | 204917 | 0.35 | 376199 | 84733 | 0.15 | 496383 | 16912 | 0.03 | 564204
55 | Round Mountain | PGE NGBA | {'Cove Road': [4.9, 10077.0], 'New Sub - Pit 1 - Cottonwood (Proposed)': [6.1, 9918.0], 'Carberry': [10.2, 8119.0], 'Fern Road': [11.5, 461.0], 'Burney Forest': [12.5, 6166.0], 'Burney Forest Power': [12.5, 6170.0], 'James B Black': [13.0, 4085.0], 'Pit 4': [13.3, 4851.0], 'Pit 3': [16.4, 1838.0]} | 416905 | 82760 | 0.2 | 334144 | 0.8 | 214638 | 0.51 |  |  | 179647 | 0.43 | 0.06 | 8164 | 0.02 | 1144 | 0 |  | 287251 | 0.69 | 53754 | 0.13 | 234111 | 0.56 | 182794 | 70475 | 0.17 | 346429 | 90119 | 0.22 | 326786 | 269744 | 0.65 | 147161 | 167614 | 0.4 | 249291 | 30245 | 0.07 | 386660
56 | Vestal | SCE Northern | {'Famoso': [17.7, 2000.0]} | 640849 | 134809 | 0.21 | 506040 | 0.79 | 123525 | 0.19 |  |  | 466501 | 0.73 | 0.09 | 120726 | 0.19 | 257544 | 0.4 |  | 235104 | 0.37 | 274 | 0 | 278634 | 0.43 | 362215 | 54754 | 0.09 | 586095 | 114996 | 0.18 | 525853 | 333809 | 0.52 | 307040 | 154880 | 0.24 | 485969 | 14070 | 0.02 | 626780
57 | Silverado | PGE NGBA | {'Rincon': [11.1, 2343.0], 'Monticello': [13.2, 546.0], 'Santa Rosa A': [14.3, 1912.0], 'Monroe': [15.6, 251.0], 'Bellevue': [16.0, 2081.0], 'Fulton': [16.2, 230.0], 'Penngrove': [17.5, 1741.0], 'Lakeville': [18.5, 1261.0], 'Corona': [19.5, 502.0]} | 314912 | 11654 | 0.04 | 303258 | 0.96 | 25756 | 0.08 |  |  | 218979 | 0.7 | 0.13 | 24368 | 0.08 | 35249 | 0.11 |  | 119269 | 0.38 | 30005 | 0.1 | 238693 | 0.76 | 76219 | 104146 | 0.33 | 210767 | 181798 | 0.58 | 133114 | 286758 | 0.91 | 28155 | 141222 | 0.45 | 173690 | 17925 | 0.06 | 296987
58 | Penngrove | PGE NGBA | {'Corona': [3.7, 4692.0], 'Bellevue': [4.7, 6378.0], 'Lakeville': [7.0, 4492.0], 'Santa Rosa A': [8.6, 3929.0], 'Monroe': [10.2, 1496.0], 'Rincon': [12.2, 2961.0], 'Fulton': [13.4, 213.0], 'Silverado': [17.5, 1741.0]} | 303649 | 27993 | 0.09 | 275656 | 0.91 | 26514 | 0.09 |  |  | 181394 | 0.6 | 0.17 | 40361 | 0.13 | 30037 | 0.1 |  | 97819 | 0.32 | 0 | 0 | 180569 | 0.59 | 123079 | 110012 | 0.36 | 193637 | 184600 | 0.61 | 119049 | 258163 | 0.85 | 45486 | 91106 | 0.3 | 212543 | 18903 | 0.06 | 284746
59 | Bridgeville | PGE NGBA | {} | 228979 | 56291 | 0.25 | 172688 | 0.75 | 77376 | 0.34 |  |  | 140438 | 0.61 | 0.06 | 168 | 0 | 0 | 0 |  | 13359 | 0.06 | 945 | 0 | 36490 | 0.16 | 192489 | 48250 | 0.21 | 180729 | 62896 | 0.27 | 166083 | 86147 | 0.38 | 142832 | 110480 | 0.48 | 118499 | 4200 | 0.02 | 224778
60 | Logan Creek | PGE NGBA | {'Delevan': [11.9, 9509.0], 'Glenn': [17.8, 1201.0]} | 658570 | 96686 | 0.15 | 561884 | 0.85 | 226399 | 0.34 |  |  | 390955 | 0.59 | 0.07 | 130081 | 0.2 | 204697 | 0.31 |  | 217220 | 0.33 | 103819 | 0.16 | 241070 | 0.37 | 417500 | 61160 | 0.09 | 597410 | 118000 | 0.18 | 540570 | 322953 | 0.49 | 335617 | 234795 | 0.36 | 423775 | 34353 | 0.05 | 624218
61 | Famoso | PGE Kern | {'Charca': [6.8, 3197.0], 'Lerdo': [7.8, 14681.0], 'Mt Poso': [8.0, 16659.0], 'Shafter': [9.0, 2023.0], 'Rio Bravo': [11.8, 2864.0], '7th Standard': [12.2, 8194.0], 'Semitropic': [13.1, 532.0], 'Poso Mt.': [14.1, 13379.0], 'Renfro': [15.3, 3456.0], 'Kern Oil': [15.3, 8279.0], 'Ganso': [15.5, 489.0], 'Sycamore': [16.0, 8688.0], 'Smyrna': [16.1, 240.0], 'Kern Power': [16.7, 3614.0], 'Rosedale': [17.3, 3433.0], 'Vestal': [17.7, 2000.0], 'Tupman': [17.8, 561.0], 'West Park': [18.5, 1865.0], 'Bakersfield': [18.8, 2035.0], 'Midway': [19.7, 9.0]} | 641345 | 130454 | 0.2 | 510890 | 0.8 | 80421 | 0.13 |  |  | 522377 | 0.81 | 0.1 | 108845 | 0.17 | 306484 | 0.48 |  | 181958 | 0.28 | 0 | 0 | 185304 | 0.29 | 456041 | 46563 | 0.07 | 594782 | 161724 | 0.25 | 479620 | 294457 | 0.46 | 346888 | 66832 | 0.1 | 574512 | 25332 | 0.04 | 616013
62 | New Sub - Los Banos - Midway (Proposed) | PGE Fresno | {'Crescent': [4.5, 75605.0], 'Excelsior': [5.8, 67836.0], 'Schindler': [7.2, 67736.0], 'Cantua': [7.6, 43370.0], 'Helm': [7.9, 48972.0], 'Tranquility': [12.6, 18535.0], 'Mc Mullin': [14.9, 6226.0]} | 656437 | 218426 | 0.33 | 438011 | 0.67 | 155435 | 0.24 |  |  | 480962 | 0.73 | 0.07 | 275139 | 0.42 | 263940 | 0.4 |  | 52449 | 0.08 | 2142 | 0 | 176598 | 0.27 | 479839 | 56562 | 0.09 | 599874 | 87616 | 0.13 | 568820 | 216256 | 0.33 | 440180 | 45655 | 0.07 | 610782 | 11453 | 0.02 | 644984
63 | Lockeford | PGE GBA | {'Rancho Seco - Bellota (Proposed)': [8.9, 14179.0], 'Camanche': [9.9, 14864.0], 'Bellota': [10.7, 10793.0], 'Eight Mile': [12.4, 3595.0], 'Lodi': [12.5, 3792.0], 'Stagg': [13.4, 3230.0], 'Stockton A': [13.7, 3302.0], 'Live Oak': [13.7, 9121.0], 'Weber': [14.4, 2025.0], 'Cosumnes': [15.5, 5463.0], 'Rancho Seco': [15.9, 4681.0], 'French Camp': [17.8, 422.0], 'Avena': [20.0, 1.0]} | 515924 | 72631 | 0.14 | 443293 | 0.86 | 58429 | 0.11 |  |  | 328342 | 0.64 | 0.15 | 130776 | 0.25 | 199926 | 0.39 |  | 64826 | 0.13 | 0 | 0 | 178652 | 0.35 | 337272 | 114904 | 0.22 | 401020 | 201114 | 0.39 | 314810 | 265304 | 0.51 | 250620 | 79016 | 0.15 | 436909 | 66972 | 0.13 | 448952
64 | Etiwanda | SCE Eastern | {'Rancho Vista': [0.4, 3376.0], 'Mira Loma': [6.0, 3376.0], 'Padua': [6.7, 3355.0], 'Wildlife': [9.8, 2091.0], 'Rerc': [9.8, 2102.0], 'Chino': [10.7, 3376.0]} | 68064 | 5691 | 0.08 | 62372 | 0.92 | 9180 | 0.13 |  |  | 36133 | 0.53 | 0.27 | 755 | 0.01 | 1449 | 0.02 |  | 37679 | 0.55 | 20013 | 0.29 | 34873 | 0.51 | 33191 | 35835 | 0.53 | 32228 | 41015 | 0.6 | 27049 | 58472 | 0.86 | 9592 | 24085 | 0.35 | 43978 | 4642 | 0.07 | 63421
65 | Edes | PGE GBA | {'Oakland J': [2.0, 2882.0], 'San Leandro U': [3.2, 1619.0], 'Grant': [5.0, 1566.0], 'Oakland X': [5.1, 2875.0], 'Oakland C': [6.3, 2875.0], 'Oakland L': [6.5, 2867.0], 'Moraga': [7.8, 2055.0], 'Castro Valley': [7.9, 1260.0], 'Mt Eden': [8.9, 1338.0], 'Mt. Eden': [8.9, 1338.0], 'Eastshore': [9.0, 1382.0], 'SAN FRAN A (POTRERO PP)': [10.5, 2248.0], 'Potrero': [10.5, 2254.0], 'Sobrante': [11.6, 775.0], 'Martin': [12.0, 1893.0], 'El Cerrito G': [13.7, 1344.0], 'Burlingame': [13.9, 36.0], 'Millbrae': [14.2, 49.0], 'Dumbarton': [14.6, 46.0], 'Richmond R': [16.2, 954.0], 'Ravenswood': [17.4, 40.0], 'Standard Oil': [18.3, 11.0], 'Standard Oil 2': [18.3, 11.0], 'Cooley Landing': [18.8, 4.0], 'San Pablo': [18.8, 9.0]} | 68108 | 8384 | 0.12 | 59725 | 0.88 | 6767 | 0.1 |  |  | 43316 | 0.64 | 0.44 | 326 | 0 | 171 | 0 |  | 43044 | 0.63 | 209 | 0 | 28337 | 0.42 | 39771 | 31351 | 0.46 | 36758 | 49267 | 0.72 | 18841 | 57453 | 0.84 | 10655 | 19534 | 0.29 | 48575 | 4347 | 0.06 | 63761
66 | GWF 2 | PGE GBA | {'Pittsburg': [2.4, 16286.0], 'Kirker': [2.5, 14614.0], 'Contra Costa': [4.4, 15908.0], 'Collinsville': [4.7, 16082.0], 'Contra Costa PP': [5.3, 17178.0], 'Lone Tree': [7.3, 3646.0], 'Clayton': [7.7, 1225.0], 'Birds Landing': [7.7, 15081.0], 'Shiloh III': [10.7, 14707.0], 'Meadow Lane': [11.0, 640.0], 'Brentwood': [12.0, 2029.0], 'Lakewood': [13.0, 629.0], 'Martinez': [13.8, 210.0], 'Lambie Energy': [14.3, 12950.0], 'Lambie': [14.3, 12952.0], 'Alhambra': [14.6, 55.0], 'Tassajara': [15.3, 285.0], 'Bahia': [15.6, 57.0], 'Christie': [18.8, 46.0], 'Windmaster': [19.1, 116.0]} | 282921 | 41788 | 0.15 | 241132 | 0.85 | 68912 | 0.24 |  |  | 178814 | 0.63 | 0.14 | 59761 | 0.21 | 64783 | 0.23 |  | 126583 | 0.45 | 885 | 0 | 69866 | 0.25 | 213054 | 107655 | 0.38 | 175265 | 118286 | 0.42 | 164635 | 159766 | 0.56 | 123155 | 27471 | 0.1 | 255450 | 45786 | 0.16 | 237135
67 | Goose Lake | PGE Kern | {'Semitropic': [7.9, 9309.0], 'Ganso': [10.1, 9785.0], 'Smyrna': [10.7, 5911.0], 'Kernridge': [14.2, 527.0], 'Charca': [14.2, 6550.0], 'Midway': [15.5, 2602.0], 'Gates-Midway (Proposed)': [15.8, 3292.0], 'Shafter': [15.9, 3455.0], 'Temblor': [16.6, 346.0]} | 597406 | 118848 | 0.2 | 478558 | 0.8 | 103069 | 0.17 |  |  | 467953 | 0.78 | 0.08 | 134543 | 0.23 | 251831 | 0.42 |  | 78980 | 0.13 | 0 | 0 | 220312 | 0.37 | 377095 | 42874 | 0.07 | 554532 | 163780 | 0.27 | 433626 | 336855 | 0.56 | 260551 | 28868 | 0.05 | 568538 | 28664 | 0.05 | 568742
68 | Unknown - 3327 | PGE Kern | {'Lamont': [0.1, 17599.0], 'Grimmway-Malaga': [3.5, 17694.0], 'Magunden': [5.5, 10582.0], 'Columbus': [8.3, 8389.0], 'Casaloma': [8.7, 9343.0], 'Cal Water': [8.9, 8078.0], 'Panama': [8.9, 10097.0], 'Bakersfield': [10.1, 5995.0], 'West Park': [11.3, 4547.0], 'Stockdale': [11.5, 6285.0], 'Sycamore': [12.9, 3156.0], 'Kern Oil': [13.3, 2206.0], 'Rosedale': [13.3, 2509.0], 'Kern Power': [14.3, 1449.0], 'Old River': [14.7, 5235.0], 'Tevis': [15.0, 1656.0], 'Wheeler Ridge': [15.8, 6325.0], 'Lakeview': [19.4, 182.0], 'Tejon': [20.0, 97.0]} | 452598 | 57138 | 0.13 | 395460 | 0.87 | 85263 | 0.19 |  |  | 326571 | 0.72 | 0.11 | 35655 | 0.08 | 187937 | 0.42 |  | 130060 | 0.29 | 17441 | 0.04 | 190689 | 0.42 | 261909 | 95318 | 0.21 | 357280 | 146297 | 0.32 | 306301 | 245492 | 0.54 | 207107 | 100632 | 0.22 | 351966 | 11897 | 0.03 | 440701
69 | Mira Loma | SCE Metro | {'Rancho Vista': [5.8, 3376.0], 'Etiwanda': [6.0, 3376.0], 'Chino': [6.5, 3842.0], 'Wildlife': [7.1, 2324.0], 'Rerc': [7.1, 2336.0], 'Padua': [8.9, 3355.0], 'Serrano': [17.9, 105.0]} | 51781 | 7627 | 0.15 | 44154 | 0.85 | 5208 | 0.1 |  |  | 23154 | 0.45 | 0.29 | 1032 | 0.02 | 1383 | 0.03 |  | 27518 | 0.53 | 15821 | 0.31 | 22389 | 0.43 | 29392 | 20352 | 0.39 | 31429 | 25726 | 0.5 | 26055 | 39020 | 0.75 | 12761 | 17113 | 0.33 | 34668 | 4770 | 0.09 | 47011
70 | Ravenswood | PGE GBA | {'Cooley Landing': [1.5, 158.0], 'Menlo': [5.5, 213.0], 'Dumbarton': [6.2, 136.0], 'Whisman': [7.2, 60.0], 'Newark': [8.3, 6.0], 'Jefferson': [8.4, 440.0], 'Mountain View': [8.5, 49.0], 'Eastshore': [9.3, 284.0], 'Mt Eden': [9.9, 65.0], 'Mt. Eden': [9.9, 65.0], 'Fremont': [10.1, 6.0], 'Nortech': [10.9, 6.0], 'Dixon Landing': [12.0, 6.0], 'Los Esteros': [12.1, 6.0], 'Monta Vista': [12.3, 40.0], 'Grant': [12.5, 264.0], 'Scott': [12.9, 6.0], 'Trimble': [13.8, 6.0], 'Burlingame': [14.0, 334.0], 'Castro Valley': [14.4, 42.0], 'San Leandro U': [15.2, 42.0], 'FMC': [15.5, 2.0], 'Millbrae': [15.9, 312.0], 'Edes': [17.4, 40.0]} | 91892 | 7199 | 0.08 | 84693 | 0.92 | 12745 | 0.14 |  |  | 64660 | 0.7 | 0.28 | 1736 | 0.02 | 511 | 0.01 |  | 36920 | 0.4 | 0 | 0 | 49725 | 0.54 | 42167 | 40737 | 0.44 | 51155 | 59109 | 0.64 | 32784 | 74490 | 0.81 | 17402 | 43543 | 0.47 | 48350 | 8437 | 0.09 | 83455
71 | Rio Hondo | SCE Metro | {} | 7933 | 1552 | 0.2 | 6380 | 0.8 | 280 | 0.04 |  |  | 6184 | 0.78 | 0.14 | 41 | 0.01 | 0 | 0 |  | 6246 | 0.79 | 963 | 0.12 | 4469 | 0.56 | 3464 | 459 | 0.06 | 7474 | 86 | 0.01 | 7846 | 4702 | 0.59 | 3230 | 3453 | 0.44 | 4479 | 1308 | 0.16 | 6625
72 | Redondo | SCE Metro | {'El Nido': [3.4, 63.0], 'La Fresa': [3.5, 102.0], 'Chevmain': [3.9, 57.0], 'El Segundo': [4.6, 55.0], 'Arcogen': [8.5, 37.0], 'Hinson': [9.7, 1.0], 'Harborgen': [10.4, 6.0], 'Windsor': [10.4, 15.0], 'La Cienega': [10.6, 15.0], 'Long Beach': [10.9, 10.0], 'Lighthipe': [12.4, 1.0], 'Alamitos': [17.5, 1.0]} | 6768 | 2761 | 0.41 | 4007 | 0.59 | 1077 | 0.16 |  |  | 3232 | 0.48 | 0.25 | 0 | 0 | 0 | 0 |  | 67 | 0.01 | 1043 | 0.15 | 355 | 0.05 | 6413 | 413 | 0.06 | 6356 | 3325 | 0.49 | 3443 | 3681 | 0.54 | 3087 | 125 | 0.02 | 6644 | 246 | 0.04 | 6522
73 | Otay | SDGE Imperial | {'Bay Boulevard': [2.3, 180.0], 'Imperial Beach': [2.4, 180.0], 'San Ysidro': [2.9, 198.0], 'Telegraph Canyon': [3.8, 211.0], 'Salt Creek': [7.2, 173.0], 'Miguel': [7.2, 185.0], 'Silvergate': [8.5, 174.0], 'Otay Mesa': [8.6, 46.0], 'Vine': [12.2, 170.0], 'Mission': [13.9, 167.0], 'Old Town': [14.2, 167.0], 'Point Loma': [14.4, 167.0], 'Elliot': [15.4, 9.0], 'Elliott': [15.4, 9.0], 'Kearny': [17.0, 9.0], 'Mesa Heights': [17.2, 9.0]} | 33520 | 2633 | 0.08 | 30887 | 0.92 | 4899 | 0.15 |  |  | 12345 | 0.37 | 0.22 | 79 | 0 | 14 | 0 |  | 11088 | 0.33 | 14410 | 0.43 | 7878 | 0.24 | 25643 | 20820 | 0.62 | 12700 | 28593 | 0.85 | 4927 | 29714 | 0.89 | 3806 | 9707 | 0.29 | 23813 | 1525 | 0.05 | 31996
74 | Kirker | PGE GBA | {'Pittsburg': [1.2, 14470.0], 'GWF 2': [2.5, 14614.0], 'Collinsville': [5.6, 13909.0], 'Clayton': [6.3, 1258.0], 'Contra Costa': [6.8, 13781.0], 'Contra Costa PP': [7.8, 14418.0], 'Birds Landing': [8.3, 12908.0], 'Meadow Lane': [8.9, 711.0], 'Lone Tree': [9.5, 2678.0], 'Shiloh III': [10.8, 12903.0], 'Lakewood': [11.3, 701.0], 'Martinez': [11.4, 282.0], 'Alhambra': [12.3, 126.0], 'Bahia': [13.2, 128.0], 'Lambie Energy': [14.1, 11169.0], 'Lambie': [14.1, 11170.0], 'Brentwood': [14.3, 1073.0], 'Christie': [16.4, 118.0]} | 253060 | 44471 | 0.18 | 208589 | 0.82 | 53134 | 0.21 |  |  | 164997 | 0.65 | 0.2 | 53580 | 0.21 | 43117 | 0.17 |  | 126173 | 0.5 | 885 | 0 | 57155 | 0.23 | 195905 | 100653 | 0.4 | 152407 | 114241 | 0.45 | 138819 | 148125 | 0.59 | 104935 | 28006 | 0.11 | 225055 | 41484 | 0.16 | 211576
75 | Saugus | SCE Northern | {'Pardee': [1.3, 12593.0], 'Elizabeth Lake': [5.3, 10608.0], 'Sylmar-Pac Intertie': [9.2, 1140.0]} | 175265 | 28504 | 0.16 | 146761 | 0.84 | 60403 | 0.34 |  |  | 80836 | 0.46 | 0.21 | 1625 | 0.01 | 6426 | 0.04 |  | 78106 | 0.45 | 67041 | 0.38 | 87839 | 0.5 | 87427 | 6696 | 0.04 | 168569 | 17078 | 0.1 | 158188 | 101744 | 0.58 | 73521 | 74512 | 0.43 | 100753 | 18925 | 0.11 | 156340
76 | Chinese Station | PGE GBA | {'Peoria': [2.3, 3257.0], 'New Melones': [5.7, 1403.0], 'Race Track': [8.1, 3131.0], 'Racetrack': [8.1, 3131.0], 'Curtis': [11.0, 2976.0], 'Frogtown': [13.1, 175.0], 'Mi-Wuk': [18.8, 1020.0]} | 381122 | 16761 | 0.04 | 364362 | 0.96 | 104332 | 0.27 |  |  | 232201 | 0.61 | 0.11 | 45441 | 0.12 | 17242 | 0.05 |  | 273438 | 0.72 | 31438 | 0.08 | 278303 | 0.73 | 102819 | 110910 | 0.29 | 270212 | 161008 | 0.42 | 220114 | 331632 | 0.87 | 49490 | 205991 | 0.54 | 175132 | 33267 | 0.09 | 347856
77 | Devers | SCE Eastern | {'Mirage': [14.4, 3624.0]} | 119099 | 21153 | 0.18 | 97946 | 0.82 | 25023 | 0.21 |  |  | 54890 | 0.46 | 0.27 | 200 | 0 | 22 | 0 |  | 28171 | 0.24 | 37966 | 0.32 | 41537 | 0.35 | 77562 | 44072 | 0.37 | 75027 | 59806 | 0.5 | 59293 | 77726 | 0.65 | 41373 | 56368 | 0.47 | 62731 | 3018 | 0.03 | 116082
78 | New Sub - Midway - Wheeler Ridge (Proposed) | PGE Kern | {'Copus': [2.0, 17945.0], 'Elk Hills': [9.5, 5846.0], 'Lakeview': [9.6, 13347.0], 'Old River': [11.2, 11363.0], 'Norco': [11.7, 3271.0], 'Taft': [12.0, 927.0], 'Tevis': [15.8, 2713.0], 'Tupman': [16.2, 312.0], 'Wheeler Ridge': [16.6, 2718.0], 'Stockdale': [17.7, 1974.0], 'Panama': [18.4, 1381.0], 'Tejon': [19.0, 76.0], 'Renfro': [19.4, 31.0]} | 391247 | 45225 | 0.12 | 346022 | 0.88 | 91709 | 0.23 |  |  | 278456 | 0.71 | 0.08 | 62781 | 0.16 | 172099 | 0.44 |  | 35536 | 0.09 | 359 | 0 | 85835 | 0.22 | 305412 | 118073 | 0.3 | 273174 | 212503 | 0.54 | 178744 | 236971 | 0.61 | 154276 | 27345 | 0.07 | 363902 | 20602 | 0.05 | 370645
79 | Del Amo | SCE Metro | {'Lighthipe': [5.0, 1775.0], 'Alamitos': [5.8, 1888.0], 'Barre': [7.1, 2.0], 'Hinson': [7.4, 1888.0], 'Arcogen': [8.6, 1886.0], 'Harborgen': [8.9, 1888.0], 'Long Beach': [9.3, 1888.0], 'La Fresa': [13.6, 458.0], 'Ellis': [14.3, 2.0], 'Huntington Beach': [15.6, 2.0]} | 14572 | 2424 | 0.17 | 12148 | 0.83 | 1268 | 0.09 |  |  | 6639 | 0.46 | 0.49 | 0 | 0 | 0 | 0 |  | 4083 | 0.28 | 0 | 0 | 3109 | 0.21 | 11463 | 1470 | 0.1 | 13102 | 7665 | 0.53 | 6907 | 10774 | 0.74 | 3798 | 2330 | 0.16 | 12242 | 1135 | 0.08 | 13436
80 | Alpaugh | PGE Fresno | {'Olive': [4.6, 46848.0], 'Corcoran': [11.6, 24330.0], 'Waukena': [13.9, 13242.0], 'Smyrna': [17.1, 3478.0]} | 647473 | 208157 | 0.32 | 439316 | 0.68 | 160656 | 0.25 |  |  | 453271 | 0.7 | 0.09 | 245834 | 0.38 | 277643 | 0.43 |  | 41431 | 0.06 | 0 | 0 | 176557 | 0.27 | 470916 | 32986 | 0.05 | 614487 | 101351 | 0.16 | 546122 | 248523 | 0.38 | 398951 | 3367 | 0.01 | 644106 | 32049 | 0.05 | 615424
81 | Palo Verde | SDGE Arizona | {'Hassayampa': [2.7, 52116.0], 'Delaney': [12.1, 7617.0]} | 286907 | 162102 | 0.56 | 124805 | 0.44 | 0 | 0 |  |  | 0 | 0 | 0 | 0 | 0 | 0 | 0 |  | 0 | 0 | 0 | 0 | 0 | 0 | 286907 | 0 | 0 | 286907 | 0 | 0 | 286907 | 0 | 0 | 286907 | 0 | 0 | 286907 | 0 | 0 | 286907
82 | Grimmway-Malaga | PGE Kern | {'Lamont': [3.4, 17599.0], 'Unknown - 3327': [3.5, 17694.0], 'Magunden': [8.6, 10587.0], 'Panama': [9.6, 11879.0], 'Casaloma': [10.6, 9572.0], 'Columbus': [11.4, 8389.0], 'Cal Water': [12.4, 8078.0], 'Bakersfield': [12.6, 6010.0], 'Stockdale': [12.6, 6652.0], 'Wheeler Ridge': [12.8, 9762.0], 'West Park': [13.4, 4651.0], 'Old River': [13.7, 8324.0], 'Rosedale': [15.1, 2599.0], 'Tevis': [15.8, 1869.0], 'Sycamore': [16.0, 3156.0], 'Kern Power': [16.1, 1455.0], 'Kern Oil': [16.2, 2206.0], 'Tejon': [16.7, 2148.0], 'Lakeview': [17.2, 2849.0]} | 451164 | 50112 | 0.11 | 401052 | 0.89 | 76303 | 0.17 |  |  | 333550 | 0.74 | 0.1 | 41032 | 0.09 | 199713 | 0.44 |  | 118198 | 0.26 | 15685 | 0.03 | 182422 | 0.4 | 268742 | 95979 | 0.21 | 355185 | 149154 | 0.33 | 302010 | 247337 | 0.55 | 203827 | 85225 | 0.19 | 365939 | 10206 | 0.02 | 440958
83 | Kernridge | PGE Kern | {'Temblor': [4.8, 24663.0], 'Caliente': [10.9, 8631.0], 'Goose Lake': [14.2, 527.0], 'Sunset': [16.2, 8185.0], 'Midway': [16.3, 32.0], 'Ganso': [16.8, 262.0], 'Carrizo Plains': [17.4, 1923.0], 'Topaz': [18.4, 1117.0], 'Solar': [18.4, 1117.0], 'Sunrise': [18.4, 3020.0]} | 489794 | 74464 | 0.15 | 415330 | 0.85 | 97539 | 0.2 |  |  | 364559 | 0.74 | 0.09 | 60538 | 0.12 | 134338 | 0.27 |  | 80953 | 0.17 | 0 | 0 | 220070 | 0.45 | 269724 | 65513 | 0.13 | 424281 | 179746 | 0.37 | 310048 | 338972 | 0.69 | 150822 | 94429 | 0.19 | 395365 | 19322 | 0.04 | 470472
84 | Crestwood | SDGE Imperial | {'Boulevard': [5.4, 25673.0], 'Carrizo Gorge': [5.5, 25388.0], 'Cameron': [8.4, 17600.0], 'Suncrest - Ocotillo (Proposed)': [8.6, 16049.0], 'East County': [14.5, 3175.0]} | 182586 | 41224 | 0.23 | 141361 | 0.77 | 59387 | 0.33 |  |  | 96481 | 0.53 | 0.08 | 438 | 0 | 248 | 0 |  | 30702 | 0.17 | 132542 | 0.73 | 17890 | 0.1 | 164696 | 47445 | 0.26 | 135141 | 76646 | 0.42 | 105939 | 102304 | 0.56 | 80281 | 80323 | 0.44 | 102262 | 5083 | 0.03 | 177502
85 | Salt Creek | SDGE Imperial | {'Miguel': [0.1, 432.0], 'Telegraph Canyon': [3.4, 173.0], 'Spring Valley': [4.4, 261.0], 'Otay': [7.2, 173.0], 'Bay Boulevard': [8.1, 132.0], 'El Cajon': [8.1, 261.0], 'Otay Mesa': [8.3, 269.0], 'San Ysidro': [8.4, 173.0], 'Imperial Beach': [9.3, 132.0], 'Silvergate': [9.4, 127.0], 'Mission': [11.6, 127.0], 'Vine': [12.1, 127.0], 'Old Town': [13.6, 127.0], 'Loveland': [13.8, 261.0], 'Point Loma': [15.2, 127.0], 'Alpine': [15.2, 261.0]} | 68761 | 5193 | 0.08 | 63568 | 0.92 | 9392 | 0.14 |  |  | 31158 | 0.45 | 0.21 | 308 | 0 | 105 | 0 |  | 16589 | 0.24 | 43873 | 0.64 | 17690 | 0.26 | 51072 | 33038 | 0.48 | 35723 | 52442 | 0.76 | 16319 | 57527 | 0.84 | 11235 | 25531 | 0.37 | 43231 | 2327 | 0.03 | 66435
86 | Eagle Rock (SCE) | SCE Metro | {'Gould': [4.9, 200.0], 'Windsor': [14.7, 3.0], 'La Cienega': [15.2, 3.0]} | 3358 | 1360 | 0.4 | 1998 | 0.6 | 118 | 0.04 |  |  | 2100 | 0.63 | 0.13 | 4 | 0 | 49 | 0.01 |  | 2012 | 0.6 | 601 | 0.18 | 960 | 0.29 | 2398 | 114 | 0.03 | 3244 | 128 | 0.04 | 3230 | 1089 | 0.32 | 2269 | 1185 | 0.35 | 2173 | 437 | 0.13 | 2920
87 | Melones | PGE GBA | {'Peoria': [3.5, 1405.0], 'Chinese Station': [5.7, 1403.0], 'Race Track': [6.7, 1001.0], 'Racetrack': [6.7, 1001.0], 'Frogtown': [7.7, 175.0], 'Curtis': [11.5, 846.0], 'Mi-Wuk': [18.5, 137.0]} | 393268 | 22709 | 0.06 | 370559 | 0.94 | 106824 | 0.27 |  |  | 240697 | 0.61 | 0.11 | 43660 | 0.11 | 10791 | 0.03 |  | 273330 | 0.7 | 33436 | 0.09 | 277644 | 0.71 | 115623 | 90074 | 0.23 | 303194 | 148575 | 0.38 | 244693 | 333292 | 0.85 | 59976 | 226177 | 0.58 | 167091 | 32918 | 0.08 | 360349
88 | Imperial Beach | SDGE Imperial | {'Bay Boulevard': [1.7, 421.0], 'Otay': [2.4, 180.0], 'San Ysidro': [4.3, 158.0], 'Telegraph Canyon': [6.0, 171.0], 'Silvergate': [8.2, 415.0], 'Salt Creek': [9.3, 132.0], 'Miguel': [9.4, 146.0], 'Otay Mesa': [10.8, 6.0], 'Vine': [11.8, 411.0], 'Spring Valley': [12.1, 52.0], 'Point Loma': [13.5, 408.0], 'Old Town': [13.8, 408.0], 'Mission': [14.1, 408.0], 'Murray': [15.0, 0.0], 'Elliot': [16.1, 241.0], 'Elliott': [16.1, 242.0], 'Kearny': [17.4, 245.0], 'Mesa Heights': [17.4, 245.0]} | 22083 | 1483 | 0.07 | 20600 | 0.93 | 4357 | 0.2 |  |  | 8704 | 0.39 | 0.21 | 75 | 0 | 14 | 0 |  | 8507 | 0.39 | 5630 | 0.25 | 3705 | 0.17 | 18377 | 15167 | 0.69 | 6915 | 19271 | 0.87 | 2811 | 20392 | 0.92 | 1690 | 6275 | 0.28 | 15808 | 1236 | 0.06 | 20847
89 | Pala | SDGE Imperial | {'Monserate': [7.3, 8415.0], 'Lilac': [7.3, 20021.0], 'Avocado': [7.4, 5960.0], 'Valley Center': [10.2, 18778.0], 'Melrose': [13.1, 1152.0], 'Pendleton': [13.2, 829.0], 'Pauba': [13.6, 130.0], 'Ocean Ranch': [14.5, 928.0], 'Escondido': [15.9, 3529.0], 'San Luis Rey': [16.2, 889.0], 'San Marcos': [16.5, 550.0], 'Shadowridge': [16.5, 788.0], 'Palomar Airport': [19.1, 15.0], 'Cannon': [19.8, 2.0], 'Encina': [19.9, 2.0]} | 254473 | 54168 | 0.21 | 200305 | 0.79 | 18039 | 0.07 |  |  | 89392 | 0.35 | 0.32 | 33087 | 0.13 | 7875 | 0.03 |  | 103157 | 0.41 | 117355 | 0.46 | 138679 | 0.54 | 115794 | 74140 | 0.29 | 180334 | 110910 | 0.44 | 143563 | 177272 | 0.7 | 77201 | 67437 | 0.27 | 187036 | 18466 | 0.07 | 236008
90 | 7th Standard | PGE Kern | {'Renfro': [4.1, 10805.0], 'Lerdo': [4.4, 22507.0], 'Kern Power': [4.6, 10549.0], 'Rosedale': [5.3, 10226.0], 'Kern Oil': [6.2, 17449.0], 'West Park': [6.8, 8488.0], 'Rio Bravo': [7.2, 8328.0], 'Mt Poso': [7.8, 18647.0], 'Sycamore': [7.9, 16955.0], 'Bakersfield': [8.0, 10335.0], 'Tevis': [8.4, 2019.0], 'Stockdale': [9.2, 730.0], 'Casaloma': [9.6, 793.0], 'Tupman': [9.8, 5322.0], 'Columbus': [11.1, 4978.0], 'Shafter': [11.6, 6073.0], 'Panama': [11.7, 36.0], 'Famoso': [12.2, 8194.0], 'Poso Mt.': [12.8, 15520.0], 'Cal Water': [12.9, 4174.0], 'Norco': [14.6, 543.0], 'Charca': [16.0, 820.0], 'Old River': [16.2, 36.0], 'Midway': [18.1, 1353.0], 'Ganso': [18.3, 1468.0]} | 592896 | 85805 | 0.14 | 507091 | 0.86 | 101194 | 0.17 |  |  | 452292 | 0.76 | 0.1 | 62273 | 0.11 | 290104 | 0.49 |  | 151030 | 0.25 | 0 | 0 | 198725 | 0.34 | 394171 | 107965 | 0.18 | 484931 | 210240 | 0.35 | 382656 | 317225 | 0.54 | 275671 | 60407 | 0.1 | 532489 | 24062 | 0.04 | 568834
91 | Rosedale | PGE Kern | {'Kern Power': [1.1, 14570.0], 'West Park': [2.1, 12952.0], 'Stockdale': [4.2, 6911.0], 'Bakersfield': [4.2, 11619.0], 'Casaloma': [4.6, 6314.0], 'Tevis': [4.9, 6835.0], 'Renfro': [4.9, 9062.0], '7th Standard': [5.3, 10226.0], 'Kern Oil': [5.5, 10298.0], 'Panama': [6.5, 6218.0], 'Sycamore': [7.2, 9711.0], 'Columbus': [7.9, 5229.0], 'Magunden': [8.8, 2510.0], 'Lerdo': [9.5, 10189.0], 'Cal Water': [10.4, 4278.0], 'Tupman': [10.9, 2164.0], 'Rio Bravo': [11.2, 4128.0], 'Mt Poso': [11.7, 9749.0], 'Old River': [11.8, 4028.0], 'Unknown - 3327': [13.3, 2509.0], 'Lamont': [13.4, 2487.0], 'Poso Mt.': [14.3, 7119.0], 'Norco': [14.4, 567.0], 'Grimmway-Malaga': [15.1, 2599.0], 'Shafter': [16.4, 1874.0], 'Famoso': [17.3, 3433.0], 'Lakeview': [19.7, 366.0]} | 583694 | 89717 | 0.15 | 493977 | 0.85 | 102703 | 0.18 |  |  | 444374 | 0.76 | 0.1 | 75330 | 0.13 | 277004 | 0.47 |  | 128975 | 0.22 | 0 | 0 | 180921 | 0.31 | 402773 | 128677 | 0.22 | 455017 | 218726 | 0.37 | 364967 | 305541 | 0.52 | 278153 | 57743 | 0.1 | 525951 | 24736 | 0.04 | 558958
92 | Moorpark | SCE Northern | {'Wakefield': [10.1, 15353.0], 'Santa Clara': [16.1, 3853.0], 'Ormond Beach': [18.3, 129.0]} | 207392 | 36574 | 0.18 | 170818 | 0.82 | 37777 | 0.18 |  |  | 130047 | 0.63 | 0.16 | 16312 | 0.08 | 44472 | 0.21 |  | 50078 | 0.24 | 11879 | 0.06 | 83088 | 0.4 | 124304 | 17102 | 0.08 | 190290 | 41127 | 0.2 | 166265 | 113188 | 0.55 | 94204 | 56835 | 0.27 | 150557 | 18993 | 0.09 | 188398
93 | Norco | PGE Kern | {'Tupman': [5.2, 3933.0], 'Elk Hills': [5.6, 1881.0], 'Tevis': [10.4, 2421.0], 'Renfro': [10.8, 2691.0], 'Rio Bravo': [11.2, 2983.0], 'Midway': [11.5, 2850.0], 'Midway - Wheeler Ridge (Proposed)': [11.7, 3271.0], 'Old River': [12.9, 2391.0], 'Kern Power': [13.5, 735.0], 'Copus': [13.5, 2496.0], 'Stockdale': [13.7, 1897.0], 'Rosedale': [14.4, 567.0], '7th Standard': [14.6, 543.0], 'Shafter': [15.9, 2789.0], 'Panama': [16.1, 1492.0], 'West Park': [16.2, 26.0], 'Ganso': [16.9, 1986.0], 'Lerdo': [17.3, 242.0], 'Casaloma': [17.5, 25.0], 'Lakeview': [17.7, 974.0], 'Bakersfield': [18.5, 18.0]} | 475794 | 59178 | 0.12 | 416616 | 0.88 | 92137 | 0.19 |  |  | 353152 | 0.74 | 0.09 | 85976 | 0.18 | 244323 | 0.51 |  | 19471 | 0.04 | 0 | 0 | 83588 | 0.18 | 392206 | 128666 | 0.27 | 347128 | 247370 | 0.52 | 228424 | 270741 | 0.57 | 205053 | 4830 | 0.01 | 470964 | 23676 | 0.05 | 452118
94 | La Fresa | SCE Metro | {'El Nido': [2.9, 62.0], 'Redondo': [3.5, 102.0], 'Chevmain': [4.6, 57.0], 'El Segundo': [5.8, 54.0], 'Arcogen': [6.3, 502.0], 'Hinson': [7.2, 466.0], 'Harborgen': [8.7, 470.0], 'Windsor': [8.9, 15.0], 'Lighthipe': [9.0, 461.0], 'La Cienega': [9.5, 15.0], 'Long Beach': [9.5, 475.0], 'Del Amo': [13.6, 458.0], 'Alamitos': [15.2, 464.0]} | 6791 | 2781 | 0.41 | 4010 | 0.59 | 1087 | 0.16 |  |  | 3377 | 0.5 | 0.27 | 0 | 0 | 0 | 0 |  | 127 | 0.02 | 627 | 0.09 | 107 | 0.02 | 6684 | 683 | 0.1 | 6108 | 3595 | 0.53 | 3196 | 3702 | 0.55 | 3089 | 120 | 0.02 | 6671 | 229 | 0.03 | 6562
95 | Cottonwood | PGE NGBA | {'Jessup': [5.6, 17049.0], 'Red Bluff': [15.0, 9618.0], 'Oregon Trail': [15.7, 0.0]} | 499003 | 78575 | 0.16 | 420428 | 0.84 | 120591 | 0.24 |  |  | 244962 | 0.49 | 0.19 | 12215 | 0.02 | 17894 | 0.04 |  | 325801 | 0.65 | 145566 | 0.29 | 217657 | 0.44 | 281346 | 52498 | 0.11 | 446505 | 76057 | 0.15 | 422946 | 262945 | 0.53 | 236058 | 267875 | 0.54 | 231128 | 51048 | 0.1 | 447955
96 | Borden | PGE Fresno | {'Madera': [3.9, 16426.0], 'Storey': [5.0, 14083.0], 'Gregg': [6.1, 16411.0], 'Herndon': [6.4, 16353.0], 'Figarden': [9.8, 14088.0], 'Fig Garden': [9.8, 14088.0], 'Biola': [11.5, 8318.0], 'Ashlan': [12.4, 11034.0], 'Woodward': [12.9, 7244.0], 'Bullard': [13.7, 7817.0], 'Kearney (New)': [16.1, 2051.0], 'West Fresno': [16.9, 1942.0], 'California Ave': [18.6, 282.0], 'Newhall': [19.2, 252.0]} | 581381 | 103694 | 0.18 | 477687 | 0.82 | 107338 | 0.18 |  |  | 400067 | 0.69 | 0.14 | 203654 | 0.35 | 173422 | 0.3 |  | 236539 | 0.41 | 0 | 0 | 237688 | 0.41 | 343693 | 190852 | 0.33 | 390529 | 192681 | 0.33 | 388701 | 345313 | 0.59 | 236068 | 120816 | 0.21 | 460566 | 95800 | 0.16 | 485581
97 | Oceano | PGE Kern | {'Callender': [3.8, 22110.0], 'Mesa': [9.7, 17930.0], 'San Luis Obispo': [11.5, 8388.0], 'Fairway': [15.3, 4194.0], 'Diablo Canyon': [16.9, 35.0]} | 284886 | 62195 | 0.22 | 222691 | 0.78 | 87152 | 0.31 |  |  | 177533 | 0.62 | 0.08 | 19780 | 0.07 | 39087 | 0.14 |  | 116515 | 0.41 | 63312 | 0.22 | 48346 | 0.17 | 236540 | 29392 | 0.1 | 255494 | 93317 | 0.33 | 191569 | 114644 | 0.4 | 170242 | 127915 | 0.45 | 156971 | 21325 | 0.07 | 263561
98 | Hollister | PGE GBA | {'Crazy Horse Canyon': [12.1, 3502.0], 'Llagas': [13.0, 8739.0]} | 425079 | 47883 | 0.11 | 377196 | 0.89 | 165151 | 0.39 |  |  | 207649 | 0.49 | 0.09 | 29460 | 0.07 | 58633 | 0.14 |  | 253240 | 0.6 | 55659 | 0.13 | 254759 | 0.6 | 170321 | 53503 | 0.13 | 371577 | 104862 | 0.25 | 320218 | 295129 | 0.69 | 129950 | 227494 | 0.54 | 197586 | 15778 | 0.04 | 409302
99 | Crow Creek | PGE Fresno | {'Fink (Proposed)': [0.4, 9527.0], 'Stanislaus Resource Recovery Facility': [0.9, 10915.0], 'Crows Landing': [2.8, 11093.0], 'Salado': [3.4, 8700.0], 'Miller': [8.5, 4572.0], 'New Sub - Westley - Quinto (Proposed)': [11.2, 1914.0], 'Westley': [14.8, 375.0], 'Quinto': [18.1, 32.0]} | 459502 | 60531 | 0.13 | 398972 | 0.87 | 118881 | 0.26 |  |  | 277419 | 0.6 | 0.11 | 65788 | 0.14 | 190619 | 0.41 |  | 131632 | 0.29 | 54470 | 0.12 | 205603 | 0.45 | 253899 | 55928 | 0.12 | 403575 | 83928 | 0.18 | 375574 | 238999 | 0.52 | 220503 | 149423 | 0.33 | 310079 | 19424 | 0.04 | 440078
100 | Stockdale | PGE Kern | {'Panama': [3.0, 13949.0], 'Tevis': [3.4, 10650.0], 'Casaloma': [4.1, 10695.0], 'Rosedale': [4.2, 6911.0], 'West Park': [4.2, 7070.0], 'Kern Power': [4.7, 5729.0], 'Bakersfield': [6.0, 5556.0], 'Renfro': [7.3, 3188.0], 'Old River': [7.8, 12099.0], 'Magunden': [8.7, 4564.0], 'Kern Oil': [9.0, 2025.0], 'Columbus': [9.1, 3177.0], '7th Standard': [9.2, 730.0], 'Sycamore': [10.3, 1979.0], 'Unknown - 3327': [11.5, 6285.0], 'Lamont': [11.6, 6225.0], 'Tupman': [11.7, 1150.0], 'Cal Water': [11.9, 2823.0], 'Grimmway-Malaga': [12.6, 6652.0], 'Lerdo': [13.6, 693.0], 'Norco': [13.7, 1897.0], 'Rio Bravo': [13.9, 693.0], 'Lakeview': [15.6, 4148.0], 'Mt Poso': [15.9, 693.0], 'Wheeler Ridge': [16.7, 3039.0], 'Midway - Wheeler Ridge (Proposed)': [17.7, 1974.0], 'Shafter': [19.6, 0.0], 'Copus': [19.6, 476.0]} | 579905 | 86489 | 0.15 | 493417 | 0.85 | 85977 | 0.15 |  |  | 457285 | 0.79 | 0.1 | 74499 | 0.13 | 294007 | 0.51 |  | 92550 | 0.16 | 0 | 0 | 157459 | 0.27 | 422447 | 134096 | 0.23 | 445809 | 216069 | 0.37 | 363836 | 292393 | 0.5 | 287513 | 42417 | 0.07 | 537489 | 23757 | 0.04 | 556149
101 | New Sub - Rancho Seco - Bellota (Proposed) | PGE GBA | {'Camanche': [5.8, 9698.0], 'Bellota': [8.2, 10170.0], 'Lockeford': [8.9, 14179.0], 'Valley Springs': [13.8, 35.0], 'Clay': [14.9, 212.0], 'Cosumnes': [15.9, 1052.0], 'Rancho Seco': [16.2, 859.0], 'Live Oak': [19.7, 234.0], 'Weber': [19.8, 4.0]} | 488676 | 58698 | 0.12 | 429978 | 0.88 | 66943 | 0.14 |  |  | 304128 | 0.62 | 0.15 | 116643 | 0.24 | 114827 | 0.23 |  | 150795 | 0.31 | 1074 | 0 | 250904 | 0.51 | 237772 | 96792 | 0.2 | 391884 | 206402 | 0.42 | 282274 | 325043 | 0.67 | 163632 | 149725 | 0.31 | 338951 | 64174 | 0.13 | 424502
102 | Oro Loma | PGE Fresno | {'Mercy Springs': [9.7, 22001.0], 'Dos Amigos': [10.0, 20266.0], 'Hammonds': [11.9, 30068.0], 'Mendota': [15.8, 18273.0], 'Panoche': [16.7, 7309.0], 'Newhall': [18.0, 5486.0], 'Cheney': [18.9, 2127.0], 'Padre Flats SW STA': [19.1, 115.0], 'El Nido': [19.1, 1265.0]} | 633861 | 160969 | 0.25 | 472892 | 0.75 | 135431 | 0.21 |  |  | 474233 | 0.75 | 0.07 | 239944 | 0.38 | 238989 | 0.38 |  | 149109 | 0.24 | 2897 | 0 | 259439 | 0.41 | 374423 | 64296 | 0.1 | 569565 | 113069 | 0.18 | 520793 | 299153 | 0.47 | 334708 | 72822 | 0.11 | 561039 | 31009 | 0.05 | 602852
103 | Peoria | PGE GBA | {'Chinese Station': [2.3, 3257.0], 'New Melones': [3.5, 1405.0], 'Race Track': [7.0, 2547.0], 'Racetrack': [7.0, 2547.0], 'Curtis': [10.8, 2392.0], 'Frogtown': [10.9, 175.0], 'Mi-Wuk': [18.4, 783.0]} | 380957 | 17027 | 0.04 | 363930 | 0.96 | 104580 | 0.27 |  |  | 232654 | 0.61 | 0.11 | 43919 | 0.12 | 14524 | 0.04 |  | 269389 | 0.71 | 33428 | 0.09 | 273510 | 0.72 | 107447 | 100558 | 0.26 | 280398 | 153176 | 0.4 | 227781 | 329175 | 0.86 | 51781 | 211964 | 0.56 | 168993 | 32955 | 0.09 | 348002
104 | Table Mountain | PGE NGBA | {'Thermalito': [2.9, 7222.0], 'Wyandotte': [7.1, 467.0], 'Palermo': [9.7, 361.0], 'Butte': [14.1, 266.0], 'Notre Dame': [14.6, 266.0], 'POE': [14.9, 193.0]} | 448169 | 37550 | 0.08 | 410620 | 0.92 | 53165 | 0.12 |  |  | 302942 | 0.68 | 0.13 | 143858 | 0.32 | 93341 | 0.21 |  | 108794 | 0.24 | 6354 | 0.01 | 238906 | 0.53 | 209264 | 93117 | 0.21 | 355052 | 222518 | 0.5 | 225652 | 358805 | 0.8 | 89364 | 92111 | 0.21 | 356059 | 50397 | 0.11 | 397773
105 | Sycamore Canyon | SDGE Imperial | {'Pomerado': [1.7, 503.0], 'Scripps': [4.7, 315.0], 'Chicarita': [5.3, 503.0], 'Artesian': [9.3, 503.0], 'Penasquitos': [10.9, 101.0], 'North City Metering': [11.3, 101.0], 'Creelman': [12.4, 382.0], 'Escondido': [15.3, 503.0], 'San Marcos': [17.5, 8.0]} | 117822 | 15128 | 0.13 | 102694 | 0.87 | 22764 | 0.19 |  |  | 48656 | 0.41 | 0.21 | 2212 | 0.02 | 802 | 0.01 |  | 20593 | 0.17 | 88388 | 0.75 | 53129 | 0.45 | 64693 | 33956 | 0.29 | 83866 | 48956 | 0.42 | 68866 | 79394 | 0.67 | 38429 | 50946 | 0.43 | 66876 | 5731 | 0.05 | 112091
106 | Ivanpah | SCE EOP | {'Mountain Pass': [5.5, 8.0], 'Primm': [9.5, 1084.0]} | 16953 | 7838 | 0.46 | 9115 | 0.54 | 3892 | 0.23 |  |  | 2404 | 0.14 | 0.03 | 0 | 0 | 0 | 0 |  | 0 | 0 | 0 | 0 | 1188 | 0.07 | 15765 | 1966 | 0.12 | 14988 | 788 | 0.05 | 16165 | 2005 | 0.12 | 14948 | 4810 | 0.28 | 12144 | 63 | 0 | 16890
107 | North Gila | SDGE Arizona | {} | 117284 | 11505 | 0.1 | 105779 | 0.9 | 44156 | 0.38 |  |  | 23689 | 0.2 | 0.04 | 2158 | 0.02 | 10991 | 0.09 |  | 0 | 0 | 0 | 0 | 358 | 0 | 116925 | 34305 | 0.29 | 82979 | 29012 | 0.25 | 88272 | 34360 | 0.29 | 82924 | 42600 | 0.36 | 74684 | 3339 | 0.03 | 113944
108 | Manteca | PGE GBA | {'Manteca': [0.0, 22509.0], 'Vierra': [2.7, 14224.0], 'Ripon': [5.2, 17426.0], 'French Camp': [6.7, 14336.0], 'Kasson': [7.4, 1586.0], 'Weber': [8.3, 17588.0], 'Avena': [9.6, 19591.0], 'Stockton A': [10.8, 9161.0], 'Stagg': [14.9, 2328.0], 'Lammers': [15.1, 16.0], 'Westley': [15.5, 485.0], 'Valley Home': [15.6, 8445.0], 'GWF Tracy': [15.8, 15.0], 'Riverbank': [17.3, 441.0], 'Bellota': [18.8, 866.0], 'New Sub - Westley - Quinto (Proposed)': [19.9, 4.0]} | 520072 | 58669 | 0.11 | 461403 | 0.89 | 67481 | 0.13 |  |  | 338566 | 0.65 | 0.16 | 104195 | 0.2 | 309753 | 0.6 |  | 82078 | 0.16 | 1385 | 0 | 186358 | 0.36 | 333714 | 65638 | 0.13 | 454435 | 88883 | 0.17 | 431189 | 227245 | 0.44 | 292827 | 37406 | 0.07 | 482666 | 24013 | 0.05 | 496059
109 | Dumbarton | PGE GBA | {'Fremont': [5.3, 632.0], 'Newark': [5.5, 632.0], 'Eastshore': [5.7, 132.0], 'Mt Eden': [5.7, 180.0], 'Mt. Eden': [5.7, 180.0], 'Ravenswood': [6.2, 136.0], 'Cooley Landing': [6.9, 100.0], 'Castro Valley': [9.4, 82.0], 'Grant': [9.7, 48.0], 'Dixon Landing': [10.2, 632.0], 'Whisman': [10.6, 19.0], 'Nortech': [10.9, 480.0], 'Los Esteros': [11.3, 595.0], 'Menlo': [11.7, 92.0], 'San Leandro U': [11.8, 48.0], 'Mountain View': [12.2, 9.0], 'Vineyard': [13.6, 627.0], 'Scott': [13.7, 6.0], 'Trimble': [14.1, 6.0], 'Jefferson': [14.2, 88.0], 'Edes': [14.6, 46.0], 'FMC': [16.4, 2.0], 'Oakland J': [16.7, 6.0], 'Burlingame': [16.8, 22.0]} | 96484 | 6903 | 0.07 | 89581 | 0.93 | 23410 | 0.24 |  |  | 59144 | 0.61 | 0.32 | 1537 | 0.02 | 344 | 0 |  | 71239 | 0.74 | 513 | 0.01 | 56333 | 0.58 | 40151 | 39450 | 0.41 | 57034 | 59980 | 0.62 | 36504 | 77205 | 0.8 | 19279 | 49764 | 0.52 | 46720 | 7367 | 0.08 | 89116
110 | Altamont | PGE GBA | {'Altamont Midway (Sandhill)': [0.0, 1693.0], 'Vasco': [3.3, 1451.0], 'Windmaster': [4.1, 1356.0], 'Los Positas': [4.5, 1451.0], 'Las Positas': [4.5, 1451.0], 'Delta Pumps': [4.7, 669.0], 'Delta PP': [4.7, 670.0], 'Midway Green Ridge Services': [5.1, 278.0], 'Cayetano': [5.1, 1451.0], 'Kelso': [5.3, 247.0], 'Tracy': [6.3, 247.0], 'Tesla': [6.6, 247.0], 'North Dublin': [9.8, 1451.0], 'GWF Tracy': [10.5, 247.0], 'Lammers': [11.1, 247.0], 'Vineyard': [11.1, 1451.0], 'Tassajara': [13.0, 1451.0], 'San Ramon': [14.0, 1451.0], 'Kasson': [18.2, 247.0]} | 357798 | 8286 | 0.02 | 349512 | 0.98 | 108311 | 0.3 |  |  | 211332 | 0.59 | 0.14 | 18293 | 0.05 | 114394 | 0.32 |  | 178891 | 0.5 | 26208 | 0.07 | 187019 | 0.52 | 170780 | 131128 | 0.37 | 226670 | 146179 | 0.41 | 211620 | 230987 | 0.65 | 126812 | 109318 | 0.31 | 248480 | 21718 | 0.06 | 336081
111 | Hoodoo Wash | SDGE Arizona | {} | 160942 | 118018 | 0.73 | 42924 | 0.27 | 0 | 0 |  |  | 0 | 0 | 0 | 0 | 0 | 0 | 0 |  | 0 | 0 | 0 | 0 | 0 | 0 | 160942 | 0 | 0 | 160942 | 0 | 0 | 160942 | 0 | 0 | 160942 | 0 | 0 | 160942 | 0 | 0 | 160942
112 | Wyandotte | PGE NGBA | {'Palermo': [2.9, 3273.0], 'Thermalito': [5.1, 1001.0], 'Table Mt.': [7.1, 467.0], 'Honcut': [12.3, 19.0], 'POE': [16.6, 629.0]} | 484048 | 43416 | 0.09 | 440633 | 0.91 | 46784 | 0.1 |  |  | 315744 | 0.65 | 0.15 | 149275 | 0.31 | 67736 | 0.14 |  | 143615 | 0.3 | 26437 | 0.05 | 303228 | 0.63 | 180820 | 84385 | 0.17 | 399663 | 204156 | 0.42 | 279892 | 404841 | 0.84 | 79207 | 101885 | 0.21 | 382163 | 48761 | 0.1 | 435287
113 | Laguna Bell | SCE Metro | {} | 8556 | 2442 | 0.29 | 6115 | 0.71 | 1141 | 0.13 |  |  | 5283 | 0.62 | 0.27 | 0 | 0 | 0 | 0 |  | 2122 | 0.25 | 12 | 0 | 1589 | 0.19 | 6967 | 684 | 0.08 | 7873 | 3596 | 0.42 | 4960 | 5187 | 0.61 | 3370 | 1487 | 0.17 | 7070 | 541 | 0.06 | 8016
114 | El Casco | SCE Eastern | {'San Bernardino': [12.1, 900.0], 'Vista (SCE)': [14.7, 77.0], 'Vista': [14.7, 77.0], 'Cardiff': [14.8, 92.0], 'Valley': [16.4, 1564.0]} | 173476 | 25963 | 0.15 | 147513 | 0.85 | 36607 | 0.21 |  |  | 85038 | 0.49 | 0.25 | 12004 | 0.07 | 3884 | 0.02 |  | 95710 | 0.55 | 63373 | 0.37 | 47541 | 0.27 | 125935 | 60971 | 0.35 | 112505 | 100460 | 0.58 | 73017 | 124634 | 0.72 | 48842 | 70104 | 0.4 | 103373 | 8854 | 0.05 | 164623
115 | Le Grand | PGE Fresno | {'Chowchilla': [4.7, 26384.0], 'Dairyland': [9.4, 25967.0], 'Wilson': [10.5, 8281.0], 'El Nido': [11.8, 18903.0], 'Merced': [13.2, 8223.0], 'Storey': [19.2, 168.0]} | 603815 | 89227 | 0.15 | 514587 | 0.85 | 175534 | 0.29 |  |  | 387142 | 0.64 | 0.08 | 241249 | 0.4 | 136572 | 0.23 |  | 254592 | 0.42 | 0 | 0 | 353818 | 0.59 | 249997 | 185076 | 0.31 | 418739 | 216340 | 0.36 | 387475 | 426715 | 0.71 | 177100 | 154849 | 0.26 | 448965 | 94194 | 0.16 | 509620
116 | Tupman | PGE Kern | {'Norco': [5.2, 3933.0], 'Rio Bravo': [6.1, 12760.0], 'Renfro': [6.4, 8602.0], 'Tevis': [8.3, 2009.0], '7th Standard': [9.8, 5322.0], 'Kern Power': [9.9, 2903.0], 'Midway': [10.7, 8827.0], 'Rosedale': [10.9, 2164.0], 'Shafter': [11.4, 12473.0], 'Stockdale': [11.7, 1150.0], 'Lerdo': [12.1, 5756.0], 'West Park': [13.0, 564.0], 'Old River': [13.9, 1070.0], 'Ganso': [14.3, 8353.0], 'Panama': [14.5, 986.0], 'Casaloma': [14.9, 171.0], 'Bakersfield': [15.1, 225.0], 'Kern Oil': [15.2, 585.0], 'Midway - Wheeler Ridge (Proposed)': [16.2, 312.0], 'Mt Poso': [17.0, 1293.0], 'Sycamore': [17.1, 126.0], 'Famoso': [17.8, 561.0], 'Charca': [17.9, 737.0], 'Semitropic': [19.5, 111.0]} | 530271 | 76582 | 0.14 | 453689 | 0.86 | 98576 | 0.19 |  |  | 397161 | 0.75 | 0.1 | 90069 | 0.17 | 278723 | 0.53 |  | 35600 | 0.07 | 0 | 0 | 119631 | 0.23 | 410640 | 114867 | 0.22 | 415404 | 240978 | 0.45 | 289293 | 293365 | 0.55 | 236906 | 4662 | 0.01 | 525609 | 26159 | 0.05 | 504112
117 | Henrietta | PGE Fresno | {'Mustang': [1.1, 54893.0], 'Leprino': [3.9, 53313.0], 'Lemoore': [7.5, 33980.0], 'Guernsey': [13.8, 25889.0], 'Gates': [14.2, 3815.0], 'GWF Hanford': [14.3, 20958.0], 'Schindler': [17.1, 2751.0], 'Waukena': [19.4, 726.0]} | 670605 | 293247 | 0.44 | 377358 | 0.56 | 160644 | 0.24 |  |  | 457574 | 0.68 | 0.09 | 312425 | 0.47 | 279003 | 0.42 |  | 7407 | 0.01 | 0 | 0 | 77374 | 0.12 | 593231 | 12631 | 0.02 | 657974 | 46249 | 0.07 | 624356 | 116311 | 0.17 | 554294 | 3234 | 0 | 667371 | 12763 | 0.02 | 657842
118 | Castro Valley | PGE GBA | {'Mt Eden': [4.7, 1296.0], 'Mt. Eden': [4.7, 1296.0], 'San Leandro U': [4.9, 1262.0], 'Grant': [5.5, 1262.0], 'Eastshore': [5.5, 1296.0], 'San Ramon': [7.8, 30.0], 'Edes': [7.9, 1260.0], 'Dumbarton': [9.4, 82.0], 'Oakland J': [9.7, 1220.0], 'Tassajara': [11.2, 30.0], 'Vineyard': [11.3, 63.0], 'North Dublin': [11.6, 30.0], 'Fremont': [11.8, 34.0], 'Moraga': [12.2, 630.0], 'Oakland X': [12.2, 1214.0], 'Newark': [13.9, 34.0], 'Oakland L': [14.1, 1206.0], 'Oakland C': [14.1, 1214.0], 'Ravenswood': [14.4, 42.0], 'Cooley Landing': [15.6, 6.0], 'Cayetano': [16.1, 4.0], 'Dixon Landing': [18.0, 33.0], 'SAN FRAN A (POTRERO PP)': [18.2, 587.0], 'Potrero': [18.2, 593.0], 'Martin': [18.9, 297.0]} | 98397 | 7904 | 0.08 | 90493 | 0.92 | 20206 | 0.21 |  |  | 64527 | 0.66 | 0.24 | 2197 | 0.02 | 232 | 0 |  | 81691 | 0.83 | 885 | 0.01 | 54258 | 0.55 | 44139 | 50264 | 0.51 | 48133 | 69920 | 0.71 | 28476 | 82503 | 0.84 | 15894 | 39834 | 0.4 | 58563 | 6910 | 0.07 | 91487
119 | Vineyard | PGE GBA | {'North Dublin': [5.2, 2540.0], 'Cayetano': [6.6, 2447.0], 'San Ramon': [6.8, 1596.0], 'Los Positas': [6.9, 3138.0], 'Las Positas': [6.9, 3141.0], 'Vasco': [8.1, 2476.0], 'Tassajara': [9.5, 1520.0], 'Fremont': [10.7, 2351.0], 'Altamont Midway (Sandhill)': [11.1, 1446.0], 'Altamont': [11.1, 1451.0], 'Castro Valley': [11.3, 63.0], 'Dumbarton': [13.6, 627.0], 'Mt Eden': [13.7, 111.0], 'Mt. Eden': [13.7, 111.0], 'Newark': [13.8, 966.0], 'Eastshore': [14.6, 34.0], 'Windmaster': [14.7, 1109.0], 'Midway Green Ridge Services': [15.0, 31.0], 'Dixon Landing': [15.2, 933.0], 'Delta Pumps': [15.6, 422.0], 'Delta PP': [15.6, 423.0], 'Kelso': [16.3, 0.0], 'Los Esteros': [17.4, 589.0], 'Nortech': [18.3, 474.0]} | 212096 | 7846 | 0.04 | 204250 | 0.96 | 59919 | 0.28 |  |  | 134305 | 0.63 | 0.12 | 7258 | 0.03 | 9201 | 0.04 |  | 171796 | 0.81 | 19521 | 0.09 | 143919 | 0.68 | 68176 | 119451 | 0.56 | 92644 | 139746 | 0.66 | 72350 | 186654 | 0.88 | 25441 | 98284 | 0.46 | 113812 | 13894 | 0.07 | 198201
120 | Trout Canyon | SCE EOP | {'Gamebird': [9.0, 8025.0], 'Sandy Valley': [9.4, 1332.0], 'Thousandaire': [10.9, 6831.0], 'Pahrump': [13.6, 5983.0]} | 116518 | 34764 | 0.3 | 81754 | 0.7 | 18548 | 0.16 |  |  | 5178 | 0.04 | 0.71 | 270 | 0 | 0 | 0 |  | 5 | 0 | 0 | 0 | 3107 | 0.03 | 113411 | 50 | 0 | 116468 | 21302 | 0.18 | 95215 | 22902 | 0.2 | 93615 | 16565 | 0.14 | 99953 | 95 | 0 | 116423
121 | Columbus | PGE Kern | {'Cal Water': [2.7, 13798.0], 'Magunden': [2.8, 8389.0], 'Bakersfield': [3.7, 11752.0], 'Sycamore': [4.7, 9951.0], 'Casaloma': [5.1, 6409.0], 'Kern Oil': [5.4, 9001.0], 'West Park': [5.9, 7754.0], 'Rosedale': [7.9, 5229.0], 'Unknown - 3327': [8.3, 8389.0], 'Lamont': [8.3, 8389.0], 'Panama': [8.5, 4276.0], 'Kern Power': [8.9, 3816.0], 'Stockdale': [9.1, 3177.0], '7th Standard': [11.1, 4978.0], 'Poso Mt.': [11.2, 6790.0], 'Grimmway-Malaga': [11.4, 8389.0], 'Tevis': [11.9, 1136.0], 'Renfro': [12.6, 502.0], 'Mt Poso': [12.9, 6795.0], 'Lerdo': [13.8, 5612.0], 'Old River': [16.0, 532.0], 'Rio Bravo': [18.2, 5.0]} | 512643 | 69407 | 0.14 | 443236 | 0.86 | 96158 | 0.19 |  |  | 384780 | 0.75 | 0.09 | 35055 | 0.07 | 197448 | 0.39 |  | 175972 | 0.34 | 11100 | 0.02 | 241796 | 0.47 | 270847 | 111999 | 0.22 | 400645 | 177132 | 0.35 | 335511 | 298534 | 0.58 | 214109 | 124638 | 0.24 | 388005 | 16889 | 0.03 | 495754
122 | Lewis | SCE Metro | {'Villa Park': [3.7, 127.0], 'Serrano': [6.4, 127.0], 'Johanna': [7.2, 125.0], 'Olinda': [9.6, 2.0], 'Santiago': [12.5, 125.0], 'Walnut': [14.1, 2.0], 'Viejo': [17.7, 1.0], 'Chino': [18.2, 1.0]} | 27503 | 4937 | 0.18 | 22566 | 0.82 | 3654 | 0.13 |  |  | 13192 | 0.48 | 0.48 | 119 | 0 | 450 | 0.02 |  | 9363 | 0.34 | 7621 | 0.28 | 7757 | 0.28 | 19746 | 4865 | 0.18 | 22639 | 12575 | 0.46 | 14928 | 19331 | 0.7 | 8172 | 9513 | 0.35 | 17990 | 2735 | 0.1 | 24768
123 | Standard Oil 2 | PGE GBA | {'Standard Oil': [0.0, 4668.0], 'Richmond R': [2.2, 4496.0], 'San Pablo': [4.0, 4009.0], 'El Cerrito G': [5.5, 4422.0], 'Sobrante': [10.6, 3018.0], 'Christie': [10.8, 2165.0], 'Ignacio': [11.8, 279.0], 'Oakland L': [11.8, 963.0], 'Oakland C': [12.3, 799.0], 'Carquinez': [12.6, 1996.0], 'Oakland X': [13.5, 384.0], 'Potrero': [13.5, 1215.0], 'SAN FRAN A (POTRERO PP)': [13.5, 1227.0], 'Moraga': [14.5, 324.0], 'Alhambra': [14.7, 1903.0], 'Martinez': [15.7, 1874.0], 'Oakland J': [16.3, 209.0], 'Parkway': [16.5, 1860.0], 'Bahia': [16.6, 1874.0], 'Martin': [17.2, 107.0], 'Edes': [18.3, 11.0]} | 95801 | 21454 | 0.22 | 74347 | 0.78 | 15276 | 0.16 |  |  | 49498 | 0.52 | 0.48 | 10062 | 0.11 | 3830 | 0.04 |  | 28896 | 0.3 | 0 | 0 | 33442 | 0.35 | 62358 | 30703 | 0.32 | 65098 | 46777 | 0.49 | 49024 | 67645 | 0.71 | 28156 | 15794 | 0.16 | 80006 | 8173 | 0.09 | 87628
124 | Mc Mullin | PGE Fresno | {'Kearney (New)': [9.7, 26712.0], 'Helm': [10.3, 30566.0], 'Crescent': [10.8, 26212.0], 'West Fresno': [12.8, 13780.0], 'New Sub - Los Banos - Midway (Proposed)': [14.9, 6226.0], 'California Ave': [15.2, 7826.0], 'Biola': [15.5, 7250.0], 'Schindler': [15.7, 7334.0], 'Malaga': [16.0, 5434.0], 'Ashlan': [16.5, 3447.0], 'Fig Garden': [17.4, 1501.0], 'Figarden': [17.4, 1512.0], 'Herndon': [17.9, 930.0], 'Gregg': [18.5, 604.0], 'Excelsior': [19.0, 2167.0], 'McCall': [19.3, 165.0]} | 638798 | 231185 | 0.36 | 407614 | 0.64 | 74693 | 0.12 |  |  | 465548 | 0.73 | 0.11 | 279630 | 0.44 | 314526 | 0.49 |  | 4611 | 0.01 | 0 | 0 | 101657 | 0.16 | 537142 | 39334 | 0.06 | 599465 | 44778 | 0.07 | 594020 | 127323 | 0.2 | 511475 | 694 | 0 | 638104 | 12391 | 0.02 | 626407
125 | Taft | PGE Kern | {'Sunrise': [7.7, 848.0], 'Elk Hills': [8.6, 946.0], 'Sunset': [10.5, 796.0], 'Copus': [11.8, 927.0], 'Midway - Wheeler Ridge (Proposed)': [12.0, 927.0]} | 328658 | 47277 | 0.14 | 281380 | 0.86 | 104332 | 0.32 |  |  | 216846 | 0.66 | 0.06 | 50617 | 0.15 | 103047 | 0.31 |  | 38528 | 0.12 | 0 | 0 | 66957 | 0.2 | 261701 | 120744 | 0.37 | 207914 | 202956 | 0.62 | 125702 | 222386 | 0.68 | 106272 | 43956 | 0.13 | 284702 | 15131 | 0.05 | 313527
126 | Pleasant Grove | PGE NGBA | {'Atlantic': [4.7, 10025.0], 'Lincoln': [5.5, 16145.0], 'Rio Oso': [11.6, 14223.0], 'East Nicolaus': [14.0, 12829.0], 'Bell': [14.4, 3861.0], 'Gold Hill': [14.6, 1434.0], 'Higgins': [19.3, 369.0]} | 335473 | 50636 | 0.15 | 284837 | 0.85 | 14192 | 0.04 |  |  | 214842 | 0.64 | 0.28 | 81316 | 0.24 | 77150 | 0.23 |  | 125693 | 0.37 | 2777 | 0.01 | 180599 | 0.54 | 154874 | 32525 | 0.1 | 302948 | 91936 | 0.27 | 243537 | 241325 | 0.72 | 94148 | 40274 | 0.12 | 295199 | 53027 | 0.16 | 282446
127 | Newark | PGE GBA | {'Fremont': [3.1, 1214.0], 'Dixon Landing': [4.6, 1184.0], 'Dumbarton': [5.5, 632.0], 'Nortech': [5.8, 730.0], 'Los Esteros': [5.9, 844.0], 'Cooley Landing': [7.9, 6.0], 'Whisman': [8.0, 6.0], 'Ravenswood': [8.3, 6.0], 'Scott': [8.8, 255.0], 'Trimble': [8.9, 255.0], 'Mountain View': [9.4, 6.0], 'Mt Eden': [11.1, 111.0], 'Mt. Eden': [11.1, 111.0], 'Eastshore': [11.2, 34.0], 'FMC': [11.3, 251.0], 'San Jose B': [12.0, 249.0], 'Menlo': [12.7, 4.0], 'San Jose A': [12.9, 249.0], 'Vineyard': [13.8, 966.0], 'Castro Valley': [13.9, 34.0], 'Stone': [15.2, 249.0], 'Evergreen': [15.9, 249.0], 'Swift': [16.1, 249.0], 'Los Positas': [19.6, 96.0], 'Las Positas': [19.6, 99.0]} | 107071 | 6721 | 0.06 | 100350 | 0.94 | 31356 | 0.29 |  |  | 63910 | 0.6 | 0.2 | 1602 | 0.01 | 343 | 0 |  | 84435 | 0.79 | 4691 | 0.04 | 68383 | 0.64 | 38688 | 40724 | 0.38 | 66347 | 56070 | 0.52 | 51001 | 86856 | 0.81 | 20215 | 63556 | 0.59 | 43515 | 7485 | 0.07 | 99586
128 | Dairyland | PGE Fresno | {'Chowchilla': [5.8, 45566.0], 'Le Grand': [9.4, 25967.0], 'El Nido': [9.7, 22576.0], 'Newhall': [13.1, 15981.0], 'Storey': [16.3, 3609.0], 'Madera': [17.0, 3653.0], 'Wilson': [17.3, 904.0], 'Merced': [17.8, 1592.0]} | 687004 | 163146 | 0.24 | 523858 | 0.76 | 148108 | 0.22 |  |  | 491358 | 0.72 | 0.09 | 339704 | 0.49 | 209213 | 0.3 |  | 187620 | 0.27 | 0 | 0 | 315610 | 0.46 | 371394 | 169024 | 0.25 | 517980 | 202242 | 0.29 | 484762 | 396936 | 0.58 | 290068 | 64871 | 0.09 | 622133 | 86882 | 0.13 | 600122
129 | Chino | SCE Metro | {'Mira Loma': [6.5, 3842.0], 'Padua': [8.7, 3355.0], 'Rancho Vista': [10.3, 3376.0], 'Etiwanda': [10.7, 3376.0], 'Wildlife': [13.1, 2324.0], 'Rerc': [13.1, 2336.0], 'Serrano': [13.4, 1080.0], 'Olinda': [14.4, 620.0], 'Villa Park': [15.5, 42.0], 'Walnut': [15.5, 295.0], 'Lewis': [18.2, 1.0]} | 29439 | 5490 | 0.19 | 23949 | 0.81 | 3994 | 0.14 |  |  | 14641 | 0.5 | 0.27 | 652 | 0.02 | 1374 | 0.05 |  | 11994 | 0.41 | 10758 | 0.37 | 12552 | 0.43 | 16887 | 6267 | 0.21 | 23172 | 10242 | 0.35 | 19197 | 19579 | 0.67 | 9860 | 12055 | 0.41 | 17384 | 3331 | 0.11 | 26108
130 | El Segundo | SCE Metro | {'Chevmain': [1.2, 60.0], 'El Nido': [3.0, 58.0], 'Redondo': [4.6, 55.0], 'La Fresa': [5.8, 54.0], 'La Cienega': [6.9, 21.0], 'Windsor': [7.1, 21.0], 'Arcogen': [12.0, 36.0]} | 10079 | 3965 | 0.39 | 6114 | 0.61 | 1074 | 0.11 |  |  | 3625 | 0.36 | 0.22 | 1 | 0 | 0 | 0 |  | 743 | 0.07 | 3962 | 0.39 | 1288 | 0.13 | 8790 | 2170 | 0.22 | 7909 | 4784 | 0.47 | 5294 | 5501 | 0.55 | 4577 | 480 | 0.05 | 9599 | 754 | 0.07 | 9325
131 | San Leandro U | PGE GBA | {'Grant': [2.8, 1568.0], 'Edes': [3.2, 1619.0], 'Castro Valley': [4.9, 1262.0], 'Oakland J': [5.1, 1579.0], 'Mt Eden': [6.0, 1340.0], 'Mt. Eden': [6.0, 1340.0], 'Eastshore': [6.2, 1384.0], 'Oakland X': [8.0, 1573.0], 'Oakland C': [9.5, 1573.0], 'Moraga': [9.6, 986.0], 'Oakland L': [9.6, 1565.0], 'Dumbarton': [11.8, 48.0], 'SAN FRAN A (POTRERO PP)': [13.3, 946.0], 'Potrero': [13.3, 952.0], 'Sobrante': [14.0, 94.0], 'Martin': [14.2, 601.0], 'Ravenswood': [15.2, 42.0], 'Cooley Landing': [16.5, 6.0], 'El Cerrito G': [16.6, 91.0]} | 77316 | 8624 | 0.11 | 68692 | 0.89 | 9798 | 0.13 |  |  | 51930 | 0.67 | 0.41 | 582 | 0.01 | 175 | 0 |  | 57908 | 0.75 | 746 | 0.01 | 34243 | 0.44 | 43073 | 32374 | 0.42 | 44942 | 53210 | 0.69 | 24106 | 62043 | 0.8 | 15274 | 24580 | 0.32 | 52736 | 4957 | 0.06 | 72359
132 | Ganso | PGE Kern | {'Midway': [6.8, 15287.0], 'Semitropic': [7.0, 12207.0], 'Shafter': [7.4, 15538.0], 'Goose Lake': [10.1, 9785.0], 'Charca': [10.2, 9661.0], 'Rio Bravo': [11.3, 9817.0], 'Tupman': [14.3, 8353.0], 'Smyrna': [15.1, 5486.0], 'Famoso': [15.5, 489.0], 'Temblor': [16.1, 107.0], 'Lerdo': [16.6, 2388.0], 'Kernridge': [16.8, 262.0], 'Norco': [16.9, 1986.0], 'Renfro': [17.8, 3477.0], '7th Standard': [18.3, 1468.0]} | 568192 | 73720 | 0.13 | 494472 | 0.87 | 98476 | 0.17 |  |  | 441663 | 0.78 | 0.09 | 87538 | 0.15 | 296631 | 0.52 |  | 43660 | 0.08 | 0 | 0 | 175922 | 0.31 | 392269 | 88792 | 0.16 | 479399 | 239753 | 0.42 | 328438 | 338098 | 0.6 | 230093 | 8433 | 0.01 | 559759 | 31924 | 0.06 | 536268
133 | Poso Mountain | PGE Kern | {'Mt Poso': [7.0, 32071.0], 'Sycamore': [7.7, 23125.0], 'Kern Oil': [9.0, 20718.0], 'Cal Water': [10.1, 6572.0], 'Columbus': [11.2, 6790.0], 'Lerdo': [11.6, 22905.0], 'Bakersfield': [12.2, 9980.0], '7th Standard': [12.8, 15520.0], 'West Park': [13.7, 6894.0], 'Famoso': [14.1, 13379.0], 'Rosedale': [14.3, 7119.0], 'Kern Power': [14.7, 6813.0], 'Casaloma': [15.0, 78.0], 'Renfro': [16.6, 3799.0], 'Rio Bravo': [18.8, 1058.0]} | 539307 | 91387 | 0.17 | 447920 | 0.83 | 133052 | 0.25 |  |  | 377503 | 0.7 | 0.08 | 34038 | 0.06 | 159726 | 0.3 |  | 272352 | 0.51 | 17891 | 0.03 | 273087 | 0.51 | 266220 | 68020 | 0.13 | 471287 | 117635 | 0.22 | 421672 | 293737 | 0.54 | 245571 | 194639 | 0.36 | 344669 | 7996 | 0.01 | 531312
134 | Avena | PGE GBA | {'Valley Home': [6.0, 26941.0], 'Ripon': [7.8, 17342.0], 'Riverbank': [9.4, 12732.0], 'Manteca': [9.6, 19590.0], 'Weber': [11.4, 18654.0], 'Bellota': [12.3, 9468.0], 'Vierra': [12.3, 12103.0], 'French Camp': [13.1, 12658.0], 'Cottle': [13.3, 11374.0], 'Stockton A': [14.7, 8399.0], 'Warnerville': [15.3, 11139.0], 'Kasson': [16.9, 200.0], 'Stagg': [19.1, 1097.0], 'Lockeford': [20.0, 1.0], 'Westley': [20.1, 4.0]} | 523252 | 74889 | 0.14 | 448363 | 0.86 | 61860 | 0.12 |  |  | 344041 | 0.66 | 0.16 | 149734 | 0.29 | 230758 | 0.44 |  | 107849 | 0.21 | 0 | 0 | 213434 | 0.41 | 309817 | 65975 | 0.13 | 457277 | 132245 | 0.25 | 391007 | 281313 | 0.54 | 241939 | 80717 | 0.15 | 442535 | 36913 | 0.07 | 486339
135 | Martin | PGE GBA | {'SAN FRAN A (POTRERO PP)': [3.9, 2966.0], 'Potrero': [3.9, 2968.0], 'Millbrae': [6.9, 272.0], 'Burlingame': [8.3, 195.0], 'Oakland C': [9.5, 2159.0], 'Oakland L': [10.6, 2159.0], 'Oakland J': [11.4, 1975.0], 'Edes': [12.0, 1893.0], 'Oakland X': [12.0, 2052.0], 'Grant': [13.8, 548.0], 'San Leandro U': [14.2, 601.0], 'Richmond R': [15.7, 1143.0], 'El Cerrito G': [15.9, 1507.0], 'Eastshore': [16.8, 419.0], 'Moraga': [16.8, 1575.0], 'Standard Oil 2': [17.2, 107.0], 'Standard Oil': [17.2, 111.0], 'Mt Eden': [17.4, 375.0], 'Mt. Eden': [17.4, 375.0], 'Sobrante': [17.8, 722.0], 'Jefferson': [18.4, 32.0], 'Castro Valley': [18.9, 297.0]} | 41310 | 8716 | 0.21 | 32594 | 0.79 | 5835 | 0.14 |  |  | 20419 | 0.49 | 0.5 | 536 | 0.01 | 206 | 0 |  | 8378 | 0.2 | 0 | 0 | 15904 | 0.38 | 25406 | 18684 | 0.45 | 22626 | 27311 | 0.66 | 13999 | 30530 | 0.74 | 10780 | 8363 | 0.2 | 32947 | 3635 | 0.09 | 37675
136 | Harry Allen | <Null> | {} | 605 | 587 | 0.97 | 18 | 0.03 | 0 | 0 |  |  | 0 | 0 | 0 | 0 | 0 | 0 | 0 |  | 0 | 0 | 0 | 0 | 0 | 0 | 605 | 0 | 0 | 605 | 0 | 0 | 605 | 0 | 0 | 605 | 0 | 0 | 605 | 0 | 0 | 605
137 | Rio Oso | PGE NGBA | {'East Nicolaus': [4.4, 22791.0], 'Lincoln': [9.5, 16284.0], 'Pleasant Grove': [11.6, 14223.0], 'Olivehurst': [11.7, 7041.0], 'Bogue': [14.0, 5811.0], 'Greenleaf 1': [14.5, 3261.0], 'Sutter Power': [14.5, 3289.0], 'Atlantic': [16.1, 3303.0], 'East Marysville': [16.7, 5123.0], 'Pease': [19.4, 199.0]} | 456915 | 58315 | 0.13 | 398600 | 0.87 | 24450 | 0.05 |  |  | 342717 | 0.75 | 0.16 | 116028 | 0.25 | 192606 | 0.42 |  | 97700 | 0.21 | 0 | 0 | 185370 | 0.41 | 271545 | 25480 | 0.06 | 431435 | 158525 | 0.35 | 298390 | 304014 | 0.67 | 152901 | 29573 | 0.06 | 427342 | 56635 | 0.12 | 400279
138 | Loveland | SDGE Imperial | {'Alpine': [2.1, 3784.0], 'Suncrest': [6.4, 3540.0], 'Los Coches': [7.6, 1661.0], 'El Cajon': [10.4, 1441.0], 'Santee': [10.9, 1171.0], 'Spring Valley': [12.8, 261.0], 'Salt Creek': [13.8, 261.0], 'Miguel': [13.8, 261.0], 'Creelman': [15.7, 4.0], 'Otay Mesa': [16.9, 257.0]} | 185096 | 18251 | 0.1 | 166845 | 0.9 | 41794 | 0.23 |  |  | 90717 | 0.49 | 0.16 | 1466 | 0.01 | 338 | 0 |  | 24268 | 0.13 | 158255 | 0.85 | 54505 | 0.29 | 130591 | 67193 | 0.36 | 117903 | 110060 | 0.59 | 75036 | 138701 | 0.75 | 46395 | 88682 | 0.48 | 96414 | 8316 | 0.04 | 176780
139 | Huntington Beach | SCE Metro | {'Ellis': [3.4, 48.0], 'Johanna': [8.6, 46.0], 'Alamitos': [10.8, 2.0], 'Barre': [11.3, 2.0], 'Santiago': [12.1, 37.0], 'Del Amo': [15.6, 2.0], 'Long Beach': [16.4, 2.0], 'Harborgen': [17.0, 2.0], 'Hinson': [18.5, 2.0]} | 12221 | 2942 | 0.24 | 9280 | 0.76 | 1149 | 0.09 |  |  | 3467 | 0.28 | 0.5 | 21 | 0 | 37 | 0 |  | 638 | 0.05 | 15 | 0 | 359 | 0.03 | 11862 | 2012 | 0.16 | 10210 | 8674 | 0.71 | 3548 | 9120 | 0.75 | 3101 | 174 | 0.01 | 12047 | 500 | 0.04 | 11721
140 | Rossmoor | PGE GBA | {'Lakewood': [3.3, 4.0], 'Meadow Lane': [7.0, 4.0], 'Sobrante': [7.5, 4.0], 'Alhambra': [9.4, 4.0], 'Martinez': [10.6, 4.0], 'Christie': [11.8, 4.0], 'Bahia': [15.4, 4.0], 'Carquinez': [18.2, 4.0]} | 115819 | 15631 | 0.13 | 100188 | 0.87 | 14059 | 0.12 |  |  | 76363 | 0.66 | 0.33 | 2500 | 0.02 | 130 | 0 |  | 69586 | 0.6 | 885 | 0.01 | 43765 | 0.38 | 72055 | 56857 | 0.49 | 58962 | 74717 | 0.65 | 41102 | 92913 | 0.8 | 22906 | 29372 | 0.25 | 86448 | 16377 | 0.14 | 99442
141 | Salado | PGE GBA | {'Stanislaus Resource Recovery Facility': [2.5, 9616.0], 'Crow Creek': [3.4, 8700.0], 'Fink (Proposed)': [3.7, 7355.0], 'Crows Landing': [4.6, 11317.0], 'New Sub - Westley - Quinto (Proposed)': [8.0, 2179.0], 'Westley': [11.4, 825.0], 'Miller': [11.9, 2972.0]} | 481205 | 56097 | 0.12 | 425107 | 0.88 | 122548 | 0.25 |  |  | 284522 | 0.59 | 0.12 | 62136 | 0.13 | 211022 | 0.44 |  | 138327 | 0.29 | 54250 | 0.11 | 223133 | 0.46 | 258072 | 72751 | 0.15 | 408453 | 99275 | 0.21 | 381929 | 260166 | 0.54 | 221039 | 154609 | 0.32 | 326596 | 16421 | 0.03 | 464784
142 | Lighthipe | SCE Metro | {'Del Amo': [5.0, 1775.0], 'Hinson': [5.0, 1814.0], 'Arcogen': [5.9, 1814.0], 'Harborgen': [7.7, 1814.0], 'Long Beach': [8.5, 1814.0], 'La Fresa': [9.0, 461.0], 'Alamitos': [9.1, 1814.0], 'Redondo': [12.4, 1.0]} | 9575 | 2391 | 0.25 | 7185 | 0.75 | 1084 | 0.11 |  |  | 3781 | 0.39 | 0.56 | 0 | 0 | 0 | 0 |  | 618 | 0.06 | 0 | 0 | 103 | 0.01 | 9472 | 947 | 0.1 | 8629 | 6158 | 0.64 | 3417 | 6262 | 0.65 | 3314 | 397 | 0.04 | 9178 | 313 | 0.03 | 9263
143 | Santee | SDGE Imperial | {'Los Coches': [4.0, 1171.0], 'El Cajon': [4.1, 1171.0], 'Alpine': [10.5, 1171.0], 'Loveland': [10.9, 1171.0], 'Creelman': [13.2, 4.0], 'Suncrest': [16.8, 1167.0]} | 127876 | 14274 | 0.11 | 113602 | 0.89 | 21807 | 0.17 |  |  | 56580 | 0.44 | 0.2 | 1909 | 0.01 | 638 | 0 |  | 26894 | 0.21 | 92074 | 0.72 | 45988 | 0.36 | 81888 | 44487 | 0.35 | 83389 | 68616 | 0.54 | 59260 | 89585 | 0.7 | 38291 | 54398 | 0.43 | 73478 | 4894 | 0.04 | 122983
144 | Cholame | PGE Fresno | {'Cal Flats': [12.8, 5102.0], 'Estrella': [15.1, 14430.0], 'Union (Estrella)': [15.1, 14430.0]} | 587848 | 111661 | 0.19 | 476187 | 0.81 | 207277 | 0.35 |  |  | 344872 | 0.59 | 0.07 | 60682 | 0.1 | 35669 | 0.06 |  | 320173 | 0.54 | 64971 | 0.11 | 237474 | 0.4 | 350374 | 40330 | 0.07 | 547517 | 98972 | 0.17 | 488876 | 301038 | 0.51 | 286810 | 284038 | 0.48 | 303810 | 8745 | 0.01 | 579103
145 | Grand Island | PGE NGBA | {'Shiloh III': [14.5, 8107.0], 'Lodi': [14.8, 19.0], 'Lambie': [14.9, 6817.0], 'Lambie Energy': [14.9, 6817.0], 'Birds Landing': [14.9, 8260.0], 'Live Oak': [15.2, 132.0], 'Collinsville': [16.9, 6334.0], 'Contra Costa PP': [17.7, 2598.0], 'Contra Costa': [19.2, 220.0]} | 496663 | 64051 | 0.13 | 432613 | 0.87 | 70959 | 0.14 |  |  | 365590 | 0.74 | 0.11 | 146250 | 0.29 | 224619 | 0.45 |  | 82484 | 0.17 | 0 | 0 | 57701 | 0.12 | 438963 | 120078 | 0.24 | 376585 | 140608 | 0.28 | 356056 | 178111 | 0.36 | 318552 | 5382 | 0.01 | 491282 | 57979 | 0.12 | 438684
146 | Long Beach | SCE Metro | {'Harborgen': [0.9, 2131.0], 'Arcogen': [3.7, 2125.0], 'Hinson': [3.7, 2127.0], 'Alamitos': [7.2, 2095.0], 'Lighthipe': [8.5, 1814.0], 'Del Amo': [9.3, 1888.0], 'La Fresa': [9.5, 475.0], 'Redondo': [10.9, 10.0], 'Barre': [14.2, 2.0], 'Huntington Beach': [16.4, 2.0], 'Ellis': [17.1, 2.0]} | 9595 | 2211 | 0.23 | 7384 | 0.77 | 1096 | 0.11 |  |  | 2926 | 0.3 | 0.49 | 0 | 0 | 0 | 0 |  | 0 | 0 | 0 | 0 | 10 | 0 | 9585 | 1506 | 0.16 | 8089 | 7317 | 0.76 | 2278 | 7327 | 0.76 | 2268 | 0 | 0 | 9595 | 333 | 0.03 | 9262
147 | Coyote | PGE GBA | {'Metcalf 1': [0.3, 1769.0], 'Santa Teresa': [2.7, 976.0], 'Edenvale': [3.1, 944.0], 'Piercy': [4.0, 746.0], 'Swift': [7.6, 746.0], 'Evergreen': [7.7, 746.0], 'Morgan Hill': [8.2, 1064.0], 'Hicks': [8.5, 108.0], 'Stone': [8.8, 746.0], 'San Jose A': [11.3, 746.0], 'El Patio': [11.4, 95.0], 'San Jose B': [11.9, 746.0], 'FMC': [13.0, 631.0], 'Trimble': [14.9, 499.0], 'Scott': [15.7, 120.0], 'Los Esteros': [17.6, 136.0], 'Llagas': [18.2, 708.0]} | 199588 | 13977 | 0.07 | 185611 | 0.93 | 54134 | 0.27 |  |  | 91359 | 0.46 | 0.15 | 4137 | 0.02 | 5658 | 0.03 |  | 89100 | 0.45 | 52903 | 0.27 | 131846 | 0.66 | 67743 | 50235 | 0.25 | 149353 | 89820 | 0.45 | 109768 | 162705 | 0.82 | 36883 | 119293 | 0.6 | 80296 | 6589 | 0.03 | 193000
148 | New Sub - Los Banos - Midway (Proposed) | PGE Fresno | {'Crescent': [4.5, 75605.0], 'Excelsior': [5.8, 67836.0], 'Schindler': [7.2, 67736.0], 'Cantua': [7.6, 43370.0], 'Helm': [7.9, 48972.0], 'Tranquility': [12.6, 18535.0], 'Mc Mullin': [14.9, 6226.0]} | 656437 | 218426 | 0.33 | 438011 | 0.67 | 155435 | 0.24 |  |  | 480962 | 0.73 | 0.07 | 275139 | 0.42 | 263940 | 0.4 |  | 52449 | 0.08 | 2142 | 0 | 176598 | 0.27 | 479839 | 56562 | 0.09 | 599874 | 87616 | 0.13 | 568820 | 216256 | 0.33 | 440180 | 45655 | 0.07 | 610782 | 11453 | 0.02 | 644984
149 | Vista (SCE) | SCE Eastern | {'Vista (SCE)': [0.0, 434.0], 'Cardiff': [4.8, 358.0], 'San Bernardino': [5.3, 434.0], 'Wildlife': [9.4, 234.0], 'Rerc': [9.4, 234.0], 'El Casco': [14.7, 77.0]} | 115621 | 14420 | 0.12 | 101201 | 0.88 | 20515 | 0.18 |  |  | 52616 | 0.46 | 0.27 | 6577 | 0.06 | 2580 | 0.02 |  | 64438 | 0.56 | 39785 | 0.34 | 53947 | 0.47 | 61674 | 46595 | 0.4 | 69026 | 65213 | 0.56 | 50408 | 91327 | 0.79 | 24294 | 39486 | 0.34 | 76135 | 8070 | 0.07 | 107551
150 | Fairway | PGE Kern | {'Divide': [5.7, 12613.0], 'Mesa': [6.8, 22737.0], 'Sisquoc': [6.9, 19297.0], 'Callender': [12.3, 8777.0], 'Oceano': [15.3, 4194.0], 'Cabrillo': [18.6, 1170.0]} | 350296 | 70624 | 0.2 | 279672 | 0.8 | 155756 | 0.44 |  |  | 175711 | 0.5 | 0.08 | 27032 | 0.08 | 52479 | 0.15 |  | 118659 | 0.34 | 39136 | 0.11 | 81769 | 0.23 | 268528 | 22991 | 0.07 | 327305 | 122259 | 0.35 | 228037 | 159915 | 0.46 | 190381 | 135200 | 0.39 | 215096 | 17310 | 0.05 | 332987
151 | Pisgah | SCE NOL | {} | 104555 | 30578 | 0.29 | 73977 | 0.71 | 40444 | 0.39 |  |  | 35713 | 0.34 | 0.14 | 742 | 0.01 | 594 | 0.01 |  | 0 | 0 | 0 | 0 | 30314 | 0.29 | 74240 | 15015 | 0.14 | 89539 | 16047 | 0.15 | 88508 | 35965 | 0.34 | 68590 | 59554 | 0.57 | 45001 | 1638 | 0.02 | 102916
152 | Sloan Canyon | SCE EOP | {'Eldorado': [5.3, 23518.0], 'Mead': [11.1, 10609.0]} | 103906 | 33330 | 0.32 | 70575 | 0.68 | 0 | 0 |  |  | 0 | 0 | 0 | 0 | 0 | 0 | 0 |  | 211 | 0 | 0 | 0 | 0 | 0 | 103906 | 0 | 0 | 103906 | 0 | 0 | 103906 | 0 | 0 | 103906 | 0 | 0 | 103906 | 0 | 0 | 103906
153 | Templeton | PGE Kern | {'Estrella': [7.3, 40079.0], 'Union (Estrella)': [7.3, 40079.0], 'Morro Bay': [16.0, 356.0]} | 495607 | 122472 | 0.25 | 373135 | 0.75 | 105768 | 0.21 |  |  | 334323 | 0.67 | 0.11 | 56783 | 0.11 | 29118 | 0.06 |  | 296378 | 0.6 | 46512 | 0.09 | 134522 | 0.27 | 361085 | 75944 | 0.15 | 419664 | 142488 | 0.29 | 353120 | 225518 | 0.46 | 270089 | 202495 | 0.41 | 293113 | 17872 | 0.04 | 477735
154 | Palomar Energy | SDGE Imperial | {'Cannon': [2.8, 300.0], 'Encina': [2.9, 241.0], 'Shadowridge': [3.1, 679.0], 'San Marcos': [5.2, 665.0], 'Ocean Ranch': [6.1, 136.0], 'Melrose': [6.1, 507.0], 'San Luis Rey': [6.7, 135.0], 'Escondido': [9.9, 651.0], 'Artesian': [11.3, 555.0], 'North City Metering': [12.0, 377.0], 'Pendleton': [13.2, 49.0], 'Monserate': [14.6, 104.0], 'Penasquitos': [14.7, 3.0], 'Lilac': [14.7, 104.0], 'Chicarita': [15.4, 448.0], 'Valley Center': [17.2, 38.0], 'Avocado': [18.4, 4.0], 'Pala': [19.1, 15.0]} | 79204 | 27674 | 0.35 | 51529 | 0.65 | 202 | 0 |  |  | 18042 | 0.23 | 0.37 | 15062 | 0.19 | 3910 | 0.05 |  | 41830 | 0.53 | 14014 | 0.18 | 34037 | 0.43 | 45167 | 14320 | 0.18 | 64884 | 23817 | 0.3 | 55387 | 42416 | 0.54 | 36788 | 7721 | 0.1 | 71483 | 5634 | 0.07 | 73570
155 | Sisquoc | PGE Kern | {'Fairway': [6.9, 19297.0], 'Divide': [7.5, 12694.0], 'Mesa': [11.4, 14373.0], 'Cabrillo': [17.4, 1600.0], 'Callender': [18.5, 608.0]} | 399596 | 88634 | 0.22 | 310962 | 0.78 | 187183 | 0.47 |  |  | 195454 | 0.49 | 0.07 | 29031 | 0.07 | 55239 | 0.14 |  | 138047 | 0.35 | 48879 | 0.12 | 96823 | 0.24 | 302773 | 21594 | 0.05 | 378002 | 130234 | 0.33 | 269362 | 178458 | 0.45 | 221138 | 153162 | 0.38 | 246434 | 18290 | 0.05 | 381306
156 | Alberhill | SCE Eastern | {'Lee Lake (Proposed)': [2.4, 5263.0], 'Valley': [14.7, 2075.0], 'Wildlife': [16.0, 47.0], 'Rerc': [16.0, 47.0]} | 108529 | 23016 | 0.21 | 85512 | 0.79 | 9645 | 0.09 |  |  | 40232 | 0.37 | 0.27 | 10319 | 0.1 | 1694 | 0.02 |  | 49838 | 0.46 | 45506 | 0.42 | 31922 | 0.29 | 76607 | 45768 | 0.42 | 62761 | 60176 | 0.55 | 48353 | 78555 | 0.72 | 29974 | 29982 | 0.28 | 78546 | 7006 | 0.06 | 101523
157 | Sanger | PGE Fresno | {'Malaga': [6.4, 17905.0], 'McCall': [6.9, 18490.0], 'California Ave': [8.5, 13953.0], 'Clovis': [9.1, 13799.0], 'Wahtoke': [10.8, 8553.0], 'West Fresno': [11.5, 5596.0], 'Bullard': [11.9, 4591.0], 'Ashlan': [13.3, 396.0], 'Reedley': [14.8, 3242.0], 'Kearney (New)': [15.0, 1332.0], 'Woodward': [15.2, 659.0], 'Kingsburg': [15.3, 2771.0]} | 532454 | 114391 | 0.21 | 418063 | 0.79 | 32738 | 0.06 |  |  | 318414 | 0.6 | 0.21 | 121599 | 0.23 | 234200 | 0.44 |  | 119039 | 0.22 | 0 | 0 | 159910 | 0.3 | 372544 | 85011 | 0.16 | 447443 | 99703 | 0.19 | 432751 | 194310 | 0.36 | 338144 | 97832 | 0.18 | 434622 | 31031 | 0.06 | 501423
158 | Lammers | PGE GBA | {'GWF Tracy': [0.7, 2190.0], 'Tesla': [4.7, 1761.0], 'Midway Green Ridge Services': [6.0, 1703.0], 'Kasson': [7.7, 2279.0], 'Tracy': [8.1, 1703.0], 'Kelso': [9.0, 1646.0], 'Delta PP': [9.9, 993.0], 'Delta Pumps': [9.9, 995.0], 'Windmaster': [10.8, 404.0], 'Altamont': [11.1, 247.0], 'Altamont Midway (Sandhill)': [11.1, 255.0], 'Vierra': [12.5, 127.0], 'Manteca': [15.1, 16.0], 'Westley': [17.4, 405.0], 'Ripon': [18.2, 0.0], 'New Sub - Westley - Quinto (Proposed)': [19.2, 1.0]} | 454476 | 10268 | 0.02 | 444208 | 0.98 | 127224 | 0.28 |  |  | 273985 | 0.6 | 0.13 | 29828 | 0.07 | 197114 | 0.43 |  | 152814 | 0.34 | 50468 | 0.11 | 239295 | 0.53 | 215181 | 142336 | 0.31 | 312140 | 155307 | 0.34 | 299169 | 280157 | 0.62 | 174319 | 124040 | 0.27 | 330436 | 22209 | 0.05 | 432267
159 | Chevmain | SCE Metro | {'El Segundo': [1.2, 60.0], 'El Nido': [1.8, 60.0], 'Redondo': [3.9, 57.0], 'La Fresa': [4.6, 57.0], 'Windsor': [7.0, 21.0], 'La Cienega': [7.0, 21.0], 'Arcogen': [10.8, 36.0]} | 8779 | 3312 | 0.38 | 5468 | 0.62 | 1074 | 0.12 |  |  | 3523 | 0.4 | 0.26 | 0 | 0 | 0 | 0 |  | 281 | 0.03 | 3045 | 0.35 | 1177 | 0.13 | 7602 | 1567 | 0.18 | 7212 | 4302 | 0.49 | 4477 | 4990 | 0.57 | 3790 | 373 | 0.04 | 8406 | 593 | 0.07 | 8186
160 | Telegraph Canyon | SDGE Imperial | {'Salt Creek': [3.4, 173.0], 'Miguel': [3.4, 185.0], 'Otay': [3.8, 211.0], 'Bay Boulevard': [5.0, 171.0], 'San Ysidro': [5.3, 201.0], 'Imperial Beach': [6.0, 171.0], 'Otay Mesa': [7.5, 49.0], 'Silvergate': [8.4, 164.0], 'Vine': [11.7, 161.0], 'Mission': [12.3, 158.0], 'Old Town': [13.5, 158.0], 'Point Loma': [14.5, 158.0]} | 49508 | 3833 | 0.08 | 45675 | 0.92 | 6141 | 0.12 |  |  | 19916 | 0.4 | 0.21 | 213 | 0 | 102 | 0 |  | 15193 | 0.31 | 26107 | 0.53 | 11861 | 0.24 | 37647 | 28269 | 0.57 | 21239 | 40522 | 0.82 | 8985 | 43358 | 0.88 | 6150 | 15817 | 0.32 | 33691 | 1922 | 0.04 | 47586
161 | Grant | PGE GBA | {'San Leandro U': [2.8, 1568.0], 'Eastshore': [4.0, 1576.0], 'Mt Eden': [4.2, 1341.0], 'Mt. Eden': [4.2, 1341.0], 'Edes': [5.0, 1566.0], 'Castro Valley': [5.5, 1262.0], 'Oakland J': [7.0, 1526.0], 'Dumbarton': [9.7, 48.0], 'Oakland X': [10.1, 1520.0], 'Oakland C': [11.0, 1520.0], 'Oakland L': [11.4, 1512.0], 'Moraga': [12.3, 932.0], 'Burlingame': [12.4, 222.0], 'Ravenswood': [12.5, 264.0], 'Millbrae': [13.4, 222.0], 'SAN FRAN A (POTRERO PP)': [13.7, 893.0], 'Potrero': [13.7, 899.0], 'Martin': [13.8, 548.0], 'Cooley Landing': [13.9, 6.0], 'Jefferson': [16.4, 222.0], 'Sobrante': [16.5, 67.0], 'Menlo': [16.8, 33.0], 'El Cerrito G': [18.7, 40.0]} | 72143 | 7554 | 0.1 | 64589 | 0.9 | 10443 | 0.14 |  |  | 47118 | 0.65 | 0.38 | 411 | 0.01 | 197 | 0 |  | 47507 | 0.66 | 202 | 0 | 38439 | 0.53 | 33704 | 26866 | 0.37 | 45277 | 47556 | 0.66 | 24587 | 58978 | 0.82 | 13165 | 26329 | 0.36 | 45815 | 5189 | 0.07 | 66954
162 | East Marysville | PGE NGBA | {'Olivehurst': [5.1, 15077.0], 'Pease': [5.4, 8779.0], 'Bogue': [5.8, 15946.0], 'Greenleaf 1': [10.4, 5739.0], 'Sutter Power': [10.4, 5778.0], 'Honcut': [11.1, 3131.0], 'Rio Oso': [16.7, 5123.0], 'East Nicolaus': [17.7, 2015.0], 'Meridian': [18.6, 255.0]} | 534035 | 45149 | 0.08 | 488886 | 0.92 | 28846 | 0.05 |  |  | 395019 | 0.74 | 0.13 | 131524 | 0.25 | 205112 | 0.38 |  | 154841 | 0.29 | 0 | 0 | 307870 | 0.58 | 226165 | 46678 | 0.09 | 487357 | 153327 | 0.29 | 380708 | 398253 | 0.75 | 135783 | 64073 | 0.12 | 469962 | 51045 | 0.1 | 482990
163 | Caribou 2 | PGE NGBA | {'Caribou': [0.0, 17358.0], 'Belden': [7.7, 4100.0], 'Bucks Creek': [9.9, 1399.0], 'Grizzly': [15.4, 13.0], 'Rock Creek': [16.3, 13.0], 'Rock Creek 1': [16.3, 13.0]} | 345443 | 119278 | 0.35 | 226166 | 0.65 | 229881 | 0.67 |  |  | 99709 | 0.29 | 0.09 | 12450 | 0.04 | 0 | 0 |  | 179009 | 0.52 | 77007 | 0.22 | 69259 | 0.2 | 276185 | 129549 | 0.38 | 215894 | 116382 | 0.34 | 229061 | 186707 | 0.54 | 158737 | 100673 | 0.29 | 244771 | 31036 | 0.09 | 314408
164 | Dixon Landing | PGE GBA | {'Los Esteros': [2.2, 1493.0], 'Nortech': [3.3, 1115.0], 'Newark': [4.6, 1184.0], 'Trimble': [5.3, 905.0], 'Scott': [5.9, 904.0], 'Fremont': [6.2, 1181.0], 'FMC': [7.7, 901.0], 'San Jose B': [8.2, 899.0], 'Whisman': [8.8, 6.0], 'San Jose A': [9.1, 899.0], 'Mountain View': [9.6, 6.0], 'Dumbarton': [10.2, 632.0], 'Stone': [11.1, 899.0], 'Cooley Landing': [11.3, 6.0], 'El Patio': [11.6, 112.0], 'Evergreen': [11.6, 899.0], 'Swift': [11.6, 899.0], 'Ravenswood': [12.0, 6.0], 'Piercy': [15.0, 264.0], 'Vineyard': [15.2, 933.0], 'Menlo': [15.4, 4.0], 'Mt Eden': [15.6, 110.0], 'Mt. Eden': [15.6, 110.0], 'Eastshore': [15.8, 33.0], 'Edenvale': [16.3, 264.0], 'Santa Teresa': [16.8, 264.0], 'Castro Valley': [18.0, 33.0], 'Metcalf 1': [19.0, 23.0], 'Los Positas': [19.8, 65.0], 'Las Positas': [19.8, 67.0]} | 119698 | 5593 | 0.05 | 114105 | 0.95 | 46592 | 0.39 |  |  | 61041 | 0.51 | 0.16 | 1255 | 0.01 | 362 | 0 |  | 94426 | 0.79 | 12124 | 0.1 | 79760 | 0.67 | 39938 | 48621 | 0.41 | 71077 | 61027 | 0.51 | 58671 | 99131 | 0.83 | 20567 | 78725 | 0.66 | 40973 | 7415 | 0.06 | 112283
165 | New Sub - Gates - Templeton (Proposed) | PGE Kern | {'New Sub - Gates - Templeton (Proposed)': [0.0, 20113.0], 'Avenal': [6.9, 17775.0], 'Gates': [8.5, 14598.0], 'Cal Flats': [13.3, 402.0]} | 542018 | 90616 | 0.17 | 451402 | 0.83 | 194753 | 0.36 |  |  | 338323 | 0.62 | 0.06 | 79283 | 0.15 | 159847 | 0.29 |  | 155993 | 0.29 | 44760 | 0.08 | 217715 | 0.4 | 324304 | 27323 | 0.05 | 514695 | 116917 | 0.22 | 425101 | 280273 | 0.52 | 261745 | 159632 | 0.29 | 382386 | 4804 | 0.01 | 537215
166 | Westley | PGE Fresno | {'New Sub - Westley - Quinto (Proposed)': [0.1, 3285.0], 'Westley': [4.6, 1783.0], 'Salado': [8.0, 2147.0], 'Stanislaus Resource Recovery Facility': [10.4, 1933.0], 'Crow Creek': [11.2, 1882.0], 'Fink (Proposed)': [11.4, 1864.0], 'Crows Landing': [12.5, 1889.0], 'Kasson': [17.0, 45.0], 'Ripon': [17.3, 37.0], 'Lammers': [19.1, 6.0], 'Miller': [19.4, 168.0], 'GWF Tracy': [19.5, 6.0], 'Vierra': [19.7, 1.0], 'Manteca': [19.8, 4.0]} | 492937 | 35097 | 0.07 | 457841 | 0.93 | 124274 | 0.25 |  |  | 294323 | 0.6 | 0.13 | 42771 | 0.09 | 217709 | 0.44 |  | 132777 | 0.27 | 83589 | 0.17 | 271929 | 0.55 | 221008 | 98230 | 0.2 | 394707 | 125193 | 0.25 | 367744 | 302049 | 0.61 | 190888 | 175018 | 0.36 | 317919 | 14790 | 0.03 | 478147
167 | Antelope | SCE Northern | {'Rosamond': [12.8, 23229.0], 'Neenach': [12.9, 11315.0], 'Whirlwind': [14.2, 14655.0], 'Vincent': [17.4, 2596.0]} | 382983 | 156933 | 0.41 | 226051 | 0.59 | 35010 | 0.09 |  |  | 92678 | 0.24 | 0.44 | 6927 | 0.02 | 14597 | 0.04 |  | 59019 | 0.15 | 51431 | 0.13 | 46923 | 0.12 | 336061 | 110335 | 0.29 | 272648 | 73063 | 0.19 | 309921 | 165764 | 0.43 | 217220 | 81743 | 0.21 | 301240 | 12778 | 0.03 | 370205
168 | Atwater | PGE Fresno | {'Cressey': [4.9, 16784.0], 'Merced': [9.2, 833.0], 'Wilson': [12.2, 564.0], 'El Nido': [18.4, 341.0]} | 518665 | 106463 | 0.21 | 412201 | 0.79 | 97573 | 0.19 |  |  | 344604 | 0.66 | 0.1 | 204180 | 0.39 | 200665 | 0.39 |  | 91010 | 0.18 | 0 | 0 | 196227 | 0.38 | 322437 | 160404 | 0.31 | 358261 | 192655 | 0.37 | 326010 | 274266 | 0.53 | 244399 | 52054 | 0.1 | 466611 | 59471 | 0.11 | 459194
169 | Pine Flat | PGE Fresno | {'Balch': [14.1, 14.0], 'Balch 2': [14.2, 14.0], 'Balch 1': [14.6, 14.0]} | 429629 | 44141 | 0.1 | 385488 | 0.9 | 95802 | 0.22 |  |  | 211789 | 0.49 | 0.19 | 47711 | 0.11 | 62623 | 0.15 |  | 234806 | 0.55 | 9601 | 0.02 | 207902 | 0.48 | 221727 | 125484 | 0.29 | 304145 | 146434 | 0.34 | 283195 | 302479 | 0.7 | 127150 | 190586 | 0.44 | 239043 | 27721 | 0.06 | 401908
170 | Murray | SDGE Imperial | {'Spring Valley': [3.8, 2.0], 'Elliot': [4.1, 3.0], 'Elliott': [4.2, 3.0], 'Mission': [6.6, 3.0], 'Kearny': [6.9, 3.0], 'Mesa Heights': [8.2, 3.0], 'Silvergate': [9.6, 3.0], 'Vine': [9.7, 3.0], 'Old Town': [9.9, 3.0], 'Point Loma': [12.6, 3.0], 'Bay Boulevard': [13.3, 3.0], 'Imperial Beach': [15.0, 0.0]} | 89502 | 7732 | 0.09 | 81770 | 0.91 | 13593 | 0.15 |  |  | 33920 | 0.38 | 0.21 | 1525 | 0.02 | 329 | 0 |  | 23970 | 0.27 | 55792 | 0.62 | 33478 | 0.37 | 56024 | 39605 | 0.44 | 49897 | 62378 | 0.7 | 27124 | 73977 | 0.83 | 15525 | 30367 | 0.34 | 59135 | 3223 | 0.04 | 86279
171 | Lathrop | SCE EOP | {'Jackass (DOE)': [9.0, 8298.0], 'Valley Switch': [9.4, 40509.0], 'Valley (VEA)': [11.3, 43177.0]} | 359946 | 141307 | 0.39 | 218639 | 0.61 | 2858 | 0.01 |  |  | 0 | 0 | 0.01 | 0 | 0 | 0 | 0 |  | 0 | 0 | 0 | 0 | 0 | 0 | 359946 | 0 | 0 | 359946 | 0 | 0 | 359946 | 0 | 0 | 359946 | 2866 | 0.01 | 357080 | 45 | 0 | 359902
172 | Semitropic | PGE Kern | {'Charca': [6.3, 14043.0], 'Ganso': [7.0, 12207.0], 'Goose Lake': [7.9, 9309.0], 'Smyrna': [8.2, 12342.0], 'Shafter': [9.0, 7050.0], 'Famoso': [13.1, 532.0], 'Midway': [13.7, 3372.0], 'Rio Bravo': [14.8, 1597.0], 'Lerdo': [17.4, 239.0], 'Tupman': [19.5, 111.0]} | 590060 | 96450 | 0.16 | 493610 | 0.84 | 69786 | 0.12 |  |  | 483226 | 0.82 | 0.09 | 125571 | 0.21 | 346913 | 0.59 |  | 78723 | 0.13 | 0 | 0 | 163453 | 0.28 | 426607 | 52155 | 0.09 | 537905 | 188541 | 0.32 | 401519 | 299297 | 0.51 | 290763 | 4210 | 0.01 | 585850 | 26870 | 0.05 | 563190
173 | Hopland | PGE NGBA | {'Hartley': [10.8, 5996.0], 'Ukiah': [13.2, 2967.0], 'Calpella': [16.7, 1595.0], 'Eagle Rock': [17.6, 24.0], 'Konocti': [18.4, 82.0]} | 302312 | 41067 | 0.14 | 261244 | 0.86 | 19277 | 0.06 |  |  | 242492 | 0.8 | 0.09 | 13527 | 0.04 | 16903 | 0.06 |  | 141782 | 0.47 | 94837 | 0.31 | 142631 | 0.47 | 159680 | 97119 | 0.32 | 205192 | 141351 | 0.47 | 160961 | 221542 | 0.73 | 80769 | 130968 | 0.43 | 171343 | 4905 | 0.02 | 297407
174 | Point Loma | SDGE Imperial | {'Old Town': [2.9, 1060.0], 'Vine': [3.2, 1060.0], 'Silvergate': [6.1, 1017.0], 'Mission': [6.3, 1059.0], 'Mesa Heights': [7.5, 833.0], 'Kearny': [8.6, 832.0], 'Elliott': [9.8, 760.0], 'Elliot': [9.9, 758.0], 'Bay Boulevard': [12.2, 695.0], 'Penasquitos': [12.3, 56.0], 'Murray': [12.6, 3.0], 'Spring Valley': [13.4, 69.0], 'Imperial Beach': [13.5, 408.0], 'Otay': [14.4, 167.0], 'Telegraph Canyon': [14.5, 158.0], 'North City Metering': [15.1, 42.0], 'Miguel': [15.1, 140.0], 'Salt Creek': [15.2, 127.0], 'San Ysidro': [17.3, 145.0]} | 12565 | 1150 | 0.09 | 11415 | 0.91 | 3006 | 0.24 |  |  | 4443 | 0.35 | 0.21 | 12 | 0 | 11 | 0 |  | 4158 | 0.33 | 495 | 0.04 | 1855 | 0.15 | 10710 | 7611 | 0.61 | 4953 | 9506 | 0.76 | 3059 | 11306 | 0.9 | 1259 | 1914 | 0.15 | 10651 | 672 | 0.05 | 11893
175 | Whirlwind | SCE Northern | {'Neenach': [6.9, 39706.0], 'Rosamond': [11.2, 22046.0], 'Antelope': [14.2, 14655.0], 'Windhub': [15.0, 2622.0], 'Highwind': [17.0, 352.0]} | 389443 | 131376 | 0.34 | 258067 | 0.66 | 48478 | 0.12 |  |  | 124371 | 0.32 | 0.38 | 6279 | 0.02 | 6437 | 0.02 |  | 86611 | 0.22 | 46637 | 0.12 | 98002 | 0.25 | 291441 | 137650 | 0.35 | 251793 | 129180 | 0.33 | 260263 | 227095 | 0.58 | 162348 | 97082 | 0.25 | 292361 | 9840 | 0.03 | 379603
176 | Gould | SCE Metro | {'Eagle Rock': [4.9, 200.0], 'Windsor': [18.5, 3.0], 'La Cienega': [18.8, 3.0]} | 24700 | 11960 | 0.48 | 12740 | 0.52 | 119 | 0 |  |  | 6796 | 0.28 | 0.31 | 21 | 0 | 57 | 0 |  | 13197 | 0.53 | 336 | 0.01 | 7340 | 0.3 | 17360 | 22 | 0 | 24678 | 36 | 0 | 24664 | 7377 | 0.3 | 17322 | 6880 | 0.28 | 17820 | 1238 | 0.05 | 23462
177 | Burney Forest | PGE NGBA | {'Burney Forest Power': [0.0, 45596.0], 'Carberry': [2.4, 41458.0], 'New Sub - Pit 1 - Cottonwood (Proposed)': [6.7, 26316.0], 'Pit 3': [8.5, 18857.0], 'Pit 4': [10.3, 11729.0], 'Cove Road': [11.1, 10395.0], 'Round Mt.': [12.5, 6166.0], 'Pit 1': [13.7, 10578.0], 'James B Black': [15.7, 554.0]} | 450086 | 126007 | 0.28 | 324079 | 0.72 | 263819 | 0.59 |  |  | 173018 | 0.38 | 0.05 | 19540 | 0.04 | 292 | 0 |  | 212305 | 0.47 | 38000 | 0.08 | 171384 | 0.38 | 278702 | 79217 | 0.18 | 370869 | 83883 | 0.19 | 366203 | 226016 | 0.5 | 224070 | 159846 | 0.36 | 290240 | 28359 | 0.06 | 421727
178 | GWF Hanford | PGE Fresno | {'Guernsey': [3.1, 78569.0], 'Lemoore': [8.8, 37040.0], 'Waukena': [9.9, 44055.0], 'Leprino': [10.5, 41511.0], 'Corcoran': [12.2, 27747.0], 'Henrietta': [14.3, 20958.0], 'Mustang': [15.3, 16860.0], 'Kingsburg': [15.6, 7568.0]} | 636070 | 275534 | 0.43 | 360536 | 0.57 | 111917 | 0.18 |  |  | 447797 | 0.7 | 0.11 | 303183 | 0.48 | 267142 | 0.42 |  | 3204 | 0.01 | 0 | 0 | 57000 | 0.09 | 579070 | 30880 | 0.05 | 605190 | 56032 | 0.09 | 580038 | 106744 | 0.17 | 529326 | 1220 | 0 | 634850 | 19344 | 0.03 | 616726
179 | San Ramon | PGE GBA | {'Tassajara': [4.1, 1520.0], 'North Dublin': [4.2, 1596.0], 'Vineyard': [6.8, 1596.0], 'Castro Valley': [7.8, 30.0], 'Cayetano': [8.9, 1569.0], 'Los Positas': [11.4, 1566.0], 'Las Positas': [11.4, 1566.0], 'Vasco': [12.2, 1557.0], 'Altamont Midway (Sandhill)': [14.0, 1446.0], 'Altamont': [14.0, 1451.0], 'Fremont': [14.2, 75.0], 'Windmaster': [16.4, 1109.0], 'Delta Pumps': [17.5, 422.0], 'Delta PP': [17.5, 423.0], 'Kelso': [18.4, 0.0], 'Midway Green Ridge Services': [19.0, 31.0]} | 158390 | 7972 | 0.05 | 150418 | 0.95 | 29431 | 0.19 |  |  | 112162 | 0.71 | 0.16 | 5037 | 0.03 | 5911 | 0.04 |  | 138619 | 0.88 | 2046 | 0.01 | 98713 | 0.62 | 59677 | 87934 | 0.56 | 70456 | 112426 | 0.71 | 45964 | 138676 | 0.88 | 19714 | 57276 | 0.36 | 101114 | 11415 | 0.07 | 146974
180 | Stanislaus | PGE Fresno | {'Crow Creek': [0.9, 10915.0], 'Fink (Proposed)': [1.1, 9477.0], 'Salado': [2.5, 9616.0], 'Crows Landing': [3.0, 11782.0], 'Miller': [9.3, 4538.0], 'New Sub - Westley - Quinto (Proposed)': [10.3, 1965.0], 'Westley': [13.9, 426.0], 'Quinto': [18.9, 24.0]} | 466841 | 58866 | 0.13 | 407975 | 0.87 | 120986 | 0.26 |  |  | 278971 | 0.6 | 0.11 | 64430 | 0.14 | 196695 | 0.42 |  | 134622 | 0.29 | 55442 | 0.12 | 212110 | 0.45 | 254732 | 61037 | 0.13 | 405804 | 88733 | 0.19 | 378108 | 246246 | 0.53 | 220596 | 152201 | 0.33 | 314640 | 18882 | 0.04 | 447960
181 | Magunden | SCE Northern | {'Columbus': [2.8, 8389.0], 'Cal Water': [4.4, 8078.0], 'Casaloma': [4.8, 7846.0], 'Bakersfield': [5.0, 6036.0], 'Unknown - 3327': [5.5, 10582.0], 'Lamont': [5.6, 10581.0], 'West Park': [6.7, 4414.0], 'Panama': [7.2, 6127.0], 'Sycamore': [7.4, 3156.0], 'Kern Oil': [7.8, 2206.0], 'Grimmway-Malaga': [8.6, 10587.0], 'Stockdale': [8.7, 4564.0], 'Rosedale': [8.8, 2510.0], 'Kern Power': [9.9, 1497.0], 'Tevis': [12.0, 1254.0], 'Renfro': [13.7, 6.0], 'Old River': [14.6, 1923.0], 'Wheeler Ridge': [19.2, 879.0]} | 499118 | 69333 | 0.14 | 429786 | 0.86 | 93165 | 0.19 |  |  | 372093 | 0.75 | 0.09 | 36419 | 0.07 | 196499 | 0.39 |  | 158727 | 0.32 | 10429 | 0.02 | 222895 | 0.45 | 276224 | 111773 | 0.22 | 387346 | 172711 | 0.35 | 326407 | 284658 | 0.57 | 214461 | 115160 | 0.23 | 383958 | 16787 | 0.03 | 482331
182 | Alamitos | SCE Metro | {'Del Amo': [5.8, 1888.0], 'Long Beach': [7.2, 2095.0], 'Barre': [7.4, 2.0], 'Harborgen': [7.4, 2095.0], 'Hinson': [8.0, 2095.0], 'Arcogen': [9.0, 2093.0], 'Lighthipe': [9.1, 1814.0], 'Ellis': [10.5, 2.0], 'Huntington Beach': [10.8, 2.0], 'La Fresa': [15.2, 464.0], 'Redondo': [17.5, 1.0]} | 11311 | 2356 | 0.21 | 8955 | 0.79 | 1162 | 0.1 |  |  | 3766 | 0.33 | 0.49 | 0 | 0 | 0 | 0 |  | 598 | 0.05 | 0 | 0 | 166 | 0.01 | 11145 | 1470 | 0.13 | 9841 | 7870 | 0.7 | 3441 | 8036 | 0.71 | 3275 | 397 | 0.04 | 10914 | 562 | 0.05 | 10749
183 | Valley Springs | PGE GBA | {'Clay': [12.7, 163.0], 'Rancho Seco - Bellota (Proposed)': [13.8, 35.0], 'Camanche': [14.0, 52.0]} | 397968 | 26609 | 0.07 | 371359 | 0.93 | 50129 | 0.13 |  |  | 254549 | 0.64 | 0.15 | 28646 | 0.07 | 14729 | 0.04 |  | 227825 | 0.57 | 28588 | 0.07 | 306402 | 0.77 | 91566 | 83068 | 0.21 | 314900 | 151899 | 0.38 | 246069 | 347006 | 0.87 | 50962 | 193270 | 0.49 | 204698 | 38815 | 0.1 | 359153
184 | Blythe | SCE Eastern | {'Colorado River': [12.5, 10949.0]} | 320358 | 78478 | 0.24 | 241880 | 0.76 | 83311 | 0.26 |  |  | 142115 | 0.44 | 0.09 | 22105 | 0.07 | 66077 | 0.21 |  | 0 | 0 | 0 | 0 | 83468 | 0.26 | 236889 | 90140 | 0.28 | 230217 | 67435 | 0.21 | 252922 | 121451 | 0.38 | 198906 | 107753 | 0.34 | 212605 | 9588 | 0.03 | 310769
185 | Midway | PGE Kern | {'Ganso': [6.8, 15287.0], 'Tupman': [10.7, 8827.0], 'Shafter': [10.7, 10706.0], 'Rio Bravo': [11.0, 9874.0], 'Norco': [11.5, 2850.0], 'Temblor': [13.7, 25.0], 'Semitropic': [13.7, 3372.0], 'Goose Lake': [15.5, 2602.0], 'Charca': [15.9, 1816.0], 'Renfro': [16.2, 3951.0], 'Kernridge': [16.3, 32.0], '7th Standard': [18.1, 1353.0], 'Lerdo': [18.1, 1823.0], 'Famoso': [19.7, 9.0]} | 520392 | 63039 | 0.12 | 457353 | 0.88 | 109727 | 0.21 |  |  | 385711 | 0.74 | 0.09 | 83245 | 0.16 | 252264 | 0.48 |  | 34408 | 0.07 | 0 | 0 | 152666 | 0.29 | 367726 | 119577 | 0.23 | 400816 | 257925 | 0.5 | 262467 | 332140 | 0.64 | 188253 | 11127 | 0.02 | 509265 | 29403 | 0.06 | 490989
186 | Buena Vista | PGE GBA | {'Salinas': [2.3, 14790.0], 'Crazy Horse Canyon': [9.0, 9630.0], 'Moss Landing': [13.3, 6587.0]} | 320996 | 42845 | 0.13 | 278152 | 0.87 | 66905 | 0.21 |  |  | 203676 | 0.63 | 0.13 | 13918 | 0.04 | 92737 | 0.29 |  | 132513 | 0.41 | 35847 | 0.11 | 96983 | 0.3 | 224013 | 47192 | 0.15 | 273804 | 66484 | 0.21 | 254513 | 148290 | 0.46 | 172707 | 110874 | 0.35 | 210122 | 17235 | 0.05 | 303762
187 | Crows Landing | PGE Fresno | {'Crow Creek': [2.8, 11093.0], 'Stanislaus Resource Recovery Facility': [3.0, 11782.0], 'Fink (Proposed)': [3.1, 9529.0], 'Salado': [4.6, 11317.0], 'Miller': [8.8, 5085.0], 'New Sub - Westley - Quinto (Proposed)': [12.5, 1921.0], 'Westley': [15.5, 395.0], 'Quinto': [17.9, 45.0]} | 465417 | 71625 | 0.15 | 393792 | 0.85 | 108590 | 0.23 |  |  | 279208 | 0.6 | 0.12 | 76001 | 0.16 | 206316 | 0.44 |  | 127184 | 0.27 | 36515 | 0.08 | 186066 | 0.4 | 279352 | 45592 | 0.1 | 419825 | 68952 | 0.15 | 396465 | 217760 | 0.47 | 247657 | 128938 | 0.28 | 336479 | 20353 | 0.04 | 445064
188 | Villa Park | SCE Metro | {'Serrano': [2.7, 465.0], 'Lewis': [3.7, 127.0], 'Johanna': [7.2, 348.0], 'Olinda': [10.4, 89.0], 'Santiago': [11.1, 348.0], 'Walnut': [14.9, 81.0], 'Viejo': [15.1, 224.0], 'Chino': [15.5, 42.0]} | 30692 | 5782 | 0.19 | 24911 | 0.81 | 5032 | 0.16 |  |  | 11874 | 0.39 | 0.49 | 366 | 0.01 | 1299 | 0.04 |  | 9667 | 0.31 | 9490 | 0.31 | 9123 | 0.3 | 21570 | 4940 | 0.16 | 25753 | 13177 | 0.43 | 17515 | 20533 | 0.67 | 10159 | 11042 | 0.36 | 19651 | 3025 | 0.1 | 27667
189 | California Ave | PGE Fresno | {'Malaga': [2.8, 22792.0], 'West Fresno': [3.0, 18489.0], 'Ashlan': [6.2, 7021.0], 'Kearney (New)': [6.6, 13791.0], 'Bullard': [7.3, 6936.0], 'Sanger': [8.5, 13953.0], 'Clovis': [8.7, 9227.0], 'Fig Garden': [8.8, 4360.0], 'Figarden': [8.8, 4373.0], 'McCall': [10.2, 13471.0], 'Woodward': [12.3, 528.0], 'Herndon': [12.3, 2975.0], 'Gregg': [12.5, 2808.0], 'Mc Mullin': [15.2, 7826.0], 'Borden': [18.6, 282.0], 'Wahtoke': [18.6, 590.0], 'Kingsburg': [18.9, 331.0]} | 564174 | 140828 | 0.25 | 423346 | 0.75 | 41741 | 0.07 |  |  | 362834 | 0.64 | 0.2 | 145625 | 0.26 | 286569 | 0.51 |  | 101320 | 0.18 | 0 | 0 | 100141 | 0.18 | 464033 | 92516 | 0.16 | 471659 | 94190 | 0.17 | 469984 | 157838 | 0.28 | 406336 | 60297 | 0.11 | 503877 | 39009 | 0.07 | 525165
190 | Calpella | PGE NGBA | {'Mendocino': [3.7, 13018.0], 'Ukiah': [3.8, 11093.0], 'Hartley': [16.2, 269.0], 'Hopland': [16.7, 1595.0]} | 358903 | 66114 | 0.18 | 292789 | 0.82 | 33389 | 0.09 |  |  | 280292 | 0.78 | 0.1 | 10997 | 0.03 | 15952 | 0.04 |  | 146988 | 0.41 | 41908 | 0.12 | 124442 | 0.35 | 234460 | 92681 | 0.26 | 266222 | 160504 | 0.45 | 198399 | 241759 | 0.67 | 117144 | 141083 | 0.39 | 217820 | 6978 | 0.02 | 351924
191 | Tevis | PGE Kern | {'Stockdale': [3.4, 10650.0], 'Kern Power': [4.6, 6695.0], 'Rosedale': [4.9, 6835.0], 'Renfro': [5.1, 4478.0], 'West Park': [6.2, 5658.0], 'Panama': [6.2, 9262.0], 'Casaloma': [7.2, 6362.0], 'Old River': [7.9, 9772.0], 'Tupman': [8.3, 2009.0], '7th Standard': [8.4, 2019.0], 'Bakersfield': [8.4, 3941.0], 'Norco': [10.4, 2421.0], 'Kern Oil': [10.4, 2444.0], 'Rio Bravo': [11.3, 1983.0], 'Columbus': [11.9, 1136.0], 'Magunden': [12.0, 1254.0], 'Sycamore': [12.1, 2094.0], 'Lerdo': [12.6, 1983.0], 'Cal Water': [14.6, 1107.0], 'Unknown - 3327': [15.0, 1656.0], 'Lamont': [15.1, 1596.0], 'Grimmway-Malaga': [15.8, 1869.0], 'Midway - Wheeler Ridge (Proposed)': [15.8, 2713.0], 'Lakeview': [15.8, 4648.0], 'Mt Poso': [15.9, 1477.0], 'Shafter': [17.2, 856.0], 'Copus': [17.8, 1085.0], 'Wheeler Ridge': [18.2, 762.0]} | 576014 | 85717 | 0.15 | 490297 | 0.85 | 84241 | 0.15 |  |  | 453632 | 0.79 | 0.1 | 81414 | 0.14 | 303318 | 0.53 |  | 68107 | 0.12 | 0 | 0 | 125605 | 0.22 | 450409 | 122136 | 0.21 | 453878 | 225246 | 0.39 | 350768 | 285848 | 0.5 | 290166 | 17120 | 0.03 | 558894 | 24716 | 0.04 | 551297
192 | Cal Water | PGE Kern | {'Columbus': [2.7, 13798.0], 'Magunden': [4.4, 8078.0], 'Sycamore': [5.4, 9728.0], 'Bakersfield': [6.3, 10487.0], 'Kern Oil': [6.8, 8778.0], 'Casaloma': [7.9, 5909.0], 'West Park': [8.5, 6490.0], 'Unknown - 3327': [8.9, 8078.0], 'Lamont': [9.0, 8078.0], 'Poso Mt.': [10.1, 6572.0], 'Rosedale': [10.4, 4278.0], 'Panama': [11.1, 3856.0], 'Kern Power': [11.4, 2909.0], 'Stockdale': [11.9, 2823.0], 'Grimmway-Malaga': [12.4, 8078.0], '7th Standard': [12.9, 4174.0], 'Mt Poso': [13.2, 6572.0], 'Tevis': [14.6, 1107.0], 'Lerdo': [15.1, 5190.0], 'Old River': [18.6, 199.0]} | 484901 | 65970 | 0.14 | 418931 | 0.86 | 96460 | 0.2 |  |  | 358339 | 0.74 | 0.09 | 25878 | 0.05 | 163345 | 0.34 |  | 189971 | 0.39 | 20104 | 0.04 | 251231 | 0.52 | 233670 | 91232 | 0.19 | 393668 | 151698 | 0.31 | 333202 | 289529 | 0.6 | 195372 | 149668 | 0.31 | 335233 | 13155 | 0.03 | 471745
193 | Boulevard East | SDGE Imperial | {'Carrizo Gorge': [4.2, 25399.0], 'Crestwood': [5.4, 25673.0], 'East County': [9.3, 4708.0], 'Cameron': [12.5, 14313.0], 'Suncrest - Ocotillo (Proposed)': [13.7, 12905.0], 'Ocotillo Express': [14.4, 929.0]} | 166470 | 41732 | 0.25 | 124738 | 0.75 | 55798 | 0.34 |  |  | 86954 | 0.52 | 0.08 | 242 | 0 | 214 | 0 |  | 28029 | 0.17 | 106549 | 0.64 | 21419 | 0.13 | 145051 | 37384 | 0.22 | 129086 | 54423 | 0.33 | 112047 | 87784 | 0.53 | 78686 | 70091 | 0.42 | 96378 | 4210 | 0.03 | 162259
194 | Margarita | SDGE Imperial | {'Rancho Mission Viejo': [2.4, 1757.0], 'Trabuco': [2.7, 1451.0], 'Q1806': [3.0, 1637.0], 'Capistrano': [3.4, 1842.0], 'Talega': [7.5, 1741.0], 'North of SONGS': [7.6, 1730.0], 'Viejo': [8.2, 648.0], 'Santiago': [11.3, 190.0], 'San Onofre': [13.2, 355.0], 'Johanna': [17.1, 188.0]} | 60086 | 5705 | 0.09 | 54381 | 0.91 | 9735 | 0.16 |  |  | 27501 | 0.46 | 0.32 | 1451 | 0.02 | 155 | 0 |  | 8352 | 0.14 | 44380 | 0.74 | 27604 | 0.46 | 32481 | 27902 | 0.46 | 32184 | 33626 | 0.56 | 26459 | 50753 | 0.84 | 9332 | 25778 | 0.43 | 34307 | 4724 | 0.08 | 55362
195 | Escondido | SDGE Imperial | {'San Marcos': [4.6, 1457.0], 'Shadowridge': [7.1, 1397.0], 'Artesian': [7.3, 1053.0], 'Lilac': [9.0, 8681.0], 'Valley Center': [9.2, 8735.0], 'Melrose': [9.6, 1218.0], 'Palomar Airport': [9.9, 651.0], 'Chicarita': [11.6, 950.0], 'Ocean Ranch': [11.8, 685.0], 'Cannon': [12.5, 261.0], 'Encina': [12.6, 201.0], 'North City Metering': [13.1, 473.0], 'Pomerado': [13.7, 503.0], 'San Luis Rey': [13.9, 598.0], 'Scripps': [14.9, 315.0], 'Sycamore Canyon': [15.3, 503.0], 'Penasquitos': [15.5, 101.0], 'Monserate': [15.7, 636.0], 'Pala': [15.9, 3529.0], 'Creelman': [16.9, 382.0], 'Pendleton': [17.9, 307.0], 'Avocado': [19.2, 232.0]} | 168513 | 37225 | 0.22 | 131288 | 0.78 | 18100 | 0.11 |  |  | 60193 | 0.36 | 0.3 | 20159 | 0.12 | 5572 | 0.03 |  | 56779 | 0.34 | 87168 | 0.52 | 89150 | 0.53 | 79362 | 30950 | 0.18 | 137563 | 49426 | 0.29 | 119086 | 104687 | 0.62 | 63826 | 52353 | 0.31 | 116160 | 11812 | 0.07 | 156701
196 | Manning | PGE Fresno | {'Manning': [0.0, 16905.0], 'Panoche': [4.4, 16282.0], 'Cheney': [4.6, 16771.0], 'Hammonds': [9.0, 8490.0], 'Tranquility': [10.4, 14096.0], 'Mendota': [11.7, 12687.0], 'Cantua': [17.9, 19.0]} | 483796 | 127046 | 0.26 | 356750 | 0.74 | 102876 | 0.21 |  |  | 373002 | 0.77 | 0.06 | 143266 | 0.3 | 176548 | 0.36 |  | 89640 | 0.19 | 30885 | 0.06 | 178126 | 0.37 | 305671 | 46661 | 0.1 | 437135 | 107920 | 0.22 | 375876 | 216876 | 0.45 | 266920 | 110581 | 0.23 | 373215 | 7798 | 0.02 | 475998
197 | Oakland C | PGE GBA | {'Oakland L': [1.0, 3814.0], 'Oakland X': [2.8, 3351.0], 'Oakland J': [4.4, 3155.0], 'Edes': [6.3, 2875.0], 'SAN FRAN A (POTRERO PP)': [6.4, 2776.0], 'Potrero': [6.4, 2780.0], 'Moraga': [7.4, 2366.0], 'El Cerrito G': [8.3, 2214.0], 'Sobrante': [8.5, 1456.0], 'San Leandro U': [9.5, 1573.0], 'Martin': [9.5, 2159.0], 'Richmond R': [10.1, 1835.0], 'Grant': [11.0, 1520.0], 'Standard Oil': [12.2, 802.0], 'Standard Oil 2': [12.3, 799.0], 'San Pablo': [13.4, 691.0], 'Castro Valley': [14.1, 1214.0], 'Millbrae': [14.6, 75.0], 'Christie': [14.8, 169.0], 'Eastshore': [15.0, 1336.0], 'Burlingame': [15.1, 44.0], 'Mt Eden': [15.1, 1292.0], 'Mt. Eden': [15.1, 1292.0]} | 64261 | 12885 | 0.2 | 51376 | 0.8 | 6694 | 0.1 |  |  | 36722 | 0.57 | 0.54 | 202 | 0 | 26 | 0 |  | 30751 | 0.48 | 0 | 0 | 23537 | 0.37 | 40724 | 23841 | 0.37 | 40420 | 43388 | 0.68 | 20873 | 50424 | 0.78 | 13837 | 14285 | 0.22 | 49976 | 3926 | 0.06 | 60335
198 | Barre | SCE Metro | {'Del Amo': [7.1, 2.0], 'Alamitos': [7.4, 2.0], 'Ellis': [8.9, 2.0], 'Huntington Beach': [11.3, 2.0], 'Hinson': [13.8, 2.0], 'Long Beach': [14.2, 2.0], 'Harborgen': [14.2, 2.0]} | 22586 | 4278 | 0.19 | 18308 | 0.81 | 1705 | 0.08 |  |  | 12483 | 0.55 | 0.49 | 60 | 0 | 37 | 0 |  | 8171 | 0.36 | 2827 | 0.13 | 5924 | 0.26 | 16662 | 2476 | 0.11 | 20110 | 10854 | 0.48 | 11732 | 16275 | 0.72 | 6312 | 5729 | 0.25 | 16857 | 1704 | 0.08 | 20882
199 | Ransburg | SCE NOL | {} | 147839 | 32203 | 0.22 | 115636 | 0.78 | 27943 | 0.19 |  |  | 54199 | 0.37 | 0.57 | 314 | 0 | 4 | 0 |  | 0 | 0 | 0 | 0 | 63126 | 0.43 | 84713 | 38121 | 0.26 | 109718 | 6575 | 0.04 | 141264 | 90702 | 0.61 | 57137 | 77219 | 0.52 | 70620 | 914 | 0.01 | 146925
200 | Charca | PGE Kern | {'Semitropic': [6.3, 14043.0], 'Shafter': [6.6, 8164.0], 'Famoso': [6.8, 3197.0], 'Ganso': [10.2, 9661.0], 'Smyrna': [10.5, 10097.0], 'Rio Bravo': [12.1, 2871.0], 'Lerdo': [12.2, 1333.0], 'Goose Lake': [14.2, 6550.0], 'Mt Poso': [14.3, 756.0], 'Midway': [15.9, 1816.0], '7th Standard': [16.0, 820.0], 'Renfro': [17.8, 593.0], 'Tupman': [17.9, 737.0]} | 601599 | 114562 | 0.19 | 487037 | 0.81 | 51335 | 0.09 |  |  | 510828 | 0.85 | 0.1 | 118286 | 0.2 | 351977 | 0.59 |  | 113261 | 0.19 | 0 | 0 | 138047 | 0.23 | 463552 | 55278 | 0.09 | 546320 | 184711 | 0.31 | 416888 | 274564 | 0.46 | 327035 | 14966 | 0.02 | 586633 | 27593 | 0.05 | 574006
201 | Thermalito | PGE NGBA | {'Table Mt.': [2.9, 7222.0], 'Wyandotte': [5.1, 1001.0], 'Palermo': [7.4, 985.0], 'Honcut': [13.6, 127.0], 'POE': [16.9, 16.0]} | 475766 | 42088 | 0.09 | 433678 | 0.91 | 47429 | 0.1 |  |  | 325048 | 0.68 | 0.13 | 158868 | 0.33 | 99438 | 0.21 |  | 121026 | 0.25 | 8586 | 0.02 | 268723 | 0.56 | 207043 | 88085 | 0.19 | 387681 | 214476 | 0.45 | 261291 | 381128 | 0.8 | 94638 | 88905 | 0.19 | 386861 | 51897 | 0.11 | 423869
202 | Live Oak | PGE GBA | {'Cosumnes': [11.1, 9939.0], 'Rancho Seco': [11.3, 9355.0], 'Lodi': [13.6, 3612.0], 'Lockeford': [13.7, 9121.0], 'Grand Island': [15.2, 132.0], 'Eight Mile': [15.4, 1092.0], 'Camanche': [16.1, 5690.0], 'Granite': [18.8, 472.0], 'Stagg': [19.7, 23.0], 'Rancho Seco - Bellota (Proposed)': [19.7, 234.0]} | 495275 | 63052 | 0.13 | 432223 | 0.87 | 49963 | 0.1 |  |  | 324136 | 0.65 | 0.17 | 137205 | 0.28 | 190665 | 0.38 |  | 40680 | 0.08 | 0 | 0 | 145231 | 0.29 | 350043 | 109495 | 0.22 | 385779 | 164624 | 0.33 | 330650 | 231121 | 0.47 | 264154 | 45342 | 0.09 | 449933 | 79232 | 0.16 | 416043
203 | Hammonds | PGE Fresno | {'Panoche': [4.8, 20977.0], 'Cheney': [7.2, 16156.0], 'Mendota': [7.9, 34882.0], 'Manning': [9.0, 8502.0], 'Oro Loma': [11.9, 30068.0], 'Tranquility': [14.2, 9392.0], 'Newhall': [18.2, 5641.0], 'Dos Amigos': [18.9, 300.0], 'Mercy Springs': [19.2, 150.0]} | 569329 | 173664 | 0.31 | 395665 | 0.69 | 125545 | 0.22 |  |  | 429329 | 0.75 | 0.06 | 220446 | 0.39 | 181218 | 0.32 |  | 138967 | 0.24 | 6847 | 0.01 | 226160 | 0.4 | 343169 | 45701 | 0.08 | 523628 | 112432 | 0.2 | 456897 | 265238 | 0.47 | 304091 | 91804 | 0.16 | 477525 | 24741 | 0.04 | 544588
204 | Westley | PGE Fresno | {'New Sub - Westley - Quinto (Proposed)': [4.6, 1778.0], 'Westley': [4.6, 1783.0], 'Salado': [11.4, 825.0], 'Ripon': [12.7, 776.0], 'Kasson': [13.7, 553.0], 'Stanislaus Resource Recovery Facility': [13.9, 426.0], 'Crow Creek': [14.8, 375.0], 'Fink (Proposed)': [15.0, 356.0], 'Crows Landing': [15.5, 395.0], 'Manteca': [15.5, 484.0], 'Vierra': [15.6, 310.0], 'Lammers': [17.4, 405.0], 'GWF Tracy': [17.9, 316.0], 'Avena': [20.1, 4.0]} | 503641 | 44915 | 0.09 | 458726 | 0.91 | 103197 | 0.2 |  |  | 300214 | 0.6 | 0.15 | 58798 | 0.12 | 245580 | 0.49 |  | 121152 | 0.24 | 56674 | 0.11 | 262924 | 0.52 | 240717 | 83670 | 0.17 | 419971 | 105894 | 0.21 | 397747 | 287118 | 0.57 | 216523 | 140810 | 0.28 | 362831 | 15481 | 0.03 | 488160
205 | Smyrna | PGE Kern | {'Semitropic': [8.2, 12342.0], 'Charca': [10.5, 10097.0], 'Goose Lake': [10.7, 5911.0], 'Olive': [12.5, 15648.0], 'Ganso': [15.1, 5486.0], 'Famoso': [16.1, 240.0], 'Shafter': [16.1, 2202.0], 'Alpaugh': [17.1, 3478.0]} | 619468 | 144538 | 0.23 | 474930 | 0.77 | 106943 | 0.17 |  |  | 474590 | 0.77 | 0.09 | 187123 | 0.3 | 307020 | 0.5 |  | 84157 | 0.14 | 0 | 0 | 197611 | 0.32 | 421857 | 37692 | 0.06 | 581776 | 158224 | 0.26 | 461244 | 300347 | 0.48 | 319121 | 4744 | 0.01 | 614724 | 34109 | 0.06 | 585359
206 | Kem | SCE Eastern | {'Eagle Mountain': [4.0, 3426.0], 'Red Bluff': [15.1, 2568.0]} | 49604 | 7900 | 0.16 | 41705 | 0.84 | 23905 | 0.48 |  |  | 24693 | 0.5 | 0.04 | 949 | 0.02 | 0 | 0 |  | 0 | 0 | 0 | 0 | 12098 | 0.24 | 37506 | 7949 | 0.16 | 41656 | 1235 | 0.02 | 48369 | 18862 | 0.38 | 30742 | 29798 | 0.6 | 19806 | 873 | 0.02 | 48732
207 | Potrero | PGE GBA | {'SAN FRAN A (POTRERO PP)': [0.0, 4423.0], 'Martin': [3.9, 2968.0], 'Oakland C': [6.4, 2780.0], 'Oakland L': [7.3, 2780.0], 'Oakland X': [9.1, 2673.0], 'Oakland J': [9.3, 2534.0], 'Millbrae': [10.5, 209.0], 'Edes': [10.5, 2254.0], 'Burlingame': [11.6, 132.0], 'Richmond R': [11.9, 2251.0], 'El Cerrito G': [12.0, 2604.0], 'San Leandro U': [13.3, 952.0], 'Standard Oil 2': [13.5, 1215.0], 'Standard Oil': [13.5, 1219.0], 'Grant': [13.7, 899.0], 'Moraga': [13.8, 2017.0], 'Sobrante': [14.2, 1034.0], 'San Pablo': [16.2, 638.0], 'Eastshore': [17.3, 715.0], 'Mt Eden': [17.7, 671.0], 'Mt. Eden': [17.7, 671.0], 'Castro Valley': [18.2, 593.0], 'Christie': [19.7, 109.0]} | 51091 | 8130 | 0.16 | 42961 | 0.84 | 6382 | 0.12 |  |  | 27616 | 0.54 | 0.5 | 326 | 0.01 | 211 | 0 |  | 21063 | 0.41 | 0 | 0 | 19701 | 0.39 | 31390 | 26709 | 0.52 | 24382 | 37379 | 0.73 | 13712 | 42125 | 0.82 | 8966 | 10953 | 0.21 | 40138 | 3432 | 0.07 | 47659
208 | Palermo | PGE NGBA | {'Wyandotte': [2.9, 3273.0], 'Thermalito': [7.4, 985.0], 'Table Mt.': [9.7, 361.0], 'Honcut': [10.2, 337.0], 'POE': [18.9, 76.0]} | 485607 | 43270 | 0.09 | 442337 | 0.91 | 39819 | 0.08 |  |  | 323232 | 0.67 | 0.14 | 143912 | 0.3 | 66699 | 0.14 |  | 159491 | 0.33 | 31679 | 0.07 | 319073 | 0.66 | 166534 | 78782 | 0.16 | 406825 | 190334 | 0.39 | 295273 | 410628 | 0.85 | 74979 | 103074 | 0.21 | 382533 | 48850 | 0.1 | 436757
209 | Bogue | PGE NGBA | {'Olivehurst': [4.3, 16162.0], 'Greenleaf 1': [4.7, 7846.0], 'Sutter Power': [4.7, 7883.0], 'Pease': [5.5, 8916.0], 'East Marysville': [5.8, 15946.0], 'East Nicolaus': [13.7, 3076.0], 'Rio Oso': [14.0, 5811.0], 'Meridian': [15.6, 1103.0], 'Honcut': [15.7, 2107.0]} | 571391 | 51322 | 0.09 | 520069 | 0.91 | 37793 | 0.07 |  |  | 448453 | 0.78 | 0.11 | 130362 | 0.23 | 295316 | 0.52 |  | 99810 | 0.17 | 0 | 0 | 281805 | 0.49 | 289586 | 43909 | 0.08 | 527482 | 216601 | 0.38 | 354790 | 404620 | 0.71 | 166771 | 38779 | 0.07 | 532612 | 52509 | 0.09 | 518882
210 | Balch 1 | PGE Fresno | {'Balch': [0.8, 1195.0], 'Balch 2': [0.8, 1195.0], 'Haas': [3.5, 1171.0], 'Pine Flat': [14.6, 14.0]} | 212209 | 11532 | 0.05 | 200676 | 0.95 | 103189 | 0.49 |  |  | 74107 | 0.35 | 0.12 | 1083 | 0.01 | 706 | 0 |  | 151257 | 0.71 | 10120 | 0.05 | 75551 | 0.36 | 136658 | 85265 | 0.4 | 126944 | 74915 | 0.35 | 137294 | 155609 | 0.73 | 56600 | 133570 | 0.63 | 78639 | 10211 | 0.05 | 201998
211 | Pauba | SCE Eastern | {'Pala': [13.6, 130.0], 'Valley': [15.1, 4097.0], 'Avocado': [15.6, 1172.0]} | 288686 | 63805 | 0.22 | 224881 | 0.78 | 16925 | 0.06 |  |  | 105866 | 0.37 | 0.27 | 35752 | 0.12 | 8782 | 0.03 |  | 122884 | 0.43 | 135656 | 0.47 | 137629 | 0.48 | 151057 | 88775 | 0.31 | 199911 | 141342 | 0.49 | 147345 | 207917 | 0.72 | 80769 | 66435 | 0.23 | 222251 | 16738 | 0.06 | 271948
212 | Eastshore | PGE GBA | {'Mt Eden': [0.9, 1397.0], 'Mt. Eden': [0.9, 1397.0], 'Grant': [4.0, 1576.0], 'Castro Valley': [5.5, 1296.0], 'Dumbarton': [5.7, 132.0], 'San Leandro U': [6.2, 1384.0], 'Edes': [9.0, 1382.0], 'Ravenswood': [9.3, 284.0], 'Fremont': [10.2, 34.0], 'Cooley Landing': [10.6, 56.0], 'Oakland J': [11.0, 1343.0], 'Newark': [11.2, 34.0], 'Burlingame': [13.6, 196.0], 'Oakland X': [14.0, 1336.0], 'Menlo': [14.2, 83.0], 'Vineyard': [14.6, 34.0], 'Jefferson': [14.9, 242.0], 'Millbrae': [15.0, 192.0], 'Oakland C': [15.0, 1336.0], 'Oakland L': [15.4, 1328.0], 'Whisman': [15.5, 13.0], 'Moraga': [15.7, 749.0], 'Dixon Landing': [15.8, 33.0], 'Martin': [16.8, 419.0], 'Mountain View': [17.1, 3.0], 'SAN FRAN A (POTRERO PP)': [17.3, 709.0], 'Potrero': [17.3, 715.0]} | 80145 | 7700 | 0.1 | 72445 | 0.9 | 15687 | 0.2 |  |  | 51098 | 0.64 | 0.28 | 821 | 0.01 | 204 | 0 |  | 56206 | 0.7 | 212 | 0 | 44009 | 0.55 | 36136 | 29965 | 0.37 | 50179 | 50164 | 0.63 | 29981 | 64736 | 0.81 | 15409 | 34907 | 0.44 | 45238 | 6232 | 0.08 | 73913
213 | Cheney | PGE Fresno | {'Panoche': [3.1, 28303.0], 'Manning': [4.5, 16812.0], 'Hammonds': [7.2, 16156.0], 'Mendota': [7.3, 37332.0], 'Tranquility': [7.6, 35105.0], 'Cantua': [17.6, 23.0], 'Oro Loma': [18.9, 2127.0], 'Helm': [19.8, 0.0], 'Newhall': [19.8, 221.0]} | 558333 | 159105 | 0.28 | 399228 | 0.72 | 116094 | 0.21 |  |  | 431505 | 0.77 | 0.06 | 210636 | 0.38 | 206395 | 0.37 |  | 100383 | 0.18 | 7041 | 0.01 | 204228 | 0.37 | 354105 | 48475 | 0.09 | 509858 | 103882 | 0.19 | 454451 | 245899 | 0.44 | 312434 | 81765 | 0.15 | 476568 | 16072 | 0.03 | 542261
214 | Warnerville | PGE GBA | {'Cottle': [2.5, 25588.0], 'Riverbank': [6.0, 25013.0], 'Valley Home': [11.1, 14871.0], 'Avena': [15.3, 11139.0], 'Ripon': [18.7, 12.0]} | 566168 | 90110 | 0.16 | 476058 | 0.84 | 116593 | 0.21 |  |  | 342210 | 0.6 | 0.12 | 181054 | 0.32 | 170101 | 0.3 |  | 218594 | 0.39 | 0 | 0 | 302575 | 0.53 | 263593 | 98080 | 0.17 | 468088 | 164219 | 0.29 | 401949 | 360233 | 0.64 | 205935 | 140122 | 0.25 | 426046 | 38044 | 0.07 | 528124
215 | Corona | PGE NGBA | {'Penngrove': [3.7, 4692.0], 'Lakeville': [4.2, 4756.0], 'Bellevue': [8.5, 3816.0], 'Santa Rosa A': [12.3, 1919.0], 'Monroe': [13.9, 498.0], 'Ignacio': [14.5, 832.0], 'Rincon': [15.7, 1776.0], 'Fulton': [17.1, 105.0], 'Silverado': [19.5, 502.0]} | 267899 | 25432 | 0.09 | 242467 | 0.91 | 24972 | 0.09 |  |  | 158407 | 0.59 | 0.17 | 38359 | 0.14 | 28248 | 0.11 |  | 94993 | 0.35 | 0 | 0 | 160356 | 0.6 | 107543 | 83152 | 0.31 | 184747 | 154811 | 0.58 | 113088 | 224803 | 0.84 | 43096 | 79216 | 0.3 | 188683 | 18002 | 0.07 | 249898
216 | Goleta | SCE Northern | {} | 138340 | 38386 | 0.28 | 99953 | 0.72 | 59281 | 0.43 |  |  | 61709 | 0.45 | 0.09 | 8407 | 0.06 | 4169 | 0.03 |  | 78943 | 0.57 | 23584 | 0.17 | 24309 | 0.18 | 114030 | 5625 | 0.04 | 132715 | 5293 | 0.04 | 133046 | 32189 | 0.23 | 106150 | 74074 | 0.54 | 64265 | 6783 | 0.05 | 131557
217 | Midway Green Ridge Services | PGE GBA | {'Tesla': [1.6, 1703.0], 'Kelso': [5.0, 1647.0], 'Tracy': [5.0, 1703.0], 'Altamont': [5.1, 278.0], 'Altamont Midway (Sandhill)': [5.1, 286.0], 'GWF Tracy': [5.4, 1703.0], 'Delta PP': [5.5, 1013.0], 'Delta Pumps': [5.5, 1014.0], 'Windmaster': [6.0, 435.0], 'Lammers': [6.0, 1703.0], 'Vasco': [7.1, 31.0], 'Los Positas': [8.1, 31.0], 'Las Positas': [8.1, 31.0], 'Cayetano': [10.0, 31.0], 'Kasson': [13.4, 1703.0], 'North Dublin': [14.7, 31.0], 'Vineyard': [15.0, 31.0], 'Tassajara': [18.1, 31.0], 'San Ramon': [19.0, 31.0]} | 412772 | 8693 | 0.02 | 404079 | 0.98 | 124262 | 0.3 |  |  | 244883 | 0.59 | 0.13 | 22882 | 0.06 | 152745 | 0.37 |  | 174594 | 0.42 | 38508 | 0.09 | 216610 | 0.52 | 196162 | 144064 | 0.35 | 268708 | 155042 | 0.38 | 257730 | 257038 | 0.62 | 155733 | 120699 | 0.29 | 292073 | 24009 | 0.06 | 388763
218 | Lerdo | PGE Kern | {'7th Standard': [4.4, 22507.0], 'Mt Poso': [5.0, 26444.0], 'Rio Bravo': [7.3, 9097.0], 'Famoso': [7.8, 14681.0], 'Renfro': [7.9, 11103.0], 'Kern Oil': [8.4, 20283.0], 'Kern Power': [8.9, 10513.0], 'Shafter': [9.3, 6843.0], 'Rosedale': [9.5, 10189.0], 'Sycamore': [9.6, 20294.0], 'West Park': [10.8, 8452.0], 'Bakersfield': [11.4, 10722.0], 'Poso Mt.': [11.6, 22905.0], 'Tupman': [12.1, 5756.0], 'Charca': [12.2, 1333.0], 'Tevis': [12.6, 1983.0], 'Casaloma': [13.5, 757.0], 'Stockdale': [13.6, 693.0], 'Columbus': [13.8, 5612.0], 'Cal Water': [15.1, 5190.0], 'Ganso': [16.6, 2388.0], 'Norco': [17.3, 242.0], 'Semitropic': [17.4, 239.0], 'Midway': [18.1, 1823.0]} | 601323 | 97160 | 0.16 | 504163 | 0.84 | 89305 | 0.15 |  |  | 471121 | 0.78 | 0.11 | 70133 | 0.12 | 285509 | 0.47 |  | 169854 | 0.28 | 0 | 0 | 213668 | 0.36 | 387655 | 84678 | 0.14 | 516645 | 181368 | 0.3 | 419955 | 304636 | 0.51 | 296687 | 72536 | 0.12 | 528787 | 25285 | 0.04 | 576038
219 | Tulucay | PGE NGBA | {'Parkway': [8.3, 1498.0], 'Carquinez': [11.0, 357.0], 'Bahia': [13.6, 331.0], 'Peabody': [16.2, 2931.0], 'Lakeville': [16.9, 668.0], 'Christie': [17.4, 0.0], 'Monticello': [18.4, 590.0], 'San Pablo': [18.7, 0.0]} | 249672 | 28188 | 0.11 | 221483 | 0.89 | 19599 | 0.08 |  |  | 165879 | 0.66 | 0.25 | 25104 | 0.1 | 31937 | 0.13 |  | 97390 | 0.39 | 0 | 0 | 153868 | 0.62 | 95804 | 46774 | 0.19 | 202898 | 92206 | 0.37 | 157465 | 200263 | 0.8 | 49408 | 79119 | 0.32 | 170553 | 25603 | 0.1 | 224069
220 | McCall | PGE Fresno | {'Sanger': [6.9, 18490.0], 'Malaga': [7.5, 18506.0], 'Kingsburg': [9.1, 14614.0], 'California Ave': [10.2, 13471.0], 'Wahtoke': [10.3, 9819.0], 'West Fresno': [12.4, 7464.0], 'Reedley': [14.5, 3316.0], 'Kearney (New)': [14.9, 2845.0], 'Clovis': [15.2, 6841.0], 'Ashlan': [16.4, 394.0], 'Bullard': [16.4, 1706.0], 'Mc Mullin': [19.3, 165.0]} | 566934 | 155842 | 0.27 | 411092 | 0.73 | 21366 | 0.04 |  |  | 364856 | 0.64 | 0.19 | 165113 | 0.29 | 305228 | 0.54 |  | 46507 | 0.08 | 0 | 0 | 65917 | 0.12 | 501017 | 72298 | 0.13 | 494636 | 91440 | 0.16 | 475494 | 118313 | 0.21 | 448621 | 30752 | 0.05 | 536182 | 23032 | 0.04 | 543902
221 | Notre Dame | PGE NGBA | {'Butte': [1.5, 3192.0], 'Table Mt.': [14.6, 266.0], 'Glenn': [18.6, 8.0]} | 470473 | 31316 | 0.07 | 439157 | 0.93 | 92666 | 0.2 |  |  | 317274 | 0.67 | 0.1 | 106730 | 0.23 | 154387 | 0.33 |  | 118518 | 0.25 | 23689 | 0.05 | 252882 | 0.54 | 217591 | 81646 | 0.17 | 388827 | 193097 | 0.41 | 277376 | 333989 | 0.71 | 136484 | 108951 | 0.23 | 361522 | 61363 | 0.13 | 409111
222 | Martinez | PGE GBA | {'Alhambra': [1.6, 7488.0], 'Bahia': [4.7, 7493.0], 'Meadow Lane': [5.0, 4603.0], 'Christie': [5.0, 7483.0], 'Lakewood': [8.1, 519.0], 'Carquinez': [8.9, 7365.0], 'Sobrante': [9.1, 3585.0], 'Clayton': [9.4, 282.0], 'Parkway': [9.9, 7332.0], 'Rossmoor': [10.6, 4.0], 'Kirker': [11.4, 282.0], 'Moraga': [11.9, 2.0], 'Pittsburg': [12.0, 282.0], 'San Pablo': [12.1, 3989.0], 'El Cerrito G': [12.2, 3217.0], 'GWF 2': [13.8, 210.0], 'Richmond R': [15.0, 1711.0], 'Standard Oil 2': [15.7, 1874.0], 'Standard Oil': [15.7, 1884.0], 'Collinsville': [15.8, 159.0], 'Birds Landing': [17.2, 2.0], 'Shiloh III': [18.1, 2.0], 'Contra Costa': [18.1, 154.0], 'Contra Costa PP': [19.1, 147.0]} | 152026 | 30660 | 0.2 | 121366 | 0.8 | 21988 | 0.14 |  |  | 100743 | 0.66 | 0.28 | 20730 | 0.14 | 8542 | 0.06 |  | 79582 | 0.52 | 83 | 0 | 58227 | 0.38 | 93799 | 57768 | 0.38 | 94258 | 73483 | 0.48 | 78543 | 108852 | 0.72 | 43174 | 27274 | 0.18 | 124752 | 22433 | 0.15 | 129592
223 | San Bernardino | SCE Eastern | {'Cardiff': [2.7, 811.0], 'Vista': [5.3, 434.0], 'Vista (SCE)': [5.3, 438.0], 'El Casco': [12.1, 900.0], 'Wildlife': [14.7, 234.0], 'Rerc': [14.7, 234.0]} | 137892 | 12504 | 0.09 | 125388 | 0.91 | 32653 | 0.24 |  |  | 68433 | 0.5 | 0.21 | 6270 | 0.05 | 2554 | 0.02 |  | 72269 | 0.52 | 55879 | 0.41 | 65328 | 0.47 | 72564 | 54976 | 0.4 | 82916 | 84860 | 0.62 | 53032 | 112715 | 0.82 | 25177 | 59302 | 0.43 | 78590 | 8509 | 0.06 | 129383
224 | Las Positas | PGE GBA | {'Los Positas': [0.0, 3138.0], 'Vasco': [1.2, 2476.0], 'Cayetano': [3.3, 2443.0], 'Altamont Midway (Sandhill)': [4.5, 1446.0], 'Altamont': [4.5, 1451.0], 'Vineyard': [6.9, 3141.0], 'North Dublin': [7.4, 2510.0], 'Midway Green Ridge Services': [8.1, 31.0], 'Windmaster': [8.6, 1109.0], 'Delta Pumps': [9.2, 422.0], 'Delta PP': [9.2, 423.0], 'Kelso': [9.7, 0.0], 'San Ramon': [11.4, 1566.0], 'Tassajara': [11.7, 1491.0], 'Fremont': [16.7, 1484.0], 'Newark': [19.6, 99.0], 'Dixon Landing': [19.8, 67.0]} | 305975 | 8178 | 0.03 | 297798 | 0.97 | 103516 | 0.34 |  |  | 172962 | 0.57 | 0.12 | 14070 | 0.05 | 60409 | 0.2 |  | 193217 | 0.63 | 29817 | 0.1 | 187753 | 0.61 | 118222 | 132483 | 0.43 | 173492 | 151260 | 0.49 | 154715 | 230078 | 0.75 | 75897 | 125948 | 0.41 | 180027 | 17618 | 0.06 | 288357
225 | Pomerado | SDGE Imperial | {'Sycamore Canyon': [1.7, 503.0], 'Chicarita': [4.5, 503.0], 'Scripps': [5.1, 315.0], 'Artesian': [8.0, 503.0], 'Los Coches': [9.6, 35.0], 'North City Metering': [10.9, 101.0], 'Penasquitos': [10.9, 101.0], 'Creelman': [11.7, 423.0], 'Escondido': [13.7, 503.0], 'San Marcos': [16.1, 8.0]} | 124800 | 19641 | 0.16 | 105159 | 0.84 | 23804 | 0.19 |  |  | 49522 | 0.4 | 0.24 | 3568 | 0.03 | 1243 | 0.01 |  | 24139 | 0.19 | 92105 | 0.74 | 57877 | 0.46 | 66923 | 31718 | 0.25 | 93082 | 45123 | 0.36 | 79678 | 80437 | 0.64 | 44364 | 52515 | 0.42 | 72286 | 6562 | 0.05 | 118238
226 | Altamont Midway (Sandhill) | PGE GBA | {'Altamont': [0.0, 1693.0], 'Vasco': [3.3, 1446.0], 'Windmaster': [4.1, 1364.0], 'Los Positas': [4.5, 1446.0], 'Las Positas': [4.5, 1446.0], 'Delta Pumps': [4.7, 677.0], 'Delta PP': [4.7, 678.0], 'Midway Green Ridge Services': [5.1, 286.0], 'Cayetano': [5.2, 1446.0], 'Kelso': [5.3, 255.0], 'Tracy': [6.3, 255.0], 'Tesla': [6.6, 255.0], 'North Dublin': [9.8, 1446.0], 'GWF Tracy': [10.5, 255.0], 'Lammers': [11.1, 255.0], 'Vineyard': [11.1, 1446.0], 'Tassajara': [13.0, 1446.0], 'San Ramon': [14.0, 1446.0], 'Kasson': [18.2, 255.0]} | 357958 | 8285 | 0.02 | 349673 | 0.98 | 108340 | 0.3 |  |  | 211454 | 0.59 | 0.14 | 18308 | 0.05 | 114519 | 0.32 |  | 178878 | 0.5 | 26219 | 0.07 | 187059 | 0.52 | 170899 | 131153 | 0.37 | 226805 | 146189 | 0.41 | 211769 | 231031 | 0.65 | 126926 | 109309 | 0.31 | 248649 | 21725 | 0.06 | 336233
227 | Wheeler Ridge | PGE Kern | {'Tejon': [4.9, 5067.0], 'Lakeview': [7.0, 7970.0], 'Old River': [10.9, 11160.0], 'Grimmway-Malaga': [12.8, 9762.0], 'Pastoria': [13.0, 1533.0], 'Panama': [14.6, 7525.0], 'Lamont': [15.8, 6270.0], 'Unknown - 3327': [15.8, 6325.0], 'Midway - Wheeler Ridge (Proposed)': [16.6, 2718.0], 'Stockdale': [16.7, 3039.0], 'Copus': [17.0, 2486.0], 'Casaloma': [18.0, 2361.0], 'Tevis': [18.2, 762.0], 'Magunden': [19.2, 879.0], 'West Park': [20.2, 0.0]} | 428750 | 49134 | 0.11 | 379616 | 0.89 | 67494 | 0.16 |  |  | 328090 | 0.77 | 0.09 | 59721 | 0.14 | 236524 | 0.55 |  | 81771 | 0.19 | 5785 | 0.01 | 109956 | 0.26 | 318794 | 103324 | 0.24 | 325426 | 155345 | 0.36 | 273405 | 211169 | 0.49 | 217581 | 37774 | 0.09 | 390976 | 6881 | 0.02 | 421869
228 | El Cajon | SDGE Imperial | {'Santee': [4.1, 1171.0], 'Spring Valley': [4.3, 261.0], 'Los Coches': [6.1, 1180.0], 'Salt Creek': [8.1, 261.0], 'Miguel': [8.1, 261.0], 'Loveland': [10.4, 1441.0], 'Alpine': [10.8, 1441.0], 'Otay Mesa': [15.7, 223.0], 'Suncrest': [16.8, 1176.0], 'Creelman': [16.9, 4.0]} | 107299 | 9027 | 0.08 | 98271 | 0.92 | 18651 | 0.17 |  |  | 43794 | 0.41 | 0.21 | 1722 | 0.02 | 359 | 0 |  | 25601 | 0.24 | 72046 | 0.67 | 37153 | 0.35 | 70146 | 44185 | 0.41 | 63114 | 69339 | 0.65 | 37960 | 82320 | 0.77 | 24979 | 42106 | 0.39 | 65193 | 3823 | 0.04 | 103476
229 | Ellis | SCE Metro | {'Huntington Beach': [3.4, 48.0], 'Johanna': [5.5, 46.0], 'Barre': [8.9, 2.0], 'Santiago': [10.1, 37.0], 'Alamitos': [10.5, 2.0], 'Del Amo': [14.3, 2.0], 'Long Beach': [17.1, 2.0], 'Harborgen': [17.5, 2.0], 'Hinson': [18.5, 2.0]} | 19328 | 3018 | 0.16 | 16310 | 0.84 | 2171 | 0.11 |  |  | 7745 | 0.4 | 0.49 | 21 | 0 | 37 | 0 |  | 3220 | 0.17 | 4221 | 0.22 | 3644 | 0.19 | 15685 | 4469 | 0.23 | 14859 | 11780 | 0.61 | 7548 | 15045 | 0.78 | 4283 | 4873 | 0.25 | 14455 | 1483 | 0.08 | 17845
230 | French Camp | PGE GBA | {'Weber': [3.8, 15108.0], 'Stockton A': [4.6, 10589.0], 'Vierra': [5.9, 11352.0], 'Manteca': [6.7, 14345.0], 'Stagg': [8.3, 3272.0], 'Kasson': [9.9, 1064.0], 'Ripon': [11.8, 9308.0], 'Avena': [13.1, 12658.0], 'Eight Mile': [13.2, 95.0], 'Bellota': [17.6, 1165.0], 'Lockeford': [17.8, 422.0], 'Valley Home': [18.8, 1600.0]} | 544942 | 54950 | 0.1 | 489992 | 0.9 | 65008 | 0.12 |  |  | 352005 | 0.65 | 0.17 | 109053 | 0.2 | 327976 | 0.6 |  | 50621 | 0.09 | 0 | 0 | 146744 | 0.27 | 398199 | 94808 | 0.17 | 450134 | 128927 | 0.24 | 416016 | 221567 | 0.41 | 323375 | 16866 | 0.03 | 528076 | 35418 | 0.06 | 509524
231 | Exchequer | PGE Fresno | {} | 372578 | 13038 | 0.03 | 359540 | 0.97 | 131925 | 0.35 |  |  | 211896 | 0.57 | 0.08 | 41856 | 0.11 | 32604 | 0.09 |  | 246815 | 0.66 | 35486 | 0.1 | 255814 | 0.69 | 116764 | 158896 | 0.43 | 213682 | 171571 | 0.46 | 201007 | 322707 | 0.87 | 49871 | 195573 | 0.52 | 177005 | 45630 | 0.12 | 326948
232 | Higgins | PGE NGBA | {'Bell': [6.8, 7818.0], 'Brunswick': [13.4, 4070.0], 'Lincoln': [14.7, 4853.0], 'Pleasant Grove': [19.3, 369.0]} | 321441 | 43704 | 0.14 | 277737 | 0.86 | 13650 | 0.04 |  |  | 140915 | 0.44 | 0.28 | 19617 | 0.06 | 14287 | 0.04 |  | 227001 | 0.71 | 46043 | 0.14 | 237690 | 0.74 | 83750 | 33918 | 0.11 | 287523 | 45413 | 0.14 | 276028 | 262295 | 0.82 | 59146 | 61840 | 0.19 | 259601 | 29737 | 0.09 | 291704
233 | Mead | SCE EOP | {'Sloan Canyon': [11.1, 10609.0], 'Eldorado': [13.2, 8017.0]} | 100452 | 31939 | 0.32 | 68513 | 0.68 | 0 | 0 |  |  | 0 | 0 | 0 | 0 | 0 | 0 | 0 |  | 0 | 0 | 0 | 0 | 0 | 0 | 100452 | 0 | 0 | 100452 | 0 | 0 | 100452 | 0 | 0 | 100452 | 0 | 0 | 100452 | 0 | 0 | 100452
234 | Kearney | PGE Fresno | {'West Fresno': [3.6, 22232.0], 'California Ave': [6.6, 13791.0], 'Ashlan': [6.8, 9708.0], 'Fig Garden': [8.2, 7409.0], 'Figarden': [8.2, 7423.0], 'Malaga': [8.6, 9382.0], 'Mc Mullin': [9.7, 26712.0], 'Herndon': [9.9, 6338.0], 'Bullard': [10.4, 4391.0], 'Gregg': [10.4, 5914.0], 'Clovis': [13.9, 36.0], 'Biola': [14.1, 3239.0], 'McCall': [14.9, 2845.0], 'Sanger': [15.0, 1332.0], 'Borden': [16.1, 2051.0], 'Madera': [17.9, 373.0], 'Helm': [18.0, 3660.0], 'Crescent': [19.8, 102.0]} | 576546 | 160436 | 0.28 | 416110 | 0.72 | 37305 | 0.06 |  |  | 410200 | 0.71 | 0.17 | 207015 | 0.36 | 294864 | 0.51 |  | 52484 | 0.09 | 0 | 0 | 94281 | 0.16 | 482264 | 89988 | 0.16 | 486558 | 93680 | 0.16 | 482866 | 159365 | 0.28 | 417180 | 16089 | 0.03 | 560457 | 30103 | 0.05 | 546442
235 | Waukena | PGE Fresno | {'Corcoran': [2.3, 77764.0], 'Guernsey': [7.5, 60677.0], 'GWF Hanford': [9.9, 44055.0], 'Alpaugh': [13.9, 13242.0], 'Leprino': [15.8, 19845.0], 'Lemoore': [17.1, 11350.0], 'Olive': [18.3, 2456.0], 'Henrietta': [19.4, 726.0]} | 659495 | 291597 | 0.44 | 367898 | 0.56 | 175620 | 0.27 |  |  | 436255 | 0.66 | 0.09 | 332393 | 0.5 | 235720 | 0.36 |  | 20674 | 0.03 | 0 | 0 | 110350 | 0.17 | 549146 | 24544 | 0.04 | 634951 | 57473 | 0.09 | 602022 | 162213 | 0.25 | 497282 | 1517 | 0 | 657978 | 17883 | 0.03 | 641612
236 | Lamont | PGE Kern | {'Unknown - 3327': [0.1, 17599.0], 'Grimmway-Malaga': [3.4, 17599.0], 'Magunden': [5.6, 10581.0], 'Columbus': [8.3, 8389.0], 'Casaloma': [8.8, 9283.0], 'Cal Water': [9.0, 8078.0], 'Panama': [9.0, 10012.0], 'Bakersfield': [10.2, 5989.0], 'West Park': [11.4, 4509.0], 'Stockdale': [11.6, 6225.0], 'Sycamore': [13.0, 3156.0], 'Kern Oil': [13.4, 2206.0], 'Rosedale': [13.4, 2487.0], 'Kern Power': [14.4, 1449.0], 'Old River': [14.8, 5147.0], 'Tevis': [15.1, 1596.0], 'Wheeler Ridge': [15.8, 6270.0], 'Lakeview': [19.5, 159.0], 'Tejon': [20.0, 91.0]} | 451275 | 56734 | 0.13 | 394541 | 0.87 | 85117 | 0.19 |  |  | 325331 | 0.72 | 0.11 | 35426 | 0.08 | 187230 | 0.41 |  | 129890 | 0.29 | 17781 | 0.04 | 190422 | 0.42 | 260853 | 94989 | 0.21 | 356286 | 145602 | 0.32 | 305672 | 244854 | 0.54 | 206421 | 100762 | 0.22 | 350513 | 11791 | 0.03 | 439483
237 | Kramer | SCE NOL | {} | 143038 | 39536 | 0.28 | 103502 | 0.72 | 11828 | 0.08 |  |  | 61367 | 0.43 | 0.41 | 1 | 0 | 7 | 0 |  | 0 | 0 | 0 | 0 | 57907 | 0.4 | 85130 | 38047 | 0.27 | 104991 | 4308 | 0.03 | 138730 | 85869 | 0.6 | 57169 | 57153 | 0.4 | 85885 | 1178 | 0.01 | 141859
238 | New Colgate | PGE NGBA | {'Colgate': [0.1, 4748.0], 'Brunswick': [10.8, 644.0]} | 387278 | 62113 | 0.16 | 325165 | 0.84 | 23379 | 0.06 |  |  | 189694 | 0.49 | 0.2 | 16298 | 0.04 | 7670 | 0.02 |  | 205002 | 0.53 | 119733 | 0.31 | 264915 | 0.68 | 122363 | 51643 | 0.13 | 335635 | 72671 | 0.19 | 314607 | 304982 | 0.79 | 82297 | 87323 | 0.23 | 299955 | 21352 | 0.06 | 365926
239 | Weber | PGE GBA | {'Stockton A': [3.3, 12510.0], 'French Camp': [3.8, 15108.0], 'Stagg': [7.7, 4034.0], 'Manteca': [8.3, 17596.0], 'Vierra': [8.7, 12202.0], 'Avena': [11.4, 18654.0], 'Eight Mile': [12.2, 746.0], 'Ripon': [12.5, 12586.0], 'Kasson': [13.3, 417.0], 'Bellota': [13.9, 4585.0], 'Lodi': [14.2, 294.0], 'Lockeford': [14.4, 2025.0], 'Valley Home': [16.6, 6119.0], 'Rancho Seco - Bellota (Proposed)': [19.8, 4.0]} | 560025 | 67858 | 0.12 | 492167 | 0.88 | 72954 | 0.13 |  |  | 345453 | 0.62 | 0.17 | 121902 | 0.22 | 329643 | 0.59 |  | 46002 | 0.08 | 0 | 0 | 133627 | 0.24 | 426398 | 71155 | 0.13 | 488870 | 125056 | 0.22 | 434969 | 214718 | 0.38 | 345307 | 31456 | 0.06 | 528570 | 42089 | 0.08 | 517936
240 | Malaga | PGE Fresno | {'California Ave': [2.8, 22792.0], 'West Fresno': [5.4, 14061.0], 'Sanger': [6.4, 17905.0], 'McCall': [7.5, 18506.0], 'Kearney (New)': [8.6, 9382.0], 'Ashlan': [8.9, 4213.0], 'Bullard': [9.4, 5319.0], 'Clovis': [9.6, 10787.0], 'Fig Garden': [11.5, 2020.0], 'Figarden': [11.5, 2033.0], 'Woodward': [14.2, 586.0], 'Herndon': [15.1, 685.0], 'Gregg': [15.3, 520.0], 'Wahtoke': [16.0, 2529.0], 'Mc Mullin': [16.0, 5434.0], 'Kingsburg': [16.3, 2878.0]} | 565953 | 145457 | 0.26 | 420496 | 0.74 | 33877 | 0.06 |  |  | 359697 | 0.64 | 0.2 | 140761 | 0.25 | 297431 | 0.53 |  | 89398 | 0.16 | 0 | 0 | 101135 | 0.18 | 464818 | 71152 | 0.13 | 494801 | 75565 | 0.13 | 490388 | 136383 | 0.24 | 429570 | 56866 | 0.1 | 509088 | 33964 | 0.06 | 531989
241 | Old Town | SDGE Imperial | {'Vine': [2.0, 1060.0], 'Point Loma': [2.9, 1060.0], 'Mission': [3.4, 1059.0], 'Mesa Heights': [4.9, 833.0], 'Silvergate': [5.7, 1017.0], 'Kearny': [5.8, 832.0], 'Elliott': [6.9, 760.0], 'Elliot': [7.0, 758.0], 'Murray': [9.9, 3.0], 'Penasquitos': [10.7, 56.0], 'Spring Valley': [11.1, 69.0], 'Bay Boulevard': [12.3, 695.0], 'North City Metering': [13.5, 42.0], 'Miguel': [13.5, 140.0], 'Telegraph Canyon': [13.5, 158.0], 'Salt Creek': [13.6, 127.0], 'Imperial Beach': [13.8, 408.0], 'Otay': [14.2, 167.0], 'San Ysidro': [17.1, 145.0]} | 21362 | 1232 | 0.06 | 20130 | 0.94 | 3173 | 0.15 |  |  | 8167 | 0.38 | 0.21 | 58 | 0 | 11 | 0 |  | 7370 | 0.35 | 5554 | 0.26 | 6822 | 0.32 | 14539 | 12576 | 0.59 | 8786 | 15955 | 0.75 | 5407 | 20021 | 0.94 | 1341 | 4120 | 0.19 | 17241 | 1046 | 0.05 | 20316
242 | Viejo | SCE Metro | {'Santiago': [7.2, 646.0], 'Trabuco': [7.4, 883.0], 'Margarita': [8.2, 648.0], 'Q1806': [9.5, 639.0], 'Rancho Mission Viejo': [10.1, 461.0], 'Capistrano': [10.8, 544.0], 'Johanna': [12.5, 646.0], 'Serrano': [14.0, 224.0], 'Villa Park': [15.1, 224.0], 'Talega': [15.4, 448.0], 'North of SONGS': [15.6, 437.0], 'Lewis': [17.7, 1.0]} | 65360 | 7058 | 0.11 | 58302 | 0.89 | 9215 | 0.14 |  |  | 29480 | 0.45 | 0.36 | 926 | 0.01 | 449 | 0.01 |  | 22920 | 0.35 | 31914 | 0.49 | 22810 | 0.35 | 42550 | 28435 | 0.44 | 36925 | 37414 | 0.57 | 27946 | 53340 | 0.82 | 12020 | 26674 | 0.41 | 38686 | 5453 | 0.08 | 59907
243 | Shadowridge | SDGE Imperial | {'San Marcos': [2.5, 1411.0], 'Palomar Airport': [3.1, 679.0], 'Melrose': [4.6, 1812.0], 'Cannon': [5.4, 338.0], 'Encina': [5.6, 252.0], 'Ocean Ranch': [5.8, 1280.0], 'Escondido': [7.1, 1397.0], 'San Luis Rey': [7.3, 1192.0], 'Artesian': [10.3, 555.0], 'Lilac': [11.7, 996.0], 'North City Metering': [12.7, 377.0], 'Pendleton': [12.9, 896.0], 'Monserate': [13.0, 1211.0], 'Valley Center': [14.1, 689.0], 'Chicarita': [14.7, 448.0], 'Penasquitos': [15.5, 3.0], 'Pala': [16.5, 788.0], 'Avocado': [16.9, 807.0]} | 116997 | 31647 | 0.27 | 85350 | 0.73 | 4820 | 0.04 |  |  | 32615 | 0.28 | 0.36 | 19907 | 0.17 | 5544 | 0.05 |  | 55269 | 0.47 | 36906 | 0.32 | 56472 | 0.48 | 60525 | 23538 | 0.2 | 93459 | 34765 | 0.3 | 82232 | 68434 | 0.58 | 48563 | 20932 | 0.18 | 96065 | 8478 | 0.07 | 108519
244 | Chowchilla | PGE Fresno | {'Chowchilla': [0.0, 52001.0], 'Le Grand': [4.6, 26416.0], 'Dairyland': [5.8, 45568.0], 'El Nido': [12.1, 15877.0], 'Wilson': [14.7, 768.0], 'Storey': [15.3, 8075.0], 'Merced': [16.7, 422.0], 'Madera': [17.4, 3229.0], 'Newhall': [18.2, 5467.0]} | 642115 | 105041 | 0.16 | 537074 | 0.84 | 175380 | 0.27 |  |  | 428406 | 0.67 | 0.08 | 273818 | 0.43 | 161785 | 0.25 |  | 252584 | 0.39 | 0 | 0 | 344463 | 0.54 | 297653 | 194624 | 0.3 | 447492 | 227163 | 0.35 | 414952 | 437040 | 0.68 | 205075 | 129341 | 0.2 | 512774 | 103477 | 0.16 | 538639
245 | ECO | SDGE Imperial | {'Ocotillo Express': [9.1, 3291.0], 'Boulevard': [9.3, 4708.0], 'Carrizo Gorge': [10.6, 4076.0], 'Crestwood': [14.5, 3175.0]} | 107934 | 34900 | 0.32 | 73034 | 0.68 | 32077 | 0.3 |  |  | 60536 | 0.56 | 0.08 | 124 | 0 | 203 | 0 |  | 24865 | 0.23 | 45771 | 0.42 | 17212 | 0.16 | 90722 | 13922 | 0.13 | 94012 | 24053 | 0.22 | 83881 | 45530 | 0.42 | 62403 | 39784 | 0.37 | 68150 | 1402 | 0.01 | 106532
246 | Roadway | SCE NOL | {'New Sub - Kramer - Lugo (Proposed)': [0.0, 22653.0], 'Victor': [5.1, 16536.0], 'Lugo': [14.8, 3359.0]} | 299491 | 69322 | 0.23 | 230169 | 0.77 | 7745 | 0.03 |  |  | 75852 | 0.25 | 0.39 | 88 | 0 | 1757 | 0.01 |  | 29938 | 0.1 | 3424 | 0.01 | 130382 | 0.44 | 169109 | 140139 | 0.47 | 159353 | 63086 | 0.21 | 236406 | 205856 | 0.69 | 93636 | 72342 | 0.24 | 227150 | 4125 | 0.01 | 295367
247 | Miguel | SDGE Imperial | {'Salt Creek': [0.1, 432.0], 'Telegraph Canyon': [3.4, 185.0], 'Spring Valley': [4.3, 261.0], 'Otay': [7.2, 185.0], 'Bay Boulevard': [8.1, 146.0], 'El Cajon': [8.1, 261.0], 'Otay Mesa': [8.4, 268.0], 'San Ysidro': [8.5, 184.0], 'Silvergate': [9.3, 140.0], 'Imperial Beach': [9.4, 146.0], 'Mission': [11.5, 140.0], 'Vine': [12.0, 140.0], 'Old Town': [13.5, 140.0], 'Loveland': [13.8, 261.0], 'Point Loma': [15.1, 140.0], 'Alpine': [15.2, 261.0]} | 68790 | 5191 | 0.08 | 63599 | 0.92 | 9391 | 0.14 |  |  | 31119 | 0.45 | 0.21 | 308 | 0 | 105 | 0 |  | 16585 | 0.24 | 43913 | 0.64 | 17842 | 0.26 | 50948 | 33077 | 0.48 | 35714 | 52512 | 0.76 | 16278 | 57632 | 0.84 | 11159 | 25377 | 0.37 | 43414 | 2329 | 0.03 | 66461
248 | Moss Landing | PGE GBA | {'Crazy Horse Canyon': [9.9, 12374.0], 'Green Valley': [10.2, 6112.0], 'Salinas': [11.0, 7346.0], 'Buena Vista': [13.3, 6587.0], 'Llagas': [18.4, 576.0]} | 223560 | 41610 | 0.19 | 181951 | 0.81 | 28166 | 0.13 |  |  | 129150 | 0.58 | 0.21 | 17496 | 0.08 | 63250 | 0.28 |  | 72325 | 0.32 | 928 | 0 | 61225 | 0.27 | 162335 | 34562 | 0.15 | 188999 | 59799 | 0.27 | 163761 | 109932 | 0.49 | 113628 | 47272 | 0.21 | 176288 | 11490 | 0.05 | 212071
249 | Mendota | PGE Fresno | {'Cheney': [7.3, 37332.0], 'Hammonds': [7.9, 34882.0], 'Panoche': [8.2, 28391.0], 'Tranquility': [9.6, 39355.0], 'Manning': [11.7, 12728.0], 'Newhall': [12.5, 16656.0], 'Oro Loma': [15.8, 18273.0], 'Helm': [18.0, 3702.0]} | 652338 | 208876 | 0.32 | 443462 | 0.68 | 131208 | 0.2 |  |  | 500866 | 0.77 | 0.07 | 322416 | 0.49 | 225747 | 0.35 |  | 88513 | 0.14 | 0 | 0 | 228427 | 0.35 | 423911 | 69116 | 0.11 | 583222 | 128550 | 0.2 | 523788 | 289584 | 0.44 | 362754 | 37338 | 0.06 | 615000 | 38481 | 0.06 | 613857
250 | Coolwater | SCE NOL | {'Harvard': [13.1, 5692.0]} | 146534 | 37138 | 0.25 | 109396 | 0.75 | 16157 | 0.11 |  |  | 72159 | 0.49 | 0.23 | 858 | 0.01 | 631 | 0 |  | 0 | 0 | 0 | 0 | 75887 | 0.52 | 70647 | 42783 | 0.29 | 103751 | 27538 | 0.19 | 118996 | 86208 | 0.59 | 60326 | 66190 | 0.45 | 80344 | 4291 | 0.03 | 142243
251 | Innovation | SCE EOP | {'Mercury': [5.5, 6545.0], 'IS Tap': [15.2, 442.0]} | 167775 | 52817 | 0.31 | 114958 | 0.69 | 0 | 0 |  |  | 0 | 0 | 0 | 0 | 0 | 0 | 0 |  | 6312 | 0.04 | 0 | 0 | 0 | 0 | 167775 | 0 | 0 | 167775 | 0 | 0 | 167775 | 0 | 0 | 167775 | 0 | 0 | 167775 | 0 | 0 | 167775
252 | Inyo | SCE NOL | {'Control': [2.2, 1539.0]} | 71165 | 11788 | 0.17 | 59378 | 0.83 | 62520 | 0.88 |  |  | 7324 | 0.1 | 0.02 | 3 | 0 | 0 | 0 |  | 13904 | 0.2 | 0 | 0 | 0 | 0 | 71165 | 16762 | 0.24 | 54404 | 19420 | 0.27 | 51745 | 24157 | 0.34 | 47009 | 52035 | 0.73 | 19131 | 4809 | 0.07 | 66357
253 | Richmond | Northeast CA | {'Leavitt': [7.1, 5236.0]} | 401651 | 131443 | 0.33 | 270208 | 0.67 | 130808 | 0.33 |  |  | 251156 | 0.63 | 0.09 | 32684 | 0.08 | 0 | 0 |  | 258359 | 0.64 | 6041 | 0.02 | 106476 | 0.27 | 295175 | 84364 | 0.21 | 317287 | 91464 | 0.23 | 310187 | 200585 | 0.5 | 201066 | 137793 | 0.34 | 263858 | 45084 | 0.11 | 356567
254 | Salinas | PGE GBA | {'Buena Vista': [2.3, 14790.0], 'Crazy Horse Canyon': [7.4, 10061.0], 'Moss Landing': [11.0, 7346.0]} | 306963 | 43759 | 0.14 | 263204 | 0.86 | 62054 | 0.2 |  |  | 193942 | 0.63 | 0.14 | 16313 | 0.05 | 89624 | 0.29 |  | 124793 | 0.41 | 25694 | 0.08 | 90298 | 0.29 | 216666 | 41248 | 0.13 | 265715 | 59892 | 0.2 | 247071 | 139161 | 0.45 | 167802 | 100922 | 0.33 | 206041 | 15928 | 0.05 | 291035
255 | Cloverdale | PGE NGBA | {'Eagle Rock': [10.9, 2789.0], 'Lake View': [12.4, 1831.0], 'Geysers Tap 1': [14.0, 2418.0], 'Fitch Mountain': [15.7, 3057.0]} | 349003 | 26969 | 0.08 | 322035 | 0.92 | 36782 | 0.11 |  |  | 267537 | 0.77 | 0.09 | 18498 | 0.05 | 21476 | 0.06 |  | 110174 | 0.32 | 80569 | 0.23 | 178335 | 0.51 | 170669 | 124550 | 0.36 | 224454 | 221353 | 0.63 | 127651 | 298224 | 0.85 | 50780 | 148182 | 0.42 | 200822 | 5606 | 0.02 | 343398
256 | Colgate | PGE NGBA | {'New Colgate': [0.1, 4748.0], 'Brunswick': [10.8, 644.0]} | 387389 | 62490 | 0.16 | 324899 | 0.84 | 23529 | 0.06 |  |  | 189459 | 0.49 | 0.2 | 15904 | 0.04 | 7470 | 0.02 |  | 205030 | 0.53 | 120472 | 0.31 | 264280 | 0.68 | 123109 | 51885 | 0.13 | 335504 | 72720 | 0.19 | 314669 | 304624 | 0.79 | 82765 | 87457 | 0.23 | 299932 | 21209 | 0.05 | 366180
257 | New Sub - Suncrest - Ocotillo (Proposed) | SDGE Imperial | {'Crestwood': [8.6, 16049.0], 'Cameron': [10.2, 13639.0], 'Carrizo Gorge': [11.9, 13732.0], 'Suncrest': [13.7, 1936.0], 'Boulevard': [13.7, 12905.0]} | 219594 | 41266 | 0.19 | 178328 | 0.81 | 63850 | 0.29 |  |  | 115127 | 0.52 | 0.1 | 536 | 0 | 254 | 0 |  | 35724 | 0.16 | 173010 | 0.79 | 25908 | 0.12 | 193686 | 53903 | 0.25 | 165691 | 102064 | 0.46 | 117530 | 127617 | 0.58 | 91977 | 101563 | 0.46 | 118031 | 7936 | 0.04 | 211657
258 | East Nicolaus | PGE NGBA | {'Rio Oso': [4.4, 22791.0], 'Sutter Power': [12.7, 2985.0], 'Olivehurst': [12.7, 3263.0], 'Greenleaf 1': [12.8, 2975.0], 'Knights Landing': [12.9, 55.0], 'Lincoln': [13.3, 14495.0], 'Bogue': [13.7, 3076.0], 'Pleasant Grove': [14.0, 12829.0], 'East Marysville': [17.7, 2015.0], 'Atlantic': [18.0, 1704.0], 'Pease': [19.2, 354.0], 'Woodland': [19.9, 1.0]} | 496419 | 51971 | 0.1 | 444448 | 0.9 | 37932 | 0.08 |  |  | 385734 | 0.78 | 0.14 | 126274 | 0.25 | 255815 | 0.52 |  | 58858 | 0.12 | 0 | 0 | 206706 | 0.42 | 289713 | 37176 | 0.07 | 459243 | 211479 | 0.43 | 284940 | 337614 | 0.68 | 158805 | 16078 | 0.03 | 480341 | 57190 | 0.12 | 439229
259 | Renfro | PGE Kern | {'Kern Power': [3.8, 9844.0], '7th Standard': [4.1, 10805.0], 'Rosedale': [4.9, 9062.0], 'Tevis': [5.1, 4478.0], 'Tupman': [6.4, 8602.0], 'Rio Bravo': [6.6, 10626.0], 'West Park': [7.0, 6396.0], 'Stockdale': [7.3, 3188.0], 'Lerdo': [7.9, 11103.0], 'Kern Oil': [8.8, 5768.0], 'Bakersfield': [8.9, 5612.0], 'Casaloma': [9.4, 2486.0], 'Panama': [10.2, 2495.0], 'Sycamore': [10.7, 5276.0], 'Norco': [10.8, 2691.0], 'Mt Poso': [11.9, 6769.0], 'Shafter': [12.3, 8371.0], 'Columbus': [12.6, 502.0], 'Old River': [13.0, 2495.0], 'Magunden': [13.7, 6.0], 'Famoso': [15.3, 3456.0], 'Midway': [16.2, 3951.0], 'Poso Mt.': [16.6, 3799.0], 'Charca': [17.8, 593.0], 'Ganso': [17.8, 3477.0], 'Midway - Wheeler Ridge (Proposed)': [19.4, 31.0]} | 584433 | 93636 | 0.16 | 490797 | 0.84 | 103709 | 0.18 |  |  | 442351 | 0.76 | 0.1 | 90031 | 0.15 | 282458 | 0.48 |  | 99952 | 0.17 | 0 | 0 | 157135 | 0.27 | 427298 | 124299 | 0.21 | 460134 | 230454 | 0.39 | 353979 | 314595 | 0.54 | 269838 | 24003 | 0.04 | 560431 | 25506 | 0.04 | 558927
260 | Julian Hinds | SCE Eastern | {} | 37928 | 7894 | 0.21 | 30033 | 0.79 | 12761 | 0.34 |  |  | 23864 | 0.63 | 0.06 | 345 | 0.01 | 0 | 0 |  | 0 | 0 | 0 | 0 | 3511 | 0.09 | 34417 | 8362 | 0.22 | 29565 | 2533 | 0.07 | 35394 | 12252 | 0.32 | 25675 | 22366 | 0.59 | 15561 | 224 | 0.01 | 37704
261 | Old River | PGE Kern | {'Panama': [7.5, 15154.0], 'Stockdale': [7.8, 12099.0], 'Tevis': [7.9, 9772.0], 'Lakeview': [7.9, 17161.0], 'Wheeler Ridge': [10.9, 11160.0], 'Casaloma': [11.0, 7463.0], 'Midway - Wheeler Ridge (Proposed)': [11.2, 11363.0], 'Rosedale': [11.8, 4028.0], 'Kern Power': [11.9, 3794.0], 'West Park': [12.0, 3736.0], 'Copus': [12.8, 9539.0], 'Norco': [12.9, 2391.0], 'Renfro': [13.0, 2495.0], 'Bakersfield': [13.6, 2222.0], 'Grimmway-Malaga': [13.7, 8324.0], 'Tupman': [13.9, 1070.0], 'Magunden': [14.6, 1923.0], 'Unknown - 3327': [14.7, 5235.0], 'Lamont': [14.8, 5147.0], 'Elk Hills': [15.5, 211.0], 'Tejon': [15.5, 2228.0], 'Columbus': [16.0, 532.0], '7th Standard': [16.2, 36.0], 'Kern Oil': [16.8, 85.0], 'Sycamore': [18.0, 43.0], 'Cal Water': [18.6, 199.0]} | 511486 | 58653 | 0.11 | 452833 | 0.89 | 78122 | 0.15 |  |  | 400471 | 0.78 | 0.09 | 71102 | 0.14 | 280512 | 0.55 |  | 40075 | 0.08 | 0 | 0 | 113541 | 0.22 | 397945 | 138762 | 0.27 | 372724 | 215986 | 0.42 | 295500 | 257512 | 0.5 | 253974 | 12659 | 0.02 | 498827 | 21638 | 0.04 | 489847
262 | Bellevue | PGE NGBA | {'Santa Rosa A': [4.0, 5118.0], 'Penngrove': [4.7, 6378.0], 'Monroe': [5.4, 2639.0], 'Rincon': [8.1, 3341.0], 'Corona': [8.5, 3816.0], 'Fulton': [8.7, 808.0], 'Lakeville': [11.4, 3786.0], 'Silverado': [16.0, 2081.0]} | 323684 | 25930 | 0.08 | 297754 | 0.92 | 25346 | 0.08 |  |  | 201076 | 0.62 | 0.16 | 36874 | 0.11 | 29420 | 0.09 |  | 101955 | 0.31 | 0 | 0 | 190409 | 0.59 | 133274 | 129800 | 0.4 | 193884 | 213655 | 0.66 | 110029 | 282280 | 0.87 | 41404 | 105960 | 0.33 | 217724 | 18077 | 0.06 | 305607
263 | Highline | SDGE Imperial | {'North Gila - IV (Proposed)': [4.2, 3867.0], 'Drop 4': [5.5, 3870.0], 'El Centro': [15.4, 3246.0]} | 251764 | 49027 | 0.19 | 202737 | 0.81 | 39622 | 0.16 |  |  | 205375 | 0.82 | 0.09 | 36321 | 0.14 | 156550 | 0.62 |  | 0 | 0 | 0 | 0 | 11445 | 0.05 | 240320 | 29318 | 0.12 | 222446 | 29399 | 0.12 | 222365 | 40634 | 0.16 | 211130 | 26420 | 0.1 | 225345 | 14203 | 0.06 | 237561
264 | Clayton | PGE GBA | {'Meadow Lane': [4.7, 711.0], 'Lakewood': [5.4, 701.0], 'Kirker': [6.3, 1258.0], 'Pittsburg': [7.5, 1257.0], 'GWF 2': [7.7, 1225.0], 'Alhambra': [9.4, 126.0], 'Martinez': [9.4, 282.0], 'Tassajara': [10.6, 39.0], 'Contra Costa': [10.8, 1169.0], 'Lone Tree': [11.3, 964.0], 'Collinsville': [11.9, 945.0], 'Contra Costa PP': [12.2, 1162.0], 'Bahia': [13.2, 128.0], 'Christie': [13.5, 118.0], 'Birds Landing': [14.6, 2.0], 'Brentwood': [15.9, 586.0], 'Shiloh III': [17.0, 2.0]} | 181283 | 35283 | 0.19 | 146000 | 0.81 | 27951 | 0.15 |  |  | 124764 | 0.69 | 0.25 | 32117 | 0.18 | 7874 | 0.04 |  | 113426 | 0.63 | 885 | 0 | 54681 | 0.3 | 126602 | 81975 | 0.45 | 99307 | 102404 | 0.56 | 78878 | 127862 | 0.71 | 53421 | 32088 | 0.18 | 149195 | 23816 | 0.13 | 157467
265 | Hilltop | Northeast CA | {} | 624701 | 56539 | 0.09 | 568162 | 0.91 | 0 | 0 |  |  | 0 | 0 | 0 | 32694 | 0.05 | 24197 | 0.04 |  | 212522 | 0.34 | 6065 | 0.01 | 329566 | 0.53 | 295135 | 130243 | 0.21 | 494457 | 76754 | 0.12 | 547947 | 413547 | 0.66 | 211153 | 426511 | 0.68 | 198190 | 69026 | 0.11 | 555675
266 | Lakeville | PGE NGBA | {'Corona': [4.2, 4756.0], 'Penngrove': [7.0, 4492.0], 'Bellevue': [11.4, 3786.0], 'Ignacio': [12.3, 2680.0], 'Santa Rosa A': [14.7, 2404.0], 'Monroe': [16.6, 393.0], 'Tulucay': [16.9, 668.0], 'Rincon': [17.3, 2379.0], 'Silverado': [18.5, 1261.0]} | 248707 | 19945 | 0.08 | 228762 | 0.92 | 22668 | 0.09 |  |  | 154393 | 0.62 | 0.17 | 38414 | 0.15 | 27661 | 0.11 |  | 97175 | 0.39 | 0 | 0 | 156226 | 0.63 | 92481 | 66446 | 0.27 | 182261 | 138316 | 0.56 | 110392 | 209662 | 0.84 | 39046 | 75957 | 0.31 | 172751 | 18359 | 0.07 | 230348
267 | Fig Garden | PGE Fresno | {'Figarden': [0.0, 19790.0], 'Ashlan': [2.6, 16506.0], 'Gregg': [3.8, 17850.0], 'Herndon': [3.8, 18055.0], 'Bullard': [5.0, 10796.0], 'West Fresno': [7.5, 7059.0], 'Woodward': [7.9, 7588.0], 'Kearney (New)': [8.2, 7409.0], 'California Ave': [8.8, 4360.0], 'Clovis': [9.8, 343.0], 'Borden': [9.8, 14088.0], 'Malaga': [11.5, 2020.0], 'Madera': [12.9, 9458.0], 'Biola': [14.2, 3925.0], 'Storey': [14.8, 7943.0], 'Mc Mullin': [17.4, 1501.0]} | 551948 | 109534 | 0.2 | 442414 | 0.8 | 64998 | 0.12 |  |  | 355116 | 0.64 | 0.18 | 149531 | 0.27 | 227999 | 0.41 |  | 167598 | 0.3 | 0 | 0 | 155090 | 0.28 | 396858 | 150824 | 0.27 | 401123 | 148867 | 0.27 | 403080 | 243871 | 0.44 | 308077 | 91274 | 0.17 | 460673 | 65795 | 0.12 | 486153
268 | GWF Tracy | PGE GBA | {'Lammers': [0.7, 2190.0], 'Tesla': [4.1, 1761.0], 'Midway Green Ridge Services': [5.4, 1703.0], 'Tracy': [7.8, 1703.0], 'Kasson': [8.4, 2190.0], 'Kelso': [8.6, 1646.0], 'Delta PP': [9.5, 993.0], 'Delta Pumps': [9.5, 995.0], 'Windmaster': [10.4, 404.0], 'Altamont': [10.5, 247.0], 'Altamont Midway (Sandhill)': [10.5, 255.0], 'Vierra': [13.2, 38.0], 'Manteca': [15.8, 15.0], 'Westley': [17.9, 316.0], 'New Sub - Westley - Quinto (Proposed)': [19.5, 1.0]} | 450173 | 9124 | 0.02 | 441049 | 0.98 | 129473 | 0.29 |  |  | 269829 | 0.6 | 0.13 | 28390 | 0.06 | 190460 | 0.42 |  | 156508 | 0.35 | 50911 | 0.11 | 237685 | 0.53 | 212488 | 142563 | 0.32 | 307610 | 155595 | 0.35 | 294578 | 279550 | 0.62 | 170623 | 127164 | 0.28 | 323009 | 22208 | 0.05 | 427965
269 | Pahrump | SCE EOP | {'Gamebird': [4.5, 20980.0], 'Thousandaire': [4.6, 18881.0], 'Charleston': [8.1, 18314.0], 'Vista 2': [8.7, 19076.0], 'Crazy Eyes': [13.6, 5983.0]} | 134052 | 49101 | 0.37 | 84951 | 0.63 | 18204 | 0.14 |  |  | 4462 | 0.03 | 0.47 | 0 | 0 | 0 | 0 |  | 0 | 0 | 0 | 0 | 3107 | 0.02 | 130945 | 806 | 0.01 | 133246 | 22815 | 0.17 | 111237 | 24415 | 0.18 | 109637 | 16076 | 0.12 | 117976 | 158 | 0 | 133894
270 | Curtis | PGE GBA | {'Race Track': [5.1, 7775.0], 'Racetrack': [5.1, 7775.0], 'Mi-Wuk': [7.8, 5710.0], 'Peoria': [10.8, 2392.0], 'Chinese Station': [11.0, 2976.0], 'New Melones': [11.5, 846.0], 'Stanislaus': [11.7, 1707.0], 'Collierville': [12.3, 1707.0], 'Frogtown': [12.9, 269.0]} | 339732 | 53119 | 0.16 | 286613 | 0.84 | 96683 | 0.28 |  |  | 197537 | 0.58 | 0.15 | 842 | 0 | 210 | 0 |  | 197086 | 0.58 | 107539 | 0.32 | 167803 | 0.49 | 171929 | 86012 | 0.25 | 253720 | 118291 | 0.35 | 221441 | 233376 | 0.69 | 106356 | 164492 | 0.48 | 175239 | 12181 | 0.04 | 327551
271 | Quinto | PGE Fresno | {'Los Banos': [5.3, 14254.0], 'Padre Flats SW STA': [9.4, 10041.0], 'Miller': [9.7, 8512.0], 'Fink (Proposed)': [17.8, 32.0], 'Crows Landing': [17.9, 45.0], 'Crow Creek': [18.1, 32.0], 'Mercy Springs': [18.7, 332.0], 'Dos Amigos': [18.8, 138.0], 'Stanislaus Resource Recovery Facility': [18.9, 24.0]} | 415145 | 42896 | 0.1 | 372249 | 0.9 | 168442 | 0.41 |  |  | 225679 | 0.54 | 0.06 | 59907 | 0.14 | 93381 | 0.22 |  | 219614 | 0.53 | 26110 | 0.06 | 235591 | 0.57 | 179554 | 59738 | 0.14 | 355407 | 97203 | 0.23 | 317943 | 266697 | 0.64 | 148448 | 189507 | 0.46 | 225638 | 26927 | 0.06 | 388218
272 | Melrose | SDGE Imperial | {'Ocean Ranch': [2.4, 1444.0], 'Shadowridge': [4.6, 1812.0], 'San Luis Rey': [4.7, 1356.0], 'Palomar Airport': [6.1, 507.0], 'San Marcos': [6.3, 1226.0], 'Cannon': [6.6, 349.0], 'Encina': [6.8, 264.0], 'Pendleton': [8.5, 1061.0], 'Monserate': [8.6, 1583.0], 'Escondido': [9.6, 1218.0], 'Lilac': [10.1, 1228.0], 'Avocado': [12.4, 1179.0], 'Pala': [13.1, 1152.0], 'Valley Center': [13.6, 912.0], 'Artesian': [14.6, 372.0], 'North City Metering': [17.3, 248.0], 'Chicarita': [19.1, 269.0]} | 136287 | 35688 | 0.26 | 100599 | 0.74 | 4286 | 0.03 |  |  | 37063 | 0.27 | 0.35 | 29313 | 0.22 | 5895 | 0.04 |  | 61658 | 0.45 | 49319 | 0.36 | 72934 | 0.54 | 63353 | 23436 | 0.17 | 112850 | 41914 | 0.31 | 94373 | 85536 | 0.63 | 50751 | 22366 | 0.16 | 113921 | 10419 | 0.08 | 125868
273 | Valley (VEA) | SCE EOP | {'Valley Switch': [4.9, 77671.0], 'Lathrop': [11.3, 43177.0]} | 219411 | 132304 | 0.6 | 87107 | 0.4 | 2990 | 0.01 |  |  | 112 | 0 | 0.01 | 0 | 0 | 0 | 0 |  | 0 | 0 | 0 | 0 | 0 | 0 | 219411 | 0 | 0 | 219411 | 245 | 0 | 219166 | 245 | 0 | 219166 | 3111 | 0.01 | 216300 | 48 | 0 | 219363
274 | Avocado | SDGE Imperial | {'Monserate': [3.9, 6260.0], 'Pala': [7.4, 5960.0], 'Pendleton': [7.7, 1102.0], 'Melrose': [12.4, 1179.0], 'Ocean Ranch': [12.5, 955.0], 'Lilac': [12.6, 4015.0], 'San Luis Rey': [13.3, 955.0], 'Pauba': [15.6, 1172.0], 'Valley Center': [16.5, 2780.0], 'Shadowridge': [16.9, 807.0], 'San Marcos': [17.9, 236.0], 'Cannon': [18.0, 53.0], 'Encina': [18.1, 27.0], 'Palomar Airport': [18.4, 4.0], 'Escondido': [19.2, 232.0]} | 188425 | 48675 | 0.26 | 139751 | 0.74 | 7272 | 0.04 |  |  | 55269 | 0.29 | 0.35 | 32135 | 0.17 | 7187 | 0.04 |  | 82519 | 0.44 | 72698 | 0.39 | 94982 | 0.5 | 93444 | 59848 | 0.32 | 128577 | 81576 | 0.43 | 106850 | 128313 | 0.68 | 60112 | 34517 | 0.18 | 153908 | 12170 | 0.06 | 176255
275 | New Sub - North Gila - IV (Proposed) | SDGE Imperial | {'North Gila - IV (Proposed)': [2.1, 6170.0], 'Highline': [5.5, 3870.0]} | 174857 | 26809 | 0.15 | 148048 | 0.85 | 30345 | 0.17 |  |  | 139201 | 0.8 | 0.09 | 18572 | 0.11 | 115777 | 0.66 |  | 0 | 0 | 0 | 0 | 7370 | 0.04 | 167487 | 27663 | 0.16 | 147194 | 27600 | 0.16 | 147257 | 34970 | 0.2 | 139887 | 16783 | 0.1 | 158074 | 9155 | 0.05 | 165702
276 | Caliente | PGE Kern | {'Carrizo Plains': [6.9, 6622.0], 'Topaz': [8.0, 5650.0], 'Solar': [8.0, 5650.0], 'Kernridge': [10.9, 8631.0], 'Temblor': [12.4, 7526.0], 'Sunset': [19.2, 103.0]} | 425255 | 54030 | 0.13 | 371225 | 0.87 | 153913 | 0.36 |  |  | 250070 | 0.59 | 0.07 | 22936 | 0.05 | 55471 | 0.13 |  | 126774 | 0.3 | 35915 | 0.08 | 227356 | 0.53 | 197899 | 61172 | 0.14 | 364083 | 106364 | 0.25 | 318891 | 300187 | 0.71 | 125068 | 171811 | 0.4 | 253445 | 8876 | 0.02 | 416379
277 | San Luis Obispo | PGE Kern | {'Oceano': [11.5, 8388.0], 'Diablo Canyon': [12.3, 1027.0], 'Morro Bay': [14.7, 30.0], 'Callender': [15.2, 5090.0]} | 300992 | 69086 | 0.23 | 231907 | 0.77 | 56325 | 0.19 |  |  | 214159 | 0.71 | 0.1 | 14441 | 0.05 | 17467 | 0.06 |  | 154320 | 0.51 | 91686 | 0.3 | 73232 | 0.24 | 227761 | 51835 | 0.17 | 249157 | 123491 | 0.41 | 177501 | 155605 | 0.52 | 145387 | 140177 | 0.47 | 160815 | 19144 | 0.06 | 281848
278 | Valley Home | PGE GBA | {'Avena': [6.0, 26941.0], 'Riverbank': [6.4, 16129.0], 'Cottle': [8.7, 15106.0], 'Warnerville': [11.1, 14871.0], 'Bellota': [11.7, 8224.0], 'Ripon': [13.0, 9775.0], 'Manteca': [15.6, 8440.0], 'Weber': [16.6, 6119.0], 'Vierra': [18.3, 3172.0], 'French Camp': [18.8, 1600.0]} | 529598 | 70451 | 0.13 | 459147 | 0.87 | 82389 | 0.16 |  |  | 328904 | 0.62 | 0.15 | 156615 | 0.3 | 175896 | 0.33 |  | 157868 | 0.3 | 194 | 0 | 259778 | 0.49 | 269820 | 77334 | 0.15 | 452264 | 163103 | 0.31 | 366495 | 335330 | 0.63 | 194268 | 128815 | 0.24 | 400783 | 42019 | 0.08 | 487579
279 | Big Creek | PGE Fresno | {} | 258803 | 24791 | 0.1 | 234013 | 0.9 | 158124 | 0.61 |  |  | 65218 | 0.25 | 0.11 | 42 | 0 | 0 | 0 |  | 118963 | 0.46 | 25827 | 0.1 | 44856 | 0.17 | 213947 | 122821 | 0.47 | 135982 | 101745 | 0.39 | 157058 | 163045 | 0.63 | 95758 | 138337 | 0.53 | 120466 | 11020 | 0.04 | 247783
280 | West Fresno | PGE Fresno | {'California Ave': [3.0, 18489.0], 'Kearney (New)': [3.6, 22232.0], 'Ashlan': [5.2, 9684.0], 'Malaga': [5.4, 14061.0], 'Fig Garden': [7.5, 7059.0], 'Figarden': [7.5, 7073.0], 'Bullard': [7.9, 5442.0], 'Herndon': [10.5, 5703.0], 'Clovis': [10.7, 2804.0], 'Gregg': [10.8, 5473.0], 'Sanger': [11.5, 5596.0], 'McCall': [12.4, 7464.0], 'Mc Mullin': [12.8, 13780.0], 'Woodward': [12.9, 13.0], 'Borden': [16.9, 1942.0], 'Biola': [17.0, 1860.0], 'Madera': [19.3, 303.0]} | 576018 | 145550 | 0.25 | 430468 | 0.75 | 39838 | 0.07 |  |  | 392213 | 0.68 | 0.18 | 167012 | 0.29 | 300361 | 0.52 |  | 85521 | 0.15 | 0 | 0 | 90845 | 0.16 | 485173 | 105795 | 0.18 | 470223 | 108355 | 0.19 | 467663 | 160484 | 0.28 | 415534 | 40338 | 0.07 | 535680 | 39629 | 0.07 | 536389
281 | Sylmar | SCE Northern | {'Saugus': [9.2, 1140.0], 'Pardee': [10.4, 998.0], 'Elizabeth Lake': [14.5, 97.0]} | 133150 | 23735 | 0.18 | 109415 | 0.82 | 40472 | 0.3 |  |  | 58276 | 0.44 | 0.24 | 974 | 0.01 | 3897 | 0.03 |  | 72457 | 0.54 | 42023 | 0.32 | 64991 | 0.49 | 68159 | 4858 | 0.04 | 128292 | 13033 | 0.1 | 120116 | 74400 | 0.56 | 58750 | 54631 | 0.41 | 78519 | 14298 | 0.11 | 118852
282 | Tracy | PGE GBA | {'Kelso': [1.2, 1646.0], 'Delta PP': [2.2, 993.0], 'Delta Pumps': [2.2, 995.0], 'Windmaster': [3.3, 404.0], 'Midway Green Ridge Services': [5.0, 1703.0], 'Tesla': [6.0, 1703.0], 'Altamont': [6.3, 247.0], 'Altamont Midway (Sandhill)': [6.3, 255.0], 'GWF Tracy': [7.8, 1703.0], 'Lammers': [8.1, 1703.0], 'Kasson': [13.5, 1703.0]} | 405608 | 8895 | 0.02 | 396713 | 0.98 | 111660 | 0.28 |  |  | 243148 | 0.6 | 0.14 | 27392 | 0.07 | 167822 | 0.41 |  | 153994 | 0.38 | 18557 | 0.05 | 181450 | 0.45 | 224158 | 146919 | 0.36 | 258689 | 153229 | 0.38 | 252379 | 235963 | 0.58 | 169645 | 84531 | 0.21 | 321077 | 28173 | 0.07 | 377435
283 | Pease | PGE NGBA | {'East Marysville': [5.4, 8779.0], 'Bogue': [5.5, 8916.0], 'Olivehurst': [8.3, 7086.0], 'Sutter Power': [8.4, 5024.0], 'Greenleaf 1': [8.4, 5027.0], 'Honcut': [11.0, 4747.0], 'Meridian': [13.4, 2642.0], 'East Nicolaus': [19.2, 354.0], 'Rio Oso': [19.4, 199.0]} | 549658 | 48630 | 0.09 | 501028 | 0.91 | 34723 | 0.06 |  |  | 422059 | 0.77 | 0.12 | 160468 | 0.29 | 252285 | 0.46 |  | 96793 | 0.18 | 0 | 0 | 279921 | 0.51 | 269737 | 58768 | 0.11 | 490889 | 211012 | 0.38 | 338646 | 394259 | 0.72 | 155399 | 37286 | 0.07 | 512372 | 46772 | 0.09 | 502886
284 | Spring Valley | SDGE Imperial | {'Murray': [3.8, 2.0], 'El Cajon': [4.3, 261.0], 'Miguel': [4.3, 261.0], 'Salt Creek': [4.4, 261.0], 'Elliot': [7.3, 69.0], 'Elliott': [7.3, 69.0], 'Mission': [8.4, 69.0], 'Silvergate': [8.7, 69.0], 'Kearny': [9.9, 69.0], 'Vine': [10.2, 69.0], 'Bay Boulevard': [10.5, 69.0], 'Mesa Heights': [10.9, 69.0], 'Old Town': [11.1, 69.0], 'Imperial Beach': [12.1, 52.0], 'Otay Mesa': [12.6, 223.0], 'Loveland': [12.8, 261.0], 'Point Loma': [13.4, 69.0], 'Alpine': [13.8, 261.0]} | 82960 | 6051 | 0.07 | 76909 | 0.93 | 12118 | 0.15 |  |  | 35759 | 0.43 | 0.21 | 761 | 0.01 | 109 | 0 |  | 18839 | 0.23 | 55618 | 0.67 | 28066 | 0.34 | 54894 | 37325 | 0.45 | 45635 | 60406 | 0.73 | 22555 | 69115 | 0.83 | 13845 | 29667 | 0.36 | 53293 | 2832 | 0.03 | 80128
285 | Honcut | PGE NGBA | {'Palermo': [10.2, 337.0], 'Pease': [11.0, 4747.0], 'East Marysville': [11.1, 3131.0], 'Wyandotte': [12.3, 19.0], 'Thermalito': [13.6, 127.0], 'Bogue': [15.7, 2107.0], 'Olivehurst': [16.2, 1900.0], 'Greenleaf 1': [19.4, 142.0], 'Sutter Power': [19.4, 145.0]} | 481375 | 55495 | 0.12 | 425879 | 0.88 | 36493 | 0.08 |  |  | 335680 | 0.7 | 0.13 | 170061 | 0.35 | 104620 | 0.22 |  | 164430 | 0.34 | 8943 | 0.02 | 276330 | 0.57 | 205044 | 62743 | 0.13 | 418631 | 154309 | 0.32 | 327066 | 372907 | 0.77 | 108468 | 70049 | 0.15 | 411325 | 45894 | 0.1 | 435480
286 | Rancho Mission Viejo | SDGE Imperial | {'Margarita': [2.4, 1757.0], 'Capistrano': [3.9, 1758.0], 'Q1806': [4.5, 1457.0], 'Trabuco': [5.0, 1261.0], 'Talega': [5.3, 1744.0], 'North of SONGS': [5.5, 1733.0], 'Viejo': [10.1, 461.0], 'San Onofre': [11.2, 358.0]} | 63323 | 6348 | 0.1 | 56975 | 0.9 | 9703 | 0.15 |  |  | 26169 | 0.41 | 0.31 | 3794 | 0.06 | 229 | 0 |  | 9486 | 0.15 | 47055 | 0.74 | 31190 | 0.49 | 32133 | 29432 | 0.46 | 33891 | 33830 | 0.53 | 29494 | 53826 | 0.85 | 9497 | 24079 | 0.38 | 39244 | 4720 | 0.07 | 58603
287 | Encina | SDGE Imperial | {'Cannon': [0.2, 269.0], 'Palomar Airport': [2.9, 241.0], 'San Luis Rey': [5.2, 121.0], 'Shadowridge': [5.6, 252.0], 'Ocean Ranch': [5.7, 122.0], 'Melrose': [6.8, 264.0], 'San Marcos': [8.0, 215.0], 'Pendleton': [11.9, 64.0], 'Escondido': [12.6, 201.0], 'North City Metering': [14.0, 148.0], 'Artesian': [14.1, 147.0], 'Monserate': [14.5, 85.0], 'Lilac': [16.5, 62.0], 'Penasquitos': [16.6, 3.0], 'Chicarita': [18.0, 131.0], 'Avocado': [18.1, 27.0], 'Valley Center': [19.4, 8.0], 'Pala': [19.9, 2.0]} | 53028 | 17201 | 0.32 | 35826 | 0.68 | 179 | 0 |  |  | 7710 | 0.15 | 0.37 | 11968 | 0.23 | 2720 | 0.05 |  | 27873 | 0.53 | 3244 | 0.06 | 23351 | 0.44 | 29677 | 9783 | 0.18 | 43245 | 18726 | 0.35 | 34302 | 29765 | 0.56 | 23263 | 2216 | 0.04 | 50812 | 3823 | 0.07 | 49205
288 | Bullard | PGE Fresno | {'Ashlan': [3.9, 10767.0], 'Clovis': [4.8, 4897.0], 'Figarden': [5.0, 10796.0], 'Fig Garden': [5.0, 10796.0], 'Woodward': [5.1, 6997.0], 'California Ave': [7.3, 6936.0], 'West Fresno': [7.9, 5442.0], 'Gregg': [8.4, 10009.0], 'Herndon': [8.6, 10100.0], 'Malaga': [9.4, 5319.0], 'Kearney (New)': [10.4, 4391.0], 'Sanger': [11.9, 4591.0], 'Borden': [13.7, 7817.0], 'McCall': [16.4, 1706.0], 'Madera': [17.2, 3507.0], 'Storey': [18.3, 2260.0], 'Biola': [19.1, 765.0]} | 534091 | 83590 | 0.16 | 450501 | 0.84 | 56621 | 0.11 |  |  | 331825 | 0.62 | 0.2 | 99693 | 0.19 | 215993 | 0.4 |  | 199356 | 0.37 | 0 | 0 | 180610 | 0.34 | 353481 | 127795 | 0.24 | 406296 | 129871 | 0.24 | 404219 | 252875 | 0.47 | 281216 | 125707 | 0.24 | 408384 | 61700 | 0.12 | 472391
289 | Hicks | PGE GBA | {'Vasona': [3.8, 868.0], 'El Patio': [4.5, 495.0], 'Stone': [5.2, 108.0], 'Edenvale': [5.8, 108.0], 'Evergreen': [5.8, 108.0], 'Santa Teresa': [6.0, 108.0], 'San Jose A': [6.6, 108.0], 'Piercy': [6.7, 108.0], 'Saratoga': [7.0, 560.0], 'San Jose B': [7.5, 108.0], 'FMC': [8.0, 53.0], 'Swift': [8.4, 108.0], 'Metcalf Energy Center': [8.5, 108.0], 'Metcalf 1': [8.7, 108.0], 'Monta Vista': [11.3, 560.0], 'Paul Sweet': [17.4, 213.0]} | 147051 | 11955 | 0.08 | 135096 | 0.92 | 31133 | 0.21 |  |  | 61412 | 0.42 | 0.19 | 2812 | 0.02 | 1680 | 0.01 |  | 68748 | 0.47 | 6997 | 0.05 | 89257 | 0.61 | 57794 | 31806 | 0.22 | 115244 | 78058 | 0.53 | 68993 | 121055 | 0.82 | 25995 | 63809 | 0.43 | 83242 | 5115 | 0.03 | 141936
290 | Olivehurst | PGE NGBA | {'Bogue': [4.3, 16162.0], 'East Marysville': [5.1, 15077.0], 'Pease': [8.3, 7086.0], 'Greenleaf 1': [8.4, 6885.0], 'Sutter Power': [8.4, 6926.0], 'Rio Oso': [11.7, 7041.0], 'East Nicolaus': [12.7, 3263.0], 'Honcut': [16.2, 1900.0], 'Lincoln': [18.8, 18.0]} | 553416 | 52238 | 0.09 | 501177 | 0.91 | 29068 | 0.05 |  |  | 424616 | 0.77 | 0.12 | 122227 | 0.22 | 240744 | 0.44 |  | 140427 | 0.25 | 0 | 0 | 292498 | 0.53 | 260917 | 35208 | 0.06 | 518208 | 169976 | 0.31 | 383440 | 403285 | 0.73 | 150131 | 57975 | 0.1 | 495441 | 55040 | 0.1 | 498375
291 | Temblor | PGE Kern | {'Kernridge': [4.8, 24663.0], 'Sunset': [11.4, 12367.0], 'Caliente': [12.4, 7526.0], 'Sunrise': [13.6, 7203.0], 'Midway': [13.7, 25.0], 'Ganso': [16.1, 107.0], 'Goose Lake': [16.6, 346.0], 'Carrizo Plains': [19.3, 342.0]} | 441811 | 58588 | 0.13 | 383223 | 0.87 | 96647 | 0.22 |  |  | 319125 | 0.72 | 0.09 | 45384 | 0.1 | 123350 | 0.28 |  | 62725 | 0.14 | 0 | 0 | 181472 | 0.41 | 260339 | 76075 | 0.17 | 365736 | 199542 | 0.45 | 242269 | 318163 | 0.72 | 123648 | 76881 | 0.17 | 364930 | 19132 | 0.04 | 422679
292 | Olinda | SCE Metro | {'Walnut': [4.6, 370.0], 'Lewis': [9.6, 2.0], 'Villa Park': [10.4, 89.0], 'Serrano': [11.1, 495.0], 'Chino': [14.4, 620.0]} | 19429 | 5084 | 0.26 | 14344 | 0.74 | 857 | 0.04 |  |  | 10591 | 0.55 | 0.52 | 307 | 0.02 | 1179 | 0.06 |  | 8354 | 0.43 | 3596 | 0.19 | 5780 | 0.3 | 13648 | 1620 | 0.08 | 17808 | 5510 | 0.28 | 13919 | 10767 | 0.55 | 8661 | 6324 | 0.33 | 13105 | 1532 | 0.08 | 17897
293 | Mt. Eden | PGE GBA | {'Eastshore': [0.9, 1397.0], 'Grant': [4.2, 1341.0], 'Castro Valley': [4.7, 1296.0], 'Dumbarton': [5.7, 180.0], 'San Leandro U': [6.0, 1340.0], 'Edes': [8.9, 1338.0], 'Ravenswood': [9.9, 65.0], 'Fremont': [9.9, 111.0], 'Oakland J': [11.0, 1298.0], 'Cooley Landing': [11.1, 27.0], 'Newark': [11.1, 111.0], 'Vineyard': [13.7, 111.0], 'Oakland X': [14.0, 1292.0], 'Burlingame': [14.5, 1.0], 'Menlo': [14.9, 22.0], 'Oakland C': [15.1, 1292.0], 'Moraga': [15.4, 704.0], 'Oakland L': [15.5, 1284.0], 'Dixon Landing': [15.6, 110.0], 'Jefferson': [15.8, 23.0], 'Millbrae': [15.9, 1.0], 'Whisman': [15.9, 7.0], 'Nortech': [16.6, 3.0], 'Los Esteros': [17.0, 73.0], 'Martin': [17.4, 375.0], 'SAN FRAN A (POTRERO PP)': [17.7, 665.0], 'Potrero': [17.7, 671.0]} | 84229 | 7933 | 0.09 | 76296 | 0.91 | 17190 | 0.2 |  |  | 53774 | 0.64 | 0.28 | 1504 | 0.02 | 188 | 0 |  | 62778 | 0.75 | 740 | 0.01 | 44869 | 0.53 | 39360 | 34852 | 0.41 | 49377 | 55004 | 0.65 | 29225 | 68176 | 0.81 | 16053 | 35465 | 0.42 | 48763 | 6563 | 0.08 | 77666
294 | Woodland | PGE NGBA | {'Knights Landing': [9.1, 4375.0], 'Davis': [9.4, 3520.0], 'Madison': [11.2, 7891.0], 'Putah Creek': [16.6, 4309.0], 'East Nicolaus': [19.9, 1.0]} | 536438 | 31118 | 0.06 | 505320 | 0.94 | 56947 | 0.11 |  |  | 442700 | 0.83 | 0.09 | 104162 | 0.19 | 318869 | 0.59 |  | 91777 | 0.17 | 71 | 0 | 245179 | 0.46 | 291258 | 57277 | 0.11 | 479161 | 208078 | 0.39 | 328359 | 364021 | 0.68 | 172416 | 38791 | 0.07 | 497647 | 26916 | 0.05 | 509521
295 | Trabuco | SDGE Imperial | {'Q1806': [2.1, 1456.0], 'Margarita': [2.7, 1451.0], 'Capistrano': [3.5, 1360.0], 'Rancho Mission Viejo': [5.0, 1261.0], 'Viejo': [7.4, 883.0], 'Santiago': [8.9, 438.0], 'Talega': [9.6, 1245.0], 'North of SONGS': [9.7, 1234.0], 'Johanna': [14.6, 422.0], 'San Onofre': [15.1, 208.0]} | 48884 | 2737 | 0.06 | 46147 | 0.94 | 9759 | 0.2 |  |  | 24486 | 0.5 | 0.46 | 228 | 0 | 40 | 0 |  | 7302 | 0.15 | 33713 | 0.69 | 22481 | 0.46 | 26403 | 22934 | 0.47 | 25950 | 29203 | 0.6 | 19681 | 42684 | 0.87 | 6201 | 25342 | 0.52 | 23542 | 3912 | 0.08 | 44973
296 | Cantua | PGE Fresno | {'Excelsior': [6.4, 37862.0], 'New Sub - Los Banos - Midway (Proposed)': [7.6, 43370.0], 'Schindler': [11.4, 32996.0], 'Tranquility': [11.7, 10569.0], 'Crescent': [11.9, 32394.0], 'Helm': [14.5, 19838.0], 'Cheney': [17.6, 23.0], 'Manning': [17.9, 19.0]} | 592489 | 176584 | 0.3 | 415905 | 0.7 | 162077 | 0.27 |  |  | 421489 | 0.71 | 0.06 | 211295 | 0.36 | 212460 | 0.36 |  | 87061 | 0.15 | 13384 | 0.02 | 207582 | 0.35 | 384907 | 33131 | 0.06 | 559359 | 87719 | 0.15 | 504770 | 234760 | 0.4 | 357730 | 87729 | 0.15 | 504761 | 5566 | 0.01 | 586924
297 | Rancho Vista | SCE Metro | {'Etiwanda': [0.4, 3376.0], 'Mira Loma': [5.8, 3376.0], 'Padua': [6.4, 3355.0], 'Wildlife': [9.9, 2091.0], 'Rerc': [9.9, 2102.0], 'Chino': [10.3, 3376.0]} | 65691 | 5677 | 0.09 | 60013 | 0.91 | 8397 | 0.13 |  |  | 35439 | 0.54 | 0.27 | 754 | 0.01 | 1447 | 0.02 |  | 35851 | 0.55 | 19768 | 0.3 | 33381 | 0.51 | 32309 | 34708 | 0.53 | 30982 | 39468 | 0.6 | 26223 | 56157 | 0.85 | 9533 | 23151 | 0.35 | 42540 | 4511 | 0.07 | 61179
298 | Los Esteros | PGE GBA | {'Nortech': [1.5, 1115.0], 'Dixon Landing': [2.2, 1493.0], 'Trimble': [3.2, 1131.0], 'Scott': [3.7, 1076.0], 'FMC': [5.6, 1127.0], 'Newark': [5.9, 844.0], 'San Jose B': [6.3, 1125.0], 'San Jose A': [7.1, 1125.0], 'Whisman': [7.6, 6.0], 'Mountain View': [8.1, 6.0], 'Fremont': [8.1, 837.0], 'Stone': [9.3, 1125.0], 'El Patio': [9.4, 178.0], 'Evergreen': [10.0, 1125.0], 'Swift': [10.4, 1125.0], 'Cooley Landing': [11.1, 6.0], 'Dumbarton': [11.3, 595.0], 'Ravenswood': [12.1, 6.0], 'Piercy': [13.6, 491.0], 'Menlo': [14.7, 4.0], 'Edenvale': [14.8, 491.0], 'Santa Teresa': [15.3, 491.0], 'Mt Eden': [17.0, 73.0], 'Mt. Eden': [17.0, 73.0], 'Vineyard': [17.4, 589.0], 'Metcalf Energy Center': [17.6, 136.0], 'Metcalf 1': [17.6, 214.0]} | 119667 | 5245 | 0.04 | 114421 | 0.96 | 44039 | 0.37 |  |  | 60172 | 0.5 | 0.14 | 1580 | 0.01 | 625 | 0.01 |  | 86310 | 0.72 | 9269 | 0.08 | 86083 | 0.72 | 33583 | 42414 | 0.35 | 77252 | 59816 | 0.5 | 59851 | 99977 | 0.84 | 19690 | 74928 | 0.63 | 44738 | 6693 | 0.06 | 112973
299 | Humboldt Bay | PGE NGBA | {'Harris': [4.9, 11708.0], 'Humboldt': [5.9, 10848.0], 'Arcata': [10.8, 3668.0]} | 206530 | 52936 | 0.26 | 153594 | 0.74 | 55209 | 0.27 |  |  | 119997 | 0.58 | 0.09 | 0 | 0 | 0 | 0 |  | 0 | 0 | 0 | 0 | 9083 | 0.04 | 197447 | 75215 | 0.36 | 131315 | 84415 | 0.41 | 122115 | 88840 | 0.43 | 117690 | 69141 | 0.33 | 137389 | 34646 | 0.17 | 171884
300 | Shiloh III | PGE GBA | {'Birds Landing': [3.3, 31452.0], 'Lambie': [3.8, 28396.0], 'Lambie Energy': [3.8, 28396.0], 'Collinsville': [6.2, 28961.0], 'Pittsburg': [9.6, 15012.0], 'Peabody': [10.5, 1165.0], 'GWF 2': [10.7, 14707.0], 'Kirker': [10.8, 12903.0], 'Contra Costa PP': [11.7, 18358.0], 'Contra Costa': [12.3, 13742.0], 'Grand Island': [14.5, 8107.0], 'Lone Tree': [16.2, 1239.0], 'Bahia': [16.8, 2.0], 'Clayton': [17.0, 2.0], 'Meadow Lane': [18.1, 2.0], 'Martinez': [18.1, 2.0]} | 362628 | 54070 | 0.15 | 308558 | 0.85 | 64431 | 0.18 |  |  | 253072 | 0.7 | 0.13 | 92722 | 0.26 | 120477 | 0.33 |  | 121916 | 0.34 | 0 | 0 | 63366 | 0.17 | 299262 | 88257 | 0.24 | 274371 | 93746 | 0.26 | 268882 | 147244 | 0.41 | 215384 | 24272 | 0.07 | 338356 | 52558 | 0.14 | 310070
301 | Westpark | PGE Kern | {'Rosedale': [2.1, 12952.0], 'Bakersfield': [2.2, 13842.0], 'Casaloma': [2.7, 8128.0], 'Kern Power': [3.2, 11196.0], 'Stockdale': [4.2, 7070.0], 'Kern Oil': [4.8, 10376.0], 'Panama': [5.5, 6880.0], 'Columbus': [5.9, 7754.0], 'Sycamore': [6.1, 10174.0], 'Tevis': [6.2, 5658.0], 'Magunden': [6.7, 4414.0], '7th Standard': [6.8, 8488.0], 'Renfro': [7.0, 6396.0], 'Cal Water': [8.5, 6490.0], 'Lerdo': [10.8, 8452.0], 'Unknown - 3327': [11.3, 4547.0], 'Lamont': [11.4, 4509.0], 'Old River': [12.0, 3736.0], 'Mt Poso': [12.1, 8392.0], 'Tupman': [13.0, 564.0], 'Rio Bravo': [13.2, 2401.0], 'Grimmway-Malaga': [13.4, 4651.0], 'Poso Mt.': [13.7, 6894.0], 'Norco': [16.2, 26.0], 'Shafter': [18.3, 366.0], 'Famoso': [18.5, 1865.0], 'Lakeview': [19.8, 302.0], 'Wheeler Ridge': [20.2, 0.0]} | 572451 | 85939 | 0.15 | 486512 | 0.85 | 98709 | 0.17 |  |  | 438063 | 0.77 | 0.1 | 64499 | 0.11 | 264687 | 0.46 |  | 138057 | 0.24 | 0 | 0 | 196748 | 0.34 | 375703 | 130977 | 0.23 | 441473 | 210363 | 0.37 | 362087 | 307302 | 0.54 | 265148 | 75154 | 0.13 | 497296 | 24094 | 0.04 | 548357
302 | Pendleton | SDGE Imperial | {'Monserate': [5.9, 1178.0], 'San Luis Rey': [6.8, 1061.0], 'Ocean Ranch': [7.2, 1061.0], 'Avocado': [7.7, 1102.0], 'Melrose': [8.5, 1061.0], 'Encina': [11.9, 64.0], 'Cannon': [11.9, 90.0], 'Shadowridge': [12.9, 896.0], 'Palomar Airport': [13.2, 49.0], 'Pala': [13.2, 829.0], 'San Marcos': [14.8, 310.0], 'Lilac': [14.8, 465.0], 'Escondido': [17.9, 307.0], 'Valley Center': [19.0, 193.0]} | 133294 | 31751 | 0.24 | 101543 | 0.76 | 3242 | 0.02 |  |  | 36805 | 0.28 | 0.37 | 27739 | 0.21 | 4737 | 0.04 |  | 54369 | 0.41 | 54026 | 0.41 | 70575 | 0.53 | 62719 | 35209 | 0.26 | 98085 | 55309 | 0.41 | 77985 | 92486 | 0.69 | 40808 | 20972 | 0.16 | 112322 | 8471 | 0.06 | 124823
303 | Burney Forest Power | PGE NGBA | {'Burney Forest': [0.0, 45596.0], 'Carberry': [2.4, 41462.0], 'New Sub - Pit 1 - Cottonwood (Proposed)': [6.7, 26321.0], 'Pit 3': [8.5, 18861.0], 'Pit 4': [10.3, 11733.0], 'Cove Road': [11.1, 10400.0], 'Round Mt.': [12.5, 6170.0], 'Pit 1': [13.8, 10576.0], 'James B Black': [15.7, 559.0]} | 450063 | 125983 | 0.28 | 324080 | 0.72 | 263794 | 0.59 |  |  | 173021 | 0.38 | 0.05 | 19537 | 0.04 | 292 | 0 |  | 212310 | 0.47 | 38021 | 0.08 | 171409 | 0.38 | 278654 | 79226 | 0.18 | 370837 | 83900 | 0.19 | 366163 | 226045 | 0.5 | 224018 | 159835 | 0.36 | 290228 | 28353 | 0.06 | 421710
304 | Llagas | PGE GBA | {'Morgan Hill': [10.0, 6645.0], 'Green Valley': [11.8, 3816.0], 'Hollister': [13.0, 8739.0], 'Crazy Horse Canyon': [16.0, 1511.0], 'Metcalf 1': [18.2, 667.0], 'Metcalf Energy Center': [18.2, 708.0], 'Moss Landing': [18.4, 576.0]} | 309234 | 41504 | 0.13 | 267730 | 0.87 | 80194 | 0.26 |  |  | 159849 | 0.52 | 0.15 | 24572 | 0.08 | 41221 | 0.13 |  | 165796 | 0.54 | 28361 | 0.09 | 162532 | 0.53 | 146702 | 47459 | 0.15 | 261775 | 72063 | 0.23 | 237171 | 206144 | 0.67 | 103090 | 146430 | 0.47 | 162804 | 13715 | 0.04 | 295519
305 | Los Banos | PGE Fresno | {'Padre Flats SW STA': [4.2, 13400.0], 'Quinto': [5.3, 14254.0], 'Mercy Springs': [13.7, 2212.0], 'Dos Amigos': [13.8, 1954.0], 'Miller': [14.9, 4340.0]} | 439277 | 49254 | 0.11 | 390023 | 0.89 | 183306 | 0.42 |  |  | 238806 | 0.54 | 0.06 | 67623 | 0.15 | 84374 | 0.19 |  | 240463 | 0.55 | 27064 | 0.06 | 273593 | 0.62 | 165684 | 55146 | 0.13 | 384131 | 92221 | 0.21 | 347056 | 296768 | 0.68 | 142509 | 207132 | 0.47 | 232145 | 27887 | 0.06 | 411390
306 | Peabody | PGE NGBA | {'Lambie': [7.1, 2513.0], 'Lambie Energy': [7.1, 2514.0], 'Vaca-Dixon & Gc Yard': [8.5, 7622.0], 'Shiloh III': [10.5, 1165.0], 'Birds Landing': [13.5, 1165.0], 'Collinsville': [16.0, 1108.0], 'Tulucay': [16.2, 2931.0], 'Parkway': [16.4, 895.0], 'Putah Creek': [16.6, 3485.0], 'Bahia': [16.8, 0.0]} | 379654 | 58719 | 0.15 | 320935 | 0.85 | 45270 | 0.12 |  |  | 284029 | 0.75 | 0.15 | 72841 | 0.19 | 127105 | 0.33 |  | 156505 | 0.41 | 0 | 0 | 116517 | 0.31 | 263137 | 63924 | 0.17 | 315729 | 78269 | 0.21 | 301384 | 181542 | 0.48 | 198112 | 53379 | 0.14 | 326275 | 50139 | 0.13 | 329515
307 | Silvergate | SDGE Imperial | {'Vine': [3.7, 1020.0], 'Old Town': [5.7, 1017.0], 'Point Loma': [6.1, 1017.0], 'Mission': [6.2, 1016.0], 'Bay Boulevard': [6.6, 701.0], 'Imperial Beach': [8.2, 415.0], 'Telegraph Canyon': [8.4, 164.0], 'Otay': [8.5, 174.0], 'Spring Valley': [8.7, 69.0], 'Elliot': [9.0, 758.0], 'Elliott': [9.0, 760.0], 'Miguel': [9.3, 140.0], 'Salt Creek': [9.4, 127.0], 'Mesa Heights': [9.4, 791.0], 'Murray': [9.6, 3.0], 'Kearny': [9.6, 789.0], 'San Ysidro': [11.4, 151.0], 'Penasquitos': [16.1, 13.0]} | 24044 | 2040 | 0.08 | 22003 | 0.92 | 4367 | 0.18 |  |  | 8938 | 0.37 | 0.21 | 53 | 0 | 3 | 0 |  | 11004 | 0.46 | 5005 | 0.21 | 6474 | 0.27 | 17569 | 15949 | 0.66 | 8094 | 19612 | 0.82 | 4432 | 21845 | 0.91 | 2199 | 6392 | 0.27 | 17652 | 1367 | 0.06 | 22677
308 | Kelso | PGE GBA | {'Delta PP': [1.0, 993.0], 'Delta Pumps': [1.0, 995.0], 'Tracy': [1.2, 1646.0], 'Windmaster': [2.1, 404.0], 'Midway Green Ridge Services': [5.0, 1647.0], 'Altamont': [5.3, 247.0], 'Altamont Midway (Sandhill)': [5.3, 255.0], 'Tesla': [6.3, 1646.0], 'Vasco': [8.6, 0.0], 'GWF Tracy': [8.6, 1646.0], 'Lammers': [9.0, 1646.0], 'Los Positas': [9.7, 0.0], 'Las Positas': [9.7, 0.0], 'Cayetano': [10.0, 0.0], 'North Dublin': [14.3, 0.0], 'Kasson': [14.7, 1646.0], 'Vineyard': [16.3, 0.0], 'Tassajara': [16.5, 0.0], 'San Ramon': [18.4, 0.0]} | 393931 | 8637 | 0.02 | 385295 | 0.98 | 111180 | 0.28 |  |  | 235367 | 0.6 | 0.13 | 25590 | 0.06 | 159157 | 0.4 |  | 154614 | 0.39 | 18384 | 0.05 | 175114 | 0.44 | 218817 | 141828 | 0.36 | 252104 | 148645 | 0.38 | 245287 | 230267 | 0.58 | 163665 | 83986 | 0.21 | 309946 | 27720 | 0.07 | 366211
309 | Desert View | SCE EOP | {} | 29243 | 18035 | 0.62 | 11208 | 0.38 | 0 | 0 |  |  | 0 | 0 | 0 | 0 | 0 | 0 | 0 |  | 8451 | 0.29 | 0 | 0 | 0 | 0 | 29243 | 0 | 0 | 29243 | 0 | 0 | 29243 | 0 | 0 | 29243 | 0 | 0 | 29243 | 0 | 0 | 29243
310 | Clay | PGE GBA | {'Camanche': [10.2, 248.0], 'Valley Springs': [12.7, 163.0], 'Rancho Seco - Bellota (Proposed)': [14.9, 212.0]} | 447127 | 41191 | 0.09 | 405935 | 0.91 | 39988 | 0.09 |  |  | 279614 | 0.63 | 0.17 | 65409 | 0.15 | 34157 | 0.08 |  | 206477 | 0.46 | 7986 | 0.02 | 336975 | 0.75 | 110151 | 88724 | 0.2 | 358403 | 150184 | 0.34 | 296943 | 373948 | 0.84 | 73178 | 167073 | 0.37 | 280053 | 67744 | 0.15 | 379382
311 | Calcite | SCE NOL | {} | 194797 | 43732 | 0.22 | 151065 | 0.78 | 55434 | 0.28 |  |  | 43327 | 0.22 | 0.29 | 32 | 0 | 49 | 0 |  | 8684 | 0.04 | 19527 | 0.1 | 57580 | 0.3 | 137217 | 52214 | 0.27 | 142583 | 53570 | 0.28 | 141227 | 102858 | 0.53 | 91939 | 80797 | 0.41 | 114001 | 906 | 0 | 193891
312 | Biola | PGE Fresno | {'Madera': [9.7, 12469.0], 'Herndon': [11.2, 5336.0], 'Borden': [11.5, 8318.0], 'Gregg': [11.6, 4993.0], 'Newhall': [12.8, 12447.0], 'Storey': [14.0, 6249.0], 'Kearney (New)': [14.1, 3239.0], 'Fig Garden': [14.2, 3925.0], 'Figarden': [14.2, 3927.0], 'Helm': [14.4, 11691.0], 'Mc Mullin': [15.5, 7250.0], 'Ashlan': [15.7, 2416.0], 'West Fresno': [17.0, 1860.0], 'Crescent': [18.5, 4911.0], 'Bullard': [19.1, 765.0]} | 633176 | 200564 | 0.32 | 432612 | 0.68 | 104840 | 0.17 |  |  | 460548 | 0.73 | 0.11 | 331435 | 0.52 | 220317 | 0.35 |  | 110934 | 0.18 | 0 | 0 | 199490 | 0.32 | 433685 | 112289 | 0.18 | 520887 | 131748 | 0.21 | 501428 | 277624 | 0.44 | 355552 | 19493 | 0.03 | 613682 | 53505 | 0.08 | 579671
313 | New Sub - Pit 1 - Cottonwood (Proposed) | PGE NGBA | {'Carberry': [4.4, 30157.0], 'Round Mt.': [6.1, 9918.0], 'Burney Forest': [6.7, 26316.0], 'Burney Forest Power': [6.7, 26321.0], 'Cove Road': [6.8, 13900.0], 'Pit 4': [11.5, 12836.0], 'Pit 3': [12.7, 12330.0], 'Fern Road': [14.0, 2438.0], 'James B Black': [14.2, 4059.0]} | 436888 | 99262 | 0.23 | 337625 | 0.77 | 246128 | 0.56 |  |  | 176307 | 0.4 | 0.05 | 10497 | 0.02 | 819 | 0 |  | 259814 | 0.59 | 48752 | 0.11 | 217083 | 0.5 | 219805 | 89605 | 0.21 | 347282 | 99259 | 0.23 | 337629 | 264981 | 0.61 | 171907 | 165526 | 0.38 | 271362 | 28619 | 0.07 | 408268
314 | Olive | PGE Fresno | {'Alpaugh': [4.6, 46848.0], 'Smyrna': [12.5, 15648.0], 'Corcoran': [16.0, 10385.0], 'Waukena': [18.3, 2456.0]} | 644757 | 193437 | 0.3 | 451319 | 0.7 | 147034 | 0.23 |  |  | 463553 | 0.72 | 0.09 | 237093 | 0.37 | 283422 | 0.44 |  | 53467 | 0.08 | 0 | 0 | 193977 | 0.3 | 450779 | 37009 | 0.06 | 607748 | 105120 | 0.16 | 539637 | 266046 | 0.41 | 378710 | 5209 | 0.01 | 639547 | 32360 | 0.05 | 612397
315 | Lugo | SCE Metro | {'Victor': [9.7, 6746.0], 'New Sub - Kramer - Lugo (Proposed)': [14.8, 3351.0], 'Roadway': [14.8, 3359.0]} | 229768 | 49758 | 0.22 | 180011 | 0.78 | 28232 | 0.12 |  |  | 55173 | 0.24 | 0.39 | 107 | 0 | 49 | 0 |  | 39635 | 0.17 | 36185 | 0.16 | 102395 | 0.45 | 127373 | 117667 | 0.51 | 112101 | 82661 | 0.36 | 147107 | 170464 | 0.74 | 59304 | 51024 | 0.22 | 178744 | 4862 | 0.02 | 224906
316 | Eagle Rock (PGE) | PGE NGBA | {'Lake View': [1.6, 2111.0], 'Geysers Tap 1': [6.0, 1991.0], 'Konocti': [8.1, 1255.0], 'Cloverdale': [10.9, 2789.0], 'Fitch Mountain': [15.7, 925.0], 'Redbud': [15.9, 63.0], 'Hopland': [17.6, 24.0], 'Hartley': [18.5, 1192.0]} | 356229 | 31858 | 0.09 | 324372 | 0.91 | 37826 | 0.11 |  |  | 259590 | 0.73 | 0.11 | 22649 | 0.06 | 23847 | 0.07 |  | 126046 | 0.35 | 117264 | 0.33 | 203315 | 0.57 | 152914 | 138479 | 0.39 | 217750 | 234746 | 0.66 | 121483 | 307793 | 0.86 | 48436 | 126704 | 0.36 | 229525 | 6891 | 0.02 | 349338
317 | Cosumnes | PGE GBA | {'Rancho Seco': [0.4, 15266.0], 'Camanche': [10.3, 5234.0], 'Live Oak': [11.1, 9939.0], 'Lockeford': [15.5, 5463.0], 'Rancho Seco - Bellota (Proposed)': [15.9, 1052.0], 'Granite': [18.1, 1997.0]} | 434971 | 67695 | 0.16 | 367276 | 0.84 | 38233 | 0.09 |  |  | 272741 | 0.63 | 0.21 | 97827 | 0.22 | 80111 | 0.18 |  | 119403 | 0.27 | 0 | 0 | 230902 | 0.53 | 204070 | 99651 | 0.23 | 335320 | 146719 | 0.34 | 288252 | 278789 | 0.64 | 156182 | 116480 | 0.27 | 318491 | 77169 | 0.18 | 357802
318 | Imperial Valley | SDGE Imperial | {'El Centro': [11.9, 5600.0]} | 220221 | 42072 | 0.19 | 178149 | 0.81 | 30532 | 0.14 |  |  | 180237 | 0.82 | 0.1 | 26031 | 0.12 | 122722 | 0.56 |  | 0 | 0 | 0 | 0 | 11475 | 0.05 | 20874600% | 17676 | 0.08 | 20254500% | 19099 | 0.09 | 20112200% | 32407 | 0.15 | 18781400% | 32975 | 0.15 | 18724600% | 14664 | 0.07 | 205557
319 | Swift | PGE GBA | {'Evergreen': [2.8, 1747.0], 'Piercy': [3.8, 1112.0], 'Stone': [4.1, 1747.0], 'Edenvale': [5.4, 1112.0], 'San Jose A': [5.7, 1747.0], 'Santa Teresa': [5.8, 1112.0], 'San Jose B': [5.9, 1747.0], 'FMC': [7.0, 1632.0], 'Metcalf 1': [7.5, 835.0], 'Metcalf Energy Center': [7.6, 746.0], 'El Patio': [7.9, 220.0], 'Trimble': [8.2, 1500.0], 'Hicks': [8.4, 108.0], 'Scott': [9.4, 1097.0], 'Los Esteros': [10.4, 1125.0], 'Nortech': [11.2, 635.0], 'Dixon Landing': [11.6, 899.0], 'Newark': [16.1, 249.0], 'Fremont': [17.7, 242.0]} | 188379 | 8375 | 0.04 | 180004 | 0.96 | 66389 | 0.35 |  |  | 93809 | 0.5 | 0.09 | 1798 | 0.01 | 892 | 0 |  | 95957 | 0.51 | 65986 | 0.35 | 140358 | 0.75 | 4802200% | 63898 | 0.34 | 12448100% | 100242 | 0.53 | 8813700% | 162747 | 0.86 | 2563200% | 129453 | 0.69 | 5892600% | 7642 | 0.04 | 180737
320 | Windhub | SCE Northern | {'Highwind': [7.1, 10400.0], 'Rosamond': [12.1, 16385.0], 'Whirlwind': [15.0, 2622.0]} | 384120 | 129653 | 0.34 | 254466 | 0.66 | 58356 | 0.15 |  |  | 115259 | 0.3 | 0.38 | 2418 | 0.01 | 5471 | 0.01 |  | 58604 | 0.15 | 41935 | 0.11 | 132638 | 0.35 | 25148100% | 86484 | 0.23 | 29763500% | 92287 | 0.24 | 29183200% | 216920 | 0.56 | 16720000% | 117491 | 0.31 | 26662900% | 4952 | 0.01 | 379167
321 | Elliott | SDGE Imperial | {'Elliot': [0.0, 758.0], 'Kearny': [2.8, 760.0], 'Mission': [3.6, 760.0], 'Mesa Heights': [4.1, 760.0], 'Murray': [4.2, 3.0], 'Old Town': [6.9, 760.0], 'Spring Valley': [7.3, 69.0], 'Vine': [7.5, 760.0], 'Silvergate': [9.0, 760.0], 'Point Loma': [9.8, 760.0], 'Penasquitos': [10.4, 13.0], 'Bay Boulevard': [14.4, 509.0], 'Otay': [15.4, 9.0], 'Imperial Beach': [16.1, 242.0]} | 67659 | 6137 | 0.09 | 61521 | 0.91 | 7239 | 0.11 |  |  | 23913 | 0.35 | 0.22 | 1465 | 0.02 | 328 | 0 |  | 21888 | 0.32 | 35046 | 0.52 | 30887 | 0.46 | 3677200% | 34634 | 0.51 | 3302500% | 49029 | 0.72 | 1863000% | 59355 | 0.88 | 830300% | 15972 | 0.24 | 5168600% | 2739 | 0.04 | 64920
322 | Gates | PGE Fresno | {'New Sub - Gates - Templeton (Proposed)': [8.5, 14604.0], 'Avenal': [11.3, 13627.0], 'Mustang': [13.1, 4237.0], 'Henrietta': [14.2, 3815.0], 'Leprino': [17.6, 2379.0], 'Schindler': [18.2, 687.0], 'Excelsior': [19.0, 57.0]} | 604011 | 155513 | 0.26 | 448498 | 0.74 | 215551 | 0.36 |  |  | 374920 | 0.62 | 0.07 | 168540 | 0.28 | 204798 | 0.34 |  | 123411 | 0.2 | 3848 | 0.01 | 211016 | 0.35 | 39299500% | 25231 | 0.04 | 57878000% | 97296 | 0.16 | 50671500% | 260369 | 0.43 | 34364100% | 99752 | 0.17 | 50425900% | 5747 | 0.01 | 598264
323 | Madeline | Northeast CA | {} | 383881 | 18905 | 0.05 | 364976 | 0.95 | 124329 | 0.32 |  |  | 217232 | 0.57 | 0.06 | 24226 | 0.06 | 2116 | 0.01 |  | 252703 | 0.66 | 84678 | 0.22 | 138573 | 0.36 | 24530800% | 57757 | 0.15 | 32612400% | 66933 | 0.17 | 31694800% | 189510 | 0.49 | 19437100% | 303218 | 0.79 | 8066400% | 72928 | 0.19 | 310953
324 | Putah Creek | PGE NGBA | {'Vaca-Dixon & Gc Yard': [9.4, 8766.0], 'Madison': [10.4, 5115.0], 'Monticello': [11.8, 309.0], 'Davis': [14.1, 3058.0], 'Peabody': [16.6, 3485.0], 'Woodland': [16.6, 4309.0]} | 446168 | 34268 | 0.08 | 411901 | 0.92 | 39873 | 0.09 |  |  | 364797 | 0.82 | 0.09 | 57894 | 0.13 | 199895 | 0.45 |  | 170899 | 0.38 | 7334 | 0.02 | 230499 | 0.52 | 21566900% | 55093 | 0.12 | 39107500% | 76211 | 0.17 | 36995800% | 273394 | 0.61 | 17277500% | 104974 | 0.24 | 34119400% | 24361 | 0.05 | 421807
325 | San Onofre | SCE Metro | {'North of SONGS': [5.6, 368.0], 'Talega': [5.9, 368.0], 'Rancho Mission Viejo': [11.2, 358.0], 'Capistrano': [11.8, 357.0], 'Margarita': [13.2, 355.0], 'Q1806': [13.3, 252.0], 'Trabuco': [15.1, 208.0]} | 52804 | 5915 | 0.11 | 46890 | 0.89 | 3795 | 0.07 |  |  | 20419 | 0.39 | 0.37 | 7860 | 0.15 | 527 | 0.01 |  | 10785 | 0.2 | 36362 | 0.69 | 28333 | 0.54 | 2447100% | 25663 | 0.49 | 2714100% | 26229 | 0.5 | 2657500% | 44878 | 0.85 | 792600% | 14254 | 0.27 | 3855000% | 3375 | 0.06 | 49429
326 | Gregg | PGE Fresno | {'Herndon': [0.6, 20194.0], 'Fig Garden': [3.8, 17850.0], 'Figarden': [3.8, 17852.0], 'Borden': [6.1, 16411.0], 'Ashlan': [6.4, 14566.0], 'Bullard': [8.4, 10009.0], 'Madera': [9.0, 11785.0], 'Woodward': [9.6, 7244.0], 'Kearney (New)': [10.4, 5914.0], 'West Fresno': [10.8, 5473.0], 'Storey': [11.1, 10172.0], 'Biola': [11.6, 4993.0], 'California Ave': [12.5, 2808.0], 'Malaga': [15.3, 520.0], 'Mc Mullin': [18.5, 604.0]} | 563052 | 114157 | 0.2 | 448896 | 0.8 | 86215 | 0.15 |  |  | 372673 | 0.66 | 0.16 | 178526 | 0.32 | 205444 | 0.36 |  | 186484 | 0.33 | 0 | 0 | 174565 | 0.31 | 38848700% | 169213 | 0.3 | 39383900% | 171074 | 0.3 | 39197800% | 279003 | 0.5 | 28404900% | 98442 | 0.17 | 46461000% | 78542 | 0.14 | 484510
327 | Gondor | <Null> | {} | 0 | 0 | 0 | 0 | 0 | 0 | 0 |  |  | 0 | 0 | 0 | 0 | 0 | 0 | 0 |  | 0 | 0 | 0 | 0 | 0 | 0 | 0% | 0 | 0 | 0% | 0 | 0 | 0% | 0 | 0 | 0% | 0 | 0 | 0% | 0 | 0 | 0
328 | Cabrillo | PGE Kern | {'Divide': [12.9, 2162.0], 'Sisquoc': [17.4, 1600.0], 'Fairway': [18.6, 1170.0]} | 265497 | 50223 | 0.19 | 215274 | 0.81 | 128905 | 0.49 |  |  | 126319 | 0.48 | 0.07 | 20709 | 0.08 | 28782 | 0.11 |  | 102011 | 0.38 | 76 | 0 | 109185 | 0.41 | 15631100% | 15492 | 0.06 | 25000500% | 105269 | 0.4 | 16022800% | 172450 | 0.65 | 9304700% | 90215 | 0.34 | 17528100% | 9496 | 0.04 | 256001
329 | Mesa (PGE) | PGE Kern | {'Fairway': [6.8, 22737.0], 'Callender': [7.9, 20042.0], 'Oceano': [9.7, 17930.0], 'Sisquoc': [11.4, 14373.0], 'Divide': [12.6, 8247.0]} | 328644 | 72503 | 0.22 | 256141 | 0.78 | 129191 | 0.39 |  |  | 179387 | 0.55 | 0.07 | 25018 | 0.08 | 47585 | 0.14 |  | 104133 | 0.32 | 60614 | 0.18 | 55849 | 0.17 | 27279600% | 22538 | 0.07 | 30610600% | 101784 | 0.31 | 22686100% | 129159 | 0.39 | 19948500% | 132696 | 0.4 | 19594800% | 18889 | 0.06 | 309755
330 | Schulte | PGE GBA | {'Trimble': [1.5, 1102.0], 'FMC': [2.7, 1098.0], 'Nortech': [3.1, 641.0], 'Los Esteros': [3.7, 1076.0], 'San Jose B': [3.8, 1097.0], 'San Jose A': [4.4, 1097.0], 'Dixon Landing': [5.9, 904.0], 'El Patio': [6.0, 203.0], 'Mountain View': [6.3, 6.0], 'Whisman': [6.5, 6.0], 'Stone': [6.9, 1097.0], 'Evergreen': [8.0, 1097.0], 'Newark': [8.8, 255.0], 'Swift': [9.4, 1097.0], 'Fremont': [11.4, 248.0], 'Cooley Landing': [11.6, 6.0], 'Piercy': [11.8, 462.0], 'Edenvale': [12.7, 462.0], 'Ravenswood': [12.9, 6.0], 'Santa Teresa': [13.1, 462.0], 'Dumbarton': [13.7, 6.0], 'Menlo': [14.1, 4.0], 'Metcalf Energy Center': [15.7, 120.0], 'Metcalf 1': [15.7, 188.0]} | 127900 | 6837 | 0.05 | 121063 | 0.95 | 40755 | 0.32 |  |  | 57986 | 0.45 | 0.16 | 1735 | 0.01 | 819 | 0.01 |  | 78008 | 0.61 | 4694 | 0.04 | 88101 | 0.69 | 3979900% | 37961 | 0.3 | 8993900% | 69331 | 0.54 | 5856900% | 107368 | 0.84 | 2053200% | 68135 | 0.53 | 5976500% | 5940 | 0.05 | 121960
331 | Davis | PGE NGBA | {'Woodland': [9.4, 3520.0], 'Putah Creek': [14.1, 3058.0], 'Vaca-Dixon & Gc Yard': [14.2, 1619.0], 'Madison': [15.3, 2565.0], 'Brighton': [17.5, 4.0], 'Knights Landing': [18.4, 112.0]} | 460013 | 29161 | 0.06 | 430852 | 0.94 | 38358 | 0.08 |  |  | 378694 | 0.82 | 0.1 | 100567 | 0.22 | 258636 | 0.56 |  | 76382 | 0.17 | 0 | 0 | 158787 | 0.35 | 30122600% | 73440 | 0.16 | 38657200% | 124889 | 0.27 | 33512400% | 249884 | 0.54 | 21012900% | 17838 | 0.04 | 44217400% | 30839 | 0.07 | 429174
332 | Arco | PGE Kern | {'Gates-Midway (Proposed)': [8.6, 17631.0]} | 648479 | 120518 | 0.19 | 527961 | 0.81 | 213123 | 0.33 |  |  | 418368 | 0.65 | 0.07 | 149099 | 0.23 | 98443 | 0.15 |  | 205471 | 0.32 | 0 | 0 | 422780 | 0.65 | 22569900% | 29786 | 0.05 | 61869300% | 91321 | 0.14 | 55715800% | 461647 | 0.71 | 18683200% | 131876 | 0.2 | 51660300% | 19590 | 0.03 | 628889
333 | Goodrich | SCE Metro | {} | 1997 | 678 | 0.34 | 1319 | 0.66 | 11 | 0.01 |  |  | 1644 | 0.82 | 0.14 | 2 | 0 | 25 | 0.01 |  | 906 | 0.45 | 112 | 0.06 | 254 | 0.13 | 174300% | 22 | 0.01 | 197500% | 36 | 0.02 | 196100% | 291 | 0.15 | 170600% | 664 | 0.33 | 133300% | 391 | 0.2 | 1606
334 | Newhall | PGE Fresno | {'Mendota': [12.5, 16656.0], 'Biola': [12.8, 12447.0], 'Dairyland': [13.1, 15981.0], 'Madera': [15.5, 5733.0], 'Oro Loma': [18.0, 5486.0], 'Storey': [18.1, 342.0], 'Chowchilla': [18.2, 5488.0], 'Hammonds': [18.2, 5641.0], 'Borden': [19.2, 252.0], 'El Nido': [19.4, 25.0], 'Tranquility': [19.8, 12.0], 'Cheney': [19.8, 221.0]} | 712389 | 244377 | 0.34 | 468012 | 0.66 | 106397 | 0.15 |  |  | 555285 | 0.78 | 0.09 | 379347 | 0.53 | 258746 | 0.36 |  | 107124 | 0.15 | 0 | 0 | 213605 | 0.3 | 49878400% | 76609 | 0.11 | 63578000% | 115557 | 0.16 | 59683200% | 290856 | 0.41 | 42153300% | 12286 | 0.02 | 70010300% | 45750 | 0.06 | 666639
335 | Brentwood | PGE GBA | {'Lone Tree': [4.9, 2032.0], 'Contra Costa': [8.0, 2032.0], 'Contra Costa PP': [8.1, 2032.0], 'Windmaster': [8.4, 116.0], 'GWF 2': [12.0, 2029.0], 'Collinsville': [14.2, 791.0], 'Kirker': [14.3, 1073.0], 'Pittsburg': [14.4, 983.0], 'Tassajara': [15.0, 285.0], 'Clayton': [15.9, 586.0], 'Birds Landing': [16.5, 377.0]} | 391670 | 34116 | 0.09 | 357555 | 0.91 | 93534 | 0.24 |  |  | 252600 | 0.64 | 0.12 | 54156 | 0.14 | 168053 | 0.43 |  | 131417 | 0.34 | 885 | 0 | 116943 | 0.3 | 27472700% | 136520 | 0.35 | 25515000% | 142988 | 0.37 | 24868300% | 193329 | 0.49 | 19834100% | 30627 | 0.08 | 36104300% | 35035 | 0.09 | 356635
336 | Neenach | SCE Northern | {'Whirlwind': [6.9, 39706.0], 'Antelope': [12.9, 11315.0], 'Bailey': [15.4, 1644.0], 'Rosamond': [16.1, 8627.0], 'Warne': [17.4, 135.0]} | 390528 | 112837 | 0.29 | 277691 | 0.71 | 85971 | 0.22 |  |  | 123754 | 0.32 | 0.34 | 5955 | 0.02 | 4524 | 0.01 |  | 81720 | 0.21 | 88087 | 0.23 | 118441 | 0.3 | 27208700% | 130981 | 0.34 | 25954700% | 109261 | 0.28 | 28126700% | 233192 | 0.6 | 15733600% | 130388 | 0.33 | 26014000% | 13694 | 0.04 | 376834
337 | Bahia | PGE NGBA | {'Martinez': [4.7, 7493.0], 'Parkway': [5.6, 7664.0], 'Carquinez': [6.0, 7698.0], 'Alhambra': [6.1, 7488.0], 'Christie': [6.6, 7484.0], 'Meadow Lane': [9.4, 4449.0], 'San Pablo': [12.7, 3991.0], 'Lakewood': [12.8, 365.0], 'Sobrante': [12.8, 3585.0], 'Kirker': [13.2, 128.0], 'Clayton': [13.2, 128.0], 'Pittsburg': [13.4, 128.0], 'Tulucay': [13.6, 331.0], 'El Cerrito G': [14.6, 3217.0], 'Rossmoor': [15.4, 4.0], 'GWF 2': [15.6, 57.0], 'Moraga': [16.3, 2.0], 'Collinsville': [16.3, 6.0], 'Richmond R': [16.5, 1711.0], 'Standard Oil 2': [16.6, 1874.0], 'Standard Oil': [16.6, 1884.0], 'Peabody': [16.8, 0.0], 'Shiloh III': [16.8, 2.0], 'Birds Landing': [16.9, 2.0]} | 178748 | 33133 | 0.19 | 145615 | 0.81 | 25463 | 0.14 |  |  | 119973 | 0.67 | 0.28 | 29317 | 0.16 | 13944 | 0.08 |  | 87630 | 0.49 | 0 | 0 | 71358 | 0.4 | 10739000% | 54375 | 0.3 | 12437300% | 73692 | 0.41 | 10505500% | 129253 | 0.72 | 4949500% | 36402 | 0.2 | 14234600% | 28222 | 0.16 | 150526
338 | Vaca Dixon | PGE NGBA | {'Peabody': [8.5, 7622.0], 'Putah Creek': [9.4, 8766.0], 'Lambie': [12.8, 1348.0], 'Lambie Energy': [12.8, 1349.0], 'Davis': [14.2, 1619.0], 'Monticello': [17.4, 157.0], 'Madison': [19.0, 113.0]} | 436180 | 48867 | 0.11 | 387313 | 0.89 | 43961 | 0.1 |  |  | 350667 | 0.8 | 0.09 | 79372 | 0.18 | 191588 | 0.44 |  | 159086 | 0.36 | 0 | 0 | 147202 | 0.34 | 28897800% | 61860 | 0.14 | 37432000% | 89090 | 0.2 | 34709000% | 216038 | 0.5 | 22014300% | 63343 | 0.15 | 37283700% | 40419 | 0.09 | 395761
339 | Carrizo Plains | PGE Kern | {'Topaz': [1.1, 9919.0], 'Solar': [1.1, 9919.0], 'Caliente': [6.9, 6622.0], 'Kernridge': [17.4, 1923.0], 'Temblor': [19.3, 342.0]} | 416886 | 45778 | 0.11 | 371108 | 0.89 | 167063 | 0.4 |  |  | 230237 | 0.55 | 0.07 | 20850 | 0.05 | 18253 | 0.04 |  | 140003 | 0.34 | 71536 | 0.17 | 229856 | 0.55 | 18703100% | 56386 | 0.14 | 36050000% | 99466 | 0.24 | 31742000% | 300598 | 0.72 | 11628800% | 209406 | 0.5 | 20748000% | 10099 | 0.02 | 406787
340 | Vista (VEA) | SCE EOP | {'Pahrump': [8.7, 19076.0], 'Charleston': [9.7, 13739.0], 'Gamebird': [12.5, 7645.0], 'Thousandaire': [13.3, 5593.0]} | 105334 | 54072 | 0.51 | 51262 | 0.49 | 4568 | 0.04 |  |  | 32 | 0 | 0.01 | 0 | 0 | 0 | 0 |  | 1358 | 0.01 | 0 | 0 | 626 | 0.01 | 10470800% | 806 | 0.01 | 10452800% | 1600 | 0.02 | 10373400% | 2225 | 0.02 | 10310900% | 4102 | 0.04 | 10123200% | 115 | 0 | 105219
341 | Merced | PGE Fresno | {'Wilson': [4.6, 11505.0], 'Atwater': [9.2, 833.0], 'El Nido': [10.7, 10420.0], 'Le Grand': [13.2, 8223.0], 'Cressey': [13.6, 269.0], 'Chowchilla': [16.7, 395.0], 'Dairyland': [17.8, 1592.0]} | 557478 | 93521 | 0.17 | 463957 | 0.83 | 124078 | 0.22 |  |  | 379211 | 0.68 | 0.09 | 211937 | 0.38 | 209385 | 0.38 |  | 115890 | 0.21 | 0 | 0 | 240038 | 0.43 | 31743900% | 171211 | 0.31 | 38626700% | 201446 | 0.36 | 35603200% | 324499 | 0.58 | 23297800% | 74293 | 0.13 | 48318500% | 68993 | 0.12 | 488485
342 | Otay Mesa | SDGE Imperial | {'San Ysidro': [6.7, 49.0], 'Telegraph Canyon': [7.5, 49.0], 'Salt Creek': [8.3, 269.0], 'Miguel': [8.4, 268.0], 'Otay': [8.6, 46.0], 'Imperial Beach': [10.8, 6.0], 'Bay Boulevard': [10.9, 6.0], 'Spring Valley': [12.6, 223.0], 'El Cajon': [15.7, 223.0], 'Loveland': [16.9, 257.0], 'Alpine': [18.9, 223.0]} | 62373 | 6648 | 0.11 | 55726 | 0.89 | 8600 | 0.14 |  |  | 28872 | 0.46 | 0.2 | 248 | 0 | 64 | 0 |  | 14799 | 0.24 | 40046 | 0.64 | 8996 | 0.14 | 5337700% | 25743 | 0.41 | 3663000% | 49311 | 0.79 | 1306200% | 49949 | 0.8 | 1242500% | 23393 | 0.38 | 3898000% | 2289 | 0.04 | 60084
343 | Leavitt | Northeast CA | {'Richmond': [7.1, 5236.0]} | 332276 | 78976 | 0.24 | 253300 | 0.76 | 136034 | 0.41 |  |  | 176864 | 0.53 | 0.09 | 30797 | 0.09 | 0 | 0 |  | 241966 | 0.73 | 2568 | 0.01 | 115007 | 0.35 | 21726900% | 84474 | 0.25 | 24780200% | 75947 | 0.23 | 25633000% | 190767 | 0.57 | 14151000% | 139869 | 0.42 | 19240700% | 39957 | 0.12 | 292319
344 | Primm | SCE EOP | {'Ivanpah': [9.5, 1084.0], 'Mountain Pass': [14.9, 8.0]} | 34735 | 15697 | 0.45 | 19038 | 0.55 | 1551 | 0.04 |  |  | 1395 | 0.04 | 0.02 | 0 | 0 | 0 | 0 |  | 172 | 0 | 0 | 0 | 939 | 0.03 | 3379500% | 1581 | 0.05 | 3315400% | 724 | 0.02 | 3401100% | 1620 | 0.05 | 3311500% | 1641 | 0.05 | 3309400% | 63 | 0 | 34672
345 | Granite | PGE NGBA | {'Brighton': [4.1, 5174.0], 'Gold Hill': [13.1, 302.0], 'Rancho Seco': [17.8, 2004.0], 'Cosumnes': [18.1, 1997.0], 'Live Oak': [18.8, 472.0]} | 299285 | 46513 | 0.16 | 252773 | 0.84 | 28288 | 0.09 |  |  | 199922 | 0.67 | 0.3 | 94091 | 0.31 | 56217 | 0.19 |  | 62471 | 0.21 | 0 | 0 | 138458 | 0.46 | 16082700% | 71056 | 0.24 | 22822900% | 107782 | 0.36 | 19150300% | 194744 | 0.65 | 10454200% | 50587 | 0.17 | 24869800% | 62259 | 0.21 | 237026
346 | Lake View | PGE NGBA | {'Eagle Rock': [1.6, 2111.0], 'Geysers Tap 1': [5.1, 1681.0], 'Konocti': [7.9, 375.0], 'Cloverdale': [12.4, 1831.0], 'Redbud': [15.5, 159.0], 'Fitch Mountain': [15.6, 631.0], 'Hartley': [19.4, 217.0]} | 354052 | 31040 | 0.09 | 323011 | 0.91 | 36040 | 0.1 |  |  | 258972 | 0.73 | 0.11 | 23402 | 0.07 | 22749 | 0.06 |  | 121578 | 0.34 | 120163 | 0.34 | 204452 | 0.58 | 14960000% | 139894 | 0.4 | 21415800% | 234229 | 0.66 | 11982300% | 307210 | 0.87 | 4684100% | 127653 | 0.36 | 22639800% | 7024 | 0.02 | 347028
347 | Birds Landing | PGE GBA | {'Collinsville': [3.1, 29590.0], 'Shiloh III': [3.3, 31452.0], 'Lambie': [7.0, 28396.0], 'Lambie Energy': [7.0, 28396.0], 'Pittsburg': [7.1, 15143.0], 'GWF 2': [7.7, 15081.0], 'Kirker': [8.3, 12908.0], 'Contra Costa PP': [8.5, 19059.0], 'Contra Costa': [9.1, 14349.0], 'Lone Tree': [13.0, 1619.0], 'Peabody': [13.5, 1165.0], 'Clayton': [14.6, 2.0], 'Grand Island': [14.9, 8260.0], 'Meadow Lane': [16.4, 2.0], 'Brentwood': [16.5, 377.0], 'Bahia': [16.9, 2.0], 'Martinez': [17.2, 2.0]} | 342886 | 48015 | 0.14 | 294871 | 0.86 | 67779 | 0.2 |  |  | 236194 | 0.69 | 0.12 | 85978 | 0.25 | 116452 | 0.34 |  | 107510 | 0.31 | 0 | 0 | 61170 | 0.18 | 28171600% | 97684 | 0.28 | 24520200% | 100607 | 0.29 | 24227900% | 142866 | 0.42 | 20002000% | 19017 | 0.06 | 32386900% | 52969 | 0.15 | 289917
348 | Highwind | SCE Northern | {'Windhub': [7.1, 10400.0], 'Whirlwind': [17.0, 352.0], 'Rosamond': [18.2, 1704.0]} | 347668 | 102333 | 0.29 | 245335 | 0.71 | 66598 | 0.19 |  |  | 120862 | 0.35 | 0.3 | 1340 | 0 | 4927 | 0.01 |  | 86015 | 0.25 | 60519 | 0.17 | 140492 | 0.4 | 20717500% | 66725 | 0.19 | 28094200% | 88803 | 0.26 | 25886500% | 206868 | 0.6 | 14080000% | 125715 | 0.36 | 22195300% | 4027 | 0.01 | 343641
349 | Santiago | SCE Metro | {'Johanna': [5.9, 808.0], 'Viejo': [7.2, 646.0], 'Trabuco': [8.9, 438.0], 'Ellis': [10.1, 37.0], 'Q1806': [10.5, 195.0], 'Villa Park': [11.1, 348.0], 'Margarita': [11.3, 190.0], 'Serrano': [11.4, 348.0], 'Huntington Beach': [12.1, 37.0], 'Capistrano': [12.1, 99.0], 'Lewis': [12.5, 125.0]} | 42249 | 3563 | 0.08 | 38686 | 0.92 | 7634 | 0.18 |  |  | 22336 | 0.53 | 0.48 | 260 | 0.01 | 62 | 0 |  | 11947 | 0.28 | 20590 | 0.49 | 16461 | 0.39 | 2578800% | 14858 | 0.35 | 2739100% | 24723 | 0.59 | 1752600% | 34834 | 0.82 | 741500% | 21227 | 0.5 | 2102200% | 3807 | 0.09 | 38442
350 | Red Bluff | SCE Eastern | {'Eagle Mountain': [11.2, 6799.0], 'Kem': [15.1, 2568.0]} | 62022 | 7821 | 0.13 | 54202 | 0.87 | 31055 | 0.5 |  |  | 30437 | 0.49 | 0.04 | 949 | 0.02 | 0 | 0 |  | 0 | 0 | 0 | 0 | 23633 | 0.38 | 3839000% | 16647 | 0.27 | 4537600% | 10215 | 0.16 | 5180700% | 31400 | 0.51 | 3062300% | 38213 | 0.62 | 2380900% | 929 | 0.01 | 61093
351 | Beatty | SCE EOP | {} | 141022 | 102989 | 0.73 | 38033 | 0.27 | 0 | 0 |  |  | 0 | 0 | 0 | 0 | 0 | 0 | 0 |  | 0 | 0 | 0 | 0 | 0 | 0 | 14102200% | 0 | 0 | 14102200% | 0 | 0 | 14102200% | 0 | 0 | 14102200% | 1 | 0 | 14102100% | 1 | 0 | 141021
352 | Mirage | SCE Eastern | {'Devers': [14.4, 3624.0]} | 106430 | 24872 | 0.23 | 81557 | 0.77 | 5805 | 0.05 |  |  | 53735 | 0.5 | 0.25 | 2615 | 0.02 | 11135 | 0.1 |  | 2487 | 0.02 | 8311 | 0.08 | 17734 | 0.17 | 8869600% | 41220 | 0.39 | 6521000% | 34447 | 0.32 | 7198300% | 53101 | 0.5 | 5332900% | 41684 | 0.39 | 6474600% | 727 | 0.01 | 105702
353 | Sutter Power | PGE NGBA | {'Greenleaf 1': [0.0, 9092.0], 'Bogue': [4.7, 7883.0], 'Pease': [8.4, 5024.0], 'Olivehurst': [8.4, 6926.0], 'East Marysville': [10.4, 5778.0], 'East Nicolaus': [12.7, 2985.0], 'Meridian': [13.3, 1906.0], 'Rio Oso': [14.5, 3289.0], 'Honcut': [19.4, 145.0]} | 603669 | 51335 | 0.09 | 552334 | 0.91 | 50118 | 0.08 |  |  | 486116 | 0.81 | 0.1 | 138103 | 0.23 | 359046 | 0.59 |  | 56863 | 0.09 | 0 | 0 | 257758 | 0.43 | 34591000% | 56598 | 0.09 | 54707100% | 272129 | 0.45 | 33154000% | 411275 | 0.68 | 19239400% | 22362 | 0.04 | 58130600% | 45119 | 0.07 | 558549
354 | Manteca | PGE GBA | {'Manteca': [0.0, 22509.0], 'Vierra': [2.7, 14224.0], 'Ripon': [5.3, 17416.0], 'French Camp': [6.7, 14345.0], 'Kasson': [7.4, 1585.0], 'Weber': [8.3, 17596.0], 'Avena': [9.6, 19590.0], 'Stockton A': [10.8, 9170.0], 'Stagg': [14.9, 2332.0], 'Lammers': [15.1, 16.0], 'Westley': [15.5, 484.0], 'Valley Home': [15.6, 8440.0], 'GWF Tracy': [15.8, 15.0], 'Riverbank': [17.3, 436.0], 'Bellota': [18.8, 870.0], 'New Sub - Westley - Quinto (Proposed)': [19.9, 4.0]} | 520147 | 58675 | 0.11 | 461472 | 0.89 | 67491 | 0.13 |  |  | 338582 | 0.65 | 0.16 | 104202 | 0.2 | 309787 | 0.6 |  | 82046 | 0.16 | 1377 | 0 | 186347 | 0.36 | 33380000% | 65666 | 0.13 | 45448100% | 88930 | 0.17 | 43121700% | 227256 | 0.44 | 29289100% | 37384 | 0.07 | 48276300% | 24031 | 0.05 | 496116
355 | El Patio | PGE GBA | {'San Jose A': [3.1, 220.0], 'Vasona': [3.1, 495.0], 'Stone': [3.8, 220.0], 'San Jose B': [3.9, 220.0], 'FMC': [3.9, 220.0], 'Saratoga': [4.4, 495.0], 'Hicks': [4.5, 495.0], 'Evergreen': [5.2, 220.0], 'Scott': [6.0, 203.0], 'Trimble': [6.3, 220.0], 'Monta Vista': [7.8, 495.0], 'Swift': [7.9, 220.0], 'Piercy': [8.3, 220.0], 'Edenvale': [8.4, 220.0], 'Santa Teresa': [8.7, 220.0], 'Nortech': [9.1, 0.0], 'Los Esteros': [9.4, 178.0], 'Metcalf Energy Center': [11.4, 95.0], 'Dixon Landing': [11.6, 112.0], 'Metcalf 1': [11.6, 131.0]} | 138062 | 7909 | 0.06 | 130153 | 0.94 | 33675 | 0.24 |  |  | 61091 | 0.44 | 0.18 | 1907 | 0.01 | 875 | 0.01 |  | 69983 | 0.51 | 4099 | 0.03 | 92099 | 0.67 | 4596300% | 36007 | 0.26 | 10205500% | 78958 | 0.57 | 5910400% | 119042 | 0.86 | 1902000% | 65035 | 0.47 | 7302600% | 5121 | 0.04 | 132941
356 | Pardee | SCE Northern | {'Saugus': [1.3, 12593.0], 'Elizabeth Lake': [4.1, 10649.0], 'Sylmar-Pac Intertie': [10.4, 998.0]} | 184765 | 30158 | 0.16 | 154607 | 0.84 | 63569 | 0.34 |  |  | 85686 | 0.46 | 0.2 | 1642 | 0.01 | 6783 | 0.04 |  | 78640 | 0.43 | 73158 | 0.4 | 90966 | 0.49 | 9379800% | 9040 | 0.05 | 17572400% | 19474 | 0.11 | 16529100% | 107266 | 0.58 | 7749800% | 79951 | 0.43 | 10481400% | 19295 | 0.1 | 165469
357 | Los Coches | SDGE Imperial | {'Santee': [4.0, 1171.0], 'El Cajon': [6.1, 1180.0], 'Alpine': [6.7, 1662.0], 'Loveland': [7.6, 1661.0], 'Pomerado': [9.6, 35.0], 'Creelman': [11.3, 508.0], 'Suncrest': [13.0, 1657.0]} | 157097 | 14910 | 0.09 | 142187 | 0.91 | 26870 | 0.17 |  |  | 77790 | 0.5 | 0.21 | 2082 | 0.01 | 628 | 0 |  | 27339 | 0.17 | 125402 | 0.8 | 58746 | 0.37 | 9835100% | 54794 | 0.35 | 10230300% | 84867 | 0.54 | 7223000% | 112367 | 0.72 | 4473000% | 74048 | 0.47 | 8304900% | 6573 | 0.04 | 150524
358 | Serrano | SCE Metro | {'Villa Park': [2.7, 465.0], 'Lewis': [6.4, 127.0], 'Johanna': [8.8, 348.0], 'Olinda': [11.1, 495.0], 'Santiago': [11.4, 348.0], 'Chino': [13.4, 1080.0], 'Viejo': [14.0, 224.0], 'Walnut': [15.4, 171.0], 'Mira Loma': [17.9, 105.0]} | 32932 | 5995 | 0.18 | 26937 | 0.82 | 5673 | 0.17 |  |  | 12825 | 0.39 | 0.49 | 389 | 0.01 | 1326 | 0.04 |  | 11165 | 0.34 | 9667 | 0.29 | 10353 | 0.31 | 2257900% | 6158 | 0.19 | 2677400% | 14165 | 0.43 | 1876700% | 22530 | 0.68 | 1040200% | 11771 | 0.36 | 2116100% | 3361 | 0.1 | 29571
359 | Miller | PGE GBA | {'Fink (Proposed)': [8.2, 4574.0], 'Crow Creek': [8.5, 4572.0], 'Crows Landing': [8.8, 5085.0], 'Stanislaus Resource Recovery Facility': [9.3, 4538.0], 'Quinto': [9.7, 8512.0], 'Salado': [11.9, 2972.0], 'Los Banos': [14.9, 4340.0], 'Padre Flats SW STA': [18.7, 321.0], 'New Sub - Westley - Quinto (Proposed)': [19.3, 197.0], 'Westley': [19.4, 168.0]} | 427761 | 64092 | 0.15 | 363669 | 0.85 | 133951 | 0.31 |  |  | 247984 | 0.58 | 0.09 | 75724 | 0.18 | 126108 | 0.29 |  | 159120 | 0.37 | 50083 | 0.12 | 199670 | 0.47 | 22809100% | 47111 | 0.11 | 38065000% | 78481 | 0.18 | 34928000% | 230576 | 0.54 | 19718500% | 161229 | 0.38 | 26653200% | 23710 | 0.06 | 404051
360 | Carberry | PGE NGBA | {'Burney Forest': [2.4, 41458.0], 'Burney Forest Power': [2.4, 41462.0], 'New Sub - Pit 1 - Cottonwood (Proposed)': [4.4, 30157.0], 'Cove Road': [9.2, 12545.0], 'Pit 3': [9.6, 18624.0], 'Round Mt.': [10.2, 8119.0], 'Pit 4': [10.2, 13788.0], 'James B Black': [14.8, 2704.0], 'Pit 1': [16.1, 8337.0]} | 447273 | 115344 | 0.26 | 331929 | 0.74 | 260293 | 0.58 |  |  | 173173 | 0.39 | 0.05 | 12832 | 0.03 | 434 | 0 |  | 228123 | 0.51 | 43593 | 0.1 | 189403 | 0.42 | 25787000% | 84160 | 0.19 | 36311300% | 91218 | 0.2 | 35605500% | 240401 | 0.54 | 20687200% | 164727 | 0.37 | 28254600% | 27048 | 0.06 | 420224
361 | Wahtoke | PGE Fresno | {'Reedley': [4.3, 26274.0], 'McCall': [10.3, 9819.0], 'Sanger': [10.8, 8553.0], 'Kingsburg': [11.4, 12896.0], 'Orosi': [12.1, 12423.0], 'Malaga': [16.0, 2529.0], 'California Ave': [18.6, 590.0], 'Clovis': [19.3, 72.0]} | 563130 | 121967 | 0.22 | 441163 | 0.78 | 41695 | 0.07 |  |  | 342713 | 0.61 | 0.18 | 153342 | 0.27 | 224636 | 0.4 |  | 110685 | 0.2 | 0 | 0 | 159934 | 0.28 | 40319500% | 104456 | 0.19 | 45867400% | 139524 | 0.25 | 42360600% | 235689 | 0.42 | 32744000% | 102648 | 0.18 | 46048200% | 23375 | 0.04 | 539754
362 | Dos Amigos | PGE Fresno | {'Mercy Springs': [1.0, 25699.0], 'Padre Flats SW STA': [9.6, 5428.0], 'Oro Loma': [10.0, 20266.0], 'Los Banos': [13.8, 1954.0], 'Quinto': [18.8, 138.0], 'Hammonds': [18.9, 300.0]} | 548375 | 126124 | 0.23 | 422251 | 0.77 | 151936 | 0.28 |  |  | 373512 | 0.68 | 0.07 | 144433 | 0.26 | 164747 | 0.3 |  | 193325 | 0.35 | 18072 | 0.03 | 265635 | 0.48 | 28274000% | 57957 | 0.11 | 49041800% | 101819 | 0.19 | 44655600% | 281610 | 0.51 | 26676500% | 150841 | 0.28 | 39753400% | 25606 | 0.05 | 522769
363 | Guernsey | PGE Fresno | {'GWF Hanford': [3.1, 78569.0], 'Waukena': [7.5, 60677.0], 'Lemoore': [9.8, 38797.0], 'Corcoran': [9.8, 42094.0], 'Leprino': [9.9, 51008.0], 'Henrietta': [13.8, 25889.0], 'Mustang': [14.6, 21576.0], 'Kingsburg': [18.7, 1266.0]} | 650871 | 296080 | 0.45 | 354791 | 0.55 | 151685 | 0.23 |  |  | 437325 | 0.67 | 0.1 | 333489 | 0.51 | 249566 | 0.38 |  | 6535 | 0.01 | 0 | 0 | 76268 | 0.12 | 57460300% | 25875 | 0.04 | 62499500% | 49741 | 0.08 | 60112900% | 119721 | 0.18 | 53115000% | 1220 | 0 | 64965100% | 18834 | 0.03 | 632036
364 | Santa Clara | SCE Northern | {'Mandalay': [7.5, 9458.0], 'Wakefield': [8.2, 9591.0], 'Ormond Beach': [12.0, 1991.0], 'Moorpark': [16.1, 3853.0]} | 172290 | 42950 | 0.25 | 129340 | 0.75 | 30218 | 0.18 |  |  | 117277 | 0.68 | 0.13 | 17405 | 0.1 | 42032 | 0.24 |  | 6830 | 0.04 | 1118 | 0.01 | 53815 | 0.31 | 11847500% | 13401 | 0.08 | 15888900% | 23579 | 0.14 | 14871100% | 71123 | 0.41 | 10116700% | 47284 | 0.27 | 12500600% | 13073 | 0.08 | 159217
365 | Glenn | PGE NGBA | {'Logan Creek': [17.8, 1201.0], 'Butte': [18.0, 45.0], 'Notre Dame': [18.6, 8.0]} | 614275 | 80142 | 0.13 | 534133 | 0.87 | 173614 | 0.28 |  |  | 367389 | 0.6 | 0.09 | 98035 | 0.16 | 231068 | 0.38 |  | 265542 | 0.43 | 2326 | 0 | 284065 | 0.46 | 33021000% | 27916 | 0.05 | 58635900% | 50130 | 0.08 | 56414500% | 316444 | 0.52 | 29783100% | 153614 | 0.25 | 46066100% | 88599 | 0.14 | 525676
366 | Kerchoff 1 | PGE Fresno | {} | 454858 | 22654 | 0.05 | 432204 | 0.95 | 118534 | 0.26 |  |  | 236280 | 0.52 | 0.19 | 13019 | 0.03 | 3817 | 0.01 |  | 325377 | 0.72 | 31360 | 0.07 | 271813 | 0.6 | 18304500% | 192358 | 0.42 | 26250100% | 153382 | 0.34 | 30147600% | 389753 | 0.86 | 6510600% | 245560 | 0.54 | 20929900% | 54673 | 0.12 | 400185
367 | Brunswick | PGE NGBA | {'New Colgate': [10.8, 644.0], 'Colgate': [10.8, 644.0], 'Higgins': [13.4, 4070.0], 'Drum 1': [14.4, 3044.0]} | 331408 | 70859 | 0.21 | 260550 | 0.79 | 18506 | 0.06 |  |  | 156385 | 0.47 | 0.23 | 4608 | 0.01 | 1347 | 0 |  | 194902 | 0.59 | 122569 | 0.37 | 216138 | 0.65 | 11527100% | 32316 | 0.1 | 29909200% | 52646 | 0.16 | 27876200% | 241610 | 0.73 | 8979800% | 67541 | 0.2 | 26386700% | 10950 | 0.03 | 320459
368 | Tejon | PGE Kern | {'Wheeler Ridge': [4.9, 5067.0], 'Pastoria': [8.6, 1533.0], 'Lakeview': [9.7, 2942.0], 'Old River': [15.5, 2228.0], 'Grimmway-Malaga': [16.7, 2148.0], 'Copus': [18.9, 76.0], 'Midway - Wheeler Ridge (Proposed)': [19.0, 76.0], 'Panama': [19.5, 383.0], 'Lamont': [20.0, 91.0], 'Unknown - 3327': [20.0, 97.0]} | 392571 | 41628 | 0.11 | 350943 | 0.89 | 68195 | 0.17 |  |  | 295885 | 0.75 | 0.09 | 44103 | 0.11 | 205504 | 0.52 |  | 92128 | 0.23 | 11677 | 0.03 | 112379 | 0.29 | 28019200% | 93152 | 0.24 | 29941900% | 142562 | 0.36 | 25000900% | 199466 | 0.51 | 19310500% | 51579 | 0.13 | 34099200% | 6550 | 0.02 | 386022
369 | Bakersfield | PGE Kern | {'West Park': [2.2, 13842.0], 'Casaloma': [2.8, 8306.0], 'Columbus': [3.7, 11752.0], 'Kern Oil': [3.8, 13377.0], 'Rosedale': [4.2, 11619.0], 'Sycamore': [4.6, 14327.0], 'Magunden': [5.0, 6036.0], 'Kern Power': [5.2, 10151.0], 'Stockdale': [6.0, 5556.0], 'Cal Water': [6.3, 10487.0], 'Panama': [6.4, 5553.0], '7th Standard': [8.0, 10335.0], 'Tevis': [8.4, 3941.0], 'Renfro': [8.9, 5612.0], 'Unknown - 3327': [10.1, 5995.0], 'Lamont': [10.2, 5989.0], 'Lerdo': [11.4, 10722.0], 'Mt Poso': [11.8, 11171.0], 'Poso Mt.': [12.2, 9980.0], 'Grimmway-Malaga': [12.6, 6010.0], 'Old River': [13.6, 2222.0], 'Rio Bravo': [14.8, 1951.0], 'Tupman': [15.1, 225.0], 'Norco': [18.5, 18.0], 'Famoso': [18.8, 2035.0], 'Shafter': [19.6, 16.0]} | 553439 | 80149 | 0.14 | 473290 | 0.86 | 97910 | 0.18 |  |  | 420751 | 0.76 | 0.09 | 47819 | 0.09 | 243031 | 0.44 |  | 158383 | 0.29 | 1505 | 0 | 220612 | 0.4 | 33282700% | 122417 | 0.22 | 43102200% | 196298 | 0.35 | 35714100% | 305778 | 0.55 | 24766100% | 96768 | 0.17 | 45667200% | 23151 | 0.04 | 530288
370 | Drum | PGE NGBA | {'Brunswick': [14.4, 3044.0]} | 258550 | 87489 | 0.34 | 171061 | 0.66 | 76407 | 0.3 |  |  | 95587 | 0.37 | 0.15 | 295 | 0 | 130 | 0 |  | 95539 | 0.37 | 127894 | 0.49 | 72912 | 0.28 | 18563800% | 32619 | 0.13 | 22593100% | 50016 | 0.19 | 20853400% | 120513 | 0.47 | 13803700% | 63680 | 0.25 | 19487000% | 8100 | 0.03 | 250450
371 | El Nido (SCE) | SCE Metro | {'Chevmain': [1.8, 60.0], 'La Fresa': [2.9, 62.0], 'El Segundo': [3.0, 58.0], 'Redondo': [3.4, 63.0], 'Windsor': [7.0, 19.0], 'La Cienega': [7.3, 19.0], 'Arcogen': [9.2, 36.0]} | 8030 | 3264 | 0.41 | 4766 | 0.59 | 1073 | 0.13 |  |  | 3470 | 0.43 | 0.27 | 0 | 0 | 0 | 0 |  | 202 | 0.03 | 2076 | 0.26 | 744 | 0.09 | 728600% | 927 | 0.12 | 710300% | 3840 | 0.48 | 419000% | 4301 | 0.54 | 372900% | 255 | 0.03 | 777500% | 451 | 0.06 | 7580
372 | Monserate | SDGE Imperial | {'Avocado': [3.9, 6260.0], 'Pendleton': [5.9, 1178.0], 'Pala': [7.3, 8415.0], 'Melrose': [8.6, 1583.0], 'Ocean Ranch': [8.9, 1359.0], 'San Luis Rey': [10.0, 1320.0], 'Lilac': [10.1, 6945.0], 'Shadowridge': [13.0, 1211.0], 'San Marcos': [14.1, 640.0], 'Valley Center': [14.2, 5644.0], 'Cannon': [14.4, 128.0], 'Encina': [14.5, 85.0], 'Palomar Airport': [14.6, 104.0], 'Escondido': [15.7, 636.0]} | 172014 | 42651 | 0.25 | 129364 | 0.75 | 6856 | 0.04 |  |  | 48318 | 0.28 | 0.37 | 31174 | 0.18 | 7159 | 0.04 |  | 68927 | 0.4 | 70956 | 0.41 | 92679 | 0.54 | 7933600% | 48555 | 0.28 | 12346000% | 68888 | 0.4 | 10312600% | 117734 | 0.68 | 5428000% | 28714 | 0.17 | 14330100% | 11374 | 0.07 | 160640
373 | Richmond R | PGE GBA | {'Standard Oil 2': [2.2, 4496.0], 'Standard Oil': [2.2, 4502.0], 'El Cerrito G': [3.7, 5285.0], 'San Pablo': [4.5, 3846.0], 'Sobrante': [8.9, 3561.0], 'Oakland L': [9.7, 1999.0], 'Oakland C': [10.1, 1835.0], 'Christie': [10.2, 2002.0], 'Oakland X': [11.3, 1367.0], 'Potrero': [11.9, 2251.0], 'SAN FRAN A (POTRERO PP)': [11.9, 2263.0], 'Moraga': [12.5, 1145.0], 'Carquinez': [13.2, 1833.0], 'Alhambra': [13.8, 1740.0], 'Ignacio': [14.0, 279.0], 'Oakland J': [14.1, 1170.0], 'Martinez': [15.0, 1711.0], 'Martin': [15.7, 1143.0], 'Edes': [16.2, 954.0], 'Bahia': [16.5, 1711.0], 'Parkway': [17.1, 1697.0]} | 85672 | 20087 | 0.23 | 65585 | 0.77 | 13287 | 0.16 |  |  | 42586 | 0.5 | 0.5 | 8016 | 0.09 | 628 | 0.01 |  | 26562 | 0.31 | 0 | 0 | 28108 | 0.33 | 5756400% | 29819 | 0.35 | 5585400% | 46271 | 0.54 | 3940100% | 61703 | 0.72 | 2396900% | 12706 | 0.15 | 7296600% | 7827 | 0.09 | 77845
374 | Storey | PGE Fresno | {'Madera': [4.3, 18118.0], 'Borden': [5.0, 14083.0], 'Gregg': [11.1, 10172.0], 'Herndon': [11.4, 10114.0], 'Biola': [14.0, 6249.0], 'Fig Garden': [14.8, 7943.0], 'Figarden': [14.8, 7944.0], 'Chowchilla': [15.3, 8112.0], 'Dairyland': [16.3, 3609.0], 'Woodward': [16.6, 3354.0], 'Ashlan': [17.4, 5273.0], 'Newhall': [18.1, 342.0], 'Bullard': [18.3, 2260.0], 'Le Grand': [19.2, 168.0]} | 622408 | 99643 | 0.16 | 522765 | 0.84 | 129845 | 0.21 |  |  | 422416 | 0.68 | 0.13 | 220749 | 0.35 | 169034 | 0.27 |  | 274364 | 0.44 | 0 | 0 | 291616 | 0.47 | 33079200% | 210056 | 0.34 | 41235200% | 207163 | 0.33 | 41524500% | 397025 | 0.64 | 22538300% | 142664 | 0.23 | 47974400% | 107431 | 0.17 | 514977
375 | Alpine | SDGE Imperial | {'Loveland': [2.1, 3784.0], 'Suncrest': [6.3, 3908.0], 'Los Coches': [6.7, 1662.0], 'Santee': [10.5, 1171.0], 'El Cajon': [10.8, 1441.0], 'Creelman': [13.7, 10.0], 'Spring Valley': [13.8, 261.0], 'Salt Creek': [15.2, 261.0], 'Miguel': [15.2, 261.0], 'Otay Mesa': [18.9, 223.0]} | 199961 | 18233 | 0.09 | 181728 | 0.91 | 42734 | 0.21 |  |  | 98041 | 0.49 | 0.16 | 1936 | 0.01 | 444 | 0 |  | 26827 | 0.13 | 170789 | 0.85 | 67261 | 0.34 | 13270000% | 76886 | 0.38 | 12307500% | 118534 | 0.59 | 8142700% | 151436 | 0.76 | 4852500% | 94497 | 0.47 | 10546400% | 9547 | 0.05 | 190414
376 | Sobrante | PGE GBA | {'Moraga': [4.8, 1050.0], 'El Cerrito G': [5.2, 4805.0], 'Christie': [6.8, 3876.0], 'Oakland X': [7.1, 1092.0], 'Rossmoor': [7.5, 4.0], 'Oakland L': [7.5, 1620.0], 'Alhambra': [7.5, 3614.0], 'Lakewood': [8.2, 248.0], 'Oakland C': [8.5, 1456.0], 'Richmond R': [8.9, 3561.0], 'San Pablo': [8.9, 4692.0], 'Martinez': [9.1, 3585.0], 'Meadow Lane': [9.3, 1263.0], 'Oakland J': [9.9, 973.0], 'Standard Oil 2': [10.6, 3018.0], 'Standard Oil': [10.6, 3026.0], 'Edes': [11.6, 775.0], 'Bahia': [12.8, 3585.0], 'Carquinez': [13.1, 3707.0], 'San Leandro U': [14.0, 94.0], 'Potrero': [14.2, 1034.0], 'SAN FRAN A (POTRERO PP)': [14.2, 1036.0], 'Parkway': [16.2, 3552.0], 'Grant': [16.5, 67.0], 'Martin': [17.8, 722.0]} | 86481 | 15360 | 0.18 | 71121 | 0.82 | 12996 | 0.15 |  |  | 47693 | 0.55 | 0.5 | 1171 | 0.01 | 26 | 0 |  | 39961 | 0.46 | 2 | 0 | 31958 | 0.37 | 5452300% | 36130 | 0.42 | 5035100% | 51254 | 0.59 | 3522700% | 67869 | 0.78 | 1861200% | 17917 | 0.21 | 6856300% | 11570 | 0.13 | 74911
377 | San Marcos | SDGE Imperial | {'Shadowridge': [2.5, 1411.0], 'Escondido': [4.6, 1457.0], 'Palomar Airport': [5.2, 665.0], 'Melrose': [6.3, 1226.0], 'Cannon': [7.8, 274.0], 'Encina': [8.0, 215.0], 'Ocean Ranch': [8.0, 694.0], 'Artesian': [8.3, 563.0], 'San Luis Rey': [9.8, 606.0], 'Lilac': [10.8, 902.0], 'North City Metering': [11.9, 385.0], 'Valley Center': [12.5, 740.0], 'Chicarita': [12.9, 456.0], 'Monserate': [14.1, 640.0], 'Penasquitos': [14.6, 11.0], 'Pendleton': [14.8, 310.0], 'Scripps': [15.9, 8.0], 'Pomerado': [16.1, 8.0], 'Pala': [16.5, 550.0], 'Sycamore Canyon': [17.5, 8.0], 'Avocado': [17.9, 236.0]} | 132893 | 32968 | 0.25 | 99924 | 0.75 | 11498 | 0.09 |  |  | 38829 | 0.29 | 0.33 | 20021 | 0.15 | 5482 | 0.04 |  | 55801 | 0.42 | 52429 | 0.39 | 65228 | 0.49 | 6766500% | 28371 | 0.21 | 10452100% | 38418 | 0.29 | 9447400% | 78520 | 0.59 | 5437300% | 32676 | 0.25 | 10021600% | 9746 | 0.07 | 123146
378 | Fink | PGE Fresno | {'Crow Creek': [0.4, 9527.0], 'Stanislaus Resource Recovery Facility': [1.1, 9477.0], 'Crows Landing': [3.1, 9529.0], 'Salado': [3.7, 7355.0], 'Miller': [8.2, 4574.0], 'New Sub - Westley - Quinto (Proposed)': [11.3, 1896.0], 'Westley': [15.0, 356.0], 'Quinto': [17.8, 32.0]} | 458032 | 59705 | 0.13 | 398326 | 0.87 | 119459 | 0.26 |  |  | 277969 | 0.61 | 0.11 | 65039 | 0.14 | 186815 | 0.41 |  | 131680 | 0.29 | 57619 | 0.13 | 207342 | 0.45 | 25068900% | 56570 | 0.12 | 40146100% | 84651 | 0.18 | 37338000% | 240631 | 0.53 | 21740100% | 152536 | 0.33 | 30549600% | 19424 | 0.04 | 438607
379 | La Cienega | SCE Metro | {'Windsor': [1.1, 64.0], 'El Segundo': [6.9, 21.0], 'Chevmain': [7.0, 21.0], 'El Nido': [7.3, 19.0], 'La Fresa': [9.5, 15.0], 'Redondo': [10.6, 15.0], 'Arcogen': [14.9, 10.0], 'Eagle Rock': [15.2, 3.0], 'Gould': [18.8, 3.0]} | 10153 | 3418 | 0.34 | 6735 | 0.66 | 251 | 0.02 |  |  | 3510 | 0.35 | 0.22 | 1 | 0 | 0 | 0 |  | 1885 | 0.19 | 4171 | 0.41 | 1288 | 0.13 | 886500% | 2821 | 0.28 | 733200% | 4845 | 0.48 | 530700% | 5562 | 0.55 | 459000% | 1057 | 0.1 | 909500% | 942 | 0.09 | 9210
380 | Pittsburg | PGE GBA | {'Kirker': [1.2, 14470.0], 'GWF 2': [2.4, 16286.0], 'Collinsville': [4.5, 16143.0], 'Contra Costa': [6.7, 14820.0], 'Birds Landing': [7.1, 15143.0], 'Contra Costa PP': [7.4, 16346.0], 'Clayton': [7.5, 1257.0], 'Shiloh III': [9.6, 15012.0], 'Lone Tree': [9.7, 2595.0], 'Meadow Lane': [9.8, 711.0], 'Martinez': [12.0, 282.0], 'Lakewood': [12.5, 701.0], 'Alhambra': [13.0, 126.0], 'Lambie Energy': [13.0, 13269.0], 'Lambie': [13.0, 13270.0], 'Bahia': [13.4, 128.0], 'Brentwood': [14.4, 983.0], 'Christie': [17.0, 118.0]} | 261728 | 44352 | 0.17 | 217376 | 0.83 | 55412 | 0.21 |  |  | 170405 | 0.65 | 0.18 | 57636 | 0.22 | 52470 | 0.2 |  | 122777 | 0.47 | 885 | 0 | 54790 | 0.21 | 20693800% | 103033 | 0.39 | 15869500% | 113198 | 0.43 | 14853000% | 148191 | 0.57 | 11353700% | 26018 | 0.1 | 23571000% | 43492 | 0.17 | 218235
381 | Morro Bay | PGE Kern | {'Diablo Canyon': [11.0, 217.0], 'San Luis Obispo': [14.7, 30.0], 'Templeton': [16.0, 356.0]} | 242509 | 44780 | 0.18 | 197729 | 0.82 | 36356 | 0.15 |  |  | 181961 | 0.75 | 0.11 | 20861 | 0.09 | 7766 | 0.03 |  | 177655 | 0.73 | 16727 | 0.07 | 85477 | 0.35 | 15703200% | 55274 | 0.23 | 18723500% | 100400 | 0.41 | 14210900% | 147461 | 0.61 | 9504800% | 116325 | 0.48 | 12618400% | 14760 | 0.06 | 227749
382 | Contra Costa | PGE GBA | {'Contra Costa PP': [1.6, 16709.0], 'Lone Tree': [3.9, 3653.0], 'GWF 2': [4.4, 15908.0], 'Collinsville': [6.3, 15317.0], 'Pittsburg': [6.7, 14820.0], 'Kirker': [6.8, 13781.0], 'Brentwood': [8.0, 2032.0], 'Birds Landing': [9.1, 14349.0], 'Clayton': [10.8, 1169.0], 'Shiloh III': [12.3, 13742.0], 'Meadow Lane': [14.8, 583.0], 'Tassajara': [15.5, 285.0], 'Windmaster': [15.8, 116.0], 'Lakewood': [16.1, 583.0], 'Lambie Energy': [16.1, 11875.0], 'Lambie': [16.1, 11876.0], 'Martinez': [18.1, 154.0], 'Grand Island': [19.2, 220.0]} | 341028 | 38739 | 0.11 | 302290 | 0.89 | 95322 | 0.28 |  |  | 211647 | 0.62 | 0.09 | 65004 | 0.19 | 120584 | 0.35 |  | 121626 | 0.36 | 885 | 0 | 84991 | 0.25 | 25603700% | 114188 | 0.33 | 22684000% | 119125 | 0.35 | 22190400% | 169573 | 0.5 | 17145500% | 21852 | 0.06 | 31917700% | 48748 | 0.14 | 292280
383 | New Sub - Gates - Templeton (Proposed) | PGE Kern | {'New Sub - Gates - Templeton (Proposed)': [0.0, 20113.0], 'Avenal': [6.9, 17789.0], 'Gates': [8.5, 14604.0], 'Cal Flats': [13.3, 402.0]} | 542070 | 90692 | 0.17 | 451378 | 0.83 | 194793 | 0.36 |  |  | 338326 | 0.62 | 0.06 | 79350 | 0.15 | 159876 | 0.29 |  | 155981 | 0.29 | 44714 | 0.08 | 217702 | 0.4 | 32436800% | 27323 | 0.05 | 51474700% | 116897 | 0.22 | 42517300% | 280246 | 0.52 | 26182400% | 159568 | 0.29 | 38250200% | 4802 | 0.01 | 537268
384 | Hinson | SCE Metro | {'Arcogen': [1.2, 2125.0], 'Harborgen': [2.8, 2127.0], 'Long Beach': [3.7, 2127.0], 'Lighthipe': [5.0, 1814.0], 'La Fresa': [7.2, 466.0], 'Del Amo': [7.4, 1888.0], 'Alamitos': [8.0, 2095.0], 'Redondo': [9.7, 1.0], 'Barre': [13.8, 2.0], 'Huntington Beach': [18.5, 2.0], 'Ellis': [18.5, 2.0]} | 9001 | 2214 | 0.25 | 6787 | 0.75 | 1095 | 0.12 |  |  | 2919 | 0.32 | 0.57 | 0 | 0 | 0 | 0 |  | 0 | 0 | 0 | 0 | 10 | 0 | 899100% | 1505 | 0.17 | 749700% | 6720 | 0.75 | 228100% | 6730 | 0.75 | 227100% | 0 | 0 | 900100% | 258 | 0.03 | 8743
385 | Chicarita | SDGE Imperial | {'Scripps': [3.3, 315.0], 'Pomerado': [4.5, 503.0], 'Artesian': [4.6, 952.0], 'Sycamore Canyon': [5.3, 503.0], 'North City Metering': [6.5, 457.0], 'Penasquitos': [6.9, 103.0], 'Escondido': [11.6, 950.0], 'San Marcos': [12.9, 456.0], 'Shadowridge': [14.7, 448.0], 'Creelman': [15.3, 382.0], 'Palomar Airport': [15.4, 448.0], 'Cannon': [17.9, 162.0], 'Encina': [18.0, 131.0], 'Melrose': [19.1, 269.0]} | 96515 | 16838 | 0.17 | 79677 | 0.83 | 13488 | 0.14 |  |  | 36724 | 0.38 | 0.24 | 4227 | 0.04 | 1272 | 0.01 |  | 25340 | 0.26 | 60681 | 0.63 | 48872 | 0.51 | 4764300% | 24436 | 0.25 | 7207900% | 36058 | 0.37 | 6045700% | 63766 | 0.66 | 3274900% | 33233 | 0.34 | 6328200% | 5380 | 0.06 | 91135
386 | Mendocino | PGE NGBA | {'Calpella': [3.7, 13018.0], 'Ukiah': [7.5, 9346.0]} | 351442 | 59084 | 0.17 | 292358 | 0.83 | 43744 | 0.12 |  |  | 261019 | 0.74 | 0.1 | 10028 | 0.03 | 14895 | 0.04 |  | 155352 | 0.44 | 26537 | 0.08 | 124614 | 0.35 | 22682800% | 94815 | 0.27 | 25662700% | 161752 | 0.46 | 18969000% | 243746 | 0.69 | 10769600% | 141043 | 0.4 | 21039900% | 7072 | 0.02 | 344370
387 | Delevan | PGE NGBA | {'Logan Creek': [11.9, 9509.0], 'Cortina': [17.4, 728.0]} | 622300 | 86698 | 0.14 | 535602 | 0.86 | 200477 | 0.32 |  |  | 393282 | 0.63 | 0.07 | 157973 | 0.25 | 178220 | 0.29 |  | 144846 | 0.23 | 142316 | 0.23 | 185857 | 0.3 | 43644300% | 80053 | 0.13 | 54224700% | 194240 | 0.31 | 42805900% | 336251 | 0.54 | 28604900% | 230540 | 0.37 | 39176000% | 25960 | 0.04 | 596340
388 | Pastoria | SCE Northern | {'Tejon': [8.6, 1533.0], 'Wheeler Ridge': [13.0, 1533.0], 'Lakeview': [18.2, 201.0]} | 352807 | 27095 | 0.08 | 325713 | 0.92 | 91135 | 0.26 |  |  | 217417 | 0.62 | 0.11 | 19428 | 0.06 | 113483 | 0.32 |  | 125191 | 0.35 | 39933 | 0.11 | 155490 | 0.44 | 19731700% | 119754 | 0.34 | 23305300% | 133482 | 0.38 | 21932500% | 234625 | 0.67 | 11818200% | 96947 | 0.27 | 25586000% | 7628 | 0.02 | 345180
389 | Tortilla | SCE NOL | {'Sandlot': [17.9, 3345.0]} | 138652 | 20465 | 0.15 | 118186 | 0.85 | 12196 | 0.09 |  |  | 68613 | 0.49 | 0.25 | 338 | 0 | 60 | 0 |  | 0 | 0 | 0 | 0 | 81964 | 0.59 | 5668700% | 58491 | 0.42 | 8016000% | 25619 | 0.18 | 11303200% | 104648 | 0.75 | 3400400% | 62844 | 0.45 | 7580800% | 5018 | 0.04 | 133633
390 | Cooley Landing | PGE GBA | {'Ravenswood': [1.5, 158.0], 'Menlo': [5.0, 150.0], 'Whisman': [5.8, 60.0], 'Dumbarton': [6.9, 100.0], 'Mountain View': [7.1, 49.0], 'Newark': [7.9, 6.0], 'Jefferson': [8.7, 146.0], 'Nortech': [9.9, 6.0], 'Fremont': [10.2, 6.0], 'Eastshore': [10.6, 56.0], 'Monta Vista': [10.8, 40.0], 'Los Esteros': [11.1, 6.0], 'Mt Eden': [11.1, 27.0], 'Mt. Eden': [11.1, 27.0], 'Dixon Landing': [11.3, 6.0], 'Scott': [11.6, 6.0], 'Trimble': [12.7, 6.0], 'Grant': [13.9, 6.0], 'FMC': [14.3, 2.0], 'Burlingame': [15.2, 40.0], 'Castro Valley': [15.6, 6.0], 'San Leandro U': [16.5, 6.0], 'Millbrae': [17.1, 18.0], 'Edes': [18.8, 4.0]} | 95266 | 7962 | 0.08 | 87304 | 0.92 | 13752 | 0.14 |  |  | 65101 | 0.68 | 0.29 | 1745 | 0.02 | 455 | 0 |  | 35346 | 0.37 | 0 | 0 | 49380 | 0.52 | 4588600% | 41455 | 0.44 | 5381000% | 60705 | 0.64 | 3456100% | 75793 | 0.8 | 1947300% | 44707 | 0.47 | 5055900% | 8599 | 0.09 | 86667
391 | Cielo Azul | SCE Arizona | {} | 276341 | 157694 | 0.57 | 118648 | 0.43 | 0 | 0 |  |  | 0 | 0 | 0 | 0 | 0 | 0 | 0 |  | 0 | 0 | 0 | 0 | 0 | 0 | 27634100% | 0 | 0 | 27634100% | 0 | 0 | 27634100% | 0 | 0 | 27634100% | 0 | 0 | 27634100% | 0 | 0 | 276341
392 | Sycamore | PGE Kern | {'Kern Oil': [1.9, 24282.0], 'Bakersfield': [4.6, 14327.0], 'Columbus': [4.7, 9951.0], 'Cal Water': [5.4, 9728.0], 'West Park': [6.1, 10174.0], 'Rosedale': [7.2, 9711.0], 'Magunden': [7.4, 3156.0], 'Casaloma': [7.4, 3913.0], 'Poso Mt.': [7.7, 23125.0], 'Kern Power': [7.8, 9405.0], '7th Standard': [7.9, 16955.0], 'Mt Poso': [8.2, 24602.0], 'Lerdo': [9.6, 20294.0], 'Stockdale': [10.3, 1979.0], 'Renfro': [10.7, 5276.0], 'Panama': [11.0, 1527.0], 'Tevis': [12.1, 2094.0], 'Unknown - 3327': [12.9, 3156.0], 'Lamont': [13.0, 3156.0], 'Rio Bravo': [15.1, 2535.0], 'Grimmway-Malaga': [16.0, 3156.0], 'Famoso': [16.0, 8688.0], 'Tupman': [17.1, 126.0], 'Old River': [18.0, 43.0], 'Shafter': [18.8, 280.0]} | 552800 | 78023 | 0.14 | 474777 | 0.86 | 102433 | 0.19 |  |  | 415377 | 0.75 | 0.1 | 33594 | 0.06 | 216986 | 0.39 |  | 212390 | 0.38 | 5749 | 0.01 | 256591 | 0.46 | 29620900% | 97873 | 0.18 | 45492700% | 168980 | 0.31 | 38381900% | 306215 | 0.55 | 24658500% | 139702 | 0.25 | 41309700% | 18905 | 0.03 | 533895
393 | Valley Switch | SCE EOP | {'Valley (VEA)': [4.9, 77671.0], 'Lathrop': [9.4, 40509.0], 'Jackass (DOE)': [17.7, 368.0]} | 243792 | 131051 | 0.54 | 112741 | 0.46 | 2858 | 0.01 |  |  | 0 | 0 | 0.01 | 0 | 0 | 0 | 0 |  | 0 | 0 | 0 | 0 | 0 | 0 | 24379200% | 0 | 0 | 24379200% | 0 | 0 | 24379200% | 0 | 0 | 24379200% | 2866 | 0.01 | 24092500% | 48 | 0 | 243744
394 | Hartley | PGE NGBA | {'Hopland': [10.8, 5996.0], 'Konocti': [14.4, 3099.0], 'Ukiah': [14.5, 269.0], 'Redbud': [14.8, 687.0], 'Calpella': [16.2, 269.0], 'Eagle Rock': [18.5, 1192.0], 'Lake View': [19.4, 217.0]} | 289024 | 40029 | 0.14 | 248995 | 0.86 | 28018 | 0.1 |  |  | 214368 | 0.74 | 0.1 | 13636 | 0.05 | 18421 | 0.06 |  | 131266 | 0.45 | 108302 | 0.37 | 153865 | 0.53 | 13515900% | 84545 | 0.29 | 20447900% | 116322 | 0.4 | 17270200% | 212239 | 0.73 | 7678500% | 106291 | 0.37 | 18273300% | 5106 | 0.02 | 283918
395 | Copus | PGE Kern | {'Midway - Wheeler Ridge (Proposed)': [2.0, 17945.0], 'Lakeview': [10.0, 12101.0], 'Elk Hills': [10.7, 5846.0], 'Taft': [11.8, 927.0], 'Old River': [12.8, 9539.0], 'Norco': [13.5, 2496.0], 'Wheeler Ridge': [17.0, 2486.0], 'Tevis': [17.8, 1085.0], 'Tejon': [18.9, 76.0], 'Stockdale': [19.6, 476.0]} | 377759 | 45390 | 0.12 | 332368 | 0.88 | 93766 | 0.25 |  |  | 265418 | 0.7 | 0.08 | 59071 | 0.16 | 160201 | 0.42 |  | 42100 | 0.11 | 873 | 0 | 85801 | 0.23 | 29195800% | 120775 | 0.32 | 25698400% | 202670 | 0.54 | 17508900% | 227987 | 0.6 | 14977100% | 32013 | 0.08 | 34574500% | 20003 | 0.05 | 357755
396 | Bay Boulevard | SDGE Imperial | {'Imperial Beach': [1.7, 421.0], 'Otay': [2.3, 180.0], 'Telegraph Canyon': [5.0, 171.0], 'San Ysidro': [5.1, 158.0], 'Silvergate': [6.6, 701.0], 'Salt Creek': [8.1, 132.0], 'Miguel': [8.1, 146.0], 'Vine': [10.3, 698.0], 'Spring Valley': [10.5, 69.0], 'Otay Mesa': [10.9, 6.0], 'Point Loma': [12.2, 695.0], 'Old Town': [12.3, 695.0], 'Mission': [12.4, 694.0], 'Murray': [13.3, 3.0], 'Elliot': [14.4, 506.0], 'Elliott': [14.4, 509.0], 'Kearny': [15.7, 516.0], 'Mesa Heights': [15.8, 516.0]} | 25627 | 1801 | 0.07 | 23826 | 0.93 | 4359 | 0.17 |  |  | 9487 | 0.37 | 0.21 | 79 | 0 | 14 | 0 |  | 10019 | 0.39 | 7608 | 0.3 | 6326 | 0.25 | 1930200% | 16804 | 0.66 | 882300% | 22458 | 0.88 | 316900% | 23579 | 0.92 | 204800% | 7040 | 0.27 | 1858700% | 1387 | 0.05 | 24241
397 | Mission | SDGE Imperial | {'Kearny': [3.4, 832.0], 'Mesa Heights': [3.4, 833.0], 'Old Town': [3.4, 1059.0], 'Elliot': [3.6, 758.0], 'Elliott': [3.6, 760.0], 'Vine': [4.0, 1059.0], 'Silvergate': [6.2, 1016.0], 'Point Loma': [6.3, 1059.0], 'Murray': [6.6, 3.0], 'Spring Valley': [8.4, 69.0], 'Penasquitos': [10.5, 56.0], 'Miguel': [11.5, 140.0], 'Salt Creek': [11.6, 127.0], 'Telegraph Canyon': [12.3, 158.0], 'Bay Boulevard': [12.4, 694.0], 'North City Metering': [13.0, 42.0], 'Otay': [13.9, 167.0], 'Imperial Beach': [14.1, 408.0], 'San Ysidro': [16.7, 145.0]} | 43744 | 3001 | 0.07 | 40743 | 0.93 | 4648 | 0.11 |  |  | 15442 | 0.35 | 0.22 | 645 | 0.01 | 106 | 0 |  | 16091 | 0.37 | 18348 | 0.42 | 19878 | 0.45 | 2386600% | 24823 | 0.57 | 1892100% | 32822 | 0.75 | 1092300% | 40468 | 0.93 | 327600% | 8190 | 0.19 | 3555400% | 1961 | 0.04 | 41784
398 | Eight Mile | PGE GBA | {'Lodi': [2.1, 4799.0], 'Stagg': [4.9, 3763.0], 'Stockton A': [9.1, 2319.0], 'Weber': [12.2, 746.0], 'Lockeford': [12.4, 3595.0], 'French Camp': [13.2, 95.0], 'Live Oak': [15.4, 1092.0]} | 535608 | 64330 | 0.12 | 471278 | 0.88 | 78996 | 0.15 |  |  | 338168 | 0.63 | 0.14 | 129789 | 0.24 | 304833 | 0.57 |  | 10986 | 0.02 | 0 | 0 | 64020 | 0.12 | 47158800% | 75006 | 0.14 | 46060200% | 120550 | 0.23 | 41505800% | 166898 | 0.31 | 36870900% | 6526 | 0.01 | 52908100% | 47641 | 0.09 | 487967
399 | Valley Center | SDGE Imperial | {'Lilac': [4.2, 28274.0], 'Escondido': [9.2, 8735.0], 'Pala': [10.2, 18778.0], 'San Marcos': [12.5, 740.0], 'Melrose': [13.6, 912.0], 'Shadowridge': [14.1, 689.0], 'Monserate': [14.2, 5644.0], 'Ocean Ranch': [15.9, 527.0], 'Avocado': [16.5, 2780.0], 'Palomar Airport': [17.2, 38.0], 'Creelman': [17.6, 144.0], 'San Luis Rey': [18.2, 439.0], 'Pendleton': [19.0, 193.0], 'Cannon': [19.2, 24.0], 'Encina': [19.4, 8.0]} | 254581 | 40173 | 0.16 | 214408 | 0.84 | 39315 | 0.15 |  |  | 104852 | 0.41 | 0.26 | 25217 | 0.1 | 6657 | 0.03 |  | 72657 | 0.29 | 156263 | 0.61 | 169636 | 0.67 | 8494500% | 60700 | 0.24 | 19388200% | 97202 | 0.38 | 15737900% | 186028 | 0.73 | 6855300% | 93198 | 0.37 | 16138400% | 20003 | 0.08 | 234578
400 | Wilson | PGE Fresno | {'Merced': [4.6, 11505.0], 'Le Grand': [10.5, 8281.0], 'Atwater': [12.2, 564.0], 'El Nido': [12.6, 8498.0], 'Chowchilla': [14.8, 744.0], 'Dairyland': [17.3, 904.0]} | 552124 | 77863 | 0.14 | 474260 | 0.86 | 145038 | 0.26 |  |  | 360865 | 0.65 | 0.08 | 197242 | 0.36 | 166865 | 0.3 |  | 177541 | 0.32 | 0 | 0 | 285228 | 0.52 | 26689600% | 180338 | 0.33 | 37178600% | 208228 | 0.38 | 34389500% | 363565 | 0.66 | 18855900% | 123745 | 0.22 | 42837800% | 74678 | 0.14 | 477445
401 | Donnells-Curtis | PGE GBA | {'Mi-Wuk': [16.7, 1534.0], 'Stanislaus': [19.6, 58.0]} | 290079 | 119315 | 0.41 | 170764 | 0.59 | 169389 | 0.58 |  |  | 102283 | 0.35 | 0.1 | 29 | 0 | 0 | 0 |  | 66517 | 0.23 | 166159 | 0.57 | 34876 | 0.12 | 25520300% | 28088 | 0.1 | 26199100% | 55609 | 0.19 | 23446900% | 85311 | 0.29 | 20476800% | 107096 | 0.37 | 18298300% | 7210 | 0.02 | 282869
402 | Lee Lake (Proposed) | SCE Eastern | {'Alberhill': [2.4, 5263.0], 'Wildlife': [14.7, 47.0], 'Rerc': [14.7, 47.0], 'Valley': [16.8, 1441.0]} | 90575 | 17570 | 0.19 | 73006 | 0.81 | 9113 | 0.1 |  |  | 35303 | 0.39 | 0.27 | 4892 | 0.05 | 1596 | 0.02 |  | 36365 | 0.4 | 40859 | 0.45 | 26234 | 0.29 | 6434200% | 38368 | 0.42 | 5220700% | 49736 | 0.55 | 4083900% | 66039 | 0.73 | 2453700% | 28592 | 0.32 | 6198300% | 5973 | 0.07 | 84602
403 | Orosi | PGE Fresno | {'Reedley': [8.0, 20382.0], 'Wahtoke': [12.1, 12423.0], 'Rector': [16.7, 6791.0], 'Kingsburg': [18.7, 945.0]} | 503800 | 99961 | 0.2 | 403839 | 0.8 | 64691 | 0.13 |  |  | 290377 | 0.58 | 0.17 | 130596 | 0.26 | 157972 | 0.31 |  | 127187 | 0.25 | 14841 | 0.03 | 155740 | 0.31 | 34805900% | 97074 | 0.19 | 40672600% | 138173 | 0.27 | 36562600% | 239872 | 0.48 | 26392700% | 132808 | 0.26 | 37099200% | 21012 | 0.04 | 482787
404 | Ukiah | PGE NGBA | {'Calpella': [3.8, 11093.0], 'Mendocino': [7.5, 9346.0], 'Hopland': [13.2, 2967.0], 'Hartley': [14.5, 269.0]} | 355108 | 67534 | 0.19 | 287574 | 0.81 | 21186 | 0.06 |  |  | 287336 | 0.81 | 0.1 | 10100 | 0.03 | 17387 | 0.05 |  | 139805 | 0.39 | 52900 | 0.15 | 130536 | 0.37 | 22457200% | 86733 | 0.24 | 26837500% | 155106 | 0.44 | 20000200% | 234062 | 0.66 | 12104600% | 145333 | 0.41 | 20977500% | 6281 | 0.02 | 348827
405 | New Sub - Gates - Midway (Proposed) | PGE Kern | {'Arco': [8.6, 17631.0], 'Goose Lake': [15.8, 3292.0]} | 645413 | 184059 | 0.29 | 461354 | 0.71 | 213320 | 0.33 |  |  | 407767 | 0.63 | 0.07 | 232129 | 0.36 | 120316 | 0.19 |  | 133459 | 0.21 | 0 | 0 | 353866 | 0.55 | 29154700% | 29307 | 0.05 | 61610600% | 108369 | 0.17 | 53704400% | 407669 | 0.63 | 23774300% | 54974 | 0.09 | 59043900% | 24570 | 0.04 | 620843
406 | Humboldt | PGE NGBA | {'Harris': [1.0, 19708.0], 'Humboldt Bay': [5.9, 10848.0], 'Arcata': [6.0, 7776.0]} | 245779 | 88664 | 0.36 | 157115 | 0.64 | 78942 | 0.32 |  |  | 133493 | 0.54 | 0.08 | 0 | 0 | 0 | 0 |  | 1071 | 0 | 0 | 0 | 10090 | 0.04 | 23568900% | 77931 | 0.32 | 16784800% | 88111 | 0.36 | 15766800% | 93716 | 0.38 | 15206300% | 68309 | 0.28 | 17747000% | 33838 | 0.14 | 211941
407 | Chowchilla | PGE Fresno | {'Chowchilla': [0.0, 52001.0], 'Le Grand': [4.7, 26384.0], 'Dairyland': [5.8, 45566.0], 'El Nido': [12.1, 15826.0], 'Wilson': [14.8, 744.0], 'Storey': [15.3, 8112.0], 'Merced': [16.7, 395.0], 'Madera': [17.4, 3263.0], 'Newhall': [18.2, 5488.0]} | 642269 | 105015 | 0.16 | 537254 | 0.84 | 175456 | 0.27 |  |  | 428476 | 0.67 | 0.08 | 273801 | 0.43 | 161762 | 0.25 |  | 252771 | 0.39 | 0 | 0 | 344453 | 0.54 | 29781600% | 194775 | 0.3 | 44749400% | 227247 | 0.35 | 41502200% | 437200 | 0.68 | 20506900% | 129454 | 0.2 | 51281500% | 103575 | 0.16 | 538694
408 | Mesa (SCE) | SCE Metro | {} | 5754 | 1191 | 0.21 | 4562 | 0.79 | 147 | 0.03 |  |  | 4357 | 0.76 | 0.52 | 0 | 0 | 0 | 0 |  | 3926 | 0.68 | 112 | 0.02 | 2540 | 0.44 | 321400% | 112 | 0.02 | 564100% | 373 | 0.06 | 538100% | 2914 | 0.51 | 283900% | 2402 | 0.42 | 335100% | 875 | 0.15 | 4879
409 | Colorado River | SCE Eastern | {'Blythe': [12.5, 10949.0]} | 251985 | 29549 | 0.12 | 222436 | 0.88 | 83806 | 0.33 |  |  | 147546 | 0.59 | 0.08 | 21908 | 0.09 | 65877 | 0.26 |  | 0 | 0 | 0 | 0 | 95106 | 0.38 | 15688000% | 94692 | 0.38 | 15729400% | 74052 | 0.29 | 17793300% | 132221 | 0.52 | 11976400% | 111867 | 0.44 | 14011800% | 5289 | 0.02 | 246697
410 | Placerville | PGE NGBA | {'El Dorado PH': [9.8, 3607.0]} | 394085 | 36197 | 0.09 | 357889 | 0.91 | 79794 | 0.2 |  |  | 172817 | 0.44 | 0.26 | 3339 | 0.01 | 4356 | 0.01 |  | 230242 | 0.58 | 125621 | 0.32 | 293076 | 0.74 | 10101000% | 80362 | 0.2 | 31372400% | 91343 | 0.23 | 30274200% | 331495 | 0.84 | 6259100% | 137179 | 0.35 | 25690600% | 13890 | 0.04 | 380196
411 | Inyokern | SCE NOL | {} | 39853 | 10259 | 0.26 | 29594 | 0.74 | 1490 | 0.04 |  |  | 18097 | 0.45 | 0.25 | 17 | 0 | 0 | 0 |  | 2268 | 0.06 | 0 | 0 | 23403 | 0.59 | 1645000% | 13466 | 0.34 | 2638700% | 3642 | 0.09 | 3621200% | 26775 | 0.67 | 1307800% | 13249 | 0.33 | 2660400% | 152 | 0 | 39701
412 | Mandalay | SCE Northern | {'Ormond Beach': [7.1, 2413.0], 'Santa Clara': [7.5, 9458.0], 'Wakefield': [15.1, 2493.0]} | 147617 | 39052 | 0.26 | 108565 | 0.74 | 25250 | 0.17 |  |  | 102391 | 0.69 | 0.13 | 15289 | 0.1 | 36089 | 0.24 |  | 451 | 0 | 0 | 0 | 40859 | 0.28 | 10675800% | 8527 | 0.06 | 13909000% | 19170 | 0.13 | 12844700% | 55433 | 0.38 | 9218400% | 39165 | 0.27 | 10845100% | 10313 | 0.07 | 137303
413 | Creelman | SDGE Imperial | {'Los Coches': [11.3, 508.0], 'Pomerado': [11.7, 423.0], 'Sycamore Canyon': [12.4, 382.0], 'Santee': [13.2, 4.0], 'Alpine': [13.7, 10.0], 'Chicarita': [15.3, 382.0], 'Loveland': [15.7, 4.0], 'Artesian': [16.2, 382.0], 'Scripps': [16.7, 212.0], 'El Cajon': [16.9, 4.0], 'Escondido': [16.9, 382.0], 'Suncrest': [17.5, 3.0], 'Valley Center': [17.6, 144.0]} | 234088 | 28466 | 0.12 | 205622 | 0.88 | 52774 | 0.23 |  |  | 111245 | 0.48 | 0.19 | 5136 | 0.02 | 1728 | 0.01 |  | 33808 | 0.14 | 195123 | 0.83 | 136548 | 0.58 | 9753900% | 52213 | 0.22 | 18187500% | 86374 | 0.37 | 14771400% | 168854 | 0.72 | 6523400% | 113203 | 0.48 | 12088500% | 20074 | 0.09 | 214014
414 | Harborgen | SCE Metro | {'Long Beach': [0.9, 2131.0], 'Arcogen': [2.8, 2125.0], 'Hinson': [2.8, 2127.0], 'Alamitos': [7.4, 2095.0], 'Lighthipe': [7.7, 1814.0], 'La Fresa': [8.7, 470.0], 'Del Amo': [8.9, 1888.0], 'Redondo': [10.4, 6.0], 'Barre': [14.2, 2.0], 'Huntington Beach': [17.0, 2.0], 'Ellis': [17.5, 2.0]} | 9350 | 2212 | 0.24 | 7137 | 0.76 | 1095 | 0.12 |  |  | 2925 | 0.31 | 0.49 | 0 | 0 | 0 | 0 |  | 0 | 0 | 0 | 0 | 10 | 0 | 934000% | 1507 | 0.16 | 784300% | 7070 | 0.76 | 227900% | 7080 | 0.76 | 226900% | 0 | 0 | 935000% | 333 | 0.04 | 9017
415 | Capistrano | SDGE Imperial | {'Q1806': [1.6, 1556.0], 'Margarita': [3.4, 1842.0], 'Trabuco': [3.5, 1360.0], 'Rancho Mission Viejo': [3.9, 1758.0], 'North of SONGS': [6.8, 1731.0], 'Talega': [6.8, 1742.0], 'Viejo': [10.8, 544.0], 'San Onofre': [11.8, 357.0], 'Santiago': [12.1, 99.0], 'Johanna': [17.6, 83.0]} | 45448 | 2728 | 0.06 | 42720 | 0.94 | 8612 | 0.19 |  |  | 22738 | 0.5 | 0.43 | 684 | 0.02 | 74 | 0 |  | 6596 | 0.15 | 32052 | 0.71 | 22383 | 0.49 | 2306500% | 22540 | 0.5 | 2290800% | 26901 | 0.59 | 1854700% | 40386 | 0.89 | 506300% | 21759 | 0.48 | 2368900% | 3505 | 0.08 | 41943
416 | Red Bluff | PGE NGBA | {'Cottonwood': [15.0, 9618.0]} | 542103 | 87899 | 0.16 | 454204 | 0.84 | 146632 | 0.27 |  |  | 292398 | 0.54 | 0.13 | 26100 | 0.05 | 55289 | 0.1 |  | 277378 | 0.51 | 180379 | 0.33 | 186784 | 0.34 | 35531900% | 34066 | 0.06 | 50803700% | 40354 | 0.07 | 50174900% | 222862 | 0.41 | 31924200% | 285927 | 0.53 | 25617600% | 72468 | 0.13 | 469635
417 | Scripps | SDGE Imperial | {'Chicarita': [3.3, 315.0], 'Sycamore Canyon': [4.7, 315.0], 'Pomerado': [5.1, 315.0], 'Penasquitos': [6.2, 101.0], 'North City Metering': [7.1, 101.0], 'Artesian': [7.7, 315.0], 'Escondido': [14.9, 315.0], 'San Marcos': [15.9, 8.0], 'Creelman': [16.7, 212.0]} | 67742 | 7588 | 0.11 | 60154 | 0.89 | 8686 | 0.13 |  |  | 27301 | 0.4 | 0.22 | 2015 | 0.03 | 662 | 0.01 |  | 18015 | 0.27 | 40048 | 0.59 | 36190 | 0.53 | 3155300% | 27095 | 0.4 | 4064700% | 37337 | 0.55 | 3040600% | 52654 | 0.78 | 1508800% | 20685 | 0.31 | 4705800% | 3154 | 0.05 | 64588
418 | Johanna | SCE Metro | {'Ellis': [5.5, 46.0], 'Santiago': [5.9, 808.0], 'Lewis': [7.2, 125.0], 'Villa Park': [7.2, 348.0], 'Huntington Beach': [8.6, 46.0], 'Serrano': [8.8, 348.0], 'Viejo': [12.5, 646.0], 'Trabuco': [14.6, 422.0], 'Q1806': [16.1, 179.0], 'Margarita': [17.1, 188.0], 'Capistrano': [17.6, 83.0]} | 30446 | 3230 | 0.11 | 27216 | 0.89 | 5476 | 0.18 |  |  | 13271 | 0.44 | 0.49 | 69 | 0 | 80 | 0 |  | 12107 | 0.4 | 9752 | 0.32 | 10404 | 0.34 | 2004200% | 7605 | 0.25 | 2284100% | 16404 | 0.54 | 1404200% | 23943 | 0.79 | 650300% | 12245 | 0.4 | 1820100% | 3417 | 0.11 | 27029
419 | Cottle | PGE GBA | {'Warnerville': [2.5, 25588.0], 'Riverbank': [4.4, 25248.0], 'Valley Home': [8.7, 15106.0], 'Avena': [13.3, 11374.0], 'Ripon': [17.4, 82.0]} | 564710 | 84840 | 0.15 | 479870 | 0.85 | 113730 | 0.2 |  |  | 346088 | 0.61 | 0.12 | 176500 | 0.31 | 166378 | 0.29 |  | 216683 | 0.38 | 0 | 0 | 297312 | 0.53 | 26739800% | 99299 | 0.18 | 46541000% | 170295 | 0.3 | 39441400% | 363999 | 0.64 | 20071000% | 149911 | 0.27 | 41479800% | 42253 | 0.07 | 522457
420 | Kingsburg | PGE Fresno | {'McCall': [9.1, 14614.0], 'Wahtoke': [11.4, 12896.0], 'Reedley': [13.9, 7739.0], 'Sanger': [15.3, 2771.0], 'GWF Hanford': [15.6, 7568.0], 'Malaga': [16.3, 2878.0], 'Lemoore': [17.2, 917.0], 'Orosi': [18.7, 945.0], 'Guernsey': [18.7, 1266.0], 'California Ave': [18.9, 331.0]} | 619092 | 186131 | 0.3 | 432962 | 0.7 | 5593 | 0.01 |  |  | 426663 | 0.69 | 0.17 | 200086 | 0.32 | 353111 | 0.57 |  | 4685 | 0.01 | 0 | 0 | 26049 | 0.04 | 59304300% | 64070 | 0.1 | 55502200% | 91769 | 0.15 | 52732400% | 100328 | 0.16 | 51876400% | 3430 | 0.01 | 61566300% | 14387 | 0.02 | 604705
421 | Panoche | PGE Fresno | {'Cheney': [3.1, 28303.0], 'Manning': [4.4, 16318.0], 'Hammonds': [4.8, 20977.0], 'Mendota': [8.2, 28391.0], 'Tranquility': [10.7, 22228.0], 'Oro Loma': [16.7, 7309.0]} | 543697 | 161671 | 0.3 | 382026 | 0.7 | 107356 | 0.2 |  |  | 425266 | 0.78 | 0.06 | 193902 | 0.36 | 188394 | 0.35 |  | 109492 | 0.2 | 13836 | 0.03 | 203172 | 0.37 | 34052500% | 46165 | 0.08 | 49753200% | 105096 | 0.19 | 43860200% | 241909 | 0.44 | 30178800% | 96553 | 0.18 | 44714400% | 14665 | 0.03 | 529033
422 | Fulton | PGE NGBA | {'Monroe': [3.2, 4067.0], 'Santa Rosa A': [5.0, 1103.0], 'Rincon': [5.1, 870.0], 'Bellevue': [8.7, 808.0], 'Fitch Mountain': [9.0, 825.0], 'Penngrove': [13.4, 213.0], 'Silverado': [16.2, 230.0], 'Corona': [17.1, 105.0], 'Geysers Tap 1': [17.9, 62.0]} | 342489 | 28287 | 0.08 | 314202 | 0.92 | 19069 | 0.06 |  |  | 222701 | 0.65 | 0.15 | 34596 | 0.1 | 29310 | 0.09 |  | 96106 | 0.28 | 19 | 0 | 187146 | 0.55 | 15534300% | 147393 | 0.43 | 19509600% | 243018 | 0.71 | 9947100% | 300013 | 0.88 | 4247500% | 114510 | 0.33 | 22797900% | 15830 | 0.05 | 326659
423 | Ripon | PGE GBA | {'Manteca': [5.3, 17416.0], 'Vierra': [7.5, 11808.0], 'Avena': [7.8, 17342.0], 'Kasson': [10.6, 1445.0], 'French Camp': [11.8, 9308.0], 'Weber': [12.5, 12586.0], 'Westley': [12.7, 776.0], 'Riverbank': [13.0, 1275.0], 'Valley Home': [13.0, 9775.0], 'Stockton A': [15.4, 4132.0], 'New Sub - Westley - Quinto (Proposed)': [17.3, 37.0], 'Cottle': [17.4, 82.0], 'Lammers': [18.2, 0.0], 'Warnerville': [18.7, 12.0], 'Bellota': [19.5, 646.0], 'Stagg': [19.8, 144.0]} | 517872 | 68614 | 0.13 | 449258 | 0.87 | 41688 | 0.08 |  |  | 350259 | 0.68 | 0.16 | 123316 | 0.24 | 291480 | 0.56 |  | 84823 | 0.16 | 3145 | 0.01 | 207151 | 0.4 | 31072200% | 53347 | 0.1 | 46452600% | 82245 | 0.16 | 43562800% | 244092 | 0.47 | 27378000% | 38586 | 0.07 | 47928600% | 22925 | 0.04 | 494947
424 | Shafter | PGE Kern | {'Rio Bravo': [5.9, 14891.0], 'Charca': [6.6, 8164.0], 'Ganso': [7.4, 15538.0], 'Famoso': [9.0, 2023.0], 'Semitropic': [9.0, 7050.0], 'Lerdo': [9.3, 6843.0], 'Midway': [10.7, 10706.0], 'Tupman': [11.4, 12473.0], '7th Standard': [11.6, 6073.0], 'Renfro': [12.3, 8371.0], 'Mt Poso': [13.4, 1931.0], 'Kern Power': [15.4, 2503.0], 'Norco': [15.9, 2789.0], 'Goose Lake': [15.9, 3455.0], 'Smyrna': [16.1, 2202.0], 'Rosedale': [16.4, 1874.0], 'Tevis': [17.2, 856.0], 'Kern Oil': [17.4, 773.0], 'West Park': [18.3, 366.0], 'Sycamore': [18.8, 280.0], 'Stockdale': [19.6, 0.0], 'Bakersfield': [19.6, 16.0]} | 573295 | 81199 | 0.14 | 492096 | 0.86 | 78972 | 0.14 |  |  | 458462 | 0.8 | 0.1 | 90055 | 0.16 | 311821 | 0.54 |  | 79523 | 0.14 | 0 | 0 | 159894 | 0.28 | 41340100% | 80989 | 0.14 | 49230600% | 219873 | 0.38 | 35342100% | 308635 | 0.54 | 26466000% | 10737 | 0.02 | 56255800% | 32513 | 0.06 | 540781
425 | San Luis Rey | SDGE Imperial | {'Ocean Ranch': [2.3, 1356.0], 'Melrose': [4.7, 1356.0], 'Cannon': [5.1, 164.0], 'Encina': [5.2, 121.0], 'Palomar Airport': [6.7, 135.0], 'Pendleton': [6.8, 1061.0], 'Shadowridge': [7.3, 1192.0], 'San Marcos': [9.8, 606.0], 'Monserate': [10.0, 1320.0], 'Avocado': [13.3, 955.0], 'Escondido': [13.9, 598.0], 'Lilac': [14.6, 756.0], 'Pala': [16.2, 889.0], 'Valley Center': [18.2, 439.0], 'North City Metering': [18.7, 0.0]} | 95369 | 26892 | 0.28 | 68478 | 0.72 | 797 | 0.01 |  |  | 19748 | 0.21 | 0.37 | 24168 | 0.25 | 4227 | 0.04 |  | 47156 | 0.49 | 23944 | 0.25 | 52918 | 0.55 | 4245100% | 14231 | 0.15 | 8113900% | 30176 | 0.32 | 6519400% | 60704 | 0.64 | 3466500% | 7751 | 0.08 | 8761900% | 7152 | 0.07 | 88217
426 | Woodward | PGE Fresno | {'Bullard': [5.1, 6997.0], 'Clovis': [6.2, 1072.0], 'Figarden': [7.9, 7588.0], 'Fig Garden': [7.9, 7588.0], 'Ashlan': [8.4, 6797.0], 'Gregg': [9.6, 7244.0], 'Herndon': [10.0, 7244.0], 'California Ave': [12.3, 528.0], 'West Fresno': [12.9, 13.0], 'Borden': [12.9, 7244.0], 'Malaga': [14.2, 586.0], 'Sanger': [15.2, 659.0], 'Storey': [16.6, 3354.0], 'Madera': [16.8, 4291.0]} | 503033 | 62932 | 0.13 | 440101 | 0.87 | 64953 | 0.13 |  |  | 311553 | 0.62 | 0.19 | 79414 | 0.16 | 143784 | 0.29 |  | 260008 | 0.52 | 3985 | 0.01 | 230070 | 0.46 | 27296300% | 148844 | 0.3 | 35418900% | 144369 | 0.29 | 35866400% | 308042 | 0.61 | 19499100% | 160113 | 0.32 | 34292000% | 68447 | 0.14 | 434586
427 | Helm | PGE Fresno | {'Crescent': [4.2, 71139.0], 'New Sub - Los Banos - Midway (Proposed)': [7.9, 48972.0], 'Mc Mullin': [10.3, 30566.0], 'Tranquility': [12.6, 27102.0], 'Schindler': [13.3, 29092.0], 'Excelsior': [13.7, 29211.0], 'Biola': [14.4, 11691.0], 'Cantua': [14.5, 19838.0], 'Kearney (New)': [18.0, 3660.0], 'Mendota': [18.0, 3702.0], 'Cheney': [19.8, 0.0]} | 718118 | 251205 | 0.35 | 466913 | 0.65 | 119567 | 0.17 |  |  | 546660 | 0.76 | 0.08 | 324770 | 0.45 | 319005 | 0.44 |  | 31740 | 0.04 | 0 | 0 | 161400 | 0.22 | 55671800% | 51772 | 0.07 | 66634600% | 74778 | 0.1 | 64334000% | 204202 | 0.28 | 51391600% | 18523 | 0.03 | 69959500% | 17035 | 0.02 | 701083
428 | FMC | PGE GBA | {'San Jose B': [1.2, 1632.0], 'San Jose A': [1.7, 1632.0], 'Trimble': [2.4, 1502.0], 'Scott': [2.7, 1098.0], 'El Patio': [3.9, 220.0], 'Stone': [4.2, 1632.0], 'Evergreen': [5.4, 1632.0], 'Nortech': [5.5, 637.0], 'Los Esteros': [5.6, 1127.0], 'Swift': [7.0, 1632.0], 'Dixon Landing': [7.7, 901.0], 'Hicks': [8.0, 53.0], 'Mountain View': [8.4, 2.0], 'Whisman': [8.9, 2.0], 'Piercy': [9.2, 998.0], 'Edenvale': [10.0, 998.0], 'Santa Teresa': [10.4, 998.0], 'Newark': [11.3, 251.0], 'Metcalf Energy Center': [13.0, 631.0], 'Metcalf 1': [13.0, 721.0], 'Fremont': [13.7, 244.0], 'Cooley Landing': [14.3, 2.0], 'Ravenswood': [15.5, 2.0], 'Dumbarton': [16.4, 2.0]} | 142347 | 7170 | 0.05 | 135177 | 0.95 | 49010 | 0.34 |  |  | 59571 | 0.42 | 0.15 | 1749 | 0.01 | 848 | 0.01 |  | 86917 | 0.61 | 10234 | 0.07 | 99647 | 0.7 | 4270000% | 42083 | 0.3 | 10026400% | 75581 | 0.53 | 6676600% | 120755 | 0.85 | 2159200% | 78615 | 0.55 | 6373200% | 6356 | 0.04 | 135991
429 | Mohave | SCE EOP | {} | 160138 | 62407 | 0.39 | 97730 | 0.61 | 7713 | 0.05 |  |  | 3284 | 0.02 | 0.05 | 3931 | 0.02 | 0 | 0 |  | 0 | 0 | 0 | 0 | 4139 | 0.03 | 15599800% | 10217 | 0.06 | 14992000% | 0 | 0 | 16013800% | 10816 | 0.07 | 14932100% | 2416 | 0.02 | 15772100% | 2497 | 0.02 | 157641
430 | Wakefield | SCE Northern | {'Santa Clara': [8.2, 9591.0], 'Moorpark': [10.1, 15353.0], 'Mandalay': [15.1, 2493.0], 'Ormond Beach': [16.9, 343.0]} | 202289 | 41425 | 0.2 | 160864 | 0.8 | 40754 | 0.2 |  |  | 134728 | 0.67 | 0.12 | 17114 | 0.08 | 45578 | 0.23 |  | 33169 | 0.16 | 6037 | 0.03 | 80984 | 0.4 | 12130500% | 13732 | 0.07 | 18855700% | 25376 | 0.13 | 17691300% | 99848 | 0.49 | 10244000% | 57236 | 0.28 | 14505300% | 18650 | 0.09 | 183639
431 | Kern PP | PGE Kern | {'Rosedale': [1.1, 14570.0], 'West Park': [3.2, 11196.0], 'Renfro': [3.8, 9844.0], 'Tevis': [4.6, 6695.0], '7th Standard': [4.6, 10549.0], 'Stockdale': [4.7, 5729.0], 'Bakersfield': [5.2, 10151.0], 'Casaloma': [5.7, 4940.0], 'Kern Oil': [6.0, 9977.0], 'Panama': [7.2, 5036.0], 'Sycamore': [7.8, 9405.0], 'Columbus': [8.9, 3816.0], 'Lerdo': [8.9, 10513.0], 'Magunden': [9.9, 1497.0], 'Tupman': [9.9, 2903.0], 'Rio Bravo': [10.1, 4758.0], 'Cal Water': [11.4, 2909.0], 'Mt Poso': [11.5, 9465.0], 'Old River': [11.9, 3794.0], 'Norco': [13.5, 735.0], 'Unknown - 3327': [14.3, 1449.0], 'Lamont': [14.4, 1449.0], 'Poso Mt.': [14.7, 6813.0], 'Shafter': [15.4, 2503.0], 'Grimmway-Malaga': [16.1, 1455.0], 'Famoso': [16.7, 3614.0], 'Lakeview': [19.9, 180.0]} | 586200 | 90124 | 0.15 | 496077 | 0.85 | 104230 | 0.18 |  |  | 444867 | 0.76 | 0.1 | 79074 | 0.13 | 279733 | 0.48 |  | 124389 | 0.21 | 0 | 0 | 175985 | 0.3 | 41021600% | 126711 | 0.22 | 45948900% | 224922 | 0.38 | 36127800% | 311115 | 0.53 | 27508500% | 50385 | 0.09 | 53581500% | 25500 | 0.04 | 560700
432 | Diablo Canyon | PGE Kern | {'Morro Bay': [11.0, 217.0], 'San Luis Obispo': [12.3, 1027.0], 'Oceano': [16.9, 35.0], 'Callender': [18.8, 4.0]} | 118991 | 14809 | 0.12 | 104182 | 0.88 | 25576 | 0.21 |  |  | 78539 | 0.66 | 0.1 | 4443 | 0.04 | 7356 | 0.06 |  | 93740 | 0.79 | 3443 | 0.03 | 43645 | 0.37 | 7534600% | 28091 | 0.24 | 9090000% | 58583 | 0.49 | 6040800% | 77796 | 0.65 | 4119500% | 58212 | 0.49 | 6077900% | 11275 | 0.09 | 107716
433 | Reedley | PGE Fresno | {'Wahtoke': [4.3, 26274.0], 'Orosi': [8.0, 20382.0], 'Kingsburg': [13.9, 7739.0], 'McCall': [14.5, 3316.0], 'Sanger': [14.8, 3242.0]} | 558863 | 116454 | 0.21 | 442409 | 0.79 | 59329 | 0.11 |  |  | 328946 | 0.59 | 0.18 | 147267 | 0.26 | 197077 | 0.35 |  | 142023 | 0.25 | 1257 | 0 | 169113 | 0.3 | 38975100% | 106587 | 0.19 | 45227600% | 148962 | 0.27 | 40990100% | 253838 | 0.45 | 30502500% | 128510 | 0.23 | 43035300% | 21843 | 0.04 | 537020
434 | Oakland J | PGE GBA | {'Edes': [2.0, 2882.0], 'Oakland X': [3.1, 3155.0], 'Oakland C': [4.4, 3155.0], 'Oakland L': [4.5, 3147.0], 'San Leandro U': [5.1, 1579.0], 'Moraga': [6.6, 2254.0], 'Grant': [7.0, 1526.0], 'SAN FRAN A (POTRERO PP)': [9.3, 2528.0], 'Potrero': [9.3, 2534.0], 'Castro Valley': [9.7, 1220.0], 'Sobrante': [9.9, 973.0], 'Mt Eden': [11.0, 1298.0], 'Mt. Eden': [11.0, 1298.0], 'Eastshore': [11.0, 1343.0], 'Martin': [11.4, 1975.0], 'El Cerrito G': [11.7, 1558.0], 'Richmond R': [14.1, 1170.0], 'Burlingame': [14.5, 40.0], 'Millbrae': [14.6, 72.0], 'Standard Oil': [16.3, 209.0], 'Standard Oil 2': [16.3, 209.0], 'Dumbarton': [16.7, 6.0], 'Christie': [16.7, 52.0], 'San Pablo': [16.8, 207.0]} | 66155 | 11282 | 0.17 | 54874 | 0.83 | 6671 | 0.1 |  |  | 40720 | 0.62 | 0.45 | 263 | 0 | 72 | 0 |  | 37364 | 0.56 | 32 | 0 | 25197 | 0.38 | 4095800% | 27439 | 0.41 | 3871600% | 45349 | 0.69 | 2080700% | 53258 | 0.81 | 1289700% | 16990 | 0.26 | 4916600% | 3929 | 0.06 | 62227
435 | Sandy | SCE EOP | {'Crazy Eyes': [9.4, 1332.0], 'Gamebird': [18.3, 126.0], 'Thousandaire': [19.6, 24.0]} | 97314 | 25184 | 0.26 | 72131 | 0.74 | 17686 | 0.18 |  |  | 6255 | 0.06 | 0.51 | 428 | 0 | 0 | 0 |  | 216 | 0 | 0 | 0 | 3107 | 0.03 | 9420700% | 16 | 0 | 9729800% | 21070 | 0.22 | 7624400% | 22670 | 0.23 | 7464400% | 15852 | 0.16 | 8146200% | 167 | 0 | 97147
436 | Cayetano | PGE GBA | {'Las Positas': [3.3, 2443.0], 'Los Positas': [3.4, 2443.0], 'Vasco': [3.5, 2335.0], 'North Dublin': [4.7, 2391.0], 'Altamont': [5.1, 1451.0], 'Altamont Midway (Sandhill)': [5.2, 1446.0], 'Vineyard': [6.6, 2447.0], 'Windmaster': [8.2, 1109.0], 'Tassajara': [8.6, 1495.0], 'San Ramon': [8.9, 1569.0], 'Delta Pumps': [9.2, 422.0], 'Delta PP': [9.2, 423.0], 'Kelso': [10.0, 0.0], 'Midway Green Ridge Services': [10.0, 31.0], 'Castro Valley': [16.1, 4.0], 'Fremont': [17.2, 787.0]} | 275024 | 7939 | 0.03 | 267085 | 0.97 | 87730 | 0.32 |  |  | 159102 | 0.58 | 0.12 | 14238 | 0.05 | 54324 | 0.2 |  | 175625 | 0.64 | 20787 | 0.08 | 164702 | 0.6 | 11032100% | 127056 | 0.46 | 14796800% | 147172 | 0.54 | 12785200% | 209040 | 0.76 | 6598400% | 99425 | 0.36 | 17559900% | 17214 | 0.06 | 257810
437 | Pit 1 | PGE NGBA | {'Pit 3': [13.0, 6996.0], 'Burney Forest': [13.7, 10578.0], 'Burney Forest Power': [13.8, 10576.0], 'Carberry': [16.1, 8337.0], 'Pit 4': [18.2, 10.0]} | 464460 | 148813 | 0.32 | 315647 | 0.68 | 226658 | 0.49 |  |  | 202518 | 0.44 | 0.06 | 37373 | 0.08 | 408 | 0 |  | 154254 | 0.33 | 79 | 0 | 164349 | 0.35 | 30011100% | 64025 | 0.14 | 40043600% | 53806 | 0.12 | 41065400% | 211355 | 0.46 | 25310500% | 173004 | 0.37 | 29145600% | 29999 | 0.06 | 434461
438 | Metcalf | PGE GBA | {'Metcalf Energy Center': [0.3, 1769.0], 'Santa Teresa': [2.8, 1065.0], 'Edenvale': [3.2, 1034.0], 'Piercy': [4.0, 835.0], 'Swift': [7.5, 835.0], 'Evergreen': [7.7, 835.0], 'Morgan Hill': [8.2, 1023.0], 'Hicks': [8.7, 108.0], 'Stone': [8.8, 835.0], 'San Jose A': [11.3, 835.0], 'El Patio': [11.6, 131.0], 'San Jose B': [11.9, 835.0], 'FMC': [13.0, 721.0], 'Trimble': [14.9, 588.0], 'Scott': [15.7, 188.0], 'Los Esteros': [17.6, 214.0], 'Llagas': [18.2, 667.0], 'Dixon Landing': [19.0, 23.0]} | 199575 | 13948 | 0.07 | 185628 | 0.93 | 54573 | 0.27 |  |  | 91850 | 0.46 | 0.14 | 4117 | 0.02 | 5527 | 0.03 |  | 89009 | 0.45 | 54710 | 0.27 | 131888 | 0.66 | 6768800% | 50835 | 0.25 | 14874000% | 89268 | 0.45 | 11030800% | 162330 | 0.81 | 3724500% | 120362 | 0.6 | 7921300% | 6609 | 0.03 | 192966
439 | Delaney | SCE Arizona | {'Palo Verde': [12.1, 7617.0], 'Hassayampa': [14.1, 5127.0]} | 336292 | 203086 | 0.6 | 133206 | 0.4 | 0 | 0 |  |  | 0 | 0 | 0 | 0 | 0 | 0 | 0 |  | 0 | 0 | 0 | 0 | 0 | 0 | 33629200% | 0 | 0 | 33629200% | 0 | 0 | 33629200% | 0 | 0 | 33629200% | 0 | 0 | 33629200% | 0 | 0 | 336292
440 | Oakland L | PGE GBA | {'Oakland C': [1.0, 3814.0], 'Oakland X': [2.2, 3343.0], 'Oakland J': [4.5, 3147.0], 'Moraga': [6.5, 2366.0], 'Edes': [6.5, 2867.0], 'SAN FRAN A (POTRERO PP)': [7.3, 2776.0], 'Potrero': [7.3, 2780.0], 'Sobrante': [7.5, 1620.0], 'El Cerrito G': [7.6, 2378.0], 'San Leandro U': [9.6, 1565.0], 'Richmond R': [9.7, 1999.0], 'Martin': [10.6, 2159.0], 'Grant': [11.4, 1512.0], 'Standard Oil 2': [11.8, 963.0], 'Standard Oil': [11.8, 967.0], 'San Pablo': [12.7, 855.0], 'Christie': [13.8, 169.0], 'Castro Valley': [14.1, 1206.0], 'Eastshore': [15.4, 1328.0], 'Mt Eden': [15.5, 1284.0], 'Mt. Eden': [15.5, 1284.0], 'Millbrae': [15.7, 75.0], 'Burlingame': [16.1, 43.0]} | 67151 | 13856 | 0.21 | 53295 | 0.79 | 6959 | 0.1 |  |  | 36743 | 0.55 | 0.54 | 199 | 0 | 26 | 0 |  | 30755 | 0.46 | 0 | 0 | 23562 | 0.35 | 4358900% | 24342 | 0.36 | 4280800% | 44827 | 0.67 | 2232300% | 52322 | 0.78 | 1482800% | 14085 | 0.21 | 5306600% | 4275 | 0.06 | 62876
441 | Lemoore | PGE Fresno | {'Leprino': [5.2, 47368.0], 'Henrietta': [7.5, 33980.0], 'Mustang': [8.6, 29418.0], 'GWF Hanford': [8.8, 37040.0], 'Guernsey': [9.8, 38797.0], 'Waukena': [17.1, 11350.0], 'Kingsburg': [17.2, 917.0], 'Corcoran': [19.3, 1496.0]} | 680561 | 284455 | 0.42 | 396106 | 0.58 | 120316 | 0.18 |  |  | 481218 | 0.71 | 0.1 | 304880 | 0.45 | 314882 | 0.46 |  | 4789 | 0.01 | 0 | 0 | 54571 | 0.08 | 62599000% | 20606 | 0.03 | 65995500% | 47360 | 0.07 | 63320100% | 97048 | 0.14 | 58351300% | 674 | 0 | 67988700% | 13789 | 0.02 | 666772
442 | Tesla | PGE GBA | {'Midway Green Ridge Services': [1.6, 1703.0], 'GWF Tracy': [4.1, 1761.0], 'Lammers': [4.7, 1761.0], 'Tracy': [6.0, 1703.0], 'Kelso': [6.3, 1646.0], 'Altamont': [6.6, 247.0], 'Altamont Midway (Sandhill)': [6.6, 255.0], 'Delta PP': [6.9, 993.0], 'Delta Pumps': [6.9, 995.0], 'Windmaster': [7.5, 404.0], 'Kasson': [12.4, 1761.0]} | 426123 | 8780 | 0.02 | 417343 | 0.98 | 132763 | 0.31 |  |  | 248557 | 0.58 | 0.13 | 23591 | 0.06 | 159324 | 0.37 |  | 175323 | 0.41 | 45393 | 0.11 | 225890 | 0.53 | 20023300% | 144874 | 0.34 | 28124900% | 157870 | 0.37 | 26825300% | 268266 | 0.63 | 15785700% | 129690 | 0.3 | 29643400% | 23051 | 0.05 | 403072
443 | Camanche | PGE GBA | {'Rancho Seco - Bellota (Proposed)': [5.8, 9698.0], 'Lockeford': [9.9, 14864.0], 'Clay': [10.2, 248.0], 'Cosumnes': [10.3, 5234.0], 'Rancho Seco': [10.6, 4509.0], 'Bellota': [13.8, 5343.0], 'Valley Springs': [14.0, 52.0], 'Live Oak': [16.1, 5690.0]} | 469357 | 53607 | 0.11 | 415751 | 0.89 | 55325 | 0.12 |  |  | 282730 | 0.6 | 0.16 | 96298 | 0.21 | 104032 | 0.22 |  | 150125 | 0.32 | 1040 | 0 | 247410 | 0.53 | 22194700% | 106450 | 0.23 | 36290800% | 199003 | 0.42 | 27035400% | 319787 | 0.68 | 14957100% | 143762 | 0.31 | 32559500% | 73228 | 0.16 | 396129
444 | Solar | PGE Kern | {'Carrizo Plains': [1.1, 9919.0], 'Caliente': [8.0, 5650.0], 'Kernridge': [18.4, 1117.0]} | 422270 | 40330 | 0.1 | 381940 | 0.9 | 171882 | 0.41 |  |  | 230913 | 0.55 | 0.07 | 21117 | 0.05 | 14129 | 0.03 |  | 147976 | 0.35 | 80295 | 0.19 | 231208 | 0.55 | 19106200% | 58114 | 0.14 | 36415600% | 108416 | 0.26 | 31385400% | 307826 | 0.73 | 11444300% | 221346 | 0.52 | 20092400% | 10644 | 0.03 | 411626
445 | Mesa Heights | SDGE Imperial | {'Kearny': [1.5, 832.0], 'Mission': [3.4, 833.0], 'Elliot': [4.1, 758.0], 'Elliott': [4.1, 760.0], 'Old Town': [4.9, 833.0], 'Vine': [6.4, 833.0], 'Penasquitos': [7.1, 56.0], 'Point Loma': [7.5, 833.0], 'Murray': [8.2, 3.0], 'Silvergate': [9.4, 791.0], 'North City Metering': [9.7, 42.0], 'Spring Valley': [10.9, 69.0], 'Bay Boulevard': [15.8, 516.0], 'Otay': [17.2, 9.0], 'Imperial Beach': [17.4, 245.0]} | 43479 | 3392 | 0.08 | 40087 | 0.92 | 4367 | 0.1 |  |  | 14326 | 0.33 | 0.23 | 1350 | 0.03 | 321 | 0.01 |  | 17860 | 0.41 | 16171 | 0.37 | 22327 | 0.51 | 2115200% | 23756 | 0.55 | 1972400% | 30358 | 0.7 | 1312100% | 38814 | 0.89 | 466500% | 6861 | 0.16 | 3661800% | 1972 | 0.05 | 41507
446 | Cove Road | PGE NGBA | {'Round Mt.': [4.9, 10077.0], 'New Sub - Pit 1 - Cottonwood (Proposed)': [6.8, 13900.0], 'James B Black': [8.3, 7067.0], 'Pit 4': [8.7, 11653.0], 'Carberry': [9.2, 12545.0], 'Burney Forest': [11.1, 10395.0], 'Burney Forest Power': [11.1, 10400.0], 'Pit 3': [12.6, 7060.0]} | 389976 | 94037 | 0.24 | 295939 | 0.76 | 213986 | 0.55 |  |  | 161354 | 0.41 | 0.05 | 8169 | 0.02 | 582 | 0 |  | 240612 | 0.62 | 60916 | 0.16 | 184092 | 0.47 | 20588500% | 74913 | 0.19 | 31506300% | 87248 | 0.22 | 30272800% | 230833 | 0.59 | 15914400% | 140246 | 0.36 | 24973100% | 26030 | 0.07 | 363947
447 | Gold Hill | PGE NGBA | {'Atlantic': [10.1, 1710.0], 'Granite': [13.1, 302.0], 'Pleasant Grove': [14.6, 1434.0], 'Lincoln': [18.9, 347.0]} | 264116 | 46964 | 0.18 | 217152 | 0.82 | 18438 | 0.07 |  |  | 129900 | 0.49 | 0.42 | 26024 | 0.1 | 8370 | 0.03 |  | 163202 | 0.62 | 5518 | 0.02 | 174684 | 0.66 | 8943300% | 41814 | 0.16 | 22230200% | 45849 | 0.17 | 21826700% | 189360 | 0.72 | 7475600% | 84085 | 0.32 | 18003100% | 55720 | 0.21 | 208397
448 | Control | SCE NOL | {'Inyo': [2.2, 1539.0]} | 69881 | 13211 | 0.19 | 56670 | 0.81 | 60677 | 0.87 |  |  | 7912 | 0.11 | 0.02 | 48 | 0 | 0 | 0 |  | 15928 | 0.23 | 0 | 0 | 0 | 0 | 6988100% | 15194 | 0.22 | 5468700% | 17568 | 0.25 | 5231300% | 21770 | 0.31 | 4811100% | 49080 | 0.7 | 2080100% | 4801 | 0.07 | 65080
449 | Lambie | PGE NGBA | {'Lambie': [0.0, 29743.0], 'Shiloh III': [3.8, 28396.0], 'Birds Landing': [7.0, 28396.0], 'Peabody': [7.1, 2514.0], 'Collinsville': [9.9, 25957.0], 'Vaca-Dixon & Gc Yard': [12.8, 1349.0], 'Pittsburg': [13.0, 13269.0], 'Kirker': [14.1, 11169.0], 'GWF 2': [14.3, 12950.0], 'Grand Island': [14.9, 6817.0], 'Contra Costa PP': [15.4, 15446.0], 'Contra Costa': [16.1, 11875.0], 'Lone Tree': [20.0, 104.0]} | 394726 | 57057 | 0.14 | 337669 | 0.86 | 54886 | 0.14 |  |  | 295565 | 0.75 | 0.12 | 96841 | 0.25 | 136278 | 0.35 |  | 137123 | 0.35 | 0 | 0 | 78580 | 0.2 | 31614600% | 81588 | 0.21 | 31313800% | 90805 | 0.23 | 30392100% | 163485 | 0.41 | 23124100% | 36748 | 0.09 | 35797800% | 50528 | 0.13 | 344198
450 | Summit | PGE NGBA | {} | 294496 | 71585 | 0.24 | 222910 | 0.76 | 104786 | 0.36 |  |  | 77563 | 0.26 | 0.26 | 1208 | 0 | 228 | 0 |  | 123725 | 0.42 | 61844 | 0.21 | 103441 | 0.35 | 19105500% | 32036 | 0.11 | 26246000% | 63787 | 0.22 | 23070900% | 151701 | 0.52 | 14279500% | 124305 | 0.42 | 17019100% | 25985 | 0.09 | 268511
451 | Pauda | SCE Metro | {'Rancho Vista': [6.4, 3355.0], 'Etiwanda': [6.7, 3355.0], 'Chino': [8.7, 3355.0], 'Mira Loma': [8.9, 3355.0], 'Wildlife': [15.3, 2071.0], 'Rerc': [15.3, 2082.0]} | 53076 | 5194 | 0.1 | 47882 | 0.9 | 6319 | 0.12 |  |  | 30425 | 0.57 | 0.27 | 434 | 0.01 | 1289 | 0.02 |  | 26410 | 0.5 | 15370 | 0.29 | 28266 | 0.53 | 2481000% | 30777 | 0.58 | 2229900% | 32337 | 0.61 | 2073900% | 44316 | 0.83 | 876000% | 16959 | 0.32 | 3611700% | 3368 | 0.06 | 49709
452 | Ocotillo Express | SDGE Imperial | {'East County': [9.1, 3291.0], 'Carrizo Gorge': [12.8, 321.0], 'Boulevard': [14.4, 929.0]} | 127177 | 32190 | 0.25 | 94987 | 0.75 | 46374 | 0.36 |  |  | 67110 | 0.53 | 0.08 | 1824 | 0.01 | 10899 | 0.09 |  | 23671 | 0.19 | 23846 | 0.19 | 14157 | 0.11 | 11302000% | 19497 | 0.15 | 10768000% | 33543 | 0.26 | 9363400% | 49995 | 0.39 | 7718200% | 51925 | 0.41 | 7525200% | 4751 | 0.04 | 122426
453 | Corcoran | PGE Fresno | {'Waukena': [2.3, 77764.0], 'Guernsey': [9.8, 42094.0], 'Alpaugh': [11.6, 24330.0], 'GWF Hanford': [12.2, 27747.0], 'Olive': [16.0, 10385.0], 'Leprino': [17.8, 7727.0], 'Lemoore': [19.3, 1496.0]} | 661213 | 283678 | 0.43 | 377535 | 0.57 | 176660 | 0.27 |  |  | 440134 | 0.67 | 0.09 | 320906 | 0.49 | 234202 | 0.35 |  | 25891 | 0.04 | 0 | 0 | 129989 | 0.2 | 53122400% | 26822 | 0.04 | 63439100% | 66307 | 0.1 | 59490600% | 181893 | 0.28 | 47932000% | 1931 | 0 | 65928200% | 23643 | 0.04 | 637569
454 | Penasquitos | SDGE Imperial | {'North City Metering': [2.8, 148.0], 'Scripps': [6.2, 101.0], 'Chicarita': [6.9, 103.0], 'Mesa Heights': [7.1, 56.0], 'Kearny': [7.8, 56.0], 'Artesian': [8.6, 106.0], 'Elliot': [10.4, 13.0], 'Elliott': [10.4, 13.0], 'Mission': [10.5, 56.0], 'Old Town': [10.7, 56.0], 'Sycamore Canyon': [10.9, 101.0], 'Pomerado': [10.9, 101.0], 'Point Loma': [12.3, 56.0], 'Vine': [12.7, 56.0], 'San Marcos': [14.6, 11.0], 'Palomar Airport': [14.7, 3.0], 'Shadowridge': [15.5, 3.0], 'Escondido': [15.5, 101.0], 'Silvergate': [16.1, 13.0], 'Cannon': [16.5, 3.0], 'Encina': [16.6, 3.0]} | 34145 | 2305 | 0.07 | 31840 | 0.93 | 3010 | 0.09 |  |  | 9197 | 0.27 | 0.24 | 1557 | 0.05 | 554 | 0.02 |  | 11292 | 0.33 | 13115 | 0.38 | 19101 | 0.56 | 1504500% | 18281 | 0.54 | 1586400% | 22452 | 0.66 | 1169400% | 30636 | 0.9 | 350900% | 4196 | 0.12 | 2995000% | 1383 | 0.04 | 32762
455 | Sonora | SCE Eastern | {'Arkansas': [2.7, 28692.0], 'Bannister': [7.6, 18172.0]} | 326967 | 63435 | 0.19 | 263533 | 0.81 | 51613 | 0.16 |  |  | 268856 | 0.82 | 0.08 | 63038 | 0.19 | 166147 | 0.51 |  | 0 | 0 | 0 | 0 | 18264 | 0.06 | 30870300% | 83592 | 0.26 | 24337600% | 101382 | 0.31 | 22558600% | 116776 | 0.36 | 21019200% | 47656 | 0.15 | 27931200% | 20683 | 0.06 | 306284
456 | Tranquility | PGE Fresno | {'Cheney': [7.6, 35105.0], 'Mendota': [9.6, 39355.0], 'Manning': [10.4, 14139.0], 'Panoche': [10.7, 22228.0], 'Cantua': [11.7, 10569.0], 'New Sub - Los Banos - Midway (Proposed)': [12.6, 18535.0], 'Helm': [12.6, 27102.0], 'Crescent': [13.8, 19461.0], 'Hammonds': [14.2, 9392.0], 'Excelsior': [16.3, 2804.0], 'Schindler': [19.7, 20.0], 'Newhall': [19.8, 12.0]} | 605896 | 203558 | 0.34 | 402338 | 0.66 | 138008 | 0.23 |  |  | 454041 | 0.75 | 0.06 | 281670 | 0.46 | 207599 | 0.34 |  | 76017 | 0.13 | 1989 | 0 | 201896 | 0.33 | 40400000% | 58610 | 0.1 | 54728600% | 100915 | 0.17 | 50498100% | 253180 | 0.42 | 35271600% | 60068 | 0.1 | 54582800% | 15476 | 0.03 | 590420
457 | Manning | PGE Fresno | {'Manning': [0.0, 16905.0], 'Panoche': [4.4, 16318.0], 'Cheney': [4.5, 16812.0], 'Hammonds': [9.0, 8502.0], 'Tranquility': [10.4, 14139.0], 'Mendota': [11.7, 12728.0], 'Cantua': [17.9, 19.0]} | 483891 | 127085 | 0.26 | 356806 | 0.74 | 102896 | 0.21 |  |  | 373068 | 0.77 | 0.06 | 143339 | 0.3 | 176632 | 0.37 |  | 89621 | 0.19 | 30828 | 0.06 | 178127 | 0.37 | 30576400% | 46653 | 0.1 | 43723900% | 107904 | 0.22 | 37598700% | 216877 | 0.45 | 26701400% | 110514 | 0.23 | 37337700% | 7811 | 0.02 | 476081
458 | Rerc | SCE Eastern | {'Wildlife': [0.0, 2605.0], 'Mira Loma': [7.1, 2336.0], 'Vista (SCE)': [9.4, 234.0], 'Vista': [9.4, 234.0], 'Etiwanda': [9.8, 2102.0], 'Rancho Vista': [9.9, 2102.0], 'Chino': [13.1, 2336.0], 'Cardiff': [13.9, 234.0], 'Lee Lake (Proposed)': [14.7, 47.0], 'San Bernardino': [14.7, 234.0], 'Padua': [15.3, 2082.0], 'Alberhill': [16.0, 47.0]} | 76595 | 12982 | 0.17 | 63612 | 0.83 | 5959 | 0.08 |  |  | 30872 | 0.4 | 0.27 | 4331 | 0.06 | 1545 | 0.02 |  | 48058 | 0.63 | 16614 | 0.22 | 29111 | 0.38 | 4748400% | 29046 | 0.38 | 4754900% | 39343 | 0.51 | 3725200% | 57104 | 0.75 | 1949100% | 23361 | 0.3 | 5323400% | 5851 | 0.08 | 70744
459 | Valley Center | SDGE Imperial | {'Lilac': [4.2, 28274.0], 'Escondido': [9.2, 8735.0], 'Pala': [10.2, 18778.0], 'San Marcos': [12.5, 740.0], 'Melrose': [13.6, 912.0], 'Shadowridge': [14.1, 689.0], 'Monserate': [14.2, 5644.0], 'Ocean Ranch': [15.9, 527.0], 'Avocado': [16.5, 2780.0], 'Palomar Airport': [17.2, 38.0], 'Creelman': [17.6, 144.0], 'San Luis Rey': [18.2, 439.0], 'Pendleton': [19.0, 193.0], 'Cannon': [19.2, 24.0], 'Encina': [19.4, 8.0]} | 254581 | 40173 | 0.16 | 214408 | 0.84 | 39315 | 0.15 |  |  | 104852 | 0.41 | 0.26 | 25217 | 0.1 | 6657 | 0.03 |  | 72657 | 0.29 | 156263 | 0.61 | 169636 | 0.67 | 8494500% | 60700 | 0.24 | 19388200% | 97202 | 0.38 | 15737900% | 186028 | 0.73 | 6855300% | 93198 | 0.37 | 16138400% | 20003 | 0.08 | 234578
460 | Bannister | SCE Eastern | {'Sonora': [7.6, 18172.0], 'Arkansas': [7.8, 18282.0]} | 318687 | 60681 | 0.19 | 258006 | 0.81 | 50660 | 0.16 |  |  | 256410 | 0.8 | 0.08 | 57117 | 0.18 | 143190 | 0.45 |  | 0 | 0 | 0 | 0 | 12293 | 0.04 | 30639300% | 83433 | 0.26 | 23525300% | 103576 | 0.33 | 21511100% | 115789 | 0.36 | 20289700% | 65483 | 0.21 | 25320400% | 20236 | 0.06 | 298451
461 | Talega | SDGE Imperial | {'North of SONGS': [0.3, 1742.0], 'Rancho Mission Viejo': [5.3, 1744.0], 'San Onofre': [5.9, 368.0], 'Capistrano': [6.8, 1742.0], 'Margarita': [7.5, 1741.0], 'Q1806': [8.2, 1441.0], 'Trabuco': [9.6, 1245.0], 'Viejo': [15.4, 448.0]} | 64248 | 6714 | 0.1 | 57534 | 0.9 | 7159 | 0.11 |  |  | 24963 | 0.39 | 0.31 | 7405 | 0.12 | 349 | 0.01 |  | 12819 | 0.2 | 45387 | 0.71 | 32913 | 0.51 | 3133500% | 28655 | 0.45 | 3559300% | 32978 | 0.51 | 3126900% | 55173 | 0.86 | 907500% | 20985 | 0.33 | 4326200% | 4589 | 0.07 | 59659
462 | Arkansas | SCE Eastern | {'Sonora': [2.7, 28692.0], 'Bannister': [7.8, 18282.0]} | 363789 | 71239 | 0.2 | 292550 | 0.8 | 56003 | 0.15 |  |  | 301419 | 0.83 | 0.08 | 68344 | 0.19 | 189969 | 0.52 |  | 0 | 0 | 0 | 0 | 22591 | 0.06 | 34119700% | 81745 | 0.22 | 28204400% | 98461 | 0.27 | 26532800% | 118298 | 0.33 | 24549000% | 51027 | 0.14 | 31276200% | 22302 | 0.06 | 341487
463 | Bailey | SCE Northern | {'Warne': [6.4, 176.0], 'Neenach': [15.4, 1644.0]} | 258568 | 30791 | 0.12 | 227778 | 0.88 | 83055 | 0.32 |  |  | 121324 | 0.47 | 0.1 | 6214 | 0.02 | 21367 | 0.08 |  | 93538 | 0.36 | 61172 | 0.24 | 136135 | 0.53 | 12243300% | 96468 | 0.37 | 16210000% | 88458 | 0.34 | 17011000% | 194468 | 0.75 | 6410100% | 103027 | 0.4 | 15554100% | 7357 | 0.03 | 251211
464 | Kasson | PGE GBA | {'Vierra': [5.1, 1730.0], 'Manteca': [7.4, 1585.0], 'Lammers': [7.7, 2279.0], 'GWF Tracy': [8.4, 2190.0], 'French Camp': [9.9, 1064.0], 'Ripon': [10.6, 1445.0], 'Tesla': [12.4, 1761.0], 'Weber': [13.3, 417.0], 'Midway Green Ridge Services': [13.4, 1703.0], 'Tracy': [13.5, 1703.0], 'Westley': [13.7, 553.0], 'Stockton A': [14.3, 400.0], 'Kelso': [14.7, 1646.0], 'Delta PP': [15.6, 993.0], 'Delta Pumps': [15.6, 995.0], 'Windmaster': [16.8, 404.0], 'Avena': [16.9, 200.0], 'New Sub - Westley - Quinto (Proposed)': [17.1, 41.0], 'Stagg': [17.2, 167.0], 'Altamont': [18.2, 247.0], 'Altamont Midway (Sandhill)': [18.2, 255.0]} | 508204 | 32305 | 0.06 | 475899 | 0.94 | 103603 | 0.2 |  |  | 324776 | 0.64 | 0.14 | 56574 | 0.11 | 271646 | 0.53 |  | 119900 | 0.24 | 29330 | 0.06 | 248397 | 0.49 | 25980700% | 112168 | 0.22 | 39603600% | 123268 | 0.24 | 38493600% | 278095 | 0.55 | 23010900% | 87198 | 0.17 | 42100600% | 21465 | 0.04 | 486740
465 | Bellota | PGE GBA | {'Rancho Seco - Bellota (Proposed)': [8.2, 10170.0], 'Lockeford': [10.7, 10793.0], 'Valley Home': [11.7, 8224.0], 'Avena': [12.3, 9468.0], 'Camanche': [13.8, 5343.0], 'Weber': [13.9, 4585.0], 'Stockton A': [15.6, 2407.0], 'French Camp': [17.6, 1165.0], 'Riverbank': [18.1, 164.0], 'Stagg': [18.2, 229.0], 'Manteca': [18.8, 870.0], 'Ripon': [19.5, 646.0]} | 499536 | 77748 | 0.16 | 421788 | 0.84 | 70276 | 0.14 |  |  | 292184 | 0.58 | 0.16 | 136014 | 0.27 | 145607 | 0.29 |  | 144425 | 0.29 | 1074 | 0 | 222093 | 0.44 | 27744400% | 76825 | 0.15 | 42271200% | 176876 | 0.35 | 32266000% | 299015 | 0.6 | 20052200% | 127181 | 0.25 | 37235600% | 48715 | 0.1 | 450821
466 | Geysers Tap 12 | PGE NGBA | {'Lake View': [5.1, 1681.0], 'Eagle Rock': [6.0, 1991.0], 'Fitch Mountain': [11.6, 1366.0], 'Cloverdale': [14.0, 2418.0], 'Fulton': [17.9, 62.0]} | 365677 | 21326 | 0.06 | 344352 | 0.94 | 35257 | 0.1 |  |  | 263050 | 0.72 | 0.11 | 24504 | 0.07 | 26532 | 0.07 |  | 106391 | 0.29 | 107438 | 0.29 | 214242 | 0.59 | 15143600% | 158547 | 0.43 | 20713000% | 270509 | 0.74 | 9516800% | 334442 | 0.91 | 3123500% | 133458 | 0.36 | 23221900% | 8566 | 0.02 | 357111
467 | Paul Sweet | PGE GBA | {'Green Valley': [12.5, 1592.0], 'Hicks': [17.4, 213.0], 'Vasona': [18.2, 213.0]} | 136796 | 15465 | 0.11 | 121331 | 0.89 | 11956 | 0.09 |  |  | 59618 | 0.44 | 0.21 | 5784 | 0.04 | 15612 | 0.11 |  | 29243 | 0.21 | 0 | 0 | 63740 | 0.47 | 7305600% | 26729 | 0.2 | 11006700% | 75170 | 0.55 | 6162600% | 109309 | 0.8 | 2748700% | 31730 | 0.23 | 10506600% | 5716 | 0.04 | 131080
468 | Carquinez | PGE NGBA | {'Parkway': [3.9, 7690.0], 'Bahia': [6.0, 7698.0], 'Christie': [6.5, 7489.0], 'San Pablo': [8.8, 4112.0], 'Martinez': [8.9, 7365.0], 'Alhambra': [9.3, 7390.0], 'Tulucay': [11.0, 357.0], 'El Cerrito G': [12.5, 3339.0], 'Standard Oil 2': [12.6, 1996.0], 'Standard Oil': [12.6, 2006.0], 'Sobrante': [13.1, 3707.0], 'Richmond R': [13.2, 1833.0], 'Meadow Lane': [13.8, 4321.0], 'Ignacio': [15.8, 570.0], 'Lakewood': [16.4, 248.0], 'Moraga': [17.6, 2.0], 'Rossmoor': [18.2, 4.0]} | 162722 | 24119 | 0.15 | 138602 | 0.85 | 18727 | 0.12 |  |  | 99503 | 0.61 | 0.29 | 18423 | 0.11 | 18854 | 0.12 |  | 50688 | 0.31 | 0 | 0 | 78470 | 0.48 | 8425200% | 38515 | 0.24 | 12420700% | 65094 | 0.4 | 9762700% | 122171 | 0.75 | 4055000% | 39012 | 0.24 | 12370900% | 20392 | 0.13 | 142330
469 | El Centro | SDGE Imperial | {'Imperial Valley': [11.9, 5600.0], 'Highline': [15.4, 3246.0], 'North Gila - IV (Proposed)': [19.3, 29.0]} | 369950 | 64293 | 0.17 | 305657 | 0.83 | 23477 | 0.06 |  |  | 336644 | 0.91 | 0.09 | 56076 | 0.15 | 254917 | 0.69 |  | 0 | 0 | 0 | 0 | 3821 | 0.01 | 36612900% | 52892 | 0.14 | 31705800% | 48978 | 0.13 | 32097200% | 59846 | 0.16 | 31010500% | 20821 | 0.06 | 34912900% | 21301 | 0.06 | 348650
470 | Riverbank | PGE GBA | {'Cottle': [4.4, 25248.0], 'Warnerville': [6.0, 25013.0], 'Valley Home': [6.4, 16129.0], 'Avena': [9.4, 12732.0], 'Ripon': [13.0, 1275.0], 'Manteca': [17.3, 436.0], 'Bellota': [18.1, 164.0]} | 561622 | 87587 | 0.16 | 474036 | 0.84 | 88213 | 0.16 |  |  | 356132 | 0.63 | 0.14 | 177668 | 0.32 | 203420 | 0.36 |  | 165080 | 0.29 | 0 | 0 | 275295 | 0.49 | 28632800% | 86045 | 0.15 | 47557800% | 155778 | 0.28 | 40584400% | 336723 | 0.6 | 22489900% | 114064 | 0.2 | 44755900% | 40487 | 0.07 | 521136
471 | Valley | SCE Eastern | {'Alberhill': [14.7, 2075.0], 'Pauba': [15.1, 4097.0], 'El Casco': [16.4, 1564.0], 'Lee Lake (Proposed)': [16.8, 1441.0]} | 218353 | 53553 | 0.25 | 164800 | 0.75 | 11558 | 0.05 |  |  | 82325 | 0.38 | 0.27 | 24264 | 0.11 | 6412 | 0.03 |  | 134766 | 0.62 | 57907 | 0.27 | 54600 | 0.25 | 16375300% | 82143 | 0.38 | 13621000% | 123239 | 0.56 | 9511400% | 148544 | 0.68 | 6980900% | 52077 | 0.24 | 16627600% | 11810 | 0.05 | 206543
472 | Madera | PGE Fresno | {'Borden': [3.9, 16426.0], 'Storey': [4.3, 18118.0], 'Gregg': [9.0, 11785.0], 'Herndon': [9.1, 11738.0], 'Biola': [9.7, 12469.0], 'Figarden': [12.9, 9458.0], 'Fig Garden': [12.9, 9458.0], 'Ashlan': [15.4, 6686.0], 'Newhall': [15.5, 5733.0], 'Woodward': [16.8, 4291.0], 'Dairyland': [17.0, 3653.0], 'Bullard': [17.2, 3507.0], 'Chowchilla': [17.4, 3263.0], 'Kearney (New)': [17.9, 373.0], 'West Fresno': [19.3, 303.0]} | 621333 | 118980 | 0.19 | 502353 | 0.81 | 130076 | 0.21 |  |  | 424046 | 0.68 | 0.13 | 250633 | 0.4 | 189176 | 0.3 |  | 229348 | 0.37 | 0 | 0 | 255383 | 0.41 | 36595000% | 189424 | 0.3 | 43190900% | 200374 | 0.32 | 42095900% | 364453 | 0.59 | 25688000% | 100467 | 0.16 | 52086600% | 101849 | 0.16 | 519484
473 | Rio Bravo | PGE Kern | {'Shafter': [5.9, 14891.0], 'Tupman': [6.1, 12760.0], 'Renfro': [6.6, 10626.0], '7th Standard': [7.2, 8328.0], 'Lerdo': [7.3, 9097.0], 'Kern Power': [10.1, 4758.0], 'Midway': [11.0, 9874.0], 'Norco': [11.2, 2983.0], 'Rosedale': [11.2, 4128.0], 'Tevis': [11.3, 1983.0], 'Ganso': [11.3, 9817.0], 'Famoso': [11.8, 2864.0], 'Charca': [12.1, 2871.0], 'Mt Poso': [12.3, 4185.0], 'West Park': [13.2, 2401.0], 'Kern Oil': [13.4, 3027.0], 'Stockdale': [13.9, 693.0], 'Semitropic': [14.8, 1597.0], 'Bakersfield': [14.8, 1951.0], 'Sycamore': [15.1, 2535.0], 'Casaloma': [15.8, 679.0], 'Columbus': [18.2, 5.0], 'Poso Mt.': [18.8, 1058.0]} | 580591 | 78531 | 0.14 | 502060 | 0.86 | 95489 | 0.16 |  |  | 451463 | 0.78 | 0.1 | 85582 | 0.15 | 308129 | 0.53 |  | 79869 | 0.14 | 0 | 0 | 161336 | 0.28 | 41925500% | 106599 | 0.18 | 47399200% | 227124 | 0.39 | 35346700% | 318182 | 0.55 | 26240900% | 13554 | 0.02 | 56703700% | 28057 | 0.05 | 552534
474 | New Sub - Lugo - Pisgah (Proposed) | SCE NOL | {} | 213736 | 50682 | 0.24 | 163055 | 0.76 | 77080 | 0.36 |  |  | 49359 | 0.23 | 0.36 | 27 | 0 | 49 | 0 |  | 14040 | 0.07 | 11953 | 0.06 | 54285 | 0.25 | 15945100% | 36339 | 0.17 | 17739700% | 48121 | 0.23 | 16561600% | 94274 | 0.44 | 11946300% | 112753 | 0.53 | 10098300% | 935 | 0 | 212801
475 | Kern Oil | PGE Kern | {'Sycamore': [1.9, 24282.0], 'Bakersfield': [3.8, 13377.0], 'West Park': [4.8, 10376.0], 'Columbus': [5.4, 9001.0], 'Rosedale': [5.5, 10298.0], 'Kern Power': [6.0, 9977.0], '7th Standard': [6.2, 17449.0], 'Casaloma': [6.6, 2962.0], 'Cal Water': [6.8, 8778.0], 'Magunden': [7.8, 2206.0], 'Mt Poso': [8.0, 22687.0], 'Lerdo': [8.4, 20283.0], 'Renfro': [8.8, 5768.0], 'Stockdale': [9.0, 2025.0], 'Poso Mt.': [9.0, 20718.0], 'Panama': [10.1, 1525.0], 'Tevis': [10.4, 2444.0], 'Unknown - 3327': [13.3, 2206.0], 'Lamont': [13.4, 2206.0], 'Rio Bravo': [13.4, 3027.0], 'Tupman': [15.2, 585.0], 'Famoso': [15.3, 8279.0], 'Grimmway-Malaga': [16.2, 2206.0], 'Old River': [16.8, 85.0], 'Shafter': [17.4, 773.0]} | 567197 | 82232 | 0.14 | 484965 | 0.86 | 99276 | 0.18 |  |  | 432317 | 0.76 | 0.1 | 40733 | 0.07 | 237501 | 0.42 |  | 197165 | 0.35 | 1980 | 0 | 244448 | 0.43 | 32274900% | 105253 | 0.19 | 46194400% | 181943 | 0.32 | 38525400% | 307927 | 0.54 | 25927000% | 118760 | 0.21 | 44843700% | 22027 | 0.04 | 545170
476 | IS Tap | SCE EOP | {'Innovation': [15.2, 442.0], 'Mercury': [19.1, 9.0]} | 42194 | 23095 | 0.55 | 19099 | 0.45 | 0 | 0 |  |  | 0 | 0 | 0 | 0 | 0 | 0 | 0 |  | 7222 | 0.17 | 0 | 0 | 0 | 0 | 4219400% | 0 | 0 | 4219400% | 0 | 0 | 4219400% | 0 | 0 | 4219400% | 0 | 0 | 4219400% | 0 | 0 | 42194
477 | Q1806 | SDGE Imperial | {'Capistrano': [1.6, 1556.0], 'Trabuco': [2.1, 1456.0], 'Margarita': [3.0, 1637.0], 'Rancho Mission Viejo': [4.5, 1457.0], 'Talega': [8.2, 1441.0], 'North of SONGS': [8.3, 1430.0], 'Viejo': [9.5, 639.0], 'Santiago': [10.5, 195.0], 'San Onofre': [13.3, 252.0], 'Johanna': [16.1, 179.0]} | 45088 | 2725 | 0.06 | 42363 | 0.94 | 9413 | 0.21 |  |  | 22443 | 0.5 | 0.44 | 231 | 0.01 | 40 | 0 |  | 6652 | 0.15 | 31119 | 0.69 | 21788 | 0.48 | 2330000% | 21543 | 0.48 | 2354400% | 27091 | 0.6 | 1799700% | 39389 | 0.87 | 569800% | 23388 | 0.52 | 2170000% | 3640 | 0.08 | 41448
478 | Casaloma | PGE Kern | {'West Park': [2.7, 8128.0], 'Bakersfield': [2.8, 8306.0], 'Panama': [3.7, 11337.0], 'Stockdale': [4.1, 10695.0], 'Rosedale': [4.6, 6314.0], 'Magunden': [4.8, 7846.0], 'Columbus': [5.1, 6409.0], 'Kern Power': [5.7, 4940.0], 'Kern Oil': [6.6, 2962.0], 'Tevis': [7.2, 6362.0], 'Sycamore': [7.4, 3913.0], 'Cal Water': [7.9, 5909.0], 'Unknown - 3327': [8.7, 9343.0], 'Lamont': [8.8, 9283.0], 'Renfro': [9.4, 2486.0], '7th Standard': [9.6, 793.0], 'Grimmway-Malaga': [10.6, 9572.0], 'Old River': [11.0, 7463.0], 'Lerdo': [13.5, 757.0], 'Mt Poso': [14.4, 757.0], 'Tupman': [14.9, 171.0], 'Poso Mt.': [15.0, 78.0], 'Rio Bravo': [15.8, 679.0], 'Norco': [17.5, 25.0], 'Wheeler Ridge': [18.0, 2361.0], 'Lakeview': [18.4, 1310.0]} | 551042 | 82344 | 0.15 | 468698 | 0.85 | 95866 | 0.17 |  |  | 421013 | 0.76 | 0.09 | 58834 | 0.11 | 251171 | 0.46 |  | 134749 | 0.24 | 236 | 0 | 193733 | 0.35 | 35730900% | 128990 | 0.23 | 42205200% | 197981 | 0.36 | 35306100% | 295079 | 0.54 | 25596300% | 83460 | 0.15 | 46758200% | 23911 | 0.04 | 527132
479 | Fern Road | PGE NGBA | {'Round Mt.': [11.5, 461.0], 'New Sub - Pit 1 - Cottonwood (Proposed)': [14.0, 2438.0]} | 526148 | 59520 | 0.11 | 466628 | 0.89 | 198842 | 0.38 |  |  | 252416 | 0.48 | 0.1 | 6999 | 0.01 | 2643 | 0.01 |  | 433628 | 0.82 | 25100 | 0.05 | 375365 | 0.71 | 15078300% | 88099 | 0.17 | 43804900% | 135709 | 0.26 | 39043900% | 420040 | 0.8 | 10610800% | 207591 | 0.39 | 31855700% | 50295 | 0.1 | 475852
480 | North of SONGS | SCE Metro | {'Talega': [0.3, 1742.0], 'Rancho Mission Viejo': [5.5, 1733.0], 'San Onofre': [5.6, 368.0], 'Capistrano': [6.8, 1731.0], 'Margarita': [7.6, 1730.0], 'Q1806': [8.3, 1430.0], 'Trabuco': [9.7, 1234.0], 'Viejo': [15.6, 437.0]} | 62885 | 6648 | 0.11 | 56236 | 0.89 | 7126 | 0.11 |  |  | 24620 | 0.39 | 0.32 | 7081 | 0.11 | 321 | 0.01 |  | 12033 | 0.19 | 45172 | 0.72 | 32086 | 0.51 | 3079900% | 28394 | 0.45 | 3449100% | 32300 | 0.51 | 3058500% | 53936 | 0.86 | 894900% | 20782 | 0.33 | 4210300% | 4395 | 0.07 | 58490
481 | Vine | SDGE Imperial | {'Old Town': [2.0, 1060.0], 'Point Loma': [3.2, 1060.0], 'Silvergate': [3.7, 1020.0], 'Mission': [4.0, 1059.0], 'Mesa Heights': [6.4, 833.0], 'Kearny': [7.1, 832.0], 'Elliot': [7.5, 758.0], 'Elliott': [7.5, 760.0], 'Murray': [9.7, 3.0], 'Spring Valley': [10.2, 69.0], 'Bay Boulevard': [10.3, 698.0], 'Telegraph Canyon': [11.7, 161.0], 'Imperial Beach': [11.8, 411.0], 'Miguel': [12.0, 140.0], 'Salt Creek': [12.1, 127.0], 'Otay': [12.2, 170.0], 'Penasquitos': [12.7, 56.0], 'San Ysidro': [15.1, 148.0], 'North City Metering': [15.4, 42.0]} | 21101 | 1426 | 0.07 | 19675 | 0.93 | 3173 | 0.15 |  |  | 8416 | 0.4 | 0.21 | 51 | 0 | 11 | 0 |  | 8650 | 0.41 | 4179 | 0.2 | 6853 | 0.32 | 1424800% | 13573 | 0.64 | 752800% | 16344 | 0.77 | 475600% | 19528 | 0.93 | 157300% | 4064 | 0.19 | 1703700% | 1276 | 0.06 | 19824
482 | Belden | PGE NGBA | {'Bucks Creek': [2.3, 2281.0], 'Caribou': [7.7, 4078.0], 'Caribou 2': [7.7, 4100.0], 'Grizzly': [7.8, 745.0], 'Rock Creek': [8.7, 745.0], 'Rock Creek 1': [8.7, 745.0], 'Cresta': [15.1, 732.0]} | 327950 | 65149 | 0.2 | 262801 | 0.8 | 242964 | 0.74 |  |  | 74322 | 0.23 | 0.06 | 2987 | 0.01 | 0 | 0 |  | 117998 | 0.36 | 115437 | 0.35 | 97808 | 0.3 | 23014100% | 144605 | 0.44 | 18334400% | 154044 | 0.47 | 17390600% | 234312 | 0.71 | 9363700% | 117431 | 0.36 | 21051900% | 19976 | 0.06 | 307974
483 | Standard Oil | PGE GBA | {'Standard Oil 2': [0.0, 4668.0], 'Richmond R': [2.2, 4502.0], 'San Pablo': [4.0, 4019.0], 'El Cerrito G': [5.5, 4436.0], 'Sobrante': [10.6, 3026.0], 'Christie': [10.7, 2175.0], 'Ignacio': [11.8, 279.0], 'Oakland L': [11.8, 967.0], 'Oakland C': [12.2, 802.0], 'Carquinez': [12.6, 2006.0], 'Oakland X': [13.4, 386.0], 'Potrero': [13.5, 1219.0], 'SAN FRAN A (POTRERO PP)': [13.5, 1231.0], 'Moraga': [14.5, 324.0], 'Alhambra': [14.6, 1913.0], 'Martinez': [15.7, 1884.0], 'Oakland J': [16.3, 209.0], 'Parkway': [16.5, 1870.0], 'Bahia': [16.6, 1884.0], 'Martin': [17.2, 111.0], 'Edes': [18.3, 11.0]} | 95704 | 21443 | 0.22 | 74261 | 0.78 | 15266 | 0.16 |  |  | 49432 | 0.52 | 0.48 | 10039 | 0.1 | 3804 | 0.04 |  | 28866 | 0.3 | 0 | 0 | 33398 | 0.35 | 6230600% | 30669 | 0.32 | 6503500% | 46737 | 0.49 | 4896700% | 67570 | 0.71 | 2813400% | 15762 | 0.16 | 7994100% | 8175 | 0.09 | 87529
484 | Panama | PGE Kern | {'Stockdale': [3.0, 13949.0], 'Casaloma': [3.7, 11337.0], 'West Park': [5.5, 6880.0], 'Tevis': [6.2, 9262.0], 'Bakersfield': [6.4, 5553.0], 'Rosedale': [6.5, 6218.0], 'Kern Power': [7.2, 5036.0], 'Magunden': [7.2, 6127.0], 'Old River': [7.5, 15154.0], 'Columbus': [8.5, 4276.0], 'Unknown - 3327': [8.9, 10097.0], 'Lamont': [9.0, 10012.0], 'Grimmway-Malaga': [9.6, 11879.0], 'Kern Oil': [10.1, 1525.0], 'Renfro': [10.2, 2495.0], 'Sycamore': [11.0, 1527.0], 'Cal Water': [11.1, 3856.0], '7th Standard': [11.7, 36.0], 'Tupman': [14.5, 986.0], 'Wheeler Ridge': [14.6, 7525.0], 'Lakeview': [14.7, 5811.0], 'Norco': [16.1, 1492.0], 'Midway - Wheeler Ridge (Proposed)': [18.4, 1381.0], 'Tejon': [19.5, 383.0]} | 561167 | 77698 | 0.14 | 483470 | 0.86 | 86880 | 0.15 |  |  | 438976 | 0.78 | 0.09 | 69029 | 0.12 | 273854 | 0.49 |  | 103335 | 0.18 | 0 | 0 | 169656 | 0.3 | 39151100% | 138779 | 0.25 | 42238800% | 212094 | 0.38 | 34907300% | 291609 | 0.52 | 26955900% | 59253 | 0.11 | 50191400% | 23868 | 0.04 | 537299
485 | Oakland X | PGE GBA | {'Oakland L': [2.2, 3343.0], 'Oakland C': [2.8, 3351.0], 'Oakland J': [3.1, 3155.0], 'Moraga': [4.8, 2366.0], 'Edes': [5.1, 2875.0], 'Sobrante': [7.1, 1092.0], 'San Leandro U': [8.0, 1573.0], 'El Cerrito G': [8.6, 1754.0], 'SAN FRAN A (POTRERO PP)': [9.1, 2669.0], 'Potrero': [9.1, 2673.0], 'Grant': [10.1, 1520.0], 'Richmond R': [11.3, 1367.0], 'Martin': [12.0, 2052.0], 'Castro Valley': [12.2, 1214.0], 'Standard Oil': [13.4, 386.0], 'Standard Oil 2': [13.5, 384.0], 'Christie': [13.8, 164.0], 'San Pablo': [13.8, 326.0], 'Mt Eden': [14.0, 1292.0], 'Mt. Eden': [14.0, 1292.0], 'Eastshore': [14.0, 1336.0], 'Millbrae': [16.4, 72.0], 'Burlingame': [16.6, 40.0]} | 71705 | 14224 | 0.2 | 57481 | 0.8 | 7342 | 0.1 |  |  | 39843 | 0.56 | 0.55 | 198 | 0 | 26 | 0 |  | 34758 | 0.48 | 0 | 0 | 24736 | 0.34 | 4696900% | 26730 | 0.37 | 4497400% | 47976 | 0.67 | 2372900% | 56236 | 0.78 | 1546900% | 16185 | 0.23 | 5551900% | 4439 | 0.06 | 67265
486 | Butte | PGE NGBA | {'Notre Dame': [1.5, 3192.0], 'Table Mt.': [14.1, 266.0], 'Glenn': [18.0, 45.0]} | 484477 | 34444 | 0.07 | 450033 | 0.93 | 84374 | 0.17 |  |  | 335744 | 0.69 | 0.11 | 119914 | 0.25 | 168801 | 0.35 |  | 115226 | 0.24 | 14046 | 0.03 | 253122 | 0.52 | 23135500% | 85862 | 0.18 | 39861400% | 199623 | 0.41 | 28485400% | 340743 | 0.7 | 14373400% | 103010 | 0.21 | 38146700% | 61969 | 0.13 | 422508
487 | Nortech | PGE GBA | {'Los Esteros': [1.5, 1115.0], 'Scott': [3.1, 641.0], 'Trimble': [3.2, 641.0], 'Dixon Landing': [3.3, 1115.0], 'FMC': [5.5, 637.0], 'Newark': [5.8, 730.0], 'Whisman': [6.0, 6.0], 'San Jose B': [6.4, 635.0], 'Mountain View': [6.5, 6.0], 'San Jose A': [7.2, 635.0], 'Fremont': [8.4, 723.0], 'El Patio': [9.1, 0.0], 'Stone': [9.6, 635.0], 'Cooley Landing': [9.9, 6.0], 'Evergreen': [10.4, 635.0], 'Ravenswood': [10.9, 6.0], 'Dumbarton': [10.9, 480.0], 'Swift': [11.2, 635.0], 'Menlo': [13.3, 4.0], 'Piercy': [14.2, 0.0], 'Edenvale': [15.2, 0.0], 'Santa Teresa': [15.7, 0.0], 'Mt Eden': [16.6, 3.0], 'Mt. Eden': [16.6, 3.0], 'Vineyard': [18.3, 474.0]} | 113518 | 5912 | 0.05 | 107607 | 0.95 | 37869 | 0.33 |  |  | 56843 | 0.5 | 0.18 | 1105 | 0.01 | 378 | 0 |  | 77465 | 0.68 | 4790 | 0.04 | 80608 | 0.71 | 3291000% | 37769 | 0.33 | 7574900% | 59266 | 0.52 | 5425200% | 93591 | 0.82 | 1992700% | 67263 | 0.59 | 4625500% | 6024 | 0.05 | 107495
488 | Windsor | SCE Metro | {'La Cienega': [1.1, 64.0], 'El Nido': [7.0, 19.0], 'Chevmain': [7.0, 21.0], 'El Segundo': [7.1, 21.0], 'La Fresa': [8.9, 15.0], 'Redondo': [10.4, 15.0], 'Arcogen': [14.0, 10.0], 'Eagle Rock': [14.7, 3.0], 'Gould': [18.5, 3.0]} | 9601 | 3750 | 0.39 | 5851 | 0.61 | 758 | 0.08 |  |  | 3577 | 0.37 | 0.22 | 0 | 0 | 0 | 0 |  | 658 | 0.07 | 3902 | 0.41 | 1213 | 0.13 | 838800% | 1796 | 0.19 | 780500% | 4369 | 0.46 | 523300% | 5086 | 0.53 | 451600% | 572 | 0.06 | 903000% | 794 | 0.08 | 8807
489 | Haas | PGE Fresno | {'Balch 1': [3.5, 1171.0], 'Balch': [3.9, 1171.0], 'Balch 2': [3.9, 1171.0]} | 163963 | 11149 | 0.07 | 152814 | 0.93 | 87277 | 0.53 |  |  | 49289 | 0.3 | 0.12 | 5 | 0 | 0 | 0 |  | 124671 | 0.76 | 10057 | 0.06 | 39687 | 0.24 | 12427600% | 66586 | 0.41 | 9737700% | 54032 | 0.33 | 10993100% | 108907 | 0.66 | 5505600% | 102092 | 0.62 | 6187100% | 7266 | 0.04 | 156696
490 | Stone | PGE GBA | {'Evergreen': [1.5, 1747.0], 'San Jose A': [2.5, 1747.0], 'San Jose B': [3.2, 1747.0], 'El Patio': [3.8, 220.0], 'Swift': [4.1, 1747.0], 'FMC': [4.2, 1632.0], 'Piercy': [5.0, 1112.0], 'Hicks': [5.2, 108.0], 'Edenvale': [5.7, 1112.0], 'Santa Teresa': [6.2, 1112.0], 'Trimble': [6.3, 1500.0], 'Scott': [6.9, 1097.0], 'Metcalf Energy Center': [8.8, 746.0], 'Metcalf 1': [8.8, 835.0], 'Los Esteros': [9.3, 1125.0], 'Nortech': [9.6, 635.0], 'Dixon Landing': [11.1, 899.0], 'Newark': [15.2, 249.0], 'Fremont': [17.3, 242.0]} | 162642 | 9716 | 0.06 | 152927 | 0.94 | 50755 | 0.31 |  |  | 73149 | 0.45 | 0.13 | 1803 | 0.01 | 956 | 0.01 |  | 86241 | 0.53 | 28909 | 0.18 | 115262 | 0.71 | 4738100% | 44168 | 0.27 | 11847400% | 80750 | 0.5 | 8189200% | 139141 | 0.86 | 2350100% | 95816 | 0.59 | 6682600% | 6408 | 0.04 | 156234
491 | El Cerrito G | PGE GBA | {'Richmond R': [3.7, 5285.0], 'Sobrante': [5.2, 4805.0], 'San Pablo': [5.2, 5175.0], 'Standard Oil 2': [5.5, 4422.0], 'Standard Oil': [5.5, 4436.0], 'Oakland L': [7.6, 2378.0], 'Christie': [7.9, 3508.0], 'Oakland C': [8.3, 2214.0], 'Oakland X': [8.6, 1754.0], 'Moraga': [9.0, 1474.0], 'Alhambra': [10.8, 3246.0], 'Oakland J': [11.7, 1558.0], 'Potrero': [12.0, 2604.0], 'SAN FRAN A (POTRERO PP)': [12.0, 2617.0], 'Martinez': [12.2, 3217.0], 'Carquinez': [12.5, 3339.0], 'Lakewood': [13.3, 85.0], 'Edes': [13.7, 1344.0], 'Meadow Lane': [14.0, 556.0], 'Bahia': [14.6, 3217.0], 'Martin': [15.9, 1507.0], 'Parkway': [16.3, 3203.0], 'San Leandro U': [16.6, 91.0], 'Ignacio': [17.0, 99.0], 'Grant': [18.7, 40.0]} | 78337 | 18062 | 0.23 | 60275 | 0.77 | 11123 | 0.14 |  |  | 41249 | 0.53 | 0.51 | 4705 | 0.06 | 131 | 0 |  | 28606 | 0.37 | 0 | 0 | 24848 | 0.32 | 5348900% | 28098 | 0.36 | 5023900% | 43682 | 0.56 | 3465500% | 57063 | 0.73 | 2127400% | 13631 | 0.17 | 6470700% | 7822 | 0.1 | 70515
492 | Elizabeth Lake | SCE Northern | {'Pardee': [4.1, 10649.0], 'Saugus': [5.3, 10608.0], 'Sylmar-Pac Intertie': [14.5, 97.0]} | 221728 | 29590 | 0.13 | 192138 | 0.87 | 75333 | 0.34 |  |  | 102791 | 0.46 | 0.2 | 2333 | 0.01 | 7969 | 0.04 |  | 83031 | 0.37 | 92356 | 0.42 | 106119 | 0.48 | 11560900% | 33140 | 0.15 | 18858800% | 34366 | 0.15 | 18736200% | 145246 | 0.66 | 7648200% | 97099 | 0.44 | 12462900% | 20162 | 0.09 | 201566
493 | Ashlan | PGE Fresno | {'Fig Garden': [2.6, 16506.0], 'Figarden': [2.6, 16519.0], 'Bullard': [3.9, 10767.0], 'West Fresno': [5.2, 9684.0], 'California Ave': [6.2, 7021.0], 'Herndon': [6.3, 14771.0], 'Gregg': [6.4, 14566.0], 'Kearney (New)': [6.8, 9708.0], 'Clovis': [8.4, 491.0], 'Woodward': [8.4, 6797.0], 'Malaga': [8.9, 4213.0], 'Borden': [12.4, 11034.0], 'Sanger': [13.3, 396.0], 'Madera': [15.4, 6686.0], 'Biola': [15.7, 2416.0], 'McCall': [16.4, 394.0], 'Mc Mullin': [16.5, 3447.0], 'Storey': [17.4, 5273.0]} | 553987 | 117160 | 0.21 | 436828 | 0.79 | 58770 | 0.11 |  |  | 355080 | 0.64 | 0.19 | 141749 | 0.26 | 248007 | 0.45 |  | 149307 | 0.27 | 0 | 0 | 130374 | 0.24 | 42361300% | 123773 | 0.22 | 43021400% | 129004 | 0.23 | 42498300% | 210740 | 0.38 | 34324800% | 86943 | 0.16 | 46704500% | 59372 | 0.11 | 494616
494 | Meadow Lane | PGE GBA | {'Lakewood': [3.8, 948.0], 'Clayton': [4.7, 711.0], 'Alhambra': [4.7, 4447.0], 'Martinez': [5.0, 4603.0], 'Rossmoor': [7.0, 4.0], 'Kirker': [8.9, 711.0], 'Christie': [8.9, 4439.0], 'Sobrante': [9.3, 1263.0], 'Bahia': [9.4, 4449.0], 'Pittsburg': [9.8, 711.0], 'GWF 2': [11.0, 640.0], 'Carquinez': [13.8, 4321.0], 'El Cerrito G': [14.0, 556.0], 'Collinsville': [14.3, 589.0], 'Contra Costa': [14.8, 583.0], 'Parkway': [14.8, 4302.0], 'San Pablo': [15.5, 1182.0], 'Lone Tree': [15.9, 378.0], 'Contra Costa PP': [16.1, 576.0], 'Birds Landing': [16.4, 2.0], 'Shiloh III': [18.1, 2.0]} | 154501 | 31190 | 0.2 | 123311 | 0.8 | 24642 | 0.16 |  |  | 103109 | 0.67 | 0.3 | 20439 | 0.13 | 2360 | 0.02 |  | 91458 | 0.59 | 885 | 0.01 | 52174 | 0.34 | 10232700% | 68488 | 0.44 | 8601300% | 85968 | 0.56 | 6853300% | 113574 | 0.74 | 4092700% | 29107 | 0.19 | 12539400% | 21451 | 0.14 | 133050
495 | Bucks Creek | PGE NGBA | {'Belden': [2.3, 2281.0], 'Grizzly': [5.7, 1707.0], 'Rock Creek': [6.5, 1707.0], 'Rock Creek 1': [6.5, 1707.0], 'Caribou 2': [9.9, 1399.0], 'Caribou': [10.0, 1396.0], 'Cresta': [13.0, 1694.0]} | 328565 | 56021 | 0.17 | 272545 | 0.83 | 246547 | 0.75 |  |  | 72644 | 0.22 | 0.05 | 1168 | 0 | 0 | 0 |  | 105431 | 0.32 | 121455 | 0.37 | 107345 | 0.33 | 22122100% | 151975 | 0.46 | 17659100% | 165806 | 0.5 | 16276000% | 247283 | 0.75 | 8128200% | 122529 | 0.37 | 20603700% | 18095 | 0.06 | 310471
496 | Dunn Siding | SCE NOL | {'Harvard': [13.6, 1404.0]} | 87062 | 32801 | 0.38 | 54260 | 0.62 | 22236 | 0.26 |  |  | 35887 | 0.41 | 0.16 | 737 | 0.01 | 594 | 0.01 |  | 0 | 0 | 0 | 0 | 26735 | 0.31 | 6032700% | 17179 | 0.2 | 6988300% | 18156 | 0.21 | 6890600% | 30952 | 0.36 | 5611000% | 39682 | 0.46 | 4738000% | 2294 | 0.03 | 84768
497 | Pit 4 | PGE NGBA | {'Pit 3': [5.3, 25982.0], 'James B Black': [6.5, 16505.0], 'Cove Road': [8.7, 11653.0], 'Carberry': [10.2, 13788.0], 'Burney Forest': [10.3, 11729.0], 'Burney Forest Power': [10.3, 11733.0], 'New Sub - Pit 1 - Cottonwood (Proposed)': [11.5, 12836.0], 'Round Mt.': [13.3, 4851.0], 'Pit 1': [18.2, 10.0]} | 427978 | 145777 | 0.34 | 282201 | 0.66 | 274830 | 0.64 |  |  | 142436 | 0.33 | 0.05 | 12431 | 0.03 | 139 | 0 |  | 172754 | 0.4 | 60314 | 0.14 | 134893 | 0.32 | 29308500% | 78812 | 0.18 | 34916600% | 82084 | 0.19 | 34589300% | 203065 | 0.47 | 22491300% | 116466 | 0.27 | 31151200% | 26656 | 0.06 | 401322
498 | SAN FRAN A (POTRERO PP) | PGE GBA | {'Potrero': [0.0, 4423.0], 'Martin': [3.9, 2966.0], 'Oakland C': [6.4, 2776.0], 'Oakland L': [7.3, 2776.0], 'Oakland X': [9.1, 2669.0], 'Oakland J': [9.3, 2528.0], 'Millbrae': [10.5, 207.0], 'Edes': [10.5, 2248.0], 'Burlingame': [11.7, 131.0], 'Richmond R': [11.9, 2263.0], 'El Cerrito G': [12.0, 2617.0], 'San Leandro U': [13.3, 946.0], 'Standard Oil 2': [13.5, 1227.0], 'Standard Oil': [13.5, 1231.0], 'Grant': [13.7, 893.0], 'Moraga': [13.8, 2017.0], 'Sobrante': [14.2, 1036.0], 'San Pablo': [16.2, 648.0], 'Eastshore': [17.3, 709.0], 'Mt Eden': [17.7, 665.0], 'Mt. Eden': [17.7, 665.0], 'Castro Valley': [18.2, 587.0], 'Christie': [19.7, 111.0]} | 51103 | 8138 | 0.16 | 42966 | 0.84 | 6382 | 0.12 |  |  | 27611 | 0.54 | 0.5 | 326 | 0.01 | 211 | 0 |  | 21054 | 0.41 | 0 | 0 | 19683 | 0.39 | 3142000% | 26727 | 0.52 | 2437700% | 37396 | 0.73 | 1370800% | 42130 | 0.82 | 897300% | 10946 | 0.21 | 4015800% | 3434 | 0.07 | 47670
499 | Frogtown | PGE GBA | {'New Melones': [7.7, 175.0], 'Racetrack': [8.4, 608.0], 'Race Track': [8.4, 609.0], 'Collierville': [10.3, 1515.0], 'Stanislaus': [10.5, 1456.0], 'Peoria': [10.9, 175.0], 'Curtis': [12.9, 269.0], 'Chinese Station': [13.1, 175.0], 'Mi-Wuk': [17.1, 269.0]} | 353760 | 31714 | 0.09 | 322046 | 0.91 | 87206 | 0.25 |  |  | 202409 | 0.57 | 0.16 | 7565 | 0.02 | 2335 | 0.01 |  | 230252 | 0.65 | 65643 | 0.19 | 232468 | 0.66 | 12129200% | 73419 | 0.21 | 28034200% | 121178 | 0.34 | 23258200% | 281445 | 0.8 | 7231500% | 210143 | 0.59 | 14361800% | 21924 | 0.06 | 331836
500 | Knights Landing | PGE NGBA | {'Woodland': [9.1, 4375.0], 'East Nicolaus': [12.9, 55.0], 'Madison': [15.4, 1649.0], 'Davis': [18.4, 112.0]} | 610345 | 44115 | 0.07 | 566230 | 0.93 | 65177 | 0.11 |  |  | 492626 | 0.81 | 0.11 | 128013 | 0.21 | 369180 | 0.6 |  | 72275 | 0.12 | 7653 | 0.01 | 259655 | 0.43 | 35069000% | 60110 | 0.1 | 55023500% | 255835 | 0.42 | 35451000% | 410468 | 0.67 | 19987800% | 30020 | 0.05 | 58032600% | 37177 | 0.06 | 573169
501 | Sandlot | SCE NOL | {'Tortilla': [17.9, 3345.0]} | 102734 | 10220 | 0.1 | 92515 | 0.9 | 7496 | 0.07 |  |  | 50973 | 0.5 | 0.25 | 5 | 0 | 45 | 0 |  | 0 | 0 | 0 | 0 | 58945 | 0.57 | 4378900% | 50989 | 0.5 | 5174500% | 16962 | 0.17 | 8577300% | 82558 | 0.8 | 2017600% | 47253 | 0.46 | 5548100% | 3403 | 0.03 | 99331
502 | Sunrise | PGE Kern | {'Sunset': [2.9, 8126.0], 'Taft': [7.7, 848.0], 'Elk Hills': [11.6, 52.0], 'Temblor': [13.6, 7203.0], 'Kernridge': [18.4, 3020.0]} | 309076 | 51052 | 0.17 | 258024 | 0.83 | 91301 | 0.3 |  |  | 202190 | 0.65 | 0.08 | 44635 | 0.14 | 83282 | 0.27 |  | 20269 | 0.07 | 0 | 0 | 78084 | 0.25 | 23099200% | 105264 | 0.34 | 20381300% | 194335 | 0.63 | 11474200% | 219387 | 0.71 | 8968900% | 25376 | 0.08 | 28370000% | 14155 | 0.05 | 294921
503 | Lilac | SDGE Imperial | {'Valley Center': [4.2, 28274.0], 'Pala': [7.3, 20021.0], 'Escondido': [9.0, 8681.0], 'Melrose': [10.1, 1228.0], 'Monserate': [10.1, 6945.0], 'San Marcos': [10.8, 902.0], 'Shadowridge': [11.7, 996.0], 'Ocean Ranch': [12.3, 844.0], 'Avocado': [12.6, 4015.0], 'San Luis Rey': [14.6, 756.0], 'Palomar Airport': [14.7, 104.0], 'Pendleton': [14.8, 465.0], 'Cannon': [16.3, 78.0], 'Encina': [16.5, 62.0]} | 231458 | 42483 | 0.18 | 188975 | 0.82 | 23581 | 0.1 |  |  | 87157 | 0.38 | 0.31 | 31571 | 0.14 | 7736 | 0.03 |  | 80817 | 0.35 | 119979 | 0.52 | 140962 | 0.61 | 9049600% | 55754 | 0.24 | 17570400% | 91602 | 0.4 | 13985700% | 160695 | 0.69 | 7076300% | 74730 | 0.32 | 15672900% | 17588 | 0.08 | 213870
504 | Alhambra | PGE GBA | {'Martinez': [1.6, 7488.0], 'Christie': [4.3, 7507.0], 'Meadow Lane': [4.7, 4447.0], 'Bahia': [6.1, 7488.0], 'Lakewood': [7.1, 365.0], 'Sobrante': [7.5, 3614.0], 'Carquinez': [9.3, 7390.0], 'Rossmoor': [9.4, 4.0], 'Clayton': [9.4, 126.0], 'Moraga': [10.3, 2.0], 'El Cerrito G': [10.8, 3246.0], 'Parkway': [10.9, 7328.0], 'San Pablo': [11.2, 4014.0], 'Kirker': [12.3, 126.0], 'Pittsburg': [13.0, 126.0], 'Richmond R': [13.8, 1740.0], 'GWF 2': [14.6, 55.0], 'Standard Oil': [14.6, 1913.0], 'Standard Oil 2': [14.7, 1903.0], 'Collinsville': [17.0, 4.0]} | 138299 | 25881 | 0.19 | 112418 | 0.81 | 18889 | 0.14 |  |  | 89627 | 0.65 | 0.31 | 15217 | 0.11 | 6249 | 0.05 |  | 68934 | 0.5 | 153 | 0 | 53282 | 0.39 | 8501600% | 55763 | 0.4 | 8253600% | 70640 | 0.51 | 6765900% | 102363 | 0.74 | 3593500% | 25824 | 0.19 | 11247500% | 20207 | 0.15 | 118092
505 | Charleston | SCE EOP | {'Pahrump': [8.1, 18314.0], 'Vista 2': [9.7, 13739.0], 'Thousandaire': [10.4, 10205.0], 'Gamebird': [12.2, 10367.0]} | 118806 | 47317 | 0.4 | 71489 | 0.6 | 14318 | 0.12 |  |  | 2858 | 0.02 | 0.33 | 0 | 0 | 0 | 0 |  | 0 | 0 | 0 | 0 | 3107 | 0.03 | 11570000% | 806 | 0.01 | 11800100% | 12856 | 0.11 | 10595100% | 14456 | 0.12 | 10435000% | 12780 | 0.11 | 10602700% | 133 | 0 | 118673
506 | Vasco | PGE GBA | {'Los Positas': [1.2, 2476.0], 'Las Positas': [1.2, 2476.0], 'Altamont Midway (Sandhill)': [3.3, 1446.0], 'Altamont': [3.3, 1451.0], 'Cayetano': [3.5, 2335.0], 'Midway Green Ridge Services': [7.1, 31.0], 'Windmaster': [7.4, 1109.0], 'Delta Pumps': [8.1, 422.0], 'Delta PP': [8.1, 423.0], 'North Dublin': [8.1, 2293.0], 'Vineyard': [8.1, 2476.0], 'Kelso': [8.6, 0.0], 'Tassajara': [12.1, 1491.0], 'San Ramon': [12.2, 1557.0], 'Fremont': [17.8, 819.0]} | 319619 | 7684 | 0.02 | 311935 | 0.98 | 109081 | 0.34 |  |  | 179019 | 0.56 | 0.12 | 14570 | 0.05 | 75497 | 0.24 |  | 189404 | 0.59 | 29796 | 0.09 | 189739 | 0.59 | 12988000% | 132096 | 0.41 | 18752300% | 149381 | 0.47 | 17023800% | 232122 | 0.73 | 8749600% | 123662 | 0.39 | 19595600% | 18265 | 0.06 | 301354
507 | Harris | PGE NGBA | {'Humboldt': [1.0, 19708.0], 'Humboldt Bay': [4.9, 11708.0], 'Arcata': [6.4, 7723.0]} | 239229 | 84210 | 0.35 | 155019 | 0.65 | 74724 | 0.31 |  |  | 131205 | 0.55 | 0.08 | 0 | 0 | 0 | 0 |  | 437 | 0 | 0 | 0 | 9784 | 0.04 | 22944500% | 76852 | 0.32 | 16237700% | 86901 | 0.36 | 15232800% | 92492 | 0.39 | 14673700% | 67257 | 0.28 | 17197200% | 33921 | 0.14 | 205308
508 | Grizzly | PGE NGBA | {'Rock Creek 1': [1.0, 3966.0], 'Rock Creek': [1.0, 3968.0], 'Bucks Creek': [5.7, 1707.0], 'Cresta': [7.3, 3843.0], 'Belden': [7.8, 745.0], 'POE': [15.0, 869.0], 'Caribou': [15.4, 13.0], 'Caribou 2': [15.4, 13.0]} | 332046 | 45956 | 0.14 | 286090 | 0.86 | 238225 | 0.72 |  |  | 70447 | 0.21 | 0.06 | 435 | 0 | 81 | 0 |  | 73237 | 0.22 | 114266 | 0.34 | 113831 | 0.34 | 21821500% | 153952 | 0.46 | 17809300% | 185757 | 0.56 | 14628800% | 261640 | 0.79 | 7040600% | 129181 | 0.39 | 20286500% | 16415 | 0.05 | 315631
509 | Jackass (DOE) | SCE EOP | {'Lathrop': [9.0, 8298.0], 'Mercury': [15.8, 966.0], 'Valley Switch': [17.7, 368.0]} | 347230 | 92100 | 0.27 | 255130 | 0.73 | 0 | 0 |  |  | 0 | 0 | 0 | 0 | 0 | 0 | 0 |  | 0 | 0 | 0 | 0 | 0 | 0 | 34723000% | 0 | 0 | 34723000% | 0 | 0 | 34723000% | 0 | 0 | 34723000% | 0 | 0 | 34723000% | 0 | 0 | 347230
510 | North City Metering | SDGE Imperial | {'Penasquitos': [2.8, 148.0], 'Chicarita': [6.5, 457.0], 'Artesian': [6.6, 479.0], 'Scripps': [7.1, 101.0], 'Mesa Heights': [9.7, 42.0], 'Kearny': [10.1, 42.0], 'Pomerado': [10.9, 101.0], 'Sycamore Canyon': [11.3, 101.0], 'San Marcos': [11.9, 385.0], 'Palomar Airport': [12.0, 377.0], 'Shadowridge': [12.7, 377.0], 'Mission': [13.0, 42.0], 'Escondido': [13.1, 473.0], 'Old Town': [13.5, 42.0], 'Encina': [14.0, 148.0], 'Cannon': [14.0, 183.0], 'Point Loma': [15.1, 42.0], 'Vine': [15.4, 42.0], 'Melrose': [17.3, 248.0], 'Ocean Ranch': [18.0, 1.0], 'San Luis Rey': [18.7, 0.0]} | 41663 | 3709 | 0.09 | 37953 | 0.91 | 2736 | 0.07 |  |  | 13201 | 0.32 | 0.24 | 2331 | 0.06 | 605 | 0.01 |  | 13283 | 0.32 | 17616 | 0.42 | 23685 | 0.57 | 1797800% | 19449 | 0.47 | 2221400% | 24011 | 0.58 | 1765200% | 35466 | 0.85 | 619700% | 7187 | 0.17 | 3447600% | 1715 | 0.04 | 39948
511 | Ormond Beach | SCE Northern | {'Mandalay': [7.1, 2413.0], 'Santa Clara': [12.0, 1991.0], 'Wakefield': [16.9, 343.0], 'Moorpark': [18.3, 129.0]} | 125773 | 34194 | 0.27 | 91579 | 0.73 | 22016 | 0.18 |  |  | 85765 | 0.68 | 0.15 | 12846 | 0.1 | 33907 | 0.27 |  | 2806 | 0.02 | 0 | 0 | 28037 | 0.22 | 9773600% | 8351 | 0.07 | 11742200% | 24070 | 0.19 | 10170300% | 45301 | 0.36 | 8047200% | 32471 | 0.26 | 9330200% | 8650 | 0.07 | 117123
512 | Warne | SCE Northern | {'Bailey': [6.4, 176.0], 'Neenach': [17.4, 135.0]} | 226087 | 21890 | 0.1 | 204197 | 0.9 | 75008 | 0.33 |  |  | 104406 | 0.46 | 0.14 | 3188 | 0.01 | 6065 | 0.03 |  | 94232 | 0.42 | 71422 | 0.32 | 120894 | 0.53 | 10519400% | 76617 | 0.34 | 14947100% | 75180 | 0.33 | 15090700% | 178593 | 0.79 | 4749500% | 101156 | 0.45 | 12493100% | 11590 | 0.05 | 214497
513 | POE | PGE NGBA | {'Cresta': [7.8, 1298.0], 'Rock Creek 1': [14.2, 869.0], 'Rock Creek': [14.3, 869.0], 'Table Mt.': [14.9, 193.0], 'Grizzly': [15.0, 869.0], 'Wyandotte': [16.6, 629.0], 'Thermalito': [16.9, 16.0], 'Palermo': [18.9, 76.0]} | 361815 | 32063 | 0.09 | 329752 | 0.91 | 132631 | 0.37 |  |  | 164106 | 0.45 | 0.12 | 26191 | 0.07 | 13307 | 0.04 |  | 108720 | 0.3 | 60510 | 0.17 | 196467 | 0.54 | 16534800% | 118838 | 0.33 | 24297700% | 204124 | 0.56 | 15769100% | 303508 | 0.84 | 5830700% | 143064 | 0.4 | 21875200% | 32472 | 0.09 | 329343
514 | Pit 3 | PGE NGBA | {'Pit 4': [5.3, 25982.0], 'Burney Forest': [8.5, 18857.0], 'Burney Forest Power': [8.5, 18861.0], 'Carberry': [9.6, 18624.0], 'James B Black': [11.8, 9722.0], 'Cove Road': [12.6, 7060.0], 'New Sub - Pit 1 - Cottonwood (Proposed)': [12.7, 12330.0], 'Pit 1': [13.0, 6996.0], 'Round Mt.': [16.4, 1838.0]} | 437481 | 149893 | 0.34 | 287588 | 0.66 | 280628 | 0.64 |  |  | 144630 | 0.33 | 0.05 | 21359 | 0.05 | 94 | 0 |  | 158197 | 0.36 | 37170 | 0.08 | 138632 | 0.32 | 29885000% | 74853 | 0.17 | 36262800% | 71878 | 0.16 | 36560400% | 197979 | 0.45 | 23950300% | 121248 | 0.28 | 31623300% | 27535 | 0.06 | 409946
515 | Evergreen | PGE GBA | {'Stone': [1.5, 1747.0], 'Swift': [2.8, 1747.0], 'Piercy': [3.8, 1112.0], 'San Jose A': [3.8, 1747.0], 'San Jose B': [4.2, 1747.0], 'Edenvale': [4.8, 1112.0], 'El Patio': [5.2, 220.0], 'Santa Teresa': [5.3, 1112.0], 'FMC': [5.4, 1632.0], 'Hicks': [5.8, 108.0], 'Trimble': [7.2, 1500.0], 'Metcalf Energy Center': [7.7, 746.0], 'Metcalf 1': [7.7, 835.0], 'Scott': [8.0, 1097.0], 'Los Esteros': [10.0, 1125.0], 'Nortech': [10.4, 635.0], 'Dixon Landing': [11.6, 899.0], 'Newark': [15.9, 249.0], 'Fremont': [17.8, 242.0]} | 176618 | 9855 | 0.06 | 166763 | 0.94 | 55750 | 0.32 |  |  | 82806 | 0.47 | 0.12 | 1871 | 0.01 | 937 | 0.01 |  | 88925 | 0.5 | 43134 | 0.24 | 127392 | 0.72 | 4922600% | 50446 | 0.29 | 12617200% | 88709 | 0.5 | 8790800% | 151719 | 0.86 | 2489900% | 110042 | 0.62 | 6657600% | 6735 | 0.04 | 169883
516 | Rincon | PGE NGBA | {'Santa Rosa A': [4.5, 3382.0], 'Monroe': [4.9, 1285.0], 'Fulton': [5.1, 870.0], 'Bellevue': [8.1, 3341.0], 'Silverado': [11.1, 2343.0], 'Penngrove': [12.2, 2961.0], 'Fitch Mountain': [12.9, 530.0], 'Corona': [15.7, 1776.0], 'Lakeville': [17.3, 2379.0]} | 353079 | 23363 | 0.07 | 329716 | 0.93 | 17851 | 0.05 |  |  | 234262 | 0.66 | 0.15 | 36824 | 0.1 | 37531 | 0.11 |  | 124552 | 0.35 | 5927 | 0.02 | 205927 | 0.58 | 14715200% | 151544 | 0.43 | 20153600% | 251027 | 0.71 | 10205300% | 316560 | 0.9 | 3652000% | 114436 | 0.32 | 23864300% | 17191 | 0.05 | 335888
517 | Whisman | PGE GBA | {'Mountain View': [1.6, 49.0], 'Monta Vista': [5.6, 40.0], 'Cooley Landing': [5.8, 60.0], 'Nortech': [6.0, 6.0], 'Scott': [6.5, 6.0], 'Ravenswood': [7.2, 60.0], 'Los Esteros': [7.6, 6.0], 'Menlo': [7.6, 58.0], 'Trimble': [7.9, 6.0], 'Newark': [8.0, 6.0], 'Dixon Landing': [8.8, 6.0], 'FMC': [8.9, 2.0], 'Dumbarton': [10.6, 19.0], 'Fremont': [11.1, 6.0], 'Jefferson': [12.4, 54.0], 'Eastshore': [15.5, 13.0], 'Mt Eden': [15.9, 7.0], 'Mt. Eden': [15.9, 7.0]} | 108331 | 8321 | 0.08 | 100010 | 0.92 | 16399 | 0.15 |  |  | 67087 | 0.62 | 0.2 | 1935 | 0.02 | 522 | 0 |  | 38839 | 0.36 | 0 | 0 | 55029 | 0.51 | 5330100% | 41428 | 0.38 | 6690200% | 70875 | 0.65 | 3745500% | 86603 | 0.8 | 2172800% | 50804 | 0.47 | 5752600% | 8442 | 0.08 | 99889
518 | Brighton | PGE NGBA | {'Granite': [4.1, 5174.0], 'Davis': [17.5, 4.0]} | 325696 | 40413 | 0.12 | 285283 | 0.88 | 33740 | 0.1 |  |  | 236926 | 0.73 | 0.25 | 110741 | 0.34 | 94171 | 0.29 |  | 47312 | 0.15 | 0 | 0 | 131173 | 0.4 | 19452400% | 77107 | 0.24 | 24858900% | 120885 | 0.37 | 20481100% | 205209 | 0.63 | 12048700% | 32261 | 0.1 | 29343500% | 60398 | 0.19 | 265298
519 | Mi-Wuk | PGE GBA | {'Curtis': [7.8, 5710.0], 'Stanislaus': [10.2, 1771.0], 'Collierville': [10.9, 1771.0], 'Race Track': [11.8, 5708.0], 'Racetrack': [11.8, 5708.0], 'Donnells-Curtis': [16.7, 1534.0], 'Frogtown': [17.1, 269.0], 'Peoria': [18.4, 783.0], 'New Melones': [18.5, 137.0], 'Chinese Station': [18.8, 1020.0]} | 320560 | 87677 | 0.27 | 232883 | 0.73 | 122832 | 0.38 |  |  | 159035 | 0.5 | 0.15 | 661 | 0 | 194 | 0 |  | 134445 | 0.42 | 154481 | 0.48 | 105495 | 0.33 | 21506500% | 62220 | 0.19 | 25834000% | 87600 | 0.27 | 23296000% | 169107 | 0.53 | 15145200% | 124132 | 0.39 | 19642800% | 7378 | 0.02 | 313182
520 | San Ysidro | SDGE Imperial | {'Otay': [2.9, 198.0], 'Imperial Beach': [4.3, 158.0], 'Bay Boulevard': [5.1, 158.0], 'Telegraph Canyon': [5.3, 201.0], 'Otay Mesa': [6.7, 49.0], 'Salt Creek': [8.4, 173.0], 'Miguel': [8.5, 184.0], 'Silvergate': [11.4, 151.0], 'Vine': [15.1, 148.0], 'Mission': [16.7, 145.0], 'Old Town': [17.1, 145.0], 'Point Loma': [17.3, 145.0]} | 35670 | 2216 | 0.06 | 33454 | 0.94 | 5302 | 0.15 |  |  | 13706 | 0.38 | 0.21 | 94 | 0 | 24 | 0 |  | 9973 | 0.28 | 17607 | 0.49 | 8226 | 0.23 | 2744400% | 21463 | 0.6 | 1420700% | 31473 | 0.88 | 419700% | 31843 | 0.89 | 382700% | 11008 | 0.31 | 2466200% | 1584 | 0.04 | 34086
521 | Lincoln | PGE NGBA | {'Pleasant Grove': [5.5, 16145.0], 'Rio Oso': [9.5, 16284.0], 'Atlantic': [9.7, 5373.0], 'Bell': [11.3, 8374.0], 'East Nicolaus': [13.3, 14495.0], 'Higgins': [14.7, 4853.0], 'Olivehurst': [18.8, 18.0], 'Gold Hill': [18.9, 347.0]} | 367091 | 60090 | 0.16 | 307001 | 0.84 | 14330 | 0.04 |  |  | 229199 | 0.62 | 0.23 | 84833 | 0.23 | 79558 | 0.22 |  | 163520 | 0.45 | 2205 | 0.01 | 201419 | 0.55 | 16567200% | 27136 | 0.07 | 33995500% | 83230 | 0.23 | 28386100% | 258142 | 0.7 | 10895000% | 42442 | 0.12 | 32464900% | 52835 | 0.14 | 314257
522 | Jefferson | PGE GBA | {'Menlo': [4.9, 286.0], 'Ravenswood': [8.4, 440.0], 'Cooley Landing': [8.7, 146.0], 'Burlingame': [10.1, 396.0], 'Millbrae': [11.8, 374.0], 'Whisman': [12.4, 54.0], 'Mountain View': [12.9, 43.0], 'Dumbarton': [14.2, 88.0], 'Monta Vista': [14.9, 40.0], 'Eastshore': [14.9, 242.0], 'Mt Eden': [15.8, 23.0], 'Mt. Eden': [15.8, 23.0], 'Grant': [16.4, 222.0], 'Martin': [18.4, 32.0]} | 66260 | 4489 | 0.07 | 61771 | 0.93 | 4601 | 0.07 |  |  | 47048 | 0.71 | 0.32 | 2007 | 0.03 | 876 | 0.01 |  | 876 | 0.01 | 0 | 0 | 26791 | 0.4 | 3947000% | 37577 | 0.57 | 2868300% | 49726 | 0.75 | 1653400% | 58076 | 0.88 | 818500% | 25856 | 0.39 | 4040400% | 7280 | 0.11 | 58980
523 | Lakewood | PGE GBA | {'Rossmoor': [3.3, 4.0], 'Meadow Lane': [3.8, 948.0], 'Clayton': [5.4, 701.0], 'Alhambra': [7.1, 365.0], 'Martinez': [8.1, 519.0], 'Sobrante': [8.2, 248.0], 'Christie': [10.5, 365.0], 'Kirker': [11.3, 701.0], 'Pittsburg': [12.5, 701.0], 'Bahia': [12.8, 365.0], 'GWF 2': [13.0, 629.0], 'El Cerrito G': [13.3, 85.0], 'San Pablo': [16.0, 170.0], 'Contra Costa': [16.1, 583.0], 'Lone Tree': [16.3, 378.0], 'Carquinez': [16.4, 248.0], 'Collinsville': [17.0, 583.0], 'Contra Costa PP': [17.6, 576.0], 'Parkway': [18.0, 229.0]} | 132518 | 23240 | 0.18 | 109278 | 0.82 | 17302 | 0.13 |  |  | 88855 | 0.67 | 0.3 | 9245 | 0.07 | 773 | 0.01 |  | 80249 | 0.61 | 885 | 0.01 | 45075 | 0.34 | 8744300% | 63374 | 0.48 | 6914400% | 79809 | 0.6 | 5270800% | 100176 | 0.76 | 3234200% | 28374 | 0.21 | 10414400% | 19037 | 0.14 | 113481
524 | Windmaster | PGE GBA | {'Delta Pumps': [1.1, 826.0], 'Delta PP': [1.1, 827.0], 'Kelso': [2.1, 404.0], 'Tracy': [3.3, 404.0], 'Altamont': [4.1, 1356.0], 'Altamont Midway (Sandhill)': [4.1, 1364.0], 'Midway Green Ridge Services': [6.0, 435.0], 'Vasco': [7.4, 1109.0], 'Tesla': [7.5, 404.0], 'Cayetano': [8.2, 1109.0], 'Brentwood': [8.4, 116.0], 'Los Positas': [8.6, 1109.0], 'Las Positas': [8.6, 1109.0], 'GWF Tracy': [10.4, 404.0], 'Lammers': [10.8, 404.0], 'Lone Tree': [11.9, 116.0], 'North Dublin': [12.3, 1109.0], 'Tassajara': [14.4, 1134.0], 'Vineyard': [14.7, 1109.0], 'Contra Costa': [15.8, 116.0], 'Contra Costa PP': [16.3, 116.0], 'San Ramon': [16.4, 1109.0], 'Kasson': [16.8, 404.0], 'GWF 2': [19.1, 116.0]} | 376865 | 8627 | 0.02 | 368238 | 0.98 | 106365 | 0.28 |  |  | 225491 | 0.6 | 0.14 | 23618 | 0.06 | 147790 | 0.39 |  | 152777 | 0.41 | 17118 | 0.05 | 166388 | 0.44 | 21047700% | 138598 | 0.37 | 23826700% | 146785 | 0.39 | 23008000% | 222429 | 0.59 | 15443600% | 81086 | 0.22 | 29577900% | 26910 | 0.07 | 349955
525 | Rosamond | SCE Northern | {'Whirlwind': [11.2, 22046.0], 'Windhub': [12.1, 16385.0], 'Antelope': [12.8, 23229.0], 'Neenach': [16.1, 8627.0], 'Highwind': [18.2, 1704.0]} | 399908 | 159125 | 0.4 | 240783 | 0.6 | 22390 | 0.06 |  |  | 116721 | 0.29 | 0.42 | 5862 | 0.01 | 12191 | 0.03 |  | 49419 | 0.12 | 18114 | 0.05 | 89520 | 0.22 | 31038800% | 123456 | 0.31 | 27645200% | 99201 | 0.25 | 30070700% | 203354 | 0.51 | 19655400% | 78379 | 0.2 | 32152900% | 7319 | 0.02 | 392589
526 | Los Positas | PGE GBA | {'Las Positas': [0.0, 3138.0], 'Vasco': [1.2, 2476.0], 'Cayetano': [3.4, 2443.0], 'Altamont Midway (Sandhill)': [4.5, 1446.0], 'Altamont': [4.5, 1451.0], 'Vineyard': [6.9, 3138.0], 'North Dublin': [7.4, 2510.0], 'Midway Green Ridge Services': [8.1, 31.0], 'Windmaster': [8.6, 1109.0], 'Delta Pumps': [9.2, 422.0], 'Delta PP': [9.2, 423.0], 'Kelso': [9.7, 0.0], 'San Ramon': [11.4, 1566.0], 'Tassajara': [11.7, 1491.0], 'Fremont': [16.7, 1482.0], 'Newark': [19.6, 96.0], 'Dixon Landing': [19.8, 65.0]} | 306171 | 8178 | 0.03 | 297992 | 0.97 | 103588 | 0.34 |  |  | 173064 | 0.57 | 0.12 | 14071 | 0.05 | 60538 | 0.2 |  | 193246 | 0.63 | 29855 | 0.1 | 187842 | 0.61 | 11832900% | 132503 | 0.43 | 17366800% | 151250 | 0.49 | 15492100% | 230165 | 0.75 | 7600600% | 126033 | 0.41 | 18013800% | 17618 | 0.06 | 288553
527 | Oregon Trail | PGE NGBA | {'Jessup': [10.9, 429.0], 'Cottonwood': [15.7, 0.0]} | 310976 | 31233 | 0.1 | 279744 | 0.9 | 46578 | 0.15 |  |  | 165493 | 0.53 | 0.19 | 9274 | 0.03 | 8635 | 0.03 |  | 248956 | 0.8 | 48055 | 0.15 | 201923 | 0.65 | 10905400% | 48531 | 0.16 | 26244600% | 65924 | 0.21 | 24505200% | 228313 | 0.73 | 8266400% | 158000 | 0.51 | 15297600% | 33784 | 0.11 | 277192
528 | Burlingame | PGE GBA | {'Millbrae': [1.9, 605.0], 'Martin': [8.3, 195.0], 'Jefferson': [10.1, 396.0], 'Potrero': [11.6, 132.0], 'SAN FRAN A (POTRERO PP)': [11.7, 131.0], 'Grant': [12.4, 222.0], 'Eastshore': [13.6, 196.0], 'Edes': [13.9, 36.0], 'Menlo': [14.0, 103.0], 'Ravenswood': [14.0, 334.0], 'Mt Eden': [14.5, 1.0], 'Mt. Eden': [14.5, 1.0], 'Oakland J': [14.5, 40.0], 'Oakland C': [15.1, 44.0], 'Cooley Landing': [15.2, 40.0], 'Oakland L': [16.1, 43.0], 'Oakland X': [16.6, 40.0], 'Dumbarton': [16.8, 22.0]} | 46267 | 6779 | 0.15 | 39488 | 0.85 | 4023 | 0.09 |  |  | 28311 | 0.61 | 0.45 | 1452 | 0.03 | 304 | 0.01 |  | 1686 | 0.04 | 0 | 0 | 17426 | 0.38 | 2884000% | 26195 | 0.57 | 2007200% | 32247 | 0.7 | 1401900% | 37206 | 0.8 | 906000% | 15090 | 0.33 | 3117700% | 4680 | 0.1 | 41587
529 | Fremont | PGE GBA | {'Newark': [3.1, 1214.0], 'Dumbarton': [5.3, 632.0], 'Dixon Landing': [6.2, 1181.0], 'Los Esteros': [8.1, 837.0], 'Nortech': [8.4, 723.0], 'Mt Eden': [9.9, 111.0], 'Mt. Eden': [9.9, 111.0], 'Ravenswood': [10.1, 6.0], 'Cooley Landing': [10.2, 6.0], 'Eastshore': [10.2, 34.0], 'Vineyard': [10.7, 2351.0], 'Whisman': [11.1, 6.0], 'Trimble': [11.3, 248.0], 'Scott': [11.4, 248.0], 'Castro Valley': [11.8, 34.0], 'Mountain View': [12.5, 6.0], 'FMC': [13.7, 244.0], 'San Ramon': [14.2, 75.0], 'San Jose B': [14.3, 242.0], 'Menlo': [15.1, 4.0], 'San Jose A': [15.2, 242.0], 'North Dublin': [15.3, 853.0], 'Los Positas': [16.7, 1482.0], 'Las Positas': [16.7, 1484.0], 'Cayetano': [17.2, 787.0], 'Stone': [17.3, 242.0], 'Swift': [17.7, 242.0], 'Evergreen': [17.8, 242.0], 'Vasco': [17.8, 819.0]} | 127648 | 7573 | 0.06 | 120075 | 0.94 | 37313 | 0.29 |  |  | 77173 | 0.6 | 0.19 | 2523 | 0.02 | 391 | 0 |  | 107077 | 0.84 | 6684 | 0.05 | 77581 | 0.61 | 5006700% | 55008 | 0.43 | 7264100% | 71577 | 0.56 | 5607200% | 104935 | 0.82 | 2271300% | 69034 | 0.54 | 5861400% | 9125 | 0.07 | 118523
530 | Callender | PGE Kern | {'Oceano': [3.8, 22110.0], 'Mesa': [7.9, 20042.0], 'Fairway': [12.3, 8777.0], 'San Luis Obispo': [15.2, 5090.0], 'Divide': [17.1, 1839.0], 'Sisquoc': [18.5, 608.0], 'Diablo Canyon': [18.8, 4.0]} | 263333 | 61092 | 0.23 | 202242 | 0.77 | 85780 | 0.33 |  |  | 157189 | 0.6 | 0.08 | 20943 | 0.08 | 41363 | 0.16 |  | 101060 | 0.38 | 41297 | 0.16 | 34156 | 0.13 | 22917700% | 20370 | 0.08 | 24296400% | 82754 | 0.31 | 18057900% | 97531 | 0.37 | 16580200% | 105712 | 0.4 | 15762200% | 18851 | 0.07 | 244482
531 | Delta PP | PGE GBA | {'Delta Pumps': [0.0, 1415.0], 'Kelso': [1.0, 993.0], 'Windmaster': [1.1, 827.0], 'Tracy': [2.2, 993.0], 'Altamont': [4.7, 670.0], 'Altamont Midway (Sandhill)': [4.7, 678.0], 'Midway Green Ridge Services': [5.5, 1013.0], 'Tesla': [6.9, 993.0], 'Vasco': [8.1, 423.0], 'Los Positas': [9.2, 423.0], 'Las Positas': [9.2, 423.0], 'Cayetano': [9.2, 423.0], 'GWF Tracy': [9.5, 993.0], 'Lammers': [9.9, 993.0], 'North Dublin': [13.4, 423.0], 'Tassajara': [15.6, 423.0], 'Vineyard': [15.6, 423.0], 'Kasson': [15.6, 993.0], 'San Ramon': [17.5, 423.0]} | 385172 | 8374 | 0.02 | 376798 | 0.98 | 109265 | 0.28 |  |  | 229837 | 0.6 | 0.14 | 24592 | 0.06 | 153689 | 0.4 |  | 152743 | 0.4 | 17619 | 0.05 | 169258 | 0.44 | 21591400% | 140146 | 0.36 | 24502600% | 147117 | 0.38 | 23805500% | 225515 | 0.59 | 15965700% | 81718 | 0.21 | 30345400% | 27422 | 0.07 | 357750
532 | Moraga | PGE GBA | {'Sobrante': [4.8, 1050.0], 'Oakland X': [4.8, 2366.0], 'Oakland L': [6.5, 2366.0], 'Oakland J': [6.6, 2254.0], 'Oakland C': [7.4, 2366.0], 'Edes': [7.8, 2055.0], 'El Cerrito G': [9.0, 1474.0], 'San Leandro U': [9.6, 986.0], 'Alhambra': [10.3, 2.0], 'Christie': [11.1, 162.0], 'Martinez': [11.9, 2.0], 'Castro Valley': [12.2, 630.0], 'Grant': [12.3, 932.0], 'Richmond R': [12.5, 1145.0], 'San Pablo': [13.5, 322.0], 'SAN FRAN A (POTRERO PP)': [13.8, 2017.0], 'Potrero': [13.8, 2017.0], 'Standard Oil': [14.5, 324.0], 'Standard Oil 2': [14.5, 324.0], 'Mt Eden': [15.4, 704.0], 'Mt. Eden': [15.4, 704.0], 'Eastshore': [15.7, 749.0], 'Bahia': [16.3, 2.0], 'Martin': [16.8, 1575.0], 'Carquinez': [17.6, 2.0]} | 96436 | 14823 | 0.15 | 81613 | 0.85 | 11622 | 0.12 |  |  | 57083 | 0.59 | 0.47 | 324 | 0 | 72 | 0 |  | 52893 | 0.55 | 740 | 0.01 | 32589 | 0.34 | 6384800% | 42806 | 0.44 | 5363100% | 62717 | 0.65 | 3371900% | 76867 | 0.8 | 1957000% | 23899 | 0.25 | 7253700% | 9814 | 0.1 | 86622
533 | Collierville | PGE GBA | {'Stanislaus': [0.8, 13778.0], 'Frogtown': [10.3, 1515.0], 'Mi-Wuk': [10.9, 1771.0], 'Racetrack': [11.6, 1891.0], 'Race Track': [11.6, 1892.0], 'Curtis': [12.3, 1707.0]} | 353803 | 108152 | 0.31 | 245651 | 0.69 | 92239 | 0.26 |  |  | 199546 | 0.56 | 0.16 | 1375 | 0 | 292 | 0 |  | 135403 | 0.38 | 180538 | 0.51 | 143436 | 0.41 | 21036700% | 38806 | 0.11 | 31499700% | 90799 | 0.26 | 26300400% | 193904 | 0.55 | 15989900% | 130663 | 0.37 | 22314000% | 9352 | 0.03 | 344451
534 | Rock Creek | PGE NGBA | {'Rock Creek 1': [0.0, 4123.0], 'Grizzly': [1.0, 3968.0], 'Bucks Creek': [6.5, 1707.0], 'Cresta': [6.5, 4001.0], 'Belden': [8.7, 745.0], 'POE': [14.3, 869.0], 'Caribou': [16.3, 13.0], 'Caribou 2': [16.3, 13.0]} | 333895 | 45157 | 0.14 | 288738 | 0.86 | 233712 | 0.7 |  |  | 72969 | 0.22 | 0.06 | 403 | 0 | 81 | 0 |  | 70685 | 0.21 | 117352 | 0.35 | 120798 | 0.36 | 21309700% | 150008 | 0.45 | 18388700% | 185950 | 0.56 | 14794500% | 264082 | 0.79 | 6981300% | 131841 | 0.39 | 20205400% | 16122 | 0.05 | 317773
535 | Homestake | PGE NGBA | {} | 379968 | 14616 | 0.04 | 365353 | 0.96 | 96230 | 0.25 |  |  | 256004 | 0.67 | 0.08 | 22221 | 0.06 | 44195 | 0.12 |  | 161183 | 0.42 | 181094 | 0.48 | 252197 | 0.66 | 12777100% | 81002 | 0.21 | 29896600% | 136591 | 0.36 | 24337700% | 306698 | 0.81 | 7327100% | 222875 | 0.59 | 15709300% | 7658 | 0.02 | 372310
536 | James B Black | PGE NGBA | {'Pit 4': [6.5, 16505.0], 'Cove Road': [8.3, 7067.0], 'Pit 3': [11.8, 9722.0], 'Round Mt.': [13.0, 4085.0], 'New Sub - Pit 1 - Cottonwood (Proposed)': [14.2, 4059.0], 'Carberry': [14.8, 2704.0], 'Burney Forest': [15.7, 554.0], 'Burney Forest Power': [15.7, 559.0]} | 353031 | 118911 | 0.34 | 234120 | 0.66 | 234578 | 0.66 |  |  | 110324 | 0.31 | 0.04 | 7573 | 0.02 | 124 | 0 |  | 163555 | 0.46 | 73832 | 0.21 | 104583 | 0.3 | 24844800% | 69162 | 0.2 | 28386900% | 68851 | 0.2 | 28418000% | 164915 | 0.47 | 18811600% | 99749 | 0.28 | 25328200% | 23027 | 0.07 | 330004
537 | Harvard | SCE NOL | {'Cool Water': [13.1, 5692.0], 'Dunn Siding': [13.6, 1404.0]} | 115994 | 32748 | 0.28 | 83246 | 0.72 | 19932 | 0.17 |  |  | 56884 | 0.49 | 0.18 | 855 | 0.01 | 597 | 0.01 |  | 0 | 0 | 0 | 0 | 59459 | 0.51 | 5653500% | 28562 | 0.25 | 8743200% | 23065 | 0.2 | 9292800% | 62734 | 0.54 | 5326000% | 51672 | 0.45 | 6432100% | 3221 | 0.03 | 112772
538 | San Jose B | PGE GBA | {'San Jose A': [0.9, 1747.0], 'FMC': [1.2, 1632.0], 'Trimble': [3.2, 1500.0], 'Stone': [3.2, 1747.0], 'Scott': [3.8, 1097.0], 'El Patio': [3.9, 220.0], 'Evergreen': [4.2, 1747.0], 'Swift': [5.9, 1747.0], 'Los Esteros': [6.3, 1125.0], 'Nortech': [6.4, 635.0], 'Hicks': [7.5, 108.0], 'Piercy': [8.0, 1112.0], 'Dixon Landing': [8.2, 899.0], 'Edenvale': [8.9, 1112.0], 'Santa Teresa': [9.4, 1112.0], 'Metcalf Energy Center': [11.9, 746.0], 'Metcalf 1': [11.9, 835.0], 'Newark': [12.0, 249.0], 'Fremont': [14.3, 242.0]} | 150083 | 7374 | 0.05 | 142709 | 0.95 | 52899 | 0.35 |  |  | 63750 | 0.42 | 0.13 | 1745 | 0.01 | 848 | 0.01 |  | 89715 | 0.6 | 16527 | 0.11 | 106382 | 0.71 | 4370100% | 43727 | 0.29 | 10635600% | 78341 | 0.52 | 7174200% | 127961 | 0.85 | 2212200% | 86220 | 0.57 | 6386300% | 6689 | 0.04 | 143394
539 | Edenvale | PGE GBA | {'Santa Teresa': [0.5, 1310.0], 'Piercy': [1.8, 1112.0], 'Metcalf Energy Center': [3.1, 944.0], 'Metcalf 1': [3.2, 1034.0], 'Evergreen': [4.8, 1112.0], 'Swift': [5.4, 1112.0], 'Stone': [5.7, 1112.0], 'Hicks': [5.8, 108.0], 'San Jose A': [8.2, 1112.0], 'El Patio': [8.4, 220.0], 'San Jose B': [8.9, 1112.0], 'FMC': [10.0, 998.0], 'Morgan Hill': [11.1, 199.0], 'Trimble': [12.0, 865.0], 'Scott': [12.7, 462.0], 'Los Esteros': [14.8, 491.0], 'Nortech': [15.2, 0.0], 'Dixon Landing': [16.3, 264.0]} | 186642 | 12709 | 0.07 | 173932 | 0.93 | 48483 | 0.26 |  |  | 86500 | 0.46 | 0.15 | 3464 | 0.02 | 2715 | 0.01 |  | 82732 | 0.44 | 49024 | 0.26 | 124090 | 0.66 | 6255100% | 47462 | 0.25 | 13917900% | 91046 | 0.49 | 9559600% | 154862 | 0.83 | 3178000% | 110629 | 0.59 | 7601300% | 6615 | 0.04 | 180027
540 | Mt Poso | PGE Kern | {'Lerdo': [5.0, 26444.0], 'Poso Mt.': [7.0, 32071.0], '7th Standard': [7.8, 18647.0], 'Famoso': [8.0, 16659.0], 'Kern Oil': [8.0, 22687.0], 'Sycamore': [8.2, 24602.0], 'Kern Power': [11.5, 9465.0], 'Rosedale': [11.7, 9749.0], 'Bakersfield': [11.8, 11171.0], 'Renfro': [11.9, 6769.0], 'West Park': [12.1, 8392.0], 'Rio Bravo': [12.3, 4185.0], 'Columbus': [12.9, 6795.0], 'Cal Water': [13.2, 6572.0], 'Shafter': [13.4, 1931.0], 'Charca': [14.3, 756.0], 'Casaloma': [14.4, 757.0], 'Stockdale': [15.9, 693.0], 'Tevis': [15.9, 1477.0], 'Tupman': [17.0, 1293.0]} | 592163 | 101426 | 0.17 | 490736 | 0.83 | 106569 | 0.18 |  |  | 448937 | 0.76 | 0.1 | 52791 | 0.09 | 247098 | 0.42 |  | 226602 | 0.38 | 15 | 0 | 256743 | 0.43 | 33541900% | 79694 | 0.13 | 51246800% | 151324 | 0.26 | 44083800% | 306267 | 0.52 | 28589500% | 125545 | 0.21 | 46661700% | 18819 | 0.03 | 573343
541 | Rock Creek 1 | PGE NGBA | {'Rock Creek': [0.0, 4123.0], 'Grizzly': [1.0, 3966.0], 'Cresta': [6.4, 4019.0], 'Bucks Creek': [6.5, 1707.0], 'Belden': [8.7, 745.0], 'POE': [14.2, 869.0], 'Caribou': [16.3, 13.0], 'Caribou 2': [16.3, 13.0]} | 333935 | 45127 | 0.14 | 288808 | 0.86 | 233606 | 0.7 |  |  | 73040 | 0.22 | 0.06 | 400 | 0 | 81 | 0 |  | 70694 | 0.21 | 117426 | 0.35 | 121015 | 0.36 | 21292000% | 149961 | 0.45 | 18397400% | 185990 | 0.56 | 14794500% | 264153 | 0.79 | 6978200% | 131921 | 0.4 | 20201400% | 16118 | 0.05 | 317817
542 | New Sub - Kramer - Lugo (Proposed) | SCE NOL | {'Roadway': [0.0, 22653.0], 'Victor': [5.1, 16528.0], 'Lugo': [14.8, 3351.0]} | 299412 | 69293 | 0.23 | 230118 | 0.77 | 7743 | 0.03 |  |  | 75850 | 0.25 | 0.39 | 88 | 0 | 1757 | 0.01 |  | 29922 | 0.1 | 3418 | 0.01 | 130361 | 0.44 | 16905000% | 140086 | 0.47 | 15932500% | 63064 | 0.21 | 23634700% | 205812 | 0.69 | 9359900% | 72321 | 0.24 | 22709000% | 4125 | 0.01 | 295287
543 | Baker | SCE NOL | {} | 23059 | 2772 | 0.12 | 20288 | 0.88 | 19445 | 0.84 |  |  | 2740 | 0.12 | 0.02 | 0 | 0 | 0 | 0 |  | 0 | 0 | 0 | 0 | 11958 | 0.52 | 1110100% | 9130 | 0.4 | 1393000% | 9129 | 0.4 | 1393000% | 14314 | 0.62 | 874500% | 15288 | 0.66 | 777100% | 537 | 0.02 | 22523
544 | Mountain View | PGE GBA | {'Whisman': [1.6, 49.0], 'Monta Vista': [4.1, 40.0], 'Scott': [6.3, 6.0], 'Nortech': [6.5, 6.0], 'Cooley Landing': [7.1, 49.0], 'Trimble': [7.8, 6.0], 'Menlo': [8.0, 47.0], 'Los Esteros': [8.1, 6.0], 'FMC': [8.4, 2.0], 'Ravenswood': [8.5, 49.0], 'Newark': [9.4, 6.0], 'Dixon Landing': [9.6, 6.0], 'Dumbarton': [12.2, 9.0], 'Fremont': [12.5, 6.0], 'Jefferson': [12.9, 43.0], 'Eastshore': [17.1, 3.0]} | 110573 | 7734 | 0.07 | 102839 | 0.93 | 14475 | 0.13 |  |  | 67570 | 0.61 | 0.21 | 2158 | 0.02 | 671 | 0.01 |  | 33514 | 0.3 | 0 | 0 | 54551 | 0.49 | 5602200% | 43027 | 0.39 | 6754600% | 76345 | 0.69 | 3422800% | 91418 | 0.83 | 1915600% | 48500 | 0.44 | 6207300% | 8506 | 0.08 | 102068
545 | Stanislaus | PGE GBA | {'Collierville': [0.8, 13778.0], 'Mi-Wuk': [10.2, 1771.0], 'Frogtown': [10.5, 1456.0], 'Race Track': [11.2, 1892.0], 'Racetrack': [11.3, 1891.0], 'Curtis': [11.7, 1707.0], 'Donnells-Curtis': [19.6, 58.0]} | 353930 | 109445 | 0.31 | 244486 | 0.69 | 95267 | 0.27 |  |  | 198284 | 0.56 | 0.16 | 1114 | 0 | 262 | 0 |  | 135394 | 0.38 | 181045 | 0.51 | 140928 | 0.4 | 21300200% | 40122 | 0.11 | 31380800% | 90557 | 0.26 | 26337400% | 191697 | 0.54 | 16223400% | 131185 | 0.37 | 22274600% | 8578 | 0.02 | 345353
546 | Eagle Mountain | SCE Eastern | {'Kem': [4.0, 3426.0], 'Red Bluff': [11.2, 6799.0]} | 52465 | 7900 | 0.15 | 44566 | 0.85 | 26719 | 0.51 |  |  | 24817 | 0.47 | 0.04 | 949 | 0.02 | 0 | 0 |  | 0 | 0 | 0 | 0 | 15018 | 0.29 | 3744700% | 7836 | 0.15 | 4462900% | 1123 | 0.02 | 5134300% | 21725 | 0.41 | 3074100% | 31848 | 0.61 | 2061700% | 886 | 0.02 | 51580
547 | Contra Costa PP | PGE GBA | {'Contra Costa': [1.6, 16709.0], 'Lone Tree': [4.8, 3653.0], 'GWF 2': [5.3, 17178.0], 'Collinsville': [6.1, 19976.0], 'Pittsburg': [7.4, 16346.0], 'Kirker': [7.8, 14418.0], 'Brentwood': [8.1, 2032.0], 'Birds Landing': [8.5, 19059.0], 'Shiloh III': [11.7, 18358.0], 'Clayton': [12.2, 1162.0], 'Lambie': [15.4, 15446.0], 'Lambie Energy': [15.4, 15446.0], 'Meadow Lane': [16.1, 576.0], 'Windmaster': [16.3, 116.0], 'Tassajara': [16.9, 285.0], 'Lakewood': [17.6, 576.0], 'Grand Island': [17.7, 2598.0], 'Martinez': [19.1, 147.0]} | 360398 | 37324 | 0.1 | 323075 | 0.9 | 101437 | 0.28 |  |  | 225960 | 0.63 | 0.08 | 69230 | 0.19 | 139841 | 0.39 |  | 117213 | 0.33 | 885 | 0 | 82248 | 0.23 | 27815000% | 116950 | 0.32 | 24344900% | 118530 | 0.33 | 24186800% | 167982 | 0.47 | 19241600% | 20083 | 0.06 | 34031500% | 50558 | 0.14 | 309840
548 | Padre Flats SW STA | PGE Fresno | {'Los Banos': [4.2, 13400.0], 'Quinto': [9.4, 10041.0], 'Dos Amigos': [9.6, 5428.0], 'Mercy Springs': [9.6, 5843.0], 'Miller': [18.7, 321.0], 'Oro Loma': [19.1, 115.0]} | 465866 | 63182 | 0.14 | 402684 | 0.86 | 174918 | 0.38 |  |  | 271146 | 0.58 | 0.06 | 77464 | 0.17 | 113194 | 0.24 |  | 224639 | 0.48 | 25755 | 0.06 | 280948 | 0.6 | 18491800% | 56624 | 0.12 | 40924200% | 99799 | 0.21 | 36606600% | 298298 | 0.64 | 16756800% | 190601 | 0.41 | 27526400% | 27639 | 0.06 | 438226
549 | Bliss | SCE Northern | {'Rector': [9.8, 19351.0], 'Springville': [15.4, 10107.0]} | 589284 | 119853 | 0.2 | 469431 | 0.8 | 63894 | 0.11 |  |  | 421778 | 0.72 | 0.12 | 131705 | 0.22 | 312885 | 0.53 |  | 55652 | 0.09 | 0 | 0 | 168893 | 0.29 | 42039100% | 48788 | 0.08 | 54049600% | 78156 | 0.13 | 51112800% | 222819 | 0.38 | 36646500% | 73145 | 0.12 | 51613800% | 18807 | 0.03 | 570477
550 | Divide | PGE Kern | {'Fairway': [5.7, 12613.0], 'Sisquoc': [7.5, 12694.0], 'Mesa': [12.6, 8247.0], 'Cabrillo': [12.9, 2162.0], 'Callender': [17.1, 1839.0]} | 344988 | 67735 | 0.2 | 277253 | 0.8 | 159367 | 0.46 |  |  | 172165 | 0.5 | 0.07 | 28150 | 0.08 | 55045 | 0.16 |  | 121120 | 0.35 | 10585 | 0.03 | 101933 | 0.3 | 24305500% | 17221 | 0.05 | 32776700% | 121367 | 0.35 | 22362100% | 173807 | 0.5 | 17118100% | 123209 | 0.36 | 22177900% | 16117 | 0.05 | 328871
551 | Cresta | PGE NGBA | {'Rock Creek 1': [6.4, 4019.0], 'Rock Creek': [6.5, 4001.0], 'Grizzly': [7.3, 3843.0], 'POE': [7.8, 1298.0], 'Bucks Creek': [13.0, 1694.0], 'Belden': [15.1, 732.0]} | 339326 | 35691 | 0.11 | 303635 | 0.89 | 184652 | 0.54 |  |  | 114015 | 0.34 | 0.09 | 708 | 0 | 339 | 0 |  | 82081 | 0.24 | 88159 | 0.26 | 163042 | 0.48 | 17628400% | 136528 | 0.4 | 20279800% | 207799 | 0.61 | 13152800% | 281585 | 0.83 | 5774200% | 154527 | 0.46 | 18479900% | 18949 | 0.06 | 320377
552 | Race Track | PGE GBA | {'Racetrack': [0.0, 8115.0], 'Curtis': [5.1, 7775.0], 'New Melones': [6.7, 1001.0], 'Peoria': [7.0, 2547.0], 'Chinese Station': [8.1, 3131.0], 'Frogtown': [8.4, 609.0], 'Stanislaus': [11.2, 1892.0], 'Collierville': [11.6, 1892.0], 'Mi-Wuk': [11.8, 5708.0]} | 351497 | 36460 | 0.1 | 315037 | 0.9 | 88957 | 0.25 |  |  | 208379 | 0.59 | 0.15 | 3596 | 0.01 | 810 | 0 |  | 229679 | 0.65 | 83911 | 0.24 | 209914 | 0.6 | 14158300% | 81643 | 0.23 | 26985400% | 122296 | 0.35 | 22920200% | 266682 | 0.76 | 8481500% | 196632 | 0.56 | 15486500% | 20840 | 0.06 | 330657
553 | Lodi | PGE GBA | {'Eight Mile': [2.1, 4799.0], 'Stagg': [7.0, 3295.0], 'Stockton A': [11.2, 1851.0], 'Lockeford': [12.5, 3792.0], 'Live Oak': [13.6, 3612.0], 'Weber': [14.2, 294.0], 'Grand Island': [14.8, 19.0]} | 539065 | 66668 | 0.12 | 472397 | 0.88 | 79921 | 0.15 |  |  | 341377 | 0.63 | 0.13 | 139645 | 0.26 | 295621 | 0.55 |  | 11320 | 0.02 | 0 | 0 | 69629 | 0.13 | 46943700% | 81532 | 0.15 | 45753300% | 125945 | 0.23 | 41312000% | 170705 | 0.32 | 36836100% | 5716 | 0.01 | 53334900% | 49259 | 0.09 | 489806
554 | Rancho Seco | PGE GBA | {'Cosumnes': [0.4, 15266.0], 'Camanche': [10.6, 4509.0], 'Live Oak': [11.3, 9355.0], 'Lockeford': [15.9, 4681.0], 'Rancho Seco - Bellota (Proposed)': [16.2, 859.0], 'Granite': [17.8, 2004.0]} | 431716 | 68255 | 0.16 | 363461 | 0.84 | 38207 | 0.09 |  |  | 269499 | 0.62 | 0.22 | 96283 | 0.22 | 77121 | 0.18 |  | 121357 | 0.28 | 0 | 0 | 231681 | 0.54 | 20003500% | 98603 | 0.23 | 33311300% | 144179 | 0.33 | 28753700% | 278142 | 0.64 | 15357400% | 116982 | 0.27 | 31473400% | 76910 | 0.18 | 354806
555 | Monticello | PGE NGBA | {'Putah Creek': [11.8, 309.0], 'Silverado': [13.2, 546.0], 'Vaca-Dixon & Gc Yard': [17.4, 157.0], 'Tulucay': [18.4, 590.0]} | 373693 | 26625 | 0.07 | 347068 | 0.93 | 33332 | 0.09 |  |  | 281245 | 0.75 | 0.11 | 30786 | 0.08 | 95879 | 0.26 |  | 168783 | 0.45 | 22372 | 0.06 | 256532 | 0.69 | 11716000% | 53034 | 0.14 | 32065800% | 91016 | 0.24 | 28267600% | 280393 | 0.75 | 9330000% | 157122 | 0.42 | 21657100% | 20335 | 0.05 | 353358
556 | New Sub - Westley - Quinto (Proposed) | PGE Fresno | {'Westley': [4.6, 1778.0], 'Salado': [8.0, 2179.0], 'Stanislaus Resource Recovery Facility': [10.3, 1965.0], 'Crow Creek': [11.2, 1914.0], 'Fink (Proposed)': [11.3, 1896.0], 'Crows Landing': [12.5, 1921.0], 'Kasson': [17.1, 41.0], 'Ripon': [17.3, 37.0], 'Lammers': [19.2, 1.0], 'Miller': [19.3, 197.0], 'GWF Tracy': [19.5, 1.0], 'Vierra': [19.8, 1.0], 'Manteca': [19.9, 4.0]} | 493160 | 35145 | 0.07 | 458015 | 0.93 | 124450 | 0.25 |  |  | 294584 | 0.6 | 0.13 | 42853 | 0.09 | 217560 | 0.44 |  | 132978 | 0.27 | 83702 | 0.17 | 271779 | 0.55 | 22138100% | 98287 | 0.2 | 39487400% | 125288 | 0.25 | 36787200% | 302005 | 0.61 | 19115500% | 175281 | 0.36 | 31788000% | 14795 | 0.03 | 478365
557 | North Dublin | PGE GBA | {'San Ramon': [4.2, 1596.0], 'Tassajara': [4.7, 1520.0], 'Cayetano': [4.7, 2391.0], 'Vineyard': [5.2, 2540.0], 'Los Positas': [7.4, 2510.0], 'Las Positas': [7.4, 2510.0], 'Vasco': [8.1, 2293.0], 'Altamont Midway (Sandhill)': [9.8, 1446.0], 'Altamont': [9.8, 1451.0], 'Castro Valley': [11.6, 30.0], 'Windmaster': [12.3, 1109.0], 'Delta Pumps': [13.4, 422.0], 'Delta PP': [13.4, 423.0], 'Kelso': [14.3, 0.0], 'Midway Green Ridge Services': [14.7, 31.0], 'Fremont': [15.3, 853.0]} | 205747 | 7677 | 0.04 | 198070 | 0.96 | 50905 | 0.25 |  |  | 133056 | 0.65 | 0.13 | 9672 | 0.05 | 23648 | 0.11 |  | 155596 | 0.76 | 8607 | 0.04 | 123303 | 0.6 | 8244400% | 111030 | 0.54 | 9471700% | 131073 | 0.64 | 7467300% | 167855 | 0.82 | 3789200% | 73780 | 0.36 | 13196700% | 13115 | 0.06 | 192632
558 | Wildlife | SCE Eastern | {'Rerc': [0.0, 2605.0], 'Mira Loma': [7.1, 2324.0], 'Vista (SCE)': [9.4, 234.0], 'Vista': [9.4, 234.0], 'Etiwanda': [9.8, 2091.0], 'Rancho Vista': [9.9, 2091.0], 'Chino': [13.1, 2324.0], 'Cardiff': [13.9, 234.0], 'Lee Lake (Proposed)': [14.7, 47.0], 'San Bernardino': [14.7, 234.0], 'Padua': [15.3, 2071.0], 'Alberhill': [16.0, 47.0]} | 76639 | 12986 | 0.17 | 63653 | 0.83 | 5961 | 0.08 |  |  | 30894 | 0.4 | 0.27 | 4347 | 0.06 | 1545 | 0.02 |  | 48098 | 0.63 | 16615 | 0.22 | 29109 | 0.38 | 4753000% | 29055 | 0.38 | 4758400% | 39374 | 0.51 | 3726500% | 57131 | 0.75 | 1950800% | 23380 | 0.31 | 5325900% | 5856 | 0.08 | 70783
559 | Clovis | PGE Fresno | {'Bullard': [4.8, 4897.0], 'Woodward': [6.2, 1072.0], 'Ashlan': [8.4, 491.0], 'California Ave': [8.7, 9227.0], 'Sanger': [9.1, 13799.0], 'Malaga': [9.6, 10787.0], 'Figarden': [9.8, 343.0], 'Fig Garden': [9.8, 343.0], 'West Fresno': [10.7, 2804.0], 'Kearney (New)': [13.9, 36.0], 'McCall': [15.2, 6841.0], 'Wahtoke': [19.3, 72.0]} | 508459 | 76786 | 0.15 | 431673 | 0.85 | 51664 | 0.1 |  |  | 309403 | 0.61 | 0.2 | 85213 | 0.17 | 177515 | 0.35 |  | 217178 | 0.43 | 0 | 0 | 189461 | 0.37 | 31899800% | 126559 | 0.25 | 38190100% | 131210 | 0.26 | 37724900% | 261972 | 0.52 | 24648700% | 141459 | 0.28 | 36700000% | 58633 | 0.12 | 449826
560 | Greenleaf 1 | PGE NGBA | {'Sutter Power': [0.0, 9092.0], 'Bogue': [4.7, 7846.0], 'Pease': [8.4, 5027.0], 'Olivehurst': [8.4, 6885.0], 'East Marysville': [10.4, 5739.0], 'East Nicolaus': [12.8, 2975.0], 'Meridian': [13.3, 1919.0], 'Rio Oso': [14.5, 3261.0], 'Honcut': [19.4, 142.0]} | 603765 | 51332 | 0.09 | 552433 | 0.91 | 50116 | 0.08 |  |  | 486197 | 0.81 | 0.1 | 138096 | 0.23 | 359270 | 0.6 |  | 56801 | 0.09 | 0 | 0 | 257713 | 0.43 | 34605200% | 56631 | 0.09 | 54713400% | 272291 | 0.45 | 33147400% | 411290 | 0.68 | 19247500% | 22286 | 0.04 | 58147900% | 45062 | 0.07 | 558703
561 | Atlantic | PGE NGBA | {'Pleasant Grove': [4.7, 10025.0], 'Lincoln': [9.7, 5373.0], 'Gold Hill': [10.1, 1710.0], 'Bell': [15.7, 2032.0], 'Rio Oso': [16.1, 3303.0], 'East Nicolaus': [18.0, 1704.0]} | 318807 | 56615 | 0.18 | 262192 | 0.82 | 14534 | 0.05 |  |  | 192883 | 0.61 | 0.32 | 62891 | 0.2 | 60059 | 0.19 |  | 134827 | 0.42 | 3171 | 0.01 | 157966 | 0.5 | 16084100% | 34124 | 0.11 | 28468300% | 80302 | 0.25 | 23850500% | 216913 | 0.68 | 10189400% | 55151 | 0.17 | 26365600% | 54341 | 0.17 | 264466
562 | Vasona | PGE GBA | {'El Patio': [3.1, 495.0], 'Saratoga': [3.3, 604.0], 'Hicks': [3.8, 868.0], 'Monta Vista': [7.6, 604.0], 'Paul Sweet': [18.2, 213.0]} | 132296 | 8259 | 0.06 | 124036 | 0.94 | 20741 | 0.16 |  |  | 62979 | 0.48 | 0.19 | 2141 | 0.02 | 1002 | 0.01 |  | 50663 | 0.38 | 1447 | 0.01 | 80344 | 0.61 | 5195100% | 33590 | 0.25 | 9870600% | 81630 | 0.62 | 5066600% | 113027 | 0.85 | 1926900% | 53634 | 0.41 | 7866200% | 4713 | 0.04 | 127583
563 | Mercury | SCE EOP | {'Innovation': [5.5, 6545.0], 'Jackass (DOE)': [15.8, 966.0], 'IS Tap': [19.1, 9.0]} | 207485 | 40926 | 0.2 | 166558 | 0.8 | 0 | 0 |  |  | 0 | 0 | 0 | 0 | 0 | 0 | 0 |  | 0 | 0 | 0 | 0 | 0 | 0 | 20748500% | 0 | 0 | 20748500% | 0 | 0 | 20748500% | 0 | 0 | 20748500% | 0 | 0 | 20748500% | 0 | 0 | 207485
564 | Monta Vista | PGE GBA | {'Mountain View': [4.1, 40.0], 'Saratoga': [4.4, 759.0], 'Whisman': [5.6, 40.0], 'Vasona': [7.6, 604.0], 'El Patio': [7.8, 495.0], 'Menlo': [10.4, 40.0], 'Cooley Landing': [10.8, 40.0], 'Hicks': [11.3, 560.0], 'Ravenswood': [12.3, 40.0], 'Jefferson': [14.9, 40.0]} | 120908 | 6552 | 0.05 | 114356 | 0.95 | 13289 | 0.11 |  |  | 69076 | 0.57 | 0.21 | 2440 | 0.02 | 832 | 0.01 |  | 24196 | 0.2 | 0 | 0 | 55308 | 0.46 | 6560000% | 48815 | 0.4 | 7209300% | 90389 | 0.75 | 3051900% | 103536 | 0.86 | 1737200% | 48010 | 0.4 | 7289800% | 7840 | 0.06 | 113068
565 | Topaz | PGE Kern | {'Carrizo Plains': [1.1, 9919.0], 'Caliente': [8.0, 5650.0], 'Kernridge': [18.4, 1117.0]} | 422270 | 40330 | 0.1 | 381940 | 0.9 | 171882 | 0.41 |  |  | 230913 | 0.55 | 0.07 | 21117 | 0.05 | 14129 | 0.03 |  | 147976 | 0.35 | 80295 | 0.19 | 231208 | 0.55 | 19106200% | 58114 | 0.14 | 36415600% | 108416 | 0.26 | 31385400% | 307826 | 0.73 | 11444300% | 221346 | 0.52 | 20092400% | 10644 | 0.03 | 411626
566 | Balch | PGE Fresno | {'Balch 2': [0.0, 1201.0], 'Balch 1': [0.8, 1195.0], 'Haas': [3.9, 1171.0], 'Pine Flat': [14.1, 14.0]} | 221309 | 12059 | 0.05 | 209250 | 0.95 | 103973 | 0.47 |  |  | 81926 | 0.37 | 0.12 | 1934 | 0.01 | 1749 | 0.01 |  | 156557 | 0.71 | 11140 | 0.05 | 84270 | 0.38 | 13703900% | 85076 | 0.38 | 13623300% | 77163 | 0.35 | 14414600% | 162042 | 0.73 | 5926700% | 140482 | 0.63 | 8082700% | 10665 | 0.05 | 210644
567 | El Dorado PH | PGE NGBA | {'Placerville': [9.8, 3607.0]} | 418421 | 73350 | 0.18 | 345071 | 0.82 | 163200 | 0.39 |  |  | 154171 | 0.37 | 0.15 | 1561 | 0 | 2351 | 0.01 |  | 211357 | 0.51 | 183416 | 0.44 | 231004 | 0.55 | 18741700% | 84697 | 0.2 | 33372400% | 99355 | 0.24 | 31906600% | 294627 | 0.7 | 12379400% | 131504 | 0.31 | 28691700% | 10924 | 0.03 | 407497
568 | Bell | PGE NGBA | {'Higgins': [6.8, 7818.0], 'Lincoln': [11.3, 8374.0], 'Pleasant Grove': [14.4, 3861.0], 'Atlantic': [15.7, 2032.0]} | 319700 | 43274 | 0.14 | 276426 | 0.86 | 14701 | 0.05 |  |  | 133822 | 0.42 | 0.34 | 26712 | 0.08 | 16053 | 0.05 |  | 219215 | 0.69 | 42925 | 0.13 | 241532 | 0.76 | 7816800% | 51316 | 0.16 | 26838400% | 51062 | 0.16 | 26863800% | 257188 | 0.8 | 6251200% | 58270 | 0.18 | 26143000% | 35777 | 0.11 | 283923
569 | San Pablo | PGE GBA | {'Standard Oil 2': [4.0, 4009.0], 'Standard Oil': [4.0, 4019.0], 'Richmond R': [4.5, 3846.0], 'El Cerrito G': [5.2, 5175.0], 'Christie': [7.1, 4282.0], 'Carquinez': [8.8, 4112.0], 'Sobrante': [8.9, 4692.0], 'Alhambra': [11.2, 4014.0], 'Martinez': [12.1, 3989.0], 'Ignacio': [12.7, 276.0], 'Oakland L': [12.7, 855.0], 'Parkway': [12.7, 3976.0], 'Bahia': [12.7, 3991.0], 'Oakland C': [13.4, 691.0], 'Moraga': [13.5, 322.0], 'Oakland X': [13.8, 326.0], 'Meadow Lane': [15.5, 1182.0], 'Lakewood': [16.0, 170.0], 'Potrero': [16.2, 638.0], 'SAN FRAN A (POTRERO PP)': [16.2, 648.0], 'Oakland J': [16.8, 207.0], 'Tulucay': [18.7, 0.0], 'Edes': [18.8, 9.0]} | 113774 | 21413 | 0.19 | 92361 | 0.81 | 16100 | 0.14 |  |  | 64344 | 0.57 | 0.46 | 13339 | 0.12 | 8694 | 0.08 |  | 33942 | 0.3 | 0 | 0 | 46967 | 0.41 | 6680700% | 30803 | 0.27 | 8297200% | 53303 | 0.47 | 6047100% | 84477 | 0.74 | 2929700% | 19142 | 0.17 | 9463200% | 10141 | 0.09 | 103633
570 | Lambie (old) | PGE NGBA | {'Lambie Energy': [0.0, 29743.0], 'Shiloh III': [3.8, 28396.0], 'Birds Landing': [7.0, 28396.0], 'Peabody': [7.1, 2513.0], 'Collinsville': [9.9, 25958.0], 'Vaca-Dixon & Gc Yard': [12.8, 1348.0], 'Pittsburg': [13.0, 13270.0], 'Kirker': [14.1, 11170.0], 'GWF 2': [14.3, 12952.0], 'Grand Island': [14.9, 6817.0], 'Contra Costa PP': [15.4, 15446.0], 'Contra Costa': [16.1, 11876.0], 'Lone Tree': [20.0, 105.0]} | 394676 | 57058 | 0.14 | 337618 | 0.86 | 54881 | 0.14 |  |  | 295518 | 0.75 | 0.12 | 96827 | 0.25 | 136232 | 0.35 |  | 137127 | 0.35 | 0 | 0 | 78591 | 0.2 | 31608500% | 81561 | 0.21 | 31311500% | 90788 | 0.23 | 30388700% | 163475 | 0.41 | 23120100% | 36757 | 0.09 | 35791900% | 50523 | 0.13 | 344152
571 | Figarden | PGE Fresno | {'Fig Garden': [0.0, 19790.0], 'Ashlan': [2.6, 16519.0], 'Gregg': [3.8, 17852.0], 'Herndon': [3.8, 18057.0], 'Bullard': [5.0, 10796.0], 'West Fresno': [7.5, 7073.0], 'Woodward': [7.9, 7588.0], 'Kearney (New)': [8.2, 7423.0], 'California Ave': [8.8, 4373.0], 'Clovis': [9.8, 343.0], 'Borden': [9.8, 14088.0], 'Malaga': [11.5, 2033.0], 'Madera': [12.9, 9458.0], 'Biola': [14.2, 3927.0], 'Storey': [14.8, 7944.0], 'Mc Mullin': [17.4, 1512.0]} | 551996 | 109597 | 0.2 | 442399 | 0.8 | 65022 | 0.12 |  |  | 355133 | 0.64 | 0.18 | 149620 | 0.27 | 228060 | 0.41 |  | 167509 | 0.3 | 0 | 0 | 154999 | 0.28 | 39699800% | 150806 | 0.27 | 40119000% | 148875 | 0.27 | 40312100% | 243800 | 0.44 | 30819600% | 91197 | 0.17 | 46079900% | 65795 | 0.12 | 486201
572 | Trimble | PGE GBA | {'Scott': [1.5, 1102.0], 'FMC': [2.4, 1502.0], 'Nortech': [3.2, 641.0], 'Los Esteros': [3.2, 1131.0], 'San Jose B': [3.2, 1500.0], 'San Jose A': [4.0, 1500.0], 'Dixon Landing': [5.3, 905.0], 'El Patio': [6.3, 220.0], 'Stone': [6.3, 1500.0], 'Evergreen': [7.2, 1500.0], 'Mountain View': [7.8, 6.0], 'Whisman': [7.9, 6.0], 'Swift': [8.2, 1500.0], 'Newark': [8.9, 255.0], 'Piercy': [11.0, 865.0], 'Fremont': [11.3, 248.0], 'Edenvale': [12.0, 865.0], 'Santa Teresa': [12.5, 865.0], 'Cooley Landing': [12.7, 6.0], 'Ravenswood': [13.8, 6.0], 'Dumbarton': [14.1, 6.0], 'Metcalf Energy Center': [14.9, 499.0], 'Metcalf 1': [14.9, 588.0], 'Menlo': [15.4, 4.0]} | 133309 | 6535 | 0.05 | 126774 | 0.95 | 47978 | 0.36 |  |  | 59046 | 0.44 | 0.13 | 1764 | 0.01 | 859 | 0.01 |  | 84763 | 0.64 | 10447 | 0.08 | 95462 | 0.72 | 3784700% | 41252 | 0.31 | 9205700% | 69617 | 0.52 | 6369200% | 112416 | 0.84 | 2089300% | 77297 | 0.58 | 5601100% | 6353 | 0.05 | 126955
573 | Tassajara | PGE GBA | {'San Ramon': [4.1, 1520.0], 'North Dublin': [4.7, 1520.0], 'Cayetano': [8.6, 1495.0], 'Vineyard': [9.5, 1520.0], 'Clayton': [10.6, 39.0], 'Castro Valley': [11.2, 30.0], 'Los Positas': [11.7, 1491.0], 'Las Positas': [11.7, 1491.0], 'Vasco': [12.1, 1491.0], 'Lone Tree': [13.0, 285.0], 'Altamont Midway (Sandhill)': [13.0, 1446.0], 'Altamont': [13.0, 1451.0], 'Windmaster': [14.4, 1134.0], 'Brentwood': [15.0, 285.0], 'GWF 2': [15.3, 285.0], 'Contra Costa': [15.5, 285.0], 'Delta Pumps': [15.6, 422.0], 'Delta PP': [15.6, 423.0], 'Kelso': [16.5, 0.0], 'Contra Costa PP': [16.9, 285.0], 'Midway Green Ridge Services': [18.1, 31.0]} | 185443 | 8480 | 0.05 | 176963 | 0.95 | 35954 | 0.19 |  |  | 127934 | 0.69 | 0.16 | 9577 | 0.05 | 15211 | 0.08 |  | 143178 | 0.77 | 1204 | 0.01 | 106231 | 0.57 | 7921200% | 99885 | 0.54 | 8555900% | 121175 | 0.65 | 6426800% | 151939 | 0.82 | 3350500% | 55093 | 0.3 | 13035100% | 17468 | 0.09 | 167975
574 | Santa Rosa A | PGE NGBA | {'Monroe': [2.0, 2859.0], 'Bellevue': [4.0, 5118.0], 'Rincon': [4.5, 3382.0], 'Fulton': [5.0, 1103.0], 'Penngrove': [8.6, 3929.0], 'Corona': [12.3, 1919.0], 'Fitch Mountain': [14.0, 126.0], 'Silverado': [14.3, 1912.0], 'Lakeville': [14.7, 2404.0]} | 334552 | 23699 | 0.07 | 310854 | 0.93 | 20443 | 0.06 |  |  | 213966 | 0.64 | 0.16 | 36551 | 0.11 | 32277 | 0.1 |  | 102455 | 0.31 | 243 | 0 | 198231 | 0.59 | 13632100% | 141674 | 0.42 | 19287800% | 229141 | 0.68 | 10541100% | 297955 | 0.89 | 3659800% | 108652 | 0.32 | 22590100% | 17375 | 0.05 | 317178
575 | Piercy | PGE GBA | {'Edenvale': [1.8, 1112.0], 'Santa Teresa': [2.1, 1112.0], 'Evergreen': [3.8, 1112.0], 'Swift': [3.8, 1112.0], 'Metcalf Energy Center': [4.0, 746.0], 'Metcalf 1': [4.0, 835.0], 'Stone': [5.0, 1112.0], 'Hicks': [6.7, 108.0], 'San Jose A': [7.5, 1112.0], 'San Jose B': [8.0, 1112.0], 'El Patio': [8.3, 220.0], 'FMC': [9.2, 998.0], 'Trimble': [11.0, 865.0], 'Scott': [11.8, 462.0], 'Los Esteros': [13.6, 491.0], 'Nortech': [14.2, 0.0], 'Dixon Landing': [15.0, 264.0]} | 187969 | 12009 | 0.06 | 175960 | 0.94 | 52806 | 0.28 |  |  | 89217 | 0.47 | 0.13 | 3170 | 0.02 | 1936 | 0.01 |  | 85271 | 0.45 | 55656 | 0.3 | 128615 | 0.68 | 5935400% | 51975 | 0.28 | 13599400% | 93039 | 0.49 | 9493000% | 157293 | 0.84 | 3067600% | 116968 | 0.62 | 7100100% | 6890 | 0.04 | 181079
576 | Caribou | PGE NGBA | {'Caribou 2': [0.0, 17358.0], 'Belden': [7.7, 4078.0], 'Bucks Creek': [10.0, 1396.0], 'Grizzly': [15.4, 13.0], 'Rock Creek': [16.3, 13.0], 'Rock Creek 1': [16.3, 13.0]} | 345065 | 119187 | 0.35 | 225878 | 0.65 | 229618 | 0.67 |  |  | 99609 | 0.29 | 0.09 | 12452 | 0.04 | 0 | 0 |  | 178927 | 0.52 | 76680 | 0.22 | 68997 | 0.2 | 27606800% | 129416 | 0.38 | 21564900% | 116290 | 0.34 | 22877500% | 186403 | 0.54 | 15866300% | 100590 | 0.29 | 24447500% | 31019 | 0.09 | 314046
577 | Vista (SCE) | SCE Eastern | {'Vista': [0.0, 434.0], 'Cardiff': [4.8, 361.0], 'San Bernardino': [5.3, 438.0], 'Wildlife': [9.4, 234.0], 'Rerc': [9.4, 234.0], 'El Casco': [14.7, 77.0]} | 115730 | 14429 | 0.12 | 101301 | 0.88 | 20547 | 0.18 |  |  | 52689 | 0.46 | 0.27 | 6581 | 0.06 | 2582 | 0.02 |  | 64480 | 0.56 | 39850 | 0.34 | 53994 | 0.47 | 6173600% | 46624 | 0.4 | 6910600% | 65314 | 0.56 | 5041600% | 91423 | 0.79 | 2430700% | 39533 | 0.34 | 7619700% | 8073 | 0.07 | 107657
578 | Cardiff | SCE Eastern | {'San Bernardino': [2.7, 811.0], 'Vista': [4.8, 358.0], 'Vista (SCE)': [4.8, 361.0], 'Wildlife': [13.9, 234.0], 'Rerc': [13.9, 234.0], 'El Casco': [14.8, 92.0]} | 124664 | 10451 | 0.08 | 114213 | 0.92 | 31994 | 0.26 |  |  | 57679 | 0.46 | 0.26 | 2707 | 0.02 | 918 | 0.01 |  | 61146 | 0.49 | 54209 | 0.43 | 66135 | 0.53 | 5853000% | 54602 | 0.44 | 7006200% | 75094 | 0.6 | 4957100% | 103688 | 0.83 | 2097600% | 52915 | 0.42 | 7175000% | 6666 | 0.05 | 117999
579 | Cannon | SDGE Imperial | {'Encina': [0.2, 269.0], 'Palomar Airport': [2.8, 300.0], 'San Luis Rey': [5.1, 164.0], 'Shadowridge': [5.4, 338.0], 'Ocean Ranch': [5.6, 164.0], 'Melrose': [6.6, 349.0], 'San Marcos': [7.8, 274.0], 'Pendleton': [11.9, 90.0], 'Escondido': [12.5, 261.0], 'North City Metering': [14.0, 183.0], 'Artesian': [14.0, 191.0], 'Monserate': [14.4, 128.0], 'Lilac': [16.3, 78.0], 'Penasquitos': [16.5, 3.0], 'Chicarita': [17.9, 162.0], 'Avocado': [18.0, 53.0], 'Valley Center': [19.2, 24.0], 'Pala': [19.8, 2.0]} | 54756 | 17906 | 0.33 | 36850 | 0.67 | 179 | 0 |  |  | 8325 | 0.15 | 0.37 | 12376 | 0.23 | 2793 | 0.05 |  | 28812 | 0.53 | 3849 | 0.07 | 24103 | 0.44 | 3065400% | 9962 | 0.18 | 4479400% | 18905 | 0.35 | 3585100% | 30608 | 0.56 | 2414800% | 2551 | 0.05 | 5220600% | 3933 | 0.07 | 50823
580 | Mt Eden | PGE GBA | {'Eastshore': [0.9, 1397.0], 'Grant': [4.2, 1341.0], 'Castro Valley': [4.7, 1296.0], 'Dumbarton': [5.7, 180.0], 'San Leandro U': [6.0, 1340.0], 'Edes': [8.9, 1338.0], 'Ravenswood': [9.9, 65.0], 'Fremont': [9.9, 111.0], 'Oakland J': [11.0, 1298.0], 'Cooley Landing': [11.1, 27.0], 'Newark': [11.1, 111.0], 'Vineyard': [13.7, 111.0], 'Oakland X': [14.0, 1292.0], 'Burlingame': [14.5, 1.0], 'Menlo': [14.9, 22.0], 'Oakland C': [15.1, 1292.0], 'Moraga': [15.4, 704.0], 'Oakland L': [15.5, 1284.0], 'Dixon Landing': [15.6, 110.0], 'Jefferson': [15.8, 23.0], 'Millbrae': [15.9, 1.0], 'Whisman': [15.9, 7.0], 'Nortech': [16.6, 3.0], 'Los Esteros': [17.0, 73.0], 'Martin': [17.4, 375.0], 'SAN FRAN A (POTRERO PP)': [17.7, 665.0], 'Potrero': [17.7, 671.0]} | 84229 | 7933 | 0.09 | 76296 | 0.91 | 17190 | 0.2 |  |  | 53774 | 0.64 | 0.28 | 1504 | 0.02 | 188 | 0 |  | 62778 | 0.75 | 740 | 0.01 | 44869 | 0.53 | 3936000% | 34852 | 0.41 | 4937700% | 55004 | 0.65 | 2922500% | 68176 | 0.81 | 1605300% | 35465 | 0.42 | 4876300% | 6563 | 0.08 | 77666
581 | Fitch Mountain | PGE NGBA | {'Fulton': [9.0, 825.0], 'Geysers Tap 1': [11.6, 1366.0], 'Monroe': [12.2, 530.0], 'Rincon': [12.9, 530.0], 'Santa Rosa A': [14.0, 126.0], 'Lake View': [15.6, 631.0], 'Eagle Rock': [15.7, 925.0], 'Cloverdale': [15.7, 3057.0]} | 338018 | 22302 | 0.07 | 315716 | 0.93 | 38443 | 0.11 |  |  | 215728 | 0.64 | 0.13 | 20461 | 0.06 | 23993 | 0.07 |  | 86191 | 0.25 | 20498 | 0.06 | 186293 | 0.55 | 15172500% | 155949 | 0.46 | 18206900% | 250101 | 0.74 | 8791700% | 305296 | 0.9 | 3272200% | 126892 | 0.38 | 21112600% | 10137 | 0.03 | 327880
582 | Stockton A | PGE GBA | {'Weber': [3.3, 12510.0], 'Stagg': [4.5, 5620.0], 'French Camp': [4.6, 10589.0], 'Eight Mile': [9.1, 2319.0], 'Vierra': [10.4, 6520.0], 'Manteca': [10.8, 9170.0], 'Lodi': [11.2, 1851.0], 'Lockeford': [13.7, 3302.0], 'Kasson': [14.3, 400.0], 'Avena': [14.7, 8399.0], 'Ripon': [15.4, 4132.0], 'Bellota': [15.6, 2407.0]} | 556273 | 64411 | 0.12 | 491862 | 0.88 | 71354 | 0.13 |  |  | 349283 | 0.63 | 0.17 | 120394 | 0.22 | 331117 | 0.6 |  | 27409 | 0.05 | 0 | 0 | 110520 | 0.2 | 44575200% | 72321 | 0.13 | 48395100% | 125734 | 0.23 | 43053900% | 202055 | 0.36 | 35421700% | 17821 | 0.03 | 53845200% | 44952 | 0.08 | 511321
583 | Saratoga | PGE GBA | {'Vasona': [3.3, 604.0], 'El Patio': [4.4, 495.0], 'Monta Vista': [4.4, 759.0], 'Hicks': [7.0, 560.0]} | 129479 | 6428 | 0.05 | 123051 | 0.95 | 16557 | 0.13 |  |  | 68349 | 0.53 | 0.17 | 2559 | 0.02 | 1255 | 0.01 |  | 38033 | 0.29 | 0 | 0 | 71192 | 0.55 | 5828700% | 43010 | 0.33 | 8646900% | 91485 | 0.71 | 3799400% | 113199 | 0.87 | 1628000% | 50473 | 0.39 | 7900600% | 6032 | 0.05 | 123447
584 | Christie | PGE GBA | {'Alhambra': [4.3, 7507.0], 'Martinez': [5.0, 7483.0], 'Carquinez': [6.5, 7489.0], 'Bahia': [6.6, 7484.0], 'Sobrante': [6.8, 3876.0], 'San Pablo': [7.1, 4282.0], 'El Cerrito G': [7.9, 3508.0], 'Meadow Lane': [8.9, 4439.0], 'Parkway': [9.4, 7333.0], 'Richmond R': [10.2, 2002.0], 'Lakewood': [10.5, 365.0], 'Standard Oil': [10.7, 2175.0], 'Standard Oil 2': [10.8, 2165.0], 'Moraga': [11.1, 162.0], 'Rossmoor': [11.8, 4.0], 'Clayton': [13.5, 118.0], 'Oakland X': [13.8, 164.0], 'Oakland L': [13.8, 169.0], 'Oakland C': [14.8, 169.0], 'Kirker': [16.4, 118.0], 'Oakland J': [16.7, 52.0], 'Pittsburg': [17.0, 118.0], 'Tulucay': [17.4, 0.0], 'GWF 2': [18.8, 46.0], 'Potrero': [19.7, 109.0], 'SAN FRAN A (POTRERO PP)': [19.7, 111.0]} | 126890 | 20208 | 0.16 | 106682 | 0.84 | 18077 | 0.14 |  |  | 76085 | 0.6 | 0.4 | 12084 | 0.1 | 10396 | 0.08 |  | 43033 | 0.34 | 0 | 0 | 56409 | 0.44 | 7048200% | 40079 | 0.32 | 8681100% | 57575 | 0.45 | 6931600% | 95807 | 0.76 | 3108300% | 22737 | 0.18 | 10415300% | 18844 | 0.15 | 108046
585 | Las Aguilas | PGE Fresno | {} | 469692 | 25388 | 0.05 | 444305 | 0.95 | 211479 | 0.45 |  |  | 255655 | 0.54 | 0.05 | 27998 | 0.06 | 85131 | 0.18 |  | 214886 | 0.46 | 115658 | 0.25 | 295407 | 0.63 | 17428600% | 77670 | 0.17 | 39202200% | 140039 | 0.3 | 32965400% | 338685 | 0.72 | 13100700% | 270237 | 0.58 | 19945500% | 8509 | 0.02 | 461184
586 | Monroe | PGE NGBA | {'Santa Rosa A': [2.0, 2859.0], 'Fulton': [3.2, 4067.0], 'Rincon': [4.9, 1285.0], 'Bellevue': [5.4, 2639.0], 'Penngrove': [10.2, 1496.0], 'Fitch Mountain': [12.2, 530.0], 'Corona': [13.9, 498.0], 'Silverado': [15.6, 251.0], 'Lakeville': [16.6, 393.0]} | 331759 | 24206 | 0.07 | 307553 | 0.93 | 20309 | 0.06 |  |  | 212259 | 0.64 | 0.16 | 35213 | 0.11 | 29691 | 0.09 |  | 95246 | 0.29 | 0 | 0 | 191356 | 0.58 | 14040300% | 137098 | 0.41 | 19466100% | 229809 | 0.69 | 10195000% | 295166 | 0.89 | 3659300% | 110226 | 0.33 | 22153300% | 16335 | 0.05 | 315424
587 | Elliot | SDGE Imperial | {'Elliott': [0.0, 758.0], 'Kearny': [2.8, 758.0], 'Mission': [3.6, 758.0], 'Murray': [4.1, 3.0], 'Mesa Heights': [4.1, 758.0], 'Old Town': [7.0, 758.0], 'Spring Valley': [7.3, 69.0], 'Vine': [7.5, 758.0], 'Silvergate': [9.0, 758.0], 'Point Loma': [9.9, 758.0], 'Penasquitos': [10.4, 13.0], 'Bay Boulevard': [14.4, 506.0], 'Otay': [15.4, 9.0], 'Imperial Beach': [16.1, 241.0]} | 67827 | 6147 | 0.09 | 61680 | 0.91 | 7280 | 0.11 |  |  | 23976 | 0.35 | 0.22 | 1467 | 0.02 | 328 | 0 |  | 21929 | 0.32 | 35172 | 0.52 | 30929 | 0.46 | 3689800% | 34701 | 0.51 | 3312600% | 49151 | 0.72 | 1867700% | 59492 | 0.88 | 833500% | 16067 | 0.24 | 5176100% | 2741 | 0.04 | 65086
588 | Sunset | PGE Kern | {'Sunrise': [2.9, 8126.0], 'Taft': [10.5, 796.0], 'Temblor': [11.4, 12367.0], 'Kernridge': [16.2, 8185.0], 'Caliente': [19.2, 103.0]} | 292188 | 47679 | 0.16 | 244510 | 0.84 | 90593 | 0.31 |  |  | 180750 | 0.62 | 0.09 | 36765 | 0.13 | 68174 | 0.23 |  | 23549 | 0.08 | 24 | 0 | 83419 | 0.29 | 20877000% | 89012 | 0.3 | 20317700% | 177678 | 0.61 | 11451000% | 210655 | 0.72 | 8153300% | 31151 | 0.11 | 26103800% | 15022 | 0.05 | 277166
589 | Herndon | PGE Fresno | {'Gregg': [0.6, 20194.0], 'Fig Garden': [3.8, 18055.0], 'Figarden': [3.8, 18057.0], 'Ashlan': [6.3, 14771.0], 'Borden': [6.4, 16353.0], 'Bullard': [8.6, 10100.0], 'Madera': [9.1, 11738.0], 'Kearney (New)': [9.9, 6338.0], 'Woodward': [10.0, 7244.0], 'West Fresno': [10.5, 5703.0], 'Biola': [11.2, 5336.0], 'Storey': [11.4, 10114.0], 'California Ave': [12.3, 2975.0], 'Malaga': [15.1, 685.0], 'Mc Mullin': [17.9, 930.0]} | 566623 | 117181 | 0.21 | 449442 | 0.79 | 88226 | 0.16 |  |  | 374080 | 0.66 | 0.16 | 184787 | 0.33 | 210186 | 0.37 |  | 178279 | 0.31 | 0 | 0 | 169352 | 0.3 | 39727100% | 167901 | 0.3 | 39872300% | 172362 | 0.3 | 39426100% | 275077 | 0.49 | 29154600% | 92080 | 0.16 | 47454300% | 77539 | 0.14 | 489084
590 | Menlo | PGE GBA | {'Jefferson': [4.9, 286.0], 'Cooley Landing': [5.0, 150.0], 'Ravenswood': [5.5, 213.0], 'Whisman': [7.6, 58.0], 'Mountain View': [8.0, 47.0], 'Monta Vista': [10.4, 40.0], 'Dumbarton': [11.7, 92.0], 'Newark': [12.7, 4.0], 'Nortech': [13.3, 4.0], 'Burlingame': [14.0, 103.0], 'Scott': [14.1, 4.0], 'Eastshore': [14.2, 83.0], 'Los Esteros': [14.7, 4.0], 'Mt Eden': [14.9, 22.0], 'Mt. Eden': [14.9, 22.0], 'Fremont': [15.1, 4.0], 'Trimble': [15.4, 4.0], 'Dixon Landing': [15.4, 4.0], 'Millbrae': [15.8, 81.0], 'Grant': [16.8, 33.0]} | 82107 | 6983 | 0.09 | 75124 | 0.91 | 5122 | 0.06 |  |  | 56373 | 0.69 | 0.26 | 2143 | 0.03 | 880 | 0.01 |  | 9915 | 0.12 | 0 | 0 | 36975 | 0.45 | 4513300% | 41275 | 0.5 | 4083200% | 60136 | 0.73 | 2197200% | 70928 | 0.86 | 1118000% | 32132 | 0.39 | 4997500% | 7579 | 0.09 | 74528
591 | Mountain Pass | SCE EOP | {'Ivanpah': [5.5, 8.0], 'Primm': [14.9, 8.0]} | 15156 | 5867 | 0.39 | 9289 | 0.61 | 3941 | 0.26 |  |  | 3637 | 0.24 | 0.03 | 0 | 0 | 0 | 0 |  | 0 | 0 | 0 | 0 | 1188 | 0.08 | 1396800% | 1977 | 0.13 | 1318000% | 788 | 0.05 | 1436800% | 2016 | 0.13 | 1314000% | 5445 | 0.36 | 971100% | 62 | 0 | 15094
592 | San Jose A | PGE GBA | {'San Jose B': [0.9, 1747.0], 'FMC': [1.7, 1632.0], 'Stone': [2.5, 1747.0], 'El Patio': [3.1, 220.0], 'Evergreen': [3.8, 1747.0], 'Trimble': [4.0, 1500.0], 'Scott': [4.4, 1097.0], 'Swift': [5.7, 1747.0], 'Hicks': [6.6, 108.0], 'Los Esteros': [7.1, 1125.0], 'Nortech': [7.2, 635.0], 'Piercy': [7.5, 1112.0], 'Edenvale': [8.2, 1112.0], 'Santa Teresa': [8.7, 1112.0], 'Dixon Landing': [9.1, 899.0], 'Metcalf Energy Center': [11.3, 746.0], 'Metcalf 1': [11.3, 835.0], 'Newark': [12.9, 249.0], 'Fremont': [15.2, 242.0]} | 148328 | 7852 | 0.05 | 140476 | 0.95 | 49727 | 0.34 |  |  | 63733 | 0.43 | 0.14 | 1782 | 0.01 | 848 | 0.01 |  | 87195 | 0.59 | 15445 | 0.1 | 105194 | 0.71 | 4313400% | 41884 | 0.28 | 10644400% | 76941 | 0.52 | 7138700% | 126814 | 0.85 | 2151400% | 84062 | 0.57 | 6426600% | 6399 | 0.04 | 141929
593 | Artesian | SDGE Imperial | {'Chicarita': [4.6, 952.0], 'North City Metering': [6.6, 479.0], 'Escondido': [7.3, 1053.0], 'Scripps': [7.7, 315.0], 'Pomerado': [8.0, 503.0], 'San Marcos': [8.3, 563.0], 'Penasquitos': [8.6, 106.0], 'Sycamore Canyon': [9.3, 503.0], 'Shadowridge': [10.3, 555.0], 'Palomar Airport': [11.3, 555.0], 'Cannon': [14.0, 191.0], 'Encina': [14.1, 147.0], 'Melrose': [14.6, 372.0], 'Creelman': [16.2, 382.0]} | 122884 | 29252 | 0.24 | 93632 | 0.76 | 13542 | 0.11 |  |  | 36786 | 0.3 | 0.31 | 12220 | 0.1 | 3674 | 0.03 |  | 40061 | 0.33 | 61598 | 0.5 | 59270 | 0.48 | 6361400% | 26808 | 0.22 | 9607600% | 40468 | 0.33 | 8241700% | 72942 | 0.59 | 4994200% | 35509 | 0.29 | 8737500% | 7342 | 0.06 | 115542
594 | Thousandaire | SCE EOP | {'Gamebird': [3.4, 19753.0], 'Pahrump': [4.6, 18881.0], 'Charleston': [10.4, 10205.0], 'Crazy Eyes': [10.9, 6831.0], 'Vista 2': [13.3, 5593.0], 'Sandy Valley': [19.6, 24.0]} | 134344 | 49340 | 0.37 | 85004 | 0.63 | 18582 | 0.14 |  |  | 4462 | 0.03 | 0.46 | 0 | 0 | 0 | 0 |  | 4 | 0 | 0 | 0 | 3107 | 0.02 | 13123700% | 806 | 0.01 | 13353800% | 23170 | 0.17 | 11117400% | 24770 | 0.18 | 10957400% | 16543 | 0.12 | 11780100% | 157 | 0 | 134187

## LandEnv_Wind_Data_10mi
CEC provided land-use and environmental data criteria for in-state substations at a 10 mile radius for onshore wind resource potential. Note these are based on a techno-economic resource potential base using a 20% CF factor.
[9 empty] | Parcel info not applied for onshore wind mapping |  |  |  |  | Cropland Index not applied for onshore wind mappping
|  |  |  | Res. Potential Base (after techno-economic & protected areas exclusions) | Res. Potential after Core Land Use Screen (Lower Implications Land) | Percentage of Base Potential w/ Lower Implications | Res. Potential excluded by Core screen (Higher Implications Land) | Percentage of Base Potential w/ Higher Implications | [5 empty] | Base Res. Potential w/ Low Cropland Index Values | Percentage of Base Potential w/ Low Cropland Index Values | Base Res. Potential w/ High Cropland Index Values | Percentage of Base Potential w/ High Cropland Index Values |  | Base Res. Potential w/ Tier 2 Fire Threat | Percentage of Base Potential w/ Tier 2 Fire Threat | Base Res. Potential w/ Tier 3 Fire Threat | Percentage of Base Potential w/ Tier 3 Fire Threat | Base Res. Potential w/ ACE Terrestrial Connectivity, 4 or 5, (High Implications) | Percentage of Base Potential w/ Terrestrial Connectivity High Implications | Base Res. Potential w/ Terrestrial Connectivity Low Implications | Base Res. Potential w/ ACE Biodiversity, 5, (High Implications) | Percentage of Base Potential w/ Biodiversity High Implications | Base Res. Potential w/ Biodiversity Low Implications | Base Res. Potential w/ ACE Irreplaceability, 4 or 5, (High Implications) | Percentage of Base Potential w/ Irreplaceability High Implications | Base Res. Potential w/ Irreplaceability Low Implications | Base Res. Potential w/ Any of the three ACE datasets High Implications | Percentage of Base Potential w/ Any of the three ACE datasets High Implications | Base Res. Potential w/ Any of the three ACE datasets Low Implications | Base Res. Potential w/ High Terrestrial Landscape Intactness | Percentage of Base Potential w/ High Terrestrial Landscape Intactness | Base Res. Potential w/ Low Terrestrial Landscape Intactness | Base Res. Potential w/ Classified as Wetlands | Percentage of Base Potential w/ Classified as Wetlands | Base Res. Potential w/ Not Classified as Wetlands
Blue columns indicate additional data calculate/added by CPUC staff in dashboard.
Distance in miles to nearby substations
OBJECTID | IRP_Substation_Name | RESOLVE_Name | Overlaps | RPB_Acres | TRP_Acres | Perc_TRP | High_Implication_Acres | Perc_HighImplication | Parcels_LT_6 | Perc_ParcLT6 | Parcels_LT_30_GT6 | Perc_ParcLT30GT6 | 10th Percentile Parcelization | LowCrop_Acres | Perc_LowCrop | HighCrop_Acres | Perc_HighCrop | Critically overdrafted basin | FT_Tier2_Acres | Perc_FT_Tier2 | FT_Tier3_Acres | Perc_FT_Tier3 | Conn45_Acres | Perc_Conn45 | Low Conn Acres | Bio5_Acres | Perc_Bio5 | Low Bio Acres | Irr45_Acres | Perc_Irr45 | Low Irr Acres | ACE_All_Acres | Perc_AllACE | Low AllACE Acres | High_Intact_Acres | Perc_HighIntact | LowIntact Acres | Wetlands_Acres | Perc_Wetlands | Not Wetlands Acres
1 | Cal Flats | PGE Fresno | {'Cholame': [12.8, 71.0], 'Avenal': [13.7, 38.0]} | 1725 | 108 | 0.06 | 1617 | 0.94 | [5 empty] | 0 | 0 | 0 | 0 |  | 1701 | 0.99 | 2 | 0 | 1367 | 0.79 | 358 | 129 | 0.07 | 1596 | 677 | 0.39 | 1048 | 1367 | 0.79 | 358 | 1326 | 0.77 | 399 | 0 | 0 | 1725
2 | Collinsville | PGE GBA | {'Birds Landing': [3.1, 7117.0], 'Pittsburg': [4.5, 1354.0], 'GWF 2': [4.7, 1443.0], 'Kirker': [5.6, 1021.0], 'Contra Costa PP': [6.1, 2947.0], 'Shiloh III': [6.2, 6754.0], 'Contra Costa': [6.3, 1715.0], 'Lambie': [9.9, 5042.0], 'Lambie Energy': [9.9, 5042.0], 'Lone Tree': [10.2, 277.0], 'Clayton': [11.9, 6.0], 'Brentwood': [14.2, 64.0], 'Meadow Lane': [14.3, 6.0], 'Martinez': [15.8, 6.0], 'Peabody': [16.0, 1108.0], 'Bahia': [16.3, 6.0], 'Grand Island': [16.9, 1914.0], 'Alhambra': [17.0, 4.0]} | 31326 | 7090 | 0.23 | 24236 | 0.77 | [5 empty] | 7678 | 0.25 | 1016 | 0.03 |  | 12829 | 0.41 | 0 | 0 | 7308 | 0.23 | 24018 | 16794 | 0.54 | 14532 | 13068 | 0.42 | 18258 | 20271 | 0.65 | 11054 | 1629 | 0.05 | 29697 | 12488 | 0.4 | 18838
3 | Santa Teresa | PGE GBA | {} | 69 | 0 | 0 | 69 | 1 | [5 empty] | 0 | 0 | 0 | 0 |  | 69 | 1 | 0 | 0 | 69 | 1 | 0 | 0 | 0 | 69 | 12 | 0.18 | 57 | 69 | 1 | 0 | 38 | 0.54 | 31 | 1 | 0.02 | 68
4 | Carrizo Gorge | SDGE Imperial | {'Boulevard': [4.2, 11376.0], 'Crestwood': [5.5, 11361.0], 'East County': [10.6, 2020.0], 'Suncrest - Ocotillo (Proposed)': [11.9, 4733.0], 'Cameron': [13.9, 4878.0]} | 32781 | 11373 | 0.35 | 21408 | 0.65 | [5 empty] | 1 | 0 | 0 | 0 |  | 16344 | 0.5 | 12862 | 0.39 | 2831 | 0.09 | 29950 | 4700 | 0.14 | 28081 | 11857 | 0.36 | 20924 | 15360 | 0.47 | 17421 | 8678 | 0.26 | 24103 | 489 | 0.01 | 32291
5 | Avenal | PGE Kern | {'Cal Flats': [13.7, 38.0]} | 274 | 36 | 0.13 | 238 | 0.87 | [5 empty] | 0 | 0 | 0 | 0 |  | 274 | 1 | 0 | 0 | 164 | 0.6 | 110 | 0 | 0 | 274 | 0 | 0 | 274 | 164 | 0.6 | 110 | 238 | 0.87 | 36 | 0 | 0 | 274
6 | Crazy Horse Canyon | PGE GBA | {} | 8 | 0 | 0 | 8 | 1 | [5 empty] | 0 | 0.06 | 0 | 0 |  | 0 | 0 | 0 | 0 | 0 | 0 | 8 | 8 | 1 | 0 | 8 | 1 | 0 | 8 | 1 | 0 | 0 | 0 | 8 | 7 | 0.96 | 0
7 | Estrella | PGE Kern | {'Templeton': [7.3, 138.0]} | 198 | 138 | 0.7 | 60 | 0.3 | [5 empty] | 2 | 0.01 | 0 | 0 |  | 198 | 1 | 0 | 0 | 0 | 0 | 198 | 0 | 0 | 198 | 0 | 0 | 198 | 0 | 0 | 198 | 60 | 0.3 | 138 | 0 | 0 | 198
8 | Ocean Ranch | SDGE Imperial | {'San Luis Rey': [2.3, 29.0], 'Melrose': [2.4, 29.0], 'Cannon': [5.6, 30.0], 'Encina': [5.7, 30.0], 'Shadowridge': [5.8, 17.0], 'Palomar Airport': [6.1, 24.0], 'Pendleton': [7.2, 27.0], 'San Marcos': [8.0, 3.0], 'North City Metering': [18.0, 1.0]} | 186 | 28 | 0.15 | 158 | 0.85 | [5 empty] | 0 | 0 | 0 | 0 |  | 0 | 0 | 0 | 0 | 34 | 0.18 | 153 | 148 | 0.8 | 38 | 148 | 0.8 | 38 | 148 | 0.8 | 38 | 0 | 0 | 186 | 31 | 0.16 | 156
9 | Green Valley | PGE GBA | {'Moss Landing': [10.2, 5.0]} | 115 | 5 | 0.04 | 110 | 0.96 | [5 empty] | 1 | 0.01 | 2 | 0.02 |  | 0 | 0 | 0 | 0 | 0 | 0 | 115 | 109 | 0.95 | 6 | 110 | 0.96 | 5 | 110 | 0.96 | 5 | 0 | 0 | 115 | 41 | 0.36 | 74
10 | Union (Estrella) | PGE Kern | {'Templeton': [7.3, 138.0]} | 198 | 138 | 0.7 | 60 | 0.3 | [5 empty] | 2 | 0.01 | 0 | 0 |  | 198 | 1 | 0 | 0 | 0 | 0 | 198 | 0 | 0 | 198 | 0 | 0 | 198 | 0 | 0 | 198 | 60 | 0.3 | 138 | 0 | 0 | 198
11 | Crescent | PGE Fresno | {} | 0 | 0 | 0 | 0 | 0 | [5 empty] | 0 | 0 | 0 | 0 |  | 0 | 0 | 0 | 0 | 0 | 0 | 0 | 0 | 0 | 0 | 0 | 0 | 0 | 0 | 0 | 0 | 0 | 0 | 0 | 0 | 0 | 0
12 | Vincent | SCE Northern | {'Antelope': [17.4, 1654.0]} | 12972 | 5818 | 0.45 | 7154 | 0.55 | [5 empty] | 0 | 0 | 0 | 0 |  | 6294 | 0.49 | 1393 | 0.11 | 250 | 0.02 | 12722 | 2971 | 0.23 | 10001 | 1416 | 0.11 | 11556 | 3222 | 0.25 | 9750 | 4700 | 0.36 | 8272 | 107 | 0.01 | 12865
13 | El Nido (PGE) | PGE Fresno | {} | 0 | 0 | 0 | 0 | 0 | [5 empty] | 0 | 0 | 0 | 0 |  | 0 | 0 | 0 | 0 | 0 | 0 | 0 | 0 | 0 | 0 | 0 | 0 | 0 | 0 | 0 | 0 | 0 | 0 | 0 | 0 | 0 | 0
14 | Cortina | PGE NGBA | {} | 2618 | 38 | 0.01 | 2581 | 0.99 | [5 empty] | 0 | 0 | 0 | 0 |  | 174 | 0.07 | 2444 | 0.93 | 308 | 0.12 | 2310 | 400 | 0.15 | 2219 | 436 | 0.17 | 2183 | 580 | 0.22 | 2039 | 2560 | 0.98 | 58 | 0 | 0 | 2618
15 | Delta Pumps | PGE GBA | {} | 22451 | 0 | 0 | 22451 | 1 | [5 empty] | 793 | 0.04 | 1026 | 0.05 |  | 19791 | 0.88 | 69 | 0 | 19514 | 0.87 | 2936 | 19483 | 0.87 | 2968 | 21823 | 0.97 | 628 | 22450 | 1 | 0 | 6205 | 0.28 | 16246 | 743 | 0.03 | 21708
16 | Morgan Hill | PGE GBA | {} | 39 | 0 | 0 | 39 | 1 | [5 empty] | 0 | 0 | 0 | 0 |  | 38 | 0.99 | 1 | 0.01 | 39 | 1 | 0 | 1 | 0.01 | 38 | 1 | 0.01 | 38 | 39 | 1 | 0 | 16 | 0.42 | 22 | 1 | 0.03 | 38
17 | Jessup | PGE NGBA | {} | 0 | 0 | 0 | 0 | 0 | [5 empty] | 0 | 0 | 0 | 0 |  | 0 | 0 | 0 | 0 | 0 | 0 | 0 | 0 | 0 | 0 | 0 | 0 | 0 | 0 | 0 | 0 | 0 | 0 | 0 | 0 | 0 | 0
18 | Elk Hills | PGE Kern | {} | 0 | 0 | 0 | 0 | 0 | [5 empty] | 0 | 0 | 0 | 0 |  | 0 | 0 | 0 | 0 | 0 | 0 | 0 | 0 | 0 | 0 | 0 | 0 | 0 | 0 | 0 | 0 | 0 | 0 | 0 | 0 | 0 | 0
19 | Ignacio | PGE NGBA | {'Standard Oil': [11.8, 41.0], 'Standard Oil 2': [11.8, 41.0], 'Lakeville': [12.3, 37.0], 'San Pablo': [12.7, 41.0], 'Richmond R': [14.0, 41.0], 'El Cerrito G': [17.0, 15.0]} | 2171 | 182 | 0.08 | 1989 | 0.92 | [5 empty] | 14 | 0.01 | 0 | 0 |  | 1782 | 0.82 | 0 | 0 | 1530 | 0.7 | 641 | 749 | 0.35 | 1422 | 1000 | 0.46 | 1171 | 1673 | 0.77 | 499 | 1584 | 0.73 | 588 | 117 | 0.05 | 2054
20 | Malin | <Null> | {} | 23350 | 3721 | 0.16 | 19630 | 0.84 | [5 empty] | 610 | 0.03 | 1098 | 0.05 |  | 3615 | 0.15 | 0 | 0 | 19333 | 0.83 | 4017 | 0 | 0 | 23350 | 0 | 0 | 23350 | 19333 | 0.83 | 4017 | 14891 | 0.64 | 8459 | 170 | 0.01 | 23180
21 | Redbud | PGE NGBA | {'Konocti': [7.8, 57.0]} | 393 | 57 | 0.14 | 336 | 0.86 | [5 empty] | 10 | 0.03 | 0 | 0 |  | 63 | 0.16 | 329 | 0.84 | 45 | 0.11 | 347 | 46 | 0.12 | 347 | 121 | 0.31 | 271 | 164 | 0.42 | 229 | 258 | 0.66 | 135 | 0 | 0 | 393
22 | Arcata | PGE NGBA | {'Humboldt': [6.0, 110.0], 'Harris': [6.4, 110.0], 'Humboldt Bay': [10.8, 110.0]} | 271 | 109 | 0.4 | 162 | 0.6 | [5 empty] | 0 | 0 | 0 | 0 |  | 0 | 0 | 0 | 0 | 56 | 0.21 | 215 | 25 | 0.09 | 246 | 60 | 0.22 | 211 | 116 | 0.43 | 155 | 0 | 0 | 271 | 85 | 0.31 | 186
23 | Suncrest | SDGE Imperial | {} | 0 | 0 | 0 | 0 | 0 | [5 empty] | 0 | 0 | 0 | 0 |  | 0 | 0 | 0 | 0 | 0 | 0 | 0 | 0 | 0 | 0 | 0 | 0 | 0 | 0 | 0 | 0 | 0 | 0 | 0 | 0 | 0 | 0
24 | Cressey | PGE Fresno | {} | 0 | 0 | 0 | 0 | 0 | [5 empty] | 0 | 0 | 0 | 0 |  | 0 | 0 | 0 | 0 | 0 | 0 | 0 | 0 | 0 | 0 | 0 | 0 | 0 | 0 | 0 | 0 | 0 | 0 | 0 | 0 | 0 | 0
25 | Kearny | SDGE Imperial | {'Mesa Heights': [1.5, 155.0], 'Elliot': [2.8, 121.0], 'Elliott': [2.8, 122.0], 'Mission': [3.4, 155.0], 'Old Town': [5.8, 155.0], 'Murray': [6.9, 2.0], 'Vine': [7.1, 155.0], 'Penasquitos': [7.8, 23.0], 'Point Loma': [8.6, 155.0], 'Silvergate': [9.6, 132.0], 'Spring Valley': [9.9, 1.0], 'North City Metering': [10.1, 23.0], 'Bay Boulevard': [15.7, 83.0], 'Otay': [17.0, 1.0], 'Imperial Beach': [17.4, 23.0]} | 266 | 148 | 0.56 | 118 | 0.44 | [5 empty] | 0 | 0 | 0 | 0 |  | 0 | 0 | 0 | 0 | 0 | 0 | 266 | 14 | 0.05 | 252 | 105 | 0.39 | 162 | 105 | 0.39 | 162 | 0 | 0 | 266 | 1 | 0 | 266
26 | Victor | SCE NOL | {'New Sub - Kramer - Lugo (Proposed)': [5.1, 25.0], 'Roadway': [5.1, 25.0], 'Lugo': [9.7, 442.0]} | 4495 | 480 | 0.11 | 4016 | 0.89 | [5 empty] | 0 | 0 | 0 | 0 |  | 0 | 0 | 0 | 0 | 3143 | 0.7 | 1352 | 4015 | 0.89 | 480 | 2745 | 0.61 | 1751 | 4015 | 0.89 | 480 | 2167 | 0.48 | 2328 | 0 | 0 | 4495
27 | Millbrae | PGE GBA | {'Burlingame': [1.9, 123.0], 'Martin': [6.9, 102.0], 'SAN FRAN A (POTRERO PP)': [10.5, 68.0], 'Potrero': [10.5, 68.0], 'Jefferson': [11.8, 60.0], 'Grant': [13.4, 15.0], 'Edes': [14.2, 16.0], 'Oakland C': [14.6, 27.0], 'Oakland J': [14.6, 27.0], 'Eastshore': [15.0, 8.0], 'Oakland L': [15.7, 27.0], 'Menlo': [15.8, 8.0], 'Mt Eden': [15.9, 1.0], 'Mt. Eden': [15.9, 1.0], 'Ravenswood': [15.9, 25.0], 'Oakland X': [16.4, 27.0], 'Cooley Landing': [17.1, 4.0]} | 678 | 142 | 0.21 | 536 | 0.79 | [5 empty] | 0 | 0 | 0 | 0 |  | 0 | 0 | 0 | 0 | 133 | 0.2 | 544 | 196 | 0.29 | 482 | 453 | 0.67 | 225 | 489 | 0.72 | 188 | 147 | 0.22 | 531 | 27 | 0.04 | 650
28 | Arcogen | SCE Metro | {'Hinson': [1.2, 397.0], 'Harborgen': [2.8, 397.0], 'Long Beach': [3.7, 397.0], 'Lighthipe': [5.9, 309.0], 'La Fresa': [6.3, 66.0], 'Redondo': [8.5, 11.0], 'Del Amo': [8.6, 328.0], 'Alamitos': [9.0, 371.0], 'El Nido': [9.2, 11.0], 'Chevmain': [10.8, 11.0], 'El Segundo': [12.0, 11.0]} | 799 | 378 | 0.47 | 420 | 0.53 | [5 empty] | 0 | 0 | 0 | 0 |  | 0 | 0 | 0 | 0 | 0 | 0 | 799 | 30 | 0.04 | 768 | 387 | 0.49 | 411 | 387 | 0.49 | 411 | 0 | 0 | 799 | 0 | 0 | 799
29 | Soledad | PGE GBA | {'Coburn': [15.4, 95.0]} | 7878 | 5190 | 0.66 | 2688 | 0.34 | [5 empty] | 251 | 0.03 | 4786 | 0.61 |  | 903 | 0.11 | 663 | 0.08 | 1281 | 0.16 | 6596 | 436 | 0.06 | 7442 | 1208 | 0.15 | 6670 | 2014 | 0.26 | 5864 | 1620 | 0.21 | 6258 | 512 | 0.06 | 7366
30 | Vierra | PGE GBA | {} | 0 | 0 | 0 | 0 | 0 | [5 empty] | 0 | 0 | 0 | 0 |  | 0 | 0 | 0 | 0 | 0 | 0 | 0 | 0 | 0 | 0 | 0 | 0 | 0 | 0 | 0 | 0 | 0 | 0 | 0 | 0 | 0 | 0
31 | Walnut | SCE Metro | {} | 0 | 0 | 0 | 0 | 0 | [5 empty] | 0 | 0 | 0 | 0 |  | 0 | 0 | 0 | 0 | 0 | 0 | 0 | 0 | 0 | 0 | 0 | 0 | 0 | 0 | 0 | 0 | 0 | 0 | 0 | 0 | 0 | 0
32 | Coburn | PGE GBA | {'Soledad': [15.4, 95.0]} | 3905 | 1020 | 0.26 | 2884 | 0.74 | [5 empty] | 6 | 0 | 323 | 0.08 |  | 1344 | 0.34 | 1956 | 0.5 | 2064 | 0.53 | 1841 | 0 | 0 | 3905 | 266 | 0.07 | 3638 | 2064 | 0.53 | 1841 | 1896 | 0.49 | 2008 | 2 | 0 | 3903
33 | Madison | PGE NGBA | {} | 12543 | 143 | 0.01 | 12401 | 0.99 | [5 empty] | 1627 | 0.13 | 924 | 0.07 |  | 12247 | 0.98 | 0 | 0 | 11616 | 0.93 | 927 | 296 | 0.02 | 12248 | 294 | 0.02 | 12250 | 11616 | 0.93 | 927 | 9087 | 0.72 | 3456 | 68 | 0.01 | 12476
34 | Lone Tree | PGE GBA | {'Contra Costa': [3.9, 352.0], 'Contra Costa PP': [4.8, 352.0], 'Brentwood': [4.9, 139.0], 'GWF 2': [7.3, 346.0], 'Kirker': [9.5, 202.0], 'Pittsburg': [9.7, 217.0], 'Collinsville': [10.2, 277.0], 'Clayton': [11.3, 1.0], 'Tassajara': [13.0, 75.0], 'Birds Landing': [13.0, 277.0], 'Shiloh III': [16.2, 210.0], 'Lambie': [20.0, 8.0], 'Lambie Energy': [20.0, 8.0]} | 8847 | 333 | 0.04 | 8515 | 0.96 | [5 empty] | 1037 | 0.12 | 18 | 0 |  | 5561 | 0.63 | 45 | 0.01 | 3467 | 0.39 | 5380 | 6961 | 0.79 | 1886 | 6867 | 0.78 | 1980 | 7221 | 0.82 | 1626 | 2746 | 0.31 | 6102 | 1625 | 0.18 | 7222
35 | Eldorado | SCE EOP | {'Sloan Canyon': [5.3, 237.0], 'Mead': [13.2, 120.0]} | 1699 | 237 | 0.14 | 1462 | 0.86 | [5 empty] | 0 | 0 | 0 | 0 |  | 0 | 0 | 0 | 0 | 0 | 0 | 1699 | 0 | 0 | 1699 | 0 | 0 | 1699 | 0 | 0 | 1699 | 0 | 0 | 1699 | 0 | 0 | 1699
36 | Mercy Springs | PGE Fresno | {} | 0 | 0 | 0 | 0 | 0 | [5 empty] | 0 | 0 | 0 | 0 |  | 0 | 0 | 0 | 0 | 0 | 0 | 0 | 0 | 0 | 0 | 0 | 0 | 0 | 0 | 0 | 0 | 0 | 0 | 0 | 0 | 0 | 0
37 | Meridian | PGE NGBA | {} | 1559 | 0 | 0 | 1559 | 1 | [5 empty] | 0 | 0 | 0 | 0 |  | 1559 | 1 | 0 | 0 | 1506 | 0.97 | 53 | 1034 | 0.66 | 525 | 1034 | 0.66 | 525 | 1526 | 0.98 | 33 | 1274 | 0.82 | 286 | 5 | 0 | 1554
38 | Excelsior | PGE Fresno | {} | 108 | 0 | 0 | 108 | 1 | [5 empty] | 0 | 0 | 0 | 0 |  | 90 | 0.83 | 0 | 0 | 108 | 1 | 0 | 0 | 0 | 108 | 27 | 0.25 | 82 | 108 | 1 | 0 | 37 | 0.34 | 71 | 0 | 0 | 108
39 | Hassayampa | SDGE Arizona | {} | 0 | 0 | 0 | 0 | 0 | [5 empty] | 0 | 0 | 0 | 0 |  | 0 | 0 | 0 | 0 | 0 | 0 | 0 | 0 | 0 | 0 | 0 | 0 | 0 | 0 | 0 | 0 | 0 | 0 | 0 | 0 | 0 | 0
40 | Center | SCE Metro | {} | 0 | 0 | 0 | 0 | 0 | [5 empty] | 0 | 0 | 0 | 0 |  | 0 | 0 | 0 | 0 | 0 | 0 | 0 | 0 | 0 | 0 | 0 | 0 | 0 | 0 | 0 | 0 | 0 | 0 | 0 | 0 | 0 | 0
41 | Leprino | PGE Fresno | {} | 0 | 0 | 0 | 0 | 0 | [5 empty] | 0 | 0 | 0 | 0 |  | 0 | 0 | 0 | 0 | 0 | 0 | 0 | 0 | 0 | 0 | 0 | 0 | 0 | 0 | 0 | 0 | 0 | 0 | 0 | 0 | 0 | 0
42 | Springville | SCE Northern | {} | 0 | 0 | 0 | 0 | 0 | [5 empty] | 0 | 0 | 0 | 0 |  | 0 | 0 | 0 | 0 | 0 | 0 | 0 | 0 | 0 | 0 | 0 | 0 | 0 | 0 | 0 | 0 | 0 | 0 | 0 | 0 | 0 | 0
43 | Mustang | PGE Fresno | {} | 0 | 0 | 0 | 0 | 0 | [5 empty] | 0 | 0 | 0 | 0 |  | 0 | 0 | 0 | 0 | 0 | 0 | 0 | 0 | 0 | 0 | 0 | 0 | 0 | 0 | 0 | 0 | 0 | 0 | 0 | 0 | 0 | 0
44 | Parkway | PGE NGBA | {'Carquinez': [3.9, 1153.0], 'Bahia': [5.6, 1153.0], 'Tulucay': [8.3, 149.0], 'Christie': [9.4, 1153.0], 'Martinez': [9.9, 1153.0], 'Alhambra': [10.9, 1150.0], 'San Pablo': [12.7, 796.0], 'Meadow Lane': [14.8, 1031.0], 'Sobrante': [16.2, 721.0], 'El Cerrito G': [16.3, 533.0], 'Peabody': [16.4, 149.0], 'Standard Oil': [16.5, 26.0], 'Standard Oil 2': [16.5, 26.0], 'Richmond R': [17.1, 23.0], 'Lakewood': [18.0, 104.0]} | 10179 | 1290 | 0.13 | 8889 | 0.87 | [5 empty] | 43 | 0 | 0 | 0 |  | 6333 | 0.62 | 0 | 0 | 5231 | 0.51 | 4948 | 2710 | 0.27 | 7469 | 2979 | 0.29 | 7200 | 8354 | 0.82 | 1825 | 4688 | 0.46 | 5492 | 1116 | 0.11 | 9064
45 | Carpenter Canyon (fka Gamebird) | SCE EOP | {'Thousandaire': [3.4, 2.0], 'Pahrump': [4.5, 2.0], 'Charleston': [12.2, 1.0]} | 4468 | 2 | 0 | 4466 | 1 | [5 empty] | 0 | 0 | 0 | 0 |  | 0 | 0 | 0 | 0 | 1604 | 0.36 | 2864 | 50 | 0.01 | 4418 | 504 | 0.11 | 3965 | 1654 | 0.37 | 2814 | 4298 | 0.96 | 170 | 0 | 0 | 4468
46 | Stagg | PGE GBA | {} | 0 | 0 | 0 | 0 | 0 | [5 empty] | 0 | 0 | 0 | 0 |  | 0 | 0 | 0 | 0 | 0 | 0 | 0 | 0 | 0 | 0 | 0 | 0 | 0 | 0 | 0 | 0 | 0 | 0 | 0 | 0 | 0 | 0
47 | Lakeview | PGE Kern | {} | 0 | 0 | 0 | 0 | 0 | [5 empty] | 0 | 0 | 0 | 0 |  | 0 | 0 | 0 | 0 | 0 | 0 | 0 | 0 | 0 | 0 | 0 | 0 | 0 | 0 | 0 | 0 | 0 | 0 | 0 | 0 | 0 | 0
48 | Balch 2 | PGE Fresno | {} | 0 | 0 | 0 | 0 | 0 | [5 empty] | 0 | 0 | 0 | 0 |  | 0 | 0 | 0 | 0 | 0 | 0 | 0 | 0 | 0 | 0 | 0 | 0 | 0 | 0 | 0 | 0 | 0 | 0 | 0 | 0 | 0 | 0
49 | Racetrack | PGE GBA | {} | 0 | 0 | 0 | 0 | 0 | [5 empty] | 0 | 0 | 0 | 0 |  | 0 | 0 | 0 | 0 | 0 | 0 | 0 | 0 | 0 | 0 | 0 | 0 | 0 | 0 | 0 | 0 | 0 | 0 | 0 | 0 | 0 | 0
50 | Schindler | PGE Fresno | {} | 0 | 0 | 0 | 0 | 0 | [5 empty] | 0 | 0 | 0 | 0 |  | 0 | 0 | 0 | 0 | 0 | 0 | 0 | 0 | 0 | 0 | 0 | 0 | 0 | 0 | 0 | 0 | 0 | 0 | 0 | 0 | 0 | 0
51 | Cameron | SDGE Imperial | {'Crestwood': [8.4, 4923.0], 'Suncrest - Ocotillo (Proposed)': [10.2, 2832.0], 'Boulevard': [12.5, 4920.0], 'Carrizo Gorge': [13.9, 4878.0]} | 7907 | 4994 | 0.63 | 2914 | 0.37 | [5 empty] | 1 | 0 | 0 | 0 |  | 1229 | 0.16 | 6189 | 0.78 | 16 | 0 | 7892 | 119 | 0.02 | 7788 | 509 | 0.06 | 7399 | 626 | 0.08 | 7282 | 2380 | 0.3 | 5528 | 2 | 0 | 7905
52 | Konocti | PGE NGBA | {'Redbud': [7.8, 57.0]} | 4505 | 57 | 0.01 | 4448 | 0.99 | [5 empty] | 74 | 0.02 | 0 | 0 |  | 1894 | 0.42 | 2470 | 0.55 | 3648 | 0.81 | 857 | 2340 | 0.52 | 2165 | 3272 | 0.73 | 1232 | 4295 | 0.95 | 210 | 966 | 0.21 | 3538 | 0 | 0 | 4505
53 | North Gila - IV (Proposed) | SDGE Imperial | {'Drop 4': [2.1, 1036.0], 'Highline': [4.2, 844.0]} | 6306 | 1028 | 0.16 | 5278 | 0.84 | [5 empty] | 0 | 0 | 0 | 0 |  | 0 | 0 | 0 | 0 | 0 | 0 | 6306 | 4502 | 0.71 | 1804 | 4502 | 0.71 | 1804 | 4502 | 0.71 | 1804 | 3973 | 0.63 | 2333 | 158 | 0.03 | 6147
54 | Rector | SCE Northern | {} | 0 | 0 | 0 | 0 | 0 | [5 empty] | 0 | 0 | 0 | 0 |  | 0 | 0 | 0 | 0 | 0 | 0 | 0 | 0 | 0 | 0 | 0 | 0 | 0 | 0 | 0 | 0 | 0 | 0 | 0 | 0 | 0 | 0
55 | Round Mountain | PGE NGBA | {'Cove Road': [4.9, 537.0], 'New Sub - Pit 1 - Cottonwood (Proposed)': [6.1, 594.0], 'Carberry': [10.2, 537.0], 'Fern Road': [11.5, 57.0], 'Burney Forest': [12.5, 537.0], 'Burney Forest Power': [12.5, 537.0], 'Pit 4': [13.3, 172.0]} | 4282 | 592 | 0.14 | 3690 | 0.86 | [5 empty] | 0 | 0 | 0 | 0 |  | 3636 | 0.85 | 129 | 0.03 | 3133 | 0.73 | 1149 | 92 | 0.02 | 4190 | 119 | 0.03 | 4163 | 3217 | 0.75 | 1065 | 1669 | 0.39 | 2613 | 45 | 0.01 | 4238
56 | Vestal | SCE Northern | {} | 0 | 0 | 0 | 0 | 0 | [5 empty] | 0 | 0 | 0 | 0 |  | 0 | 0 | 0 | 0 | 0 | 0 | 0 | 0 | 0 | 0 | 0 | 0 | 0 | 0 | 0 | 0 | 0 | 0 | 0 | 0 | 0 | 0
57 | Silverado | PGE NGBA | {} | 1357 | 0 | 0 | 1357 | 1 | [5 empty] | 44 | 0.03 | 0 | 0 |  | 775 | 0.57 | 67 | 0.05 | 1186 | 0.87 | 171 | 46 | 0.03 | 1312 | 382 | 0.28 | 975 | 1186 | 0.87 | 171 | 1300 | 0.96 | 57 | 2 | 0 | 1355
58 | Penngrove | PGE NGBA | {'Corona': [3.7, 58.0], 'Lakeville': [7.0, 58.0]} | 1487 | 58 | 0.04 | 1429 | 0.96 | [5 empty] | 1 | 0 | 0 | 0 |  | 1487 | 1 | 0 | 0 | 1215 | 0.82 | 272 | 774 | 0.52 | 713 | 911 | 0.61 | 576 | 1289 | 0.87 | 198 | 1142 | 0.77 | 345 | 8 | 0.01 | 1479
59 | Bridgeville | PGE NGBA | {} | 5491 | 710 | 0.13 | 4781 | 0.87 | [5 empty] | 0 | 0 | 0 | 0 |  | 0 | 0 | 0 | 0 | 467 | 0.09 | 5024 | 613 | 0.11 | 4877 | 613 | 0.11 | 4877 | 975 | 0.18 | 4516 | 4391 | 0.8 | 1100 | 10 | 0 | 5481
60 | Logan Creek | PGE NGBA | {} | 0 | 0 | 0 | 0 | 0 | [5 empty] | 0 | 0 | 0 | 0 |  | 0 | 0 | 0 | 0 | 0 | 0 | 0 | 0 | 0 | 0 | 0 | 0 | 0 | 0 | 0 | 0 | 0 | 0 | 0 | 0 | 0 | 0
61 | Famoso | PGE Kern | {} | 0 | 0 | 0 | 0 | 0 | [5 empty] | 0 | 0 | 0 | 0 |  | 0 | 0 | 0 | 0 | 0 | 0 | 0 | 0 | 0 | 0 | 0 | 0 | 0 | 0 | 0 | 0 | 0 | 0 | 0 | 0 | 0 | 0
62 | New Sub - Los Banos - Midway (Proposed) | PGE Fresno | {} | 0 | 0 | 0 | 0 | 0 | [5 empty] | 0 | 0 | 0 | 0 |  | 0 | 0 | 0 | 0 | 0 | 0 | 0 | 0 | 0 | 0 | 0 | 0 | 0 | 0 | 0 | 0 | 0 | 0 | 0 | 0 | 0 | 0
63 | Lockeford | PGE GBA | {} | 0 | 0 | 0 | 0 | 0 | [5 empty] | 0 | 0 | 0 | 0 |  | 0 | 0 | 0 | 0 | 0 | 0 | 0 | 0 | 0 | 0 | 0 | 0 | 0 | 0 | 0 | 0 | 0 | 0 | 0 | 0 | 0 | 0
64 | Etiwanda | SCE Eastern | {} | 299 | 0 | 0 | 299 | 1 | [5 empty] | 0 | 0 | 0 | 0 |  | 0 | 0 | 299 | 1 | 299 | 1 | 0 | 0 | 0 | 299 | 28 | 0.09 | 271 | 299 | 1 | 0 | 205 | 0.69 | 94 | 1 | 0 | 299
65 | Edes | PGE GBA | {'Oakland J': [2.0, 303.0], 'San Leandro U': [3.2, 166.0], 'Grant': [5.0, 139.0], 'Oakland X': [5.1, 303.0], 'Oakland C': [6.3, 303.0], 'Oakland L': [6.5, 303.0], 'Moraga': [7.8, 182.0], 'Castro Valley': [7.9, 74.0], 'Mt Eden': [8.9, 81.0], 'Mt. Eden': [8.9, 81.0], 'Eastshore': [9.0, 83.0], 'SAN FRAN A (POTRERO PP)': [10.5, 257.0], 'Potrero': [10.5, 258.0], 'Sobrante': [11.6, 122.0], 'Martin': [12.0, 222.0], 'El Cerrito G': [13.7, 178.0], 'Burlingame': [13.9, 14.0], 'Millbrae': [14.2, 16.0], 'Dumbarton': [14.6, 17.0], 'Richmond R': [16.2, 120.0], 'Ravenswood': [17.4, 17.0], 'Standard Oil': [18.3, 7.0], 'Standard Oil 2': [18.3, 7.0], 'Cooley Landing': [18.8, 4.0], 'San Pablo': [18.8, 6.0]} | 542 | 306 | 0.56 | 236 | 0.44 | [5 empty] | 0 | 0 | 0 | 0 |  | 1 | 0 | 0 | 0 | 0 | 0 | 542 | 79 | 0.15 | 463 | 154 | 0.28 | 387 | 154 | 0.28 | 387 | 0 | 0 | 542 | 49 | 0.09 | 493
66 | GWF 2 | PGE GBA | {'Pittsburg': [2.4, 1359.0], 'Kirker': [2.5, 1026.0], 'Contra Costa': [4.4, 1400.0], 'Collinsville': [4.7, 1443.0], 'Contra Costa PP': [5.3, 1400.0], 'Lone Tree': [7.3, 346.0], 'Clayton': [7.7, 11.0], 'Birds Landing': [7.7, 1439.0], 'Shiloh III': [10.7, 1377.0], 'Meadow Lane': [11.0, 10.0], 'Brentwood': [12.0, 136.0], 'Martinez': [13.8, 10.0], 'Lambie': [14.3, 1166.0], 'Lambie Energy': [14.3, 1166.0], 'Alhambra': [14.6, 9.0], 'Tassajara': [15.3, 75.0], 'Bahia': [15.6, 10.0]} | 18186 | 1501 | 0.08 | 16685 | 0.92 | [5 empty] | 1903 | 0.1 | 14 | 0 |  | 6460 | 0.36 | 0 | 0 | 9226 | 0.51 | 8960 | 12882 | 0.71 | 5303 | 8785 | 0.48 | 9401 | 14517 | 0.8 | 3669 | 2116 | 0.12 | 16069 | 9485 | 0.52 | 8701
67 | Goose Lake | PGE Kern | {} | 0 | 0 | 0 | 0 | 0 | [5 empty] | 0 | 0 | 0 | 0 |  | 0 | 0 | 0 | 0 | 0 | 0 | 0 | 0 | 0 | 0 | 0 | 0 | 0 | 0 | 0 | 0 | 0 | 0 | 0 | 0 | 0 | 0
68 | Unknown - 3327 | PGE Kern | {} | 0 | 0 | 0 | 0 | 0 | [5 empty] | 0 | 0 | 0 | 0 |  | 0 | 0 | 0 | 0 | 0 | 0 | 0 | 0 | 0 | 0 | 0 | 0 | 0 | 0 | 0 | 0 | 0 | 0 | 0 | 0 | 0 | 0
69 | Mira Loma | SCE Metro | {} | 0 | 0 | 0 | 0 | 0 | [5 empty] | 0 | 0 | 0 | 0 |  | 0 | 0 | 0 | 0 | 0 | 0 | 0 | 0 | 0 | 0 | 0 | 0 | 0 | 0 | 0 | 0 | 0 | 0 | 0 | 0 | 0 | 0
70 | Ravenswood | PGE GBA | {'Cooley Landing': [1.5, 23.0], 'Menlo': [5.5, 20.0], 'Dumbarton': [6.2, 31.0], 'Whisman': [7.2, 1.0], 'Jefferson': [8.4, 38.0], 'Eastshore': [9.3, 36.0], 'Mt Eden': [9.9, 22.0], 'Mt. Eden': [9.9, 22.0], 'Grant': [12.5, 33.0], 'Burlingame': [14.0, 28.0], 'Castro Valley': [14.4, 18.0], 'San Leandro U': [15.2, 18.0], 'Millbrae': [15.9, 25.0], 'Edes': [17.4, 17.0]} | 158 | 51 | 0.33 | 106 | 0.67 | [5 empty] | 0 | 0 | 0 | 0 |  | 0 | 0 | 0 | 0 | 0 | 0 | 158 | 14 | 0.09 | 144 | 37 | 0.23 | 121 | 37 | 0.23 | 121 | 0 | 0 | 158 | 81 | 0.51 | 77
71 | Rio Hondo | SCE Metro | {} | 0 | 0 | 0 | 0 | 0 | [5 empty] | 0 | 0 | 0 | 0 |  | 0 | 0 | 0 | 0 | 0 | 0 | 0 | 0 | 0 | 0 | 0 | 0 | 0 | 0 | 0 | 0 | 0 | 0 | 0 | 0 | 0 | 0
72 | Redondo | SCE Metro | {'El Nido': [3.4, 15.0], 'La Fresa': [3.5, 20.0], 'Chevmain': [3.9, 13.0], 'El Segundo': [4.6, 11.0], 'Arcogen': [8.5, 11.0], 'Hinson': [9.7, 1.0], 'Harborgen': [10.4, 3.0], 'Long Beach': [10.9, 3.0], 'Lighthipe': [12.4, 1.0], 'Alamitos': [17.5, 1.0]} | 171 | 18 | 0.11 | 152 | 0.89 | [5 empty] | 0 | 0 | 0 | 0 |  | 0 | 0 | 0 | 0 | 0 | 0 | 171 | 76 | 0.45 | 94 | 139 | 0.82 | 31 | 139 | 0.82 | 31 | 0 | 0 | 171 | 0 | 0 | 171
73 | Otay | SDGE Imperial | {'Bay Boulevard': [2.3, 38.0], 'Imperial Beach': [2.4, 38.0], 'San Ysidro': [2.9, 35.0], 'Telegraph Canyon': [3.8, 40.0], 'Salt Creek': [7.2, 27.0], 'Miguel': [7.2, 30.0], 'Silvergate': [8.5, 36.0], 'Otay Mesa': [8.6, 5.0], 'Vine': [12.2, 33.0], 'Mission': [13.9, 33.0], 'Old Town': [14.2, 33.0], 'Point Loma': [14.4, 33.0], 'Elliot': [15.4, 1.0], 'Elliott': [15.4, 1.0], 'Kearny': [17.0, 1.0], 'Mesa Heights': [17.2, 1.0]} | 423 | 33 | 0.08 | 391 | 0.92 | [5 empty] | 0 | 0 | 0 | 0 |  | 0 | 0 | 0 | 0 | 46 | 0.11 | 377 | 192 | 0.45 | 232 | 358 | 0.84 | 66 | 358 | 0.84 | 66 | 0 | 0 | 423 | 47 | 0.11 | 377
74 | Kirker | PGE GBA | {'Pittsburg': [1.2, 1026.0], 'GWF 2': [2.5, 1026.0], 'Collinsville': [5.6, 1021.0], 'Clayton': [6.3, 10.0], 'Contra Costa': [6.8, 904.0], 'Contra Costa PP': [7.8, 904.0], 'Birds Landing': [8.3, 1018.0], 'Meadow Lane': [8.9, 10.0], 'Lone Tree': [9.5, 202.0], 'Shiloh III': [10.8, 1013.0], 'Martinez': [11.4, 10.0], 'Alhambra': [12.3, 9.0], 'Bahia': [13.2, 10.0], 'Lambie': [14.1, 822.0], 'Lambie Energy': [14.1, 822.0], 'Brentwood': [14.3, 5.0]} | 16328 | 1018 | 0.06 | 15310 | 0.94 | [5 empty] | 1479 | 0.09 | 0 | 0 |  | 5372 | 0.33 | 0 | 0 | 8954 | 0.55 | 7374 | 11757 | 0.72 | 4572 | 7176 | 0.44 | 9153 | 13376 | 0.82 | 2952 | 1805 | 0.11 | 14523 | 9192 | 0.56 | 7136
75 | Saugus | SCE Northern | {'Pardee': [1.3, 306.0], 'Elizabeth Lake': [5.3, 79.0], 'Sylmar-Pac Intertie': [9.2, 226.0]} | 2218 | 305 | 0.14 | 1913 | 0.86 | [5 empty] | 0 | 0 | 0 | 0 |  | 1258 | 0.57 | 919 | 0.41 | 1558 | 0.7 | 661 | 0 | 0 | 2218 | 120 | 0.05 | 2098 | 1593 | 0.72 | 625 | 1242 | 0.56 | 976 | 53 | 0.02 | 2165
76 | Chinese Station | PGE GBA | {} | 0 | 0 | 0 | 0 | 0 | [5 empty] | 0 | 0 | 0 | 0 |  | 0 | 0 | 0 | 0 | 0 | 0 | 0 | 0 | 0 | 0 | 0 | 0 | 0 | 0 | 0 | 0 | 0 | 0 | 0 | 0 | 0 | 0
77 | Devers | SCE Eastern | {'Mirage': [14.4, 1701.0]} | 10379 | 1812 | 0.17 | 8567 | 0.83 | [5 empty] | 23 | 0 | 0 | 0 |  | 2602 | 0.25 | 283 | 0.03 | 5084 | 0.49 | 5295 | 4604 | 0.44 | 5774 | 4214 | 0.41 | 6165 | 6509 | 0.63 | 3870 | 4392 | 0.42 | 5986 | 17 | 0 | 10362
78 | New Sub - Midway - Wheeler Ridge (Proposed) | PGE Kern | {} | 0 | 0 | 0 | 0 | 0 | [5 empty] | 0 | 0 | 0 | 0 |  | 0 | 0 | 0 | 0 | 0 | 0 | 0 | 0 | 0 | 0 | 0 | 0 | 0 | 0 | 0 | 0 | 0 | 0 | 0 | 0 | 0 | 0
79 | Del Amo | SCE Metro | {'Lighthipe': [5.0, 294.0], 'Alamitos': [5.8, 330.0], 'Barre': [7.1, 2.0], 'Hinson': [7.4, 330.0], 'Arcogen': [8.6, 328.0], 'Harborgen': [8.9, 330.0], 'Long Beach': [9.3, 330.0], 'La Fresa': [13.6, 47.0], 'Ellis': [14.3, 2.0], 'Huntington Beach': [15.6, 2.0]} | 490 | 318 | 0.65 | 172 | 0.35 | [5 empty] | 0 | 0 | 0 | 0 |  | 0 | 0 | 0 | 0 | 0 | 0 | 490 | 126 | 0.26 | 364 | 161 | 0.33 | 329 | 161 | 0.33 | 329 | 0 | 0 | 490 | 5 | 0.01 | 485
80 | Alpaugh | PGE Fresno | {} | 0 | 0 | 0 | 0 | 0 | [5 empty] | 0 | 0 | 0 | 0 |  | 0 | 0 | 0 | 0 | 0 | 0 | 0 | 0 | 0 | 0 | 0 | 0 | 0 | 0 | 0 | 0 | 0 | 0 | 0 | 0 | 0 | 0
81 | Palo Verde | SDGE Arizona | {} | 0 | 0 | 0 | 0 | 0 | [5 empty] | 0 | 0 | 0 | 0 |  | 0 | 0 | 0 | 0 | 0 | 0 | 0 | 0 | 0 | 0 | 0 | 0 | 0 | 0 | 0 | 0 | 0 | 0 | 0 | 0 | 0 | 0
82 | Grimmway-Malaga | PGE Kern | {} | 0 | 0 | 0 | 0 | 0 | [5 empty] | 0 | 0 | 0 | 0 |  | 0 | 0 | 0 | 0 | 0 | 0 | 0 | 0 | 0 | 0 | 0 | 0 | 0 | 0 | 0 | 0 | 0 | 0 | 0 | 0 | 0 | 0
83 | Kernridge | PGE Kern | {'Temblor': [4.8, 29.0], 'Caliente': [10.9, 65.0], 'Carrizo Plains': [17.4, 36.0], 'Topaz': [18.4, 36.0], 'Solar': [18.4, 36.0]} | 258 | 65 | 0.25 | 194 | 0.75 | [5 empty] | 0 | 0 | 0 | 0 |  | 160 | 0.62 | 0 | 0 | 51 | 0.2 | 207 | 0 | 0 | 258 | 0 | 0 | 258 | 51 | 0.2 | 207 | 171 | 0.66 | 87 | 0 | 0 | 258
84 | Crestwood | SDGE Imperial | {'Boulevard': [5.4, 11398.0], 'Carrizo Gorge': [5.5, 11361.0], 'Cameron': [8.4, 4923.0], 'Suncrest - Ocotillo (Proposed)': [8.6, 4733.0], 'East County': [14.5, 1999.0]} | 34670 | 11398 | 0.33 | 23272 | 0.67 | [5 empty] | 1 | 0 | 0 | 0 |  | 16344 | 0.47 | 15092 | 0.44 | 2831 | 0.08 | 31839 | 4562 | 0.13 | 30108 | 11872 | 0.34 | 22798 | 15471 | 0.45 | 19199 | 10662 | 0.31 | 24009 | 489 | 0.01 | 34182
85 | Salt Creek | SDGE Imperial | {'Miguel': [0.1, 27.0], 'Telegraph Canyon': [3.4, 27.0], 'Otay': [7.2, 27.0], 'Bay Boulevard': [8.1, 24.0], 'Otay Mesa': [8.3, 4.0], 'San Ysidro': [8.4, 27.0], 'Imperial Beach': [9.3, 24.0], 'Silvergate': [9.4, 23.0], 'Mission': [11.6, 23.0], 'Vine': [12.1, 23.0], 'Old Town': [13.6, 23.0], 'Point Loma': [15.2, 23.0]} | 239 | 22 | 0.09 | 217 | 0.91 | [5 empty] | 0 | 0 | 0 | 0 |  | 0 | 0 | 0 | 0 | 19 | 0.08 | 220 | 107 | 0.45 | 132 | 201 | 0.84 | 38 | 201 | 0.84 | 38 | 0 | 0 | 239 | 19 | 0.08 | 221
86 | Eagle Rock (SCE) | SCE Metro | {} | 0 | 0 | 0 | 0 | 0 | [5 empty] | 0 | 0 | 0 | 0 |  | 0 | 0 | 0 | 0 | 0 | 0 | 0 | 0 | 0 | 0 | 0 | 0 | 0 | 0 | 0 | 0 | 0 | 0 | 0 | 0 | 0 | 0
87 | Melones | PGE GBA | {} | 0 | 0 | 0 | 0 | 0 | [5 empty] | 0 | 0 | 0 | 0 |  | 0 | 0 | 0 | 0 | 0 | 0 | 0 | 0 | 0 | 0 | 0 | 0 | 0 | 0 | 0 | 0 | 0 | 0 | 0 | 0 | 0 | 0
88 | Imperial Beach | SDGE Imperial | {'Bay Boulevard': [1.7, 64.0], 'Otay': [2.4, 38.0], 'San Ysidro': [4.3, 32.0], 'Telegraph Canyon': [6.0, 37.0], 'Silvergate': [8.2, 62.0], 'Salt Creek': [9.3, 24.0], 'Miguel': [9.4, 28.0], 'Otay Mesa': [10.8, 2.0], 'Vine': [11.8, 58.0], 'Point Loma': [13.5, 58.0], 'Old Town': [13.8, 58.0], 'Mission': [14.1, 58.0], 'Elliot': [16.1, 23.0], 'Elliott': [16.1, 23.0], 'Kearny': [17.4, 23.0], 'Mesa Heights': [17.4, 23.0]} | 449 | 55 | 0.12 | 394 | 0.88 | [5 empty] | 0 | 0 | 0 | 0 |  | 0 | 0 | 0 | 0 | 42 | 0.09 | 408 | 181 | 0.4 | 268 | 353 | 0.79 | 96 | 358 | 0.8 | 91 | 0 | 0 | 449 | 45 | 0.1 | 404
89 | Pala | SDGE Imperial | {} | 0 | 0 | 0 | 0 | 0 | [5 empty] | 0 | 0 | 0 | 0 |  | 0 | 0 | 0 | 0 | 0 | 0 | 0 | 0 | 0 | 0 | 0 | 0 | 0 | 0 | 0 | 0 | 0 | 0 | 0 | 0 | 0 | 0
90 | 7th Standard | PGE Kern | {} | 0 | 0 | 0 | 0 | 0 | [5 empty] | 0 | 0 | 0 | 0 |  | 0 | 0 | 0 | 0 | 0 | 0 | 0 | 0 | 0 | 0 | 0 | 0 | 0 | 0 | 0 | 0 | 0 | 0 | 0 | 0 | 0 | 0
91 | Rosedale | PGE Kern | {} | 0 | 0 | 0 | 0 | 0 | [5 empty] | 0 | 0 | 0 | 0 |  | 0 | 0 | 0 | 0 | 0 | 0 | 0 | 0 | 0 | 0 | 0 | 0 | 0 | 0 | 0 | 0 | 0 | 0 | 0 | 0 | 0 | 0
92 | Moorpark | SCE Northern | {} | 826 | 7 | 0.01 | 819 | 0.99 | [5 empty] | 0 | 0 | 0 | 0 |  | 826 | 1 | 0 | 0 | 161 | 0.2 | 665 | 0 | 0 | 826 | 0 | 0 | 826 | 161 | 0.2 | 665 | 437 | 0.53 | 389 | 56 | 0.07 | 770
93 | Norco | PGE Kern | {} | 0 | 0 | 0 | 0 | 0 | [5 empty] | 0 | 0 | 0 | 0 |  | 0 | 0 | 0 | 0 | 0 | 0 | 0 | 0 | 0 | 0 | 0 | 0 | 0 | 0 | 0 | 0 | 0 | 0 | 0 | 0 | 0 | 0
94 | La Fresa | SCE Metro | {'El Nido': [2.9, 15.0], 'Redondo': [3.5, 20.0], 'Chevmain': [4.6, 13.0], 'El Segundo': [5.8, 11.0], 'Arcogen': [6.3, 66.0], 'Hinson': [7.2, 55.0], 'Harborgen': [8.7, 57.0], 'Lighthipe': [9.0, 50.0], 'Long Beach': [9.5, 57.0], 'Del Amo': [13.6, 47.0], 'Alamitos': [15.2, 54.0]} | 216 | 64 | 0.3 | 151 | 0.7 | [5 empty] | 0 | 0 | 0 | 0 |  | 0 | 0 | 0 | 0 | 0 | 0 | 216 | 33 | 0.15 | 183 | 137 | 0.63 | 79 | 137 | 0.63 | 79 | 0 | 0 | 216 | 0 | 0 | 216
95 | Cottonwood | PGE NGBA | {} | 0 | 0 | 0 | 0 | 0 | [5 empty] | 0 | 0 | 0 | 0 |  | 0 | 0 | 0 | 0 | 0 | 0 | 0 | 0 | 0 | 0 | 0 | 0 | 0 | 0 | 0 | 0 | 0 | 0 | 0 | 0 | 0 | 0
96 | Borden | PGE Fresno | {} | 0 | 0 | 0 | 0 | 0 | [5 empty] | 0 | 0 | 0 | 0 |  | 0 | 0 | 0 | 0 | 0 | 0 | 0 | 0 | 0 | 0 | 0 | 0 | 0 | 0 | 0 | 0 | 0 | 0 | 0 | 0 | 0 | 0
97 | Oceano | PGE Kern | {'Callender': [3.8, 84.0], 'Mesa': [9.7, 43.0], 'San Luis Obispo': [11.5, 21.0], 'Diablo Canyon': [16.9, 11.0]} | 895 | 106 | 0.12 | 789 | 0.88 | [5 empty] | 0 | 0 | 0 | 0 |  | 786 | 0.88 | 0 | 0 | 28 | 0.03 | 867 | 20 | 0.02 | 875 | 75 | 0.08 | 820 | 75 | 0.08 | 820 | 727 | 0.81 | 168 | 56 | 0.06 | 839
98 | Hollister | PGE GBA | {} | 59 | 0 | 0 | 59 | 1 | [5 empty] | 0 | 0 | 0 | 0 |  | 20 | 0.34 | 39 | 0.66 | 5 | 0.08 | 54 | 0 | 0 | 59 | 0 | 0 | 59 | 5 | 0.08 | 54 | 59 | 1 | 0 | 0 | 0 | 59
99 | Crow Creek | PGE Fresno | {} | 525 | 0 | 0 | 525 | 1 | [5 empty] | 0 | 0 | 0 | 0 |  | 299 | 0.57 | 226 | 0.43 | 495 | 0.94 | 30 | 133 | 0.25 | 393 | 328 | 0.62 | 197 | 511 | 0.97 | 15 | 525 | 1 | 0 | 0 | 0 | 525
100 | Stockdale | PGE Kern | {} | 0 | 0 | 0 | 0 | 0 | [5 empty] | 0 | 0 | 0 | 0 |  | 0 | 0 | 0 | 0 | 0 | 0 | 0 | 0 | 0 | 0 | 0 | 0 | 0 | 0 | 0 | 0 | 0 | 0 | 0 | 0 | 0 | 0
101 | New Sub - Rancho Seco - Bellota (Proposed) | PGE GBA | {} | 0 | 0 | 0 | 0 | 0 | [5 empty] | 0 | 0 | 0 | 0 |  | 0 | 0 | 0 | 0 | 0 | 0 | 0 | 0 | 0 | 0 | 0 | 0 | 0 | 0 | 0 | 0 | 0 | 0 | 0 | 0 | 0 | 0
102 | Oro Loma | PGE Fresno | {} | 0 | 0 | 0 | 0 | 0 | [5 empty] | 0 | 0 | 0 | 0 |  | 0 | 0 | 0 | 0 | 0 | 0 | 0 | 0 | 0 | 0 | 0 | 0 | 0 | 0 | 0 | 0 | 0 | 0 | 0 | 0 | 0 | 0
103 | Peoria | PGE GBA | {} | 0 | 0 | 0 | 0 | 0 | [5 empty] | 0 | 0 | 0 | 0 |  | 0 | 0 | 0 | 0 | 0 | 0 | 0 | 0 | 0 | 0 | 0 | 0 | 0 | 0 | 0 | 0 | 0 | 0 | 0 | 0 | 0 | 0
104 | Table Mountain | PGE NGBA | {} | 0 | 0 | 0 | 0 | 0 | [5 empty] | 0 | 0 | 0 | 0 |  | 0 | 0 | 0 | 0 | 0 | 0 | 0 | 0 | 0 | 0 | 0 | 0 | 0 | 0 | 0 | 0 | 0 | 0 | 0 | 0 | 0 | 0
105 | Sycamore Canyon | SDGE Imperial | {} | 0 | 0 | 0 | 0 | 0 | [5 empty] | 0 | 0 | 0 | 0 |  | 0 | 0 | 0 | 0 | 0 | 0 | 0 | 0 | 0 | 0 | 0 | 0 | 0 | 0 | 0 | 0 | 0 | 0 | 0 | 0 | 0 | 0
106 | Ivanpah | SCE EOP | {'Mountain Pass': [5.5, 18.0], 'Primm': [9.5, 18.0]} | 4578 | 18 | 0 | 4559 | 1 | [5 empty] | 0 | 0 | 0 | 0 |  | 0 | 0 | 0 | 0 | 4008 | 0.88 | 570 | 3614 | 0.79 | 963 | 543 | 0.12 | 4035 | 4539 | 0.99 | 38 | 774 | 0.17 | 3804 | 0 | 0 | 4578
107 | North Gila | SDGE Arizona | {} | 8379 | 0 | 0 | 8379 | 1 | [5 empty] | 0 | 0 | 0 | 0 |  | 0 | 0 | 0 | 0 | 279 | 0.03 | 8099 | 5295 | 0.63 | 3083 | 5321 | 0.64 | 3057 | 5321 | 0.64 | 3057 | 8211 | 0.98 | 168 | 106 | 0.01 | 8273
108 | Manteca | PGE GBA | {} | 0 | 0 | 0 | 0 | 0 | [5 empty] | 0 | 0 | 0 | 0 |  | 0 | 0 | 0 | 0 | 0 | 0 | 0 | 0 | 0 | 0 | 0 | 0 | 0 | 0 | 0 | 0 | 0 | 0 | 0 | 0 | 0 | 0
109 | Dumbarton | PGE GBA | {'Mt Eden': [5.7, 20.0], 'Mt. Eden': [5.7, 20.0], 'Eastshore': [5.7, 28.0], 'Ravenswood': [6.2, 31.0], 'Cooley Landing': [6.9, 19.0], 'Castro Valley': [9.4, 18.0], 'Grant': [9.7, 18.0], 'Whisman': [10.6, 1.0], 'Menlo': [11.7, 13.0], 'San Leandro U': [11.8, 18.0], 'Jefferson': [14.2, 13.0], 'Edes': [14.6, 17.0], 'Burlingame': [16.8, 3.0]} | 110 | 28 | 0.25 | 83 | 0.75 | [5 empty] | 0 | 0 | 0 | 0 |  | 0 | 0 | 0 | 0 | 0 | 0 | 110 | 1 | 0.01 | 109 | 24 | 0.21 | 87 | 24 | 0.21 | 87 | 0 | 0 | 110 | 72 | 0.65 | 38
110 | Altamont | PGE GBA | {'Altamont Midway (Sandhill)': [0.0, 21.0], 'Vasco': [3.3, 21.0], 'Windmaster': [4.1, 21.0], 'Los Positas': [4.5, 21.0], 'Las Positas': [4.5, 21.0], 'Cayetano': [5.1, 21.0], 'North Dublin': [9.8, 21.0], 'Vineyard': [11.1, 21.0], 'Tassajara': [13.0, 21.0], 'San Ramon': [14.0, 21.0]} | 24913 | 21 | 0 | 24892 | 1 | [5 empty] | 793 | 0.03 | 1026 | 0.04 |  | 22221 | 0.89 | 102 | 0 | 21954 | 0.88 | 2959 | 21923 | 0.88 | 2990 | 24262 | 0.97 | 651 | 24890 | 1 | 23 | 8294 | 0.33 | 16619 | 825 | 0.03 | 24088
111 | Hoodoo Wash | SDGE Arizona | {} | 13 | 13 | 1 | 0 | 0 | [5 empty] | 0 | 0 | 0 | 0 |  | 0 | 0 | 0 | 0 | 0 | 0 | 13 | 0 | 0 | 13 | 0 | 0 | 13 | 0 | 0 | 13 | 0 | 0 | 13 | 0 | 0 | 13
112 | Wyandotte | PGE NGBA | {} | 0 | 0 | 0 | 0 | 0 | [5 empty] | 0 | 0 | 0 | 0 |  | 0 | 0 | 0 | 0 | 0 | 0 | 0 | 0 | 0 | 0 | 0 | 0 | 0 | 0 | 0 | 0 | 0 | 0 | 0 | 0 | 0 | 0
113 | Laguna Bell | SCE Metro | {} | 0 | 0 | 0 | 0 | 0 | [5 empty] | 0 | 0 | 0 | 0 |  | 0 | 0 | 0 | 0 | 0 | 0 | 0 | 0 | 0 | 0 | 0 | 0 | 0 | 0 | 0 | 0 | 0 | 0 | 0 | 0 | 0 | 0
114 | El Casco | SCE Eastern | {} | 1 | 0 | 0 | 1 | 1 | [5 empty] | 0 | 0 | 0 | 0 |  | 1 | 1 | 0 | 0 | 0 | 0 | 1 | 0 | 0 | 1 | 1 | 1 | 0 | 1 | 1 | 0 | 0 | 0 | 1 | 0 | 0 | 1
115 | Le Grand | PGE Fresno | {} | 0 | 0 | 0 | 0 | 0 | [5 empty] | 0 | 0 | 0 | 0 |  | 0 | 0 | 0 | 0 | 0 | 0 | 0 | 0 | 0 | 0 | 0 | 0 | 0 | 0 | 0 | 0 | 0 | 0 | 0 | 0 | 0 | 0
116 | Tupman | PGE Kern | {} | 0 | 0 | 0 | 0 | 0 | [5 empty] | 0 | 0 | 0 | 0 |  | 0 | 0 | 0 | 0 | 0 | 0 | 0 | 0 | 0 | 0 | 0 | 0 | 0 | 0 | 0 | 0 | 0 | 0 | 0 | 0 | 0 | 0
117 | Henrietta | PGE Fresno | {} | 0 | 0 | 0 | 0 | 0 | [5 empty] | 0 | 0 | 0 | 0 |  | 0 | 0 | 0 | 0 | 0 | 0 | 0 | 0 | 0 | 0 | 0 | 0 | 0 | 0 | 0 | 0 | 0 | 0 | 0 | 0 | 0 | 0
118 | Castro Valley | PGE GBA | {'Mt Eden': [4.7, 76.0], 'Mt. Eden': [4.7, 76.0], 'San Leandro U': [4.9, 76.0], 'Grant': [5.5, 76.0], 'Eastshore': [5.5, 76.0], 'Edes': [7.9, 74.0], 'Dumbarton': [9.4, 18.0], 'Oakland J': [9.7, 58.0], 'Moraga': [12.2, 6.0], 'Oakland X': [12.2, 58.0], 'Oakland L': [14.1, 57.0], 'Oakland C': [14.1, 58.0], 'Ravenswood': [14.4, 18.0], 'Cooley Landing': [15.6, 6.0], 'SAN FRAN A (POTRERO PP)': [18.2, 12.0], 'Potrero': [18.2, 12.0], 'Martin': [18.9, 4.0]} | 174 | 71 | 0.41 | 104 | 0.59 | [5 empty] | 0 | 0 | 0 | 0 |  | 58 | 0.34 | 0 | 0 | 58 | 0.34 | 116 | 1 | 0 | 174 | 14 | 0.08 | 161 | 72 | 0.41 | 102 | 58 | 0.34 | 116 | 26 | 0.15 | 148
119 | Vineyard | PGE GBA | {'North Dublin': [5.2, 21.0], 'Cayetano': [6.6, 21.0], 'San Ramon': [6.8, 21.0], 'Los Positas': [6.9, 21.0], 'Las Positas': [6.9, 21.0], 'Vasco': [8.1, 21.0], 'Tassajara': [9.5, 21.0], 'Altamont': [11.1, 21.0], 'Altamont Midway (Sandhill)': [11.1, 21.0], 'Windmaster': [14.7, 21.0]} | 1331 | 21 | 0.02 | 1310 | 0.98 | [5 empty] | 0 | 0 | 0 | 0 |  | 1240 | 0.93 | 91 | 0.07 | 1014 | 0.76 | 317 | 1250 | 0.94 | 81 | 1250 | 0.94 | 81 | 1308 | 0.98 | 23 | 514 | 0.39 | 817 | 43 | 0.03 | 1288
120 | Trout Canyon | SCE EOP | {} | 0 | 0 | 0 | 0 | 0 | [5 empty] | 0 | 0 | 0 | 0 |  | 0 | 0 | 0 | 0 | 0 | 0 | 0 | 0 | 0 | 0 | 0 | 0 | 0 | 0 | 0 | 0 | 0 | 0 | 0 | 0 | 0 | 0
121 | Columbus | PGE Kern | {} | 0 | 0 | 0 | 0 | 0 | [5 empty] | 0 | 0 | 0 | 0 |  | 0 | 0 | 0 | 0 | 0 | 0 | 0 | 0 | 0 | 0 | 0 | 0 | 0 | 0 | 0 | 0 | 0 | 0 | 0 | 0 | 0 | 0
122 | Lewis | SCE Metro | {} | 0 | 0 | 0 | 0 | 0 | [5 empty] | 0 | 0 | 0 | 0 |  | 0 | 0 | 0 | 0 | 0 | 0 | 0 | 0 | 0 | 0 | 0 | 0 | 0 | 0 | 0 | 0 | 0 | 0 | 0 | 0 | 0 | 0
123 | Standard Oil 2 | PGE GBA | {'Standard Oil': [0.0, 347.0], 'Richmond R': [2.2, 344.0], 'San Pablo': [4.0, 262.0], 'El Cerrito G': [5.5, 303.0], 'Sobrante': [10.6, 160.0], 'Christie': [10.8, 49.0], 'Ignacio': [11.8, 41.0], 'Oakland L': [11.8, 152.0], 'Oakland C': [12.3, 140.0], 'Carquinez': [12.6, 30.0], 'Oakland X': [13.5, 68.0], 'Potrero': [13.5, 138.0], 'SAN FRAN A (POTRERO PP)': [13.5, 141.0], 'Moraga': [14.5, 60.0], 'Alhambra': [14.7, 27.0], 'Martinez': [15.7, 26.0], 'Oakland J': [16.3, 41.0], 'Parkway': [16.5, 26.0], 'Bahia': [16.6, 26.0], 'Martin': [17.2, 21.0], 'Edes': [18.3, 7.0]} | 770 | 334 | 0.43 | 436 | 0.57 | [5 empty] | 0 | 0 | 0 | 0 |  | 1 | 0 | 0 | 0 | 32 | 0.04 | 738 | 231 | 0.3 | 539 | 352 | 0.46 | 418 | 352 | 0.46 | 418 | 0 | 0 | 770 | 110 | 0.14 | 660
124 | Mc Mullin | PGE Fresno | {} | 0 | 0 | 0 | 0 | 0 | [5 empty] | 0 | 0 | 0 | 0 |  | 0 | 0 | 0 | 0 | 0 | 0 | 0 | 0 | 0 | 0 | 0 | 0 | 0 | 0 | 0 | 0 | 0 | 0 | 0 | 0 | 0 | 0
125 | Taft | PGE Kern | {} | 0 | 0 | 0 | 0 | 0 | [5 empty] | 0 | 0 | 0 | 0 |  | 0 | 0 | 0 | 0 | 0 | 0 | 0 | 0 | 0 | 0 | 0 | 0 | 0 | 0 | 0 | 0 | 0 | 0 | 0 | 0 | 0 | 0
126 | Pleasant Grove | PGE NGBA | {} | 0 | 0 | 0 | 0 | 0 | [5 empty] | 0 | 0 | 0 | 0 |  | 0 | 0 | 0 | 0 | 0 | 0 | 0 | 0 | 0 | 0 | 0 | 0 | 0 | 0 | 0 | 0 | 0 | 0 | 0 | 0 | 0 | 0
127 | Newark | PGE GBA | {} | 79 | 0 | 0 | 79 | 1 | [5 empty] | 0 | 0 | 0 | 0 |  | 20 | 0.25 | 0 | 0 | 20 | 0.25 | 59 | 20 | 0.25 | 59 | 42 | 0.54 | 36 | 42 | 0.54 | 36 | 20 | 0.25 | 59 | 54 | 0.68 | 25
128 | Dairyland | PGE Fresno | {} | 0 | 0 | 0 | 0 | 0 | [5 empty] | 0 | 0 | 0 | 0 |  | 0 | 0 | 0 | 0 | 0 | 0 | 0 | 0 | 0 | 0 | 0 | 0 | 0 | 0 | 0 | 0 | 0 | 0 | 0 | 0 | 0 | 0
129 | Chino | SCE Metro | {} | 0 | 0 | 0 | 0 | 0 | [5 empty] | 0 | 0 | 0 | 0 |  | 0 | 0 | 0 | 0 | 0 | 0 | 0 | 0 | 0 | 0 | 0 | 0 | 0 | 0 | 0 | 0 | 0 | 0 | 0 | 0 | 0 | 0
130 | El Segundo | SCE Metro | {'Chevmain': [1.2, 15.0], 'El Nido': [3.0, 15.0], 'Redondo': [4.6, 11.0], 'La Fresa': [5.8, 11.0], 'La Cienega': [6.9, 4.0], 'Windsor': [7.1, 4.0], 'Arcogen': [12.0, 11.0]} | 95 | 15 | 0.15 | 80 | 0.85 | [5 empty] | 0 | 0 | 0 | 0 |  | 0 | 0 | 0 | 0 | 0 | 0 | 95 | 74 | 0.77 | 21 | 77 | 0.81 | 18 | 77 | 0.81 | 18 | 0 | 0 | 95 | 0 | 0 | 95
131 | San Leandro U | PGE GBA | {'Grant': [2.8, 140.0], 'Edes': [3.2, 166.0], 'Castro Valley': [4.9, 76.0], 'Oakland J': [5.1, 149.0], 'Mt Eden': [6.0, 82.0], 'Mt. Eden': [6.0, 82.0], 'Eastshore': [6.2, 84.0], 'Oakland X': [8.0, 149.0], 'Oakland C': [9.5, 149.0], 'Moraga': [9.6, 97.0], 'Oakland L': [9.6, 149.0], 'Dumbarton': [11.8, 18.0], 'SAN FRAN A (POTRERO PP)': [13.3, 103.0], 'Potrero': [13.3, 104.0], 'Sobrante': [14.0, 35.0], 'Martin': [14.2, 76.0], 'Ravenswood': [15.2, 18.0], 'Cooley Landing': [16.5, 6.0], 'El Cerrito G': [16.6, 41.0]} | 351 | 159 | 0.45 | 192 | 0.55 | [5 empty] | 0 | 0 | 0 | 0 |  | 59 | 0.17 | 0 | 0 | 58 | 0.17 | 293 | 71 | 0.2 | 280 | 81 | 0.23 | 270 | 140 | 0.4 | 211 | 58 | 0.17 | 293 | 31 | 0.09 | 320
132 | Ganso | PGE Kern | {} | 0 | 0 | 0 | 0 | 0 | [5 empty] | 0 | 0 | 0 | 0 |  | 0 | 0 | 0 | 0 | 0 | 0 | 0 | 0 | 0 | 0 | 0 | 0 | 0 | 0 | 0 | 0 | 0 | 0 | 0 | 0 | 0 | 0
133 | Poso Mountain | PGE Kern | {} | 0 | 0 | 0 | 0 | 0 | [5 empty] | 0 | 0 | 0 | 0 |  | 0 | 0 | 0 | 0 | 0 | 0 | 0 | 0 | 0 | 0 | 0 | 0 | 0 | 0 | 0 | 0 | 0 | 0 | 0 | 0 | 0 | 0
134 | Avena | PGE GBA | {} | 0 | 0 | 0 | 0 | 0 | [5 empty] | 0 | 0 | 0 | 0 |  | 0 | 0 | 0 | 0 | 0 | 0 | 0 | 0 | 0 | 0 | 0 | 0 | 0 | 0 | 0 | 0 | 0 | 0 | 0 | 0 | 0 | 0
135 | Martin | PGE GBA | {'SAN FRAN A (POTRERO PP)': [3.9, 321.0], 'Potrero': [3.9, 321.0], 'Millbrae': [6.9, 102.0], 'Burlingame': [8.3, 67.0], 'Oakland C': [9.5, 273.0], 'Oakland L': [10.6, 272.0], 'Oakland J': [11.4, 251.0], 'Edes': [12.0, 222.0], 'Oakland X': [12.0, 256.0], 'Grant': [13.8, 49.0], 'San Leandro U': [14.2, 76.0], 'Richmond R': [15.7, 142.0], 'El Cerrito G': [15.9, 191.0], 'Eastshore': [16.8, 12.0], 'Moraga': [16.8, 149.0], 'Standard Oil': [17.2, 21.0], 'Standard Oil 2': [17.2, 21.0], 'Mt Eden': [17.4, 10.0], 'Mt. Eden': [17.4, 10.0], 'Sobrante': [17.8, 96.0], 'Jefferson': [18.4, 27.0], 'Castro Valley': [18.9, 4.0]} | 759 | 334 | 0.44 | 425 | 0.56 | [5 empty] | 0 | 0 | 0 | 0 |  | 0 | 0 | 0 | 0 | 36 | 0.05 | 723 | 96 | 0.13 | 663 | 320 | 0.42 | 440 | 356 | 0.47 | 403 | 0 | 0 | 759 | 37 | 0.05 | 722
136 | Harry Allen | <Null> | {} | 0 | 0 | 0 | 0 | 0 | [5 empty] | 0 | 0 | 0 | 0 |  | 0 | 0 | 0 | 0 | 0 | 0 | 0 | 0 | 0 | 0 | 0 | 0 | 0 | 0 | 0 | 0 | 0 | 0 | 0 | 0 | 0 | 0
137 | Rio Oso | PGE NGBA | {} | 0 | 0 | 0 | 0 | 0 | [5 empty] | 0 | 0 | 0 | 0 |  | 0 | 0 | 0 | 0 | 0 | 0 | 0 | 0 | 0 | 0 | 0 | 0 | 0 | 0 | 0 | 0 | 0 | 0 | 0 | 0 | 0 | 0
138 | Loveland | SDGE Imperial | {} | 0 | 0 | 0 | 0 | 0 | [5 empty] | 0 | 0 | 0 | 0 |  | 0 | 0 | 0 | 0 | 0 | 0 | 0 | 0 | 0 | 0 | 0 | 0 | 0 | 0 | 0 | 0 | 0 | 0 | 0 | 0 | 0 | 0
139 | Huntington Beach | SCE Metro | {'Ellis': [3.4, 19.0], 'Johanna': [8.6, 18.0], 'Alamitos': [10.8, 2.0], 'Barre': [11.3, 2.0], 'Santiago': [12.1, 18.0], 'Del Amo': [15.6, 2.0], 'Long Beach': [16.4, 2.0], 'Harborgen': [17.0, 2.0], 'Hinson': [18.5, 2.0]} | 363 | 17 | 0.05 | 345 | 0.95 | [5 empty] | 0 | 0 | 0 | 0 |  | 0 | 0 | 0 | 0 | 9 | 0.02 | 354 | 158 | 0.43 | 205 | 324 | 0.89 | 39 | 333 | 0.92 | 30 | 0 | 0 | 363 | 31 | 0.09 | 331
140 | Rossmoor | PGE GBA | {} | 680 | 0 | 0 | 680 | 1 | [5 empty] | 0 | 0 | 0 | 0 |  | 680 | 1 | 0 | 0 | 42 | 0.06 | 638 | 613 | 0.9 | 67 | 671 | 0.99 | 9 | 680 | 1 | 0 | 112 | 0.16 | 568 | 0 | 0 | 680
141 | Salado | PGE GBA | {} | 1322 | 0 | 0 | 1322 | 1 | [5 empty] | 0 | 0 | 0 | 0 |  | 794 | 0.6 | 528 | 0.4 | 1306 | 0.99 | 16 | 273 | 0.21 | 1049 | 1092 | 0.83 | 230 | 1322 | 1 | 0 | 1322 | 1 | 0 | 1 | 0 | 1321
142 | Lighthipe | SCE Metro | {'Del Amo': [5.0, 294.0], 'Hinson': [5.0, 309.0], 'Arcogen': [5.9, 309.0], 'Harborgen': [7.7, 309.0], 'Long Beach': [8.5, 309.0], 'La Fresa': [9.0, 50.0], 'Alamitos': [9.1, 309.0], 'Redondo': [12.4, 1.0]} | 408 | 293 | 0.72 | 115 | 0.28 | [5 empty] | 0 | 0 | 0 | 0 |  | 0 | 0 | 0 | 0 | 0 | 0 | 408 | 23 | 0.06 | 385 | 106 | 0.26 | 302 | 106 | 0.26 | 302 | 0 | 0 | 408 | 0 | 0 | 408
143 | Santee | SDGE Imperial | {} | 0 | 0 | 0 | 0 | 0 | [5 empty] | 0 | 0 | 0 | 0 |  | 0 | 0 | 0 | 0 | 0 | 0 | 0 | 0 | 0 | 0 | 0 | 0 | 0 | 0 | 0 | 0 | 0 | 0 | 0 | 0 | 0 | 0
144 | Cholame | PGE Fresno | {'Cal Flats': [12.8, 71.0]} | 4497 | 214 | 0.05 | 4283 | 0.95 | [5 empty] | 954 | 0.21 | 0 | 0 |  | 4295 | 0.96 | 0 | 0 | 2724 | 0.61 | 1772 | 390 | 0.09 | 4107 | 1244 | 0.28 | 3253 | 3097 | 0.69 | 1400 | 2511 | 0.56 | 1986 | 68 | 0.02 | 4428
145 | Grand Island | PGE NGBA | {'Shiloh III': [14.5, 2818.0], 'Lambie': [14.9, 794.0], 'Lambie Energy': [14.9, 794.0], 'Birds Landing': [14.9, 3082.0], 'Collinsville': [16.9, 1914.0], 'Contra Costa PP': [17.7, 1672.0], 'Contra Costa': [19.2, 151.0]} | 46438 | 3782 | 0.08 | 42656 | 0.92 | [5 empty] | 12406 | 0.27 | 19583 | 0.42 |  | 4279 | 0.09 | 0 | 0 | 8593 | 0.19 | 37845 | 4880 | 0.11 | 41558 | 5312 | 0.11 | 41126 | 13463 | 0.29 | 32976 | 431 | 0.01 | 46008 | 7712 | 0.17 | 38727
146 | Long Beach | SCE Metro | {'Harborgen': [0.9, 400.0], 'Arcogen': [3.7, 397.0], 'Hinson': [3.7, 398.0], 'Alamitos': [7.2, 373.0], 'Lighthipe': [8.5, 309.0], 'Del Amo': [9.3, 330.0], 'La Fresa': [9.5, 57.0], 'Redondo': [10.9, 3.0], 'Barre': [14.2, 2.0], 'Huntington Beach': [16.4, 2.0], 'Ellis': [17.1, 2.0]} | 867 | 372 | 0.43 | 495 | 0.57 | [5 empty] | 0 | 0 | 0 | 0 |  | 0 | 0 | 0 | 0 | 0 | 0 | 867 | 105 | 0.12 | 762 | 459 | 0.53 | 408 | 459 | 0.53 | 408 | 0 | 0 | 867 | 5 | 0.01 | 862
147 | Coyote | PGE GBA | {} | 86 | 0 | 0 | 86 | 1 | [5 empty] | 0 | 0 | 0 | 0 |  | 85 | 0.99 | 1 | 0.01 | 71 | 0.83 | 15 | 18 | 0.21 | 68 | 18 | 0.21 | 68 | 86 | 1 | 0 | 37 | 0.43 | 49 | 1 | 0.01 | 85
148 | New Sub - Los Banos - Midway (Proposed) | PGE Fresno | {} | 0 | 0 | 0 | 0 | 0 | [5 empty] | 0 | 0 | 0 | 0 |  | 0 | 0 | 0 | 0 | 0 | 0 | 0 | 0 | 0 | 0 | 0 | 0 | 0 | 0 | 0 | 0 | 0 | 0 | 0 | 0 | 0 | 0
149 | Vista (SCE) | SCE Eastern | {} | 0 | 0 | 0 | 0 | 0 | [5 empty] | 0 | 0 | 0 | 0 |  | 0 | 0 | 0 | 0 | 0 | 0 | 0 | 0 | 0 | 0 | 0 | 0 | 0 | 0 | 0 | 0 | 0 | 0 | 0 | 0 | 0 | 0
150 | Fairway | PGE Kern | {} | 48 | 0 | 0 | 48 | 1 | [5 empty] | 0 | 0 | 0 | 0 |  | 47 | 0.98 | 0 | 0 | 1 | 0.02 | 47 | 0 | 0 | 48 | 0 | 0 | 48 | 1 | 0.02 | 47 | 47 | 0.98 | 1 | 0 | 0 | 48
151 | Pisgah | SCE NOL | {} | 10919 | 1072 | 0.1 | 9847 | 0.9 | [5 empty] | 0 | 0 | 0 | 0 |  | 0 | 0 | 0 | 0 | 5945 | 0.54 | 4974 | 7892 | 0.72 | 3027 | 8824 | 0.81 | 2095 | 9351 | 0.86 | 1568 | 5910 | 0.54 | 5009 | 58 | 0.01 | 10862
152 | Sloan Canyon | SCE EOP | {'Eldorado': [5.3, 237.0], 'Mead': [11.1, 120.0]} | 507 | 237 | 0.47 | 270 | 0.53 | [5 empty] | 0 | 0 | 0 | 0 |  | 0 | 0 | 0 | 0 | 0 | 0 | 507 | 0 | 0 | 507 | 0 | 0 | 507 | 0 | 0 | 507 | 0 | 0 | 507 | 0 | 0 | 507
153 | Templeton | PGE Kern | {'Estrella': [7.3, 138.0], 'Union (Estrella)': [7.3, 138.0], 'Morro Bay': [16.0, 35.0]} | 2610 | 358 | 0.14 | 2252 | 0.86 | [5 empty] | 36 | 0.01 | 0 | 0 |  | 2561 | 0.98 | 50 | 0.02 | 1949 | 0.75 | 662 | 883 | 0.34 | 1728 | 883 | 0.34 | 1728 | 1949 | 0.75 | 662 | 1328 | 0.51 | 1283 | 75 | 0.03 | 2536
154 | Palomar Energy | SDGE Imperial | {'Cannon': [2.8, 29.0], 'Encina': [2.9, 29.0], 'Shadowridge': [3.1, 22.0], 'San Marcos': [5.2, 8.0], 'Ocean Ranch': [6.1, 24.0], 'Melrose': [6.1, 24.0], 'San Luis Rey': [6.7, 24.0], 'Artesian': [11.3, 4.0], 'North City Metering': [12.0, 5.0], 'Pendleton': [13.2, 21.0], 'Penasquitos': [14.7, 3.0]} | 134 | 24 | 0.18 | 110 | 0.82 | [5 empty] | 0 | 0 | 0 | 0 |  | 0 | 0 | 0 | 0 | 34 | 0.25 | 100 | 93 | 0.7 | 40 | 99 | 0.74 | 35 | 99 | 0.74 | 35 | 0 | 0 | 134 | 4 | 0.03 | 130
155 | Sisquoc | PGE Kern | {} | 152 | 5 | 0.03 | 147 | 0.97 | [5 empty] | 0 | 0 | 0 | 0 |  | 120 | 0.79 | 5 | 0.03 | 0 | 0 | 152 | 0 | 0 | 152 | 0 | 0 | 152 | 0 | 0 | 152 | 147 | 0.97 | 5 | 0 | 0 | 152
156 | Alberhill | SCE Eastern | {} | 0 | 0 | 0 | 0 | 0 | [5 empty] | 0 | 0 | 0 | 0 |  | 0 | 0 | 0 | 0 | 0 | 0 | 0 | 0 | 0 | 0 | 0 | 0 | 0 | 0 | 0 | 0 | 0 | 0 | 0 | 0 | 0 | 0
157 | Sanger | PGE Fresno | {} | 0 | 0 | 0 | 0 | 0 | [5 empty] | 0 | 0 | 0 | 0 |  | 0 | 0 | 0 | 0 | 0 | 0 | 0 | 0 | 0 | 0 | 0 | 0 | 0 | 0 | 0 | 0 | 0 | 0 | 0 | 0 | 0 | 0
158 | Lammers | PGE GBA | {} | 26400 | 0 | 0 | 26400 | 1 | [5 empty] | 793 | 0.03 | 1026 | 0.04 |  | 22973 | 0.87 | 837 | 0.03 | 23757 | 0.9 | 2642 | 23428 | 0.89 | 2972 | 25492 | 0.97 | 908 | 26399 | 1 | 0 | 11080 | 0.42 | 15319 | 791 | 0.03 | 25609
159 | Chevmain | SCE Metro | {'El Segundo': [1.2, 15.0], 'El Nido': [1.8, 16.0], 'Redondo': [3.9, 13.0], 'La Fresa': [4.6, 13.0], 'Windsor': [7.0, 4.0], 'La Cienega': [7.0, 4.0], 'Arcogen': [10.8, 11.0]} | 97 | 16 | 0.17 | 80 | 0.83 | [5 empty] | 0 | 0 | 0 | 0 |  | 0 | 0 | 0 | 0 | 0 | 0 | 97 | 74 | 0.76 | 23 | 77 | 0.8 | 19 | 77 | 0.8 | 19 | 0 | 0 | 97 | 0 | 0 | 97
160 | Telegraph Canyon | SDGE Imperial | {'Salt Creek': [3.4, 27.0], 'Miguel': [3.4, 30.0], 'Otay': [3.8, 40.0], 'Bay Boulevard': [5.0, 37.0], 'San Ysidro': [5.3, 37.0], 'Imperial Beach': [6.0, 37.0], 'Otay Mesa': [7.5, 6.0], 'Silvergate': [8.4, 35.0], 'Vine': [11.7, 32.0], 'Mission': [12.3, 32.0], 'Old Town': [13.5, 32.0], 'Point Loma': [14.5, 32.0]} | 423 | 33 | 0.08 | 390 | 0.92 | [5 empty] | 0 | 0 | 0 | 0 |  | 0 | 0 | 0 | 0 | 49 | 0.12 | 374 | 194 | 0.46 | 229 | 357 | 0.84 | 66 | 357 | 0.84 | 66 | 0 | 0 | 423 | 46 | 0.11 | 377
161 | Grant | PGE GBA | {'San Leandro U': [2.8, 140.0], 'Eastshore': [4.0, 92.0], 'Mt Eden': [4.2, 83.0], 'Mt. Eden': [4.2, 83.0], 'Edes': [5.0, 139.0], 'Castro Valley': [5.5, 76.0], 'Oakland J': [7.0, 122.0], 'Dumbarton': [9.7, 18.0], 'Oakland X': [10.1, 122.0], 'Oakland C': [11.0, 122.0], 'Oakland L': [11.4, 122.0], 'Moraga': [12.3, 70.0], 'Burlingame': [12.4, 15.0], 'Ravenswood': [12.5, 33.0], 'Millbrae': [13.4, 15.0], 'SAN FRAN A (POTRERO PP)': [13.7, 76.0], 'Potrero': [13.7, 77.0], 'Martin': [13.8, 49.0], 'Cooley Landing': [13.9, 6.0], 'Jefferson': [16.4, 15.0], 'Sobrante': [16.5, 26.0], 'El Cerrito G': [18.7, 14.0]} | 309 | 146 | 0.47 | 162 | 0.53 | [5 empty] | 0 | 0 | 0 | 0 |  | 9 | 0.03 | 0 | 0 | 9 | 0.03 | 300 | 83 | 0.27 | 226 | 95 | 0.31 | 213 | 105 | 0.34 | 204 | 9 | 0.03 | 300 | 43 | 0.14 | 266
162 | East Marysville | PGE NGBA | {} | 0 | 0 | 0 | 0 | 0 | [5 empty] | 0 | 0 | 0 | 0 |  | 0 | 0 | 0 | 0 | 0 | 0 | 0 | 0 | 0 | 0 | 0 | 0 | 0 | 0 | 0 | 0 | 0 | 0 | 0 | 0 | 0 | 0
163 | Caribou 2 | PGE NGBA | {} | 193 | 0 | 0 | 193 | 1 | [5 empty] | 0 | 0 | 0 | 0 |  | 193 | 1 | 0 | 0 | 0 | 0 | 193 | 161 | 0.83 | 32 | 132 | 0.68 | 61 | 193 | 1 | 1 | 192 | 1 | 1 | 15 | 0.08 | 178
164 | Dixon Landing | PGE GBA | {} | 71 | 0 | 0 | 71 | 1 | [5 empty] | 0 | 0 | 0 | 0 |  | 31 | 0.44 | 0 | 0 | 31 | 0.44 | 40 | 31 | 0.44 | 40 | 37 | 0.52 | 34 | 37 | 0.52 | 34 | 31 | 0.44 | 40 | 39 | 0.55 | 32
165 | New Sub - Gates - Templeton (Proposed) | PGE Kern | {} | 128 | 0 | 0 | 128 | 1 | [5 empty] | 0 | 0 | 0 | 0 |  | 128 | 1 | 0 | 0 | 128 | 1 | 0 | 0 | 0 | 128 | 0 | 0 | 128 | 128 | 1 | 0 | 128 | 1 | 0 | 0 | 0 | 128
166 | Westley | PGE Fresno | {} | 2738 | 0 | 0 | 2738 | 1 | [5 empty] | 0 | 0 | 0 | 0 |  | 1247 | 0.46 | 1491 | 0.54 | 2738 | 1 | 0 | 396 | 0.14 | 2342 | 1542 | 0.56 | 1196 | 2738 | 1 | 0 | 2738 | 1 | 0 | 1 | 0 | 2737
167 | Antelope | SCE Northern | {'Rosamond': [12.8, 7025.0], 'Neenach': [12.9, 11140.0], 'Whirlwind': [14.2, 9553.0], 'Vincent': [17.4, 1654.0]} | 58441 | 22749 | 0.39 | 35693 | 0.61 | [5 empty] | 2297 | 0.04 | 476 | 0.01 |  | 11717 | 0.2 | 11083 | 0.19 | 1318 | 0.02 | 57123 | 22096 | 0.38 | 36345 | 22497 | 0.38 | 35944 | 25893 | 0.44 | 32548 | 16530 | 0.28 | 41911 | 1457 | 0.02 | 56984
168 | Atwater | PGE Fresno | {} | 0 | 0 | 0 | 0 | 0 | [5 empty] | 0 | 0 | 0 | 0 |  | 0 | 0 | 0 | 0 | 0 | 0 | 0 | 0 | 0 | 0 | 0 | 0 | 0 | 0 | 0 | 0 | 0 | 0 | 0 | 0 | 0 | 0
169 | Pine Flat | PGE Fresno | {} | 0 | 0 | 0 | 0 | 0 | [5 empty] | 0 | 0 | 0 | 0 |  | 0 | 0 | 0 | 0 | 0 | 0 | 0 | 0 | 0 | 0 | 0 | 0 | 0 | 0 | 0 | 0 | 0 | 0 | 0 | 0 | 0 | 0
170 | Murray | SDGE Imperial | {'Spring Valley': [3.8, 1.0], 'Elliot': [4.1, 2.0], 'Elliott': [4.2, 2.0], 'Mission': [6.6, 2.0], 'Kearny': [6.9, 2.0], 'Mesa Heights': [8.2, 2.0], 'Silvergate': [9.6, 2.0], 'Vine': [9.7, 2.0], 'Old Town': [9.9, 2.0], 'Point Loma': [12.6, 2.0], 'Bay Boulevard': [13.3, 2.0]} | 38 | 2 | 0.04 | 37 | 0.96 | [5 empty] | 0 | 0 | 0 | 0 |  | 0 | 0 | 0 | 0 | 0 | 0 | 38 | 3 | 0.09 | 35 | 35 | 0.93 | 3 | 35 | 0.93 | 3 | 0 | 0 | 38 | 0 | 0 | 38
171 | Lathrop | SCE EOP | {'Jackass (DOE)': [9.0, 3724.0], 'Valley Switch': [9.4, 5.0]} | 30542 | 3724 | 0.12 | 26818 | 0.88 | [5 empty] | 0 | 0 | 0 | 0 |  | 0 | 0 | 0 | 0 | 0 | 0 | 30542 | 0 | 0 | 30542 | 0 | 0 | 30542 | 0 | 0 | 30542 | 0 | 0 | 30542 | 0 | 0 | 30542
172 | Semitropic | PGE Kern | {} | 0 | 0 | 0 | 0 | 0 | [5 empty] | 0 | 0 | 0 | 0 |  | 0 | 0 | 0 | 0 | 0 | 0 | 0 | 0 | 0 | 0 | 0 | 0 | 0 | 0 | 0 | 0 | 0 | 0 | 0 | 0 | 0 | 0
173 | Hopland | PGE NGBA | {} | 3634 | 219 | 0.06 | 3415 | 0.94 | [5 empty] | 58 | 0.02 | 10 | 0 |  | 585 | 0.16 | 3043 | 0.84 | 2936 | 0.81 | 698 | 323 | 0.09 | 3311 | 546 | 0.15 | 3088 | 2996 | 0.82 | 638 | 2898 | 0.8 | 736 | 8 | 0 | 3626
174 | Point Loma | SDGE Imperial | {'Old Town': [2.9, 212.0], 'Vine': [3.2, 212.0], 'Silvergate': [6.1, 189.0], 'Mission': [6.3, 211.0], 'Mesa Heights': [7.5, 156.0], 'Kearny': [8.6, 155.0], 'Elliott': [9.8, 122.0], 'Elliot': [9.9, 121.0], 'Bay Boulevard': [12.2, 124.0], 'Penasquitos': [12.3, 23.0], 'Murray': [12.6, 2.0], 'Spring Valley': [13.4, 1.0], 'Imperial Beach': [13.5, 58.0], 'Otay': [14.4, 33.0], 'Telegraph Canyon': [14.5, 32.0], 'North City Metering': [15.1, 23.0], 'Miguel': [15.1, 26.0], 'Salt Creek': [15.2, 23.0], 'San Ysidro': [17.3, 27.0]} | 510 | 195 | 0.38 | 315 | 0.62 | [5 empty] | 0 | 0 | 0 | 0 |  | 0 | 0 | 0 | 0 | 14 | 0.03 | 496 | 94 | 0.18 | 417 | 261 | 0.51 | 249 | 267 | 0.52 | 244 | 0 | 0 | 510 | 26 | 0.05 | 484
175 | Whirlwind | SCE Northern | {'Neenach': [6.9, 29580.0], 'Rosamond': [11.2, 8895.0], 'Antelope': [14.2, 9553.0], 'Windhub': [15.0, 383.0], 'Highwind': [17.0, 352.0]} | 105950 | 34824 | 0.33 | 71126 | 0.67 | [5 empty] | 2111 | 0.02 | 1113 | 0.01 |  | 12564 | 0.12 | 181 | 0 | 32898 | 0.31 | 73053 | 42104 | 0.4 | 63846 | 25977 | 0.25 | 79973 | 64279 | 0.61 | 41672 | 26453 | 0.25 | 79497 | 413 | 0 | 105537
176 | Gould | SCE Metro | {} | 0 | 0 | 0 | 0 | 0 | [5 empty] | 0 | 0 | 0 | 0 |  | 0 | 0 | 0 | 0 | 0 | 0 | 0 | 0 | 0 | 0 | 0 | 0 | 0 | 0 | 0 | 0 | 0 | 0 | 0 | 0 | 0 | 0
177 | Burney Forest | PGE NGBA | {'Burney Forest Power': [0.0, 559.0], 'Carberry': [2.4, 559.0], 'New Sub - Pit 1 - Cottonwood (Proposed)': [6.7, 559.0], 'Pit 3': [8.5, 22.0], 'Pit 4': [10.3, 194.0], 'Cove Road': [11.1, 559.0], 'Round Mt.': [12.5, 537.0]} | 4366 | 557 | 0.13 | 3809 | 0.87 | [5 empty] | 0 | 0 | 0 | 0 |  | 3764 | 0.86 | 0 | 0 | 2528 | 0.58 | 1838 | 649 | 0.15 | 3717 | 649 | 0.15 | 3717 | 3121 | 0.71 | 1246 | 2030 | 0.46 | 2337 | 45 | 0.01 | 4321
178 | GWF Hanford | PGE Fresno | {} | 0 | 0 | 0 | 0 | 0 | [5 empty] | 0 | 0 | 0 | 0 |  | 0 | 0 | 0 | 0 | 0 | 0 | 0 | 0 | 0 | 0 | 0 | 0 | 0 | 0 | 0 | 0 | 0 | 0 | 0 | 0 | 0 | 0
179 | San Ramon | PGE GBA | {'Tassajara': [4.1, 21.0], 'North Dublin': [4.2, 21.0], 'Vineyard': [6.8, 21.0], 'Cayetano': [8.9, 21.0], 'Los Positas': [11.4, 21.0], 'Las Positas': [11.4, 21.0], 'Vasco': [12.2, 21.0], 'Altamont': [14.0, 21.0], 'Altamont Midway (Sandhill)': [14.0, 21.0], 'Windmaster': [16.4, 21.0]} | 1355 | 21 | 0.02 | 1334 | 0.98 | [5 empty] | 0 | 0 | 0 | 0 |  | 1253 | 0.93 | 102 | 0.07 | 1014 | 0.75 | 341 | 1060 | 0.78 | 295 | 1060 | 0.78 | 295 | 1332 | 0.98 | 23 | 446 | 0.33 | 908 | 33 | 0.02 | 1322
180 | Stanislaus | PGE Fresno | {} | 871 | 0 | 0 | 871 | 1 | [5 empty] | 0 | 0 | 0 | 0 |  | 524 | 0.6 | 347 | 0.4 | 840 | 0.97 | 30 | 222 | 0.25 | 649 | 662 | 0.76 | 208 | 856 | 0.98 | 15 | 871 | 1 | 0 | 0 | 0 | 871
181 | Magunden | SCE Northern | {} | 0 | 0 | 0 | 0 | 0 | [5 empty] | 0 | 0 | 0 | 0 |  | 0 | 0 | 0 | 0 | 0 | 0 | 0 | 0 | 0 | 0 | 0 | 0 | 0 | 0 | 0 | 0 | 0 | 0 | 0 | 0 | 0 | 0
182 | Alamitos | SCE Metro | {'Del Amo': [5.8, 330.0], 'Long Beach': [7.2, 373.0], 'Barre': [7.4, 2.0], 'Harborgen': [7.4, 373.0], 'Hinson': [8.0, 373.0], 'Arcogen': [9.0, 371.0], 'Lighthipe': [9.1, 309.0], 'Ellis': [10.5, 2.0], 'Huntington Beach': [10.8, 2.0], 'La Fresa': [15.2, 54.0], 'Redondo': [17.5, 1.0]} | 776 | 348 | 0.45 | 428 | 0.55 | [5 empty] | 0 | 0 | 0 | 0 |  | 0 | 0 | 0 | 0 | 0 | 0 | 776 | 126 | 0.16 | 650 | 405 | 0.52 | 371 | 405 | 0.52 | 371 | 0 | 0 | 776 | 5 | 0.01 | 771
183 | Valley Springs | PGE GBA | {} | 0 | 0 | 0 | 0 | 0 | [5 empty] | 0 | 0 | 0 | 0 |  | 0 | 0 | 0 | 0 | 0 | 0 | 0 | 0 | 0 | 0 | 0 | 0 | 0 | 0 | 0 | 0 | 0 | 0 | 0 | 0 | 0 | 0
184 | Blythe | SCE Eastern | {'Colorado River': [12.5, 4198.0]} | 24289 | 4809 | 0.2 | 19480 | 0.8 | [5 empty] | 5 | 0 | 3 | 0 |  | 0 | 0 | 0 | 0 | 5350 | 0.22 | 18939 | 6236 | 0.26 | 18053 | 4498 | 0.19 | 19791 | 10006 | 0.41 | 14283 | 15282 | 0.63 | 9007 | 59 | 0 | 24230
185 | Midway | PGE Kern | {} | 0 | 0 | 0 | 0 | 0 | [5 empty] | 0 | 0 | 0 | 0 |  | 0 | 0 | 0 | 0 | 0 | 0 | 0 | 0 | 0 | 0 | 0 | 0 | 0 | 0 | 0 | 0 | 0 | 0 | 0 | 0 | 0 | 0
186 | Buena Vista | PGE GBA | {} | 0 | 0 | 0 | 0 | 0 | [5 empty] | 0 | 0 | 0 | 0 |  | 0 | 0 | 0 | 0 | 0 | 0 | 0 | 0 | 0 | 0 | 0 | 0 | 0 | 0 | 0 | 0 | 0 | 0 | 0 | 0 | 0 | 0
187 | Crows Landing | PGE Fresno | {} | 166 | 0 | 0 | 166 | 1 | [5 empty] | 0 | 0 | 0 | 0 |  | 166 | 1 | 0 | 0 | 150 | 0.9 | 16 | 124 | 0.74 | 43 | 166 | 1 | 0 | 166 | 1 | 0 | 166 | 1 | 0 | 0 | 0 | 166
188 | Villa Park | SCE Metro | {} | 0 | 0 | 0 | 0 | 0 | [5 empty] | 0 | 0 | 0 | 0 |  | 0 | 0 | 0 | 0 | 0 | 0 | 0 | 0 | 0 | 0 | 0 | 0 | 0 | 0 | 0 | 0 | 0 | 0 | 0 | 0 | 0 | 0
189 | California Ave | PGE Fresno | {} | 0 | 0 | 0 | 0 | 0 | [5 empty] | 0 | 0 | 0 | 0 |  | 0 | 0 | 0 | 0 | 0 | 0 | 0 | 0 | 0 | 0 | 0 | 0 | 0 | 0 | 0 | 0 | 0 | 0 | 0 | 0 | 0 | 0
190 | Calpella | PGE NGBA | {} | 71 | 0 | 0 | 71 | 1 | [5 empty] | 0 | 0 | 0 | 0 |  | 71 | 1 | 0 | 0 | 0 | 0 | 71 | 28 | 0.4 | 43 | 65 | 0.93 | 5 | 65 | 0.93 | 5 | 71 | 1 | 0 | 0 | 0 | 71
191 | Tevis | PGE Kern | {} | 0 | 0 | 0 | 0 | 0 | [5 empty] | 0 | 0 | 0 | 0 |  | 0 | 0 | 0 | 0 | 0 | 0 | 0 | 0 | 0 | 0 | 0 | 0 | 0 | 0 | 0 | 0 | 0 | 0 | 0 | 0 | 0 | 0
192 | Cal Water | PGE Kern | {} | 0 | 0 | 0 | 0 | 0 | [5 empty] | 0 | 0 | 0 | 0 |  | 0 | 0 | 0 | 0 | 0 | 0 | 0 | 0 | 0 | 0 | 0 | 0 | 0 | 0 | 0 | 0 | 0 | 0 | 0 | 0 | 0 | 0
193 | Boulevard East | SDGE Imperial | {'Carrizo Gorge': [4.2, 11376.0], 'Crestwood': [5.4, 11398.0], 'East County': [9.3, 2032.0], 'Cameron': [12.5, 4920.0], 'Suncrest - Ocotillo (Proposed)': [13.7, 4728.0], 'Ocotillo Express': [14.4, 5.0]} | 32481 | 11421 | 0.35 | 21059 | 0.65 | [5 empty] | 1 | 0 | 0 | 0 |  | 16344 | 0.5 | 12281 | 0.38 | 2831 | 0.09 | 29649 | 4694 | 0.14 | 27787 | 11964 | 0.37 | 20517 | 15466 | 0.48 | 17014 | 8087 | 0.25 | 24394 | 489 | 0.02 | 31991
194 | Margarita | SDGE Imperial | {'Rancho Mission Viejo': [2.4, 39.0], 'Trabuco': [2.7, 37.0], 'Q1806': [3.0, 39.0], 'Capistrano': [3.4, 39.0], 'Talega': [7.5, 38.0], 'North of SONGS': [7.6, 38.0], 'Santiago': [11.3, 1.0], 'San Onofre': [13.2, 13.0]} | 78 | 34 | 0.44 | 44 | 0.56 | [5 empty] | 0 | 0 | 0 | 0 |  | 0 | 0 | 0 | 0 | 0 | 0 | 78 | 19 | 0.24 | 59 | 38 | 0.49 | 39 | 38 | 0.49 | 39 | 0 | 0 | 78 | 0 | 0 | 78
195 | Escondido | SDGE Imperial | {} | 0 | 0 | 0 | 0 | 0 | [5 empty] | 0 | 0 | 0 | 0 |  | 0 | 0 | 0 | 0 | 0 | 0 | 0 | 0 | 0 | 0 | 0 | 0 | 0 | 0 | 0 | 0 | 0 | 0 | 0 | 0 | 0 | 0
196 | Manning | PGE Fresno | {} | 0 | 0 | 0 | 0 | 0 | [5 empty] | 0 | 0 | 0 | 0 |  | 0 | 0 | 0 | 0 | 0 | 0 | 0 | 0 | 0 | 0 | 0 | 0 | 0 | 0 | 0 | 0 | 0 | 0 | 0 | 0 | 0 | 0
197 | Oakland C | PGE GBA | {'Oakland L': [1.0, 465.0], 'Oakland X': [2.8, 392.0], 'Oakland J': [4.4, 366.0], 'Edes': [6.3, 303.0], 'SAN FRAN A (POTRERO PP)': [6.4, 354.0], 'Potrero': [6.4, 354.0], 'Moraga': [7.4, 235.0], 'El Cerrito G': [8.3, 317.0], 'Sobrante': [8.5, 234.0], 'San Leandro U': [9.5, 149.0], 'Martin': [9.5, 273.0], 'Richmond R': [10.1, 261.0], 'Grant': [11.0, 122.0], 'Standard Oil': [12.2, 140.0], 'Standard Oil 2': [12.3, 140.0], 'San Pablo': [13.4, 118.0], 'Castro Valley': [14.1, 58.0], 'Millbrae': [14.6, 27.0], 'Christie': [14.8, 20.0], 'Eastshore': [15.0, 66.0], 'Burlingame': [15.1, 17.0], 'Mt Eden': [15.1, 64.0], 'Mt. Eden': [15.1, 64.0]} | 741 | 448 | 0.6 | 293 | 0.4 | [5 empty] | 0 | 0 | 0 | 0 |  | 0 | 0 | 0 | 0 | 32 | 0.04 | 709 | 122 | 0.16 | 619 | 202 | 0.27 | 539 | 202 | 0.27 | 539 | 0 | 0 | 741 | 45 | 0.06 | 696
198 | Barre | SCE Metro | {'Del Amo': [7.1, 2.0], 'Alamitos': [7.4, 2.0], 'Ellis': [8.9, 2.0], 'Huntington Beach': [11.3, 2.0], 'Hinson': [13.8, 2.0], 'Long Beach': [14.2, 2.0], 'Harborgen': [14.2, 2.0]} | 161 | 2 | 0.01 | 159 | 0.99 | [5 empty] | 0 | 0 | 0 | 0 |  | 0 | 0 | 0 | 0 | 0 | 0 | 161 | 126 | 0.78 | 35 | 156 | 0.97 | 5 | 156 | 0.97 | 5 | 0 | 0 | 161 | 5 | 0.03 | 156
199 | Ransburg | SCE NOL | {} | 4344 | 1828 | 0.42 | 2516 | 0.58 | [5 empty] | 0 | 0 | 0 | 0 |  | 0 | 0 | 0 | 0 | 2025 | 0.47 | 2318 | 1 | 0 | 4343 | 0 | 0 | 4344 | 2026 | 0.47 | 2318 | 1535 | 0.35 | 2809 | 0 | 0 | 4344
200 | Charca | PGE Kern | {} | 0 | 0 | 0 | 0 | 0 | [5 empty] | 0 | 0 | 0 | 0 |  | 0 | 0 | 0 | 0 | 0 | 0 | 0 | 0 | 0 | 0 | 0 | 0 | 0 | 0 | 0 | 0 | 0 | 0 | 0 | 0 | 0 | 0
201 | Thermalito | PGE NGBA | {} | 0 | 0 | 0 | 0 | 0 | [5 empty] | 0 | 0 | 0 | 0 |  | 0 | 0 | 0 | 0 | 0 | 0 | 0 | 0 | 0 | 0 | 0 | 0 | 0 | 0 | 0 | 0 | 0 | 0 | 0 | 0 | 0 | 0
202 | Live Oak | PGE GBA | {} | 0 | 0 | 0 | 0 | 0 | [5 empty] | 0 | 0 | 0 | 0 |  | 0 | 0 | 0 | 0 | 0 | 0 | 0 | 0 | 0 | 0 | 0 | 0 | 0 | 0 | 0 | 0 | 0 | 0 | 0 | 0 | 0 | 0
203 | Hammonds | PGE Fresno | {} | 0 | 0 | 0 | 0 | 0 | [5 empty] | 0 | 0 | 0 | 0 |  | 0 | 0 | 0 | 0 | 0 | 0 | 0 | 0 | 0 | 0 | 0 | 0 | 0 | 0 | 0 | 0 | 0 | 0 | 0 | 0 | 0 | 0
204 | Westley | PGE Fresno | {} | 1745 | 0 | 0 | 1745 | 1 | [5 empty] | 0 | 0 | 0 | 0 |  | 1197 | 0.69 | 547 | 0.31 | 1745 | 1 | 0 | 273 | 0.16 | 1472 | 847 | 0.49 | 897 | 1745 | 1 | 0 | 1745 | 1 | 0 | 1 | 0 | 1744
205 | Smyrna | PGE Kern | {} | 0 | 0 | 0 | 0 | 0 | [5 empty] | 0 | 0 | 0 | 0 |  | 0 | 0 | 0 | 0 | 0 | 0 | 0 | 0 | 0 | 0 | 0 | 0 | 0 | 0 | 0 | 0 | 0 | 0 | 0 | 0 | 0 | 0
206 | Kem | SCE Eastern | {'Eagle Mountain': [4.0, 5986.0], 'Red Bluff': [15.1, 4214.0]} | 20807 | 5972 | 0.29 | 14835 | 0.71 | [5 empty] | 0 | 0 | 0 | 0 |  | 0 | 0 | 0 | 0 | 1664 | 0.08 | 19142 | 6534 | 0.31 | 14273 | 0 | 0 | 20807 | 8178 | 0.39 | 12628 | 11266 | 0.54 | 9540 | 0 | 0 | 20807
207 | Potrero | PGE GBA | {'SAN FRAN A (POTRERO PP)': [0.0, 469.0], 'Martin': [3.9, 321.0], 'Oakland C': [6.4, 354.0], 'Oakland L': [7.3, 354.0], 'Oakland X': [9.1, 337.0], 'Oakland J': [9.3, 320.0], 'Millbrae': [10.5, 68.0], 'Edes': [10.5, 258.0], 'Burlingame': [11.6, 33.0], 'Richmond R': [11.9, 259.0], 'El Cerrito G': [12.0, 309.0], 'San Leandro U': [13.3, 104.0], 'Standard Oil': [13.5, 138.0], 'Standard Oil 2': [13.5, 138.0], 'Grant': [13.7, 77.0], 'Moraga': [13.8, 221.0], 'Sobrante': [14.2, 168.0], 'San Pablo': [16.2, 65.0], 'Eastshore': [17.3, 21.0], 'Mt Eden': [17.7, 19.0], 'Mt. Eden': [17.7, 19.0], 'Castro Valley': [18.2, 12.0], 'Christie': [19.7, 10.0]} | 907 | 448 | 0.49 | 459 | 0.51 | [5 empty] | 0 | 0 | 0 | 0 |  | 0 | 0 | 0 | 0 | 36 | 0.04 | 870 | 123 | 0.14 | 784 | 333 | 0.37 | 574 | 369 | 0.41 | 537 | 0 | 0 | 907 | 44 | 0.05 | 863
208 | Palermo | PGE NGBA | {} | 0 | 0 | 0 | 0 | 0 | [5 empty] | 0 | 0 | 0 | 0 |  | 0 | 0 | 0 | 0 | 0 | 0 | 0 | 0 | 0 | 0 | 0 | 0 | 0 | 0 | 0 | 0 | 0 | 0 | 0 | 0 | 0 | 0
209 | Bogue | PGE NGBA | {} | 0 | 0 | 0 | 0 | 0 | [5 empty] | 0 | 0 | 0 | 0 |  | 0 | 0 | 0 | 0 | 0 | 0 | 0 | 0 | 0 | 0 | 0 | 0 | 0 | 0 | 0 | 0 | 0 | 0 | 0 | 0 | 0 | 0
210 | Balch 1 | PGE Fresno | {} | 0 | 0 | 0 | 0 | 0 | [5 empty] | 0 | 0 | 0 | 0 |  | 0 | 0 | 0 | 0 | 0 | 0 | 0 | 0 | 0 | 0 | 0 | 0 | 0 | 0 | 0 | 0 | 0 | 0 | 0 | 0 | 0 | 0
211 | Pauba | SCE Eastern | {} | 0 | 0 | 0 | 0 | 0 | [5 empty] | 0 | 0 | 0 | 0 |  | 0 | 0 | 0 | 0 | 0 | 0 | 0 | 0 | 0 | 0 | 0 | 0 | 0 | 0 | 0 | 0 | 0 | 0 | 0 | 0 | 0 | 0
212 | Eastshore | PGE GBA | {'Mt Eden': [0.9, 86.0], 'Mt. Eden': [0.9, 86.0], 'Grant': [4.0, 92.0], 'Castro Valley': [5.5, 76.0], 'Dumbarton': [5.7, 28.0], 'San Leandro U': [6.2, 84.0], 'Edes': [9.0, 83.0], 'Ravenswood': [9.3, 36.0], 'Cooley Landing': [10.6, 16.0], 'Oakland J': [11.0, 66.0], 'Burlingame': [13.6, 9.0], 'Oakland X': [14.0, 66.0], 'Menlo': [14.2, 10.0], 'Jefferson': [14.9, 18.0], 'Millbrae': [15.0, 8.0], 'Oakland C': [15.0, 66.0], 'Oakland L': [15.4, 66.0], 'Whisman': [15.5, 1.0], 'Moraga': [15.7, 14.0], 'Martin': [16.8, 12.0], 'SAN FRAN A (POTRERO PP)': [17.3, 20.0], 'Potrero': [17.3, 21.0]} | 201 | 95 | 0.47 | 107 | 0.53 | [5 empty] | 0 | 0 | 0 | 0 |  | 0 | 0 | 0 | 0 | 0 | 0 | 201 | 14 | 0.07 | 187 | 41 | 0.2 | 161 | 41 | 0.2 | 161 | 0 | 0 | 201 | 65 | 0.32 | 137
213 | Cheney | PGE Fresno | {} | 0 | 0 | 0 | 0 | 0 | [5 empty] | 0 | 0 | 0 | 0 |  | 0 | 0 | 0 | 0 | 0 | 0 | 0 | 0 | 0 | 0 | 0 | 0 | 0 | 0 | 0 | 0 | 0 | 0 | 0 | 0 | 0 | 0
214 | Warnerville | PGE GBA | {} | 0 | 0 | 0 | 0 | 0 | [5 empty] | 0 | 0 | 0 | 0 |  | 0 | 0 | 0 | 0 | 0 | 0 | 0 | 0 | 0 | 0 | 0 | 0 | 0 | 0 | 0 | 0 | 0 | 0 | 0 | 0 | 0 | 0
215 | Corona | PGE NGBA | {'Penngrove': [3.7, 58.0], 'Lakeville': [4.2, 58.0]} | 3394 | 58 | 0.02 | 3336 | 0.98 | [5 empty] | 1 | 0 | 0 | 0 |  | 3389 | 1 | 0 | 0 | 2653 | 0.78 | 741 | 1282 | 0.38 | 2113 | 2408 | 0.71 | 986 | 3154 | 0.93 | 240 | 2945 | 0.87 | 449 | 23 | 0.01 | 3372
216 | Goleta | SCE Northern | {} | 286 | 227 | 0.8 | 58 | 0.2 | [5 empty] | 24 | 0.09 | 0 | 0 |  | 118 | 0.41 | 0 | 0 | 25 | 0.09 | 260 | 0 | 0 | 286 | 9 | 0.03 | 277 | 35 | 0.12 | 251 | 25 | 0.09 | 260 | 5 | 0.02 | 280
217 | Midway Green Ridge Services | PGE GBA | {} | 27669 | 0 | 0 | 27669 | 1 | [5 empty] | 793 | 0.03 | 1026 | 0.04 |  | 24431 | 0.88 | 647 | 0.02 | 24965 | 0.9 | 2704 | 24558 | 0.89 | 3111 | 26926 | 0.97 | 743 | 27669 | 1 | 0 | 11341 | 0.41 | 16328 | 832 | 0.03 | 26837
218 | Lerdo | PGE Kern | {} | 0 | 0 | 0 | 0 | 0 | [5 empty] | 0 | 0 | 0 | 0 |  | 0 | 0 | 0 | 0 | 0 | 0 | 0 | 0 | 0 | 0 | 0 | 0 | 0 | 0 | 0 | 0 | 0 | 0 | 0 | 0 | 0 | 0
219 | Tulucay | PGE NGBA | {'Parkway': [8.3, 149.0], 'Peabody': [16.2, 192.0]} | 8114 | 192 | 0.02 | 7922 | 0.98 | [5 empty] | 154 | 0.02 | 0 | 0 |  | 6905 | 0.85 | 0 | 0 | 7650 | 0.94 | 465 | 141 | 0.02 | 7973 | 1695 | 0.21 | 6419 | 7686 | 0.95 | 428 | 5959 | 0.73 | 2156 | 355 | 0.04 | 7759
220 | McCall | PGE Fresno | {} | 0 | 0 | 0 | 0 | 0 | [5 empty] | 0 | 0 | 0 | 0 |  | 0 | 0 | 0 | 0 | 0 | 0 | 0 | 0 | 0 | 0 | 0 | 0 | 0 | 0 | 0 | 0 | 0 | 0 | 0 | 0 | 0 | 0
221 | Notre Dame | PGE NGBA | {} | 0 | 0 | 0 | 0 | 0 | [5 empty] | 0 | 0 | 0 | 0 |  | 0 | 0 | 0 | 0 | 0 | 0 | 0 | 0 | 0 | 0 | 0 | 0 | 0 | 0 | 0 | 0 | 0 | 0 | 0 | 0 | 0 | 0
222 | Martinez | PGE GBA | {'Alhambra': [1.6, 1159.0], 'Bahia': [4.7, 1163.0], 'Meadow Lane': [5.0, 1041.0], 'Christie': [5.0, 1153.0], 'Lakewood': [8.1, 104.0], 'Carquinez': [8.9, 1153.0], 'Sobrante': [9.1, 721.0], 'Clayton': [9.4, 10.0], 'Parkway': [9.9, 1153.0], 'Kirker': [11.4, 10.0], 'Pittsburg': [12.0, 10.0], 'San Pablo': [12.1, 796.0], 'El Cerrito G': [12.2, 533.0], 'GWF 2': [13.8, 10.0], 'Richmond R': [15.0, 23.0], 'Standard Oil': [15.7, 26.0], 'Standard Oil 2': [15.7, 26.0], 'Collinsville': [15.8, 6.0], 'Birds Landing': [17.2, 2.0], 'Shiloh III': [18.1, 2.0]} | 9314 | 1150 | 0.12 | 8164 | 0.88 | [5 empty] | 4 | 0 | 0 | 0 |  | 3295 | 0.35 | 0 | 0 | 3083 | 0.33 | 6231 | 4767 | 0.51 | 4547 | 2958 | 0.32 | 6356 | 7395 | 0.79 | 1919 | 2040 | 0.22 | 7274 | 3392 | 0.36 | 5922
223 | San Bernardino | SCE Eastern | {} | 93 | 0 | 0 | 93 | 1 | [5 empty] | 0 | 0 | 0 | 0 |  | 1 | 0.01 | 92 | 0.99 | 93 | 1 | 0 | 87 | 0.93 | 6 | 93 | 1 | 0 | 93 | 1 | 0 | 9 | 0.1 | 84 | 0 | 0 | 93
224 | Las Positas | PGE GBA | {'Los Positas': [0.0, 21.0], 'Vasco': [1.2, 21.0], 'Cayetano': [3.3, 21.0], 'Altamont': [4.5, 21.0], 'Altamont Midway (Sandhill)': [4.5, 21.0], 'Vineyard': [6.9, 21.0], 'North Dublin': [7.4, 21.0], 'Windmaster': [8.6, 21.0], 'San Ramon': [11.4, 21.0], 'Tassajara': [11.7, 21.0]} | 18129 | 21 | 0 | 18108 | 1 | [5 empty] | 165 | 0.01 | 114 | 0.01 |  | 17894 | 0.99 | 102 | 0.01 | 17612 | 0.97 | 517 | 15139 | 0.84 | 2990 | 17785 | 0.98 | 344 | 18106 | 1 | 23 | 6051 | 0.33 | 12078 | 672 | 0.04 | 17457
225 | Pomerado | SDGE Imperial | {} | 0 | 0 | 0 | 0 | 0 | [5 empty] | 0 | 0 | 0 | 0 |  | 0 | 0 | 0 | 0 | 0 | 0 | 0 | 0 | 0 | 0 | 0 | 0 | 0 | 0 | 0 | 0 | 0 | 0 | 0 | 0 | 0 | 0
226 | Altamont Midway (Sandhill) | PGE GBA | {'Altamont': [0.0, 21.0], 'Vasco': [3.3, 21.0], 'Windmaster': [4.1, 21.0], 'Los Positas': [4.5, 21.0], 'Las Positas': [4.5, 21.0], 'Cayetano': [5.2, 21.0], 'North Dublin': [9.8, 21.0], 'Vineyard': [11.1, 21.0], 'Tassajara': [13.0, 21.0], 'San Ramon': [14.0, 21.0]} | 24924 | 21 | 0 | 24903 | 1 | [5 empty] | 793 | 0.03 | 1026 | 0.04 |  | 22232 | 0.89 | 102 | 0 | 21965 | 0.88 | 2959 | 21934 | 0.88 | 2990 | 24274 | 0.97 | 651 | 24901 | 1 | 23 | 8304 | 0.33 | 16620 | 825 | 0.03 | 24099
227 | Wheeler Ridge | PGE Kern | {} | 0 | 0 | 0 | 0 | 0 | [5 empty] | 0 | 0 | 0 | 0 |  | 0 | 0 | 0 | 0 | 0 | 0 | 0 | 0 | 0 | 0 | 0 | 0 | 0 | 0 | 0 | 0 | 0 | 0 | 0 | 0 | 0 | 0
228 | El Cajon | SDGE Imperial | {} | 0 | 0 | 0 | 0 | 0 | [5 empty] | 0 | 0 | 0 | 0 |  | 0 | 0 | 0 | 0 | 0 | 0 | 0 | 0 | 0 | 0 | 0 | 0 | 0 | 0 | 0 | 0 | 0 | 0 | 0 | 0 | 0 | 0
229 | Ellis | SCE Metro | {'Huntington Beach': [3.4, 19.0], 'Johanna': [5.5, 18.0], 'Barre': [8.9, 2.0], 'Santiago': [10.1, 18.0], 'Alamitos': [10.5, 2.0], 'Del Amo': [14.3, 2.0], 'Long Beach': [17.1, 2.0], 'Harborgen': [17.5, 2.0], 'Hinson': [18.5, 2.0]} | 362 | 17 | 0.05 | 345 | 0.95 | [5 empty] | 0 | 0 | 0 | 0 |  | 0 | 0 | 0 | 0 | 9 | 0.02 | 353 | 158 | 0.44 | 205 | 323 | 0.89 | 39 | 332 | 0.92 | 30 | 0 | 0 | 362 | 31 | 0.09 | 331
230 | French Camp | PGE GBA | {} | 0 | 0 | 0 | 0 | 0 | [5 empty] | 0 | 0 | 0 | 0 |  | 0 | 0 | 0 | 0 | 0 | 0 | 0 | 0 | 0 | 0 | 0 | 0 | 0 | 0 | 0 | 0 | 0 | 0 | 0 | 0 | 0 | 0
231 | Exchequer | PGE Fresno | {} | 0 | 0 | 0 | 0 | 0 | [5 empty] | 0 | 0 | 0 | 0 |  | 0 | 0 | 0 | 0 | 0 | 0 | 0 | 0 | 0 | 0 | 0 | 0 | 0 | 0 | 0 | 0 | 0 | 0 | 0 | 0 | 0 | 0
232 | Higgins | PGE NGBA | {} | 0 | 0 | 0 | 0 | 0 | [5 empty] | 0 | 0 | 0 | 0 |  | 0 | 0 | 0 | 0 | 0 | 0 | 0 | 0 | 0 | 0 | 0 | 0 | 0 | 0 | 0 | 0 | 0 | 0 | 0 | 0 | 0 | 0
233 | Mead | SCE EOP | {'Sloan Canyon': [11.1, 120.0], 'Eldorado': [13.2, 120.0]} | 8182 | 233 | 0.03 | 7949 | 0.97 | [5 empty] | 0 | 0 | 0 | 0 |  | 0 | 0 | 0 | 0 | 0 | 0 | 8182 | 0 | 0 | 8182 | 0 | 0 | 8182 | 0 | 0 | 8182 | 0 | 0 | 8182 | 0 | 0 | 8182
234 | Kearney | PGE Fresno | {} | 0 | 0 | 0 | 0 | 0 | [5 empty] | 0 | 0 | 0 | 0 |  | 0 | 0 | 0 | 0 | 0 | 0 | 0 | 0 | 0 | 0 | 0 | 0 | 0 | 0 | 0 | 0 | 0 | 0 | 0 | 0 | 0 | 0
235 | Waukena | PGE Fresno | {} | 0 | 0 | 0 | 0 | 0 | [5 empty] | 0 | 0 | 0 | 0 |  | 0 | 0 | 0 | 0 | 0 | 0 | 0 | 0 | 0 | 0 | 0 | 0 | 0 | 0 | 0 | 0 | 0 | 0 | 0 | 0 | 0 | 0
236 | Lamont | PGE Kern | {} | 0 | 0 | 0 | 0 | 0 | [5 empty] | 0 | 0 | 0 | 0 |  | 0 | 0 | 0 | 0 | 0 | 0 | 0 | 0 | 0 | 0 | 0 | 0 | 0 | 0 | 0 | 0 | 0 | 0 | 0 | 0 | 0 | 0
237 | Kramer | SCE NOL | {} | 14439 | 374 | 0.03 | 14065 | 0.97 | [5 empty] | 0 | 0 | 0 | 0 |  | 0 | 0 | 0 | 0 | 13991 | 0.97 | 448 | 1560 | 0.11 | 12879 | 0 | 0 | 14439 | 13991 | 0.97 | 448 | 8768 | 0.61 | 5672 | 0 | 0 | 14439
238 | New Colgate | PGE NGBA | {} | 0 | 0 | 0 | 0 | 0 | [5 empty] | 0 | 0 | 0 | 0 |  | 0 | 0 | 0 | 0 | 0 | 0 | 0 | 0 | 0 | 0 | 0 | 0 | 0 | 0 | 0 | 0 | 0 | 0 | 0 | 0 | 0 | 0
239 | Weber | PGE GBA | {} | 0 | 0 | 0 | 0 | 0 | [5 empty] | 0 | 0 | 0 | 0 |  | 0 | 0 | 0 | 0 | 0 | 0 | 0 | 0 | 0 | 0 | 0 | 0 | 0 | 0 | 0 | 0 | 0 | 0 | 0 | 0 | 0 | 0
240 | Malaga | PGE Fresno | {} | 0 | 0 | 0 | 0 | 0 | [5 empty] | 0 | 0 | 0 | 0 |  | 0 | 0 | 0 | 0 | 0 | 0 | 0 | 0 | 0 | 0 | 0 | 0 | 0 | 0 | 0 | 0 | 0 | 0 | 0 | 0 | 0 | 0
241 | Old Town | SDGE Imperial | {'Vine': [2.0, 212.0], 'Point Loma': [2.9, 212.0], 'Mission': [3.4, 211.0], 'Mesa Heights': [4.9, 156.0], 'Silvergate': [5.7, 189.0], 'Kearny': [5.8, 155.0], 'Elliott': [6.9, 122.0], 'Elliot': [7.0, 121.0], 'Murray': [9.9, 2.0], 'Penasquitos': [10.7, 23.0], 'Spring Valley': [11.1, 1.0], 'Bay Boulevard': [12.3, 124.0], 'North City Metering': [13.5, 23.0], 'Miguel': [13.5, 26.0], 'Telegraph Canyon': [13.5, 32.0], 'Salt Creek': [13.6, 23.0], 'Imperial Beach': [13.8, 58.0], 'Otay': [14.2, 33.0], 'San Ysidro': [17.1, 27.0]} | 492 | 195 | 0.4 | 297 | 0.6 | [5 empty] | 0 | 0 | 0 | 0 |  | 0 | 0 | 0 | 0 | 14 | 0.03 | 478 | 78 | 0.16 | 414 | 243 | 0.49 | 249 | 248 | 0.5 | 244 | 0 | 0 | 492 | 26 | 0.05 | 466
242 | Viejo | SCE Metro | {} | 0 | 0 | 0 | 0 | 0 | [5 empty] | 0 | 0 | 0 | 0 |  | 0 | 0 | 0 | 0 | 0 | 0 | 0 | 0 | 0 | 0 | 0 | 0 | 0 | 0 | 0 | 0 | 0 | 0 | 0 | 0 | 0 | 0
243 | Shadowridge | SDGE Imperial | {'San Marcos': [2.5, 8.0], 'Palomar Airport': [3.1, 22.0], 'Melrose': [4.6, 17.0], 'Cannon': [5.4, 22.0], 'Encina': [5.6, 22.0], 'Ocean Ranch': [5.8, 17.0], 'San Luis Rey': [7.3, 17.0], 'Artesian': [10.3, 4.0], 'North City Metering': [12.7, 5.0], 'Pendleton': [12.9, 14.0], 'Penasquitos': [15.5, 3.0]} | 82 | 17 | 0.2 | 66 | 0.8 | [5 empty] | 0 | 0 | 0 | 0 |  | 0 | 0 | 0 | 0 | 20 | 0.24 | 62 | 51 | 0.62 | 31 | 57 | 0.69 | 26 | 57 | 0.69 | 26 | 0 | 0 | 82 | 4 | 0.05 | 78
244 | Chowchilla | PGE Fresno | {} | 0 | 0 | 0 | 0 | 0 | [5 empty] | 0 | 0 | 0 | 0 |  | 0 | 0 | 0 | 0 | 0 | 0 | 0 | 0 | 0 | 0 | 0 | 0 | 0 | 0 | 0 | 0 | 0 | 0 | 0 | 0 | 0 | 0
245 | ECO | SDGE Imperial | {'Ocotillo Express': [9.1, 45.0], 'Boulevard': [9.3, 2032.0], 'Carrizo Gorge': [10.6, 2020.0], 'Crestwood': [14.5, 1999.0]} | 9728 | 2064 | 0.21 | 7663 | 0.79 | [5 empty] | 0 | 0 | 0 | 0 |  | 6177 | 0.63 | 0 | 0 | 1537 | 0.16 | 8191 | 3283 | 0.34 | 6445 | 4301 | 0.44 | 5426 | 6512 | 0.67 | 3216 | 2566 | 0.26 | 7162 | 184 | 0.02 | 9544
246 | Roadway | SCE NOL | {'New Sub - Kramer - Lugo (Proposed)': [0.0, 400.0], 'Victor': [5.1, 25.0]} | 6496 | 399 | 0.06 | 6097 | 0.94 | [5 empty] | 0 | 0 | 0 | 0 |  | 0 | 0 | 0 | 0 | 5451 | 0.84 | 1044 | 4882 | 0.75 | 1614 | 3284 | 0.51 | 3211 | 5932 | 0.91 | 564 | 3180 | 0.49 | 3315 | 17 | 0 | 6479
247 | Miguel | SDGE Imperial | {'Salt Creek': [0.1, 27.0], 'Telegraph Canyon': [3.4, 30.0], 'Otay': [7.2, 30.0], 'Bay Boulevard': [8.1, 28.0], 'Otay Mesa': [8.4, 4.0], 'San Ysidro': [8.5, 29.0], 'Silvergate': [9.3, 26.0], 'Imperial Beach': [9.4, 28.0], 'Mission': [11.5, 26.0], 'Vine': [12.0, 26.0], 'Old Town': [13.5, 26.0], 'Point Loma': [15.1, 26.0]} | 242 | 25 | 0.1 | 217 | 0.9 | [5 empty] | 0 | 0 | 0 | 0 |  | 0 | 0 | 0 | 0 | 13 | 0.05 | 229 | 98 | 0.4 | 144 | 198 | 0.82 | 44 | 198 | 0.82 | 44 | 0 | 0 | 242 | 20 | 0.08 | 222
248 | Moss Landing | PGE GBA | {'Green Valley': [10.2, 5.0], 'Salinas': [11.0, 29.0]} | 216 | 38 | 0.18 | 178 | 0.82 | [5 empty] | 1 | 0 | 2 | 0.01 |  | 0 | 0 | 0 | 0 | 22 | 0.1 | 194 | 138 | 0.64 | 78 | 141 | 0.65 | 75 | 163 | 0.75 | 53 | 0 | 0 | 216 | 61 | 0.28 | 156
249 | Mendota | PGE Fresno | {} | 0 | 0 | 0 | 0 | 0 | [5 empty] | 0 | 0 | 0 | 0 |  | 0 | 0 | 0 | 0 | 0 | 0 | 0 | 0 | 0 | 0 | 0 | 0 | 0 | 0 | 0 | 0 | 0 | 0 | 0 | 0 | 0 | 0
250 | Coolwater | SCE NOL | {'Harvard': [13.1, 5269.0]} | 33789 | 5614 | 0.17 | 28175 | 0.83 | [5 empty] | 223 | 0.01 | 12 | 0 |  | 0 | 0 | 0 | 0 | 26362 | 0.78 | 7427 | 7796 | 0.23 | 25993 | 4536 | 0.13 | 29253 | 27099 | 0.8 | 6690 | 18557 | 0.55 | 15233 | 948 | 0.03 | 32841
251 | Innovation | SCE EOP | {'Mercury': [5.5, 707.0]} | 7447 | 706 | 0.09 | 6742 | 0.91 | [5 empty] | 0 | 0 | 0 | 0 |  | 0 | 0 | 0 | 0 | 0 | 0 | 7447 | 0 | 0 | 7447 | 0 | 0 | 7447 | 0 | 0 | 7447 | 0 | 0 | 7447 | 0 | 0 | 7447
252 | Inyo | SCE NOL | {'Control': [2.2, 157.0]} | 1906 | 157 | 0.08 | 1749 | 0.92 | [5 empty] | 0 | 0 | 0 | 0 |  | 0 | 0 | 0 | 0 | 0 | 0 | 1906 | 0 | 0 | 1906 | 461 | 0.24 | 1444 | 461 | 0.24 | 1444 | 1691 | 0.89 | 214 | 407 | 0.21 | 1499
253 | Richmond | Northeast CA | {'Leavitt': [7.1, 331.0]} | 16492 | 6109 | 0.37 | 10383 | 0.63 | [5 empty] | 2485 | 0.15 | 0 | 0 |  | 9775 | 0.59 | 0 | 0 | 7325 | 0.44 | 9167 | 4076 | 0.25 | 12416 | 3317 | 0.2 | 13176 | 7984 | 0.48 | 8509 | 7021 | 0.43 | 9472 | 1947 | 0.12 | 14545
254 | Salinas | PGE GBA | {'Moss Landing': [11.0, 29.0]} | 56 | 29 | 0.52 | 27 | 0.48 | [5 empty] | 0 | 0 | 0 | 0 |  | 0 | 0 | 0 | 0 | 22 | 0.39 | 34 | 0 | 0 | 56 | 3 | 0.06 | 53 | 25 | 0.45 | 31 | 0 | 0 | 56 | 2 | 0.04 | 54
255 | Cloverdale | PGE NGBA | {} | 4205 | 9 | 0 | 4196 | 1 | [5 empty] | 90 | 0.02 | 22 | 0.01 |  | 1514 | 0.36 | 2431 | 0.58 | 4009 | 0.95 | 196 | 895 | 0.21 | 3310 | 1293 | 0.31 | 2912 | 4173 | 0.99 | 32 | 2314 | 0.55 | 1891 | 9 | 0 | 4196
256 | Colgate | PGE NGBA | {} | 0 | 0 | 0 | 0 | 0 | [5 empty] | 0 | 0 | 0 | 0 |  | 0 | 0 | 0 | 0 | 0 | 0 | 0 | 0 | 0 | 0 | 0 | 0 | 0 | 0 | 0 | 0 | 0 | 0 | 0 | 0 | 0 | 0
257 | New Sub - Suncrest - Ocotillo (Proposed) | SDGE Imperial | {'Crestwood': [8.6, 4733.0], 'Cameron': [10.2, 2832.0], 'Carrizo Gorge': [11.9, 4733.0], 'Boulevard': [13.7, 4728.0]} | 18201 | 4732 | 0.26 | 13468 | 0.74 | [5 empty] | 0 | 0 | 0 | 0 |  | 1388 | 0.08 | 16597 | 0.91 | 0 | 0 | 18201 | 2863 | 0.16 | 15338 | 6714 | 0.37 | 11487 | 6816 | 0.37 | 11384 | 9039 | 0.5 | 9162 | 227 | 0.01 | 17974
258 | East Nicolaus | PGE NGBA | {} | 0 | 0 | 0 | 0 | 0 | [5 empty] | 0 | 0 | 0 | 0 |  | 0 | 0 | 0 | 0 | 0 | 0 | 0 | 0 | 0 | 0 | 0 | 0 | 0 | 0 | 0 | 0 | 0 | 0 | 0 | 0 | 0 | 0
259 | Renfro | PGE Kern | {} | 0 | 0 | 0 | 0 | 0 | [5 empty] | 0 | 0 | 0 | 0 |  | 0 | 0 | 0 | 0 | 0 | 0 | 0 | 0 | 0 | 0 | 0 | 0 | 0 | 0 | 0 | 0 | 0 | 0 | 0 | 0 | 0 | 0
260 | Julian Hinds | SCE Eastern | {} | 434 | 0 | 0 | 434 | 1 | [5 empty] | 0 | 0 | 0 | 0 |  | 0 | 0 | 0 | 0 | 434 | 1 | 0 | 0 | 0 | 434 | 0 | 0 | 434 | 434 | 1 | 0 | 198 | 0.45 | 237 | 0 | 0 | 434
261 | Old River | PGE Kern | {} | 0 | 0 | 0 | 0 | 0 | [5 empty] | 0 | 0 | 0 | 0 |  | 0 | 0 | 0 | 0 | 0 | 0 | 0 | 0 | 0 | 0 | 0 | 0 | 0 | 0 | 0 | 0 | 0 | 0 | 0 | 0 | 0 | 0
262 | Bellevue | PGE NGBA | {} | 342 | 0 | 0 | 342 | 1 | [5 empty] | 0 | 0 | 0 | 0 |  | 342 | 1 | 0 | 0 | 342 | 1 | 0 | 338 | 0.99 | 4 | 338 | 0.99 | 4 | 342 | 1 | 0 | 329 | 0.96 | 13 | 1 | 0 | 341
263 | Highline | SDGE Imperial | {'North Gila - IV (Proposed)': [4.2, 844.0], 'Drop 4': [5.5, 844.0]} | 6118 | 836 | 0.14 | 5282 | 0.86 | [5 empty] | 0 | 0 | 0 | 0 |  | 0 | 0 | 0 | 0 | 0 | 0 | 6118 | 4508 | 0.74 | 1610 | 4508 | 0.74 | 1610 | 4508 | 0.74 | 1610 | 3973 | 0.65 | 2145 | 161 | 0.03 | 5957
264 | Clayton | PGE GBA | {'Meadow Lane': [4.7, 10.0], 'Kirker': [6.3, 10.0], 'Pittsburg': [7.5, 10.0], 'GWF 2': [7.7, 11.0], 'Alhambra': [9.4, 9.0], 'Martinez': [9.4, 10.0], 'Tassajara': [10.6, 1.0], 'Contra Costa': [10.8, 1.0], 'Lone Tree': [11.3, 1.0], 'Collinsville': [11.9, 6.0], 'Contra Costa PP': [12.2, 1.0], 'Bahia': [13.2, 10.0], 'Birds Landing': [14.6, 2.0], 'Brentwood': [15.9, 1.0], 'Shiloh III': [17.0, 2.0]} | 6970 | 9 | 0 | 6961 | 1 | [5 empty] | 0 | 0 | 0 | 0 |  | 4041 | 0.58 | 0 | 0 | 4811 | 0.69 | 2159 | 5942 | 0.85 | 1028 | 4594 | 0.66 | 2376 | 6302 | 0.9 | 668 | 1961 | 0.28 | 5009 | 2938 | 0.42 | 4032
265 | Hilltop | Northeast CA | {} | 67795 | 4799 | 0.07 | 62996 | 0.93 | [5 empty] | 7841 | 0.12 | 3964 | 0.06 |  | 3422 | 0.05 | 0 | 0 | 32305 | 0.48 | 35490 | 21304 | 0.31 | 46491 | 11875 | 0.18 | 55920 | 49438 | 0.73 | 18358 | 41226 | 0.61 | 26569 | 7091 | 0.1 | 60704
266 | Lakeville | PGE NGBA | {'Corona': [4.2, 58.0], 'Penngrove': [7.0, 58.0], 'Ignacio': [12.3, 37.0]} | 2453 | 95 | 0.04 | 2358 | 0.96 | [5 empty] | 5 | 0 | 0 | 0 |  | 2386 | 0.97 | 0 | 0 | 2249 | 0.92 | 204 | 1184 | 0.48 | 1270 | 1638 | 0.67 | 816 | 2288 | 0.93 | 165 | 1954 | 0.8 | 499 | 31 | 0.01 | 2422
267 | Fig Garden | PGE Fresno | {} | 0 | 0 | 0 | 0 | 0 | [5 empty] | 0 | 0 | 0 | 0 |  | 0 | 0 | 0 | 0 | 0 | 0 | 0 | 0 | 0 | 0 | 0 | 0 | 0 | 0 | 0 | 0 | 0 | 0 | 0 | 0 | 0 | 0
268 | GWF Tracy | PGE GBA | {} | 27028 | 0 | 0 | 27028 | 1 | [5 empty] | 793 | 0.03 | 1026 | 0.04 |  | 23575 | 0.87 | 862 | 0.03 | 24385 | 0.9 | 2642 | 23592 | 0.87 | 3435 | 26027 | 0.96 | 1001 | 27028 | 1 | 0 | 11171 | 0.41 | 15857 | 799 | 0.03 | 26229
269 | Pahrump | SCE EOP | {'Gamebird': [4.5, 2.0], 'Thousandaire': [4.6, 33.0], 'Charleston': [8.1, 32.0]} | 1849 | 33 | 0.02 | 1816 | 0.98 | [5 empty] | 0 | 0 | 0 | 0 |  | 0 | 0 | 0 | 0 | 0 | 0 | 1849 | 631 | 0.34 | 1218 | 727 | 0.39 | 1122 | 727 | 0.39 | 1122 | 1416 | 0.77 | 433 | 110 | 0.06 | 1739
270 | Curtis | PGE GBA | {} | 0 | 0 | 0 | 0 | 0 | [5 empty] | 0 | 0 | 0 | 0 |  | 0 | 0 | 0 | 0 | 0 | 0 | 0 | 0 | 0 | 0 | 0 | 0 | 0 | 0 | 0 | 0 | 0 | 0 | 0 | 0 | 0 | 0
271 | Quinto | PGE Fresno | {} | 2399 | 0 | 0 | 2399 | 1 | [5 empty] | 3 | 0 | 0 | 0 |  | 1996 | 0.83 | 397 | 0.17 | 2381 | 0.99 | 18 | 202 | 0.08 | 2197 | 390 | 0.16 | 2009 | 2399 | 1 | 0 | 2167 | 0.9 | 232 | 1 | 0 | 2398
272 | Melrose | SDGE Imperial | {'Ocean Ranch': [2.4, 29.0], 'Shadowridge': [4.6, 17.0], 'San Luis Rey': [4.7, 29.0], 'Palomar Airport': [6.1, 24.0], 'San Marcos': [6.3, 3.0], 'Cannon': [6.6, 29.0], 'Encina': [6.8, 29.0], 'Pendleton': [8.5, 27.0], 'North City Metering': [17.3, 0.0]} | 167 | 28 | 0.17 | 139 | 0.83 | [5 empty] | 0 | 0 | 0 | 0 |  | 0 | 0 | 0 | 0 | 34 | 0.2 | 133 | 130 | 0.78 | 37 | 130 | 0.78 | 37 | 130 | 0.78 | 37 | 0 | 0 | 167 | 30 | 0.18 | 137
273 | Valley (VEA) | SCE EOP | {'Valley Switch': [4.9, 1.0]} | 2880 | 1 | 0 | 2880 | 1 | [5 empty] | 0 | 0 | 0 | 0 |  | 0 | 0 | 0 | 0 | 0 | 0 | 2880 | 0 | 0 | 2880 | 0 | 0 | 2880 | 0 | 0 | 2880 | 2867 | 1 | 13 | 12 | 0 | 2869
274 | Avocado | SDGE Imperial | {} | 0 | 0 | 0 | 0 | 0 | [5 empty] | 0 | 0 | 0 | 0 |  | 0 | 0 | 0 | 0 | 0 | 0 | 0 | 0 | 0 | 0 | 0 | 0 | 0 | 0 | 0 | 0 | 0 | 0 | 0 | 0 | 0 | 0
275 | New Sub - North Gila - IV (Proposed) | SDGE Imperial | {'North Gila - IV (Proposed)': [2.1, 1036.0], 'Highline': [5.5, 844.0]} | 6308 | 1031 | 0.16 | 5278 | 0.84 | [5 empty] | 0 | 0 | 0 | 0 |  | 0 | 0 | 0 | 0 | 0 | 0 | 6308 | 4502 | 0.71 | 1806 | 4502 | 0.71 | 1806 | 4502 | 0.71 | 1806 | 3973 | 0.63 | 2335 | 158 | 0.03 | 6150
276 | Caliente | PGE Kern | {'Carrizo Plains': [6.9, 135.0], 'Topaz': [8.0, 135.0], 'Solar': [8.0, 135.0], 'Kernridge': [10.9, 65.0], 'Temblor': [12.4, 29.0]} | 1159 | 163 | 0.14 | 996 | 0.86 | [5 empty] | 0 | 0 | 0 | 0 |  | 829 | 0.72 | 0 | 0 | 755 | 0.65 | 404 | 0 | 0 | 1159 | 277 | 0.24 | 882 | 755 | 0.65 | 404 | 670 | 0.58 | 489 | 0 | 0 | 1159
277 | San Luis Obispo | PGE Kern | {'Oceano': [11.5, 21.0], 'Diablo Canyon': [12.3, 82.0], 'Callender': [15.2, 11.0]} | 2836 | 90 | 0.03 | 2746 | 0.97 | [5 empty] | 0 | 0 | 0 | 0 |  | 2526 | 0.89 | 41 | 0.01 | 1547 | 0.55 | 1289 | 269 | 0.09 | 2567 | 1071 | 0.38 | 1764 | 1839 | 0.65 | 997 | 2516 | 0.89 | 319 | 73 | 0.03 | 2763
278 | Valley Home | PGE GBA | {} | 0 | 0 | 0 | 0 | 0 | [5 empty] | 0 | 0 | 0 | 0 |  | 0 | 0 | 0 | 0 | 0 | 0 | 0 | 0 | 0 | 0 | 0 | 0 | 0 | 0 | 0 | 0 | 0 | 0 | 0 | 0 | 0 | 0
279 | Big Creek | PGE Fresno | {} | 9 | 0 | 0 | 9 | 1 | [5 empty] | 0 | 0 | 0 | 0 |  | 9 | 1 | 0 | 0 | 0 | 0 | 9 | 0 | 0 | 9 | 9 | 1 | 0 | 9 | 1 | 0 | 9 | 1 | 0 | 0 | 0 | 9
280 | West Fresno | PGE Fresno | {} | 0 | 0 | 0 | 0 | 0 | [5 empty] | 0 | 0 | 0 | 0 |  | 0 | 0 | 0 | 0 | 0 | 0 | 0 | 0 | 0 | 0 | 0 | 0 | 0 | 0 | 0 | 0 | 0 | 0 | 0 | 0 | 0 | 0
281 | Sylmar | SCE Northern | {'Saugus': [9.2, 226.0], 'Pardee': [10.4, 226.0]} | 1125 | 225 | 0.2 | 900 | 0.8 | [5 empty] | 0 | 0 | 0 | 0 |  | 348 | 0.31 | 735 | 0.65 | 563 | 0.5 | 561 | 0 | 0 | 1125 | 35 | 0.03 | 1089 | 599 | 0.53 | 526 | 835 | 0.74 | 289 | 40 | 0.04 | 1084
282 | Tracy | PGE GBA | {} | 23633 | 0 | 0 | 23633 | 1 | [5 empty] | 793 | 0.03 | 1026 | 0.04 |  | 21042 | 0.89 | 0 | 0 | 20990 | 0.89 | 2642 | 20665 | 0.87 | 2968 | 23005 | 0.97 | 628 | 23632 | 1 | 0 | 7853 | 0.33 | 15780 | 769 | 0.03 | 22863
283 | Pease | PGE NGBA | {} | 1124 | 0 | 0 | 1124 | 1 | [5 empty] | 0 | 0 | 0 | 0 |  | 1124 | 1 | 0 | 0 | 1086 | 0.97 | 37 | 820 | 0.73 | 304 | 820 | 0.73 | 304 | 1090 | 0.97 | 33 | 1086 | 0.97 | 37 | 3 | 0 | 1121
284 | Spring Valley | SDGE Imperial | {'Murray': [3.8, 1.0], 'Elliot': [7.3, 1.0], 'Elliott': [7.3, 1.0], 'Mission': [8.4, 1.0], 'Silvergate': [8.7, 1.0], 'Kearny': [9.9, 1.0], 'Vine': [10.2, 1.0], 'Bay Boulevard': [10.5, 1.0], 'Mesa Heights': [10.9, 1.0], 'Old Town': [11.1, 1.0], 'Point Loma': [13.4, 1.0]} | 76 | 1 | 0.02 | 75 | 0.98 | [5 empty] | 0 | 0 | 0 | 0 |  | 0 | 0 | 0 | 0 | 9 | 0.12 | 67 | 9 | 0.12 | 67 | 74 | 0.98 | 1 | 74 | 0.98 | 1 | 0 | 0 | 76 | 3 | 0.03 | 73
285 | Honcut | PGE NGBA | {} | 0 | 0 | 0 | 0 | 0 | [5 empty] | 0 | 0 | 0 | 0 |  | 0 | 0 | 0 | 0 | 0 | 0 | 0 | 0 | 0 | 0 | 0 | 0 | 0 | 0 | 0 | 0 | 0 | 0 | 0 | 0 | 0 | 0
286 | Rancho Mission Viejo | SDGE Imperial | {'Margarita': [2.4, 39.0], 'Capistrano': [3.9, 40.0], 'Q1806': [4.5, 39.0], 'Trabuco': [5.0, 37.0], 'Talega': [5.3, 40.0], 'North of SONGS': [5.5, 40.0], 'San Onofre': [11.2, 14.0]} | 84 | 34 | 0.41 | 49 | 0.59 | [5 empty] | 0 | 0 | 0 | 0 |  | 0 | 0 | 0 | 0 | 0 | 0 | 84 | 24 | 0.29 | 59 | 44 | 0.53 | 40 | 44 | 0.53 | 40 | 0 | 0 | 84 | 0 | 0 | 84
287 | Encina | SDGE Imperial | {'Cannon': [0.2, 34.0], 'Palomar Airport': [2.9, 29.0], 'San Luis Rey': [5.2, 29.0], 'Shadowridge': [5.6, 22.0], 'Ocean Ranch': [5.7, 30.0], 'Melrose': [6.8, 29.0], 'San Marcos': [8.0, 8.0], 'Pendleton': [11.9, 27.0], 'North City Metering': [14.0, 5.0], 'Artesian': [14.1, 4.0], 'Penasquitos': [16.6, 3.0]} | 193 | 29 | 0.15 | 164 | 0.85 | [5 empty] | 0 | 0 | 0 | 0 |  | 0 | 0 | 0 | 0 | 34 | 0.17 | 159 | 148 | 0.77 | 45 | 154 | 0.8 | 39 | 154 | 0.8 | 39 | 0 | 0 | 193 | 32 | 0.17 | 161
288 | Bullard | PGE Fresno | {} | 0 | 0 | 0 | 0 | 0 | [5 empty] | 0 | 0 | 0 | 0 |  | 0 | 0 | 0 | 0 | 0 | 0 | 0 | 0 | 0 | 0 | 0 | 0 | 0 | 0 | 0 | 0 | 0 | 0 | 0 | 0 | 0 | 0
289 | Hicks | PGE GBA | {'Vasona': [3.8, 33.0], 'El Patio': [4.5, 33.0], 'Saratoga': [7.0, 33.0], 'Monta Vista': [11.3, 33.0]} | 96 | 33 | 0.34 | 63 | 0.66 | [5 empty] | 0 | 0 | 0 | 0 |  | 63 | 0.66 | 0 | 0 | 63 | 0.66 | 33 | 0 | 0 | 96 | 12 | 0.13 | 84 | 63 | 0.66 | 33 | 32 | 0.33 | 64 | 1 | 0.01 | 95
290 | Olivehurst | PGE NGBA | {} | 0 | 0 | 0 | 0 | 0 | [5 empty] | 0 | 0 | 0 | 0 |  | 0 | 0 | 0 | 0 | 0 | 0 | 0 | 0 | 0 | 0 | 0 | 0 | 0 | 0 | 0 | 0 | 0 | 0 | 0 | 0 | 0 | 0
291 | Temblor | PGE Kern | {'Kernridge': [4.8, 29.0], 'Caliente': [12.4, 29.0]} | 29 | 29 | 1 | 0 | 0 | [5 empty] | 0 | 0 | 0 | 0 |  | 23 | 0.8 | 0 | 0 | 0 | 0 | 29 | 0 | 0 | 29 | 0 | 0 | 29 | 0 | 0 | 29 | 0 | 0 | 29 | 0 | 0 | 29
292 | Olinda | SCE Metro | {} | 0 | 0 | 0 | 0 | 0 | [5 empty] | 0 | 0 | 0 | 0 |  | 0 | 0 | 0 | 0 | 0 | 0 | 0 | 0 | 0 | 0 | 0 | 0 | 0 | 0 | 0 | 0 | 0 | 0 | 0 | 0 | 0 | 0
293 | Mt. Eden | PGE GBA | {'Eastshore': [0.9, 86.0], 'Grant': [4.2, 83.0], 'Castro Valley': [4.7, 76.0], 'Dumbarton': [5.7, 20.0], 'San Leandro U': [6.0, 82.0], 'Edes': [8.9, 81.0], 'Ravenswood': [9.9, 22.0], 'Oakland J': [11.0, 64.0], 'Cooley Landing': [11.1, 8.0], 'Oakland X': [14.0, 64.0], 'Burlingame': [14.5, 1.0], 'Menlo': [14.9, 2.0], 'Oakland C': [15.1, 64.0], 'Moraga': [15.4, 12.0], 'Oakland L': [15.5, 64.0], 'Jefferson': [15.8, 4.0], 'Millbrae': [15.9, 1.0], 'Martin': [17.4, 10.0], 'SAN FRAN A (POTRERO PP)': [17.7, 18.0], 'Potrero': [17.7, 19.0]} | 222 | 81 | 0.36 | 141 | 0.64 | [5 empty] | 0 | 0 | 0 | 0 |  | 58 | 0.26 | 0 | 0 | 58 | 0.26 | 163 | 10 | 0.05 | 212 | 37 | 0.16 | 185 | 95 | 0.43 | 127 | 58 | 0.26 | 163 | 49 | 0.22 | 173
294 | Woodland | PGE NGBA | {} | 0 | 0 | 0 | 0 | 0 | [5 empty] | 0 | 0 | 0 | 0 |  | 0 | 0 | 0 | 0 | 0 | 0 | 0 | 0 | 0 | 0 | 0 | 0 | 0 | 0 | 0 | 0 | 0 | 0 | 0 | 0 | 0 | 0
295 | Trabuco | SDGE Imperial | {'Q1806': [2.1, 43.0], 'Margarita': [2.7, 37.0], 'Capistrano': [3.5, 43.0], 'Rancho Mission Viejo': [5.0, 37.0], 'Santiago': [8.9, 7.0], 'Talega': [9.6, 36.0], 'North of SONGS': [9.7, 36.0], 'San Onofre': [15.1, 11.0]} | 77 | 38 | 0.5 | 39 | 0.5 | [5 empty] | 0 | 0 | 0 | 0 |  | 0 | 0 | 0 | 0 | 0 | 0 | 77 | 15 | 0.2 | 61 | 35 | 0.46 | 42 | 35 | 0.46 | 42 | 0 | 0 | 77 | 0 | 0 | 77
296 | Cantua | PGE Fresno | {} | 140 | 0 | 0 | 140 | 1 | [5 empty] | 0 | 0 | 0 | 0 |  | 58 | 0.41 | 76 | 0.54 | 140 | 1 | 0 | 0 | 0 | 140 | 0 | 0 | 140 | 140 | 1 | 0 | 90 | 0.64 | 50 | 0 | 0 | 140
297 | Rancho Vista | SCE Metro | {} | 299 | 0 | 0 | 299 | 1 | [5 empty] | 0 | 0 | 0 | 0 |  | 0 | 0 | 299 | 1 | 299 | 1 | 0 | 0 | 0 | 299 | 28 | 0.09 | 271 | 299 | 1 | 0 | 205 | 0.69 | 94 | 1 | 0 | 299
298 | Los Esteros | PGE GBA | {} | 40 | 0 | 0 | 40 | 1 | [5 empty] | 0 | 0 | 0 | 0 |  | 0 | 0 | 0 | 0 | 0 | 0 | 40 | 0 | 0 | 40 | 5 | 0.13 | 34 | 5 | 0.13 | 34 | 0 | 0 | 40 | 39 | 0.99 | 0
299 | Humboldt Bay | PGE NGBA | {'Harris': [4.9, 139.0], 'Humboldt': [5.9, 139.0], 'Arcata': [10.8, 110.0]} | 794 | 286 | 0.36 | 508 | 0.64 | [5 empty] | 0 | 0 | 0 | 0 |  | 0 | 0 | 0 | 0 | 262 | 0.33 | 532 | 115 | 0.14 | 679 | 147 | 0.19 | 647 | 319 | 0.4 | 475 | 0 | 0 | 794 | 240 | 0.3 | 554
300 | Shiloh III | PGE GBA | {'Birds Landing': [3.3, 8422.0], 'Lambie': [3.8, 6177.0], 'Lambie Energy': [3.8, 6178.0], 'Collinsville': [6.2, 6754.0], 'Pittsburg': [9.6, 1337.0], 'Peabody': [10.5, 1165.0], 'GWF 2': [10.7, 1377.0], 'Kirker': [10.8, 1013.0], 'Contra Costa PP': [11.7, 2586.0], 'Contra Costa': [12.3, 1450.0], 'Grand Island': [14.5, 2818.0], 'Lone Tree': [16.2, 210.0], 'Bahia': [16.8, 2.0], 'Clayton': [17.0, 2.0], 'Meadow Lane': [18.1, 2.0], 'Martinez': [18.1, 2.0]} | 46704 | 8405 | 0.18 | 38299 | 0.82 | [5 empty] | 12117 | 0.26 | 4131 | 0.09 |  | 25404 | 0.54 | 0 | 0 | 11872 | 0.25 | 34832 | 21204 | 0.45 | 25500 | 18009 | 0.39 | 28695 | 29536 | 0.63 | 17168 | 3814 | 0.08 | 42890 | 20503 | 0.44 | 26201
301 | Westpark | PGE Kern | {} | 0 | 0 | 0 | 0 | 0 | [5 empty] | 0 | 0 | 0 | 0 |  | 0 | 0 | 0 | 0 | 0 | 0 | 0 | 0 | 0 | 0 | 0 | 0 | 0 | 0 | 0 | 0 | 0 | 0 | 0 | 0 | 0 | 0
302 | Pendleton | SDGE Imperial | {'San Luis Rey': [6.8, 27.0], 'Ocean Ranch': [7.2, 27.0], 'Melrose': [8.5, 27.0], 'Cannon': [11.9, 27.0], 'Encina': [11.9, 27.0], 'Shadowridge': [12.9, 14.0], 'Palomar Airport': [13.2, 21.0]} | 167 | 25 | 0.15 | 142 | 0.85 | [5 empty] | 0 | 0 | 0 | 0 |  | 3 | 0.02 | 0 | 0 | 34 | 0.2 | 134 | 132 | 0.79 | 35 | 134 | 0.8 | 33 | 134 | 0.8 | 33 | 0 | 0 | 167 | 30 | 0.18 | 137
303 | Burney Forest Power | PGE NGBA | {'Burney Forest': [0.0, 559.0], 'Carberry': [2.4, 559.0], 'New Sub - Pit 1 - Cottonwood (Proposed)': [6.7, 559.0], 'Pit 3': [8.5, 22.0], 'Pit 4': [10.3, 194.0], 'Cove Road': [11.1, 559.0], 'Round Mt.': [12.5, 537.0]} | 4370 | 557 | 0.13 | 3813 | 0.87 | [5 empty] | 0 | 0 | 0 | 0 |  | 3768 | 0.86 | 0 | 0 | 2531 | 0.58 | 1839 | 650 | 0.15 | 3720 | 650 | 0.15 | 3720 | 3125 | 0.72 | 1245 | 2031 | 0.46 | 2339 | 46 | 0.01 | 4324
304 | Llagas | PGE GBA | {} | 0 | 0 | 0 | 0 | 0 | [5 empty] | 0 | 0 | 0 | 0 |  | 0 | 0 | 0 | 0 | 0 | 0 | 0 | 0 | 0 | 0 | 0 | 0 | 0 | 0 | 0 | 0 | 0 | 0 | 0 | 0 | 0 | 0
305 | Los Banos | PGE Fresno | {} | 1613 | 0 | 0 | 1613 | 1 | [5 empty] | 3 | 0 | 0 | 0 |  | 1290 | 0.8 | 317 | 0.2 | 1613 | 1 | 0 | 0 | 0 | 1613 | 171 | 0.11 | 1443 | 1613 | 1 | 0 | 1464 | 0.91 | 149 | 1 | 0 | 1612
306 | Peabody | PGE NGBA | {'Lambie': [7.1, 2254.0], 'Lambie Energy': [7.1, 2254.0], 'Vaca-Dixon & Gc Yard': [8.5, 1442.0], 'Shiloh III': [10.5, 1165.0], 'Birds Landing': [13.5, 1165.0], 'Collinsville': [16.0, 1108.0], 'Tulucay': [16.2, 192.0], 'Parkway': [16.4, 149.0], 'Putah Creek': [16.6, 353.0]} | 20754 | 2797 | 0.13 | 17957 | 0.87 | [5 empty] | 3464 | 0.17 | 2105 | 0.1 |  | 15648 | 0.75 | 0 | 0 | 2650 | 0.13 | 18104 | 13053 | 0.63 | 7700 | 12822 | 0.62 | 7932 | 16950 | 0.82 | 3804 | 3929 | 0.19 | 16824 | 7681 | 0.37 | 13073
307 | Silvergate | SDGE Imperial | {'Vine': [3.7, 189.0], 'Old Town': [5.7, 189.0], 'Point Loma': [6.1, 189.0], 'Mission': [6.2, 188.0], 'Bay Boulevard': [6.6, 127.0], 'Imperial Beach': [8.2, 62.0], 'Telegraph Canyon': [8.4, 35.0], 'Otay': [8.5, 36.0], 'Spring Valley': [8.7, 1.0], 'Elliot': [9.0, 121.0], 'Elliott': [9.0, 122.0], 'Miguel': [9.3, 26.0], 'Salt Creek': [9.4, 23.0], 'Mesa Heights': [9.4, 133.0], 'Murray': [9.6, 2.0], 'Kearny': [9.6, 132.0], 'San Ysidro': [11.4, 30.0]} | 528 | 178 | 0.34 | 350 | 0.66 | [5 empty] | 0 | 0 | 0 | 0 |  | 0 | 0 | 0 | 0 | 14 | 0.03 | 514 | 113 | 0.21 | 415 | 295 | 0.56 | 233 | 301 | 0.57 | 227 | 0 | 0 | 528 | 29 | 0.05 | 500
308 | Kelso | PGE GBA | {} | 23456 | 0 | 0 | 23456 | 1 | [5 empty] | 793 | 0.03 | 1026 | 0.04 |  | 20866 | 0.89 | 0 | 0 | 20762 | 0.89 | 2694 | 20489 | 0.87 | 2968 | 22829 | 0.97 | 628 | 23456 | 1 | 0 | 7515 | 0.32 | 15941 | 780 | 0.03 | 22676
309 | Desert View | SCE EOP | {} | 3275 | 1882 | 0.57 | 1393 | 0.43 | [5 empty] | 0 | 0 | 0 | 0 |  | 841 | 0.26 | 0 | 0 | 0 | 0 | 3275 | 0 | 0 | 3275 | 0 | 0 | 3275 | 0 | 0 | 3275 | 0 | 0 | 3275 | 0 | 0 | 3275
310 | Clay | PGE GBA | {} | 0 | 0 | 0 | 0 | 0 | [5 empty] | 0 | 0 | 0 | 0 |  | 0 | 0 | 0 | 0 | 0 | 0 | 0 | 0 | 0 | 0 | 0 | 0 | 0 | 0 | 0 | 0 | 0 | 0 | 0 | 0 | 0 | 0
311 | Calcite | SCE NOL | {} | 11519 | 998 | 0.09 | 10521 | 0.91 | [5 empty] | 0 | 0 | 0 | 0 |  | 0 | 0 | 0 | 0 | 7412 | 0.64 | 4107 | 5627 | 0.49 | 5892 | 3873 | 0.34 | 7646 | 10191 | 0.88 | 1328 | 4485 | 0.39 | 7034 | 0 | 0 | 11519
312 | Biola | PGE Fresno | {} | 0 | 0 | 0 | 0 | 0 | [5 empty] | 0 | 0 | 0 | 0 |  | 0 | 0 | 0 | 0 | 0 | 0 | 0 | 0 | 0 | 0 | 0 | 0 | 0 | 0 | 0 | 0 | 0 | 0 | 0 | 0 | 0 | 0
313 | New Sub - Pit 1 - Cottonwood (Proposed) | PGE NGBA | {'Carberry': [4.4, 559.0], 'Round Mt.': [6.1, 594.0], 'Burney Forest': [6.7, 559.0], 'Burney Forest Power': [6.7, 559.0], 'Cove Road': [6.8, 559.0], 'Pit 4': [11.5, 194.0], 'Pit 3': [12.7, 22.0], 'Fern Road': [14.0, 105.0]} | 5289 | 662 | 0.13 | 4627 | 0.87 | [5 empty] | 0 | 0 | 0 | 0 |  | 4402 | 0.83 | 65 | 0.01 | 3410 | 0.64 | 1878 | 676 | 0.13 | 4613 | 666 | 0.13 | 4622 | 4041 | 0.76 | 1247 | 2162 | 0.41 | 3127 | 61 | 0.01 | 5227
314 | Olive | PGE Fresno | {} | 0 | 0 | 0 | 0 | 0 | [5 empty] | 0 | 0 | 0 | 0 |  | 0 | 0 | 0 | 0 | 0 | 0 | 0 | 0 | 0 | 0 | 0 | 0 | 0 | 0 | 0 | 0 | 0 | 0 | 0 | 0 | 0 | 0
315 | Lugo | SCE Metro | {'Victor': [9.7, 442.0]} | 8864 | 442 | 0.05 | 8423 | 0.95 | [5 empty] | 0 | 0 | 0 | 0 |  | 4257 | 0.48 | 2504 | 0.28 | 4900 | 0.55 | 3964 | 5099 | 0.58 | 3766 | 5048 | 0.57 | 3816 | 8290 | 0.94 | 574 | 4123 | 0.47 | 4741 | 63 | 0.01 | 8801
316 | Eagle Rock (PGE) | PGE NGBA | {} | 7699 | 0 | 0 | 7699 | 1 | [5 empty] | 127 | 0.02 | 0 | 0 |  | 3489 | 0.45 | 3169 | 0.41 | 7119 | 0.92 | 580 | 4057 | 0.53 | 3642 | 5380 | 0.7 | 2318 | 7699 | 1 | 0 | 2650 | 0.34 | 5049 | 1 | 0 | 7698
317 | Cosumnes | PGE GBA | {} | 0 | 0 | 0% | 0 | 0 | [5 empty] | 0 | 0 | 0 | 0 |  | 0 | 0 | 0 | 0 | 0 | 0 | 0 | 0 | 0 | 0 | 0 | 0 | 0 | 0 | 0 | 0 | 0 | 0 | 0 | 0 | 0% | 0
318 | Imperial Valley | SDGE Imperial | {'El Centro': [11.9, 2.0]} | 2401 | 982 | 41% | 1419 | 0.59 | [5 empty] | 2 | 0 | 15 | 0.01 |  | 0 | 0 | 0 | 0 | 0 | 0 | 2401 | 74 | 0.03 | 2327 | 74 | 0.03 | 2327 | 74 | 0.03 | 2327 | 1215 | 0.51 | 1186 | 236 | 10% | 2165
319 | Swift | PGE GBA | {} | 563 | 0 | 0% | 563 | 1 | [5 empty] | 0 | 0 | 0 | 0 |  | 562 | 1 | 1 | 0 | 548 | 0.97 | 15 | 361 | 0.64 | 201 | 361 | 0.64 | 201 | 563 | 1 | 0 | 528 | 0.94 | 35 | 4 | 1% | 559
320 | Windhub | SCE Northern | {'Highwind': [7.1, 1324.0], 'Rosamond': [12.1, 4222.0], 'Whirlwind': [15.0, 383.0]} | 32381 | 7251 | 22% | 25130 | 0.78 | [5 empty] | 0 | 0 | 0 | 0 |  | 7195 | 0.22 | 865 | 0.03 | 14526 | 0.45 | 17854 | 7294 | 0.23 | 25087 | 10535 | 0.33 | 21846 | 22798 | 0.7 | 9583 | 11737 | 0.36 | 20643 | 109 | 0% | 32272
321 | Elliott | SDGE Imperial | {'Elliot': [0.0, 121.0], 'Kearny': [2.8, 122.0], 'Mission': [3.6, 122.0], 'Mesa Heights': [4.1, 122.0], 'Murray': [4.2, 2.0], 'Old Town': [6.9, 122.0], 'Spring Valley': [7.3, 1.0], 'Vine': [7.5, 122.0], 'Silvergate': [9.0, 122.0], 'Point Loma': [9.8, 122.0], 'Bay Boulevard': [14.4, 81.0], 'Otay': [15.4, 1.0], 'Imperial Beach': [16.1, 23.0]} | 220 | 121 | 55% | 99 | 0.45 | [5 empty] | 0 | 0 | 0 | 0 |  | 0 | 0 | 0 | 0 | 0 | 0 | 220 | 5 | 0.02 | 215 | 89 | 0.41 | 131 | 89 | 0.41 | 131 | 0 | 0 | 220 | 1 | 0% | 219
322 | Gates | PGE Fresno | {} | 0 | 0 | 0% | 0 | 0 | [5 empty] | 0 | 0 | 0 | 0 |  | 0 | 0 | 0 | 0 | 0 | 0 | 0 | 0 | 0 | 0 | 0 | 0 | 0 | 0 | 0 | 0 | 0 | 0 | 0 | 0 | 0% | 0
323 | Madeline | Northeast CA | {} | 76522 | 5283 | 7% | 71239 | 0.93 | [5 empty] | 11025 | 0.14 | 0 | 0 |  | 53128 | 0.69 | 14428 | 0.19 | 10182 | 0.13 | 66340 | 3740 | 0.05 | 72782 | 5792 | 0.08 | 70730 | 16654 | 0.22 | 59869 | 56865 | 0.74 | 19657 | 24342 | 32% | 52181
324 | Putah Creek | PGE NGBA | {'Vaca-Dixon & Gc Yard': [9.4, 890.0], 'Peabody': [16.6, 353.0]} | 13306 | 1042 | 8% | 12264 | 0.92 | [5 empty] | 842 | 0.06 | 1020 | 0.08 |  | 11897 | 0.89 | 0 | 0 | 11610 | 0.87 | 1696 | 963 | 0.07 | 12343 | 0 | 0 | 13306 | 11663 | 0.88 | 1643 | 8052 | 0.61 | 5253 | 155 | 1% | 13151
325 | San Onofre | SCE Metro | {'North of SONGS': [5.6, 20.0], 'Talega': [5.9, 20.0], 'Rancho Mission Viejo': [11.2, 14.0], 'Capistrano': [11.8, 14.0], 'Margarita': [13.2, 13.0], 'Q1806': [13.3, 13.0], 'Trabuco': [15.1, 11.0]} | 49 | 18 | 36% | 31 | 0.64 | [5 empty] | 0 | 0 | 0 | 0 |  | 3 | 0.06 | 0 | 0 | 0 | 0 | 49 | 25 | 0.5 | 25 | 27 | 0.54 | 23 | 27 | 0.54 | 23 | 0 | 0 | 49 | 0 | 1% | 49
326 | Gregg | PGE Fresno | {} | 0 | 0 | 0% | 0 | 0 | [5 empty] | 0 | 0 | 0 | 0 |  | 0 | 0 | 0 | 0 | 0 | 0 | 0 | 0 | 0 | 0 | 0 | 0 | 0 | 0 | 0 | 0 | 0 | 0 | 0 | 0 | 0% | 0
327 | Gondor | <Null> | {} | 0 | 0 | 0% | 0 | 0 | [5 empty] | 0 | 0 | 0 | 0 |  | 0 | 0 | 0 | 0 | 0 | 0 | 0 | 0 | 0 | 0 | 0 | 0 | 0 | 0 | 0 | 0 | 0 | 0 | 0 | 0 | 0% | 0
328 | Cabrillo | PGE Kern | {} | 6294 | 666 | 11% | 5628 | 0.89 | [5 empty] | 124 | 0.02 | 1 | 0 |  | 5250 | 0.83 | 0 | 0 | 3187 | 0.51 | 3108 | 31 | 0 | 6263 | 47 | 0.01 | 6247 | 3202 | 0.51 | 3092 | 5295 | 0.84 | 999 | 347 | 6% | 5947
329 | Mesa (PGE) | PGE Kern | {'Callender': [7.9, 43.0], 'Oceano': [9.7, 43.0]} | 328 | 43 | 13% | 285 | 0.87 | [5 empty] | 0 | 0 | 0 | 0 |  | 290 | 0.88 | 1 | 0 | 0 | 0 | 328 | 0 | 0 | 328 | 0 | 0 | 328 | 0 | 0 | 328 | 283 | 0.86 | 46 | 0 | 0% | 328
330 | Schulte | PGE GBA | {} | 40 | 0 | 0% | 40 | 1 | [5 empty] | 0 | 0 | 0 | 0 |  | 0 | 0 | 0 | 0 | 0 | 0 | 40 | 0 | 0 | 40 | 5 | 0.13 | 34 | 5 | 0.13 | 34 | 0 | 0 | 40 | 39 | 99% | 0
331 | Davis | PGE NGBA | {'Vaca-Dixon & Gc Yard': [14.2, 20.0]} | 900 | 20 | 2% | 880 | 0.98 | [5 empty] | 99 | 0.11 | 722 | 0.8 |  | 237 | 0.26 | 0 | 0 | 0 | 0 | 900 | 113 | 0.13 | 787 | 113 | 0.13 | 787 | 113 | 0.13 | 787 | 0 | 0 | 900 | 4 | 0% | 896
332 | Arco | PGE Kern | {} | 0 | 0 | 0% | 0 | 0 | [5 empty] | 0 | 0 | 0 | 0 |  | 0 | 0 | 0 | 0 | 0 | 0 | 0 | 0 | 0 | 0 | 0 | 0 | 0 | 0 | 0 | 0 | 0 | 0 | 0 | 0 | 0% | 0
333 | Goodrich | SCE Metro | {} | 0 | 0 | 0% | 0 | 0 | [5 empty] | 0 | 0 | 0 | 0 |  | 0 | 0 | 0 | 0 | 0 | 0 | 0 | 0 | 0 | 0 | 0 | 0 | 0 | 0 | 0 | 0 | 0 | 0 | 0 | 0 | 0% | 0
334 | Newhall | PGE Fresno | {} | 0 | 0 | 0% | 0 | 0 | [5 empty] | 0 | 0 | 0 | 0 |  | 0 | 0 | 0 | 0 | 0 | 0 | 0 | 0 | 0 | 0 | 0 | 0 | 0 | 0 | 0 | 0 | 0 | 0 | 0 | 0 | 0% | 0
335 | Brentwood | PGE GBA | {'Lone Tree': [4.9, 139.0], 'Contra Costa': [8.0, 139.0], 'Contra Costa PP': [8.1, 139.0], 'GWF 2': [12.0, 136.0], 'Collinsville': [14.2, 64.0], 'Kirker': [14.3, 5.0], 'Pittsburg': [14.4, 13.0], 'Tassajara': [15.0, 75.0], 'Clayton': [15.9, 1.0], 'Birds Landing': [16.5, 64.0]} | 5487 | 128 | 2% | 5359 | 0.98 | [5 empty] | 560 | 0.1 | 53 | 0.01 |  | 4405 | 0.8 | 9 | 0 | 3309 | 0.6 | 2177 | 4853 | 0.88 | 633 | 4820 | 0.88 | 667 | 5138 | 0.94 | 348 | 2325 | 0.42 | 3162 | 403 | 7% | 5083
336 | Neenach | SCE Northern | {'Whirlwind': [6.9, 29580.0], 'Antelope': [12.9, 11140.0], 'Bailey': [15.4, 1511.0], 'Rosamond': [16.1, 4203.0], 'Warne': [17.4, 2.0]} | 115774 | 36364 | 31% | 79411 | 0.69 | [5 empty] | 4016 | 0.03 | 1538 | 0.01 |  | 14579 | 0.13 | 5725 | 0.05 | 21241 | 0.18 | 94534 | 50263 | 0.43 | 65511 | 32579 | 0.28 | 83195 | 68002 | 0.59 | 47773 | 26481 | 0.23 | 89294 | 1151 | 1% | 114623
337 | Bahia | PGE NGBA | {'Martinez': [4.7, 1163.0], 'Parkway': [5.6, 1153.0], 'Carquinez': [6.0, 1153.0], 'Alhambra': [6.1, 1159.0], 'Christie': [6.6, 1153.0], 'Meadow Lane': [9.4, 1041.0], 'San Pablo': [12.7, 796.0], 'Lakewood': [12.8, 104.0], 'Sobrante': [12.8, 721.0], 'Kirker': [13.2, 10.0], 'Clayton': [13.2, 10.0], 'Pittsburg': [13.4, 10.0], 'El Cerrito G': [14.6, 533.0], 'GWF 2': [15.6, 10.0], 'Collinsville': [16.3, 6.0], 'Richmond R': [16.5, 23.0], 'Standard Oil': [16.6, 26.0], 'Standard Oil 2': [16.6, 26.0], 'Shiloh III': [16.8, 2.0], 'Birds Landing': [16.9, 2.0]} | 11657 | 1150 | 10% | 10508 | 0.9 | [5 empty] | 6 | 0 | 0 | 0 |  | 4965 | 0.43 | 0 | 0 | 5199 | 0.45 | 6459 | 4919 | 0.42 | 6739 | 3024 | 0.26 | 8634 | 9579 | 0.82 | 2079 | 2727 | 0.23 | 8930 | 4083 | 35% | 7575
338 | Vaca Dixon | PGE NGBA | {'Peabody': [8.5, 1442.0], 'Putah Creek': [9.4, 890.0], 'Lambie': [12.8, 1089.0], 'Lambie Energy': [12.8, 1089.0], 'Davis': [14.2, 20.0]} | 11060 | 1997 | 18% | 9063 | 0.82 | [5 empty] | 1932 | 0.17 | 3706 | 0.34 |  | 6003 | 0.54 | 0 | 0 | 2943 | 0.27 | 8116 | 5952 | 0.54 | 5108 | 5527 | 0.5 | 5532 | 8496 | 0.77 | 2564 | 2328 | 0.21 | 8732 | 1766 | 16% | 9294
339 | Carrizo Plains | PGE Kern | {'Topaz': [1.1, 135.0], 'Solar': [1.1, 135.0], 'Caliente': [6.9, 135.0], 'Kernridge': [17.4, 36.0]} | 1671 | 135 | 8% | 1537 | 0.92 | [5 empty] | 0 | 0 | 0 | 0 |  | 1040 | 0.62 | 0 | 0 | 1296 | 0.78 | 375 | 0 | 0 | 1671 | 277 | 0.17 | 1394 | 1296 | 0.78 | 375 | 1020 | 0.61 | 651 | 0 | 0% | 1671
340 | Vista (VEA) | SCE EOP | {} | 59 | 12 | 21% | 46 | 0.79 | [5 empty] | 0 | 0 | 0 | 0 |  | 0 | 0 | 0 | 0 | 0 | 0 | 59 | 0 | 0 | 59 | 0 | 0 | 59 | 0 | 0 | 59 | 0 | 0 | 59 | 0 | 0% | 59
341 | Merced | PGE Fresno | {} | 0 | 0 | 0% | 0 | 0 | [5 empty] | 0 | 0 | 0 | 0 |  | 0 | 0 | 0 | 0 | 0 | 0 | 0 | 0 | 0 | 0 | 0 | 0 | 0 | 0 | 0 | 0 | 0 | 0 | 0 | 0 | 0% | 0
342 | Otay Mesa | SDGE Imperial | {'San Ysidro': [6.7, 6.0], 'Telegraph Canyon': [7.5, 6.0], 'Salt Creek': [8.3, 4.0], 'Miguel': [8.4, 4.0], 'Otay': [8.6, 5.0], 'Imperial Beach': [10.8, 2.0], 'Bay Boulevard': [10.9, 2.0]} | 196 | 5 | 3% | 191 | 0.97 | [5 empty] | 0 | 0 | 0 | 0 |  | 0 | 0 | 0 | 0 | 40 | 0.21 | 156 | 149 | 0.76 | 47 | 185 | 0.94 | 11 | 185 | 0.94 | 11 | 3 | 0.01 | 194 | 37 | 19% | 159
343 | Leavitt | Northeast CA | {'Richmond': [7.1, 331.0]} | 14091 | 1508 | 11% | 12583 | 0.89 | [5 empty] | 818 | 0.06 | 0 | 0 |  | 13601 | 0.97 | 310 | 0.02 | 6485 | 0.46 | 7606 | 2617 | 0.19 | 11474 | 2177 | 0.15 | 11914 | 7261 | 0.52 | 6830 | 11602 | 0.82 | 2489 | 997 | 7% | 13094
344 | Primm | SCE EOP | {'Ivanpah': [9.5, 18.0], 'Mountain Pass': [14.9, 18.0]} | 4539 | 18 | 0% | 4520 | 1 | [5 empty] | 0 | 0 | 0 | 0 |  | 0 | 0 | 0 | 0 | 3976 | 0.88 | 563 | 3586 | 0.79 | 952 | 536 | 0.12 | 4003 | 4507 | 0.99 | 31 | 752 | 0.17 | 3787 | 0 | 0% | 4539
345 | Granite | PGE NGBA | {} | 0 | 0 | 0% | 0 | 0 | [5 empty] | 0 | 0 | 0 | 0 |  | 0 | 0 | 0 | 0 | 0 | 0 | 0 | 0 | 0 | 0 | 0 | 0 | 0 | 0 | 0 | 0 | 0 | 0 | 0 | 0 | 0% | 0
346 | Lake View | PGE NGBA | {} | 7517 | 0 | 0% | 7517 | 1 | [5 empty] | 84 | 0.01 | 0 | 0 |  | 3440 | 0.46 | 3037 | 0.4 | 6938 | 0.92 | 580 | 4075 | 0.54 | 3442 | 5462 | 0.73 | 2055 | 7517 | 1 | 0 | 2671 | 0.36 | 4847 | 1 | 0% | 7517
347 | Birds Landing | PGE GBA | {'Collinsville': [3.1, 7117.0], 'Shiloh III': [3.3, 8422.0], 'Lambie': [7.0, 6177.0], 'Lambie Energy': [7.0, 6178.0], 'Pittsburg': [7.1, 1350.0], 'GWF 2': [7.7, 1439.0], 'Kirker': [8.3, 1018.0], 'Contra Costa PP': [8.5, 3038.0], 'Contra Costa': [9.1, 1745.0], 'Lone Tree': [13.0, 277.0], 'Peabody': [13.5, 1165.0], 'Clayton': [14.6, 2.0], 'Grand Island': [14.9, 3082.0], 'Meadow Lane': [16.4, 2.0], 'Brentwood': [16.5, 64.0], 'Bahia': [16.9, 2.0], 'Martinez': [17.2, 2.0]} | 42376 | 8924 | 21% | 33452 | 0.79 | [5 empty] | 10987 | 0.26 | 2265 | 0.05 |  | 21342 | 0.5 | 0 | 0 | 8188 | 0.19 | 34188 | 20951 | 0.49 | 21425 | 17482 | 0.41 | 24894 | 25523 | 0.6 | 16853 | 2600 | 0.06 | 39775 | 19126 | 45% | 23250
348 | Highwind | SCE Northern | {'Windhub': [7.1, 1324.0], 'Whirlwind': [17.0, 352.0], 'Rosamond': [18.2, 703.0]} | 27013 | 2996 | 11% | 24017 | 0.89 | [5 empty] | 3 | 0 | 0 | 0 |  | 7607 | 0.28 | 9083 | 0.34 | 15604 | 0.58 | 11409 | 2452 | 0.09 | 24561 | 9575 | 0.35 | 17438 | 20761 | 0.77 | 6252 | 13993 | 0.52 | 13020 | 171 | 1% | 26842
349 | Santiago | SCE Metro | {'Johanna': [5.9, 18.0], 'Trabuco': [8.9, 7.0], 'Ellis': [10.1, 18.0], 'Q1806': [10.5, 7.0], 'Margarita': [11.3, 1.0], 'Capistrano': [12.1, 7.0], 'Huntington Beach': [12.1, 18.0]} | 208 | 22 | 11% | 186 | 0.89 | [5 empty] | 0 | 0 | 0 | 0 |  | 0 | 0 | 0 | 0 | 9 | 0.04 | 199 | 30 | 0.15 | 178 | 167 | 0.8 | 41 | 176 | 0.85 | 32 | 0 | 0 | 208 | 6 | 3% | 202
350 | Red Bluff | SCE Eastern | {'Eagle Mountain': [11.2, 7992.0], 'Kem': [15.1, 4214.0]} | 37079 | 9868 | 27% | 27211 | 0.73 | [5 empty] | 11 | 0 | 0 | 0 |  | 0 | 0 | 0 | 0 | 13913 | 0.38 | 23166 | 52 | 0 | 37027 | 0 | 0 | 37079 | 13964 | 0.38 | 23115 | 17971 | 0.48 | 19108 | 531 | 1% | 36548
351 | Beatty | SCE EOP | {} | 4600 | 1569 | 34% | 3031 | 0.66 | [5 empty] | 0 | 0 | 0 | 0 |  | 0 | 0 | 0 | 0 | 0 | 0 | 4600 | 0 | 0 | 4600 | 0 | 0 | 4600 | 0 | 0 | 4600 | 0 | 0 | 4600 | 0 | 0% | 4600
352 | Mirage | SCE Eastern | {'Devers': [14.4, 1701.0]} | 21373 | 8070 | 38% | 13303 | 0.62 | [5 empty] | 138 | 0.01 | 0 | 0 |  | 0 | 0 | 0 | 0 | 2129 | 0.1 | 19244 | 4160 | 0.19 | 17213 | 3713 | 0.17 | 17660 | 6281 | 0.29 | 15092 | 10180 | 0.48 | 11193 | 3 | 0% | 21370
353 | Sutter Power | PGE NGBA | {} | 0 | 0 | 0% | 0 | 0 | [5 empty] | 0 | 0 | 0 | 0 |  | 0 | 0 | 0 | 0 | 0 | 0 | 0 | 0 | 0 | 0 | 0 | 0 | 0 | 0 | 0 | 0 | 0 | 0 | 0 | 0 | 0% | 0
354 | Manteca | PGE GBA | {} | 0 | 0 | 0% | 0 | 0 | [5 empty] | 0 | 0 | 0 | 0 |  | 0 | 0 | 0 | 0 | 0 | 0 | 0 | 0 | 0 | 0 | 0 | 0 | 0 | 0 | 0 | 0 | 0 | 0 | 0 | 0 | 0% | 0
355 | El Patio | PGE GBA | {'Vasona': [3.1, 33.0], 'Saratoga': [4.4, 33.0], 'Hicks': [4.5, 33.0], 'Monta Vista': [7.8, 33.0]} | 55 | 33 | 60% | 22 | 0.4 | [5 empty] | 0 | 0 | 0 | 0 |  | 22 | 0.4 | 0 | 0 | 22 | 0.4 | 33 | 0 | 0 | 55 | 12 | 0.22 | 43 | 22 | 0.4 | 33 | 22 | 0.4 | 33 | 0 | 0% | 55
356 | Pardee | SCE Northern | {'Saugus': [1.3, 306.0], 'Elizabeth Lake': [4.1, 79.0], 'Sylmar-Pac Intertie': [10.4, 226.0]} | 2725 | 305 | 11% | 2420 | 0.89 | [5 empty] | 0 | 0 | 0 | 0 |  | 1164 | 0.43 | 1520 | 0.56 | 1878 | 0.69 | 846 | 94 | 0.03 | 2631 | 120 | 0.04 | 2605 | 1914 | 0.7 | 811 | 1750 | 0.64 | 974 | 57 | 2% | 2668
357 | Los Coches | SDGE Imperial | {} | 0 | 0 | 0% | 0 | 0 | [5 empty] | 0 | 0 | 0 | 0 |  | 0 | 0 | 0 | 0 | 0 | 0 | 0 | 0 | 0 | 0 | 0 | 0 | 0 | 0 | 0 | 0 | 0 | 0 | 0 | 0 | 0% | 0
358 | Serrano | SCE Metro | {} | 0 | 0 | 0% | 0 | 0 | [5 empty] | 0 | 0 | 0 | 0 |  | 0 | 0 | 0 | 0 | 0 | 0 | 0 | 0 | 0 | 0 | 0 | 0 | 0 | 0 | 0 | 0 | 0 | 0 | 0 | 0 | 0% | 0
359 | Miller | PGE GBA | {} | 1063 | 0 | 0% | 1063 | 1 | [5 empty] | 0 | 0 | 0 | 0 |  | 1063 | 1 | 0 | 0 | 931 | 0.88 | 133 | 269 | 0.25 | 794 | 303 | 0.28 | 760 | 1031 | 0.97 | 32 | 1063 | 1 | 0 | 0 | 0% | 1063
360 | Carberry | PGE NGBA | {'Burney Forest': [2.4, 559.0], 'Burney Forest Power': [2.4, 559.0], 'New Sub - Pit 1 - Cottonwood (Proposed)': [4.4, 559.0], 'Cove Road': [9.2, 559.0], 'Pit 3': [9.6, 22.0], 'Pit 4': [10.2, 194.0], 'Round Mt.': [10.2, 537.0]} | 5370 | 557 | 10% | 4813 | 0.9 | [5 empty] | 0 | 0 | 0 | 0 |  | 4421 | 0.82 | 4 | 0 | 3452 | 0.64 | 1919 | 843 | 0.16 | 4528 | 787 | 0.15 | 4583 | 4153 | 0.77 | 1218 | 2292 | 0.43 | 3078 | 67 | 1% | 5303
361 | Wahtoke | PGE Fresno | {} | 0 | 0 | 0% | 0 | 0 | [5 empty] | 0 | 0 | 0 | 0 |  | 0 | 0 | 0 | 0 | 0 | 0 | 0 | 0 | 0 | 0 | 0 | 0 | 0 | 0 | 0 | 0 | 0 | 0 | 0 | 0 | 0% | 0
362 | Dos Amigos | PGE Fresno | {} | 0 | 0 | 0% | 0 | 0 | [5 empty] | 0 | 0 | 0 | 0 |  | 0 | 0 | 0 | 0 | 0 | 0 | 0 | 0 | 0 | 0 | 0 | 0 | 0 | 0 | 0 | 0 | 0 | 0 | 0 | 0 | 0% | 0
363 | Guernsey | PGE Fresno | {} | 0 | 0 | 0% | 0 | 0 | [5 empty] | 0 | 0 | 0 | 0 |  | 0 | 0 | 0 | 0 | 0 | 0 | 0 | 0 | 0 | 0 | 0 | 0 | 0 | 0 | 0 | 0 | 0 | 0 | 0 | 0 | 0% | 0
364 | Santa Clara | SCE Northern | {'Mandalay': [7.5, 11.0], 'Ormond Beach': [12.0, 9.0]} | 69 | 11 | 16% | 58 | 0.84 | [5 empty] | 0 | 0 | 0 | 0 |  | 0 | 0 | 0 | 0 | 0 | 0 | 69 | 0 | 0 | 69 | 56 | 0.81 | 13 | 56 | 0.81 | 13 | 0 | 0 | 69 | 0 | 0% | 69
365 | Glenn | PGE NGBA | {} | 5 | 0 | 0% | 5 | 1 | [5 empty] | 0 | 0 | 0 | 0 |  | 5 | 1 | 0 | 0 | 5 | 1 | 0 | 0 | 0 | 5 | 0 | 0 | 5 | 5 | 1 | 0 | 5 | 1 | 0 | 0 | 0% | 5
366 | Kerchoff 1 | PGE Fresno | {} | 0 | 0 | 0% | 0 | 0 | [5 empty] | 0 | 0 | 0 | 0 |  | 0 | 0 | 0 | 0 | 0 | 0 | 0 | 0 | 0 | 0 | 0 | 0 | 0 | 0 | 0 | 0 | 0 | 0 | 0 | 0 | 0% | 0
367 | Brunswick | PGE NGBA | {} | 0 | 0 | 0% | 0 | 0 | [5 empty] | 0 | 0 | 0 | 0 |  | 0 | 0 | 0 | 0 | 0 | 0 | 0 | 0 | 0 | 0 | 0 | 0 | 0 | 0 | 0 | 0 | 0 | 0 | 0 | 0 | 0% | 0
368 | Tejon | PGE Kern | {} | 238 | 0 | 0% | 238 | 1 | [5 empty] | 0 | 0 | 0 | 0 |  | 237 | 0.99 | 2 | 0.01 | 238 | 1 | 0 | 217 | 0.91 | 21 | 217 | 0.91 | 21 | 238 | 1 | 0 | 205 | 0.86 | 34 | 1 | 0% | 238
369 | Bakersfield | PGE Kern | {} | 0 | 0 | 0% | 0 | 0 | [5 empty] | 0 | 0 | 0 | 0 |  | 0 | 0 | 0 | 0 | 0 | 0 | 0 | 0 | 0 | 0 | 0 | 0 | 0 | 0 | 0 | 0 | 0 | 0 | 0 | 0 | 0% | 0
370 | Drum | PGE NGBA | {} | 189 | 35 | 19% | 154 | 0.81 | [5 empty] | 0 | 0 | 0 | 0 |  | 93 | 0.49 | 97 | 0.51 | 5 | 0.03 | 184 | 0 | 0 | 189 | 0 | 0 | 189 | 5 | 0.03 | 184 | 154 | 0.81 | 36 | 0 | 0% | 189
371 | El Nido (SCE) | SCE Metro | {'Chevmain': [1.8, 16.0], 'La Fresa': [2.9, 15.0], 'El Segundo': [3.0, 15.0], 'Redondo': [3.4, 15.0], 'Windsor': [7.0, 3.0], 'La Cienega': [7.3, 3.0], 'Arcogen': [9.2, 11.0]} | 98 | 17 | 18% | 80 | 0.82 | [5 empty] | 0 | 0 | 0 | 0 |  | 0 | 0 | 0 | 0 | 0 | 0 | 98 | 74 | 0.75 | 24 | 77 | 0.79 | 21 | 77 | 0.79 | 21 | 0 | 0 | 98 | 0 | 0% | 98
372 | Monserate | SDGE Imperial | {} | 0 | 0 | 0% | 0 | 0 | [5 empty] | 0 | 0 | 0 | 0 |  | 0 | 0 | 0 | 0 | 0 | 0 | 0 | 0 | 0 | 0 | 0 | 0 | 0 | 0 | 0 | 0 | 0 | 0 | 0 | 0 | 0% | 0
373 | Richmond R | PGE GBA | {'Standard Oil': [2.2, 344.0], 'Standard Oil 2': [2.2, 344.0], 'El Cerrito G': [3.7, 419.0], 'San Pablo': [4.5, 259.0], 'Sobrante': [8.9, 236.0], 'Oakland L': [9.7, 273.0], 'Oakland C': [10.1, 261.0], 'Christie': [10.2, 46.0], 'Oakland X': [11.3, 188.0], 'Potrero': [11.9, 259.0], 'SAN FRAN A (POTRERO PP)': [11.9, 261.0], 'Moraga': [12.5, 132.0], 'Carquinez': [13.2, 27.0], 'Alhambra': [13.8, 24.0], 'Ignacio': [14.0, 41.0], 'Oakland J': [14.1, 162.0], 'Martinez': [15.0, 23.0], 'Martin': [15.7, 142.0], 'Edes': [16.2, 120.0], 'Bahia': [16.5, 23.0], 'Parkway': [17.1, 23.0]} | 1095 | 451 | 41% | 643 | 0.59 | [5 empty] | 0 | 0 | 0 | 0 |  | 166 | 0.15 | 0 | 0 | 32 | 0.03 | 1062 | 406 | 0.37 | 688 | 553 | 0.51 | 542 | 553 | 0.51 | 542 | 124 | 0.11 | 971 | 109 | 10% | 986
374 | Storey | PGE Fresno | {} | 0 | 0 | 0% | 0 | 0 | [5 empty] | 0 | 0 | 0 | 0 |  | 0 | 0 | 0 | 0 | 0 | 0 | 0 | 0 | 0 | 0 | 0 | 0 | 0 | 0 | 0 | 0 | 0 | 0 | 0 | 0 | 0% | 0
375 | Alpine | SDGE Imperial | {} | 0 | 0 | 0% | 0 | 0 | [5 empty] | 0 | 0 | 0 | 0 |  | 0 | 0 | 0 | 0 | 0 | 0 | 0 | 0 | 0 | 0 | 0 | 0 | 0 | 0 | 0 | 0 | 0 | 0 | 0 | 0 | 0% | 0
376 | Sobrante | PGE GBA | {'Moraga': [4.8, 168.0], 'El Cerrito G': [5.2, 737.0], 'Christie': [6.8, 744.0], 'Oakland X': [7.1, 178.0], 'Oakland L': [7.5, 246.0], 'Alhambra': [7.5, 722.0], 'Lakewood': [8.2, 104.0], 'Oakland C': [8.5, 234.0], 'Richmond R': [8.9, 236.0], 'San Pablo': [8.9, 853.0], 'Martinez': [9.1, 721.0], 'Meadow Lane': [9.3, 692.0], 'Oakland J': [9.9, 156.0], 'Standard Oil': [10.6, 160.0], 'Standard Oil 2': [10.6, 160.0], 'Edes': [11.6, 122.0], 'Bahia': [12.8, 721.0], 'Carquinez': [13.1, 725.0], 'San Leandro U': [14.0, 35.0], 'SAN FRAN A (POTRERO PP)': [14.2, 168.0], 'Potrero': [14.2, 168.0], 'Parkway': [16.2, 721.0], 'Grant': [16.5, 26.0], 'Martin': [17.8, 96.0]} | 3027 | 962 | 32% | 2065 | 0.68 | [5 empty] | 4 | 0 | 0 | 0 |  | 2012 | 0.66 | 0 | 0 | 32 | 0.01 | 2995 | 1299 | 0.43 | 1728 | 1969 | 0.65 | 1058 | 1969 | 0.65 | 1058 | 609 | 0.2 | 2418 | 39 | 1% | 2988
377 | San Marcos | SDGE Imperial | {'Shadowridge': [2.5, 8.0], 'Palomar Airport': [5.2, 8.0], 'Melrose': [6.3, 3.0], 'Cannon': [7.8, 8.0], 'Ocean Ranch': [8.0, 3.0], 'Encina': [8.0, 8.0], 'Artesian': [8.3, 4.0], 'San Luis Rey': [9.8, 3.0], 'North City Metering': [11.9, 5.0], 'Penasquitos': [14.6, 3.0]} | 41 | 4 | 10% | 37 | 0.9 | [5 empty] | 0 | 0 | 0 | 0 |  | 0 | 0 | 0 | 0 | 0 | 0 | 41 | 29 | 0.7 | 12 | 35 | 0.84 | 7 | 35 | 0.84 | 7 | 0 | 0 | 41 | 2 | 5% | 39
378 | Fink | PGE Fresno | {} | 605 | 0 | 0% | 605 | 1 | [5 empty] | 0 | 0 | 0 | 0 |  | 317 | 0.52 | 288 | 0.48 | 574 | 0.95 | 30 | 133 | 0.22 | 472 | 339 | 0.56 | 266 | 590 | 0.98 | 15 | 605 | 1 | 0 | 0 | 0% | 605
379 | La Cienega | SCE Metro | {'Windsor': [1.1, 4.0], 'El Segundo': [6.9, 4.0], 'Chevmain': [7.0, 4.0], 'El Nido': [7.3, 3.0]} | 78 | 4 | 5% | 74 | 0.95 | [5 empty] | 0 | 0 | 0 | 0 |  | 0 | 0 | 0 | 0 | 0 | 0 | 78 | 74 | 0.94 | 5 | 74 | 0.94 | 5 | 74 | 0.94 | 5 | 0 | 0 | 78 | 0 | 0% | 78
380 | Pittsburg | PGE GBA | {'Kirker': [1.2, 1026.0], 'GWF 2': [2.4, 1359.0], 'Collinsville': [4.5, 1354.0], 'Contra Costa': [6.7, 1237.0], 'Birds Landing': [7.1, 1350.0], 'Contra Costa PP': [7.4, 1237.0], 'Clayton': [7.5, 10.0], 'Shiloh III': [9.6, 1337.0], 'Lone Tree': [9.7, 217.0], 'Meadow Lane': [9.8, 10.0], 'Martinez': [12.0, 10.0], 'Alhambra': [13.0, 9.0], 'Lambie': [13.0, 1140.0], 'Lambie Energy': [13.0, 1140.0], 'Bahia': [13.4, 10.0], 'Brentwood': [14.4, 13.0]} | 16553 | 1345 | 8% | 15207 | 0.92 | [5 empty] | 1929 | 0.12 | 3 | 0 |  | 5266 | 0.32 | 0 | 0 | 8509 | 0.51 | 8043 | 11601 | 0.7 | 4951 | 6848 | 0.41 | 9705 | 13250 | 0.8 | 3303 | 1565 | 0.09 | 14987 | 9278 | 56% | 7274
381 | Morro Bay | PGE Kern | {'Diablo Canyon': [11.0, 13.0], 'Templeton': [16.0, 35.0]} | 4631 | 57 | 1% | 4575 | 0.99 | [5 empty] | 6 | 0 | 0 | 0 |  | 3967 | 0.86 | 243 | 0.05 | 3289 | 0.71 | 1343 | 950 | 0.21 | 3681 | 1901 | 0.41 | 2730 | 4023 | 0.87 | 608 | 3022 | 0.65 | 1610 | 112 | 2% | 4519
382 | Contra Costa | PGE GBA | {'Contra Costa PP': [1.6, 1948.0], 'Lone Tree': [3.9, 352.0], 'GWF 2': [4.4, 1400.0], 'Collinsville': [6.3, 1715.0], 'Pittsburg': [6.7, 1237.0], 'Kirker': [6.8, 904.0], 'Brentwood': [8.0, 139.0], 'Birds Landing': [9.1, 1745.0], 'Clayton': [10.8, 1.0], 'Shiloh III': [12.3, 1450.0], 'Tassajara': [15.5, 75.0], 'Lambie': [16.1, 1120.0], 'Lambie Energy': [16.1, 1120.0], 'Grand Island': [19.2, 151.0]} | 19140 | 1925 | 10% | 17215 | 0.9 | [5 empty] | 3595 | 0.19 | 804 | 0.04 |  | 6890 | 0.36 | 0 | 0 | 7066 | 0.37 | 12073 | 15415 | 0.81 | 3725 | 13319 | 0.7 | 5820 | 15605 | 0.82 | 3535 | 2734 | 0.14 | 16406 | 6117 | 32% | 13022
383 | New Sub - Gates - Templeton (Proposed) | PGE Kern | {} | 128 | 0 | 0% | 128 | 1 | [5 empty] | 0 | 0 | 0 | 0 |  | 128 | 1 | 0 | 0 | 128 | 1 | 0 | 0 | 0 | 128 | 0 | 0 | 128 | 128 | 1 | 0 | 128 | 1 | 0 | 0 | 0% | 128
384 | Hinson | SCE Metro | {'Arcogen': [1.2, 397.0], 'Harborgen': [2.8, 398.0], 'Long Beach': [3.7, 398.0], 'Lighthipe': [5.0, 309.0], 'La Fresa': [7.2, 55.0], 'Del Amo': [7.4, 330.0], 'Alamitos': [8.0, 373.0], 'Redondo': [9.7, 1.0], 'Barre': [13.8, 2.0], 'Huntington Beach': [18.5, 2.0], 'Ellis': [18.5, 2.0]} | 824 | 370 | 45% | 454 | 0.55 | [5 empty] | 0 | 0 | 0 | 0 |  | 0 | 0 | 0 | 0 | 0 | 0 | 824 | 70 | 0.08 | 754 | 424 | 0.51 | 400 | 424 | 0.51 | 400 | 0 | 0 | 824 | 3 | 0% | 821
385 | Chicarita | SDGE Imperial | {} | 8 | 0 | 0% | 8 | 1 | [5 empty] | 0 | 0 | 0 | 0 |  | 0 | 0 | 0 | 0 | 0 | 0 | 8 | 7 | 0.95 | 0 | 7 | 0.95 | 0 | 7 | 0.95 | 0 | 0 | 0 | 8 | 0 | 0% | 8
386 | Mendocino | PGE NGBA | {} | 58 | 0 | 0% | 58 | 1 | [5 empty] | 0 | 0 | 0 | 0 |  | 58 | 1 | 0 | 0 | 0 | 0 | 58 | 28 | 0.48 | 30 | 53 | 0.91 | 5 | 53 | 0.91 | 5 | 58 | 1 | 0 | 0 | 0% | 58
387 | Delevan | PGE NGBA | {} | 260 | 0 | 0% | 260 | 1 | [5 empty] | 0 | 0 | 0 | 0 |  | 33 | 0.13 | 227 | 0.87 | 5 | 0.02 | 255 | 28 | 0.11 | 232 | 56 | 0.21 | 204 | 61 | 0.23 | 199 | 260 | 1 | 0 | 0 | 0% | 260
388 | Pastoria | SCE Northern | {} | 15846 | 0 | 0% | 15846 | 1 | [5 empty] | 0 | 0 | 0 | 0 |  | 11978 | 0.76 | 3434 | 0.22 | 13086 | 0.83 | 2760 | 10530 | 0.66 | 5317 | 12926 | 0.82 | 2920 | 15846 | 1 | 0 | 10671 | 0.67 | 5175 | 411 | 3% | 15435
389 | Tortilla | SCE NOL | {} | 13767 | 51 | 0% | 13716 | 1 | [5 empty] | 0 | 0 | 0 | 0 |  | 0 | 0 | 0 | 0 | 11648 | 0.85 | 2118 | 6268 | 0.46 | 7498 | 3616 | 0.26 | 10150 | 12271 | 0.89 | 1495 | 8960 | 0.65 | 4807 | 207 | 2% | 13560
390 | Cooley Landing | PGE GBA | {'Ravenswood': [1.5, 23.0], 'Menlo': [5.0, 17.0], 'Whisman': [5.8, 1.0], 'Dumbarton': [6.9, 19.0], 'Jefferson': [8.7, 17.0], 'Eastshore': [10.6, 16.0], 'Mt Eden': [11.1, 8.0], 'Mt. Eden': [11.1, 8.0], 'Grant': [13.9, 6.0], 'Burlingame': [15.2, 7.0], 'Castro Valley': [15.6, 6.0], 'San Leandro U': [16.5, 6.0], 'Millbrae': [17.1, 4.0], 'Edes': [18.8, 4.0]} | 103 | 19 | 19% | 83 | 0.81 | [5 empty] | 0 | 0 | 0 | 0 |  | 0 | 0 | 0 | 0 | 0 | 0 | 103 | 3 | 0.03 | 99 | 26 | 0.25 | 77 | 26 | 0.25 | 77 | 0 | 0 | 103 | 71 | 69% | 32
391 | Cielo Azul | SCE Arizona | {} | 0 | 0 | 0% | 0 | 0 | [5 empty] | 0 | 0 | 0 | 0 |  | 0 | 0 | 0 | 0 | 0 | 0 | 0 | 0 | 0 | 0 | 0 | 0 | 0 | 0 | 0 | 0 | 0 | 0 | 0 | 0 | 0% | 0
392 | Sycamore | PGE Kern | {} | 0 | 0 | 0% | 0 | 0 | [5 empty] | 0 | 0 | 0 | 0 |  | 0 | 0 | 0 | 0 | 0 | 0 | 0 | 0 | 0 | 0 | 0 | 0 | 0 | 0 | 0 | 0 | 0 | 0 | 0 | 0 | 0% | 0
393 | Valley Switch | SCE EOP | {'Valley (VEA)': [4.9, 1.0], 'Lathrop': [9.4, 5.0], 'Jackass (DOE)': [17.7, 5.0]} | 2888 | 6 | 0% | 2883 | 1 | [5 empty] | 0 | 0 | 0 | 0 |  | 0 | 0 | 0 | 0 | 0 | 0 | 2888 | 0 | 0 | 2888 | 0 | 0 | 2888 | 0 | 0 | 2888 | 2867 | 0.99 | 21 | 12 | 0% | 2877
394 | Hartley | PGE NGBA | {} | 30 | 0 | 0% | 30 | 1 | [5 empty] | 0 | 0 | 0 | 0 |  | 4 | 0.15 | 25 | 0.85 | 25 | 0.85 | 4 | 0 | 0 | 30 | 0 | 0 | 30 | 25 | 0.85 | 4 | 4 | 0.14 | 25 | 0 | 0% | 30
395 | Copus | PGE Kern | {} | 0 | 0 | 0% | 0 | 0 | [5 empty] | 0 | 0 | 0 | 0 |  | 0 | 0 | 0 | 0 | 0 | 0 | 0 | 0 | 0 | 0 | 0 | 0 | 0 | 0 | 0 | 0 | 0 | 0 | 0 | 0 | 0% | 0
396 | Bay Boulevard | SDGE Imperial | {'Imperial Beach': [1.7, 64.0], 'Otay': [2.3, 38.0], 'Telegraph Canyon': [5.0, 37.0], 'San Ysidro': [5.1, 32.0], 'Silvergate': [6.6, 127.0], 'Salt Creek': [8.1, 24.0], 'Miguel': [8.1, 28.0], 'Vine': [10.3, 124.0], 'Spring Valley': [10.5, 1.0], 'Otay Mesa': [10.9, 2.0], 'Point Loma': [12.2, 124.0], 'Old Town': [12.3, 124.0], 'Mission': [12.4, 123.0], 'Murray': [13.3, 2.0], 'Elliot': [14.4, 80.0], 'Elliott': [14.4, 81.0], 'Kearny': [15.7, 83.0], 'Mesa Heights': [15.8, 83.0]} | 578 | 119 | 21% | 459 | 0.79 | [5 empty] | 0 | 0 | 0 | 0 |  | 0 | 0 | 0 | 0 | 42 | 0.07 | 536 | 207 | 0.36 | 371 | 411 | 0.71 | 167 | 416 | 0.72 | 162 | 0 | 0 | 578 | 47 | 8% | 531
397 | Mission | SDGE Imperial | {'Kearny': [3.4, 155.0], 'Mesa Heights': [3.4, 156.0], 'Old Town': [3.4, 211.0], 'Elliot': [3.6, 121.0], 'Elliott': [3.6, 122.0], 'Vine': [4.0, 211.0], 'Silvergate': [6.2, 188.0], 'Point Loma': [6.3, 211.0], 'Murray': [6.6, 2.0], 'Spring Valley': [8.4, 1.0], 'Penasquitos': [10.5, 23.0], 'Miguel': [11.5, 26.0], 'Salt Creek': [11.6, 23.0], 'Telegraph Canyon': [12.3, 32.0], 'Bay Boulevard': [12.4, 123.0], 'North City Metering': [13.0, 23.0], 'Otay': [13.9, 33.0], 'Imperial Beach': [14.1, 58.0], 'San Ysidro': [16.7, 27.0]} | 486 | 195 | 40% | 290 | 0.6 | [5 empty] | 0 | 0 | 0 | 0 |  | 0 | 0 | 0 | 0 | 14 | 0.03 | 471 | 72 | 0.15 | 413 | 237 | 0.49 | 248 | 243 | 0.5 | 243 | 0 | 0 | 486 | 24 | 5% | 461
398 | Eight Mile | PGE GBA | {'Lodi': [2.1, 167.0]} | 353 | 164 | 46% | 189 | 0.54 | [5 empty] | 0 | 0 | 4 | 0.01 |  | 0 | 0 | 0 | 0 | 18 | 0.05 | 335 | 0 | 0 | 353 | 0 | 0 | 353 | 18 | 0.05 | 335 | 0 | 0 | 353 | 17 | 5% | 336
399 | Valley Center | SDGE Imperial | {} | 0 | 0 | 0% | 0 | 0 | [5 empty] | 0 | 0 | 0 | 0 |  | 0 | 0 | 0 | 0 | 0 | 0 | 0 | 0 | 0 | 0 | 0 | 0 | 0 | 0 | 0 | 0 | 0 | 0 | 0 | 0 | 0% | 0
400 | Wilson | PGE Fresno | {} | 0 | 0 | 0% | 0 | 0 | [5 empty] | 0 | 0 | 0 | 0 |  | 0 | 0 | 0 | 0 | 0 | 0 | 0 | 0 | 0 | 0 | 0 | 0 | 0 | 0 | 0 | 0 | 0 | 0 | 0 | 0 | 0% | 0
401 | Donnells-Curtis | PGE GBA | {} | 1911 | 125 | 7% | 1786 | 0.93 | [5 empty] | 0 | 0 | 0 | 0 |  | 958 | 0.5 | 0 | 0 | 0 | 0 | 1911 | 0 | 0 | 1911 | 460 | 0.24 | 1452 | 460 | 0.24 | 1452 | 1526 | 0.8 | 385 | 217 | 11% | 1695
402 | Lee Lake (Proposed) | SCE Eastern | {} | 0 | 0 | 0% | 0 | 0 | [5 empty] | 0 | 0 | 0 | 0 |  | 0 | 0 | 0 | 0 | 0 | 0 | 0 | 0 | 0 | 0 | 0 | 0 | 0 | 0 | 0 | 0 | 0 | 0 | 0 | 0 | 0% | 0
403 | Orosi | PGE Fresno | {} | 0 | 0 | 0% | 0 | 0 | [5 empty] | 0 | 0 | 0 | 0 |  | 0 | 0 | 0 | 0 | 0 | 0 | 0 | 0 | 0 | 0 | 0 | 0 | 0 | 0 | 0 | 0 | 0 | 0 | 0 | 0 | 0% | 0
404 | Ukiah | PGE NGBA | {} | 192 | 0 | 0% | 192 | 1 | [5 empty] | 0 | 0 | 0 | 0 |  | 137 | 0.72 | 55 | 0.28 | 16 | 0.08 | 176 | 76 | 0.4 | 115 | 114 | 0.59 | 78 | 130 | 0.68 | 62 | 192 | 1 | 0 | 0 | 0% | 192
405 | New Sub - Gates - Midway (Proposed) | PGE Kern | {} | 0 | 0 | 0% | 0 | 0 | [5 empty] | 0 | 0 | 0 | 0 |  | 0 | 0 | 0 | 0 | 0 | 0 | 0 | 0 | 0 | 0 | 0 | 0 | 0 | 0 | 0 | 0 | 0 | 0 | 0 | 0 | 0% | 0
406 | Humboldt | PGE NGBA | {'Harris': [1.0, 140.0], 'Humboldt Bay': [5.9, 139.0], 'Arcata': [6.0, 110.0]} | 375 | 129 | 34% | 246 | 0.66 | [5 empty] | 0 | 0 | 0 | 0 |  | 0 | 0 | 0 | 0 | 117 | 0.31 | 259 | 96 | 0.25 | 280 | 130 | 0.35 | 245 | 176 | 0.47 | 199 | 0 | 0 | 375 | 134 | 36% | 241
407 | Chowchilla | PGE Fresno | {} | 0 | 0 | 0% | 0 | 0 | [5 empty] | 0 | 0 | 0 | 0 |  | 0 | 0 | 0 | 0 | 0 | 0 | 0 | 0 | 0 | 0 | 0 | 0 | 0 | 0 | 0 | 0 | 0 | 0 | 0 | 0 | 0% | 0
408 | Mesa (SCE) | SCE Metro | {} | 0 | 0 | 0% | 0 | 0 | [5 empty] | 0 | 0 | 0 | 0 |  | 0 | 0 | 0 | 0 | 0 | 0 | 0 | 0 | 0 | 0 | 0 | 0 | 0 | 0 | 0 | 0 | 0 | 0 | 0 | 0 | 0% | 0
409 | Colorado River | SCE Eastern | {'Blythe': [12.5, 4198.0]} | 55855 | 7786 | 14% | 48069 | 0.86 | [5 empty] | 12 | 0 | 4 | 0 |  | 0 | 0 | 0 | 0 | 30875 | 0.55 | 24980 | 28964 | 0.52 | 26891 | 27148 | 0.49 | 28707 | 38847 | 0.7 | 17008 | 38927 | 0.7 | 16929 | 137 | 0% | 55718
410 | Placerville | PGE NGBA | {} | 0 | 0 | 0% | 0 | 0 | [5 empty] | 0 | 0 | 0 | 0 |  | 0 | 0 | 0 | 0 | 0 | 0 | 0 | 0 | 0 | 0 | 0 | 0 | 0 | 0 | 0 | 0 | 0 | 0 | 0 | 0 | 0% | 0
411 | Inyokern | SCE NOL | {} | 9893 | 2442 | 25% | 7452 | 0.75 | [5 empty] | 0 | 0 | 0 | 0 |  | 0 | 0 | 0 | 0 | 5782 | 0.58 | 4111 | 2438 | 0.25 | 7455 | 1008 | 0.1 | 8885 | 6249 | 0.63 | 3644 | 4519 | 0.46 | 5374 | 0 | 0% | 9893
412 | Mandalay | SCE Northern | {'Ormond Beach': [7.1, 84.0], 'Santa Clara': [7.5, 11.0]} | 175 | 78 | 45% | 97 | 0.55 | [5 empty] | 0 | 0 | 0 | 0 |  | 0 | 0 | 0 | 0 | 10 | 0.05 | 166 | 32 | 0.18 | 144 | 87 | 0.5 | 88 | 87 | 0.5 | 88 | 0 | 0 | 175 | 8 | 5% | 167
413 | Creelman | SDGE Imperial | {} | 0 | 0 | 0% | 0 | 0 | [5 empty] | 0 | 0 | 0 | 0 |  | 0 | 0 | 0 | 0 | 0 | 0 | 0 | 0 | 0 | 0 | 0 | 0 | 0 | 0 | 0 | 0 | 0 | 0 | 0 | 0 | 0% | 0
414 | Harborgen | SCE Metro | {'Long Beach': [0.9, 400.0], 'Arcogen': [2.8, 397.0], 'Hinson': [2.8, 398.0], 'Alamitos': [7.4, 373.0], 'Lighthipe': [7.7, 309.0], 'La Fresa': [8.7, 57.0], 'Del Amo': [8.9, 330.0], 'Redondo': [10.4, 3.0], 'Barre': [14.2, 2.0], 'Huntington Beach': [17.0, 2.0], 'Ellis': [17.5, 2.0]} | 853 | 372 | 44% | 481 | 0.56 | [5 empty] | 0 | 0 | 0 | 0 |  | 0 | 0 | 0 | 0 | 0 | 0 | 853 | 91 | 0.11 | 762 | 444 | 0.52 | 408 | 444 | 0.52 | 408 | 0 | 0 | 853 | 5 | 1% | 848
415 | Capistrano | SDGE Imperial | {'Q1806': [1.6, 45.0], 'Margarita': [3.4, 39.0], 'Trabuco': [3.5, 43.0], 'Rancho Mission Viejo': [3.9, 40.0], 'North of SONGS': [6.8, 39.0], 'Talega': [6.8, 39.0], 'San Onofre': [11.8, 14.0], 'Santiago': [12.1, 7.0]} | 93 | 40 | 44% | 52 | 0.56 | [5 empty] | 0 | 0 | 0 | 0 |  | 0 | 0 | 0 | 0 | 0 | 0 | 93 | 27 | 0.29 | 66 | 46 | 0.5 | 46 | 46 | 0.5 | 46 | 0 | 0 | 93 | 0 | 0% | 93
416 | Red Bluff | PGE NGBA | {} | 382 | 106 | 28% | 276 | 0.72 | [5 empty] | 0 | 0 | 0 | 0 |  | 382 | 1 | 0 | 0 | 177 | 0.46 | 205 | 0 | 0 | 382 | 0 | 0 | 382 | 177 | 0.46 | 205 | 68 | 0.18 | 314 | 60 | 16% | 323
417 | Scripps | SDGE Imperial | {} | 2 | 0 | 0% | 2 | 1 | [5 empty] | 0 | 0 | 0 | 0 |  | 0 | 0 | 0 | 0 | 0 | 0 | 2 | 1 | 0.65 | 1 | 2 | 0.97 | 0 | 2 | 0.97 | 0 | 0 | 0 | 2 | 0 | 0% | 2
418 | Johanna | SCE Metro | {'Ellis': [5.5, 18.0], 'Santiago': [5.9, 18.0], 'Huntington Beach': [8.6, 18.0]} | 247 | 15 | 6% | 232 | 0.94 | [5 empty] | 0 | 0 | 0 | 0 |  | 0 | 0 | 0 | 0 | 9 | 0.04 | 238 | 55 | 0.22 | 193 | 213 | 0.86 | 34 | 222 | 0.9 | 25 | 0 | 0 | 247 | 26 | 11% | 221
419 | Cottle | PGE GBA | {} | 0 | 0 | 0% | 0 | 0 | [5 empty] | 0 | 0 | 0 | 0 |  | 0 | 0 | 0 | 0 | 0 | 0 | 0 | 0 | 0 | 0 | 0 | 0 | 0 | 0 | 0 | 0 | 0 | 0 | 0 | 0 | 0% | 0
420 | Kingsburg | PGE Fresno | {} | 0 | 0 | 0% | 0 | 0 | [5 empty] | 0 | 0 | 0 | 0 |  | 0 | 0 | 0 | 0 | 0 | 0 | 0 | 0 | 0 | 0 | 0 | 0 | 0 | 0 | 0 | 0 | 0 | 0 | 0 | 0 | 0% | 0
421 | Panoche | PGE Fresno | {} | 0 | 0 | 0% | 0 | 0 | [5 empty] | 0 | 0 | 0 | 0 |  | 0 | 0 | 0 | 0 | 0 | 0 | 0 | 0 | 0 | 0 | 0 | 0 | 0 | 0 | 0 | 0 | 0 | 0 | 0 | 0 | 0% | 0
422 | Fulton | PGE NGBA | {} | 0 | 0 | 0% | 0 | 0 | [5 empty] | 0 | 0 | 0 | 0 |  | 0 | 0 | 0 | 0 | 0 | 0 | 0 | 0 | 0 | 0 | 0 | 0 | 0 | 0 | 0 | 0 | 0 | 0 | 0 | 0 | 0% | 0
423 | Ripon | PGE GBA | {} | 0 | 0 | 0% | 0 | 0 | [5 empty] | 0 | 0 | 0 | 0 |  | 0 | 0 | 0 | 0 | 0 | 0 | 0 | 0 | 0 | 0 | 0 | 0 | 0 | 0 | 0 | 0 | 0 | 0 | 0 | 0 | 0% | 0
424 | Shafter | PGE Kern | {} | 0 | 0 | 0% | 0 | 0 | [5 empty] | 0 | 0 | 0 | 0 |  | 0 | 0 | 0 | 0 | 0 | 0 | 0 | 0 | 0 | 0 | 0 | 0 | 0 | 0 | 0 | 0 | 0 | 0 | 0 | 0 | 0% | 0
425 | San Luis Rey | SDGE Imperial | {'Ocean Ranch': [2.3, 29.0], 'Melrose': [4.7, 29.0], 'Cannon': [5.1, 29.0], 'Encina': [5.2, 29.0], 'Palomar Airport': [6.7, 24.0], 'Pendleton': [6.8, 27.0], 'Shadowridge': [7.3, 17.0], 'San Marcos': [9.8, 3.0], 'North City Metering': [18.7, 0.0]} | 186 | 28 | 15% | 159 | 0.85 | [5 empty] | 0 | 0 | 0 | 0 |  | 0 | 0 | 0 | 0 | 34 | 0.18 | 153 | 149 | 0.8 | 37 | 149 | 0.8 | 37 | 149 | 0.8 | 37 | 0 | 0 | 186 | 31 | 16% | 156
426 | Woodward | PGE Fresno | {} | 0 | 0 | 0% | 0 | 0 | [5 empty] | 0 | 0 | 0 | 0 |  | 0 | 0 | 0 | 0 | 0 | 0 | 0 | 0 | 0 | 0 | 0 | 0 | 0 | 0 | 0 | 0 | 0 | 0 | 0 | 0 | 0% | 0
427 | Helm | PGE Fresno | {} | 0 | 0 | 0% | 0 | 0 | [5 empty] | 0 | 0 | 0 | 0 |  | 0 | 0 | 0 | 0 | 0 | 0 | 0 | 0 | 0 | 0 | 0 | 0 | 0 | 0 | 0 | 0 | 0 | 0 | 0 | 0 | 0% | 0
428 | FMC | PGE GBA | {} | 1 | 0 | 0% | 1 | 1 | [5 empty] | 0 | 0 | 0 | 0 |  | 0 | 0 | 0 | 0 | 0 | 0 | 1 | 0 | 0 | 1 | 0 | 0 | 1 | 0 | 0 | 1 | 0 | 0 | 1 | 1 | 100% | 0
429 | Mohave | SCE EOP | {} | 7543 | 4533 | 60% | 3009 | 0.4 | [5 empty] | 0 | 0 | 0 | 0 |  | 0 | 0 | 0 | 0 | 0 | 0 | 7543 | 0 | 0 | 7543 | 0 | 0 | 7543 | 0 | 0 | 7543 | 0 | 0 | 7543 | 0 | 0% | 7543
430 | Wakefield | SCE Northern | {} | 4 | 0 | 0% | 4 | 1 | [5 empty] | 0 | 0 | 0 | 0 |  | 4 | 1 | 0 | 0 | 4 | 1 | 0 | 0 | 0 | 4 | 0 | 0 | 4 | 4 | 1 | 0 | 4 | 1 | 0 | 0 | 0% | 4
431 | Kern PP | PGE Kern | {} | 0 | 0 | 0% | 0 | 0 | [5 empty] | 0 | 0 | 0 | 0 |  | 0 | 0 | 0 | 0 | 0 | 0 | 0 | 0 | 0 | 0 | 0 | 0 | 0 | 0 | 0 | 0 | 0 | 0 | 0 | 0 | 0% | 0
432 | Diablo Canyon | PGE Kern | {'Morro Bay': [11.0, 13.0], 'San Luis Obispo': [12.3, 82.0], 'Oceano': [16.9, 11.0], 'Callender': [18.8, 1.0]} | 2311 | 261 | 11% | 2050 | 0.89 | [5 empty] | 1 | 0 | 0 | 0 |  | 1446 | 0.63 | 0 | 0 | 0 | 0 | 2311 | 51 | 0.02 | 2260 | 1371 | 0.59 | 939 | 1371 | 0.59 | 939 | 1348 | 0.58 | 962 | 55 | 2% | 2255
433 | Reedley | PGE Fresno | {} | 0 | 0 | 0% | 0 | 0 | [5 empty] | 0 | 0 | 0 | 0 |  | 0 | 0 | 0 | 0 | 0 | 0 | 0 | 0 | 0 | 0 | 0 | 0 | 0 | 0 | 0 | 0 | 0 | 0 | 0 | 0 | 0% | 0
434 | Oakland J | PGE GBA | {'Edes': [2.0, 303.0], 'Oakland X': [3.1, 366.0], 'Oakland C': [4.4, 366.0], 'Oakland L': [4.5, 365.0], 'San Leandro U': [5.1, 149.0], 'Moraga': [6.6, 215.0], 'Grant': [7.0, 122.0], 'SAN FRAN A (POTRERO PP)': [9.3, 320.0], 'Potrero': [9.3, 320.0], 'Castro Valley': [9.7, 58.0], 'Sobrante': [9.9, 156.0], 'Mt Eden': [11.0, 64.0], 'Mt. Eden': [11.0, 64.0], 'Eastshore': [11.0, 66.0], 'Martin': [11.4, 251.0], 'El Cerrito G': [11.7, 219.0], 'Richmond R': [14.1, 162.0], 'Burlingame': [14.5, 17.0], 'Millbrae': [14.6, 27.0], 'Standard Oil': [16.3, 41.0], 'Standard Oil 2': [16.3, 41.0], 'San Pablo': [16.8, 40.0]} | 593 | 352 | 59% | 241 | 0.41 | [5 empty] | 0 | 0 | 0 | 0 |  | 1 | 0 | 0 | 0 | 0 | 0 | 593 | 79 | 0.13 | 514 | 154 | 0.26 | 439 | 154 | 0.26 | 439 | 0 | 0 | 593 | 50 | 8% | 544
435 | Sandy | SCE EOP | {} | 0 | 0 | 0% | 0 | 0 | [5 empty] | 0 | 0 | 0 | 0 |  | 0 | 0 | 0 | 0 | 0 | 0 | 0 | 0 | 0 | 0 | 0 | 0 | 0 | 0 | 0 | 0 | 0 | 0 | 0 | 0 | 0% | 0
436 | Cayetano | PGE GBA | {'Las Positas': [3.3, 21.0], 'Los Positas': [3.4, 21.0], 'Vasco': [3.5, 21.0], 'North Dublin': [4.7, 21.0], 'Altamont': [5.1, 21.0], 'Altamont Midway (Sandhill)': [5.2, 21.0], 'Vineyard': [6.6, 21.0], 'Windmaster': [8.2, 21.0], 'Tassajara': [8.6, 21.0], 'San Ramon': [8.9, 21.0]} | 8872 | 21 | 0% | 8851 | 1 | [5 empty] | 0 | 0 | 0 | 0 |  | 8769 | 0.99 | 102 | 0.01 | 8440 | 0.95 | 432 | 5626 | 0.63 | 3246 | 8272 | 0.93 | 600 | 8849 | 1 | 23 | 2681 | 0.3 | 6191 | 305 | 3% | 8567
437 | Pit 1 | PGE NGBA | {} | 81 | 0 | 0% | 81 | 1 | [5 empty] | 0 | 0 | 0 | 0 |  | 0 | 0 | 0 | 0 | 21 | 0.25 | 61 | 21 | 0.25 | 61 | 21 | 0.25 | 61 | 21 | 0.25 | 61 | 81 | 1 | 0 | 0 | 0% | 81
438 | Metcalf | PGE GBA | {} | 223 | 0 | 0% | 223 | 1 | [5 empty] | 0 | 0 | 0 | 0 |  | 176 | 0.79 | 47 | 0.21 | 208 | 0.93 | 15 | 28 | 0.12 | 195 | 28 | 0.12 | 195 | 223 | 1 | 0 | 164 | 0.74 | 59 | 1 | 1% | 222
439 | Delaney | SCE Arizona | {} | 0 | 0 | 0% | 0 | 0 | [5 empty] | 0 | 0 | 0 | 0 |  | 0 | 0 | 0 | 0 | 0 | 0 | 0 | 0 | 0 | 0 | 0 | 0 | 0 | 0 | 0 | 0 | 0 | 0 | 0 | 0 | 0% | 0
440 | Oakland L | PGE GBA | {'Oakland C': [1.0, 465.0], 'Oakland X': [2.2, 392.0], 'Oakland J': [4.5, 365.0], 'Moraga': [6.5, 235.0], 'Edes': [6.5, 303.0], 'SAN FRAN A (POTRERO PP)': [7.3, 353.0], 'Potrero': [7.3, 354.0], 'Sobrante': [7.5, 246.0], 'El Cerrito G': [7.6, 329.0], 'San Leandro U': [9.6, 149.0], 'Richmond R': [9.7, 273.0], 'Martin': [10.6, 272.0], 'Grant': [11.4, 122.0], 'Standard Oil': [11.8, 152.0], 'Standard Oil 2': [11.8, 152.0], 'San Pablo': [12.7, 130.0], 'Christie': [13.8, 20.0], 'Castro Valley': [14.1, 57.0], 'Eastshore': [15.4, 66.0], 'Mt Eden': [15.5, 64.0], 'Mt. Eden': [15.5, 64.0], 'Millbrae': [15.7, 27.0], 'Burlingame': [16.1, 17.0]} | 750 | 460 | 61% | 290 | 0.39 | [5 empty] | 0 | 0 | 0 | 0 |  | 0 | 0 | 0 | 0 | 32 | 0.04 | 717 | 119 | 0.16 | 630 | 199 | 0.27 | 550 | 199 | 0.27 | 550 | 0 | 0 | 750 | 45 | 6% | 704
441 | Lemoore | PGE Fresno | {} | 0 | 0 | 0% | 0 | 0 | [5 empty] | 0 | 0 | 0 | 0 |  | 0 | 0 | 0 | 0 | 0 | 0 | 0 | 0 | 0 | 0 | 0 | 0 | 0 | 0 | 0 | 0 | 0 | 0 | 0 | 0 | 0% | 0
442 | Tesla | PGE GBA | {} | 28018 | 0 | 0% | 28018 | 1 | [5 empty] | 793 | 0.03 | 1026 | 0.04 |  | 24456 | 0.87 | 972 | 0.03 | 25263 | 0.9 | 2756 | 24575 | 0.88 | 3444 | 27009 | 0.96 | 1009 | 28018 | 1 | 0 | 11707 | 0.42 | 16312 | 838 | 3% | 27180
443 | Camanche | PGE GBA | {} | 0 | 0 | 0% | 0 | 0 | [5 empty] | 0 | 0 | 0 | 0 |  | 0 | 0 | 0 | 0 | 0 | 0 | 0 | 0 | 0 | 0 | 0 | 0 | 0 | 0 | 0 | 0 | 0 | 0 | 0 | 0 | 0% | 0
444 | Solar | PGE Kern | {'Carrizo Plains': [1.1, 135.0], 'Caliente': [8.0, 135.0], 'Kernridge': [18.4, 36.0]} | 1604 | 135 | 8% | 1470 | 0.92 | [5 empty] | 0 | 0 | 0 | 0 |  | 1006 | 0.63 | 0 | 0 | 1329 | 0.83 | 276 | 0 | 0 | 1604 | 277 | 0.17 | 1327 | 1329 | 0.83 | 276 | 921 | 0.57 | 684 | 0 | 0% | 1604
445 | Mesa Heights | SDGE Imperial | {'Kearny': [1.5, 155.0], 'Mission': [3.4, 156.0], 'Elliot': [4.1, 121.0], 'Elliott': [4.1, 122.0], 'Old Town': [4.9, 156.0], 'Vine': [6.4, 156.0], 'Penasquitos': [7.1, 23.0], 'Point Loma': [7.5, 156.0], 'Murray': [8.2, 2.0], 'Silvergate': [9.4, 133.0], 'North City Metering': [9.7, 23.0], 'Spring Valley': [10.9, 1.0], 'Bay Boulevard': [15.8, 83.0], 'Otay': [17.2, 1.0], 'Imperial Beach': [17.4, 23.0]} | 304 | 149 | 49% | 154 | 0.51 | [5 empty] | 0 | 0 | 0 | 0 |  | 0 | 0 | 0 | 0 | 0 | 0 | 304 | 39 | 0.13 | 265 | 141 | 0.46 | 163 | 141 | 0.46 | 163 | 0 | 0 | 304 | 1 | 0% | 303
446 | Cove Road | PGE NGBA | {'Round Mt.': [4.9, 537.0], 'New Sub - Pit 1 - Cottonwood (Proposed)': [6.8, 559.0], 'Pit 4': [8.7, 194.0], 'Carberry': [9.2, 559.0], 'Burney Forest': [11.1, 559.0], 'Burney Forest Power': [11.1, 559.0], 'Pit 3': [12.6, 22.0]} | 4803 | 557 | 12% | 4246 | 0.88 | [5 empty] | 0 | 0 | 0 | 0 |  | 4452 | 0.93 | 200 | 0.04 | 2888 | 0.6 | 1915 | 801 | 0.17 | 4001 | 885 | 0.18 | 3918 | 3704 | 0.77 | 1099 | 2042 | 0.43 | 2761 | 67 | 1% | 4735
447 | Gold Hill | PGE NGBA | {} | 0 | 0 | 0% | 0 | 0 | [5 empty] | 0 | 0 | 0 | 0 |  | 0 | 0 | 0 | 0 | 0 | 0 | 0 | 0 | 0 | 0 | 0 | 0 | 0 | 0 | 0 | 0 | 0 | 0 | 0 | 0 | 0% | 0
448 | Control | SCE NOL | {'Inyo': [2.2, 157.0]} | 2564 | 157 | 6% | 2407 | 0.94 | [5 empty] | 0 | 0 | 0 | 0 |  | 0 | 0 | 0 | 0 | 0 | 0 | 2564 | 0 | 0 | 2564 | 949 | 0.37 | 1615 | 949 | 0.37 | 1615 | 2317 | 0.9 | 247 | 523 | 20% | 2041
449 | Lambie | PGE NGBA | {'Lambie': [0.0, 7266.0], 'Shiloh III': [3.8, 6178.0], 'Birds Landing': [7.0, 6178.0], 'Peabody': [7.1, 2254.0], 'Collinsville': [9.9, 5042.0], 'Vaca-Dixon & Gc Yard': [12.8, 1089.0], 'Pittsburg': [13.0, 1140.0], 'Kirker': [14.1, 822.0], 'GWF 2': [14.3, 1166.0], 'Grand Island': [14.9, 794.0], 'Contra Costa PP': [15.4, 1123.0], 'Contra Costa': [16.1, 1120.0], 'Lone Tree': [20.0, 8.0]} | 46528 | 7266 | 16% | 39262 | 0.84 | [5 empty] | 13750 | 0.3 | 7716 | 0.17 |  | 28167 | 0.61 | 0 | 0 | 9091 | 0.2 | 37437 | 20481 | 0.44 | 26046 | 19873 | 0.43 | 26655 | 29187 | 0.63 | 17341 | 3814 | 0.08 | 42714 | 15671 | 34% | 30857
450 | Summit | PGE NGBA | {} | 14228 | 1121 | 8% | 13108 | 0.92 | [5 empty] | 0 | 0 | 0 | 0 |  | 1103 | 0.08 | 0 | 0 | 808 | 0.06 | 13421 | 2283 | 0.16 | 11945 | 9532 | 0.67 | 4696 | 9826 | 0.69 | 4403 | 8904 | 0.63 | 5324 | 1175 | 8% | 13054
451 | Pauda | SCE Metro | {} | 208 | 0 | 0% | 208 | 1 | [5 empty] | 0 | 0 | 0 | 0 |  | 0 | 0 | 208 | 1 | 208 | 1 | 0 | 0 | 0 | 208 | 28 | 0.14 | 180 | 208 | 1 | 0 | 137 | 0.66 | 70 | 1 | 0% | 207
452 | Ocotillo Express | SDGE Imperial | {'East County': [9.1, 45.0], 'Boulevard': [14.4, 5.0]} | 10457 | 1141 | 11% | 9316 | 0.89 | [5 empty] | 0 | 0 | 0 | 0 |  | 0 | 0 | 0 | 0 | 5346 | 0.51 | 5112 | 399 | 0.04 | 10058 | 836 | 0.08 | 9621 | 6182 | 0.59 | 4275 | 7274 | 0.7 | 3184 | 0 | 0% | 10457
453 | Corcoran | PGE Fresno | {} | 0 | 0 | 0% | 0 | 0 | [5 empty] | 0 | 0 | 0 | 0 |  | 0 | 0 | 0 | 0 | 0 | 0 | 0 | 0 | 0 | 0 | 0 | 0 | 0 | 0 | 0 | 0 | 0 | 0 | 0 | 0 | 0% | 0
454 | Penasquitos | SDGE Imperial | {'North City Metering': [2.8, 26.0], 'Mesa Heights': [7.1, 23.0], 'Kearny': [7.8, 23.0], 'Artesian': [8.6, 3.0], 'Mission': [10.5, 23.0], 'Old Town': [10.7, 23.0], 'Point Loma': [12.3, 23.0], 'Vine': [12.7, 23.0], 'San Marcos': [14.6, 3.0], 'Palomar Airport': [14.7, 3.0], 'Shadowridge': [15.5, 3.0], 'Cannon': [16.5, 3.0], 'Encina': [16.6, 3.0]} | 58 | 19 | 33% | 39 | 0.67 | [5 empty] | 0 | 0 | 0 | 0 |  | 0 | 0 | 0 | 0 | 0 | 0 | 58 | 16 | 0.27 | 43 | 35 | 0.6 | 24 | 35 | 0.6 | 24 | 0 | 0 | 58 | 2 | 3% | 57
455 | Sonora | SCE Eastern | {} | 2175 | 0 | 0% | 2175 | 1 | [5 empty] | 3 | 0 | 3 | 0 |  | 0 | 0 | 0 | 0 | 1434 | 0.66 | 741 | 687 | 0.32 | 1489 | 1348 | 0.62 | 828 | 1855 | 0.85 | 320 | 1610 | 0.74 | 566 | 561 | 26% | 1615
456 | Tranquility | PGE Fresno | {} | 0 | 0 | 0% | 0 | 0 | [5 empty] | 0 | 0 | 0 | 0 |  | 0 | 0 | 0 | 0 | 0 | 0 | 0 | 0 | 0 | 0 | 0 | 0 | 0 | 0 | 0 | 0 | 0 | 0 | 0 | 0 | 0% | 0
457 | Manning | PGE Fresno | {} | 0 | 0 | 0% | 0 | 0 | [5 empty] | 0 | 0 | 0 | 0 |  | 0 | 0 | 0 | 0 | 0 | 0 | 0 | 0 | 0 | 0 | 0 | 0 | 0 | 0 | 0 | 0 | 0 | 0 | 0 | 0 | 0% | 0
458 | Rerc | SCE Eastern | {} | 0 | 0 | 0% | 0 | 0 | [5 empty] | 0 | 0 | 0 | 0 |  | 0 | 0 | 0 | 0 | 0 | 0 | 0 | 0 | 0 | 0 | 0 | 0 | 0 | 0 | 0 | 0 | 0 | 0 | 0 | 0 | 0% | 0
459 | Valley Center | SDGE Imperial | {} | 0 | 0 | 0% | 0 | 0 | [5 empty] | 0 | 0 | 0 | 0 |  | 0 | 0 | 0 | 0 | 0 | 0 | 0 | 0 | 0 | 0 | 0 | 0 | 0 | 0 | 0 | 0 | 0 | 0 | 0 | 0 | 0% | 0
460 | Bannister | SCE Eastern | {} | 9054 | 6777 | 75% | 2277 | 0.25 | [5 empty] | 0 | 0 | 0 | 0 |  | 0 | 0 | 0 | 0 | 0 | 0 | 9054 | 1357 | 0.15 | 7697 | 2171 | 0.24 | 6882 | 2171 | 0.24 | 6882 | 76 | 0.01 | 8978 | 129 | 1% | 8925
461 | Talega | SDGE Imperial | {'North of SONGS': [0.3, 45.0], 'Rancho Mission Viejo': [5.3, 40.0], 'San Onofre': [5.9, 20.0], 'Capistrano': [6.8, 39.0], 'Margarita': [7.5, 38.0], 'Q1806': [8.2, 38.0], 'Trabuco': [9.6, 36.0]} | 90 | 38 | 42% | 52 | 0.58 | [5 empty] | 0 | 0 | 0 | 0 |  | 1 | 0.01 | 0 | 0 | 0 | 0 | 90 | 24 | 0.27 | 66 | 46 | 0.51 | 44 | 46 | 0.51 | 44 | 0 | 0 | 90 | 0 | 0% | 90
462 | Arkansas | SCE Eastern | {} | 1565 | 0 | 0% | 1565 | 1 | [5 empty] | 3 | 0 | 3 | 0 |  | 0 | 0 | 0 | 0 | 986 | 0.63 | 579 | 544 | 0.35 | 1021 | 1205 | 0.77 | 360 | 1264 | 0.81 | 301 | 1137 | 0.73 | 428 | 491 | 31% | 1074
463 | Bailey | SCE Northern | {'Warne': [6.4, 2.0], 'Neenach': [15.4, 1511.0]} | 42230 | 1510 | 4% | 40720 | 0.96 | [5 empty] | 1102 | 0.03 | 711 | 0.02 |  | 21512 | 0.51 | 13106 | 0.31 | 22497 | 0.53 | 19734 | 25276 | 0.6 | 16954 | 21528 | 0.51 | 20703 | 39158 | 0.93 | 3073 | 22922 | 0.54 | 19308 | 787 | 2% | 41443
464 | Kasson | PGE GBA | {} | 85 | 0 | 0% | 85 | 1 | [5 empty] | 3 | 0.04 | 0 | 0 |  | 79 | 0.93 | 0 | 0 | 79 | 0.93 | 6 | 85 | 1 | 0 | 85 | 1 | 0 | 85 | 1 | 0 | 79 | 0.93 | 6 | 0 | 0% | 85
465 | Bellota | PGE GBA | {} | 0 | 0 | 0% | 0 | 0 | [5 empty] | 0 | 0 | 0 | 0 |  | 0 | 0 | 0 | 0 | 0 | 0 | 0 | 0 | 0 | 0 | 0 | 0 | 0 | 0 | 0 | 0 | 0 | 0 | 0 | 0 | 0% | 0
466 | Geysers Tap 12 | PGE NGBA | {} | 6507 | 0 | 0% | 6507 | 1 | [5 empty] | 48 | 0.01 | 0 | 0 |  | 3542 | 0.54 | 1940 | 0.3 | 5957 | 0.92 | 550 | 4059 | 0.62 | 2448 | 5256 | 0.81 | 1251 | 6507 | 1 | 0 | 2679 | 0.41 | 3829 | 0 | 0% | 6507
467 | Paul Sweet | PGE GBA | {} | 88 | 42 | 48% | 46 | 0.52 | [5 empty] | 1 | 0.01 | 5 | 0.05 |  | 0 | 0 | 0 | 0 | 0 | 0 | 88 | 23 | 0.26 | 65 | 33 | 0.38 | 55 | 33 | 0.38 | 55 | 0 | 0 | 88 | 0 | 0% | 88
468 | Carquinez | PGE NGBA | {'Parkway': [3.9, 1153.0], 'Bahia': [6.0, 1153.0], 'Christie': [6.5, 1156.0], 'San Pablo': [8.8, 799.0], 'Martinez': [8.9, 1153.0], 'Alhambra': [9.3, 1151.0], 'El Cerrito G': [12.5, 537.0], 'Standard Oil': [12.6, 30.0], 'Standard Oil 2': [12.6, 30.0], 'Sobrante': [13.1, 725.0], 'Richmond R': [13.2, 27.0], 'Meadow Lane': [13.8, 1031.0], 'Lakewood': [16.4, 104.0]} | 8928 | 1145 | 13% | 7783 | 0.87 | [5 empty] | 7 | 0 | 0 | 0 |  | 5330 | 0.6 | 0 | 0 | 3247 | 0.36 | 5681 | 3426 | 0.38 | 5502 | 2995 | 0.34 | 5933 | 7247 | 0.81 | 1681 | 3031 | 0.34 | 5896 | 1011 | 11% | 7917
469 | El Centro | SDGE Imperial | {'Imperial Valley': [11.9, 2.0]} | 1137 | 164 | 14% | 972 | 0.86 | [5 empty] | 30 | 0.03 | 7 | 0.01 |  | 0 | 0 | 0 | 0 | 837 | 0.74 | 300 | 0 | 0 | 1137 | 0 | 0 | 1137 | 837 | 0.74 | 300 | 399 | 0.35 | 738 | 92 | 8% | 1044
470 | Riverbank | PGE GBA | {} | 0 | 0 | 0% | 0 | 0 | [5 empty] | 0 | 0 | 0 | 0 |  | 0 | 0 | 0 | 0 | 0 | 0 | 0 | 0 | 0 | 0 | 0 | 0 | 0 | 0 | 0 | 0 | 0 | 0 | 0 | 0 | 0% | 0
471 | Valley | SCE Eastern | {} | 0 | 0 | 0% | 0 | 0 | [5 empty] | 0 | 0 | 0 | 0 |  | 0 | 0 | 0 | 0 | 0 | 0 | 0 | 0 | 0 | 0 | 0 | 0 | 0 | 0 | 0 | 0 | 0 | 0 | 0 | 0 | 0% | 0
472 | Madera | PGE Fresno | {} | 0 | 0 | 0% | 0 | 0 | [5 empty] | 0 | 0 | 0 | 0 |  | 0 | 0 | 0 | 0 | 0 | 0 | 0 | 0 | 0 | 0 | 0 | 0 | 0 | 0 | 0 | 0 | 0 | 0 | 0 | 0 | 0% | 0
473 | Rio Bravo | PGE Kern | {} | 0 | 0 | 0% | 0 | 0 | [5 empty] | 0 | 0 | 0 | 0 |  | 0 | 0 | 0 | 0 | 0 | 0 | 0 | 0 | 0 | 0 | 0 | 0 | 0 | 0 | 0 | 0 | 0 | 0 | 0 | 0 | 0% | 0
474 | New Sub - Lugo - Pisgah (Proposed) | SCE NOL | {} | 42029 | 4659 | 11% | 37369 | 0.89 | [5 empty] | 0 | 0 | 0 | 0 |  | 0 | 0 | 0 | 0 | 4722 | 0.11 | 37307 | 1562 | 0.04 | 40466 | 3644 | 0.09 | 38384 | 8396 | 0.2 | 33632 | 34672 | 0.82 | 7357 | 14 | 0% | 42015
475 | Kern Oil | PGE Kern | {} | 0 | 0 | 0% | 0 | 0 | [5 empty] | 0 | 0 | 0 | 0 |  | 0 | 0 | 0 | 0 | 0 | 0 | 0 | 0 | 0 | 0 | 0 | 0 | 0 | 0 | 0 | 0 | 0 | 0 | 0 | 0 | 0% | 0
476 | IS Tap | SCE EOP | {} | 0 | 0 | 0% | 0 | 0 | [5 empty] | 0 | 0 | 0 | 0 |  | 0 | 0 | 0 | 0 | 0 | 0 | 0 | 0 | 0 | 0 | 0 | 0 | 0 | 0 | 0 | 0 | 0 | 0 | 0 | 0 | 0% | 0
477 | Q1806 | SDGE Imperial | {'Capistrano': [1.6, 45.0], 'Trabuco': [2.1, 43.0], 'Margarita': [3.0, 39.0], 'Rancho Mission Viejo': [4.5, 39.0], 'Talega': [8.2, 38.0], 'North of SONGS': [8.3, 38.0], 'Santiago': [10.5, 7.0], 'San Onofre': [13.3, 13.0]} | 85 | 40 | 47% | 45 | 0.53 | [5 empty] | 0 | 0 | 0 | 0 |  | 0 | 0 | 0 | 0 | 0 | 0 | 85 | 19 | 0.23 | 65 | 39 | 0.46 | 46 | 39 | 0.46 | 46 | 0 | 0 | 85 | 0 | 0% | 85
478 | Casaloma | PGE Kern | {} | 0 | 0 | 0% | 0 | 0 | [5 empty] | 0 | 0 | 0 | 0 |  | 0 | 0 | 0 | 0 | 0 | 0 | 0 | 0 | 0 | 0 | 0 | 0 | 0 | 0 | 0 | 0 | 0 | 0 | 0 | 0 | 0% | 0
479 | Fern Road | PGE NGBA | {'Round Mt.': [11.5, 57.0], 'New Sub - Pit 1 - Cottonwood (Proposed)': [14.0, 105.0]} | 641 | 166 | 26% | 475 | 0.74 | [5 empty] | 0 | 0 | 0 | 0 |  | 590 | 0.92 | 0 | 0 | 442 | 0.69 | 200 | 49 | 0.08 | 592 | 0 | 0 | 641 | 442 | 0.69 | 200 | 73 | 0.11 | 569 | 9 | 1% | 632
480 | North of SONGS | SCE Metro | {'Talega': [0.3, 45.0], 'Rancho Mission Viejo': [5.5, 40.0], 'San Onofre': [5.6, 20.0], 'Capistrano': [6.8, 39.0], 'Margarita': [7.6, 38.0], 'Q1806': [8.3, 38.0], 'Trabuco': [9.7, 36.0]} | 90 | 38 | 42% | 52 | 0.58 | [5 empty] | 0 | 0 | 0 | 0 |  | 1 | 0.01 | 0 | 0 | 0 | 0 | 90 | 24 | 0.27 | 66 | 46 | 0.51 | 44 | 46 | 0.51 | 44 | 0 | 0 | 90 | 0 | 0% | 90
481 | Vine | SDGE Imperial | {'Old Town': [2.0, 212.0], 'Point Loma': [3.2, 212.0], 'Silvergate': [3.7, 189.0], 'Mission': [4.0, 211.0], 'Mesa Heights': [6.4, 156.0], 'Kearny': [7.1, 155.0], 'Elliot': [7.5, 121.0], 'Elliott': [7.5, 122.0], 'Murray': [9.7, 2.0], 'Spring Valley': [10.2, 1.0], 'Bay Boulevard': [10.3, 124.0], 'Telegraph Canyon': [11.7, 32.0], 'Imperial Beach': [11.8, 58.0], 'Miguel': [12.0, 26.0], 'Salt Creek': [12.1, 23.0], 'Otay': [12.2, 33.0], 'Penasquitos': [12.7, 23.0], 'San Ysidro': [15.1, 27.0], 'North City Metering': [15.4, 23.0]} | 548 | 195 | 36% | 353 | 0.64 | [5 empty] | 0 | 0 | 0 | 0 |  | 0 | 0 | 0 | 0 | 14 | 0.03 | 534 | 108 | 0.2 | 441 | 299 | 0.55 | 249 | 305 | 0.56 | 244 | 0 | 0 | 548 | 29 | 5% | 520
482 | Belden | PGE NGBA | {} | 3903 | 0 | 0% | 3903 | 1 | [5 empty] | 0 | 0 | 0 | 0 |  | 2089 | 0.54 | 341 | 0.09 | 2159 | 0.55 | 1745 | 3275 | 0.84 | 628 | 2803 | 0.72 | 1100 | 3903 | 1 | 1 | 3207 | 0.82 | 697 | 253 | 6% | 3651
483 | Standard Oil | PGE GBA | {'Standard Oil 2': [0.0, 347.0], 'Richmond R': [2.2, 344.0], 'San Pablo': [4.0, 262.0], 'El Cerrito G': [5.5, 303.0], 'Sobrante': [10.6, 160.0], 'Christie': [10.7, 49.0], 'Ignacio': [11.8, 41.0], 'Oakland L': [11.8, 152.0], 'Oakland C': [12.2, 140.0], 'Carquinez': [12.6, 30.0], 'Oakland X': [13.4, 68.0], 'Potrero': [13.5, 138.0], 'SAN FRAN A (POTRERO PP)': [13.5, 141.0], 'Moraga': [14.5, 60.0], 'Alhambra': [14.6, 27.0], 'Martinez': [15.7, 26.0], 'Oakland J': [16.3, 41.0], 'Parkway': [16.5, 26.0], 'Bahia': [16.6, 26.0], 'Martin': [17.2, 21.0], 'Edes': [18.3, 7.0]} | 772 | 334 | 43% | 437 | 0.57 | [5 empty] | 0 | 0 | 0 | 0 |  | 3 | 0 | 0 | 0 | 32 | 0.04 | 739 | 233 | 0.3 | 539 | 354 | 0.46 | 418 | 354 | 0.46 | 418 | 2 | 0 | 770 | 110 | 14% | 661
484 | Panama | PGE Kern | {} | 0 | 0 | 0% | 0 | 0 | [5 empty] | 0 | 0 | 0 | 0 |  | 0 | 0 | 0 | 0 | 0 | 0 | 0 | 0 | 0 | 0 | 0 | 0 | 0 | 0 | 0 | 0 | 0 | 0 | 0 | 0 | 0% | 0
485 | Oakland X | PGE GBA | {'Oakland L': [2.2, 392.0], 'Oakland C': [2.8, 392.0], 'Oakland J': [3.1, 366.0], 'Moraga': [4.8, 235.0], 'Edes': [5.1, 303.0], 'Sobrante': [7.1, 178.0], 'San Leandro U': [8.0, 149.0], 'El Cerrito G': [8.6, 245.0], 'SAN FRAN A (POTRERO PP)': [9.1, 336.0], 'Potrero': [9.1, 337.0], 'Grant': [10.1, 122.0], 'Richmond R': [11.3, 188.0], 'Martin': [12.0, 256.0], 'Castro Valley': [12.2, 58.0], 'Standard Oil': [13.4, 68.0], 'Standard Oil 2': [13.5, 68.0], 'Christie': [13.8, 17.0], 'San Pablo': [13.8, 62.0], 'Mt Eden': [14.0, 64.0], 'Mt. Eden': [14.0, 64.0], 'Eastshore': [14.0, 66.0], 'Millbrae': [16.4, 27.0], 'Burlingame': [16.6, 17.0]} | 659 | 378 | 57% | 281 | 0.43 | [5 empty] | 0 | 0 | 0 | 0 |  | 1 | 0 | 0 | 0 | 32 | 0.05 | 627 | 113 | 0.17 | 546 | 188 | 0.29 | 471 | 188 | 0.29 | 471 | 0 | 0 | 659 | 50 | 8% | 609
486 | Butte | PGE NGBA | {} | 0 | 0 | 0% | 0 | 0 | [5 empty] | 0 | 0 | 0 | 0 |  | 0 | 0 | 0 | 0 | 0 | 0 | 0 | 0 | 0 | 0 | 0 | 0 | 0 | 0 | 0 | 0 | 0 | 0 | 0 | 0 | 0% | 0
487 | Nortech | PGE GBA | {} | 40 | 0 | 0% | 40 | 1 | [5 empty] | 0 | 0 | 0 | 0 |  | 0 | 0 | 0 | 0 | 0 | 0 | 40 | 0 | 0 | 40 | 6 | 0.15 | 34 | 6 | 0.15 | 34 | 0 | 0 | 40 | 40 | 99% | 0
488 | Windsor | SCE Metro | {'La Cienega': [1.1, 4.0], 'El Nido': [7.0, 3.0], 'Chevmain': [7.0, 4.0], 'El Segundo': [7.1, 4.0]} | 78 | 4 | 5% | 74 | 0.95 | [5 empty] | 0 | 0 | 0 | 0 |  | 0 | 0 | 0 | 0 | 0 | 0 | 78 | 74 | 0.94 | 5 | 74 | 0.94 | 5 | 74 | 0.94 | 5 | 0 | 0 | 78 | 0 | 0% | 78
489 | Haas | PGE Fresno | {} | 0 | 0 | 0% | 0 | 0 | [5 empty] | 0 | 0 | 0 | 0 |  | 0 | 0 | 0 | 0 | 0 | 0 | 0 | 0 | 0 | 0 | 0 | 0 | 0 | 0 | 0 | 0 | 0 | 0 | 0 | 0 | 0% | 0
490 | Stone | PGE GBA | {} | 0 | 0 | 0% | 0 | 0 | [5 empty] | 0 | 0 | 0 | 0 |  | 0 | 0 | 0 | 0 | 0 | 0 | 0 | 0 | 0 | 0 | 0 | 0 | 0 | 0 | 0 | 0 | 0 | 0 | 0 | 0 | 0% | 0
491 | El Cerrito G | PGE GBA | {'Richmond R': [3.7, 419.0], 'Sobrante': [5.2, 737.0], 'San Pablo': [5.2, 742.0], 'Standard Oil': [5.5, 303.0], 'Standard Oil 2': [5.5, 303.0], 'Oakland L': [7.6, 329.0], 'Christie': [7.9, 556.0], 'Oakland C': [8.3, 317.0], 'Oakland X': [8.6, 245.0], 'Moraga': [9.0, 179.0], 'Alhambra': [10.8, 534.0], 'Oakland J': [11.7, 219.0], 'Potrero': [12.0, 309.0], 'SAN FRAN A (POTRERO PP)': [12.0, 311.0], 'Martinez': [12.2, 533.0], 'Carquinez': [12.5, 537.0], 'Lakewood': [13.3, 59.0], 'Edes': [13.7, 178.0], 'Meadow Lane': [14.0, 469.0], 'Bahia': [14.6, 533.0], 'Martin': [15.9, 191.0], 'Parkway': [16.3, 533.0], 'San Leandro U': [16.6, 41.0], 'Ignacio': [17.0, 15.0], 'Grant': [18.7, 14.0]} | 3224 | 970 | 30% | 2255 | 0.7 | [5 empty] | 4 | 0 | 0 | 0 |  | 1949 | 0.6 | 0 | 0 | 32 | 0.01 | 3192 | 1465 | 0.45 | 1759 | 2123 | 0.66 | 1101 | 2123 | 0.66 | 1101 | 609 | 0.19 | 2615 | 103 | 3% | 3121
492 | Elizabeth Lake | SCE Northern | {'Pardee': [4.1, 79.0], 'Saugus': [5.3, 79.0]} | 3781 | 141 | 4% | 3640 | 0.96 | [5 empty] | 0 | 0 | 0 | 0 |  | 586 | 0.15 | 3195 | 0.85 | 2586 | 0.68 | 1196 | 168 | 0.04 | 3613 | 91 | 0.02 | 3690 | 2592 | 0.69 | 1189 | 2608 | 0.69 | 1173 | 32 | 1% | 3749
493 | Ashlan | PGE Fresno | {} | 0 | 0 | 0% | 0 | 0 | [5 empty] | 0 | 0 | 0 | 0 |  | 0 | 0 | 0 | 0 | 0 | 0 | 0 | 0 | 0 | 0 | 0 | 0 | 0 | 0 | 0 | 0 | 0 | 0 | 0 | 0 | 0% | 0
494 | Meadow Lane | PGE GBA | {'Lakewood': [3.8, 104.0], 'Clayton': [4.7, 10.0], 'Alhambra': [4.7, 1039.0], 'Martinez': [5.0, 1041.0], 'Kirker': [8.9, 10.0], 'Christie': [8.9, 1031.0], 'Sobrante': [9.3, 692.0], 'Bahia': [9.4, 1041.0], 'Pittsburg': [9.8, 10.0], 'GWF 2': [11.0, 10.0], 'Carquinez': [13.8, 1031.0], 'El Cerrito G': [14.0, 469.0], 'Collinsville': [14.3, 6.0], 'Parkway': [14.8, 1031.0], 'San Pablo': [15.5, 689.0], 'Birds Landing': [16.4, 2.0], 'Shiloh III': [18.1, 2.0]} | 6436 | 1035 | 16% | 5401 | 0.84 | [5 empty] | 4 | 0 | 0 | 0 |  | 2654 | 0.41 | 0 | 0 | 1020 | 0.16 | 5416 | 3957 | 0.61 | 2479 | 2609 | 0.41 | 3827 | 4808 | 0.75 | 1628 | 948 | 0.15 | 5488 | 2144 | 33% | 4292
495 | Bucks Creek | PGE NGBA | {} | 5976 | 0 | 0% | 5976 | 1 | [5 empty] | 0 | 0 | 0 | 0 |  | 2193 | 0.37 | 726 | 0.12 | 3069 | 0.51 | 2907 | 5080 | 0.85 | 896 | 4717 | 0.79 | 1259 | 5975 | 1 | 1 | 4728 | 0.79 | 1248 | 351 | 6% | 5625
496 | Dunn Siding | SCE NOL | {'Harvard': [13.6, 17.0]} | 6348 | 329 | 5% | 6019 | 0.95 | [5 empty] | 0 | 0 | 0 | 0 |  | 0 | 0 | 0 | 0 | 2428 | 0.38 | 3920 | 607 | 0.1 | 5741 | 722 | 0.11 | 5626 | 2664 | 0.42 | 3684 | 5532 | 0.87 | 816 | 432 | 7% | 5916
497 | Pit 4 | PGE NGBA | {'Pit 3': [5.3, 66.0], 'James B Black': [6.5, 15.0], 'Cove Road': [8.7, 194.0], 'Carberry': [10.2, 194.0], 'Burney Forest': [10.3, 194.0], 'Burney Forest Power': [10.3, 194.0], 'New Sub - Pit 1 - Cottonwood (Proposed)': [11.5, 194.0], 'Round Mt.': [13.3, 172.0]} | 3173 | 236 | 7% | 2937 | 0.93 | [5 empty] | 0 | 0 | 0 | 0 |  | 3130 | 0.99 | 43 | 0.01 | 1393 | 0.44 | 1780 | 1166 | 0.37 | 2006 | 760 | 0.24 | 2413 | 2502 | 0.79 | 671 | 1418 | 0.45 | 1754 | 31 | 1% | 3142
498 | SAN FRAN A (POTRERO PP) | PGE GBA | {'Potrero': [0.0, 469.0], 'Martin': [3.9, 321.0], 'Oakland C': [6.4, 354.0], 'Oakland L': [7.3, 353.0], 'Oakland X': [9.1, 336.0], 'Oakland J': [9.3, 320.0], 'Millbrae': [10.5, 68.0], 'Edes': [10.5, 257.0], 'Burlingame': [11.7, 33.0], 'Richmond R': [11.9, 261.0], 'El Cerrito G': [12.0, 311.0], 'San Leandro U': [13.3, 103.0], 'Standard Oil': [13.5, 141.0], 'Standard Oil 2': [13.5, 141.0], 'Grant': [13.7, 76.0], 'Moraga': [13.8, 222.0], 'Sobrante': [14.2, 168.0], 'San Pablo': [16.2, 67.0], 'Eastshore': [17.3, 20.0], 'Mt Eden': [17.7, 18.0], 'Mt. Eden': [17.7, 18.0], 'Castro Valley': [18.2, 12.0], 'Christie': [19.7, 10.0]} | 908 | 450 | 49% | 459 | 0.51 | [5 empty] | 0 | 0 | 0 | 0 |  | 0 | 0 | 0 | 0 | 36 | 0.04 | 872 | 123 | 0.14 | 785 | 333 | 0.37 | 575 | 369 | 0.41 | 539 | 0 | 0 | 908 | 44 | 5% | 864
499 | Frogtown | PGE GBA | {} | 0 | 0 | 0% | 0 | 0 | [5 empty] | 0 | 0 | 0 | 0 |  | 0 | 0 | 0 | 0 | 0 | 0 | 0 | 0 | 0 | 0 | 0 | 0 | 0 | 0 | 0 | 0 | 0 | 0 | 0 | 0 | 0% | 0
500 | Knights Landing | PGE NGBA | {} | 0 | 0 | 0% | 0 | 0 | [5 empty] | 0 | 0 | 0 | 0 |  | 0 | 0 | 0 | 0 | 0 | 0 | 0 | 0 | 0 | 0 | 0 | 0 | 0 | 0 | 0 | 0 | 0 | 0 | 0 | 0 | 0% | 0
501 | Sandlot | SCE NOL | {} | 1995 | 201 | 10% | 1794 | 0.9 | [5 empty] | 0 | 0 | 0 | 0 |  | 0 | 0 | 0 | 0 | 282 | 0.14 | 1712 | 1330 | 0.67 | 665 | 828 | 0.42 | 1167 | 1330 | 0.67 | 665 | 1341 | 0.67 | 653 | 22 | 1% | 1973
502 | Sunrise | PGE Kern | {} | 0 | 0 | 0% | 0 | 0 | [5 empty] | 0 | 0 | 0 | 0 |  | 0 | 0 | 0 | 0 | 0 | 0 | 0 | 0 | 0 | 0 | 0 | 0 | 0 | 0 | 0 | 0 | 0 | 0 | 0 | 0 | 0% | 0
503 | Lilac | SDGE Imperial | {} | 0 | 0 | 0% | 0 | 0 | [5 empty] | 0 | 0 | 0 | 0 |  | 0 | 0 | 0 | 0 | 0 | 0 | 0 | 0 | 0 | 0 | 0 | 0 | 0 | 0 | 0 | 0 | 0 | 0 | 0 | 0 | 0% | 0
504 | Alhambra | PGE GBA | {'Martinez': [1.6, 1159.0], 'Christie': [4.3, 1151.0], 'Meadow Lane': [4.7, 1039.0], 'Bahia': [6.1, 1159.0], 'Lakewood': [7.1, 104.0], 'Sobrante': [7.5, 722.0], 'Carquinez': [9.3, 1151.0], 'Clayton': [9.4, 9.0], 'El Cerrito G': [10.8, 534.0], 'Parkway': [10.9, 1150.0], 'San Pablo': [11.2, 794.0], 'Kirker': [12.3, 9.0], 'Pittsburg': [13.0, 9.0], 'Richmond R': [13.8, 24.0], 'GWF 2': [14.6, 9.0], 'Standard Oil': [14.6, 27.0], 'Standard Oil 2': [14.7, 27.0], 'Collinsville': [17.0, 4.0]} | 6424 | 1147 | 18% | 5277 | 0.82 | [5 empty] | 4 | 0 | 0 | 0 |  | 2982 | 0.46 | 0 | 0 | 793 | 0.12 | 5631 | 3266 | 0.51 | 3158 | 2586 | 0.4 | 3838 | 4902 | 0.76 | 1522 | 1709 | 0.27 | 4715 | 1034 | 16% | 5390
505 | Charleston | SCE EOP | {'Pahrump': [8.1, 32.0], 'Thousandaire': [10.4, 32.0], 'Gamebird': [12.2, 1.0]} | 1476 | 32 | 2% | 1444 | 0.98 | [5 empty] | 0 | 0 | 0 | 0 |  | 0 | 0 | 0 | 0 | 0 | 0 | 1476 | 589 | 0.4 | 886 | 1357 | 0.92 | 119 | 1357 | 0.92 | 119 | 536 | 0.36 | 940 | 110 | 7% | 1366
506 | Vasco | PGE GBA | {'Los Positas': [1.2, 21.0], 'Las Positas': [1.2, 21.0], 'Altamont': [3.3, 21.0], 'Altamont Midway (Sandhill)': [3.3, 21.0], 'Cayetano': [3.5, 21.0], 'Windmaster': [7.4, 21.0], 'North Dublin': [8.1, 21.0], 'Vineyard': [8.1, 21.0], 'Tassajara': [12.1, 21.0], 'San Ramon': [12.2, 21.0]} | 22608 | 21 | 0% | 22587 | 1 | [5 empty] | 565 | 0.02 | 828 | 0.04 |  | 21008 | 0.93 | 110 | 0 | 20465 | 0.91 | 2143 | 19618 | 0.87 | 2990 | 22231 | 0.98 | 377 | 22586 | 1 | 23 | 7307 | 0.32 | 15301 | 781 | 3% | 21827
507 | Harris | PGE NGBA | {'Humboldt': [1.0, 140.0], 'Humboldt Bay': [4.9, 139.0], 'Arcata': [6.4, 110.0]} | 394 | 129 | 33% | 265 | 0.67 | [5 empty] | 0 | 0 | 0 | 0 |  | 0 | 0 | 0 | 0 | 136 | 0.34 | 259 | 115 | 0.29 | 280 | 149 | 0.38 | 245 | 195 | 0.5 | 199 | 0 | 0 | 394 | 140 | 35% | 255
508 | Grizzly | PGE NGBA | {'Rock Creek': [1.0, 3.0], 'Rock Creek 1': [1.0, 3.0], 'Cresta': [7.3, 3.0]} | 6193 | 3 | 0% | 6190 | 1 | [5 empty] | 0 | 0 | 0 | 0 |  | 2550 | 0.41 | 1068 | 0.17 | 2454 | 0.4 | 3739 | 5124 | 0.83 | 1069 | 5111 | 0.83 | 1082 | 6157 | 0.99 | 36 | 4549 | 0.73 | 1644 | 404 | 7% | 5789
509 | Jackass (DOE) | SCE EOP | {'Lathrop': [9.0, 3724.0], 'Mercury': [15.8, 922.0], 'Valley Switch': [17.7, 5.0]} | 94240 | 7289 | 8% | 86951 | 0.92 | [5 empty] | 0 | 0 | 0 | 0 |  | 0 | 0 | 0 | 0 | 0 | 0 | 94240 | 0 | 0 | 94240 | 0 | 0 | 94240 | 0 | 0 | 94240 | 0 | 0 | 94240 | 0 | 0% | 94240
510 | North City Metering | SDGE Imperial | {'Penasquitos': [2.8, 26.0], 'Artesian': [6.6, 4.0], 'Mesa Heights': [9.7, 23.0], 'Kearny': [10.1, 23.0], 'San Marcos': [11.9, 5.0], 'Palomar Airport': [12.0, 5.0], 'Shadowridge': [12.7, 5.0], 'Mission': [13.0, 23.0], 'Old Town': [13.5, 23.0], 'Cannon': [14.0, 5.0], 'Encina': [14.0, 5.0], 'Point Loma': [15.1, 23.0], 'Vine': [15.4, 23.0], 'Melrose': [17.3, 0.0], 'Ocean Ranch': [18.0, 1.0], 'San Luis Rey': [18.7, 0.0]} | 49 | 20 | 41% | 29 | 0.59 | [5 empty] | 0 | 0 | 0 | 0 |  | 0 | 0 | 0 | 0 | 0 | 0 | 49 | 20 | 0.41 | 29 | 27 | 0.55 | 22 | 27 | 0.55 | 22 | 0 | 0 | 49 | 2 | 5% | 47
511 | Ormond Beach | SCE Northern | {'Mandalay': [7.1, 84.0], 'Santa Clara': [12.0, 9.0]} | 381 | 90 | 24% | 291 | 0.76 | [5 empty] | 0 | 0 | 0 | 0 |  | 0 | 0 | 0 | 0 | 51 | 0.13 | 329 | 226 | 0.59 | 154 | 281 | 0.74 | 100 | 282 | 0.74 | 99 | 0 | 0 | 381 | 71 | 19% | 310
512 | Warne | SCE Northern | {'Bailey': [6.4, 2.0], 'Neenach': [17.4, 2.0]} | 19949 | 2 | 0% | 19947 | 1 | [5 empty] | 0 | 0 | 0 | 0 |  | 7529 | 0.38 | 11410 | 0.57 | 15446 | 0.77 | 4504 | 7718 | 0.39 | 12231 | 7219 | 0.36 | 12731 | 18526 | 0.93 | 1424 | 12500 | 0.63 | 7449 | 389 | 2% | 19561
513 | POE | PGE NGBA | {} | 3123 | 0 | 0% | 3123 | 1 | [5 empty] | 0 | 0 | 0 | 0 |  | 880 | 0.28 | 0 | 0 | 982 | 0.31 | 2141 | 1875 | 0.6 | 1248 | 3100 | 0.99 | 23 | 3123 | 1 | 0 | 2377 | 0.76 | 746 | 39 | 1% | 3084
514 | Pit 3 | PGE NGBA | {'Pit 4': [5.3, 66.0], 'Burney Forest': [8.5, 22.0], 'Burney Forest Power': [8.5, 22.0], 'Carberry': [9.6, 22.0], 'James B Black': [11.8, 15.0], 'Cove Road': [12.6, 22.0], 'New Sub - Pit 1 - Cottonwood (Proposed)': [12.7, 22.0]} | 2456 | 72 | 3% | 2384 | 0.97 | [5 empty] | 0 | 0 | 0 | 0 |  | 2414 | 0.98 | 0 | 0 | 1040 | 0.42 | 1416 | 1166 | 0.47 | 1290 | 760 | 0.31 | 1696 | 2150 | 0.88 | 306 | 1090 | 0.44 | 1366 | 31 | 1% | 2425
515 | Evergreen | PGE GBA | {} | 0 | 0 | 0% | 0 | 0 | [5 empty] | 0 | 0 | 0 | 0 |  | 0 | 0 | 0 | 0 | 0 | 0 | 0 | 0 | 0 | 0 | 0 | 0 | 0 | 0 | 0 | 0 | 0 | 0 | 0 | 0 | 0% | 0
516 | Rincon | PGE NGBA | {} | 134 | 0 | 0% | 134 | 1 | [5 empty] | 0 | 0 | 0 | 0 |  | 0 | 0 | 0 | 0 | 134 | 1 | 0 | 0 | 0 | 134 | 0 | 0 | 134 | 134 | 1 | 0 | 129 | 0.96 | 6 | 0 | 0% | 134
517 | Whisman | PGE GBA | {'Cooley Landing': [5.8, 1.0], 'Ravenswood': [7.2, 1.0], 'Menlo': [7.6, 1.0], 'Dumbarton': [10.6, 1.0], 'Jefferson': [12.4, 1.0], 'Eastshore': [15.5, 1.0]} | 59 | 0 | 0% | 59 | 1 | [5 empty] | 0 | 0 | 0 | 0 |  | 0 | 0 | 0 | 0 | 0 | 0 | 59 | 0 | 0 | 59 | 19 | 0.32 | 40 | 19 | 0.32 | 40 | 0 | 0 | 59 | 55 | 93% | 4
518 | Brighton | PGE NGBA | {} | 0 | 0 | 0% | 0 | 0 | [5 empty] | 0 | 0 | 0 | 0 |  | 0 | 0 | 0 | 0 | 0 | 0 | 0 | 0 | 0 | 0 | 0 | 0 | 0 | 0 | 0 | 0 | 0 | 0 | 0 | 0 | 0% | 0
519 | Mi-Wuk | PGE GBA | {} | 0 | 0 | 0% | 0 | 0 | [5 empty] | 0 | 0 | 0 | 0 |  | 0 | 0 | 0 | 0 | 0 | 0 | 0 | 0 | 0 | 0 | 0 | 0 | 0 | 0 | 0 | 0 | 0 | 0 | 0 | 0 | 0% | 0
520 | San Ysidro | SDGE Imperial | {'Otay': [2.9, 35.0], 'Imperial Beach': [4.3, 32.0], 'Bay Boulevard': [5.1, 32.0], 'Telegraph Canyon': [5.3, 37.0], 'Otay Mesa': [6.7, 6.0], 'Salt Creek': [8.4, 27.0], 'Miguel': [8.5, 29.0], 'Silvergate': [11.4, 30.0], 'Vine': [15.1, 27.0], 'Mission': [16.7, 27.0], 'Old Town': [17.1, 27.0], 'Point Loma': [17.3, 27.0]} | 321 | 29 | 9% | 291 | 0.91 | [5 empty] | 0 | 0 | 0 | 0 |  | 0 | 0 | 0 | 0 | 49 | 0.15 | 272 | 194 | 0.61 | 126 | 264 | 0.82 | 57 | 264 | 0.82 | 57 | 0 | 0 | 321 | 40 | 13% | 280
521 | Lincoln | PGE NGBA | {} | 0 | 0 | 0% | 0 | 0 | [5 empty] | 0 | 0 | 0 | 0 |  | 0 | 0 | 0 | 0 | 0 | 0 | 0 | 0 | 0 | 0 | 0 | 0 | 0 | 0 | 0 | 0 | 0 | 0 | 0 | 0 | 0% | 0
522 | Jefferson | PGE GBA | {'Menlo': [4.9, 20.0], 'Ravenswood': [8.4, 38.0], 'Cooley Landing': [8.7, 17.0], 'Burlingame': [10.1, 63.0], 'Millbrae': [11.8, 60.0], 'Whisman': [12.4, 1.0], 'Dumbarton': [14.2, 13.0], 'Eastshore': [14.9, 18.0], 'Mt Eden': [15.8, 4.0], 'Mt. Eden': [15.8, 4.0], 'Grant': [16.4, 15.0], 'Martin': [18.4, 27.0]} | 290 | 101 | 35% | 189 | 0.65 | [5 empty] | 1 | 0 | 0 | 0 |  | 0 | 0 | 0 | 0 | 97 | 0.33 | 193 | 131 | 0.45 | 159 | 148 | 0.51 | 141 | 148 | 0.51 | 141 | 57 | 0.2 | 233 | 38 | 13% | 252
523 | Lakewood | PGE GBA | {'Meadow Lane': [3.8, 104.0], 'Alhambra': [7.1, 104.0], 'Martinez': [8.1, 104.0], 'Sobrante': [8.2, 104.0], 'Christie': [10.5, 104.0], 'Bahia': [12.8, 104.0], 'El Cerrito G': [13.3, 59.0], 'San Pablo': [16.0, 102.0], 'Carquinez': [16.4, 104.0], 'Parkway': [18.0, 104.0]} | 1971 | 102 | 5% | 1869 | 0.95 | [5 empty] | 1 | 0 | 0 | 0 |  | 1926 | 0.98 | 0 | 0 | 139 | 0.07 | 1832 | 1351 | 0.69 | 620 | 1803 | 0.92 | 167 | 1826 | 0.93 | 144 | 716 | 0.36 | 1255 | 48 | 2% | 1923
524 | Windmaster | PGE GBA | {'Altamont': [4.1, 21.0], 'Altamont Midway (Sandhill)': [4.1, 21.0], 'Vasco': [7.4, 21.0], 'Cayetano': [8.2, 21.0], 'Los Positas': [8.6, 21.0], 'Las Positas': [8.6, 21.0], 'North Dublin': [12.3, 21.0], 'Tassajara': [14.4, 21.0], 'Vineyard': [14.7, 21.0], 'San Ramon': [16.4, 21.0]} | 21387 | 21 | 0% | 21366 | 1 | [5 empty] | 793 | 0.04 | 1026 | 0.05 |  | 18695 | 0.87 | 102 | 0 | 18397 | 0.86 | 2989 | 18396 | 0.86 | 2990 | 20736 | 0.97 | 651 | 21364 | 1 | 23 | 5460 | 0.26 | 15927 | 707 | 3% | 20680
525 | Rosamond | SCE Northern | {'Whirlwind': [11.2, 8895.0], 'Windhub': [12.1, 4222.0], 'Antelope': [12.8, 7025.0], 'Neenach': [16.1, 4203.0], 'Highwind': [18.2, 703.0]} | 34748 | 16678 | 48% | 18070 | 0.52 | [5 empty] | 170 | 0 | 454 | 0.01 |  | 700 | 0.02 | 0 | 0 | 6312 | 0.18 | 28437 | 9131 | 0.26 | 25617 | 8072 | 0.23 | 26677 | 15714 | 0.45 | 19035 | 4321 | 0.12 | 30427 | 522 | 2% | 34226
526 | Los Positas | PGE GBA | {'Las Positas': [0.0, 21.0], 'Vasco': [1.2, 21.0], 'Cayetano': [3.4, 21.0], 'Altamont': [4.5, 21.0], 'Altamont Midway (Sandhill)': [4.5, 21.0], 'Vineyard': [6.9, 21.0], 'North Dublin': [7.4, 21.0], 'Windmaster': [8.6, 21.0], 'San Ramon': [11.4, 21.0], 'Tassajara': [11.7, 21.0]} | 18200 | 21 | 0% | 18179 | 1 | [5 empty] | 173 | 0.01 | 120 | 0.01 |  | 17962 | 0.99 | 102 | 0.01 | 17675 | 0.97 | 525 | 15210 | 0.84 | 2990 | 17856 | 0.98 | 344 | 18177 | 1 | 23 | 6077 | 0.33 | 12123 | 674 | 4% | 17526
527 | Oregon Trail | PGE NGBA | {} | 432 | 46 | 11% | 386 | 0.89 | [5 empty] | 0 | 0 | 0 | 0 |  | 325 | 0.75 | 0 | 0 | 297 | 0.69 | 136 | 93 | 0.22 | 339 | 335 | 0.77 | 98 | 335 | 0.77 | 98 | 305 | 0.71 | 127 | 0 | 0% | 432
528 | Burlingame | PGE GBA | {'Millbrae': [1.9, 123.0], 'Martin': [8.3, 67.0], 'Jefferson': [10.1, 63.0], 'Potrero': [11.6, 33.0], 'SAN FRAN A (POTRERO PP)': [11.7, 33.0], 'Grant': [12.4, 15.0], 'Eastshore': [13.6, 9.0], 'Edes': [13.9, 14.0], 'Menlo': [14.0, 10.0], 'Ravenswood': [14.0, 28.0], 'Mt Eden': [14.5, 1.0], 'Mt. Eden': [14.5, 1.0], 'Oakland J': [14.5, 17.0], 'Oakland C': [15.1, 17.0], 'Cooley Landing': [15.2, 7.0], 'Oakland L': [16.1, 17.0], 'Oakland X': [16.6, 17.0], 'Dumbarton': [16.8, 3.0]} | 611 | 117 | 19% | 494 | 0.81 | [5 empty] | 0 | 0 | 0 | 0 |  | 0 | 0 | 0 | 0 | 97 | 0.16 | 514 | 196 | 0.32 | 415 | 453 | 0.74 | 158 | 453 | 0.74 | 158 | 147 | 0.24 | 464 | 26 | 4% | 585
529 | Fremont | PGE GBA | {} | 77 | 0 | 0% | 77 | 1 | [5 empty] | 0 | 0 | 0 | 0 |  | 21 | 0.27 | 0 | 0 | 21 | 0.27 | 56 | 21 | 0.27 | 56 | 42 | 0.55 | 35 | 42 | 0.55 | 35 | 21 | 0.27 | 56 | 52 | 68% | 25
530 | Callender | PGE Kern | {'Oceano': [3.8, 84.0], 'Mesa': [7.9, 43.0], 'San Luis Obispo': [15.2, 11.0], 'Diablo Canyon': [18.8, 1.0]} | 380 | 104 | 27% | 276 | 0.73 | [5 empty] | 0 | 0 | 0 | 0 |  | 222 | 0.58 | 0 | 0 | 27 | 0.07 | 353 | 3 | 0.01 | 378 | 75 | 0.2 | 305 | 75 | 0.2 | 305 | 205 | 0.54 | 176 | 58 | 15% | 322
531 | Delta PP | PGE GBA | {} | 22446 | 0 | 0% | 22446 | 1 | [5 empty] | 793 | 0.04 | 1026 | 0.05 |  | 19787 | 0.88 | 69 | 0 | 19510 | 0.87 | 2936 | 19479 | 0.87 | 2968 | 21818 | 0.97 | 628 | 22446 | 1 | 0 | 6201 | 0.28 | 16245 | 742 | 3% | 21704
532 | Moraga | PGE GBA | {'Sobrante': [4.8, 168.0], 'Oakland X': [4.8, 235.0], 'Oakland L': [6.5, 235.0], 'Oakland J': [6.6, 215.0], 'Oakland C': [7.4, 235.0], 'Edes': [7.8, 182.0], 'El Cerrito G': [9.0, 179.0], 'San Leandro U': [9.6, 97.0], 'Christie': [11.1, 17.0], 'Castro Valley': [12.2, 6.0], 'Grant': [12.3, 70.0], 'Richmond R': [12.5, 132.0], 'San Pablo': [13.5, 59.0], 'Potrero': [13.8, 221.0], 'SAN FRAN A (POTRERO PP)': [13.8, 222.0], 'Standard Oil': [14.5, 60.0], 'Standard Oil 2': [14.5, 60.0], 'Mt Eden': [15.4, 12.0], 'Mt. Eden': [15.4, 12.0], 'Eastshore': [15.7, 14.0], 'Martin': [16.8, 149.0]} | 1335 | 228 | 17% | 1108 | 0.83 | [5 empty] | 1 | 0 | 0 | 0 |  | 871 | 0.65 | 0 | 0 | 32 | 0.02 | 1303 | 875 | 0.66 | 460 | 1058 | 0.79 | 277 | 1058 | 0.79 | 277 | 212 | 0.16 | 1124 | 28 | 2% | 1308
533 | Collierville | PGE GBA | {} | 0 | 0 | 0% | 0 | 0 | [5 empty] | 0 | 0 | 0 | 0 |  | 0 | 0 | 0 | 0 | 0 | 0 | 0 | 0 | 0 | 0 | 0 | 0 | 0 | 0 | 0 | 0 | 0 | 0 | 0 | 0 | 0% | 0
534 | Rock Creek | PGE NGBA | {'Rock Creek 1': [0.0, 3.0], 'Grizzly': [1.0, 3.0], 'Cresta': [6.5, 3.0]} | 6524 | 3 | 0% | 6521 | 1 | [5 empty] | 0 | 0 | 0 | 0 |  | 2825 | 0.43 | 1090 | 0.17 | 2485 | 0.38 | 4039 | 5194 | 0.8 | 1330 | 5436 | 0.83 | 1088 | 6488 | 0.99 | 36 | 4849 | 0.74 | 1675 | 401 | 6% | 6123
535 | Homestake | PGE NGBA | {} | 14550 | 69 | 0% | 14481 | 1 | [5 empty] | 40 | 0 | 7 | 0 |  | 2993 | 0.21 | 11545 | 0.79 | 8803 | 0.61 | 5747 | 3601 | 0.25 | 10950 | 7006 | 0.48 | 7544 | 10657 | 0.73 | 3894 | 12168 | 0.84 | 2382 | 188 | 1% | 14362
536 | James B Black | PGE NGBA | {'Pit 4': [6.5, 15.0], 'Pit 3': [11.8, 15.0]} | 2135 | 53 | 2% | 2082 | 0.98 | [5 empty] | 0 | 0 | 0 | 0 |  | 1817 | 0.85 | 318 | 0.15 | 1019 | 0.48 | 1116 | 807 | 0.38 | 1328 | 907 | 0.42 | 1228 | 1863 | 0.87 | 272 | 1272 | 0.6 | 863 | 28 | 1% | 2107
537 | Harvard | SCE NOL | {'Cool Water': [13.1, 5269.0], 'Dunn Siding': [13.6, 17.0]} | 54900 | 23038 | 42% | 31863 | 0.58 | [5 empty] | 706 | 0.01 | 582 | 0.01 |  | 0 | 0 | 0 | 0 | 17447 | 0.32 | 37454 | 3744 | 0.07 | 51156 | 4214 | 0.08 | 50686 | 17526 | 0.32 | 37375 | 24786 | 0.45 | 30114 | 1154 | 2% | 53746
538 | San Jose B | PGE GBA | {} | 0 | 0 | 0% | 0 | 0 | [5 empty] | 0 | 0 | 0 | 0 |  | 0 | 0 | 0 | 0 | 0 | 0 | 0 | 0 | 0 | 0 | 0 | 0 | 0 | 0 | 0 | 0 | 0 | 0 | 0 | 0 | 0% | 0
539 | Edenvale | PGE GBA | {} | 69 | 0 | 0% | 69 | 1 | [5 empty] | 0 | 0 | 0 | 0 |  | 69 | 1 | 0 | 0 | 69 | 1 | 0 | 0 | 0 | 69 | 12 | 0.18 | 57 | 69 | 1 | 0 | 38 | 0.54 | 31 | 1 | 2% | 68
540 | Mt Poso | PGE Kern | {} | 0 | 0 | 0% | 0 | 0 | [5 empty] | 0 | 0 | 0 | 0 |  | 0 | 0 | 0 | 0 | 0 | 0 | 0 | 0 | 0 | 0 | 0 | 0 | 0 | 0 | 0 | 0 | 0 | 0 | 0 | 0 | 0% | 0
541 | Rock Creek 1 | PGE NGBA | {'Rock Creek': [0.0, 3.0], 'Grizzly': [1.0, 3.0], 'Cresta': [6.4, 3.0]} | 6544 | 3 | 0% | 6540 | 1 | [5 empty] | 0 | 0 | 0 | 0 |  | 2835 | 0.43 | 1092 | 0.17 | 2497 | 0.38 | 4046 | 5205 | 0.8 | 1339 | 5454 | 0.83 | 1090 | 6508 | 0.99 | 36 | 4867 | 0.74 | 1677 | 401 | 6% | 6143
542 | New Sub - Kramer - Lugo (Proposed) | SCE NOL | {'Roadway': [0.0, 400.0], 'Victor': [5.1, 25.0]} | 6505 | 399 | 6% | 6106 | 0.94 | [5 empty] | 0 | 0 | 0 | 0 |  | 0 | 0 | 0 | 0 | 5460 | 0.84 | 1044 | 4889 | 0.75 | 1616 | 3285 | 0.5 | 3220 | 5941 | 0.91 | 564 | 3186 | 0.49 | 3319 | 17 | 0% | 6488
543 | Baker | SCE NOL | {} | 6604 | 1140 | 17% | 5464 | 0.83 | [5 empty] | 0 | 0 | 0 | 0 |  | 0 | 0 | 0 | 0 | 2485 | 0.38 | 4119 | 2985 | 0.45 | 3619 | 2985 | 0.45 | 3619 | 3029 | 0.46 | 3575 | 4105 | 0.62 | 2499 | 3 | 0% | 6601
544 | Mountain View | PGE GBA | {} | 65 | 0 | 0% | 65 | 1 | [5 empty] | 0 | 0 | 0 | 0 |  | 0 | 0 | 0 | 0 | 8 | 0.12 | 57 | 0 | 0 | 65 | 19 | 0.29 | 46 | 27 | 0.42 | 38 | 0 | 0 | 65 | 53 | 82% | 12
545 | Stanislaus | PGE GBA | {} | 0 | 0 | 0% | 0 | 0 | [5 empty] | 0 | 0 | 0 | 0 |  | 0 | 0 | 0 | 0 | 0 | 0 | 0 | 0 | 0 | 0 | 0 | 0 | 0 | 0 | 0 | 0 | 0 | 0 | 0 | 0 | 0% | 0
546 | Eagle Mountain | SCE Eastern | {'Kem': [4.0, 5986.0], 'Red Bluff': [11.2, 7992.0]} | 28146 | 9749 | 35% | 18397 | 0.65 | [5 empty] | 5 | 0 | 0 | 0 |  | 0 | 0 | 0 | 0 | 2332 | 0.08 | 25815 | 6585 | 0.23 | 21561 | 0 | 0 | 28146 | 8897 | 0.32 | 19249 | 13615 | 0.48 | 14531 | 5 | 0% | 28141
547 | Contra Costa PP | PGE GBA | {'Contra Costa': [1.6, 1948.0], 'Lone Tree': [4.8, 352.0], 'GWF 2': [5.3, 1400.0], 'Collinsville': [6.1, 2947.0], 'Pittsburg': [7.4, 1237.0], 'Kirker': [7.8, 904.0], 'Brentwood': [8.1, 139.0], 'Birds Landing': [8.5, 3038.0], 'Shiloh III': [11.7, 2586.0], 'Clayton': [12.2, 1.0], 'Lambie': [15.4, 1123.0], 'Lambie Energy': [15.4, 1123.0], 'Tassajara': [16.9, 75.0], 'Grand Island': [17.7, 1672.0]} | 22904 | 3476 | 15% | 19428 | 0.85 | [5 empty] | 5333 | 0.23 | 2221 | 0.1 |  | 5759 | 0.25 | 0 | 0 | 6277 | 0.27 | 16627 | 17229 | 0.75 | 5675 | 15141 | 0.66 | 7764 | 17295 | 0.76 | 5609 | 2288 | 0.1 | 20617 | 6290 | 27% | 16615
548 | Padre Flats SW STA | PGE Fresno | {} | 521 | 0 | 0% | 521 | 1 | [5 empty] | 3 | 0.01 | 0 | 0 |  | 515 | 0.99 | 0 | 0 | 521 | 1 | 0 | 0 | 0 | 521 | 171 | 0.33 | 350 | 521 | 1 | 0 | 498 | 0.96 | 23 | 0 | 0% | 521
549 | Bliss | SCE Northern | {} | 0 | 0 | 0% | 0 | 0 | [5 empty] | 0 | 0 | 0 | 0 |  | 0 | 0 | 0 | 0 | 0 | 0 | 0 | 0 | 0 | 0 | 0 | 0 | 0 | 0 | 0 | 0 | 0 | 0 | 0 | 0 | 0% | 0
550 | Divide | PGE Kern | {} | 7 | 0 | 0% | 7 | 1 | [5 empty] | 0 | 0 | 0 | 0 |  | 0 | 0 | 0 | 0 | 7 | 0.92 | 1 | 0 | 0 | 7 | 2 | 0.23 | 6 | 7 | 0.92 | 1 | 3 | 0.36 | 5 | 1 | 7% | 7
551 | Cresta | PGE NGBA | {'Rock Creek 1': [6.4, 3.0], 'Rock Creek': [6.5, 3.0], 'Grizzly': [7.3, 3.0]} | 5404 | 3 | 0% | 5401 | 1 | [5 empty] | 0 | 0 | 0 | 0 |  | 1124 | 0.21 | 773 | 0.14 | 2007 | 0.37 | 3397 | 3730 | 0.69 | 1674 | 5303 | 0.98 | 101 | 5369 | 0.99 | 35 | 3832 | 0.71 | 1572 | 156 | 3% | 5248
552 | Race Track | PGE GBA | {} | 0 | 0 | 0% | 0 | 0 | [5 empty] | 0 | 0 | 0 | 0 |  | 0 | 0 | 0 | 0 | 0 | 0 | 0 | 0 | 0 | 0 | 0 | 0 | 0 | 0 | 0 | 0 | 0 | 0 | 0 | 0 | 0% | 0
553 | Lodi | PGE GBA | {'Eight Mile': [2.1, 167.0]} | 880 | 262 | 30% | 617 | 0.7 | [5 empty] | 1 | 0 | 5 | 0.01 |  | 0 | 0 | 0 | 0 | 51 | 0.06 | 829 | 410 | 0.47 | 470 | 410 | 0.47 | 470 | 428 | 0.49 | 452 | 0 | 0 | 880 | 90 | 10% | 790
554 | Rancho Seco | PGE GBA | {} | 0 | 0 | 0% | 0 | 0 | [5 empty] | 0 | 0 | 0 | 0 |  | 0 | 0 | 0 | 0 | 0 | 0 | 0 | 0 | 0 | 0 | 0 | 0 | 0 | 0 | 0 | 0 | 0 | 0 | 0 | 0 | 0% | 0
555 | Monticello | PGE NGBA | {} | 9713 | 1 | 0% | 9712 | 1 | [5 empty] | 105 | 0.01 | 53 | 0.01 |  | 7840 | 0.81 | 67 | 0.01 | 9001 | 0.93 | 711 | 1824 | 0.19 | 7888 | 1933 | 0.2 | 7779 | 9064 | 0.93 | 649 | 7977 | 0.82 | 1736 | 147 | 2% | 9565
556 | New Sub - Westley - Quinto (Proposed) | PGE Fresno | {} | 2744 | 0 | 0% | 2744 | 1 | [5 empty] | 0 | 0 | 0 | 0 |  | 1247 | 0.45 | 1497 | 0.55 | 2744 | 1 | 0 | 401 | 0.15 | 2343 | 1548 | 0.56 | 1196 | 2744 | 1 | 0 | 2744 | 1 | 0 | 1 | 0% | 2743
557 | North Dublin | PGE GBA | {'San Ramon': [4.2, 21.0], 'Tassajara': [4.7, 21.0], 'Cayetano': [4.7, 21.0], 'Vineyard': [5.2, 21.0], 'Los Positas': [7.4, 21.0], 'Las Positas': [7.4, 21.0], 'Vasco': [8.1, 21.0], 'Altamont': [9.8, 21.0], 'Altamont Midway (Sandhill)': [9.8, 21.0], 'Windmaster': [12.3, 21.0]} | 3417 | 21 | 1% | 3396 | 0.99 | [5 empty] | 0 | 0 | 0 | 0 |  | 3316 | 0.97 | 102 | 0.03 | 2546 | 0.75 | 871 | 3080 | 0.9 | 337 | 3080 | 0.9 | 337 | 3395 | 0.99 | 23 | 1452 | 0.43 | 1965 | 77 | 2% | 3341
558 | Wildlife | SCE Eastern | {} | 0 | 0 | 0% | 0 | 0 | [5 empty] | 0 | 0 | 0 | 0 |  | 0 | 0 | 0 | 0 | 0 | 0 | 0 | 0 | 0 | 0 | 0 | 0 | 0 | 0 | 0 | 0 | 0 | 0 | 0 | 0 | 0% | 0
559 | Clovis | PGE Fresno | {} | 0 | 0 | 0% | 0 | 0 | [5 empty] | 0 | 0 | 0 | 0 |  | 0 | 0 | 0 | 0 | 0 | 0 | 0 | 0 | 0 | 0 | 0 | 0 | 0 | 0 | 0 | 0 | 0 | 0 | 0 | 0 | 0% | 0
560 | Greenleaf 1 | PGE NGBA | {} | 0 | 0 | 0% | 0 | 0 | [5 empty] | 0 | 0 | 0 | 0 |  | 0 | 0 | 0 | 0 | 0 | 0 | 0 | 0 | 0 | 0 | 0 | 0 | 0 | 0 | 0 | 0 | 0 | 0 | 0 | 0 | 0% | 0
561 | Atlantic | PGE NGBA | {} | 0 | 0 | 0% | 0 | 0 | [5 empty] | 0 | 0 | 0 | 0 |  | 0 | 0 | 0 | 0 | 0 | 0 | 0 | 0 | 0 | 0 | 0 | 0 | 0 | 0 | 0 | 0 | 0 | 0 | 0 | 0 | 0% | 0
562 | Vasona | PGE GBA | {'El Patio': [3.1, 33.0], 'Saratoga': [3.3, 33.0], 'Hicks': [3.8, 33.0], 'Monta Vista': [7.6, 33.0]} | 55 | 33 | 60% | 22 | 0.4 | [5 empty] | 0 | 0 | 0 | 0 |  | 22 | 0.4 | 0 | 0 | 22 | 0.4 | 33 | 0 | 0 | 55 | 12 | 0.22 | 43 | 22 | 0.4 | 33 | 22 | 0.4 | 33 | 0 | 0% | 55
563 | Mercury | SCE EOP | {'Innovation': [5.5, 707.0], 'Jackass (DOE)': [15.8, 922.0]} | 30615 | 1936 | 6% | 28679 | 0.94 | [5 empty] | 0 | 0 | 0 | 0 |  | 0 | 0 | 0 | 0 | 0 | 0 | 30615 | 0 | 0 | 30615 | 0 | 0 | 30615 | 0 | 0 | 30615 | 0 | 0 | 30615 | 0 | 0% | 30615
564 | Monta Vista | PGE GBA | {'Saratoga': [4.4, 33.0], 'Vasona': [7.6, 33.0], 'El Patio': [7.8, 33.0], 'Hicks': [11.3, 33.0]} | 56 | 33 | 59% | 23 | 0.41 | [5 empty] | 0 | 0 | 0 | 0 |  | 0 | 0 | 0 | 0 | 8 | 0.14 | 48 | 0 | 0 | 56 | 5 | 0.09 | 51 | 13 | 0.24 | 43 | 0 | 0 | 56 | 15 | 27% | 41
565 | Topaz | PGE Kern | {'Carrizo Plains': [1.1, 135.0], 'Caliente': [8.0, 135.0], 'Kernridge': [18.4, 36.0]} | 1604 | 135 | 8% | 1470 | 0.92 | [5 empty] | 0 | 0 | 0 | 0 |  | 1006 | 0.63 | 0 | 0 | 1329 | 0.83 | 276 | 0 | 0 | 1604 | 277 | 0.17 | 1327 | 1329 | 0.83 | 276 | 921 | 0.57 | 684 | 0 | 0% | 1604
566 | Balch | PGE Fresno | {} | 0 | 0 | 0% | 0 | 0 | [5 empty] | 0 | 0 | 0 | 0 |  | 0 | 0 | 0 | 0 | 0 | 0 | 0 | 0 | 0 | 0 | 0 | 0 | 0 | 0 | 0 | 0 | 0 | 0 | 0 | 0 | 0% | 0
567 | El Dorado PH | PGE NGBA | {} | 0 | 0 | 0% | 0 | 0 | [5 empty] | 0 | 0 | 0 | 0 |  | 0 | 0 | 0 | 0 | 0 | 0 | 0 | 0 | 0 | 0 | 0 | 0 | 0 | 0 | 0 | 0 | 0 | 0 | 0 | 0 | 0% | 0
568 | Bell | PGE NGBA | {} | 0 | 0 | 0% | 0 | 0 | [5 empty] | 0 | 0 | 0 | 0 |  | 0 | 0 | 0 | 0 | 0 | 0 | 0 | 0 | 0 | 0 | 0 | 0 | 0 | 0 | 0 | 0 | 0 | 0 | 0 | 0 | 0% | 0
569 | San Pablo | PGE GBA | {'Standard Oil': [4.0, 262.0], 'Standard Oil 2': [4.0, 262.0], 'Richmond R': [4.5, 259.0], 'El Cerrito G': [5.2, 742.0], 'Christie': [7.1, 819.0], 'Carquinez': [8.8, 799.0], 'Sobrante': [8.9, 853.0], 'Alhambra': [11.2, 794.0], 'Martinez': [12.1, 796.0], 'Ignacio': [12.7, 41.0], 'Oakland L': [12.7, 130.0], 'Parkway': [12.7, 796.0], 'Bahia': [12.7, 796.0], 'Oakland C': [13.4, 118.0], 'Moraga': [13.5, 59.0], 'Oakland X': [13.8, 62.0], 'Meadow Lane': [15.5, 689.0], 'Lakewood': [16.0, 102.0], 'Potrero': [16.2, 65.0], 'SAN FRAN A (POTRERO PP)': [16.2, 67.0], 'Oakland J': [16.8, 40.0], 'Edes': [18.8, 6.0]} | 3505 | 1016 | 29% | 2489 | 0.71 | [5 empty] | 4 | 0 | 0 | 0 |  | 1997 | 0.57 | 0 | 0 | 32 | 0.01 | 3473 | 1446 | 0.41 | 2060 | 2370 | 0.68 | 1135 | 2370 | 0.68 | 1135 | 611 | 0.17 | 2894 | 218 | 6% | 3288
570 | Lambie (old) | PGE NGBA | {'Lambie Energy': [0.0, 7266.0], 'Shiloh III': [3.8, 6177.0], 'Birds Landing': [7.0, 6177.0], 'Peabody': [7.1, 2254.0], 'Collinsville': [9.9, 5042.0], 'Vaca-Dixon & Gc Yard': [12.8, 1089.0], 'Pittsburg': [13.0, 1140.0], 'Kirker': [14.1, 822.0], 'GWF 2': [14.3, 1166.0], 'Grand Island': [14.9, 794.0], 'Contra Costa PP': [15.4, 1123.0], 'Contra Costa': [16.1, 1120.0], 'Lone Tree': [20.0, 8.0]} | 46536 | 7266 | 16% | 39270 | 0.84 | [5 empty] | 13751 | 0.3 | 7714 | 0.17 |  | 28164 | 0.61 | 0 | 0 | 9105 | 0.2 | 37431 | 20488 | 0.44 | 26047 | 19877 | 0.43 | 26659 | 29201 | 0.63 | 17335 | 3814 | 0.08 | 42722 | 15680 | 34% | 30855
571 | Figarden | PGE Fresno | {} | 0 | 0 | 0% | 0 | 0 | [5 empty] | 0 | 0 | 0 | 0 |  | 0 | 0 | 0 | 0 | 0 | 0 | 0 | 0 | 0 | 0 | 0 | 0 | 0 | 0 | 0 | 0 | 0 | 0 | 0 | 0 | 0% | 0
572 | Trimble | PGE GBA | {} | 22 | 0 | 0% | 22 | 1 | [5 empty] | 0 | 0 | 0 | 0 |  | 0 | 0 | 0 | 0 | 0 | 0 | 22 | 0 | 0 | 22 | 0 | 0 | 22 | 0 | 0 | 22 | 0 | 0 | 22 | 21 | 98% | 0
573 | Tassajara | PGE GBA | {'San Ramon': [4.1, 21.0], 'North Dublin': [4.7, 21.0], 'Cayetano': [8.6, 21.0], 'Vineyard': [9.5, 21.0], 'Clayton': [10.6, 1.0], 'Los Positas': [11.7, 21.0], 'Las Positas': [11.7, 21.0], 'Vasco': [12.1, 21.0], 'Altamont': [13.0, 21.0], 'Altamont Midway (Sandhill)': [13.0, 21.0], 'Lone Tree': [13.0, 75.0], 'Windmaster': [14.4, 21.0], 'Brentwood': [15.0, 75.0], 'GWF 2': [15.3, 75.0], 'Contra Costa': [15.5, 75.0], 'Contra Costa PP': [16.9, 75.0]} | 5032 | 96 | 2% | 4936 | 0.98 | [5 empty] | 0 | 0 | 0 | 0 |  | 4929 | 0.98 | 102 | 0.02 | 3821 | 0.76 | 1211 | 4587 | 0.91 | 445 | 4587 | 0.91 | 445 | 4902 | 0.97 | 130 | 2548 | 0.51 | 2484 | 95 | 2% | 4937
574 | Santa Rosa A | PGE NGBA | {} | 12 | 0 | 0% | 12 | 1 | [5 empty] | 0 | 0 | 0 | 0 |  | 0 | 0 | 0 | 0 | 12 | 1 | 0 | 0 | 0 | 12 | 0 | 0 | 12 | 12 | 1 | 0 | 12 | 1 | 0 | 0 | 0% | 12
575 | Piercy | PGE GBA | {} | 58 | 0 | 0% | 58 | 1 | [5 empty] | 0 | 0 | 0 | 0 |  | 57 | 0.98 | 1 | 0.02 | 44 | 0.75 | 15 | 28 | 0.47 | 31 | 28 | 0.47 | 31 | 58 | 1 | 0 | 31 | 0.53 | 28 | 0 | 0% | 58
576 | Caribou | PGE NGBA | {} | 193 | 0 | 0% | 193 | 1 | [5 empty] | 0 | 0 | 0 | 0 |  | 193 | 1 | 0 | 0 | 0 | 0 | 193 | 161 | 0.83 | 32 | 132 | 0.68 | 61 | 193 | 1 | 1 | 192 | 1 | 1 | 15 | 8% | 178
577 | Vista (SCE) | SCE Eastern | {} | 0 | 0 | 0% | 0 | 0 | [5 empty] | 0 | 0 | 0 | 0 |  | 0 | 0 | 0 | 0 | 0 | 0 | 0 | 0 | 0 | 0 | 0 | 0 | 0 | 0 | 0 | 0 | 0 | 0 | 0 | 0 | 0% | 0
578 | Cardiff | SCE Eastern | {} | 107 | 0 | 0% | 107 | 1 | [5 empty] | 0 | 0 | 0 | 0 |  | 1 | 0.01 | 107 | 0.99 | 107 | 1 | 0 | 101 | 0.94 | 6 | 107 | 1 | 0 | 107 | 1 | 0 | 22 | 0.21 | 85 | 0 | 0% | 107
579 | Cannon | SDGE Imperial | {'Encina': [0.2, 34.0], 'Palomar Airport': [2.8, 29.0], 'San Luis Rey': [5.1, 29.0], 'Shadowridge': [5.4, 22.0], 'Ocean Ranch': [5.6, 30.0], 'Melrose': [6.6, 29.0], 'San Marcos': [7.8, 8.0], 'Pendleton': [11.9, 27.0], 'Artesian': [14.0, 4.0], 'North City Metering': [14.0, 5.0], 'Penasquitos': [16.5, 3.0]} | 193 | 29 | 15% | 164 | 0.85 | [5 empty] | 0 | 0 | 0 | 0 |  | 0 | 0 | 0 | 0 | 34 | 0.17 | 159 | 148 | 0.77 | 45 | 154 | 0.8 | 39 | 154 | 0.8 | 39 | 0 | 0 | 193 | 32 | 17% | 161
580 | Mt Eden | PGE GBA | {'Eastshore': [0.9, 86.0], 'Grant': [4.2, 83.0], 'Castro Valley': [4.7, 76.0], 'Dumbarton': [5.7, 20.0], 'San Leandro U': [6.0, 82.0], 'Edes': [8.9, 81.0], 'Ravenswood': [9.9, 22.0], 'Oakland J': [11.0, 64.0], 'Cooley Landing': [11.1, 8.0], 'Oakland X': [14.0, 64.0], 'Burlingame': [14.5, 1.0], 'Menlo': [14.9, 2.0], 'Oakland C': [15.1, 64.0], 'Moraga': [15.4, 12.0], 'Oakland L': [15.5, 64.0], 'Jefferson': [15.8, 4.0], 'Millbrae': [15.9, 1.0], 'Martin': [17.4, 10.0], 'SAN FRAN A (POTRERO PP)': [17.7, 18.0], 'Potrero': [17.7, 19.0]} | 222 | 81 | 36% | 141 | 0.64 | [5 empty] | 0 | 0 | 0 | 0 |  | 58 | 0.26 | 0 | 0 | 58 | 0.26 | 163 | 10 | 0.05 | 212 | 37 | 0.16 | 185 | 95 | 0.43 | 127 | 58 | 0.26 | 163 | 49 | 22% | 173
581 | Fitch Mountain | PGE NGBA | {} | 594 | 0 | 0% | 594 | 1 | [5 empty] | 1 | 0 | 0 | 0 |  | 38 | 0.06 | 0 | 0 | 519 | 0.87 | 74 | 156 | 0.26 | 438 | 594 | 1 | 0 | 594 | 1 | 0 | 552 | 0.93 | 41 | 0 | 0% | 594
582 | Stockton A | PGE GBA | {} | 0 | 0 | 0% | 0 | 0 | [5 empty] | 0 | 0 | 0 | 0 |  | 0 | 0 | 0 | 0 | 0 | 0 | 0 | 0 | 0 | 0 | 0 | 0 | 0 | 0 | 0 | 0 | 0 | 0 | 0 | 0 | 0% | 0
583 | Saratoga | PGE GBA | {'Vasona': [3.3, 33.0], 'Monta Vista': [4.4, 33.0], 'El Patio': [4.4, 33.0], 'Hicks': [7.0, 33.0]} | 53 | 33 | 63% | 20 | 0.37 | [5 empty] | 0 | 0 | 0 | 0 |  | 12 | 0.22 | 0 | 0 | 20 | 0.37 | 33 | 0 | 0 | 53 | 11 | 0.21 | 41 | 20 | 0.37 | 33 | 12 | 0.22 | 41 | 0 | 0% | 53
584 | Christie | PGE GBA | {'Alhambra': [4.3, 1151.0], 'Martinez': [5.0, 1153.0], 'Carquinez': [6.5, 1156.0], 'Bahia': [6.6, 1153.0], 'Sobrante': [6.8, 744.0], 'San Pablo': [7.1, 819.0], 'El Cerrito G': [7.9, 556.0], 'Meadow Lane': [8.9, 1031.0], 'Parkway': [9.4, 1153.0], 'Richmond R': [10.2, 46.0], 'Lakewood': [10.5, 104.0], 'Standard Oil': [10.7, 49.0], 'Standard Oil 2': [10.8, 49.0], 'Moraga': [11.1, 17.0], 'Oakland X': [13.8, 17.0], 'Oakland L': [13.8, 20.0], 'Oakland C': [14.8, 20.0], 'SAN FRAN A (POTRERO PP)': [19.7, 10.0], 'Potrero': [19.7, 10.0]} | 5940 | 1164 | 20% | 4777 | 0.8 | [5 empty] | 4 | 0 | 0 | 0 |  | 2775 | 0.47 | 0 | 0 | 570 | 0.1 | 5371 | 2751 | 0.46 | 3189 | 2482 | 0.42 | 3458 | 4438 | 0.75 | 1502 | 1516 | 0.26 | 4424 | 741 | 12% | 5199
585 | Las Aguilas | PGE Fresno | {} | 1952 | 0 | 0% | 1952 | 1 | [5 empty] | 0 | 0 | 0 | 0 |  | 433 | 0.22 | 1519 | 0.78 | 1840 | 0.94 | 113 | 8 | 0 | 1945 | 232 | 0.12 | 1720 | 1840 | 0.94 | 113 | 1952 | 1 | 0 | 0 | 0% | 1952
586 | Monroe | PGE NGBA | {} | 0 | 0 | 0% | 0 | 0 | [5 empty] | 0 | 0 | 0 | 0 |  | 0 | 0 | 0 | 0 | 0 | 0 | 0 | 0 | 0 | 0 | 0 | 0 | 0 | 0 | 0 | 0 | 0 | 0 | 0 | 0 | 0% | 0
587 | Elliot | SDGE Imperial | {'Elliott': [0.0, 121.0], 'Kearny': [2.8, 121.0], 'Mission': [3.6, 121.0], 'Murray': [4.1, 2.0], 'Mesa Heights': [4.1, 121.0], 'Old Town': [7.0, 121.0], 'Spring Valley': [7.3, 1.0], 'Vine': [7.5, 121.0], 'Silvergate': [9.0, 121.0], 'Point Loma': [9.9, 121.0], 'Bay Boulevard': [14.4, 80.0], 'Otay': [15.4, 1.0], 'Imperial Beach': [16.1, 23.0]} | 219 | 121 | 55% | 99 | 0.45 | [5 empty] | 0 | 0 | 0 | 0 |  | 0 | 0 | 0 | 0 | 0 | 0 | 219 | 5 | 0.02 | 214 | 89 | 0.41 | 130 | 89 | 0.41 | 130 | 0 | 0 | 219 | 1 | 0% | 219
588 | Sunset | PGE Kern | {} | 0 | 0 | 0% | 0 | 0 | [5 empty] | 0 | 0 | 0 | 0 |  | 0 | 0 | 0 | 0 | 0 | 0 | 0 | 0 | 0 | 0 | 0 | 0 | 0 | 0 | 0 | 0 | 0 | 0 | 0 | 0 | 0% | 0
589 | Herndon | PGE Fresno | {} | 0 | 0 | 0% | 0 | 0 | [5 empty] | 0 | 0 | 0 | 0 |  | 0 | 0 | 0 | 0 | 0 | 0 | 0 | 0 | 0 | 0 | 0 | 0 | 0 | 0 | 0 | 0 | 0 | 0 | 0 | 0 | 0% | 0
590 | Menlo | PGE GBA | {'Jefferson': [4.9, 20.0], 'Cooley Landing': [5.0, 17.0], 'Ravenswood': [5.5, 20.0], 'Whisman': [7.6, 1.0], 'Dumbarton': [11.7, 13.0], 'Burlingame': [14.0, 10.0], 'Eastshore': [14.2, 10.0], 'Mt Eden': [14.9, 2.0], 'Mt. Eden': [14.9, 2.0], 'Millbrae': [15.8, 8.0]} | 149 | 19 | 13% | 129 | 0.87 | [5 empty] | 0 | 0 | 0 | 0 |  | 0 | 0 | 0 | 0 | 55 | 0.37 | 94 | 58 | 0.39 | 91 | 79 | 0.53 | 70 | 79 | 0.53 | 70 | 15 | 0.1 | 134 | 66 | 45% | 82
591 | Mountain Pass | SCE EOP | {'Ivanpah': [5.5, 18.0], 'Primm': [14.9, 18.0]} | 4602 | 18 | 0% | 4583 | 1 | [5 empty] | 0 | 0 | 0 | 0 |  | 0 | 0 | 0 | 0 | 4018 | 0.87 | 583 | 3651 | 0.79 | 951 | 583 | 0.13 | 4019 | 4576 | 0.99 | 26 | 781 | 0.17 | 3821 | 0 | 0% | 4602
592 | San Jose A | PGE GBA | {} | 0 | 0 | 0% | 0 | 0 | [5 empty] | 0 | 0 | 0 | 0 |  | 0 | 0 | 0 | 0 | 0 | 0 | 0 | 0 | 0 | 0 | 0 | 0 | 0 | 0 | 0 | 0 | 0 | 0 | 0 | 0 | 0% | 0
593 | Artesian | SDGE Imperial | {'North City Metering': [6.6, 4.0], 'San Marcos': [8.3, 4.0], 'Penasquitos': [8.6, 3.0], 'Shadowridge': [10.3, 4.0], 'Palomar Airport': [11.3, 4.0], 'Cannon': [14.0, 4.0], 'Encina': [14.1, 4.0]} | 21 | 1 | 5% | 20 | 0.95 | [5 empty] | 0 | 0 | 0 | 0 |  | 0 | 0 | 0 | 0 | 0 | 0 | 21 | 14 | 0.65 | 7 | 20 | 0.92 | 2 | 20 | 0.92 | 2 | 0 | 0 | 21 | 2 | 8% | 20
594 | Thousandaire | SCE EOP | {'Gamebird': [3.4, 2.0], 'Pahrump': [4.6, 33.0], 'Charleston': [10.4, 32.0]} | 10058 | 218 | 2% | 9840 | 0.98 | [5 empty] | 0 | 0 | 0 | 0 |  | 0 | 0 | 0 | 0 | 3071 | 0.31 | 6987 | 164 | 0.02 | 9894 | 2353 | 0.23 | 7705 | 3953 | 0.39 | 6105 | 8469 | 0.84 | 1589 | 0 | 0% | 10058

## LandEnv_Wind_Data_15mi
CEC provided land-use and environmental data criteria for in-state substations at a 15 mile radius for onshore wind resource potential. Note these are based on a techno-economic resource potential base using a 20% CF factor.
[8 empty] | Parcel info not applied for onshore wind mapping |  |  |  |  | Cropland Index not applied for onshore wind mappping
|  |  | Res. Potential Base (after techno-economic & protected areas exclusions) | Res. Potential after Core Land Use Screen (Lower Implications Land) | Percentage of Base Potential w/ Lower Implications | Res. Potential excluded by Core screen (Higher Implications Land) | Percentage of Base Potential w/ Higher Implications | [5 empty] | Base Res. Potential w/ Low Cropland Index Values | Percentage of Base Potential w/ Low Cropland Index Values | Base Res. Potential w/ High Cropland Index Values | Percentage of Base Potential w/ High Cropland Index Values |  | Base Res. Potential w/ Tier 2 Fire Threat | Percentage of Base Potential w/ Tier 2 Fire Threat | Base Res. Potential w/ Tier 3 Fire Threat | Percentage of Base Potential w/ Tier 3 Fire Threat | Base Res. Potential w/ ACE Terrestrial Connectivity, 4 or 5, (High Implications) | Percentage of Base Potential w/ Terrestrial Connectivity High Implications | Base Res. Potential w/ Terrestrial Connectivity Low Implications | Base Res. Potential w/ ACE Biodiversity, 5, (High Implications) | Percentage of Base Potential w/ Biodiversity High Implications | Base Res. Potential w/ Biodiversity Low Implications | Base Res. Potential w/ ACE Irreplaceability, 4 or 5, (High Implications) | Percentage of Base Potential w/ Irreplaceability High Implications | Base Res. Potential w/ Irreplaceability Low Implications | Base Res. Potential w/ Any of the three ACE datasets High Implications | Percentage of Base Potential w/ Any of the three ACE datasets High Implications | Base Res. Potential w/ Any of the three ACE datasets Low Implications | Base Res. Potential w/ High Terrestrial Landscape Intactness | Percentage of Base Potential w/ High Terrestrial Landscape Intactness | Base Res. Potential w/ Low Terrestrial Landscape Intactness | Base Res. Potential w/ Classified as Wetlands | Percentage of Base Potential w/ Classified as Wetlands | Base Res. Potential w/ Not Classified as Wetlands
Blue columns indicate additional data calculate/added by CPUC staff in dashboard.
Distance in miles to nearby substations
OBJECTID | IRP_Substation_Name | Overlaps | RPB_Acres | TRP_Acres | Perc_TRP | High_Implication_Acres | Perc_HighImplication | Parcels_LT_6 | Perc_ParcLT6 | Parcels_LT_30_GT6 | Perc_ParcLT30GT6 | 10th Percentile Parcelization | LowCrop_Acres | Perc_LowCrop | HighCrop_Acres | Perc_HighCrop | Critically overdrafted basin | FT_Tier2_Acres | Perc_FT_Tier2 | FT_Tier3_Acres | Perc_FT_Tier3 | Conn45_Acres | Perc_Conn45 | Low Conn Acres | Bio5_Acres | Perc_Bio5 | Low Bio Acres | Irr45_Acres | Perc_Irr45 | Low Irr Acres | ACE_All_Acres | Perc_AllACE | Low AllACE Acres | High_Intact_Acres | Perc_HighIntact | LowIntact Acres | Wetlands_Acres | Perc_Wetlands | Not Wetlands Acres
1 | Cal Flats | {'Cholame': [12.8, 71.0], 'Avenal': [13.7, 38.0]} | 3913 | 164 | 0.04 | 3749 | 0.96 | [5 empty] | 36 | 0.01 | 0 | 0 |  | 3775 | 0.96 | 67 | 0.02 | 2417 | 0.62 | 1496 | 390 | 0.1 | 3523 | 1002 | 0.26 | 2911 | 2571 | 0.66 | 1342 | 3194 | 0.82 | 719 | 9 | 0 | 3904
2 | Collinsville | {'Birds Landing': [3.1, 7117.0], 'Pittsburg': [4.5, 1354.0], 'GWF 2': [4.7, 1443.0], 'Kirker': [5.6, 1021.0], 'Contra Costa PP': [6.1, 2947.0], 'Shiloh III': [6.2, 6754.0], 'Contra Costa': [6.3, 1715.0], 'Lambie': [9.9, 5042.0], 'Lambie Energy': [9.9, 5042.0], 'Lone Tree': [10.2, 277.0], 'Clayton': [11.9, 6.0], 'Brentwood': [14.2, 64.0], 'Meadow Lane': [14.3, 6.0], 'Martinez': [15.8, 6.0], 'Peabody': [16.0, 1108.0], 'Bahia': [16.3, 6.0], 'Grand Island': [16.9, 1914.0], 'Alhambra': [17.0, 4.0]} | 69638 | 9926 | 0.14 | 59713 | 0.86 | [5 empty] | 16559 | 0.24 | 10645 | 0.15 |  | 28874 | 0.41 | 0 | 0 | 15122 | 0.22 | 54517 | 33239 | 0.48 | 36400 | 29071 | 0.42 | 40568 | 42087 | 0.6 | 27551 | 5683 | 0.08 | 63956 | 22898 | 0.33 | 46740
3 | Santa Teresa | {} | 1165 | 0 | 0 | 1165 | 1 | [5 empty] | 0 | 0 | 0 | 0 |  | 1032 | 0.89 | 133 | 0.11 | 915 | 0.78 | 251 | 436 | 0.37 | 729 | 448 | 0.38 | 717 | 978 | 0.84 | 187 | 1095 | 0.94 | 71 | 9 | 0.01 | 1157
4 | Carrizo Gorge | {'Boulevard': [4.2, 11376.0], 'Crestwood': [5.5, 11361.0], 'East County': [10.6, 2020.0], 'Suncrest - Ocotillo (Proposed)': [11.9, 4733.0], 'Cameron': [13.9, 4878.0]} | 37922 | 11430 | 0.3 | 26492 | 0.7 | [5 empty] | 1 | 0 | 0 | 0 |  | 16779 | 0.44 | 16522 | 0.44 | 2862 | 0.08 | 35060 | 5685 | 0.15 | 32238 | 14513 | 0.38 | 23409 | 18197 | 0.48 | 19725 | 12040 | 0.32 | 25882 | 491 | 0.01 | 37431
5 | Avenal | {'Cal Flats': [13.7, 38.0]} | 1658 | 108 | 0.07 | 1550 | 0.93 | [5 empty] | 0 | 0 | 0 | 0 |  | 1634 | 0.99 | 2 | 0 | 1337 | 0.81 | 321 | 0 | 0 | 1658 | 530 | 0.32 | 1128 | 1337 | 0.81 | 321 | 1255 | 0.76 | 403 | 0 | 0 | 1658
6 | Crazy Horse Canyon | {} | 209 | 38 | 0.18 | 171 | 0.82 | [5 empty] | 0 | 0 | 1 | 0.01 |  | 0 | 0 | 0 | 0 | 22 | 0.11 | 187 | 131 | 0.63 | 78 | 134 | 0.64 | 75 | 156 | 0.75 | 53 | 0 | 0 | 209 | 61 | 0.29 | 149
7 | Estrella | {'Templeton': [7.3, 138.0]} | 1693 | 358 | 0.21 | 1334 | 0.79 | [5 empty] | 49 | 0.03 | 0 | 0 |  | 1559 | 0.92 | 133 | 0.08 | 973 | 0.57 | 720 | 506 | 0.3 | 1187 | 623 | 0.37 | 1069 | 984 | 0.58 | 709 | 510 | 0.3 | 1183 | 28 | 0.02 | 1665
8 | Ocean Ranch | {'San Luis Rey': [2.3, 29.0], 'Melrose': [2.4, 29.0], 'Cannon': [5.6, 30.0], 'Encina': [5.7, 30.0], 'Shadowridge': [5.8, 17.0], 'Palomar Airport': [6.1, 24.0], 'Pendleton': [7.2, 27.0], 'San Marcos': [8.0, 3.0], 'North City Metering': [18.0, 1.0]} | 209 | 29 | 0.14 | 180 | 0.86 | [5 empty] | 0 | 0 | 0 | 0 |  | 3 | 0.01 | 0 | 0 | 34 | 0.16 | 176 | 163 | 0.78 | 46 | 170 | 0.81 | 39 | 170 | 0.81 | 39 | 0 | 0 | 209 | 32 | 0.15 | 177
9 | Green Valley | {'Moss Landing': [10.2, 5.0]} | 274 | 32 | 0.12 | 242 | 0.88 | [5 empty] | 1 | 0 | 2 | 0.01 |  | 47 | 0.17 | 0 | 0 | 63 | 0.23 | 211 | 154 | 0.56 | 120 | 155 | 0.57 | 119 | 218 | 0.8 | 56 | 16 | 0.06 | 258 | 62 | 0.23 | 212
10 | Union (Estrella) | {'Templeton': [7.3, 138.0]} | 1693 | 358 | 0.21 | 1334 | 0.79 | [5 empty] | 49 | 0.03 | 0 | 0 |  | 1559 | 0.92 | 133 | 0.08 | 973 | 0.57 | 720 | 506 | 0.3 | 1187 | 623 | 0.37 | 1069 | 984 | 0.58 | 709 | 510 | 0.3 | 1183 | 28 | 0.02 | 1665
11 | Crescent | {} | 0 | 0 | 0 | 0 | 0 | [5 empty] | 0 | 0 | 0 | 0 |  | 0 | 0 | 0 | 0 | 0 | 0 | 0 | 0 | 0 | 0 | 0 | 0 | 0 | 0 | 0 | 0 | 0 | 0 | 0 | 0 | 0 | 0
12 | Vincent | {'Antelope': [17.4, 1654.0]} | 20338 | 9697 | 0.48 | 10641 | 0.52 | [5 empty] | 4 | 0 | 9 | 0 |  | 8902 | 0.44 | 5830 | 0.29 | 1626 | 0.08 | 18712 | 3309 | 0.16 | 17029 | 1599 | 0.08 | 18739 | 4936 | 0.24 | 15403 | 7017 | 0.35 | 13321 | 465 | 0.02 | 19873
13 | El Nido (PGE) | {} | 0 | 0 | 0 | 0 | 0 | [5 empty] | 0 | 0 | 0 | 0 |  | 0 | 0 | 0 | 0 | 0 | 0 | 0 | 0 | 0 | 0 | 0 | 0 | 0 | 0 | 0 | 0 | 0 | 0 | 0 | 0 | 0 | 0
14 | Cortina | {} | 8399 | 41 | 0 | 8358 | 1 | [5 empty] | 0 | 0 | 0 | 0 |  | 233 | 0.03 | 8166 | 0.97 | 2954 | 0.35 | 5445 | 1947 | 0.23 | 6452 | 1737 | 0.21 | 6662 | 4545 | 0.54 | 3854 | 8173 | 0.97 | 226 | 33 | 0 | 8366
15 | Delta Pumps | {} | 32380 | 96 | 0 | 32284 | 1 | [5 empty] | 793 | 0.02 | 1026 | 0.03 |  | 29076 | 0.9 | 712 | 0.02 | 28463 | 0.88 | 3917 | 28808 | 0.89 | 3572 | 31160 | 0.96 | 1220 | 32121 | 0.99 | 258 | 13722 | 0.42 | 18658 | 925 | 0.03 | 31454
16 | Morgan Hill | {} | 398 | 0 | 0 | 398 | 1 | [5 empty] | 0 | 0 | 0 | 0 |  | 186 | 0.47 | 212 | 0.53 | 280 | 0.7 | 118 | 155 | 0.39 | 243 | 155 | 0.39 | 243 | 398 | 1 | 0 | 339 | 0.85 | 59 | 3 | 0.01 | 395
17 | Jessup | {} | 204 | 46 | 0.23 | 158 | 0.77 | [5 empty] | 0 | 0 | 0 | 0 |  | 50 | 0.24 | 0 | 0 | 69 | 0.34 | 136 | 38 | 0.19 | 166 | 38 | 0.19 | 166 | 107 | 0.52 | 98 | 124 | 0.61 | 80 | 0 | 0 | 204
18 | Elk Hills | {} | 0 | 0 | 0 | 0 | 0 | [5 empty] | 0 | 0 | 0 | 0 |  | 0 | 0 | 0 | 0 | 0 | 0 | 0 | 0 | 0 | 0 | 0 | 0 | 0 | 0 | 0 | 0 | 0 | 0 | 0 | 0 | 0 | 0
19 | Ignacio | {'Standard Oil': [11.8, 41.0], 'Standard Oil 2': [11.8, 41.0], 'Lakeville': [12.3, 37.0], 'San Pablo': [12.7, 41.0], 'Richmond R': [14.0, 41.0], 'El Cerrito G': [17.0, 15.0]} | 4813 | 418 | 0.09 | 4395 | 0.91 | [5 empty] | 43 | 0.01 | 0 | 0 |  | 3488 | 0.72 | 0 | 0 | 3192 | 0.66 | 1622 | 1588 | 0.33 | 3226 | 2649 | 0.55 | 2165 | 3964 | 0.82 | 850 | 3049 | 0.63 | 1765 | 470 | 0.1 | 4343
20 | Malin | {} | 51168 | 7890 | 0.15 | 43277 | 0.85 | [5 empty] | 896 | 0.02 | 2120 | 0.04 |  | 3871 | 0.08 | 0 | 0 | 38365 | 0.75 | 12802 | 97 | 0 | 51071 | 15 | 0 | 51152 | 38369 | 0.75 | 12799 | 34890 | 0.68 | 16277 | 557 | 0.01 | 50610
21 | Redbud | {'Konocti': [7.8, 57.0]} | 8901 | 393 | 0.04 | 8508 | 0.96 | [5 empty] | 89 | 0.01 | 0 | 0 |  | 1001 | 0.11 | 7192 | 0.81 | 5200 | 0.58 | 3701 | 1840 | 0.21 | 7061 | 7509 | 0.84 | 1392 | 7711 | 0.87 | 1190 | 4873 | 0.55 | 4028 | 121 | 0.01 | 8780
22 | Arcata | {'Humboldt': [6.0, 110.0], 'Harris': [6.4, 110.0], 'Humboldt Bay': [10.8, 110.0]} | 410 | 140 | 0.34 | 270 | 0.66 | [5 empty] | 0 | 0 | 0 | 0 |  | 0 | 0 | 0 | 0 | 120 | 0.29 | 291 | 89 | 0.22 | 321 | 137 | 0.33 | 273 | 196 | 0.48 | 214 | 0 | 0 | 410 | 146 | 0.36 | 264
23 | Suncrest | {} | 2395 | 0 | 0 | 2395 | 1 | [5 empty] | 0 | 0 | 0 | 0 |  | 76 | 0.03 | 2285 | 0.95 | 243 | 0.1 | 2153 | 2063 | 0.86 | 332 | 2046 | 0.85 | 349 | 2149 | 0.9 | 246 | 968 | 0.4 | 1427 | 134 | 0.06 | 2261
24 | Cressey | {} | 0 | 0 | 0 | 0 | 0 | [5 empty] | 0 | 0 | 0 | 0 |  | 0 | 0 | 0 | 0 | 0 | 0 | 0 | 0 | 0 | 0 | 0 | 0 | 0 | 0 | 0 | 0 | 0 | 0 | 0 | 0 | 0 | 0
25 | Kearny | {'Mesa Heights': [1.5, 155.0], 'Elliot': [2.8, 121.0], 'Elliott': [2.8, 122.0], 'Mission': [3.4, 155.0], 'Old Town': [5.8, 155.0], 'Murray': [6.9, 2.0], 'Vine': [7.1, 155.0], 'Penasquitos': [7.8, 23.0], 'Point Loma': [8.6, 155.0], 'Silvergate': [9.6, 132.0], 'Spring Valley': [9.9, 1.0], 'North City Metering': [10.1, 23.0], 'Bay Boulevard': [15.7, 83.0], 'Otay': [17.0, 1.0], 'Imperial Beach': [17.4, 23.0]} | 553 | 195 | 0.35 | 358 | 0.65 | [5 empty] | 0 | 0 | 0 | 0 |  | 0 | 0 | 0 | 0 | 14 | 0.03 | 539 | 116 | 0.21 | 438 | 304 | 0.55 | 250 | 309 | 0.56 | 244 | 0 | 0 | 553 | 28 | 0.05 | 526
26 | Victor | {'New Sub - Kramer - Lugo (Proposed)': [5.1, 25.0], 'Roadway': [5.1, 25.0], 'Lugo': [9.7, 442.0]} | 15504 | 1038 | 0.07 | 14466 | 0.93 | [5 empty] | 0 | 0 | 0 | 0 |  | 2909 | 0.19 | 1229 | 0.08 | 8977 | 0.58 | 6527 | 10925 | 0.7 | 4579 | 7150 | 0.46 | 8353 | 13632 | 0.88 | 1872 | 6725 | 0.43 | 8779 | 22 | 0 | 15482
27 | Millbrae | {'Burlingame': [1.9, 123.0], 'Martin': [6.9, 102.0], 'SAN FRAN A (POTRERO PP)': [10.5, 68.0], 'Potrero': [10.5, 68.0], 'Jefferson': [11.8, 60.0], 'Grant': [13.4, 15.0], 'Edes': [14.2, 16.0], 'Oakland C': [14.6, 27.0], 'Oakland J': [14.6, 27.0], 'Eastshore': [15.0, 8.0], 'Oakland L': [15.7, 27.0], 'Menlo': [15.8, 8.0], 'Mt Eden': [15.9, 1.0], 'Mt. Eden': [15.9, 1.0], 'Ravenswood': [15.9, 25.0], 'Oakland X': [16.4, 27.0], 'Cooley Landing': [17.1, 4.0]} | 1376 | 499 | 0.36 | 877 | 0.64 | [5 empty] | 0 | 0 | 0 | 0 |  | 0 | 0 | 0 | 0 | 133 | 0.1 | 1243 | 285 | 0.21 | 1091 | 700 | 0.51 | 676 | 737 | 0.54 | 640 | 147 | 0.11 | 1229 | 90 | 0.07 | 1286
28 | Arcogen | {'Hinson': [1.2, 397.0], 'Harborgen': [2.8, 397.0], 'Long Beach': [3.7, 397.0], 'Lighthipe': [5.9, 309.0], 'La Fresa': [6.3, 66.0], 'Redondo': [8.5, 11.0], 'Del Amo': [8.6, 328.0], 'Alamitos': [9.0, 371.0], 'El Nido': [9.2, 11.0], 'Chevmain': [10.8, 11.0], 'El Segundo': [12.0, 11.0]} | 913 | 388 | 0.43 | 525 | 0.57 | [5 empty] | 0 | 0 | 0 | 0 |  | 0 | 0 | 0 | 0 | 0 | 0 | 913 | 129 | 0.14 | 784 | 486 | 0.53 | 427 | 486 | 0.53 | 427 | 0 | 0 | 913 | 5 | 0.01 | 908
29 | Soledad | {'Coburn': [15.4, 95.0]} | 10652 | 6680 | 0.63 | 3972 | 0.37 | [5 empty] | 303 | 0.03 | 6141 | 0.58 |  | 1333 | 0.13 | 1575 | 0.15 | 2216 | 0.21 | 8437 | 770 | 0.07 | 9883 | 1582 | 0.15 | 9070 | 3120 | 0.29 | 7532 | 2470 | 0.23 | 8183 | 532 | 0.05 | 10120
30 | Vierra | {} | 1067 | 0 | 0 | 1067 | 1 | [5 empty] | 249 | 0.23 | 53 | 0.05 |  | 135 | 0.13 | 0 | 0 | 257 | 0.24 | 810 | 1067 | 1 | 0 | 957 | 0.9 | 110 | 1067 | 1 | 0 | 42 | 0.04 | 1025 | 21 | 0.02 | 1046
31 | Walnut | {} | 0 | 0 | 0 | 0 | 0 | [5 empty] | 0 | 0 | 0 | 0 |  | 0 | 0 | 0 | 0 | 0 | 0 | 0 | 0 | 0 | 0 | 0 | 0 | 0 | 0 | 0 | 0 | 0 | 0 | 0 | 0 | 0 | 0
32 | Coburn | {'Soledad': [15.4, 95.0]} | 5619 | 1720 | 0.31 | 3899 | 0.69 | [5 empty] | 52 | 0.01 | 1159 | 0.21 |  | 1695 | 0.3 | 2168 | 0.39 | 2516 | 0.45 | 3103 | 70 | 0.01 | 5549 | 794 | 0.14 | 4825 | 2985 | 0.53 | 2634 | 2287 | 0.41 | 3333 | 139 | 0.02 | 5480
33 | Madison | {} | 34690 | 1243 | 0.04 | 33447 | 0.96 | [5 empty] | 3990 | 0.12 | 2123 | 0.06 |  | 27736 | 0.8 | 6174 | 0.18 | 30827 | 0.89 | 3863 | 719 | 0.02 | 33971 | 364 | 0.01 | 34326 | 30827 | 0.89 | 3863 | 25916 | 0.75 | 8774 | 305 | 0.01 | 34385
34 | Lone Tree | {'Contra Costa': [3.9, 352.0], 'Contra Costa PP': [4.8, 352.0], 'Brentwood': [4.9, 139.0], 'GWF 2': [7.3, 346.0], 'Kirker': [9.5, 202.0], 'Pittsburg': [9.7, 217.0], 'Collinsville': [10.2, 277.0], 'Clayton': [11.3, 1.0], 'Tassajara': [13.0, 75.0], 'Birds Landing': [13.0, 277.0], 'Shiloh III': [16.2, 210.0], 'Lambie': [20.0, 8.0], 'Lambie Energy': [20.0, 8.0]} | 34666 | 4768 | 0.14 | 29897 | 0.86 | [5 empty] | 6629 | 0.19 | 3768 | 0.11 |  | 10537 | 0.3 | 102 | 0 | 11286 | 0.33 | 23380 | 23564 | 0.68 | 11102 | 21769 | 0.63 | 12897 | 25065 | 0.72 | 9600 | 3654 | 0.11 | 31012 | 8736 | 0.25 | 25930
35 | Eldorado | {'Sloan Canyon': [5.3, 237.0], 'Mead': [13.2, 120.0]} | 7503 | 428 | 0.06 | 7075 | 0.94 | [5 empty] | 0 | 0 | 0 | 0 |  | 0 | 0 | 0 | 0 | 0 | 0 | 7503 | 0 | 0 | 7503 | 0 | 0 | 7503 | 0 | 0 | 7503 | 0 | 0 | 7503 | 0 | 0 | 7503
36 | Mercy Springs | {} | 1103 | 0 | 0 | 1103 | 1 | [5 empty] | 0 | 0 | 0 | 0 |  | 603 | 0.55 | 493 | 0.45 | 978 | 0.89 | 124 | 3 | 0 | 1100 | 76 | 0.07 | 1027 | 978 | 0.89 | 124 | 1087 | 0.99 | 15 | 1 | 0 | 1101
37 | Meridian | {} | 1591 | 0 | 0 | 1591 | 1 | [5 empty] | 0 | 0 | 0 | 0 |  | 1591 | 1 | 0 | 0 | 1538 | 0.97 | 53 | 1034 | 0.65 | 556 | 1034 | 0.65 | 556 | 1557 | 0.98 | 33 | 1304 | 0.82 | 286 | 5 | 0 | 1585
38 | Excelsior | {} | 264 | 0 | 0 | 264 | 1 | [5 empty] | 0 | 0 | 0 | 0 |  | 171 | 0.65 | 76 | 0.29 | 264 | 1 | 0 | 0 | 0 | 264 | 27 | 0.1 | 237 | 264 | 1 | 0 | 193 | 0.73 | 71 | 0 | 0 | 264
39 | Hassayampa | {} | 0 | 0 | 0 | 0 | 0 | [5 empty] | 0 | 0 | 0 | 0 |  | 0 | 0 | 0 | 0 | 0 | 0 | 0 | 0 | 0 | 0 | 0 | 0 | 0 | 0 | 0 | 0 | 0 | 0 | 0 | 0 | 0 | 0
40 | Center | {} | 580 | 330 | 0.57 | 250 | 0.43 | [5 empty] | 0 | 0 | 0 | 0 |  | 0 | 0 | 0 | 0 | 0 | 0 | 580 | 123 | 0.21 | 457 | 234 | 0.4 | 346 | 234 | 0.4 | 346 | 0 | 0 | 580 | 5 | 0.01 | 575
41 | Leprino | {} | 0 | 0 | 0 | 0 | 0 | [5 empty] | 0 | 0 | 0 | 0 |  | 0 | 0 | 0 | 0 | 0 | 0 | 0 | 0 | 0 | 0 | 0 | 0 | 0 | 0 | 0 | 0 | 0 | 0 | 0 | 0 | 0 | 0
42 | Springville | {} | 0 | 0 | 0 | 0 | 0 | [5 empty] | 0 | 0 | 0 | 0 |  | 0 | 0 | 0 | 0 | 0 | 0 | 0 | 0 | 0 | 0 | 0 | 0 | 0 | 0 | 0 | 0 | 0 | 0 | 0 | 0 | 0 | 0
43 | Mustang | {} | 0 | 0 | 0 | 0 | 0 | [5 empty] | 0 | 0 | 0 | 0 |  | 0 | 0 | 0 | 0 | 0 | 0 | 0 | 0 | 0 | 0 | 0 | 0 | 0 | 0 | 0 | 0 | 0 | 0 | 0 | 0 | 0 | 0
44 | Parkway | {'Carquinez': [3.9, 1153.0], 'Bahia': [5.6, 1153.0], 'Tulucay': [8.3, 149.0], 'Christie': [9.4, 1153.0], 'Martinez': [9.9, 1153.0], 'Alhambra': [10.9, 1150.0], 'San Pablo': [12.7, 796.0], 'Meadow Lane': [14.8, 1031.0], 'Sobrante': [16.2, 721.0], 'El Cerrito G': [16.3, 533.0], 'Peabody': [16.4, 149.0], 'Standard Oil': [16.5, 26.0], 'Standard Oil 2': [16.5, 26.0], 'Richmond R': [17.1, 23.0], 'Lakewood': [18.0, 104.0]} | 18719 | 1346 | 0.07 | 17374 | 0.93 | [5 empty] | 160 | 0.01 | 0 | 0 |  | 9766 | 0.52 | 0 | 0 | 11331 | 0.61 | 7388 | 5134 | 0.27 | 13586 | 5030 | 0.27 | 13689 | 16145 | 0.86 | 2574 | 8063 | 0.43 | 10656 | 5011 | 0.27 | 13709
45 | Carpenter Canyon (fka Gamebird) | {'Thousandaire': [3.4, 2.0], 'Pahrump': [4.5, 2.0], 'Charleston': [12.2, 1.0]} | 14167 | 273 | 0.02 | 13894 | 0.98 | [5 empty] | 0 | 0 | 0 | 0 |  | 0 | 0 | 0 | 0 | 3071 | 0.22 | 11096 | 639 | 0.05 | 13527 | 5993 | 0.42 | 8174 | 7593 | 0.54 | 6574 | 11439 | 0.81 | 2728 | 110 | 0.01 | 14057
46 | Stagg | {} | 1638 | 332 | 0.2 | 1306 | 0.8 | [5 empty] | 4 | 0 | 8 | 0.01 |  | 0 | 0 | 0 | 0 | 51 | 0.03 | 1586 | 1086 | 0.66 | 552 | 1086 | 0.66 | 552 | 1103 | 0.67 | 534 | 0 | 0 | 1638 | 202 | 0.12 | 1436
47 | Lakeview | {} | 0 | 0 | 0 | 0 | 0 | [5 empty] | 0 | 0 | 0 | 0 |  | 0 | 0 | 0 | 0 | 0 | 0 | 0 | 0 | 0 | 0 | 0 | 0 | 0 | 0 | 0 | 0 | 0 | 0 | 0 | 0 | 0 | 0
48 | Balch 2 | {} | 0 | 0 | 0 | 0 | 0 | [5 empty] | 0 | 0 | 0 | 0 |  | 0 | 0 | 0 | 0 | 0 | 0 | 0 | 0 | 0 | 0 | 0 | 0 | 0 | 0 | 0 | 0 | 0 | 0 | 0 | 0 | 0 | 0
49 | Racetrack | {} | 0 | 0 | 0 | 0 | 0 | [5 empty] | 0 | 0 | 0 | 0 |  | 0 | 0 | 0 | 0 | 0 | 0 | 0 | 0 | 0 | 0 | 0 | 0 | 0 | 0 | 0 | 0 | 0 | 0 | 0 | 0 | 0 | 0
50 | Schindler | {} | 155 | 0 | 0 | 155 | 1 | [5 empty] | 0 | 0 | 0 | 0 |  | 137 | 0.88 | 0 | 0 | 155 | 1 | 0 | 0 | 0 | 155 | 27 | 0.17 | 128 | 155 | 1 | 0 | 84 | 0.54 | 71 | 0 | 0 | 155
51 | Cameron | {'Crestwood': [8.4, 4923.0], 'Suncrest - Ocotillo (Proposed)': [10.2, 2832.0], 'Boulevard': [12.5, 4920.0], 'Carrizo Gorge': [13.9, 4878.0]} | 34488 | 11125 | 0.32 | 23364 | 0.68 | [5 empty] | 1 | 0 | 0 | 0 |  | 16307 | 0.47 | 15820 | 0.46 | 2843 | 0.08 | 31645 | 4307 | 0.12 | 30181 | 12696 | 0.37 | 21793 | 15934 | 0.46 | 18554 | 10477 | 0.3 | 24011 | 490 | 0.01 | 33998
52 | Konocti | {'Redbud': [7.8, 57.0]} | 12165 | 57 | 0 | 12109 | 1 | [5 empty] | 157 | 0.01 | 10 | 0 |  | 3634 | 0.3 | 7480 | 0.61 | 10777 | 0.89 | 1388 | 4550 | 0.37 | 7615 | 8707 | 0.72 | 3459 | 11588 | 0.95 | 577 | 5005 | 0.41 | 7160 | 70 | 0.01 | 12095
53 | North Gila - IV (Proposed) | {'Drop 4': [2.1, 1036.0], 'Highline': [4.2, 844.0]} | 6392 | 1097 | 0.17 | 5294 | 0.83 | [5 empty] | 11 | 0 | 2 | 0 |  | 0 | 0 | 0 | 0 | 0 | 0 | 6392 | 4518 | 0.71 | 1874 | 4518 | 0.71 | 1874 | 4518 | 0.71 | 1874 | 3974 | 0.62 | 2417 | 161 | 0.03 | 6230
54 | Rector | {} | 0 | 0 | 0 | 0 | 0 | [5 empty] | 0 | 0 | 0 | 0 |  | 0 | 0 | 0 | 0 | 0 | 0 | 0 | 0 | 0 | 0 | 0 | 0 | 0 | 0 | 0 | 0 | 0 | 0 | 0 | 0 | 0 | 0
55 | Round Mountain | {'Cove Road': [4.9, 537.0], 'New Sub - Pit 1 - Cottonwood (Proposed)': [6.1, 594.0], 'Carberry': [10.2, 537.0], 'Fern Road': [11.5, 57.0], 'Burney Forest': [12.5, 537.0], 'Burney Forest Power': [12.5, 537.0], 'Pit 4': [13.3, 172.0]} | 6293 | 723 | 0.11 | 5569 | 0.89 | [5 empty] | 0 | 0 | 0 | 0 |  | 4988 | 0.79 | 591 | 0.09 | 3783 | 0.6 | 2510 | 1175 | 0.19 | 5118 | 1304 | 0.21 | 4989 | 4954 | 0.79 | 1339 | 2978 | 0.47 | 3315 | 67 | 0.01 | 6225
56 | Vestal | {} | 0 | 0 | 0 | 0 | 0 | [5 empty] | 0 | 0 | 0 | 0 |  | 0 | 0 | 0 | 0 | 0 | 0 | 0 | 0 | 0 | 0 | 0 | 0 | 0 | 0 | 0 | 0 | 0 | 0 | 0 | 0 | 0 | 0
57 | Silverado | {} | 3537 | 0 | 0 | 3537 | 1 | [5 empty] | 75 | 0.02 | 21 | 0.01 |  | 2794 | 0.79 | 67 | 0.02 | 3273 | 0.93 | 265 | 975 | 0.28 | 2562 | 1733 | 0.49 | 1804 | 3336 | 0.94 | 202 | 3312 | 0.94 | 226 | 21 | 0.01 | 3517
58 | Penngrove | {'Corona': [3.7, 58.0], 'Lakeville': [7.0, 58.0]} | 7258 | 76 | 0.01 | 7182 | 0.99 | [5 empty] | 129 | 0.02 | 0 | 0 |  | 5495 | 0.76 | 0 | 0 | 6177 | 0.85 | 1081 | 2386 | 0.33 | 4872 | 4172 | 0.57 | 3086 | 6808 | 0.94 | 450 | 6250 | 0.86 | 1008 | 69 | 0.01 | 7188
59 | Bridgeville | {} | 11906 | 2515 | 0.21 | 9391 | 0.79 | [5 empty] | 2 | 0 | 0 | 0 |  | 1258 | 0.11 | 0 | 0 | 1715 | 0.14 | 10191 | 1645 | 0.14 | 10261 | 2708 | 0.23 | 9198 | 3642 | 0.31 | 8264 | 6798 | 0.57 | 5108 | 12 | 0 | 11894
60 | Logan Creek | {} | 251 | 0 | 0 | 251 | 1 | [5 empty] | 0 | 0 | 0 | 0 |  | 80 | 0.32 | 171 | 0.68 | 80 | 0.32 | 171 | 0 | 0 | 251 | 0 | 0 | 251 | 80 | 0.32 | 171 | 251 | 1 | 0 | 0 | 0 | 251
61 | Famoso | {} | 0 | 0 | 0 | 0 | 0 | [5 empty] | 0 | 0 | 0 | 0 |  | 0 | 0 | 0 | 0 | 0 | 0 | 0 | 0 | 0 | 0 | 0 | 0 | 0 | 0 | 0 | 0 | 0 | 0 | 0 | 0 | 0 | 0
62 | New Sub - Los Banos - Midway (Proposed) | {} | 60 | 0 | 0 | 60 | 1 | [5 empty] | 0 | 0 | 0 | 0 |  | 48 | 0.81 | 0 | 0 | 60 | 1 | 0 | 0 | 0 | 60 | 0 | 0 | 60 | 60 | 1 | 0 | 6 | 0.11 | 53 | 0 | 0 | 60
63 | Lockeford | {} | 0 | 0 | 0 | 0 | 0 | [5 empty] | 0 | 0 | 0 | 0 |  | 0 | 0 | 0 | 0 | 0 | 0 | 0 | 0 | 0 | 0 | 0 | 0 | 0 | 0 | 0 | 0 | 0 | 0 | 0 | 0 | 0 | 0
64 | Etiwanda | {} | 1617 | 0 | 0 | 1617 | 1 | [5 empty] | 0 | 0 | 0 | 0 |  | 356 | 0.22 | 1231 | 0.76 | 1617 | 1 | 0 | 645 | 0.4 | 972 | 470 | 0.29 | 1147 | 1617 | 1 | 0 | 781 | 0.48 | 836 | 3 | 0 | 1614
65 | Edes | {'Oakland J': [2.0, 303.0], 'San Leandro U': [3.2, 166.0], 'Grant': [5.0, 139.0], 'Oakland X': [5.1, 303.0], 'Oakland C': [6.3, 303.0], 'Oakland L': [6.5, 303.0], 'Moraga': [7.8, 182.0], 'Castro Valley': [7.9, 74.0], 'Mt Eden': [8.9, 81.0], 'Mt. Eden': [8.9, 81.0], 'Eastshore': [9.0, 83.0], 'SAN FRAN A (POTRERO PP)': [10.5, 257.0], 'Potrero': [10.5, 258.0], 'Sobrante': [11.6, 122.0], 'Martin': [12.0, 222.0], 'El Cerrito G': [13.7, 178.0], 'Burlingame': [13.9, 14.0], 'Millbrae': [14.2, 16.0], 'Dumbarton': [14.6, 17.0], 'Richmond R': [16.2, 120.0], 'Ravenswood': [17.4, 17.0], 'Standard Oil': [18.3, 7.0], 'Standard Oil 2': [18.3, 7.0], 'Cooley Landing': [18.8, 4.0], 'San Pablo': [18.8, 6.0]} | 934 | 501 | 0.54 | 432 | 0.46 | [5 empty] | 0 | 0 | 0 | 0 |  | 59 | 0.06 | 0 | 0 | 91 | 0.1 | 843 | 152 | 0.16 | 782 | 251 | 0.27 | 683 | 310 | 0.33 | 624 | 58 | 0.06 | 875 | 79 | 0.08 | 855
66 | GWF 2 | {'Pittsburg': [2.4, 1359.0], 'Kirker': [2.5, 1026.0], 'Contra Costa': [4.4, 1400.0], 'Collinsville': [4.7, 1443.0], 'Contra Costa PP': [5.3, 1400.0], 'Lone Tree': [7.3, 346.0], 'Clayton': [7.7, 11.0], 'Birds Landing': [7.7, 1439.0], 'Shiloh III': [10.7, 1377.0], 'Meadow Lane': [11.0, 10.0], 'Brentwood': [12.0, 136.0], 'Martinez': [13.8, 10.0], 'Lambie': [14.3, 1166.0], 'Lambie Energy': [14.3, 1166.0], 'Alhambra': [14.6, 9.0], 'Tassajara': [15.3, 75.0], 'Bahia': [15.6, 10.0]} | 46380 | 8741 | 0.19 | 37639 | 0.81 | [5 empty] | 10063 | 0.22 | 3847 | 0.08 |  | 18963 | 0.41 | 70 | 0 | 10730 | 0.23 | 35649 | 26609 | 0.57 | 19771 | 22012 | 0.47 | 24367 | 30674 | 0.66 | 15706 | 4434 | 0.1 | 41945 | 15152 | 0.33 | 31228
67 | Goose Lake | {} | 0 | 0 | 0 | 0 | 0 | [5 empty] | 0 | 0 | 0 | 0 |  | 0 | 0 | 0 | 0 | 0 | 0 | 0 | 0 | 0 | 0 | 0 | 0 | 0 | 0 | 0 | 0 | 0 | 0 | 0 | 0 | 0 | 0
68 | Unknown - 3327 | {} | 1 | 0 | 0 | 1 | 1 | [5 empty] | 0 | 0 | 0 | 0 |  | 1 | 1 | 0 | 0 | 1 | 1 | 0 | 0 | 0 | 1 | 0 | 0 | 1 | 1 | 1 | 0 | 0 | 0 | 1 | 0 | 0 | 1
69 | Mira Loma | {} | 299 | 0 | 0 | 299 | 1 | [5 empty] | 0 | 0 | 0 | 0 |  | 0 | 0 | 299 | 1 | 299 | 1 | 0 | 0 | 0 | 299 | 28 | 0.09 | 271 | 299 | 1 | 0 | 205 | 0.69 | 94 | 1 | 0 | 299
70 | Ravenswood | {'Cooley Landing': [1.5, 23.0], 'Menlo': [5.5, 20.0], 'Dumbarton': [6.2, 31.0], 'Whisman': [7.2, 1.0], 'Jefferson': [8.4, 38.0], 'Eastshore': [9.3, 36.0], 'Mt Eden': [9.9, 22.0], 'Mt. Eden': [9.9, 22.0], 'Grant': [12.5, 33.0], 'Burlingame': [14.0, 28.0], 'Castro Valley': [14.4, 18.0], 'San Leandro U': [15.2, 18.0], 'Millbrae': [15.9, 25.0], 'Edes': [17.4, 17.0]} | 323 | 123 | 0.38 | 200 | 0.62 | [5 empty] | 0 | 0 | 0 | 0 |  | 0 | 0 | 0 | 0 | 68 | 0.21 | 254 | 79 | 0.25 | 243 | 112 | 0.35 | 211 | 120 | 0.37 | 203 | 20 | 0.06 | 302 | 91 | 0.28 | 231
71 | Rio Hondo | {} | 0 | 0 | 0 | 0 | 0 | [5 empty] | 0 | 0 | 0 | 0 |  | 0 | 0 | 0 | 0 | 0 | 0 | 0 | 0 | 0 | 0 | 0 | 0 | 0 | 0 | 0 | 0 | 0 | 0 | 0 | 0 | 0 | 0
72 | Redondo | {'El Nido': [3.4, 15.0], 'La Fresa': [3.5, 20.0], 'Chevmain': [3.9, 13.0], 'El Segundo': [4.6, 11.0], 'Arcogen': [8.5, 11.0], 'Hinson': [9.7, 1.0], 'Harborgen': [10.4, 3.0], 'Long Beach': [10.9, 3.0], 'Lighthipe': [12.4, 1.0], 'Alamitos': [17.5, 1.0]} | 837 | 391 | 0.47 | 446 | 0.53 | [5 empty] | 0 | 0 | 0 | 0 |  | 0 | 0 | 0 | 0 | 0 | 0 | 837 | 77 | 0.09 | 760 | 410 | 0.49 | 427 | 410 | 0.49 | 427 | 0 | 0 | 837 | 0 | 0 | 837
73 | Otay | {'Bay Boulevard': [2.3, 38.0], 'Imperial Beach': [2.4, 38.0], 'San Ysidro': [2.9, 35.0], 'Telegraph Canyon': [3.8, 40.0], 'Salt Creek': [7.2, 27.0], 'Miguel': [7.2, 30.0], 'Silvergate': [8.5, 36.0], 'Otay Mesa': [8.6, 5.0], 'Vine': [12.2, 33.0], 'Mission': [13.9, 33.0], 'Old Town': [14.2, 33.0], 'Point Loma': [14.4, 33.0], 'Elliot': [15.4, 1.0], 'Elliott': [15.4, 1.0], 'Kearny': [17.0, 1.0], 'Mesa Heights': [17.2, 1.0]} | 708 | 177 | 0.25 | 531 | 0.75 | [5 empty] | 0 | 0 | 0 | 0 |  | 0 | 0 | 0 | 0 | 54 | 0.08 | 653 | 259 | 0.37 | 449 | 472 | 0.67 | 236 | 478 | 0.67 | 230 | 0 | 0 | 708 | 50 | 0.07 | 658
74 | Kirker | {'Pittsburg': [1.2, 1026.0], 'GWF 2': [2.5, 1026.0], 'Collinsville': [5.6, 1021.0], 'Clayton': [6.3, 10.0], 'Contra Costa': [6.8, 904.0], 'Contra Costa PP': [7.8, 904.0], 'Birds Landing': [8.3, 1018.0], 'Meadow Lane': [8.9, 10.0], 'Lone Tree': [9.5, 202.0], 'Shiloh III': [10.8, 1013.0], 'Martinez': [11.4, 10.0], 'Alhambra': [12.3, 9.0], 'Bahia': [13.2, 10.0], 'Lambie': [14.1, 822.0], 'Lambie Energy': [14.1, 822.0], 'Brentwood': [14.3, 5.0]} | 41637 | 7024 | 0.17 | 34613 | 0.83 | [5 empty] | 7650 | 0.18 | 1033 | 0.02 |  | 19631 | 0.47 | 0 | 0 | 11581 | 0.28 | 30057 | 25129 | 0.6 | 16509 | 20844 | 0.5 | 20793 | 30267 | 0.73 | 11371 | 5584 | 0.13 | 36053 | 14349 | 0.34 | 27288
75 | Saugus | {'Pardee': [1.3, 306.0], 'Elizabeth Lake': [5.3, 79.0], 'Sylmar-Pac Intertie': [9.2, 226.0]} | 7404 | 377 | 0.05 | 7027 | 0.95 | [5 empty] | 0 | 0 | 0 | 0 |  | 2491 | 0.34 | 4809 | 0.65 | 4310 | 0.58 | 3095 | 168 | 0.02 | 7236 | 141 | 0.02 | 7263 | 4357 | 0.59 | 3047 | 4981 | 0.67 | 2423 | 151 | 0.02 | 7253
76 | Chinese Station | {} | 0 | 0 | 0 | 0 | 0 | [5 empty] | 0 | 0 | 0 | 0 |  | 0 | 0 | 0 | 0 | 0 | 0 | 0 | 0 | 0 | 0 | 0 | 0 | 0 | 0 | 0 | 0 | 0 | 0 | 0 | 0 | 0 | 0
77 | Devers | {'Mirage': [14.4, 1701.0]} | 28290 | 7423 | 0.26 | 20867 | 0.74 | [5 empty] | 109 | 0 | 0 | 0 |  | 6843 | 0.24 | 3459 | 0.12 | 8423 | 0.3 | 19868 | 8834 | 0.31 | 19456 | 9868 | 0.35 | 18422 | 13561 | 0.48 | 14729 | 12742 | 0.45 | 15548 | 81 | 0 | 28210
78 | New Sub - Midway - Wheeler Ridge (Proposed) | {} | 0 | 0 | 0 | 0 | 0 | [5 empty] | 0 | 0 | 0 | 0 |  | 0 | 0 | 0 | 0 | 0 | 0 | 0 | 0 | 0 | 0 | 0 | 0 | 0 | 0 | 0 | 0 | 0 | 0 | 0 | 0 | 0 | 0
79 | Del Amo | {'Lighthipe': [5.0, 294.0], 'Alamitos': [5.8, 330.0], 'Barre': [7.1, 2.0], 'Hinson': [7.4, 330.0], 'Arcogen': [8.6, 328.0], 'Harborgen': [8.9, 330.0], 'Long Beach': [9.3, 330.0], 'La Fresa': [13.6, 47.0], 'Ellis': [14.3, 2.0], 'Huntington Beach': [15.6, 2.0]} | 876 | 368 | 0.42 | 508 | 0.58 | [5 empty] | 0 | 0 | 0 | 0 |  | 0 | 0 | 0 | 0 | 0 | 0 | 876 | 126 | 0.14 | 751 | 483 | 0.55 | 394 | 483 | 0.55 | 394 | 0 | 0 | 876 | 5 | 0.01 | 871
80 | Alpaugh | {} | 0 | 0 | 0 | 0 | 0 | [5 empty] | 0 | 0 | 0 | 0 |  | 0 | 0 | 0 | 0 | 0 | 0 | 0 | 0 | 0 | 0 | 0 | 0 | 0 | 0 | 0 | 0 | 0 | 0 | 0 | 0 | 0 | 0
81 | Palo Verde | {} | 0 | 0 | 0 | 0 | 0 | [5 empty] | 0 | 0 | 0 | 0 |  | 0 | 0 | 0 | 0 | 0 | 0 | 0 | 0 | 0 | 0 | 0 | 0 | 0 | 0 | 0 | 0 | 0 | 0 | 0 | 0 | 0 | 0
82 | Grimmway-Malaga | {} | 164 | 0 | 0 | 164 | 1 | [5 empty] | 0 | 0 | 0 | 0 |  | 160 | 0.98 | 4 | 0.02 | 164 | 1 | 0 | 0 | 0 | 164 | 0 | 0 | 164 | 164 | 1 | 0 | 33 | 0.2 | 131 | 0 | 0 | 164
83 | Kernridge | {'Temblor': [4.8, 29.0], 'Caliente': [10.9, 65.0], 'Carrizo Plains': [17.4, 36.0], 'Topaz': [18.4, 36.0], 'Solar': [18.4, 36.0]} | 914 | 163 | 0.18 | 750 | 0.82 | [5 empty] | 0 | 0 | 0 | 0 |  | 753 | 0.82 | 0 | 0 | 510 | 0.56 | 404 | 0 | 0 | 914 | 277 | 0.3 | 636 | 510 | 0.56 | 404 | 534 | 0.58 | 379 | 0 | 0 | 914
84 | Crestwood | {'Boulevard': [5.4, 11398.0], 'Carrizo Gorge': [5.5, 11361.0], 'Cameron': [8.4, 4923.0], 'Suncrest - Ocotillo (Proposed)': [8.6, 4733.0], 'East County': [14.5, 1999.0]} | 38165 | 11462 | 0.3 | 26703 | 0.7 | [5 empty] | 1 | 0 | 0 | 0 |  | 16831 | 0.44 | 17444 | 0.46 | 2843 | 0.07 | 35322 | 6500 | 0.17 | 31665 | 15125 | 0.4 | 23040 | 18744 | 0.49 | 19421 | 11934 | 0.31 | 26231 | 506 | 0.01 | 37659
85 | Salt Creek | {'Miguel': [0.1, 27.0], 'Telegraph Canyon': [3.4, 27.0], 'Otay': [7.2, 27.0], 'Bay Boulevard': [8.1, 24.0], 'Otay Mesa': [8.3, 4.0], 'San Ysidro': [8.4, 27.0], 'Imperial Beach': [9.3, 24.0], 'Silvergate': [9.4, 23.0], 'Mission': [11.6, 23.0], 'Vine': [12.1, 23.0], 'Old Town': [13.6, 23.0], 'Point Loma': [15.2, 23.0]} | 690 | 164 | 0.24 | 526 | 0.76 | [5 empty] | 0 | 0 | 0 | 0 |  | 0 | 0 | 0 | 0 | 54 | 0.08 | 636 | 257 | 0.37 | 433 | 470 | 0.68 | 221 | 475 | 0.69 | 215 | 3 | 0 | 688 | 53 | 0.08 | 637
86 | Eagle Rock (SCE) | {} | 0 | 0 | 0 | 0 | 0 | [5 empty] | 0 | 0 | 0 | 0 |  | 0 | 0 | 0 | 0 | 0 | 0 | 0 | 0 | 0 | 0 | 0 | 0 | 0 | 0 | 0 | 0 | 0 | 0 | 0 | 0 | 0 | 0
87 | Melones | {} | 0 | 0 | 0 | 0 | 0 | [5 empty] | 0 | 0 | 0 | 0 |  | 0 | 0 | 0 | 0 | 0 | 0 | 0 | 0 | 0 | 0 | 0 | 0 | 0 | 0 | 0 | 0 | 0 | 0 | 0 | 0 | 0 | 0
88 | Imperial Beach | {'Bay Boulevard': [1.7, 64.0], 'Otay': [2.4, 38.0], 'San Ysidro': [4.3, 32.0], 'Telegraph Canyon': [6.0, 37.0], 'Silvergate': [8.2, 62.0], 'Salt Creek': [9.3, 24.0], 'Miguel': [9.4, 28.0], 'Otay Mesa': [10.8, 2.0], 'Vine': [11.8, 58.0], 'Point Loma': [13.5, 58.0], 'Old Town': [13.8, 58.0], 'Mission': [14.1, 58.0], 'Elliot': [16.1, 23.0], 'Elliott': [16.1, 23.0], 'Kearny': [17.4, 23.0], 'Mesa Heights': [17.4, 23.0]} | 704 | 177 | 0.25 | 528 | 0.75 | [5 empty] | 0 | 0 | 0 | 0 |  | 0 | 0 | 0 | 0 | 54 | 0.08 | 650 | 257 | 0.36 | 447 | 469 | 0.67 | 235 | 474 | 0.67 | 230 | 0 | 0 | 704 | 49 | 0.07 | 655
89 | Pala | {} | 0 | 0 | 0 | 0 | 0 | [5 empty] | 0 | 0 | 0 | 0 |  | 0 | 0 | 0 | 0 | 0 | 0 | 0 | 0 | 0 | 0 | 0 | 0 | 0 | 0 | 0 | 0 | 0 | 0 | 0 | 0 | 0 | 0
90 | 7th Standard | {} | 0 | 0 | 0 | 0 | 0 | [5 empty] | 0 | 0 | 0 | 0 |  | 0 | 0 | 0 | 0 | 0 | 0 | 0 | 0 | 0 | 0 | 0 | 0 | 0 | 0 | 0 | 0 | 0 | 0 | 0 | 0 | 0 | 0
91 | Rosedale | {} | 0 | 0 | 0 | 0 | 0 | [5 empty] | 0 | 0 | 0 | 0 |  | 0 | 0 | 0 | 0 | 0 | 0 | 0 | 0 | 0 | 0 | 0 | 0 | 0 | 0 | 0 | 0 | 0 | 0 | 0 | 0 | 0 | 0
92 | Moorpark | {} | 2093 | 20 | 0.01 | 2073 | 0.99 | [5 empty] | 5 | 0 | 0 | 0 |  | 1750 | 0.84 | 158 | 0.08 | 1413 | 0.68 | 680 | 0 | 0 | 2093 | 0 | 0 | 2093 | 1413 | 0.68 | 680 | 805 | 0.38 | 1288 | 70 | 0.03 | 2023
93 | Norco | {} | 0 | 0 | 0 | 0 | 0 | [5 empty] | 0 | 0 | 0 | 0 |  | 0 | 0 | 0 | 0 | 0 | 0 | 0 | 0 | 0 | 0 | 0 | 0 | 0 | 0 | 0 | 0 | 0 | 0 | 0 | 0 | 0 | 0
94 | La Fresa | {'El Nido': [2.9, 15.0], 'Redondo': [3.5, 20.0], 'Chevmain': [4.6, 13.0], 'El Segundo': [5.8, 11.0], 'Arcogen': [6.3, 66.0], 'Hinson': [7.2, 55.0], 'Harborgen': [8.7, 57.0], 'Lighthipe': [9.0, 50.0], 'Long Beach': [9.5, 57.0], 'Del Amo': [13.6, 47.0], 'Alamitos': [15.2, 54.0]} | 873 | 391 | 0.45 | 482 | 0.55 | [5 empty] | 0 | 0 | 0 | 0 |  | 0 | 0 | 0 | 0 | 0 | 0 | 873 | 99 | 0.11 | 774 | 446 | 0.51 | 427 | 446 | 0.51 | 427 | 0 | 0 | 873 | 0 | 0 | 873
95 | Cottonwood | {} | 0 | 0 | 0 | 0 | 0 | [5 empty] | 0 | 0 | 0 | 0 |  | 0 | 0 | 0 | 0 | 0 | 0 | 0 | 0 | 0 | 0 | 0 | 0 | 0 | 0 | 0 | 0 | 0 | 0 | 0 | 0 | 0 | 0
96 | Borden | {} | 0 | 0 | 0 | 0 | 0 | [5 empty] | 0 | 0 | 0 | 0 |  | 0 | 0 | 0 | 0 | 0 | 0 | 0 | 0 | 0 | 0 | 0 | 0 | 0 | 0 | 0 | 0 | 0 | 0 | 0 | 0 | 0 | 0
97 | Oceano | {'Callender': [3.8, 84.0], 'Mesa': [9.7, 43.0], 'San Luis Obispo': [11.5, 21.0], 'Diablo Canyon': [16.9, 11.0]} | 3116 | 309 | 0.1 | 2807 | 0.9 | [5 empty] | 1 | 0 | 0 | 0 |  | 2526 | 0.81 | 21 | 0.01 | 1112 | 0.36 | 2005 | 57 | 0.02 | 3059 | 643 | 0.21 | 2473 | 1408 | 0.45 | 1708 | 2608 | 0.84 | 509 | 133 | 0.04 | 2984
98 | Hollister | {} | 2558 | 0 | 0 | 2558 | 1 | [5 empty] | 0 | 0 | 0 | 0 |  | 676 | 0.26 | 1881 | 0.74 | 2439 | 0.95 | 119 | 0 | 0 | 2558 | 0 | 0 | 2558 | 2439 | 0.95 | 119 | 2556 | 1 | 3 | 11 | 0 | 2547
99 | Crow Creek | {} | 4174 | 0 | 0 | 4174 | 1 | [5 empty] | 0 | 0 | 0 | 0 |  | 1935 | 0.46 | 2239 | 0.54 | 3990 | 0.96 | 184 | 798 | 0.19 | 3376 | 1801 | 0.43 | 2373 | 4090 | 0.98 | 84 | 4174 | 1 | 0 | 1 | 0 | 4173
100 | Stockdale | {} | 0 | 0 | 0 | 0 | 0 | [5 empty] | 0 | 0 | 0 | 0 |  | 0 | 0 | 0 | 0 | 0 | 0 | 0 | 0 | 0 | 0 | 0 | 0 | 0 | 0 | 0 | 0 | 0 | 0 | 0 | 0 | 0 | 0
101 | New Sub - Rancho Seco - Bellota (Proposed) | {} | 0 | 0 | 0 | 0 | 0 | [5 empty] | 0 | 0 | 0 | 0 |  | 0 | 0 | 0 | 0 | 0 | 0 | 0 | 0 | 0 | 0 | 0 | 0 | 0 | 0 | 0 | 0 | 0 | 0 | 0 | 0 | 0 | 0
102 | Oro Loma | {} | 0 | 0 | 0 | 0 | 0 | [5 empty] | 0 | 0 | 0 | 0 |  | 0 | 0 | 0 | 0 | 0 | 0 | 0 | 0 | 0 | 0 | 0 | 0 | 0 | 0 | 0 | 0 | 0 | 0 | 0 | 0 | 0 | 0
103 | Peoria | {} | 0 | 0 | 0 | 0 | 0 | [5 empty] | 0 | 0 | 0 | 0 |  | 0 | 0 | 0 | 0 | 0 | 0 | 0 | 0 | 0 | 0 | 0 | 0 | 0 | 0 | 0 | 0 | 0 | 0 | 0 | 0 | 0 | 0
104 | Table Mountain | {} | 0 | 0 | 0 | 0 | 0 | [5 empty] | 0 | 0 | 0 | 0 |  | 0 | 0 | 0 | 0 | 0 | 0 | 0 | 0 | 0 | 0 | 0 | 0 | 0 | 0 | 0 | 0 | 0 | 0 | 0 | 0 | 0 | 0
105 | Sycamore Canyon | {} | 11 | 2 | 0.16 | 9 | 0.84 | [5 empty] | 0 | 0 | 0 | 0 |  | 0 | 0 | 0 | 0 | 0 | 0 | 11 | 8 | 0.7 | 3 | 9 | 0.77 | 3 | 9 | 0.77 | 3 | 0 | 0 | 11 | 0 | 0 | 11
106 | Ivanpah | {'Mountain Pass': [5.5, 18.0], 'Primm': [9.5, 18.0]} | 4621 | 18 | 0 | 4602 | 1 | [5 empty] | 0 | 0 | 0 | 0 |  | 0 | 0 | 0 | 0 | 4022 | 0.87 | 599 | 3658 | 0.79 | 963 | 586 | 0.13 | 4035 | 4582 | 0.99 | 38 | 789 | 0.17 | 3831 | 0 | 0 | 4621
107 | North Gila | {} | 24868 | 436 | 0.02 | 24432 | 0.98 | [5 empty] | 0 | 0 | 0 | 0 |  | 0 | 0 | 0 | 0 | 308 | 0.01 | 24560 | 7309 | 0.29 | 17560 | 7335 | 0.29 | 17533 | 7364 | 0.3 | 17505 | 23957 | 0.96 | 911 | 106 | 0 | 24762
108 | Manteca | {} | 0 | 0 | 0 | 0 | 0 | [5 empty] | 0 | 0 | 0 | 0 |  | 0 | 0 | 0 | 0 | 0 | 0 | 0 | 0 | 0 | 0 | 0 | 0 | 0 | 0 | 0 | 0 | 0 | 0 | 0 | 0 | 0 | 0
109 | Dumbarton | {'Mt Eden': [5.7, 20.0], 'Mt. Eden': [5.7, 20.0], 'Eastshore': [5.7, 28.0], 'Ravenswood': [6.2, 31.0], 'Cooley Landing': [6.9, 19.0], 'Castro Valley': [9.4, 18.0], 'Grant': [9.7, 18.0], 'Whisman': [10.6, 1.0], 'Menlo': [11.7, 13.0], 'San Leandro U': [11.8, 18.0], 'Jefferson': [14.2, 13.0], 'Edes': [14.6, 17.0], 'Burlingame': [16.8, 3.0]} | 362 | 141 | 0.39 | 221 | 0.61 | [5 empty] | 0 | 0 | 0 | 0 |  | 79 | 0.22 | 0 | 0 | 79 | 0.22 | 283 | 35 | 0.1 | 327 | 65 | 0.18 | 297 | 123 | 0.34 | 239 | 79 | 0.22 | 283 | 102 | 0.28 | 260
110 | Altamont | {'Altamont Midway (Sandhill)': [0.0, 21.0], 'Vasco': [3.3, 21.0], 'Windmaster': [4.1, 21.0], 'Los Positas': [4.5, 21.0], 'Las Positas': [4.5, 21.0], 'Cayetano': [5.1, 21.0], 'North Dublin': [9.8, 21.0], 'Vineyard': [11.1, 21.0], 'Tassajara': [13.0, 21.0], 'San Ramon': [14.0, 21.0]} | 32755 | 96 | 0 | 32659 | 1 | [5 empty] | 793 | 0.02 | 1026 | 0.03 |  | 29002 | 0.89 | 1161 | 0.04 | 28771 | 0.88 | 3985 | 28780 | 0.88 | 3975 | 31185 | 0.95 | 1570 | 32497 | 0.99 | 258 | 14064 | 0.43 | 18691 | 926 | 0.03 | 31829
111 | Hoodoo Wash | {} | 13 | 13 | 1 | 0 | 0 | [5 empty] | 0 | 0 | 0 | 0 |  | 0 | 0 | 0 | 0 | 0 | 0 | 13 | 0 | 0 | 13 | 0 | 0 | 13 | 0 | 0 | 13 | 0 | 0 | 13 | 0 | 0 | 13
112 | Wyandotte | {} | 0 | 0 | 0 | 0 | 0 | [5 empty] | 0 | 0 | 0 | 0 |  | 0 | 0 | 0 | 0 | 0 | 0 | 0 | 0 | 0 | 0 | 0 | 0 | 0 | 0 | 0 | 0 | 0 | 0 | 0 | 0 | 0 | 0
113 | Laguna Bell | {} | 49 | 31 | 0.62 | 18 | 0.38 | [5 empty] | 0 | 0 | 0 | 0 |  | 0 | 0 | 0 | 0 | 0 | 0 | 49 | 15 | 0.31 | 34 | 18 | 0.38 | 31 | 18 | 0.38 | 31 | 0 | 0 | 49 | 0 | 0 | 49
114 | El Casco | {} | 1678 | 573 | 0.34 | 1105 | 0.66 | [5 empty] | 0 | 0 | 0 | 0 |  | 381 | 0.23 | 1240 | 0.74 | 669 | 0.4 | 1010 | 353 | 0.21 | 1325 | 470 | 0.28 | 1209 | 828 | 0.49 | 850 | 798 | 0.48 | 880 | 17 | 0.01 | 1661
115 | Le Grand | {} | 0 | 0 | 0 | 0 | 0 | [5 empty] | 0 | 0 | 0 | 0 |  | 0 | 0 | 0 | 0 | 0 | 0 | 0 | 0 | 0 | 0 | 0 | 0 | 0 | 0 | 0 | 0 | 0 | 0 | 0 | 0 | 0 | 0
116 | Tupman | {} | 0 | 0 | 0 | 0 | 0 | [5 empty] | 0 | 0 | 0 | 0 |  | 0 | 0 | 0 | 0 | 0 | 0 | 0 | 0 | 0 | 0 | 0 | 0 | 0 | 0 | 0 | 0 | 0 | 0 | 0 | 0 | 0 | 0
117 | Henrietta | {} | 0 | 0 | 0 | 0 | 0 | [5 empty] | 0 | 0 | 0 | 0 |  | 0 | 0 | 0 | 0 | 0 | 0 | 0 | 0 | 0 | 0 | 0 | 0 | 0 | 0 | 0 | 0 | 0 | 0 | 0 | 0 | 0 | 0
118 | Castro Valley | {'Mt Eden': [4.7, 76.0], 'Mt. Eden': [4.7, 76.0], 'San Leandro U': [4.9, 76.0], 'Grant': [5.5, 76.0], 'Eastshore': [5.5, 76.0], 'Edes': [7.9, 74.0], 'Dumbarton': [9.4, 18.0], 'Oakland J': [9.7, 58.0], 'Moraga': [12.2, 6.0], 'Oakland X': [12.2, 58.0], 'Oakland L': [14.1, 57.0], 'Oakland C': [14.1, 58.0], 'Ravenswood': [14.4, 18.0], 'Cooley Landing': [15.6, 6.0], 'SAN FRAN A (POTRERO PP)': [18.2, 12.0], 'Potrero': [18.2, 12.0], 'Martin': [18.9, 4.0]} | 461 | 183 | 0.4 | 278 | 0.6 | [5 empty] | 0 | 0 | 0 | 0 |  | 59 | 0.13 | 0 | 0 | 58 | 0.13 | 402 | 88 | 0.19 | 373 | 114 | 0.25 | 347 | 172 | 0.37 | 288 | 58 | 0.13 | 402 | 96 | 0.21 | 365
119 | Vineyard | {'North Dublin': [5.2, 21.0], 'Cayetano': [6.6, 21.0], 'San Ramon': [6.8, 21.0], 'Los Positas': [6.9, 21.0], 'Las Positas': [6.9, 21.0], 'Vasco': [8.1, 21.0], 'Tassajara': [9.5, 21.0], 'Altamont': [11.1, 21.0], 'Altamont Midway (Sandhill)': [11.1, 21.0], 'Windmaster': [14.7, 21.0]} | 11564 | 21 | 0 | 11543 | 1 | [5 empty] | 0 | 0 | 0 | 0 |  | 11439 | 0.99 | 124 | 0.01 | 10648 | 0.92 | 916 | 8243 | 0.71 | 3321 | 10890 | 0.94 | 675 | 11542 | 1 | 23 | 4296 | 0.37 | 7269 | 401 | 0.03 | 11163
120 | Trout Canyon | {} | 12911 | 210 | 0.02 | 12701 | 0.98 | [5 empty] | 0 | 0 | 0 | 0 |  | 0 | 0 | 0 | 0 | 3071 | 0.24 | 9840 | 50 | 0 | 12861 | 4931 | 0.38 | 7980 | 6531 | 0.51 | 6380 | 10997 | 0.85 | 1914 | 0 | 0 | 12911
121 | Columbus | {} | 0 | 0 | 0 | 0 | 0 | [5 empty] | 0 | 0 | 0 | 0 |  | 0 | 0 | 0 | 0 | 0 | 0 | 0 | 0 | 0 | 0 | 0 | 0 | 0 | 0 | 0 | 0 | 0 | 0 | 0 | 0 | 0 | 0
122 | Lewis | {} | 400 | 13 | 0.03 | 387 | 0.97 | [5 empty] | 0 | 0 | 0 | 0 |  | 0 | 0 | 0 | 0 | 5 | 0.01 | 395 | 181 | 0.45 | 219 | 370 | 0.92 | 31 | 375 | 0.94 | 25 | 0 | 0 | 400 | 31 | 0.08 | 369
123 | Standard Oil 2 | {'Standard Oil': [0.0, 347.0], 'Richmond R': [2.2, 344.0], 'San Pablo': [4.0, 262.0], 'El Cerrito G': [5.5, 303.0], 'Sobrante': [10.6, 160.0], 'Christie': [10.8, 49.0], 'Ignacio': [11.8, 41.0], 'Oakland L': [11.8, 152.0], 'Oakland C': [12.3, 140.0], 'Carquinez': [12.6, 30.0], 'Oakland X': [13.5, 68.0], 'Potrero': [13.5, 138.0], 'SAN FRAN A (POTRERO PP)': [13.5, 141.0], 'Moraga': [14.5, 60.0], 'Alhambra': [14.7, 27.0], 'Martinez': [15.7, 26.0], 'Oakland J': [16.3, 41.0], 'Parkway': [16.5, 26.0], 'Bahia': [16.6, 26.0], 'Martin': [17.2, 21.0], 'Edes': [18.3, 7.0]} | 4905 | 1492 | 0.3 | 3413 | 0.7 | [5 empty] | 10 | 0 | 0 | 0 |  | 2261 | 0.46 | 0 | 0 | 203 | 0.04 | 4702 | 1703 | 0.35 | 3201 | 2913 | 0.59 | 1991 | 3026 | 0.62 | 1878 | 818 | 0.17 | 4086 | 372 | 0.08 | 4532
124 | Mc Mullin | {} | 0 | 0 | 0 | 0 | 0 | [5 empty] | 0 | 0 | 0 | 0 |  | 0 | 0 | 0 | 0 | 0 | 0 | 0 | 0 | 0 | 0 | 0 | 0 | 0 | 0 | 0 | 0 | 0 | 0 | 0 | 0 | 0 | 0
125 | Taft | {} | 0 | 0 | 0 | 0 | 0 | [5 empty] | 0 | 0 | 0 | 0 |  | 0 | 0 | 0 | 0 | 0 | 0 | 0 | 0 | 0 | 0 | 0 | 0 | 0 | 0 | 0 | 0 | 0 | 0 | 0 | 0 | 0 | 0
126 | Pleasant Grove | {} | 0 | 0 | 0 | 0 | 0 | [5 empty] | 0 | 0 | 0 | 0 |  | 0 | 0 | 0 | 0 | 0 | 0 | 0 | 0 | 0 | 0 | 0 | 0 | 0 | 0 | 0 | 0 | 0 | 0 | 0 | 0 | 0 | 0
127 | Newark | {} | 237 | 29 | 0.12 | 208 | 0.88 | [5 empty] | 0 | 0 | 0 | 0 |  | 127 | 0.54 | 0 | 0 | 127 | 0.54 | 110 | 128 | 0.54 | 109 | 151 | 0.64 | 87 | 151 | 0.64 | 87 | 127 | 0.53 | 111 | 70 | 0.3 | 167
128 | Dairyland | {} | 0 | 0 | 0 | 0 | 0 | [5 empty] | 0 | 0 | 0 | 0 |  | 0 | 0 | 0 | 0 | 0 | 0 | 0 | 0 | 0 | 0 | 0 | 0 | 0 | 0 | 0 | 0 | 0 | 0 | 0 | 0 | 0 | 0
129 | Chino | {} | 0 | 0 | 0 | 0 | 0 | [5 empty] | 0 | 0 | 0 | 0 |  | 0 | 0 | 0 | 0 | 0 | 0 | 0 | 0 | 0 | 0 | 0 | 0 | 0 | 0 | 0 | 0 | 0 | 0 | 0 | 0 | 0 | 0
130 | El Segundo | {'Chevmain': [1.2, 15.0], 'El Nido': [3.0, 15.0], 'Redondo': [4.6, 11.0], 'La Fresa': [5.8, 11.0], 'La Cienega': [6.9, 4.0], 'Windsor': [7.1, 4.0], 'Arcogen': [12.0, 11.0]} | 234 | 49 | 0.21 | 185 | 0.79 | [5 empty] | 0 | 0 | 0 | 0 |  | 0 | 0 | 0 | 0 | 0 | 0 | 234 | 77 | 0.33 | 157 | 169 | 0.72 | 65 | 169 | 0.72 | 65 | 0 | 0 | 234 | 0 | 0 | 234
131 | San Leandro U | {'Grant': [2.8, 140.0], 'Edes': [3.2, 166.0], 'Castro Valley': [4.9, 76.0], 'Oakland J': [5.1, 149.0], 'Mt Eden': [6.0, 82.0], 'Mt. Eden': [6.0, 82.0], 'Eastshore': [6.2, 84.0], 'Oakland X': [8.0, 149.0], 'Oakland C': [9.5, 149.0], 'Moraga': [9.6, 97.0], 'Oakland L': [9.6, 149.0], 'Dumbarton': [11.8, 18.0], 'SAN FRAN A (POTRERO PP)': [13.3, 103.0], 'Potrero': [13.3, 104.0], 'Sobrante': [14.0, 35.0], 'Martin': [14.2, 76.0], 'Ravenswood': [15.2, 18.0], 'Cooley Landing': [16.5, 6.0], 'El Cerrito G': [16.6, 41.0]} | 854 | 451 | 0.53 | 403 | 0.47 | [5 empty] | 0 | 0 | 0 | 0 |  | 59 | 0.07 | 0 | 0 | 58 | 0.07 | 796 | 111 | 0.13 | 743 | 215 | 0.25 | 639 | 274 | 0.32 | 580 | 58 | 0.07 | 796 | 97 | 0.11 | 757
132 | Ganso | {} | 0 | 0 | 0 | 0 | 0 | [5 empty] | 0 | 0 | 0 | 0 |  | 0 | 0 | 0 | 0 | 0 | 0 | 0 | 0 | 0 | 0 | 0 | 0 | 0 | 0 | 0 | 0 | 0 | 0 | 0 | 0 | 0 | 0
133 | Poso Mountain | {} | 0 | 0 | 0 | 0 | 0 | [5 empty] | 0 | 0 | 0 | 0 |  | 0 | 0 | 0 | 0 | 0 | 0 | 0 | 0 | 0 | 0 | 0 | 0 | 0 | 0 | 0 | 0 | 0 | 0 | 0 | 0 | 0 | 0
134 | Avena | {} | 0 | 0 | 0 | 0 | 0 | [5 empty] | 0 | 0 | 0 | 0 |  | 0 | 0 | 0 | 0 | 0 | 0 | 0 | 0 | 0 | 0 | 0 | 0 | 0 | 0 | 0 | 0 | 0 | 0 | 0 | 0 | 0 | 0
135 | Martin | {'SAN FRAN A (POTRERO PP)': [3.9, 321.0], 'Potrero': [3.9, 321.0], 'Millbrae': [6.9, 102.0], 'Burlingame': [8.3, 67.0], 'Oakland C': [9.5, 273.0], 'Oakland L': [10.6, 272.0], 'Oakland J': [11.4, 251.0], 'Edes': [12.0, 222.0], 'Oakland X': [12.0, 256.0], 'Grant': [13.8, 49.0], 'San Leandro U': [14.2, 76.0], 'Richmond R': [15.7, 142.0], 'El Cerrito G': [15.9, 191.0], 'Eastshore': [16.8, 12.0], 'Moraga': [16.8, 149.0], 'Standard Oil': [17.2, 21.0], 'Standard Oil 2': [17.2, 21.0], 'Mt Eden': [17.4, 10.0], 'Mt. Eden': [17.4, 10.0], 'Sobrante': [17.8, 96.0], 'Jefferson': [18.4, 27.0], 'Castro Valley': [18.9, 4.0]} | 1691 | 661 | 0.39 | 1030 | 0.61 | [5 empty] | 0 | 0 | 0 | 0 |  | 0 | 0 | 0 | 0 | 120 | 0.07 | 1571 | 334 | 0.2 | 1357 | 841 | 0.5 | 850 | 877 | 0.52 | 814 | 132 | 0.08 | 1559 | 94 | 0.06 | 1597
136 | Harry Allen | {} | 0 | 0 | 0 | 0 | 0 | [5 empty] | 0 | 0 | 0 | 0 |  | 0 | 0 | 0 | 0 | 0 | 0 | 0 | 0 | 0 | 0 | 0 | 0 | 0 | 0 | 0 | 0 | 0 | 0 | 0 | 0 | 0 | 0
137 | Rio Oso | {} | 0 | 0 | 0 | 0 | 0 | [5 empty] | 0 | 0 | 0 | 0 |  | 0 | 0 | 0 | 0 | 0 | 0 | 0 | 0 | 0 | 0 | 0 | 0 | 0 | 0 | 0 | 0 | 0 | 0 | 0 | 0 | 0 | 0
138 | Loveland | {} | 0 | 0 | 0 | 0 | 0 | [5 empty] | 0 | 0 | 0 | 0 |  | 0 | 0 | 0 | 0 | 0 | 0 | 0 | 0 | 0 | 0 | 0 | 0 | 0 | 0 | 0 | 0 | 0 | 0 | 0 | 0 | 0 | 0
139 | Huntington Beach | {'Ellis': [3.4, 19.0], 'Johanna': [8.6, 18.0], 'Alamitos': [10.8, 2.0], 'Barre': [11.3, 2.0], 'Santiago': [12.1, 18.0], 'Del Amo': [15.6, 2.0], 'Long Beach': [16.4, 2.0], 'Harborgen': [17.0, 2.0], 'Hinson': [18.5, 2.0]} | 591 | 190 | 0.32 | 401 | 0.68 | [5 empty] | 0 | 0 | 0 | 0 |  | 0 | 0 | 0 | 0 | 9 | 0.02 | 582 | 184 | 0.31 | 406 | 373 | 0.63 | 218 | 382 | 0.65 | 209 | 0 | 0 | 591 | 31 | 0.05 | 560
140 | Rossmoor | {} | 7969 | 1354 | 0.17 | 6615 | 0.83 | [5 empty] | 4 | 0 | 0 | 0 |  | 6170 | 0.77 | 0 | 0 | 2776 | 0.35 | 5193 | 5243 | 0.66 | 2726 | 6089 | 0.76 | 1880 | 6461 | 0.81 | 1508 | 2699 | 0.34 | 5270 | 228 | 0.03 | 7741
141 | Salado | {} | 4096 | 0 | 0 | 4096 | 1 | [5 empty] | 0 | 0 | 0 | 0 |  | 1385 | 0.34 | 2712 | 0.66 | 4011 | 0.98 | 86 | 859 | 0.21 | 3237 | 2086 | 0.51 | 2010 | 4027 | 0.98 | 70 | 4096 | 1 | 0 | 1 | 0 | 4096
142 | Lighthipe | {'Del Amo': [5.0, 294.0], 'Hinson': [5.0, 309.0], 'Arcogen': [5.9, 309.0], 'Harborgen': [7.7, 309.0], 'Long Beach': [8.5, 309.0], 'La Fresa': [9.0, 50.0], 'Alamitos': [9.1, 309.0], 'Redondo': [12.4, 1.0]} | 898 | 380 | 0.42 | 518 | 0.58 | [5 empty] | 0 | 0 | 0 | 0 |  | 0 | 0 | 0 | 0 | 0 | 0 | 898 | 129 | 0.14 | 769 | 486 | 0.54 | 412 | 486 | 0.54 | 412 | 0 | 0 | 898 | 5 | 0.01 | 893
143 | Santee | {} | 2 | 0 | 0 | 2 | 1 | [5 empty] | 0 | 0 | 0 | 0 |  | 0 | 0 | 0 | 0 | 0 | 0 | 2 | 1 | 0.64 | 1 | 2 | 1 | 0 | 2 | 1 | 0 | 0 | 0 | 2 | 0 | 0 | 2
144 | Cholame | {'Cal Flats': [12.8, 71.0]} | 7646 | 323 | 0.04 | 7322 | 0.96 | [5 empty] | 1067 | 0.14 | 0 | 0 |  | 7208 | 0.94 | 0 | 0 | 5357 | 0.7 | 2288 | 390 | 0.05 | 7256 | 1576 | 0.21 | 6069 | 5730 | 0.75 | 1916 | 5044 | 0.66 | 2602 | 69 | 0.01 | 7577
145 | Grand Island | {'Shiloh III': [14.5, 2818.0], 'Lambie': [14.9, 794.0], 'Lambie Energy': [14.9, 794.0], 'Birds Landing': [14.9, 3082.0], 'Collinsville': [16.9, 1914.0], 'Contra Costa PP': [17.7, 1672.0], 'Contra Costa': [19.2, 151.0]} | 86680 | 9044 | 0.1 | 77636 | 0.9 | [5 empty] | 24241 | 0.28 | 29563 | 0.34 |  | 32361 | 0.37 | 0 | 0 | 9034 | 0.1 | 77646 | 22124 | 0.26 | 64556 | 26180 | 0.3 | 60500 | 34380 | 0.4 | 52300 | 2737 | 0.03 | 83943 | 18343 | 0.21 | 68337
146 | Long Beach | {'Harborgen': [0.9, 400.0], 'Arcogen': [3.7, 397.0], 'Hinson': [3.7, 398.0], 'Alamitos': [7.2, 373.0], 'Lighthipe': [8.5, 309.0], 'Del Amo': [9.3, 330.0], 'La Fresa': [9.5, 57.0], 'Redondo': [10.9, 3.0], 'Barre': [14.2, 2.0], 'Huntington Beach': [16.4, 2.0], 'Ellis': [17.1, 2.0]} | 921 | 388 | 0.42 | 532 | 0.58 | [5 empty] | 0 | 0 | 0 | 0 |  | 0 | 0 | 0 | 0 | 0 | 0 | 921 | 129 | 0.14 | 792 | 494 | 0.54 | 427 | 494 | 0.54 | 427 | 0 | 0 | 921 | 5 | 0.01 | 916
147 | Coyote | {} | 1237 | 0 | 0 | 1237 | 1 | [5 empty] | 0 | 0 | 0 | 0 |  | 976 | 0.79 | 261 | 0.21 | 886 | 0.72 | 351 | 499 | 0.4 | 738 | 511 | 0.41 | 726 | 1004 | 0.81 | 232 | 1166 | 0.94 | 71 | 8 | 0.01 | 1228
148 | New Sub - Los Banos - Midway (Proposed) | {} | 60 | 0 | 0 | 60 | 1 | [5 empty] | 0 | 0 | 0 | 0 |  | 48 | 0.81 | 0 | 0 | 60 | 1 | 0 | 0 | 0 | 60 | 0 | 0 | 60 | 60 | 1 | 0 | 6 | 0.11 | 53 | 0 | 0 | 60
149 | Vista (SCE) | {} | 385 | 0 | 0 | 385 | 1 | [5 empty] | 0 | 0 | 0 | 0 |  | 2 | 0 | 383 | 1 | 385 | 1 | 0 | 101 | 0.26 | 284 | 339 | 0.88 | 46 | 385 | 1 | 0 | 144 | 0.37 | 241 | 0 | 0 | 385
150 | Fairway | {} | 611 | 80 | 0.13 | 531 | 0.87 | [5 empty] | 0 | 0 | 0 | 0 |  | 349 | 0.57 | 54 | 0.09 | 53 | 0.09 | 557 | 3 | 0 | 608 | 94 | 0.15 | 517 | 102 | 0.17 | 509 | 443 | 0.73 | 167 | 60 | 0.1 | 551
151 | Pisgah | {} | 34750 | 7580 | 0.22 | 27170 | 0.78 | [5 empty] | 181 | 0.01 | 1 | 0 |  | 0 | 0 | 0 | 0 | 9193 | 0.26 | 25556 | 7917 | 0.23 | 26833 | 8964 | 0.26 | 25786 | 12600 | 0.36 | 22150 | 22995 | 0.66 | 11755 | 261 | 0.01 | 34489
152 | Sloan Canyon | {'Eldorado': [5.3, 237.0], 'Mead': [11.1, 120.0]} | 8404 | 431 | 0.05 | 7973 | 0.95 | [5 empty] | 0 | 0 | 0 | 0 |  | 0 | 0 | 0 | 0 | 0 | 0 | 8404 | 0 | 0 | 8404 | 0 | 0 | 8404 | 0 | 0 | 8404 | 0 | 0 | 8404 | 0 | 0 | 8404
153 | Templeton | {'Estrella': [7.3, 138.0], 'Union (Estrella)': [7.3, 138.0], 'Morro Bay': [16.0, 35.0]} | 6077 | 409 | 0.07 | 5668 | 0.93 | [5 empty] | 51 | 0.01 | 0 | 0 |  | 5618 | 0.92 | 442 | 0.07 | 4540 | 0.75 | 1537 | 1323 | 0.22 | 4755 | 1926 | 0.32 | 4151 | 4706 | 0.77 | 1371 | 4115 | 0.68 | 1962 | 117 | 0.02 | 5960
154 | Palomar Energy | {'Cannon': [2.8, 29.0], 'Encina': [2.9, 29.0], 'Shadowridge': [3.1, 22.0], 'San Marcos': [5.2, 8.0], 'Ocean Ranch': [6.1, 24.0], 'Melrose': [6.1, 24.0], 'San Luis Rey': [6.7, 24.0], 'Artesian': [11.3, 4.0], 'North City Metering': [12.0, 5.0], 'Pendleton': [13.2, 21.0], 'Penasquitos': [14.7, 3.0]} | 212 | 29 | 0.14 | 183 | 0.86 | [5 empty] | 0 | 0 | 0 | 0 |  | 0 | 0 | 0 | 0 | 34 | 0.16 | 178 | 167 | 0.79 | 45 | 172 | 0.81 | 39 | 172 | 0.81 | 39 | 0 | 0 | 212 | 32 | 0.15 | 180
155 | Sisquoc | {} | 1506 | 198 | 0.13 | 1307 | 0.87 | [5 empty] | 0 | 0 | 0 | 0 |  | 487 | 0.32 | 991 | 0.66 | 196 | 0.13 | 1310 | 0 | 0 | 1506 | 322 | 0.21 | 1184 | 518 | 0.34 | 988 | 1276 | 0.85 | 230 | 12 | 0.01 | 1493
156 | Alberhill | {} | 0 | 0 | 0 | 0 | 0 | [5 empty] | 0 | 0 | 0 | 0 |  | 0 | 0 | 0 | 0 | 0 | 0 | 0 | 0 | 0 | 0 | 0 | 0 | 0 | 0 | 0 | 0 | 0 | 0 | 0 | 0 | 0 | 0
157 | Sanger | {} | 0 | 0 | 0 | 0 | 0 | [5 empty] | 0 | 0 | 0 | 0 |  | 0 | 0 | 0 | 0 | 0 | 0 | 0 | 0 | 0 | 0 | 0 | 0 | 0 | 0 | 0 | 0 | 0 | 0 | 0 | 0 | 0 | 0
158 | Lammers | {} | 30048 | 0 | 0 | 30048 | 1 | [5 empty] | 793 | 0.03 | 1026 | 0.03 |  | 25653 | 0.85 | 1805 | 0.06 | 27276 | 0.91 | 2772 | 24979 | 0.83 | 5069 | 27560 | 0.92 | 2488 | 30048 | 1 | 0 | 13723 | 0.46 | 16325 | 845 | 0.03 | 29203
159 | Chevmain | {'El Segundo': [1.2, 15.0], 'El Nido': [1.8, 16.0], 'Redondo': [3.9, 13.0], 'La Fresa': [4.6, 13.0], 'Windsor': [7.0, 4.0], 'La Cienega': [7.0, 4.0], 'Arcogen': [10.8, 11.0]} | 571 | 164 | 0.29 | 407 | 0.71 | [5 empty] | 0 | 0 | 0 | 0 |  | 0 | 0 | 0 | 0 | 0 | 0 | 571 | 77 | 0.13 | 494 | 382 | 0.67 | 188 | 382 | 0.67 | 188 | 0 | 0 | 571 | 0 | 0 | 571
160 | Telegraph Canyon | {'Salt Creek': [3.4, 27.0], 'Miguel': [3.4, 30.0], 'Otay': [3.8, 40.0], 'Bay Boulevard': [5.0, 37.0], 'San Ysidro': [5.3, 37.0], 'Imperial Beach': [6.0, 37.0], 'Otay Mesa': [7.5, 6.0], 'Silvergate': [8.4, 35.0], 'Vine': [11.7, 32.0], 'Mission': [12.3, 32.0], 'Old Town': [13.5, 32.0], 'Point Loma': [14.5, 32.0]} | 717 | 176 | 0.25 | 541 | 0.75 | [5 empty] | 0 | 0 | 0 | 0 |  | 0 | 0 | 0 | 0 | 54 | 0.08 | 663 | 268 | 0.37 | 449 | 481 | 0.67 | 237 | 486 | 0.68 | 231 | 3 | 0 | 715 | 54 | 0.08 | 663
161 | Grant | {'San Leandro U': [2.8, 140.0], 'Eastshore': [4.0, 92.0], 'Mt Eden': [4.2, 83.0], 'Mt. Eden': [4.2, 83.0], 'Edes': [5.0, 139.0], 'Castro Valley': [5.5, 76.0], 'Oakland J': [7.0, 122.0], 'Dumbarton': [9.7, 18.0], 'Oakland X': [10.1, 122.0], 'Oakland C': [11.0, 122.0], 'Oakland L': [11.4, 122.0], 'Moraga': [12.3, 70.0], 'Burlingame': [12.4, 15.0], 'Ravenswood': [12.5, 33.0], 'Millbrae': [13.4, 15.0], 'SAN FRAN A (POTRERO PP)': [13.7, 76.0], 'Potrero': [13.7, 77.0], 'Martin': [13.8, 49.0], 'Cooley Landing': [13.9, 6.0], 'Jefferson': [16.4, 15.0], 'Sobrante': [16.5, 26.0], 'El Cerrito G': [18.7, 14.0]} | 847 | 419 | 0.49 | 428 | 0.51 | [5 empty] | 0 | 0 | 0 | 0 |  | 59 | 0.07 | 0 | 0 | 58 | 0.07 | 789 | 111 | 0.13 | 736 | 222 | 0.26 | 625 | 281 | 0.33 | 566 | 58 | 0.07 | 789 | 126 | 0.15 | 721
162 | East Marysville | {} | 1038 | 0 | 0 | 1038 | 1 | [5 empty] | 0 | 0 | 0 | 0 |  | 1038 | 1 | 0 | 0 | 1001 | 0.96 | 37 | 764 | 0.74 | 274 | 764 | 0.74 | 274 | 1005 | 0.97 | 33 | 1031 | 0.99 | 7 | 3 | 0 | 1035
163 | Caribou 2 | {} | 4844 | 317 | 0.07 | 4527 | 0.93 | [5 empty] | 0 | 0 | 0 | 0 |  | 2083 | 0.43 | 393 | 0.08 | 1964 | 0.41 | 2880 | 3473 | 0.72 | 1371 | 3050 | 0.63 | 1794 | 4333 | 0.89 | 511 | 4194 | 0.87 | 650 | 213 | 0.04 | 4631
164 | Dixon Landing | {} | 1123 | 1 | 0 | 1122 | 1 | [5 empty] | 0 | 0 | 0 | 0 |  | 917 | 0.82 | 143 | 0.13 | 1059 | 0.94 | 63 | 638 | 0.57 | 485 | 660 | 0.59 | 462 | 1082 | 0.96 | 41 | 1059 | 0.94 | 64 | 70 | 0.06 | 1053
165 | New Sub - Gates - Templeton (Proposed) | {} | 718 | 37 | 0.05 | 682 | 0.95 | [5 empty] | 0 | 0 | 0 | 0 |  | 679 | 0.94 | 23 | 0.03 | 496 | 0.69 | 222 | 0 | 0 | 718 | 33 | 0.05 | 685 | 517 | 0.72 | 201 | 656 | 0.91 | 62 | 0 | 0 | 718
166 | Westley | {} | 6238 | 0 | 0 | 6238 | 1 | [5 empty] | 0 | 0 | 0 | 0 |  | 2457 | 0.39 | 3781 | 0.61 | 6160 | 0.99 | 79 | 1332 | 0.21 | 4907 | 2868 | 0.46 | 3370 | 6194 | 0.99 | 44 | 6238 | 1 | 0 | 2 | 0 | 6237
167 | Antelope | {'Rosamond': [12.8, 7025.0], 'Neenach': [12.9, 11140.0], 'Whirlwind': [14.2, 9553.0], 'Vincent': [17.4, 1654.0]} | 99081 | 41314 | 0.42 | 57768 | 0.58 | [5 empty] | 2504 | 0.03 | 795 | 0.01 |  | 18808 | 0.19 | 13320 | 0.13 | 10810 | 0.11 | 88271 | 30494 | 0.31 | 68587 | 24242 | 0.24 | 74839 | 43194 | 0.44 | 55887 | 23896 | 0.24 | 75185 | 2274 | 0.02 | 96807
168 | Atwater | {} | 0 | 0 | 0 | 0 | 0 | [5 empty] | 0 | 0 | 0 | 0 |  | 0 | 0 | 0 | 0 | 0 | 0 | 0 | 0 | 0 | 0 | 0 | 0 | 0 | 0 | 0 | 0 | 0 | 0 | 0 | 0 | 0 | 0
169 | Pine Flat | {} | 0 | 0 | 0 | 0 | 0 | [5 empty] | 0 | 0 | 0 | 0 |  | 0 | 0 | 0 | 0 | 0 | 0 | 0 | 0 | 0 | 0 | 0 | 0 | 0 | 0 | 0 | 0 | 0 | 0 | 0 | 0 | 0 | 0
170 | Murray | {'Spring Valley': [3.8, 1.0], 'Elliot': [4.1, 2.0], 'Elliott': [4.2, 2.0], 'Mission': [6.6, 2.0], 'Kearny': [6.9, 2.0], 'Mesa Heights': [8.2, 2.0], 'Silvergate': [9.6, 2.0], 'Vine': [9.7, 2.0], 'Old Town': [9.9, 2.0], 'Point Loma': [12.6, 2.0], 'Bay Boulevard': [13.3, 2.0]} | 512 | 167 | 0.33 | 345 | 0.67 | [5 empty] | 0 | 0 | 0 | 0 |  | 0 | 0 | 0 | 0 | 14 | 0.03 | 498 | 104 | 0.2 | 408 | 294 | 0.57 | 218 | 300 | 0.59 | 213 | 0 | 0 | 512 | 27 | 0.05 | 485
171 | Lathrop | {'Jackass (DOE)': [9.0, 3724.0], 'Valley Switch': [9.4, 5.0]} | 70556 | 6676 | 0.09 | 63880 | 0.91 | [5 empty] | 0 | 0 | 0 | 0 |  | 0 | 0 | 0 | 0 | 0 | 0 | 70556 | 0 | 0 | 70556 | 0 | 0 | 70556 | 0 | 0 | 70556 | 0 | 0 | 70556 | 0 | 0 | 70556
172 | Semitropic | {} | 0 | 0 | 0 | 0 | 0 | [5 empty] | 0 | 0 | 0 | 0 |  | 0 | 0 | 0 | 0 | 0 | 0 | 0 | 0 | 0 | 0 | 0 | 0 | 0 | 0 | 0 | 0 | 0 | 0 | 0 | 0 | 0 | 0
173 | Hopland | {} | 7383 | 696 | 0.09 | 6687 | 0.91 | [5 empty] | 94 | 0.01 | 10 | 0 |  | 2292 | 0.31 | 4814 | 0.65 | 4993 | 0.68 | 2390 | 1021 | 0.14 | 6362 | 1481 | 0.2 | 5902 | 5770 | 0.78 | 1613 | 4801 | 0.65 | 2582 | 11 | 0 | 7372
174 | Point Loma | {'Old Town': [2.9, 212.0], 'Vine': [3.2, 212.0], 'Silvergate': [6.1, 189.0], 'Mission': [6.3, 211.0], 'Mesa Heights': [7.5, 156.0], 'Kearny': [8.6, 155.0], 'Elliott': [9.8, 122.0], 'Elliot': [9.9, 121.0], 'Bay Boulevard': [12.2, 124.0], 'Penasquitos': [12.3, 23.0], 'Murray': [12.6, 2.0], 'Spring Valley': [13.4, 1.0], 'Imperial Beach': [13.5, 58.0], 'Otay': [14.4, 33.0], 'Telegraph Canyon': [14.5, 32.0], 'North City Metering': [15.1, 23.0], 'Miguel': [15.1, 26.0], 'Salt Creek': [15.2, 23.0], 'San Ysidro': [17.3, 27.0]} | 560 | 197 | 0.35 | 363 | 0.65 | [5 empty] | 0 | 0 | 0 | 0 |  | 0 | 0 | 0 | 0 | 14 | 0.03 | 546 | 114 | 0.2 | 447 | 305 | 0.54 | 255 | 311 | 0.55 | 250 | 0 | 0 | 560 | 29 | 0.05 | 532
175 | Whirlwind | {'Neenach': [6.9, 29580.0], 'Rosamond': [11.2, 8895.0], 'Antelope': [14.2, 9553.0], 'Windhub': [15.0, 383.0], 'Highwind': [17.0, 352.0]} | 176198 | 50021 | 0.28 | 126178 | 0.72 | [5 empty] | 4216 | 0.02 | 2225 | 0.01 |  | 34747 | 0.2 | 9081 | 0.05 | 50501 | 0.29 | 125697 | 74643 | 0.42 | 101555 | 53373 | 0.3 | 122825 | 113602 | 0.64 | 62596 | 51329 | 0.29 | 124869 | 2069 | 0.01 | 174129
176 | Gould | {} | 5 | 0 | 0 | 5 | 1 | [5 empty] | 0 | 0 | 0 | 0 |  | 5 | 1 | 0 | 0 | 5 | 1 | 0 | 0 | 0 | 5 | 0 | 0 | 5 | 5 | 1 | 0 | 5 | 1 | 0 | 0 | 0 | 5
177 | Burney Forest | {'Burney Forest Power': [0.0, 559.0], 'Carberry': [2.4, 559.0], 'New Sub - Pit 1 - Cottonwood (Proposed)': [6.7, 559.0], 'Pit 3': [8.5, 22.0], 'Pit 4': [10.3, 194.0], 'Cove Road': [11.1, 559.0], 'Round Mt.': [12.5, 537.0]} | 6686 | 893 | 0.13 | 5793 | 0.87 | [5 empty] | 0 | 0 | 0 | 0 |  | 5211 | 0.78 | 83 | 0.01 | 3746 | 0.56 | 2941 | 1130 | 0.17 | 5556 | 856 | 0.13 | 5830 | 4753 | 0.71 | 1933 | 2894 | 0.43 | 3793 | 68 | 0.01 | 6619
178 | GWF Hanford | {} | 0 | 0 | 0 | 0 | 0 | [5 empty] | 0 | 0 | 0 | 0 |  | 0 | 0 | 0 | 0 | 0 | 0 | 0 | 0 | 0 | 0 | 0 | 0 | 0 | 0 | 0 | 0 | 0 | 0 | 0 | 0 | 0 | 0
179 | San Ramon | {'Tassajara': [4.1, 21.0], 'North Dublin': [4.2, 21.0], 'Vineyard': [6.8, 21.0], 'Cayetano': [8.9, 21.0], 'Los Positas': [11.4, 21.0], 'Las Positas': [11.4, 21.0], 'Vasco': [12.2, 21.0], 'Altamont': [14.0, 21.0], 'Altamont Midway (Sandhill)': [14.0, 21.0], 'Windmaster': [16.4, 21.0]} | 6306 | 139 | 0.02 | 6167 | 0.98 | [5 empty] | 0 | 0 | 0 | 0 |  | 6151 | 0.98 | 102 | 0.02 | 4659 | 0.74 | 1647 | 5593 | 0.89 | 713 | 5655 | 0.9 | 651 | 5998 | 0.95 | 308 | 3295 | 0.52 | 3011 | 145 | 0.02 | 6161
180 | Stanislaus | {} | 4200 | 0 | 0 | 4200 | 1 | [5 empty] | 0 | 0 | 0 | 0 |  | 1767 | 0.42 | 2433 | 0.58 | 4016 | 0.96 | 184 | 764 | 0.18 | 3437 | 1845 | 0.44 | 2355 | 4117 | 0.98 | 84 | 4200 | 1 | 0 | 1 | 0 | 4199
181 | Magunden | {} | 0 | 0 | 0 | 0 | 0 | [5 empty] | 0 | 0 | 0 | 0 |  | 0 | 0 | 0 | 0 | 0 | 0 | 0 | 0 | 0 | 0 | 0 | 0 | 0 | 0 | 0 | 0 | 0 | 0 | 0 | 0 | 0 | 0
182 | Alamitos | {'Del Amo': [5.8, 330.0], 'Long Beach': [7.2, 373.0], 'Barre': [7.4, 2.0], 'Harborgen': [7.4, 373.0], 'Hinson': [8.0, 373.0], 'Arcogen': [9.0, 371.0], 'Lighthipe': [9.1, 309.0], 'Ellis': [10.5, 2.0], 'Huntington Beach': [10.8, 2.0], 'La Fresa': [15.2, 54.0], 'Redondo': [17.5, 1.0]} | 991 | 371 | 0.37 | 620 | 0.63 | [5 empty] | 0 | 0 | 0 | 0 |  | 0 | 0 | 0 | 0 | 0 | 0 | 991 | 156 | 0.16 | 834 | 590 | 0.6 | 401 | 590 | 0.6 | 401 | 0 | 0 | 991 | 26 | 0.03 | 965
183 | Valley Springs | {} | 0 | 0 | 0 | 0 | 0 | [5 empty] | 0 | 0 | 0 | 0 |  | 0 | 0 | 0 | 0 | 0 | 0 | 0 | 0 | 0 | 0 | 0 | 0 | 0 | 0 | 0 | 0 | 0 | 0 | 0 | 0 | 0 | 0
184 | Blythe | {'Colorado River': [12.5, 4198.0]} | 72373 | 10568 | 0.15 | 61805 | 0.85 | [5 empty] | 14 | 0 | 6 | 0 |  | 0 | 0 | 0 | 0 | 29887 | 0.41 | 42486 | 21357 | 0.3 | 51017 | 18987 | 0.26 | 53387 | 35352 | 0.49 | 37021 | 52958 | 0.73 | 19415 | 148 | 0 | 72225
185 | Midway | {} | 0 | 0 | 0 | 0 | 0 | [5 empty] | 0 | 0 | 0 | 0 |  | 0 | 0 | 0 | 0 | 0 | 0 | 0 | 0 | 0 | 0 | 0 | 0 | 0 | 0 | 0 | 0 | 0 | 0 | 0 | 0 | 0 | 0
186 | Buena Vista | {} | 2208 | 1871 | 0.85 | 337 | 0.15 | [5 empty] | 58 | 0.03 | 1710 | 0.77 |  | 182 | 0.08 | 0 | 0 | 184 | 0.08 | 2024 | 97 | 0.04 | 2112 | 100 | 0.05 | 2108 | 284 | 0.13 | 1924 | 140 | 0.06 | 2068 | 71 | 0.03 | 2137
187 | Crows Landing | {} | 2497 | 0 | 0 | 2497 | 1 | [5 empty] | 0 | 0 | 0 | 0 |  | 1417 | 0.57 | 1080 | 0.43 | 2382 | 0.95 | 115 | 377 | 0.15 | 2121 | 1338 | 0.54 | 1160 | 2428 | 0.97 | 70 | 2497 | 1 | 0 | 1 | 0 | 2497
188 | Villa Park | {} | 213 | 0 | 0 | 213 | 1 | [5 empty] | 0 | 0 | 0 | 0 |  | 0 | 0 | 0 | 0 | 0 | 0 | 213 | 93 | 0.44 | 120 | 213 | 1 | 0 | 213 | 1 | 0 | 0 | 0 | 213 | 27 | 0.12 | 186
189 | California Ave | {} | 0 | 0 | 0 | 0 | 0 | [5 empty] | 0 | 0 | 0 | 0 |  | 0 | 0 | 0 | 0 | 0 | 0 | 0 | 0 | 0 | 0 | 0 | 0 | 0 | 0 | 0 | 0 | 0 | 0 | 0 | 0 | 0 | 0
190 | Calpella | {} | 335 | 7 | 0.02 | 328 | 0.98 | [5 empty] | 0 | 0 | 0 | 0 |  | 186 | 0.55 | 92 | 0.27 | 96 | 0.29 | 239 | 85 | 0.25 | 250 | 153 | 0.46 | 182 | 218 | 0.65 | 117 | 295 | 0.88 | 40 | 0 | 0 | 335
191 | Tevis | {} | 0 | 0 | 0 | 0 | 0 | [5 empty] | 0 | 0 | 0 | 0 |  | 0 | 0 | 0 | 0 | 0 | 0 | 0 | 0 | 0 | 0 | 0 | 0 | 0 | 0 | 0 | 0 | 0 | 0 | 0 | 0 | 0 | 0
192 | Cal Water | {} | 0 | 0 | 0 | 0 | 0 | [5 empty] | 0 | 0 | 0 | 0 |  | 0 | 0 | 0 | 0 | 0 | 0 | 0 | 0 | 0 | 0 | 0 | 0 | 0 | 0 | 0 | 0 | 0 | 0 | 0 | 0 | 0 | 0
193 | Boulevard East | {'Carrizo Gorge': [4.2, 11376.0], 'Crestwood': [5.4, 11398.0], 'East County': [9.3, 2032.0], 'Cameron': [12.5, 4920.0], 'Suncrest - Ocotillo (Proposed)': [13.7, 4728.0], 'Ocotillo Express': [14.4, 5.0]} | 36351 | 11431 | 0.31 | 24920 | 0.69 | [5 empty] | 1 | 0 | 0 | 0 |  | 16344 | 0.45 | 15465 | 0.43 | 2832 | 0.08 | 33519 | 4985 | 0.14 | 31366 | 13111 | 0.36 | 23240 | 16719 | 0.46 | 19632 | 11676 | 0.32 | 24675 | 489 | 0.01 | 35862
194 | Margarita | {'Rancho Mission Viejo': [2.4, 39.0], 'Trabuco': [2.7, 37.0], 'Q1806': [3.0, 39.0], 'Capistrano': [3.4, 39.0], 'Talega': [7.5, 38.0], 'North of SONGS': [7.6, 38.0], 'Santiago': [11.3, 1.0], 'San Onofre': [13.2, 13.0]} | 118 | 50 | 0.42 | 68 | 0.58 | [5 empty] | 0 | 0 | 0 | 0 |  | 0 | 0 | 0 | 0 | 9 | 0.08 | 109 | 29 | 0.25 | 89 | 50 | 0.42 | 68 | 59 | 0.5 | 59 | 0 | 0 | 118 | 0 | 0 | 118
195 | Escondido | {} | 53 | 4 | 0.08 | 49 | 0.92 | [5 empty] | 0 | 0 | 0 | 0 |  | 0 | 0 | 0 | 0 | 0 | 0 | 53 | 40 | 0.76 | 13 | 46 | 0.87 | 7 | 46 | 0.87 | 7 | 0 | 0 | 53 | 2 | 0.04 | 51
196 | Manning | {} | 0 | 0 | 0 | 0 | 0 | [5 empty] | 0 | 0 | 0 | 0 |  | 0 | 0 | 0 | 0 | 0 | 0 | 0 | 0 | 0 | 0 | 0 | 0 | 0 | 0 | 0 | 0 | 0 | 0 | 0 | 0 | 0 | 0
197 | Oakland C | {'Oakland L': [1.0, 465.0], 'Oakland X': [2.8, 392.0], 'Oakland J': [4.4, 366.0], 'Edes': [6.3, 303.0], 'SAN FRAN A (POTRERO PP)': [6.4, 354.0], 'Potrero': [6.4, 354.0], 'Moraga': [7.4, 235.0], 'El Cerrito G': [8.3, 317.0], 'Sobrante': [8.5, 234.0], 'San Leandro U': [9.5, 149.0], 'Martin': [9.5, 273.0], 'Richmond R': [10.1, 261.0], 'Grant': [11.0, 122.0], 'Standard Oil': [12.2, 140.0], 'Standard Oil 2': [12.3, 140.0], 'San Pablo': [13.4, 118.0], 'Castro Valley': [14.1, 58.0], 'Millbrae': [14.6, 27.0], 'Christie': [14.8, 20.0], 'Eastshore': [15.0, 66.0], 'Burlingame': [15.1, 17.0], 'Mt Eden': [15.1, 64.0], 'Mt. Eden': [15.1, 64.0]} | 2464 | 680 | 0.28 | 1784 | 0.72 | [5 empty] | 1 | 0 | 0 | 0 |  | 985 | 0.4 | 0 | 0 | 69 | 0.03 | 2395 | 1153 | 0.47 | 1311 | 1602 | 0.65 | 862 | 1639 | 0.67 | 825 | 263 | 0.11 | 2202 | 141 | 0.06 | 2323
198 | Barre | {'Del Amo': [7.1, 2.0], 'Alamitos': [7.4, 2.0], 'Ellis': [8.9, 2.0], 'Huntington Beach': [11.3, 2.0], 'Hinson': [13.8, 2.0], 'Long Beach': [14.2, 2.0], 'Harborgen': [14.2, 2.0]} | 701 | 328 | 0.47 | 372 | 0.53 | [5 empty] | 0 | 0 | 0 | 0 |  | 0 | 0 | 0 | 0 | 0 | 0 | 701 | 181 | 0.26 | 520 | 357 | 0.51 | 343 | 357 | 0.51 | 343 | 0 | 0 | 701 | 31 | 0.04 | 670
199 | Ransburg | {} | 27798 | 3165 | 0.11 | 24633 | 0.89 | [5 empty] | 0 | 0 | 0 | 0 |  | 0 | 0 | 0 | 0 | 13478 | 0.48 | 14320 | 4086 | 0.15 | 23712 | 1779 | 0.06 | 26018 | 16536 | 0.59 | 11262 | 19554 | 0.7 | 8243 | 13 | 0 | 27785
200 | Charca | {} | 0 | 0 | 0 | 0 | 0 | [5 empty] | 0 | 0 | 0 | 0 |  | 0 | 0 | 0 | 0 | 0 | 0 | 0 | 0 | 0 | 0 | 0 | 0 | 0 | 0 | 0 | 0 | 0 | 0 | 0 | 0 | 0 | 0
201 | Thermalito | {} | 0 | 0 | 0 | 0 | 0 | [5 empty] | 0 | 0 | 0 | 0 |  | 0 | 0 | 0 | 0 | 0 | 0 | 0 | 0 | 0 | 0 | 0 | 0 | 0 | 0 | 0 | 0 | 0 | 0 | 0 | 0 | 0 | 0
202 | Live Oak | {} | 0 | 0 | 0 | 0 | 0 | [5 empty] | 0 | 0 | 0 | 0 |  | 0 | 0 | 0 | 0 | 0 | 0 | 0 | 0 | 0 | 0 | 0 | 0 | 0 | 0 | 0 | 0 | 0 | 0 | 0 | 0 | 0 | 0
203 | Hammonds | {} | 0 | 0 | 0 | 0 | 0 | [5 empty] | 0 | 0 | 0 | 0 |  | 0 | 0 | 0 | 0 | 0 | 0 | 0 | 0 | 0 | 0 | 0 | 0 | 0 | 0 | 0 | 0 | 0 | 0 | 0 | 0 | 0 | 0
204 | Westley | {} | 4389 | 0 | 0 | 4389 | 1 | [5 empty] | 0 | 0 | 0 | 0 |  | 2226 | 0.51 | 2163 | 0.49 | 4389 | 1 | 0 | 950 | 0.22 | 3439 | 2429 | 0.55 | 1959 | 4389 | 1 | 0 | 4389 | 1 | 0 | 1 | 0 | 4388
205 | Smyrna | {} | 0 | 0 | 0 | 0 | 0 | [5 empty] | 0 | 0 | 0 | 0 |  | 0 | 0 | 0 | 0 | 0 | 0 | 0 | 0 | 0 | 0 | 0 | 0 | 0 | 0 | 0 | 0 | 0 | 0 | 0 | 0 | 0 | 0
206 | Kem | {'Eagle Mountain': [4.0, 5986.0], 'Red Bluff': [15.1, 4214.0]} | 32596 | 10139 | 0.31 | 22457 | 0.69 | [5 empty] | 5 | 0 | 0 | 0 |  | 0 | 0 | 0 | 0 | 2553 | 0.08 | 30043 | 6585 | 0.2 | 26011 | 0 | 0 | 32596 | 9119 | 0.28 | 23477 | 17095 | 0.52 | 15501 | 157 | 0 | 32439
207 | Potrero | {'SAN FRAN A (POTRERO PP)': [0.0, 469.0], 'Martin': [3.9, 321.0], 'Oakland C': [6.4, 354.0], 'Oakland L': [7.3, 354.0], 'Oakland X': [9.1, 337.0], 'Oakland J': [9.3, 320.0], 'Millbrae': [10.5, 68.0], 'Edes': [10.5, 258.0], 'Burlingame': [11.6, 33.0], 'Richmond R': [11.9, 259.0], 'El Cerrito G': [12.0, 309.0], 'San Leandro U': [13.3, 104.0], 'Standard Oil': [13.5, 138.0], 'Standard Oil 2': [13.5, 138.0], 'Grant': [13.7, 77.0], 'Moraga': [13.8, 221.0], 'Sobrante': [14.2, 168.0], 'San Pablo': [16.2, 65.0], 'Eastshore': [17.3, 21.0], 'Mt Eden': [17.7, 19.0], 'Mt. Eden': [17.7, 19.0], 'Castro Valley': [18.2, 12.0], 'Christie': [19.7, 10.0]} | 1836 | 698 | 0.38 | 1138 | 0.62 | [5 empty] | 0 | 0 | 0 | 0 |  | 0 | 0 | 0 | 0 | 107 | 0.06 | 1729 | 404 | 0.22 | 1431 | 941 | 0.51 | 895 | 978 | 0.53 | 858 | 90 | 0.05 | 1746 | 133 | 0.07 | 1703
208 | Palermo | {} | 0 | 0 | 0 | 0 | 0 | [5 empty] | 0 | 0 | 0 | 0 |  | 0 | 0 | 0 | 0 | 0 | 0 | 0 | 0 | 0 | 0 | 0 | 0 | 0 | 0 | 0 | 0 | 0 | 0 | 0 | 0 | 0 | 0
209 | Bogue | {} | 1591 | 0 | 0 | 1591 | 1 | [5 empty] | 0 | 0 | 0 | 0 |  | 1591 | 1 | 0 | 0 | 1538 | 0.97 | 53 | 1034 | 0.65 | 556 | 1034 | 0.65 | 556 | 1557 | 0.98 | 33 | 1304 | 0.82 | 286 | 5 | 0 | 1585
210 | Balch 1 | {} | 0 | 0 | 0 | 0 | 0 | [5 empty] | 0 | 0 | 0 | 0 |  | 0 | 0 | 0 | 0 | 0 | 0 | 0 | 0 | 0 | 0 | 0 | 0 | 0 | 0 | 0 | 0 | 0 | 0 | 0 | 0 | 0 | 0
211 | Pauba | {} | 0 | 0 | 0 | 0 | 0 | [5 empty] | 0 | 0 | 0 | 0 |  | 0 | 0 | 0 | 0 | 0 | 0 | 0 | 0 | 0 | 0 | 0 | 0 | 0 | 0 | 0 | 0 | 0 | 0 | 0 | 0 | 0 | 0
212 | Eastshore | {'Mt Eden': [0.9, 86.0], 'Mt. Eden': [0.9, 86.0], 'Grant': [4.0, 92.0], 'Castro Valley': [5.5, 76.0], 'Dumbarton': [5.7, 28.0], 'San Leandro U': [6.2, 84.0], 'Edes': [9.0, 83.0], 'Ravenswood': [9.3, 36.0], 'Cooley Landing': [10.6, 16.0], 'Oakland J': [11.0, 66.0], 'Burlingame': [13.6, 9.0], 'Oakland X': [14.0, 66.0], 'Menlo': [14.2, 10.0], 'Jefferson': [14.9, 18.0], 'Millbrae': [15.0, 8.0], 'Oakland C': [15.0, 66.0], 'Oakland L': [15.4, 66.0], 'Whisman': [15.5, 1.0], 'Moraga': [15.7, 14.0], 'Martin': [16.8, 12.0], 'SAN FRAN A (POTRERO PP)': [17.3, 20.0], 'Potrero': [17.3, 21.0]} | 568 | 248 | 0.44 | 321 | 0.56 | [5 empty] | 0 | 0 | 0 | 0 |  | 58 | 0.1 | 0 | 0 | 58 | 0.1 | 510 | 92 | 0.16 | 476 | 134 | 0.24 | 434 | 193 | 0.34 | 375 | 58 | 0.1 | 510 | 117 | 0.21 | 451
213 | Cheney | {} | 0 | 0 | 0 | 0 | 0 | [5 empty] | 0 | 0 | 0 | 0 |  | 0 | 0 | 0 | 0 | 0 | 0 | 0 | 0 | 0 | 0 | 0 | 0 | 0 | 0 | 0 | 0 | 0 | 0 | 0 | 0 | 0 | 0
214 | Warnerville | {} | 0 | 0 | 0 | 0 | 0 | [5 empty] | 0 | 0 | 0 | 0 |  | 0 | 0 | 0 | 0 | 0 | 0 | 0 | 0 | 0 | 0 | 0 | 0 | 0 | 0 | 0 | 0 | 0 | 0 | 0 | 0 | 0 | 0
215 | Corona | {'Penngrove': [3.7, 58.0], 'Lakeville': [4.2, 58.0]} | 7734 | 177 | 0.02 | 7557 | 0.98 | [5 empty] | 124 | 0.02 | 0 | 0 |  | 5991 | 0.77 | 0 | 0 | 6336 | 0.82 | 1398 | 2332 | 0.3 | 5402 | 4131 | 0.53 | 3603 | 7054 | 0.91 | 680 | 6643 | 0.86 | 1091 | 198 | 0.03 | 7536
216 | Goleta | {} | 1851 | 261 | 0.14 | 1590 | 0.86 | [5 empty] | 29 | 0.02 | 0 | 0 |  | 1352 | 0.73 | 41 | 0.02 | 1508 | 0.81 | 343 | 0 | 0 | 1851 | 10 | 0.01 | 1841 | 1518 | 0.82 | 333 | 649 | 0.35 | 1202 | 57 | 0.03 | 1793
217 | Midway Green Ridge Services | {} | 30124 | 21 | 0 | 30103 | 1 | [5 empty] | 793 | 0.03 | 1026 | 0.03 |  | 26198 | 0.87 | 1336 | 0.04 | 27035 | 0.9 | 3089 | 25791 | 0.86 | 4333 | 28347 | 0.94 | 1777 | 30101 | 1 | 23 | 13150 | 0.44 | 16974 | 868 | 0.03 | 29256
218 | Lerdo | {} | 0 | 0 | 0 | 0 | 0 | [5 empty] | 0 | 0 | 0 | 0 |  | 0 | 0 | 0 | 0 | 0 | 0 | 0 | 0 | 0 | 0 | 0 | 0 | 0 | 0 | 0 | 0 | 0 | 0 | 0 | 0 | 0 | 0
219 | Tulucay | {'Parkway': [8.3, 149.0], 'Peabody': [16.2, 192.0]} | 17341 | 634 | 0.04 | 16707 | 0.96 | [5 empty] | 264 | 0.02 | 21 | 0 |  | 10967 | 0.63 | 0 | 0 | 13253 | 0.76 | 4089 | 3958 | 0.23 | 13383 | 4127 | 0.24 | 13214 | 15728 | 0.91 | 1613 | 11101 | 0.64 | 6240 | 1420 | 0.08 | 15921
220 | McCall | {} | 0 | 0 | 0 | 0 | 0 | [5 empty] | 0 | 0 | 0 | 0 |  | 0 | 0 | 0 | 0 | 0 | 0 | 0 | 0 | 0 | 0 | 0 | 0 | 0 | 0 | 0 | 0 | 0 | 0 | 0 | 0 | 0 | 0
221 | Notre Dame | {} | 844 | 0 | 0 | 844 | 1 | [5 empty] | 0 | 0 | 0 | 0 |  | 0 | 0 | 0 | 0 | 480 | 0.57 | 364 | 549 | 0.65 | 294 | 844 | 1 | 0 | 844 | 1 | 0 | 772 | 0.92 | 71 | 17 | 0.02 | 826
222 | Martinez | {'Alhambra': [1.6, 1159.0], 'Bahia': [4.7, 1163.0], 'Meadow Lane': [5.0, 1041.0], 'Christie': [5.0, 1153.0], 'Lakewood': [8.1, 104.0], 'Carquinez': [8.9, 1153.0], 'Sobrante': [9.1, 721.0], 'Clayton': [9.4, 10.0], 'Parkway': [9.9, 1153.0], 'Kirker': [11.4, 10.0], 'Pittsburg': [12.0, 10.0], 'San Pablo': [12.1, 796.0], 'El Cerrito G': [12.2, 533.0], 'GWF 2': [13.8, 10.0], 'Richmond R': [15.0, 23.0], 'Standard Oil': [15.7, 26.0], 'Standard Oil 2': [15.7, 26.0], 'Collinsville': [15.8, 6.0], 'Birds Landing': [17.2, 2.0], 'Shiloh III': [18.1, 2.0]} | 18855 | 1331 | 0.07 | 17524 | 0.93 | [5 empty] | 86 | 0 | 0 | 0 |  | 6604 | 0.35 | 0 | 0 | 9786 | 0.52 | 9069 | 10842 | 0.58 | 8013 | 7354 | 0.39 | 11501 | 16295 | 0.86 | 2560 | 3777 | 0.2 | 15077 | 8652 | 0.46 | 10202
223 | San Bernardino | {} | 1634 | 56 | 0.03 | 1578 | 0.97 | [5 empty] | 0 | 0 | 0 | 0 |  | 771 | 0.47 | 855 | 0.52 | 1522 | 0.93 | 112 | 101 | 0.06 | 1532 | 1027 | 0.63 | 606 | 1578 | 0.97 | 56 | 1141 | 0.7 | 493 | 56 | 0.03 | 1577
224 | Las Positas | {'Los Positas': [0.0, 21.0], 'Vasco': [1.2, 21.0], 'Cayetano': [3.3, 21.0], 'Altamont': [4.5, 21.0], 'Altamont Midway (Sandhill)': [4.5, 21.0], 'Vineyard': [6.9, 21.0], 'North Dublin': [7.4, 21.0], 'Windmaster': [8.6, 21.0], 'San Ramon': [11.4, 21.0], 'Tassajara': [11.7, 21.0]} | 31813 | 96 | 0 | 31717 | 1 | [5 empty] | 793 | 0.02 | 1026 | 0.03 |  | 28025 | 0.88 | 1196 | 0.04 | 27830 | 0.87 | 3983 | 27799 | 0.87 | 4014 | 30139 | 0.95 | 1674 | 31555 | 0.99 | 258 | 13343 | 0.42 | 18471 | 902 | 0.03 | 30911
225 | Pomerado | {} | 14 | 0 | 0 | 14 | 1 | [5 empty] | 0 | 0 | 0 | 0 |  | 0 | 0 | 0 | 0 | 0 | 0 | 14 | 13 | 0.93 | 1 | 14 | 0.97 | 0 | 14 | 0.97 | 0 | 0 | 0 | 14 | 1 | 0.1 | 13
226 | Altamont Midway (Sandhill) | {'Altamont': [0.0, 21.0], 'Vasco': [3.3, 21.0], 'Windmaster': [4.1, 21.0], 'Los Positas': [4.5, 21.0], 'Las Positas': [4.5, 21.0], 'Cayetano': [5.2, 21.0], 'North Dublin': [9.8, 21.0], 'Vineyard': [11.1, 21.0], 'Tassajara': [13.0, 21.0], 'San Ramon': [14.0, 21.0]} | 32751 | 96 | 0 | 32655 | 1 | [5 empty] | 793 | 0.02 | 1026 | 0.03 |  | 28998 | 0.89 | 1161 | 0.04 | 28767 | 0.88 | 3985 | 28776 | 0.88 | 3976 | 31181 | 0.95 | 1570 | 32493 | 0.99 | 258 | 14062 | 0.43 | 18690 | 926 | 0.03 | 31825
227 | Wheeler Ridge | {} | 341 | 0 | 0 | 341 | 1 | [5 empty] | 0 | 0 | 0 | 0 |  | 329 | 0.97 | 11 | 0.03 | 341 | 1 | 0 | 280 | 0.82 | 61 | 280 | 0.82 | 61 | 341 | 1 | 0 | 289 | 0.85 | 52 | 1 | 0 | 340
228 | El Cajon | {} | 346 | 145 | 0.42 | 201 | 0.58 | [5 empty] | 0 | 0 | 0 | 0 |  | 0 | 0 | 0 | 0 | 9 | 0.03 | 337 | 40 | 0.11 | 306 | 167 | 0.48 | 179 | 167 | 0.48 | 179 | 0 | 0 | 346 | 26 | 0.07 | 321
229 | Ellis | {'Huntington Beach': [3.4, 19.0], 'Johanna': [5.5, 18.0], 'Barre': [8.9, 2.0], 'Santiago': [10.1, 18.0], 'Alamitos': [10.5, 2.0], 'Del Amo': [14.3, 2.0], 'Long Beach': [17.1, 2.0], 'Harborgen': [17.5, 2.0], 'Hinson': [18.5, 2.0]} | 492 | 94 | 0.19 | 398 | 0.81 | [5 empty] | 0 | 0 | 0 | 0 |  | 0 | 0 | 0 | 0 | 9 | 0.02 | 483 | 183 | 0.37 | 309 | 372 | 0.76 | 120 | 381 | 0.77 | 111 | 0 | 0 | 492 | 31 | 0.06 | 461
230 | French Camp | {} | 0 | 0 | 0 | 0 | 0 | [5 empty] | 0 | 0 | 0 | 0 |  | 0 | 0 | 0 | 0 | 0 | 0 | 0 | 0 | 0 | 0 | 0 | 0 | 0 | 0 | 0 | 0 | 0 | 0 | 0 | 0 | 0 | 0
231 | Exchequer | {} | 0 | 0 | 0 | 0 | 0 | [5 empty] | 0 | 0 | 0 | 0 |  | 0 | 0 | 0 | 0 | 0 | 0 | 0 | 0 | 0 | 0 | 0 | 0 | 0 | 0 | 0 | 0 | 0 | 0 | 0 | 0 | 0 | 0
232 | Higgins | {} | 0 | 0 | 0 | 0 | 0 | [5 empty] | 0 | 0 | 0 | 0 |  | 0 | 0 | 0 | 0 | 0 | 0 | 0 | 0 | 0 | 0 | 0 | 0 | 0 | 0 | 0 | 0 | 0 | 0 | 0 | 0 | 0 | 0
233 | Mead | {'Sloan Canyon': [11.1, 120.0], 'Eldorado': [13.2, 120.0]} | 8298 | 349 | 0.04 | 7949 | 0.96 | [5 empty] | 0 | 0 | 0 | 0 |  | 0 | 0 | 0 | 0 | 0 | 0 | 8298 | 0 | 0 | 8298 | 0 | 0 | 8298 | 0 | 0 | 8298 | 0 | 0 | 8298 | 0 | 0 | 8298
234 | Kearney | {} | 0 | 0 | 0 | 0 | 0 | [5 empty] | 0 | 0 | 0 | 0 |  | 0 | 0 | 0 | 0 | 0 | 0 | 0 | 0 | 0 | 0 | 0 | 0 | 0 | 0 | 0 | 0 | 0 | 0 | 0 | 0 | 0 | 0
235 | Waukena | {} | 0 | 0 | 0 | 0 | 0 | [5 empty] | 0 | 0 | 0 | 0 |  | 0 | 0 | 0 | 0 | 0 | 0 | 0 | 0 | 0 | 0 | 0 | 0 | 0 | 0 | 0 | 0 | 0 | 0 | 0 | 0 | 0 | 0
236 | Lamont | {} | 1 | 0 | 0 | 1 | 1 | [5 empty] | 0 | 0 | 0 | 0 |  | 1 | 1 | 0 | 0 | 1 | 1 | 0 | 0 | 0 | 1 | 0 | 0 | 1 | 1 | 1 | 0 | 0 | 0 | 1 | 0 | 0 | 1
237 | Kramer | {} | 30811 | 2382 | 0.08 | 28430 | 0.92 | [5 empty] | 0 | 0 | 0 | 0 |  | 0 | 0 | 0 | 0 | 25339 | 0.82 | 5473 | 2551 | 0.08 | 28261 | 11 | 0 | 30800 | 25821 | 0.84 | 4990 | 20883 | 0.68 | 9928 | 25 | 0 | 30787
238 | New Colgate | {} | 0 | 0 | 0 | 0 | 0 | [5 empty] | 0 | 0 | 0 | 0 |  | 0 | 0 | 0 | 0 | 0 | 0 | 0 | 0 | 0 | 0 | 0 | 0 | 0 | 0 | 0 | 0 | 0 | 0 | 0 | 0 | 0 | 0
239 | Weber | {} | 0 | 0 | 0 | 0 | 0 | [5 empty] | 0 | 0 | 0 | 0 |  | 0 | 0 | 0 | 0 | 0 | 0 | 0 | 0 | 0 | 0 | 0 | 0 | 0 | 0 | 0 | 0 | 0 | 0 | 0 | 0 | 0 | 0
240 | Malaga | {} | 0 | 0 | 0 | 0 | 0 | [5 empty] | 0 | 0 | 0 | 0 |  | 0 | 0 | 0 | 0 | 0 | 0 | 0 | 0 | 0 | 0 | 0 | 0 | 0 | 0 | 0 | 0 | 0 | 0 | 0 | 0 | 0 | 0
241 | Old Town | {'Vine': [2.0, 212.0], 'Point Loma': [2.9, 212.0], 'Mission': [3.4, 211.0], 'Mesa Heights': [4.9, 156.0], 'Silvergate': [5.7, 189.0], 'Kearny': [5.8, 155.0], 'Elliott': [6.9, 122.0], 'Elliot': [7.0, 121.0], 'Murray': [9.9, 2.0], 'Penasquitos': [10.7, 23.0], 'Spring Valley': [11.1, 1.0], 'Bay Boulevard': [12.3, 124.0], 'North City Metering': [13.5, 23.0], 'Miguel': [13.5, 26.0], 'Telegraph Canyon': [13.5, 32.0], 'Salt Creek': [13.6, 23.0], 'Imperial Beach': [13.8, 58.0], 'Otay': [14.2, 33.0], 'San Ysidro': [17.1, 27.0]} | 561 | 197 | 0.35 | 364 | 0.65 | [5 empty] | 0 | 0 | 0 | 0 |  | 0 | 0 | 0 | 0 | 14 | 0.03 | 547 | 114 | 0.2 | 447 | 306 | 0.55 | 255 | 311 | 0.55 | 250 | 0 | 0 | 561 | 29 | 0.05 | 532
242 | Viejo | {} | 117 | 34 | 0.29 | 83 | 0.71 | [5 empty] | 0 | 0 | 0 | 0 |  | 0 | 0 | 0 | 0 | 9 | 0.08 | 108 | 35 | 0.3 | 82 | 68 | 0.58 | 49 | 77 | 0.66 | 40 | 0 | 0 | 117 | 3 | 0.03 | 114
243 | Shadowridge | {'San Marcos': [2.5, 8.0], 'Palomar Airport': [3.1, 22.0], 'Melrose': [4.6, 17.0], 'Cannon': [5.4, 22.0], 'Encina': [5.6, 22.0], 'Ocean Ranch': [5.8, 17.0], 'San Luis Rey': [7.3, 17.0], 'Artesian': [10.3, 4.0], 'North City Metering': [12.7, 5.0], 'Pendleton': [12.9, 14.0], 'Penasquitos': [15.5, 3.0]} | 207 | 29 | 0.14 | 178 | 0.86 | [5 empty] | 0 | 0 | 0 | 0 |  | 0 | 0 | 0 | 0 | 34 | 0.16 | 174 | 162 | 0.78 | 45 | 168 | 0.81 | 39 | 168 | 0.81 | 39 | 0 | 0 | 207 | 32 | 0.16 | 175
244 | Chowchilla | {} | 0 | 0 | 0 | 0 | 0 | [5 empty] | 0 | 0 | 0 | 0 |  | 0 | 0 | 0 | 0 | 0 | 0 | 0 | 0 | 0 | 0 | 0 | 0 | 0 | 0 | 0 | 0 | 0 | 0 | 0 | 0 | 0 | 0
245 | ECO | {'Ocotillo Express': [9.1, 45.0], 'Boulevard': [9.3, 2032.0], 'Carrizo Gorge': [10.6, 2020.0], 'Crestwood': [14.5, 1999.0]} | 34377 | 9484 | 0.28 | 24893 | 0.72 | [5 empty] | 1 | 0 | 0 | 0 |  | 16204 | 0.47 | 7190 | 0.21 | 7800 | 0.23 | 26577 | 4866 | 0.14 | 29511 | 12295 | 0.36 | 22082 | 20767 | 0.6 | 13610 | 10290 | 0.3 | 24087 | 445 | 0.01 | 33932
246 | Roadway | {'New Sub - Kramer - Lugo (Proposed)': [0.0, 400.0], 'Victor': [5.1, 25.0]} | 12496 | 1128 | 0.09 | 11367 | 0.91 | [5 empty] | 0 | 0 | 0 | 0 |  | 17 | 0 | 0 | 0 | 7263 | 0.58 | 5233 | 7980 | 0.64 | 4516 | 4067 | 0.33 | 8429 | 9775 | 0.78 | 2721 | 6144 | 0.49 | 6352 | 33 | 0 | 12463
247 | Miguel | {'Salt Creek': [0.1, 27.0], 'Telegraph Canyon': [3.4, 30.0], 'Otay': [7.2, 30.0], 'Bay Boulevard': [8.1, 28.0], 'Otay Mesa': [8.4, 4.0], 'San Ysidro': [8.5, 29.0], 'Silvergate': [9.3, 26.0], 'Imperial Beach': [9.4, 28.0], 'Mission': [11.5, 26.0], 'Vine': [12.0, 26.0], 'Old Town': [13.5, 26.0], 'Point Loma': [15.1, 26.0]} | 693 | 164 | 0.24 | 530 | 0.76 | [5 empty] | 0 | 0 | 0 | 0 |  | 0 | 0 | 0 | 0 | 54 | 0.08 | 639 | 260 | 0.38 | 433 | 473 | 0.68 | 221 | 478 | 0.69 | 215 | 3 | 0 | 691 | 53 | 0.08 | 641
248 | Moss Landing | {'Green Valley': [10.2, 5.0], 'Salinas': [11.0, 29.0]} | 279 | 57 | 0.2 | 222 | 0.8 | [5 empty] | 1 | 0 | 2 | 0.01 |  | 0 | 0 | 0 | 0 | 22 | 0.08 | 257 | 169 | 0.6 | 110 | 173 | 0.62 | 106 | 195 | 0.7 | 84 | 0 | 0 | 279 | 61 | 0.22 | 218
249 | Mendota | {} | 0 | 0 | 0 | 0 | 0 | [5 empty] | 0 | 0 | 0 | 0 |  | 0 | 0 | 0 | 0 | 0 | 0 | 0 | 0 | 0 | 0 | 0 | 0 | 0 | 0 | 0 | 0 | 0 | 0 | 0 | 0 | 0 | 0
250 | Coolwater | {'Harvard': [13.1, 5269.0]} | 58713 | 22097 | 0.38 | 36615 | 0.62 | [5 empty] | 706 | 0.01 | 581 | 0.01 |  | 0 | 0 | 0 | 0 | 32219 | 0.55 | 26493 | 12208 | 0.21 | 46505 | 5864 | 0.1 | 52848 | 33349 | 0.57 | 25363 | 22763 | 0.39 | 35949 | 1128 | 0.02 | 57585
251 | Innovation | {'Mercury': [5.5, 707.0]} | 30507 | 1920 | 0.06 | 28587 | 0.94 | [5 empty] | 0 | 0 | 0 | 0 |  | 0 | 0 | 0 | 0 | 0 | 0 | 30507 | 0 | 0 | 30507 | 0 | 0 | 30507 | 0 | 0 | 30507 | 0 | 0 | 30507 | 0 | 0 | 30507
252 | Inyo | {'Control': [2.2, 157.0]} | 3686 | 157 | 0.04 | 3529 | 0.96 | [5 empty] | 0 | 0 | 0 | 0 |  | 28 | 0.01 | 0 | 0 | 0 | 0 | 3686 | 91 | 0.02 | 3595 | 1983 | 0.54 | 1703 | 1983 | 0.54 | 1703 | 3417 | 0.93 | 269 | 911 | 0.25 | 2775
253 | Richmond | {'Leavitt': [7.1, 331.0]} | 37579 | 8775 | 0.23 | 28804 | 0.77 | [5 empty] | 4179 | 0.11 | 0 | 0 |  | 29772 | 0.79 | 614 | 0.02 | 17117 | 0.46 | 20462 | 5860 | 0.16 | 31719 | 4702 | 0.13 | 32877 | 19629 | 0.52 | 17951 | 22903 | 0.61 | 14676 | 3016 | 0.08 | 34563
254 | Salinas | {'Moss Landing': [11.0, 29.0]} | 1646 | 1267 | 0.77 | 379 | 0.23 | [5 empty] | 55 | 0.03 | 1124 | 0.68 |  | 182 | 0.11 | 0 | 0 | 184 | 0.11 | 1462 | 135 | 0.08 | 1511 | 138 | 0.08 | 1508 | 322 | 0.2 | 1324 | 140 | 0.09 | 1506 | 80 | 0.05 | 1566
255 | Cloverdale | {} | 12240 | 358 | 0.03 | 11882 | 0.97 | [5 empty] | 152 | 0.01 | 28 | 0 |  | 5131 | 0.42 | 4697 | 0.38 | 10358 | 0.85 | 1882 | 3613 | 0.3 | 8627 | 6693 | 0.55 | 5548 | 11028 | 0.9 | 1212 | 7299 | 0.6 | 4942 | 11 | 0 | 12229
256 | Colgate | {} | 0 | 0 | 0 | 0 | 0 | [5 empty] | 0 | 0 | 0 | 0 |  | 0 | 0 | 0 | 0 | 0 | 0 | 0 | 0 | 0 | 0 | 0 | 0 | 0 | 0 | 0 | 0 | 0 | 0 | 0 | 0 | 0 | 0
257 | New Sub - Suncrest - Ocotillo (Proposed) | {'Crestwood': [8.6, 4733.0], 'Cameron': [10.2, 2832.0], 'Carrizo Gorge': [11.9, 4733.0], 'Boulevard': [13.7, 4728.0]} | 34304 | 9291 | 0.27 | 25013 | 0.73 | [5 empty] | 1 | 0 | 0 | 0 |  | 14065 | 0.41 | 18664 | 0.54 | 2057 | 0.06 | 32248 | 6764 | 0.2 | 27540 | 15831 | 0.46 | 18473 | 18009 | 0.52 | 16295 | 10899 | 0.32 | 23405 | 491 | 0.01 | 33813
258 | East Nicolaus | {} | 0 | 0 | 0 | 0 | 0 | [5 empty] | 0 | 0 | 0 | 0 |  | 0 | 0 | 0 | 0 | 0 | 0 | 0 | 0 | 0 | 0 | 0 | 0 | 0 | 0 | 0 | 0 | 0 | 0 | 0 | 0 | 0 | 0
259 | Renfro | {} | 0 | 0 | 0 | 0 | 0 | [5 empty] | 0 | 0 | 0 | 0 |  | 0 | 0 | 0 | 0 | 0 | 0 | 0 | 0 | 0 | 0 | 0 | 0 | 0 | 0 | 0 | 0 | 0 | 0 | 0 | 0 | 0 | 0
260 | Julian Hinds | {} | 16432 | 3430 | 0.21 | 13002 | 0.79 | [5 empty] | 5 | 0 | 0 | 0 |  | 0 | 0 | 0 | 0 | 1758 | 0.11 | 14674 | 6132 | 0.37 | 10300 | 0 | 0 | 16431 | 7870 | 0.48 | 8562 | 9070 | 0.55 | 7362 | 0 | 0 | 16432
261 | Old River | {} | 0 | 0 | 0 | 0 | 0 | [5 empty] | 0 | 0 | 0 | 0 |  | 0 | 0 | 0 | 0 | 0 | 0 | 0 | 0 | 0 | 0 | 0 | 0 | 0 | 0 | 0 | 0 | 0 | 0 | 0 | 0 | 0 | 0
262 | Bellevue | {} | 4609 | 58 | 0.01 | 4550 | 0.99 | [5 empty] | 181 | 0.04 | 0 | 0 |  | 3302 | 0.72 | 0 | 0 | 3706 | 0.8 | 902 | 1316 | 0.29 | 3293 | 2882 | 0.63 | 1727 | 4325 | 0.94 | 284 | 3732 | 0.81 | 877 | 32 | 0.01 | 4576
263 | Highline | {'North Gila - IV (Proposed)': [4.2, 844.0], 'Drop 4': [5.5, 844.0]} | 8195 | 1401 | 0.17 | 6794 | 0.83 | [5 empty] | 20 | 0 | 5 | 0 |  | 0 | 0 | 0 | 0 | 796 | 0.1 | 7399 | 4518 | 0.55 | 3677 | 4518 | 0.55 | 3677 | 5313 | 0.65 | 2882 | 5345 | 0.65 | 2849 | 164 | 0.02 | 8031
264 | Clayton | {'Meadow Lane': [4.7, 10.0], 'Kirker': [6.3, 10.0], 'Pittsburg': [7.5, 10.0], 'GWF 2': [7.7, 11.0], 'Alhambra': [9.4, 9.0], 'Martinez': [9.4, 10.0], 'Tassajara': [10.6, 1.0], 'Contra Costa': [10.8, 1.0], 'Lone Tree': [11.3, 1.0], 'Collinsville': [11.9, 6.0], 'Contra Costa PP': [12.2, 1.0], 'Bahia': [13.2, 10.0], 'Birds Landing': [14.6, 2.0], 'Brentwood': [15.9, 1.0], 'Shiloh III': [17.0, 2.0]} | 23361 | 2056 | 0.09 | 21305 | 0.91 | [5 empty] | 1333 | 0.06 | 2 | 0 |  | 9616 | 0.41 | 102 | 0 | 10975 | 0.47 | 12386 | 16419 | 0.7 | 6942 | 11409 | 0.49 | 11953 | 19134 | 0.82 | 4228 | 4054 | 0.17 | 19308 | 10019 | 0.43 | 13343
265 | Hilltop | {} | 138054 | 10906 | 0.08 | 127149 | 0.92 | [5 empty] | 12746 | 0.09 | 9273 | 0.07 |  | 18602 | 0.13 | 0 | 0 | 73879 | 0.54 | 64175 | 34796 | 0.25 | 103259 | 15133 | 0.11 | 122921 | 102066 | 0.74 | 35988 | 91681 | 0.66 | 46374 | 12924 | 0.09 | 125131
266 | Lakeville | {'Corona': [4.2, 58.0], 'Penngrove': [7.0, 58.0], 'Ignacio': [12.3, 37.0]} | 5809 | 201 | 0.03 | 5608 | 0.97 | [5 empty] | 88 | 0.02 | 0 | 0 |  | 4969 | 0.86 | 0 | 0 | 4428 | 0.76 | 1381 | 1885 | 0.32 | 3924 | 3210 | 0.55 | 2599 | 5056 | 0.87 | 753 | 4788 | 0.82 | 1021 | 265 | 0.05 | 5544
267 | Fig Garden | {} | 0 | 0 | 0 | 0 | 0 | [5 empty] | 0 | 0 | 0 | 0 |  | 0 | 0 | 0 | 0 | 0 | 0 | 0 | 0 | 0 | 0 | 0 | 0 | 0 | 0 | 0 | 0 | 0 | 0 | 0 | 0 | 0 | 0
268 | GWF Tracy | {} | 29987 | 0 | 0 | 29987 | 1 | [5 empty] | 793 | 0.03 | 1026 | 0.03 |  | 25611 | 0.85 | 1785 | 0.06 | 27215 | 0.91 | 2772 | 24990 | 0.83 | 4997 | 27562 | 0.92 | 2425 | 29987 | 1 | 0 | 13659 | 0.46 | 16328 | 845 | 0.03 | 29142
269 | Pahrump | {'Gamebird': [4.5, 2.0], 'Thousandaire': [4.6, 33.0], 'Charleston': [8.1, 32.0]} | 12348 | 286 | 0.02 | 12062 | 0.98 | [5 empty] | 0 | 0 | 0 | 0 |  | 0 | 0 | 0 | 0 | 3071 | 0.25 | 9276 | 639 | 0.05 | 11708 | 4161 | 0.34 | 8187 | 5761 | 0.47 | 6587 | 9827 | 0.8 | 2521 | 110 | 0.01 | 12238
270 | Curtis | {} | 0 | 0 | 0 | 0 | 0 | [5 empty] | 0 | 0 | 0 | 0 |  | 0 | 0 | 0 | 0 | 0 | 0 | 0 | 0 | 0 | 0 | 0 | 0 | 0 | 0 | 0 | 0 | 0 | 0 | 0 | 0 | 0 | 0
271 | Quinto | {} | 4364 | 0 | 0 | 4364 | 1 | [5 empty] | 3 | 0 | 0 | 0 |  | 2558 | 0.59 | 1800 | 0.41 | 4261 | 0.98 | 103 | 269 | 0.06 | 4094 | 458 | 0.1 | 3906 | 4346 | 1 | 18 | 4131 | 0.95 | 233 | 13 | 0 | 4351
272 | Melrose | {'Ocean Ranch': [2.4, 29.0], 'Shadowridge': [4.6, 17.0], 'San Luis Rey': [4.7, 29.0], 'Palomar Airport': [6.1, 24.0], 'San Marcos': [6.3, 3.0], 'Cannon': [6.6, 29.0], 'Encina': [6.8, 29.0], 'Pendleton': [8.5, 27.0], 'North City Metering': [17.3, 0.0]} | 208 | 29 | 0.14 | 178 | 0.86 | [5 empty] | 0 | 0 | 0 | 0 |  | 2 | 0.01 | 0 | 0 | 34 | 0.16 | 174 | 163 | 0.78 | 45 | 169 | 0.81 | 39 | 169 | 0.81 | 39 | 0 | 0 | 208 | 32 | 0.16 | 175
273 | Valley (VEA) | {'Valley Switch': [4.9, 1.0]} | 6068 | 6 | 0 | 6063 | 1 | [5 empty] | 0 | 0 | 0 | 0 |  | 0 | 0 | 0 | 0 | 0 | 0 | 6068 | 0 | 0 | 6068 | 0 | 0 | 6068 | 0 | 0 | 6068 | 2867 | 0.47 | 3201 | 12 | 0 | 6057
274 | Avocado | {} | 82 | 5 | 0.06 | 77 | 0.94 | [5 empty] | 0 | 0 | 0 | 0 |  | 1 | 0.01 | 0 | 0 | 0 | 0 | 82 | 78 | 0.95 | 4 | 78 | 0.95 | 4 | 78 | 0.95 | 4 | 0 | 0 | 82 | 28 | 0.34 | 54
275 | New Sub - North Gila - IV (Proposed) | {'North Gila - IV (Proposed)': [2.1, 1036.0], 'Highline': [5.5, 844.0]} | 6400 | 1105 | 0.17 | 5294 | 0.83 | [5 empty] | 14 | 0 | 5 | 0 |  | 0 | 0 | 0 | 0 | 0 | 0 | 6400 | 4518 | 0.71 | 1882 | 4518 | 0.71 | 1882 | 4518 | 0.71 | 1882 | 3974 | 0.62 | 2426 | 162 | 0.03 | 6238
276 | Caliente | {'Carrizo Plains': [6.9, 135.0], 'Topaz': [8.0, 135.0], 'Solar': [8.0, 135.0], 'Kernridge': [10.9, 65.0], 'Temblor': [12.4, 29.0]} | 1843 | 163 | 0.09 | 1680 | 0.91 | [5 empty] | 0 | 0 | 0 | 0 |  | 1089 | 0.59 | 0 | 0 | 1373 | 0.74 | 470 | 0 | 0 | 1843 | 277 | 0.15 | 1566 | 1373 | 0.74 | 470 | 1093 | 0.59 | 750 | 0 | 0 | 1843
277 | San Luis Obispo | {'Oceano': [11.5, 21.0], 'Diablo Canyon': [12.3, 82.0], 'Callender': [15.2, 11.0]} | 6655 | 939 | 0.14 | 5716 | 0.86 | [5 empty] | 1 | 0 | 0 | 0 |  | 4663 | 0.7 | 1045 | 0.16 | 2548 | 0.38 | 4107 | 704 | 0.11 | 5951 | 3164 | 0.48 | 3490 | 4224 | 0.63 | 2431 | 4395 | 0.66 | 2260 | 130 | 0.02 | 6525
278 | Valley Home | {} | 0 | 0 | 0 | 0 | 0 | [5 empty] | 0 | 0 | 0 | 0 |  | 0 | 0 | 0 | 0 | 0 | 0 | 0 | 0 | 0 | 0 | 0 | 0 | 0 | 0 | 0 | 0 | 0 | 0 | 0 | 0 | 0 | 0
279 | Big Creek | {} | 9 | 0 | 0 | 9 | 1 | [5 empty] | 0 | 0 | 0 | 0 |  | 9 | 1 | 0 | 0 | 0 | 0 | 9 | 0 | 0 | 9 | 9 | 1 | 0 | 9 | 1 | 0 | 9 | 1 | 0 | 0 | 0 | 9
280 | West Fresno | {} | 0 | 0 | 0 | 0 | 0 | [5 empty] | 0 | 0 | 0 | 0 |  | 0 | 0 | 0 | 0 | 0 | 0 | 0 | 0 | 0 | 0 | 0 | 0 | 0 | 0 | 0 | 0 | 0 | 0 | 0 | 0 | 0 | 0
281 | Sylmar | {'Saugus': [9.2, 226.0], 'Pardee': [10.4, 226.0]} | 2648 | 255 | 0.1 | 2393 | 0.9 | [5 empty] | 0 | 0 | 0 | 0 |  | 1561 | 0.59 | 1011 | 0.38 | 1693 | 0.64 | 955 | 0 | 0 | 2648 | 120 | 0.05 | 2528 | 1729 | 0.65 | 920 | 1368 | 0.52 | 1280 | 88 | 0.03 | 2560
282 | Tracy | {} | 30496 | 96 | 0 | 30400 | 1 | [5 empty] | 793 | 0.03 | 1026 | 0.03 |  | 27142 | 0.89 | 764 | 0.03 | 27065 | 0.89 | 3431 | 26790 | 0.88 | 3706 | 29224 | 0.96 | 1272 | 30238 | 0.99 | 258 | 12808 | 0.42 | 17688 | 882 | 0.03 | 29614
283 | Pease | {} | 1591 | 0 | 0 | 1591 | 1 | [5 empty] | 0 | 0 | 0 | 0 |  | 1591 | 1 | 0 | 0 | 1538 | 0.97 | 53 | 1034 | 0.65 | 556 | 1034 | 0.65 | 556 | 1557 | 0.98 | 33 | 1304 | 0.82 | 286 | 5 | 0 | 1585
284 | Spring Valley | {'Murray': [3.8, 1.0], 'Elliot': [7.3, 1.0], 'Elliott': [7.3, 1.0], 'Mission': [8.4, 1.0], 'Silvergate': [8.7, 1.0], 'Kearny': [9.9, 1.0], 'Vine': [10.2, 1.0], 'Bay Boulevard': [10.5, 1.0], 'Mesa Heights': [10.9, 1.0], 'Old Town': [11.1, 1.0], 'Point Loma': [13.4, 1.0]} | 700 | 184 | 0.26 | 517 | 0.74 | [5 empty] | 0 | 0 | 0 | 0 |  | 0 | 0 | 0 | 0 | 54 | 0.08 | 646 | 245 | 0.35 | 455 | 458 | 0.65 | 242 | 464 | 0.66 | 237 | 0 | 0 | 700 | 49 | 0.07 | 652
285 | Honcut | {} | 1123 | 0 | 0 | 1123 | 1 | [5 empty] | 0 | 0 | 0 | 0 |  | 1123 | 1 | 0 | 0 | 1086 | 0.97 | 37 | 850 | 0.76 | 274 | 850 | 0.76 | 274 | 1090 | 0.97 | 33 | 1116 | 0.99 | 7 | 3 | 0 | 1121
286 | Rancho Mission Viejo | {'Margarita': [2.4, 39.0], 'Capistrano': [3.9, 40.0], 'Q1806': [4.5, 39.0], 'Trabuco': [5.0, 37.0], 'Talega': [5.3, 40.0], 'North of SONGS': [5.5, 40.0], 'San Onofre': [11.2, 14.0]} | 103 | 45 | 0.44 | 58 | 0.56 | [5 empty] | 0 | 0 | 0 | 0 |  | 0 | 0 | 0 | 0 | 0 | 0 | 103 | 29 | 0.28 | 74 | 50 | 0.48 | 53 | 50 | 0.48 | 53 | 0 | 0 | 103 | 0 | 0 | 103
287 | Encina | {'Cannon': [0.2, 34.0], 'Palomar Airport': [2.9, 29.0], 'San Luis Rey': [5.2, 29.0], 'Shadowridge': [5.6, 22.0], 'Ocean Ranch': [5.7, 30.0], 'Melrose': [6.8, 29.0], 'San Marcos': [8.0, 8.0], 'Pendleton': [11.9, 27.0], 'North City Metering': [14.0, 5.0], 'Artesian': [14.1, 4.0], 'Penasquitos': [16.6, 3.0]} | 215 | 29 | 0.14 | 186 | 0.86 | [5 empty] | 0 | 0 | 0 | 0 |  | 2 | 0.01 | 0 | 0 | 34 | 0.16 | 182 | 170 | 0.79 | 45 | 176 | 0.82 | 39 | 176 | 0.82 | 39 | 0 | 0 | 215 | 32 | 0.15 | 183
288 | Bullard | {} | 0 | 0 | 0 | 0 | 0 | [5 empty] | 0 | 0 | 0 | 0 |  | 0 | 0 | 0 | 0 | 0 | 0 | 0 | 0 | 0 | 0 | 0 | 0 | 0 | 0 | 0 | 0 | 0 | 0 | 0 | 0 | 0 | 0
289 | Hicks | {'Vasona': [3.8, 33.0], 'El Patio': [4.5, 33.0], 'Saratoga': [7.0, 33.0], 'Monta Vista': [11.3, 33.0]} | 102 | 33 | 0.32 | 69 | 0.68 | [5 empty] | 0 | 0 | 0 | 0 |  | 69 | 0.68 | 0 | 0 | 69 | 0.68 | 33 | 0 | 0 | 102 | 12 | 0.12 | 90 | 69 | 0.68 | 33 | 38 | 0.37 | 64 | 1 | 0.01 | 101
290 | Olivehurst | {} | 201 | 0 | 0 | 201 | 1 | [5 empty] | 0 | 0 | 0 | 0 |  | 201 | 1 | 0 | 0 | 168 | 0.83 | 33 | 119 | 0.59 | 81 | 119 | 0.59 | 81 | 168 | 0.83 | 33 | 200 | 1 | 1 | 0 | 0 | 201
291 | Temblor | {'Kernridge': [4.8, 29.0], 'Caliente': [12.4, 29.0]} | 639 | 163 | 0.26 | 476 | 0.74 | [5 empty] | 0 | 0 | 0 | 0 |  | 498 | 0.78 | 0 | 0 | 330 | 0.52 | 310 | 0 | 0 | 639 | 213 | 0.33 | 426 | 330 | 0.52 | 310 | 278 | 0.43 | 361 | 0 | 0 | 639
292 | Olinda | {} | 0 | 0 | 0 | 0 | 0 | [5 empty] | 0 | 0 | 0 | 0 |  | 0 | 0 | 0 | 0 | 0 | 0 | 0 | 0 | 0 | 0 | 0 | 0 | 0 | 0 | 0 | 0 | 0 | 0 | 0 | 0 | 0 | 0
293 | Mt. Eden | {'Eastshore': [0.9, 86.0], 'Grant': [4.2, 83.0], 'Castro Valley': [4.7, 76.0], 'Dumbarton': [5.7, 20.0], 'San Leandro U': [6.0, 82.0], 'Edes': [8.9, 81.0], 'Ravenswood': [9.9, 22.0], 'Oakland J': [11.0, 64.0], 'Cooley Landing': [11.1, 8.0], 'Oakland X': [14.0, 64.0], 'Burlingame': [14.5, 1.0], 'Menlo': [14.9, 2.0], 'Oakland C': [15.1, 64.0], 'Moraga': [15.4, 12.0], 'Oakland L': [15.5, 64.0], 'Jefferson': [15.8, 4.0], 'Millbrae': [15.9, 1.0], 'Martin': [17.4, 10.0], 'SAN FRAN A (POTRERO PP)': [17.7, 18.0], 'Potrero': [17.7, 19.0]} | 539 | 232 | 0.43 | 307 | 0.57 | [5 empty] | 0 | 0 | 0 | 0 |  | 59 | 0.11 | 0 | 0 | 58 | 0.11 | 481 | 91 | 0.17 | 448 | 133 | 0.25 | 406 | 191 | 0.35 | 348 | 58 | 0.11 | 481 | 110 | 0.2 | 429
294 | Woodland | {} | 62 | 0 | 0 | 62 | 1 | [5 empty] | 7 | 0.12 | 0 | 0 |  | 62 | 1 | 0 | 0 | 62 | 1 | 0 | 0 | 0 | 62 | 0 | 0 | 62 | 62 | 1 | 0 | 44 | 0.71 | 18 | 0 | 0 | 62
295 | Trabuco | {'Q1806': [2.1, 43.0], 'Margarita': [2.7, 37.0], 'Capistrano': [3.5, 43.0], 'Rancho Mission Viejo': [5.0, 37.0], 'Santiago': [8.9, 7.0], 'Talega': [9.6, 36.0], 'North of SONGS': [9.7, 36.0], 'San Onofre': [15.1, 11.0]} | 278 | 61 | 0.22 | 218 | 0.78 | [5 empty] | 0 | 0 | 0 | 0 |  | 0 | 0 | 0 | 0 | 9 | 0.03 | 269 | 55 | 0.2 | 224 | 192 | 0.69 | 86 | 201 | 0.72 | 77 | 0 | 0 | 278 | 6 | 0.02 | 273
296 | Cantua | {} | 264 | 0 | 0 | 264 | 1 | [5 empty] | 0 | 0 | 0 | 0 |  | 171 | 0.65 | 76 | 0.29 | 264 | 1 | 0 | 0 | 0 | 264 | 27 | 0.1 | 237 | 264 | 1 | 0 | 193 | 0.73 | 71 | 0 | 0 | 264
297 | Rancho Vista | {} | 1413 | 0 | 0 | 1413 | 1 | [5 empty] | 0 | 0 | 0 | 0 |  | 331 | 0.23 | 1053 | 0.75 | 1413 | 1 | 0 | 612 | 0.43 | 802 | 284 | 0.2 | 1129 | 1413 | 1 | 0 | 691 | 0.49 | 722 | 2 | 0 | 1411
298 | Los Esteros | {} | 980 | 0 | 0 | 980 | 1 | [5 empty] | 0 | 0 | 0 | 0 |  | 878 | 0.9 | 43 | 0.04 | 921 | 0.94 | 59 | 638 | 0.65 | 343 | 659 | 0.67 | 321 | 942 | 0.96 | 38 | 920 | 0.94 | 60 | 69 | 0.07 | 911
299 | Humboldt Bay | {'Harris': [4.9, 139.0], 'Humboldt': [5.9, 139.0], 'Arcata': [10.8, 110.0]} | 1424 | 331 | 0.23 | 1094 | 0.77 | [5 empty] | 0 | 0 | 0 | 0 |  | 0 | 0 | 0 | 0 | 282 | 0.2 | 1142 | 128 | 0.09 | 1296 | 162 | 0.11 | 1262 | 355 | 0.25 | 1069 | 500 | 0.35 | 924 | 267 | 0.19 | 1157
300 | Shiloh III | {'Birds Landing': [3.3, 8422.0], 'Lambie': [3.8, 6177.0], 'Lambie Energy': [3.8, 6178.0], 'Collinsville': [6.2, 6754.0], 'Pittsburg': [9.6, 1337.0], 'Peabody': [10.5, 1165.0], 'GWF 2': [10.7, 1377.0], 'Kirker': [10.8, 1013.0], 'Contra Costa PP': [11.7, 2586.0], 'Contra Costa': [12.3, 1450.0], 'Grand Island': [14.5, 2818.0], 'Lone Tree': [16.2, 210.0], 'Bahia': [16.8, 2.0], 'Clayton': [17.0, 2.0], 'Meadow Lane': [18.1, 2.0], 'Martinez': [18.1, 2.0]} | 88956 | 10836 | 0.12 | 78121 | 0.88 | [5 empty] | 22029 | 0.25 | 22541 | 0.25 |  | 31428 | 0.35 | 0 | 0 | 14834 | 0.17 | 74123 | 35125 | 0.39 | 53831 | 31068 | 0.35 | 57889 | 46118 | 0.52 | 42838 | 4196 | 0.05 | 84760 | 27152 | 0.31 | 61804
301 | Westpark | {} | 0 | 0 | 0 | 0 | 0 | [5 empty] | 0 | 0 | 0 | 0 |  | 0 | 0 | 0 | 0 | 0 | 0 | 0 | 0 | 0 | 0 | 0 | 0 | 0 | 0 | 0 | 0 | 0 | 0 | 0 | 0 | 0 | 0
302 | Pendleton | {'San Luis Rey': [6.8, 27.0], 'Ocean Ranch': [7.2, 27.0], 'Melrose': [8.5, 27.0], 'Cannon': [11.9, 27.0], 'Encina': [11.9, 27.0], 'Shadowridge': [12.9, 14.0], 'Palomar Airport': [13.2, 21.0]} | 197 | 32 | 0.16 | 166 | 0.84 | [5 empty] | 0 | 0 | 0 | 0 |  | 3 | 0.01 | 0 | 0 | 34 | 0.17 | 164 | 152 | 0.77 | 45 | 154 | 0.78 | 43 | 154 | 0.78 | 43 | 0 | 0 | 197 | 30 | 0.15 | 167
303 | Burney Forest Power | {'Burney Forest': [0.0, 559.0], 'Carberry': [2.4, 559.0], 'New Sub - Pit 1 - Cottonwood (Proposed)': [6.7, 559.0], 'Pit 3': [8.5, 22.0], 'Pit 4': [10.3, 194.0], 'Cove Road': [11.1, 559.0], 'Round Mt.': [12.5, 537.0]} | 6686 | 893 | 0.13 | 5793 | 0.87 | [5 empty] | 0 | 0 | 0 | 0 |  | 5212 | 0.78 | 83 | 0.01 | 3746 | 0.56 | 2941 | 1130 | 0.17 | 5556 | 856 | 0.13 | 5830 | 4753 | 0.71 | 1933 | 2894 | 0.43 | 3793 | 68 | 0.01 | 6619
304 | Llagas | {} | 242 | 0 | 0 | 242 | 1 | [5 empty] | 0 | 0 | 0 | 0 |  | 189 | 0.78 | 53 | 0.22 | 242 | 1 | 0 | 19 | 0.08 | 223 | 19 | 0.08 | 223 | 242 | 1 | 0 | 242 | 1 | 0 | 4 | 0.02 | 238
305 | Los Banos | {} | 4635 | 0 | 0 | 4635 | 1 | [5 empty] | 3 | 0 | 0 | 0 |  | 2312 | 0.5 | 2317 | 0.5 | 4617 | 1 | 18 | 202 | 0.04 | 4433 | 390 | 0.08 | 4245 | 4635 | 1 | 0 | 4402 | 0.95 | 233 | 9 | 0 | 4625
306 | Peabody | {'Lambie': [7.1, 2254.0], 'Lambie Energy': [7.1, 2254.0], 'Vaca-Dixon & Gc Yard': [8.5, 1442.0], 'Shiloh III': [10.5, 1165.0], 'Birds Landing': [13.5, 1165.0], 'Collinsville': [16.0, 1108.0], 'Tulucay': [16.2, 192.0], 'Parkway': [16.4, 149.0], 'Putah Creek': [16.6, 353.0]} | 66238 | 6855 | 0.1 | 59383 | 0.9 | [5 empty] | 14060 | 0.21 | 9420 | 0.14 |  | 40170 | 0.61 | 0 | 0 | 23186 | 0.35 | 43052 | 24163 | 0.36 | 42075 | 22415 | 0.34 | 43823 | 44496 | 0.67 | 21742 | 13140 | 0.2 | 53098 | 20018 | 0.3 | 46220
307 | Silvergate | {'Vine': [3.7, 189.0], 'Old Town': [5.7, 189.0], 'Point Loma': [6.1, 189.0], 'Mission': [6.2, 188.0], 'Bay Boulevard': [6.6, 127.0], 'Imperial Beach': [8.2, 62.0], 'Telegraph Canyon': [8.4, 35.0], 'Otay': [8.5, 36.0], 'Spring Valley': [8.7, 1.0], 'Elliot': [9.0, 121.0], 'Elliott': [9.0, 122.0], 'Miguel': [9.3, 26.0], 'Salt Creek': [9.4, 23.0], 'Mesa Heights': [9.4, 133.0], 'Murray': [9.6, 2.0], 'Kearny': [9.6, 132.0], 'San Ysidro': [11.4, 30.0]} | 713 | 198 | 0.28 | 515 | 0.72 | [5 empty] | 0 | 0 | 0 | 0 |  | 0 | 0 | 0 | 0 | 42 | 0.06 | 671 | 245 | 0.34 | 467 | 457 | 0.64 | 256 | 462 | 0.65 | 251 | 0 | 0 | 713 | 47 | 0.07 | 665
308 | Kelso | {} | 31478 | 96 | 0 | 31382 | 1 | [5 empty] | 793 | 0.03 | 1026 | 0.03 |  | 28134 | 0.89 | 753 | 0.02 | 27609 | 0.88 | 3869 | 27783 | 0.88 | 3695 | 30217 | 0.96 | 1261 | 31220 | 0.99 | 258 | 13124 | 0.42 | 18354 | 889 | 0.03 | 30590
309 | Desert View | {} | 3275 | 1882 | 0.57 | 1393 | 0.43 | [5 empty] | 0 | 0 | 0 | 0 |  | 841 | 0.26 | 0 | 0 | 0 | 0 | 3275 | 0 | 0 | 3275 | 0 | 0 | 3275 | 0 | 0 | 3275 | 0 | 0 | 3275 | 0 | 0 | 3275
310 | Clay | {} | 0 | 0 | 0 | 0 | 0 | [5 empty] | 0 | 0 | 0 | 0 |  | 0 | 0 | 0 | 0 | 0 | 0 | 0 | 0 | 0 | 0 | 0 | 0 | 0 | 0 | 0 | 0 | 0 | 0 | 0 | 0 | 0 | 0
311 | Calcite | {} | 40891 | 2934 | 0.07 | 37957 | 0.93 | [5 empty] | 0 | 0 | 0 | 0 |  | 2449 | 0.06 | 2043 | 0.05 | 17282 | 0.42 | 23609 | 13596 | 0.33 | 27295 | 13383 | 0.33 | 27508 | 27302 | 0.67 | 13589 | 21628 | 0.53 | 19263 | 44 | 0 | 40847
312 | Biola | {} | 0 | 0 | 0 | 0 | 0 | [5 empty] | 0 | 0 | 0 | 0 |  | 0 | 0 | 0 | 0 | 0 | 0 | 0 | 0 | 0 | 0 | 0 | 0 | 0 | 0 | 0 | 0 | 0 | 0 | 0 | 0 | 0 | 0
313 | New Sub - Pit 1 - Cottonwood (Proposed) | {'Carberry': [4.4, 559.0], 'Round Mt.': [6.1, 594.0], 'Burney Forest': [6.7, 559.0], 'Burney Forest Power': [6.7, 559.0], 'Cove Road': [6.8, 559.0], 'Pit 4': [11.5, 194.0], 'Pit 3': [12.7, 22.0], 'Fern Road': [14.0, 105.0]} | 6464 | 863 | 0.13 | 5601 | 0.87 | [5 empty] | 0 | 0 | 0 | 0 |  | 4915 | 0.76 | 200 | 0.03 | 3750 | 0.58 | 2714 | 897 | 0.14 | 5567 | 909 | 0.14 | 5555 | 4583 | 0.71 | 1881 | 2954 | 0.46 | 3510 | 68 | 0.01 | 6396
314 | Olive | {} | 0 | 0 | 0 | 0 | 0 | [5 empty] | 0 | 0 | 0 | 0 |  | 0 | 0 | 0 | 0 | 0 | 0 | 0 | 0 | 0 | 0 | 0 | 0 | 0 | 0 | 0 | 0 | 0 | 0 | 0 | 0 | 0 | 0
315 | Lugo | {'Victor': [9.7, 442.0]} | 12886 | 455 | 0.04 | 12431 | 0.96 | [5 empty] | 0 | 0 | 0 | 0 |  | 4320 | 0.34 | 3386 | 0.26 | 8695 | 0.67 | 4192 | 6768 | 0.53 | 6119 | 6576 | 0.51 | 6310 | 12225 | 0.95 | 661 | 5093 | 0.4 | 7793 | 64 | 0 | 12823
316 | Eagle Rock (PGE) | {} | 8623 | 1 | 0 | 8622 | 1 | [5 empty] | 139 | 0.02 | 10 | 0 |  | 3783 | 0.44 | 3798 | 0.44 | 7973 | 0.92 | 649 | 4176 | 0.48 | 4447 | 5681 | 0.66 | 2941 | 8622 | 1 | 1 | 3222 | 0.37 | 5401 | 9 | 0 | 8613
317 | Cosumnes | {} | 0 | 0 | 0 | 0 | 0 | [5 empty] | 0 | 0 | 0 | 0 |  | 0 | 0 | 0 | 0 | 0 | 0 | 0 | 0 | 0 | 0 | 0 | 0 | 0 | 0 | 0 | 0 | 0 | 0 | 0 | 0 | 0 | 0
318 | Imperial Valley | {'El Centro': [11.9, 2.0]} | 12551 | 1944 | 0.15 | 10607 | 0.85 | [5 empty] | 41 | 0 | 24 | 0 |  | 0 | 0 | 0 | 0 | 3712 | 30% | 8839 | 74 | 1% | 12477 | 74 | 0.01 | 12477 | 3786 | 30% | 8765 | 8598 | 0.69 | 3953 | 331 | 0.03 | 12220
319 | Swift | {} | 2415 | 0 | 0 | 2415 | 1 | [5 empty] | 0 | 0 | 0 | 0 |  | 2019 | 0.84 | 396 | 0.16 | 2119 | 88% | 296 | 811 | 34% | 1604 | 823 | 0.34 | 1592 | 2183 | 90% | 232 | 2343 | 0.97 | 72 | 22 | 0.01 | 2393
320 | Windhub | {'Highwind': [7.1, 1324.0], 'Rosamond': [12.1, 4222.0], 'Whirlwind': [15.0, 383.0]} | 77253 | 20749 | 0.27 | 56504 | 0.73 | [5 empty] | 16 | 0 | 399 | 0.01 |  | 14194 | 0.18 | 9365 | 0.12 | 33180 | 43% | 44073 | 16546 | 21% | 60707 | 18847 | 0.24 | 58406 | 49536 | 64% | 27717 | 31222 | 0.4 | 46030 | 527 | 0.01 | 76726
321 | Elliott | {'Elliot': [0.0, 121.0], 'Kearny': [2.8, 122.0], 'Mission': [3.6, 122.0], 'Mesa Heights': [4.1, 122.0], 'Murray': [4.2, 2.0], 'Old Town': [6.9, 122.0], 'Spring Valley': [7.3, 1.0], 'Vine': [7.5, 122.0], 'Silvergate': [9.0, 122.0], 'Point Loma': [9.8, 122.0], 'Bay Boulevard': [14.4, 81.0], 'Otay': [15.4, 1.0], 'Imperial Beach': [16.1, 23.0]} | 549 | 195 | 0.36 | 354 | 0.64 | [5 empty] | 0 | 0 | 0 | 0 |  | 0 | 0 | 0 | 0 | 14 | 3% | 535 | 109 | 20% | 441 | 300 | 0.55 | 249 | 306 | 56% | 244 | 0 | 0 | 549 | 29 | 0.05 | 521
322 | Gates | {} | 36 | 0 | 0 | 36 | 1 | [5 empty] | 0 | 0 | 0 | 0 |  | 28 | 0.8 | 0 | 0 | 36 | 100% | 0 | 0 | 0% | 36 | 13 | 0.36 | 23 | 36 | 100% | 0 | 23 | 0.66 | 12 | 0 | 0 | 36
323 | Madeline | {} | 135424 | 8052 | 0.06 | 127372 | 0.94 | [5 empty] | 12905 | 0.1 | 0 | 0 |  | 87899 | 0.65 | 32197 | 0.24 | 25379 | 19% | 110045 | 8826 | 7% | 126598 | 16107 | 0.12 | 119317 | 40140 | 30% | 95283 | 110414 | 0.82 | 25009 | 31411 | 0.23 | 104012
324 | Putah Creek | {'Vaca-Dixon & Gc Yard': [9.4, 890.0], 'Peabody': [16.6, 353.0]} | 20125 | 2049 | 0.1 | 18076 | 0.9 | [5 empty] | 1383 | 0.07 | 2147 | 0.11 |  | 16047 | 0.8 | 0 | 0 | 16139 | 80% | 3986 | 2900 | 14% | 17226 | 1672 | 0.08 | 18453 | 16996 | 84% | 3129 | 12334 | 0.61 | 7791 | 273 | 0.01 | 19853
325 | San Onofre | {'North of SONGS': [5.6, 20.0], 'Talega': [5.9, 20.0], 'Rancho Mission Viejo': [11.2, 14.0], 'Capistrano': [11.8, 14.0], 'Margarita': [13.2, 13.0], 'Q1806': [13.3, 13.0], 'Trabuco': [15.1, 11.0]} | 229 | 51 | 0.22 | 178 | 0.78 | [5 empty] | 0 | 0 | 0 | 0 |  | 3 | 0.01 | 0 | 0 | 29 | 13% | 200 | 148 | 65% | 81 | 169 | 0.74 | 60 | 169 | 74% | 60 | 0 | 0 | 229 | 30 | 0.13 | 199
326 | Gregg | {} | 0 | 0 | 0 | 0 | 0 | [5 empty] | 0 | 0 | 0 | 0 |  | 0 | 0 | 0 | 0 | 0 | 0% | 0 | 0 | 0% | 0 | 0 | 0 | 0 | 0 | 0% | 0 | 0 | 0 | 0 | 0 | 0 | 0
327 | Gondor | {} | 0 | 0 | 0 | 0 | 0 | [5 empty] | 0 | 0 | 0 | 0 |  | 0 | 0 | 0 | 0 | 0 | 0% | 0 | 0 | 0% | 0 | 0 | 0 | 0 | 0 | 0% | 0 | 0 | 0 | 0 | 0 | 0 | 0
328 | Cabrillo | {} | 22532 | 901 | 0.04 | 21631 | 0.96 | [5 empty] | 181 | 0.01 | 4 | 0 |  | 18891 | 0.84 | 0 | 0 | 17614 | 78% | 4917 | 336 | 1% | 22196 | 1314 | 0.06 | 21218 | 18643 | 83% | 3889 | 11293 | 0.5 | 11239 | 1549 | 0.07 | 20983
329 | Mesa (PGE) | {'Callender': [7.9, 43.0], 'Oceano': [9.7, 43.0]} | 2263 | 307 | 0.14 | 1956 | 0.86 | [5 empty] | 0 | 0 | 0 | 0 |  | 556 | 0.25 | 1514 | 0.67 | 100 | 4% | 2164 | 37 | 2% | 2226 | 450 | 0.2 | 1813 | 482 | 21% | 1781 | 1868 | 0.83 | 395 | 81 | 0.04 | 2182
330 | Schulte | {} | 539 | 33 | 0.06 | 506 | 0.94 | [5 empty] | 0 | 0 | 0 | 0 |  | 441 | 0.82 | 0 | 0 | 449 | 83% | 90 | 387 | 72% | 152 | 405 | 0.75 | 133 | 468 | 87% | 71 | 440 | 0.82 | 98 | 59 | 0.11 | 480
331 | Davis | {'Vaca-Dixon & Gc Yard': [14.2, 20.0]} | 18154 | 139 | 0.01 | 18015 | 0.99 | [5 empty] | 6478 | 0.36 | 7398 | 0.41 |  | 10531 | 0.58 | 0 | 0 | 3128 | 17% | 15026 | 270 | 1% | 17884 | 2595 | 0.14 | 15559 | 5016 | 28% | 13138 | 160 | 0.01 | 17994 | 2885 | 0.16 | 15269
332 | Arco | {} | 1057 | 0 | 0 | 1057 | 1 | [5 empty] | 0 | 0 | 0 | 0 |  | 1052 | 0.99 | 0 | 0 | 827 | 78% | 230 | 0 | 0% | 1057 | 0 | 0 | 1057 | 827 | 78% | 230 | 1038 | 0.98 | 20 | 0 | 0 | 1057
333 | Goodrich | {} | 0 | 0 | 0 | 0 | 0 | [5 empty] | 0 | 0 | 0 | 0 |  | 0 | 0 | 0 | 0 | 0 | 0% | 0 | 0 | 0% | 0 | 0 | 0 | 0 | 0 | 0% | 0 | 0 | 0 | 0 | 0 | 0 | 0
334 | Newhall | {} | 0 | 0 | 0 | 0 | 0 | [5 empty] | 0 | 0 | 0 | 0 |  | 0 | 0 | 0 | 0 | 0 | 0% | 0 | 0 | 0% | 0 | 0 | 0 | 0 | 0 | 0% | 0 | 0 | 0 | 0 | 0 | 0 | 0
335 | Brentwood | {'Lone Tree': [4.9, 139.0], 'Contra Costa': [8.0, 139.0], 'Contra Costa PP': [8.1, 139.0], 'GWF 2': [12.0, 136.0], 'Collinsville': [14.2, 64.0], 'Kirker': [14.3, 5.0], 'Pittsburg': [14.4, 13.0], 'Tassajara': [15.0, 75.0], 'Clayton': [15.9, 1.0], 'Birds Landing': [16.5, 64.0]} | 35790 | 3528 | 0.1 | 32262 | 0.9 | [5 empty] | 6085 | 0.17 | 3504 | 0.1 |  | 16754 | 0.47 | 102 | 0 | 14314 | 40% | 21476 | 26632 | 74% | 9158 | 27207 | 0.76 | 8582 | 29096 | 81% | 6694 | 4377 | 0.12 | 31412 | 4511 | 0.13 | 31279
336 | Neenach | {'Whirlwind': [6.9, 29580.0], 'Antelope': [12.9, 11140.0], 'Bailey': [15.4, 1511.0], 'Rosamond': [16.1, 4203.0], 'Warne': [17.4, 2.0]} | 164549 | 46202 | 0.28 | 118347 | 0.72 | [5 empty] | 4170 | 0.03 | 2059 | 0.01 |  | 34284 | 0.21 | 15201 | 0.09 | 40225 | 24% | 124324 | 73499 | 45% | 91050 | 51536 | 0.31 | 113013 | 101776 | 62% | 62773 | 51527 | 0.31 | 113022 | 1942 | 0.01 | 162607
337 | Bahia | {'Martinez': [4.7, 1163.0], 'Parkway': [5.6, 1153.0], 'Carquinez': [6.0, 1153.0], 'Alhambra': [6.1, 1159.0], 'Christie': [6.6, 1153.0], 'Meadow Lane': [9.4, 1041.0], 'San Pablo': [12.7, 796.0], 'Lakewood': [12.8, 104.0], 'Sobrante': [12.8, 721.0], 'Kirker': [13.2, 10.0], 'Clayton': [13.2, 10.0], 'Pittsburg': [13.4, 10.0], 'El Cerrito G': [14.6, 533.0], 'GWF 2': [15.6, 10.0], 'Collinsville': [16.3, 6.0], 'Richmond R': [16.5, 23.0], 'Standard Oil': [16.6, 26.0], 'Standard Oil 2': [16.6, 26.0], 'Shiloh III': [16.8, 2.0], 'Birds Landing': [16.9, 2.0]} | 22275 | 1420 | 0.06 | 20856 | 0.94 | [5 empty] | 429 | 0.02 | 0 | 0 |  | 9703 | 0.44 | 0 | 0 | 12461 | 56% | 9814 | 10889 | 49% | 11386 | 7962 | 0.36 | 14313 | 19639 | 88% | 2636 | 6359 | 0.29 | 15916 | 8658 | 0.39 | 13617
338 | Vaca Dixon | {'Peabody': [8.5, 1442.0], 'Putah Creek': [9.4, 890.0], 'Lambie': [12.8, 1089.0], 'Lambie Energy': [12.8, 1089.0], 'Davis': [14.2, 20.0]} | 63839 | 4751 | 0.07 | 59088 | 0.93 | [5 empty] | 17090 | 0.27 | 13812 | 0.22 |  | 42104 | 0.66 | 0 | 0 | 19373 | 30% | 44466 | 17578 | 28% | 46261 | 19341 | 0.3 | 44498 | 38477 | 60% | 25362 | 11816 | 0.19 | 52023 | 14989 | 0.23 | 48850
339 | Carrizo Plains | {'Topaz': [1.1, 135.0], 'Solar': [1.1, 135.0], 'Caliente': [6.9, 135.0], 'Kernridge': [17.4, 36.0]} | 3681 | 431 | 0.12 | 3251 | 0.88 | [5 empty] | 7 | 0 | 0 | 0 |  | 1258 | 0.34 | 1247 | 0.34 | 2047 | 56% | 1635 | 12 | 0% | 3669 | 290 | 0.08 | 3392 | 2059 | 56% | 1622 | 2459 | 0.67 | 1222 | 7 | 0 | 3674
340 | Vista (VEA) | {} | 1351 | 121 | 0.09 | 1230 | 0.91 | [5 empty] | 0 | 0 | 0 | 0 |  | 0 | 0 | 0 | 0 | 0 | 0% | 1351 | 589 | 44% | 761 | 821 | 0.61 | 529 | 821 | 61% | 529 | 399 | 0.3 | 951 | 110 | 0.08 | 1241
341 | Merced | {} | 0 | 0 | 0 | 0 | 0 | [5 empty] | 0 | 0 | 0 | 0 |  | 0 | 0 | 0 | 0 | 0 | 0% | 0 | 0 | 0% | 0 | 0 | 0 | 0 | 0 | 0% | 0 | 0 | 0 | 0 | 0 | 0 | 0
342 | Otay Mesa | {'San Ysidro': [6.7, 6.0], 'Telegraph Canyon': [7.5, 6.0], 'Salt Creek': [8.3, 4.0], 'Miguel': [8.4, 4.0], 'Otay': [8.6, 5.0], 'Imperial Beach': [10.8, 2.0], 'Bay Boulevard': [10.9, 2.0]} | 405 | 22 | 0.06 | 383 | 0.94 | [5 empty] | 0 | 0 | 0 | 0 |  | 0 | 0 | 0 | 0 | 49 | 12% | 356 | 244 | 60% | 161 | 370 | 0.91 | 35 | 370 | 91% | 35 | 34 | 0.08 | 371 | 42 | 0.1 | 363
343 | Leavitt | {'Richmond': [7.1, 331.0]} | 35252 | 5938 | 0.17 | 29314 | 0.83 | [5 empty] | 4178 | 0.12 | 0 | 0 |  | 29157 | 0.83 | 650 | 0.02 | 18134 | 51% | 17118 | 7402 | 21% | 27850 | 7266 | 0.21 | 27986 | 21438 | 61% | 13814 | 22963 | 0.65 | 12289 | 4126 | 0.12 | 31126
344 | Primm | {'Ivanpah': [9.5, 18.0], 'Mountain Pass': [14.9, 18.0]} | 4591 | 38 | 0.01 | 4553 | 0.99 | [5 empty] | 0 | 0 | 0 | 0 |  | 0 | 0 | 0 | 0 | 3989 | 87% | 602 | 3596 | 78% | 995 | 536 | 0.12 | 4055 | 4521 | 98% | 70 | 761 | 0.17 | 3830 | 0 | 0 | 4591
345 | Granite | {} | 0 | 0 | 0 | 0 | 0 | [5 empty] | 0 | 0 | 0 | 0 |  | 0 | 0 | 0 | 0 | 0 | 0% | 0 | 0 | 0% | 0 | 0 | 0 | 0 | 0 | 0% | 0 | 0 | 0 | 0 | 0 | 0 | 0
346 | Lake View | {} | 8841 | 15 | 0 | 8825 | 1 | [5 empty] | 148 | 0.02 | 10 | 0 |  | 3802 | 0.43 | 3997 | 0.45 | 8053 | 91% | 787 | 4271 | 48% | 4569 | 5869 | 0.66 | 2971 | 8825 | 100% | 15 | 3333 | 0.38 | 5507 | 9 | 0 | 8831
347 | Birds Landing | {'Collinsville': [3.1, 7117.0], 'Shiloh III': [3.3, 8422.0], 'Lambie': [7.0, 6177.0], 'Lambie Energy': [7.0, 6178.0], 'Pittsburg': [7.1, 1350.0], 'GWF 2': [7.7, 1439.0], 'Kirker': [8.3, 1018.0], 'Contra Costa PP': [8.5, 3038.0], 'Contra Costa': [9.1, 1745.0], 'Lone Tree': [13.0, 277.0], 'Peabody': [13.5, 1165.0], 'Clayton': [14.6, 2.0], 'Grand Island': [14.9, 3082.0], 'Meadow Lane': [16.4, 2.0], 'Brentwood': [16.5, 64.0], 'Bahia': [16.9, 2.0], 'Martinez': [17.2, 2.0]} | 81663 | 10109 | 0.12 | 71554 | 0.88 | [5 empty] | 19882 | 0.24 | 17811 | 0.22 |  | 30410 | 0.37 | 0 | 0 | 14142 | 17% | 67521 | 36744 | 45% | 44919 | 32718 | 0.4 | 48945 | 46479 | 57% | 35184 | 4828 | 0.06 | 76835 | 25832 | 0.32 | 55831
348 | Highwind | {'Windhub': [7.1, 1324.0], 'Whirlwind': [17.0, 352.0], 'Rosamond': [18.2, 703.0]} | 65469 | 12805 | 0.2 | 52664 | 0.8 | [5 empty] | 3 | 0 | 0 | 0 |  | 17690 | 0.27 | 13077 | 0.2 | 30952 | 47% | 34517 | 14603 | 22% | 50866 | 21206 | 0.32 | 44262 | 45894 | 70% | 19575 | 33137 | 0.51 | 32332 | 413 | 0.01 | 65055
349 | Santiago | {'Johanna': [5.9, 18.0], 'Trabuco': [8.9, 7.0], 'Ellis': [10.1, 18.0], 'Q1806': [10.5, 7.0], 'Margarita': [11.3, 1.0], 'Capistrano': [12.1, 7.0], 'Huntington Beach': [12.1, 18.0]} | 316 | 44 | 0.14 | 272 | 0.86 | [5 empty] | 0 | 0 | 0 | 0 |  | 0 | 0 | 0 | 0 | 9 | 3% | 307 | 70 | 22% | 246 | 250 | 0.79 | 66 | 259 | 82% | 57 | 0 | 0 | 316 | 26 | 0.08 | 290
350 | Red Bluff | {'Eagle Mountain': [11.2, 7992.0], 'Kem': [15.1, 4214.0]} | 46137 | 10778 | 0.23 | 35359 | 0.77 | [5 empty] | 11 | 0 | 0 | 0 |  | 0 | 0 | 0 | 0 | 21391 | 46% | 24746 | 4927 | 11% | 41210 | 4852 | 0.11 | 41285 | 21475 | 47% | 24662 | 23487 | 0.51 | 22650 | 531 | 0.01 | 45606
351 | Beatty | {} | 6446 | 2798 | 0.43 | 3648 | 0.57 | [5 empty] | 0 | 0 | 0 | 0 |  | 0 | 0 | 0 | 0 | 0 | 0% | 6446 | 0 | 0% | 6446 | 0 | 0 | 6446 | 0 | 0% | 6446 | 0 | 0 | 6446 | 0 | 0 | 6446
352 | Mirage | {'Devers': [14.4, 1701.0]} | 30587 | 8470 | 0.28 | 22117 | 0.72 | [5 empty] | 155 | 0.01 | 0 | 0 |  | 4 | 0 | 0 | 0 | 2958 | 10% | 27629 | 9135 | 30% | 21452 | 6730 | 0.22 | 23857 | 11349 | 37% | 19238 | 16732 | 0.55 | 13856 | 3 | 0 | 30585
353 | Sutter Power | {} | 1591 | 0 | 0 | 1591 | 1 | [5 empty] | 0 | 0 | 0 | 0 |  | 1591 | 1 | 0 | 0 | 1538 | 97% | 53 | 1034 | 65% | 556 | 1034 | 0.65 | 556 | 1557 | 98% | 33 | 1304 | 0.82 | 286 | 5 | 0 | 1585
354 | Manteca | {} | 0 | 0 | 0 | 0 | 0 | [5 empty] | 0 | 0 | 0 | 0 |  | 0 | 0 | 0 | 0 | 0 | 0% | 0 | 0 | 0% | 0 | 0 | 0 | 0 | 0 | 0% | 0 | 0 | 0 | 0 | 0 | 0 | 0
355 | El Patio | {'Vasona': [3.1, 33.0], 'Saratoga': [4.4, 33.0], 'Hicks': [4.5, 33.0], 'Monta Vista': [7.8, 33.0]} | 147 | 33 | 0.22 | 114 | 0.78 | [5 empty] | 0 | 0 | 0 | 0 |  | 69 | 0.47 | 0 | 0 | 77 | 52% | 70 | 0 | 0% | 147 | 17 | 0.12 | 130 | 82 | 56% | 65 | 38 | 0.25 | 110 | 38 | 0.26 | 109
356 | Pardee | {'Saugus': [1.3, 306.0], 'Elizabeth Lake': [4.1, 79.0], 'Sylmar-Pac Intertie': [10.4, 226.0]} | 7882 | 393 | 0.05 | 7489 | 0.95 | [5 empty] | 0 | 0 | 0 | 0 |  | 2632 | 0.33 | 5082 | 0.64 | 4421 | 56% | 3461 | 168 | 2% | 7715 | 141 | 0.02 | 7741 | 4469 | 57% | 3413 | 5360 | 0.68 | 2523 | 167 | 0.02 | 7715
357 | Los Coches | {} | 0 | 0 | 0 | 0 | 0 | [5 empty] | 0 | 0 | 0 | 0 |  | 0 | 0 | 0 | 0 | 0 | 0% | 0 | 0 | 0% | 0 | 0 | 0 | 0 | 0 | 0% | 0 | 0 | 0 | 0 | 0 | 0 | 0
358 | Serrano | {} | 4 | 0 | 0 | 4 | 1 | [5 empty] | 0 | 0 | 0 | 0 |  | 0 | 0 | 0 | 0 | 0 | 0% | 4 | 4 | 100% | 0 | 4 | 1 | 0 | 4 | 100% | 0 | 0 | 0 | 4 | 3 | 0.64 | 1
359 | Miller | {} | 1857 | 0 | 0 | 1857 | 1 | [5 empty] | 3 | 0 | 0 | 0 |  | 1235 | 0.67 | 622 | 0.33 | 1673 | 90% | 184 | 391 | 21% | 1466 | 446 | 0.24 | 1411 | 1774 | 96% | 84 | 1750 | 0.94 | 107 | 0 | 0 | 1857
360 | Carberry | {'Burney Forest': [2.4, 559.0], 'Burney Forest Power': [2.4, 559.0], 'New Sub - Pit 1 - Cottonwood (Proposed)': [4.4, 559.0], 'Cove Road': [9.2, 559.0], 'Pit 3': [9.6, 22.0], 'Pit 4': [10.2, 194.0], 'Round Mt.': [10.2, 537.0]} | 6415 | 893 | 0.14 | 5522 | 0.86 | [5 empty] | 0 | 0 | 0 | 0 |  | 4995 | 0.78 | 86 | 0.01 | 3727 | 58% | 2689 | 891 | 14% | 5524 | 835 | 0.13 | 5580 | 4516 | 70% | 1899 | 2841 | 0.44 | 3574 | 68 | 0.01 | 6348
361 | Wahtoke | {} | 0 | 0 | 0 | 0 | 0 | [5 empty] | 0 | 0 | 0 | 0 |  | 0 | 0 | 0 | 0 | 0 | 0% | 0 | 0 | 0% | 0 | 0 | 0 | 0 | 0 | 0% | 0 | 0 | 0 | 0 | 0 | 0 | 0
362 | Dos Amigos | {} | 1249 | 0 | 0 | 1249 | 1 | [5 empty] | 0 | 0 | 0 | 0 |  | 603 | 0.48 | 639 | 0.51 | 1125 | 90% | 124 | 3 | 0% | 1246 | 76 | 0.06 | 1173 | 1125 | 90% | 124 | 1234 | 0.99 | 15 | 1 | 0 | 1247
363 | Guernsey | {} | 0 | 0 | 0 | 0 | 0 | [5 empty] | 0 | 0 | 0 | 0 |  | 0 | 0 | 0 | 0 | 0 | 0% | 0 | 0 | 0% | 0 | 0 | 0 | 0 | 0 | 0% | 0 | 0 | 0 | 0 | 0 | 0 | 0
364 | Santa Clara | {'Mandalay': [7.5, 11.0], 'Ormond Beach': [12.0, 9.0]} | 388 | 97 | 0.25 | 291 | 0.75 | [5 empty] | 0 | 0 | 0 | 0 |  | 4 | 0.01 | 0 | 0 | 54 | 14% | 335 | 224 | 58% | 164 | 280 | 0.72 | 108 | 284 | 73% | 105 | 4 | 0.01 | 385 | 70 | 0.18 | 319
365 | Glenn | {} | 3016 | 457 | 0.15 | 2559 | 0.85 | [5 empty] | 205 | 0.07 | 30 | 0.01 |  | 2983 | 0.99 | 0 | 0 | 1934 | 64% | 1082 | 0 | 0% | 3016 | 537 | 0.18 | 2478 | 2264 | 75% | 752 | 1128 | 0.37 | 1888 | 998 | 0.33 | 2018
366 | Kerchoff 1 | {} | 0 | 0 | 0 | 0 | 0 | [5 empty] | 0 | 0 | 0 | 0 |  | 0 | 0 | 0 | 0 | 0 | 0% | 0 | 0 | 0% | 0 | 0 | 0 | 0 | 0 | 0% | 0 | 0 | 0 | 0 | 0 | 0 | 0
367 | Brunswick | {} | 0 | 0 | 0 | 0 | 0 | [5 empty] | 0 | 0 | 0 | 0 |  | 0 | 0 | 0 | 0 | 0 | 0% | 0 | 0 | 0% | 0 | 0 | 0 | 0 | 0 | 0% | 0 | 0 | 0 | 0 | 0 | 0 | 0
368 | Tejon | {} | 8392 | 0 | 0 | 8392 | 1 | [5 empty] | 0 | 0 | 0 | 0 |  | 5811 | 0.69 | 2282 | 0.27 | 6707 | 80% | 1685 | 4699 | 56% | 3693 | 5604 | 0.67 | 2788 | 8392 | 100% | 0 | 5203 | 0.62 | 3188 | 257 | 0.03 | 8135
369 | Bakersfield | {} | 0 | 0 | 0 | 0 | 0 | [5 empty] | 0 | 0 | 0 | 0 |  | 0 | 0 | 0 | 0 | 0 | 0% | 0 | 0 | 0% | 0 | 0 | 0 | 0 | 0 | 0% | 0 | 0 | 0 | 0 | 0 | 0 | 0
370 | Drum | {} | 2105 | 324 | 0.15 | 1781 | 0.85 | [5 empty] | 0 | 0 | 0 | 0 |  | 1216 | 0.58 | 136 | 0.06 | 786 | 37% | 1320 | 215 | 10% | 1891 | 223 | 0.11 | 1882 | 1000 | 48% | 1105 | 1300 | 0.62 | 805 | 88 | 0.04 | 2017
371 | El Nido (SCE) | {'Chevmain': [1.8, 16.0], 'La Fresa': [2.9, 15.0], 'El Segundo': [3.0, 15.0], 'Redondo': [3.4, 15.0], 'Windsor': [7.0, 3.0], 'La Cienega': [7.3, 3.0], 'Arcogen': [9.2, 11.0]} | 788 | 344 | 0.44 | 444 | 0.56 | [5 empty] | 0 | 0 | 0 | 0 |  | 0 | 0 | 0 | 0 | 0 | 0% | 788 | 77 | 10% | 712 | 410 | 0.52 | 378 | 410 | 52% | 378 | 0 | 0 | 788 | 0 | 0 | 788
372 | Monserate | {} | 186 | 28 | 0.15 | 158 | 0.85 | [5 empty] | 0 | 0 | 0 | 0 |  | 2 | 0.01 | 0 | 0 | 34 | 18% | 152 | 149 | 80% | 37 | 149 | 0.8 | 37 | 149 | 80% | 37 | 0 | 0 | 186 | 30 | 0.16 | 156
373 | Richmond R | {'Standard Oil': [2.2, 344.0], 'Standard Oil 2': [2.2, 344.0], 'El Cerrito G': [3.7, 419.0], 'San Pablo': [4.5, 259.0], 'Sobrante': [8.9, 236.0], 'Oakland L': [9.7, 273.0], 'Oakland C': [10.1, 261.0], 'Christie': [10.2, 46.0], 'Oakland X': [11.3, 188.0], 'Potrero': [11.9, 259.0], 'SAN FRAN A (POTRERO PP)': [11.9, 261.0], 'Moraga': [12.5, 132.0], 'Carquinez': [13.2, 27.0], 'Alhambra': [13.8, 24.0], 'Ignacio': [14.0, 41.0], 'Oakland J': [14.1, 162.0], 'Martinez': [15.0, 23.0], 'Martin': [15.7, 142.0], 'Edes': [16.2, 120.0], 'Bahia': [16.5, 23.0], 'Parkway': [17.1, 23.0]} | 4767 | 1543 | 0.32 | 3224 | 0.68 | [5 empty] | 10 | 0 | 0 | 0 |  | 2020 | 0.42 | 0 | 0 | 81 | 2% | 4686 | 1627 | 34% | 3141 | 2857 | 0.6 | 1911 | 2857 | 60% | 1911 | 621 | 0.13 | 4146 | 337 | 0.07 | 4430
374 | Storey | {} | 0 | 0 | 0 | 0 | 0 | [5 empty] | 0 | 0 | 0 | 0 |  | 0 | 0 | 0 | 0 | 0 | 0% | 0 | 0 | 0% | 0 | 0 | 0 | 0 | 0 | 0% | 0 | 0 | 0 | 0 | 0 | 0 | 0
375 | Alpine | {} | 0 | 0 | 0 | 0 | 0 | [5 empty] | 0 | 0 | 0 | 0 |  | 0 | 0 | 0 | 0 | 0 | 0% | 0 | 0 | 0% | 0 | 0 | 0 | 0 | 0 | 0% | 0 | 0 | 0 | 0 | 0 | 0 | 0
376 | Sobrante | {'Moraga': [4.8, 168.0], 'El Cerrito G': [5.2, 737.0], 'Christie': [6.8, 744.0], 'Oakland X': [7.1, 178.0], 'Oakland L': [7.5, 246.0], 'Alhambra': [7.5, 722.0], 'Lakewood': [8.2, 104.0], 'Oakland C': [8.5, 234.0], 'Richmond R': [8.9, 236.0], 'San Pablo': [8.9, 853.0], 'Martinez': [9.1, 721.0], 'Meadow Lane': [9.3, 692.0], 'Oakland J': [9.9, 156.0], 'Standard Oil': [10.6, 160.0], 'Standard Oil 2': [10.6, 160.0], 'Edes': [11.6, 122.0], 'Bahia': [12.8, 721.0], 'Carquinez': [13.1, 725.0], 'San Leandro U': [14.0, 35.0], 'SAN FRAN A (POTRERO PP)': [14.2, 168.0], 'Potrero': [14.2, 168.0], 'Parkway': [16.2, 721.0], 'Grant': [16.5, 26.0], 'Martin': [17.8, 96.0]} | 5976 | 1702 | 0.28 | 4275 | 0.72 | [5 empty] | 4 | 0 | 0 | 0 |  | 2095 | 0.35 | 0 | 0 | 88 | 1% | 5888 | 2727 | 46% | 3249 | 2873 | 0.48 | 3104 | 4028 | 67% | 1949 | 977 | 0.16 | 5000 | 521 | 0.09 | 5455
377 | San Marcos | {'Shadowridge': [2.5, 8.0], 'Palomar Airport': [5.2, 8.0], 'Melrose': [6.3, 3.0], 'Cannon': [7.8, 8.0], 'Ocean Ranch': [8.0, 3.0], 'Encina': [8.0, 8.0], 'Artesian': [8.3, 4.0], 'San Luis Rey': [9.8, 3.0], 'North City Metering': [11.9, 5.0], 'Penasquitos': [14.6, 3.0]} | 194 | 29 | 0.15 | 165 | 0.85 | [5 empty] | 0 | 0 | 0 | 0 |  | 0 | 0 | 0 | 0 | 34 | 17% | 160 | 149 | 77% | 45 | 154 | 0.8 | 39 | 154 | 80% | 39 | 0 | 0 | 194 | 32 | 0.16 | 162
378 | Fink | {} | 4369 | 0 | 0 | 4369 | 1 | [5 empty] | 0 | 0 | 0 | 0 |  | 2008 | 0.46 | 2361 | 0.54 | 4185 | 96% | 184 | 811 | 19% | 3558 | 1818 | 0.42 | 2551 | 4285 | 98% | 84 | 4369 | 1 | 0 | 1 | 0 | 4368
379 | La Cienega | {'Windsor': [1.1, 4.0], 'El Segundo': [6.9, 4.0], 'Chevmain': [7.0, 4.0], 'El Nido': [7.3, 3.0]} | 96 | 17 | 0.17 | 80 | 0.83 | [5 empty] | 0 | 0 | 0 | 0 |  | 0 | 0 | 0 | 0 | 0 | 0% | 96 | 74 | 76% | 23 | 77 | 0.8 | 19 | 77 | 80% | 19 | 0 | 0 | 96 | 0 | 0 | 96
380 | Pittsburg | {'Kirker': [1.2, 1026.0], 'GWF 2': [2.4, 1359.0], 'Collinsville': [4.5, 1354.0], 'Contra Costa': [6.7, 1237.0], 'Birds Landing': [7.1, 1350.0], 'Contra Costa PP': [7.4, 1237.0], 'Clayton': [7.5, 10.0], 'Shiloh III': [9.6, 1337.0], 'Lone Tree': [9.7, 217.0], 'Meadow Lane': [9.8, 10.0], 'Martinez': [12.0, 10.0], 'Alhambra': [13.0, 9.0], 'Lambie': [13.0, 1140.0], 'Lambie Energy': [13.0, 1140.0], 'Bahia': [13.4, 10.0], 'Brentwood': [14.4, 13.0]} | 48641 | 9462 | 0.19 | 39179 | 0.81 | [5 empty] | 9818 | 0.2 | 2432 | 0.05 |  | 23242 | 0.48 | 0 | 0 | 11626 | 24% | 37015 | 28472 | 59% | 20169 | 23974 | 0.49 | 24667 | 33465 | 69% | 15175 | 5620 | 0.12 | 43021 | 17211 | 0.35 | 31430
381 | Morro Bay | {'Diablo Canyon': [11.0, 13.0], 'Templeton': [16.0, 35.0]} | 8262 | 389 | 0.05 | 7873 | 0.95 | [5 empty] | 7 | 0 | 0 | 0 |  | 6928 | 0.84 | 312 | 0.04 | 4669 | 57% | 3593 | 1425 | 17% | 6837 | 3339 | 0.4 | 4923 | 6230 | 75% | 2031 | 5555 | 0.67 | 2707 | 175 | 0.02 | 8087
382 | Contra Costa | {'Contra Costa PP': [1.6, 1948.0], 'Lone Tree': [3.9, 352.0], 'GWF 2': [4.4, 1400.0], 'Collinsville': [6.3, 1715.0], 'Pittsburg': [6.7, 1237.0], 'Kirker': [6.8, 904.0], 'Brentwood': [8.0, 139.0], 'Birds Landing': [9.1, 1745.0], 'Clayton': [10.8, 1.0], 'Shiloh III': [12.3, 1450.0], 'Tassajara': [15.5, 75.0], 'Lambie': [16.1, 1120.0], 'Lambie Energy': [16.1, 1120.0], 'Grand Island': [19.2, 151.0]} | 45009 | 8317 | 0.18 | 36692 | 0.82 | [5 empty] | 9675 | 0.21 | 5269 | 0.12 |  | 15163 | 0.34 | 102 | 0 | 10956 | 24% | 34052 | 24506 | 54% | 20502 | 20898 | 0.46 | 24111 | 28108 | 62% | 16901 | 3522 | 0.08 | 41487 | 12676 | 0.28 | 32332
383 | New Sub - Gates - Templeton (Proposed) | {} | 718 | 37 | 0.05 | 681 | 0.95 | [5 empty] | 0 | 0 | 0 | 0 |  | 679 | 0.95 | 23 | 0.03 | 496 | 69% | 222 | 0 | 0% | 718 | 33 | 0.05 | 685 | 517 | 72% | 201 | 656 | 0.91 | 62 | 0 | 0 | 718
384 | Hinson | {'Arcogen': [1.2, 397.0], 'Harborgen': [2.8, 398.0], 'Long Beach': [3.7, 398.0], 'Lighthipe': [5.0, 309.0], 'La Fresa': [7.2, 55.0], 'Del Amo': [7.4, 330.0], 'Alamitos': [8.0, 373.0], 'Redondo': [9.7, 1.0], 'Barre': [13.8, 2.0], 'Huntington Beach': [18.5, 2.0], 'Ellis': [18.5, 2.0]} | 918 | 388 | 0.42 | 529 | 0.58 | [5 empty] | 0 | 0 | 0 | 0 |  | 0 | 0 | 0 | 0 | 0 | 0% | 918 | 129 | 14% | 789 | 491 | 0.53 | 427 | 491 | 53% | 427 | 0 | 0 | 918 | 5 | 0.01 | 913
385 | Chicarita | {} | 67 | 20 | 0.3 | 47 | 0.7 | [5 empty] | 0 | 0 | 0 | 0 |  | 0 | 0 | 0 | 0 | 0 | 0% | 67 | 22 | 33% | 45 | 43 | 0.63 | 25 | 43 | 63% | 25 | 0 | 0 | 67 | 2 | 0.03 | 65
386 | Mendocino | {} | 241 | 7 | 0.03 | 234 | 0.97 | [5 empty] | 0 | 0 | 0 | 0 |  | 104 | 0.43 | 79 | 0.33 | 75 | 31% | 166 | 57 | 24% | 184 | 125 | 0.52 | 116 | 170 | 70% | 71 | 201 | 0.83 | 40 | 0 | 0 | 241
387 | Delevan | {} | 616 | 0 | 0 | 616 | 1 | [5 empty] | 0 | 0 | 0 | 0 |  | 62 | 0.1 | 554 | 0.9 | 311 | 50% | 306 | 30 | 5% | 586 | 70 | 0.11 | 546 | 379 | 61% | 238 | 616 | 1 | 0 | 0 | 0 | 616
388 | Pastoria | {} | 34134 | 852 | 0.02 | 33282 | 0.98 | [5 empty] | 365 | 0.01 | 519 | 0.02 |  | 22062 | 0.65 | 5538 | 0.16 | 21482 | 63% | 12652 | 24750 | 73% | 9384 | 23558 | 0.69 | 10576 | 33281 | 98% | 853 | 19068 | 0.56 | 15066 | 726 | 0.02 | 33408
389 | Tortilla | {} | 39781 | 1603 | 0.04 | 38179 | 0.96 | [5 empty] | 0 | 0 | 0 | 0 |  | 0 | 0 | 0 | 0 | 28556 | 72% | 11225 | 13653 | 34% | 26128 | 4267 | 0.11 | 35515 | 32241 | 81% | 7540 | 27433 | 0.69 | 12348 | 314 | 0.01 | 39467
390 | Cooley Landing | {'Ravenswood': [1.5, 23.0], 'Menlo': [5.0, 17.0], 'Whisman': [5.8, 1.0], 'Dumbarton': [6.9, 19.0], 'Jefferson': [8.7, 17.0], 'Eastshore': [10.6, 16.0], 'Mt Eden': [11.1, 8.0], 'Mt. Eden': [11.1, 8.0], 'Grant': [13.9, 6.0], 'Burlingame': [15.2, 7.0], 'Castro Valley': [15.6, 6.0], 'San Leandro U': [16.5, 6.0], 'Millbrae': [17.1, 4.0], 'Edes': [18.8, 4.0]} | 282 | 90 | 0.32 | 192 | 0.68 | [5 empty] | 0 | 0 | 0 | 0 |  | 0 | 0 | 0 | 0 | 68 | 24% | 214 | 74 | 26% | 208 | 104 | 0.37 | 177 | 112 | 40% | 169 | 20 | 0.07 | 262 | 89 | 0.32 | 192
391 | Cielo Azul | {} | 0 | 0 | 0 | 0 | 0 | [5 empty] | 0 | 0 | 0 | 0 |  | 0 | 0 | 0 | 0 | 0 | 0% | 0 | 0 | 0% | 0 | 0 | 0 | 0 | 0 | 0% | 0 | 0 | 0 | 0 | 0 | 0 | 0
392 | Sycamore | {} | 0 | 0 | 0 | 0 | 0 | [5 empty] | 0 | 0 | 0 | 0 |  | 0 | 0 | 0 | 0 | 0 | 0% | 0 | 0 | 0% | 0 | 0 | 0 | 0 | 0 | 0% | 0 | 0 | 0 | 0 | 0 | 0 | 0
393 | Valley Switch | {'Valley (VEA)': [4.9, 1.0], 'Lathrop': [9.4, 5.0], 'Jackass (DOE)': [17.7, 5.0]} | 19026 | 57 | 0 | 18969 | 1 | [5 empty] | 0 | 0 | 0 | 0 |  | 0 | 0 | 0 | 0 | 0 | 0% | 19026 | 0 | 0% | 19026 | 0 | 0 | 19026 | 0 | 0% | 19026 | 2867 | 0.15 | 16159 | 12 | 0 | 19015
394 | Hartley | {} | 1159 | 30 | 0.03 | 1128 | 0.97 | [5 empty] | 53 | 0.05 | 0 | 0 |  | 128 | 0.11 | 1007 | 0.87 | 953 | 82% | 206 | 52 | 4% | 1107 | 107 | 0.09 | 1052 | 985 | 85% | 174 | 536 | 0.46 | 622 | 0 | 0 | 1159
395 | Copus | {} | 0 | 0 | 0 | 0 | 0 | [5 empty] | 0 | 0 | 0 | 0 |  | 0 | 0 | 0 | 0 | 0 | 0% | 0 | 0 | 0% | 0 | 0 | 0 | 0 | 0 | 0% | 0 | 0 | 0 | 0 | 0 | 0 | 0
396 | Bay Boulevard | {'Imperial Beach': [1.7, 64.0], 'Otay': [2.3, 38.0], 'Telegraph Canyon': [5.0, 37.0], 'San Ysidro': [5.1, 32.0], 'Silvergate': [6.6, 127.0], 'Salt Creek': [8.1, 24.0], 'Miguel': [8.1, 28.0], 'Vine': [10.3, 124.0], 'Spring Valley': [10.5, 1.0], 'Otay Mesa': [10.9, 2.0], 'Point Loma': [12.2, 124.0], 'Old Town': [12.3, 124.0], 'Mission': [12.4, 123.0], 'Murray': [13.3, 2.0], 'Elliot': [14.4, 80.0], 'Elliott': [14.4, 81.0], 'Kearny': [15.7, 83.0], 'Mesa Heights': [15.8, 83.0]} | 713 | 184 | 0.26 | 529 | 0.74 | [5 empty] | 0 | 0 | 0 | 0 |  | 0 | 0 | 0 | 0 | 54 | 8% | 658 | 258 | 36% | 454 | 470 | 0.66 | 242 | 476 | 67% | 237 | 0 | 0 | 713 | 49 | 0.07 | 664
397 | Mission | {'Kearny': [3.4, 155.0], 'Mesa Heights': [3.4, 156.0], 'Old Town': [3.4, 211.0], 'Elliot': [3.6, 121.0], 'Elliott': [3.6, 122.0], 'Vine': [4.0, 211.0], 'Silvergate': [6.2, 188.0], 'Point Loma': [6.3, 211.0], 'Murray': [6.6, 2.0], 'Spring Valley': [8.4, 1.0], 'Penasquitos': [10.5, 23.0], 'Miguel': [11.5, 26.0], 'Salt Creek': [11.6, 23.0], 'Telegraph Canyon': [12.3, 32.0], 'Bay Boulevard': [12.4, 123.0], 'North City Metering': [13.0, 23.0], 'Otay': [13.9, 33.0], 'Imperial Beach': [14.1, 58.0], 'San Ysidro': [16.7, 27.0]} | 561 | 197 | 0.35 | 364 | 0.65 | [5 empty] | 0 | 0 | 0 | 0 |  | 0 | 0 | 0 | 0 | 14 | 3% | 547 | 114 | 20% | 447 | 306 | 0.55 | 255 | 311 | 55% | 250 | 0 | 0 | 561 | 29 | 0.05 | 532
398 | Eight Mile | {'Lodi': [2.1, 167.0]} | 6037 | 1095 | 0.18 | 4942 | 0.82 | [5 empty] | 654 | 0.11 | 1311 | 0.22 |  | 0 | 0 | 0 | 0 | 51 | 1% | 5985 | 3653 | 61% | 2384 | 3653 | 0.61 | 2384 | 3670 | 61% | 2366 | 0 | 0 | 6037 | 684 | 0.11 | 5352
399 | Valley Center | {} | 0 | 0 | 0 | 0 | 0 | [5 empty] | 0 | 0 | 0 | 0 |  | 0 | 0 | 0 | 0 | 0 | 0% | 0 | 0 | 0% | 0 | 0 | 0 | 0 | 0 | 0% | 0 | 0 | 0 | 0 | 0 | 0 | 0
400 | Wilson | {} | 0 | 0 | 0 | 0 | 0 | [5 empty] | 0 | 0 | 0 | 0 |  | 0 | 0 | 0 | 0 | 0 | 0% | 0 | 0 | 0% | 0 | 0 | 0 | 0 | 0 | 0% | 0 | 0 | 0 | 0 | 0 | 0 | 0
401 | Donnells-Curtis | {} | 2144 | 255 | 0.12 | 1888 | 0.88 | [5 empty] | 0 | 0 | 0 | 0 |  | 963 | 0.45 | 0 | 0 | 0 | 0% | 2144 | 9 | 0% | 2134 | 460 | 0.21 | 1684 | 469 | 22% | 1674 | 1629 | 0.76 | 515 | 218 | 0.1 | 1926
402 | Lee Lake (Proposed) | {} | 0 | 0 | 0 | 0 | 0 | [5 empty] | 0 | 0 | 0 | 0 |  | 0 | 0 | 0 | 0 | 0 | 0% | 0 | 0 | 0% | 0 | 0 | 0 | 0 | 0 | 0% | 0 | 0 | 0 | 0 | 0 | 0 | 0
403 | Orosi | {} | 0 | 0 | 0 | 0 | 0 | [5 empty] | 0 | 0 | 0 | 0 |  | 0 | 0 | 0 | 0 | 0 | 0% | 0 | 0 | 0% | 0 | 0 | 0 | 0 | 0 | 0% | 0 | 0 | 0 | 0 | 0 | 0 | 0
404 | Ukiah | {} | 3254 | 439 | 0.13 | 2815 | 0.87 | [5 empty] | 14 | 0 | 0 | 0 |  | 1027 | 0.32 | 2222 | 0.68 | 1642 | 50% | 1612 | 612 | 19% | 2642 | 869 | 0.27 | 2386 | 2247 | 69% | 1008 | 2685 | 0.83 | 569 | 0 | 0 | 3254
405 | New Sub - Gates - Midway (Proposed) | {} | 0 | 0 | 0 | 0 | 0 | [5 empty] | 0 | 0 | 0 | 0 |  | 0 | 0 | 0 | 0 | 0 | 0% | 0 | 0 | 0% | 0 | 0 | 0 | 0 | 0 | 0% | 0 | 0 | 0 | 0 | 0 | 0 | 0
406 | Humboldt | {'Harris': [1.0, 140.0], 'Humboldt Bay': [5.9, 139.0], 'Arcata': [6.0, 110.0]} | 1734 | 504 | 0.29 | 1230 | 0.71 | [5 empty] | 0 | 0 | 0 | 0 |  | 0 | 0 | 0 | 0 | 272 | 16% | 1462 | 128 | 7% | 1605 | 162 | 0.09 | 1571 | 345 | 20% | 1389 | 654 | 0.38 | 1079 | 241 | 0.14 | 1493
407 | Chowchilla | {} | 0 | 0 | 0 | 0 | 0 | [5 empty] | 0 | 0 | 0 | 0 |  | 0 | 0 | 0 | 0 | 0 | 0% | 0 | 0 | 0% | 0 | 0 | 0 | 0 | 0 | 0% | 0 | 0 | 0 | 0 | 0 | 0 | 0
408 | Mesa (SCE) | {} | 0 | 0 | 0 | 0 | 0 | [5 empty] | 0 | 0 | 0 | 0 |  | 0 | 0 | 0 | 0 | 0 | 0% | 0 | 0 | 0% | 0 | 0 | 0 | 0 | 0 | 0% | 0 | 0 | 0 | 0 | 0 | 0 | 0
409 | Colorado River | {'Blythe': [12.5, 4198.0]} | 86064 | 9433 | 0.11 | 76631 | 0.89 | [5 empty] | 14 | 0 | 4 | 0 |  | 0 | 0 | 0 | 0 | 44325 | 52% | 41739 | 33952 | 39% | 52112 | 32135 | 0.37 | 53928 | 54118 | 63% | 31946 | 63485 | 0.74 | 22579 | 187 | 0 | 85877
410 | Placerville | {} | 0 | 0 | 0 | 0 | 0 | [5 empty] | 0 | 0 | 0 | 0 |  | 0 | 0 | 0 | 0 | 0 | 0% | 0 | 0 | 0% | 0 | 0 | 0 | 0 | 0 | 0% | 0 | 0 | 0 | 0 | 0 | 0 | 0
411 | Inyokern | {} | 11029 | 2577 | 0.23 | 8452 | 0.77 | [5 empty] | 0 | 0 | 0 | 0 |  | 105 | 0.01 | 0 | 0 | 6609 | 60% | 4420 | 2531 | 23% | 8499 | 1153 | 0.1 | 9876 | 7221 | 65% | 3808 | 4782 | 0.43 | 6248 | 0 | 0 | 11029
412 | Mandalay | {'Ormond Beach': [7.1, 84.0], 'Santa Clara': [7.5, 11.0]} | 389 | 100 | 0.26 | 289 | 0.74 | [5 empty] | 0 | 0 | 0 | 0 |  | 0 | 0 | 0 | 0 | 50 | 13% | 339 | 225 | 58% | 164 | 281 | 0.72 | 108 | 281 | 72% | 108 | 0 | 0 | 389 | 71 | 0.18 | 318
413 | Creelman | {} | 46 | 0 | 0 | 46 | 1 | [5 empty] | 0 | 0 | 0 | 0 |  | 1 | 0.02 | 45 | 0.98 | 46 | 100% | 0 | 10 | 21% | 36 | 37 | 0.81 | 9 | 46 | 100% | 0 | 36 | 0.78 | 10 | 0 | 0 | 46
414 | Harborgen | {'Long Beach': [0.9, 400.0], 'Arcogen': [2.8, 397.0], 'Hinson': [2.8, 398.0], 'Alamitos': [7.4, 373.0], 'Lighthipe': [7.7, 309.0], 'La Fresa': [8.7, 57.0], 'Del Amo': [8.9, 330.0], 'Redondo': [10.4, 3.0], 'Barre': [14.2, 2.0], 'Huntington Beach': [17.0, 2.0], 'Ellis': [17.5, 2.0]} | 920 | 388 | 0.42 | 532 | 0.58 | [5 empty] | 0 | 0 | 0 | 0 |  | 0 | 0 | 0 | 0 | 0 | 0% | 920 | 129 | 14% | 791 | 493 | 0.54 | 427 | 493 | 54% | 427 | 0 | 0 | 920 | 5 | 0.01 | 915
415 | Capistrano | {'Q1806': [1.6, 45.0], 'Margarita': [3.4, 39.0], 'Trabuco': [3.5, 43.0], 'Rancho Mission Viejo': [3.9, 40.0], 'North of SONGS': [6.8, 39.0], 'Talega': [6.8, 39.0], 'San Onofre': [11.8, 14.0], 'Santiago': [12.1, 7.0]} | 167 | 53 | 0.32 | 114 | 0.68 | [5 empty] | 0 | 0 | 0 | 0 |  | 0 | 0 | 0 | 0 | 9 | 5% | 158 | 32 | 19% | 135 | 90 | 0.54 | 77 | 99 | 59% | 68 | 0 | 0 | 167 | 2 | 0.01 | 165
416 | Red Bluff | {} | 3128 | 118 | 0.04 | 3010 | 0.96 | [5 empty] | 135 | 0.04 | 3 | 0 |  | 3059 | 0.98 | 0 | 0 | 764 | 24% | 2364 | 45 | 1% | 3083 | 471 | 0.15 | 2657 | 1235 | 39% | 1893 | 1682 | 0.54 | 1446 | 688 | 0.22 | 2440
417 | Scripps | {} | 258 | 150 | 0.58 | 109 | 0.42 | [5 empty] | 0 | 0 | 0 | 0 |  | 0 | 0 | 0 | 0 | 0 | 0% | 258 | 28 | 11% | 230 | 95 | 0.37 | 163 | 95 | 37% | 163 | 0 | 0 | 258 | 2 | 0.01 | 256
418 | Johanna | {'Ellis': [5.5, 18.0], 'Santiago': [5.9, 18.0], 'Huntington Beach': [8.6, 18.0]} | 376 | 24 | 0.07 | 352 | 0.93 | [5 empty] | 0 | 0 | 0 | 0 |  | 0 | 0 | 0 | 0 | 9 | 2% | 367 | 162 | 43% | 214 | 329 | 0.87 | 47 | 338 | 90% | 38 | 0 | 0 | 376 | 31 | 0.08 | 345
419 | Cottle | {} | 0 | 0 | 0 | 0 | 0 | [5 empty] | 0 | 0 | 0 | 0 |  | 0 | 0 | 0 | 0 | 0 | 0% | 0 | 0 | 0% | 0 | 0 | 0 | 0 | 0 | 0% | 0 | 0 | 0 | 0 | 0 | 0 | 0
420 | Kingsburg | {} | 0 | 0 | 0 | 0 | 0 | [5 empty] | 0 | 0 | 0 | 0 |  | 0 | 0 | 0 | 0 | 0 | 0% | 0 | 0 | 0% | 0 | 0 | 0 | 0 | 0 | 0% | 0 | 0 | 0 | 0 | 0 | 0 | 0
421 | Panoche | {} | 0 | 0 | 0 | 0 | 0 | [5 empty] | 0 | 0 | 0 | 0 |  | 0 | 0 | 0 | 0 | 0 | 0% | 0 | 0 | 0% | 0 | 0 | 0 | 0 | 0 | 0% | 0 | 0 | 0 | 0 | 0 | 0 | 0
422 | Fulton | {} | 512 | 0 | 0 | 512 | 1 | [5 empty] | 1 | 0 | 0 | 0 |  | 149 | 0.29 | 0 | 0 | 438 | 85% | 74 | 25 | 5% | 487 | 256 | 0.5 | 256 | 512 | 100% | 0 | 465 | 0.91 | 47 | 0 | 0 | 512
423 | Ripon | {} | 0 | 0 | 0 | 0 | 0 | [5 empty] | 0 | 0 | 0 | 0 |  | 0 | 0 | 0 | 0 | 0 | 0% | 0 | 0 | 0% | 0 | 0 | 0 | 0 | 0 | 0% | 0 | 0 | 0 | 0 | 0 | 0 | 0
424 | Shafter | {} | 0 | 0 | 0 | 0 | 0 | [5 empty] | 0 | 0 | 0 | 0 |  | 0 | 0 | 0 | 0 | 0 | 0% | 0 | 0 | 0% | 0 | 0 | 0 | 0 | 0 | 0% | 0 | 0 | 0 | 0 | 0 | 0 | 0
425 | San Luis Rey | {'Ocean Ranch': [2.3, 29.0], 'Melrose': [4.7, 29.0], 'Cannon': [5.1, 29.0], 'Encina': [5.2, 29.0], 'Palomar Airport': [6.7, 24.0], 'Pendleton': [6.8, 27.0], 'Shadowridge': [7.3, 17.0], 'San Marcos': [9.8, 3.0], 'North City Metering': [18.7, 0.0]} | 205 | 29 | 0.14 | 176 | 0.86 | [5 empty] | 0 | 0 | 0 | 0 |  | 3 | 0.01 | 0 | 0 | 34 | 16% | 172 | 159 | 77% | 46 | 166 | 0.81 | 39 | 166 | 81% | 39 | 0 | 0 | 205 | 32 | 0.16 | 173
426 | Woodward | {} | 0 | 0 | 0 | 0 | 0 | [5 empty] | 0 | 0 | 0 | 0 |  | 0 | 0 | 0 | 0 | 0 | 0% | 0 | 0 | 0% | 0 | 0 | 0 | 0 | 0 | 0% | 0 | 0 | 0 | 0 | 0 | 0 | 0
427 | Helm | {} | 0 | 0 | 0 | 0 | 0 | [5 empty] | 0 | 0 | 0 | 0 |  | 0 | 0 | 0 | 0 | 0 | 0% | 0 | 0 | 0% | 0 | 0 | 0 | 0 | 0 | 0% | 0 | 0 | 0 | 0 | 0 | 0 | 0
428 | FMC | {} | 596 | 33 | 0.06 | 563 | 0.94 | [5 empty] | 0 | 0 | 0 | 0 |  | 511 | 0.86 | 0 | 0 | 504 | 85% | 92 | 392 | 66% | 204 | 414 | 0.7 | 182 | 528 | 89% | 67 | 495 | 0.83 | 101 | 50 | 0.08 | 546
429 | Mohave | {} | 8499 | 5320 | 0.63 | 3179 | 0.37 | [5 empty] | 0 | 0 | 0 | 0 |  | 0 | 0 | 0 | 0 | 0 | 0% | 8499 | 0 | 0% | 8499 | 0 | 0 | 8499 | 0 | 0% | 8499 | 9 | 0 | 8490 | 0 | 0 | 8499
430 | Wakefield | {} | 104 | 4 | 0.04 | 100 | 0.96 | [5 empty] | 0 | 0 | 0 | 0 |  | 83 | 0.8 | 0 | 0 | 79 | 76% | 25 | 0 | 0% | 104 | 21 | 0.2 | 83 | 100 | 96% | 4 | 45 | 0.43 | 59 | 0 | 0 | 104
431 | Kern PP | {} | 0 | 0 | 0 | 0 | 0 | [5 empty] | 0 | 0 | 0 | 0 |  | 0 | 0 | 0 | 0 | 0 | 0% | 0 | 0 | 0% | 0 | 0 | 0 | 0 | 0 | 0% | 0 | 0 | 0 | 0 | 0 | 0 | 0
432 | Diablo Canyon | {'Morro Bay': [11.0, 13.0], 'San Luis Obispo': [12.3, 82.0], 'Oceano': [16.9, 11.0], 'Callender': [18.8, 1.0]} | 3081 | 277 | 0.09 | 2804 | 0.91 | [5 empty] | 1 | 0 | 0 | 0 |  | 1954 | 0.63 | 199 | 0.06 | 485 | 16% | 2596 | 125 | 4% | 2956 | 1804 | 0.59 | 1277 | 1944 | 63% | 1137 | 1946 | 0.63 | 1135 | 80 | 0.03 | 3001
433 | Reedley | {} | 0 | 0 | 0 | 0 | 0 | [5 empty] | 0 | 0 | 0 | 0 |  | 0 | 0 | 0 | 0 | 0 | 0% | 0 | 0 | 0% | 0 | 0 | 0 | 0 | 0 | 0% | 0 | 0 | 0 | 0 | 0 | 0 | 0
434 | Oakland J | {'Edes': [2.0, 303.0], 'Oakland X': [3.1, 366.0], 'Oakland C': [4.4, 366.0], 'Oakland L': [4.5, 365.0], 'San Leandro U': [5.1, 149.0], 'Moraga': [6.6, 215.0], 'Grant': [7.0, 122.0], 'SAN FRAN A (POTRERO PP)': [9.3, 320.0], 'Potrero': [9.3, 320.0], 'Castro Valley': [9.7, 58.0], 'Sobrante': [9.9, 156.0], 'Mt Eden': [11.0, 64.0], 'Mt. Eden': [11.0, 64.0], 'Eastshore': [11.0, 66.0], 'Martin': [11.4, 251.0], 'El Cerrito G': [11.7, 219.0], 'Richmond R': [14.1, 162.0], 'Burlingame': [14.5, 17.0], 'Millbrae': [14.6, 27.0], 'Standard Oil': [16.3, 41.0], 'Standard Oil 2': [16.3, 41.0], 'San Pablo': [16.8, 40.0]} | 1396 | 556 | 0.4 | 840 | 0.6 | [5 empty] | 0 | 0 | 0 | 0 |  | 455 | 0.33 | 0 | 0 | 91 | 6% | 1306 | 558 | 40% | 838 | 657 | 0.47 | 739 | 715 | 51% | 681 | 114 | 0.08 | 1282 | 81 | 0.06 | 1315
435 | Sandy | {} | 1703 | 677 | 0.4 | 1026 | 0.6 | [5 empty] | 0 | 0 | 0 | 0 |  | 0 | 0 | 0 | 0 | 0 | 0% | 1703 | 0 | 0% | 1703 | 35 | 0.02 | 1668 | 35 | 2% | 1668 | 996 | 0.58 | 707 | 19 | 0.01 | 1684
436 | Cayetano | {'Las Positas': [3.3, 21.0], 'Los Positas': [3.4, 21.0], 'Vasco': [3.5, 21.0], 'North Dublin': [4.7, 21.0], 'Altamont': [5.1, 21.0], 'Altamont Midway (Sandhill)': [5.2, 21.0], 'Vineyard': [6.6, 21.0], 'Windmaster': [8.2, 21.0], 'Tassajara': [8.6, 21.0], 'San Ramon': [8.9, 21.0]} | 31380 | 96 | 0 | 31283 | 1 | [5 empty] | 793 | 0.03 | 1026 | 0.03 |  | 28224 | 0.9 | 564 | 0.02 | 27205 | 87% | 4174 | 27797 | 89% | 3582 | 30137 | 0.96 | 1243 | 31121 | 99% | 258 | 12598 | 0.4 | 18782 | 922 | 0.03 | 30457
437 | Pit 1 | {} | 545 | 0 | 0 | 545 | 1 | [5 empty] | 0 | 0 | 0 | 0 |  | 16 | 0.03 | 0 | 0 | 332 | 61% | 213 | 21 | 4% | 525 | 21 | 0.04 | 525 | 332 | 61% | 213 | 494 | 0.91 | 51 | 0 | 0 | 545
438 | Metcalf | {} | 1323 | 0 | 0 | 1323 | 1 | [5 empty] | 0 | 0 | 0 | 0 |  | 1062 | 0.8 | 261 | 0.2 | 972 | 73% | 351 | 558 | 42% | 765 | 570 | 0.43 | 753 | 1090 | 82% | 232 | 1252 | 0.95 | 71 | 9 | 0.01 | 1314
439 | Delaney | {} | 0 | 0 | 0 | 0 | 0 | [5 empty] | 0 | 0 | 0 | 0 |  | 0 | 0 | 0 | 0 | 0 | 0% | 0 | 0 | 0% | 0 | 0 | 0 | 0 | 0 | 0% | 0 | 0 | 0 | 0 | 0 | 0 | 0
440 | Oakland L | {'Oakland C': [1.0, 465.0], 'Oakland X': [2.2, 392.0], 'Oakland J': [4.5, 365.0], 'Moraga': [6.5, 235.0], 'Edes': [6.5, 303.0], 'SAN FRAN A (POTRERO PP)': [7.3, 353.0], 'Potrero': [7.3, 354.0], 'Sobrante': [7.5, 246.0], 'El Cerrito G': [7.6, 329.0], 'San Leandro U': [9.6, 149.0], 'Richmond R': [9.7, 273.0], 'Martin': [10.6, 272.0], 'Grant': [11.4, 122.0], 'Standard Oil': [11.8, 152.0], 'Standard Oil 2': [11.8, 152.0], 'San Pablo': [12.7, 130.0], 'Christie': [13.8, 20.0], 'Castro Valley': [14.1, 57.0], 'Eastshore': [15.4, 66.0], 'Mt Eden': [15.5, 64.0], 'Mt. Eden': [15.5, 64.0], 'Millbrae': [15.7, 27.0], 'Burlingame': [16.1, 17.0]} | 3135 | 671 | 0.21 | 2464 | 0.79 | [5 empty] | 1 | 0 | 0 | 0 |  | 1678 | 0.54 | 0 | 0 | 69 | 2% | 3066 | 1496 | 48% | 1639 | 2240 | 0.71 | 895 | 2276 | 73% | 859 | 602 | 0.19 | 2533 | 147 | 0.05 | 2987
441 | Lemoore | {} | 0 | 0 | 0 | 0 | 0 | [5 empty] | 0 | 0 | 0 | 0 |  | 0 | 0 | 0 | 0 | 0 | 0% | 0 | 0 | 0% | 0 | 0 | 0 | 0 | 0 | 0% | 0 | 0 | 0 | 0 | 0 | 0 | 0
442 | Tesla | {} | 30546 | 21 | 0 | 30525 | 1 | [5 empty] | 793 | 0.03 | 1026 | 0.03 |  | 26336 | 0.86 | 1619 | 0.05 | 27457 | 90% | 3088 | 25718 | 84% | 4828 | 28274 | 0.93 | 2272 | 30523 | 100% | 23 | 13572 | 0.44 | 16974 | 864 | 0.03 | 29682
443 | Camanche | {} | 0 | 0 | 0 | 0 | 0 | [5 empty] | 0 | 0 | 0 | 0 |  | 0 | 0 | 0 | 0 | 0 | 0% | 0 | 0 | 0% | 0 | 0 | 0 | 0 | 0 | 0% | 0 | 0 | 0 | 0 | 0 | 0 | 0
444 | Solar | {'Carrizo Plains': [1.1, 135.0], 'Caliente': [8.0, 135.0], 'Kernridge': [18.4, 36.0]} | 3808 | 446 | 0.12 | 3362 | 0.88 | [5 empty] | 76 | 0.02 | 0 | 0 |  | 1365 | 0.36 | 1264 | 0.33 | 2155 | 57% | 1653 | 14 | 0% | 3794 | 292 | 0.08 | 3516 | 2170 | 57% | 1638 | 2460 | 0.65 | 1348 | 8 | 0 | 3800
445 | Mesa Heights | {'Kearny': [1.5, 155.0], 'Mission': [3.4, 156.0], 'Elliot': [4.1, 121.0], 'Elliott': [4.1, 122.0], 'Old Town': [4.9, 156.0], 'Vine': [6.4, 156.0], 'Penasquitos': [7.1, 23.0], 'Point Loma': [7.5, 156.0], 'Murray': [8.2, 2.0], 'Silvergate': [9.4, 133.0], 'North City Metering': [9.7, 23.0], 'Spring Valley': [10.9, 1.0], 'Bay Boulevard': [15.8, 83.0], 'Otay': [17.2, 1.0], 'Imperial Beach': [17.4, 23.0]} | 554 | 195 | 0.35 | 359 | 0.65 | [5 empty] | 0 | 0 | 0 | 0 |  | 0 | 0 | 0 | 0 | 14 | 3% | 540 | 116 | 21% | 438 | 304 | 0.55 | 250 | 310 | 56% | 244 | 0 | 0 | 554 | 28 | 0.05 | 526
446 | Cove Road | {'Round Mt.': [4.9, 537.0], 'New Sub - Pit 1 - Cottonwood (Proposed)': [6.8, 559.0], 'Pit 4': [8.7, 194.0], 'Carberry': [9.2, 559.0], 'Burney Forest': [11.1, 559.0], 'Burney Forest Power': [11.1, 559.0], 'Pit 3': [12.6, 22.0]} | 6626 | 700 | 0.11 | 5926 | 0.89 | [5 empty] | 0 | 0 | 0 | 0 |  | 5170 | 0.78 | 743 | 0.11 | 3945 | 60% | 2682 | 1197 | 18% | 5430 | 1309 | 0.2 | 5317 | 5152 | 78% | 1475 | 3258 | 0.49 | 3368 | 67 | 0.01 | 6559
447 | Gold Hill | {} | 0 | 0 | 0 | 0 | 0 | [5 empty] | 0 | 0 | 0 | 0 |  | 0 | 0 | 0 | 0 | 0 | 0% | 0 | 0 | 0% | 0 | 0 | 0 | 0 | 0 | 0% | 0 | 0 | 0 | 0 | 0 | 0 | 0
448 | Control | {'Inyo': [2.2, 157.0]} | 3532 | 157 | 0.04 | 3374 | 0.96 | [5 empty] | 0 | 0 | 0 | 0 |  | 0 | 0 | 0 | 0 | 0 | 0% | 3532 | 0 | 0% | 3532 | 1893 | 0.54 | 1639 | 1893 | 54% | 1639 | 3282 | 0.93 | 250 | 911 | 0.26 | 2621
449 | Lambie | {'Lambie': [0.0, 7266.0], 'Shiloh III': [3.8, 6178.0], 'Birds Landing': [7.0, 6178.0], 'Peabody': [7.1, 2254.0], 'Collinsville': [9.9, 5042.0], 'Vaca-Dixon & Gc Yard': [12.8, 1089.0], 'Pittsburg': [13.0, 1140.0], 'Kirker': [14.1, 822.0], 'GWF 2': [14.3, 1166.0], 'Grand Island': [14.9, 794.0], 'Contra Costa PP': [15.4, 1123.0], 'Contra Costa': [16.1, 1120.0], 'Lone Tree': [20.0, 8.0]} | 94858 | 10435 | 0.11 | 84423 | 0.89 | [5 empty] | 23534 | 0.25 | 26762 | 0.28 |  | 35905 | 0.38 | 0 | 0 | 16691 | 18% | 78167 | 31699 | 33% | 63159 | 27531 | 0.29 | 67328 | 44301 | 47% | 50557 | 4764 | 0.05 | 90094 | 28339 | 0.3 | 66519
450 | Summit | {} | 23119 | 4138 | 0.18 | 18981 | 0.82 | [5 empty] | 0 | 0 | 0 | 0 |  | 2456 | 0.11 | 17 | 0 | 2968 | 13% | 20151 | 4067 | 18% | 19053 | 12460 | 0.54 | 10660 | 14314 | 62% | 8806 | 12674 | 0.55 | 10446 | 1578 | 0.07 | 21541
451 | Pauda | {} | 1129 | 0 | 0 | 1129 | 1 | [5 empty] | 0 | 0 | 0 | 0 |  | 232 | 0.21 | 875 | 0.78 | 1129 | 100% | 0 | 512 | 45% | 616 | 238 | 0.21 | 891 | 1129 | 100% | 0 | 638 | 0.57 | 491 | 1 | 0 | 1128
452 | Ocotillo Express | {'East County': [9.1, 45.0], 'Boulevard': [14.4, 5.0]} | 28224 | 2879 | 0.1 | 25345 | 0.9 | [5 empty] | 0 | 0 | 0 | 0 |  | 6679 | 0.24 | 0 | 0 | 5740 | 20% | 22484 | 4849 | 17% | 23375 | 6666 | 0.24 | 21558 | 13080 | 46% | 15144 | 17875 | 0.63 | 10349 | 223 | 0.01 | 28001
453 | Corcoran | {} | 0 | 0 | 0 | 0 | 0 | [5 empty] | 0 | 0 | 0 | 0 |  | 0 | 0 | 0 | 0 | 0 | 0% | 0 | 0 | 0% | 0 | 0 | 0 | 0 | 0 | 0% | 0 | 0 | 0 | 0 | 0 | 0 | 0
454 | Penasquitos | {'North City Metering': [2.8, 26.0], 'Mesa Heights': [7.1, 23.0], 'Kearny': [7.8, 23.0], 'Artesian': [8.6, 3.0], 'Mission': [10.5, 23.0], 'Old Town': [10.7, 23.0], 'Point Loma': [12.3, 23.0], 'Vine': [12.7, 23.0], 'San Marcos': [14.6, 3.0], 'Palomar Airport': [14.7, 3.0], 'Shadowridge': [15.5, 3.0], 'Cannon': [16.5, 3.0], 'Encina': [16.6, 3.0]} | 273 | 147 | 0.54 | 126 | 0.46 | [5 empty] | 0 | 0 | 0 | 0 |  | 0 | 0 | 0 | 0 | 0 | 0% | 273 | 56 | 21% | 217 | 112 | 0.41 | 160 | 112 | 41% | 160 | 0 | 0 | 273 | 2 | 0.01 | 271
455 | Sonora | {} | 7760 | 2480 | 0.32 | 5280 | 0.68 | [5 empty] | 3 | 0 | 3 | 0 |  | 0 | 0 | 0 | 0 | 1986 | 26% | 5774 | 1708 | 22% | 6052 | 3319 | 0.43 | 4441 | 4230 | 55% | 3530 | 2860 | 0.37 | 4900 | 706 | 0.09 | 7054
456 | Tranquility | {} | 0 | 0 | 0 | 0 | 0 | [5 empty] | 0 | 0 | 0 | 0 |  | 0 | 0 | 0 | 0 | 0 | 0% | 0 | 0 | 0% | 0 | 0 | 0 | 0 | 0 | 0% | 0 | 0 | 0 | 0 | 0 | 0 | 0
457 | Manning | {} | 0 | 0 | 0 | 0 | 0 | [5 empty] | 0 | 0 | 0 | 0 |  | 0 | 0 | 0 | 0 | 0 | 0% | 0 | 0 | 0% | 0 | 0 | 0 | 0 | 0 | 0% | 0 | 0 | 0 | 0 | 0 | 0 | 0
458 | Rerc | {} | 0 | 0 | 0 | 0 | 0 | [5 empty] | 0 | 0 | 0 | 0 |  | 0 | 0 | 0 | 0 | 0 | 0% | 0 | 0 | 0% | 0 | 0 | 0 | 0 | 0 | 0% | 0 | 0 | 0 | 0 | 0 | 0 | 0
459 | Valley Center | {} | 0 | 0 | 0 | 0 | 0 | [5 empty] | 0 | 0 | 0 | 0 |  | 0 | 0 | 0 | 0 | 0 | 0% | 0 | 0 | 0% | 0 | 0 | 0 | 0 | 0 | 0% | 0 | 0 | 0 | 0 | 0 | 0 | 0
460 | Bannister | {} | 17711 | 9405 | 0.53 | 8306 | 0.47 | [5 empty] | 6 | 0 | 9 | 0 |  | 0 | 0 | 0 | 0 | 927 | 5% | 16784 | 2302 | 13% | 15409 | 4659 | 0.26 | 13052 | 4659 | 26% | 13052 | 4414 | 0.25 | 13297 | 949 | 0.05 | 16762
461 | Talega | {'North of SONGS': [0.3, 45.0], 'Rancho Mission Viejo': [5.3, 40.0], 'San Onofre': [5.9, 20.0], 'Capistrano': [6.8, 39.0], 'Margarita': [7.5, 38.0], 'Q1806': [8.2, 38.0], 'Trabuco': [9.6, 36.0]} | 109 | 39 | 0.36 | 69 | 0.64 | [5 empty] | 0 | 0 | 0 | 0 |  | 3 | 0.03 | 0 | 0 | 0 | 0% | 109 | 40 | 37% | 68 | 61 | 0.56 | 47 | 61 | 56% | 47 | 0 | 0 | 109 | 0 | 0 | 108
462 | Arkansas | {} | 7922 | 2034 | 0.26 | 5888 | 0.74 | [5 empty] | 3 | 0 | 3 | 0 |  | 0 | 0 | 0 | 0 | 2399 | 30% | 5522 | 1264 | 16% | 6658 | 2874 | 0.36 | 5048 | 4199 | 53% | 3722 | 3912 | 0.49 | 4009 | 711 | 0.09 | 7211
463 | Bailey | {'Warne': [6.4, 2.0], 'Neenach': [15.4, 1511.0]} | 82391 | 7684 | 0.09 | 74707 | 0.91 | [5 empty] | 1852 | 0.02 | 1474 | 0.02 |  | 29552 | 0.36 | 20082 | 0.24 | 39974 | 49% | 42417 | 45873 | 56% | 36518 | 32508 | 0.39 | 49883 | 70174 | 85% | 12217 | 35266 | 0.43 | 47125 | 1144 | 0.01 | 81247
464 | Kasson | {} | 22412 | 0 | 0 | 22412 | 1 | [5 empty] | 793 | 0.04 | 1026 | 0.05 |  | 19289 | 0.86 | 533 | 0.02 | 19769 | 88% | 2642 | 21341 | 95% | 1071 | 21356 | 0.95 | 1055 | 22412 | 100% | 0 | 9996 | 0.45 | 12416 | 653 | 0.03 | 21759
465 | Bellota | {} | 0 | 0 | 0 | 0 | 0 | [5 empty] | 0 | 0 | 0 | 0 |  | 0 | 0 | 0 | 0 | 0 | 0% | 0 | 0 | 0% | 0 | 0 | 0 | 0 | 0 | 0% | 0 | 0 | 0 | 0 | 0 | 0 | 0
466 | Geysers Tap 12 | {} | 8363 | 0 | 0 | 8363 | 1 | [5 empty] | 138 | 0.02 | 10 | 0 |  | 3865 | 0.46 | 3456 | 0.41 | 7746 | 93% | 617 | 4192 | 50% | 4171 | 5716 | 0.68 | 2647 | 8363 | 100% | 0 | 3043 | 0.36 | 5320 | 9 | 0 | 8354
467 | Paul Sweet | {} | 247 | 55 | 0.22 | 192 | 0.78 | [5 empty] | 5 | 0.02 | 8 | 0.03 |  | 69 | 0.28 | 0 | 0 | 97 | 39% | 149 | 59 | 24% | 187 | 83 | 0.34 | 163 | 167 | 68% | 80 | 38 | 0.15 | 209 | 10 | 0.04 | 237
468 | Carquinez | {'Parkway': [3.9, 1153.0], 'Bahia': [6.0, 1153.0], 'Christie': [6.5, 1156.0], 'San Pablo': [8.8, 799.0], 'Martinez': [8.9, 1153.0], 'Alhambra': [9.3, 1151.0], 'El Cerrito G': [12.5, 537.0], 'Standard Oil': [12.6, 30.0], 'Standard Oil 2': [12.6, 30.0], 'Sobrante': [13.1, 725.0], 'Richmond R': [13.2, 27.0], 'Meadow Lane': [13.8, 1031.0], 'Lakewood': [16.4, 104.0]} | 14620 | 1549 | 0.11 | 13070 | 0.89 | [5 empty] | 110 | 0.01 | 0 | 0 |  | 8160 | 0.56 | 0 | 0 | 7769 | 53% | 6850 | 4861 | 33% | 9759 | 4128 | 0.28 | 10491 | 12316 | 84% | 2303 | 5544 | 0.38 | 9076 | 3150 | 0.22 | 11469
469 | El Centro | {'Imperial Valley': [11.9, 2.0]} | 3555 | 1113 | 0.31 | 2442 | 0.69 | [5 empty] | 53 | 0.01 | 27 | 0.01 |  | 0 | 0 | 0 | 0 | 1075 | 30% | 2481 | 104 | 3% | 3452 | 104 | 0.03 | 3452 | 1178 | 33% | 2377 | 1535 | 0.43 | 2020 | 340 | 0.1 | 3215
470 | Riverbank | {} | 0 | 0 | 0 | 0 | 0 | [5 empty] | 0 | 0 | 0 | 0 |  | 0 | 0 | 0 | 0 | 0 | 0% | 0 | 0 | 0% | 0 | 0 | 0 | 0 | 0 | 0% | 0 | 0 | 0 | 0 | 0 | 0 | 0
471 | Valley | {} | 0 | 0 | 0 | 0 | 0 | [5 empty] | 0 | 0 | 0 | 0 |  | 0 | 0 | 0 | 0 | 0 | 0% | 0 | 0 | 0% | 0 | 0 | 0 | 0 | 0 | 0% | 0 | 0 | 0 | 0 | 0 | 0 | 0
472 | Madera | {} | 0 | 0 | 0 | 0 | 0 | [5 empty] | 0 | 0 | 0 | 0 |  | 0 | 0 | 0 | 0 | 0 | 0% | 0 | 0 | 0% | 0 | 0 | 0 | 0 | 0 | 0% | 0 | 0 | 0 | 0 | 0 | 0 | 0
473 | Rio Bravo | {} | 0 | 0 | 0 | 0 | 0 | [5 empty] | 0 | 0 | 0 | 0 |  | 0 | 0 | 0 | 0 | 0 | 0% | 0 | 0 | 0% | 0 | 0 | 0 | 0 | 0 | 0% | 0 | 0 | 0 | 0 | 0 | 0 | 0
474 | New Sub - Lugo - Pisgah (Proposed) | {} | 87329 | 9727 | 0.11 | 77602 | 0.89 | [5 empty] | 0 | 0 | 0 | 0 |  | 2916 | 0.03 | 241 | 0 | 19324 | 22% | 68005 | 4613 | 5% | 82716 | 8457 | 0.1 | 78872 | 26086 | 30% | 61243 | 67460 | 0.77 | 19869 | 35 | 0 | 87294
475 | Kern Oil | {} | 0 | 0 | 0 | 0 | 0 | [5 empty] | 0 | 0 | 0 | 0 |  | 0 | 0 | 0 | 0 | 0 | 0% | 0 | 0 | 0% | 0 | 0 | 0 | 0 | 0 | 0% | 0 | 0 | 0 | 0 | 0 | 0 | 0
476 | IS Tap | {} | 8 | 8 | 1 | 0 | 0 | [5 empty] | 0 | 0 | 0 | 0 |  | 0 | 0 | 0 | 0 | 0 | 0% | 8 | 0 | 0% | 8 | 0 | 0 | 8 | 0 | 0% | 8 | 0 | 0 | 8 | 0 | 0 | 8
477 | Q1806 | {'Capistrano': [1.6, 45.0], 'Trabuco': [2.1, 43.0], 'Margarita': [3.0, 39.0], 'Rancho Mission Viejo': [4.5, 39.0], 'Talega': [8.2, 38.0], 'North of SONGS': [8.3, 38.0], 'Santiago': [10.5, 7.0], 'San Onofre': [13.3, 13.0]} | 254 | 60 | 0.24 | 194 | 0.76 | [5 empty] | 0 | 0 | 0 | 0 |  | 0 | 0 | 0 | 0 | 9 | 4% | 245 | 56 | 22% | 198 | 168 | 0.66 | 86 | 177 | 70% | 77 | 0 | 0 | 254 | 6 | 0.02 | 248
478 | Casaloma | {} | 0 | 0 | 0 | 0 | 0 | [5 empty] | 0 | 0 | 0 | 0 |  | 0 | 0 | 0 | 0 | 0 | 0% | 0 | 0 | 0% | 0 | 0 | 0 | 0 | 0 | 0% | 0 | 0 | 0 | 0 | 0 | 0 | 0
479 | Fern Road | {'Round Mt.': [11.5, 57.0], 'New Sub - Pit 1 - Cottonwood (Proposed)': [14.0, 105.0]} | 3814 | 715 | 0.19 | 3099 | 0.81 | [5 empty] | 0 | 0 | 0 | 0 |  | 2784 | 0.73 | 0 | 0 | 2617 | 69% | 1197 | 101 | 3% | 3712 | 55 | 0.01 | 3759 | 2633 | 69% | 1181 | 1447 | 0.38 | 2367 | 37 | 0.01 | 3777
480 | North of SONGS | {'Talega': [0.3, 45.0], 'Rancho Mission Viejo': [5.5, 40.0], 'San Onofre': [5.6, 20.0], 'Capistrano': [6.8, 39.0], 'Margarita': [7.6, 38.0], 'Q1806': [8.3, 38.0], 'Trabuco': [9.7, 36.0]} | 109 | 39 | 0.36 | 69 | 0.64 | [5 empty] | 0 | 0 | 0 | 0 |  | 3 | 0.03 | 0 | 0 | 0 | 0% | 109 | 40 | 37% | 68 | 61 | 0.56 | 47 | 61 | 56% | 47 | 0 | 0 | 109 | 0 | 0 | 108
481 | Vine | {'Old Town': [2.0, 212.0], 'Point Loma': [3.2, 212.0], 'Silvergate': [3.7, 189.0], 'Mission': [4.0, 211.0], 'Mesa Heights': [6.4, 156.0], 'Kearny': [7.1, 155.0], 'Elliot': [7.5, 121.0], 'Elliott': [7.5, 122.0], 'Murray': [9.7, 2.0], 'Spring Valley': [10.2, 1.0], 'Bay Boulevard': [10.3, 124.0], 'Telegraph Canyon': [11.7, 32.0], 'Imperial Beach': [11.8, 58.0], 'Miguel': [12.0, 26.0], 'Salt Creek': [12.1, 23.0], 'Otay': [12.2, 33.0], 'Penasquitos': [12.7, 23.0], 'San Ysidro': [15.1, 27.0], 'North City Metering': [15.4, 23.0]} | 591 | 197 | 0.33 | 394 | 0.67 | [5 empty] | 0 | 0 | 0 | 0 |  | 0 | 0 | 0 | 0 | 14 | 2% | 576 | 144 | 24% | 447 | 336 | 0.57 | 255 | 341 | 58% | 250 | 0 | 0 | 591 | 29 | 0.05 | 562
482 | Belden | {} | 10346 | 3 | 0 | 10342 | 1 | [5 empty] | 0 | 0 | 0 | 0 |  | 3027 | 0.29 | 1642 | 0.16 | 5501 | 53% | 4845 | 8406 | 81% | 1939 | 8243 | 0.8 | 2103 | 10255 | 99% | 90 | 8437 | 0.82 | 1909 | 417 | 0.04 | 9928
483 | Standard Oil | {'Standard Oil 2': [0.0, 347.0], 'Richmond R': [2.2, 344.0], 'San Pablo': [4.0, 262.0], 'El Cerrito G': [5.5, 303.0], 'Sobrante': [10.6, 160.0], 'Christie': [10.7, 49.0], 'Ignacio': [11.8, 41.0], 'Oakland L': [11.8, 152.0], 'Oakland C': [12.2, 140.0], 'Carquinez': [12.6, 30.0], 'Oakland X': [13.4, 68.0], 'Potrero': [13.5, 138.0], 'SAN FRAN A (POTRERO PP)': [13.5, 141.0], 'Moraga': [14.5, 60.0], 'Alhambra': [14.6, 27.0], 'Martinez': [15.7, 26.0], 'Oakland J': [16.3, 41.0], 'Parkway': [16.5, 26.0], 'Bahia': [16.6, 26.0], 'Martin': [17.2, 21.0], 'Edes': [18.3, 7.0]} | 4906 | 1494 | 0.3 | 3413 | 0.7 | [5 empty] | 10 | 0 | 0 | 0 |  | 2258 | 0.46 | 0 | 0 | 200 | 4% | 4707 | 1703 | 35% | 3203 | 2916 | 0.59 | 1990 | 3026 | 62% | 1880 | 816 | 0.17 | 4090 | 372 | 0.08 | 4534
484 | Panama | {} | 0 | 0 | 0 | 0 | 0 | [5 empty] | 0 | 0 | 0 | 0 |  | 0 | 0 | 0 | 0 | 0 | 0% | 0 | 0 | 0% | 0 | 0 | 0 | 0 | 0 | 0% | 0 | 0 | 0 | 0 | 0 | 0 | 0
485 | Oakland X | {'Oakland L': [2.2, 392.0], 'Oakland C': [2.8, 392.0], 'Oakland J': [3.1, 366.0], 'Moraga': [4.8, 235.0], 'Edes': [5.1, 303.0], 'Sobrante': [7.1, 178.0], 'San Leandro U': [8.0, 149.0], 'El Cerrito G': [8.6, 245.0], 'SAN FRAN A (POTRERO PP)': [9.1, 336.0], 'Potrero': [9.1, 337.0], 'Grant': [10.1, 122.0], 'Richmond R': [11.3, 188.0], 'Martin': [12.0, 256.0], 'Castro Valley': [12.2, 58.0], 'Standard Oil': [13.4, 68.0], 'Standard Oil 2': [13.5, 68.0], 'Christie': [13.8, 17.0], 'San Pablo': [13.8, 62.0], 'Mt Eden': [14.0, 64.0], 'Mt. Eden': [14.0, 64.0], 'Eastshore': [14.0, 66.0], 'Millbrae': [16.4, 27.0], 'Burlingame': [16.6, 17.0]} | 3007 | 720 | 0.24 | 2287 | 0.76 | [5 empty] | 1 | 0 | 0 | 0 |  | 1844 | 0.61 | 0 | 0 | 74 | 2% | 2932 | 1494 | 50% | 1512 | 2078 | 0.69 | 928 | 2120 | 71% | 886 | 643 | 0.21 | 2363 | 125 | 0.04 | 2882
486 | Butte | {} | 5 | 0 | 0 | 5 | 1 | [5 empty] | 0 | 0 | 0 | 0 |  | 0 | 0 | 0 | 0 | 5 | 100% | 0 | 0 | 0% | 5 | 5 | 1 | 0 | 5 | 100% | 0 | 5 | 1 | 0 | 0 | 0 | 5
487 | Nortech | {} | 552 | 3 | 0 | 549 | 1 | [5 empty] | 0 | 0 | 0 | 0 |  | 470 | 0.85 | 0 | 0 | 476 | 86% | 76 | 416 | 75% | 136 | 438 | 0.79 | 114 | 498 | 90% | 54 | 469 | 0.85 | 83 | 71 | 0.13 | 480
488 | Windsor | {'La Cienega': [1.1, 4.0], 'El Nido': [7.0, 3.0], 'Chevmain': [7.0, 4.0], 'El Segundo': [7.1, 4.0]} | 96 | 17 | 0.17 | 80 | 0.83 | [5 empty] | 0 | 0 | 0 | 0 |  | 0 | 0 | 0 | 0 | 0 | 0% | 96 | 74 | 76% | 23 | 77 | 0.8 | 19 | 77 | 80% | 19 | 0 | 0 | 96 | 0 | 0 | 96
489 | Haas | {} | 0 | 0 | 0 | 0 | 0 | [5 empty] | 0 | 0 | 0 | 0 |  | 0 | 0 | 0 | 0 | 0 | 0% | 0 | 0 | 0% | 0 | 0 | 0 | 0 | 0 | 0% | 0 | 0 | 0 | 0 | 0 | 0 | 0
490 | Stone | {} | 1161 | 33 | 0.03 | 1128 | 0.97 | [5 empty] | 0 | 0 | 0 | 0 |  | 1061 | 0.91 | 66 | 0.06 | 1030 | 89% | 131 | 469 | 40% | 692 | 481 | 0.41 | 680 | 1045 | 90% | 116 | 1055 | 0.91 | 106 | 12 | 0.01 | 1149
491 | El Cerrito G | {'Richmond R': [3.7, 419.0], 'Sobrante': [5.2, 737.0], 'San Pablo': [5.2, 742.0], 'Standard Oil': [5.5, 303.0], 'Standard Oil 2': [5.5, 303.0], 'Oakland L': [7.6, 329.0], 'Christie': [7.9, 556.0], 'Oakland C': [8.3, 317.0], 'Oakland X': [8.6, 245.0], 'Moraga': [9.0, 179.0], 'Alhambra': [10.8, 534.0], 'Oakland J': [11.7, 219.0], 'Potrero': [12.0, 309.0], 'SAN FRAN A (POTRERO PP)': [12.0, 311.0], 'Martinez': [12.2, 533.0], 'Carquinez': [12.5, 537.0], 'Lakewood': [13.3, 59.0], 'Edes': [13.7, 178.0], 'Meadow Lane': [14.0, 469.0], 'Bahia': [14.6, 533.0], 'Martin': [15.9, 191.0], 'Parkway': [16.3, 533.0], 'San Leandro U': [16.6, 41.0], 'Ignacio': [17.0, 15.0], 'Grant': [18.7, 14.0]} | 4940 | 1690 | 0.34 | 3250 | 0.66 | [5 empty] | 4 | 0 | 0 | 0 |  | 2012 | 0.41 | 0 | 0 | 45 | 1% | 4895 | 1571 | 32% | 3368 | 3014 | 0.61 | 1926 | 3027 | 61% | 1913 | 611 | 0.12 | 4329 | 303 | 0.06 | 4637
492 | Elizabeth Lake | {'Pardee': [4.1, 79.0], 'Saugus': [5.3, 79.0]} | 12239 | 497 | 0.04 | 11741 | 0.96 | [5 empty] | 0 | 0 | 0 | 0 |  | 3225 | 0.26 | 6963 | 0.57 | 7017 | 57% | 5221 | 168 | 1% | 12071 | 201 | 0.02 | 12037 | 7126 | 58% | 5113 | 8186 | 0.67 | 4052 | 266 | 0.02 | 11973
493 | Ashlan | {} | 0 | 0 | 0 | 0 | 0 | [5 empty] | 0 | 0 | 0 | 0 |  | 0 | 0 | 0 | 0 | 0 | 0% | 0 | 0 | 0% | 0 | 0 | 0 | 0 | 0 | 0% | 0 | 0 | 0 | 0 | 0 | 0 | 0
494 | Meadow Lane | {'Lakewood': [3.8, 104.0], 'Clayton': [4.7, 10.0], 'Alhambra': [4.7, 1039.0], 'Martinez': [5.0, 1041.0], 'Kirker': [8.9, 10.0], 'Christie': [8.9, 1031.0], 'Sobrante': [9.3, 692.0], 'Bahia': [9.4, 1041.0], 'Pittsburg': [9.8, 10.0], 'GWF 2': [11.0, 10.0], 'Carquinez': [13.8, 1031.0], 'El Cerrito G': [14.0, 469.0], 'Collinsville': [14.3, 6.0], 'Parkway': [14.8, 1031.0], 'San Pablo': [15.5, 689.0], 'Birds Landing': [16.4, 2.0], 'Shiloh III': [18.1, 2.0]} | 21464 | 1597 | 0.07 | 19867 | 0.93 | [5 empty] | 751 | 0.03 | 0 | 0 |  | 8826 | 0.41 | 0 | 0 | 11298 | 53% | 10166 | 14470 | 67% | 6994 | 10281 | 0.48 | 11183 | 18118 | 84% | 3346 | 4414 | 0.21 | 17050 | 9161 | 0.43 | 12303
495 | Bucks Creek | {} | 11192 | 3 | 0 | 11188 | 1 | [5 empty] | 0 | 0 | 0 | 0 |  | 3379 | 0.3 | 1911 | 0.17 | 5782 | 52% | 5410 | 8971 | 80% | 2221 | 8827 | 0.79 | 2365 | 11102 | 99% | 90 | 8895 | 0.79 | 2297 | 455 | 0.04 | 10737
496 | Dunn Siding | {'Harvard': [13.6, 17.0]} | 27533 | 5040 | 0.18 | 22493 | 0.82 | [5 empty] | 7 | 0 | 157 | 0.01 |  | 0 | 0 | 0 | 0 | 10097 | 37% | 17437 | 7672 | 28% | 19861 | 6651 | 0.24 | 20882 | 10958 | 40% | 16575 | 18631 | 0.68 | 8902 | 676 | 0.02 | 26857
497 | Pit 4 | {'Pit 3': [5.3, 66.0], 'James B Black': [6.5, 15.0], 'Cove Road': [8.7, 194.0], 'Carberry': [10.2, 194.0], 'Burney Forest': [10.3, 194.0], 'Burney Forest Power': [10.3, 194.0], 'New Sub - Pit 1 - Cottonwood (Proposed)': [11.5, 194.0], 'Round Mt.': [13.3, 172.0]} | 7013 | 1107 | 0.16 | 5906 | 0.84 | [5 empty] | 0 | 0 | 0 | 0 |  | 6002 | 0.86 | 358 | 0.05 | 3083 | 44% | 3930 | 1565 | 22% | 5448 | 909 | 0.13 | 6104 | 4640 | 66% | 2373 | 3068 | 0.44 | 3945 | 74 | 0.01 | 6939
498 | SAN FRAN A (POTRERO PP) | {'Potrero': [0.0, 469.0], 'Martin': [3.9, 321.0], 'Oakland C': [6.4, 354.0], 'Oakland L': [7.3, 353.0], 'Oakland X': [9.1, 336.0], 'Oakland J': [9.3, 320.0], 'Millbrae': [10.5, 68.0], 'Edes': [10.5, 257.0], 'Burlingame': [11.7, 33.0], 'Richmond R': [11.9, 261.0], 'El Cerrito G': [12.0, 311.0], 'San Leandro U': [13.3, 103.0], 'Standard Oil': [13.5, 141.0], 'Standard Oil 2': [13.5, 141.0], 'Grant': [13.7, 76.0], 'Moraga': [13.8, 222.0], 'Sobrante': [14.2, 168.0], 'San Pablo': [16.2, 67.0], 'Eastshore': [17.3, 20.0], 'Mt Eden': [17.7, 18.0], 'Mt. Eden': [17.7, 18.0], 'Castro Valley': [18.2, 12.0], 'Christie': [19.7, 10.0]} | 1836 | 698 | 0.38 | 1138 | 0.62 | [5 empty] | 0 | 0 | 0 | 0 |  | 0 | 0 | 0 | 0 | 107 | 6% | 1728 | 404 | 22% | 1431 | 941 | 0.51 | 895 | 977 | 53% | 858 | 90 | 0.05 | 1745 | 133 | 0.07 | 1703
499 | Frogtown | {} | 0 | 0 | 0 | 0 | 0 | [5 empty] | 0 | 0 | 0 | 0 |  | 0 | 0 | 0 | 0 | 0 | 0% | 0 | 0 | 0% | 0 | 0 | 0 | 0 | 0 | 0% | 0 | 0 | 0 | 0 | 0 | 0 | 0
500 | Knights Landing | {} | 913 | 0 | 0 | 913 | 1 | [5 empty] | 90 | 0.1 | 11 | 0.01 |  | 791 | 0.87 | 0 | 0 | 913 | 100% | 0 | 0 | 0% | 913 | 0 | 0 | 913 | 913 | 100% | 0 | 771 | 0.85 | 141 | 0 | 0 | 913
501 | Sandlot | {} | 6231 | 201 | 0.03 | 6030 | 0.97 | [5 empty] | 0 | 0 | 0 | 0 |  | 0 | 0 | 0 | 0 | 4222 | 68% | 2008 | 3615 | 58% | 2615 | 1856 | 0.3 | 4375 | 5566 | 89% | 665 | 3799 | 0.61 | 2431 | 181 | 0.03 | 6049
502 | Sunrise | {} | 0 | 0 | 0 | 0 | 0 | [5 empty] | 0 | 0 | 0 | 0 |  | 0 | 0 | 0 | 0 | 0 | 0% | 0 | 0 | 0% | 0 | 0 | 0 | 0 | 0 | 0% | 0 | 0 | 0 | 0 | 0 | 0 | 0
503 | Lilac | {} | 0 | 0 | 0 | 0 | 0 | [5 empty] | 0 | 0 | 0 | 0 |  | 0 | 0 | 0 | 0 | 0 | 0% | 0 | 0 | 0% | 0 | 0 | 0 | 0 | 0 | 0% | 0 | 0 | 0 | 0 | 0 | 0 | 0
504 | Alhambra | {'Martinez': [1.6, 1159.0], 'Christie': [4.3, 1151.0], 'Meadow Lane': [4.7, 1039.0], 'Bahia': [6.1, 1159.0], 'Lakewood': [7.1, 104.0], 'Sobrante': [7.5, 722.0], 'Carquinez': [9.3, 1151.0], 'Clayton': [9.4, 9.0], 'El Cerrito G': [10.8, 534.0], 'Parkway': [10.9, 1150.0], 'San Pablo': [11.2, 794.0], 'Kirker': [12.3, 9.0], 'Pittsburg': [13.0, 9.0], 'Richmond R': [13.8, 24.0], 'GWF 2': [14.6, 9.0], 'Standard Oil': [14.6, 27.0], 'Standard Oil 2': [14.7, 27.0], 'Collinsville': [17.0, 4.0]} | 15005 | 1279 | 0.09 | 13726 | 0.91 | [5 empty] | 6 | 0 | 0 | 0 |  | 5288 | 0.35 | 0 | 0 | 7362 | 49% | 7643 | 8006 | 53% | 6999 | 5134 | 0.34 | 9871 | 12525 | 83% | 2480 | 2911 | 0.19 | 12094 | 6842 | 0.46 | 8163
505 | Charleston | {'Pahrump': [8.1, 32.0], 'Thousandaire': [10.4, 32.0], 'Gamebird': [12.2, 1.0]} | 6532 | 700 | 0.11 | 5832 | 0.89 | [5 empty] | 0 | 0 | 0 | 0 |  | 0 | 0 | 0 | 0 | 784 | 12% | 5749 | 639 | 10% | 5893 | 1407 | 0.22 | 5125 | 2191 | 34% | 4341 | 4839 | 0.74 | 1694 | 117 | 0.02 | 6415
506 | Vasco | {'Los Positas': [1.2, 21.0], 'Las Positas': [1.2, 21.0], 'Altamont': [3.3, 21.0], 'Altamont Midway (Sandhill)': [3.3, 21.0], 'Cayetano': [3.5, 21.0], 'Windmaster': [7.4, 21.0], 'North Dublin': [8.1, 21.0], 'Vineyard': [8.1, 21.0], 'Tassajara': [12.1, 21.0], 'San Ramon': [12.2, 21.0]} | 32135 | 96 | 0 | 32038 | 1 | [5 empty] | 793 | 0.02 | 1026 | 0.03 |  | 28348 | 0.88 | 1195 | 0.04 | 28150 | 88% | 3985 | 28119 | 88% | 4016 | 30458 | 0.95 | 1676 | 31876 | 99% | 258 | 13638 | 0.42 | 18497 | 903 | 0.03 | 31231
507 | Harris | {'Humboldt': [1.0, 140.0], 'Humboldt Bay': [4.9, 139.0], 'Arcata': [6.4, 110.0]} | 1441 | 350 | 0.24 | 1091 | 0.76 | [5 empty] | 0 | 0 | 0 | 0 |  | 0 | 0 | 0 | 0 | 275 | 19% | 1166 | 128 | 9% | 1313 | 162 | 0.11 | 1279 | 348 | 24% | 1093 | 510 | 0.35 | 931 | 241 | 0.17 | 1200
508 | Grizzly | {'Rock Creek': [1.0, 3.0], 'Rock Creek 1': [1.0, 3.0], 'Cresta': [7.3, 3.0]} | 12863 | 68 | 0.01 | 12795 | 0.99 | [5 empty] | 0 | 0 | 0 | 0 |  | 3874 | 0.3 | 1586 | 0.12 | 5828 | 45% | 7035 | 9612 | 75% | 3250 | 10790 | 0.84 | 2072 | 12732 | 99% | 131 | 9807 | 0.76 | 3056 | 472 | 0.04 | 12391
509 | Jackass (DOE) | {'Lathrop': [9.0, 3724.0], 'Mercury': [15.8, 922.0], 'Valley Switch': [17.7, 5.0]} | 122171 | 8271 | 0.07 | 113899 | 0.93 | [5 empty] | 0 | 0 | 0 | 0 |  | 0 | 0 | 0 | 0 | 0 | 0% | 122171 | 0 | 0% | 122171 | 0 | 0 | 122171 | 0 | 0% | 122171 | 0 | 0 | 122171 | 0 | 0 | 122171
510 | North City Metering | {'Penasquitos': [2.8, 26.0], 'Artesian': [6.6, 4.0], 'Mesa Heights': [9.7, 23.0], 'Kearny': [10.1, 23.0], 'San Marcos': [11.9, 5.0], 'Palomar Airport': [12.0, 5.0], 'Shadowridge': [12.7, 5.0], 'Mission': [13.0, 23.0], 'Old Town': [13.5, 23.0], 'Cannon': [14.0, 5.0], 'Encina': [14.0, 5.0], 'Point Loma': [15.1, 23.0], 'Vine': [15.4, 23.0], 'Melrose': [17.3, 0.0], 'Ocean Ranch': [18.0, 1.0], 'San Luis Rey': [18.7, 0.0]} | 90 | 30 | 0.33 | 60 | 0.67 | [5 empty] | 0 | 0 | 0 | 0 |  | 0 | 0 | 0 | 0 | 0 | 0% | 90 | 34 | 38% | 56 | 55 | 0.61 | 35 | 55 | 61% | 35 | 0 | 0 | 90 | 2 | 0.03 | 88
511 | Ormond Beach | {'Mandalay': [7.1, 84.0], 'Santa Clara': [12.0, 9.0]} | 596 | 109 | 0.18 | 487 | 0.82 | [5 empty] | 5 | 0.01 | 0 | 0 |  | 0 | 0 | 0 | 0 | 244 | 41% | 352 | 226 | 38% | 370 | 283 | 0.48 | 313 | 476 | 80% | 120 | 30 | 0.05 | 566 | 71 | 0.12 | 525
512 | Warne | {'Bailey': [6.4, 2.0], 'Neenach': [17.4, 2.0]} | 59237 | 3699 | 0.06 | 55538 | 0.94 | [5 empty] | 1608 | 0.03 | 814 | 0.01 |  | 24412 | 0.41 | 21257 | 0.36 | 28451 | 48% | 30786 | 32088 | 54% | 27149 | 25829 | 0.44 | 33408 | 50979 | 86% | 8258 | 29702 | 0.5 | 29535 | 1121 | 0.02 | 58116
513 | POE | {} | 5295 | 0 | 0 | 5295 | 1 | [5 empty] | 0 | 0 | 0 | 0 |  | 1094 | 0.21 | 659 | 0.12 | 1927 | 36% | 3368 | 3648 | 69% | 1647 | 5271 | 1 | 24 | 5294 | 100% | 1 | 3687 | 0.7 | 1608 | 147 | 0.03 | 5148
514 | Pit 3 | {'Pit 4': [5.3, 66.0], 'Burney Forest': [8.5, 22.0], 'Burney Forest Power': [8.5, 22.0], 'Carberry': [9.6, 22.0], 'James B Black': [11.8, 15.0], 'Cove Road': [12.6, 22.0], 'New Sub - Pit 1 - Cottonwood (Proposed)': [12.7, 22.0]} | 6019 | 1025 | 0.17 | 4994 | 0.83 | [5 empty] | 0 | 0 | 0 | 0 |  | 5186 | 0.86 | 91 | 0.02 | 2276 | 38% | 3743 | 1549 | 26% | 4469 | 809 | 0.13 | 5209 | 3718 | 62% | 2300 | 2551 | 0.42 | 3468 | 61 | 0.01 | 5958
515 | Evergreen | {} | 1734 | 33 | 0.02 | 1701 | 0.98 | [5 empty] | 0 | 0 | 0 | 0 |  | 1617 | 0.93 | 84 | 0.05 | 1454 | 84% | 280 | 685 | 40% | 1049 | 697 | 0.4 | 1037 | 1469 | 85% | 265 | 1630 | 0.94 | 105 | 20 | 0.01 | 1714
516 | Rincon | {} | 1287 | 0 | 0 | 1287 | 1 | [5 empty] | 35 | 0.03 | 0 | 0 |  | 835 | 0.65 | 0 | 0 | 1287 | 100% | 0 | 537 | 42% | 749 | 568 | 0.44 | 718 | 1287 | 100% | 0 | 1205 | 0.94 | 82 | 1 | 0 | 1286
517 | Whisman | {'Cooley Landing': [5.8, 1.0], 'Ravenswood': [7.2, 1.0], 'Menlo': [7.6, 1.0], 'Dumbarton': [10.6, 1.0], 'Jefferson': [12.4, 1.0], 'Eastshore': [15.5, 1.0]} | 141 | 51 | 0.36 | 90 | 0.64 | [5 empty] | 0 | 0 | 0 | 0 |  | 0 | 0 | 0 | 0 | 8 | 6% | 133 | 2 | 2% | 139 | 25 | 0.18 | 116 | 33 | 23% | 108 | 0 | 0 | 141 | 71 | 0.5 | 70
518 | Brighton | {} | 0 | 0 | 0 | 0 | 0 | [5 empty] | 0 | 0 | 0 | 0 |  | 0 | 0 | 0 | 0 | 0 | 0% | 0 | 0 | 0% | 0 | 0 | 0 | 0 | 0 | 0% | 0 | 0 | 0 | 0 | 0 | 0 | 0
519 | Mi-Wuk | {} | 0 | 0 | 0 | 0 | 0 | [5 empty] | 0 | 0 | 0 | 0 |  | 0 | 0 | 0 | 0 | 0 | 0% | 0 | 0 | 0% | 0 | 0 | 0 | 0 | 0 | 0% | 0 | 0 | 0 | 0 | 0 | 0 | 0
520 | San Ysidro | {'Otay': [2.9, 35.0], 'Imperial Beach': [4.3, 32.0], 'Bay Boulevard': [5.1, 32.0], 'Telegraph Canyon': [5.3, 37.0], 'Otay Mesa': [6.7, 6.0], 'Salt Creek': [8.4, 27.0], 'Miguel': [8.5, 29.0], 'Silvergate': [11.4, 30.0], 'Vine': [15.1, 27.0], 'Mission': [16.7, 27.0], 'Old Town': [17.1, 27.0], 'Point Loma': [17.3, 27.0]} | 612 | 123 | 0.2 | 488 | 0.8 | [5 empty] | 0 | 0 | 0 | 0 |  | 0 | 0 | 0 | 0 | 54 | 9% | 557 | 232 | 38% | 380 | 433 | 0.71 | 179 | 439 | 72% | 173 | 3 | 0 | 609 | 54 | 0.09 | 558
521 | Lincoln | {} | 0 | 0 | 0 | 0 | 0 | [5 empty] | 0 | 0 | 0 | 0 |  | 0 | 0 | 0 | 0 | 0 | 0% | 0 | 0 | 0% | 0 | 0 | 0 | 0 | 0 | 0% | 0 | 0 | 0 | 0 | 0 | 0 | 0
522 | Jefferson | {'Menlo': [4.9, 20.0], 'Ravenswood': [8.4, 38.0], 'Cooley Landing': [8.7, 17.0], 'Burlingame': [10.1, 63.0], 'Millbrae': [11.8, 60.0], 'Whisman': [12.4, 1.0], 'Dumbarton': [14.2, 13.0], 'Eastshore': [14.9, 18.0], 'Mt Eden': [15.8, 4.0], 'Mt. Eden': [15.8, 4.0], 'Grant': [16.4, 15.0], 'Martin': [18.4, 27.0]} | 660 | 152 | 0.23 | 508 | 0.77 | [5 empty] | 1 | 0 | 0 | 0 |  | 0 | 0 | 0 | 0 | 105 | 16% | 556 | 205 | 31% | 455 | 402 | 0.61 | 259 | 410 | 62% | 251 | 147 | 0.22 | 513 | 97 | 0.15 | 564
523 | Lakewood | {'Meadow Lane': [3.8, 104.0], 'Alhambra': [7.1, 104.0], 'Martinez': [8.1, 104.0], 'Sobrante': [8.2, 104.0], 'Christie': [10.5, 104.0], 'Bahia': [12.8, 104.0], 'El Cerrito G': [13.3, 59.0], 'San Pablo': [16.0, 102.0], 'Carquinez': [16.4, 104.0], 'Parkway': [18.0, 104.0]} | 15617 | 1312 | 0.08 | 14305 | 0.92 | [5 empty] | 4 | 0 | 0 | 0 |  | 6772 | 0.43 | 0 | 0 | 7778 | 50% | 7839 | 10566 | 68% | 5051 | 7685 | 0.49 | 7933 | 13476 | 86% | 2142 | 3447 | 0.22 | 12171 | 6363 | 0.41 | 9254
524 | Windmaster | {'Altamont': [4.1, 21.0], 'Altamont Midway (Sandhill)': [4.1, 21.0], 'Vasco': [7.4, 21.0], 'Cayetano': [8.2, 21.0], 'Los Positas': [8.6, 21.0], 'Las Positas': [8.6, 21.0], 'North Dublin': [12.3, 21.0], 'Tassajara': [14.4, 21.0], 'Vineyard': [14.7, 21.0], 'San Ramon': [16.4, 21.0]} | 32328 | 96 | 0 | 32232 | 1 | [5 empty] | 793 | 0.02 | 1026 | 0.03 |  | 29093 | 0.9 | 638 | 0.02 | 28406 | 88% | 3922 | 28787 | 89% | 3541 | 31127 | 0.96 | 1201 | 32065 | 99% | 263 | 13617 | 0.42 | 18711 | 931 | 0.03 | 31397
525 | Rosamond | {'Whirlwind': [11.2, 8895.0], 'Windhub': [12.1, 4222.0], 'Antelope': [12.8, 7025.0], 'Neenach': [16.1, 4203.0], 'Highwind': [18.2, 703.0]} | 86323 | 39804 | 0.46 | 46519 | 0.54 | [5 empty] | 2174 | 0.03 | 751 | 0.01 |  | 6838 | 0.08 | 8 | 0 | 13803 | 16% | 72520 | 25789 | 30% | 60534 | 22779 | 0.26 | 63544 | 39816 | 46% | 46507 | 17349 | 0.2 | 68974 | 744 | 0.01 | 85579
526 | Los Positas | {'Las Positas': [0.0, 21.0], 'Vasco': [1.2, 21.0], 'Cayetano': [3.4, 21.0], 'Altamont': [4.5, 21.0], 'Altamont Midway (Sandhill)': [4.5, 21.0], 'Vineyard': [6.9, 21.0], 'North Dublin': [7.4, 21.0], 'Windmaster': [8.6, 21.0], 'San Ramon': [11.4, 21.0], 'Tassajara': [11.7, 21.0]} | 31815 | 96 | 0 | 31719 | 1 | [5 empty] | 793 | 0.02 | 1026 | 0.03 |  | 28024 | 0.88 | 1199 | 0.04 | 27832 | 87% | 3983 | 27800 | 87% | 4015 | 30140 | 0.95 | 1675 | 31557 | 99% | 258 | 13346 | 0.42 | 18469 | 903 | 0.03 | 30912
527 | Oregon Trail | {} | 547 | 46 | 0.08 | 501 | 0.92 | [5 empty] | 0 | 0 | 0 | 0 |  | 392 | 0.72 | 0 | 0 | 391 | 71% | 156 | 93 | 17% | 454 | 360 | 0.66 | 187 | 429 | 78% | 118 | 420 | 0.77 | 127 | 0 | 0 | 547
528 | Burlingame | {'Millbrae': [1.9, 123.0], 'Martin': [8.3, 67.0], 'Jefferson': [10.1, 63.0], 'Potrero': [11.6, 33.0], 'SAN FRAN A (POTRERO PP)': [11.7, 33.0], 'Grant': [12.4, 15.0], 'Eastshore': [13.6, 9.0], 'Edes': [13.9, 14.0], 'Menlo': [14.0, 10.0], 'Ravenswood': [14.0, 28.0], 'Mt Eden': [14.5, 1.0], 'Mt. Eden': [14.5, 1.0], 'Oakland J': [14.5, 17.0], 'Oakland C': [15.1, 17.0], 'Cooley Landing': [15.2, 7.0], 'Oakland L': [16.1, 17.0], 'Oakland X': [16.6, 17.0], 'Dumbarton': [16.8, 3.0]} | 1203 | 457 | 0.38 | 746 | 0.62 | [5 empty] | 1 | 0 | 0 | 0 |  | 0 | 0 | 0 | 0 | 133 | 11% | 1070 | 282 | 23% | 921 | 568 | 0.47 | 635 | 604 | 50% | 599 | 147 | 0.12 | 1056 | 101 | 0.08 | 1102
529 | Fremont | {} | 301 | 28 | 0.09 | 273 | 0.91 | [5 empty] | 0 | 0 | 0 | 0 |  | 185 | 0.62 | 0 | 0 | 185 | 62% | 115 | 128 | 43% | 172 | 151 | 0.5 | 150 | 209 | 70% | 92 | 185 | 0.62 | 116 | 77 | 0.25 | 224
530 | Callender | {'Oceano': [3.8, 84.0], 'Mesa': [7.9, 43.0], 'San Luis Obispo': [15.2, 11.0], 'Diablo Canyon': [18.8, 1.0]} | 1932 | 244 | 0.13 | 1688 | 0.87 | [5 empty] | 1 | 0 | 0 | 0 |  | 1409 | 0.73 | 0 | 0 | 407 | 21% | 1525 | 37 | 2% | 1895 | 204 | 0.11 | 1728 | 542 | 28% | 1389 | 1589 | 0.82 | 342 | 97 | 0.05 | 1835
531 | Delta PP | {} | 32380 | 96 | 0 | 32284 | 1 | [5 empty] | 793 | 0.02 | 1026 | 0.03 |  | 29076 | 0.9 | 712 | 0.02 | 28463 | 88% | 3917 | 28809 | 89% | 3571 | 31160 | 0.96 | 1220 | 32122 | 99% | 258 | 13722 | 0.42 | 18658 | 925 | 0.03 | 31455
532 | Moraga | {'Sobrante': [4.8, 168.0], 'Oakland X': [4.8, 235.0], 'Oakland L': [6.5, 235.0], 'Oakland J': [6.6, 215.0], 'Oakland C': [7.4, 235.0], 'Edes': [7.8, 182.0], 'El Cerrito G': [9.0, 179.0], 'San Leandro U': [9.6, 97.0], 'Christie': [11.1, 17.0], 'Castro Valley': [12.2, 6.0], 'Grant': [12.3, 70.0], 'Richmond R': [12.5, 132.0], 'San Pablo': [13.5, 59.0], 'Potrero': [13.8, 221.0], 'SAN FRAN A (POTRERO PP)': [13.8, 222.0], 'Standard Oil': [14.5, 60.0], 'Standard Oil 2': [14.5, 60.0], 'Mt Eden': [15.4, 12.0], 'Mt. Eden': [15.4, 12.0], 'Eastshore': [15.7, 14.0], 'Martin': [16.8, 149.0]} | 3932 | 1454 | 0.37 | 2478 | 0.63 | [5 empty] | 4 | 0 | 0 | 0 |  | 2104 | 0.53 | 0 | 0 | 138 | 3% | 3795 | 1479 | 38% | 2454 | 2218 | 0.56 | 1715 | 2291 | 58% | 1642 | 702 | 0.18 | 3230 | 147 | 0.04 | 3785
533 | Collierville | {} | 62 | 57 | 0.92 | 5 | 0.08 | [5 empty] | 0 | 0 | 0 | 0 |  | 0 | 0 | 62 | 1 | 0 | 0% | 62 | 0 | 0% | 62 | 0 | 0 | 62 | 0 | 0% | 62 | 5 | 0.08 | 57 | 0 | 0 | 62
534 | Rock Creek | {'Rock Creek 1': [0.0, 3.0], 'Grizzly': [1.0, 3.0], 'Cresta': [6.5, 3.0]} | 12779 | 33 | 0 | 12746 | 1 | [5 empty] | 0 | 0 | 0 | 0 |  | 3861 | 0.3 | 1683 | 0.13 | 5926 | 46% | 6853 | 9524 | 75% | 3255 | 10683 | 0.84 | 2096 | 12692 | 99% | 87 | 9789 | 0.77 | 2990 | 482 | 0.04 | 12297
535 | Homestake | {} | 34088 | 218 | 0.01 | 33870 | 0.99 | [5 empty] | 131 | 0 | 59 | 0 |  | 8703 | 0.26 | 25368 | 0.74 | 24183 | 71% | 9905 | 4340 | 13% | 29748 | 7744 | 0.23 | 26344 | 26266 | 77% | 7822 | 30911 | 0.91 | 3176 | 269 | 0.01 | 33818
536 | James B Black | {'Pit 4': [6.5, 15.0], 'Pit 3': [11.8, 15.0]} | 6349 | 997 | 0.16 | 5352 | 0.84 | [5 empty] | 0 | 0 | 0 | 0 |  | 5134 | 0.81 | 1090 | 0.17 | 2309 | 36% | 4039 | 1610 | 25% | 4739 | 1412 | 0.22 | 4936 | 3954 | 62% | 2394 | 3426 | 0.54 | 2922 | 57 | 0.01 | 6292
537 | Harvard | {'Cool Water': [13.1, 5269.0], 'Dunn Siding': [13.6, 17.0]} | 71317 | 25211 | 0.35 | 46105 | 0.65 | [5 empty] | 706 | 0.01 | 582 | 0.01 |  | 0 | 0 | 0 | 0 | 29273 | 41% | 42043 | 8875 | 12% | 62442 | 4717 | 0.07 | 66599 | 30148 | 42% | 41168 | 34997 | 0.49 | 36319 | 1299 | 0.02 | 70018
538 | San Jose B | {} | 748 | 33 | 0.04 | 715 | 0.96 | [5 empty] | 0 | 0 | 0 | 0 |  | 675 | 0.9 | 0 | 0 | 661 | 88% | 87 | 462 | 62% | 286 | 480 | 0.64 | 268 | 681 | 91% | 67 | 647 | 0.87 | 101 | 45 | 0.06 | 703
539 | Edenvale | {} | 1254 | 0 | 0 | 1254 | 1 | [5 empty] | 0 | 0 | 0 | 0 |  | 1121 | 0.89 | 133 | 0.11 | 965 | 77% | 289 | 436 | 35% | 818 | 448 | 0.36 | 805 | 1029 | 82% | 225 | 1183 | 0.94 | 71 | 11 | 0.01 | 1243
540 | Mt Poso | {} | 0 | 0 | 0 | 0 | 0 | [5 empty] | 0 | 0 | 0 | 0 |  | 0 | 0 | 0 | 0 | 0 | 0% | 0 | 0 | 0% | 0 | 0 | 0 | 0 | 0 | 0% | 0 | 0 | 0 | 0 | 0 | 0 | 0
541 | Rock Creek 1 | {'Rock Creek': [0.0, 3.0], 'Grizzly': [1.0, 3.0], 'Cresta': [6.4, 3.0]} | 12774 | 32 | 0 | 12742 | 1 | [5 empty] | 0 | 0 | 0 | 0 |  | 3863 | 0.3 | 1684 | 0.13 | 5927 | 46% | 6847 | 9523 | 75% | 3251 | 10682 | 0.84 | 2093 | 12689 | 99% | 85 | 9792 | 0.77 | 2982 | 482 | 0.04 | 12292
542 | New Sub - Kramer - Lugo (Proposed) | {'Roadway': [0.0, 400.0], 'Victor': [5.1, 25.0]} | 12495 | 1130 | 0.09 | 11365 | 0.91 | [5 empty] | 0 | 0 | 0 | 0 |  | 16 | 0 | 0 | 0 | 7257 | 58% | 5238 | 7977 | 64% | 4518 | 4063 | 0.33 | 8432 | 9764 | 78% | 2731 | 6149 | 0.49 | 6346 | 33 | 0 | 12461
543 | Baker | {} | 14759 | 1739 | 0.12 | 13020 | 0.88 | [5 empty] | 0 | 0 | 0 | 0 |  | 0 | 0 | 0 | 0 | 8329 | 56% | 6430 | 6819 | 46% | 7941 | 6819 | 0.46 | 7941 | 9732 | 66% | 5027 | 10025 | 0.68 | 4734 | 11 | 0 | 14748
544 | Mountain View | {} | 132 | 47 | 0.35 | 86 | 0.65 | [5 empty] | 0 | 0 | 0 | 0 |  | 0 | 0 | 0 | 0 | 8 | 6% | 124 | 1 | 1% | 131 | 24 | 0.18 | 109 | 32 | 24% | 101 | 0 | 0 | 132 | 68 | 0.51 | 65
545 | Stanislaus | {} | 62 | 57 | 0.92 | 5 | 0.08 | [5 empty] | 0 | 0 | 0 | 0 |  | 0 | 0 | 62 | 1 | 0 | 0% | 62 | 0 | 0% | 62 | 0 | 0 | 62 | 0 | 0% | 62 | 5 | 0.08 | 57 | 0 | 0 | 62
546 | Eagle Mountain | {'Kem': [4.0, 5986.0], 'Red Bluff': [11.2, 7992.0]} | 42233 | 11631 | 0.28 | 30603 | 0.72 | [5 empty] | 11 | 0 | 0 | 0 |  | 0 | 0 | 0 | 0 | 6299 | 15% | 35934 | 6585 | 16% | 35648 | 0 | 0 | 42233 | 12865 | 30% | 29369 | 22214 | 0.53 | 20019 | 481 | 0.01 | 41752
547 | Contra Costa PP | {'Contra Costa': [1.6, 1948.0], 'Lone Tree': [4.8, 352.0], 'GWF 2': [5.3, 1400.0], 'Collinsville': [6.1, 2947.0], 'Pittsburg': [7.4, 1237.0], 'Kirker': [7.8, 904.0], 'Brentwood': [8.1, 139.0], 'Birds Landing': [8.5, 3038.0], 'Shiloh III': [11.7, 2586.0], 'Clayton': [12.2, 1.0], 'Lambie': [15.4, 1123.0], 'Lambie Energy': [15.4, 1123.0], 'Tassajara': [16.9, 75.0], 'Grand Island': [17.7, 1672.0]} | 49984 | 9936 | 0.2 | 40047 | 0.8 | [5 empty] | 11415 | 0.23 | 5995 | 0.12 |  | 18698 | 0.37 | 92 | 0 | 10847 | 22% | 39136 | 25096 | 50% | 24888 | 21383 | 0.43 | 28601 | 28791 | 58% | 21192 | 3890 | 0.08 | 46093 | 14286 | 0.29 | 35698
548 | Padre Flats SW STA | {} | 4694 | 0 | 0 | 4694 | 1 | [5 empty] | 3 | 0 | 0 | 0 |  | 1772 | 0.38 | 2915 | 0.62 | 4570 | 97% | 124 | 0 | 0% | 4694 | 171 | 0.04 | 4524 | 4570 | 97% | 124 | 4459 | 0.95 | 235 | 8 | 0 | 4686
549 | Bliss | {} | 0 | 0 | 0 | 0 | 0 | [5 empty] | 0 | 0 | 0 | 0 |  | 0 | 0 | 0 | 0 | 0 | 0% | 0 | 0 | 0% | 0 | 0 | 0 | 0 | 0 | 0% | 0 | 0 | 0 | 0 | 0 | 0 | 0
550 | Divide | {} | 466 | 22 | 0.05 | 444 | 0.95 | [5 empty] | 0 | 0 | 0 | 0 |  | 245 | 0.53 | 0 | 0 | 199 | 43% | 267 | 0 | 0% | 466 | 114 | 0.25 | 351 | 233 | 50% | 233 | 322 | 0.69 | 144 | 53 | 0.11 | 413
551 | Cresta | {'Rock Creek 1': [6.4, 3.0], 'Rock Creek': [6.5, 3.0], 'Grizzly': [7.3, 3.0]} | 9649 | 70 | 0.01 | 9579 | 0.99 | [5 empty] | 0 | 0 | 0 | 0 |  | 3233 | 0.34 | 1221 | 0.13 | 3845 | 40% | 5804 | 7157 | 74% | 2492 | 8115 | 0.84 | 1534 | 9526 | 99% | 122 | 7049 | 0.73 | 2600 | 421 | 0.04 | 9228
552 | Race Track | {} | 0 | 0 | 0 | 0 | 0 | [5 empty] | 0 | 0 | 0 | 0 |  | 0 | 0 | 0 | 0 | 0 | 0% | 0 | 0 | 0% | 0 | 0 | 0 | 0 | 0 | 0% | 0 | 0 | 0 | 0 | 0 | 0 | 0
553 | Lodi | {'Eight Mile': [2.1, 167.0]} | 11702 | 1234 | 0.11 | 10468 | 0.89 | [5 empty] | 2687 | 0.23 | 3720 | 0.32 |  | 0 | 0 | 0 | 0 | 51 | 0% | 11651 | 5627 | 48% | 6075 | 5627 | 0.48 | 6075 | 5645 | 48% | 6058 | 0 | 0 | 11702 | 956 | 0.08 | 10746
554 | Rancho Seco | {} | 0 | 0 | 0 | 0 | 0 | [5 empty] | 0 | 0 | 0 | 0 |  | 0 | 0 | 0 | 0 | 0 | 0% | 0 | 0 | 0% | 0 | 0 | 0 | 0 | 0 | 0% | 0 | 0 | 0 | 0 | 0 | 0 | 0
555 | Monticello | {} | 24203 | 1086 | 0.04 | 23117 | 0.96 | [5 empty] | 986 | 0.04 | 1041 | 0.04 |  | 20084 | 0.83 | 911 | 0.04 | 21675 | 90% | 2528 | 2433 | 10% | 21770 | 2415 | 0.1 | 21788 | 21791 | 90% | 2412 | 17775 | 0.73 | 6428 | 314 | 0.01 | 23889
556 | New Sub - Westley - Quinto (Proposed) | {} | 6275 | 0 | 0 | 6275 | 1 | [5 empty] | 0 | 0 | 0 | 0 |  | 2454 | 0.39 | 3821 | 0.61 | 6186 | 99% | 90 | 1336 | 21% | 4939 | 2873 | 0.46 | 3403 | 6222 | 99% | 53 | 6275 | 1 | 0 | 2 | 0 | 6274
557 | North Dublin | {'San Ramon': [4.2, 21.0], 'Tassajara': [4.7, 21.0], 'Cayetano': [4.7, 21.0], 'Vineyard': [5.2, 21.0], 'Los Positas': [7.4, 21.0], 'Las Positas': [7.4, 21.0], 'Vasco': [8.1, 21.0], 'Altamont': [9.8, 21.0], 'Altamont Midway (Sandhill)': [9.8, 21.0], 'Windmaster': [12.3, 21.0]} | 13959 | 96 | 0.01 | 13863 | 0.99 | [5 empty] | 0 | 0 | 0 | 0 |  | 13844 | 0.99 | 102 | 0.01 | 12380 | 89% | 1580 | 10419 | 75% | 3540 | 13066 | 0.94 | 893 | 13701 | 98% | 258 | 5015 | 0.36 | 8944 | 459 | 0.03 | 13501
558 | Wildlife | {} | 0 | 0 | 0 | 0 | 0 | [5 empty] | 0 | 0 | 0 | 0 |  | 0 | 0 | 0 | 0 | 0 | 0% | 0 | 0 | 0% | 0 | 0 | 0 | 0 | 0 | 0% | 0 | 0 | 0 | 0 | 0 | 0 | 0
559 | Clovis | {} | 0 | 0 | 0 | 0 | 0 | [5 empty] | 0 | 0 | 0 | 0 |  | 0 | 0 | 0 | 0 | 0 | 0% | 0 | 0 | 0% | 0 | 0 | 0 | 0 | 0 | 0% | 0 | 0 | 0 | 0 | 0 | 0 | 0
560 | Greenleaf 1 | {} | 1591 | 0 | 0 | 1591 | 1 | [5 empty] | 0 | 0 | 0 | 0 |  | 1591 | 1 | 0 | 0 | 1538 | 97% | 53 | 1034 | 65% | 556 | 1034 | 0.65 | 556 | 1557 | 98% | 33 | 1304 | 0.82 | 286 | 5 | 0 | 1585
561 | Atlantic | {} | 0 | 0 | 0 | 0 | 0 | [5 empty] | 0 | 0 | 0 | 0 |  | 0 | 0 | 0 | 0 | 0 | 0% | 0 | 0 | 0% | 0 | 0 | 0 | 0 | 0 | 0% | 0 | 0 | 0 | 0 | 0 | 0 | 0
562 | Vasona | {'El Patio': [3.1, 33.0], 'Saratoga': [3.3, 33.0], 'Hicks': [3.8, 33.0], 'Monta Vista': [7.6, 33.0]} | 110 | 33 | 0.3 | 77 | 0.7 | [5 empty] | 0 | 0 | 0 | 0 |  | 69 | 0.62 | 0 | 0 | 77 | 70% | 33 | 0 | 0% | 110 | 12 | 0.11 | 98 | 77 | 70% | 33 | 38 | 0.34 | 73 | 2 | 0.02 | 109
563 | Mercury | {'Innovation': [5.5, 707.0], 'Jackass (DOE)': [15.8, 922.0]} | 64258 | 4536 | 0.07 | 59722 | 0.93 | [5 empty] | 0 | 0 | 0 | 0 |  | 0 | 0 | 0 | 0 | 0 | 0% | 64258 | 0 | 0% | 64258 | 0 | 0 | 64258 | 0 | 0% | 64258 | 0 | 0 | 64258 | 0 | 0 | 64258
564 | Monta Vista | {'Saratoga': [4.4, 33.0], 'Vasona': [7.6, 33.0], 'El Patio': [7.8, 33.0], 'Hicks': [11.3, 33.0]} | 143 | 44 | 0.31 | 99 | 0.69 | [5 empty] | 0 | 0 | 0 | 0 |  | 22 | 0.15 | 0 | 0 | 30 | 21% | 113 | 0 | 0% | 143 | 31 | 0.22 | 112 | 49 | 34% | 95 | 22 | 0.15 | 121 | 63 | 0.44 | 80
565 | Topaz | {'Carrizo Plains': [1.1, 135.0], 'Caliente': [8.0, 135.0], 'Kernridge': [18.4, 36.0]} | 3808 | 446 | 0.12 | 3362 | 0.88 | [5 empty] | 76 | 0.02 | 0 | 0 |  | 1365 | 0.36 | 1264 | 0.33 | 2155 | 57% | 1653 | 14 | 0% | 3794 | 292 | 0.08 | 3516 | 2170 | 57% | 1638 | 2460 | 0.65 | 1348 | 8 | 0 | 3800
566 | Balch | {} | 0 | 0 | 0 | 0 | 0 | [5 empty] | 0 | 0 | 0 | 0 |  | 0 | 0 | 0 | 0 | 0 | 0% | 0 | 0 | 0% | 0 | 0 | 0 | 0 | 0 | 0% | 0 | 0 | 0 | 0 | 0 | 0 | 0
567 | El Dorado PH | {} | 0 | 0 | 0 | 0 | 0 | [5 empty] | 0 | 0 | 0 | 0 |  | 0 | 0 | 0 | 0 | 0 | 0% | 0 | 0 | 0% | 0 | 0 | 0 | 0 | 0 | 0% | 0 | 0 | 0 | 0 | 0 | 0 | 0
568 | Bell | {} | 0 | 0 | 0 | 0 | 0 | [5 empty] | 0 | 0 | 0 | 0 |  | 0 | 0 | 0 | 0 | 0 | 0% | 0 | 0 | 0% | 0 | 0 | 0 | 0 | 0 | 0% | 0 | 0 | 0 | 0 | 0 | 0 | 0
569 | San Pablo | {'Standard Oil': [4.0, 262.0], 'Standard Oil 2': [4.0, 262.0], 'Richmond R': [4.5, 259.0], 'El Cerrito G': [5.2, 742.0], 'Christie': [7.1, 819.0], 'Carquinez': [8.8, 799.0], 'Sobrante': [8.9, 853.0], 'Alhambra': [11.2, 794.0], 'Martinez': [12.1, 796.0], 'Ignacio': [12.7, 41.0], 'Oakland L': [12.7, 130.0], 'Parkway': [12.7, 796.0], 'Bahia': [12.7, 796.0], 'Oakland C': [13.4, 118.0], 'Moraga': [13.5, 59.0], 'Oakland X': [13.8, 62.0], 'Meadow Lane': [15.5, 689.0], 'Lakewood': [16.0, 102.0], 'Potrero': [16.2, 65.0], 'SAN FRAN A (POTRERO PP)': [16.2, 67.0], 'Oakland J': [16.8, 40.0], 'Edes': [18.8, 6.0]} | 6686 | 1763 | 0.26 | 4923 | 0.74 | [5 empty] | 12 | 0 | 0 | 0 |  | 2720 | 0.41 | 0 | 0 | 738 | 11% | 5949 | 2407 | 36% | 4280 | 2829 | 0.42 | 3857 | 4417 | 66% | 2270 | 1461 | 0.22 | 5225 | 502 | 0.08 | 6184
570 | Lambie (old) | {'Lambie Energy': [0.0, 7266.0], 'Shiloh III': [3.8, 6177.0], 'Birds Landing': [7.0, 6177.0], 'Peabody': [7.1, 2254.0], 'Collinsville': [9.9, 5042.0], 'Vaca-Dixon & Gc Yard': [12.8, 1089.0], 'Pittsburg': [13.0, 1140.0], 'Kirker': [14.1, 822.0], 'GWF 2': [14.3, 1166.0], 'Grand Island': [14.9, 794.0], 'Contra Costa PP': [15.4, 1123.0], 'Contra Costa': [16.1, 1120.0], 'Lone Tree': [20.0, 8.0]} | 94829 | 10435 | 0.11 | 84394 | 0.89 | [5 empty] | 23525 | 0.25 | 26746 | 0.28 |  | 35898 | 0.38 | 0 | 0 | 16694 | 18% | 78136 | 31698 | 33% | 63131 | 27527 | 0.29 | 67302 | 44299 | 47% | 50530 | 4767 | 0.05 | 90062 | 28339 | 0.3 | 66490
571 | Figarden | {} | 0 | 0 | 0 | 0 | 0 | [5 empty] | 0 | 0 | 0 | 0 |  | 0 | 0 | 0 | 0 | 0 | 0% | 0 | 0 | 0% | 0 | 0 | 0 | 0 | 0 | 0% | 0 | 0 | 0 | 0 | 0 | 0 | 0
572 | Trimble | {} | 863 | 33 | 0.04 | 830 | 0.96 | [5 empty] | 0 | 0 | 0 | 0 |  | 770 | 0.89 | 0 | 0 | 775 | 90% | 87 | 629 | 73% | 233 | 648 | 0.75 | 214 | 794 | 92% | 68 | 769 | 0.89 | 94 | 62 | 0.07 | 801
573 | Tassajara | {'San Ramon': [4.1, 21.0], 'North Dublin': [4.7, 21.0], 'Cayetano': [8.6, 21.0], 'Vineyard': [9.5, 21.0], 'Clayton': [10.6, 1.0], 'Los Positas': [11.7, 21.0], 'Las Positas': [11.7, 21.0], 'Vasco': [12.1, 21.0], 'Altamont': [13.0, 21.0], 'Altamont Midway (Sandhill)': [13.0, 21.0], 'Lone Tree': [13.0, 75.0], 'Windmaster': [14.4, 21.0], 'Brentwood': [15.0, 75.0], 'GWF 2': [15.3, 75.0], 'Contra Costa': [15.5, 75.0], 'Contra Costa PP': [16.9, 75.0]} | 7714 | 96 | 0.01 | 7618 | 0.99 | [5 empty] | 0 | 0 | 0 | 0 |  | 7610 | 0.99 | 102 | 0.01 | 5677 | 74% | 2036 | 6019 | 78% | 1695 | 7023 | 0.91 | 690 | 7456 | 97% | 258 | 3392 | 0.44 | 4322 | 171 | 0.02 | 7543
574 | Santa Rosa A | {} | 1064 | 0 | 0 | 1064 | 1 | [5 empty] | 25 | 0.02 | 0 | 0 |  | 734 | 0.69 | 0 | 0 | 1008 | 95% | 56 | 457 | 43% | 607 | 512 | 0.48 | 552 | 1064 | 100% | 0 | 924 | 0.87 | 140 | 7 | 0.01 | 1057
575 | Piercy | {} | 1735 | 0 | 0 | 1735 | 1 | [5 empty] | 0 | 0 | 0 | 0 |  | 1553 | 0.89 | 182 | 0.11 | 1439 | 83% | 296 | 582 | 34% | 1153 | 595 | 0.34 | 1141 | 1503 | 87% | 232 | 1663 | 0.96 | 72 | 14 | 0.01 | 1721
576 | Caribou | {} | 4849 | 317 | 0.07 | 4532 | 0.93 | [5 empty] | 0 | 0 | 0 | 0 |  | 2082 | 0.43 | 409 | 0.08 | 1966 | 41% | 2883 | 3466 | 71% | 1383 | 3043 | 0.63 | 1806 | 4330 | 89% | 519 | 4201 | 0.87 | 648 | 213 | 0.04 | 4636
577 | Vista (SCE) | {} | 385 | 0 | 0 | 385 | 1 | [5 empty] | 0 | 0 | 0 | 0 |  | 2 | 0 | 383 | 1 | 385 | 100% | 0 | 101 | 26% | 284 | 339 | 0.88 | 46 | 385 | 100% | 0 | 143 | 0.37 | 242 | 0 | 0 | 385
578 | Cardiff | {} | 3604 | 0 | 0 | 3604 | 1 | [5 empty] | 0 | 0 | 0 | 0 |  | 1124 | 0.31 | 2383 | 0.66 | 3563 | 99% | 41 | 350 | 10% | 3254 | 1194 | 0.33 | 2410 | 3604 | 100% | 0 | 2488 | 0.69 | 1117 | 58 | 0.02 | 3546
579 | Cannon | {'Encina': [0.2, 34.0], 'Palomar Airport': [2.8, 29.0], 'San Luis Rey': [5.1, 29.0], 'Shadowridge': [5.4, 22.0], 'Ocean Ranch': [5.6, 30.0], 'Melrose': [6.6, 29.0], 'San Marcos': [7.8, 8.0], 'Pendleton': [11.9, 27.0], 'Artesian': [14.0, 4.0], 'North City Metering': [14.0, 5.0], 'Penasquitos': [16.5, 3.0]} | 215 | 29 | 0.14 | 186 | 0.86 | [5 empty] | 0 | 0 | 0 | 0 |  | 2 | 0.01 | 0 | 0 | 34 | 16% | 182 | 170 | 79% | 45 | 176 | 0.82 | 39 | 176 | 82% | 39 | 0 | 0 | 215 | 32 | 0.15 | 183
580 | Mt Eden | {'Eastshore': [0.9, 86.0], 'Grant': [4.2, 83.0], 'Castro Valley': [4.7, 76.0], 'Dumbarton': [5.7, 20.0], 'San Leandro U': [6.0, 82.0], 'Edes': [8.9, 81.0], 'Ravenswood': [9.9, 22.0], 'Oakland J': [11.0, 64.0], 'Cooley Landing': [11.1, 8.0], 'Oakland X': [14.0, 64.0], 'Burlingame': [14.5, 1.0], 'Menlo': [14.9, 2.0], 'Oakland C': [15.1, 64.0], 'Moraga': [15.4, 12.0], 'Oakland L': [15.5, 64.0], 'Jefferson': [15.8, 4.0], 'Millbrae': [15.9, 1.0], 'Martin': [17.4, 10.0], 'SAN FRAN A (POTRERO PP)': [17.7, 18.0], 'Potrero': [17.7, 19.0]} | 539 | 232 | 0.43 | 307 | 0.57 | [5 empty] | 0 | 0 | 0 | 0 |  | 59 | 0.11 | 0 | 0 | 58 | 11% | 481 | 91 | 17% | 448 | 133 | 0.25 | 406 | 191 | 35% | 348 | 58 | 0.11 | 481 | 110 | 0.2 | 429
581 | Fitch Mountain | {} | 5286 | 0 | 0 | 5286 | 1 | [5 empty] | 49 | 0.01 | 0 | 0 |  | 2735 | 0.52 | 144 | 0.03 | 4876 | 92% | 410 | 2753 | 52% | 2533 | 4862 | 0.92 | 424 | 5286 | 100% | 0 | 3434 | 0.65 | 1853 | 0 | 0 | 5286
582 | Stockton A | {} | 0 | 0 | 0 | 0 | 0 | [5 empty] | 0 | 0 | 0 | 0 |  | 0 | 0 | 0 | 0 | 0 | 0% | 0 | 0 | 0% | 0 | 0 | 0 | 0 | 0 | 0% | 0 | 0 | 0 | 0 | 0 | 0 | 0
583 | Saratoga | {'Vasona': [3.3, 33.0], 'Monta Vista': [4.4, 33.0], 'El Patio': [4.4, 33.0], 'Hicks': [7.0, 33.0]} | 105 | 33 | 0.32 | 72 | 0.68 | [5 empty] | 0 | 0 | 0 | 0 |  | 24 | 0.23 | 0 | 0 | 32 | 31% | 73 | 0 | 0% | 105 | 17 | 0.17 | 87 | 37 | 36% | 67 | 24 | 0.23 | 81 | 39 | 0.38 | 65
584 | Christie | {'Alhambra': [4.3, 1151.0], 'Martinez': [5.0, 1153.0], 'Carquinez': [6.5, 1156.0], 'Bahia': [6.6, 1153.0], 'Sobrante': [6.8, 744.0], 'San Pablo': [7.1, 819.0], 'El Cerrito G': [7.9, 556.0], 'Meadow Lane': [8.9, 1031.0], 'Parkway': [9.4, 1153.0], 'Richmond R': [10.2, 46.0], 'Lakewood': [10.5, 104.0], 'Standard Oil': [10.7, 49.0], 'Standard Oil 2': [10.8, 49.0], 'Moraga': [11.1, 17.0], 'Oakland X': [13.8, 17.0], 'Oakland L': [13.8, 20.0], 'Oakland C': [14.8, 20.0], 'SAN FRAN A (POTRERO PP)': [19.7, 10.0], 'Potrero': [19.7, 10.0]} | 11930 | 1326 | 0.11 | 10604 | 0.89 | [5 empty] | 4 | 0 | 0 | 0 |  | 4851 | 0.41 | 0 | 0 | 4968 | 42% | 6963 | 5044 | 42% | 6886 | 3292 | 0.28 | 8639 | 9577 | 80% | 2353 | 2646 | 0.22 | 9284 | 4027 | 0.34 | 7903
585 | Las Aguilas | {} | 4314 | 0 | 0 | 4314 | 1 | [5 empty] | 0 | 0 | 0 | 0 |  | 1052 | 0.24 | 3263 | 0.76 | 3559 | 82% | 756 | 294 | 7% | 4020 | 888 | 0.21 | 3427 | 3976 | 92% | 339 | 4288 | 0.99 | 26 | 4 | 0 | 4311
586 | Monroe | {} | 650 | 0 | 0 | 650 | 1 | [5 empty] | 6 | 0.01 | 0 | 0 |  | 450 | 0.69 | 0 | 0 | 600 | 92% | 50 | 406 | 62% | 245 | 453 | 0.7 | 198 | 650 | 100% | 0 | 594 | 0.91 | 57 | 1 | 0 | 649
587 | Elliot | {'Elliott': [0.0, 121.0], 'Kearny': [2.8, 121.0], 'Mission': [3.6, 121.0], 'Murray': [4.1, 2.0], 'Mesa Heights': [4.1, 121.0], 'Old Town': [7.0, 121.0], 'Spring Valley': [7.3, 1.0], 'Vine': [7.5, 121.0], 'Silvergate': [9.0, 121.0], 'Point Loma': [9.9, 121.0], 'Bay Boulevard': [14.4, 80.0], 'Otay': [15.4, 1.0], 'Imperial Beach': [16.1, 23.0]} | 549 | 195 | 0.36 | 354 | 0.64 | [5 empty] | 0 | 0 | 0 | 0 |  | 0 | 0 | 0 | 0 | 14 | 3% | 535 | 109 | 20% | 441 | 300 | 0.55 | 249 | 306 | 56% | 244 | 0 | 0 | 549 | 29 | 0.05 | 521
588 | Sunset | {} | 0 | 0 | 0 | 0 | 0 | [5 empty] | 0 | 0 | 0 | 0 |  | 0 | 0 | 0 | 0 | 0 | 0% | 0 | 0 | 0% | 0 | 0 | 0 | 0 | 0 | 0% | 0 | 0 | 0 | 0 | 0 | 0 | 0
589 | Herndon | {} | 0 | 0 | 0 | 0 | 0 | [5 empty] | 0 | 0 | 0 | 0 |  | 0 | 0 | 0 | 0 | 0 | 0% | 0 | 0 | 0% | 0 | 0 | 0 | 0 | 0 | 0% | 0 | 0 | 0 | 0 | 0 | 0 | 0
590 | Menlo | {'Jefferson': [4.9, 20.0], 'Cooley Landing': [5.0, 17.0], 'Ravenswood': [5.5, 20.0], 'Whisman': [7.6, 1.0], 'Dumbarton': [11.7, 13.0], 'Burlingame': [14.0, 10.0], 'Eastshore': [14.2, 10.0], 'Mt Eden': [14.9, 2.0], 'Mt. Eden': [14.9, 2.0], 'Millbrae': [15.8, 8.0]} | 377 | 119 | 0.32 | 258 | 0.68 | [5 empty] | 1 | 0 | 0 | 0 |  | 0 | 0 | 0 | 0 | 105 | 28% | 272 | 136 | 36% | 241 | 168 | 0.45 | 209 | 176 | 47% | 201 | 57 | 0.15 | 320 | 86 | 0.23 | 291
591 | Mountain Pass | {'Ivanpah': [5.5, 18.0], 'Primm': [14.9, 18.0]} | 4883 | 18 | 0 | 4864 | 1 | [5 empty] | 0 | 0 | 0 | 0 |  | 0 | 0 | 0 | 0 | 4022 | 82% | 861 | 3658 | 75% | 1225 | 586 | 0.12 | 4297 | 4582 | 94% | 300 | 1051 | 0.22 | 3831 | 0 | 0 | 4883
592 | San Jose A | {} | 643 | 33 | 0.05 | 610 | 0.95 | [5 empty] | 0 | 0 | 0 | 0 |  | 566 | 0.88 | 0 | 0 | 555 | 86% | 87 | 398 | 62% | 244 | 416 | 0.65 | 227 | 575 | 90% | 67 | 538 | 0.84 | 105 | 45 | 0.07 | 597
593 | Artesian | {'North City Metering': [6.6, 4.0], 'San Marcos': [8.3, 4.0], 'Penasquitos': [8.6, 3.0], 'Shadowridge': [10.3, 4.0], 'Palomar Airport': [11.3, 4.0], 'Cannon': [14.0, 4.0], 'Encina': [14.1, 4.0]} | 53 | 12 | 0.22 | 41 | 0.78 | [5 empty] | 0 | 0 | 0 | 0 |  | 0 | 0 | 0 | 0 | 0 | 0% | 53 | 33 | 62% | 20 | 39 | 0.74 | 14 | 39 | 74% | 14 | 0 | 0 | 53 | 2 | 0.04 | 51
594 | Thousandaire | {'Gamebird': [3.4, 2.0], 'Pahrump': [4.6, 33.0], 'Charleston': [10.4, 32.0]} | 15676 | 273 | 0.02 | 15403 | 0.98 | [5 empty] | 0 | 0 | 0 | 0 |  | 0 | 0 | 0 | 0 | 3071 | 20% | 12605 | 639 | 4% | 15037 | 7465 | 0.48 | 8212 | 9065 | 58% | 6612 | 12478 | 0.8 | 3199 | 110 | 0.01 | 15567

## LandEnv_Wind_Data_20mi
CEC provided land-use and environmental data criteria for in-state substations at a 20 mile radius for onshore wind resource potential. Note these are based on a techno-economic resource potential base using a 20% CF factor.
[9 empty] | Parcel info not applied for onshore wind mapping |  |  |  |  | Cropland Index not applied for onshore wind mappping
|  |  |  | Res. Potential Base (after techno-economic & protected areas exclusions) | Res. Potential after Core Land Use Screen (Lower Implications Land) | Percentage of Base Potential w/ Lower Implications | Res. Potential excluded by Core screen (Higher Implications Land) | Percentage of Base Potential w/ Higher Implications | [5 empty] | Base Res. Potential w/ Low Cropland Index Values | Percentage of Base Potential w/ Low Cropland Index Values | Base Res. Potential w/ High Cropland Index Values | Percentage of Base Potential w/ High Cropland Index Values |  | Base Res. Potential w/ Tier 2 Fire Threat | Percentage of Base Potential w/ Tier 2 Fire Threat | Base Res. Potential w/ Tier 3 Fire Threat | Percentage of Base Potential w/ Tier 3 Fire Threat | Base Res. Potential w/ ACE Terrestrial Connectivity, 4 or 5, (High Implications) | Percentage of Base Potential w/ Terrestrial Connectivity High Implications | Base Res. Potential w/ Terrestrial Connectivity Low Implications | Base Res. Potential w/ ACE Biodiversity, 5, (High Implications) | Percentage of Base Potential w/ Biodiversity High Implications | Base Res. Potential w/ Biodiversity Low Implications | Base Res. Potential w/ ACE Irreplaceability, 4 or 5, (High Implications) | Percentage of Base Potential w/ Irreplaceability High Implications | Base Res. Potential w/ Irreplaceability Low Implications | Base Res. Potential w/ Any of the three ACE datasets High Implications | Percentage of Base Potential w/ Any of the three ACE datasets High Implications | Base Res. Potential w/ Any of the three ACE datasets Low Implications | Base Res. Potential w/ High Terrestrial Landscape Intactness | Percentage of Base Potential w/ High Terrestrial Landscape Intactness | Base Res. Potential w/ Low Terrestrial Landscape Intactness | Base Res. Potential w/ Classified as Wetlands | Percentage of Base Potential w/ Classified as Wetlands | Base Res. Potential w/ Not Classified as Wetlands
Blue columns indicate additional data calculate/added by CPUC staff in dashboard.
Distance in miles to nearby substations
OBJECTID | IRP_Substation_Name | RESOLVE_Name | Overlaps | RPB_Acres | TRP_Acres | Perc_TRP | High_Implication_Acres | Perc_HighImplication | Parcels_LT_6 | Perc_ParcLT6 | Parcels_LT_30_GT6 | Perc_ParcLT30GT6 | 10th Percentile Parcelization | LowCrop_Acres | Perc_LowCrop | HighCrop_Acres | Perc_HighCrop | Critically overdrafted basin | FT_Tier2_Acres | Perc_FT_Tier2 | FT_Tier3_Acres | Perc_FT_Tier3 | Conn45_Acres | Perc_Conn45 | Low Conn Acres | Bio5_Acres | Perc_Bio5 | Low Bio Acres | Irr45_Acres | Perc_Irr45 | Low Irr Acres | ACE_All_Acres | Perc_AllACE | Low AllACE Acres | High_Intact_Acres | Perc_HighIntact | LowIntact Acres | Wetlands_Acres | Perc_Wetlands | Not Wetlands Acres
1 | Cal Flats | PGE Fresno | {'Cholame': [12.8, 71.0], 'Avenal': [13.7, 38.0]} | 6777 | 251 | 0.04 | 6526 | 0.96 | [5 empty] | 956 | 0.14 | 0 | 0 |  | 6482 | 0.96 | 67 | 0.01 | 4497 | 0.66 | 2281 | 390 | 0.06 | 6388 | 1653 | 0.24 | 5124 | 4934 | 0.73 | 1844 | 4537 | 0.67 | 2240 | 69 | 0.01 | 6709
2 | Collinsville | PGE GBA | {'Birds Landing': [3.1, 7117.0], 'Pittsburg': [4.5, 1354.0], 'GWF 2': [4.7, 1443.0], 'Kirker': [5.6, 1021.0], 'Contra Costa PP': [6.1, 2947.0], 'Shiloh III': [6.2, 6754.0], 'Contra Costa': [6.3, 1715.0], 'Lambie': [9.9, 5042.0], 'Lambie Energy': [9.9, 5042.0], 'Lone Tree': [10.2, 277.0], 'Clayton': [11.9, 6.0], 'Brentwood': [14.2, 64.0], 'Meadow Lane': [14.3, 6.0], 'Martinez': [15.8, 6.0], 'Peabody': [16.0, 1108.0], 'Bahia': [16.3, 6.0], 'Grand Island': [16.9, 1914.0], 'Alhambra': [17.0, 4.0]} | 102471 | 12179 | 0.12 | 90293 | 0.88 | [5 empty] | 22183 | 0.22 | 23720 | 0.23 |  | 39270 | 0.38 | 100 | 0 | 20144 | 0.2 | 82328 | 42548 | 0.42 | 59924 | 38382 | 0.37 | 64090 | 55931 | 0.55 | 46540 | 8976 | 0.09 | 93496 | 27746 | 0.27 | 74726
3 | Santa Teresa | PGE GBA | {} | 2575 | 34 | 0.01 | 2540 | 0.99 | [5 empty] | 0 | 0 | 0 | 0 |  | 1996 | 0.78 | 541 | 0.21 | 2187 | 0.85 | 388 | 921 | 0.36 | 1653 | 934 | 0.36 | 1641 | 2307 | 0.9 | 268 | 2465 | 0.96 | 109 | 24 | 0.01 | 2551
4 | Carrizo Gorge | SDGE Imperial | {'Boulevard': [4.2, 11376.0], 'Crestwood': [5.5, 11361.0], 'East County': [10.6, 2020.0], 'Suncrest - Ocotillo (Proposed)': [11.9, 4733.0], 'Cameron': [13.9, 4878.0]} | 49272 | 12493 | 0.25 | 36779 | 0.75 | [5 empty] | 1 | 0 | 0 | 0 |  | 16866 | 0.34 | 18604 | 0.38 | 8189 | 0.17 | 41083 | 7791 | 0.16 | 41481 | 16703 | 0.34 | 32570 | 25713 | 0.52 | 23559 | 19372 | 0.39 | 29900 | 507 | 0.01 | 48765
5 | Avenal | PGE Kern | {'Cal Flats': [13.7, 38.0]} | 3726 | 163 | 0.04 | 3563 | 0.96 | [5 empty] | 0 | 0 | 0 | 0 |  | 3669 | 0.98 | 2 | 0 | 2359 | 0.63 | 1367 | 390 | 0.1 | 3336 | 938 | 0.25 | 2788 | 2448 | 0.66 | 1278 | 3054 | 0.82 | 672 | 0 | 0 | 3726
6 | Crazy Horse Canyon | PGE GBA | {} | 2061 | 1610 | 0.78 | 451 | 0.22 | [5 empty] | 56 | 0.03 | 1464 | 0.71 |  | 243 | 0.12 | 0 | 0 | 244 | 0.12 | 1818 | 150 | 0.07 | 1911 | 154 | 0.07 | 1908 | 397 | 0.19 | 1664 | 201 | 0.1 | 1860 | 80 | 0.04 | 1981
7 | Estrella | PGE Kern | {'Templeton': [7.3, 138.0]} | 7831 | 963 | 0.12 | 6868 | 0.88 | [5 empty] | 74 | 0.01 | 0 | 0 |  | 6039 | 0.77 | 1722 | 0.22 | 5030 | 0.64 | 2802 | 1392 | 0.18 | 6439 | 2334 | 0.3 | 5497 | 5399 | 0.69 | 2432 | 5067 | 0.65 | 2764 | 118 | 0.02 | 7713
8 | Ocean Ranch | SDGE Imperial | {'San Luis Rey': [2.3, 29.0], 'Melrose': [2.4, 29.0], 'Cannon': [5.6, 30.0], 'Encina': [5.7, 30.0], 'Shadowridge': [5.8, 17.0], 'Palomar Airport': [6.1, 24.0], 'Pendleton': [7.2, 27.0], 'San Marcos': [8.0, 3.0], 'North City Metering': [18.0, 1.0]} | 224 | 31 | 0.14 | 192 | 0.86 | [5 empty] | 0 | 0 | 0 | 0 |  | 3 | 0.01 | 0 | 0 | 34 | 0.15 | 190 | 173 | 0.77 | 51 | 180 | 0.8 | 44 | 180 | 0.8 | 44 | 0 | 0 | 224 | 32 | 0.14 | 191
9 | Green Valley | PGE GBA | {'Moss Landing': [10.2, 5.0]} | 344 | 59 | 0.17 | 286 | 0.83 | [5 empty] | 1 | 0 | 6 | 0.02 |  | 69 | 0.2 | 0 | 0 | 91 | 0.26 | 253 | 154 | 0.45 | 190 | 180 | 0.52 | 164 | 259 | 0.75 | 86 | 38 | 0.11 | 307 | 62 | 0.18 | 282
10 | Union (Estrella) | PGE Kern | {'Templeton': [7.3, 138.0]} | 7831 | 963 | 0.12 | 6868 | 0.88 | [5 empty] | 74 | 0.01 | 0 | 0 |  | 6039 | 0.77 | 1722 | 0.22 | 5030 | 0.64 | 2802 | 1392 | 0.18 | 6439 | 2334 | 0.3 | 5497 | 5399 | 0.69 | 2432 | 5067 | 0.65 | 2764 | 118 | 0.02 | 7713
11 | Crescent | PGE Fresno | {} | 108 | 0 | 0 | 108 | 1 | [5 empty] | 0 | 0 | 0 | 0 |  | 91 | 0.84 | 0 | 0 | 108 | 1 | 0 | 0 | 0 | 108 | 27 | 0.25 | 82 | 108 | 1 | 0 | 37 | 0.34 | 71 | 0 | 0 | 108
12 | Vincent | SCE Northern | {'Antelope': [17.4, 1654.0]} | 31095 | 11673 | 0.38 | 19422 | 0.62 | [5 empty] | 115 | 0 | 244 | 0.01 |  | 12704 | 0.41 | 11357 | 0.37 | 2298 | 0.07 | 28797 | 7514 | 0.24 | 23581 | 5146 | 0.17 | 25949 | 10948 | 0.35 | 20147 | 12047 | 0.39 | 19048 | 813 | 0.03 | 30282
13 | El Nido (PGE) | PGE Fresno | {} | 0 | 0 | 0 | 0 | 0 | [5 empty] | 0 | 0 | 0 | 0 |  | 0 | 0 | 0 | 0 | 0 | 0 | 0 | 0 | 0 | 0 | 0 | 0 | 0 | 0 | 0 | 0 | 0 | 0 | 0 | 0 | 0 | 0
14 | Cortina | PGE NGBA | {} | 18814 | 43 | 0 | 18771 | 1 | [5 empty] | 0 | 0 | 2 | 0 |  | 724 | 0.04 | 18082 | 0.96 | 8939 | 0.48 | 9875 | 2995 | 0.16 | 15819 | 4256 | 0.23 | 14558 | 12206 | 0.65 | 6608 | 18341 | 0.97 | 473 | 66 | 0 | 18748
15 | Delta Pumps | PGE GBA | {} | 39631 | 503 | 0.01 | 39127 | 0.99 | [5 empty] | 1845 | 0.05 | 1618 | 0.04 |  | 31011 | 0.78 | 1319 | 0.03 | 29820 | 0.75 | 9811 | 34299 | 0.87 | 5331 | 36814 | 0.93 | 2816 | 38656 | 0.98 | 975 | 15389 | 0.39 | 24241 | 2209 | 0.06 | 37422
16 | Morgan Hill | PGE GBA | {} | 1636 | 8 | 0 | 1628 | 1 | [5 empty] | 0 | 0 | 1 | 0 |  | 873 | 0.53 | 729 | 0.45 | 1251 | 0.76 | 385 | 388 | 0.24 | 1248 | 401 | 0.24 | 1235 | 1391 | 0.85 | 244 | 1531 | 0.94 | 105 | 7 | 0 | 1628
17 | Jessup | PGE NGBA | {} | 721 | 46 | 0.06 | 674 | 0.94 | [5 empty] | 0 | 0 | 0 | 0 |  | 536 | 0.74 | 0 | 0 | 372 | 0.52 | 349 | 93 | 0.13 | 628 | 341 | 0.47 | 379 | 410 | 0.57 | 311 | 593 | 0.82 | 127 | 0 | 0 | 721
18 | Elk Hills | PGE Kern | {} | 0 | 0 | 0 | 0 | 0 | [5 empty] | 0 | 0 | 0 | 0 |  | 0 | 0 | 0 | 0 | 0 | 0 | 0 | 0 | 0 | 0 | 0 | 0 | 0 | 0 | 0 | 0 | 0 | 0 | 0 | 0 | 0 | 0
19 | Ignacio | PGE NGBA | {'Standard Oil': [11.8, 41.0], 'Standard Oil 2': [11.8, 41.0], 'Lakeville': [12.3, 37.0], 'San Pablo': [12.7, 41.0], 'Richmond R': [14.0, 41.0], 'El Cerrito G': [17.0, 15.0]} | 9272 | 1208 | 0.13 | 8064 | 0.87 | [5 empty] | 59 | 0.01 | 0 | 0 |  | 6591 | 0.71 | 0 | 0 | 5351 | 0.58 | 3921 | 3081 | 0.33 | 6191 | 4900 | 0.53 | 4372 | 7383 | 0.8 | 1889 | 5879 | 0.63 | 3393 | 577 | 0.06 | 8695
20 | Malin | <Null> | {} | 101796 | 10390 | 0.1 | 91406 | 0.9 | [5 empty] | 1780 | 0.02 | 2120 | 0.02 |  | 6840 | 0.07 | 0 | 0 | 79006 | 0.78 | 22790 | 7946 | 0.08 | 93850 | 8813 | 0.09 | 92983 | 79340 | 0.78 | 22456 | 79451 | 0.78 | 22345 | 1369 | 0.01 | 100427
21 | Redbud | PGE NGBA | {'Konocti': [7.8, 57.0]} | 20094 | 443 | 0.02 | 19652 | 0.98 | [5 empty] | 149 | 0.01 | 7 | 0 |  | 3425 | 0.17 | 15019 | 0.75 | 11771 | 0.59 | 8324 | 6325 | 0.31 | 13769 | 12373 | 0.62 | 7721 | 15473 | 0.77 | 4622 | 11757 | 0.59 | 8338 | 183 | 0.01 | 19912
22 | Arcata | PGE NGBA | {'Humboldt': [6.0, 110.0], 'Harris': [6.4, 110.0], 'Humboldt Bay': [10.8, 110.0]} | 3182 | 1095 | 0.34 | 2086 | 0.66 | [5 empty] | 0 | 0 | 0 | 0 |  | 597 | 0.19 | 82 | 0.03 | 640 | 0.2 | 2542 | 414 | 0.13 | 2767 | 478 | 0.15 | 2704 | 872 | 0.27 | 2310 | 1118 | 0.35 | 2063 | 267 | 0.08 | 2915
23 | Suncrest | SDGE Imperial | {} | 12124 | 1957 | 0.16 | 10167 | 0.84 | [5 empty] | 6 | 0 | 0 | 0 |  | 722 | 0.06 | 11082 | 0.91 | 1319 | 0.11 | 10805 | 4136 | 0.34 | 7988 | 6065 | 0.5 | 6060 | 6179 | 0.51 | 5945 | 6206 | 0.51 | 5919 | 344 | 0.03 | 11781
24 | Cressey | PGE Fresno | {} | 0 | 0 | 0 | 0 | 0 | [5 empty] | 0 | 0 | 0 | 0 |  | 0 | 0 | 0 | 0 | 0 | 0 | 0 | 0 | 0 | 0 | 0 | 0 | 0 | 0 | 0 | 0 | 0 | 0 | 0 | 0 | 0 | 0
25 | Kearny | SDGE Imperial | {'Mesa Heights': [1.5, 155.0], 'Elliot': [2.8, 121.0], 'Elliott': [2.8, 122.0], 'Mission': [3.4, 155.0], 'Old Town': [5.8, 155.0], 'Murray': [6.9, 2.0], 'Vine': [7.1, 155.0], 'Penasquitos': [7.8, 23.0], 'Point Loma': [8.6, 155.0], 'Silvergate': [9.6, 132.0], 'Spring Valley': [9.9, 1.0], 'North City Metering': [10.1, 23.0], 'Bay Boulevard': [15.7, 83.0], 'Otay': [17.0, 1.0], 'Imperial Beach': [17.4, 23.0]} | 587 | 199 | 0.34 | 388 | 0.66 | [5 empty] | 0 | 0 | 0 | 0 |  | 0 | 0 | 0 | 0 | 14 | 0.02 | 572 | 132 | 0.22 | 455 | 329 | 0.56 | 258 | 334 | 0.57 | 252 | 0 | 0 | 587 | 30 | 0.05 | 556
26 | Victor | SCE NOL | {'New Sub - Kramer - Lugo (Proposed)': [5.1, 25.0], 'Roadway': [5.1, 25.0], 'Lugo': [9.7, 442.0]} | 38839 | 3980 | 0.1 | 34859 | 0.9 | [5 empty] | 0 | 0 | 0 | 0 |  | 5077 | 0.13 | 3258 | 0.08 | 22103 | 0.57 | 16736 | 15635 | 0.4 | 23204 | 10822 | 0.28 | 28017 | 27681 | 0.71 | 11158 | 18099 | 0.47 | 20739 | 115 | 0 | 38724
27 | Millbrae | PGE GBA | {'Burlingame': [1.9, 123.0], 'Martin': [6.9, 102.0], 'SAN FRAN A (POTRERO PP)': [10.5, 68.0], 'Potrero': [10.5, 68.0], 'Jefferson': [11.8, 60.0], 'Grant': [13.4, 15.0], 'Edes': [14.2, 16.0], 'Oakland C': [14.6, 27.0], 'Oakland J': [14.6, 27.0], 'Eastshore': [15.0, 8.0], 'Oakland L': [15.7, 27.0], 'Menlo': [15.8, 8.0], 'Mt Eden': [15.9, 1.0], 'Mt. Eden': [15.9, 1.0], 'Ravenswood': [15.9, 25.0], 'Oakland X': [16.4, 27.0], 'Cooley Landing': [17.1, 4.0]} | 1680 | 656 | 0.39 | 1024 | 0.61 | [5 empty] | 1 | 0 | 0 | 0 |  | 0 | 0 | 0 | 0 | 133 | 0.08 | 1547 | 323 | 0.19 | 1357 | 810 | 0.48 | 870 | 846 | 0.5 | 834 | 147 | 0.09 | 1533 | 125 | 0.07 | 1555
28 | Arcogen | SCE Metro | {'Hinson': [1.2, 397.0], 'Harborgen': [2.8, 397.0], 'Long Beach': [3.7, 397.0], 'Lighthipe': [5.9, 309.0], 'La Fresa': [6.3, 66.0], 'Redondo': [8.5, 11.0], 'Del Amo': [8.6, 328.0], 'Alamitos': [9.0, 371.0], 'El Nido': [9.2, 11.0], 'Chevmain': [10.8, 11.0], 'El Segundo': [12.0, 11.0]} | 1001 | 392 | 0.39 | 609 | 0.61 | [5 empty] | 0 | 0 | 0 | 0 |  | 0 | 0 | 0 | 0 | 0 | 0 | 1001 | 203 | 0.2 | 798 | 569 | 0.57 | 432 | 569 | 0.57 | 432 | 0 | 0 | 1001 | 6 | 0.01 | 995
29 | Soledad | PGE GBA | {'Coburn': [15.4, 95.0]} | 13865 | 7159 | 0.52 | 6706 | 0.48 | [5 empty] | 303 | 0.02 | 6148 | 0.44 |  | 2383 | 0.17 | 3738 | 0.27 | 4154 | 0.3 | 9711 | 968 | 0.07 | 12897 | 2421 | 0.17 | 11444 | 5351 | 0.39 | 8514 | 4498 | 0.32 | 9367 | 535 | 0.04 | 13330
30 | Vierra | PGE GBA | {} | 23399 | 0 | 0 | 23399 | 1 | [5 empty] | 793 | 0.03 | 1026 | 0.04 |  | 20246 | 0.87 | 562 | 0.02 | 20756 | 0.89 | 2642 | 21781 | 0.93 | 1618 | 22179 | 0.95 | 1219 | 23398 | 1 | 0 | 10426 | 0.45 | 12972 | 681 | 0.03 | 22718
31 | Walnut | SCE Metro | {} | 24 | 0 | 0 | 24 | 1 | [5 empty] | 0 | 0 | 0 | 0 |  | 0 | 0 | 0 | 0 | 0 | 0 | 24 | 23 | 0.94 | 1 | 24 | 1 | 0 | 24 | 1 | 0 | 0 | 0 | 24 | 0 | 0 | 24
32 | Coburn | PGE GBA | {'Soledad': [15.4, 95.0]} | 9855 | 3880 | 0.39 | 5975 | 0.61 | [5 empty] | 149 | 0.02 | 3015 | 0.31 |  | 1970 | 0.2 | 3546 | 0.36 | 3566 | 0.36 | 6289 | 772 | 0.08 | 9083 | 1924 | 0.2 | 7931 | 4581 | 0.46 | 5274 | 3749 | 0.38 | 6107 | 509 | 0.05 | 9346
33 | Madison | PGE NGBA | {} | 47369 | 1630 | 0.03 | 45738 | 0.97 | [5 empty] | 4044 | 0.09 | 2123 | 0.04 |  | 31076 | 0.66 | 13981 | 0.3 | 39991 | 0.84 | 7378 | 3032 | 0.06 | 44337 | 1831 | 0.04 | 45538 | 40424 | 0.85 | 6945 | 36410 | 0.77 | 10959 | 373 | 0.01 | 46995
34 | Lone Tree | PGE GBA | {'Contra Costa': [3.9, 352.0], 'Contra Costa PP': [4.8, 352.0], 'Brentwood': [4.9, 139.0], 'GWF 2': [7.3, 346.0], 'Kirker': [9.5, 202.0], 'Pittsburg': [9.7, 217.0], 'Collinsville': [10.2, 277.0], 'Clayton': [11.3, 1.0], 'Tassajara': [13.0, 75.0], 'Birds Landing': [13.0, 277.0], 'Shiloh III': [16.2, 210.0], 'Lambie': [20.0, 8.0], 'Lambie Energy': [20.0, 8.0]} | 67868 | 10143 | 0.15 | 57725 | 0.85 | [5 empty] | 12525 | 0.18 | 7596 | 0.11 |  | 33194 | 0.49 | 102 | 0 | 23600 | 0.35 | 44268 | 38622 | 0.57 | 29247 | 37184 | 0.55 | 30685 | 45241 | 0.67 | 22627 | 6815 | 0.1 | 61053 | 15900 | 0.23 | 51969
35 | Eldorado | SCE EOP | {'Sloan Canyon': [5.3, 237.0], 'Mead': [13.2, 120.0]} | 8422 | 449 | 0.05 | 7973 | 0.95 | [5 empty] | 0 | 0 | 0 | 0 |  | 0 | 0 | 0 | 0 | 0 | 0 | 8422 | 0 | 0 | 8422 | 0 | 0 | 8422 | 0 | 0 | 8422 | 0 | 0 | 8422 | 0 | 0 | 8422
36 | Mercy Springs | PGE Fresno | {} | 4959 | 0 | 0 | 4959 | 1 | [5 empty] | 3 | 0 | 0 | 0 |  | 2569 | 0.52 | 2382 | 0.48 | 4745 | 0.96 | 214 | 3 | 0 | 4956 | 173 | 0.03 | 4786 | 4745 | 0.96 | 214 | 4933 | 0.99 | 26 | 1 | 0 | 4958
37 | Meridian | PGE NGBA | {} | 2052 | 38 | 0.02 | 2014 | 0.98 | [5 empty] | 0 | 0 | 0 | 0 |  | 1591 | 0.78 | 461 | 0.22 | 1918 | 0.93 | 134 | 1034 | 0.5 | 1018 | 1034 | 0.5 | 1018 | 1937 | 0.94 | 115 | 1723 | 0.84 | 329 | 5 | 0 | 2047
38 | Excelsior | PGE Fresno | {} | 264 | 0 | 0 | 264 | 1 | [5 empty] | 0 | 0 | 0 | 0 |  | 171 | 0.65 | 76 | 0.29 | 264 | 1 | 0 | 0 | 0 | 264 | 27 | 0.1 | 237 | 264 | 1 | 0 | 193 | 0.73 | 71 | 0 | 0 | 264
39 | Hassayampa | SDGE Arizona | {} | 0 | 0 | 0 | 0 | 0 | [5 empty] | 0 | 0 | 0 | 0 |  | 0 | 0 | 0 | 0 | 0 | 0 | 0 | 0 | 0 | 0 | 0 | 0 | 0 | 0 | 0 | 0 | 0 | 0 | 0 | 0 | 0 | 0
40 | Center | SCE Metro | {} | 921 | 380 | 0.41 | 541 | 0.59 | [5 empty] | 0 | 0 | 0 | 0 |  | 0 | 0 | 0 | 0 | 0 | 0 | 921 | 144 | 0.16 | 777 | 509 | 0.55 | 412 | 509 | 0.55 | 412 | 0 | 0 | 921 | 5 | 0.01 | 916
41 | Leprino | PGE Fresno | {} | 0 | 0 | 0 | 0 | 0 | [5 empty] | 0 | 0 | 0 | 0 |  | 0 | 0 | 0 | 0 | 0 | 0 | 0 | 0 | 0 | 0 | 0 | 0 | 0 | 0 | 0 | 0 | 0 | 0 | 0 | 0 | 0 | 0
42 | Springville | SCE Northern | {} | 0 | 0 | 0 | 0 | 0 | [5 empty] | 0 | 0 | 0 | 0 |  | 0 | 0 | 0 | 0 | 0 | 0 | 0 | 0 | 0 | 0 | 0 | 0 | 0 | 0 | 0 | 0 | 0 | 0 | 0 | 0 | 0 | 0
43 | Mustang | PGE Fresno | {} | 0 | 0 | 0 | 0 | 0 | [5 empty] | 0 | 0 | 0 | 0 |  | 0 | 0 | 0 | 0 | 0 | 0 | 0 | 0 | 0 | 0 | 0 | 0 | 0 | 0 | 0 | 0 | 0 | 0 | 0 | 0 | 0 | 0
44 | Parkway | PGE NGBA | {'Carquinez': [3.9, 1153.0], 'Bahia': [5.6, 1153.0], 'Tulucay': [8.3, 149.0], 'Christie': [9.4, 1153.0], 'Martinez': [9.9, 1153.0], 'Alhambra': [10.9, 1150.0], 'San Pablo': [12.7, 796.0], 'Meadow Lane': [14.8, 1031.0], 'Sobrante': [16.2, 721.0], 'El Cerrito G': [16.3, 533.0], 'Peabody': [16.4, 149.0], 'Standard Oil': [16.5, 26.0], 'Standard Oil 2': [16.5, 26.0], 'Richmond R': [17.1, 23.0], 'Lakewood': [18.0, 104.0]} | 32903 | 2130 | 0.06 | 30772 | 0.94 | [5 empty] | 1153 | 0.04 | 0 | 0 |  | 16361 | 0.5 | 0 | 0 | 19050 | 0.58 | 13852 | 14510 | 0.44 | 18393 | 10998 | 0.33 | 21905 | 28627 | 0.87 | 4276 | 12106 | 0.37 | 20797 | 10299 | 0.31 | 22604
45 | Carpenter Canyon (fka Gamebird) | SCE EOP | {'Thousandaire': [3.4, 2.0], 'Pahrump': [4.5, 2.0], 'Charleston': [12.2, 1.0]} | 15821 | 286 | 0.02 | 15536 | 0.98 | [5 empty] | 0 | 0 | 0 | 0 |  | 0 | 0 | 0 | 0 | 3071 | 0.19 | 12750 | 639 | 0.04 | 15182 | 7487 | 0.47 | 8335 | 9087 | 0.57 | 6735 | 12611 | 0.8 | 3211 | 110 | 0.01 | 15712
46 | Stagg | PGE GBA | {} | 17232 | 1634 | 0.09 | 15598 | 0.91 | [5 empty] | 4724 | 0.27 | 4930 | 0.29 |  | 1636 | 0.09 | 0 | 0 | 1011 | 0.06 | 16221 | 11174 | 0.65 | 6058 | 11010 | 0.64 | 6222 | 11192 | 0.65 | 6041 | 43 | 0 | 17189 | 1376 | 0.08 | 15856
47 | Lakeview | PGE Kern | {} | 1847 | 149 | 0.08 | 1697 | 0.92 | [5 empty] | 0 | 0 | 0 | 0 |  | 779 | 0.42 | 1066 | 0.58 | 1509 | 0.82 | 337 | 1091 | 0.59 | 755 | 1187 | 0.64 | 660 | 1595 | 0.86 | 252 | 1253 | 0.68 | 594 | 4 | 0 | 1843
48 | Balch 2 | PGE Fresno | {} | 0 | 0 | 0 | 0 | 0 | [5 empty] | 0 | 0 | 0 | 0 |  | 0 | 0 | 0 | 0 | 0 | 0 | 0 | 0 | 0 | 0 | 0 | 0 | 0 | 0 | 0 | 0 | 0 | 0 | 0 | 0 | 0 | 0
49 | Racetrack | PGE GBA | {} | 0 | 0 | 0 | 0 | 0 | [5 empty] | 0 | 0 | 0 | 0 |  | 0 | 0 | 0 | 0 | 0 | 0 | 0 | 0 | 0 | 0 | 0 | 0 | 0 | 0 | 0 | 0 | 0 | 0 | 0 | 0 | 0 | 0
50 | Schindler | PGE Fresno | {} | 264 | 0 | 0 | 264 | 1 | [5 empty] | 0 | 0 | 0 | 0 |  | 171 | 0.65 | 76 | 0.29 | 264 | 1 | 0 | 0 | 0 | 264 | 27 | 0.1 | 237 | 264 | 1 | 0 | 193 | 0.73 | 71 | 0 | 0 | 264
51 | Cameron | SDGE Imperial | {'Crestwood': [8.4, 4923.0], 'Suncrest - Ocotillo (Proposed)': [10.2, 2832.0], 'Boulevard': [12.5, 4920.0], 'Carrizo Gorge': [13.9, 4878.0]} | 39066 | 11494 | 0.29 | 27572 | 0.71 | [5 empty] | 1 | 0 | 0 | 0 |  | 16866 | 0.43 | 18604 | 0.48 | 2843 | 0.07 | 36223 | 7394 | 0.19 | 31672 | 15995 | 0.41 | 23071 | 19614 | 0.5 | 19452 | 12135 | 0.31 | 26931 | 523 | 0.01 | 38543
52 | Konocti | PGE NGBA | {'Redbud': [7.8, 57.0]} | 15335 | 57 | 0 | 15278 | 1 | [5 empty] | 165 | 0.01 | 17 | 0 |  | 3947 | 0.26 | 10335 | 0.67 | 12769 | 0.83 | 2566 | 5719 | 0.37 | 9616 | 11188 | 0.73 | 4147 | 14420 | 0.94 | 915 | 7456 | 0.49 | 7879 | 161 | 0.01 | 15174
53 | North Gila - IV (Proposed) | SDGE Imperial | {'Drop 4': [2.1, 1036.0], 'Highline': [4.2, 844.0]} | 11997 | 1450 | 0.12 | 10547 | 0.88 | [5 empty] | 20 | 0 | 5 | 0 |  | 0 | 0 | 0 | 0 | 2261 | 0.19 | 9737 | 4518 | 0.38 | 7480 | 4518 | 0.38 | 7480 | 6779 | 0.57 | 5219 | 9075 | 0.76 | 2922 | 190 | 0.02 | 11807
54 | Rector | SCE Northern | {} | 0 | 0 | 0 | 0 | 0 | [5 empty] | 0 | 0 | 0 | 0 |  | 0 | 0 | 0 | 0 | 0 | 0 | 0 | 0 | 0 | 0 | 0 | 0 | 0 | 0 | 0 | 0 | 0 | 0 | 0 | 0 | 0 | 0
55 | Round Mountain | PGE NGBA | {'Cove Road': [4.9, 537.0], 'New Sub - Pit 1 - Cottonwood (Proposed)': [6.1, 594.0], 'Carberry': [10.2, 537.0], 'Fern Road': [11.5, 57.0], 'Burney Forest': [12.5, 537.0], 'Burney Forest Power': [12.5, 537.0], 'Pit 4': [13.3, 172.0]} | 8136 | 940 | 0.12 | 7196 | 0.88 | [5 empty] | 0 | 0 | 0 | 0 |  | 5476 | 0.67 | 991 | 0.12 | 4238 | 0.52 | 3898 | 1519 | 0.19 | 6617 | 1671 | 0.21 | 6465 | 5665 | 0.7 | 2471 | 4398 | 0.54 | 3738 | 68 | 0.01 | 8068
56 | Vestal | SCE Northern | {} | 0 | 0 | 0 | 0 | 0 | [5 empty] | 0 | 0 | 0 | 0 |  | 0 | 0 | 0 | 0 | 0 | 0 | 0 | 0 | 0 | 0 | 0 | 0 | 0 | 0 | 0 | 0 | 0 | 0 | 0 | 0 | 0 | 0
57 | Silverado | PGE NGBA | {} | 11088 | 1 | 0 | 11087 | 1 | [5 empty] | 179 | 0.02 | 21 | 0 |  | 7553 | 0.68 | 909 | 0.08 | 10366 | 0.93 | 721 | 2508 | 0.23 | 8580 | 3042 | 0.27 | 8046 | 10429 | 0.94 | 659 | 9477 | 0.85 | 1611 | 131 | 0.01 | 10957
58 | Penngrove | PGE NGBA | {'Corona': [3.7, 58.0], 'Lakeville': [7.0, 58.0]} | 12979 | 220 | 0.02 | 12758 | 0.98 | [5 empty] | 291 | 0.02 | 0 | 0 |  | 6164 | 0.47 | 0 | 0 | 11092 | 0.85 | 1887 | 4168 | 0.32 | 8811 | 6791 | 0.52 | 6188 | 12151 | 0.94 | 828 | 9139 | 0.7 | 3840 | 678 | 0.05 | 12300
59 | Bridgeville | PGE NGBA | {} | 18878 | 4482 | 0.24 | 14396 | 0.76 | [5 empty] | 2 | 0 | 0 | 0 |  | 2433 | 0.13 | 154 | 0.01 | 2370 | 0.13 | 16508 | 2135 | 0.11 | 16743 | 4193 | 0.22 | 14685 | 5518 | 0.29 | 13360 | 10182 | 0.54 | 8696 | 42 | 0 | 18836
60 | Logan Creek | PGE NGBA | {} | 736 | 31 | 0.04 | 704 | 0.96 | [5 empty] | 0 | 0 | 0 | 0 |  | 524 | 0.71 | 209 | 0.28 | 481 | 0.65 | 255 | 28 | 0.04 | 708 | 38 | 0.05 | 698 | 518 | 0.7 | 218 | 656 | 0.89 | 80 | 0 | 0 | 736
61 | Famoso | PGE Kern | {} | 0 | 0 | 0 | 0 | 0 | [5 empty] | 0 | 0 | 0 | 0 |  | 0 | 0 | 0 | 0 | 0 | 0 | 0 | 0 | 0 | 0 | 0 | 0 | 0 | 0 | 0 | 0 | 0 | 0 | 0 | 0 | 0 | 0
62 | New Sub - Los Banos - Midway (Proposed) | PGE Fresno | {} | 264 | 0 | 0 | 264 | 1 | [5 empty] | 0 | 0 | 0 | 0 |  | 171 | 0.65 | 76 | 0.29 | 264 | 1 | 0 | 0 | 0 | 264 | 27 | 0.1 | 237 | 264 | 1 | 0 | 193 | 0.73 | 71 | 0 | 0 | 264
63 | Lockeford | PGE GBA | {} | 0 | 0 | 0 | 0 | 0 | [5 empty] | 0 | 0 | 0 | 0 |  | 0 | 0 | 0 | 0 | 0 | 0 | 0 | 0 | 0 | 0 | 0 | 0 | 0 | 0 | 0 | 0 | 0 | 0 | 0 | 0 | 0 | 0
64 | Etiwanda | SCE Eastern | {} | 7490 | 0 | 0 | 7490 | 1 | [5 empty] | 0 | 0 | 0 | 0 |  | 3733 | 0.5 | 2809 | 0.38 | 4654 | 0.62 | 2836 | 4693 | 0.63 | 2797 | 4476 | 0.6 | 3014 | 7394 | 0.99 | 96 | 3484 | 0.47 | 4006 | 47 | 0.01 | 7443
65 | Edes | PGE GBA | {'Oakland J': [2.0, 303.0], 'San Leandro U': [3.2, 166.0], 'Grant': [5.0, 139.0], 'Oakland X': [5.1, 303.0], 'Oakland C': [6.3, 303.0], 'Oakland L': [6.5, 303.0], 'Moraga': [7.8, 182.0], 'Castro Valley': [7.9, 74.0], 'Mt Eden': [8.9, 81.0], 'Mt. Eden': [8.9, 81.0], 'Eastshore': [9.0, 83.0], 'SAN FRAN A (POTRERO PP)': [10.5, 257.0], 'Potrero': [10.5, 258.0], 'Sobrante': [11.6, 122.0], 'Martin': [12.0, 222.0], 'El Cerrito G': [13.7, 178.0], 'Burlingame': [13.9, 14.0], 'Millbrae': [14.2, 16.0], 'Dumbarton': [14.6, 17.0], 'Richmond R': [16.2, 120.0], 'Ravenswood': [17.4, 17.0], 'Standard Oil': [18.3, 7.0], 'Standard Oil 2': [18.3, 7.0], 'Cooley Landing': [18.8, 4.0], 'San Pablo': [18.8, 6.0]} | 3995 | 1033 | 0.26 | 2962 | 0.74 | [5 empty] | 4 | 0 | 0 | 0 |  | 2249 | 0.56 | 0 | 0 | 397 | 0.1 | 3599 | 1847 | 0.46 | 2149 | 2626 | 0.66 | 1369 | 2721 | 0.68 | 1274 | 866 | 0.22 | 3129 | 211 | 0.05 | 3785
66 | GWF 2 | PGE GBA | {'Pittsburg': [2.4, 1359.0], 'Kirker': [2.5, 1026.0], 'Contra Costa': [4.4, 1400.0], 'Collinsville': [4.7, 1443.0], 'Contra Costa PP': [5.3, 1400.0], 'Lone Tree': [7.3, 346.0], 'Clayton': [7.7, 11.0], 'Birds Landing': [7.7, 1439.0], 'Shiloh III': [10.7, 1377.0], 'Meadow Lane': [11.0, 10.0], 'Brentwood': [12.0, 136.0], 'Martinez': [13.8, 10.0], 'Lambie': [14.3, 1166.0], 'Lambie Energy': [14.3, 1166.0], 'Alhambra': [14.6, 9.0], 'Tassajara': [15.3, 75.0], 'Bahia': [15.6, 10.0]} | 80586 | 11195 | 0.14 | 69390 | 0.86 | [5 empty] | 17107 | 0.21 | 12144 | 0.15 |  | 34838 | 0.43 | 102 | 0 | 18809 | 0.23 | 61777 | 38302 | 0.48 | 42284 | 34230 | 0.42 | 46355 | 49589 | 0.62 | 30997 | 8886 | 0.11 | 71700 | 23476 | 0.29 | 57110
67 | Goose Lake | PGE Kern | {} | 0 | 0 | 0 | 0 | 0 | [5 empty] | 0 | 0 | 0 | 0 |  | 0 | 0 | 0 | 0 | 0 | 0 | 0 | 0 | 0 | 0 | 0 | 0 | 0 | 0 | 0 | 0 | 0 | 0 | 0 | 0 | 0 | 0
68 | Unknown - 3327 | PGE Kern | {} | 1050 | 0 | 0 | 1050 | 1 | [5 empty] | 0 | 0 | 0 | 0 |  | 180 | 0.17 | 870 | 0.83 | 550 | 0.52 | 500 | 434 | 0.41 | 616 | 494 | 0.47 | 556 | 917 | 0.87 | 133 | 919 | 0.88 | 131 | 1 | 0 | 1048
69 | Mira Loma | SCE Metro | {} | 1051 | 0 | 0 | 1051 | 1 | [5 empty] | 0 | 0 | 0 | 0 |  | 215 | 0.2 | 812 | 0.77 | 1051 | 1 | 0 | 508 | 0.48 | 543 | 161 | 0.15 | 890 | 1051 | 1 | 0 | 597 | 0.57 | 454 | 1 | 0 | 1050
70 | Ravenswood | PGE GBA | {'Cooley Landing': [1.5, 23.0], 'Menlo': [5.5, 20.0], 'Dumbarton': [6.2, 31.0], 'Whisman': [7.2, 1.0], 'Jefferson': [8.4, 38.0], 'Eastshore': [9.3, 36.0], 'Mt Eden': [9.9, 22.0], 'Mt. Eden': [9.9, 22.0], 'Grant': [12.5, 33.0], 'Burlingame': [14.0, 28.0], 'Castro Valley': [14.4, 18.0], 'San Leandro U': [15.2, 18.0], 'Millbrae': [15.9, 25.0], 'Edes': [17.4, 17.0]} | 759 | 232 | 0.31 | 526 | 0.69 | [5 empty] | 1 | 0 | 0 | 0 |  | 79 | 0.1 | 0 | 0 | 184 | 0.24 | 575 | 264 | 0.35 | 495 | 325 | 0.43 | 434 | 391 | 0.52 | 368 | 150 | 0.2 | 609 | 120 | 0.16 | 639
71 | Rio Hondo | SCE Metro | {} | 0 | 0 | 0 | 0 | 0 | [5 empty] | 0 | 0 | 0 | 0 |  | 0 | 0 | 0 | 0 | 0 | 0 | 0 | 0 | 0 | 0 | 0 | 0 | 0 | 0 | 0 | 0 | 0 | 0 | 0 | 0 | 0 | 0
72 | Redondo | SCE Metro | {'El Nido': [3.4, 15.0], 'La Fresa': [3.5, 20.0], 'Chevmain': [3.9, 13.0], 'El Segundo': [4.6, 11.0], 'Arcogen': [8.5, 11.0], 'Hinson': [9.7, 1.0], 'Harborgen': [10.4, 3.0], 'Long Beach': [10.9, 3.0], 'Lighthipe': [12.4, 1.0], 'Alamitos': [17.5, 1.0]} | 959 | 404 | 0.42 | 555 | 0.58 | [5 empty] | 0 | 0 | 0 | 0 |  | 0 | 0 | 0 | 0 | 0 | 0 | 959 | 158 | 0.17 | 801 | 515 | 0.54 | 443 | 515 | 0.54 | 443 | 0 | 0 | 959 | 5 | 0 | 954
73 | Otay | SDGE Imperial | {'Bay Boulevard': [2.3, 38.0], 'Imperial Beach': [2.4, 38.0], 'San Ysidro': [2.9, 35.0], 'Telegraph Canyon': [3.8, 40.0], 'Salt Creek': [7.2, 27.0], 'Miguel': [7.2, 30.0], 'Silvergate': [8.5, 36.0], 'Otay Mesa': [8.6, 5.0], 'Vine': [12.2, 33.0], 'Mission': [13.9, 33.0], 'Old Town': [14.2, 33.0], 'Point Loma': [14.4, 33.0], 'Elliot': [15.4, 1.0], 'Elliott': [15.4, 1.0], 'Kearny': [17.0, 1.0], 'Mesa Heights': [17.2, 1.0]} | 794 | 184 | 0.23 | 611 | 0.77 | [5 empty] | 0 | 0 | 0 | 0 |  | 0 | 0 | 0 | 0 | 54 | 0.07 | 740 | 308 | 0.39 | 486 | 547 | 0.69 | 247 | 553 | 0.7 | 241 | 26 | 0.03 | 768 | 66 | 0.08 | 728
74 | Kirker | PGE GBA | {'Pittsburg': [1.2, 1026.0], 'GWF 2': [2.5, 1026.0], 'Collinsville': [5.6, 1021.0], 'Clayton': [6.3, 10.0], 'Contra Costa': [6.8, 904.0], 'Contra Costa PP': [7.8, 904.0], 'Birds Landing': [8.3, 1018.0], 'Meadow Lane': [8.9, 10.0], 'Lone Tree': [9.5, 202.0], 'Shiloh III': [10.8, 1013.0], 'Martinez': [11.4, 10.0], 'Alhambra': [12.3, 9.0], 'Bahia': [13.2, 10.0], 'Lambie': [14.1, 822.0], 'Lambie Energy': [14.1, 822.0], 'Brentwood': [14.3, 5.0]} | 76292 | 11305 | 0.15 | 64987 | 0.85 | [5 empty] | 15970 | 0.21 | 9274 | 0.12 |  | 35036 | 0.46 | 102 | 0 | 17798 | 0.23 | 58493 | 37123 | 0.49 | 39169 | 33257 | 0.44 | 43034 | 48200 | 0.63 | 28092 | 8899 | 0.12 | 67392 | 22930 | 0.3 | 53361
75 | Saugus | SCE Northern | {'Pardee': [1.3, 306.0], 'Elizabeth Lake': [5.3, 79.0], 'Sylmar-Pac Intertie': [9.2, 226.0]} | 25677 | 3810 | 0.15 | 21867 | 0.85 | [5 empty] | 25 | 0 | 2 | 0 |  | 6435 | 0.25 | 13697 | 0.53 | 8992 | 0.35 | 16685 | 2908 | 0.11 | 22768 | 4738 | 0.18 | 20938 | 13637 | 0.53 | 12039 | 13239 | 0.52 | 12437 | 991 | 0.04 | 24686
76 | Chinese Station | PGE GBA | {} | 0 | 0 | 0 | 0 | 0 | [5 empty] | 0 | 0 | 0 | 0 |  | 0 | 0 | 0 | 0 | 0 | 0 | 0 | 0 | 0 | 0 | 0 | 0 | 0 | 0 | 0 | 0 | 0 | 0 | 0 | 0 | 0 | 0
77 | Devers | SCE Eastern | {'Mirage': [14.4, 1701.0]} | 39672 | 9922 | 0.25 | 29750 | 0.75 | [5 empty] | 132 | 0 | 0 | 0 |  | 10524 | 0.27 | 5595 | 0.14 | 12066 | 0.3 | 27606 | 11200 | 0.28 | 28472 | 13803 | 0.35 | 25869 | 19839 | 0.5 | 19833 | 19692 | 0.5 | 19980 | 116 | 0 | 39556
78 | New Sub - Midway - Wheeler Ridge (Proposed) | PGE Kern | {} | 0 | 0 | 0 | 0 | 0 | [5 empty] | 0 | 0 | 0 | 0 |  | 0 | 0 | 0 | 0 | 0 | 0 | 0 | 0 | 0 | 0 | 0 | 0 | 0 | 0 | 0 | 0 | 0 | 0 | 0 | 0 | 0 | 0
79 | Del Amo | SCE Metro | {'Lighthipe': [5.0, 294.0], 'Alamitos': [5.8, 330.0], 'Barre': [7.1, 2.0], 'Hinson': [7.4, 330.0], 'Arcogen': [8.6, 328.0], 'Harborgen': [8.9, 330.0], 'Long Beach': [9.3, 330.0], 'La Fresa': [13.6, 47.0], 'Ellis': [14.3, 2.0], 'Huntington Beach': [15.6, 2.0]} | 1094 | 394 | 0.36 | 700 | 0.64 | [5 empty] | 0 | 0 | 0 | 0 |  | 0 | 0 | 0 | 0 | 0 | 0 | 1094 | 184 | 0.17 | 910 | 661 | 0.6 | 433 | 661 | 0.6 | 433 | 0 | 0 | 1094 | 31 | 0.03 | 1063
80 | Alpaugh | PGE Fresno | {} | 0 | 0 | 0 | 0 | 0 | [5 empty] | 0 | 0 | 0 | 0 |  | 0 | 0 | 0 | 0 | 0 | 0 | 0 | 0 | 0 | 0 | 0 | 0 | 0 | 0 | 0 | 0 | 0 | 0 | 0 | 0 | 0 | 0
81 | Palo Verde | SDGE Arizona | {} | 0 | 0 | 0 | 0 | 0 | [5 empty] | 0 | 0 | 0 | 0 |  | 0 | 0 | 0 | 0 | 0 | 0 | 0 | 0 | 0 | 0 | 0 | 0 | 0 | 0 | 0 | 0 | 0 | 0 | 0 | 0 | 0 | 0
82 | Grimmway-Malaga | PGE Kern | {} | 988 | 0 | 0 | 988 | 1 | [5 empty] | 0 | 0 | 0 | 0 |  | 187 | 0.19 | 801 | 0.81 | 553 | 0.56 | 435 | 30 | 0.03 | 958 | 89 | 0.09 | 899 | 553 | 0.56 | 435 | 857 | 0.87 | 131 | 0 | 0 | 988
83 | Kernridge | PGE Kern | {'Temblor': [4.8, 29.0], 'Caliente': [10.9, 65.0], 'Carrizo Plains': [17.4, 36.0], 'Topaz': [18.4, 36.0], 'Solar': [18.4, 36.0]} | 1723 | 163 | 0.09 | 1560 | 0.91 | [5 empty] | 0 | 0 | 0 | 0 |  | 1017 | 0.59 | 0 | 0 | 1253 | 0.73 | 470 | 0 | 0 | 1723 | 277 | 0.16 | 1446 | 1253 | 0.73 | 470 | 1090 | 0.63 | 633 | 0 | 0 | 1723
84 | Crestwood | SDGE Imperial | {'Boulevard': [5.4, 11398.0], 'Carrizo Gorge': [5.5, 11361.0], 'Cameron': [8.4, 4923.0], 'Suncrest - Ocotillo (Proposed)': [8.6, 4733.0], 'East County': [14.5, 1999.0]} | 40252 | 11505 | 0.29 | 28747 | 0.71 | [5 empty] | 1 | 0 | 0 | 0 |  | 16866 | 0.42 | 18604 | 0.46 | 2874 | 0.07 | 37378 | 7791 | 0.19 | 32461 | 16750 | 0.42 | 23502 | 20446 | 0.51 | 19806 | 12735 | 0.32 | 27517 | 507 | 0.01 | 39744
85 | Salt Creek | SDGE Imperial | {'Miguel': [0.1, 27.0], 'Telegraph Canyon': [3.4, 27.0], 'Otay': [7.2, 27.0], 'Bay Boulevard': [8.1, 24.0], 'Otay Mesa': [8.3, 4.0], 'San Ysidro': [8.4, 27.0], 'Imperial Beach': [9.3, 24.0], 'Silvergate': [9.4, 23.0], 'Mission': [11.6, 23.0], 'Vine': [12.1, 23.0], 'Old Town': [13.6, 23.0], 'Point Loma': [15.2, 23.0]} | 817 | 184 | 0.23 | 633 | 0.77 | [5 empty] | 0 | 0 | 0 | 0 |  | 0 | 0 | 0 | 0 | 54 | 0.07 | 763 | 308 | 0.38 | 509 | 569 | 0.7 | 249 | 574 | 0.7 | 243 | 34 | 0.04 | 783 | 66 | 0.08 | 752
86 | Eagle Rock (SCE) | SCE Metro | {} | 77 | 0 | 0 | 77 | 1 | [5 empty] | 0 | 0 | 0 | 0 |  | 5 | 0.07 | 0 | 0 | 5 | 0.07 | 72 | 72 | 0.93 | 5 | 72 | 0.93 | 5 | 77 | 1 | 0 | 5 | 0.07 | 72 | 0 | 0 | 77
87 | Melones | PGE GBA | {} | 0 | 0 | 0 | 0 | 0 | [5 empty] | 0 | 0 | 0 | 0 |  | 0 | 0 | 0 | 0 | 0 | 0 | 0 | 0 | 0 | 0 | 0 | 0 | 0 | 0 | 0 | 0 | 0 | 0 | 0 | 0 | 0 | 0
88 | Imperial Beach | SDGE Imperial | {'Bay Boulevard': [1.7, 64.0], 'Otay': [2.4, 38.0], 'San Ysidro': [4.3, 32.0], 'Telegraph Canyon': [6.0, 37.0], 'Silvergate': [8.2, 62.0], 'Salt Creek': [9.3, 24.0], 'Miguel': [9.4, 28.0], 'Otay Mesa': [10.8, 2.0], 'Vine': [11.8, 58.0], 'Point Loma': [13.5, 58.0], 'Old Town': [13.8, 58.0], 'Mission': [14.1, 58.0], 'Elliot': [16.1, 23.0], 'Elliott': [16.1, 23.0], 'Kearny': [17.4, 23.0], 'Mesa Heights': [17.4, 23.0]} | 754 | 184 | 0.24 | 571 | 0.76 | [5 empty] | 0 | 0 | 0 | 0 |  | 0 | 0 | 0 | 0 | 54 | 0.07 | 700 | 281 | 0.37 | 474 | 507 | 0.67 | 247 | 513 | 0.68 | 242 | 3 | 0 | 752 | 59 | 0.08 | 695
89 | Pala | SDGE Imperial | {} | 172 | 25 | 0.15 | 147 | 0.85 | [5 empty] | 0 | 0 | 0 | 0 |  | 0 | 0 | 0 | 0 | 34 | 0.2 | 139 | 138 | 0.8 | 35 | 138 | 0.8 | 35 | 138 | 0.8 | 35 | 0 | 0 | 172 | 30 | 0.17 | 143
90 | 7th Standard | PGE Kern | {} | 0 | 0 | 0 | 0 | 0 | [5 empty] | 0 | 0 | 0 | 0 |  | 0 | 0 | 0 | 0 | 0 | 0 | 0 | 0 | 0 | 0 | 0 | 0 | 0 | 0 | 0 | 0 | 0 | 0 | 0 | 0 | 0 | 0
91 | Rosedale | PGE Kern | {} | 0 | 0 | 0 | 0 | 0 | [5 empty] | 0 | 0 | 0 | 0 |  | 0 | 0 | 0 | 0 | 0 | 0 | 0 | 0 | 0 | 0 | 0 | 0 | 0 | 0 | 0 | 0 | 0 | 0 | 0 | 0 | 0 | 0
92 | Moorpark | SCE Northern | {} | 3974 | 391 | 0.1 | 3583 | 0.9 | [5 empty] | 5 | 0 | 0 | 0 |  | 2287 | 0.58 | 1116 | 0.28 | 2398 | 0.6 | 1576 | 394 | 0.1 | 3580 | 330 | 0.08 | 3644 | 2586 | 0.65 | 1388 | 1938 | 0.49 | 2036 | 186 | 0.05 | 3788
93 | Norco | PGE Kern | {} | 0 | 0 | 0 | 0 | 0 | [5 empty] | 0 | 0 | 0 | 0 |  | 0 | 0 | 0 | 0 | 0 | 0 | 0 | 0 | 0 | 0 | 0 | 0 | 0 | 0 | 0 | 0 | 0 | 0 | 0 | 0 | 0 | 0
94 | La Fresa | SCE Metro | {'El Nido': [2.9, 15.0], 'Redondo': [3.5, 20.0], 'Chevmain': [4.6, 13.0], 'El Segundo': [5.8, 11.0], 'Arcogen': [6.3, 66.0], 'Hinson': [7.2, 55.0], 'Harborgen': [8.7, 57.0], 'Lighthipe': [9.0, 50.0], 'Long Beach': [9.5, 57.0], 'Del Amo': [13.6, 47.0], 'Alamitos': [15.2, 54.0]} | 994 | 395 | 0.4 | 599 | 0.6 | [5 empty] | 0 | 0 | 0 | 0 |  | 0 | 0 | 0 | 0 | 0 | 0 | 994 | 202 | 0.2 | 792 | 560 | 0.56 | 435 | 560 | 0.56 | 435 | 0 | 0 | 994 | 5 | 0 | 990
95 | Cottonwood | PGE NGBA | {} | 293 | 46 | 0.16 | 247 | 0.84 | [5 empty] | 0 | 0 | 0 | 0 |  | 139 | 0.47 | 0 | 0 | 157 | 0.54 | 136 | 38 | 0.13 | 255 | 38 | 0.13 | 255 | 195 | 0.67 | 98 | 147 | 0.5 | 146 | 0 | 0 | 293
96 | Borden | PGE Fresno | {} | 0 | 0 | 0 | 0 | 0 | [5 empty] | 0 | 0 | 0 | 0 |  | 0 | 0 | 0 | 0 | 0 | 0 | 0 | 0 | 0 | 0 | 0 | 0 | 0 | 0 | 0 | 0 | 0 | 0 | 0 | 0 | 0 | 0
97 | Oceano | PGE Kern | {'Callender': [3.8, 84.0], 'Mesa': [9.7, 43.0], 'San Luis Obispo': [11.5, 21.0], 'Diablo Canyon': [16.9, 11.0]} | 6076 | 422 | 0.07 | 5654 | 0.93 | [5 empty] | 1 | 0 | 0 | 0 |  | 4062 | 0.67 | 1001 | 0.16 | 1592 | 0.26 | 4484 | 256 | 0.04 | 5820 | 2347 | 0.39 | 3729 | 3155 | 0.52 | 2921 | 4701 | 0.77 | 1375 | 167 | 0.03 | 5909
98 | Hollister | PGE GBA | {} | 5479 | 0 | 0 | 5479 | 1 | [5 empty] | 3 | 0 | 0 | 0 |  | 2656 | 0.48 | 2815 | 0.51 | 5353 | 0.98 | 126 | 7 | 0 | 5472 | 104 | 0.02 | 5375 | 5360 | 0.98 | 119 | 5228 | 0.95 | 251 | 19 | 0 | 5460
99 | Crow Creek | PGE Fresno | {} | 6512 | 0 | 0 | 6512 | 1 | [5 empty] | 3 | 0 | 0 | 0 |  | 2483 | 0.38 | 4029 | 0.62 | 6304 | 0.97 | 209 | 1439 | 0.22 | 5073 | 2899 | 0.45 | 3614 | 6428 | 0.99 | 84 | 6504 | 1 | 8 | 1 | 0 | 6511
100 | Stockdale | PGE Kern | {} | 0 | 0 | 0 | 0 | 0 | [5 empty] | 0 | 0 | 0 | 0 |  | 0 | 0 | 0 | 0 | 0 | 0 | 0 | 0 | 0 | 0 | 0 | 0 | 0 | 0 | 0 | 0 | 0 | 0 | 0 | 0 | 0 | 0
101 | New Sub - Rancho Seco - Bellota (Proposed) | PGE GBA | {} | 0 | 0 | 0 | 0 | 0 | [5 empty] | 0 | 0 | 0 | 0 |  | 0 | 0 | 0 | 0 | 0 | 0 | 0 | 0 | 0 | 0 | 0 | 0 | 0 | 0 | 0 | 0 | 0 | 0 | 0 | 0 | 0 | 0
102 | Oro Loma | PGE Fresno | {} | 840 | 0 | 0 | 840 | 1 | [5 empty] | 0 | 0 | 0 | 0 |  | 425 | 0.51 | 415 | 0.49 | 716 | 0.85 | 124 | 3 | 0 | 837 | 3 | 0 | 837 | 716 | 0.85 | 124 | 840 | 1 | 0 | 1 | 0 | 839
103 | Peoria | PGE GBA | {} | 0 | 0 | 0 | 0 | 0 | [5 empty] | 0 | 0 | 0 | 0 |  | 0 | 0 | 0 | 0 | 0 | 0 | 0 | 0 | 0 | 0 | 0 | 0 | 0 | 0 | 0 | 0 | 0 | 0 | 0 | 0 | 0 | 0
104 | Table Mountain | PGE NGBA | {} | 1931 | 0 | 0 | 1931 | 1 | [5 empty] | 0 | 0 | 0 | 0 |  | 326 | 0.17 | 0 | 0 | 944 | 0.49 | 987 | 1287 | 0.67 | 644 | 1931 | 1 | 0 | 1931 | 1 | 0 | 1515 | 0.78 | 415 | 17 | 0.01 | 1913
105 | Sycamore Canyon | SDGE Imperial | {} | 494 | 186 | 0.38 | 308 | 0.62 | [5 empty] | 0 | 0 | 0 | 0 |  | 0 | 0 | 0 | 0 | 14 | 0.03 | 480 | 87 | 0.18 | 408 | 257 | 0.52 | 237 | 263 | 0.53 | 232 | 0 | 0 | 494 | 26 | 0.05 | 468
106 | Ivanpah | SCE EOP | {'Mountain Pass': [5.5, 18.0], 'Primm': [9.5, 18.0]} | 6580 | 452 | 0.07 | 6129 | 0.93 | [5 empty] | 0 | 0 | 0 | 0 |  | 0 | 0 | 0 | 0 | 4022 | 0.61 | 2558 | 3838 | 0.58 | 2742 | 767 | 0.12 | 5814 | 4763 | 0.72 | 1817 | 2176 | 0.33 | 4405 | 41 | 0.01 | 6539
107 | North Gila | SDGE Arizona | {} | 36583 | 2786 | 0.08 | 33797 | 0.92 | [5 empty] | 0 | 0 | 0 | 0 |  | 0 | 0 | 0 | 0 | 320 | 0.01 | 36263 | 10505 | 0.29 | 26078 | 8173 | 0.22 | 28410 | 10560 | 0.29 | 26023 | 32197 | 0.88 | 4386 | 106 | 0 | 36477
108 | Manteca | PGE GBA | {} | 12296 | 0 | 0 | 12296 | 1 | [5 empty] | 793 | 0.06 | 1026 | 0.08 |  | 9615 | 0.78 | 100 | 0.01 | 9654 | 0.79 | 2642 | 11678 | 0.95 | 618 | 11466 | 0.93 | 830 | 12296 | 1 | 0 | 4705 | 0.38 | 7591 | 259 | 0.02 | 12037
109 | Dumbarton | PGE GBA | {'Mt Eden': [5.7, 20.0], 'Mt. Eden': [5.7, 20.0], 'Eastshore': [5.7, 28.0], 'Ravenswood': [6.2, 31.0], 'Cooley Landing': [6.9, 19.0], 'Castro Valley': [9.4, 18.0], 'Grant': [9.7, 18.0], 'Whisman': [10.6, 1.0], 'Menlo': [11.7, 13.0], 'San Leandro U': [11.8, 18.0], 'Jefferson': [14.2, 13.0], 'Edes': [14.6, 17.0], 'Burlingame': [16.8, 3.0]} | 760 | 233 | 0.31 | 526 | 0.69 | [5 empty] | 0 | 0 | 0 | 0 |  | 186 | 0.25 | 0 | 0 | 260 | 0.34 | 500 | 296 | 0.39 | 463 | 344 | 0.45 | 416 | 406 | 0.53 | 353 | 215 | 0.28 | 545 | 116 | 0.15 | 644
110 | Altamont | PGE GBA | {'Altamont Midway (Sandhill)': [0.0, 21.0], 'Vasco': [3.3, 21.0], 'Windmaster': [4.1, 21.0], 'Los Positas': [4.5, 21.0], 'Las Positas': [4.5, 21.0], 'Cayetano': [5.1, 21.0], 'North Dublin': [9.8, 21.0], 'Vineyard': [11.1, 21.0], 'Tassajara': [13.0, 21.0], 'San Ramon': [14.0, 21.0]} | 36401 | 132 | 0 | 36269 | 1 | [5 empty] | 816 | 0.02 | 1040 | 0.03 |  | 31889 | 0.88 | 1812 | 0.05 | 31489 | 0.87 | 4912 | 30578 | 0.84 | 5823 | 33136 | 0.91 | 3265 | 36077 | 0.99 | 325 | 17080 | 0.47 | 19321 | 1000 | 0.03 | 35401
111 | Hoodoo Wash | SDGE Arizona | {} | 13 | 13 | 1 | 0 | 0 | [5 empty] | 0 | 0 | 0 | 0 |  | 0 | 0 | 0 | 0 | 0 | 0 | 13 | 0 | 0 | 13 | 0 | 0 | 13 | 0 | 0 | 13 | 0 | 0 | 13 | 0 | 0 | 13
112 | Wyandotte | PGE NGBA | {} | 581 | 0 | 0 | 581 | 1 | [5 empty] | 0 | 0 | 0 | 0 |  | 0 | 0 | 0 | 0 | 374 | 0.64 | 207 | 196 | 0.34 | 385 | 558 | 0.96 | 23 | 581 | 1 | 0 | 380 | 0.65 | 201 | 0 | 0 | 581
113 | Laguna Bell | SCE Metro | {} | 958 | 380 | 0.4 | 578 | 0.6 | [5 empty] | 0 | 0 | 0 | 0 |  | 0 | 0 | 0 | 0 | 0 | 0 | 958 | 199 | 0.21 | 759 | 550 | 0.57 | 408 | 550 | 0.57 | 408 | 0 | 0 | 958 | 5 | 0 | 953
114 | El Casco | SCE Eastern | {} | 12676 | 1376 | 0.11 | 11299 | 0.89 | [5 empty] | 3 | 0 | 0 | 0 |  | 6578 | 0.52 | 5380 | 0.42 | 4128 | 0.33 | 8547 | 5271 | 0.42 | 7405 | 7080 | 0.56 | 5596 | 7780 | 0.61 | 4896 | 6563 | 0.52 | 6113 | 93 | 0.01 | 12583
115 | Le Grand | PGE Fresno | {} | 0 | 0 | 0 | 0 | 0 | [5 empty] | 0 | 0 | 0 | 0 |  | 0 | 0 | 0 | 0 | 0 | 0 | 0 | 0 | 0 | 0 | 0 | 0 | 0 | 0 | 0 | 0 | 0 | 0 | 0 | 0 | 0 | 0
116 | Tupman | PGE Kern | {} | 0 | 0 | 0 | 0 | 0 | [5 empty] | 0 | 0 | 0 | 0 |  | 0 | 0 | 0 | 0 | 0 | 0 | 0 | 0 | 0 | 0 | 0 | 0 | 0 | 0 | 0 | 0 | 0 | 0 | 0 | 0 | 0 | 0
117 | Henrietta | PGE Fresno | {} | 0 | 0 | 0 | 0 | 0 | [5 empty] | 0 | 0 | 0 | 0 |  | 0 | 0 | 0 | 0 | 0 | 0 | 0 | 0 | 0 | 0 | 0 | 0 | 0 | 0 | 0 | 0 | 0 | 0 | 0 | 0 | 0 | 0
118 | Castro Valley | PGE GBA | {'Mt Eden': [4.7, 76.0], 'Mt. Eden': [4.7, 76.0], 'San Leandro U': [4.9, 76.0], 'Grant': [5.5, 76.0], 'Eastshore': [5.5, 76.0], 'Edes': [7.9, 74.0], 'Dumbarton': [9.4, 18.0], 'Oakland J': [9.7, 58.0], 'Moraga': [12.2, 6.0], 'Oakland X': [12.2, 58.0], 'Oakland L': [14.1, 57.0], 'Oakland C': [14.1, 58.0], 'Ravenswood': [14.4, 18.0], 'Cooley Landing': [15.6, 6.0], 'SAN FRAN A (POTRERO PP)': [18.2, 12.0], 'Potrero': [18.2, 12.0], 'Martin': [18.9, 4.0]} | 6140 | 486 | 0.08 | 5654 | 0.92 | [5 empty] | 0 | 0 | 0 | 0 |  | 5151 | 0.84 | 102 | 0.02 | 4132 | 0.67 | 2008 | 5060 | 0.82 | 1080 | 5174 | 0.84 | 966 | 5488 | 0.89 | 652 | 2537 | 0.41 | 3603 | 250 | 0.04 | 5890
119 | Vineyard | PGE GBA | {'North Dublin': [5.2, 21.0], 'Cayetano': [6.6, 21.0], 'San Ramon': [6.8, 21.0], 'Los Positas': [6.9, 21.0], 'Las Positas': [6.9, 21.0], 'Vasco': [8.1, 21.0], 'Tassajara': [9.5, 21.0], 'Altamont': [11.1, 21.0], 'Altamont Midway (Sandhill)': [11.1, 21.0], 'Windmaster': [14.7, 21.0]} | 34247 | 154 | 0 | 34093 | 1 | [5 empty] | 793 | 0.02 | 1026 | 0.03 |  | 30165 | 0.88 | 1351 | 0.04 | 29778 | 0.87 | 4470 | 29532 | 0.86 | 4716 | 31898 | 0.93 | 2350 | 33875 | 0.99 | 372 | 15218 | 0.44 | 19029 | 1020 | 0.03 | 33227
120 | Trout Canyon | SCE EOP | {} | 15760 | 766 | 0.05 | 14995 | 0.95 | [5 empty] | 0 | 0 | 0 | 0 |  | 0 | 0 | 0 | 0 | 3071 | 0.19 | 12689 | 50 | 0 | 15710 | 6130 | 0.39 | 9630 | 7730 | 0.49 | 8030 | 12944 | 0.82 | 2816 | 19 | 0 | 15741
121 | Columbus | PGE Kern | {} | 286 | 0 | 0 | 286 | 1 | [5 empty] | 0 | 0 | 0 | 0 |  | 0 | 0 | 286 | 1 | 154 | 0.54 | 131 | 98 | 0.34 | 188 | 211 | 0.74 | 75 | 226 | 0.79 | 60 | 286 | 1 | 0 | 0 | 0 | 286
122 | Lewis | SCE Metro | {} | 770 | 350 | 0.45 | 420 | 0.55 | [5 empty] | 0 | 0 | 0 | 0 |  | 0 | 0 | 0 | 0 | 9 | 0.01 | 761 | 181 | 0.24 | 589 | 388 | 0.5 | 382 | 397 | 0.52 | 373 | 0 | 0 | 770 | 31 | 0.04 | 739
123 | Standard Oil 2 | PGE GBA | {'Standard Oil': [0.0, 347.0], 'Richmond R': [2.2, 344.0], 'San Pablo': [4.0, 262.0], 'El Cerrito G': [5.5, 303.0], 'Sobrante': [10.6, 160.0], 'Christie': [10.8, 49.0], 'Ignacio': [11.8, 41.0], 'Oakland L': [11.8, 152.0], 'Oakland C': [12.3, 140.0], 'Carquinez': [12.6, 30.0], 'Oakland X': [13.5, 68.0], 'Potrero': [13.5, 138.0], 'SAN FRAN A (POTRERO PP)': [13.5, 141.0], 'Moraga': [14.5, 60.0], 'Alhambra': [14.7, 27.0], 'Martinez': [15.7, 26.0], 'Oakland J': [16.3, 41.0], 'Parkway': [16.5, 26.0], 'Bahia': [16.6, 26.0], 'Martin': [17.2, 21.0], 'Edes': [18.3, 7.0]} | 9888 | 1932 | 0.2 | 7956 | 0.8 | [5 empty] | 47 | 0 | 0 | 0 |  | 4694 | 0.47 | 0 | 0 | 2640 | 0.27 | 7248 | 3809 | 0.39 | 6079 | 4162 | 0.42 | 5726 | 7226 | 0.73 | 2662 | 3230 | 0.33 | 6658 | 1052 | 0.11 | 8836
124 | Mc Mullin | PGE Fresno | {} | 0 | 0 | 0 | 0 | 0 | [5 empty] | 0 | 0 | 0 | 0 |  | 0 | 0 | 0 | 0 | 0 | 0 | 0 | 0 | 0 | 0 | 0 | 0 | 0 | 0 | 0 | 0 | 0 | 0 | 0 | 0 | 0 | 0
125 | Taft | PGE Kern | {} | 0 | 0 | 0 | 0 | 0 | [5 empty] | 0 | 0 | 0 | 0 |  | 0 | 0 | 0 | 0 | 0 | 0 | 0 | 0 | 0 | 0 | 0 | 0 | 0 | 0 | 0 | 0 | 0 | 0 | 0 | 0 | 0 | 0
126 | Pleasant Grove | PGE NGBA | {} | 0 | 0 | 0 | 0 | 0 | [5 empty] | 0 | 0 | 0 | 0 |  | 0 | 0 | 0 | 0 | 0 | 0 | 0 | 0 | 0 | 0 | 0 | 0 | 0 | 0 | 0 | 0 | 0 | 0 | 0 | 0 | 0 | 0
127 | Newark | PGE GBA | {} | 1621 | 141 | 0.09 | 1480 | 0.91 | [5 empty] | 0 | 0 | 0 | 0 |  | 1163 | 0.72 | 176 | 0.11 | 1347 | 0.83 | 274 | 652 | 0.4 | 969 | 677 | 0.42 | 943 | 1387 | 0.86 | 234 | 1338 | 0.83 | 282 | 117 | 0.07 | 1504
128 | Dairyland | PGE Fresno | {} | 0 | 0 | 0 | 0 | 0 | [5 empty] | 0 | 0 | 0 | 0 |  | 0 | 0 | 0 | 0 | 0 | 0 | 0 | 0 | 0 | 0 | 0 | 0 | 0 | 0 | 0 | 0 | 0 | 0 | 0 | 0 | 0 | 0
129 | Chino | SCE Metro | {} | 369 | 0 | 0 | 369 | 1 | [5 empty] | 0 | 0 | 0 | 0 |  | 0 | 0 | 369 | 1 | 369 | 1 | 0 | 0 | 0 | 369 | 29 | 0.08 | 341 | 369 | 1 | 0 | 275 | 0.74 | 94 | 1 | 0 | 369
130 | El Segundo | SCE Metro | {'Chevmain': [1.2, 15.0], 'El Nido': [3.0, 15.0], 'Redondo': [4.6, 11.0], 'La Fresa': [5.8, 11.0], 'La Cienega': [6.9, 4.0], 'Windsor': [7.1, 4.0], 'Arcogen': [12.0, 11.0]} | 870 | 408 | 0.47 | 462 | 0.53 | [5 empty] | 0 | 0 | 0 | 0 |  | 0 | 0 | 0 | 0 | 3 | 0 | 867 | 84 | 0.1 | 786 | 419 | 0.48 | 451 | 422 | 0.48 | 448 | 0 | 0 | 870 | 0 | 0 | 870
131 | San Leandro U | PGE GBA | {'Grant': [2.8, 140.0], 'Edes': [3.2, 166.0], 'Castro Valley': [4.9, 76.0], 'Oakland J': [5.1, 149.0], 'Mt Eden': [6.0, 82.0], 'Mt. Eden': [6.0, 82.0], 'Eastshore': [6.2, 84.0], 'Oakland X': [8.0, 149.0], 'Oakland C': [9.5, 149.0], 'Moraga': [9.6, 97.0], 'Oakland L': [9.6, 149.0], 'Dumbarton': [11.8, 18.0], 'SAN FRAN A (POTRERO PP)': [13.3, 103.0], 'Potrero': [13.3, 104.0], 'Sobrante': [14.0, 35.0], 'Martin': [14.2, 76.0], 'Ravenswood': [15.2, 18.0], 'Cooley Landing': [16.5, 6.0], 'El Cerrito G': [16.6, 41.0]} | 2598 | 619 | 0.24 | 1978 | 0.76 | [5 empty] | 1 | 0 | 0 | 0 |  | 1366 | 0.53 | 23 | 0.01 | 478 | 0.18 | 2120 | 1376 | 0.53 | 1221 | 1658 | 0.64 | 940 | 1799 | 0.69 | 799 | 500 | 0.19 | 2097 | 161 | 0.06 | 2437
132 | Ganso | PGE Kern | {} | 0 | 0 | 0 | 0 | 0 | [5 empty] | 0 | 0 | 0 | 0 |  | 0 | 0 | 0 | 0 | 0 | 0 | 0 | 0 | 0 | 0 | 0 | 0 | 0 | 0 | 0 | 0 | 0 | 0 | 0 | 0 | 0 | 0
133 | Poso Mountain | PGE Kern | {} | 508 | 137 | 0.27 | 371 | 0.73 | [5 empty] | 0 | 0 | 0 | 0 |  | 0 | 0 | 508 | 1 | 113 | 0.22 | 395 | 0 | 0 | 508 | 124 | 0.24 | 384 | 124 | 0.24 | 384 | 365 | 0.72 | 143 | 3 | 0.01 | 505
134 | Avena | PGE GBA | {} | 0 | 0 | 0 | 0 | 0 | [5 empty] | 0 | 0 | 0 | 0 |  | 0 | 0 | 0 | 0 | 0 | 0 | 0 | 0 | 0 | 0 | 0 | 0 | 0 | 0 | 0 | 0 | 0 | 0 | 0 | 0 | 0 | 0
135 | Martin | PGE GBA | {'SAN FRAN A (POTRERO PP)': [3.9, 321.0], 'Potrero': [3.9, 321.0], 'Millbrae': [6.9, 102.0], 'Burlingame': [8.3, 67.0], 'Oakland C': [9.5, 273.0], 'Oakland L': [10.6, 272.0], 'Oakland J': [11.4, 251.0], 'Edes': [12.0, 222.0], 'Oakland X': [12.0, 256.0], 'Grant': [13.8, 49.0], 'San Leandro U': [14.2, 76.0], 'Richmond R': [15.7, 142.0], 'El Cerrito G': [15.9, 191.0], 'Eastshore': [16.8, 12.0], 'Moraga': [16.8, 149.0], 'Standard Oil': [17.2, 21.0], 'Standard Oil 2': [17.2, 21.0], 'Mt Eden': [17.4, 10.0], 'Mt. Eden': [17.4, 10.0], 'Sobrante': [17.8, 96.0], 'Jefferson': [18.4, 27.0], 'Castro Valley': [18.9, 4.0]} | 2189 | 788 | 0.36 | 1401 | 0.64 | [5 empty] | 0 | 0 | 0 | 0 |  | 1 | 0 | 0 | 0 | 205 | 0.09 | 1985 | 580 | 0.26 | 1609 | 1142 | 0.52 | 1047 | 1178 | 0.54 | 1011 | 148 | 0.07 | 2042 | 184 | 0.08 | 2006
136 | Harry Allen | <Null> | {} | 0 | 0 | 0 | 0 | 0 | [5 empty] | 0 | 0 | 0 | 0 |  | 0 | 0 | 0 | 0 | 0 | 0 | 0 | 0 | 0 | 0 | 0 | 0 | 0 | 0 | 0 | 0 | 0 | 0 | 0 | 0 | 0 | 0
137 | Rio Oso | PGE NGBA | {} | 0 | 0 | 0 | 0 | 0 | [5 empty] | 0 | 0 | 0 | 0 |  | 0 | 0 | 0 | 0 | 0 | 0 | 0 | 0 | 0 | 0 | 0 | 0 | 0 | 0 | 0 | 0 | 0 | 0 | 0 | 0 | 0 | 0
138 | Loveland | SDGE Imperial | {} | 1907 | 65 | 0.03 | 1842 | 0.97 | [5 empty] | 0 | 0 | 0 | 0 |  | 38 | 0.02 | 1587 | 0.83 | 459 | 0.24 | 1448 | 1406 | 0.74 | 501 | 1595 | 0.84 | 312 | 1680 | 0.88 | 227 | 793 | 0.42 | 1114 | 211 | 0.11 | 1696
139 | Huntington Beach | SCE Metro | {'Ellis': [3.4, 19.0], 'Johanna': [8.6, 18.0], 'Alamitos': [10.8, 2.0], 'Barre': [11.3, 2.0], 'Santiago': [12.1, 18.0], 'Del Amo': [15.6, 2.0], 'Long Beach': [16.4, 2.0], 'Harborgen': [17.0, 2.0], 'Hinson': [18.5, 2.0]} | 1163 | 394 | 0.34 | 769 | 0.66 | [5 empty] | 0 | 0 | 0 | 0 |  | 0 | 0 | 0 | 0 | 9 | 0.01 | 1154 | 196 | 0.17 | 967 | 721 | 0.62 | 443 | 729 | 0.63 | 434 | 0 | 0 | 1163 | 31 | 0.03 | 1132
140 | Rossmoor | PGE GBA | {} | 22206 | 1763 | 0.08 | 20443 | 0.92 | [5 empty] | 151 | 0.01 | 0 | 0 |  | 9310 | 0.42 | 102 | 0 | 12276 | 0.55 | 9930 | 15100 | 0.68 | 7106 | 11294 | 0.51 | 10912 | 18914 | 0.85 | 3292 | 5225 | 0.24 | 16981 | 8752 | 0.39 | 13455
141 | Salado | PGE GBA | {} | 7585 | 0 | 0 | 7585 | 1 | [5 empty] | 0 | 0 | 0 | 0 |  | 3091 | 0.41 | 4494 | 0.59 | 7376 | 0.97 | 209 | 1553 | 0.2 | 6032 | 3012 | 0.4 | 4573 | 7501 | 0.99 | 84 | 7585 | 1 | 0 | 2 | 0 | 7583
142 | Lighthipe | SCE Metro | {'Del Amo': [5.0, 294.0], 'Hinson': [5.0, 309.0], 'Arcogen': [5.9, 309.0], 'Harborgen': [7.7, 309.0], 'Long Beach': [8.5, 309.0], 'La Fresa': [9.0, 50.0], 'Alamitos': [9.1, 309.0], 'Redondo': [12.4, 1.0]} | 1000 | 392 | 0.39 | 608 | 0.61 | [5 empty] | 0 | 0 | 0 | 0 |  | 0 | 0 | 0 | 0 | 0 | 0 | 1000 | 202 | 0.2 | 797 | 569 | 0.57 | 431 | 569 | 0.57 | 431 | 0 | 0 | 1000 | 5 | 0.01 | 994
143 | Santee | SDGE Imperial | {} | 543 | 187 | 0.34 | 356 | 0.66 | [5 empty] | 0 | 0 | 0 | 0 |  | 0 | 0 | 0 | 0 | 14 | 0.03 | 529 | 112 | 0.21 | 431 | 303 | 0.56 | 239 | 309 | 0.57 | 234 | 0 | 0 | 543 | 27 | 0.05 | 516
144 | Cholame | PGE Fresno | {'Cal Flats': [12.8, 71.0]} | 9743 | 732 | 0.08 | 9012 | 0.92 | [5 empty] | 1088 | 0.11 | 0 | 0 |  | 7885 | 0.81 | 1021 | 0.1 | 6224 | 0.64 | 3519 | 460 | 0.05 | 9284 | 1911 | 0.2 | 7832 | 6813 | 0.7 | 2930 | 6232 | 0.64 | 3511 | 69 | 0.01 | 9675
145 | Grand Island | PGE NGBA | {'Shiloh III': [14.5, 2818.0], 'Lambie': [14.9, 794.0], 'Lambie Energy': [14.9, 794.0], 'Birds Landing': [14.9, 3082.0], 'Collinsville': [16.9, 1914.0], 'Contra Costa PP': [17.7, 1672.0], 'Contra Costa': [19.2, 151.0]} | 100314 | 11157 | 0.11 | 89157 | 0.89 | [5 empty] | 26741 | 0.27 | 31129 | 0.31 |  | 37581 | 0.37 | 0 | 0 | 12215 | 0.12 | 88099 | 32099 | 0.32 | 68215 | 32599 | 0.32 | 67715 | 44586 | 0.44 | 55728 | 3721 | 0.04 | 96593 | 24048 | 0.24 | 76267
146 | Long Beach | SCE Metro | {'Harborgen': [0.9, 400.0], 'Arcogen': [3.7, 397.0], 'Hinson': [3.7, 398.0], 'Alamitos': [7.2, 373.0], 'Lighthipe': [8.5, 309.0], 'Del Amo': [9.3, 330.0], 'La Fresa': [9.5, 57.0], 'Redondo': [10.9, 3.0], 'Barre': [14.2, 2.0], 'Huntington Beach': [16.4, 2.0], 'Ellis': [17.1, 2.0]} | 1059 | 388 | 0.37 | 671 | 0.63 | [5 empty] | 0 | 0 | 0 | 0 |  | 0 | 0 | 0 | 0 | 0 | 0 | 1059 | 231 | 0.22 | 828 | 631 | 0.6 | 428 | 631 | 0.6 | 428 | 0 | 0 | 1059 | 25 | 0.02 | 1034
147 | Coyote | PGE GBA | {} | 2756 | 33 | 0.01 | 2723 | 0.99 | [5 empty] | 0 | 0 | 0 | 0 |  | 1996 | 0.72 | 720 | 0.26 | 2365 | 0.86 | 391 | 937 | 0.34 | 1819 | 950 | 0.34 | 1807 | 2491 | 0.9 | 265 | 2644 | 0.96 | 112 | 24 | 0.01 | 2732
148 | New Sub - Los Banos - Midway (Proposed) | PGE Fresno | {} | 264 | 0 | 0 | 264 | 1 | [5 empty] | 0 | 0 | 0 | 0 |  | 171 | 0.65 | 76 | 0.29 | 264 | 1 | 0 | 0 | 0 | 264 | 27 | 0.1 | 237 | 264 | 1 | 0 | 193 | 0.73 | 71 | 0 | 0 | 264
149 | Vista (SCE) | SCE Eastern | {} | 4851 | 56 | 0.01 | 4795 | 0.99 | [5 empty] | 0 | 0 | 0 | 0 |  | 1444 | 0.3 | 3280 | 0.68 | 4643 | 0.96 | 208 | 1036 | 0.21 | 3815 | 1571 | 0.32 | 3280 | 4699 | 0.97 | 152 | 3159 | 0.65 | 1692 | 59 | 0.01 | 4792
150 | Fairway | PGE Kern | {} | 3119 | 356 | 0.11 | 2763 | 0.89 | [5 empty] | 0 | 0 | 0 | 0 |  | 587 | 0.19 | 2259 | 0.72 | 302 | 0.1 | 2817 | 3 | 0 | 3116 | 466 | 0.15 | 2653 | 684 | 0.22 | 2435 | 2588 | 0.83 | 531 | 96 | 0.03 | 3023
151 | Pisgah | SCE NOL | {} | 76610 | 24120 | 0.31 | 52490 | 0.69 | [5 empty] | 705 | 0.01 | 582 | 0.01 |  | 0 | 0 | 0 | 0 | 19487 | 0.25 | 57123 | 11190 | 0.15 | 65420 | 10900 | 0.14 | 65710 | 22973 | 0.3 | 53637 | 43537 | 0.57 | 33073 | 699 | 0.01 | 75911
152 | Sloan Canyon | SCE EOP | {'Eldorado': [5.3, 237.0], 'Mead': [11.1, 120.0]} | 8422 | 449 | 0.05 | 7973 | 0.95 | [5 empty] | 0 | 0 | 0 | 0 |  | 0 | 0 | 0 | 0 | 0 | 0 | 8422 | 0 | 0 | 8422 | 0 | 0 | 8422 | 0 | 0 | 8422 | 0 | 0 | 8422 | 0 | 0 | 8422
153 | Templeton | PGE Kern | {'Estrella': [7.3, 138.0], 'Union (Estrella)': [7.3, 138.0], 'Morro Bay': [16.0, 35.0]} | 10037 | 1456 | 0.15 | 8581 | 0.85 | [5 empty] | 51 | 0.01 | 0 | 0 |  | 7437 | 0.74 | 2349 | 0.23 | 6060 | 0.6 | 3978 | 1449 | 0.14 | 8589 | 2901 | 0.29 | 7137 | 6739 | 0.67 | 3298 | 6398 | 0.64 | 3639 | 131 | 0.01 | 9907
154 | Palomar Energy | SDGE Imperial | {'Cannon': [2.8, 29.0], 'Encina': [2.9, 29.0], 'Shadowridge': [3.1, 22.0], 'San Marcos': [5.2, 8.0], 'Ocean Ranch': [6.1, 24.0], 'Melrose': [6.1, 24.0], 'San Luis Rey': [6.7, 24.0], 'Artesian': [11.3, 4.0], 'North City Metering': [12.0, 5.0], 'Pendleton': [13.2, 21.0], 'Penasquitos': [14.7, 3.0]} | 228 | 39 | 0.17 | 189 | 0.83 | [5 empty] | 0 | 0 | 0 | 0 |  | 3 | 0.01 | 0 | 0 | 34 | 0.15 | 194 | 170 | 0.75 | 58 | 178 | 0.78 | 50 | 178 | 0.78 | 50 | 0 | 0 | 228 | 32 | 0.14 | 196
155 | Sisquoc | PGE Kern | {} | 4980 | 570 | 0.11 | 4410 | 0.89 | [5 empty] | 0 | 0 | 0 | 0 |  | 559 | 0.11 | 4030 | 0.81 | 358 | 0.07 | 4622 | 33 | 0.01 | 4946 | 577 | 0.12 | 4403 | 825 | 0.17 | 4155 | 4199 | 0.84 | 781 | 136 | 0.03 | 4844
156 | Alberhill | SCE Eastern | {} | 0 | 0 | 0 | 0 | 0 | [5 empty] | 0 | 0 | 0 | 0 |  | 0 | 0 | 0 | 0 | 0 | 0 | 0 | 0 | 0 | 0 | 0 | 0 | 0 | 0 | 0 | 0 | 0 | 0 | 0 | 0 | 0 | 0
157 | Sanger | PGE Fresno | {} | 0 | 0 | 0 | 0 | 0 | [5 empty] | 0 | 0 | 0 | 0 |  | 0 | 0 | 0 | 0 | 0 | 0 | 0 | 0 | 0 | 0 | 0 | 0 | 0 | 0 | 0 | 0 | 0 | 0 | 0 | 0 | 0 | 0
158 | Lammers | PGE GBA | {} | 34921 | 21 | 0 | 34900 | 1 | [5 empty] | 793 | 0.02 | 1026 | 0.03 |  | 27950 | 0.8 | 4381 | 0.13 | 31820 | 0.91 | 3101 | 26675 | 0.76 | 8246 | 30380 | 0.87 | 4541 | 34896 | 1 | 25 | 17947 | 0.51 | 16974 | 875 | 0.03 | 34046
159 | Chevmain | SCE Metro | {'El Segundo': [1.2, 15.0], 'El Nido': [1.8, 16.0], 'Redondo': [3.9, 13.0], 'La Fresa': [4.6, 13.0], 'Windsor': [7.0, 4.0], 'La Cienega': [7.0, 4.0], 'Arcogen': [10.8, 11.0]} | 905 | 407 | 0.45 | 499 | 0.55 | [5 empty] | 0 | 0 | 0 | 0 |  | 0 | 0 | 0 | 0 | 3 | 0 | 903 | 100 | 0.11 | 806 | 456 | 0.5 | 449 | 459 | 0.51 | 447 | 0 | 0 | 905 | 0 | 0 | 905
160 | Telegraph Canyon | SDGE Imperial | {'Salt Creek': [3.4, 27.0], 'Miguel': [3.4, 30.0], 'Otay': [3.8, 40.0], 'Bay Boulevard': [5.0, 37.0], 'San Ysidro': [5.3, 37.0], 'Imperial Beach': [6.0, 37.0], 'Otay Mesa': [7.5, 6.0], 'Silvergate': [8.4, 35.0], 'Vine': [11.7, 32.0], 'Mission': [12.3, 32.0], 'Old Town': [13.5, 32.0], 'Point Loma': [14.5, 32.0]} | 813 | 184 | 0.23 | 629 | 0.77 | [5 empty] | 0 | 0 | 0 | 0 |  | 0 | 0 | 0 | 0 | 54 | 0.07 | 758 | 308 | 0.38 | 505 | 565 | 0.7 | 247 | 571 | 0.7 | 242 | 34 | 0.04 | 778 | 66 | 0.08 | 747
161 | Grant | PGE GBA | {'San Leandro U': [2.8, 140.0], 'Eastshore': [4.0, 92.0], 'Mt Eden': [4.2, 83.0], 'Mt. Eden': [4.2, 83.0], 'Edes': [5.0, 139.0], 'Castro Valley': [5.5, 76.0], 'Oakland J': [7.0, 122.0], 'Dumbarton': [9.7, 18.0], 'Oakland X': [10.1, 122.0], 'Oakland C': [11.0, 122.0], 'Oakland L': [11.4, 122.0], 'Moraga': [12.3, 70.0], 'Burlingame': [12.4, 15.0], 'Ravenswood': [12.5, 33.0], 'Millbrae': [13.4, 15.0], 'SAN FRAN A (POTRERO PP)': [13.7, 76.0], 'Potrero': [13.7, 77.0], 'Martin': [13.8, 49.0], 'Cooley Landing': [13.9, 6.0], 'Jefferson': [16.4, 15.0], 'Sobrante': [16.5, 26.0], 'El Cerrito G': [18.7, 14.0]} | 1269 | 545 | 0.43 | 724 | 0.57 | [5 empty] | 0 | 0 | 0 | 0 |  | 106 | 0.08 | 0 | 0 | 258 | 0.2 | 1011 | 310 | 0.24 | 959 | 450 | 0.35 | 819 | 545 | 0.43 | 724 | 163 | 0.13 | 1106 | 143 | 0.11 | 1126
162 | East Marysville | PGE NGBA | {} | 1591 | 0 | 0 | 1591 | 1 | [5 empty] | 0 | 0 | 0 | 0 |  | 1591 | 1 | 0 | 0 | 1538 | 0.97 | 53 | 1034 | 0.65 | 556 | 1034 | 0.65 | 556 | 1557 | 0.98 | 33 | 1304 | 0.82 | 286 | 5 | 0 | 1585
163 | Caribou 2 | PGE NGBA | {} | 12843 | 560 | 0.04 | 12283 | 0.96 | [5 empty] | 0 | 0 | 0 | 0 |  | 4555 | 0.35 | 1871 | 0.15 | 5644 | 0.44 | 7200 | 8625 | 0.67 | 4218 | 8184 | 0.64 | 4659 | 10901 | 0.85 | 1942 | 10411 | 0.81 | 2432 | 444 | 0.03 | 12399
164 | Dixon Landing | PGE GBA | {} | 2832 | 62 | 0.02 | 2770 | 0.98 | [5 empty] | 0 | 0 | 0 | 0 |  | 2378 | 0.84 | 298 | 0.11 | 2332 | 0.82 | 500 | 1150 | 0.41 | 1682 | 1173 | 0.41 | 1659 | 2478 | 0.88 | 354 | 2472 | 0.87 | 360 | 100 | 0.04 | 2732
165 | New Sub - Gates - Templeton (Proposed) | PGE Kern | {} | 2492 | 122 | 0.05 | 2370 | 0.95 | [5 empty] | 0 | 0 | 0 | 0 |  | 2385 | 0.96 | 67 | 0.03 | 1865 | 0.75 | 627 | 191 | 0.08 | 2301 | 830 | 0.33 | 1662 | 1930 | 0.77 | 562 | 1975 | 0.79 | 517 | 0 | 0 | 2492
166 | Westley | PGE Fresno | {} | 12235 | 0 | 0 | 12235 | 1 | [5 empty] | 0 | 0 | 0 | 0 |  | 6468 | 0.53 | 5767 | 0.47 | 12100 | 0.99 | 136 | 5751 | 0.47 | 6484 | 7412 | 0.61 | 4823 | 12163 | 0.99 | 72 | 11905 | 0.97 | 330 | 45 | 0 | 12190
167 | Antelope | SCE Northern | {'Rosamond': [12.8, 7025.0], 'Neenach': [12.9, 11140.0], 'Whirlwind': [14.2, 9553.0], 'Vincent': [17.4, 1654.0]} | 159626 | 58294 | 0.37 | 101332 | 0.63 | [5 empty] | 3832 | 0.02 | 1540 | 0.01 |  | 24484 | 0.15 | 17441 | 0.11 | 23203 | 0.15 | 136423 | 55928 | 0.35 | 103698 | 38565 | 0.24 | 121061 | 79914 | 0.5 | 79712 | 39015 | 0.24 | 120612 | 2382 | 0.01 | 157244
168 | Atwater | PGE Fresno | {} | 0 | 0 | 0 | 0 | 0 | [5 empty] | 0 | 0 | 0 | 0 |  | 0 | 0 | 0 | 0 | 0 | 0 | 0 | 0 | 0 | 0 | 0 | 0 | 0 | 0 | 0 | 0 | 0 | 0 | 0 | 0 | 0 | 0
169 | Pine Flat | PGE Fresno | {} | 0 | 0 | 0 | 0 | 0 | [5 empty] | 0 | 0 | 0 | 0 |  | 0 | 0 | 0 | 0 | 0 | 0 | 0 | 0 | 0 | 0 | 0 | 0 | 0 | 0 | 0 | 0 | 0 | 0 | 0 | 0 | 0 | 0
170 | Murray | SDGE Imperial | {'Spring Valley': [3.8, 1.0], 'Elliot': [4.1, 2.0], 'Elliott': [4.2, 2.0], 'Mission': [6.6, 2.0], 'Kearny': [6.9, 2.0], 'Mesa Heights': [8.2, 2.0], 'Silvergate': [9.6, 2.0], 'Vine': [9.7, 2.0], 'Old Town': [9.9, 2.0], 'Point Loma': [12.6, 2.0], 'Bay Boulevard': [13.3, 2.0]} | 760 | 202 | 0.27 | 557 | 0.73 | [5 empty] | 0 | 0 | 0 | 0 |  | 0 | 0 | 0 | 0 | 54 | 0.07 | 705 | 267 | 0.35 | 493 | 494 | 0.65 | 265 | 500 | 0.66 | 260 | 0 | 0 | 760 | 50 | 0.07 | 710
171 | Lathrop | SCE EOP | {'Jackass (DOE)': [9.0, 3724.0], 'Valley Switch': [9.4, 5.0]} | 123205 | 8355 | 0.07 | 114850 | 0.93 | [5 empty] | 0 | 0 | 0 | 0 |  | 0 | 0 | 0 | 0 | 0 | 0 | 123205 | 0 | 0 | 123205 | 0 | 0 | 123205 | 0 | 0 | 123205 | 2867 | 0.02 | 120338 | 12 | 0 | 123194
172 | Semitropic | PGE Kern | {} | 0 | 0 | 0 | 0 | 0 | [5 empty] | 0 | 0 | 0 | 0 |  | 0 | 0 | 0 | 0 | 0 | 0 | 0 | 0 | 0 | 0 | 0 | 0 | 0 | 0 | 0 | 0 | 0 | 0 | 0 | 0 | 0 | 0
173 | Hopland | PGE NGBA | {} | 12962 | 826 | 0.06 | 12136 | 0.94 | [5 empty] | 126 | 0.01 | 28 | 0 |  | 5232 | 0.4 | 6120 | 0.47 | 8397 | 0.65 | 4565 | 2761 | 0.21 | 10201 | 4712 | 0.36 | 8250 | 10061 | 0.78 | 2901 | 8467 | 0.65 | 4495 | 12 | 0 | 12950
174 | Point Loma | SDGE Imperial | {'Old Town': [2.9, 212.0], 'Vine': [3.2, 212.0], 'Silvergate': [6.1, 189.0], 'Mission': [6.3, 211.0], 'Mesa Heights': [7.5, 156.0], 'Kearny': [8.6, 155.0], 'Elliott': [9.8, 122.0], 'Elliot': [9.9, 121.0], 'Bay Boulevard': [12.2, 124.0], 'Penasquitos': [12.3, 23.0], 'Murray': [12.6, 2.0], 'Spring Valley': [13.4, 1.0], 'Imperial Beach': [13.5, 58.0], 'Otay': [14.4, 33.0], 'Telegraph Canyon': [14.5, 32.0], 'North City Metering': [15.1, 23.0], 'Miguel': [15.1, 26.0], 'Salt Creek': [15.2, 23.0], 'San Ysidro': [17.3, 27.0]} | 707 | 198 | 0.28 | 509 | 0.72 | [5 empty] | 0 | 0 | 0 | 0 |  | 0 | 0 | 0 | 0 | 42 | 0.06 | 665 | 259 | 0.37 | 448 | 450 | 0.64 | 256 | 456 | 0.64 | 251 | 0 | 0 | 707 | 49 | 0.07 | 658
175 | Whirlwind | SCE Northern | {'Neenach': [6.9, 29580.0], 'Rosamond': [11.2, 8895.0], 'Antelope': [14.2, 9553.0], 'Windhub': [15.0, 383.0], 'Highwind': [17.0, 352.0]} | 202296 | 56703 | 0.28 | 145592 | 0.72 | [5 empty] | 4241 | 0.02 | 2225 | 0.01 |  | 45383 | 0.22 | 20409 | 0.1 | 60474 | 0.3 | 141822 | 79195 | 0.39 | 123101 | 62807 | 0.31 | 139488 | 127501 | 0.63 | 74795 | 64235 | 0.32 | 138061 | 2818 | 0.01 | 199478
176 | Gould | SCE Metro | {} | 3768 | 2277 | 0.6 | 1492 | 0.4 | [5 empty] | 0 | 0 | 0 | 0 |  | 2111 | 0.56 | 0 | 0 | 107 | 0.03 | 3662 | 0 | 0 | 3768 | 0 | 0 | 3768 | 107 | 0.03 | 3662 | 1408 | 0.37 | 2360 | 8 | 0 | 3761
177 | Burney Forest | PGE NGBA | {'Burney Forest Power': [0.0, 559.0], 'Carberry': [2.4, 559.0], 'New Sub - Pit 1 - Cottonwood (Proposed)': [6.7, 559.0], 'Pit 3': [8.5, 22.0], 'Pit 4': [10.3, 194.0], 'Cove Road': [11.1, 559.0], 'Round Mt.': [12.5, 537.0]} | 7807 | 997 | 0.13 | 6810 | 0.87 | [5 empty] | 0 | 0 | 0 | 0 |  | 5669 | 0.73 | 212 | 0.03 | 3858 | 0.49 | 3949 | 1395 | 0.18 | 6412 | 929 | 0.12 | 6878 | 5167 | 0.66 | 2640 | 3798 | 0.49 | 4009 | 68 | 0.01 | 7740
178 | GWF Hanford | PGE Fresno | {} | 0 | 0 | 0 | 0 | 0 | [5 empty] | 0 | 0 | 0 | 0 |  | 0 | 0 | 0 | 0 | 0 | 0 | 0 | 0 | 0 | 0 | 0 | 0 | 0 | 0 | 0 | 0 | 0 | 0 | 0 | 0 | 0 | 0
179 | San Ramon | PGE GBA | {'Tassajara': [4.1, 21.0], 'North Dublin': [4.2, 21.0], 'Vineyard': [6.8, 21.0], 'Cayetano': [8.9, 21.0], 'Los Positas': [11.4, 21.0], 'Las Positas': [11.4, 21.0], 'Vasco': [12.2, 21.0], 'Altamont': [14.0, 21.0], 'Altamont Midway (Sandhill)': [14.0, 21.0], 'Windmaster': [16.4, 21.0]} | 19279 | 241 | 0.01 | 19038 | 0.99 | [5 empty] | 253 | 0.01 | 321 | 0.02 |  | 18589 | 0.96 | 102 | 0.01 | 16199 | 0.84 | 3081 | 15499 | 0.8 | 3781 | 18168 | 0.94 | 1112 | 18803 | 0.98 | 476 | 6760 | 0.35 | 12519 | 735 | 0.04 | 18544
180 | Stanislaus | PGE Fresno | {} | 6821 | 0 | 0 | 6821 | 1 | [5 empty] | 0 | 0 | 0 | 0 |  | 2609 | 0.38 | 4211 | 0.62 | 6612 | 0.97 | 209 | 1534 | 0.22 | 5287 | 2994 | 0.44 | 3827 | 6737 | 0.99 | 84 | 6817 | 1 | 4 | 1 | 0 | 6820
181 | Magunden | SCE Northern | {} | 511 | 0 | 0 | 511 | 1 | [5 empty] | 0 | 0 | 0 | 0 |  | 1 | 0 | 510 | 1 | 332 | 0.65 | 179 | 206 | 0.4 | 305 | 282 | 0.55 | 229 | 511 | 1 | 0 | 510 | 1 | 1 | 0 | 0 | 511
182 | Alamitos | SCE Metro | {'Del Amo': [5.8, 330.0], 'Long Beach': [7.2, 373.0], 'Barre': [7.4, 2.0], 'Harborgen': [7.4, 373.0], 'Hinson': [8.0, 373.0], 'Arcogen': [9.0, 371.0], 'Lighthipe': [9.1, 309.0], 'Ellis': [10.5, 2.0], 'Huntington Beach': [10.8, 2.0], 'La Fresa': [15.2, 54.0], 'Redondo': [17.5, 1.0]} | 1167 | 404 | 0.35 | 763 | 0.65 | [5 empty] | 0 | 0 | 0 | 0 |  | 0 | 0 | 0 | 0 | 9 | 0.01 | 1158 | 184 | 0.16 | 983 | 706 | 0.61 | 461 | 715 | 0.61 | 452 | 0 | 0 | 1167 | 31 | 0.03 | 1136
183 | Valley Springs | PGE GBA | {} | 0 | 0 | 0 | 0 | 0 | [5 empty] | 0 | 0 | 0 | 0 |  | 0 | 0 | 0 | 0 | 0 | 0 | 0 | 0 | 0 | 0 | 0 | 0 | 0 | 0 | 0 | 0 | 0 | 0 | 0 | 0 | 0 | 0
184 | Blythe | SCE Eastern | {'Colorado River': [12.5, 4198.0]} | 115020 | 12914 | 0.11 | 102106 | 0.89 | [5 empty] | 14 | 0 | 6 | 0 |  | 0 | 0 | 0 | 0 | 41155 | 0.36 | 73865 | 31719 | 0.28 | 83301 | 29255 | 0.25 | 85766 | 51467 | 0.45 | 63553 | 92677 | 0.81 | 22343 | 149 | 0 | 114872
185 | Midway | PGE Kern | {} | 0 | 0 | 0 | 0 | 0 | [5 empty] | 0 | 0 | 0 | 0 |  | 0 | 0 | 0 | 0 | 0 | 0 | 0 | 0 | 0 | 0 | 0 | 0 | 0 | 0 | 0 | 0 | 0 | 0 | 0 | 0 | 0 | 0
186 | Buena Vista | PGE GBA | {} | 4340 | 3515 | 0.81 | 825 | 0.19 | [5 empty] | 156 | 0.04 | 3159 | 0.73 |  | 326 | 0.08 | 157 | 0.04 | 401 | 0.09 | 3939 | 349 | 0.08 | 3991 | 354 | 0.08 | 3986 | 662 | 0.15 | 3678 | 444 | 0.1 | 3896 | 85 | 0.02 | 4255
187 | Crows Landing | PGE Fresno | {} | 5857 | 0 | 0 | 5857 | 1 | [5 empty] | 3 | 0 | 0 | 0 |  | 2319 | 0.4 | 3538 | 0.6 | 5660 | 0.97 | 197 | 1270 | 0.22 | 4587 | 2707 | 0.46 | 3150 | 5773 | 0.99 | 84 | 5849 | 1 | 8 | 1 | 0 | 5856
188 | Villa Park | SCE Metro | {} | 417 | 25 | 0.06 | 392 | 0.94 | [5 empty] | 0 | 0 | 0 | 0 |  | 0 | 0 | 0 | 0 | 9 | 0.02 | 408 | 181 | 0.43 | 236 | 370 | 0.89 | 47 | 379 | 0.91 | 38 | 0 | 0 | 417 | 31 | 0.07 | 386
189 | California Ave | PGE Fresno | {} | 0 | 0 | 0 | 0 | 0 | [5 empty] | 0 | 0 | 0 | 0 |  | 0 | 0 | 0 | 0 | 0 | 0 | 0 | 0 | 0 | 0 | 0 | 0 | 0 | 0 | 0 | 0 | 0 | 0 | 0 | 0 | 0 | 0
190 | Calpella | PGE NGBA | {} | 3923 | 463 | 0.12 | 3460 | 0.88 | [5 empty] | 14 | 0 | 0 | 0 |  | 1296 | 0.33 | 2535 | 0.65 | 2053 | 0.52 | 1869 | 952 | 0.24 | 2970 | 1258 | 0.32 | 2664 | 2865 | 0.73 | 1058 | 3118 | 0.79 | 805 | 0 | 0 | 3923
191 | Tevis | PGE Kern | {} | 0 | 0 | 0 | 0 | 0 | [5 empty] | 0 | 0 | 0 | 0 |  | 0 | 0 | 0 | 0 | 0 | 0 | 0 | 0 | 0 | 0 | 0 | 0 | 0 | 0 | 0 | 0 | 0 | 0 | 0 | 0 | 0 | 0
192 | Cal Water | PGE Kern | {} | 1216 | 85 | 0.07 | 1131 | 0.93 | [5 empty] | 0 | 0 | 0 | 0 |  | 0 | 0 | 1216 | 1 | 561 | 0.46 | 656 | 652 | 0.54 | 564 | 794 | 0.65 | 422 | 1035 | 0.85 | 182 | 1127 | 0.93 | 89 | 25 | 0.02 | 1192
193 | Boulevard East | SDGE Imperial | {'Carrizo Gorge': [4.2, 11376.0], 'Crestwood': [5.4, 11398.0], 'East County': [9.3, 2032.0], 'Cameron': [12.5, 4920.0], 'Suncrest - Ocotillo (Proposed)': [13.7, 4728.0], 'Ocotillo Express': [14.4, 5.0]} | 45836 | 12371 | 0.27 | 33465 | 0.73 | [5 empty] | 1 | 0 | 0 | 0 |  | 16844 | 0.37 | 17676 | 0.39 | 6927 | 0.15 | 38909 | 6918 | 0.15 | 38918 | 15760 | 0.34 | 30076 | 23509 | 0.51 | 22327 | 17118 | 0.37 | 28717 | 507 | 0.01 | 45329
194 | Margarita | SDGE Imperial | {'Rancho Mission Viejo': [2.4, 39.0], 'Trabuco': [2.7, 37.0], 'Q1806': [3.0, 39.0], 'Capistrano': [3.4, 39.0], 'Talega': [7.5, 38.0], 'North of SONGS': [7.6, 38.0], 'Santiago': [11.3, 1.0], 'San Onofre': [13.2, 13.0]} | 335 | 61 | 0.18 | 274 | 0.82 | [5 empty] | 0 | 0 | 0 | 0 |  | 3 | 0.01 | 0 | 0 | 9 | 0.03 | 326 | 70 | 0.21 | 265 | 248 | 0.74 | 87 | 257 | 0.77 | 78 | 0 | 0 | 335 | 15 | 0.05 | 319
195 | Escondido | SDGE Imperial | {} | 202 | 29 | 0.14 | 173 | 0.86 | [5 empty] | 0 | 0 | 0 | 0 |  | 0 | 0 | 0 | 0 | 34 | 0.17 | 168 | 157 | 0.78 | 45 | 162 | 0.8 | 39 | 162 | 0.8 | 39 | 0 | 0 | 202 | 32 | 0.16 | 170
196 | Manning | PGE Fresno | {} | 435 | 0 | 0 | 435 | 1 | [5 empty] | 0 | 0 | 0 | 0 |  | 45 | 0.1 | 390 | 0.9 | 387 | 0.89 | 49 | 49 | 0.11 | 387 | 68 | 0.16 | 367 | 435 | 1 | 0 | 435 | 1 | 0 | 0 | 0 | 435
197 | Oakland C | PGE GBA | {'Oakland L': [1.0, 465.0], 'Oakland X': [2.8, 392.0], 'Oakland J': [4.4, 366.0], 'Edes': [6.3, 303.0], 'SAN FRAN A (POTRERO PP)': [6.4, 354.0], 'Potrero': [6.4, 354.0], 'Moraga': [7.4, 235.0], 'El Cerrito G': [8.3, 317.0], 'Sobrante': [8.5, 234.0], 'San Leandro U': [9.5, 149.0], 'Martin': [9.5, 273.0], 'Richmond R': [10.1, 261.0], 'Grant': [11.0, 122.0], 'Standard Oil': [12.2, 140.0], 'Standard Oil 2': [12.3, 140.0], 'San Pablo': [13.4, 118.0], 'Castro Valley': [14.1, 58.0], 'Millbrae': [14.6, 27.0], 'Christie': [14.8, 20.0], 'Eastshore': [15.0, 66.0], 'Burlingame': [15.1, 17.0], 'Mt Eden': [15.1, 64.0], 'Mt. Eden': [15.1, 64.0]} | 5391 | 1835 | 0.34 | 3556 | 0.66 | [5 empty] | 4 | 0 | 0 | 0 |  | 2104 | 0.39 | 0 | 0 | 203 | 0.04 | 5188 | 1702 | 0.32 | 3689 | 3194 | 0.59 | 2197 | 3293 | 0.61 | 2098 | 790 | 0.15 | 4601 | 280 | 0.05 | 5111
198 | Barre | SCE Metro | {'Del Amo': [7.1, 2.0], 'Alamitos': [7.4, 2.0], 'Ellis': [8.9, 2.0], 'Huntington Beach': [11.3, 2.0], 'Hinson': [13.8, 2.0], 'Long Beach': [14.2, 2.0], 'Harborgen': [14.2, 2.0]} | 1129 | 387 | 0.34 | 742 | 0.66 | [5 empty] | 0 | 0 | 0 | 0 |  | 0 | 0 | 0 | 0 | 9 | 0.01 | 1120 | 181 | 0.16 | 948 | 696 | 0.62 | 433 | 705 | 0.62 | 424 | 0 | 0 | 1129 | 31 | 0.03 | 1098
199 | Ransburg | SCE NOL | {} | 60926 | 6394 | 0.1 | 54532 | 0.9 | [5 empty] | 49 | 0 | 0 | 0 |  | 0 | 0 | 0 | 0 | 30554 | 0.5 | 30372 | 16501 | 0.27 | 44425 | 5065 | 0.08 | 55861 | 43590 | 0.72 | 17336 | 38271 | 0.63 | 22655 | 244 | 0 | 60682
200 | Charca | PGE Kern | {} | 0 | 0 | 0 | 0 | 0 | [5 empty] | 0 | 0 | 0 | 0 |  | 0 | 0 | 0 | 0 | 0 | 0 | 0 | 0 | 0 | 0 | 0 | 0 | 0 | 0 | 0 | 0 | 0 | 0 | 0 | 0 | 0 | 0
201 | Thermalito | PGE NGBA | {} | 564 | 0 | 0 | 564 | 1 | [5 empty] | 0 | 0 | 0 | 0 |  | 0 | 0 | 0 | 0 | 393 | 0.7 | 171 | 132 | 0.23 | 432 | 564 | 1 | 0 | 564 | 1 | 0 | 364 | 0.65 | 200 | 0 | 0 | 564
202 | Live Oak | PGE GBA | {} | 24414 | 673 | 0.03 | 23741 | 0.97 | [5 empty] | 2564 | 0.11 | 13505 | 0.55 |  | 0 | 0 | 0 | 0 | 2882 | 0.12 | 21533 | 1178 | 0.05 | 23236 | 2071 | 0.08 | 22344 | 4212 | 0.17 | 20203 | 275 | 0.01 | 24139 | 3771 | 0.15 | 20644
203 | Hammonds | PGE Fresno | {} | 577 | 0 | 0 | 577 | 1 | [5 empty] | 0 | 0 | 0 | 0 |  | 363 | 0.63 | 214 | 0.37 | 577 | 1 | 0 | 3 | 0 | 574 | 3 | 0 | 574 | 577 | 1 | 0 | 577 | 1 | 0 | 0 | 0 | 577
204 | Westley | PGE Fresno | {} | 12394 | 0 | 0 | 12394 | 1 | [5 empty] | 2 | 0 | 22 | 0 |  | 7469 | 0.6 | 4888 | 0.39 | 12198 | 0.98 | 196 | 6603 | 0.53 | 5791 | 8169 | 0.66 | 4225 | 12330 | 0.99 | 64 | 11819 | 0.95 | 575 | 81 | 0.01 | 12313
205 | Smyrna | PGE Kern | {} | 0 | 0 | 0 | 0 | 0 | [5 empty] | 0 | 0 | 0 | 0 |  | 0 | 0 | 0 | 0 | 0 | 0 | 0 | 0 | 0 | 0 | 0 | 0 | 0 | 0 | 0 | 0 | 0 | 0 | 0 | 0 | 0 | 0
206 | Kem | SCE Eastern | {'Eagle Mountain': [4.0, 5986.0], 'Red Bluff': [15.1, 4214.0]} | 49074 | 11631 | 0.24 | 37443 | 0.76 | [5 empty] | 11 | 0 | 0 | 0 |  | 0 | 0 | 0 | 0 | 12039 | 0.25 | 37034 | 7131 | 0.15 | 41943 | 545 | 0.01 | 48529 | 18697 | 0.38 | 30377 | 25983 | 0.53 | 23091 | 519 | 0.01 | 48555
207 | Potrero | PGE GBA | {'SAN FRAN A (POTRERO PP)': [0.0, 469.0], 'Martin': [3.9, 321.0], 'Oakland C': [6.4, 354.0], 'Oakland L': [7.3, 354.0], 'Oakland X': [9.1, 337.0], 'Oakland J': [9.3, 320.0], 'Millbrae': [10.5, 68.0], 'Edes': [10.5, 258.0], 'Burlingame': [11.6, 33.0], 'Richmond R': [11.9, 259.0], 'El Cerrito G': [12.0, 309.0], 'San Leandro U': [13.3, 104.0], 'Standard Oil': [13.5, 138.0], 'Standard Oil 2': [13.5, 138.0], 'Grant': [13.7, 77.0], 'Moraga': [13.8, 221.0], 'Sobrante': [14.2, 168.0], 'San Pablo': [16.2, 65.0], 'Eastshore': [17.3, 21.0], 'Mt Eden': [17.7, 19.0], 'Mt. Eden': [17.7, 19.0], 'Castro Valley': [18.2, 12.0], 'Christie': [19.7, 10.0]} | 3217 | 811 | 0.25 | 2406 | 0.75 | [5 empty] | 1 | 0 | 0 | 0 |  | 922 | 0.29 | 0 | 0 | 205 | 0.06 | 3012 | 1447 | 0.45 | 1770 | 2133 | 0.66 | 1084 | 2170 | 0.67 | 1047 | 388 | 0.12 | 2829 | 197 | 0.06 | 3020
208 | Palermo | PGE NGBA | {} | 22 | 0 | 0 | 22 | 1 | [5 empty] | 0 | 0 | 0 | 0 |  | 0 | 0 | 0 | 0 | 0 | 0 | 22 | 22 | 1 | 0 | 22 | 1 | 0 | 22 | 1 | 0 | 22 | 1 | 0 | 0 | 0 | 22
209 | Bogue | PGE NGBA | {} | 1591 | 0 | 0 | 1591 | 1 | [5 empty] | 0 | 0 | 0 | 0 |  | 1591 | 1 | 0 | 0 | 1538 | 0.97 | 53 | 1034 | 0.65 | 556 | 1034 | 0.65 | 556 | 1557 | 0.98 | 33 | 1304 | 0.82 | 286 | 5 | 0 | 1585
210 | Balch 1 | PGE Fresno | {} | 0 | 0 | 0 | 0 | 0 | [5 empty] | 0 | 0 | 0 | 0 |  | 0 | 0 | 0 | 0 | 0 | 0 | 0 | 0 | 0 | 0 | 0 | 0 | 0 | 0 | 0 | 0 | 0 | 0 | 0 | 0 | 0 | 0
211 | Pauba | SCE Eastern | {} | 0 | 0 | 0 | 0 | 0 | [5 empty] | 0 | 0 | 0 | 0 |  | 0 | 0 | 0 | 0 | 0 | 0 | 0 | 0 | 0 | 0 | 0 | 0 | 0 | 0 | 0 | 0 | 0 | 0 | 0 | 0 | 0 | 0
212 | Eastshore | PGE GBA | {'Mt Eden': [0.9, 86.0], 'Mt. Eden': [0.9, 86.0], 'Grant': [4.0, 92.0], 'Castro Valley': [5.5, 76.0], 'Dumbarton': [5.7, 28.0], 'San Leandro U': [6.2, 84.0], 'Edes': [9.0, 83.0], 'Ravenswood': [9.3, 36.0], 'Cooley Landing': [10.6, 16.0], 'Oakland J': [11.0, 66.0], 'Burlingame': [13.6, 9.0], 'Oakland X': [14.0, 66.0], 'Menlo': [14.2, 10.0], 'Jefferson': [14.9, 18.0], 'Millbrae': [15.0, 8.0], 'Oakland C': [15.0, 66.0], 'Oakland L': [15.4, 66.0], 'Whisman': [15.5, 1.0], 'Moraga': [15.7, 14.0], 'Martin': [16.8, 12.0], 'SAN FRAN A (POTRERO PP)': [17.3, 20.0], 'Potrero': [17.3, 21.0]} | 1001 | 437 | 0.44 | 564 | 0.56 | [5 empty] | 0 | 0 | 0 | 0 |  | 80 | 0.08 | 0 | 0 | 176 | 0.18 | 825 | 229 | 0.23 | 772 | 342 | 0.34 | 659 | 401 | 0.4 | 600 | 136 | 0.14 | 865 | 140 | 0.14 | 861
213 | Cheney | PGE Fresno | {} | 0 | 0 | 0 | 0 | 0 | [5 empty] | 0 | 0 | 0 | 0 |  | 0 | 0 | 0 | 0 | 0 | 0 | 0 | 0 | 0 | 0 | 0 | 0 | 0 | 0 | 0 | 0 | 0 | 0 | 0 | 0 | 0 | 0
214 | Warnerville | PGE GBA | {} | 0 | 0 | 0 | 0 | 0 | [5 empty] | 0 | 0 | 0 | 0 |  | 0 | 0 | 0 | 0 | 0 | 0 | 0 | 0 | 0 | 0 | 0 | 0 | 0 | 0 | 0 | 0 | 0 | 0 | 0 | 0 | 0 | 0
215 | Corona | PGE NGBA | {'Penngrove': [3.7, 58.0], 'Lakeville': [4.2, 58.0]} | 11840 | 220 | 0.02 | 11619 | 0.98 | [5 empty] | 249 | 0.02 | 0 | 0 |  | 6182 | 0.52 | 0 | 0 | 10206 | 0.86 | 1634 | 3303 | 0.28 | 8537 | 5679 | 0.48 | 6161 | 11015 | 0.93 | 825 | 8641 | 0.73 | 3199 | 551 | 0.05 | 11289
216 | Goleta | SCE Northern | {} | 3156 | 340 | 0.11 | 2815 | 0.89 | [5 empty] | 29 | 0.01 | 0 | 0 |  | 2377 | 0.75 | 306 | 0.1 | 2535 | 0.8 | 620 | 0 | 0 | 3156 | 91 | 0.03 | 3065 | 2626 | 0.83 | 530 | 1784 | 0.57 | 1372 | 90 | 0.03 | 3066
217 | Midway Green Ridge Services | PGE GBA | {} | 36849 | 96 | 0 | 36753 | 1 | [5 empty] | 793 | 0.02 | 1026 | 0.03 |  | 31374 | 0.85 | 2883 | 0.08 | 32862 | 0.89 | 3987 | 29850 | 0.81 | 6999 | 32580 | 0.88 | 4269 | 36589 | 0.99 | 260 | 18141 | 0.49 | 18708 | 950 | 0.03 | 35899
218 | Lerdo | PGE Kern | {} | 0 | 0 | 0 | 0 | 0 | [5 empty] | 0 | 0 | 0 | 0 |  | 0 | 0 | 0 | 0 | 0 | 0 | 0 | 0 | 0 | 0 | 0 | 0 | 0 | 0 | 0 | 0 | 0 | 0 | 0 | 0 | 0 | 0
219 | Tulucay | PGE NGBA | {'Parkway': [8.3, 149.0], 'Peabody': [16.2, 192.0]} | 26640 | 1829 | 0.07 | 24811 | 0.93 | [5 empty] | 304 | 0.01 | 21 | 0 |  | 15396 | 0.58 | 0 | 0 | 18472 | 0.69 | 8169 | 7515 | 0.28 | 19125 | 7142 | 0.27 | 19498 | 23356 | 0.88 | 3285 | 13874 | 0.52 | 12767 | 4288 | 0.16 | 22352
220 | McCall | PGE Fresno | {} | 0 | 0 | 0 | 0 | 0 | [5 empty] | 0 | 0 | 0 | 0 |  | 0 | 0 | 0 | 0 | 0 | 0 | 0 | 0 | 0 | 0 | 0 | 0 | 0 | 0 | 0 | 0 | 0 | 0 | 0 | 0 | 0 | 0
221 | Notre Dame | PGE NGBA | {} | 2772 | 0 | 0 | 2772 | 1 | [5 empty] | 0 | 0 | 0 | 0 |  | 960 | 0.35 | 21 | 0.01 | 1073 | 0.39 | 1699 | 1594 | 0.57 | 1179 | 2772 | 1 | 0 | 2772 | 1 | 0 | 2002 | 0.72 | 771 | 34 | 0.01 | 2738
222 | Martinez | PGE GBA | {'Alhambra': [1.6, 1159.0], 'Bahia': [4.7, 1163.0], 'Meadow Lane': [5.0, 1041.0], 'Christie': [5.0, 1153.0], 'Lakewood': [8.1, 104.0], 'Carquinez': [8.9, 1153.0], 'Sobrante': [9.1, 721.0], 'Clayton': [9.4, 10.0], 'Parkway': [9.9, 1153.0], 'Kirker': [11.4, 10.0], 'Pittsburg': [12.0, 10.0], 'San Pablo': [12.1, 796.0], 'El Cerrito G': [12.2, 533.0], 'GWF 2': [13.8, 10.0], 'Richmond R': [15.0, 23.0], 'Standard Oil': [15.7, 26.0], 'Standard Oil 2': [15.7, 26.0], 'Collinsville': [15.8, 6.0], 'Birds Landing': [17.2, 2.0], 'Shiloh III': [18.1, 2.0]} | 34537 | 2955 | 0.09 | 31582 | 0.91 | [5 empty] | 2088 | 0.06 | 0 | 0 |  | 18045 | 0.52 | 0 | 0 | 16626 | 0.48 | 17911 | 18360 | 0.53 | 16177 | 14947 | 0.43 | 19590 | 28901 | 0.84 | 5636 | 9149 | 0.26 | 25387 | 11327 | 0.33 | 23210
223 | San Bernardino | SCE Eastern | {} | 7109 | 101 | 0.01 | 7008 | 0.99 | [5 empty] | 0 | 0 | 0 | 0 |  | 2288 | 0.32 | 4624 | 0.65 | 5770 | 0.81 | 1339 | 2189 | 0.31 | 4920 | 3306 | 0.47 | 3803 | 6583 | 0.93 | 526 | 4958 | 0.7 | 2151 | 62 | 0.01 | 7047
224 | Las Positas | PGE GBA | {'Los Positas': [0.0, 21.0], 'Vasco': [1.2, 21.0], 'Cayetano': [3.3, 21.0], 'Altamont': [4.5, 21.0], 'Altamont Midway (Sandhill)': [4.5, 21.0], 'Vineyard': [6.9, 21.0], 'North Dublin': [7.4, 21.0], 'Windmaster': [8.6, 21.0], 'San Ramon': [11.4, 21.0], 'Tassajara': [11.7, 21.0]} | 36508 | 96 | 0 | 36412 | 1 | [5 empty] | 793 | 0.02 | 1026 | 0.03 |  | 31992 | 0.88 | 1924 | 0.05 | 32174 | 0.88 | 4335 | 30306 | 0.83 | 6202 | 32865 | 0.9 | 3643 | 36248 | 0.99 | 260 | 17620 | 0.48 | 18888 | 960 | 0.03 | 35549
225 | Pomerado | SDGE Imperial | {} | 354 | 150 | 0.42 | 204 | 0.58 | [5 empty] | 0 | 0 | 0 | 0 |  | 0 | 0 | 0 | 0 | 0 | 0 | 354 | 46 | 0.13 | 309 | 190 | 0.54 | 164 | 190 | 0.54 | 164 | 0 | 0 | 354 | 3 | 0.01 | 351
226 | Altamont Midway (Sandhill) | PGE GBA | {'Altamont': [0.0, 21.0], 'Vasco': [3.3, 21.0], 'Windmaster': [4.1, 21.0], 'Los Positas': [4.5, 21.0], 'Las Positas': [4.5, 21.0], 'Cayetano': [5.2, 21.0], 'North Dublin': [9.8, 21.0], 'Vineyard': [11.1, 21.0], 'Tassajara': [13.0, 21.0], 'San Ramon': [14.0, 21.0]} | 36402 | 132 | 0 | 36270 | 1 | [5 empty] | 816 | 0.02 | 1040 | 0.03 |  | 31888 | 0.88 | 1814 | 0.05 | 31490 | 0.87 | 4912 | 30578 | 0.84 | 5824 | 33136 | 0.91 | 3265 | 36077 | 0.99 | 325 | 17082 | 0.47 | 19320 | 1000 | 0.03 | 35402
227 | Wheeler Ridge | PGE Kern | {} | 9865 | 49 | 0 | 9816 | 1 | [5 empty] | 0 | 0 | 0 | 0 |  | 6958 | 0.71 | 2608 | 0.26 | 7718 | 0.78 | 2148 | 5520 | 0.56 | 4346 | 6947 | 0.7 | 2918 | 9759 | 0.99 | 107 | 6291 | 0.64 | 3575 | 266 | 0.03 | 9599
228 | El Cajon | SDGE Imperial | {} | 769 | 202 | 0.26 | 567 | 0.74 | [5 empty] | 0 | 0 | 0 | 0 |  | 0 | 0 | 0 | 0 | 54 | 0.07 | 715 | 275 | 0.36 | 494 | 503 | 0.65 | 266 | 509 | 0.66 | 261 | 3 | 0 | 767 | 55 | 0.07 | 715
229 | Ellis | SCE Metro | {'Huntington Beach': [3.4, 19.0], 'Johanna': [5.5, 18.0], 'Barre': [8.9, 2.0], 'Santiago': [10.1, 18.0], 'Alamitos': [10.5, 2.0], 'Del Amo': [14.3, 2.0], 'Long Beach': [17.1, 2.0], 'Harborgen': [17.5, 2.0], 'Hinson': [18.5, 2.0]} | 1153 | 392 | 0.34 | 762 | 0.66 | [5 empty] | 0 | 0 | 0 | 0 |  | 0 | 0 | 0 | 0 | 9 | 0.01 | 1144 | 196 | 0.17 | 957 | 715 | 0.62 | 438 | 724 | 0.63 | 429 | 0 | 0 | 1153 | 31 | 0.03 | 1122
230 | French Camp | PGE GBA | {} | 14814 | 262 | 0.02 | 14552 | 0.98 | [5 empty] | 793 | 0.05 | 1030 | 0.07 |  | 11738 | 0.79 | 0 | 0 | 11703 | 0.79 | 3112 | 14118 | 0.95 | 696 | 14038 | 0.95 | 777 | 14362 | 0.97 | 452 | 4484 | 0.3 | 10330 | 446 | 0.03 | 14368
231 | Exchequer | PGE Fresno | {} | 0 | 0 | 0 | 0 | 0 | [5 empty] | 0 | 0 | 0 | 0 |  | 0 | 0 | 0 | 0 | 0 | 0 | 0 | 0 | 0 | 0 | 0 | 0 | 0 | 0 | 0 | 0 | 0 | 0 | 0 | 0 | 0 | 0
232 | Higgins | PGE NGBA | {} | 0 | 0 | 0 | 0 | 0 | [5 empty] | 0 | 0 | 0 | 0 |  | 0 | 0 | 0 | 0 | 0 | 0 | 0 | 0 | 0 | 0 | 0 | 0 | 0 | 0 | 0 | 0 | 0 | 0 | 0 | 0 | 0 | 0
233 | Mead | SCE EOP | {'Sloan Canyon': [11.1, 120.0], 'Eldorado': [13.2, 120.0]} | 8324 | 350 | 0.04 | 7973 | 0.96 | [5 empty] | 0 | 0 | 0 | 0 |  | 0 | 0 | 0 | 0 | 0 | 0 | 8324 | 0 | 0 | 8324 | 0 | 0 | 8324 | 0 | 0 | 8324 | 0 | 0 | 8324 | 0 | 0 | 8324
234 | Kearney | PGE Fresno | {} | 0 | 0 | 0 | 0 | 0 | [5 empty] | 0 | 0 | 0 | 0 |  | 0 | 0 | 0 | 0 | 0 | 0 | 0 | 0 | 0 | 0 | 0 | 0 | 0 | 0 | 0 | 0 | 0 | 0 | 0 | 0 | 0 | 0
235 | Waukena | PGE Fresno | {} | 0 | 0 | 0 | 0 | 0 | [5 empty] | 0 | 0 | 0 | 0 |  | 0 | 0 | 0 | 0 | 0 | 0 | 0 | 0 | 0 | 0 | 0 | 0 | 0 | 0 | 0 | 0 | 0 | 0 | 0 | 0 | 0 | 0
236 | Lamont | PGE Kern | {} | 1074 | 0 | 0 | 1074 | 1 | [5 empty] | 0 | 0 | 0 | 0 |  | 180 | 0.17 | 894 | 0.83 | 555 | 0.52 | 519 | 455 | 0.42 | 618 | 515 | 0.48 | 559 | 941 | 0.88 | 133 | 943 | 0.88 | 131 | 1 | 0 | 1072
237 | Kramer | SCE NOL | {} | 44358 | 5930 | 0.13 | 38429 | 0.87 | [5 empty] | 0 | 0 | 0 | 0 |  | 0 | 0 | 0 | 0 | 32541 | 0.73 | 11817 | 4816 | 0.11 | 39542 | 743 | 0.02 | 43615 | 34641 | 0.78 | 9718 | 27250 | 0.61 | 17108 | 76 | 0 | 44282
238 | New Colgate | PGE NGBA | {} | 0 | 0 | 0 | 0 | 0 | [5 empty] | 0 | 0 | 0 | 0 |  | 0 | 0 | 0 | 0 | 0 | 0 | 0 | 0 | 0 | 0 | 0 | 0 | 0 | 0 | 0 | 0 | 0 | 0 | 0 | 0 | 0 | 0
239 | Weber | PGE GBA | {} | 711 | 54 | 0.08 | 657 | 0.92 | [5 empty] | 50 | 0.07 | 250 | 0.35 |  | 2 | 0 | 0 | 0 | 120 | 0.17 | 591 | 470 | 0.66 | 240 | 327 | 0.46 | 384 | 488 | 0.69 | 223 | 0 | 0 | 711 | 17 | 0.02 | 693
240 | Malaga | PGE Fresno | {} | 0 | 0 | 0 | 0 | 0 | [5 empty] | 0 | 0 | 0 | 0 |  | 0 | 0 | 0 | 0 | 0 | 0 | 0 | 0 | 0 | 0 | 0 | 0 | 0 | 0 | 0 | 0 | 0 | 0 | 0 | 0 | 0 | 0
241 | Old Town | SDGE Imperial | {'Vine': [2.0, 212.0], 'Point Loma': [2.9, 212.0], 'Mission': [3.4, 211.0], 'Mesa Heights': [4.9, 156.0], 'Silvergate': [5.7, 189.0], 'Kearny': [5.8, 155.0], 'Elliott': [6.9, 122.0], 'Elliot': [7.0, 121.0], 'Murray': [9.9, 2.0], 'Penasquitos': [10.7, 23.0], 'Spring Valley': [11.1, 1.0], 'Bay Boulevard': [12.3, 124.0], 'North City Metering': [13.5, 23.0], 'Miguel': [13.5, 26.0], 'Telegraph Canyon': [13.5, 32.0], 'Salt Creek': [13.6, 23.0], 'Imperial Beach': [13.8, 58.0], 'Otay': [14.2, 33.0], 'San Ysidro': [17.1, 27.0]} | 716 | 198 | 0.28 | 517 | 0.72 | [5 empty] | 0 | 0 | 0 | 0 |  | 0 | 0 | 0 | 0 | 42 | 0.06 | 674 | 259 | 0.36 | 456 | 459 | 0.64 | 257 | 464 | 0.65 | 252 | 0 | 0 | 716 | 49 | 0.07 | 667
242 | Viejo | SCE Metro | {} | 338 | 56 | 0.17 | 282 | 0.83 | [5 empty] | 0 | 0 | 0 | 0 |  | 0 | 0 | 0 | 0 | 9 | 0.03 | 329 | 82 | 0.24 | 257 | 257 | 0.76 | 81 | 266 | 0.79 | 72 | 0 | 0 | 338 | 26 | 0.08 | 312
243 | Shadowridge | SDGE Imperial | {'San Marcos': [2.5, 8.0], 'Palomar Airport': [3.1, 22.0], 'Melrose': [4.6, 17.0], 'Cannon': [5.4, 22.0], 'Encina': [5.6, 22.0], 'Ocean Ranch': [5.8, 17.0], 'San Luis Rey': [7.3, 17.0], 'Artesian': [10.3, 4.0], 'North City Metering': [12.7, 5.0], 'Pendleton': [12.9, 14.0], 'Penasquitos': [15.5, 3.0]} | 216 | 29 | 0.13 | 187 | 0.87 | [5 empty] | 0 | 0 | 0 | 0 |  | 3 | 0.01 | 0 | 0 | 34 | 0.16 | 182 | 170 | 0.79 | 46 | 177 | 0.82 | 39 | 177 | 0.82 | 39 | 0 | 0 | 216 | 32 | 0.15 | 184
244 | Chowchilla | PGE Fresno | {} | 0 | 0 | 0 | 0 | 0 | [5 empty] | 0 | 0 | 0 | 0 |  | 0 | 0 | 0 | 0 | 0 | 0 | 0 | 0 | 0 | 0 | 0 | 0 | 0 | 0 | 0 | 0 | 0 | 0 | 0 | 0 | 0 | 0
245 | ECO | SDGE Imperial | {'Ocotillo Express': [9.1, 45.0], 'Boulevard': [9.3, 2032.0], 'Carrizo Gorge': [10.6, 2020.0], 'Crestwood': [14.5, 1999.0]} | 46505 | 12969 | 0.28 | 33536 | 0.72 | [5 empty] | 1 | 0 | 0 | 0 |  | 16344 | 0.35 | 12653 | 0.27 | 8177 | 0.18 | 38328 | 4870 | 0.1 | 41634 | 12425 | 0.27 | 34080 | 21278 | 0.46 | 25226 | 18868 | 0.41 | 27637 | 492 | 0.01 | 46013
246 | Roadway | SCE NOL | {'New Sub - Kramer - Lugo (Proposed)': [0.0, 400.0], 'Victor': [5.1, 25.0]} | 38789 | 3921 | 0.1 | 34867 | 0.9 | [5 empty] | 0 | 0 | 0 | 0 |  | 3037 | 0.08 | 1311 | 0.03 | 19567 | 0.5 | 19221 | 15403 | 0.4 | 23385 | 8697 | 0.22 | 30092 | 26053 | 0.67 | 12735 | 20275 | 0.52 | 18514 | 90 | 0 | 38698
247 | Miguel | SDGE Imperial | {'Salt Creek': [0.1, 27.0], 'Telegraph Canyon': [3.4, 30.0], 'Otay': [7.2, 30.0], 'Bay Boulevard': [8.1, 28.0], 'Otay Mesa': [8.4, 4.0], 'San Ysidro': [8.5, 29.0], 'Silvergate': [9.3, 26.0], 'Imperial Beach': [9.4, 28.0], 'Mission': [11.5, 26.0], 'Vine': [12.0, 26.0], 'Old Town': [13.5, 26.0], 'Point Loma': [15.1, 26.0]} | 815 | 184 | 0.23 | 631 | 0.77 | [5 empty] | 0 | 0 | 0 | 0 |  | 0 | 0 | 0 | 0 | 54 | 0.07 | 760 | 308 | 0.38 | 507 | 566 | 0.7 | 248 | 572 | 0.7 | 243 | 34 | 0.04 | 781 | 66 | 0.08 | 749
248 | Moss Landing | PGE GBA | {'Green Valley': [10.2, 5.0], 'Salinas': [11.0, 29.0]} | 463 | 101 | 0.22 | 363 | 0.78 | [5 empty] | 1 | 0 | 6 | 0.01 |  | 0 | 0 | 0 | 0 | 22 | 0.05 | 441 | 266 | 0.58 | 197 | 280 | 0.6 | 183 | 302 | 0.65 | 161 | 0 | 0 | 463 | 61 | 0.13 | 402
249 | Mendota | PGE Fresno | {} | 0 | 0 | 0 | 0 | 0 | [5 empty] | 0 | 0 | 0 | 0 |  | 0 | 0 | 0 | 0 | 0 | 0 | 0 | 0 | 0 | 0 | 0 | 0 | 0 | 0 | 0 | 0 | 0 | 0 | 0 | 0 | 0 | 0
250 | Coolwater | SCE NOL | {'Harvard': [13.1, 5269.0]} | 85361 | 25258 | 0.3 | 60103 | 0.7 | [5 empty] | 706 | 0.01 | 582 | 0.01 |  | 0 | 0 | 0 | 0 | 40673 | 0.48 | 44688 | 14549 | 0.17 | 70812 | 8046 | 0.09 | 77315 | 42171 | 0.49 | 43190 | 43872 | 0.51 | 41489 | 1493 | 0.02 | 83868
251 | Innovation | SCE EOP | {'Mercury': [5.5, 707.0]} | 64633 | 4411 | 0.07 | 60222 | 0.93 | [5 empty] | 0 | 0 | 0 | 0 |  | 0 | 0 | 0 | 0 | 0 | 0 | 64633 | 0 | 0 | 64633 | 0 | 0 | 64633 | 0 | 0 | 64633 | 0 | 0 | 64633 | 0 | 0 | 64633
252 | Inyo | SCE NOL | {'Control': [2.2, 157.0]} | 6701 | 157 | 0.02 | 6544 | 0.98 | [5 empty] | 0 | 0 | 0 | 0 |  | 274 | 0.04 | 0 | 0 | 0 | 0 | 6701 | 1474 | 0.22 | 5227 | 3408 | 0.51 | 3293 | 4422 | 0.66 | 2280 | 6362 | 0.95 | 339 | 1128 | 0.17 | 5573
253 | Richmond | Northeast CA | {'Leavitt': [7.1, 331.0]} | 50392 | 9269 | 0.18 | 41124 | 0.82 | [5 empty] | 4179 | 0.08 | 0 | 0 |  | 36755 | 0.73 | 2788 | 0.06 | 24407 | 0.48 | 25986 | 6679 | 0.13 | 43713 | 8652 | 0.17 | 41740 | 28111 | 0.56 | 22282 | 32605 | 0.65 | 17788 | 5444 | 0.11 | 44948
254 | Salinas | PGE GBA | {'Moss Landing': [11.0, 29.0]} | 4168 | 3477 | 0.83 | 690 | 0.17 | [5 empty] | 151 | 0.04 | 3135 | 0.75 |  | 326 | 0.08 | 26 | 0.01 | 271 | 0.07 | 3897 | 256 | 0.06 | 3912 | 260 | 0.06 | 3908 | 531 | 0.13 | 3637 | 307 | 0.07 | 3861 | 82 | 0.02 | 4085
255 | Cloverdale | PGE NGBA | {} | 17777 | 817 | 0.05 | 16960 | 0.95 | [5 empty] | 184 | 0.01 | 28 | 0 |  | 7835 | 0.44 | 6040 | 0.34 | 12696 | 0.71 | 5081 | 5462 | 0.31 | 12315 | 9818 | 0.55 | 7959 | 15306 | 0.86 | 2471 | 10843 | 0.61 | 6934 | 13 | 0 | 17764
256 | Colgate | PGE NGBA | {} | 0 | 0 | 0 | 0 | 0 | [5 empty] | 0 | 0 | 0 | 0 |  | 0 | 0 | 0 | 0 | 0 | 0 | 0 | 0 | 0 | 0 | 0 | 0 | 0 | 0 | 0 | 0 | 0 | 0 | 0 | 0 | 0 | 0
257 | New Sub - Suncrest - Ocotillo (Proposed) | SDGE Imperial | {'Crestwood': [8.6, 4733.0], 'Cameron': [10.2, 2832.0], 'Carrizo Gorge': [11.9, 4733.0], 'Boulevard': [13.7, 4728.0]} | 40361 | 11478 | 0.28 | 28883 | 0.72 | [5 empty] | 1 | 0 | 0 | 0 |  | 17084 | 0.42 | 19695 | 0.49 | 3947 | 0.1 | 36414 | 8397 | 0.21 | 31964 | 17229 | 0.43 | 23132 | 20893 | 0.52 | 19468 | 12653 | 0.31 | 27708 | 745 | 0.02 | 39616
258 | East Nicolaus | PGE NGBA | {} | 0 | 0 | 0 | 0 | 0 | [5 empty] | 0 | 0 | 0 | 0 |  | 0 | 0 | 0 | 0 | 0 | 0 | 0 | 0 | 0 | 0 | 0 | 0 | 0 | 0 | 0 | 0 | 0 | 0 | 0 | 0 | 0 | 0
259 | Renfro | PGE Kern | {} | 0 | 0 | 0 | 0 | 0 | [5 empty] | 0 | 0 | 0 | 0 |  | 0 | 0 | 0 | 0 | 0 | 0 | 0 | 0 | 0 | 0 | 0 | 0 | 0 | 0 | 0 | 0 | 0 | 0 | 0 | 0 | 0 | 0
260 | Julian Hinds | SCE Eastern | {} | 32647 | 10493 | 0.32 | 22154 | 0.68 | [5 empty] | 5 | 0 | 0 | 0 |  | 0 | 0 | 0 | 0 | 3147 | 0.1 | 29500 | 6576 | 0.2 | 26071 | 178 | 0.01 | 32468 | 9881 | 0.3 | 22766 | 16293 | 0.5 | 16354 | 35 | 0 | 32612
261 | Old River | PGE Kern | {} | 0 | 0 | 0 | 0 | 0 | [5 empty] | 0 | 0 | 0 | 0 |  | 0 | 0 | 0 | 0 | 0 | 0 | 0 | 0 | 0 | 0 | 0 | 0 | 0 | 0 | 0 | 0 | 0 | 0 | 0 | 0 | 0 | 0
262 | Bellevue | PGE NGBA | {} | 12546 | 114 | 0.01 | 12431 | 0.99 | [5 empty] | 253 | 0.02 | 0 | 0 |  | 5792 | 0.46 | 0 | 0 | 10937 | 0.87 | 1608 | 4212 | 0.34 | 8334 | 6940 | 0.55 | 5606 | 11990 | 0.96 | 556 | 8955 | 0.71 | 3591 | 474 | 0.04 | 12071
263 | Highline | SDGE Imperial | {'North Gila - IV (Proposed)': [4.2, 844.0], 'Drop 4': [5.5, 844.0]} | 12591 | 1470 | 0.12 | 11121 | 0.88 | [5 empty] | 20 | 0 | 5 | 0 |  | 0 | 0 | 0 | 0 | 2451 | 0.19 | 10140 | 4518 | 0.36 | 8073 | 4518 | 0.36 | 8073 | 6969 | 0.55 | 5622 | 9649 | 0.77 | 2942 | 219 | 0.02 | 12371
264 | Clayton | PGE GBA | {'Meadow Lane': [4.7, 10.0], 'Kirker': [6.3, 10.0], 'Pittsburg': [7.5, 10.0], 'GWF 2': [7.7, 11.0], 'Alhambra': [9.4, 9.0], 'Martinez': [9.4, 10.0], 'Tassajara': [10.6, 1.0], 'Contra Costa': [10.8, 1.0], 'Lone Tree': [11.3, 1.0], 'Collinsville': [11.9, 6.0], 'Contra Costa PP': [12.2, 1.0], 'Bahia': [13.2, 10.0], 'Birds Landing': [14.6, 2.0], 'Brentwood': [15.9, 1.0], 'Shiloh III': [17.0, 2.0]} | 39719 | 4763 | 0.12 | 34956 | 0.88 | [5 empty] | 5529 | 0.14 | 423 | 0.01 |  | 18397 | 0.46 | 102 | 0 | 13642 | 0.34 | 26077 | 24913 | 0.63 | 14806 | 21127 | 0.53 | 18592 | 31389 | 0.79 | 8330 | 7274 | 0.18 | 32445 | 12516 | 0.32 | 27203
265 | Hilltop | Northeast CA | {} | 209754 | 12525 | 0.06 | 197229 | 0.94 | [5 empty] | 17232 | 0.08 | 15042 | 0.07 |  | 46630 | 0.22 | 0 | 0 | 128200 | 0.61 | 81554 | 52713 | 0.25 | 157040 | 22324 | 0.11 | 187430 | 162965 | 0.78 | 46788 | 145032 | 0.69 | 64722 | 21825 | 0.1 | 187929
266 | Lakeville | PGE NGBA | {'Corona': [4.2, 58.0], 'Penngrove': [7.0, 58.0], 'Ignacio': [12.3, 37.0]} | 9140 | 227 | 0.02 | 8913 | 0.98 | [5 empty] | 164 | 0.02 | 0 | 0 |  | 6371 | 0.7 | 0 | 0 | 7448 | 0.81 | 1692 | 2852 | 0.31 | 6287 | 4830 | 0.53 | 4310 | 8320 | 0.91 | 820 | 7279 | 0.8 | 1861 | 435 | 0.05 | 8705
267 | Fig Garden | PGE Fresno | {} | 0 | 0 | 0 | 0 | 0 | [5 empty] | 0 | 0 | 0 | 0 |  | 0 | 0 | 0 | 0 | 0 | 0 | 0 | 0 | 0 | 0 | 0 | 0 | 0 | 0 | 0 | 0 | 0 | 0 | 0 | 0 | 0 | 0
268 | GWF Tracy | PGE GBA | {} | 35316 | 21 | 0 | 35295 | 1 | [5 empty] | 793 | 0.02 | 1026 | 0.03 |  | 28312 | 0.8 | 4413 | 0.12 | 32184 | 0.91 | 3132 | 26954 | 0.76 | 8362 | 30646 | 0.87 | 4670 | 35291 | 1 | 25 | 18312 | 0.52 | 17004 | 880 | 0.02 | 34436
269 | Pahrump | SCE EOP | {'Gamebird': [4.5, 2.0], 'Thousandaire': [4.6, 33.0], 'Charleston': [8.1, 32.0]} | 16256 | 579 | 0.04 | 15678 | 0.96 | [5 empty] | 0 | 0 | 0 | 0 |  | 0 | 0 | 0 | 0 | 3071 | 0.19 | 13185 | 639 | 0.04 | 15617 | 7481 | 0.46 | 8776 | 9081 | 0.56 | 7176 | 12674 | 0.78 | 3583 | 113 | 0.01 | 16143
270 | Curtis | PGE GBA | {} | 0 | 0 | 0 | 0 | 0 | [5 empty] | 0 | 0 | 0 | 0 |  | 0 | 0 | 0 | 0 | 0 | 0 | 0 | 0 | 0 | 0 | 0 | 0 | 0 | 0 | 0 | 0 | 0 | 0 | 0 | 0 | 0 | 0
271 | Quinto | PGE Fresno | {} | 5687 | 0 | 0 | 5687 | 1 | [5 empty] | 3 | 0 | 0 | 0 |  | 2881 | 0.51 | 2799 | 0.49 | 5397 | 0.95 | 290 | 269 | 0.05 | 5418 | 473 | 0.08 | 5213 | 5498 | 0.97 | 189 | 5452 | 0.96 | 235 | 13 | 0 | 5674
272 | Melrose | SDGE Imperial | {'Ocean Ranch': [2.4, 29.0], 'Shadowridge': [4.6, 17.0], 'San Luis Rey': [4.7, 29.0], 'Palomar Airport': [6.1, 24.0], 'San Marcos': [6.3, 3.0], 'Cannon': [6.6, 29.0], 'Encina': [6.8, 29.0], 'Pendleton': [8.5, 27.0], 'North City Metering': [17.3, 0.0]} | 217 | 29 | 0.13 | 188 | 0.87 | [5 empty] | 0 | 0 | 0 | 0 |  | 3 | 0.01 | 0 | 0 | 34 | 0.16 | 183 | 170 | 0.78 | 47 | 178 | 0.82 | 39 | 178 | 0.82 | 39 | 0 | 0 | 217 | 32 | 0.15 | 185
273 | Valley (VEA) | SCE EOP | {'Valley Switch': [4.9, 1.0]} | 30333 | 2357 | 0.08 | 27976 | 0.92 | [5 empty] | 0 | 0 | 0 | 0 |  | 0 | 0 | 0 | 0 | 0 | 0 | 30333 | 0 | 0 | 30333 | 0 | 0 | 30333 | 0 | 0 | 30333 | 2867 | 0.09 | 27466 | 12 | 0 | 30322
274 | Avocado | SDGE Imperial | {} | 197 | 32 | 0.16 | 166 | 0.84 | [5 empty] | 0 | 0 | 0 | 0 |  | 3 | 0.01 | 0 | 0 | 34 | 0.17 | 164 | 152 | 0.77 | 45 | 154 | 0.78 | 43 | 154 | 0.78 | 43 | 0 | 0 | 197 | 30 | 0.15 | 167
275 | New Sub - North Gila - IV (Proposed) | SDGE Imperial | {'North Gila - IV (Proposed)': [2.1, 1036.0], 'Highline': [5.5, 844.0]} | 9379 | 1452 | 0.15 | 7927 | 0.85 | [5 empty] | 20 | 0 | 5 | 0 |  | 0 | 0 | 0 | 0 | 1181 | 0.13 | 8198 | 4518 | 0.48 | 4861 | 4518 | 0.48 | 4861 | 5699 | 0.61 | 3680 | 6455 | 0.69 | 2924 | 180 | 0.02 | 9199
276 | Caliente | PGE Kern | {'Carrizo Plains': [6.9, 135.0], 'Topaz': [8.0, 135.0], 'Solar': [8.0, 135.0], 'Kernridge': [10.9, 65.0], 'Temblor': [12.4, 29.0]} | 3968 | 416 | 0.1 | 3552 | 0.9 | [5 empty] | 107 | 0.03 | 0 | 0 |  | 1401 | 0.35 | 1388 | 0.35 | 2299 | 0.58 | 1668 | 19 | 0 | 3949 | 296 | 0.07 | 3672 | 2318 | 0.58 | 1650 | 2616 | 0.66 | 1351 | 7 | 0 | 3960
277 | San Luis Obispo | PGE Kern | {'Oceano': [11.5, 21.0], 'Diablo Canyon': [12.3, 82.0], 'Callender': [15.2, 11.0]} | 10954 | 1538 | 0.14 | 9416 | 0.86 | [5 empty] | 19 | 0 | 0 | 0 |  | 7105 | 0.65 | 2783 | 0.25 | 4321 | 0.39 | 6633 | 1276 | 0.12 | 9678 | 4425 | 0.4 | 6529 | 6650 | 0.61 | 4304 | 6718 | 0.61 | 4236 | 215 | 0.02 | 10739
278 | Valley Home | PGE GBA | {} | 0 | 0 | 0 | 0 | 0 | [5 empty] | 0 | 0 | 0 | 0 |  | 0 | 0 | 0 | 0 | 0 | 0 | 0 | 0 | 0 | 0 | 0 | 0 | 0 | 0 | 0 | 0 | 0 | 0 | 0 | 0 | 0 | 0
279 | Big Creek | PGE Fresno | {} | 9 | 0 | 0 | 9 | 1 | [5 empty] | 0 | 0 | 0 | 0 |  | 9 | 1 | 0 | 0 | 0 | 0 | 9 | 0 | 0 | 9 | 9 | 1 | 0 | 9 | 1 | 0 | 9 | 1 | 0 | 0 | 0 | 9
280 | West Fresno | PGE Fresno | {} | 0 | 0 | 0 | 0 | 0 | [5 empty] | 0 | 0 | 0 | 0 |  | 0 | 0 | 0 | 0 | 0 | 0 | 0 | 0 | 0 | 0 | 0 | 0 | 0 | 0 | 0 | 0 | 0 | 0 | 0 | 0 | 0 | 0
281 | Sylmar | SCE Northern | {'Saugus': [9.2, 226.0], 'Pardee': [10.4, 226.0]} | 7106 | 1273 | 0.18 | 5833 | 0.82 | [5 empty] | 0 | 0 | 0 | 0 |  | 4017 | 0.57 | 2968 | 0.42 | 3100 | 0.44 | 4006 | 119 | 0.02 | 6987 | 120 | 0.02 | 6986 | 3136 | 0.44 | 3970 | 4402 | 0.62 | 2704 | 130 | 0.02 | 6976
282 | Tracy | PGE GBA | {} | 38488 | 414 | 0.01 | 38074 | 0.99 | [5 empty] | 1749 | 0.05 | 1486 | 0.04 |  | 31016 | 0.81 | 1394 | 0.04 | 30385 | 0.79 | 8103 | 32846 | 0.85 | 5641 | 35402 | 0.92 | 3085 | 37657 | 0.98 | 831 | 15800 | 0.41 | 22687 | 1708 | 0.04 | 36779
283 | Pease | PGE NGBA | {} | 1591 | 0 | 0 | 1591 | 1 | [5 empty] | 0 | 0 | 0 | 0 |  | 1591 | 1 | 0 | 0 | 1538 | 0.97 | 53 | 1034 | 0.65 | 556 | 1034 | 0.65 | 556 | 1557 | 0.98 | 33 | 1304 | 0.82 | 286 | 5 | 0 | 1585
284 | Spring Valley | SDGE Imperial | {'Murray': [3.8, 1.0], 'Elliot': [7.3, 1.0], 'Elliott': [7.3, 1.0], 'Mission': [8.4, 1.0], 'Silvergate': [8.7, 1.0], 'Kearny': [9.9, 1.0], 'Vine': [10.2, 1.0], 'Bay Boulevard': [10.5, 1.0], 'Mesa Heights': [10.9, 1.0], 'Old Town': [11.1, 1.0], 'Point Loma': [13.4, 1.0]} | 797 | 202 | 0.25 | 595 | 0.75 | [5 empty] | 0 | 0 | 0 | 0 |  | 0 | 0 | 0 | 0 | 54 | 0.07 | 743 | 303 | 0.38 | 494 | 531 | 0.67 | 266 | 537 | 0.67 | 261 | 8 | 0.01 | 789 | 66 | 0.08 | 732
285 | Honcut | PGE NGBA | {} | 1591 | 0 | 0 | 1591 | 1 | [5 empty] | 0 | 0 | 0 | 0 |  | 1591 | 1 | 0 | 0 | 1538 | 0.97 | 53 | 1034 | 0.65 | 556 | 1034 | 0.65 | 556 | 1557 | 0.98 | 33 | 1304 | 0.82 | 286 | 5 | 0 | 1585
286 | Rancho Mission Viejo | SDGE Imperial | {'Margarita': [2.4, 39.0], 'Capistrano': [3.9, 40.0], 'Q1806': [4.5, 39.0], 'Trabuco': [5.0, 37.0], 'Talega': [5.3, 40.0], 'North of SONGS': [5.5, 40.0], 'San Onofre': [11.2, 14.0]} | 295 | 61 | 0.21 | 234 | 0.79 | [5 empty] | 0 | 0 | 0 | 0 |  | 3 | 0.01 | 0 | 0 | 9 | 0.03 | 286 | 64 | 0.22 | 231 | 208 | 0.7 | 87 | 217 | 0.74 | 78 | 0 | 0 | 295 | 6 | 0.02 | 289
287 | Encina | SDGE Imperial | {'Cannon': [0.2, 34.0], 'Palomar Airport': [2.9, 29.0], 'San Luis Rey': [5.2, 29.0], 'Shadowridge': [5.6, 22.0], 'Ocean Ranch': [5.7, 30.0], 'Melrose': [6.8, 29.0], 'San Marcos': [8.0, 8.0], 'Pendleton': [11.9, 27.0], 'North City Metering': [14.0, 5.0], 'Artesian': [14.1, 4.0], 'Penasquitos': [16.6, 3.0]} | 217 | 29 | 0.13 | 188 | 0.87 | [5 empty] | 0 | 0 | 0 | 0 |  | 3 | 0.01 | 0 | 0 | 34 | 0.16 | 183 | 170 | 0.78 | 47 | 178 | 0.82 | 39 | 178 | 0.82 | 39 | 0 | 0 | 217 | 32 | 0.15 | 185
288 | Bullard | PGE Fresno | {} | 0 | 0 | 0 | 0 | 0 | [5 empty] | 0 | 0 | 0 | 0 |  | 0 | 0 | 0 | 0 | 0 | 0 | 0 | 0 | 0 | 0 | 0 | 0 | 0 | 0 | 0 | 0 | 0 | 0 | 0 | 0 | 0 | 0
289 | Hicks | PGE GBA | {'Vasona': [3.8, 33.0], 'El Patio': [4.5, 33.0], 'Saratoga': [7.0, 33.0], 'Monta Vista': [11.3, 33.0]} | 1468 | 49 | 0.03 | 1420 | 0.97 | [5 empty] | 0 | 0 | 0 | 0 |  | 1217 | 0.83 | 133 | 0.09 | 1063 | 0.72 | 406 | 532 | 0.36 | 936 | 550 | 0.37 | 918 | 1145 | 0.78 | 323 | 1279 | 0.87 | 189 | 50 | 0.03 | 1418
290 | Olivehurst | PGE NGBA | {} | 1591 | 0 | 0 | 1591 | 1 | [5 empty] | 0 | 0 | 0 | 0 |  | 1591 | 1 | 0 | 0 | 1538 | 0.97 | 53 | 1034 | 0.65 | 556 | 1034 | 0.65 | 556 | 1557 | 0.98 | 33 | 1304 | 0.82 | 286 | 5 | 0 | 1585
291 | Temblor | PGE Kern | {'Kernridge': [4.8, 29.0], 'Caliente': [12.4, 29.0]} | 1181 | 163 | 0.14 | 1017 | 0.86 | [5 empty] | 0 | 0 | 0 | 0 |  | 856 | 0.72 | 0 | 0 | 777 | 0.66 | 404 | 0 | 0 | 1181 | 277 | 0.23 | 903 | 777 | 0.66 | 404 | 671 | 0.57 | 510 | 0 | 0 | 1181
292 | Olinda | SCE Metro | {} | 165 | 6 | 0.04 | 159 | 0.96 | [5 empty] | 0 | 0 | 0 | 0 |  | 0 | 0 | 0 | 0 | 0 | 0 | 165 | 126 | 0.76 | 39 | 156 | 0.94 | 9 | 156 | 0.94 | 9 | 0 | 0 | 165 | 5 | 0.03 | 160
293 | Mt. Eden | PGE GBA | {'Eastshore': [0.9, 86.0], 'Grant': [4.2, 83.0], 'Castro Valley': [4.7, 76.0], 'Dumbarton': [5.7, 20.0], 'San Leandro U': [6.0, 82.0], 'Edes': [8.9, 81.0], 'Ravenswood': [9.9, 22.0], 'Oakland J': [11.0, 64.0], 'Cooley Landing': [11.1, 8.0], 'Oakland X': [14.0, 64.0], 'Burlingame': [14.5, 1.0], 'Menlo': [14.9, 2.0], 'Oakland C': [15.1, 64.0], 'Moraga': [15.4, 12.0], 'Oakland L': [15.5, 64.0], 'Jefferson': [15.8, 4.0], 'Millbrae': [15.9, 1.0], 'Martin': [17.4, 10.0], 'SAN FRAN A (POTRERO PP)': [17.7, 18.0], 'Potrero': [17.7, 19.0]} | 1260 | 456 | 0.36 | 804 | 0.64 | [5 empty] | 0 | 0 | 0 | 0 |  | 318 | 0.25 | 21 | 0.02 | 263 | 0.21 | 996 | 467 | 0.37 | 793 | 580 | 0.46 | 679 | 639 | 0.51 | 621 | 220 | 0.17 | 1039 | 147 | 0.12 | 1113
294 | Woodland | PGE NGBA | {} | 23125 | 1121 | 0.05 | 22003 | 0.95 | [5 empty] | 4277 | 0.18 | 3960 | 0.17 |  | 21512 | 0.93 | 55 | 0 | 17288 | 0.75 | 5837 | 581 | 0.03 | 22544 | 617 | 0.03 | 22508 | 17572 | 0.76 | 5552 | 12602 | 0.54 | 10522 | 225 | 0.01 | 22900
295 | Trabuco | SDGE Imperial | {'Q1806': [2.1, 43.0], 'Margarita': [2.7, 37.0], 'Capistrano': [3.5, 43.0], 'Rancho Mission Viejo': [5.0, 37.0], 'Santiago': [8.9, 7.0], 'Talega': [9.6, 36.0], 'North of SONGS': [9.7, 36.0], 'San Onofre': [15.1, 11.0]} | 350 | 61 | 0.17 | 289 | 0.83 | [5 empty] | 0 | 0 | 0 | 0 |  | 1 | 0 | 0 | 0 | 9 | 0.03 | 341 | 84 | 0.24 | 266 | 263 | 0.75 | 87 | 272 | 0.78 | 78 | 0 | 0 | 350 | 26 | 0.07 | 324
296 | Cantua | PGE Fresno | {} | 264 | 0 | 0 | 264 | 1 | [5 empty] | 0 | 0 | 0 | 0 |  | 171 | 0.65 | 76 | 0.29 | 264 | 1 | 0 | 0 | 0 | 264 | 27 | 0.1 | 237 | 264 | 1 | 0 | 193 | 0.73 | 71 | 0 | 0 | 264
297 | Rancho Vista | SCE Metro | {} | 7261 | 0 | 0 | 7261 | 1 | [5 empty] | 0 | 0 | 0 | 0 |  | 3548 | 0.49 | 2805 | 0.39 | 4464 | 0.61 | 2797 | 4652 | 0.64 | 2610 | 4411 | 0.61 | 2850 | 7165 | 0.99 | 96 | 3291 | 0.45 | 3971 | 10 | 0 | 7251
298 | Los Esteros | PGE GBA | {} | 2421 | 62 | 0.03 | 2359 | 0.97 | [5 empty] | 0 | 0 | 0 | 0 |  | 2028 | 0.84 | 240 | 0.1 | 2029 | 0.84 | 392 | 737 | 0.3 | 1684 | 771 | 0.32 | 1650 | 2069 | 0.85 | 352 | 2228 | 0.92 | 193 | 92 | 0.04 | 2329
299 | Humboldt Bay | PGE NGBA | {'Harris': [4.9, 139.0], 'Humboldt': [5.9, 139.0], 'Arcata': [10.8, 110.0]} | 9478 | 1357 | 0.14 | 8122 | 0.86 | [5 empty] | 0 | 0 | 0 | 0 |  | 0 | 0 | 0 | 0 | 333 | 0.04 | 9145 | 279 | 0.03 | 9199 | 368 | 0.04 | 9111 | 561 | 0.06 | 8918 | 7384 | 0.78 | 2094 | 1059 | 0.11 | 8419
300 | Shiloh III | PGE GBA | {'Birds Landing': [3.3, 8422.0], 'Lambie': [3.8, 6177.0], 'Lambie Energy': [3.8, 6178.0], 'Collinsville': [6.2, 6754.0], 'Pittsburg': [9.6, 1337.0], 'Peabody': [10.5, 1165.0], 'GWF 2': [10.7, 1377.0], 'Kirker': [10.8, 1013.0], 'Contra Costa PP': [11.7, 2586.0], 'Contra Costa': [12.3, 1450.0], 'Grand Island': [14.5, 2818.0], 'Lone Tree': [16.2, 210.0], 'Bahia': [16.8, 2.0], 'Clayton': [17.0, 2.0], 'Meadow Lane': [18.1, 2.0], 'Martinez': [18.1, 2.0]} | 120029 | 12138 | 0.1 | 107891 | 0.9 | [5 empty] | 26808 | 0.22 | 31129 | 0.26 |  | 48663 | 0.41 | 0 | 0 | 25874 | 0.22 | 94155 | 40693 | 0.34 | 79337 | 38575 | 0.32 | 81454 | 61971 | 0.52 | 58058 | 11537 | 0.1 | 108493 | 30141 | 0.25 | 89888
301 | Westpark | PGE Kern | {} | 0 | 0 | 0 | 0 | 0 | [5 empty] | 0 | 0 | 0 | 0 |  | 0 | 0 | 0 | 0 | 0 | 0 | 0 | 0 | 0 | 0 | 0 | 0 | 0 | 0 | 0 | 0 | 0 | 0 | 0 | 0 | 0 | 0
302 | Pendleton | SDGE Imperial | {'San Luis Rey': [6.8, 27.0], 'Ocean Ranch': [7.2, 27.0], 'Melrose': [8.5, 27.0], 'Cannon': [11.9, 27.0], 'Encina': [11.9, 27.0], 'Shadowridge': [12.9, 14.0], 'Palomar Airport': [13.2, 21.0]} | 236 | 45 | 0.19 | 192 | 0.81 | [5 empty] | 0 | 0 | 0 | 0 |  | 3 | 0.01 | 0 | 0 | 34 | 0.14 | 203 | 170 | 0.72 | 66 | 177 | 0.75 | 59 | 177 | 0.75 | 59 | 0 | 0 | 236 | 31 | 0.13 | 206
303 | Burney Forest Power | PGE NGBA | {'Burney Forest': [0.0, 559.0], 'Carberry': [2.4, 559.0], 'New Sub - Pit 1 - Cottonwood (Proposed)': [6.7, 559.0], 'Pit 3': [8.5, 22.0], 'Pit 4': [10.3, 194.0], 'Cove Road': [11.1, 559.0], 'Round Mt.': [12.5, 537.0]} | 7807 | 997 | 0.13 | 6810 | 0.87 | [5 empty] | 0 | 0 | 0 | 0 |  | 5669 | 0.73 | 212 | 0.03 | 3858 | 0.49 | 3949 | 1395 | 0.18 | 6412 | 929 | 0.12 | 6878 | 5167 | 0.66 | 2640 | 3798 | 0.49 | 4009 | 68 | 0.01 | 7740
304 | Llagas | PGE GBA | {} | 1679 | 8 | 0 | 1671 | 1 | [5 empty] | 1 | 0 | 2 | 0 |  | 506 | 0.3 | 1000 | 0.6 | 1402 | 0.84 | 277 | 279 | 0.17 | 1400 | 279 | 0.17 | 1400 | 1657 | 0.99 | 22 | 1401 | 0.83 | 278 | 72 | 0.04 | 1607
305 | Los Banos | PGE Fresno | {} | 7289 | 0 | 0 | 7289 | 1 | [5 empty] | 3 | 0 | 0 | 0 |  | 3961 | 0.54 | 3320 | 0.46 | 6943 | 0.95 | 346 | 269 | 0.04 | 7019 | 458 | 0.06 | 6831 | 7028 | 0.96 | 261 | 7053 | 0.97 | 235 | 14 | 0 | 7275
306 | Peabody | PGE NGBA | {'Lambie': [7.1, 2254.0], 'Lambie Energy': [7.1, 2254.0], 'Vaca-Dixon & Gc Yard': [8.5, 1442.0], 'Shiloh III': [10.5, 1165.0], 'Birds Landing': [13.5, 1165.0], 'Collinsville': [16.0, 1108.0], 'Tulucay': [16.2, 192.0], 'Parkway': [16.4, 149.0], 'Putah Creek': [16.6, 353.0]} | 115972 | 11348 | 0.1 | 104623 | 0.9 | [5 empty] | 24025 | 0.21 | 28603 | 0.25 |  | 55367 | 0.48 | 0 | 0 | 35572 | 0.31 | 80400 | 30904 | 0.27 | 85068 | 28949 | 0.25 | 87023 | 62002 | 0.53 | 53970 | 17880 | 0.15 | 98091 | 28803 | 0.25 | 87169
307 | Silvergate | SDGE Imperial | {'Vine': [3.7, 189.0], 'Old Town': [5.7, 189.0], 'Point Loma': [6.1, 189.0], 'Mission': [6.2, 188.0], 'Bay Boulevard': [6.6, 127.0], 'Imperial Beach': [8.2, 62.0], 'Telegraph Canyon': [8.4, 35.0], 'Otay': [8.5, 36.0], 'Spring Valley': [8.7, 1.0], 'Elliot': [9.0, 121.0], 'Elliott': [9.0, 122.0], 'Miguel': [9.3, 26.0], 'Salt Creek': [9.4, 23.0], 'Mesa Heights': [9.4, 133.0], 'Murray': [9.6, 2.0], 'Kearny': [9.6, 132.0], 'San Ysidro': [11.4, 30.0]} | 751 | 202 | 0.27 | 549 | 0.73 | [5 empty] | 0 | 0 | 0 | 0 |  | 0 | 0 | 0 | 0 | 54 | 0.07 | 697 | 259 | 0.35 | 492 | 486 | 0.65 | 265 | 492 | 0.66 | 259 | 0 | 0 | 751 | 49 | 0.07 | 702
308 | Kelso | PGE GBA | {} | 39209 | 416 | 0.01 | 38793 | 0.99 | [5 empty] | 1829 | 0.05 | 1534 | 0.04 |  | 31278 | 0.8 | 1336 | 0.03 | 30217 | 0.77 | 8992 | 33660 | 0.86 | 5550 | 36216 | 0.92 | 2993 | 38375 | 0.98 | 835 | 15745 | 0.4 | 23465 | 2028 | 0.05 | 37182
309 | Desert View | SCE EOP | {} | 3275 | 1882 | 0.57 | 1393 | 0.43 | [5 empty] | 0 | 0 | 0 | 0 |  | 841 | 0.26 | 0 | 0 | 0 | 0 | 3275 | 0 | 0 | 3275 | 0 | 0 | 3275 | 0 | 0 | 3275 | 0 | 0 | 3275 | 0 | 0 | 3275
310 | Clay | PGE GBA | {} | 0 | 0 | 0 | 0 | 0 | [5 empty] | 0 | 0 | 0 | 0 |  | 0 | 0 | 0 | 0 | 0 | 0 | 0 | 0 | 0 | 0 | 0 | 0 | 0 | 0 | 0 | 0 | 0 | 0 | 0 | 0 | 0 | 0
311 | Calcite | SCE NOL | {} | 81093 | 4608 | 0.06 | 76485 | 0.94 | [5 empty] | 0 | 0 | 0 | 0 |  | 3792 | 0.05 | 4323 | 0.05 | 20318 | 0.25 | 60775 | 16829 | 0.21 | 64263 | 18606 | 0.23 | 62486 | 35820 | 0.44 | 45273 | 57287 | 0.71 | 23806 | 44 | 0 | 81049
312 | Biola | PGE Fresno | {} | 0 | 0 | 0 | 0 | 0 | [5 empty] | 0 | 0 | 0 | 0 |  | 0 | 0 | 0 | 0 | 0 | 0 | 0 | 0 | 0 | 0 | 0 | 0 | 0 | 0 | 0 | 0 | 0 | 0 | 0 | 0 | 0 | 0
313 | New Sub - Pit 1 - Cottonwood (Proposed) | PGE NGBA | {'Carberry': [4.4, 559.0], 'Round Mt.': [6.1, 594.0], 'Burney Forest': [6.7, 559.0], 'Burney Forest Power': [6.7, 559.0], 'Cove Road': [6.8, 559.0], 'Pit 4': [11.5, 194.0], 'Pit 3': [12.7, 22.0], 'Fern Road': [14.0, 105.0]} | 8187 | 954 | 0.12 | 7233 | 0.88 | [5 empty] | 0 | 0 | 0 | 0 |  | 5763 | 0.7 | 631 | 0.08 | 3929 | 0.48 | 4258 | 1640 | 0.2 | 6547 | 1276 | 0.16 | 6911 | 5566 | 0.68 | 2622 | 4193 | 0.51 | 3994 | 68 | 0.01 | 8120
314 | Olive | PGE Fresno | {} | 0 | 0 | 0 | 0 | 0 | [5 empty] | 0 | 0 | 0 | 0 |  | 0 | 0 | 0 | 0 | 0 | 0 | 0 | 0 | 0 | 0 | 0 | 0 | 0 | 0 | 0 | 0 | 0 | 0 | 0 | 0 | 0 | 0
315 | Lugo | SCE Metro | {'Victor': [9.7, 442.0]} | 29326 | 1356 | 0.05 | 27970 | 0.95 | [5 empty] | 0 | 0 | 0 | 0 |  | 6060 | 0.21 | 5199 | 0.18 | 18567 | 0.63 | 10759 | 13612 | 0.46 | 15714 | 12300 | 0.42 | 17026 | 25325 | 0.86 | 4001 | 13875 | 0.47 | 15451 | 74 | 0 | 29252
316 | Eagle Rock (PGE) | PGE NGBA | {} | 15430 | 57 | 0 | 15373 | 1 | [5 empty] | 179 | 0.01 | 22 | 0 |  | 4581 | 0.3 | 8776 | 0.57 | 13649 | 0.88 | 1780 | 5141 | 0.33 | 10288 | 11165 | 0.72 | 4265 | 14692 | 0.95 | 737 | 7539 | 0.49 | 7891 | 117 | 0.01 | 15312
317 | Cosumnes | PGE GBA | {} | 0 | 0 | 0 | 0 | 0 | [5 empty] | 0 | 0 | 0 | 0 |  | 0 | 0 | 0 | 0 | 0 | 0 | 0 | 0 | 0 | 0 | 0 | 0 | 0 | 0 | 0 | 0 | 0 | 0 | 0 | 0 | 0 | 0
318 | Imperial Valley | SDGE Imperial | {'El Centro': [11.9, 2.0]} | 22355 | 2698 | 0.12 | 19656 | 0.88 | [5 empty] | 53 | 0 | 28 | 0 |  | 0 | 0 | 0 | 0 | 6299 | 28% | 16056 | 89 | 0% | 22265 | 172 | 0.01 | 22183 | 6471 | 29% | 15884 | 17271 | 0.77 | 5083 | 350 | 0.02 | 22005
319 | Swift | PGE GBA | {} | 2875 | 33 | 0.01 | 2842 | 0.99 | [5 empty] | 0 | 0 | 0 | 0 |  | 2075 | 0.72 | 727 | 0.25 | 2431 | 85% | 443 | 1143 | 40% | 1732 | 1162 | 0.4 | 1712 | 2573 | 89% | 302 | 2730 | 0.95 | 144 | 65 | 0.02 | 2810
320 | Windhub | SCE Northern | {'Highwind': [7.1, 1324.0], 'Rosamond': [12.1, 4222.0], 'Whirlwind': [15.0, 383.0]} | 152544 | 43725 | 0.29 | 108819 | 0.71 | [5 empty] | 427 | 0 | 488 | 0 |  | 23901 | 0.16 | 13799 | 0.09 | 68861 | 45% | 83684 | 31038 | 20% | 121506 | 35200 | 0.23 | 117345 | 94069 | 62% | 58475 | 64039 | 0.42 | 88505 | 1206 | 0.01 | 151338
321 | Elliott | SDGE Imperial | {'Elliot': [0.0, 121.0], 'Kearny': [2.8, 122.0], 'Mission': [3.6, 122.0], 'Mesa Heights': [4.1, 122.0], 'Murray': [4.2, 2.0], 'Old Town': [6.9, 122.0], 'Spring Valley': [7.3, 1.0], 'Vine': [7.5, 122.0], 'Silvergate': [9.0, 122.0], 'Point Loma': [9.8, 122.0], 'Bay Boulevard': [14.4, 81.0], 'Otay': [15.4, 1.0], 'Imperial Beach': [16.1, 23.0]} | 731 | 198 | 0.27 | 532 | 0.73 | [5 empty] | 0 | 0 | 0 | 0 |  | 0 | 0 | 0 | 0 | 42 | 6% | 689 | 259 | 36% | 471 | 473 | 0.65 | 257 | 479 | 66% | 252 | 0 | 0 | 731 | 49 | 0.07 | 682
322 | Gates | PGE Fresno | {} | 597 | 36 | 0.06 | 561 | 0.94 | [5 empty] | 0 | 0 | 0 | 0 |  | 502 | 0.84 | 78 | 0.13 | 462 | 77% | 135 | 0 | 0% | 597 | 39 | 0.07 | 558 | 462 | 77% | 135 | 490 | 0.82 | 108 | 0 | 0 | 597
323 | Madeline | Northeast CA | {} | 218059 | 12247 | 0.06 | 205812 | 0.94 | [5 empty] | 16655 | 0.08 | 1033 | 0 |  | 124504 | 0.57 | 68872 | 0.32 | 61866 | 28% | 156193 | 18249 | 8% | 199810 | 23794 | 0.11 | 194265 | 84171 | 39% | 133888 | 179764 | 0.82 | 38296 | 44750 | 0.21 | 173309
324 | Putah Creek | PGE NGBA | {'Vaca-Dixon & Gc Yard': [9.4, 890.0], 'Peabody': [16.6, 353.0]} | 55447 | 2728 | 0.05 | 52719 | 0.95 | [5 empty] | 8072 | 0.15 | 11903 | 0.21 |  | 42788 | 0.77 | 2196 | 0.04 | 31418 | 57% | 24029 | 10836 | 20% | 44611 | 11131 | 0.2 | 44315 | 39834 | 72% | 15613 | 26917 | 0.49 | 28530 | 3523 | 0.06 | 51924
325 | San Onofre | SCE Metro | {'North of SONGS': [5.6, 20.0], 'Talega': [5.9, 20.0], 'Rancho Mission Viejo': [11.2, 14.0], 'Capistrano': [11.8, 14.0], 'Margarita': [13.2, 13.0], 'Q1806': [13.3, 13.0], 'Trabuco': [15.1, 11.0]} | 279 | 69 | 0.25 | 210 | 0.75 | [5 empty] | 0 | 0 | 0 | 0 |  | 3 | 0.01 | 0 | 0 | 34 | 12% | 245 | 171 | 61% | 108 | 192 | 0.69 | 87 | 192 | 69% | 87 | 0 | 0 | 279 | 30 | 0.11 | 249
326 | Gregg | PGE Fresno | {} | 0 | 0 | 0 | 0 | 0 | [5 empty] | 0 | 0 | 0 | 0 |  | 0 | 0 | 0 | 0 | 0 | 0% | 0 | 0 | 0% | 0 | 0 | 0 | 0 | 0 | 0% | 0 | 0 | 0 | 0 | 0 | 0 | 0
327 | Gondor | <Null> | {} | 0 | 0 | 0 | 0 | 0 | [5 empty] | 0 | 0 | 0 | 0 |  | 0 | 0 | 0 | 0 | 0 | 0% | 0 | 0 | 0% | 0 | 0 | 0 | 0 | 0 | 0% | 0 | 0 | 0 | 0 | 0 | 0 | 0
328 | Cabrillo | PGE Kern | {} | 24393 | 941 | 0.04 | 23452 | 0.96 | [5 empty] | 181 | 0.01 | 4 | 0 |  | 20683 | 0.85 | 0 | 0 | 19415 | 80% | 4978 | 336 | 1% | 24057 | 1321 | 0.05 | 23073 | 20444 | 84% | 3949 | 12575 | 0.52 | 11818 | 1623 | 0.07 | 22770
329 | Mesa (PGE) | PGE Kern | {'Callender': [7.9, 43.0], 'Oceano': [9.7, 43.0]} | 5649 | 484 | 0.09 | 5165 | 0.91 | [5 empty] | 0 | 0 | 0 | 0 |  | 2003 | 0.35 | 3412 | 0.6 | 1028 | 18% | 4620 | 57 | 1% | 5592 | 642 | 0.11 | 5007 | 1507 | 27% | 4142 | 5060 | 0.9 | 589 | 153 | 0.03 | 5496
330 | Schulte | PGE GBA | {} | 2451 | 61 | 0.02 | 2390 | 0.98 | [5 empty] | 0 | 0 | 0 | 0 |  | 2075 | 0.85 | 225 | 0.09 | 2061 | 84% | 389 | 735 | 30% | 1716 | 770 | 0.31 | 1681 | 2100 | 86% | 351 | 2229 | 0.91 | 222 | 93 | 0.04 | 2358
331 | Davis | PGE NGBA | {'Vaca-Dixon & Gc Yard': [14.2, 20.0]} | 55146 | 2154 | 0.04 | 52993 | 0.96 | [5 empty] | 14239 | 0.26 | 20510 | 0.37 |  | 26126 | 0.47 | 0 | 0 | 15980 | 29% | 39166 | 9727 | 18% | 45419 | 11908 | 0.22 | 43238 | 27132 | 49% | 28014 | 7375 | 0.13 | 47771 | 8482 | 0.15 | 46664
332 | Arco | PGE Kern | {} | 6177 | 289 | 0.05 | 5889 | 0.95 | [5 empty] | 536 | 0.09 | 0 | 0 |  | 5432 | 0.88 | 0 | 0 | 4108 | 67% | 2069 | 390 | 6% | 5788 | 958 | 0.16 | 5220 | 4230 | 68% | 1947 | 4600 | 0.74 | 1577 | 64 | 0.01 | 6114
333 | Goodrich | SCE Metro | {} | 0 | 0 | 0 | 0 | 0 | [5 empty] | 0 | 0 | 0 | 0 |  | 0 | 0 | 0 | 0 | 0 | 0% | 0 | 0 | 0% | 0 | 0 | 0 | 0 | 0 | 0% | 0 | 0 | 0 | 0 | 0 | 0 | 0
334 | Newhall | PGE Fresno | {} | 0 | 0 | 0 | 0 | 0 | [5 empty] | 0 | 0 | 0 | 0 |  | 0 | 0 | 0 | 0 | 0 | 0% | 0 | 0 | 0% | 0 | 0 | 0 | 0 | 0 | 0% | 0 | 0 | 0 | 0 | 0 | 0 | 0
335 | Brentwood | PGE GBA | {'Lone Tree': [4.9, 139.0], 'Contra Costa': [8.0, 139.0], 'Contra Costa PP': [8.1, 139.0], 'GWF 2': [12.0, 136.0], 'Collinsville': [14.2, 64.0], 'Kirker': [14.3, 5.0], 'Pittsburg': [14.4, 13.0], 'Tassajara': [15.0, 75.0], 'Clayton': [15.9, 1.0], 'Birds Landing': [16.5, 64.0]} | 62754 | 5955 | 0.09 | 56798 | 0.91 | [5 empty] | 8993 | 0.14 | 7038 | 0.11 |  | 31651 | 0.5 | 102 | 0 | 31430 | 50% | 31324 | 43869 | 70% | 18884 | 43482 | 0.69 | 19272 | 47840 | 76% | 14914 | 12074 | 0.19 | 50680 | 10022 | 0.16 | 52732
336 | Neenach | SCE Northern | {'Whirlwind': [6.9, 29580.0], 'Antelope': [12.9, 11140.0], 'Bailey': [15.4, 1511.0], 'Rosamond': [16.1, 4203.0], 'Warne': [17.4, 2.0]} | 212720 | 54629 | 0.26 | 158091 | 0.74 | [5 empty] | 4239 | 0.02 | 2234 | 0.01 |  | 48810 | 0.23 | 31434 | 0.15 | 71589 | 34% | 141132 | 83880 | 39% | 128840 | 65144 | 0.31 | 147576 | 138561 | 65% | 74159 | 73565 | 0.35 | 139155 | 3161 | 0.01 | 209559
337 | Bahia | PGE NGBA | {'Martinez': [4.7, 1163.0], 'Parkway': [5.6, 1153.0], 'Carquinez': [6.0, 1153.0], 'Alhambra': [6.1, 1159.0], 'Christie': [6.6, 1153.0], 'Meadow Lane': [9.4, 1041.0], 'San Pablo': [12.7, 796.0], 'Lakewood': [12.8, 104.0], 'Sobrante': [12.8, 721.0], 'Kirker': [13.2, 10.0], 'Clayton': [13.2, 10.0], 'Pittsburg': [13.4, 10.0], 'El Cerrito G': [14.6, 533.0], 'GWF 2': [15.6, 10.0], 'Collinsville': [16.3, 6.0], 'Richmond R': [16.5, 23.0], 'Standard Oil': [16.6, 26.0], 'Standard Oil 2': [16.6, 26.0], 'Shiloh III': [16.8, 2.0], 'Birds Landing': [16.9, 2.0]} | 39567 | 3746 | 0.09 | 35821 | 0.91 | [5 empty] | 3092 | 0.08 | 0 | 0 |  | 22723 | 0.57 | 0 | 0 | 17916 | 45% | 21650 | 18550 | 47% | 21017 | 15875 | 0.4 | 23691 | 32351 | 82% | 7215 | 10819 | 0.27 | 28748 | 13984 | 0.35 | 25583
338 | Vaca Dixon | PGE NGBA | {'Peabody': [8.5, 1442.0], 'Putah Creek': [9.4, 890.0], 'Lambie': [12.8, 1089.0], 'Lambie Energy': [12.8, 1089.0], 'Davis': [14.2, 20.0]} | 97572 | 7401 | 0.08 | 90171 | 0.92 | [5 empty] | 20308 | 0.21 | 25499 | 0.26 |  | 56628 | 0.58 | 0 | 0 | 31399 | 32% | 66173 | 20258 | 21% | 77314 | 23208 | 0.24 | 74364 | 52971 | 54% | 44601 | 20976 | 0.21 | 76596 | 18661 | 0.19 | 78912
339 | Carrizo Plains | PGE Kern | {'Topaz': [1.1, 135.0], 'Solar': [1.1, 135.0], 'Caliente': [6.9, 135.0], 'Kernridge': [17.4, 36.0]} | 7073 | 560 | 0.08 | 6513 | 0.92 | [5 empty] | 481 | 0.07 | 0 | 0 |  | 3668 | 0.52 | 2165 | 0.31 | 4234 | 60% | 2838 | 179 | 3% | 6893 | 950 | 0.13 | 6123 | 4714 | 67% | 2359 | 4728 | 0.67 | 2345 | 27 | 0 | 7046
340 | Vista (VEA) | SCE EOP | {} | 6242 | 205 | 0.03 | 6036 | 0.97 | [5 empty] | 0 | 0 | 0 | 0 |  | 0 | 0 | 0 | 0 | 626 | 10% | 5616 | 639 | 10% | 5602 | 1407 | 0.23 | 4834 | 2033 | 33% | 4209 | 4026 | 0.64 | 2216 | 110 | 0.02 | 6132
341 | Merced | PGE Fresno | {} | 0 | 0 | 0 | 0 | 0 | [5 empty] | 0 | 0 | 0 | 0 |  | 0 | 0 | 0 | 0 | 0 | 0% | 0 | 0 | 0% | 0 | 0 | 0 | 0 | 0 | 0% | 0 | 0 | 0 | 0 | 0 | 0 | 0
342 | Otay Mesa | SDGE Imperial | {'San Ysidro': [6.7, 6.0], 'Telegraph Canyon': [7.5, 6.0], 'Salt Creek': [8.3, 4.0], 'Miguel': [8.4, 4.0], 'Otay': [8.6, 5.0], 'Imperial Beach': [10.8, 2.0], 'Bay Boulevard': [10.9, 2.0]} | 787 | 190 | 0.24 | 597 | 0.76 | [5 empty] | 0 | 0 | 0 | 0 |  | 0 | 0 | 0 | 0 | 54 | 7% | 732 | 255 | 32% | 531 | 534 | 0.68 | 252 | 540 | 69% | 247 | 34 | 0.04 | 753 | 64 | 0.08 | 723
343 | Leavitt | Northeast CA | {'Richmond': [7.1, 331.0]} | 56489 | 8753 | 0.15 | 47736 | 0.85 | [5 empty] | 4178 | 0.07 | 0 | 0 |  | 43611 | 0.77 | 2327 | 0.04 | 29576 | 52% | 26913 | 8605 | 15% | 47883 | 10119 | 0.18 | 46370 | 33985 | 60% | 22503 | 37897 | 0.67 | 18592 | 6647 | 0.12 | 49841
344 | Primm | SCE EOP | {'Ivanpah': [9.5, 18.0], 'Mountain Pass': [14.9, 18.0]} | 5734 | 553 | 0.1 | 5181 | 0.9 | [5 empty] | 0 | 0 | 0 | 0 |  | 0 | 0 | 0 | 0 | 4022 | 70% | 1712 | 3775 | 66% | 1959 | 703 | 0.12 | 5031 | 4699 | 82% | 1034 | 1280 | 0.22 | 4454 | 41 | 0.01 | 5693
345 | Granite | PGE NGBA | {} | 43 | 0 | 0 | 43 | 1 | [5 empty] | 0 | 0 | 5 | 0.11 |  | 0 | 0 | 0 | 0 | 43 | 100% | 0 | 0 | 0% | 43 | 43 | 1 | 0 | 43 | 100% | 0 | 0 | 0 | 43 | 8 | 0.19 | 35
346 | Lake View | PGE NGBA | {} | 15771 | 57 | 0 | 15715 | 1 | [5 empty] | 181 | 0.01 | 29 | 0 |  | 4456 | 0.28 | 9849 | 0.62 | 13527 | 86% | 2244 | 5933 | 38% | 9839 | 11532 | 0.73 | 4239 | 15014 | 95% | 758 | 7784 | 0.49 | 7988 | 154 | 0.01 | 15618
347 | Birds Landing | PGE GBA | {'Collinsville': [3.1, 7117.0], 'Shiloh III': [3.3, 8422.0], 'Lambie': [7.0, 6177.0], 'Lambie Energy': [7.0, 6178.0], 'Pittsburg': [7.1, 1350.0], 'GWF 2': [7.7, 1439.0], 'Kirker': [8.3, 1018.0], 'Contra Costa PP': [8.5, 3038.0], 'Contra Costa': [9.1, 1745.0], 'Lone Tree': [13.0, 277.0], 'Peabody': [13.5, 1165.0], 'Clayton': [14.6, 2.0], 'Grand Island': [14.9, 3082.0], 'Meadow Lane': [16.4, 2.0], 'Brentwood': [16.5, 64.0], 'Bahia': [16.9, 2.0], 'Martinez': [17.2, 2.0]} | 113849 | 11823 | 0.1 | 102026 | 0.9 | [5 empty] | 25456 | 0.22 | 29793 | 0.26 |  | 44124 | 0.39 | 0 | 0 | 22520 | 20% | 91329 | 41490 | 36% | 72359 | 38019 | 0.33 | 75830 | 57707 | 51% | 56143 | 9251 | 0.08 | 104598 | 29900 | 0.26 | 83949
348 | Highwind | SCE Northern | {'Windhub': [7.1, 1324.0], 'Whirlwind': [17.0, 352.0], 'Rosamond': [18.2, 703.0]} | 129519 | 30018 | 0.23 | 99501 | 0.77 | [5 empty] | 23 | 0 | 327 | 0 |  | 24696 | 0.19 | 16963 | 0.13 | 64760 | 50% | 64759 | 26319 | 20% | 103200 | 33828 | 0.26 | 95691 | 85496 | 66% | 44023 | 63603 | 0.49 | 65916 | 790 | 0.01 | 128729
349 | Santiago | SCE Metro | {'Johanna': [5.9, 18.0], 'Trabuco': [8.9, 7.0], 'Ellis': [10.1, 18.0], 'Q1806': [10.5, 7.0], 'Margarita': [11.3, 1.0], 'Capistrano': [12.1, 7.0], 'Huntington Beach': [12.1, 18.0]} | 444 | 57 | 0.13 | 386 | 0.87 | [5 empty] | 0 | 0 | 0 | 0 |  | 0 | 0 | 0 | 0 | 9 | 2% | 435 | 175 | 39% | 269 | 360 | 0.81 | 84 | 369 | 83% | 75 | 0 | 0 | 444 | 31 | 0.07 | 412
350 | Red Bluff | SCE Eastern | {'Eagle Mountain': [11.2, 7992.0], 'Kem': [15.1, 4214.0]} | 63492 | 11552 | 0.18 | 51940 | 0.82 | [5 empty] | 11 | 0 | 0 | 0 |  | 0 | 0 | 0 | 0 | 24932 | 39% | 38560 | 16124 | 25% | 47367 | 9821 | 0.15 | 53671 | 33017 | 52% | 30475 | 34310 | 0.54 | 29181 | 575 | 0.01 | 62917
351 | Beatty | SCE EOP | {} | 6899 | 3044 | 0.44 | 3856 | 0.56 | [5 empty] | 0 | 0 | 0 | 0 |  | 0 | 0 | 0 | 0 | 0 | 0% | 6899 | 0 | 0% | 6899 | 0 | 0 | 6899 | 0 | 0% | 6899 | 0 | 0 | 6899 | 0 | 0 | 6899
352 | Mirage | SCE Eastern | {'Devers': [14.4, 1701.0]} | 44902 | 10854 | 0.24 | 34048 | 0.76 | [5 empty] | 174 | 0 | 0 | 0 |  | 589 | 0.01 | 2965 | 0.07 | 6373 | 14% | 38528 | 12957 | 29% | 31945 | 11106 | 0.25 | 33796 | 18800 | 42% | 26101 | 26894 | 0.6 | 18007 | 10 | 0 | 44892
353 | Sutter Power | PGE NGBA | {} | 1591 | 0 | 0 | 1591 | 1 | [5 empty] | 0 | 0 | 0 | 0 |  | 1591 | 1 | 0 | 0 | 1538 | 97% | 53 | 1034 | 65% | 556 | 1034 | 0.65 | 556 | 1557 | 98% | 33 | 1304 | 0.82 | 286 | 5 | 0 | 1585
354 | Manteca | PGE GBA | {} | 12320 | 0 | 0 | 12320 | 1 | [5 empty] | 793 | 0.06 | 1026 | 0.08 |  | 9638 | 0.78 | 100 | 0.01 | 9677 | 79% | 2642 | 11702 | 95% | 618 | 11490 | 0.93 | 830 | 12319 | 100% | 0 | 4714 | 0.38 | 7606 | 260 | 0.02 | 12059
355 | El Patio | PGE GBA | {'Vasona': [3.1, 33.0], 'Saratoga': [4.4, 33.0], 'Hicks': [4.5, 33.0], 'Monta Vista': [7.8, 33.0]} | 2116 | 33 | 0.02 | 2083 | 0.98 | [5 empty] | 0 | 0 | 0 | 0 |  | 1904 | 0.9 | 114 | 0.05 | 1779 | 84% | 337 | 734 | 35% | 1382 | 765 | 0.36 | 1351 | 1813 | 86% | 303 | 1947 | 0.92 | 169 | 75 | 0.04 | 2041
356 | Pardee | SCE Northern | {'Saugus': [1.3, 306.0], 'Elizabeth Lake': [4.1, 79.0], 'Sylmar-Pac Intertie': [10.4, 226.0]} | 33351 | 5293 | 0.16 | 28059 | 0.84 | [5 empty] | 35 | 0 | 2 | 0 |  | 6999 | 0.21 | 18092 | 0.54 | 10651 | 32% | 22701 | 5104 | 15% | 28247 | 6894 | 0.21 | 26457 | 17573 | 53% | 15778 | 17857 | 0.54 | 15494 | 1214 | 0.04 | 32138
357 | Los Coches | SDGE Imperial | {} | 217 | 95 | 0.44 | 122 | 0.56 | [5 empty] | 0 | 0 | 0 | 0 |  | 0 | 0 | 0 | 0 | 9 | 4% | 209 | 13 | 6% | 205 | 113 | 0.52 | 104 | 113 | 52% | 104 | 0 | 0 | 217 | 3 | 0.01 | 214
358 | Serrano | SCE Metro | {} | 403 | 23 | 0.06 | 380 | 0.94 | [5 empty] | 0 | 0 | 0 | 0 |  | 0 | 0 | 0 | 0 | 9 | 2% | 394 | 178 | 44% | 225 | 358 | 0.89 | 45 | 367 | 91% | 36 | 0 | 0 | 403 | 31 | 0.08 | 372
359 | Miller | PGE GBA | {} | 6969 | 0 | 0 | 6969 | 1 | [5 empty] | 3 | 0 | 0 | 0 |  | 3298 | 0.47 | 3665 | 0.53 | 6772 | 97% | 197 | 852 | 12% | 6117 | 1984 | 0.28 | 4985 | 6885 | 99% | 84 | 6736 | 0.97 | 233 | 13 | 0 | 6956
360 | Carberry | PGE NGBA | {'Burney Forest': [2.4, 559.0], 'Burney Forest Power': [2.4, 559.0], 'New Sub - Pit 1 - Cottonwood (Proposed)': [4.4, 559.0], 'Cove Road': [9.2, 559.0], 'Pit 3': [9.6, 22.0], 'Pit 4': [10.2, 194.0], 'Round Mt.': [10.2, 537.0]} | 7864 | 985 | 0.13 | 6879 | 0.87 | [5 empty] | 0 | 0 | 0 | 0 |  | 5717 | 0.73 | 232 | 0.03 | 3887 | 49% | 3977 | 1415 | 18% | 6449 | 949 | 0.12 | 6915 | 5216 | 66% | 2648 | 3867 | 0.49 | 3997 | 68 | 0.01 | 7797
361 | Wahtoke | PGE Fresno | {} | 0 | 0 | 0 | 0 | 0 | [5 empty] | 0 | 0 | 0 | 0 |  | 0 | 0 | 0 | 0 | 0 | 0% | 0 | 0 | 0% | 0 | 0 | 0 | 0 | 0 | 0% | 0 | 0 | 0 | 0 | 0 | 0 | 0
362 | Dos Amigos | PGE Fresno | {} | 5461 | 0 | 0 | 5461 | 1 | [5 empty] | 3 | 0 | 0 | 0 |  | 2762 | 0.51 | 2691 | 0.49 | 5215 | 96% | 245 | 3 | 0% | 5458 | 173 | 0.03 | 5287 | 5215 | 96% | 245 | 5435 | 1 | 26 | 2 | 0 | 5458
363 | Guernsey | PGE Fresno | {} | 0 | 0 | 0 | 0 | 0 | [5 empty] | 0 | 0 | 0 | 0 |  | 0 | 0 | 0 | 0 | 0 | 0% | 0 | 0 | 0% | 0 | 0 | 0 | 0 | 0 | 0% | 0 | 0 | 0 | 0 | 0 | 0 | 0
364 | Santa Clara | SCE Northern | {'Mandalay': [7.5, 11.0], 'Ormond Beach': [12.0, 9.0]} | 616 | 132 | 0.21 | 483 | 0.79 | [5 empty] | 5 | 0.01 | 0 | 0 |  | 4 | 0.01 | 19 | 0.03 | 204 | 33% | 412 | 226 | 37% | 390 | 282 | 0.46 | 334 | 436 | 71% | 180 | 68 | 0.11 | 547 | 71 | 0.11 | 545
365 | Glenn | PGE NGBA | {} | 8415 | 537 | 0.06 | 7878 | 0.94 | [5 empty] | 417 | 0.05 | 46 | 0.01 |  | 8313 | 0.99 | 0 | 0 | 4047 | 48% | 4368 | 45 | 1% | 8370 | 1008 | 0.12 | 7407 | 4848 | 58% | 3567 | 4684 | 0.56 | 3731 | 2187 | 0.26 | 6228
366 | Kerchoff 1 | PGE Fresno | {} | 9 | 0 | 0 | 9 | 1 | [5 empty] | 0 | 0 | 0 | 0 |  | 9 | 1 | 0 | 0 | 0 | 0% | 9 | 0 | 0% | 9 | 9 | 1 | 0 | 9 | 100% | 0 | 9 | 1 | 0 | 0 | 0 | 9
367 | Brunswick | PGE NGBA | {} | 59 | 19 | 0.32 | 40 | 0.68 | [5 empty] | 0 | 0 | 0 | 0 |  | 0 | 0 | 59 | 1 | 0 | 0% | 59 | 0 | 0% | 59 | 0 | 0 | 59 | 0 | 0% | 59 | 40 | 0.68 | 19 | 0 | 0 | 59
368 | Tejon | PGE Kern | {} | 21322 | 149 | 0.01 | 21173 | 0.99 | [5 empty] | 0 | 0 | 0 | 0 |  | 14831 | 0.7 | 5191 | 0.24 | 17665 | 83% | 3657 | 14432 | 68% | 6890 | 16885 | 0.79 | 4437 | 21070 | 99% | 252 | 13507 | 0.63 | 7815 | 672 | 0.03 | 20650
369 | Bakersfield | PGE Kern | {} | 0 | 0 | 0 | 0 | 0 | [5 empty] | 0 | 0 | 0 | 0 |  | 0 | 0 | 0 | 0 | 0 | 0% | 0 | 0 | 0% | 0 | 0 | 0 | 0 | 0 | 0% | 0 | 0 | 0 | 0 | 0 | 0 | 0
370 | Drum | PGE NGBA | {} | 7947 | 1340 | 0.17 | 6608 | 0.83 | [5 empty] | 0 | 0 | 0 | 0 |  | 2717 | 0.34 | 192 | 0.02 | 949 | 12% | 6999 | 215 | 3% | 7733 | 2657 | 0.33 | 5290 | 3537 | 45% | 4411 | 4270 | 0.54 | 3678 | 353 | 0.04 | 7594
371 | El Nido (SCE) | SCE Metro | {'Chevmain': [1.8, 16.0], 'La Fresa': [2.9, 15.0], 'El Segundo': [3.0, 15.0], 'Redondo': [3.4, 15.0], 'Windsor': [7.0, 3.0], 'La Cienega': [7.3, 3.0], 'Arcogen': [9.2, 11.0]} | 945 | 406 | 0.43 | 539 | 0.57 | [5 empty] | 0 | 0 | 0 | 0 |  | 0 | 0 | 0 | 0 | 2 | 0% | 942 | 137 | 14% | 808 | 494 | 0.52 | 451 | 496 | 53% | 449 | 0 | 0 | 945 | 0 | 0 | 945
372 | Monserate | SDGE Imperial | {} | 205 | 31 | 0.15 | 174 | 0.85 | [5 empty] | 0 | 0 | 0 | 0 |  | 3 | 0.01 | 0 | 0 | 34 | 16% | 171 | 159 | 77% | 46 | 162 | 0.79 | 43 | 162 | 79% | 43 | 0 | 0 | 205 | 31 | 0.15 | 174
373 | Richmond R | PGE GBA | {'Standard Oil': [2.2, 344.0], 'Standard Oil 2': [2.2, 344.0], 'El Cerrito G': [3.7, 419.0], 'San Pablo': [4.5, 259.0], 'Sobrante': [8.9, 236.0], 'Oakland L': [9.7, 273.0], 'Oakland C': [10.1, 261.0], 'Christie': [10.2, 46.0], 'Oakland X': [11.3, 188.0], 'Potrero': [11.9, 259.0], 'SAN FRAN A (POTRERO PP)': [11.9, 261.0], 'Moraga': [12.5, 132.0], 'Carquinez': [13.2, 27.0], 'Alhambra': [13.8, 24.0], 'Ignacio': [14.0, 41.0], 'Oakland J': [14.1, 162.0], 'Martinez': [15.0, 23.0], 'Martin': [15.7, 142.0], 'Edes': [16.2, 120.0], 'Bahia': [16.5, 23.0], 'Parkway': [17.1, 23.0]} | 9049 | 1966 | 0.22 | 7083 | 0.78 | [5 empty] | 43 | 0 | 0 | 0 |  | 3776 | 0.42 | 0 | 0 | 1694 | 19% | 7355 | 3625 | 40% | 5424 | 3751 | 0.41 | 5299 | 6356 | 70% | 2693 | 2363 | 0.26 | 6687 | 1108 | 0.12 | 7941
374 | Storey | PGE Fresno | {} | 0 | 0 | 0 | 0 | 0 | [5 empty] | 0 | 0 | 0 | 0 |  | 0 | 0 | 0 | 0 | 0 | 0% | 0 | 0 | 0% | 0 | 0 | 0 | 0 | 0 | 0% | 0 | 0 | 0 | 0 | 0 | 0 | 0
375 | Alpine | SDGE Imperial | {} | 2898 | 28 | 0.01 | 2870 | 0.99 | [5 empty] | 0 | 0 | 0 | 0 |  | 47 | 0.02 | 2658 | 0.92 | 1000 | 34% | 1898 | 2448 | 84% | 450 | 2625 | 0.91 | 273 | 2710 | 94% | 187 | 1084 | 0.37 | 1813 | 265 | 0.09 | 2632
376 | Sobrante | PGE GBA | {'Moraga': [4.8, 168.0], 'El Cerrito G': [5.2, 737.0], 'Christie': [6.8, 744.0], 'Oakland X': [7.1, 178.0], 'Oakland L': [7.5, 246.0], 'Alhambra': [7.5, 722.0], 'Lakewood': [8.2, 104.0], 'Oakland C': [8.5, 234.0], 'Richmond R': [8.9, 236.0], 'San Pablo': [8.9, 853.0], 'Martinez': [9.1, 721.0], 'Meadow Lane': [9.3, 692.0], 'Oakland J': [9.9, 156.0], 'Standard Oil': [10.6, 160.0], 'Standard Oil 2': [10.6, 160.0], 'Edes': [11.6, 122.0], 'Bahia': [12.8, 721.0], 'Carquinez': [13.1, 725.0], 'San Leandro U': [14.0, 35.0], 'SAN FRAN A (POTRERO PP)': [14.2, 168.0], 'Potrero': [14.2, 168.0], 'Parkway': [16.2, 721.0], 'Grant': [16.5, 26.0], 'Martin': [17.8, 96.0]} | 15593 | 1794 | 0.12 | 13799 | 0.88 | [5 empty] | 6 | 0 | 0 | 0 |  | 6181 | 0.4 | 0 | 0 | 6409 | 41% | 9184 | 8099 | 52% | 7494 | 6372 | 0.41 | 9221 | 12467 | 80% | 3126 | 3467 | 0.22 | 12126 | 5556 | 0.36 | 10037
377 | San Marcos | SDGE Imperial | {'Shadowridge': [2.5, 8.0], 'Palomar Airport': [5.2, 8.0], 'Melrose': [6.3, 3.0], 'Cannon': [7.8, 8.0], 'Ocean Ranch': [8.0, 3.0], 'Encina': [8.0, 8.0], 'Artesian': [8.3, 4.0], 'San Luis Rey': [9.8, 3.0], 'North City Metering': [11.9, 5.0], 'Penasquitos': [14.6, 3.0]} | 219 | 33 | 0.15 | 185 | 0.85 | [5 empty] | 0 | 0 | 0 | 0 |  | 0 | 0 | 0 | 0 | 34 | 15% | 185 | 168 | 77% | 51 | 174 | 0.8 | 44 | 174 | 80% | 44 | 0 | 0 | 219 | 32 | 0.15 | 186
378 | Fink | PGE Fresno | {} | 6601 | 0 | 0 | 6601 | 1 | [5 empty] | 3 | 0 | 0 | 0 |  | 2504 | 0.38 | 4096 | 0.62 | 6392 | 97% | 209 | 1456 | 22% | 5145 | 2915 | 0.44 | 3685 | 6517 | 99% | 84 | 6583 | 1 | 18 | 1 | 0 | 6600
379 | La Cienega | SCE Metro | {'Windsor': [1.1, 4.0], 'El Segundo': [6.9, 4.0], 'Chevmain': [7.0, 4.0], 'El Nido': [7.3, 3.0]} | 591 | 247 | 0.42 | 344 | 0.58 | [5 empty] | 0 | 0 | 0 | 0 |  | 0 | 0 | 0 | 0 | 3 | 0% | 588 | 77 | 13% | 514 | 315 | 0.53 | 276 | 318 | 54% | 273 | 0 | 0 | 591 | 0 | 0 | 591
380 | Pittsburg | PGE GBA | {'Kirker': [1.2, 1026.0], 'GWF 2': [2.4, 1359.0], 'Collinsville': [4.5, 1354.0], 'Contra Costa': [6.7, 1237.0], 'Birds Landing': [7.1, 1350.0], 'Contra Costa PP': [7.4, 1237.0], 'Clayton': [7.5, 10.0], 'Shiloh III': [9.6, 1337.0], 'Lone Tree': [9.7, 217.0], 'Meadow Lane': [9.8, 10.0], 'Martinez': [12.0, 10.0], 'Alhambra': [13.0, 9.0], 'Lambie': [13.0, 1140.0], 'Lambie Energy': [13.0, 1140.0], 'Bahia': [13.4, 10.0], 'Brentwood': [14.4, 13.0]} | 85601 | 11414 | 0.13 | 74187 | 0.87 | [5 empty] | 18520 | 0.22 | 13068 | 0.15 |  | 37472 | 0.44 | 102 | 0 | 19835 | 23% | 65766 | 40741 | 48% | 44860 | 36865 | 0.43 | 48736 | 53955 | 63% | 31645 | 9468 | 0.11 | 76132 | 24448 | 0.29 | 61152
381 | Morro Bay | PGE Kern | {'Diablo Canyon': [11.0, 13.0], 'Templeton': [16.0, 35.0]} | 10872 | 837 | 0.08 | 10036 | 0.92 | [5 empty] | 39 | 0 | 0 | 0 |  | 9284 | 0.85 | 351 | 0.03 | 6133 | 56% | 4739 | 1436 | 13% | 9436 | 3978 | 0.37 | 6894 | 7864 | 72% | 3008 | 7607 | 0.7 | 3265 | 225 | 0.02 | 10647
382 | Contra Costa | PGE GBA | {'Contra Costa PP': [1.6, 1948.0], 'Lone Tree': [3.9, 352.0], 'GWF 2': [4.4, 1400.0], 'Collinsville': [6.3, 1715.0], 'Pittsburg': [6.7, 1237.0], 'Kirker': [6.8, 904.0], 'Brentwood': [8.0, 139.0], 'Birds Landing': [9.1, 1745.0], 'Clayton': [10.8, 1.0], 'Shiloh III': [12.3, 1450.0], 'Tassajara': [15.5, 75.0], 'Lambie': [16.1, 1120.0], 'Lambie Energy': [16.1, 1120.0], 'Grand Island': [19.2, 151.0]} | 81129 | 10208 | 0.13 | 70921 | 0.87 | [5 empty] | 17046 | 0.21 | 13960 | 0.17 |  | 34613 | 0.43 | 102 | 0 | 21940 | 27% | 59189 | 38611 | 48% | 42518 | 35271 | 0.43 | 45858 | 50103 | 62% | 31026 | 6773 | 0.08 | 74356 | 22980 | 0.28 | 58149
383 | New Sub - Gates - Templeton (Proposed) | PGE Kern | {} | 2493 | 122 | 0.05 | 2371 | 0.95 | [5 empty] | 0 | 0 | 0 | 0 |  | 2386 | 0.96 | 67 | 0.03 | 1866 | 75% | 627 | 191 | 8% | 2302 | 831 | 0.33 | 1662 | 1930 | 77% | 562 | 1976 | 0.79 | 517 | 0 | 0 | 2493
384 | Hinson | SCE Metro | {'Arcogen': [1.2, 397.0], 'Harborgen': [2.8, 398.0], 'Long Beach': [3.7, 398.0], 'Lighthipe': [5.0, 309.0], 'La Fresa': [7.2, 55.0], 'Del Amo': [7.4, 330.0], 'Alamitos': [8.0, 373.0], 'Redondo': [9.7, 1.0], 'Barre': [13.8, 2.0], 'Huntington Beach': [18.5, 2.0], 'Ellis': [18.5, 2.0]} | 1028 | 392 | 0.38 | 636 | 0.62 | [5 empty] | 0 | 0 | 0 | 0 |  | 0 | 0 | 0 | 0 | 0 | 0% | 1028 | 230 | 22% | 798 | 597 | 0.58 | 431 | 597 | 58% | 431 | 0 | 0 | 1028 | 23 | 0.02 | 1005
385 | Chicarita | SDGE Imperial | {} | 422 | 160 | 0.38 | 263 | 0.62 | [5 empty] | 0 | 0 | 0 | 0 |  | 0 | 0 | 0 | 0 | 5 | 1% | 417 | 88 | 21% | 335 | 235 | 0.56 | 187 | 241 | 57% | 182 | 0 | 0 | 422 | 3 | 0.01 | 419
386 | Mendocino | PGE NGBA | {} | 574 | 7 | 0.01 | 566 | 0.99 | [5 empty] | 0 | 0 | 0 | 0 |  | 229 | 0.4 | 287 | 0.5 | 230 | 40% | 344 | 185 | 32% | 389 | 253 | 0.44 | 321 | 452 | 79% | 122 | 533 | 0.93 | 40 | 0 | 0 | 574
387 | Delevan | PGE NGBA | {} | 3190 | 4 | 0 | 3186 | 1 | [5 empty] | 0 | 0 | 0 | 0 |  | 98 | 0.03 | 3091 | 0.97 | 997 | 31% | 2193 | 1057 | 33% | 2133 | 1872 | 0.59 | 1318 | 2694 | 84% | 496 | 3125 | 0.98 | 65 | 18 | 0.01 | 3172
388 | Pastoria | SCE Northern | {} | 89930 | 10188 | 0.11 | 79741 | 0.89 | [5 empty] | 1708 | 0.02 | 1255 | 0.01 |  | 35563 | 0.4 | 15941 | 0.18 | 47774 | 53% | 42156 | 48985 | 54% | 40945 | 36457 | 0.41 | 53472 | 75973 | 84% | 13957 | 41261 | 0.46 | 48668 | 1082 | 0.01 | 88848
389 | Tortilla | SCE NOL | {} | 61143 | 8189 | 0.13 | 52954 | 0.87 | [5 empty] | 221 | 0 | 13 | 0 |  | 0 | 0 | 0 | 0 | 39843 | 65% | 21299 | 15615 | 26% | 45527 | 6913 | 0.11 | 54230 | 43978 | 72% | 17165 | 37031 | 0.61 | 24112 | 1154 | 0.02 | 59989
390 | Cooley Landing | PGE GBA | {'Ravenswood': [1.5, 23.0], 'Menlo': [5.0, 17.0], 'Whisman': [5.8, 1.0], 'Dumbarton': [6.9, 19.0], 'Jefferson': [8.7, 17.0], 'Eastshore': [10.6, 16.0], 'Mt Eden': [11.1, 8.0], 'Mt. Eden': [11.1, 8.0], 'Grant': [13.9, 6.0], 'Burlingame': [15.2, 7.0], 'Castro Valley': [15.6, 6.0], 'San Leandro U': [16.5, 6.0], 'Millbrae': [17.1, 4.0], 'Edes': [18.8, 4.0]} | 725 | 241 | 0.33 | 485 | 0.67 | [5 empty] | 1 | 0 | 0 | 0 |  | 79 | 0.11 | 0 | 0 | 184 | 25% | 541 | 243 | 34% | 482 | 290 | 0.4 | 435 | 357 | 49% | 368 | 136 | 0.19 | 589 | 116 | 0.16 | 609
391 | Cielo Azul | SCE Arizona | {} | 0 | 0 | 0 | 0 | 0 | [5 empty] | 0 | 0 | 0 | 0 |  | 0 | 0 | 0 | 0 | 0 | 0% | 0 | 0 | 0% | 0 | 0 | 0 | 0 | 0 | 0% | 0 | 0 | 0 | 0 | 0 | 0 | 0
392 | Sycamore | PGE Kern | {} | 113 | 0 | 0 | 113 | 1 | [5 empty] | 0 | 0 | 0 | 0 |  | 0 | 0 | 113 | 1 | 113 | 100% | 0 | 0 | 0% | 113 | 113 | 1 | 0 | 113 | 100% | 0 | 113 | 1 | 0 | 0 | 0 | 113
393 | Valley Switch | SCE EOP | {'Valley (VEA)': [4.9, 1.0], 'Lathrop': [9.4, 5.0], 'Jackass (DOE)': [17.7, 5.0]} | 55447 | 6164 | 0.11 | 49284 | 0.89 | [5 empty] | 0 | 0 | 0 | 0 |  | 0 | 0 | 0 | 0 | 0 | 0% | 55447 | 0 | 0% | 55447 | 0 | 0 | 55447 | 0 | 0% | 55447 | 2867 | 0.05 | 52580 | 12 | 0 | 55436
394 | Hartley | PGE NGBA | {} | 9384 | 650 | 0.07 | 8734 | 0.93 | [5 empty] | 90 | 0.01 | 10 | 0 |  | 1723 | 0.18 | 6371 | 0.68 | 6615 | 70% | 2768 | 1967 | 21% | 7417 | 2882 | 0.31 | 6502 | 7312 | 78% | 2072 | 4661 | 0.5 | 4723 | 21 | 0 | 9362
395 | Copus | PGE Kern | {} | 110 | 25 | 0.23 | 86 | 0.77 | [5 empty] | 0 | 0 | 0 | 0 |  | 8 | 0.07 | 102 | 0.93 | 58 | 52% | 52 | 0 | 0% | 110 | 0 | 0 | 110 | 58 | 52% | 52 | 85 | 0.77 | 25 | 0 | 0 | 110
396 | Bay Boulevard | SDGE Imperial | {'Imperial Beach': [1.7, 64.0], 'Otay': [2.3, 38.0], 'Telegraph Canyon': [5.0, 37.0], 'San Ysidro': [5.1, 32.0], 'Silvergate': [6.6, 127.0], 'Salt Creek': [8.1, 24.0], 'Miguel': [8.1, 28.0], 'Vine': [10.3, 124.0], 'Spring Valley': [10.5, 1.0], 'Otay Mesa': [10.9, 2.0], 'Point Loma': [12.2, 124.0], 'Old Town': [12.3, 124.0], 'Mission': [12.4, 123.0], 'Murray': [13.3, 2.0], 'Elliot': [14.4, 80.0], 'Elliott': [14.4, 81.0], 'Kearny': [15.7, 83.0], 'Mesa Heights': [15.8, 83.0]} | 774 | 202 | 0.26 | 572 | 0.74 | [5 empty] | 0 | 0 | 0 | 0 |  | 0 | 0 | 0 | 0 | 54 | 7% | 720 | 280 | 36% | 494 | 508 | 0.66 | 266 | 514 | 66% | 261 | 3 | 0 | 772 | 59 | 0.08 | 715
397 | Mission | SDGE Imperial | {'Kearny': [3.4, 155.0], 'Mesa Heights': [3.4, 156.0], 'Old Town': [3.4, 211.0], 'Elliot': [3.6, 121.0], 'Elliott': [3.6, 122.0], 'Vine': [4.0, 211.0], 'Silvergate': [6.2, 188.0], 'Point Loma': [6.3, 211.0], 'Murray': [6.6, 2.0], 'Spring Valley': [8.4, 1.0], 'Penasquitos': [10.5, 23.0], 'Miguel': [11.5, 26.0], 'Salt Creek': [11.6, 23.0], 'Telegraph Canyon': [12.3, 32.0], 'Bay Boulevard': [12.4, 123.0], 'North City Metering': [13.0, 23.0], 'Otay': [13.9, 33.0], 'Imperial Beach': [14.1, 58.0], 'San Ysidro': [16.7, 27.0]} | 742 | 198 | 0.27 | 543 | 0.73 | [5 empty] | 0 | 0 | 0 | 0 |  | 0 | 0 | 0 | 0 | 42 | 6% | 700 | 259 | 35% | 482 | 485 | 0.65 | 257 | 490 | 66% | 252 | 0 | 0 | 742 | 49 | 0.07 | 693
398 | Eight Mile | PGE GBA | {'Lodi': [2.1, 167.0]} | 25235 | 3721 | 0.15 | 21514 | 0.85 | [5 empty] | 5987 | 0.24 | 10879 | 0.43 |  | 367 | 0.01 | 0 | 0 | 51 | 0% | 25184 | 9828 | 39% | 15407 | 9828 | 0.39 | 15407 | 9846 | 39% | 15389 | 0 | 0 | 25235 | 2116 | 0.08 | 23119
399 | Valley Center | SDGE Imperial | {} | 18 | 3 | 0.14 | 15 | 0.86 | [5 empty] | 0 | 0 | 0 | 0 |  | 0 | 0 | 0 | 0 | 0 | 0% | 18 | 15 | 82% | 3 | 15 | 0.82 | 3 | 15 | 82% | 3 | 0 | 0 | 18 | 1 | 0.04 | 17
400 | Wilson | PGE Fresno | {} | 0 | 0 | 0 | 0 | 0 | [5 empty] | 0 | 0 | 0 | 0 |  | 0 | 0 | 0 | 0 | 0 | 0% | 0 | 0 | 0% | 0 | 0 | 0 | 0 | 0 | 0% | 0 | 0 | 0 | 0 | 0 | 0 | 0
401 | Donnells-Curtis | PGE GBA | {} | 3072 | 372 | 0.12 | 2700 | 0.88 | [5 empty] | 0 | 0 | 0 | 0 |  | 1238 | 0.4 | 293 | 0.1 | 0 | 0% | 3072 | 581 | 19% | 2491 | 955 | 0.31 | 2117 | 1111 | 36% | 1961 | 1861 | 0.61 | 1211 | 239 | 0.08 | 2833
402 | Lee Lake (Proposed) | SCE Eastern | {} | 0 | 0 | 0 | 0 | 0 | [5 empty] | 0 | 0 | 0 | 0 |  | 0 | 0 | 0 | 0 | 0 | 0% | 0 | 0 | 0% | 0 | 0 | 0 | 0 | 0 | 0% | 0 | 0 | 0 | 0 | 0 | 0 | 0
403 | Orosi | PGE Fresno | {} | 0 | 0 | 0 | 0 | 0 | [5 empty] | 0 | 0 | 0 | 0 |  | 0 | 0 | 0 | 0 | 0 | 0% | 0 | 0 | 0% | 0 | 0 | 0 | 0 | 0 | 0% | 0 | 0 | 0 | 0 | 0 | 0 | 0
404 | Ukiah | PGE NGBA | {} | 4653 | 673 | 0.14 | 3980 | 0.86 | [5 empty] | 19 | 0 | 0 | 0 |  | 1467 | 0.32 | 2536 | 0.55 | 2278 | 49% | 2375 | 989 | 21% | 3664 | 1478 | 0.32 | 3175 | 3241 | 70% | 1412 | 3609 | 0.78 | 1044 | 1 | 0 | 4651
405 | New Sub - Gates - Midway (Proposed) | PGE Kern | {} | 0 | 0 | 0 | 0 | 0 | [5 empty] | 0 | 0 | 0 | 0 |  | 0 | 0 | 0 | 0 | 0 | 0% | 0 | 0 | 0% | 0 | 0 | 0 | 0 | 0 | 0% | 0 | 0 | 0 | 0 | 0 | 0 | 0
406 | Humboldt | PGE NGBA | {'Harris': [1.0, 140.0], 'Humboldt Bay': [5.9, 139.0], 'Arcata': [6.0, 110.0]} | 3973 | 1462 | 0.37 | 2511 | 0.63 | [5 empty] | 0 | 0 | 0 | 0 |  | 324 | 0.08 | 0 | 0 | 282 | 7% | 3690 | 234 | 6% | 3739 | 282 | 0.07 | 3691 | 475 | 12% | 3498 | 1790 | 0.45 | 2183 | 300 | 0.08 | 3673
407 | Chowchilla | PGE Fresno | {} | 0 | 0 | 0 | 0 | 0 | [5 empty] | 0 | 0 | 0 | 0 |  | 0 | 0 | 0 | 0 | 0 | 0% | 0 | 0 | 0% | 0 | 0 | 0 | 0 | 0 | 0% | 0 | 0 | 0 | 0 | 0 | 0 | 0
408 | Mesa (SCE) | SCE Metro | {} | 160 | 80 | 0.5 | 80 | 0.5 | [5 empty] | 0 | 0 | 0 | 0 |  | 0 | 0 | 0 | 0 | 0 | 0% | 160 | 54 | 34% | 106 | 78 | 0.49 | 82 | 78 | 49% | 82 | 0 | 0 | 160 | 0 | 0 | 160
409 | Colorado River | SCE Eastern | {'Blythe': [12.5, 4198.0]} | 123927 | 13442 | 0.11 | 110485 | 0.89 | [5 empty] | 14 | 0 | 6 | 0 |  | 0 | 0 | 0 | 0 | 55348 | 45% | 68579 | 39383 | 32% | 84544 | 37018 | 0.3 | 86909 | 65164 | 53% | 58763 | 95802 | 0.77 | 28125 | 204 | 0 | 123723
410 | Placerville | PGE NGBA | {} | 0 | 0 | 0 | 0 | 0 | [5 empty] | 0 | 0 | 0 | 0 |  | 0 | 0 | 0 | 0 | 0 | 0% | 0 | 0 | 0% | 0 | 0 | 0 | 0 | 0 | 0% | 0 | 0 | 0 | 0 | 0 | 0 | 0
411 | Inyokern | SCE NOL | {} | 12405 | 2579 | 0.21 | 9826 | 0.79 | [5 empty] | 0 | 0 | 0 | 0 |  | 109 | 0.01 | 0 | 0 | 7909 | 64% | 4496 | 3128 | 25% | 9277 | 1299 | 0.1 | 11106 | 8536 | 69% | 3870 | 5305 | 0.43 | 7100 | 2 | 0 | 12403
412 | Mandalay | SCE Northern | {'Ormond Beach': [7.1, 84.0], 'Santa Clara': [7.5, 11.0]} | 618 | 134 | 0.22 | 484 | 0.78 | [5 empty] | 5 | 0.01 | 0 | 0 |  | 0 | 0 | 0 | 0 | 241 | 39% | 377 | 226 | 37% | 392 | 282 | 0.46 | 336 | 473 | 76% | 145 | 27 | 0.04 | 591 | 71 | 0.11 | 547
413 | Creelman | SDGE Imperial | {} | 2368 | 0 | 0 | 2368 | 1 | [5 empty] | 6 | 0 | 0 | 0 |  | 115 | 0.05 | 2221 | 0.94 | 2146 | 91% | 222 | 1478 | 62% | 890 | 1782 | 0.75 | 586 | 2368 | 100% | 0 | 740 | 0.31 | 1628 | 856 | 0.36 | 1512
414 | Harborgen | SCE Metro | {'Long Beach': [0.9, 400.0], 'Arcogen': [2.8, 397.0], 'Hinson': [2.8, 398.0], 'Alamitos': [7.4, 373.0], 'Lighthipe': [7.7, 309.0], 'La Fresa': [8.7, 57.0], 'Del Amo': [8.9, 330.0], 'Redondo': [10.4, 3.0], 'Barre': [14.2, 2.0], 'Huntington Beach': [17.0, 2.0], 'Ellis': [17.5, 2.0]} | 1039 | 390 | 0.37 | 650 | 0.63 | [5 empty] | 0 | 0 | 0 | 0 |  | 0 | 0 | 0 | 0 | 0 | 0% | 1039 | 231 | 22% | 808 | 610 | 0.59 | 429 | 610 | 59% | 429 | 0 | 0 | 1039 | 25 | 0.02 | 1014
415 | Capistrano | SDGE Imperial | {'Q1806': [1.6, 45.0], 'Margarita': [3.4, 39.0], 'Trabuco': [3.5, 43.0], 'Rancho Mission Viejo': [3.9, 40.0], 'North of SONGS': [6.8, 39.0], 'Talega': [6.8, 39.0], 'San Onofre': [11.8, 14.0], 'Santiago': [12.1, 7.0]} | 354 | 61 | 0.17 | 293 | 0.83 | [5 empty] | 0 | 0 | 0 | 0 |  | 3 | 0.01 | 0 | 0 | 9 | 3% | 345 | 89 | 25% | 265 | 267 | 0.75 | 87 | 275 | 78% | 78 | 0 | 0 | 354 | 26 | 0.07 | 328
416 | Red Bluff | PGE NGBA | {} | 7648 | 490 | 0.06 | 7158 | 0.94 | [5 empty] | 318 | 0.04 | 45 | 0.01 |  | 7499 | 0.98 | 54 | 0.01 | 3473 | 45% | 4175 | 45 | 1% | 7603 | 801 | 0.1 | 6847 | 4274 | 56% | 3374 | 4268 | 0.56 | 3381 | 2113 | 0.28 | 5535
417 | Scripps | SDGE Imperial | {} | 565 | 197 | 0.35 | 368 | 0.65 | [5 empty] | 0 | 0 | 0 | 0 |  | 0 | 0 | 0 | 0 | 14 | 3% | 550 | 124 | 22% | 441 | 313 | 0.55 | 252 | 318 | 56% | 246 | 0 | 0 | 565 | 28 | 0.05 | 536
418 | Johanna | SCE Metro | {'Ellis': [5.5, 18.0], 'Santiago': [5.9, 18.0], 'Huntington Beach': [8.6, 18.0]} | 585 | 150 | 0.26 | 435 | 0.74 | [5 empty] | 0 | 0 | 0 | 0 |  | 0 | 0 | 0 | 0 | 9 | 2% | 576 | 196 | 33% | 389 | 405 | 0.69 | 181 | 414 | 71% | 172 | 0 | 0 | 585 | 31 | 0.05 | 554
419 | Cottle | PGE GBA | {} | 0 | 0 | 0 | 0 | 0 | [5 empty] | 0 | 0 | 0 | 0 |  | 0 | 0 | 0 | 0 | 0 | 0% | 0 | 0 | 0% | 0 | 0 | 0 | 0 | 0 | 0% | 0 | 0 | 0 | 0 | 0 | 0 | 0
420 | Kingsburg | PGE Fresno | {} | 0 | 0 | 0 | 0 | 0 | [5 empty] | 0 | 0 | 0 | 0 |  | 0 | 0 | 0 | 0 | 0 | 0% | 0 | 0 | 0% | 0 | 0 | 0 | 0 | 0 | 0% | 0 | 0 | 0 | 0 | 0 | 0 | 0
421 | Panoche | PGE Fresno | {} | 122 | 0 | 0 | 122 | 1 | [5 empty] | 0 | 0 | 0 | 0 |  | 94 | 0.77 | 28 | 0.23 | 122 | 100% | 0 | 3 | 2% | 120 | 3 | 0.02 | 120 | 122 | 100% | 0 | 122 | 1 | 0 | 0 | 0 | 122
422 | Fulton | PGE NGBA | {} | 9877 | 59 | 0.01 | 9818 | 0.99 | [5 empty] | 239 | 0.02 | 0 | 0 |  | 2867 | 0.29 | 0 | 0 | 8919 | 90% | 958 | 4308 | 44% | 5569 | 6593 | 0.67 | 3284 | 9594 | 97% | 283 | 6659 | 0.67 | 3218 | 301 | 0.03 | 9576
423 | Ripon | PGE GBA | {} | 1660 | 0 | 0 | 1660 | 1 | [5 empty] | 0 | 0 | 0 | 0 |  | 1392 | 0.84 | 268 | 0.16 | 1660 | 100% | 0 | 647 | 39% | 1013 | 895 | 0.54 | 765 | 1660 | 100% | 0 | 1660 | 1 | 0 | 1 | 0 | 1660
424 | Shafter | PGE Kern | {} | 0 | 0 | 0 | 0 | 0 | [5 empty] | 0 | 0 | 0 | 0 |  | 0 | 0 | 0 | 0 | 0 | 0% | 0 | 0 | 0% | 0 | 0 | 0 | 0 | 0 | 0% | 0 | 0 | 0 | 0 | 0 | 0 | 0
425 | San Luis Rey | SDGE Imperial | {'Ocean Ranch': [2.3, 29.0], 'Melrose': [4.7, 29.0], 'Cannon': [5.1, 29.0], 'Encina': [5.2, 29.0], 'Palomar Airport': [6.7, 24.0], 'Pendleton': [6.8, 27.0], 'Shadowridge': [7.3, 17.0], 'San Marcos': [9.8, 3.0], 'North City Metering': [18.7, 0.0]} | 234 | 34 | 0.15 | 200 | 0.85 | [5 empty] | 0 | 0 | 0 | 0 |  | 3 | 0.01 | 0 | 0 | 34 | 14% | 200 | 180 | 77% | 54 | 187 | 0.8 | 47 | 187 | 80% | 47 | 0 | 0 | 234 | 32 | 0.14 | 202
426 | Woodward | PGE Fresno | {} | 0 | 0 | 0 | 0 | 0 | [5 empty] | 0 | 0 | 0 | 0 |  | 0 | 0 | 0 | 0 | 0 | 0% | 0 | 0 | 0% | 0 | 0 | 0 | 0 | 0 | 0% | 0 | 0 | 0 | 0 | 0 | 0 | 0
427 | Helm | PGE Fresno | {} | 0 | 0 | 0 | 0 | 0 | [5 empty] | 0 | 0 | 0 | 0 |  | 0 | 0 | 0 | 0 | 0 | 0% | 0 | 0 | 0% | 0 | 0 | 0 | 0 | 0 | 0% | 0 | 0 | 0 | 0 | 0 | 0 | 0
428 | FMC | PGE GBA | {} | 2491 | 45 | 0.02 | 2446 | 0.98 | [5 empty] | 0 | 0 | 0 | 0 |  | 2075 | 0.83 | 289 | 0.12 | 2126 | 85% | 365 | 763 | 31% | 1728 | 797 | 0.32 | 1694 | 2163 | 87% | 328 | 2293 | 0.92 | 198 | 88 | 0.04 | 2403
429 | Mohave | SCE EOP | {} | 11356 | 5600 | 0.49 | 5756 | 0.51 | [5 empty] | 0 | 0 | 0 | 0 |  | 0 | 0 | 0 | 0 | 829 | 7% | 10527 | 237 | 2% | 11119 | 0 | 0 | 11356 | 835 | 7% | 10521 | 760 | 0.07 | 10596 | 0 | 0 | 11356
430 | Wakefield | SCE Northern | {} | 2197 | 120 | 0.05 | 2076 | 0.95 | [5 empty] | 5 | 0 | 0 | 0 |  | 1638 | 0.75 | 37 | 0.02 | 1143 | 52% | 1054 | 226 | 10% | 1970 | 282 | 0.13 | 1915 | 1375 | 63% | 822 | 731 | 0.33 | 1466 | 139 | 0.06 | 2058
431 | Kern PP | PGE Kern | {} | 0 | 0 | 0 | 0 | 0 | [5 empty] | 0 | 0 | 0 | 0 |  | 0 | 0 | 0 | 0 | 0 | 0% | 0 | 0 | 0% | 0 | 0 | 0 | 0 | 0 | 0% | 0 | 0 | 0 | 0 | 0 | 0 | 0
432 | Diablo Canyon | PGE Kern | {'Morro Bay': [11.0, 13.0], 'San Luis Obispo': [12.3, 82.0], 'Oceano': [16.9, 11.0], 'Callender': [18.8, 1.0]} | 8113 | 327 | 0.04 | 7786 | 0.96 | [5 empty] | 7 | 0 | 0 | 0 |  | 6758 | 0.83 | 315 | 0.04 | 4255 | 52% | 3859 | 964 | 12% | 7149 | 3257 | 0.4 | 4857 | 5823 | 72% | 2291 | 5818 | 0.72 | 2295 | 203 | 0.03 | 7910
433 | Reedley | PGE Fresno | {} | 0 | 0 | 0 | 0 | 0 | [5 empty] | 0 | 0 | 0 | 0 |  | 0 | 0 | 0 | 0 | 0 | 0% | 0 | 0 | 0% | 0 | 0 | 0 | 0 | 0 | 0% | 0 | 0 | 0 | 0 | 0 | 0 | 0
434 | Oakland J | PGE GBA | {'Edes': [2.0, 303.0], 'Oakland X': [3.1, 366.0], 'Oakland C': [4.4, 366.0], 'Oakland L': [4.5, 365.0], 'San Leandro U': [5.1, 149.0], 'Moraga': [6.6, 215.0], 'Grant': [7.0, 122.0], 'SAN FRAN A (POTRERO PP)': [9.3, 320.0], 'Potrero': [9.3, 320.0], 'Castro Valley': [9.7, 58.0], 'Sobrante': [9.9, 156.0], 'Mt Eden': [11.0, 64.0], 'Mt. Eden': [11.0, 64.0], 'Eastshore': [11.0, 66.0], 'Martin': [11.4, 251.0], 'El Cerrito G': [11.7, 219.0], 'Richmond R': [14.1, 162.0], 'Burlingame': [14.5, 17.0], 'Millbrae': [14.6, 27.0], 'Standard Oil': [16.3, 41.0], 'Standard Oil 2': [16.3, 41.0], 'San Pablo': [16.8, 40.0]} | 4546 | 1480 | 0.33 | 3066 | 0.67 | [5 empty] | 4 | 0 | 0 | 0 |  | 2246 | 0.49 | 0 | 0 | 316 | 7% | 4230 | 1774 | 39% | 2772 | 2709 | 0.6 | 1837 | 2804 | 62% | 1742 | 807 | 0.18 | 3739 | 220 | 0.05 | 4326
435 | Sandy | SCE EOP | {} | 15453 | 1333 | 0.09 | 14120 | 0.91 | [5 empty] | 0 | 0 | 0 | 0 |  | 0 | 0 | 0 | 0 | 3071 | 20% | 12381 | 16 | 0% | 15437 | 5900 | 0.38 | 9553 | 7500 | 49% | 7953 | 12204 | 0.79 | 3248 | 60 | 0 | 15393
436 | Cayetano | PGE GBA | {'Las Positas': [3.3, 21.0], 'Los Positas': [3.4, 21.0], 'Vasco': [3.5, 21.0], 'North Dublin': [4.7, 21.0], 'Altamont': [5.1, 21.0], 'Altamont Midway (Sandhill)': [5.2, 21.0], 'Vineyard': [6.6, 21.0], 'Windmaster': [8.2, 21.0], 'Tassajara': [8.6, 21.0], 'San Ramon': [8.9, 21.0]} | 35065 | 96 | 0 | 34969 | 1 | [5 empty] | 795 | 0.02 | 1028 | 0.03 |  | 30986 | 0.88 | 1453 | 0.04 | 30225 | 86% | 4840 | 30355 | 87% | 4710 | 32789 | 0.94 | 2276 | 34791 | 99% | 274 | 15812 | 0.45 | 19253 | 992 | 0.03 | 34073
437 | Pit 1 | PGE NGBA | {} | 5069 | 696 | 0.14 | 4373 | 0.86 | [5 empty] | 0 | 0 | 0 | 0 |  | 2882 | 0.57 | 0 | 0 | 2160 | 43% | 2908 | 1441 | 28% | 3627 | 780 | 0.15 | 4288 | 3524 | 70% | 1545 | 2522 | 0.5 | 2546 | 34 | 0.01 | 5034
438 | Metcalf | PGE GBA | {} | 2855 | 33 | 0.01 | 2822 | 0.99 | [5 empty] | 0 | 0 | 0 | 0 |  | 1996 | 0.7 | 823 | 0.29 | 2467 | 86% | 388 | 939 | 33% | 1915 | 952 | 0.33 | 1902 | 2589 | 91% | 265 | 2748 | 0.96 | 107 | 24 | 0.01 | 2831
439 | Delaney | SCE Arizona | {} | 0 | 0 | 0 | 0 | 0 | [5 empty] | 0 | 0 | 0 | 0 |  | 0 | 0 | 0 | 0 | 0 | 0% | 0 | 0 | 0% | 0 | 0 | 0 | 0 | 0 | 0% | 0 | 0 | 0 | 0 | 0 | 0 | 0
440 | Oakland L | PGE GBA | {'Oakland C': [1.0, 465.0], 'Oakland X': [2.2, 392.0], 'Oakland J': [4.5, 365.0], 'Moraga': [6.5, 235.0], 'Edes': [6.5, 303.0], 'SAN FRAN A (POTRERO PP)': [7.3, 353.0], 'Potrero': [7.3, 354.0], 'Sobrante': [7.5, 246.0], 'El Cerrito G': [7.6, 329.0], 'San Leandro U': [9.6, 149.0], 'Richmond R': [9.7, 273.0], 'Martin': [10.6, 272.0], 'Grant': [11.4, 122.0], 'Standard Oil': [11.8, 152.0], 'Standard Oil 2': [11.8, 152.0], 'San Pablo': [12.7, 130.0], 'Christie': [13.8, 20.0], 'Castro Valley': [14.1, 57.0], 'Eastshore': [15.4, 66.0], 'Mt Eden': [15.5, 64.0], 'Mt. Eden': [15.5, 64.0], 'Millbrae': [15.7, 27.0], 'Burlingame': [16.1, 17.0]} | 5389 | 1857 | 0.34 | 3533 | 0.66 | [5 empty] | 4 | 0 | 0 | 0 |  | 2104 | 0.39 | 0 | 0 | 212 | 4% | 5177 | 1716 | 32% | 3674 | 3156 | 0.59 | 2234 | 3265 | 61% | 2124 | 702 | 0.13 | 4687 | 306 | 0.06 | 5083
441 | Lemoore | PGE Fresno | {} | 0 | 0 | 0 | 0 | 0 | [5 empty] | 0 | 0 | 0 | 0 |  | 0 | 0 | 0 | 0 | 0 | 0% | 0 | 0 | 0% | 0 | 0 | 0 | 0 | 0 | 0% | 0 | 0 | 0 | 0 | 0 | 0 | 0
442 | Tesla | PGE GBA | {} | 36753 | 96 | 0 | 36657 | 1 | [5 empty] | 793 | 0.02 | 1026 | 0.03 |  | 30613 | 0.83 | 3548 | 0.1 | 32778 | 89% | 3975 | 28901 | 79% | 7852 | 31959 | 0.87 | 4795 | 36493 | 99% | 260 | 18357 | 0.5 | 18397 | 919 | 0.02 | 35834
443 | Camanche | PGE GBA | {} | 0 | 0 | 0 | 0 | 0 | [5 empty] | 0 | 0 | 0 | 0 |  | 0 | 0 | 0 | 0 | 0 | 0% | 0 | 0 | 0% | 0 | 0 | 0 | 0 | 0 | 0% | 0 | 0 | 0 | 0 | 0 | 0 | 0
444 | Solar | PGE Kern | {'Carrizo Plains': [1.1, 135.0], 'Caliente': [8.0, 135.0], 'Kernridge': [18.4, 36.0]} | 7937 | 595 | 0.08 | 7341 | 0.92 | [5 empty] | 735 | 0.09 | 0 | 0 |  | 4176 | 0.53 | 2499 | 0.31 | 4667 | 59% | 3270 | 176 | 2% | 7761 | 1313 | 0.17 | 6624 | 5333 | 67% | 2603 | 5152 | 0.65 | 2785 | 28 | 0 | 7909
445 | Mesa Heights | SDGE Imperial | {'Kearny': [1.5, 155.0], 'Mission': [3.4, 156.0], 'Elliot': [4.1, 121.0], 'Elliott': [4.1, 122.0], 'Old Town': [4.9, 156.0], 'Vine': [6.4, 156.0], 'Penasquitos': [7.1, 23.0], 'Point Loma': [7.5, 156.0], 'Murray': [8.2, 2.0], 'Silvergate': [9.4, 133.0], 'North City Metering': [9.7, 23.0], 'Spring Valley': [10.9, 1.0], 'Bay Boulevard': [15.8, 83.0], 'Otay': [17.2, 1.0], 'Imperial Beach': [17.4, 23.0]} | 588 | 199 | 0.34 | 390 | 0.66 | [5 empty] | 0 | 0 | 0 | 0 |  | 0 | 0 | 0 | 0 | 14 | 2% | 574 | 133 | 23% | 455 | 331 | 0.56 | 258 | 336 | 57% | 252 | 0 | 0 | 588 | 31 | 0.05 | 557
446 | Cove Road | PGE NGBA | {'Round Mt.': [4.9, 537.0], 'New Sub - Pit 1 - Cottonwood (Proposed)': [6.8, 559.0], 'Pit 4': [8.7, 194.0], 'Carberry': [9.2, 559.0], 'Burney Forest': [11.1, 559.0], 'Burney Forest Power': [11.1, 559.0], 'Pit 3': [12.6, 22.0]} | 8537 | 1026 | 0.12 | 7511 | 0.88 | [5 empty] | 0 | 0 | 0 | 0 |  | 5954 | 0.7 | 1239 | 0.15 | 4217 | 49% | 4320 | 1824 | 21% | 6713 | 1663 | 0.19 | 6874 | 5980 | 70% | 2557 | 4460 | 0.52 | 4077 | 71 | 0.01 | 8465
447 | Gold Hill | PGE NGBA | {} | 0 | 0 | 0 | 0 | 0 | [5 empty] | 0 | 0 | 0 | 0 |  | 0 | 0 | 0 | 0 | 0 | 0% | 0 | 0 | 0% | 0 | 0 | 0 | 0 | 0 | 0% | 0 | 0 | 0 | 0 | 0 | 0 | 0
448 | Control | SCE NOL | {'Inyo': [2.2, 157.0]} | 5149 | 157 | 0.03 | 4992 | 0.97 | [5 empty] | 0 | 0 | 0 | 0 |  | 119 | 0.02 | 0 | 0 | 0 | 0% | 5149 | 926 | 18% | 4224 | 2569 | 0.5 | 2580 | 3040 | 59% | 2109 | 4810 | 0.93 | 339 | 1037 | 0.2 | 4112
449 | Lambie | PGE NGBA | {'Lambie': [0.0, 7266.0], 'Shiloh III': [3.8, 6178.0], 'Birds Landing': [7.0, 6178.0], 'Peabody': [7.1, 2254.0], 'Collinsville': [9.9, 5042.0], 'Vaca-Dixon & Gc Yard': [12.8, 1089.0], 'Pittsburg': [13.0, 1140.0], 'Kirker': [14.1, 822.0], 'GWF 2': [14.3, 1166.0], 'Grand Island': [14.9, 794.0], 'Contra Costa PP': [15.4, 1123.0], 'Contra Costa': [16.1, 1120.0], 'Lone Tree': [20.0, 8.0]} | 121128 | 11999 | 0.1 | 109129 | 0.9 | [5 empty] | 26907 | 0.22 | 31129 | 0.26 |  | 48236 | 0.4 | 0 | 0 | 27601 | 23% | 93527 | 38709 | 32% | 82419 | 36968 | 0.31 | 84160 | 63334 | 52% | 57794 | 13053 | 0.11 | 108075 | 30169 | 0.25 | 90959
450 | Summit | PGE NGBA | {} | 38491 | 8867 | 0.23 | 29624 | 0.77 | [5 empty] | 0 | 0 | 0 | 0 |  | 6047 | 0.16 | 1583 | 0.04 | 7905 | 21% | 30586 | 4235 | 11% | 34257 | 12868 | 0.33 | 25623 | 19576 | 51% | 18915 | 19844 | 0.52 | 18647 | 2450 | 0.06 | 36041
451 | Pauda | SCE Metro | {} | 5900 | 0 | 0 | 5900 | 1 | [5 empty] | 0 | 0 | 0 | 0 |  | 2530 | 0.43 | 2490 | 0.42 | 3341 | 57% | 2558 | 3981 | 67% | 1918 | 3934 | 0.67 | 1966 | 5804 | 98% | 96 | 2317 | 0.39 | 3583 | 4 | 0 | 5896
452 | Ocotillo Express | SDGE Imperial | {'East County': [9.1, 45.0], 'Boulevard': [14.4, 5.0]} | 55129 | 13677 | 0.25 | 41451 | 0.75 | [5 empty] | 3 | 0 | 6 | 0 |  | 16344 | 0.3 | 12503 | 0.23 | 8177 | 15% | 46952 | 4986 | 9% | 50143 | 12612 | 0.23 | 42516 | 21507 | 39% | 33622 | 26547 | 0.48 | 28581 | 1489 | 0.03 | 53639
453 | Corcoran | PGE Fresno | {} | 0 | 0 | 0 | 0 | 0 | [5 empty] | 0 | 0 | 0 | 0 |  | 0 | 0 | 0 | 0 | 0 | 0% | 0 | 0 | 0% | 0 | 0 | 0 | 0 | 0 | 0% | 0 | 0 | 0 | 0 | 0 | 0 | 0
454 | Penasquitos | SDGE Imperial | {'North City Metering': [2.8, 26.0], 'Mesa Heights': [7.1, 23.0], 'Kearny': [7.8, 23.0], 'Artesian': [8.6, 3.0], 'Mission': [10.5, 23.0], 'Old Town': [10.7, 23.0], 'Point Loma': [12.3, 23.0], 'Vine': [12.7, 23.0], 'San Marcos': [14.6, 3.0], 'Palomar Airport': [14.7, 3.0], 'Shadowridge': [15.5, 3.0], 'Cannon': [16.5, 3.0], 'Encina': [16.6, 3.0]} | 542 | 199 | 0.37 | 343 | 0.63 | [5 empty] | 0 | 0 | 0 | 0 |  | 0 | 0 | 0 | 0 | 14 | 3% | 529 | 115 | 21% | 427 | 286 | 0.53 | 257 | 291 | 54% | 251 | 0 | 0 | 542 | 28 | 0.05 | 515
455 | Sonora | SCE Eastern | {} | 26475 | 8966 | 0.34 | 17508 | 0.66 | [5 empty] | 6 | 0 | 6 | 0 |  | 0 | 0 | 0 | 0 | 5164 | 20% | 21311 | 2307 | 9% | 24168 | 4811 | 0.18 | 21663 | 8901 | 34% | 17573 | 13631 | 0.51 | 12844 | 883 | 0.03 | 25591
456 | Tranquility | PGE Fresno | {} | 75 | 0 | 0 | 75 | 1 | [5 empty] | 0 | 0 | 0 | 0 |  | 0 | 0 | 75 | 1 | 75 | 100% | 0 | 0 | 0% | 75 | 0 | 0 | 75 | 75 | 100% | 0 | 75 | 1 | 0 | 0 | 0 | 75
457 | Manning | PGE Fresno | {} | 435 | 0 | 0 | 435 | 1 | [5 empty] | 0 | 0 | 0 | 0 |  | 45 | 0.1 | 389 | 0.9 | 386 | 89% | 48 | 48 | 11% | 386 | 68 | 0.16 | 367 | 435 | 100% | 0 | 435 | 1 | 0 | 0 | 0 | 435
458 | Rerc | SCE Eastern | {} | 693 | 0 | 0 | 693 | 1 | [5 empty] | 0 | 0 | 0 | 0 |  | 27 | 0.04 | 661 | 0.95 | 693 | 100% | 0 | 333 | 48% | 360 | 190 | 0.27 | 503 | 693 | 100% | 0 | 331 | 0.48 | 362 | 1 | 0 | 692
459 | Valley Center | SDGE Imperial | {} | 18 | 3 | 0.14 | 15 | 0.86 | [5 empty] | 0 | 0 | 0 | 0 |  | 0 | 0 | 0 | 0 | 0 | 0% | 18 | 15 | 82% | 3 | 15 | 0.82 | 3 | 15 | 82% | 3 | 0 | 0 | 18 | 1 | 0.04 | 17
460 | Bannister | SCE Eastern | {} | 29917 | 11841 | 0.4 | 18076 | 0.6 | [5 empty] | 12 | 0 | 19 | 0 |  | 0 | 0 | 0 | 0 | 2474 | 8% | 27443 | 2463 | 8% | 27453 | 4989 | 0.17 | 24927 | 6546 | 22% | 23371 | 13803 | 0.46 | 16114 | 1175 | 0.04 | 28741
461 | Talega | SDGE Imperial | {'North of SONGS': [0.3, 45.0], 'Rancho Mission Viejo': [5.3, 40.0], 'San Onofre': [5.9, 20.0], 'Capistrano': [6.8, 39.0], 'Margarita': [7.5, 38.0], 'Q1806': [8.2, 38.0], 'Trabuco': [9.6, 36.0]} | 230 | 58 | 0.25 | 172 | 0.75 | [5 empty] | 0 | 0 | 0 | 0 |  | 3 | 0.01 | 0 | 0 | 19 | 8% | 212 | 138 | 60% | 92 | 160 | 0.69 | 71 | 163 | 71% | 67 | 0 | 0 | 230 | 28 | 0.12 | 202
462 | Arkansas | SCE Eastern | {} | 29358 | 9649 | 0.33 | 19709 | 0.67 | [5 empty] | 15 | 0 | 13 | 0 |  | 0 | 0 | 0 | 0 | 6054 | 21% | 23304 | 2307 | 8% | 27051 | 4672 | 0.16 | 24686 | 9652 | 33% | 19706 | 15085 | 0.51 | 14273 | 1079 | 0.04 | 28279
463 | Bailey | SCE Northern | {'Warne': [6.4, 2.0], 'Neenach': [15.4, 1511.0]} | 136446 | 26943 | 0.2 | 109503 | 0.8 | [5 empty] | 2144 | 0.02 | 1536 | 0.01 |  | 37980 | 0.28 | 21921 | 0.16 | 60869 | 45% | 75577 | 58593 | 43% | 77853 | 40859 | 0.3 | 95587 | 98871 | 72% | 37575 | 52104 | 0.38 | 84342 | 1679 | 0.01 | 134767
464 | Kasson | PGE GBA | {} | 31896 | 0 | 0 | 31896 | 1 | [5 empty] | 793 | 0.02 | 1026 | 0.03 |  | 26066 | 0.82 | 3240 | 0.1 | 29124 | 91% | 2772 | 24445 | 77% | 7452 | 27875 | 0.87 | 4021 | 31896 | 100% | 0 | 15863 | 0.5 | 16033 | 820 | 0.03 | 31076
465 | Bellota | PGE GBA | {} | 0 | 0 | 0 | 0 | 0 | [5 empty] | 0 | 0 | 0 | 0 |  | 0 | 0 | 0 | 0 | 0 | 0% | 0 | 0 | 0% | 0 | 0 | 0 | 0 | 0 | 0% | 0 | 0 | 0 | 0 | 0 | 0 | 0
466 | Geysers Tap 12 | PGE NGBA | {} | 15721 | 22 | 0 | 15699 | 1 | [5 empty] | 177 | 0.01 | 29 | 0 |  | 4316 | 0.27 | 9009 | 0.57 | 14170 | 90% | 1552 | 5810 | 37% | 9912 | 11963 | 0.76 | 3758 | 15330 | 98% | 392 | 7729 | 0.49 | 7992 | 154 | 0.01 | 15568
467 | Paul Sweet | PGE GBA | {} | 460 | 97 | 0.21 | 363 | 0.79 | [5 empty] | 7 | 0.02 | 9 | 0.02 |  | 69 | 0.15 | 0 | 0 | 131 | 29% | 328 | 178 | 39% | 282 | 220 | 0.48 | 240 | 319 | 69% | 140 | 38 | 0.08 | 422 | 62 | 0.14 | 397
468 | Carquinez | PGE NGBA | {'Parkway': [3.9, 1153.0], 'Bahia': [6.0, 1153.0], 'Christie': [6.5, 1156.0], 'San Pablo': [8.8, 799.0], 'Martinez': [8.9, 1153.0], 'Alhambra': [9.3, 1151.0], 'El Cerrito G': [12.5, 537.0], 'Standard Oil': [12.6, 30.0], 'Standard Oil 2': [12.6, 30.0], 'Sobrante': [13.1, 725.0], 'Richmond R': [13.2, 27.0], 'Meadow Lane': [13.8, 1031.0], 'Lakewood': [16.4, 104.0]} | 24304 | 1871 | 0.08 | 22434 | 0.92 | [5 empty] | 458 | 0.02 | 0 | 0 |  | 12051 | 0.5 | 0 | 0 | 14222 | 59% | 10083 | 8693 | 36% | 15611 | 7123 | 0.29 | 17182 | 20833 | 86% | 3471 | 9286 | 0.38 | 15018 | 7145 | 0.29 | 17160
469 | El Centro | SDGE Imperial | {'Imperial Valley': [11.9, 2.0]} | 9687 | 1862 | 0.19 | 7826 | 0.81 | [5 empty] | 54 | 0.01 | 30 | 0 |  | 0 | 0 | 0 | 0 | 1075 | 11% | 8612 | 908 | 9% | 8779 | 964 | 0.1 | 8724 | 2038 | 21% | 7649 | 6719 | 0.69 | 2968 | 410 | 0.04 | 9277
470 | Riverbank | PGE GBA | {} | 0 | 0 | 0 | 0 | 0 | [5 empty] | 0 | 0 | 0 | 0 |  | 0 | 0 | 0 | 0 | 0 | 0% | 0 | 0 | 0% | 0 | 0 | 0 | 0 | 0 | 0% | 0 | 0 | 0 | 0 | 0 | 0 | 0
471 | Valley | SCE Eastern | {} | 772 | 515 | 0.67 | 258 | 0.33 | [5 empty] | 0 | 0 | 0 | 0 |  | 93 | 0.12 | 679 | 0.88 | 10 | 1% | 762 | 104 | 13% | 669 | 104 | 0.13 | 669 | 104 | 13% | 669 | 164 | 0.21 | 608 | 0 | 0 | 772
472 | Madera | PGE Fresno | {} | 0 | 0 | 0 | 0 | 0 | [5 empty] | 0 | 0 | 0 | 0 |  | 0 | 0 | 0 | 0 | 0 | 0% | 0 | 0 | 0% | 0 | 0 | 0 | 0 | 0 | 0% | 0 | 0 | 0 | 0 | 0 | 0 | 0
473 | Rio Bravo | PGE Kern | {} | 0 | 0 | 0 | 0 | 0 | [5 empty] | 0 | 0 | 0 | 0 |  | 0 | 0 | 0 | 0 | 0 | 0% | 0 | 0 | 0% | 0 | 0 | 0 | 0 | 0 | 0% | 0 | 0 | 0 | 0 | 0 | 0 | 0
474 | New Sub - Lugo - Pisgah (Proposed) | SCE NOL | {} | 109240 | 12721 | 0.12 | 96519 | 0.88 | [5 empty] | 0 | 0 | 0 | 0 |  | 4854 | 0.04 | 2027 | 0.02 | 26896 | 25% | 82345 | 9713 | 9% | 99528 | 15112 | 0.14 | 94128 | 39441 | 36% | 69799 | 80115 | 0.73 | 29126 | 54 | 0 | 109187
475 | Kern Oil | PGE Kern | {} | 0 | 0 | 0 | 0 | 0 | [5 empty] | 0 | 0 | 0 | 0 |  | 0 | 0 | 0 | 0 | 0 | 0% | 0 | 0 | 0% | 0 | 0 | 0 | 0 | 0 | 0% | 0 | 0 | 0 | 0 | 0 | 0 | 0
476 | IS Tap | SCE EOP | {} | 553 | 118 | 0.21 | 435 | 0.79 | [5 empty] | 0 | 0 | 0 | 0 |  | 0 | 0 | 0 | 0 | 0 | 0% | 553 | 0 | 0% | 553 | 0 | 0 | 553 | 0 | 0% | 553 | 0 | 0 | 553 | 0 | 0 | 553
477 | Q1806 | SDGE Imperial | {'Capistrano': [1.6, 45.0], 'Trabuco': [2.1, 43.0], 'Margarita': [3.0, 39.0], 'Rancho Mission Viejo': [4.5, 39.0], 'Talega': [8.2, 38.0], 'North of SONGS': [8.3, 38.0], 'Santiago': [10.5, 7.0], 'San Onofre': [13.3, 13.0]} | 353 | 61 | 0.17 | 292 | 0.83 | [5 empty] | 0 | 0 | 0 | 0 |  | 3 | 0.01 | 0 | 0 | 9 | 3% | 344 | 87 | 25% | 266 | 266 | 0.75 | 87 | 275 | 78% | 78 | 0 | 0 | 353 | 26 | 0.07 | 327
478 | Casaloma | PGE Kern | {} | 0 | 0 | 0 | 0 | 0 | [5 empty] | 0 | 0 | 0 | 0 |  | 0 | 0 | 0 | 0 | 0 | 0% | 0 | 0 | 0% | 0 | 0 | 0 | 0 | 0 | 0% | 0 | 0 | 0 | 0 | 0 | 0 | 0
479 | Fern Road | PGE NGBA | {'Round Mt.': [11.5, 57.0], 'New Sub - Pit 1 - Cottonwood (Proposed)': [14.0, 105.0]} | 5920 | 879 | 0.15 | 5041 | 0.85 | [5 empty] | 0 | 0 | 0 | 0 |  | 3819 | 0.65 | 198 | 0.03 | 3372 | 57% | 2548 | 251 | 4% | 5669 | 445 | 0.08 | 5474 | 3740 | 63% | 2180 | 2939 | 0.5 | 2980 | 43 | 0.01 | 5876
480 | North of SONGS | SCE Metro | {'Talega': [0.3, 45.0], 'Rancho Mission Viejo': [5.5, 40.0], 'San Onofre': [5.6, 20.0], 'Capistrano': [6.8, 39.0], 'Margarita': [7.6, 38.0], 'Q1806': [8.3, 38.0], 'Trabuco': [9.7, 36.0]} | 242 | 59 | 0.24 | 183 | 0.76 | [5 empty] | 0 | 0 | 0 | 0 |  | 3 | 0.01 | 0 | 0 | 29 | 12% | 213 | 148 | 61% | 93 | 170 | 0.7 | 72 | 173 | 72% | 68 | 0 | 0 | 242 | 30 | 0.12 | 212
481 | Vine | SDGE Imperial | {'Old Town': [2.0, 212.0], 'Point Loma': [3.2, 212.0], 'Silvergate': [3.7, 189.0], 'Mission': [4.0, 211.0], 'Mesa Heights': [6.4, 156.0], 'Kearny': [7.1, 155.0], 'Elliot': [7.5, 121.0], 'Elliott': [7.5, 122.0], 'Murray': [9.7, 2.0], 'Spring Valley': [10.2, 1.0], 'Bay Boulevard': [10.3, 124.0], 'Telegraph Canyon': [11.7, 32.0], 'Imperial Beach': [11.8, 58.0], 'Miguel': [12.0, 26.0], 'Salt Creek': [12.1, 23.0], 'Otay': [12.2, 33.0], 'Penasquitos': [12.7, 23.0], 'San Ysidro': [15.1, 27.0], 'North City Metering': [15.4, 23.0]} | 748 | 200 | 0.27 | 548 | 0.73 | [5 empty] | 0 | 0 | 0 | 0 |  | 0 | 0 | 0 | 0 | 42 | 6% | 706 | 259 | 35% | 489 | 486 | 0.65 | 261 | 492 | 66% | 256 | 0 | 0 | 748 | 51 | 0.07 | 697
482 | Belden | PGE NGBA | {} | 15981 | 620 | 0.04 | 15361 | 0.96 | [5 empty] | 0 | 0 | 0 | 0 |  | 5323 | 0.33 | 2304 | 0.14 | 6598 | 41% | 9383 | 10954 | 69% | 5027 | 11148 | 0.7 | 4833 | 14471 | 91% | 1510 | 12077 | 0.76 | 3904 | 506 | 0.03 | 15476
483 | Standard Oil | PGE GBA | {'Standard Oil 2': [0.0, 347.0], 'Richmond R': [2.2, 344.0], 'San Pablo': [4.0, 262.0], 'El Cerrito G': [5.5, 303.0], 'Sobrante': [10.6, 160.0], 'Christie': [10.7, 49.0], 'Ignacio': [11.8, 41.0], 'Oakland L': [11.8, 152.0], 'Oakland C': [12.2, 140.0], 'Carquinez': [12.6, 30.0], 'Oakland X': [13.4, 68.0], 'Potrero': [13.5, 138.0], 'SAN FRAN A (POTRERO PP)': [13.5, 141.0], 'Moraga': [14.5, 60.0], 'Alhambra': [14.6, 27.0], 'Martinez': [15.7, 26.0], 'Oakland J': [16.3, 41.0], 'Parkway': [16.5, 26.0], 'Bahia': [16.6, 26.0], 'Martin': [17.2, 21.0], 'Edes': [18.3, 7.0]} | 9886 | 1933 | 0.2 | 7954 | 0.8 | [5 empty] | 47 | 0 | 0 | 0 |  | 4685 | 0.47 | 0 | 0 | 2635 | 27% | 7251 | 3811 | 39% | 6075 | 4159 | 0.42 | 5727 | 7225 | 73% | 2661 | 3221 | 0.33 | 6665 | 1057 | 0.11 | 8829
484 | Panama | PGE Kern | {} | 0 | 0 | 0 | 0 | 0 | [5 empty] | 0 | 0 | 0 | 0 |  | 0 | 0 | 0 | 0 | 0 | 0% | 0 | 0 | 0% | 0 | 0 | 0 | 0 | 0 | 0% | 0 | 0 | 0 | 0 | 0 | 0 | 0
485 | Oakland X | PGE GBA | {'Oakland L': [2.2, 392.0], 'Oakland C': [2.8, 392.0], 'Oakland J': [3.1, 366.0], 'Moraga': [4.8, 235.0], 'Edes': [5.1, 303.0], 'Sobrante': [7.1, 178.0], 'San Leandro U': [8.0, 149.0], 'El Cerrito G': [8.6, 245.0], 'SAN FRAN A (POTRERO PP)': [9.1, 336.0], 'Potrero': [9.1, 337.0], 'Grant': [10.1, 122.0], 'Richmond R': [11.3, 188.0], 'Martin': [12.0, 256.0], 'Castro Valley': [12.2, 58.0], 'Standard Oil': [13.4, 68.0], 'Standard Oil 2': [13.5, 68.0], 'Christie': [13.8, 17.0], 'San Pablo': [13.8, 62.0], 'Mt Eden': [14.0, 64.0], 'Mt. Eden': [14.0, 64.0], 'Eastshore': [14.0, 66.0], 'Millbrae': [16.4, 27.0], 'Burlingame': [16.6, 17.0]} | 5472 | 1856 | 0.34 | 3617 | 0.66 | [5 empty] | 4 | 0 | 0 | 0 |  | 2228 | 0.41 | 0 | 0 | 324 | 6% | 5148 | 1841 | 34% | 3631 | 3224 | 0.59 | 2248 | 3353 | 61% | 2120 | 759 | 0.14 | 4713 | 307 | 0.06 | 5165
486 | Butte | PGE NGBA | {} | 2460 | 0 | 0 | 2460 | 1 | [5 empty] | 0 | 0 | 0 | 0 |  | 779 | 0.32 | 0 | 0 | 974 | 40% | 1486 | 1383 | 56% | 1077 | 2460 | 1 | 0 | 2460 | 100% | 0 | 1881 | 0.76 | 579 | 25 | 0.01 | 2435
487 | Nortech | PGE GBA | {} | 2320 | 66 | 0.03 | 2254 | 0.97 | [5 empty] | 0 | 0 | 0 | 0 |  | 1977 | 0.85 | 177 | 0.08 | 1915 | 83% | 405 | 735 | 32% | 1585 | 770 | 0.33 | 1551 | 1963 | 85% | 357 | 2114 | 0.91 | 206 | 93 | 0.04 | 2227
488 | Windsor | SCE Metro | {'La Cienega': [1.1, 4.0], 'El Nido': [7.0, 3.0], 'Chevmain': [7.0, 4.0], 'El Segundo': [7.1, 4.0]} | 775 | 335 | 0.43 | 441 | 0.57 | [5 empty] | 0 | 0 | 0 | 0 |  | 0 | 0 | 0 | 0 | 3 | 0% | 773 | 77 | 10% | 699 | 406 | 0.52 | 369 | 409 | 53% | 366 | 0 | 0 | 775 | 0 | 0 | 775
489 | Haas | PGE Fresno | {} | 0 | 0 | 0 | 0 | 0 | [5 empty] | 0 | 0 | 0 | 0 |  | 0 | 0 | 0 | 0 | 0 | 0% | 0 | 0 | 0% | 0 | 0 | 0 | 0 | 0 | 0% | 0 | 0 | 0 | 0 | 0 | 0 | 0
490 | Stone | PGE GBA | {} | 2577 | 33 | 0.01 | 2544 | 0.99 | [5 empty] | 0 | 0 | 0 | 0 |  | 2075 | 0.81 | 411 | 0.16 | 2199 | 85% | 379 | 832 | 32% | 1746 | 859 | 0.33 | 1718 | 2277 | 88% | 300 | 2415 | 0.94 | 163 | 68 | 0.03 | 2509
491 | El Cerrito G | PGE GBA | {'Richmond R': [3.7, 419.0], 'Sobrante': [5.2, 737.0], 'San Pablo': [5.2, 742.0], 'Standard Oil': [5.5, 303.0], 'Standard Oil 2': [5.5, 303.0], 'Oakland L': [7.6, 329.0], 'Christie': [7.9, 556.0], 'Oakland C': [8.3, 317.0], 'Oakland X': [8.6, 245.0], 'Moraga': [9.0, 179.0], 'Alhambra': [10.8, 534.0], 'Oakland J': [11.7, 219.0], 'Potrero': [12.0, 309.0], 'SAN FRAN A (POTRERO PP)': [12.0, 311.0], 'Martinez': [12.2, 533.0], 'Carquinez': [12.5, 537.0], 'Lakewood': [13.3, 59.0], 'Edes': [13.7, 178.0], 'Meadow Lane': [14.0, 469.0], 'Bahia': [14.6, 533.0], 'Martin': [15.9, 191.0], 'Parkway': [16.3, 533.0], 'San Leandro U': [16.6, 41.0], 'Ignacio': [17.0, 15.0], 'Grant': [18.7, 14.0]} | 9510 | 1948 | 0.2 | 7562 | 0.8 | [5 empty] | 12 | 0 | 0 | 0 |  | 3903 | 0.41 | 0 | 0 | 1926 | 20% | 7584 | 4041 | 42% | 5469 | 3878 | 0.41 | 5632 | 6745 | 71% | 2764 | 2487 | 0.26 | 7022 | 1336 | 0.14 | 8173
492 | Elizabeth Lake | SCE Northern | {'Pardee': [4.1, 79.0], 'Saugus': [5.3, 79.0]} | 59510 | 5713 | 0.1 | 53797 | 0.9 | [5 empty] | 608 | 0.01 | 140 | 0 |  | 13526 | 0.23 | 25537 | 0.43 | 17939 | 30% | 41571 | 23578 | 40% | 35932 | 17336 | 0.29 | 42174 | 42362 | 71% | 17148 | 28185 | 0.47 | 31325 | 1585 | 0.03 | 57925
493 | Ashlan | PGE Fresno | {} | 0 | 0 | 0 | 0 | 0 | [5 empty] | 0 | 0 | 0 | 0 |  | 0 | 0 | 0 | 0 | 0 | 0% | 0 | 0 | 0% | 0 | 0 | 0 | 0 | 0 | 0% | 0 | 0 | 0 | 0 | 0 | 0 | 0
494 | Meadow Lane | PGE GBA | {'Lakewood': [3.8, 104.0], 'Clayton': [4.7, 10.0], 'Alhambra': [4.7, 1039.0], 'Martinez': [5.0, 1041.0], 'Kirker': [8.9, 10.0], 'Christie': [8.9, 1031.0], 'Sobrante': [9.3, 692.0], 'Bahia': [9.4, 1041.0], 'Pittsburg': [9.8, 10.0], 'GWF 2': [11.0, 10.0], 'Carquinez': [13.8, 1031.0], 'El Cerrito G': [14.0, 469.0], 'Collinsville': [14.3, 6.0], 'Parkway': [14.8, 1031.0], 'San Pablo': [15.5, 689.0], 'Birds Landing': [16.4, 2.0], 'Shiloh III': [18.1, 2.0]} | 32744 | 3120 | 0.1 | 29623 | 0.9 | [5 empty] | 2225 | 0.07 | 12 | 0 |  | 15776 | 0.48 | 102 | 0 | 14631 | 45% | 18112 | 19470 | 59% | 13273 | 14892 | 0.45 | 17852 | 26858 | 82% | 5886 | 7446 | 0.23 | 25298 | 10902 | 0.33 | 21842
495 | Bucks Creek | PGE NGBA | {} | 16711 | 401 | 0.02 | 16311 | 0.98 | [5 empty] | 0 | 0 | 0 | 0 |  | 5069 | 0.3 | 2391 | 0.14 | 7222 | 43% | 9489 | 11695 | 70% | 5017 | 12085 | 0.72 | 4626 | 15583 | 93% | 1129 | 12805 | 0.77 | 3906 | 522 | 0.03 | 16190
496 | Dunn Siding | SCE NOL | {'Harvard': [13.6, 17.0]} | 66164 | 25386 | 0.38 | 40778 | 0.62 | [5 empty] | 700 | 0.01 | 582 | 0.01 |  | 0 | 0 | 0 | 0 | 19330 | 29% | 46834 | 13639 | 21% | 52525 | 13064 | 0.2 | 53100 | 21881 | 33% | 44283 | 31631 | 0.48 | 34533 | 1356 | 0.02 | 64808
497 | Pit 4 | PGE NGBA | {'Pit 3': [5.3, 66.0], 'James B Black': [6.5, 15.0], 'Cove Road': [8.7, 194.0], 'Carberry': [10.2, 194.0], 'Burney Forest': [10.3, 194.0], 'Burney Forest Power': [10.3, 194.0], 'New Sub - Pit 1 - Cottonwood (Proposed)': [11.5, 194.0], 'Round Mt.': [13.3, 172.0]} | 8820 | 1173 | 0.13 | 7647 | 0.87 | [5 empty] | 0 | 0 | 0 | 0 |  | 6312 | 0.72 | 1010 | 0.11 | 4034 | 46% | 4786 | 1970 | 22% | 6850 | 1379 | 0.16 | 7441 | 5966 | 68% | 2855 | 4268 | 0.48 | 4552 | 83 | 0.01 | 8737
498 | SAN FRAN A (POTRERO PP) | PGE GBA | {'Potrero': [0.0, 469.0], 'Martin': [3.9, 321.0], 'Oakland C': [6.4, 354.0], 'Oakland L': [7.3, 353.0], 'Oakland X': [9.1, 336.0], 'Oakland J': [9.3, 320.0], 'Millbrae': [10.5, 68.0], 'Edes': [10.5, 257.0], 'Burlingame': [11.7, 33.0], 'Richmond R': [11.9, 261.0], 'El Cerrito G': [12.0, 311.0], 'San Leandro U': [13.3, 103.0], 'Standard Oil': [13.5, 141.0], 'Standard Oil 2': [13.5, 141.0], 'Grant': [13.7, 76.0], 'Moraga': [13.8, 222.0], 'Sobrante': [14.2, 168.0], 'San Pablo': [16.2, 67.0], 'Eastshore': [17.3, 20.0], 'Mt Eden': [17.7, 18.0], 'Mt. Eden': [17.7, 18.0], 'Castro Valley': [18.2, 12.0], 'Christie': [19.7, 10.0]} | 3219 | 811 | 0.25 | 2408 | 0.75 | [5 empty] | 1 | 0 | 0 | 0 |  | 924 | 0.29 | 0 | 0 | 205 | 6% | 3014 | 1447 | 45% | 1771 | 2135 | 0.66 | 1083 | 2172 | 67% | 1047 | 389 | 0.12 | 2830 | 197 | 0.06 | 3022
499 | Frogtown | PGE GBA | {} | 0 | 0 | 0 | 0 | 0 | [5 empty] | 0 | 0 | 0 | 0 |  | 0 | 0 | 0 | 0 | 0 | 0% | 0 | 0 | 0% | 0 | 0 | 0 | 0 | 0 | 0% | 0 | 0 | 0 | 0 | 0 | 0 | 0
500 | Knights Landing | PGE NGBA | {} | 13382 | 408 | 0.03 | 12974 | 0.97 | [5 empty] | 3107 | 0.23 | 1051 | 0.08 |  | 9949 | 0.74 | 2684 | 0.2 | 11029 | 82% | 2354 | 223 | 2% | 13160 | 262 | 0.02 | 13120 | 11029 | 82% | 2354 | 8449 | 0.63 | 4934 | 109 | 0.01 | 13274
501 | Sandlot | SCE NOL | {} | 35035 | 1117 | 0.03 | 33918 | 0.97 | [5 empty] | 0 | 0 | 0 | 0 |  | 0 | 0 | 0 | 0 | 24313 | 69% | 10722 | 9506 | 27% | 25529 | 2441 | 0.07 | 32594 | 27722 | 79% | 7313 | 23913 | 0.68 | 11122 | 210 | 0.01 | 34825
502 | Sunrise | PGE Kern | {} | 66 | 29 | 0.44 | 37 | 0.56 | [5 empty] | 0 | 0 | 0 | 0 |  | 23 | 0.35 | 0 | 0 | 0 | 0% | 66 | 0 | 0% | 66 | 0 | 0 | 66 | 0 | 0% | 66 | 37 | 0.56 | 29 | 0 | 0 | 66
503 | Lilac | SDGE Imperial | {} | 188 | 29 | 0.16 | 159 | 0.84 | [5 empty] | 0 | 0 | 0 | 0 |  | 0 | 0 | 0 | 0 | 34 | 18% | 154 | 143 | 76% | 45 | 149 | 0.79 | 39 | 149 | 79% | 39 | 0 | 0 | 188 | 30 | 0.16 | 158
504 | Alhambra | PGE GBA | {'Martinez': [1.6, 1159.0], 'Christie': [4.3, 1151.0], 'Meadow Lane': [4.7, 1039.0], 'Bahia': [6.1, 1159.0], 'Lakewood': [7.1, 104.0], 'Sobrante': [7.5, 722.0], 'Carquinez': [9.3, 1151.0], 'Clayton': [9.4, 9.0], 'El Cerrito G': [10.8, 534.0], 'Parkway': [10.9, 1150.0], 'San Pablo': [11.2, 794.0], 'Kirker': [12.3, 9.0], 'Pittsburg': [13.0, 9.0], 'Richmond R': [13.8, 24.0], 'GWF 2': [14.6, 9.0], 'Standard Oil': [14.6, 27.0], 'Standard Oil 2': [14.7, 27.0], 'Collinsville': [17.0, 4.0]} | 31552 | 2646 | 0.08 | 28905 | 0.92 | [5 empty] | 1457 | 0.05 | 0 | 0 |  | 15092 | 0.48 | 0 | 0 | 15835 | 50% | 15716 | 17683 | 56% | 13869 | 13165 | 0.42 | 18386 | 26314 | 83% | 5237 | 8628 | 0.27 | 22923 | 10764 | 0.34 | 20787
505 | Charleston | SCE EOP | {'Pahrump': [8.1, 32.0], 'Thousandaire': [10.4, 32.0], 'Gamebird': [12.2, 1.0]} | 16127 | 960 | 0.06 | 15168 | 0.94 | [5 empty] | 0 | 0 | 0 | 0 |  | 0 | 0 | 0 | 0 | 3071 | 19% | 13056 | 639 | 4% | 15488 | 6498 | 0.4 | 9630 | 8098 | 50% | 8030 | 11720 | 0.73 | 4407 | 117 | 0.01 | 16010
506 | Vasco | PGE GBA | {'Los Positas': [1.2, 21.0], 'Las Positas': [1.2, 21.0], 'Altamont': [3.3, 21.0], 'Altamont Midway (Sandhill)': [3.3, 21.0], 'Cayetano': [3.5, 21.0], 'Windmaster': [7.4, 21.0], 'North Dublin': [8.1, 21.0], 'Vineyard': [8.1, 21.0], 'Tassajara': [12.1, 21.0], 'San Ramon': [12.2, 21.0]} | 36469 | 96 | 0 | 36373 | 1 | [5 empty] | 793 | 0.02 | 1026 | 0.03 |  | 31944 | 0.88 | 1933 | 0.05 | 32073 | 88% | 4396 | 30371 | 83% | 6098 | 32930 | 0.9 | 3539 | 36209 | 99% | 260 | 17558 | 0.48 | 18911 | 962 | 0.03 | 35507
507 | Harris | PGE NGBA | {'Humboldt': [1.0, 140.0], 'Humboldt Bay': [4.9, 139.0], 'Arcata': [6.4, 110.0]} | 3783 | 1248 | 0.33 | 2534 | 0.67 | [5 empty] | 0 | 0 | 0 | 0 |  | 160 | 0.04 | 0 | 0 | 282 | 7% | 3501 | 234 | 6% | 3549 | 282 | 0.07 | 3501 | 475 | 13% | 3308 | 1803 | 0.48 | 1979 | 350 | 0.09 | 3433
508 | Grizzly | PGE NGBA | {'Rock Creek': [1.0, 3.0], 'Rock Creek 1': [1.0, 3.0], 'Cresta': [7.3, 3.0]} | 16559 | 401 | 0.02 | 16159 | 0.98 | [5 empty] | 0 | 0 | 0 | 0 |  | 5008 | 0.3 | 2264 | 0.14 | 7180 | 43% | 9380 | 11631 | 70% | 4928 | 12162 | 0.73 | 4398 | 15459 | 93% | 1100 | 12562 | 0.76 | 3998 | 512 | 0.03 | 16047
509 | Jackass (DOE) | SCE EOP | {'Lathrop': [9.0, 3724.0], 'Mercury': [15.8, 922.0], 'Valley Switch': [17.7, 5.0]} | 125106 | 8398 | 0.07 | 116708 | 0.93 | [5 empty] | 0 | 0 | 0 | 0 |  | 0 | 0 | 0 | 0 | 0 | 0% | 125106 | 0 | 0% | 125106 | 0 | 0 | 125106 | 0 | 0% | 125106 | 0 | 0 | 125106 | 0 | 0 | 125106
510 | North City Metering | SDGE Imperial | {'Penasquitos': [2.8, 26.0], 'Artesian': [6.6, 4.0], 'Mesa Heights': [9.7, 23.0], 'Kearny': [10.1, 23.0], 'San Marcos': [11.9, 5.0], 'Palomar Airport': [12.0, 5.0], 'Shadowridge': [12.7, 5.0], 'Mission': [13.0, 23.0], 'Old Town': [13.5, 23.0], 'Cannon': [14.0, 5.0], 'Encina': [14.0, 5.0], 'Point Loma': [15.1, 23.0], 'Vine': [15.4, 23.0], 'Melrose': [17.3, 0.0], 'Ocean Ranch': [18.0, 1.0], 'San Luis Rey': [18.7, 0.0]} | 504 | 189 | 0.37 | 315 | 0.63 | [5 empty] | 0 | 0 | 0 | 0 |  | 0 | 0 | 0 | 0 | 34 | 7% | 470 | 133 | 26% | 371 | 277 | 0.55 | 227 | 282 | 56% | 221 | 0 | 0 | 504 | 5 | 0.01 | 498
511 | Ormond Beach | SCE Northern | {'Mandalay': [7.1, 84.0], 'Santa Clara': [12.0, 9.0]} | 624 | 124 | 0.2 | 500 | 0.8 | [5 empty] | 5 | 0.01 | 0 | 0 |  | 0 | 0 | 0 | 0 | 254 | 41% | 370 | 226 | 36% | 398 | 289 | 0.46 | 335 | 486 | 78% | 138 | 36 | 0.06 | 588 | 73 | 0.12 | 552
512 | Warne | SCE Northern | {'Bailey': [6.4, 2.0], 'Neenach': [17.4, 2.0]} | 106932 | 13699 | 0.13 | 93232 | 0.87 | [5 empty] | 2104 | 0.02 | 1536 | 0.01 |  | 31521 | 0.29 | 21766 | 0.2 | 48732 | 46% | 58199 | 51696 | 48% | 55235 | 35908 | 0.34 | 71024 | 85102 | 80% | 21829 | 41552 | 0.39 | 65379 | 1508 | 0.01 | 105424
513 | POE | PGE NGBA | {} | 8264 | 70 | 0.01 | 8194 | 0.99 | [5 empty] | 0 | 0 | 0 | 0 |  | 2532 | 0.31 | 1050 | 0.13 | 2366 | 29% | 5898 | 6113 | 74% | 2151 | 7514 | 0.91 | 750 | 8142 | 99% | 122 | 5810 | 0.7 | 2454 | 296 | 0.04 | 7968
514 | Pit 3 | PGE NGBA | {'Pit 4': [5.3, 66.0], 'Burney Forest': [8.5, 22.0], 'Burney Forest Power': [8.5, 22.0], 'Carberry': [9.6, 22.0], 'James B Black': [11.8, 15.0], 'Cove Road': [12.6, 22.0], 'New Sub - Pit 1 - Cottonwood (Proposed)': [12.7, 22.0]} | 8337 | 1152 | 0.14 | 7185 | 0.86 | [5 empty] | 0 | 0 | 0 | 0 |  | 6253 | 0.75 | 358 | 0.04 | 3954 | 47% | 4383 | 1642 | 20% | 6696 | 929 | 0.11 | 7408 | 5511 | 66% | 2827 | 3848 | 0.46 | 4489 | 83 | 0.01 | 8254
515 | Evergreen | PGE GBA | {} | 2748 | 33 | 0.01 | 2715 | 0.99 | [5 empty] | 0 | 0 | 0 | 0 |  | 2075 | 0.76 | 591 | 0.22 | 2322 | 84% | 426 | 1007 | 37% | 1741 | 1028 | 0.37 | 1720 | 2446 | 89% | 302 | 2595 | 0.94 | 153 | 64 | 0.02 | 2684
516 | Rincon | PGE NGBA | {} | 4142 | 58 | 0.01 | 4084 | 0.99 | [5 empty] | 47 | 0.01 | 0 | 0 |  | 2786 | 0.67 | 67 | 0.02 | 3584 | 87% | 558 | 1498 | 36% | 2644 | 2571 | 0.62 | 1571 | 3811 | 92% | 331 | 3439 | 0.83 | 704 | 8 | 0 | 4134
517 | Whisman | PGE GBA | {'Cooley Landing': [5.8, 1.0], 'Ravenswood': [7.2, 1.0], 'Menlo': [7.6, 1.0], 'Dumbarton': [10.6, 1.0], 'Jefferson': [12.4, 1.0], 'Eastshore': [15.5, 1.0]} | 499 | 143 | 0.29 | 356 | 0.71 | [5 empty] | 1 | 0 | 0 | 0 |  | 137 | 0.27 | 0 | 0 | 205 | 41% | 294 | 202 | 41% | 297 | 241 | 0.48 | 258 | 267 | 54% | 232 | 157 | 0.31 | 342 | 90 | 0.18 | 409
518 | Brighton | PGE NGBA | {} | 12076 | 0 | 0 | 12076 | 1 | [5 empty] | 3981 | 0.33 | 5332 | 0.44 |  | 4289 | 0.36 | 0 | 0 | 1404 | 12% | 10672 | 270 | 2% | 11806 | 2595 | 0.21 | 9481 | 3292 | 27% | 8784 | 1 | 0 | 12075 | 2006 | 0.17 | 10071
519 | Mi-Wuk | PGE GBA | {} | 716 | 125 | 0.17 | 591 | 0.83 | [5 empty] | 0 | 0 | 0 | 0 |  | 451 | 0.63 | 0 | 0 | 0 | 0% | 716 | 0 | 0% | 716 | 47 | 0.07 | 669 | 47 | 7% | 669 | 564 | 0.79 | 153 | 58 | 0.08 | 658
520 | San Ysidro | SDGE Imperial | {'Otay': [2.9, 35.0], 'Imperial Beach': [4.3, 32.0], 'Bay Boulevard': [5.1, 32.0], 'Telegraph Canyon': [5.3, 37.0], 'Otay Mesa': [6.7, 6.0], 'Salt Creek': [8.4, 27.0], 'Miguel': [8.5, 29.0], 'Silvergate': [11.4, 30.0], 'Vine': [15.1, 27.0], 'Mission': [16.7, 27.0], 'Old Town': [17.1, 27.0], 'Point Loma': [17.3, 27.0]} | 796 | 184 | 0.23 | 612 | 0.77 | [5 empty] | 0 | 0 | 0 | 0 |  | 0 | 0 | 0 | 0 | 54 | 7% | 741 | 308 | 39% | 488 | 551 | 0.69 | 245 | 557 | 70% | 239 | 34 | 0.04 | 762 | 66 | 0.08 | 730
521 | Lincoln | PGE NGBA | {} | 0 | 0 | 0 | 0 | 0 | [5 empty] | 0 | 0 | 0 | 0 |  | 0 | 0 | 0 | 0 | 0 | 0% | 0 | 0 | 0% | 0 | 0 | 0 | 0 | 0 | 0% | 0 | 0 | 0 | 0 | 0 | 0 | 0
522 | Jefferson | PGE GBA | {'Menlo': [4.9, 20.0], 'Ravenswood': [8.4, 38.0], 'Cooley Landing': [8.7, 17.0], 'Burlingame': [10.1, 63.0], 'Millbrae': [11.8, 60.0], 'Whisman': [12.4, 1.0], 'Dumbarton': [14.2, 13.0], 'Eastshore': [14.9, 18.0], 'Mt Eden': [15.8, 4.0], 'Mt. Eden': [15.8, 4.0], 'Grant': [16.4, 15.0], 'Martin': [18.4, 27.0]} | 987 | 249 | 0.25 | 738 | 0.75 | [5 empty] | 2 | 0 | 0 | 0 |  | 0 | 0 | 0 | 0 | 105 | 11% | 882 | 297 | 30% | 690 | 586 | 0.59 | 401 | 594 | 60% | 393 | 147 | 0.15 | 839 | 121 | 0.12 | 866
523 | Lakewood | PGE GBA | {'Meadow Lane': [3.8, 104.0], 'Alhambra': [7.1, 104.0], 'Martinez': [8.1, 104.0], 'Sobrante': [8.2, 104.0], 'Christie': [10.5, 104.0], 'Bahia': [12.8, 104.0], 'El Cerrito G': [13.3, 59.0], 'San Pablo': [16.0, 102.0], 'Carquinez': [16.4, 104.0], 'Parkway': [18.0, 104.0]} | 27436 | 2562 | 0.09 | 24874 | 0.91 | [5 empty] | 1436 | 0.05 | 0 | 0 |  | 12128 | 0.44 | 102 | 0 | 12740 | 46% | 14697 | 18049 | 66% | 9387 | 13003 | 0.47 | 14434 | 22196 | 81% | 5240 | 5637 | 0.21 | 21800 | 10324 | 0.38 | 17112
524 | Windmaster | PGE GBA | {'Altamont': [4.1, 21.0], 'Altamont Midway (Sandhill)': [4.1, 21.0], 'Vasco': [7.4, 21.0], 'Cayetano': [8.2, 21.0], 'Los Positas': [8.6, 21.0], 'Las Positas': [8.6, 21.0], 'North Dublin': [12.3, 21.0], 'Tassajara': [14.4, 21.0], 'Vineyard': [14.7, 21.0], 'San Ramon': [16.4, 21.0]} | 39988 | 662 | 0.02 | 39326 | 0.98 | [5 empty] | 1854 | 0.05 | 1617 | 0.04 |  | 31028 | 0.78 | 1277 | 0.03 | 29795 | 75% | 10193 | 34505 | 86% | 5483 | 36937 | 0.92 | 3051 | 38816 | 97% | 1172 | 15365 | 0.38 | 24623 | 2304 | 0.06 | 37684
525 | Rosamond | SCE Northern | {'Whirlwind': [11.2, 8895.0], 'Windhub': [12.1, 4222.0], 'Antelope': [12.8, 7025.0], 'Neenach': [16.1, 4203.0], 'Highwind': [18.2, 703.0]} | 179016 | 60452 | 0.34 | 118563 | 0.66 | [5 empty] | 2935 | 0.02 | 1522 | 0.01 |  | 28544 | 0.16 | 11820 | 0.07 | 50144 | 28% | 128871 | 58981 | 33% | 120035 | 43898 | 0.25 | 135118 | 101018 | 56% | 77997 | 49526 | 0.28 | 129490 | 2482 | 0.01 | 176533
526 | Los Positas | PGE GBA | {'Las Positas': [0.0, 21.0], 'Vasco': [1.2, 21.0], 'Cayetano': [3.4, 21.0], 'Altamont': [4.5, 21.0], 'Altamont Midway (Sandhill)': [4.5, 21.0], 'Vineyard': [6.9, 21.0], 'North Dublin': [7.4, 21.0], 'Windmaster': [8.6, 21.0], 'San Ramon': [11.4, 21.0], 'Tassajara': [11.7, 21.0]} | 36513 | 96 | 0 | 36417 | 1 | [5 empty] | 793 | 0.02 | 1026 | 0.03 |  | 31995 | 0.88 | 1927 | 0.05 | 32179 | 88% | 4334 | 30310 | 83% | 6203 | 32869 | 0.9 | 3644 | 36253 | 99% | 260 | 17625 | 0.48 | 18888 | 959 | 0.03 | 35554
527 | Oregon Trail | PGE NGBA | {} | 1338 | 46 | 0.03 | 1292 | 0.97 | [5 empty] | 0 | 0 | 0 | 0 |  | 738 | 0.55 | 384 | 0.29 | 484 | 36% | 854 | 388 | 29% | 950 | 694 | 0.52 | 644 | 763 | 57% | 575 | 1194 | 0.89 | 144 | 0 | 0 | 1338
528 | Burlingame | PGE GBA | {'Millbrae': [1.9, 123.0], 'Martin': [8.3, 67.0], 'Jefferson': [10.1, 63.0], 'Potrero': [11.6, 33.0], 'SAN FRAN A (POTRERO PP)': [11.7, 33.0], 'Grant': [12.4, 15.0], 'Eastshore': [13.6, 9.0], 'Edes': [13.9, 14.0], 'Menlo': [14.0, 10.0], 'Ravenswood': [14.0, 28.0], 'Mt Eden': [14.5, 1.0], 'Mt. Eden': [14.5, 1.0], 'Oakland J': [14.5, 17.0], 'Oakland C': [15.1, 17.0], 'Cooley Landing': [15.2, 7.0], 'Oakland L': [16.1, 17.0], 'Oakland X': [16.6, 17.0], 'Dumbarton': [16.8, 3.0]} | 1603 | 579 | 0.36 | 1025 | 0.64 | [5 empty] | 1 | 0 | 0 | 0 |  | 0 | 0 | 0 | 0 | 133 | 8% | 1470 | 308 | 19% | 1296 | 792 | 0.49 | 812 | 828 | 52% | 775 | 147 | 0.09 | 1456 | 146 | 0.09 | 1458
529 | Fremont | PGE GBA | {} | 2923 | 165 | 0.06 | 2758 | 0.94 | [5 empty] | 0 | 0 | 0 | 0 |  | 2383 | 0.82 | 248 | 0.08 | 2242 | 77% | 681 | 1878 | 64% | 1045 | 1909 | 0.65 | 1014 | 2656 | 91% | 267 | 1970 | 0.67 | 953 | 151 | 0.05 | 2772
530 | Callender | PGE Kern | {'Oceano': [3.8, 84.0], 'Mesa': [7.9, 43.0], 'San Luis Obispo': [15.2, 11.0], 'Diablo Canyon': [18.8, 1.0]} | 4910 | 417 | 0.08 | 4493 | 0.92 | [5 empty] | 1 | 0 | 0 | 0 |  | 3531 | 0.72 | 658 | 0.13 | 1235 | 25% | 3674 | 71 | 1% | 4839 | 1462 | 0.3 | 3448 | 2257 | 46% | 2653 | 3975 | 0.81 | 935 | 162 | 0.03 | 4748
531 | Delta PP | PGE GBA | {} | 39632 | 504 | 0.01 | 39129 | 0.99 | [5 empty] | 1845 | 0.05 | 1618 | 0.04 |  | 31011 | 0.78 | 1319 | 0.03 | 29819 | 75% | 9813 | 34301 | 87% | 5332 | 36815 | 0.93 | 2817 | 38657 | 98% | 975 | 15389 | 0.39 | 24243 | 2209 | 0.06 | 37423
532 | Moraga | PGE GBA | {'Sobrante': [4.8, 168.0], 'Oakland X': [4.8, 235.0], 'Oakland L': [6.5, 235.0], 'Oakland J': [6.6, 215.0], 'Oakland C': [7.4, 235.0], 'Edes': [7.8, 182.0], 'El Cerrito G': [9.0, 179.0], 'San Leandro U': [9.6, 97.0], 'Christie': [11.1, 17.0], 'Castro Valley': [12.2, 6.0], 'Grant': [12.3, 70.0], 'Richmond R': [12.5, 132.0], 'San Pablo': [13.5, 59.0], 'Potrero': [13.8, 221.0], 'SAN FRAN A (POTRERO PP)': [13.8, 222.0], 'Standard Oil': [14.5, 60.0], 'Standard Oil 2': [14.5, 60.0], 'Mt Eden': [15.4, 12.0], 'Mt. Eden': [15.4, 12.0], 'Eastshore': [15.7, 14.0], 'Martin': [16.8, 149.0]} | 14232 | 1849 | 0.13 | 12383 | 0.87 | [5 empty] | 4 | 0 | 0 | 0 |  | 7291 | 0.51 | 58 | 0 | 4866 | 34% | 9366 | 8719 | 61% | 5513 | 7273 | 0.51 | 6959 | 11269 | 79% | 2963 | 3921 | 0.28 | 10311 | 3261 | 0.23 | 10971
533 | Collierville | PGE GBA | {} | 62 | 57 | 0.92 | 5 | 0.08 | [5 empty] | 0 | 0 | 0 | 0 |  | 0 | 0 | 62 | 1 | 0 | 0% | 62 | 0 | 0% | 62 | 0 | 0 | 62 | 0 | 0% | 62 | 5 | 0.08 | 57 | 0 | 0 | 62
534 | Rock Creek | PGE NGBA | {'Rock Creek 1': [0.0, 3.0], 'Grizzly': [1.0, 3.0], 'Cresta': [6.5, 3.0]} | 16492 | 401 | 0.02 | 16091 | 0.98 | [5 empty] | 0 | 0 | 0 | 0 |  | 5018 | 0.3 | 2329 | 0.14 | 7256 | 44% | 9236 | 11502 | 70% | 4989 | 12030 | 0.73 | 4461 | 15391 | 93% | 1100 | 12555 | 0.76 | 3937 | 498 | 0.03 | 15993
535 | Homestake | PGE NGBA | {} | 49493 | 653 | 0.01 | 48840 | 0.99 | [5 empty] | 3229 | 0.07 | 1102 | 0.02 |  | 21007 | 0.42 | 27598 | 0.56 | 36049 | 73% | 13443 | 5902 | 12% | 43591 | 10202 | 0.21 | 39291 | 39188 | 79% | 10305 | 40291 | 0.81 | 9202 | 383 | 0.01 | 49110
536 | James B Black | PGE NGBA | {'Pit 4': [6.5, 15.0], 'Pit 3': [11.8, 15.0]} | 9799 | 1700 | 0.17 | 8099 | 0.83 | [5 empty] | 0 | 0 | 0 | 0 |  | 6457 | 0.66 | 2515 | 0.26 | 3845 | 39% | 5954 | 2226 | 23% | 7573 | 1711 | 0.17 | 8087 | 6034 | 62% | 3764 | 4813 | 0.49 | 4985 | 83 | 0.01 | 9715
537 | Harvard | SCE NOL | {'Cool Water': [13.1, 5269.0], 'Dunn Siding': [13.6, 17.0]} | 80705 | 25258 | 0.31 | 55447 | 0.69 | [5 empty] | 706 | 0.01 | 582 | 0.01 |  | 0 | 0 | 0 | 0 | 38067 | 47% | 42638 | 16682 | 21% | 64023 | 12198 | 0.15 | 68507 | 39483 | 49% | 41221 | 39572 | 0.49 | 41132 | 1403 | 0.02 | 79301
538 | San Jose B | PGE GBA | {} | 2543 | 34 | 0.01 | 2509 | 0.99 | [5 empty] | 0 | 0 | 0 | 0 |  | 2075 | 0.82 | 362 | 0.14 | 2199 | 86% | 344 | 783 | 31% | 1760 | 817 | 0.32 | 1726 | 2235 | 88% | 308 | 2366 | 0.93 | 177 | 80 | 0.03 | 2462
539 | Edenvale | PGE GBA | {} | 2615 | 33 | 0.01 | 2582 | 0.99 | [5 empty] | 0 | 0 | 0 | 0 |  | 2039 | 0.78 | 541 | 0.21 | 2229 | 85% | 386 | 937 | 36% | 1678 | 950 | 0.36 | 1665 | 2348 | 90% | 267 | 2508 | 0.96 | 107 | 25 | 0.01 | 2590
540 | Mt Poso | PGE Kern | {} | 0 | 0 | 0 | 0 | 0 | [5 empty] | 0 | 0 | 0 | 0 |  | 0 | 0 | 0 | 0 | 0 | 0% | 0 | 0 | 0% | 0 | 0 | 0 | 0 | 0 | 0% | 0 | 0 | 0 | 0 | 0 | 0 | 0
541 | Rock Creek 1 | PGE NGBA | {'Rock Creek': [0.0, 3.0], 'Grizzly': [1.0, 3.0], 'Cresta': [6.4, 3.0]} | 16498 | 401 | 0.02 | 16097 | 0.98 | [5 empty] | 0 | 0 | 0 | 0 |  | 5019 | 0.3 | 2335 | 0.14 | 7262 | 44% | 9236 | 11503 | 70% | 4994 | 12031 | 0.73 | 4466 | 15397 | 93% | 1100 | 12561 | 0.76 | 3937 | 498 | 0.03 | 15999
542 | New Sub - Kramer - Lugo (Proposed) | SCE NOL | {'Roadway': [0.0, 400.0], 'Victor': [5.1, 25.0]} | 38805 | 3919 | 0.1 | 34885 | 0.9 | [5 empty] | 0 | 0 | 0 | 0 |  | 3035 | 0.08 | 1311 | 0.03 | 19578 | 50% | 19226 | 15407 | 40% | 23398 | 8699 | 0.22 | 30106 | 26065 | 67% | 12740 | 20288 | 0.52 | 18517 | 90 | 0 | 38715
543 | Baker | SCE NOL | {} | 20523 | 2525 | 0.12 | 17999 | 0.88 | [5 empty] | 0 | 0 | 0 | 0 |  | 0 | 0 | 0 | 0 | 11318 | 55% | 9205 | 8807 | 43% | 11716 | 8807 | 0.43 | 11716 | 13591 | 66% | 6932 | 13563 | 0.66 | 6960 | 504 | 0.02 | 20020
544 | Mountain View | PGE GBA | {} | 508 | 142 | 0.28 | 366 | 0.72 | [5 empty] | 1 | 0 | 0 | 0 |  | 122 | 0.24 | 0 | 0 | 190 | 37% | 319 | 232 | 46% | 276 | 267 | 0.53 | 241 | 285 | 56% | 224 | 141 | 0.28 | 367 | 84 | 0.17 | 424
545 | Stanislaus | PGE GBA | {} | 62 | 57 | 0.92 | 5 | 0.08 | [5 empty] | 0 | 0 | 0 | 0 |  | 0 | 0 | 62 | 1 | 0 | 0% | 62 | 0 | 0% | 62 | 0 | 0 | 62 | 0 | 0% | 62 | 5 | 0.08 | 57 | 0 | 0 | 62
546 | Eagle Mountain | SCE Eastern | {'Kem': [4.0, 5986.0], 'Red Bluff': [11.2, 7992.0]} | 53109 | 11631 | 0.22 | 41479 | 0.78 | [5 empty] | 11 | 0 | 0 | 0 |  | 0 | 0 | 0 | 0 | 16050 | 30% | 37060 | 7075 | 13% | 46035 | 489 | 0.01 | 52620 | 22707 | 43% | 30402 | 28183 | 0.53 | 24926 | 531 | 0.01 | 52578
547 | Contra Costa PP | PGE GBA | {'Contra Costa': [1.6, 1948.0], 'Lone Tree': [4.8, 352.0], 'GWF 2': [5.3, 1400.0], 'Collinsville': [6.1, 2947.0], 'Pittsburg': [7.4, 1237.0], 'Kirker': [7.8, 904.0], 'Brentwood': [8.1, 139.0], 'Birds Landing': [8.5, 3038.0], 'Shiloh III': [11.7, 2586.0], 'Clayton': [12.2, 1.0], 'Lambie': [15.4, 1123.0], 'Lambie Energy': [15.4, 1123.0], 'Tassajara': [16.9, 75.0], 'Grand Island': [17.7, 1672.0]} | 84483 | 10150 | 0.12 | 74332 | 0.88 | [5 empty] | 18214 | 0.22 | 16401 | 0.19 |  | 34962 | 0.41 | 102 | 0 | 20875 | 25% | 63608 | 39333 | 47% | 45150 | 35747 | 0.42 | 48735 | 50331 | 60% | 34151 | 6785 | 0.08 | 77697 | 24040 | 0.28 | 60442
548 | Padre Flats SW STA | PGE Fresno | {} | 7914 | 0 | 0 | 7914 | 1 | [5 empty] | 3 | 0 | 0 | 0 |  | 4232 | 0.53 | 3675 | 0.46 | 7609 | 96% | 304 | 249 | 3% | 7665 | 437 | 0.06 | 7477 | 7671 | 97% | 243 | 7678 | 0.97 | 235 | 14 | 0 | 7900
549 | Bliss | SCE Northern | {} | 0 | 0 | 0 | 0 | 0 | [5 empty] | 0 | 0 | 0 | 0 |  | 0 | 0 | 0 | 0 | 0 | 0% | 0 | 0 | 0% | 0 | 0 | 0 | 0 | 0 | 0% | 0 | 0 | 0 | 0 | 0 | 0 | 0
550 | Divide | PGE Kern | {} | 3796 | 258 | 0.07 | 3538 | 0.93 | [5 empty] | 58 | 0.02 | 1 | 0 |  | 2311 | 0.61 | 54 | 0.01 | 1726 | 45% | 2071 | 338 | 9% | 3458 | 517 | 0.14 | 3279 | 2094 | 55% | 1702 | 2968 | 0.78 | 828 | 218 | 0.06 | 3578
551 | Cresta | PGE NGBA | {'Rock Creek 1': [6.4, 3.0], 'Rock Creek': [6.5, 3.0], 'Grizzly': [7.3, 3.0]} | 13548 | 70 | 0.01 | 13478 | 0.99 | [5 empty] | 0 | 0 | 0 | 0 |  | 3909 | 0.29 | 1874 | 0.14 | 6217 | 46% | 7331 | 10145 | 75% | 3403 | 11121 | 0.82 | 2427 | 13409 | 99% | 140 | 10047 | 0.74 | 3501 | 494 | 0.04 | 13054
552 | Race Track | PGE GBA | {} | 0 | 0 | 0 | 0 | 0 | [5 empty] | 0 | 0 | 0 | 0 |  | 0 | 0 | 0 | 0 | 0 | 0% | 0 | 0 | 0% | 0 | 0 | 0 | 0 | 0 | 0% | 0 | 0 | 0 | 0 | 0 | 0 | 0
553 | Lodi | PGE GBA | {'Eight Mile': [2.1, 167.0]} | 30008 | 3782 | 0.13 | 26225 | 0.87 | [5 empty] | 6127 | 0.2 | 13865 | 0.46 |  | 493 | 0.02 | 0 | 0 | 51 | 0% | 29956 | 9992 | 33% | 20016 | 9992 | 0.33 | 20016 | 10009 | 33% | 19998 | 0 | 0 | 30008 | 2863 | 0.1 | 27145
554 | Rancho Seco | PGE GBA | {} | 0 | 0 | 0 | 0 | 0 | [5 empty] | 0 | 0 | 0 | 0 |  | 0 | 0 | 0 | 0 | 0 | 0% | 0 | 0 | 0% | 0 | 0 | 0 | 0 | 0 | 0% | 0 | 0 | 0 | 0 | 0 | 0 | 0
555 | Monticello | PGE NGBA | {} | 38130 | 1323 | 0.03 | 36807 | 0.97 | [5 empty] | 1153 | 0.03 | 1095 | 0.03 |  | 31349 | 0.82 | 2830 | 0.07 | 34600 | 91% | 3530 | 4527 | 12% | 33603 | 5132 | 0.13 | 32997 | 35096 | 92% | 3034 | 30521 | 0.8 | 7609 | 477 | 0.01 | 37653
556 | New Sub - Westley - Quinto (Proposed) | PGE Fresno | {} | 12166 | 0 | 0 | 12166 | 1 | [5 empty] | 0 | 0 | 0 | 0 |  | 6412 | 0.53 | 5755 | 0.47 | 12031 | 99% | 136 | 5682 | 47% | 6484 | 7344 | 0.6 | 4823 | 12094 | 99% | 72 | 11837 | 0.97 | 330 | 45 | 0 | 12121
557 | North Dublin | PGE GBA | {'San Ramon': [4.2, 21.0], 'Tassajara': [4.7, 21.0], 'Cayetano': [4.7, 21.0], 'Vineyard': [5.2, 21.0], 'Los Positas': [7.4, 21.0], 'Las Positas': [7.4, 21.0], 'Vasco': [8.1, 21.0], 'Altamont': [9.8, 21.0], 'Altamont Midway (Sandhill)': [9.8, 21.0], 'Windmaster': [12.3, 21.0]} | 32776 | 160 | 0 | 32616 | 1 | [5 empty] | 793 | 0.02 | 1026 | 0.03 |  | 29319 | 0.89 | 734 | 0.02 | 27838 | 85% | 4938 | 28975 | 88% | 3801 | 31321 | 0.96 | 1456 | 32423 | 99% | 353 | 13442 | 0.41 | 19334 | 988 | 0.03 | 31788
558 | Wildlife | SCE Eastern | {} | 693 | 0 | 0 | 693 | 1 | [5 empty] | 0 | 0 | 0 | 0 |  | 27 | 0.04 | 661 | 0.95 | 693 | 100% | 0 | 333 | 48% | 360 | 190 | 0.27 | 503 | 693 | 100% | 0 | 331 | 0.48 | 362 | 1 | 0 | 692
559 | Clovis | PGE Fresno | {} | 0 | 0 | 0 | 0 | 0 | [5 empty] | 0 | 0 | 0 | 0 |  | 0 | 0 | 0 | 0 | 0 | 0% | 0 | 0 | 0% | 0 | 0 | 0 | 0 | 0 | 0% | 0 | 0 | 0 | 0 | 0 | 0 | 0
560 | Greenleaf 1 | PGE NGBA | {} | 1591 | 0 | 0 | 1591 | 1 | [5 empty] | 0 | 0 | 0 | 0 |  | 1591 | 1 | 0 | 0 | 1538 | 97% | 53 | 1034 | 65% | 556 | 1034 | 0.65 | 556 | 1557 | 98% | 33 | 1304 | 0.82 | 286 | 5 | 0 | 1585
561 | Atlantic | PGE NGBA | {} | 0 | 0 | 0 | 0 | 0 | [5 empty] | 0 | 0 | 0 | 0 |  | 0 | 0 | 0 | 0 | 0 | 0% | 0 | 0 | 0% | 0 | 0 | 0 | 0 | 0 | 0% | 0 | 0 | 0 | 0 | 0 | 0 | 0
562 | Vasona | PGE GBA | {'El Patio': [3.1, 33.0], 'Saratoga': [3.3, 33.0], 'Hicks': [3.8, 33.0], 'Monta Vista': [7.6, 33.0]} | 775 | 39 | 0.05 | 736 | 0.95 | [5 empty] | 0 | 0 | 0 | 0 |  | 633 | 0.82 | 1 | 0 | 627 | 81% | 148 | 433 | 56% | 342 | 465 | 0.6 | 310 | 696 | 90% | 78 | 574 | 0.74 | 201 | 57 | 0.07 | 717
563 | Mercury | SCE EOP | {'Innovation': [5.5, 707.0], 'Jackass (DOE)': [15.8, 922.0]} | 111016 | 8435 | 0.08 | 102581 | 0.92 | [5 empty] | 0 | 0 | 0 | 0 |  | 0 | 0 | 0 | 0 | 0 | 0% | 111016 | 0 | 0% | 111016 | 0 | 0 | 111016 | 0 | 0% | 111016 | 0 | 0 | 111016 | 0 | 0 | 111016
564 | Monta Vista | PGE GBA | {'Saratoga': [4.4, 33.0], 'Vasona': [7.6, 33.0], 'El Patio': [7.8, 33.0], 'Hicks': [11.3, 33.0]} | 413 | 80 | 0.19 | 333 | 0.81 | [5 empty] | 4 | 0.01 | 1 | 0 |  | 61 | 0.15 | 0 | 0 | 124 | 30% | 289 | 168 | 41% | 245 | 203 | 0.49 | 210 | 260 | 63% | 153 | 45 | 0.11 | 368 | 77 | 0.19 | 336
565 | Topaz | PGE Kern | {'Carrizo Plains': [1.1, 135.0], 'Caliente': [8.0, 135.0], 'Kernridge': [18.4, 36.0]} | 7937 | 595 | 0.08 | 7341 | 0.92 | [5 empty] | 735 | 0.09 | 0 | 0 |  | 4176 | 0.53 | 2499 | 0.31 | 4667 | 59% | 3270 | 176 | 2% | 7761 | 1313 | 0.17 | 6624 | 5333 | 67% | 2603 | 5152 | 0.65 | 2785 | 28 | 0 | 7909
566 | Balch | PGE Fresno | {} | 0 | 0 | 0 | 0 | 0 | [5 empty] | 0 | 0 | 0 | 0 |  | 0 | 0 | 0 | 0 | 0 | 0% | 0 | 0 | 0% | 0 | 0 | 0 | 0 | 0 | 0% | 0 | 0 | 0 | 0 | 0 | 0 | 0
567 | El Dorado PH | PGE NGBA | {} | 580 | 126 | 0.22 | 454 | 0.78 | [5 empty] | 0 | 0 | 0 | 0 |  | 485 | 0.84 | 0 | 0 | 14 | 2% | 566 | 0 | 0% | 580 | 0 | 0 | 580 | 14 | 2% | 566 | 452 | 0.78 | 128 | 45 | 0.08 | 535
568 | Bell | PGE NGBA | {} | 0 | 0 | 0 | 0 | 0 | [5 empty] | 0 | 0 | 0 | 0 |  | 0 | 0 | 0 | 0 | 0 | 0% | 0 | 0 | 0% | 0 | 0 | 0 | 0 | 0 | 0% | 0 | 0 | 0 | 0 | 0 | 0 | 0
569 | San Pablo | PGE GBA | {'Standard Oil': [4.0, 262.0], 'Standard Oil 2': [4.0, 262.0], 'Richmond R': [4.5, 259.0], 'El Cerrito G': [5.2, 742.0], 'Christie': [7.1, 819.0], 'Carquinez': [8.8, 799.0], 'Sobrante': [8.9, 853.0], 'Alhambra': [11.2, 794.0], 'Martinez': [12.1, 796.0], 'Ignacio': [12.7, 41.0], 'Oakland L': [12.7, 130.0], 'Parkway': [12.7, 796.0], 'Bahia': [12.7, 796.0], 'Oakland C': [13.4, 118.0], 'Moraga': [13.5, 59.0], 'Oakland X': [13.8, 62.0], 'Meadow Lane': [15.5, 689.0], 'Lakewood': [16.0, 102.0], 'Potrero': [16.2, 65.0], 'SAN FRAN A (POTRERO PP)': [16.2, 67.0], 'Oakland J': [16.8, 40.0], 'Edes': [18.8, 6.0]} | 13312 | 1864 | 0.14 | 11448 | 0.86 | [5 empty] | 56 | 0 | 0 | 0 |  | 7507 | 0.56 | 0 | 0 | 5495 | 41% | 7816 | 4487 | 34% | 8825 | 4901 | 0.37 | 8410 | 10564 | 79% | 2748 | 5002 | 0.38 | 8309 | 1600 | 0.12 | 11712
570 | Lambie (old) | PGE NGBA | {'Lambie Energy': [0.0, 7266.0], 'Shiloh III': [3.8, 6177.0], 'Birds Landing': [7.0, 6177.0], 'Peabody': [7.1, 2254.0], 'Collinsville': [9.9, 5042.0], 'Vaca-Dixon & Gc Yard': [12.8, 1089.0], 'Pittsburg': [13.0, 1140.0], 'Kirker': [14.1, 822.0], 'GWF 2': [14.3, 1166.0], 'Grand Island': [14.9, 794.0], 'Contra Costa PP': [15.4, 1123.0], 'Contra Costa': [16.1, 1120.0], 'Lone Tree': [20.0, 8.0]} | 121128 | 11998 | 0.1 | 109130 | 0.9 | [5 empty] | 26907 | 0.22 | 31129 | 0.26 |  | 48236 | 0.4 | 0 | 0 | 27602 | 23% | 93526 | 38710 | 32% | 82419 | 36968 | 0.31 | 84160 | 63335 | 52% | 57794 | 13053 | 0.11 | 108075 | 30169 | 0.25 | 90959
571 | Figarden | PGE Fresno | {} | 0 | 0 | 0 | 0 | 0 | [5 empty] | 0 | 0 | 0 | 0 |  | 0 | 0 | 0 | 0 | 0 | 0% | 0 | 0 | 0% | 0 | 0 | 0 | 0 | 0 | 0% | 0 | 0 | 0 | 0 | 0 | 0 | 0
572 | Trimble | PGE GBA | {} | 2482 | 47 | 0.02 | 2434 | 0.98 | [5 empty] | 0 | 0 | 0 | 0 |  | 2075 | 0.84 | 271 | 0.11 | 2107 | 85% | 375 | 734 | 30% | 1747 | 769 | 0.31 | 1712 | 2145 | 86% | 337 | 2274 | 0.92 | 207 | 92 | 0.04 | 2390
573 | Tassajara | PGE GBA | {'San Ramon': [4.1, 21.0], 'North Dublin': [4.7, 21.0], 'Cayetano': [8.6, 21.0], 'Vineyard': [9.5, 21.0], 'Clayton': [10.6, 1.0], 'Los Positas': [11.7, 21.0], 'Las Positas': [11.7, 21.0], 'Vasco': [12.1, 21.0], 'Altamont': [13.0, 21.0], 'Altamont Midway (Sandhill)': [13.0, 21.0], 'Lone Tree': [13.0, 75.0], 'Windmaster': [14.4, 21.0], 'Brentwood': [15.0, 75.0], 'GWF 2': [15.3, 75.0], 'Contra Costa': [15.5, 75.0], 'Contra Costa PP': [16.9, 75.0]} | 29461 | 410 | 0.01 | 29051 | 0.99 | [5 empty] | 1194 | 0.04 | 942 | 0.03 |  | 21484 | 0.73 | 102 | 0 | 22053 | 75% | 7408 | 23514 | 80% | 5947 | 24079 | 0.82 | 5382 | 27132 | 92% | 2329 | 6946 | 0.24 | 22515 | 5925 | 0.2 | 23536
574 | Santa Rosa A | PGE NGBA | {} | 11070 | 65 | 0.01 | 11004 | 0.99 | [5 empty] | 238 | 0.02 | 0 | 0 |  | 4605 | 0.42 | 27 | 0 | 9739 | 88% | 1331 | 3624 | 33% | 7446 | 6315 | 0.57 | 4755 | 10732 | 97% | 338 | 7802 | 0.7 | 3268 | 408 | 0.04 | 10661
575 | Piercy | PGE GBA | {} | 2733 | 33 | 0.01 | 2700 | 0.99 | [5 empty] | 0 | 0 | 0 | 0 |  | 2075 | 0.76 | 624 | 0.23 | 2346 | 86% | 387 | 1040 | 38% | 1694 | 1054 | 0.39 | 1679 | 2465 | 90% | 269 | 2627 | 0.96 | 106 | 25 | 0.01 | 2708
576 | Caribou | PGE NGBA | {} | 12798 | 547 | 0.04 | 12250 | 0.96 | [5 empty] | 0 | 0 | 0 | 0 |  | 4537 | 0.35 | 1846 | 0.14 | 5631 | 44% | 7167 | 8606 | 67% | 4192 | 8158 | 0.64 | 4639 | 10869 | 85% | 1929 | 10392 | 0.81 | 2406 | 441 | 0.03 | 12356
577 | Vista (SCE) | SCE Eastern | {} | 4855 | 56 | 0.01 | 4799 | 0.99 | [5 empty] | 0 | 0 | 0 | 0 |  | 1445 | 0.3 | 3282 | 0.68 | 4647 | 96% | 208 | 1038 | 21% | 3817 | 1572 | 0.32 | 3283 | 4702 | 97% | 153 | 3163 | 0.65 | 1693 | 59 | 0.01 | 4796
578 | Cardiff | SCE Eastern | {} | 8350 | 169 | 0.02 | 8180 | 0.98 | [5 empty] | 0 | 0 | 0 | 0 |  | 3595 | 0.43 | 4402 | 0.53 | 6333 | 76% | 2017 | 3318 | 40% | 5031 | 4349 | 0.52 | 4000 | 7692 | 92% | 658 | 4833 | 0.58 | 3517 | 64 | 0.01 | 8286
579 | Cannon | SDGE Imperial | {'Encina': [0.2, 34.0], 'Palomar Airport': [2.8, 29.0], 'San Luis Rey': [5.1, 29.0], 'Shadowridge': [5.4, 22.0], 'Ocean Ranch': [5.6, 30.0], 'Melrose': [6.6, 29.0], 'San Marcos': [7.8, 8.0], 'Pendleton': [11.9, 27.0], 'Artesian': [14.0, 4.0], 'North City Metering': [14.0, 5.0], 'Penasquitos': [16.5, 3.0]} | 217 | 29 | 0.13 | 188 | 0.87 | [5 empty] | 0 | 0 | 0 | 0 |  | 3 | 0.01 | 0 | 0 | 34 | 16% | 183 | 170 | 78% | 47 | 178 | 0.82 | 39 | 178 | 82% | 39 | 0 | 0 | 217 | 32 | 0.15 | 185
580 | Mt Eden | PGE GBA | {'Eastshore': [0.9, 86.0], 'Grant': [4.2, 83.0], 'Castro Valley': [4.7, 76.0], 'Dumbarton': [5.7, 20.0], 'San Leandro U': [6.0, 82.0], 'Edes': [8.9, 81.0], 'Ravenswood': [9.9, 22.0], 'Oakland J': [11.0, 64.0], 'Cooley Landing': [11.1, 8.0], 'Oakland X': [14.0, 64.0], 'Burlingame': [14.5, 1.0], 'Menlo': [14.9, 2.0], 'Oakland C': [15.1, 64.0], 'Moraga': [15.4, 12.0], 'Oakland L': [15.5, 64.0], 'Jefferson': [15.8, 4.0], 'Millbrae': [15.9, 1.0], 'Martin': [17.4, 10.0], 'SAN FRAN A (POTRERO PP)': [17.7, 18.0], 'Potrero': [17.7, 19.0]} | 1260 | 456 | 0.36 | 804 | 0.64 | [5 empty] | 0 | 0 | 0 | 0 |  | 318 | 0.25 | 21 | 0.02 | 263 | 21% | 996 | 467 | 37% | 793 | 580 | 0.46 | 679 | 639 | 51% | 621 | 220 | 0.17 | 1039 | 147 | 0.12 | 1113
581 | Fitch Mountain | PGE NGBA | {} | 12332 | 5 | 0 | 12327 | 1 | [5 empty] | 191 | 0.02 | 22 | 0 |  | 4821 | 0.39 | 3295 | 0.27 | 10487 | 85% | 1845 | 4778 | 39% | 7553 | 8872 | 0.72 | 3460 | 12226 | 99% | 105 | 6061 | 0.49 | 6271 | 47 | 0 | 12285
582 | Stockton A | PGE GBA | {} | 4801 | 495 | 0.1 | 4306 | 0.9 | [5 empty] | 696 | 0.14 | 985 | 0.21 |  | 1121 | 0.23 | 0 | 0 | 713 | 15% | 4087 | 4059 | 85% | 741 | 3895 | 0.81 | 905 | 4077 | 85% | 724 | 0 | 0 | 4801 | 308 | 0.06 | 4493
583 | Saratoga | PGE GBA | {'Vasona': [3.3, 33.0], 'Monta Vista': [4.4, 33.0], 'El Patio': [4.4, 33.0], 'Hicks': [7.0, 33.0]} | 431 | 46 | 0.11 | 385 | 0.89 | [5 empty] | 2 | 0 | 1 | 0 |  | 245 | 0.57 | 0 | 0 | 259 | 60% | 172 | 217 | 50% | 214 | 254 | 0.59 | 177 | 334 | 77% | 97 | 214 | 0.5 | 217 | 64 | 0.15 | 367
584 | Christie | PGE GBA | {'Alhambra': [4.3, 1151.0], 'Martinez': [5.0, 1153.0], 'Carquinez': [6.5, 1156.0], 'Bahia': [6.6, 1153.0], 'Sobrante': [6.8, 744.0], 'San Pablo': [7.1, 819.0], 'El Cerrito G': [7.9, 556.0], 'Meadow Lane': [8.9, 1031.0], 'Parkway': [9.4, 1153.0], 'Richmond R': [10.2, 46.0], 'Lakewood': [10.5, 104.0], 'Standard Oil': [10.7, 49.0], 'Standard Oil 2': [10.8, 49.0], 'Moraga': [11.1, 17.0], 'Oakland X': [13.8, 17.0], 'Oakland L': [13.8, 20.0], 'Oakland C': [14.8, 20.0], 'SAN FRAN A (POTRERO PP)': [19.7, 10.0], 'Potrero': [19.7, 10.0]} | 24242 | 2110 | 0.09 | 22132 | 0.91 | [5 empty] | 314 | 0.01 | 0 | 0 |  | 9964 | 0.41 | 0 | 0 | 12882 | 53% | 11361 | 11741 | 48% | 12502 | 9151 | 0.38 | 15091 | 20606 | 85% | 3637 | 6586 | 0.27 | 17657 | 9120 | 0.38 | 15122
585 | Las Aguilas | PGE Fresno | {} | 5883 | 0 | 0 | 5883 | 1 | [5 empty] | 0 | 0 | 0 | 0 |  | 2053 | 0.35 | 3830 | 0.65 | 5002 | 85% | 881 | 638 | 11% | 5245 | 1236 | 0.21 | 4647 | 5544 | 94% | 339 | 5788 | 0.98 | 95 | 5 | 0 | 5878
586 | Monroe | PGE NGBA | {} | 11126 | 70 | 0.01 | 11056 | 0.99 | [5 empty] | 238 | 0.02 | 0 | 0 |  | 4201 | 0.38 | 0 | 0 | 9732 | 87% | 1395 | 3468 | 31% | 7659 | 6485 | 0.58 | 4641 | 10783 | 97% | 343 | 7716 | 0.69 | 3411 | 413 | 0.04 | 10713
587 | Elliot | SDGE Imperial | {'Elliott': [0.0, 121.0], 'Kearny': [2.8, 121.0], 'Mission': [3.6, 121.0], 'Murray': [4.1, 2.0], 'Mesa Heights': [4.1, 121.0], 'Old Town': [7.0, 121.0], 'Spring Valley': [7.3, 1.0], 'Vine': [7.5, 121.0], 'Silvergate': [9.0, 121.0], 'Point Loma': [9.9, 121.0], 'Bay Boulevard': [14.4, 80.0], 'Otay': [15.4, 1.0], 'Imperial Beach': [16.1, 23.0]} | 732 | 198 | 0.27 | 533 | 0.73 | [5 empty] | 0 | 0 | 0 | 0 |  | 0 | 0 | 0 | 0 | 42 | 6% | 690 | 259 | 35% | 473 | 475 | 0.65 | 257 | 480 | 66% | 252 | 0 | 0 | 732 | 49 | 0.07 | 683
588 | Sunset | PGE Kern | {} | 326 | 97 | 0.3 | 229 | 0.7 | [5 empty] | 0 | 0 | 0 | 0 |  | 208 | 0.64 | 0 | 0 | 86 | 26% | 240 | 0 | 0% | 326 | 0 | 0 | 326 | 86 | 26% | 240 | 183 | 0.56 | 143 | 0 | 0 | 326
589 | Herndon | PGE Fresno | {} | 0 | 0 | 0 | 0 | 0 | [5 empty] | 0 | 0 | 0 | 0 |  | 0 | 0 | 0 | 0 | 0 | 0% | 0 | 0 | 0% | 0 | 0 | 0 | 0 | 0 | 0% | 0 | 0 | 0 | 0 | 0 | 0 | 0
590 | Menlo | PGE GBA | {'Jefferson': [4.9, 20.0], 'Cooley Landing': [5.0, 17.0], 'Ravenswood': [5.5, 20.0], 'Whisman': [7.6, 1.0], 'Dumbarton': [11.7, 13.0], 'Burlingame': [14.0, 10.0], 'Eastshore': [14.2, 10.0], 'Mt Eden': [14.9, 2.0], 'Mt. Eden': [14.9, 2.0], 'Millbrae': [15.8, 8.0]} | 907 | 255 | 0.28 | 652 | 0.72 | [5 empty] | 2 | 0 | 0 | 0 |  | 0 | 0 | 0 | 0 | 105 | 12% | 802 | 264 | 29% | 643 | 514 | 0.57 | 393 | 522 | 58% | 385 | 147 | 0.16 | 760 | 117 | 0.13 | 790
591 | Mountain Pass | SCE EOP | {'Ivanpah': [5.5, 18.0], 'Primm': [14.9, 18.0]} | 7150 | 450 | 0.06 | 6700 | 0.94 | [5 empty] | 0 | 0 | 0 | 0 |  | 0 | 0 | 0 | 0 | 4022 | 56% | 3128 | 3841 | 54% | 3309 | 769 | 0.11 | 6381 | 4766 | 67% | 2384 | 2469 | 0.35 | 4681 | 41 | 0.01 | 7109
592 | San Jose A | PGE GBA | {} | 2521 | 33 | 0.01 | 2488 | 0.99 | [5 empty] | 0 | 0 | 0 | 0 |  | 2075 | 0.82 | 346 | 0.14 | 2182 | 87% | 338 | 783 | 31% | 1738 | 814 | 0.32 | 1707 | 2216 | 88% | 305 | 2350 | 0.93 | 171 | 76 | 0.03 | 2444
593 | Artesian | SDGE Imperial | {'North City Metering': [6.6, 4.0], 'San Marcos': [8.3, 4.0], 'Penasquitos': [8.6, 3.0], 'Shadowridge': [10.3, 4.0], 'Palomar Airport': [11.3, 4.0], 'Cannon': [14.0, 4.0], 'Encina': [14.1, 4.0]} | 152 | 44 | 0.29 | 107 | 0.71 | [5 empty] | 0 | 0 | 0 | 0 |  | 0 | 0 | 0 | 0 | 30 | 19% | 122 | 73 | 48% | 78 | 94 | 0.62 | 58 | 94 | 62% | 58 | 0 | 0 | 152 | 4 | 0.03 | 147
594 | Thousandaire | SCE EOP | {'Gamebird': [3.4, 2.0], 'Pahrump': [4.6, 33.0], 'Charleston': [10.4, 32.0]} | 16519 | 494 | 0.03 | 16025 | 0.97 | [5 empty] | 0 | 0 | 0 | 0 |  | 0 | 0 | 0 | 0 | 3071 | 19% | 13448 | 639 | 4% | 15880 | 7811 | 0.47 | 8708 | 9411 | 57% | 7108 | 13075 | 0.79 | 3443 | 112 | 0.01 | 16407

## LandEnv_Wind_Data_30mi
CEC provided land-use and environmental data criteria for in-state substations at a 30 mile radius for onshore wind resource potential. Note these are based on a techno-economic resource potential base using a 20% CF factor.
[9 empty] | Parcel info not applied for onshore wind mapping |  |  |  |  | Cropland Index not applied for onshore wind mappping
|  |  |  | Res. Potential Base (after techno-economic & protected areas exclusions) | Res. Potential after Core Land Use Screen (Lower Implications Land) | Percentage of Base Potential w/ Lower Implications | Res. Potential excluded by Core screen (Higher Implications Land) | Percentage of Base Potential w/ Higher Implications | [5 empty] | Base Res. Potential w/ Low Cropland Index Values | Percentage of Base Potential w/ Low Cropland Index Values | Base Res. Potential w/ High Cropland Index Values | Percentage of Base Potential w/ High Cropland Index Values |  | Base Res. Potential w/ Tier 2 Fire Threat | Percentage of Base Potential w/ Tier 2 Fire Threat | Base Res. Potential w/ Tier 3 Fire Threat | Percentage of Base Potential w/ Tier 3 Fire Threat | Base Res. Potential w/ ACE Terrestrial Connectivity, 4 or 5, (High Implications) | Percentage of Base Potential w/ Terrestrial Connectivity High Implications | Base Res. Potential w/ Terrestrial Connectivity Low Implications | Base Res. Potential w/ ACE Biodiversity, 5, (High Implications) | Percentage of Base Potential w/ Biodiversity High Implications | Base Res. Potential w/ Biodiversity Low Implications | Base Res. Potential w/ ACE Irreplaceability, 4 or 5, (High Implications) | Percentage of Base Potential w/ Irreplaceability High Implications | Base Res. Potential w/ Irreplaceability Low Implications | Base Res. Potential w/ Any of the three ACE datasets High Implications | Percentage of Base Potential w/ Any of the three ACE datasets High Implications | Base Res. Potential w/ Any of the three ACE datasets Low Implications | Base Res. Potential w/ High Terrestrial Landscape Intactness | Percentage of Base Potential w/ High Terrestrial Landscape Intactness | Base Res. Potential w/ Low Terrestrial Landscape Intactness | Base Res. Potential w/ Classified as Wetlands | Percentage of Base Potential w/ Classified as Wetlands | Base Res. Potential w/ Not Classified as Wetlands
Blue columns indicate additional data calculate/added by CPUC staff in dashboard.
Distance in miles to nearby substations
OBJECTID | IRP_Substation_Name | RESOLVE_Name | Overlaps | RPB_Acres | TRP_Acres | Perc_TRP | High_Implication_Acres | Perc_HighImplication | Parcels_LT_6 | Perc_ParcLT6 | Parcels_LT_30_GT6 | Perc_ParcLT30GT6 | 10th Percentile Parcelization | LowCrop_Acres | Perc_LowCrop | HighCrop_Acres | Perc_HighCrop | Critically overdrafted basin | FT_Tier2_Acres | Perc_FT_Tier2 | FT_Tier3_Acres | Perc_FT_Tier3 | Conn45_Acres | Perc_Conn45 | Low Conn Acres | Bio5_Acres | Perc_Bio5 | Low Bio Acres | Irr45_Acres | Perc_Irr45 | Low Irr Acres | ACE_All_Acres | Perc_AllACE | Low AllACE Acres | High_Intact_Acres | Perc_HighIntact | LowIntact Acres | Wetlands_Acres | Perc_Wetlands | Not Wetlands Acres
1 | Cal Flats | PGE Fresno | {'Cholame': [12.8, 71.0], 'Avenal': [13.7, 38.0]} | 10247 | 676 | 0.07 | 9570 | 0.93 | [5 empty] | 1090 | 0.11 | 0 | 0 |  | 8616 | 0.84 | 679 | 0.07 | 6992 | 0.68 | 3254 | 452 | 0.04 | 9794 | 2041 | 0.2 | 8206 | 7567 | 0.74 | 2680 | 6404 | 0.63 | 3842 | 69 | 0.01 | 10178
2 | Collinsville | PGE GBA | {'Birds Landing': [3.1, 7117.0], 'Pittsburg': [4.5, 1354.0], 'GWF 2': [4.7, 1443.0], 'Kirker': [5.6, 1021.0], 'Contra Costa PP': [6.1, 2947.0], 'Shiloh III': [6.2, 6754.0], 'Contra Costa': [6.3, 1715.0], 'Lambie': [9.9, 5042.0], 'Lambie Energy': [9.9, 5042.0], 'Lone Tree': [10.2, 277.0], 'Clayton': [11.9, 6.0], 'Brentwood': [14.2, 64.0], 'Meadow Lane': [14.3, 6.0], 'Martinez': [15.8, 6.0], 'Peabody': [16.0, 1108.0], 'Bahia': [16.3, 6.0], 'Grand Island': [16.9, 1914.0], 'Alhambra': [17.0, 4.0]} | 145841 | 12996 | 0.09 | 132845 | 0.91 | [5 empty] | 27729 | 0.19 | 32111 | 0.22 |  | 68279 | 0.47 | 102 | 0 | 45036 | 0.31 | 100804 | 57161 | 0.39 | 88680 | 58329 | 0.4 | 87512 | 86412 | 0.59 | 59429 | 19423 | 0.13 | 126417 | 31067 | 0.21 | 114774
3 | Santa Teresa | PGE GBA | {} | 10312 | 101 | 0.01 | 10211 | 0.99 | [5 empty] | 7 | 0 | 9 | 0 |  | 4042 | 0.39 | 5816 | 0.56 | 9327 | 0.9 | 986 | 3583 | 0.35 | 6729 | 4573 | 0.44 | 5739 | 9816 | 0.95 | 497 | 9505 | 0.92 | 808 | 162 | 0.02 | 10151
4 | Carrizo Gorge | SDGE Imperial | {'Boulevard': [4.2, 11376.0], 'Crestwood': [5.5, 11361.0], 'East County': [10.6, 2020.0], 'Suncrest - Ocotillo (Proposed)': [11.9, 4733.0], 'Cameron': [13.9, 4878.0]} | 74103 | 14231 | 0.19 | 59872 | 0.81 | [5 empty] | 1 | 0 | 0 | 0 |  | 17092 | 0.23 | 19656 | 0.27 | 9260 | 0.12 | 64843 | 8823 | 0.12 | 65280 | 18273 | 0.25 | 55830 | 27284 | 0.37 | 46819 | 41399 | 0.56 | 32704 | 1682 | 0.02 | 72421
5 | Avenal | PGE Kern | {'Cal Flats': [13.7, 38.0]} | 8329 | 325 | 0.04 | 8004 | 0.96 | [5 empty] | 1074 | 0.13 | 0 | 0 |  | 7564 | 0.91 | 173 | 0.02 | 5975 | 0.72 | 2354 | 390 | 0.05 | 7940 | 1680 | 0.2 | 6650 | 6412 | 0.77 | 1917 | 5652 | 0.68 | 2677 | 69 | 0.01 | 8261
6 | Crazy Horse Canyon | PGE GBA | {} | 14562 | 6092 | 0.42 | 8470 | 0.58 | [5 empty] | 280 | 0.02 | 5629 | 0.39 |  | 3269 | 0.22 | 3807 | 0.26 | 6535 | 0.45 | 8027 | 854 | 0.06 | 13709 | 1736 | 0.12 | 12826 | 7671 | 0.53 | 6892 | 6767 | 0.46 | 7796 | 604 | 0.04 | 13958
7 | Estrella | PGE Kern | {'Templeton': [7.3, 138.0]} | 22509 | 2488 | 0.11 | 20021 | 0.89 | [5 empty] | 1126 | 0.05 | 0 | 0 |  | 17563 | 0.78 | 3784 | 0.17 | 14150 | 0.63 | 8359 | 1898 | 0.08 | 20611 | 5377 | 0.24 | 17131 | 15725 | 0.7 | 6783 | 14211 | 0.63 | 8298 | 251 | 0.01 | 22258
8 | Ocean Ranch | SDGE Imperial | {'San Luis Rey': [2.3, 29.0], 'Melrose': [2.4, 29.0], 'Cannon': [5.6, 30.0], 'Encina': [5.7, 30.0], 'Shadowridge': [5.8, 17.0], 'Palomar Airport': [6.1, 24.0], 'Pendleton': [7.2, 27.0], 'San Marcos': [8.0, 3.0], 'North City Metering': [18.0, 1.0]} | 324 | 85 | 0.26 | 240 | 0.74 | [5 empty] | 0 | 0 | 0 | 0 |  | 3 | 0.01 | 0 | 0 | 34 | 0.1 | 291 | 186 | 0.57 | 139 | 221 | 0.68 | 104 | 221 | 0.68 | 104 | 0 | 0 | 324 | 32 | 0.1 | 292
9 | Green Valley | PGE GBA | {'Moss Landing': [10.2, 5.0]} | 1629 | 164 | 0.1 | 1465 | 0.9 | [5 empty] | 5 | 0 | 8 | 0 |  | 759 | 0.47 | 272 | 0.17 | 911 | 0.56 | 718 | 498 | 0.31 | 1131 | 544 | 0.33 | 1085 | 1318 | 0.81 | 311 | 961 | 0.59 | 668 | 69 | 0.04 | 1560
10 | Union (Estrella) | PGE Kern | {'Templeton': [7.3, 138.0]} | 22509 | 2488 | 0.11 | 20021 | 0.89 | [5 empty] | 1126 | 0.05 | 0 | 0 |  | 17563 | 0.78 | 3784 | 0.17 | 14150 | 0.63 | 8359 | 1898 | 0.08 | 20611 | 5377 | 0.24 | 17131 | 15725 | 0.7 | 6783 | 14211 | 0.63 | 8298 | 251 | 0.01 | 22258
11 | Crescent | PGE Fresno | {} | 264 | 0 | 0 | 264 | 1 | [5 empty] | 0 | 0 | 0 | 0 |  | 171 | 0.65 | 76 | 0.29 | 264 | 1 | 0 | 0 | 0 | 264 | 27 | 0.1 | 237 | 264 | 1 | 0 | 193 | 0.73 | 71 | 0 | 0 | 264
12 | Vincent | SCE Northern | {'Antelope': [17.4, 1654.0]} | 103969 | 39588 | 0.38 | 64381 | 0.62 | [5 empty] | 2428 | 0.02 | 760 | 0.01 |  | 20423 | 0.2 | 14926 | 0.14 | 11111 | 0.11 | 92857 | 34033 | 0.33 | 69936 | 26846 | 0.26 | 77123 | 47000 | 0.45 | 56969 | 29276 | 0.28 | 74693 | 2334 | 0.02 | 101635
13 | El Nido (PGE) | PGE Fresno | {} | 0 | 0 | 0 | 0 | 0 | [5 empty] | 0 | 0 | 0 | 0 |  | 0 | 0 | 0 | 0 | 0 | 0 | 0 | 0 | 0 | 0 | 0 | 0 | 0 | 0 | 0 | 0 | 0 | 0 | 0 | 0 | 0 | 0
14 | Cortina | PGE NGBA | {} | 52470 | 1069 | 0.02 | 51401 | 0.98 | [5 empty] | 3277 | 0.06 | 1110 | 0.02 |  | 20269 | 0.39 | 30395 | 0.58 | 36098 | 0.69 | 16373 | 6758 | 0.13 | 45712 | 11453 | 0.22 | 41018 | 40439 | 0.77 | 12032 | 43138 | 0.82 | 9332 | 417 | 0.01 | 52054
15 | Delta Pumps | PGE GBA | {} | 81978 | 7943 | 0.1 | 74035 | 0.9 | [5 empty] | 10580 | 0.13 | 8915 | 0.11 |  | 42067 | 0.51 | 4617 | 0.06 | 43622 | 0.53 | 38357 | 50577 | 0.62 | 31401 | 50450 | 0.62 | 31528 | 62332 | 0.76 | 19646 | 22779 | 0.28 | 59199 | 12876 | 0.16 | 69102
16 | Morgan Hill | PGE GBA | {} | 11446 | 103 | 0.01 | 11343 | 0.99 | [5 empty] | 1 | 0 | 6 | 0 |  | 4985 | 0.44 | 6139 | 0.54 | 10485 | 0.92 | 962 | 2262 | 0.2 | 9184 | 3084 | 0.27 | 8362 | 10892 | 0.95 | 554 | 10842 | 0.95 | 604 | 102 | 0.01 | 11345
17 | Jessup | PGE NGBA | {} | 4048 | 1072 | 0.26 | 2977 | 0.74 | [5 empty] | 0 | 0 | 0 | 0 |  | 1710 | 0.42 | 1487 | 0.37 | 843 | 0.21 | 3205 | 270 | 0.07 | 3779 | 597 | 0.15 | 3451 | 1086 | 0.27 | 2962 | 2571 | 0.64 | 1477 | 74 | 0.02 | 3974
18 | Elk Hills | PGE Kern | {} | 142 | 54 | 0.38 | 88 | 0.62 | [5 empty] | 0 | 0 | 0 | 0 |  | 31 | 0.22 | 67 | 0.48 | 23 | 0.16 | 119 | 0 | 0 | 142 | 0 | 0 | 142 | 23 | 0.16 | 119 | 87 | 0.62 | 54 | 0 | 0 | 142
19 | Ignacio | PGE NGBA | {'Standard Oil': [11.8, 41.0], 'Standard Oil 2': [11.8, 41.0], 'Lakeville': [12.3, 37.0], 'San Pablo': [12.7, 41.0], 'Richmond R': [14.0, 41.0], 'El Cerrito G': [17.0, 15.0]} | 30192 | 2194 | 0.07 | 27998 | 0.93 | [5 empty] | 438 | 0.01 | 20 | 0 |  | 18011 | 0.6 | 0 | 0 | 20250 | 0.67 | 9943 | 8164 | 0.27 | 22028 | 11723 | 0.39 | 18469 | 26203 | 0.87 | 3989 | 18107 | 0.6 | 12085 | 2291 | 0.08 | 27901
20 | Malin | <Null> | {} | 167617 | 11491 | 0.07 | 156127 | 0.93 | [5 empty] | 2643 | 0.02 | 2120 | 0.01 |  | 11925 | 0.07 | 0 | 0 | 137016 | 0.82 | 30601 | 8806 | 0.05 | 158811 | 18432 | 0.11 | 149185 | 137810 | 0.82 | 29807 | 140641 | 0.84 | 26976 | 3563 | 0.02 | 164055
21 | Redbud | PGE NGBA | {'Konocti': [7.8, 57.0]} | 36727 | 572 | 0.02 | 36156 | 0.98 | [5 empty] | 193 | 0.01 | 17 | 0 |  | 7411 | 0.2 | 26925 | 0.73 | 22222 | 0.61 | 14505 | 9398 | 0.26 | 27330 | 15643 | 0.43 | 21085 | 27006 | 0.74 | 9721 | 27699 | 0.75 | 9028 | 222 | 0.01 | 36505
22 | Arcata | PGE NGBA | {'Humboldt': [6.0, 110.0], 'Harris': [6.4, 110.0], 'Humboldt Bay': [10.8, 110.0]} | 16258 | 2675 | 0.16 | 13583 | 0.84 | [5 empty] | 0 | 0 | 0 | 0 |  | 1648 | 0.1 | 695 | 0.04 | 1985 | 0.12 | 14272 | 1210 | 0.07 | 15047 | 1653 | 0.1 | 14605 | 2966 | 0.18 | 13292 | 11201 | 0.69 | 5056 | 1060 | 0.07 | 15198
23 | Suncrest | SDGE Imperial | {} | 45128 | 11554 | 0.26 | 33574 | 0.74 | [5 empty] | 7 | 0 | 0 | 0 |  | 18287 | 0.41 | 22526 | 0.5 | 7290 | 0.16 | 37839 | 9620 | 0.21 | 35508 | 21018 | 0.47 | 24110 | 25611 | 0.57 | 19518 | 13516 | 0.3 | 31613 | 1434 | 0.03 | 43694
24 | Cressey | PGE Fresno | {} | 0 | 0 | 0 | 0 | 0 | [5 empty] | 0 | 0 | 0 | 0 |  | 0 | 0 | 0 | 0 | 0 | 0 | 0 | 0 | 0 | 0 | 0 | 0 | 0 | 0 | 0 | 0 | 0 | 0 | 0 | 0 | 0 | 0
25 | Kearny | SDGE Imperial | {'Mesa Heights': [1.5, 155.0], 'Elliot': [2.8, 121.0], 'Elliott': [2.8, 122.0], 'Mission': [3.4, 155.0], 'Old Town': [5.8, 155.0], 'Murray': [6.9, 2.0], 'Vine': [7.1, 155.0], 'Penasquitos': [7.8, 23.0], 'Point Loma': [8.6, 155.0], 'Silvergate': [9.6, 132.0], 'Spring Valley': [9.9, 1.0], 'North City Metering': [10.1, 23.0], 'Bay Boulevard': [15.7, 83.0], 'Otay': [17.0, 1.0], 'Imperial Beach': [17.4, 23.0]} | 901 | 219 | 0.24 | 682 | 0.76 | [5 empty] | 0 | 0 | 0 | 0 |  | 0 | 0 | 0 | 0 | 78 | 0.09 | 822 | 374 | 0.42 | 527 | 608 | 0.67 | 293 | 613 | 0.68 | 287 | 12 | 0.01 | 888 | 70 | 0.08 | 831
26 | Victor | SCE NOL | {'New Sub - Kramer - Lugo (Proposed)': [5.1, 25.0], 'Roadway': [5.1, 25.0], 'Lugo': [9.7, 442.0]} | 74419 | 5904 | 0.08 | 68516 | 0.92 | [5 empty] | 0 | 0 | 0 | 0 |  | 7737 | 0.1 | 7900 | 0.11 | 38530 | 0.52 | 35889 | 29846 | 0.4 | 44573 | 24013 | 0.32 | 50406 | 56661 | 0.76 | 17758 | 37961 | 0.51 | 36458 | 274 | 0 | 74145
27 | Millbrae | PGE GBA | {'Burlingame': [1.9, 123.0], 'Martin': [6.9, 102.0], 'SAN FRAN A (POTRERO PP)': [10.5, 68.0], 'Potrero': [10.5, 68.0], 'Jefferson': [11.8, 60.0], 'Grant': [13.4, 15.0], 'Edes': [14.2, 16.0], 'Oakland C': [14.6, 27.0], 'Oakland J': [14.6, 27.0], 'Eastshore': [15.0, 8.0], 'Oakland L': [15.7, 27.0], 'Menlo': [15.8, 8.0], 'Mt Eden': [15.9, 1.0], 'Mt. Eden': [15.9, 1.0], 'Ravenswood': [15.9, 25.0], 'Oakland X': [16.4, 27.0], 'Cooley Landing': [17.1, 4.0]} | 3885 | 853 | 0.22 | 3032 | 0.78 | [5 empty] | 3 | 0 | 0 | 0 |  | 1370 | 0.35 | 0 | 0 | 280 | 0.07 | 3605 | 1743 | 0.45 | 2142 | 2641 | 0.68 | 1245 | 2744 | 0.71 | 1142 | 757 | 0.19 | 3128 | 257 | 0.07 | 3629
28 | Arcogen | SCE Metro | {'Hinson': [1.2, 397.0], 'Harborgen': [2.8, 397.0], 'Long Beach': [3.7, 397.0], 'Lighthipe': [5.9, 309.0], 'La Fresa': [6.3, 66.0], 'Redondo': [8.5, 11.0], 'Del Amo': [8.6, 328.0], 'Alamitos': [9.0, 371.0], 'El Nido': [9.2, 11.0], 'Chevmain': [10.8, 11.0], 'El Segundo': [12.0, 11.0]} | 1267 | 423 | 0.33 | 844 | 0.67 | [5 empty] | 0 | 0 | 0 | 0 |  | 0 | 0 | 0 | 0 | 12 | 0.01 | 1255 | 257 | 0.2 | 1010 | 780 | 0.62 | 487 | 791 | 0.62 | 476 | 0 | 0 | 1267 | 31 | 0.02 | 1236
29 | Soledad | PGE GBA | {'Coburn': [15.4, 95.0]} | 18756 | 7485 | 0.4 | 11271 | 0.6 | [5 empty] | 303 | 0.02 | 6148 | 0.33 |  | 3984 | 0.21 | 6218 | 0.33 | 7666 | 0.41 | 11090 | 1100 | 0.06 | 17656 | 2963 | 0.16 | 15792 | 9168 | 0.49 | 9588 | 8766 | 0.47 | 9990 | 560 | 0.03 | 18196
30 | Vierra | PGE GBA | {} | 45129 | 1493 | 0.03 | 43636 | 0.97 | [5 empty] | 2317 | 0.05 | 2469 | 0.05 |  | 28978 | 0.64 | 4962 | 0.11 | 32900 | 0.73 | 12229 | 34166 | 0.76 | 10963 | 38151 | 0.85 | 6978 | 42465 | 0.94 | 2665 | 19014 | 0.42 | 26115 | 2031 | 0.04 | 43099
31 | Walnut | SCE Metro | {} | 1971 | 437 | 0.22 | 1534 | 0.78 | [5 empty] | 0 | 0 | 0 | 0 |  | 0 | 0 | 514 | 0.26 | 519 | 0.26 | 1452 | 317 | 0.16 | 1655 | 968 | 0.49 | 1004 | 1364 | 0.69 | 607 | 580 | 0.29 | 1391 | 32 | 0.02 | 1939
32 | Coburn | PGE GBA | {'Soledad': [15.4, 95.0]} | 18313 | 8233 | 0.45 | 10079 | 0.55 | [5 empty] | 303 | 0.02 | 6148 | 0.34 |  | 2748 | 0.15 | 7535 | 0.41 | 6368 | 0.35 | 11945 | 1219 | 0.07 | 17093 | 3285 | 0.18 | 15028 | 8096 | 0.44 | 10217 | 6821 | 0.37 | 11492 | 551 | 0.03 | 17762
33 | Madison | PGE NGBA | {} | 98729 | 2901 | 0.03 | 95828 | 0.97 | [5 empty] | 15885 | 0.16 | 15540 | 0.16 |  | 54426 | 0.55 | 21253 | 0.22 | 54290 | 0.55 | 44439 | 16371 | 0.17 | 82358 | 18292 | 0.19 | 80437 | 67578 | 0.68 | 31151 | 52318 | 0.53 | 46411 | 8641 | 0.09 | 90088
34 | Lone Tree | PGE GBA | {'Contra Costa': [3.9, 352.0], 'Contra Costa PP': [4.8, 352.0], 'Brentwood': [4.9, 139.0], 'GWF 2': [7.3, 346.0], 'Kirker': [9.5, 202.0], 'Pittsburg': [9.7, 217.0], 'Collinsville': [10.2, 277.0], 'Clayton': [11.3, 1.0], 'Tassajara': [13.0, 75.0], 'Birds Landing': [13.0, 277.0], 'Shiloh III': [16.2, 210.0], 'Lambie': [20.0, 8.0], 'Lambie Energy': [20.0, 8.0]} | 142933 | 12598 | 0.09 | 130336 | 0.91 | [5 empty] | 25294 | 0.18 | 29055 | 0.2 |  | 68998 | 0.48 | 1161 | 0.01 | 48474 | 0.34 | 94459 | 68208 | 0.48 | 74725 | 67344 | 0.47 | 75589 | 88209 | 0.62 | 54725 | 21884 | 0.15 | 121050 | 30629 | 0.21 | 112304
35 | Eldorado | SCE EOP | {'Sloan Canyon': [5.3, 237.0], 'Mead': [13.2, 120.0]} | 10373 | 469 | 0.05 | 9904 | 0.95 | [5 empty] | 0 | 0 | 0 | 0 |  | 0 | 0 | 0 | 0 | 1692 | 0.16 | 8680 | 998 | 0.1 | 9375 | 211 | 0.02 | 10161 | 1904 | 0.18 | 8469 | 321 | 0.03 | 10052 | 0 | 0 | 10373
36 | Mercy Springs | PGE Fresno | {} | 9989 | 0 | 0 | 9989 | 1 | [5 empty] | 3 | 0 | 0 | 0 |  | 4602 | 0.46 | 5379 | 0.54 | 9304 | 0.93 | 684 | 454 | 0.05 | 9535 | 1069 | 0.11 | 8919 | 9591 | 0.96 | 397 | 9727 | 0.97 | 261 | 16 | 0 | 9972
37 | Meridian | PGE NGBA | {} | 34828 | 630 | 0.02 | 34199 | 0.98 | [5 empty] | 3151 | 0.09 | 1088 | 0.03 |  | 14720 | 0.42 | 19354 | 0.56 | 23540 | 0.68 | 11289 | 3053 | 0.09 | 31776 | 2671 | 0.08 | 32158 | 25139 | 0.72 | 9689 | 29022 | 0.83 | 5807 | 162 | 0 | 34666
38 | Excelsior | PGE Fresno | {} | 280 | 0 | 0 | 280 | 1 | [5 empty] | 0 | 0 | 0 | 0 |  | 171 | 0.61 | 91 | 0.33 | 280 | 1 | 0 | 0 | 0 | 280 | 27 | 0.1 | 253 | 280 | 1 | 0 | 208 | 0.75 | 71 | 0 | 0 | 280
39 | Hassayampa | SDGE Arizona | {} | 0 | 0 | 0 | 0 | 0 | [5 empty] | 0 | 0 | 0 | 0 |  | 0 | 0 | 0 | 0 | 0 | 0 | 0 | 0 | 0 | 0 | 0 | 0 | 0 | 0 | 0 | 0 | 0 | 0 | 0 | 0 | 0 | 0
40 | Center | SCE Metro | {} | 1248 | 411 | 0.33 | 838 | 0.67 | [5 empty] | 0 | 0 | 0 | 0 |  | 0 | 0 | 0 | 0 | 9 | 0.01 | 1239 | 257 | 0.21 | 991 | 780 | 0.62 | 469 | 789 | 0.63 | 460 | 0 | 0 | 1248 | 31 | 0.02 | 1217
41 | Leprino | PGE Fresno | {} | 196 | 0 | 0 | 196 | 1 | [5 empty] | 0 | 0 | 0 | 0 |  | 178 | 0.91 | 0 | 0 | 196 | 1 | 0 | 0 | 0 | 196 | 27 | 0.14 | 169 | 196 | 1 | 0 | 125 | 0.64 | 71 | 0 | 0 | 196
42 | Springville | SCE Northern | {} | 580 | 0 | 0 | 580 | 1 | [5 empty] | 0 | 0 | 0 | 0 |  | 223 | 0.38 | 357 | 0.62 | 0 | 0 | 580 | 217 | 0.37 | 363 | 396 | 0.68 | 184 | 396 | 0.68 | 184 | 529 | 0.91 | 51 | 25 | 0.04 | 555
43 | Mustang | PGE Fresno | {} | 407 | 0 | 0 | 407 | 1 | [5 empty] | 0 | 0 | 0 | 0 |  | 313 | 0.77 | 76 | 0.19 | 387 | 0.95 | 20 | 0 | 0 | 407 | 27 | 0.07 | 380 | 387 | 0.95 | 20 | 335 | 0.82 | 71 | 0 | 0 | 407
44 | Parkway | PGE NGBA | {'Carquinez': [3.9, 1153.0], 'Bahia': [5.6, 1153.0], 'Tulucay': [8.3, 149.0], 'Christie': [9.4, 1153.0], 'Martinez': [9.9, 1153.0], 'Alhambra': [10.9, 1150.0], 'San Pablo': [12.7, 796.0], 'Meadow Lane': [14.8, 1031.0], 'Sobrante': [16.2, 721.0], 'El Cerrito G': [16.3, 533.0], 'Peabody': [16.4, 149.0], 'Standard Oil': [16.5, 26.0], 'Standard Oil 2': [16.5, 26.0], 'Richmond R': [17.1, 23.0], 'Lakewood': [18.0, 104.0]} | 99476 | 13159 | 0.13 | 86317 | 0.87 | [5 empty] | 18327 | 0.18 | 10525 | 0.11 |  | 56564 | 0.57 | 54 | 0 | 37848 | 0.38 | 61628 | 41078 | 0.41 | 58398 | 39257 | 0.39 | 60219 | 69728 | 0.7 | 29748 | 23929 | 0.24 | 75547 | 25437 | 0.26 | 74039
45 | Carpenter Canyon (fka Gamebird) | SCE EOP | {'Thousandaire': [3.4, 2.0], 'Pahrump': [4.5, 2.0], 'Charleston': [12.2, 1.0]} | 20125 | 1761 | 0.09 | 18363 | 0.91 | [5 empty] | 0 | 0 | 0 | 0 |  | 0 | 0 | 0 | 0 | 3071 | 0.15 | 17053 | 639 | 0.03 | 19485 | 7881 | 0.39 | 12243 | 9481 | 0.47 | 10643 | 14281 | 0.71 | 5844 | 136 | 0.01 | 19988
46 | Stagg | PGE GBA | {} | 95290 | 9165 | 0.1 | 86124 | 0.9 | [5 empty] | 16363 | 0.17 | 20451 | 0.21 |  | 42363 | 0.44 | 898 | 0.01 | 39917 | 0.42 | 55373 | 43981 | 0.46 | 51309 | 45310 | 0.48 | 49980 | 56466 | 0.59 | 38824 | 15755 | 0.17 | 79535 | 14778 | 0.16 | 80512
47 | Lakeview | PGE Kern | {} | 23262 | 150 | 0.01 | 23113 | 0.99 | [5 empty] | 0 | 0 | 0 | 0 |  | 16060 | 0.69 | 5815 | 0.25 | 18883 | 0.81 | 4379 | 14963 | 0.64 | 8299 | 17533 | 0.75 | 5729 | 22759 | 0.98 | 503 | 14986 | 0.64 | 8277 | 692 | 0.03 | 22571
48 | Balch 2 | PGE Fresno | {} | 7 | 0 | 0 | 7 | 1 | [5 empty] | 0 | 0 | 0 | 0 |  | 7 | 1 | 0 | 0 | 0 | 0 | 7 | 0 | 0 | 7 | 7 | 1 | 0 | 7 | 1 | 0 | 7 | 1 | 0 | 0 | 0 | 7
49 | Racetrack | PGE GBA | {} | 146 | 57 | 0.39 | 89 | 0.61 | [5 empty] | 0 | 0 | 0 | 0 |  | 30 | 0.2 | 62 | 0.42 | 0 | 0 | 146 | 0 | 0 | 146 | 21 | 0.15 | 125 | 21 | 0.15 | 125 | 89 | 0.61 | 57 | 14 | 0.1 | 132
50 | Schindler | PGE Fresno | {} | 264 | 0 | 0 | 264 | 1 | [5 empty] | 0 | 0 | 0 | 0 |  | 171 | 0.65 | 76 | 0.29 | 264 | 1 | 0 | 0 | 0 | 264 | 27 | 0.1 | 237 | 264 | 1 | 0 | 193 | 0.73 | 71 | 0 | 0 | 264
51 | Cameron | SDGE Imperial | {'Crestwood': [8.4, 4923.0], 'Suncrest - Ocotillo (Proposed)': [10.2, 2832.0], 'Boulevard': [12.5, 4920.0], 'Carrizo Gorge': [13.9, 4878.0]} | 42707 | 11565 | 0.27 | 31142 | 0.73 | [5 empty] | 7 | 0 | 0 | 0 |  | 17127 | 0.4 | 19997 | 0.47 | 4570 | 0.11 | 38137 | 9202 | 0.22 | 33504 | 18549 | 0.43 | 24158 | 22620 | 0.53 | 20086 | 13781 | 0.32 | 28926 | 836 | 0.02 | 41871
52 | Konocti | PGE NGBA | {'Redbud': [7.8, 57.0]} | 39455 | 1295 | 0.03 | 38160 | 0.97 | [5 empty] | 281 | 0.01 | 34 | 0 |  | 10350 | 0.26 | 25015 | 0.63 | 23216 | 0.59 | 16239 | 10570 | 0.27 | 28885 | 19061 | 0.48 | 20394 | 29096 | 0.74 | 10359 | 29037 | 0.74 | 10418 | 220 | 0.01 | 39235
53 | North Gila - IV (Proposed) | SDGE Imperial | {'Drop 4': [2.1, 1036.0], 'Highline': [4.2, 844.0]} | 44803 | 7765 | 0.17 | 37038 | 0.83 | [5 empty] | 50 | 0 | 21 | 0 |  | 0 | 0 | 0 | 0 | 10479 | 0.23 | 34323 | 9495 | 0.21 | 35308 | 7341 | 0.16 | 37462 | 19441 | 0.43 | 25362 | 31877 | 0.71 | 12926 | 606 | 0.01 | 44197
54 | Rector | SCE Northern | {} | 0 | 0 | 0 | 0 | 0 | [5 empty] | 0 | 0 | 0 | 0 |  | 0 | 0 | 0 | 0 | 0 | 0 | 0 | 0 | 0 | 0 | 0 | 0 | 0 | 0 | 0 | 0 | 0 | 0 | 0 | 0 | 0 | 0
55 | Round Mountain | PGE NGBA | {'Cove Road': [4.9, 537.0], 'New Sub - Pit 1 - Cottonwood (Proposed)': [6.1, 594.0], 'Carberry': [10.2, 537.0], 'Fern Road': [11.5, 57.0], 'Burney Forest': [12.5, 537.0], 'Burney Forest Power': [12.5, 537.0], 'Pit 4': [13.3, 172.0]} | 13064 | 2064 | 0.16 | 11000 | 0.84 | [5 empty] | 0 | 0 | 0 | 0 |  | 7389 | 0.57 | 2663 | 0.2 | 4708 | 0.36 | 8356 | 2894 | 0.22 | 10170 | 2925 | 0.22 | 10138 | 7833 | 0.6 | 5231 | 7360 | 0.56 | 5704 | 96 | 0.01 | 12967
56 | Vestal | SCE Northern | {} | 979 | 95 | 0.1 | 884 | 0.9 | [5 empty] | 0 | 0 | 0 | 0 |  | 222 | 0.23 | 758 | 0.77 | 61 | 0.06 | 918 | 49 | 0.05 | 930 | 357 | 0.36 | 622 | 357 | 0.36 | 622 | 787 | 0.8 | 193 | 1 | 0 | 978
57 | Silverado | PGE NGBA | {} | 66799 | 2024 | 0.03 | 64775 | 0.97 | [5 empty] | 2449 | 0.04 | 1520 | 0.02 |  | 44826 | 0.67 | 15839 | 0.24 | 55161 | 0.83 | 11638 | 11534 | 0.17 | 55264 | 18652 | 0.28 | 48147 | 57956 | 0.87 | 8842 | 49488 | 0.74 | 17311 | 1012 | 0.02 | 65786
58 | Penngrove | PGE NGBA | {'Corona': [3.7, 58.0], 'Lakeville': [7.0, 58.0]} | 27120 | 383 | 0.01 | 26737 | 0.99 | [5 empty] | 487 | 0.02 | 21 | 0 |  | 16409 | 0.61 | 67 | 0 | 23335 | 0.86 | 3785 | 6098 | 0.22 | 21022 | 12513 | 0.46 | 14607 | 25226 | 0.93 | 1894 | 20006 | 0.74 | 7114 | 1183 | 0.04 | 25938
59 | Bridgeville | PGE NGBA | {} | 41435 | 8115 | 0.2 | 33320 | 0.8 | [5 empty] | 2 | 0 | 0 | 0 |  | 2622 | 0.06 | 1407 | 0.03 | 3161 | 0.08 | 38274 | 3747 | 0.09 | 37689 | 6176 | 0.15 | 35259 | 8085 | 0.2 | 33350 | 26778 | 0.65 | 14657 | 625 | 0.02 | 40810
60 | Logan Creek | PGE NGBA | {} | 9013 | 643 | 0.07 | 8370 | 0.93 | [5 empty] | 281 | 0.03 | 42 | 0 |  | 5538 | 0.61 | 2871 | 0.32 | 4168 | 0.46 | 4846 | 921 | 0.1 | 8093 | 2495 | 0.28 | 6518 | 6239 | 0.69 | 2774 | 5833 | 0.65 | 3180 | 1292 | 0.14 | 7722
61 | Famoso | PGE Kern | {} | 54 | 0 | 0 | 54 | 1 | [5 empty] | 0 | 0 | 0 | 0 |  | 0 | 0 | 54 | 1 | 54 | 1 | 0 | 0 | 0 | 54 | 54 | 1 | 0 | 54 | 1 | 0 | 54 | 1 | 0 | 0 | 0 | 54
62 | New Sub - Los Banos - Midway (Proposed) | PGE Fresno | {} | 264 | 0 | 0 | 264 | 1 | [5 empty] | 0 | 0 | 0 | 0 |  | 171 | 0.65 | 76 | 0.29 | 264 | 1 | 0 | 0 | 0 | 264 | 27 | 0.1 | 237 | 264 | 1 | 0 | 193 | 0.73 | 71 | 0 | 0 | 264
63 | Lockeford | PGE GBA | {} | 32260 | 3597 | 0.11 | 28664 | 0.89 | [5 empty] | 6082 | 0.19 | 16586 | 0.51 |  | 315 | 0.01 | 0 | 0 | 309 | 0.01 | 31952 | 8908 | 0.28 | 23352 | 8908 | 0.28 | 23352 | 9183 | 0.28 | 23077 | 0 | 0 | 32260 | 2608 | 0.08 | 29653
64 | Etiwanda | SCE Eastern | {} | 11652 | 503 | 0.04 | 11149 | 0.96 | [5 empty] | 0 | 0 | 0 | 0 |  | 4619 | 0.4 | 3995 | 0.34 | 6798 | 0.58 | 4854 | 5992 | 0.51 | 5660 | 6464 | 0.55 | 5188 | 10788 | 0.93 | 864 | 5690 | 0.49 | 5962 | 64 | 0.01 | 11588
65 | Edes | PGE GBA | {'Oakland J': [2.0, 303.0], 'San Leandro U': [3.2, 166.0], 'Grant': [5.0, 139.0], 'Oakland X': [5.1, 303.0], 'Oakland C': [6.3, 303.0], 'Oakland L': [6.5, 303.0], 'Moraga': [7.8, 182.0], 'Castro Valley': [7.9, 74.0], 'Mt Eden': [8.9, 81.0], 'Mt. Eden': [8.9, 81.0], 'Eastshore': [9.0, 83.0], 'SAN FRAN A (POTRERO PP)': [10.5, 257.0], 'Potrero': [10.5, 258.0], 'Sobrante': [11.6, 122.0], 'Martin': [12.0, 222.0], 'El Cerrito G': [13.7, 178.0], 'Burlingame': [13.9, 14.0], 'Millbrae': [14.2, 16.0], 'Dumbarton': [14.6, 17.0], 'Richmond R': [16.2, 120.0], 'Ravenswood': [17.4, 17.0], 'Standard Oil': [18.3, 7.0], 'Standard Oil 2': [18.3, 7.0], 'Cooley Landing': [18.8, 4.0], 'San Pablo': [18.8, 6.0]} | 24307 | 2184 | 0.09 | 22123 | 0.91 | [5 empty] | 14 | 0 | 0 | 0 |  | 10973 | 0.45 | 102 | 0 | 13234 | 0.54 | 11074 | 14970 | 0.62 | 9337 | 13201 | 0.54 | 11106 | 20492 | 0.84 | 3815 | 5650 | 0.23 | 18657 | 8186 | 0.34 | 16121
66 | GWF 2 | PGE GBA | {'Pittsburg': [2.4, 1359.0], 'Kirker': [2.5, 1026.0], 'Contra Costa': [4.4, 1400.0], 'Collinsville': [4.7, 1443.0], 'Contra Costa PP': [5.3, 1400.0], 'Lone Tree': [7.3, 346.0], 'Clayton': [7.7, 11.0], 'Birds Landing': [7.7, 1439.0], 'Shiloh III': [10.7, 1377.0], 'Meadow Lane': [11.0, 10.0], 'Brentwood': [12.0, 136.0], 'Martinez': [13.8, 10.0], 'Lambie': [14.3, 1166.0], 'Lambie Energy': [14.3, 1166.0], 'Alhambra': [14.6, 9.0], 'Tassajara': [15.3, 75.0], 'Bahia': [15.6, 10.0]} | 152803 | 13326 | 0.09 | 139477 | 0.91 | [5 empty] | 27680 | 0.18 | 32155 | 0.21 |  | 75814 | 0.5 | 102 | 0 | 51485 | 0.34 | 101318 | 64630 | 0.42 | 88174 | 66456 | 0.43 | 86347 | 93214 | 0.61 | 59589 | 23723 | 0.16 | 129080 | 31327 | 0.21 | 121476
67 | Goose Lake | PGE Kern | {} | 1765 | 163 | 0.09 | 1601 | 0.91 | [5 empty] | 0 | 0 | 0 | 0 |  | 1057 | 0.6 | 0 | 0 | 1294 | 0.73 | 470 | 0 | 0 | 1765 | 277 | 0.16 | 1487 | 1294 | 0.73 | 470 | 1090 | 0.62 | 675 | 0 | 0 | 1765
68 | Unknown - 3327 | PGE Kern | {} | 24475 | 1953 | 0.08 | 22522 | 0.92 | [5 empty] | 3 | 0 | 0 | 0 |  | 9753 | 0.4 | 14682 | 0.6 | 14677 | 0.6 | 9798 | 4284 | 0.18 | 20192 | 11302 | 0.46 | 13173 | 18810 | 0.77 | 5665 | 18794 | 0.77 | 5682 | 225 | 0.01 | 24250
69 | Mira Loma | SCE Metro | {} | 9881 | 442 | 0.04 | 9439 | 0.96 | [5 empty] | 0 | 0 | 0 | 0 |  | 4367 | 0.44 | 3576 | 0.36 | 6026 | 0.61 | 3854 | 5457 | 0.55 | 4424 | 5417 | 0.55 | 4464 | 9306 | 0.94 | 574 | 4707 | 0.48 | 5174 | 64 | 0.01 | 9816
70 | Ravenswood | PGE GBA | {'Cooley Landing': [1.5, 23.0], 'Menlo': [5.5, 20.0], 'Dumbarton': [6.2, 31.0], 'Whisman': [7.2, 1.0], 'Jefferson': [8.4, 38.0], 'Eastshore': [9.3, 36.0], 'Mt Eden': [9.9, 22.0], 'Mt. Eden': [9.9, 22.0], 'Grant': [12.5, 33.0], 'Burlingame': [14.0, 28.0], 'Castro Valley': [14.4, 18.0], 'San Leandro U': [15.2, 18.0], 'Millbrae': [15.9, 25.0], 'Edes': [17.4, 17.0]} | 5825 | 643 | 0.11 | 5183 | 0.89 | [5 empty] | 4 | 0 | 1 | 0 |  | 3750 | 0.64 | 322 | 0.06 | 3552 | 0.61 | 2273 | 3017 | 0.52 | 2808 | 3515 | 0.6 | 2310 | 4751 | 0.82 | 1074 | 3098 | 0.53 | 2728 | 226 | 0.04 | 5599
71 | Rio Hondo | SCE Metro | {} | 8891 | 2047 | 0.23 | 6844 | 0.77 | [5 empty] | 0 | 0 | 0 | 0 |  | 1477 | 0.17 | 713 | 0.08 | 1167 | 0.13 | 7725 | 3981 | 0.45 | 4910 | 3017 | 0.34 | 5874 | 5322 | 0.6 | 3570 | 3511 | 0.39 | 5380 | 64 | 0.01 | 8827
72 | Redondo | SCE Metro | {'El Nido': [3.4, 15.0], 'La Fresa': [3.5, 20.0], 'Chevmain': [3.9, 13.0], 'El Segundo': [4.6, 11.0], 'Arcogen': [8.5, 11.0], 'Hinson': [9.7, 1.0], 'Harborgen': [10.4, 3.0], 'Long Beach': [10.9, 3.0], 'Lighthipe': [12.4, 1.0], 'Alamitos': [17.5, 1.0]} | 1090 | 428 | 0.39 | 662 | 0.61 | [5 empty] | 0 | 0 | 0 | 0 |  | 0 | 0 | 0 | 0 | 6 | 0.01 | 1084 | 231 | 0.21 | 859 | 610 | 0.56 | 480 | 616 | 0.57 | 474 | 0 | 0 | 1090 | 27 | 0.03 | 1063
73 | Otay | SDGE Imperial | {'Bay Boulevard': [2.3, 38.0], 'Imperial Beach': [2.4, 38.0], 'San Ysidro': [2.9, 35.0], 'Telegraph Canyon': [3.8, 40.0], 'Salt Creek': [7.2, 27.0], 'Miguel': [7.2, 30.0], 'Silvergate': [8.5, 36.0], 'Otay Mesa': [8.6, 5.0], 'Vine': [12.2, 33.0], 'Mission': [13.9, 33.0], 'Old Town': [14.2, 33.0], 'Point Loma': [14.4, 33.0], 'Elliot': [15.4, 1.0], 'Elliott': [15.4, 1.0], 'Kearny': [17.0, 1.0], 'Mesa Heights': [17.2, 1.0]} | 965 | 272 | 0.28 | 693 | 0.72 | [5 empty] | 0 | 0 | 0 | 0 |  | 0 | 0 | 0 | 0 | 54 | 0.06 | 911 | 315 | 0.33 | 650 | 623 | 0.65 | 342 | 628 | 0.65 | 337 | 34 | 0.04 | 931 | 66 | 0.07 | 899
74 | Kirker | PGE GBA | {'Pittsburg': [1.2, 1026.0], 'GWF 2': [2.5, 1026.0], 'Collinsville': [5.6, 1021.0], 'Clayton': [6.3, 10.0], 'Contra Costa': [6.8, 904.0], 'Contra Costa PP': [7.8, 904.0], 'Birds Landing': [8.3, 1018.0], 'Meadow Lane': [8.9, 10.0], 'Lone Tree': [9.5, 202.0], 'Shiloh III': [10.8, 1013.0], 'Martinez': [11.4, 10.0], 'Alhambra': [12.3, 9.0], 'Bahia': [13.2, 10.0], 'Lambie': [14.1, 822.0], 'Lambie Energy': [14.1, 822.0], 'Brentwood': [14.3, 5.0]} | 149862 | 13367 | 0.09 | 136495 | 0.91 | [5 empty] | 27736 | 0.19 | 32152 | 0.21 |  | 72019 | 0.48 | 102 | 0 | 48207 | 0.32 | 101655 | 60632 | 0.4 | 89230 | 62470 | 0.42 | 87392 | 90017 | 0.6 | 59845 | 20885 | 0.14 | 128977 | 31356 | 0.21 | 118506
75 | Saugus | SCE Northern | {'Pardee': [1.3, 306.0], 'Elizabeth Lake': [5.3, 79.0], 'Sylmar-Pac Intertie': [9.2, 226.0]} | 147586 | 42926 | 0.29 | 104660 | 0.71 | [5 empty] | 4169 | 0.03 | 1780 | 0.01 |  | 37339 | 0.25 | 29721 | 0.2 | 32140 | 0.22 | 115446 | 56572 | 0.38 | 91014 | 37585 | 0.25 | 110002 | 85325 | 0.58 | 62262 | 44851 | 0.3 | 102735 | 2372 | 0.02 | 145214
76 | Chinese Station | PGE GBA | {} | 0 | 0 | 0 | 0 | 0 | [5 empty] | 0 | 0 | 0 | 0 |  | 0 | 0 | 0 | 0 | 0 | 0 | 0 | 0 | 0 | 0 | 0 | 0 | 0 | 0 | 0 | 0 | 0 | 0 | 0 | 0 | 0 | 0
77 | Devers | SCE Eastern | {'Mirage': [14.4, 1701.0]} | 107248 | 30770 | 0.29 | 76478 | 0.71 | [5 empty] | 177 | 0 | 0 | 0 |  | 11673 | 0.11 | 15541 | 0.14 | 25323 | 0.24 | 81925 | 21399 | 0.2 | 85849 | 26778 | 0.25 | 80469 | 47531 | 0.44 | 59717 | 54552 | 0.51 | 52696 | 153 | 0 | 107095
78 | New Sub - Midway - Wheeler Ridge (Proposed) | PGE Kern | {} | 5295 | 149 | 0.03 | 5146 | 0.97 | [5 empty] | 0 | 0 | 0 | 0 |  | 2335 | 0.44 | 2788 | 0.53 | 4342 | 0.82 | 953 | 3200 | 0.6 | 2095 | 3289 | 0.62 | 2006 | 4884 | 0.92 | 411 | 3430 | 0.65 | 1865 | 123 | 0.02 | 5172
79 | Del Amo | SCE Metro | {'Lighthipe': [5.0, 294.0], 'Alamitos': [5.8, 330.0], 'Barre': [7.1, 2.0], 'Hinson': [7.4, 330.0], 'Arcogen': [8.6, 328.0], 'Harborgen': [8.9, 330.0], 'Long Beach': [9.3, 330.0], 'La Fresa': [13.6, 47.0], 'Ellis': [14.3, 2.0], 'Huntington Beach': [15.6, 2.0]} | 1259 | 416 | 0.33 | 842 | 0.67 | [5 empty] | 0 | 0 | 0 | 0 |  | 0 | 0 | 0 | 0 | 9 | 0.01 | 1250 | 261 | 0.21 | 997 | 784 | 0.62 | 475 | 793 | 0.63 | 466 | 0 | 0 | 1259 | 31 | 0.02 | 1228
80 | Alpaugh | PGE Fresno | {} | 0 | 0 | 0 | 0 | 0 | [5 empty] | 0 | 0 | 0 | 0 |  | 0 | 0 | 0 | 0 | 0 | 0 | 0 | 0 | 0 | 0 | 0 | 0 | 0 | 0 | 0 | 0 | 0 | 0 | 0 | 0 | 0 | 0
81 | Palo Verde | SDGE Arizona | {} | 0 | 0 | 0 | 0 | 0 | [5 empty] | 0 | 0 | 0 | 0 |  | 0 | 0 | 0 | 0 | 0 | 0 | 0 | 0 | 0 | 0 | 0 | 0 | 0 | 0 | 0 | 0 | 0 | 0 | 0 | 0 | 0 | 0
82 | Grimmway-Malaga | PGE Kern | {} | 47376 | 2189 | 0.05 | 45187 | 0.95 | [5 empty] | 8 | 0 | 0 | 0 |  | 24979 | 0.53 | 17263 | 0.36 | 34484 | 0.73 | 12891 | 18548 | 0.39 | 28827 | 24896 | 0.53 | 22480 | 41546 | 0.88 | 5830 | 34151 | 0.72 | 13225 | 747 | 0.02 | 46628
83 | Kernridge | PGE Kern | {'Temblor': [4.8, 29.0], 'Caliente': [10.9, 65.0], 'Carrizo Plains': [17.4, 36.0], 'Topaz': [18.4, 36.0], 'Solar': [18.4, 36.0]} | 6011 | 503 | 0.08 | 5508 | 0.92 | [5 empty] | 487 | 0.08 | 0 | 0 |  | 3358 | 0.56 | 1388 | 0.23 | 3831 | 0.64 | 2180 | 19 | 0 | 5993 | 296 | 0.05 | 5715 | 3850 | 0.64 | 2161 | 4037 | 0.67 | 1974 | 22 | 0 | 5989
84 | Crestwood | SDGE Imperial | {'Boulevard': [5.4, 11398.0], 'Carrizo Gorge': [5.5, 11361.0], 'Cameron': [8.4, 4923.0], 'Suncrest - Ocotillo (Proposed)': [8.6, 4733.0], 'East County': [14.5, 1999.0]} | 61317 | 13030 | 0.21 | 48287 | 0.79 | [5 empty] | 7 | 0 | 0 | 0 |  | 17127 | 0.28 | 19997 | 0.33 | 9496 | 0.15 | 51821 | 9174 | 0.15 | 52143 | 18504 | 0.3 | 42813 | 27515 | 0.45 | 33802 | 29616 | 0.48 | 31701 | 835 | 0.01 | 60482
85 | Salt Creek | SDGE Imperial | {'Miguel': [0.1, 27.0], 'Telegraph Canyon': [3.4, 27.0], 'Otay': [7.2, 27.0], 'Bay Boulevard': [8.1, 24.0], 'Otay Mesa': [8.3, 4.0], 'San Ysidro': [8.4, 27.0], 'Imperial Beach': [9.3, 24.0], 'Silvergate': [9.4, 23.0], 'Mission': [11.6, 23.0], 'Vine': [12.1, 23.0], 'Old Town': [13.6, 23.0], 'Point Loma': [15.2, 23.0]} | 995 | 277 | 0.28 | 718 | 0.72 | [5 empty] | 0 | 0 | 0 | 0 |  | 0 | 0 | 0 | 0 | 66 | 0.07 | 929 | 326 | 0.33 | 669 | 634 | 0.64 | 362 | 651 | 0.65 | 345 | 34 | 0.03 | 961 | 68 | 0.07 | 928
86 | Eagle Rock (SCE) | SCE Metro | {} | 15945 | 5719 | 0.36 | 10226 | 0.64 | [5 empty] | 0 | 0 | 0 | 0 |  | 6095 | 0.38 | 2968 | 0.19 | 1559 | 0.1 | 14386 | 3472 | 0.22 | 12473 | 2465 | 0.15 | 13480 | 5706 | 0.36 | 10239 | 6892 | 0.43 | 9053 | 136 | 0.01 | 15809
87 | Melones | PGE GBA | {} | 62 | 57 | 0.92 | 5 | 0.08 | [5 empty] | 0 | 0 | 0 | 0 |  | 0 | 0 | 62 | 1 | 0 | 0 | 62 | 0 | 0 | 62 | 0 | 0 | 62 | 0 | 0 | 62 | 5 | 0.08 | 57 | 0 | 0 | 62
88 | Imperial Beach | SDGE Imperial | {'Bay Boulevard': [1.7, 64.0], 'Otay': [2.4, 38.0], 'San Ysidro': [4.3, 32.0], 'Telegraph Canyon': [6.0, 37.0], 'Silvergate': [8.2, 62.0], 'Salt Creek': [9.3, 24.0], 'Miguel': [9.4, 28.0], 'Otay Mesa': [10.8, 2.0], 'Vine': [11.8, 58.0], 'Point Loma': [13.5, 58.0], 'Old Town': [13.8, 58.0], 'Mission': [14.1, 58.0], 'Elliot': [16.1, 23.0], 'Elliott': [16.1, 23.0], 'Kearny': [17.4, 23.0], 'Mesa Heights': [17.4, 23.0]} | 928 | 235 | 0.25 | 693 | 0.75 | [5 empty] | 0 | 0 | 0 | 0 |  | 0 | 0 | 0 | 0 | 54 | 0.06 | 874 | 315 | 0.34 | 613 | 623 | 0.67 | 306 | 628 | 0.68 | 300 | 34 | 0.04 | 894 | 66 | 0.07 | 862
89 | Pala | SDGE Imperial | {} | 766 | 82 | 0.11 | 685 | 0.89 | [5 empty] | 0 | 0 | 0 | 0 |  | 6 | 0.01 | 521 | 0.68 | 309 | 0.4 | 457 | 184 | 0.24 | 582 | 384 | 0.5 | 383 | 658 | 0.86 | 108 | 379 | 0.49 | 388 | 32 | 0.04 | 734
90 | 7th Standard | PGE Kern | {} | 269 | 32 | 0.12 | 237 | 0.88 | [5 empty] | 0 | 0 | 0 | 0 |  | 0 | 0 | 269 | 1 | 154 | 0.58 | 114 | 38 | 0.14 | 230 | 151 | 0.56 | 117 | 166 | 0.62 | 102 | 237 | 0.88 | 32 | 0 | 0 | 268
91 | Rosedale | PGE Kern | {} | 1403 | 89 | 0.06 | 1314 | 0.94 | [5 empty] | 0 | 0 | 0 | 0 |  | 177 | 0.13 | 1226 | 0.87 | 715 | 0.51 | 688 | 645 | 0.46 | 758 | 760 | 0.54 | 643 | 1181 | 0.84 | 222 | 1178 | 0.84 | 225 | 25 | 0.02 | 1378
92 | Moorpark | SCE Northern | {} | 11324 | 534 | 0.05 | 10790 | 0.95 | [5 empty] | 5 | 0 | 0 | 0 |  | 2486 | 0.22 | 8122 | 0.72 | 8462 | 0.75 | 2862 | 394 | 0.03 | 10930 | 428 | 0.04 | 10896 | 8748 | 0.77 | 2576 | 6714 | 0.59 | 4610 | 249 | 0.02 | 11075
93 | Norco | PGE Kern | {} | 0 | 0 | 0 | 0 | 0 | [5 empty] | 0 | 0 | 0 | 0 |  | 0 | 0 | 0 | 0 | 0 | 0 | 0 | 0 | 0 | 0 | 0 | 0 | 0 | 0 | 0 | 0 | 0 | 0 | 0 | 0 | 0 | 0
94 | La Fresa | SCE Metro | {'El Nido': [2.9, 15.0], 'Redondo': [3.5, 20.0], 'Chevmain': [4.6, 13.0], 'El Segundo': [5.8, 11.0], 'Arcogen': [6.3, 66.0], 'Hinson': [7.2, 55.0], 'Harborgen': [8.7, 57.0], 'Lighthipe': [9.0, 50.0], 'Long Beach': [9.5, 57.0], 'Del Amo': [13.6, 47.0], 'Alamitos': [15.2, 54.0]} | 1150 | 429 | 0.37 | 721 | 0.63 | [5 empty] | 0 | 0 | 0 | 0 |  | 0 | 0 | 0 | 0 | 6 | 0.01 | 1144 | 231 | 0.2 | 919 | 669 | 0.58 | 481 | 675 | 0.59 | 475 | 0 | 0 | 1150 | 27 | 0.02 | 1123
95 | Cottonwood | PGE NGBA | {} | 6034 | 445 | 0.07 | 5589 | 0.93 | [5 empty] | 135 | 0.02 | 3 | 0 |  | 4980 | 0.83 | 797 | 0.13 | 1992 | 0.33 | 4042 | 187 | 0.03 | 5847 | 880 | 0.15 | 5154 | 2550 | 0.42 | 3484 | 4137 | 0.69 | 1897 | 1009 | 0.17 | 5025
96 | Borden | PGE Fresno | {} | 0 | 0 | 0 | 0 | 0 | [5 empty] | 0 | 0 | 0 | 0 |  | 0 | 0 | 0 | 0 | 0 | 0 | 0 | 0 | 0 | 0 | 0 | 0 | 0 | 0 | 0 | 0 | 0 | 0 | 0 | 0 | 0 | 0
97 | Oceano | PGE Kern | {'Callender': [3.8, 84.0], 'Mesa': [9.7, 43.0], 'San Luis Obispo': [11.5, 21.0], 'Diablo Canyon': [16.9, 11.0]} | 16081 | 2200 | 0.14 | 13880 | 0.86 | [5 empty] | 19 | 0 | 0 | 0 |  | 6662 | 0.41 | 8128 | 0.51 | 4127 | 0.26 | 11954 | 1270 | 0.08 | 14810 | 4864 | 0.3 | 11217 | 7044 | 0.44 | 9037 | 11080 | 0.69 | 5001 | 319 | 0.02 | 15762
98 | Hollister | PGE GBA | {} | 15465 | 3485 | 0.23 | 11980 | 0.77 | [5 empty] | 160 | 0.01 | 3159 | 0.2 |  | 5567 | 0.36 | 6202 | 0.4 | 10388 | 0.67 | 5077 | 1417 | 0.09 | 14048 | 2138 | 0.14 | 13327 | 11340 | 0.73 | 4125 | 11288 | 0.73 | 4177 | 111 | 0.01 | 15354
99 | Crow Creek | PGE Fresno | {} | 17921 | 0 | 0 | 17921 | 1 | [5 empty] | 3 | 0 | 0 | 0 |  | 9928 | 0.55 | 7987 | 0.45 | 17292 | 0.96 | 629 | 6365 | 0.36 | 11556 | 8214 | 0.46 | 9707 | 17602 | 0.98 | 318 | 17190 | 0.96 | 731 | 72 | 0 | 17849
100 | Stockdale | PGE Kern | {} | 1366 | 0 | 0 | 1366 | 1 | [5 empty] | 0 | 0 | 0 | 0 |  | 242 | 0.18 | 1124 | 0.82 | 726 | 0.53 | 640 | 631 | 0.46 | 735 | 744 | 0.54 | 622 | 1188 | 0.87 | 178 | 1233 | 0.9 | 133 | 21 | 0.02 | 1344
101 | New Sub - Rancho Seco - Bellota (Proposed) | PGE GBA | {} | 0 | 0 | 0 | 0 | 0 | [5 empty] | 0 | 0 | 0 | 0 |  | 0 | 0 | 0 | 0 | 0 | 0 | 0 | 0 | 0 | 0 | 0 | 0 | 0 | 0 | 0 | 0 | 0 | 0 | 0 | 0 | 0 | 0
102 | Oro Loma | PGE Fresno | {} | 6039 | 0 | 0 | 6039 | 1 | [5 empty] | 3 | 0 | 0 | 0 |  | 2806 | 0.46 | 3225 | 0.53 | 5790 | 0.96 | 249 | 8 | 0 | 6032 | 199 | 0.03 | 5840 | 5790 | 0.96 | 249 | 5987 | 0.99 | 52 | 2 | 0 | 6037
103 | Peoria | PGE GBA | {} | 0 | 0 | 0 | 0 | 0 | [5 empty] | 0 | 0 | 0 | 0 |  | 0 | 0 | 0 | 0 | 0 | 0 | 0 | 0 | 0 | 0 | 0 | 0 | 0 | 0 | 0 | 0 | 0 | 0 | 0 | 0 | 0 | 0
104 | Table Mountain | PGE NGBA | {} | 7429 | 70 | 0.01 | 7360 | 0.99 | [5 empty] | 0 | 0 | 0 | 0 |  | 2696 | 0.36 | 708 | 0.1 | 3479 | 0.47 | 3950 | 5072 | 0.68 | 2358 | 6574 | 0.88 | 856 | 7275 | 0.98 | 155 | 5344 | 0.72 | 2085 | 161 | 0.02 | 7268
105 | Sycamore Canyon | SDGE Imperial | {} | 3215 | 226 | 0.07 | 2989 | 0.93 | [5 empty] | 6 | 0 | 0 | 0 |  | 115 | 0.04 | 2132 | 0.66 | 2155 | 0.67 | 1060 | 1791 | 0.56 | 1424 | 2343 | 0.73 | 872 | 2919 | 0.91 | 296 | 674 | 0.21 | 2541 | 907 | 0.28 | 2308
106 | Ivanpah | SCE EOP | {'Mountain Pass': [5.5, 18.0], 'Primm': [9.5, 18.0]} | 15541 | 1378 | 0.09 | 14163 | 0.91 | [5 empty] | 0 | 0 | 0 | 0 |  | 0 | 0 | 0 | 0 | 4402 | 0.28 | 11139 | 6478 | 0.42 | 9063 | 2581 | 0.17 | 12960 | 8396 | 0.54 | 7145 | 9684 | 0.62 | 5858 | 62 | 0 | 15480
107 | North Gila | SDGE Arizona | {} | 36930 | 2929 | 0.08 | 34001 | 0.92 | [5 empty] | 0 | 0 | 0 | 0 |  | 0 | 0 | 0 | 0 | 391 | 0.01 | 36539 | 10576 | 0.29 | 26354 | 8206 | 0.22 | 28724 | 10631 | 0.29 | 26299 | 32400 | 0.88 | 4530 | 106 | 0 | 36824
108 | Manteca | PGE GBA | {} | 38057 | 800 | 0.02 | 37256 | 0.98 | [5 empty] | 895 | 0.02 | 1867 | 0.05 |  | 27100 | 0.71 | 4581 | 0.12 | 31514 | 0.83 | 6542 | 28728 | 0.75 | 9328 | 32713 | 0.86 | 5343 | 36879 | 0.97 | 1178 | 17903 | 0.47 | 20153 | 1399 | 0.04 | 36658
109 | Dumbarton | PGE GBA | {'Mt Eden': [5.7, 20.0], 'Mt. Eden': [5.7, 20.0], 'Eastshore': [5.7, 28.0], 'Ravenswood': [6.2, 31.0], 'Cooley Landing': [6.9, 19.0], 'Castro Valley': [9.4, 18.0], 'Grant': [9.7, 18.0], 'Whisman': [10.6, 1.0], 'Menlo': [11.7, 13.0], 'San Leandro U': [11.8, 18.0], 'Jefferson': [14.2, 13.0], 'Edes': [14.6, 17.0], 'Burlingame': [16.8, 3.0]} | 30924 | 744 | 0.02 | 30180 | 0.98 | [5 empty] | 1 | 0 | 4 | 0 |  | 27486 | 0.89 | 1579 | 0.05 | 26677 | 0.86 | 4247 | 23966 | 0.77 | 6958 | 27192 | 0.88 | 3732 | 29581 | 0.96 | 1343 | 14970 | 0.48 | 15954 | 949 | 0.03 | 29975
110 | Altamont | PGE GBA | {'Altamont Midway (Sandhill)': [0.0, 21.0], 'Vasco': [3.3, 21.0], 'Windmaster': [4.1, 21.0], 'Los Positas': [4.5, 21.0], 'Las Positas': [4.5, 21.0], 'Cayetano': [5.1, 21.0], 'North Dublin': [9.8, 21.0], 'Vineyard': [11.1, 21.0], 'Tassajara': [13.0, 21.0], 'San Ramon': [14.0, 21.0]} | 73632 | 5273 | 0.07 | 68360 | 0.93 | [5 empty] | 8036 | 0.11 | 6339 | 0.09 |  | 37228 | 0.51 | 4936 | 0.07 | 43961 | 0.6 | 29671 | 49614 | 0.67 | 24018 | 49890 | 0.68 | 23743 | 60580 | 0.82 | 13052 | 23020 | 0.31 | 50612 | 11603 | 0.16 | 62030
111 | Hoodoo Wash | SDGE Arizona | {} | 13 | 13 | 1 | 0 | 0 | [5 empty] | 0 | 0 | 0 | 0 |  | 0 | 0 | 0 | 0 | 0 | 0 | 13 | 0 | 0 | 13 | 0 | 0 | 13 | 0 | 0 | 13 | 0 | 0 | 13 | 0 | 0 | 13
112 | Wyandotte | PGE NGBA | {} | 7701 | 66 | 0.01 | 7634 | 0.99 | [5 empty] | 0 | 0 | 0 | 0 |  | 2599 | 0.34 | 592 | 0.08 | 3359 | 0.44 | 4341 | 5459 | 0.71 | 2242 | 6797 | 0.88 | 904 | 7581 | 0.98 | 120 | 5532 | 0.72 | 2169 | 163 | 0.02 | 7538
113 | Laguna Bell | SCE Metro | {} | 1236 | 415 | 0.34 | 821 | 0.66 | [5 empty] | 0 | 0 | 0 | 0 |  | 0 | 0 | 0 | 0 | 0 | 0 | 1236 | 257 | 0.21 | 979 | 776 | 0.63 | 460 | 776 | 0.63 | 460 | 0 | 0 | 1236 | 31 | 0.03 | 1205
114 | El Casco | SCE Eastern | {} | 35028 | 1836 | 0.05 | 33192 | 0.95 | [5 empty] | 22 | 0 | 0 | 0 |  | 15092 | 0.43 | 13897 | 0.4 | 13784 | 0.39 | 21244 | 15405 | 0.44 | 19623 | 24630 | 0.7 | 10398 | 29023 | 0.83 | 6005 | 18561 | 0.53 | 16467 | 187 | 0.01 | 34841
115 | Le Grand | PGE Fresno | {} | 0 | 0 | 0 | 0 | 0 | [5 empty] | 0 | 0 | 0 | 0 |  | 0 | 0 | 0 | 0 | 0 | 0 | 0 | 0 | 0 | 0 | 0 | 0 | 0 | 0 | 0 | 0 | 0 | 0 | 0 | 0 | 0 | 0
116 | Tupman | PGE Kern | {} | 0 | 0 | 0 | 0 | 0 | [5 empty] | 0 | 0 | 0 | 0 |  | 0 | 0 | 0 | 0 | 0 | 0 | 0 | 0 | 0 | 0 | 0 | 0 | 0 | 0 | 0 | 0 | 0 | 0 | 0 | 0 | 0 | 0
117 | Henrietta | PGE Fresno | {} | 332 | 0 | 0 | 332 | 1 | [5 empty] | 0 | 0 | 0 | 0 |  | 239 | 0.72 | 76 | 0.23 | 332 | 1 | 0 | 0 | 0 | 332 | 27 | 0.08 | 306 | 332 | 1 | 0 | 261 | 0.79 | 71 | 0 | 0 | 332
118 | Castro Valley | PGE GBA | {'Mt Eden': [4.7, 76.0], 'Mt. Eden': [4.7, 76.0], 'San Leandro U': [4.9, 76.0], 'Grant': [5.5, 76.0], 'Eastshore': [5.5, 76.0], 'Edes': [7.9, 74.0], 'Dumbarton': [9.4, 18.0], 'Oakland J': [9.7, 58.0], 'Moraga': [12.2, 6.0], 'Oakland X': [12.2, 58.0], 'Oakland L': [14.1, 57.0], 'Oakland C': [14.1, 58.0], 'Ravenswood': [14.4, 18.0], 'Cooley Landing': [15.6, 6.0], 'SAN FRAN A (POTRERO PP)': [18.2, 12.0], 'Potrero': [18.2, 12.0], 'Martin': [18.9, 4.0]} | 51332 | 2224 | 0.04 | 49108 | 0.96 | [5 empty] | 1592 | 0.03 | 1028 | 0.02 |  | 32686 | 0.64 | 1061 | 0.02 | 36102 | 0.7 | 15230 | 39342 | 0.77 | 11989 | 38355 | 0.75 | 12976 | 46745 | 0.91 | 4586 | 15706 | 0.31 | 35626 | 10321 | 0.2 | 41010
119 | Vineyard | PGE GBA | {'North Dublin': [5.2, 21.0], 'Cayetano': [6.6, 21.0], 'San Ramon': [6.8, 21.0], 'Los Positas': [6.9, 21.0], 'Las Positas': [6.9, 21.0], 'Vasco': [8.1, 21.0], 'Tassajara': [9.5, 21.0], 'Altamont': [11.1, 21.0], 'Altamont Midway (Sandhill)': [11.1, 21.0], 'Windmaster': [14.7, 21.0]} | 54446 | 1539 | 0.03 | 52907 | 0.97 | [5 empty] | 2531 | 0.05 | 1107 | 0.02 |  | 36695 | 0.67 | 3943 | 0.07 | 40791 | 0.75 | 13655 | 41240 | 0.76 | 13206 | 42133 | 0.77 | 12312 | 50322 | 0.92 | 4123 | 21593 | 0.4 | 32853 | 8589 | 0.16 | 45856
120 | Trout Canyon | SCE EOP | {} | 22396 | 3012 | 0.13 | 19385 | 0.87 | [5 empty] | 0 | 0 | 0 | 0 |  | 841 | 0.04 | 0 | 0 | 3071 | 0.14 | 19325 | 820 | 0.04 | 21576 | 8062 | 0.36 | 14334 | 9662 | 0.43 | 12734 | 15143 | 0.68 | 7254 | 170 | 0.01 | 22227
121 | Columbus | PGE Kern | {} | 4670 | 633 | 0.14 | 4037 | 0.86 | [5 empty] | 0 | 0 | 0 | 0 |  | 310 | 0.07 | 4359 | 0.93 | 1560 | 0.33 | 3110 | 888 | 0.19 | 3782 | 1960 | 0.42 | 2710 | 2781 | 0.6 | 1888 | 3452 | 0.74 | 1217 | 37 | 0.01 | 4633
122 | Lewis | SCE Metro | {} | 1236 | 435 | 0.35 | 801 | 0.65 | [5 empty] | 0 | 0 | 0 | 0 |  | 0 | 0 | 0 | 0 | 9 | 0.01 | 1227 | 199 | 0.16 | 1037 | 741 | 0.6 | 495 | 750 | 0.61 | 486 | 0 | 0 | 1236 | 31 | 0.03 | 1205
123 | Standard Oil 2 | PGE GBA | {'Standard Oil': [0.0, 347.0], 'Richmond R': [2.2, 344.0], 'San Pablo': [4.0, 262.0], 'El Cerrito G': [5.5, 303.0], 'Sobrante': [10.6, 160.0], 'Christie': [10.8, 49.0], 'Ignacio': [11.8, 41.0], 'Oakland L': [11.8, 152.0], 'Oakland C': [12.3, 140.0], 'Carquinez': [12.6, 30.0], 'Oakland X': [13.5, 68.0], 'Potrero': [13.5, 138.0], 'SAN FRAN A (POTRERO PP)': [13.5, 141.0], 'Moraga': [14.5, 60.0], 'Alhambra': [14.7, 27.0], 'Martinez': [15.7, 26.0], 'Oakland J': [16.3, 41.0], 'Parkway': [16.5, 26.0], 'Bahia': [16.6, 26.0], 'Martin': [17.2, 21.0], 'Edes': [18.3, 7.0]} | 31239 | 2352 | 0.08 | 28887 | 0.92 | [5 empty] | 192 | 0.01 | 0 | 0 |  | 16447 | 0.53 | 0 | 0 | 19327 | 0.62 | 11912 | 12405 | 0.4 | 18834 | 12738 | 0.41 | 18501 | 26962 | 0.86 | 4277 | 13743 | 0.44 | 17496 | 8141 | 0.26 | 23098
124 | Mc Mullin | PGE Fresno | {} | 157 | 0 | 0 | 157 | 1 | [5 empty] | 0 | 0 | 0 | 0 |  | 140 | 0.89 | 0 | 0 | 157 | 1 | 0 | 0 | 0 | 157 | 27 | 0.17 | 131 | 157 | 1 | 0 | 86 | 0.55 | 71 | 0 | 0 | 157
125 | Taft | PGE Kern | {} | 1067 | 94 | 0.09 | 973 | 0.91 | [5 empty] | 0 | 0 | 0 | 0 |  | 120 | 0.11 | 847 | 0.79 | 47 | 0.04 | 1020 | 45 | 0.04 | 1022 | 346 | 0.32 | 721 | 393 | 0.37 | 674 | 955 | 0.9 | 112 | 0 | 0 | 1067
126 | Pleasant Grove | PGE NGBA | {} | 0 | 0 | 0 | 0 | 0 | [5 empty] | 0 | 0 | 0 | 0 |  | 0 | 0 | 0 | 0 | 0 | 0 | 0 | 0 | 0 | 0 | 0 | 0 | 0 | 0 | 0 | 0 | 0 | 0 | 0 | 0 | 0 | 0
127 | Newark | PGE GBA | {} | 37777 | 607 | 0.02 | 37170 | 0.98 | [5 empty] | 687 | 0.02 | 503 | 0.01 |  | 31867 | 0.84 | 2734 | 0.07 | 33036 | 0.87 | 4741 | 29424 | 0.78 | 8353 | 32442 | 0.86 | 5335 | 36735 | 0.97 | 1042 | 18537 | 0.49 | 19240 | 1103 | 0.03 | 36674
128 | Dairyland | PGE Fresno | {} | 0 | 0 | 0 | 0 | 0 | [5 empty] | 0 | 0 | 0 | 0 |  | 0 | 0 | 0 | 0 | 0 | 0 | 0 | 0 | 0 | 0 | 0 | 0 | 0 | 0 | 0 | 0 | 0 | 0 | 0 | 0 | 0 | 0
129 | Chino | SCE Metro | {} | 8023 | 0 | 0 | 8023 | 1 | [5 empty] | 0 | 0 | 0 | 0 |  | 3637 | 0.45 | 2924 | 0.36 | 4671 | 0.58 | 3352 | 5310 | 0.66 | 2714 | 4863 | 0.61 | 3160 | 7927 | 0.99 | 96 | 3311 | 0.41 | 4713 | 40 | 0 | 7983
130 | El Segundo | SCE Metro | {'Chevmain': [1.2, 15.0], 'El Nido': [3.0, 15.0], 'Redondo': [4.6, 11.0], 'La Fresa': [5.8, 11.0], 'La Cienega': [6.9, 4.0], 'Windsor': [7.1, 4.0], 'Arcogen': [12.0, 11.0]} | 1441 | 587 | 0.41 | 854 | 0.59 | [5 empty] | 0 | 0 | 0 | 0 |  | 338 | 0.23 | 1 | 0 | 92 | 0.06 | 1349 | 202 | 0.14 | 1239 | 603 | 0.42 | 838 | 695 | 0.48 | 746 | 163 | 0.11 | 1278 | 32 | 0.02 | 1409
131 | San Leandro U | PGE GBA | {'Grant': [2.8, 140.0], 'Edes': [3.2, 166.0], 'Castro Valley': [4.9, 76.0], 'Oakland J': [5.1, 149.0], 'Mt Eden': [6.0, 82.0], 'Mt. Eden': [6.0, 82.0], 'Eastshore': [6.2, 84.0], 'Oakland X': [8.0, 149.0], 'Oakland C': [9.5, 149.0], 'Moraga': [9.6, 97.0], 'Oakland L': [9.6, 149.0], 'Dumbarton': [11.8, 18.0], 'SAN FRAN A (POTRERO PP)': [13.3, 103.0], 'Potrero': [13.3, 104.0], 'Sobrante': [14.0, 35.0], 'Martin': [14.2, 76.0], 'Ravenswood': [15.2, 18.0], 'Cooley Landing': [16.5, 6.0], 'El Cerrito G': [16.6, 41.0]} | 27740 | 2073 | 0.07 | 25667 | 0.93 | [5 empty] | 5 | 0 | 0 | 0 |  | 15335 | 0.55 | 144 | 0.01 | 17009 | 0.61 | 10731 | 16804 | 0.61 | 10937 | 16903 | 0.61 | 10838 | 24201 | 0.87 | 3539 | 6960 | 0.25 | 20780 | 7883 | 0.28 | 19858
132 | Ganso | PGE Kern | {} | 835 | 163 | 0.2 | 672 | 0.8 | [5 empty] | 0 | 0 | 0 | 0 |  | 684 | 0.82 | 0 | 0 | 479 | 0.57 | 357 | 0 | 0 | 835 | 277 | 0.33 | 558 | 479 | 0.57 | 357 | 456 | 0.55 | 379 | 0 | 0 | 835
133 | Poso Mountain | PGE Kern | {} | 4140 | 534 | 0.13 | 3606 | 0.87 | [5 empty] | 0 | 0 | 0 | 0 |  | 913 | 0.22 | 3226 | 0.78 | 689 | 0.17 | 3451 | 1199 | 0.29 | 2941 | 2593 | 0.63 | 1546 | 2843 | 0.69 | 1296 | 2576 | 0.62 | 1563 | 39 | 0.01 | 4101
134 | Avena | PGE GBA | {} | 16085 | 0 | 0 | 16085 | 1 | [5 empty] | 793 | 0.05 | 1026 | 0.06 |  | 12658 | 0.79 | 837 | 0.05 | 13442 | 0.84 | 2642 | 14224 | 0.88 | 1860 | 14779 | 0.92 | 1305 | 16084 | 1 | 0 | 7489 | 0.47 | 8596 | 343 | 0.02 | 15742
135 | Martin | PGE GBA | {'SAN FRAN A (POTRERO PP)': [3.9, 321.0], 'Potrero': [3.9, 321.0], 'Millbrae': [6.9, 102.0], 'Burlingame': [8.3, 67.0], 'Oakland C': [9.5, 273.0], 'Oakland L': [10.6, 272.0], 'Oakland J': [11.4, 251.0], 'Edes': [12.0, 222.0], 'Oakland X': [12.0, 256.0], 'Grant': [13.8, 49.0], 'San Leandro U': [14.2, 76.0], 'Richmond R': [15.7, 142.0], 'El Cerrito G': [15.9, 191.0], 'Eastshore': [16.8, 12.0], 'Moraga': [16.8, 149.0], 'Standard Oil': [17.2, 21.0], 'Standard Oil 2': [17.2, 21.0], 'Mt Eden': [17.4, 10.0], 'Mt. Eden': [17.4, 10.0], 'Sobrante': [17.8, 96.0], 'Jefferson': [18.4, 27.0], 'Castro Valley': [18.9, 4.0]} | 6845 | 2056 | 0.3 | 4789 | 0.7 | [5 empty] | 15 | 0 | 0 | 0 |  | 2517 | 0.37 | 0 | 0 | 611 | 0.09 | 6234 | 2126 | 0.31 | 4719 | 3899 | 0.57 | 2946 | 4257 | 0.62 | 2588 | 1234 | 0.18 | 5611 | 496 | 0.07 | 6349
136 | Harry Allen | <Null> | {} | 3275 | 1882 | 0.57 | 1393 | 0.43 | [5 empty] | 0 | 0 | 0 | 0 |  | 841 | 0.26 | 0 | 0 | 0 | 0 | 3275 | 0 | 0 | 3275 | 0 | 0 | 3275 | 0 | 0 | 3275 | 0 | 0 | 3275 | 0 | 0 | 3275
137 | Rio Oso | PGE NGBA | {} | 2063 | 0 | 0 | 2063 | 1 | [5 empty] | 0 | 0 | 0 | 0 |  | 2063 | 1 | 0 | 0 | 2010 | 0.97 | 53 | 1034 | 0.5 | 1028 | 1034 | 0.5 | 1028 | 2030 | 0.98 | 33 | 1777 | 0.86 | 286 | 5 | 0 | 2058
138 | Loveland | SDGE Imperial | {} | 28293 | 8224 | 0.29 | 20069 | 0.71 | [5 empty] | 7 | 0 | 0 | 0 |  | 5804 | 0.21 | 20828 | 0.74 | 2251 | 0.08 | 26042 | 4842 | 0.17 | 23452 | 12271 | 0.43 | 16022 | 12994 | 0.46 | 15300 | 10386 | 0.37 | 17907 | 1230 | 0.04 | 27063
139 | Huntington Beach | SCE Metro | {'Ellis': [3.4, 19.0], 'Johanna': [8.6, 18.0], 'Alamitos': [10.8, 2.0], 'Barre': [11.3, 2.0], 'Santiago': [12.1, 18.0], 'Del Amo': [15.6, 2.0], 'Long Beach': [16.4, 2.0], 'Harborgen': [17.0, 2.0], 'Hinson': [18.5, 2.0]} | 1266 | 448 | 0.35 | 818 | 0.65 | [5 empty] | 0 | 0 | 0 | 0 |  | 0 | 0 | 0 | 0 | 9 | 0.01 | 1257 | 212 | 0.17 | 1055 | 754 | 0.6 | 512 | 763 | 0.6 | 503 | 0 | 0 | 1266 | 31 | 0.02 | 1235
140 | Rossmoor | PGE GBA | {} | 74775 | 10838 | 0.14 | 63938 | 0.86 | [5 empty] | 10292 | 0.14 | 3612 | 0.05 |  | 43779 | 0.59 | 102 | 0 | 30495 | 0.41 | 44280 | 43297 | 0.58 | 31478 | 43284 | 0.58 | 31491 | 57499 | 0.77 | 17276 | 13557 | 0.18 | 61218 | 18648 | 0.25 | 56127
141 | Salado | PGE GBA | {} | 24685 | 0 | 0 | 24685 | 1 | [5 empty] | 61 | 0 | 44 | 0 |  | 16752 | 0.68 | 7458 | 0.3 | 23709 | 0.96 | 977 | 13591 | 0.55 | 11094 | 15279 | 0.62 | 9406 | 24367 | 0.99 | 318 | 20946 | 0.85 | 3739 | 237 | 0.01 | 24448
142 | Lighthipe | SCE Metro | {'Del Amo': [5.0, 294.0], 'Hinson': [5.0, 309.0], 'Arcogen': [5.9, 309.0], 'Harborgen': [7.7, 309.0], 'Long Beach': [8.5, 309.0], 'La Fresa': [9.0, 50.0], 'Alamitos': [9.1, 309.0], 'Redondo': [12.4, 1.0]} | 1258 | 420 | 0.33 | 838 | 0.67 | [5 empty] | 0 | 0 | 0 | 0 |  | 0 | 0 | 0 | 0 | 9 | 0.01 | 1249 | 257 | 0.2 | 1001 | 780 | 0.62 | 478 | 789 | 0.63 | 469 | 0 | 0 | 1258 | 31 | 0.02 | 1227
143 | Santee | SDGE Imperial | {} | 5069 | 259 | 0.05 | 4810 | 0.95 | [5 empty] | 6 | 0 | 0 | 0 |  | 151 | 0.03 | 3897 | 0.77 | 2184 | 0.43 | 2884 | 3312 | 0.65 | 1757 | 3958 | 0.78 | 1110 | 4602 | 0.91 | 467 | 1490 | 0.29 | 3579 | 940 | 0.19 | 4128
144 | Cholame | PGE Fresno | {'Cal Flats': [12.8, 71.0]} | 15379 | 1781 | 0.12 | 13598 | 0.88 | [5 empty] | 1124 | 0.07 | 0 | 0 |  | 11235 | 0.73 | 2780 | 0.18 | 9703 | 0.63 | 5676 | 1622 | 0.11 | 13757 | 4487 | 0.29 | 10892 | 10897 | 0.71 | 4482 | 8942 | 0.58 | 6437 | 145 | 0.01 | 15234
145 | Grand Island | PGE NGBA | {'Shiloh III': [14.5, 2818.0], 'Lambie': [14.9, 794.0], 'Lambie Energy': [14.9, 794.0], 'Birds Landing': [14.9, 3082.0], 'Collinsville': [16.9, 1914.0], 'Contra Costa PP': [17.7, 1672.0], 'Contra Costa': [19.2, 151.0]} | 115970 | 11893 | 0.1 | 104077 | 0.9 | [5 empty] | 26888 | 0.23 | 31832 | 0.27 |  | 45434 | 0.39 | 0 | 0 | 22964 | 0.2 | 93005 | 41470 | 0.36 | 74500 | 38939 | 0.34 | 77031 | 58513 | 0.5 | 57456 | 8478 | 0.07 | 107492 | 30029 | 0.26 | 85941
146 | Long Beach | SCE Metro | {'Harborgen': [0.9, 400.0], 'Arcogen': [3.7, 397.0], 'Hinson': [3.7, 398.0], 'Alamitos': [7.2, 373.0], 'Lighthipe': [8.5, 309.0], 'Del Amo': [9.3, 330.0], 'La Fresa': [9.5, 57.0], 'Redondo': [10.9, 3.0], 'Barre': [14.2, 2.0], 'Huntington Beach': [16.4, 2.0], 'Ellis': [17.1, 2.0]} | 1254 | 417 | 0.33 | 838 | 0.67 | [5 empty] | 0 | 0 | 0 | 0 |  | 0 | 0 | 0 | 0 | 9 | 0.01 | 1245 | 257 | 0.21 | 997 | 780 | 0.62 | 475 | 789 | 0.63 | 466 | 0 | 0 | 1254 | 31 | 0.02 | 1223
147 | Coyote | PGE GBA | {} | 11138 | 92 | 0.01 | 11047 | 0.99 | [5 empty] | 5 | 0 | 8 | 0 |  | 4656 | 0.42 | 6089 | 0.55 | 10105 | 0.91 | 1034 | 3819 | 0.34 | 7320 | 4969 | 0.45 | 6169 | 10652 | 0.96 | 487 | 10391 | 0.93 | 747 | 169 | 0.02 | 10970
148 | New Sub - Los Banos - Midway (Proposed) | PGE Fresno | {} | 264 | 0 | 0 | 264 | 1 | [5 empty] | 0 | 0 | 0 | 0 |  | 171 | 0.65 | 76 | 0.29 | 264 | 1 | 0 | 0 | 0 | 264 | 27 | 0.1 | 237 | 264 | 1 | 0 | 193 | 0.73 | 71 | 0 | 0 | 264
149 | Vista (SCE) | SCE Eastern | {} | 25039 | 1630 | 0.07 | 23409 | 0.93 | [5 empty] | 0 | 0 | 0 | 0 |  | 7407 | 0.3 | 9808 | 0.39 | 12851 | 0.51 | 12187 | 9989 | 0.4 | 15050 | 13287 | 0.53 | 11752 | 21563 | 0.86 | 3476 | 11228 | 0.45 | 13811 | 96 | 0 | 24943
150 | Fairway | PGE Kern | {} | 25962 | 1935 | 0.07 | 24027 | 0.93 | [5 empty] | 148 | 0.01 | 1 | 0 |  | 15594 | 0.6 | 6749 | 0.26 | 12169 | 0.47 | 13793 | 612 | 0.02 | 25350 | 3076 | 0.12 | 22886 | 14572 | 0.56 | 11390 | 19529 | 0.75 | 6433 | 1247 | 0.05 | 24715
151 | Pisgah | SCE NOL | {} | 150767 | 27616 | 0.18 | 123150 | 0.82 | [5 empty] | 706 | 0 | 582 | 0 |  | 0 | 0 | 0 | 0 | 51726 | 0.34 | 99041 | 20856 | 0.14 | 129911 | 21070 | 0.14 | 129697 | 59270 | 0.39 | 91497 | 104910 | 0.7 | 45857 | 1849 | 0.01 | 148918
152 | Sloan Canyon | SCE EOP | {'Eldorado': [5.3, 237.0], 'Mead': [11.1, 120.0]} | 8734 | 453 | 0.05 | 8281 | 0.95 | [5 empty] | 0 | 0 | 0 | 0 |  | 0 | 0 | 0 | 0 | 281 | 0.03 | 8453 | 212 | 0.02 | 8522 | 0 | 0 | 8734 | 281 | 0.03 | 8453 | 0 | 0 | 8733 | 0 | 0 | 8734
153 | Templeton | PGE Kern | {'Estrella': [7.3, 138.0], 'Union (Estrella)': [7.3, 138.0], 'Morro Bay': [16.0, 35.0]} | 20599 | 2102 | 0.1 | 18497 | 0.9 | [5 empty] | 1120 | 0.05 | 0 | 0 |  | 15965 | 0.78 | 3103 | 0.15 | 11308 | 0.55 | 9291 | 1964 | 0.1 | 18635 | 6133 | 0.3 | 14466 | 14168 | 0.69 | 6431 | 12815 | 0.62 | 7784 | 305 | 0.01 | 20294
154 | Palomar Energy | SDGE Imperial | {'Cannon': [2.8, 29.0], 'Encina': [2.9, 29.0], 'Shadowridge': [3.1, 22.0], 'San Marcos': [5.2, 8.0], 'Ocean Ranch': [6.1, 24.0], 'Melrose': [6.1, 24.0], 'San Luis Rey': [6.7, 24.0], 'Artesian': [11.3, 4.0], 'North City Metering': [12.0, 5.0], 'Pendleton': [13.2, 21.0], 'Penasquitos': [14.7, 3.0]} | 529 | 198 | 0.38 | 330 | 0.62 | [5 empty] | 0 | 0 | 0 | 0 |  | 3 | 0.01 | 0 | 0 | 34 | 0.06 | 495 | 234 | 0.44 | 295 | 301 | 0.57 | 228 | 301 | 0.57 | 228 | 0 | 0 | 529 | 33 | 0.06 | 496
155 | Sisquoc | PGE Kern | {} | 33887 | 1781 | 0.05 | 32106 | 0.95 | [5 empty] | 181 | 0.01 | 4 | 0 |  | 23048 | 0.68 | 6991 | 0.21 | 21038 | 0.62 | 12850 | 612 | 0.02 | 33276 | 2515 | 0.07 | 31372 | 23176 | 0.68 | 10712 | 20740 | 0.61 | 13148 | 1825 | 0.05 | 32062
156 | Alberhill | SCE Eastern | {} | 227 | 54 | 0.24 | 173 | 0.76 | [5 empty] | 0 | 0 | 0 | 0 |  | 3 | 0.01 | 0 | 0 | 9 | 0.04 | 218 | 58 | 0.26 | 169 | 149 | 0.66 | 78 | 158 | 0.7 | 69 | 0 | 0 | 227 | 6 | 0.03 | 221
157 | Sanger | PGE Fresno | {} | 0 | 0 | 0 | 0 | 0 | [5 empty] | 0 | 0 | 0 | 0 |  | 0 | 0 | 0 | 0 | 0 | 0 | 0 | 0 | 0 | 0 | 0 | 0 | 0 | 0 | 0 | 0 | 0 | 0 | 0 | 0 | 0 | 0
158 | Lammers | PGE GBA | {} | 56853 | 1685 | 0.03 | 55168 | 0.97 | [5 empty] | 3810 | 0.07 | 3107 | 0.05 |  | 35005 | 0.62 | 6357 | 0.11 | 38549 | 0.68 | 18304 | 42462 | 0.75 | 14391 | 46447 | 0.82 | 10406 | 53358 | 0.94 | 3495 | 24380 | 0.43 | 32472 | 3301 | 0.06 | 53552
159 | Chevmain | SCE Metro | {'El Segundo': [1.2, 15.0], 'El Nido': [1.8, 16.0], 'Redondo': [3.9, 13.0], 'La Fresa': [4.6, 13.0], 'Windsor': [7.0, 4.0], 'La Cienega': [7.0, 4.0], 'Arcogen': [10.8, 11.0]} | 1185 | 488 | 0.41 | 697 | 0.59 | [5 empty] | 0 | 0 | 0 | 0 |  | 86 | 0.07 | 0 | 0 | 41 | 0.03 | 1144 | 202 | 0.17 | 982 | 604 | 0.51 | 581 | 645 | 0.54 | 540 | 27 | 0.02 | 1158 | 10 | 0.01 | 1175
160 | Telegraph Canyon | SDGE Imperial | {'Salt Creek': [3.4, 27.0], 'Miguel': [3.4, 30.0], 'Otay': [3.8, 40.0], 'Bay Boulevard': [5.0, 37.0], 'San Ysidro': [5.3, 37.0], 'Imperial Beach': [6.0, 37.0], 'Otay Mesa': [7.5, 6.0], 'Silvergate': [8.4, 35.0], 'Vine': [11.7, 32.0], 'Mission': [12.3, 32.0], 'Old Town': [13.5, 32.0], 'Point Loma': [14.5, 32.0]} | 990 | 277 | 0.28 | 713 | 0.72 | [5 empty] | 0 | 0 | 0 | 0 |  | 0 | 0 | 0 | 0 | 66 | 0.07 | 924 | 321 | 0.32 | 669 | 629 | 0.63 | 362 | 646 | 0.65 | 344 | 34 | 0.03 | 956 | 68 | 0.07 | 923
161 | Grant | PGE GBA | {'San Leandro U': [2.8, 140.0], 'Eastshore': [4.0, 92.0], 'Mt Eden': [4.2, 83.0], 'Mt. Eden': [4.2, 83.0], 'Edes': [5.0, 139.0], 'Castro Valley': [5.5, 76.0], 'Oakland J': [7.0, 122.0], 'Dumbarton': [9.7, 18.0], 'Oakland X': [10.1, 122.0], 'Oakland C': [11.0, 122.0], 'Oakland L': [11.4, 122.0], 'Moraga': [12.3, 70.0], 'Burlingame': [12.4, 15.0], 'Ravenswood': [12.5, 33.0], 'Millbrae': [13.4, 15.0], 'SAN FRAN A (POTRERO PP)': [13.7, 76.0], 'Potrero': [13.7, 77.0], 'Martin': [13.8, 49.0], 'Cooley Landing': [13.9, 6.0], 'Jefferson': [16.4, 15.0], 'Sobrante': [16.5, 26.0], 'El Cerrito G': [18.7, 14.0]} | 17912 | 2056 | 0.11 | 15855 | 0.89 | [5 empty] | 5 | 0 | 0 | 0 |  | 12541 | 0.7 | 144 | 0.01 | 8954 | 0.5 | 8958 | 10358 | 0.58 | 7554 | 13044 | 0.73 | 4867 | 15263 | 0.85 | 2649 | 5766 | 0.32 | 12146 | 1088 | 0.06 | 16823
162 | East Marysville | PGE NGBA | {} | 1591 | 0 | 0 | 1591 | 1 | [5 empty] | 0 | 0 | 0 | 0 |  | 1591 | 1 | 0 | 0 | 1538 | 0.97 | 53 | 1034 | 0.65 | 556 | 1034 | 0.65 | 556 | 1557 | 0.98 | 33 | 1304 | 0.82 | 286 | 5 | 0 | 1585
163 | Caribou 2 | PGE NGBA | {} | 39381 | 3425 | 0.09 | 35956 | 0.91 | [5 empty] | 1 | 0 | 0 | 0 |  | 20791 | 0.53 | 3901 | 0.1 | 13457 | 0.34 | 25924 | 18459 | 0.47 | 20922 | 19649 | 0.5 | 19732 | 28267 | 0.72 | 11113 | 29387 | 0.75 | 9994 | 1013 | 0.03 | 38368
164 | Dixon Landing | PGE GBA | {} | 37675 | 313 | 0.01 | 37362 | 0.99 | [5 empty] | 793 | 0.02 | 718 | 0.02 |  | 30361 | 0.81 | 4312 | 0.11 | 33242 | 0.88 | 4433 | 29002 | 0.77 | 8674 | 32049 | 0.85 | 5626 | 36997 | 0.98 | 678 | 19330 | 0.51 | 18345 | 1031 | 0.03 | 36644
165 | New Sub - Gates - Templeton (Proposed) | PGE Kern | {} | 6419 | 251 | 0.04 | 6169 | 0.96 | [5 empty] | 956 | 0.15 | 0 | 0 |  | 6005 | 0.94 | 173 | 0.03 | 4144 | 0.65 | 2276 | 390 | 0.06 | 6030 | 1609 | 0.25 | 4811 | 4581 | 0.71 | 1839 | 4120 | 0.64 | 2300 | 69 | 0.01 | 6351
166 | Westley | PGE Fresno | {} | 38205 | 0 | 0 | 38205 | 1 | [5 empty] | 793 | 0.02 | 1026 | 0.03 |  | 29231 | 0.77 | 6383 | 0.17 | 34872 | 0.91 | 3333 | 26576 | 0.7 | 11629 | 30594 | 0.8 | 7611 | 37886 | 0.99 | 319 | 22182 | 0.58 | 16023 | 833 | 0.02 | 37372
167 | Antelope | SCE Northern | {'Rosamond': [12.8, 7025.0], 'Neenach': [12.9, 11140.0], 'Whirlwind': [14.2, 9553.0], 'Vincent': [17.4, 1654.0]} | 238380 | 65453 | 0.27 | 172926 | 0.73 | [5 empty] | 4239 | 0.02 | 2234 | 0.01 |  | 54885 | 0.23 | 32496 | 0.14 | 74788 | 0.31 | 163591 | 87788 | 0.37 | 150591 | 65512 | 0.27 | 172867 | 146749 | 0.62 | 91630 | 81730 | 0.34 | 156649 | 3404 | 0.01 | 234976
168 | Atwater | PGE Fresno | {} | 3 | 0 | 0 | 3 | 1 | [5 empty] | 3 | 0.99 | 0 | 0 |  | 3 | 1 | 0 | 0 | 3 | 1 | 0 | 0 | 0 | 3 | 0 | 0 | 3 | 3 | 1 | 0 | 0 | 0 | 3 | 0 | 0 | 3
169 | Pine Flat | PGE Fresno | {} | 0 | 0 | 0 | 0 | 0 | [5 empty] | 0 | 0 | 0 | 0 |  | 0 | 0 | 0 | 0 | 0 | 0 | 0 | 0 | 0 | 0 | 0 | 0 | 0 | 0 | 0 | 0 | 0 | 0 | 0 | 0 | 0 | 0
170 | Murray | SDGE Imperial | {'Spring Valley': [3.8, 1.0], 'Elliot': [4.1, 2.0], 'Elliott': [4.2, 2.0], 'Mission': [6.6, 2.0], 'Kearny': [6.9, 2.0], 'Mesa Heights': [8.2, 2.0], 'Silvergate': [9.6, 2.0], 'Vine': [9.7, 2.0], 'Old Town': [9.9, 2.0], 'Point Loma': [12.6, 2.0], 'Bay Boulevard': [13.3, 2.0]} | 1300 | 245 | 0.19 | 1056 | 0.81 | [5 empty] | 0 | 0 | 0 | 0 |  | 13 | 0.01 | 305 | 0.23 | 395 | 0.3 | 906 | 592 | 0.46 | 708 | 985 | 0.76 | 316 | 990 | 0.76 | 310 | 75 | 0.06 | 1225 | 119 | 0.09 | 1182
171 | Lathrop | SCE EOP | {'Jackass (DOE)': [9.0, 3724.0], 'Valley Switch': [9.4, 5.0]} | 132203 | 10510 | 0.08 | 121693 | 0.92 | [5 empty] | 0 | 0 | 0 | 0 |  | 0 | 0 | 0 | 0 | 0 | 0 | 132203 | 0 | 0 | 132203 | 0 | 0 | 132203 | 0 | 0 | 132203 | 2867 | 0.02 | 129335 | 12 | 0 | 132191
172 | Semitropic | PGE Kern | {} | 265 | 65 | 0.24 | 200 | 0.76 | [5 empty] | 0 | 0 | 0 | 0 |  | 174 | 0.66 | 0 | 0 | 65 | 0.24 | 200 | 0 | 0 | 265 | 0 | 0 | 265 | 65 | 0.24 | 200 | 172 | 0.65 | 93 | 0 | 0 | 265
173 | Hopland | PGE NGBA | {} | 23057 | 2160 | 0.09 | 20897 | 0.91 | [5 empty] | 319 | 0.01 | 36 | 0 |  | 8163 | 0.35 | 6735 | 0.29 | 13794 | 0.6 | 9264 | 5763 | 0.25 | 17295 | 10832 | 0.47 | 12226 | 17160 | 0.74 | 5898 | 13600 | 0.59 | 9457 | 38 | 0 | 23020
174 | Point Loma | SDGE Imperial | {'Old Town': [2.9, 212.0], 'Vine': [3.2, 212.0], 'Silvergate': [6.1, 189.0], 'Mission': [6.3, 211.0], 'Mesa Heights': [7.5, 156.0], 'Kearny': [8.6, 155.0], 'Elliott': [9.8, 122.0], 'Elliot': [9.9, 121.0], 'Bay Boulevard': [12.2, 124.0], 'Penasquitos': [12.3, 23.0], 'Murray': [12.6, 2.0], 'Spring Valley': [13.4, 1.0], 'Imperial Beach': [13.5, 58.0], 'Otay': [14.4, 33.0], 'Telegraph Canyon': [14.5, 32.0], 'North City Metering': [15.1, 23.0], 'Miguel': [15.1, 26.0], 'Salt Creek': [15.2, 23.0], 'San Ysidro': [17.3, 27.0]} | 819 | 206 | 0.25 | 613 | 0.75 | [5 empty] | 0 | 0 | 0 | 0 |  | 0 | 0 | 0 | 0 | 54 | 0.07 | 765 | 314 | 0.38 | 506 | 547 | 0.67 | 273 | 552 | 0.67 | 267 | 3 | 0 | 817 | 57 | 0.07 | 762
175 | Whirlwind | SCE Northern | {'Neenach': [6.9, 29580.0], 'Rosamond': [11.2, 8895.0], 'Antelope': [14.2, 9553.0], 'Windhub': [15.0, 383.0], 'Highwind': [17.0, 352.0]} | 269206 | 70611 | 0.26 | 198595 | 0.74 | [5 empty] | 4242 | 0.02 | 2234 | 0.01 |  | 66375 | 0.25 | 43450 | 0.16 | 92666 | 0.34 | 176539 | 92900 | 0.35 | 176305 | 78592 | 0.29 | 190613 | 169021 | 0.63 | 100185 | 99593 | 0.37 | 169612 | 3747 | 0.01 | 265459
176 | Gould | SCE Metro | {} | 25880 | 10466 | 0.4 | 15414 | 0.6 | [5 empty] | 4 | 0 | 9 | 0 |  | 9539 | 0.37 | 10058 | 0.39 | 3210 | 0.12 | 22670 | 3599 | 0.14 | 22281 | 2244 | 0.09 | 23636 | 7131 | 0.28 | 18749 | 11329 | 0.44 | 14551 | 626 | 0.02 | 25254
177 | Burney Forest | PGE NGBA | {'Burney Forest Power': [0.0, 559.0], 'Carberry': [2.4, 559.0], 'New Sub - Pit 1 - Cottonwood (Proposed)': [6.7, 559.0], 'Pit 3': [8.5, 22.0], 'Pit 4': [10.3, 194.0], 'Cove Road': [11.1, 559.0], 'Round Mt.': [12.5, 537.0]} | 12615 | 1507 | 0.12 | 11108 | 0.88 | [5 empty] | 0 | 0 | 0 | 0 |  | 6704 | 0.53 | 1261 | 0.1 | 5422 | 0.43 | 7194 | 2529 | 0.2 | 10086 | 2286 | 0.18 | 10329 | 8204 | 0.65 | 4411 | 7275 | 0.58 | 5340 | 96 | 0.01 | 12519
178 | GWF Hanford | PGE Fresno | {} | 0 | 0 | 0 | 0 | 0 | [5 empty] | 0 | 0 | 0 | 0 |  | 0 | 0 | 0 | 0 | 0 | 0 | 0 | 0 | 0 | 0 | 0 | 0 | 0 | 0 | 0 | 0 | 0 | 0 | 0 | 0 | 0 | 0
179 | San Ramon | PGE GBA | {'Tassajara': [4.1, 21.0], 'North Dublin': [4.2, 21.0], 'Vineyard': [6.8, 21.0], 'Cayetano': [8.9, 21.0], 'Los Positas': [11.4, 21.0], 'Las Positas': [11.4, 21.0], 'Vasco': [12.2, 21.0], 'Altamont': [14.0, 21.0], 'Altamont Midway (Sandhill)': [14.0, 21.0], 'Windmaster': [16.4, 21.0]} | 68602 | 4508 | 0.07 | 64095 | 0.93 | [5 empty] | 5340 | 0.08 | 2695 | 0.04 |  | 39832 | 0.58 | 1818 | 0.03 | 40938 | 0.6 | 27664 | 51243 | 0.75 | 17359 | 48614 | 0.71 | 19988 | 60887 | 0.89 | 7715 | 20409 | 0.3 | 48193 | 12512 | 0.18 | 56090
180 | Stanislaus | PGE Fresno | {} | 19596 | 0 | 0 | 19596 | 1 | [5 empty] | 3 | 0 | 0 | 0 |  | 11658 | 0.59 | 7933 | 0.4 | 18917 | 0.97 | 680 | 8073 | 0.41 | 11524 | 9922 | 0.51 | 9674 | 19278 | 0.98 | 318 | 18774 | 0.96 | 823 | 119 | 0.01 | 19478
181 | Magunden | SCE Northern | {} | 6460 | 1344 | 0.21 | 5116 | 0.79 | [5 empty] | 3 | 0 | 0 | 0 |  | 346 | 0.05 | 6095 | 0.94 | 2303 | 0.36 | 4157 | 888 | 0.14 | 5572 | 2110 | 0.33 | 4349 | 3675 | 0.57 | 2784 | 4256 | 0.66 | 2203 | 37 | 0.01 | 6422
182 | Alamitos | SCE Metro | {'Del Amo': [5.8, 330.0], 'Long Beach': [7.2, 373.0], 'Barre': [7.4, 2.0], 'Harborgen': [7.4, 373.0], 'Hinson': [8.0, 373.0], 'Arcogen': [9.0, 371.0], 'Lighthipe': [9.1, 309.0], 'Ellis': [10.5, 2.0], 'Huntington Beach': [10.8, 2.0], 'La Fresa': [15.2, 54.0], 'Redondo': [17.5, 1.0]} | 1276 | 416 | 0.33 | 860 | 0.67 | [5 empty] | 0 | 0 | 0 | 0 |  | 0 | 0 | 0 | 0 | 9 | 0.01 | 1267 | 273 | 0.21 | 1003 | 799 | 0.63 | 477 | 808 | 0.63 | 468 | 0 | 0 | 1276 | 31 | 0.02 | 1245
183 | Valley Springs | PGE GBA | {} | 62 | 57 | 0.92 | 5 | 0.08 | [5 empty] | 0 | 0 | 0 | 0 |  | 0 | 0 | 62 | 1 | 0 | 0 | 62 | 0 | 0 | 62 | 0 | 0 | 62 | 0 | 0 | 62 | 5 | 0.08 | 57 | 0 | 0 | 62
184 | Blythe | SCE Eastern | {'Colorado River': [12.5, 4198.0]} | 136371 | 13486 | 0.1 | 122885 | 0.9 | [5 empty] | 14 | 0 | 6 | 0 |  | 0 | 0 | 0 | 0 | 55200 | 0.4 | 81171 | 43721 | 0.32 | 92650 | 41044 | 0.3 | 95327 | 69169 | 0.51 | 67202 | 108446 | 0.8 | 27925 | 204 | 0 | 136167
185 | Midway | PGE Kern | {} | 882 | 163 | 0.19 | 719 | 0.81 | [5 empty] | 0 | 0 | 0 | 0 |  | 725 | 0.82 | 0 | 0 | 479 | 0.54 | 404 | 0 | 0 | 882 | 277 | 0.31 | 605 | 479 | 0.54 | 404 | 503 | 0.57 | 379 | 0 | 0 | 882
186 | Buena Vista | PGE GBA | {} | 13335 | 6528 | 0.49 | 6807 | 0.51 | [5 empty] | 300 | 0.02 | 5851 | 0.44 |  | 1851 | 0.14 | 1744 | 0.13 | 2774 | 0.21 | 10560 | 1293 | 0.1 | 12042 | 3218 | 0.24 | 10117 | 5333 | 0.4 | 8001 | 4516 | 0.34 | 8819 | 628 | 0.05 | 12707
187 | Crows Landing | PGE Fresno | {} | 13779 | 0 | 0 | 13779 | 1 | [5 empty] | 3 | 0 | 0 | 0 |  | 6506 | 0.47 | 7267 | 0.53 | 13256 | 0.96 | 523 | 2984 | 0.22 | 10795 | 4833 | 0.35 | 8946 | 13484 | 0.98 | 295 | 13533 | 0.98 | 246 | 35 | 0 | 13744
188 | Villa Park | SCE Metro | {} | 1212 | 424 | 0.35 | 788 | 0.65 | [5 empty] | 0 | 0 | 0 | 0 |  | 0 | 0 | 0 | 0 | 9 | 0.01 | 1203 | 197 | 0.16 | 1015 | 736 | 0.61 | 477 | 745 | 0.61 | 468 | 0 | 0 | 1212 | 31 | 0.03 | 1181
189 | California Ave | PGE Fresno | {} | 0 | 0 | 0 | 0 | 0 | [5 empty] | 0 | 0 | 0 | 0 |  | 0 | 0 | 0 | 0 | 0 | 0 | 0 | 0 | 0 | 0 | 0 | 0 | 0 | 0 | 0 | 0 | 0 | 0 | 0 | 0 | 0 | 0
190 | Calpella | PGE NGBA | {} | 13765 | 2077 | 0.15 | 11689 | 0.85 | [5 empty] | 241 | 0.02 | 18 | 0 |  | 3453 | 0.25 | 4969 | 0.36 | 6343 | 0.46 | 7423 | 1092 | 0.08 | 12673 | 2564 | 0.19 | 11201 | 7938 | 0.58 | 5828 | 8534 | 0.62 | 5231 | 77 | 0.01 | 13689
191 | Tevis | PGE Kern | {} | 98 | 0 | 0 | 98 | 1 | [5 empty] | 0 | 0 | 0 | 0 |  | 57 | 0.58 | 42 | 0.42 | 98 | 1 | 0 | 27 | 0.27 | 71 | 27 | 0.27 | 71 | 98 | 1 | 0 | 51 | 0.52 | 47 | 0 | 0 | 98
192 | Cal Water | PGE Kern | {} | 7817 | 751 | 0.1 | 7066 | 0.9 | [5 empty] | 0 | 0 | 0 | 0 |  | 613 | 0.08 | 7203 | 0.92 | 2152 | 0.28 | 5665 | 1273 | 0.16 | 6544 | 4050 | 0.52 | 3766 | 5413 | 0.69 | 2404 | 5508 | 0.7 | 2309 | 47 | 0.01 | 7770
193 | Boulevard East | SDGE Imperial | {'Carrizo Gorge': [4.2, 11376.0], 'Crestwood': [5.4, 11398.0], 'East County': [9.3, 2032.0], 'Cameron': [12.5, 4920.0], 'Suncrest - Ocotillo (Proposed)': [13.7, 4728.0], 'Ocotillo Express': [14.4, 5.0]} | 62500 | 13302 | 0.21 | 49198 | 0.79 | [5 empty] | 1 | 0 | 0 | 0 |  | 16874 | 0.27 | 18872 | 0.3 | 8402 | 0.13 | 54098 | 8119 | 0.13 | 54381 | 17111 | 0.27 | 45388 | 26122 | 0.42 | 36378 | 31411 | 0.5 | 31089 | 1460 | 0.02 | 61040
194 | Margarita | SDGE Imperial | {'Rancho Mission Viejo': [2.4, 39.0], 'Trabuco': [2.7, 37.0], 'Q1806': [3.0, 39.0], 'Capistrano': [3.4, 39.0], 'Talega': [7.5, 38.0], 'North of SONGS': [7.6, 38.0], 'Santiago': [11.3, 1.0], 'San Onofre': [13.2, 13.0]} | 621 | 87 | 0.14 | 533 | 0.86 | [5 empty] | 0 | 0 | 0 | 0 |  | 3 | 0 | 0 | 0 | 43 | 0.07 | 578 | 311 | 0.5 | 310 | 497 | 0.8 | 123 | 506 | 0.82 | 115 | 0 | 0 | 621 | 61 | 0.1 | 559
195 | Escondido | SDGE Imperial | {} | 1056 | 179 | 0.17 | 877 | 0.83 | [5 empty] | 0 | 0 | 0 | 0 |  | 3 | 0 | 553 | 0.52 | 587 | 0.56 | 469 | 212 | 0.2 | 844 | 308 | 0.29 | 748 | 854 | 0.81 | 203 | 160 | 0.15 | 897 | 421 | 0.4 | 636
196 | Manning | PGE Fresno | {} | 4915 | 0 | 0 | 4915 | 1 | [5 empty] | 0 | 0 | 0 | 0 |  | 1389 | 0.28 | 3508 | 0.71 | 3986 | 0.81 | 929 | 394 | 0.08 | 4521 | 1014 | 0.21 | 3901 | 4481 | 0.91 | 433 | 4818 | 0.98 | 97 | 2 | 0 | 4913
197 | Oakland C | PGE GBA | {'Oakland L': [1.0, 465.0], 'Oakland X': [2.8, 392.0], 'Oakland J': [4.4, 366.0], 'Edes': [6.3, 303.0], 'SAN FRAN A (POTRERO PP)': [6.4, 354.0], 'Potrero': [6.4, 354.0], 'Moraga': [7.4, 235.0], 'El Cerrito G': [8.3, 317.0], 'Sobrante': [8.5, 234.0], 'San Leandro U': [9.5, 149.0], 'Martin': [9.5, 273.0], 'Richmond R': [10.1, 261.0], 'Grant': [11.0, 122.0], 'Standard Oil': [12.2, 140.0], 'Standard Oil 2': [12.3, 140.0], 'San Pablo': [13.4, 118.0], 'Castro Valley': [14.1, 58.0], 'Millbrae': [14.6, 27.0], 'Christie': [14.8, 20.0], 'Eastshore': [15.0, 66.0], 'Burlingame': [15.1, 17.0], 'Mt Eden': [15.1, 64.0], 'Mt. Eden': [15.1, 64.0]} | 24894 | 2204 | 0.09 | 22690 | 0.91 | [5 empty] | 50 | 0 | 0 | 0 |  | 11689 | 0.47 | 102 | 0 | 13503 | 0.54 | 11391 | 14163 | 0.57 | 10731 | 11679 | 0.47 | 13215 | 20888 | 0.84 | 4006 | 6597 | 0.27 | 18297 | 8083 | 0.32 | 16811
198 | Barre | SCE Metro | {'Del Amo': [7.1, 2.0], 'Alamitos': [7.4, 2.0], 'Ellis': [8.9, 2.0], 'Huntington Beach': [11.3, 2.0], 'Hinson': [13.8, 2.0], 'Long Beach': [14.2, 2.0], 'Harborgen': [14.2, 2.0]} | 1309 | 433 | 0.33 | 876 | 0.67 | [5 empty] | 0 | 0 | 0 | 0 |  | 0 | 0 | 0 | 0 | 9 | 0.01 | 1300 | 273 | 0.21 | 1036 | 815 | 0.62 | 494 | 824 | 0.63 | 485 | 0 | 0 | 1309 | 31 | 0.02 | 1278
199 | Ransburg | SCE NOL | {} | 135073 | 20373 | 0.15 | 114700 | 0.85 | [5 empty] | 49 | 0 | 0 | 0 |  | 929 | 0.01 | 0 | 0 | 64863 | 0.48 | 70211 | 30185 | 0.22 | 104888 | 12272 | 0.09 | 122801 | 85781 | 0.64 | 49292 | 78875 | 0.58 | 56199 | 419 | 0 | 134654
200 | Charca | PGE Kern | {} | 0 | 0 | 0 | 0 | 0 | [5 empty] | 0 | 0 | 0 | 0 |  | 0 | 0 | 0 | 0 | 0 | 0 | 0 | 0 | 0 | 0 | 0 | 0 | 0 | 0 | 0 | 0 | 0 | 0 | 0 | 0 | 0 | 0
201 | Thermalito | PGE NGBA | {} | 6183 | 66 | 0.01 | 6117 | 0.99 | [5 empty] | 0 | 0 | 0 | 0 |  | 2569 | 0.42 | 618 | 0.1 | 3170 | 0.51 | 3014 | 3916 | 0.63 | 2268 | 5518 | 0.89 | 666 | 6064 | 0.98 | 120 | 4794 | 0.78 | 1389 | 71 | 0.01 | 6113
202 | Live Oak | PGE GBA | {} | 88554 | 9335 | 0.11 | 79219 | 0.89 | [5 empty] | 24706 | 0.28 | 29898 | 0.34 |  | 33171 | 0.37 | 0 | 0 | 9034 | 0.1 | 79519 | 23713 | 0.27 | 64840 | 27610 | 0.31 | 60944 | 35810 | 0.4 | 52744 | 2811 | 0.03 | 85743 | 19341 | 0.22 | 69213
203 | Hammonds | PGE Fresno | {} | 5025 | 0 | 0 | 5025 | 1 | [5 empty] | 0 | 0 | 0 | 0 |  | 1801 | 0.36 | 3224 | 0.64 | 4391 | 0.87 | 634 | 283 | 0.06 | 4742 | 779 | 0.16 | 4246 | 4700 | 0.94 | 325 | 4999 | 0.99 | 26 | 1 | 0 | 5024
204 | Westley | PGE Fresno | {} | 38092 | 0 | 0 | 38092 | 1 | [5 empty] | 793 | 0.02 | 1026 | 0.03 |  | 29138 | 0.76 | 6364 | 0.17 | 34759 | 0.91 | 3333 | 26510 | 0.7 | 11582 | 30529 | 0.8 | 7563 | 37773 | 0.99 | 319 | 22073 | 0.58 | 16019 | 837 | 0.02 | 37255
205 | Smyrna | PGE Kern | {} | 0 | 0 | 0 | 0 | 0 | [5 empty] | 0 | 0 | 0 | 0 |  | 0 | 0 | 0 | 0 | 0 | 0 | 0 | 0 | 0 | 0 | 0 | 0 | 0 | 0 | 0 | 0 | 0 | 0 | 0 | 0 | 0 | 0
206 | Kem | SCE Eastern | {'Eagle Mountain': [4.0, 5986.0], 'Red Bluff': [15.1, 4214.0]} | 64919 | 11738 | 0.18 | 53181 | 0.82 | [5 empty] | 11 | 0 | 0 | 0 |  | 0 | 0 | 0 | 0 | 23522 | 0.36 | 41397 | 14211 | 0.22 | 50708 | 7624 | 0.12 | 57295 | 31798 | 0.49 | 33122 | 37402 | 0.58 | 27517 | 531 | 0.01 | 64388
207 | Potrero | PGE GBA | {'SAN FRAN A (POTRERO PP)': [0.0, 469.0], 'Martin': [3.9, 321.0], 'Oakland C': [6.4, 354.0], 'Oakland L': [7.3, 354.0], 'Oakland X': [9.1, 337.0], 'Oakland J': [9.3, 320.0], 'Millbrae': [10.5, 68.0], 'Edes': [10.5, 258.0], 'Burlingame': [11.6, 33.0], 'Richmond R': [11.9, 259.0], 'El Cerrito G': [12.0, 309.0], 'San Leandro U': [13.3, 104.0], 'Standard Oil': [13.5, 138.0], 'Standard Oil 2': [13.5, 138.0], 'Grant': [13.7, 77.0], 'Moraga': [13.8, 221.0], 'Sobrante': [14.2, 168.0], 'San Pablo': [16.2, 65.0], 'Eastshore': [17.3, 21.0], 'Mt Eden': [17.7, 19.0], 'Mt. Eden': [17.7, 19.0], 'Castro Valley': [18.2, 12.0], 'Christie': [19.7, 10.0]} | 10440 | 2121 | 0.2 | 8319 | 0.8 | [5 empty] | 20 | 0 | 0 | 0 |  | 4392 | 0.42 | 0 | 0 | 2106 | 0.2 | 8334 | 4333 | 0.42 | 6107 | 4697 | 0.45 | 5744 | 7431 | 0.71 | 3009 | 3064 | 0.29 | 7376 | 1273 | 0.12 | 9167
208 | Palermo | PGE NGBA | {} | 6084 | 66 | 0.01 | 6018 | 0.99 | [5 empty] | 0 | 0 | 0 | 0 |  | 2550 | 0.42 | 358 | 0.06 | 2956 | 0.49 | 3128 | 3977 | 0.65 | 2107 | 5180 | 0.85 | 904 | 5964 | 0.98 | 120 | 4594 | 0.76 | 1490 | 46 | 0.01 | 6038
209 | Bogue | PGE NGBA | {} | 6142 | 0 | 0 | 6142 | 1 | [5 empty] | 744 | 0.12 | 454 | 0.07 |  | 4446 | 0.72 | 1224 | 0.2 | 6089 | 0.99 | 53 | 1034 | 0.17 | 5107 | 1074 | 0.17 | 5068 | 6109 | 0.99 | 33 | 4309 | 0.7 | 1832 | 82 | 0.01 | 6060
210 | Balch 1 | PGE Fresno | {} | 9 | 0 | 0 | 9 | 1 | [5 empty] | 0 | 0 | 0 | 0 |  | 9 | 1 | 0 | 0 | 0 | 0 | 9 | 0 | 0 | 9 | 9 | 1 | 0 | 9 | 1 | 0 | 9 | 1 | 0 | 0 | 0 | 9
211 | Pauba | SCE Eastern | {} | 14918 | 2339 | 0.16 | 12579 | 0.84 | [5 empty] | 3 | 0 | 0 | 0 |  | 2084 | 0.14 | 12377 | 0.83 | 6473 | 0.43 | 8444 | 2466 | 0.17 | 12451 | 8991 | 0.6 | 5927 | 10947 | 0.73 | 3971 | 8935 | 0.6 | 5983 | 97 | 0.01 | 14821
212 | Eastshore | PGE GBA | {'Mt Eden': [0.9, 86.0], 'Mt. Eden': [0.9, 86.0], 'Grant': [4.0, 92.0], 'Castro Valley': [5.5, 76.0], 'Dumbarton': [5.7, 28.0], 'San Leandro U': [6.2, 84.0], 'Edes': [9.0, 83.0], 'Ravenswood': [9.3, 36.0], 'Cooley Landing': [10.6, 16.0], 'Oakland J': [11.0, 66.0], 'Burlingame': [13.6, 9.0], 'Oakland X': [14.0, 66.0], 'Menlo': [14.2, 10.0], 'Jefferson': [14.9, 18.0], 'Millbrae': [15.0, 8.0], 'Oakland C': [15.0, 66.0], 'Oakland L': [15.4, 66.0], 'Whisman': [15.5, 1.0], 'Moraga': [15.7, 14.0], 'Martin': [16.8, 12.0], 'SAN FRAN A (POTRERO PP)': [17.3, 20.0], 'Potrero': [17.3, 21.0]} | 23249 | 1718 | 0.07 | 21531 | 0.93 | [5 empty] | 5 | 0 | 0 | 0 |  | 19681 | 0.85 | 617 | 0.03 | 16322 | 0.7 | 6926 | 15837 | 0.68 | 7411 | 19639 | 0.84 | 3610 | 21051 | 0.91 | 2198 | 9262 | 0.4 | 13987 | 850 | 0.04 | 22398
213 | Cheney | PGE Fresno | {} | 4088 | 0 | 0 | 4088 | 1 | [5 empty] | 0 | 0 | 0 | 0 |  | 1000 | 0.24 | 3070 | 0.75 | 3735 | 0.91 | 353 | 304 | 0.07 | 3784 | 596 | 0.15 | 3492 | 3813 | 0.93 | 275 | 3991 | 0.98 | 97 | 1 | 0 | 4087
214 | Warnerville | PGE GBA | {} | 28 | 0 | 0 | 28 | 1 | [5 empty] | 0 | 0 | 0 | 0 |  | 28 | 1 | 0 | 0 | 28 | 1 | 0 | 14 | 0.52 | 13 | 14 | 0.52 | 13 | 28 | 1 | 0 | 28 | 1 | 0 | 0 | 0 | 28
215 | Corona | PGE NGBA | {'Penngrove': [3.7, 58.0], 'Lakeville': [4.2, 58.0]} | 27866 | 1091 | 0.04 | 26775 | 0.96 | [5 empty] | 491 | 0.02 | 21 | 0 |  | 17105 | 0.61 | 67 | 0 | 22941 | 0.82 | 4924 | 6056 | 0.22 | 21810 | 11903 | 0.43 | 15962 | 25155 | 0.9 | 2711 | 19529 | 0.7 | 8336 | 1199 | 0.04 | 26667
216 | Goleta | SCE Northern | {} | 24922 | 1191 | 0.05 | 23731 | 0.95 | [5 empty] | 201 | 0.01 | 3 | 0 |  | 21055 | 0.84 | 1218 | 0.05 | 20037 | 0.8 | 4885 | 76 | 0 | 24846 | 410 | 0.02 | 24512 | 20414 | 0.82 | 4508 | 13539 | 0.54 | 11384 | 1576 | 0.06 | 23347
217 | Midway Green Ridge Services | PGE GBA | {} | 67632 | 4830 | 0.07 | 62803 | 0.93 | [5 empty] | 7336 | 0.11 | 5512 | 0.08 |  | 36741 | 0.54 | 5889 | 0.09 | 41892 | 0.62 | 25740 | 46626 | 0.69 | 21007 | 48513 | 0.72 | 19119 | 57169 | 0.85 | 10463 | 23961 | 0.35 | 43672 | 7094 | 0.1 | 60539
218 | Lerdo | PGE Kern | {} | 329 | 75 | 0.23 | 254 | 0.77 | [5 empty] | 0 | 0 | 0 | 0 |  | 0 | 0 | 329 | 1 | 154 | 0.47 | 174 | 27 | 0.08 | 302 | 140 | 0.42 | 189 | 154 | 0.47 | 174 | 250 | 0.76 | 79 | 2 | 0.01 | 327
219 | Tulucay | PGE NGBA | {'Parkway': [8.3, 149.0], 'Peabody': [16.2, 192.0]} | 92716 | 10240 | 0.11 | 82475 | 0.89 | [5 empty] | 15238 | 0.16 | 7960 | 0.09 |  | 61250 | 0.66 | 67 | 0 | 42032 | 0.45 | 50684 | 32799 | 0.35 | 59917 | 31343 | 0.34 | 61373 | 68385 | 0.74 | 24330 | 29883 | 0.32 | 62833 | 23218 | 0.25 | 69497
220 | McCall | PGE Fresno | {} | 0 | 0 | 0 | 0 | 0 | [5 empty] | 0 | 0 | 0 | 0 |  | 0 | 0 | 0 | 0 | 0 | 0 | 0 | 0 | 0 | 0 | 0 | 0 | 0 | 0 | 0 | 0 | 0 | 0 | 0 | 0 | 0 | 0
221 | Notre Dame | PGE NGBA | {} | 10001 | 25 | 0 | 9975 | 1 | [5 empty] | 0 | 0 | 1 | 0 |  | 3794 | 0.38 | 2115 | 0.21 | 6239 | 0.62 | 3761 | 5121 | 0.51 | 4880 | 6670 | 0.67 | 3331 | 9464 | 0.95 | 537 | 7687 | 0.77 | 2313 | 489 | 0.05 | 9512
222 | Martinez | PGE GBA | {'Alhambra': [1.6, 1159.0], 'Bahia': [4.7, 1163.0], 'Meadow Lane': [5.0, 1041.0], 'Christie': [5.0, 1153.0], 'Lakewood': [8.1, 104.0], 'Carquinez': [8.9, 1153.0], 'Sobrante': [9.1, 721.0], 'Clayton': [9.4, 10.0], 'Parkway': [9.9, 1153.0], 'Kirker': [11.4, 10.0], 'Pittsburg': [12.0, 10.0], 'San Pablo': [12.1, 796.0], 'El Cerrito G': [12.2, 533.0], 'GWF 2': [13.8, 10.0], 'Richmond R': [15.0, 23.0], 'Standard Oil': [15.7, 26.0], 'Standard Oil 2': [15.7, 26.0], 'Collinsville': [15.8, 6.0], 'Birds Landing': [17.2, 2.0], 'Shiloh III': [18.1, 2.0]} | 105622 | 13465 | 0.13 | 92156 | 0.87 | [5 empty] | 20420 | 0.19 | 15517 | 0.15 |  | 49621 | 0.47 | 102 | 0 | 32289 | 0.31 | 73332 | 46261 | 0.44 | 59361 | 43358 | 0.41 | 62264 | 69471 | 0.66 | 36151 | 18878 | 0.18 | 86744 | 26296 | 0.25 | 79325
223 | San Bernardino | SCE Eastern | {} | 42670 | 2670 | 0.06 | 40000 | 0.94 | [5 empty] | 3 | 0 | 0 | 0 |  | 13041 | 0.31 | 14110 | 0.33 | 16645 | 0.39 | 26025 | 20458 | 0.48 | 22212 | 25400 | 0.6 | 17270 | 35619 | 0.83 | 7051 | 18473 | 0.43 | 24198 | 161 | 0 | 42509
224 | Las Positas | PGE GBA | {'Los Positas': [0.0, 21.0], 'Vasco': [1.2, 21.0], 'Cayetano': [3.3, 21.0], 'Altamont': [4.5, 21.0], 'Altamont Midway (Sandhill)': [4.5, 21.0], 'Vineyard': [6.9, 21.0], 'North Dublin': [7.4, 21.0], 'Windmaster': [8.6, 21.0], 'San Ramon': [11.4, 21.0], 'Tassajara': [11.7, 21.0]} | 66438 | 3698 | 0.06 | 62739 | 0.94 | [5 empty] | 5970 | 0.09 | 3342 | 0.05 |  | 36943 | 0.56 | 5043 | 0.08 | 42673 | 0.64 | 23764 | 48652 | 0.73 | 17786 | 49837 | 0.75 | 16601 | 58874 | 0.89 | 7564 | 23078 | 0.35 | 43359 | 9888 | 0.15 | 56550
225 | Pomerado | SDGE Imperial | {} | 3299 | 231 | 0.07 | 3068 | 0.93 | [5 empty] | 6 | 0 | 0 | 0 |  | 115 | 0.03 | 2196 | 0.67 | 2219 | 0.67 | 1080 | 1870 | 0.57 | 1429 | 2423 | 0.73 | 876 | 2999 | 0.91 | 300 | 727 | 0.22 | 2572 | 942 | 0.29 | 2358
226 | Altamont Midway (Sandhill) | PGE GBA | {'Altamont': [0.0, 21.0], 'Vasco': [3.3, 21.0], 'Windmaster': [4.1, 21.0], 'Los Positas': [4.5, 21.0], 'Las Positas': [4.5, 21.0], 'Cayetano': [5.2, 21.0], 'North Dublin': [9.8, 21.0], 'Vineyard': [11.1, 21.0], 'Tassajara': [13.0, 21.0], 'San Ramon': [14.0, 21.0]} | 73627 | 5273 | 0.07 | 68354 | 0.93 | [5 empty] | 8036 | 0.11 | 6340 | 0.09 |  | 37227 | 0.51 | 4937 | 0.07 | 43958 | 0.6 | 29669 | 49609 | 0.67 | 24017 | 49891 | 0.68 | 23736 | 60573 | 0.82 | 13054 | 23021 | 0.31 | 50606 | 11596 | 0.16 | 62031
227 | Wheeler Ridge | PGE Kern | {} | 80128 | 7841 | 0.1 | 72287 | 0.9 | [5 empty] | 1186 | 0.01 | 711 | 0.01 |  | 34153 | 0.43 | 16520 | 0.21 | 47703 | 0.6 | 32425 | 42190 | 0.53 | 37938 | 35768 | 0.45 | 44361 | 69156 | 0.86 | 10973 | 40990 | 0.51 | 39138 | 1122 | 0.01 | 79006
228 | El Cajon | SDGE Imperial | {} | 3706 | 278 | 0.08 | 3428 | 0.92 | [5 empty] | 6 | 0 | 0 | 0 |  | 133 | 0.04 | 2537 | 0.68 | 1379 | 0.37 | 2327 | 2490 | 0.67 | 1216 | 3130 | 0.84 | 576 | 3219 | 0.87 | 487 | 1008 | 0.27 | 2698 | 398 | 0.11 | 3307
229 | Ellis | SCE Metro | {'Huntington Beach': [3.4, 19.0], 'Johanna': [5.5, 18.0], 'Barre': [8.9, 2.0], 'Santiago': [10.1, 18.0], 'Alamitos': [10.5, 2.0], 'Del Amo': [14.3, 2.0], 'Long Beach': [17.1, 2.0], 'Harborgen': [17.5, 2.0], 'Hinson': [18.5, 2.0]} | 1262 | 447 | 0.35 | 815 | 0.65 | [5 empty] | 0 | 0 | 0 | 0 |  | 0 | 0 | 0 | 0 | 9 | 0.01 | 1253 | 210 | 0.17 | 1052 | 753 | 0.6 | 510 | 762 | 0.6 | 501 | 0 | 0 | 1262 | 31 | 0.02 | 1231
230 | French Camp | PGE GBA | {} | 58189 | 3991 | 0.07 | 54198 | 0.93 | [5 empty] | 6920 | 0.12 | 7769 | 0.13 |  | 30558 | 0.53 | 3457 | 0.06 | 32548 | 0.56 | 25640 | 38749 | 0.67 | 19439 | 42264 | 0.73 | 15925 | 46574 | 0.8 | 11614 | 18143 | 0.31 | 40046 | 3648 | 0.06 | 54541
231 | Exchequer | PGE Fresno | {} | 0 | 0 | 0 | 0 | 0 | [5 empty] | 0 | 0 | 0 | 0 |  | 0 | 0 | 0 | 0 | 0 | 0 | 0 | 0 | 0 | 0 | 0 | 0 | 0 | 0 | 0 | 0 | 0 | 0 | 0 | 0 | 0 | 0
232 | Higgins | PGE NGBA | {} | 64 | 19 | 0.29 | 45 | 0.71 | [5 empty] | 0 | 0 | 0 | 0 |  | 0 | 0 | 64 | 1 | 5 | 0.08 | 59 | 0 | 0 | 64 | 0 | 0 | 64 | 5 | 0.08 | 59 | 45 | 0.71 | 19 | 0 | 0 | 64
233 | Mead | SCE EOP | {'Sloan Canyon': [11.1, 120.0], 'Eldorado': [13.2, 120.0]} | 8422 | 449 | 0.05 | 7973 | 0.95 | [5 empty] | 0 | 0 | 0 | 0 |  | 0 | 0 | 0 | 0 | 0 | 0 | 8422 | 0 | 0 | 8422 | 0 | 0 | 8422 | 0 | 0 | 8422 | 0 | 0 | 8422 | 0 | 0 | 8422
234 | Kearney | PGE Fresno | {} | 0 | 0 | 0 | 0 | 0 | [5 empty] | 0 | 0 | 0 | 0 |  | 0 | 0 | 0 | 0 | 0 | 0 | 0 | 0 | 0 | 0 | 0 | 0 | 0 | 0 | 0 | 0 | 0 | 0 | 0 | 0 | 0 | 0
235 | Waukena | PGE Fresno | {} | 0 | 0 | 0 | 0 | 0 | [5 empty] | 0 | 0 | 0 | 0 |  | 0 | 0 | 0 | 0 | 0 | 0 | 0 | 0 | 0 | 0 | 0 | 0 | 0 | 0 | 0 | 0 | 0 | 0 | 0 | 0 | 0 | 0
236 | Lamont | PGE Kern | {} | 25252 | 1988 | 0.08 | 23263 | 0.92 | [5 empty] | 3 | 0 | 0 | 0 |  | 10274 | 0.41 | 14925 | 0.59 | 15103 | 0.6 | 10149 | 4464 | 0.18 | 20788 | 11730 | 0.46 | 13522 | 19438 | 0.77 | 5814 | 19396 | 0.77 | 5856 | 235 | 0.01 | 25016
237 | Kramer | SCE NOL | {} | 89376 | 11742 | 0.13 | 77634 | 0.87 | [5 empty] | 0 | 0 | 0 | 0 |  | 0 | 0 | 0 | 0 | 49439 | 0.55 | 39937 | 20008 | 0.22 | 69368 | 4757 | 0.05 | 84620 | 60947 | 0.68 | 28429 | 53566 | 0.6 | 35811 | 353 | 0 | 89024
238 | New Colgate | PGE NGBA | {} | 1684 | 597 | 0.35 | 1087 | 0.65 | [5 empty] | 0 | 0 | 0 | 0 |  | 696 | 0.41 | 265 | 0.16 | 0 | 0 | 1684 | 674 | 0.4 | 1010 | 484 | 0.29 | 1200 | 771 | 0.46 | 913 | 552 | 0.33 | 1132 | 30 | 0.02 | 1654
239 | Weber | PGE GBA | {} | 51661 | 3718 | 0.07 | 47943 | 0.93 | [5 empty] | 6743 | 0.13 | 7892 | 0.15 |  | 26649 | 0.52 | 1539 | 0.03 | 27658 | 0.54 | 24003 | 34991 | 0.68 | 16670 | 37693 | 0.73 | 13968 | 40255 | 0.78 | 11406 | 14078 | 0.27 | 37583 | 2985 | 0.06 | 48676
240 | Malaga | PGE Fresno | {} | 0 | 0 | 0 | 0 | 0 | [5 empty] | 0 | 0 | 0 | 0 |  | 0 | 0 | 0 | 0 | 0 | 0 | 0 | 0 | 0 | 0 | 0 | 0 | 0 | 0 | 0 | 0 | 0 | 0 | 0 | 0 | 0 | 0
241 | Old Town | SDGE Imperial | {'Vine': [2.0, 212.0], 'Point Loma': [2.9, 212.0], 'Mission': [3.4, 211.0], 'Mesa Heights': [4.9, 156.0], 'Silvergate': [5.7, 189.0], 'Kearny': [5.8, 155.0], 'Elliott': [6.9, 122.0], 'Elliot': [7.0, 121.0], 'Murray': [9.9, 2.0], 'Penasquitos': [10.7, 23.0], 'Spring Valley': [11.1, 1.0], 'Bay Boulevard': [12.3, 124.0], 'North City Metering': [13.5, 23.0], 'Miguel': [13.5, 26.0], 'Telegraph Canyon': [13.5, 32.0], 'Salt Creek': [13.6, 23.0], 'Imperial Beach': [13.8, 58.0], 'Otay': [14.2, 33.0], 'San Ysidro': [17.1, 27.0]} | 843 | 206 | 0.24 | 637 | 0.76 | [5 empty] | 0 | 0 | 0 | 0 |  | 0 | 0 | 0 | 0 | 54 | 0.06 | 788 | 336 | 0.4 | 507 | 569 | 0.68 | 274 | 575 | 0.68 | 268 | 5 | 0.01 | 837 | 68 | 0.08 | 775
242 | Viejo | SCE Metro | {} | 523 | 62 | 0.12 | 460 | 0.88 | [5 empty] | 0 | 0 | 0 | 0 |  | 3 | 0.01 | 0 | 0 | 9 | 0.02 | 514 | 221 | 0.42 | 302 | 431 | 0.82 | 92 | 440 | 0.84 | 83 | 0 | 0 | 523 | 32 | 0.06 | 491
243 | Shadowridge | SDGE Imperial | {'San Marcos': [2.5, 8.0], 'Palomar Airport': [3.1, 22.0], 'Melrose': [4.6, 17.0], 'Cannon': [5.4, 22.0], 'Encina': [5.6, 22.0], 'Ocean Ranch': [5.8, 17.0], 'San Luis Rey': [7.3, 17.0], 'Artesian': [10.3, 4.0], 'North City Metering': [12.7, 5.0], 'Pendleton': [12.9, 14.0], 'Penasquitos': [15.5, 3.0]} | 470 | 174 | 0.37 | 296 | 0.63 | [5 empty] | 0 | 0 | 0 | 0 |  | 3 | 0.01 | 0 | 0 | 34 | 0.07 | 437 | 217 | 0.46 | 253 | 269 | 0.57 | 201 | 269 | 0.57 | 201 | 0 | 0 | 470 | 32 | 0.07 | 438
244 | Chowchilla | PGE Fresno | {} | 0 | 0 | 0 | 0 | 0 | [5 empty] | 0 | 0 | 0 | 0 |  | 0 | 0 | 0 | 0 | 0 | 0 | 0 | 0 | 0 | 0 | 0 | 0 | 0 | 0 | 0 | 0 | 0 | 0 | 0 | 0 | 0 | 0
245 | ECO | SDGE Imperial | {'Ocotillo Express': [9.1, 45.0], 'Boulevard': [9.3, 2032.0], 'Carrizo Gorge': [10.6, 2020.0], 'Crestwood': [14.5, 1999.0]} | 65786 | 14108 | 0.21 | 51678 | 0.79 | [5 empty] | 3 | 0 | 15 | 0 |  | 16866 | 0.26 | 18449 | 0.28 | 8189 | 0.12 | 57597 | 7711 | 0.12 | 58075 | 16727 | 0.25 | 49059 | 25737 | 0.39 | 40049 | 34027 | 0.52 | 31759 | 1545 | 0.02 | 64241
246 | Roadway | SCE NOL | {'New Sub - Kramer - Lugo (Proposed)': [0.0, 400.0], 'Victor': [5.1, 25.0]} | 71885 | 5964 | 0.08 | 65921 | 0.92 | [5 empty] | 0 | 0 | 0 | 0 |  | 7281 | 0.1 | 6184 | 0.09 | 38677 | 0.54 | 33208 | 27759 | 0.39 | 44126 | 19629 | 0.27 | 52256 | 53788 | 0.75 | 18097 | 36992 | 0.51 | 34893 | 288 | 0 | 71597
247 | Miguel | SDGE Imperial | {'Salt Creek': [0.1, 27.0], 'Telegraph Canyon': [3.4, 30.0], 'Otay': [7.2, 30.0], 'Bay Boulevard': [8.1, 28.0], 'Otay Mesa': [8.4, 4.0], 'San Ysidro': [8.5, 29.0], 'Silvergate': [9.3, 26.0], 'Imperial Beach': [9.4, 28.0], 'Mission': [11.5, 26.0], 'Vine': [12.0, 26.0], 'Old Town': [13.5, 26.0], 'Point Loma': [15.1, 26.0]} | 991 | 277 | 0.28 | 714 | 0.72 | [5 empty] | 0 | 0 | 0 | 0 |  | 0 | 0 | 0 | 0 | 66 | 0.07 | 925 | 322 | 0.32 | 669 | 629 | 0.63 | 362 | 647 | 0.65 | 345 | 34 | 0.03 | 957 | 68 | 0.07 | 923
248 | Moss Landing | PGE GBA | {'Green Valley': [10.2, 5.0], 'Salinas': [11.0, 29.0]} | 4743 | 3473 | 0.73 | 1269 | 0.27 | [5 empty] | 156 | 0.03 | 3038 | 0.64 |  | 429 | 0.09 | 60 | 0.01 | 412 | 0.09 | 4330 | 293 | 0.06 | 4450 | 588 | 0.12 | 4154 | 988 | 0.21 | 3754 | 630 | 0.13 | 4113 | 100 | 0.02 | 4642
249 | Mendota | PGE Fresno | {} | 2056 | 0 | 0 | 2056 | 1 | [5 empty] | 0 | 0 | 0 | 0 |  | 662 | 0.32 | 1389 | 0.68 | 1879 | 0.91 | 177 | 3 | 0 | 2053 | 22 | 0.01 | 2033 | 1879 | 0.91 | 177 | 2017 | 0.98 | 39 | 1 | 0 | 2054
250 | Coolwater | SCE NOL | {'Harvard': [13.1, 5269.0]} | 165307 | 29157 | 0.18 | 136150 | 0.82 | [5 empty] | 706 | 0 | 583 | 0 |  | 0 | 0 | 0 | 0 | 64643 | 0.39 | 100664 | 32639 | 0.2 | 132668 | 21329 | 0.13 | 143978 | 75235 | 0.46 | 90071 | 108711 | 0.66 | 56595 | 1620 | 0.01 | 163686
251 | Innovation | SCE EOP | {'Mercury': [5.5, 707.0]} | 121236 | 8510 | 0.07 | 112726 | 0.93 | [5 empty] | 0 | 0 | 0 | 0 |  | 0 | 0 | 0 | 0 | 0 | 0 | 121236 | 105 | 0 | 121130 | 117 | 0 | 121119 | 117 | 0 | 121119 | 86 | 0 | 121149 | 4 | 0 | 121232
252 | Inyo | SCE NOL | {'Control': [2.2, 157.0]} | 25735 | 439 | 0.02 | 25296 | 0.98 | [5 empty] | 1 | 0 | 0 | 0 |  | 740 | 0.03 | 0 | 0 | 0 | 0 | 25735 | 16166 | 0.63 | 9569 | 3663 | 0.14 | 22072 | 19200 | 0.75 | 6535 | 23556 | 0.92 | 2179 | 1594 | 0.06 | 24141
253 | Richmond | Northeast CA | {'Leavitt': [7.1, 331.0]} | 95751 | 11612 | 0.12 | 84139 | 0.88 | [5 empty] | 4298 | 0.04 | 0 | 0 |  | 58869 | 0.61 | 21709 | 0.23 | 46045 | 0.48 | 49706 | 9958 | 0.1 | 85793 | 12831 | 0.13 | 82920 | 52652 | 0.55 | 43099 | 70811 | 0.74 | 24940 | 10173 | 0.11 | 85578
254 | Salinas | PGE GBA | {'Moss Landing': [11.0, 29.0]} | 11913 | 6434 | 0.54 | 5479 | 0.46 | [5 empty] | 299 | 0.03 | 5831 | 0.49 |  | 1418 | 0.12 | 1310 | 0.11 | 2111 | 0.18 | 9802 | 1190 | 0.1 | 10723 | 2742 | 0.23 | 9171 | 4197 | 0.35 | 7716 | 3279 | 0.28 | 8634 | 622 | 0.05 | 11291
255 | Cloverdale | PGE NGBA | {} | 25798 | 1462 | 0.06 | 24336 | 0.94 | [5 empty] | 356 | 0.01 | 28 | 0 |  | 8599 | 0.33 | 10262 | 0.4 | 17389 | 0.67 | 8409 | 6338 | 0.25 | 19460 | 14956 | 0.58 | 10842 | 21220 | 0.82 | 4578 | 15324 | 0.59 | 10474 | 120 | 0 | 25678
256 | Colgate | PGE NGBA | {} | 1737 | 597 | 0.34 | 1140 | 0.66 | [5 empty] | 0 | 0 | 0 | 0 |  | 711 | 0.41 | 265 | 0.15 | 0 | 0 | 1737 | 674 | 0.39 | 1063 | 484 | 0.28 | 1253 | 771 | 0.44 | 966 | 566 | 0.33 | 1171 | 31 | 0.02 | 1706
257 | New Sub - Suncrest - Ocotillo (Proposed) | SDGE Imperial | {'Crestwood': [8.6, 4733.0], 'Cameron': [10.2, 2832.0], 'Carrizo Gorge': [11.9, 4733.0], 'Boulevard': [13.7, 4728.0]} | 62905 | 12972 | 0.21 | 49933 | 0.79 | [5 empty] | 11 | 0 | 0 | 0 |  | 18747 | 0.3 | 22617 | 0.36 | 12655 | 0.2 | 50250 | 9877 | 0.16 | 53028 | 22071 | 0.35 | 40834 | 32086 | 0.51 | 30819 | 27704 | 0.44 | 35201 | 1396 | 0.02 | 61509
258 | East Nicolaus | PGE NGBA | {} | 10564 | 351 | 0.03 | 10213 | 0.97 | [5 empty] | 3099 | 0.29 | 1051 | 0.1 |  | 8431 | 0.8 | 1384 | 0.13 | 9725 | 0.92 | 839 | 1034 | 0.1 | 9530 | 1074 | 0.1 | 9490 | 9744 | 0.92 | 820 | 5408 | 0.51 | 5156 | 109 | 0.01 | 10455
259 | Renfro | PGE Kern | {} | 14 | 0 | 0 | 14 | 1 | [5 empty] | 0 | 0 | 0 | 0 |  | 0 | 0 | 14 | 1 | 14 | 1 | 0 | 0 | 0 | 14 | 14 | 1 | 0 | 14 | 1 | 0 | 14 | 1 | 0 | 0 | 0 | 14
260 | Julian Hinds | SCE Eastern | {} | 78779 | 21238 | 0.27 | 57541 | 0.73 | [5 empty] | 88 | 0 | 74 | 0 |  | 0 | 0 | 0 | 0 | 18780 | 0.24 | 59999 | 11384 | 0.14 | 67395 | 4973 | 0.06 | 73806 | 30142 | 0.38 | 48636 | 40188 | 0.51 | 38591 | 709 | 0.01 | 78069
261 | Old River | PGE Kern | {} | 8699 | 149 | 0.02 | 8549 | 0.98 | [5 empty] | 0 | 0 | 0 | 0 |  | 5942 | 0.68 | 2458 | 0.28 | 7170 | 0.82 | 1529 | 4422 | 0.51 | 4276 | 5323 | 0.61 | 3375 | 8329 | 0.96 | 370 | 5481 | 0.63 | 3218 | 257 | 0.03 | 8442
262 | Bellevue | PGE NGBA | {} | 27308 | 229 | 0.01 | 27079 | 0.99 | [5 empty] | 524 | 0.02 | 21 | 0 |  | 14785 | 0.54 | 67 | 0 | 23337 | 0.85 | 3971 | 8290 | 0.3 | 19018 | 16468 | 0.6 | 10841 | 25899 | 0.95 | 1409 | 20287 | 0.74 | 7021 | 933 | 0.03 | 26376
263 | Highline | SDGE Imperial | {'North Gila - IV (Proposed)': [4.2, 844.0], 'Drop 4': [5.5, 844.0]} | 39549 | 7683 | 0.19 | 31867 | 0.81 | [5 empty] | 56 | 0 | 31 | 0 |  | 0 | 0 | 0 | 0 | 11082 | 0.28 | 28467 | 8063 | 0.2 | 31487 | 6510 | 0.16 | 33039 | 18877 | 0.48 | 20673 | 26489 | 0.67 | 13060 | 1079 | 0.03 | 38470
264 | Clayton | PGE GBA | {'Meadow Lane': [4.7, 10.0], 'Kirker': [6.3, 10.0], 'Pittsburg': [7.5, 10.0], 'GWF 2': [7.7, 11.0], 'Alhambra': [9.4, 9.0], 'Martinez': [9.4, 10.0], 'Tassajara': [10.6, 1.0], 'Contra Costa': [10.8, 1.0], 'Lone Tree': [11.3, 1.0], 'Collinsville': [11.9, 6.0], 'Contra Costa PP': [12.2, 1.0], 'Bahia': [13.2, 10.0], 'Birds Landing': [14.6, 2.0], 'Brentwood': [15.9, 1.0], 'Shiloh III': [17.0, 2.0]} | 127538 | 13215 | 0.1 | 114323 | 0.9 | [5 empty] | 21324 | 0.17 | 20905 | 0.16 |  | 65400 | 0.51 | 102 | 0 | 46075 | 0.36 | 81463 | 63421 | 0.5 | 64117 | 63062 | 0.49 | 64475 | 86076 | 0.67 | 41462 | 21310 | 0.17 | 106228 | 27728 | 0.22 | 99809
265 | Hilltop | Northeast CA | {} | 326109 | 13585 | 0.04 | 312524 | 0.96 | [5 empty] | 21622 | 0.07 | 15794 | 0.05 |  | 84242 | 0.26 | 0 | 0 | 216436 | 0.66 | 109673 | 80564 | 0.25 | 245546 | 50022 | 0.15 | 276087 | 260206 | 0.8 | 65903 | 248247 | 0.76 | 77862 | 29454 | 0.09 | 296656
266 | Lakeville | PGE NGBA | {'Corona': [4.2, 58.0], 'Penngrove': [7.0, 58.0], 'Ignacio': [12.3, 37.0]} | 35475 | 1847 | 0.05 | 33628 | 0.95 | [5 empty] | 523 | 0.01 | 21 | 0 |  | 20445 | 0.58 | 67 | 0 | 26158 | 0.74 | 9317 | 10313 | 0.29 | 25162 | 13911 | 0.39 | 21564 | 31702 | 0.89 | 3773 | 22002 | 0.62 | 13473 | 2054 | 0.06 | 33421
267 | Fig Garden | PGE Fresno | {} | 0 | 0 | 0 | 0 | 0 | [5 empty] | 0 | 0 | 0 | 0 |  | 0 | 0 | 0 | 0 | 0 | 0 | 0 | 0 | 0 | 0 | 0 | 0 | 0 | 0 | 0 | 0 | 0 | 0 | 0 | 0 | 0 | 0
268 | GWF Tracy | PGE GBA | {} | 57092 | 1732 | 0.03 | 55359 | 0.97 | [5 empty] | 3868 | 0.07 | 3125 | 0.05 |  | 35005 | 0.61 | 6357 | 0.11 | 38549 | 0.68 | 18543 | 42533 | 0.75 | 14558 | 46518 | 0.81 | 10573 | 53429 | 0.94 | 3662 | 24380 | 0.43 | 32712 | 3377 | 0.06 | 53714
269 | Pahrump | SCE EOP | {'Gamebird': [4.5, 2.0], 'Thousandaire': [4.6, 33.0], 'Charleston': [8.1, 32.0]} | 19417 | 1386 | 0.07 | 18031 | 0.93 | [5 empty] | 0 | 0 | 0 | 0 |  | 0 | 0 | 0 | 0 | 3071 | 0.16 | 16346 | 639 | 0.03 | 18778 | 7881 | 0.41 | 11536 | 9481 | 0.49 | 9936 | 13956 | 0.72 | 5461 | 126 | 0.01 | 19291
270 | Curtis | PGE GBA | {} | 1696 | 182 | 0.11 | 1514 | 0.89 | [5 empty] | 0 | 0 | 0 | 0 |  | 926 | 0.55 | 62 | 0.04 | 0 | 0 | 1696 | 0 | 0 | 1696 | 206 | 0.12 | 1490 | 206 | 0.12 | 1490 | 1254 | 0.74 | 442 | 181 | 0.11 | 1515
271 | Quinto | PGE Fresno | {} | 12241 | 0 | 0 | 12241 | 1 | [5 empty] | 3 | 0 | 0 | 0 |  | 5361 | 0.44 | 6872 | 0.56 | 11689 | 0.95 | 552 | 1316 | 0.11 | 10925 | 2503 | 0.2 | 9738 | 11906 | 0.97 | 335 | 12005 | 0.98 | 235 | 16 | 0 | 12225
272 | Melrose | SDGE Imperial | {'Ocean Ranch': [2.4, 29.0], 'Shadowridge': [4.6, 17.0], 'San Luis Rey': [4.7, 29.0], 'Palomar Airport': [6.1, 24.0], 'San Marcos': [6.3, 3.0], 'Cannon': [6.6, 29.0], 'Encina': [6.8, 29.0], 'Pendleton': [8.5, 27.0], 'North City Metering': [17.3, 0.0]} | 291 | 65 | 0.22 | 226 | 0.78 | [5 empty] | 0 | 0 | 0 | 0 |  | 3 | 0.01 | 0 | 0 | 34 | 0.12 | 257 | 186 | 0.64 | 105 | 208 | 0.71 | 83 | 208 | 0.71 | 83 | 0 | 0 | 291 | 32 | 0.11 | 258
273 | Valley (VEA) | SCE EOP | {'Valley Switch': [4.9, 1.0]} | 120579 | 9097 | 0.08 | 111482 | 0.92 | [5 empty] | 0 | 0 | 0 | 0 |  | 0 | 0 | 0 | 0 | 0 | 0 | 120579 | 0 | 0 | 120579 | 0 | 0 | 120579 | 0 | 0 | 120579 | 2997 | 0.02 | 117582 | 13 | 0 | 120566
274 | Avocado | SDGE Imperial | {} | 305 | 67 | 0.22 | 238 | 0.78 | [5 empty] | 0 | 0 | 0 | 0 |  | 3 | 0.01 | 0 | 0 | 34 | 0.11 | 272 | 195 | 0.64 | 111 | 222 | 0.73 | 84 | 222 | 0.73 | 84 | 0 | 0 | 305 | 32 | 0.11 | 273
275 | New Sub - North Gila - IV (Proposed) | SDGE Imperial | {'North Gila - IV (Proposed)': [2.1, 1036.0], 'Highline': [5.5, 844.0]} | 42217 | 7765 | 0.18 | 34452 | 0.82 | [5 empty] | 50 | 0 | 21 | 0 |  | 0 | 0 | 0 | 0 | 9646 | 0.23 | 32570 | 8868 | 0.21 | 33349 | 6657 | 0.16 | 35560 | 18341 | 0.43 | 23875 | 29317 | 0.69 | 12899 | 521 | 0.01 | 41696
276 | Caliente | PGE Kern | {'Carrizo Plains': [6.9, 135.0], 'Topaz': [8.0, 135.0], 'Solar': [8.0, 135.0], 'Kernridge': [10.9, 65.0], 'Temblor': [12.4, 29.0]} | 16357 | 2091 | 0.13 | 14265 | 0.87 | [5 empty] | 1074 | 0.07 | 0 | 0 |  | 6662 | 0.41 | 8227 | 0.5 | 6048 | 0.37 | 10309 | 454 | 0.03 | 15903 | 2301 | 0.14 | 14056 | 7641 | 0.47 | 8716 | 11113 | 0.68 | 5244 | 140 | 0.01 | 16217
277 | San Luis Obispo | PGE Kern | {'Oceano': [11.5, 21.0], 'Diablo Canyon': [12.3, 82.0], 'Callender': [15.2, 11.0]} | 17246 | 2404 | 0.14 | 14842 | 0.86 | [5 empty] | 52 | 0 | 0 | 0 |  | 10167 | 0.59 | 5649 | 0.33 | 6418 | 0.37 | 10828 | 1566 | 0.09 | 15680 | 5112 | 0.3 | 12135 | 9258 | 0.54 | 7989 | 11677 | 0.68 | 5569 | 329 | 0.02 | 16918
278 | Valley Home | PGE GBA | {} | 155 | 0 | 0 | 155 | 1 | [5 empty] | 0 | 0 | 0 | 0 |  | 155 | 1 | 0 | 0 | 155 | 1 | 0 | 15 | 0.1 | 140 | 15 | 0.1 | 140 | 155 | 1 | 0 | 155 | 1 | 0 | 0 | 0 | 155
279 | Big Creek | PGE Fresno | {} | 18 | 0 | 0 | 18 | 1 | [5 empty] | 0 | 0 | 0 | 0 |  | 9 | 0.51 | 0 | 0 | 0 | 0 | 18 | 5 | 0.25 | 14 | 18 | 1 | 0 | 18 | 1 | 0 | 15 | 0.81 | 3 | 0 | 0.01 | 18
280 | West Fresno | PGE Fresno | {} | 0 | 0 | 0 | 0 | 0 | [5 empty] | 0 | 0 | 0 | 0 |  | 0 | 0 | 0 | 0 | 0 | 0 | 0 | 0 | 0 | 0 | 0 | 0 | 0 | 0 | 0 | 0 | 0 | 0 | 0 | 0 | 0 | 0
281 | Sylmar | SCE Northern | {'Saugus': [9.2, 226.0], 'Pardee': [10.4, 226.0]} | 64753 | 16125 | 0.25 | 48628 | 0.75 | [5 empty] | 1157 | 0.02 | 244 | 0 |  | 19437 | 0.3 | 21428 | 0.33 | 10607 | 0.16 | 54146 | 20506 | 0.32 | 44247 | 18010 | 0.28 | 46743 | 32931 | 0.51 | 31822 | 26173 | 0.4 | 38580 | 1879 | 0.03 | 62874
282 | Tracy | PGE GBA | {} | 76815 | 6409 | 0.08 | 70406 | 0.92 | [5 empty] | 9575 | 0.12 | 8438 | 0.11 |  | 38739 | 0.5 | 4778 | 0.06 | 42898 | 0.56 | 33916 | 49207 | 0.64 | 27608 | 49823 | 0.65 | 26992 | 59655 | 0.78 | 17160 | 22973 | 0.3 | 53842 | 10851 | 0.14 | 65964
283 | Pease | PGE NGBA | {} | 2119 | 0 | 0 | 2119 | 1 | [5 empty] | 0 | 0 | 0 | 0 |  | 2119 | 1 | 0 | 0 | 2066 | 0.98 | 53 | 1034 | 0.49 | 1084 | 1074 | 0.51 | 1044 | 2085 | 0.98 | 33 | 1819 | 0.86 | 299 | 5 | 0 | 2113
284 | Spring Valley | SDGE Imperial | {'Murray': [3.8, 1.0], 'Elliot': [7.3, 1.0], 'Elliott': [7.3, 1.0], 'Mission': [8.4, 1.0], 'Silvergate': [8.7, 1.0], 'Kearny': [9.9, 1.0], 'Vine': [10.2, 1.0], 'Bay Boulevard': [10.5, 1.0], 'Mesa Heights': [10.9, 1.0], 'Old Town': [11.1, 1.0], 'Point Loma': [13.4, 1.0]} | 1002 | 278 | 0.28 | 724 | 0.72 | [5 empty] | 0 | 0 | 0 | 0 |  | 0 | 0 | 0 | 0 | 65 | 0.06 | 937 | 328 | 0.33 | 674 | 641 | 0.64 | 361 | 657 | 0.66 | 345 | 34 | 0.03 | 968 | 68 | 0.07 | 934
285 | Honcut | PGE NGBA | {} | 1612 | 0 | 0 | 1612 | 1 | [5 empty] | 0 | 0 | 0 | 0 |  | 1591 | 0.99 | 0 | 0 | 1538 | 0.95 | 74 | 1056 | 0.65 | 556 | 1056 | 0.65 | 556 | 1579 | 0.98 | 33 | 1326 | 0.82 | 286 | 5 | 0 | 1607
286 | Rancho Mission Viejo | SDGE Imperial | {'Margarita': [2.4, 39.0], 'Capistrano': [3.9, 40.0], 'Q1806': [4.5, 39.0], 'Trabuco': [5.0, 37.0], 'Talega': [5.3, 40.0], 'North of SONGS': [5.5, 40.0], 'San Onofre': [11.2, 14.0]} | 558 | 86 | 0.15 | 472 | 0.85 | [5 empty] | 0 | 0 | 0 | 0 |  | 3 | 0 | 0 | 0 | 43 | 0.08 | 515 | 250 | 0.45 | 307 | 437 | 0.78 | 121 | 446 | 0.8 | 112 | 0 | 0 | 558 | 57 | 0.1 | 501
287 | Encina | SDGE Imperial | {'Cannon': [0.2, 34.0], 'Palomar Airport': [2.9, 29.0], 'San Luis Rey': [5.2, 29.0], 'Shadowridge': [5.6, 22.0], 'Ocean Ranch': [5.7, 30.0], 'Melrose': [6.8, 29.0], 'San Marcos': [8.0, 8.0], 'Pendleton': [11.9, 27.0], 'North City Metering': [14.0, 5.0], 'Artesian': [14.1, 4.0], 'Penasquitos': [16.6, 3.0]} | 396 | 121 | 0.31 | 274 | 0.69 | [5 empty] | 0 | 0 | 0 | 0 |  | 3 | 0.01 | 0 | 0 | 34 | 0.09 | 362 | 206 | 0.52 | 190 | 250 | 0.63 | 146 | 250 | 0.63 | 146 | 0 | 0 | 396 | 32 | 0.08 | 363
288 | Bullard | PGE Fresno | {} | 0 | 0 | 0 | 0 | 0 | [5 empty] | 0 | 0 | 0 | 0 |  | 0 | 0 | 0 | 0 | 0 | 0 | 0 | 0 | 0 | 0 | 0 | 0 | 0 | 0 | 0 | 0 | 0 | 0 | 0 | 0 | 0 | 0
289 | Hicks | PGE GBA | {'Vasona': [3.8, 33.0], 'El Patio': [4.5, 33.0], 'Saratoga': [7.0, 33.0], 'Monta Vista': [11.3, 33.0]} | 5459 | 146 | 0.03 | 5312 | 0.97 | [5 empty] | 9 | 0 | 9 | 0 |  | 2316 | 0.42 | 2592 | 0.47 | 4456 | 0.82 | 1003 | 2164 | 0.4 | 3295 | 2389 | 0.44 | 3069 | 4978 | 0.91 | 480 | 4753 | 0.87 | 705 | 144 | 0.03 | 5315
290 | Olivehurst | PGE NGBA | {} | 1680 | 0 | 0 | 1680 | 1 | [5 empty] | 0 | 0 | 0 | 0 |  | 1680 | 1 | 0 | 0 | 1628 | 0.97 | 53 | 1034 | 0.62 | 646 | 1034 | 0.62 | 646 | 1647 | 0.98 | 33 | 1394 | 0.83 | 286 | 5 | 0 | 1675
291 | Temblor | PGE Kern | {'Kernridge': [4.8, 29.0], 'Caliente': [12.4, 29.0]} | 4362 | 459 | 0.11 | 3903 | 0.89 | [5 empty] | 100 | 0.02 | 0 | 0 |  | 1389 | 0.32 | 1794 | 0.41 | 2293 | 0.53 | 2069 | 218 | 0.05 | 4144 | 495 | 0.11 | 3867 | 2511 | 0.58 | 1851 | 2984 | 0.68 | 1378 | 10 | 0 | 4352
292 | Olinda | SCE Metro | {} | 1369 | 401 | 0.29 | 968 | 0.71 | [5 empty] | 0 | 0 | 0 | 0 |  | 0 | 0 | 201 | 0.15 | 210 | 0.15 | 1160 | 194 | 0.14 | 1175 | 745 | 0.54 | 624 | 926 | 0.68 | 443 | 198 | 0.14 | 1172 | 32 | 0.02 | 1338
293 | Mt. Eden | PGE GBA | {'Eastshore': [0.9, 86.0], 'Grant': [4.2, 83.0], 'Castro Valley': [4.7, 76.0], 'Dumbarton': [5.7, 20.0], 'San Leandro U': [6.0, 82.0], 'Edes': [8.9, 81.0], 'Ravenswood': [9.9, 22.0], 'Oakland J': [11.0, 64.0], 'Cooley Landing': [11.1, 8.0], 'Oakland X': [14.0, 64.0], 'Burlingame': [14.5, 1.0], 'Menlo': [14.9, 2.0], 'Oakland C': [15.1, 64.0], 'Moraga': [15.4, 12.0], 'Oakland L': [15.5, 64.0], 'Jefferson': [15.8, 4.0], 'Millbrae': [15.9, 1.0], 'Martin': [17.4, 10.0], 'SAN FRAN A (POTRERO PP)': [17.7, 18.0], 'Potrero': [17.7, 19.0]} | 28223 | 1872 | 0.07 | 26352 | 0.93 | [5 empty] | 5 | 0 | 0 | 0 |  | 24201 | 0.86 | 799 | 0.03 | 21087 | 0.75 | 7136 | 20502 | 0.73 | 7721 | 24316 | 0.86 | 3907 | 25862 | 0.92 | 2361 | 11499 | 0.41 | 16724 | 1047 | 0.04 | 27176
294 | Woodland | PGE NGBA | {} | 100031 | 2743 | 0.03 | 97288 | 0.97 | [5 empty] | 18217 | 0.18 | 23032 | 0.23 |  | 50776 | 0.51 | 15033 | 0.15 | 51230 | 0.51 | 48801 | 14563 | 0.15 | 85468 | 15223 | 0.15 | 84808 | 64000 | 0.64 | 36031 | 41047 | 0.41 | 58984 | 10528 | 0.11 | 89503
295 | Trabuco | SDGE Imperial | {'Q1806': [2.1, 43.0], 'Margarita': [2.7, 37.0], 'Capistrano': [3.5, 43.0], 'Rancho Mission Viejo': [5.0, 37.0], 'Santiago': [8.9, 7.0], 'Talega': [9.6, 36.0], 'North of SONGS': [9.7, 36.0], 'San Onofre': [15.1, 11.0]} | 654 | 76 | 0.12 | 578 | 0.88 | [5 empty] | 0 | 0 | 0 | 0 |  | 3 | 0 | 0 | 0 | 38 | 0.06 | 616 | 333 | 0.51 | 321 | 543 | 0.83 | 110 | 552 | 0.84 | 101 | 0 | 0 | 654 | 61 | 0.09 | 593
296 | Cantua | PGE Fresno | {} | 496 | 0 | 0 | 496 | 1 | [5 empty] | 0 | 0 | 0 | 0 |  | 171 | 0.34 | 308 | 0.62 | 417 | 0.84 | 79 | 78 | 0.16 | 418 | 106 | 0.21 | 390 | 496 | 1 | 0 | 425 | 0.86 | 71 | 0 | 0 | 496
297 | Rancho Vista | SCE Metro | {} | 11349 | 502 | 0.04 | 10847 | 0.96 | [5 empty] | 0 | 0 | 0 | 0 |  | 4564 | 0.4 | 3808 | 0.34 | 6652 | 0.59 | 4697 | 5992 | 0.53 | 5356 | 6378 | 0.56 | 4970 | 10642 | 0.94 | 707 | 5471 | 0.48 | 5877 | 64 | 0.01 | 11284
298 | Los Esteros | PGE GBA | {} | 31407 | 280 | 0.01 | 31127 | 0.99 | [5 empty] | 9 | 0 | 46 | 0 |  | 26265 | 0.84 | 4147 | 0.13 | 29835 | 0.95 | 1571 | 23131 | 0.74 | 8276 | 26242 | 0.84 | 5165 | 30763 | 0.98 | 644 | 18263 | 0.58 | 13144 | 835 | 0.03 | 30571
299 | Humboldt Bay | PGE NGBA | {'Harris': [4.9, 139.0], 'Humboldt': [5.9, 139.0], 'Arcata': [10.8, 110.0]} | 37021 | 6732 | 0.18 | 30289 | 0.82 | [5 empty] | 0 | 0 | 0 | 0 |  | 1250 | 0.03 | 646 | 0.02 | 1966 | 0.05 | 35055 | 1501 | 0.04 | 35520 | 2333 | 0.06 | 34688 | 3520 | 0.1 | 33501 | 27602 | 0.75 | 9419 | 1978 | 0.05 | 35043
300 | Shiloh III | PGE GBA | {'Birds Landing': [3.3, 8422.0], 'Lambie': [3.8, 6177.0], 'Lambie Energy': [3.8, 6178.0], 'Collinsville': [6.2, 6754.0], 'Pittsburg': [9.6, 1337.0], 'Peabody': [10.5, 1165.0], 'GWF 2': [10.7, 1377.0], 'Kirker': [10.8, 1013.0], 'Contra Costa PP': [11.7, 2586.0], 'Contra Costa': [12.3, 1450.0], 'Grand Island': [14.5, 2818.0], 'Lone Tree': [16.2, 210.0], 'Bahia': [16.8, 2.0], 'Clayton': [17.0, 2.0], 'Meadow Lane': [18.1, 2.0], 'Martinez': [18.1, 2.0]} | 140672 | 13642 | 0.1 | 127031 | 0.9 | [5 empty] | 27864 | 0.2 | 32420 | 0.23 |  | 64894 | 0.46 | 102 | 0 | 41110 | 0.29 | 99562 | 47442 | 0.34 | 93230 | 46197 | 0.33 | 94475 | 80291 | 0.57 | 60381 | 22216 | 0.16 | 118456 | 30736 | 0.22 | 109937
301 | Westpark | PGE Kern | {} | 1866 | 181 | 0.1 | 1685 | 0.9 | [5 empty] | 0 | 0 | 0 | 0 |  | 223 | 0.12 | 1643 | 0.88 | 845 | 0.45 | 1021 | 690 | 0.37 | 1176 | 908 | 0.49 | 958 | 1340 | 0.72 | 526 | 1547 | 0.83 | 319 | 25 | 0.01 | 1841
302 | Pendleton | SDGE Imperial | {'San Luis Rey': [6.8, 27.0], 'Ocean Ranch': [7.2, 27.0], 'Melrose': [8.5, 27.0], 'Cannon': [11.9, 27.0], 'Encina': [11.9, 27.0], 'Shadowridge': [12.9, 14.0], 'Palomar Airport': [13.2, 21.0]} | 312 | 69 | 0.22 | 244 | 0.78 | [5 empty] | 0 | 0 | 0 | 0 |  | 3 | 0.01 | 0 | 0 | 34 | 0.11 | 279 | 199 | 0.64 | 113 | 226 | 0.72 | 86 | 226 | 0.72 | 86 | 0 | 0 | 312 | 32 | 0.1 | 280
303 | Burney Forest Power | PGE NGBA | {'Burney Forest': [0.0, 559.0], 'Carberry': [2.4, 559.0], 'New Sub - Pit 1 - Cottonwood (Proposed)': [6.7, 559.0], 'Pit 3': [8.5, 22.0], 'Pit 4': [10.3, 194.0], 'Cove Road': [11.1, 559.0], 'Round Mt.': [12.5, 537.0]} | 12616 | 1507 | 0.12 | 11109 | 0.88 | [5 empty] | 0 | 0 | 0 | 0 |  | 6705 | 0.53 | 1262 | 0.1 | 5422 | 0.43 | 7194 | 2529 | 0.2 | 10087 | 2286 | 0.18 | 10330 | 8204 | 0.65 | 4412 | 7276 | 0.58 | 5340 | 96 | 0.01 | 12520
304 | Llagas | PGE GBA | {} | 9842 | 59 | 0.01 | 9783 | 0.99 | [5 empty] | 4 | 0 | 6 | 0 |  | 4732 | 0.48 | 4827 | 0.49 | 8910 | 0.91 | 932 | 1352 | 0.14 | 8490 | 1588 | 0.16 | 8254 | 9321 | 0.95 | 521 | 9260 | 0.94 | 582 | 81 | 0.01 | 9761
305 | Los Banos | PGE Fresno | {} | 10518 | 0 | 0 | 10518 | 1 | [5 empty] | 3 | 0 | 0 | 0 |  | 4822 | 0.46 | 5688 | 0.54 | 9919 | 0.94 | 599 | 484 | 0.05 | 10034 | 935 | 0.09 | 9583 | 10075 | 0.96 | 443 | 10264 | 0.98 | 254 | 15 | 0 | 10502
306 | Peabody | PGE NGBA | {'Lambie': [7.1, 2254.0], 'Lambie Energy': [7.1, 2254.0], 'Vaca-Dixon & Gc Yard': [8.5, 1442.0], 'Shiloh III': [10.5, 1165.0], 'Birds Landing': [13.5, 1165.0], 'Collinsville': [16.0, 1108.0], 'Tulucay': [16.2, 192.0], 'Parkway': [16.4, 149.0], 'Putah Creek': [16.6, 353.0]} | 144792 | 13621 | 0.09 | 131171 | 0.91 | [5 empty] | 27861 | 0.19 | 32170 | 0.22 |  | 68927 | 0.48 | 108 | 0 | 45291 | 0.31 | 99501 | 44765 | 0.31 | 100027 | 44285 | 0.31 | 100506 | 83929 | 0.58 | 60863 | 28032 | 0.19 | 116759 | 30718 | 0.21 | 114074
307 | Silvergate | SDGE Imperial | {'Vine': [3.7, 189.0], 'Old Town': [5.7, 189.0], 'Point Loma': [6.1, 189.0], 'Mission': [6.2, 188.0], 'Bay Boulevard': [6.6, 127.0], 'Imperial Beach': [8.2, 62.0], 'Telegraph Canyon': [8.4, 35.0], 'Otay': [8.5, 36.0], 'Spring Valley': [8.7, 1.0], 'Elliot': [9.0, 121.0], 'Elliott': [9.0, 122.0], 'Miguel': [9.3, 26.0], 'Salt Creek': [9.4, 23.0], 'Mesa Heights': [9.4, 133.0], 'Murray': [9.6, 2.0], 'Kearny': [9.6, 132.0], 'San Ysidro': [11.4, 30.0]} | 891 | 205 | 0.23 | 685 | 0.77 | [5 empty] | 0 | 0 | 0 | 0 |  | 0 | 0 | 0 | 0 | 54 | 0.06 | 836 | 328 | 0.37 | 562 | 619 | 0.69 | 272 | 624 | 0.7 | 266 | 34 | 0.04 | 856 | 68 | 0.08 | 823
308 | Kelso | PGE GBA | {} | 79297 | 7078 | 0.09 | 72219 | 0.91 | [5 empty] | 10185 | 0.13 | 8530 | 0.11 |  | 40178 | 0.51 | 4636 | 0.06 | 43512 | 0.55 | 35785 | 50088 | 0.63 | 29209 | 50044 | 0.63 | 29253 | 61322 | 0.77 | 17975 | 22800 | 0.29 | 56497 | 12053 | 0.15 | 67243
309 | Desert View | SCE EOP | {} | 3275 | 1882 | 0.57 | 1393 | 0.43 | [5 empty] | 0 | 0 | 0 | 0 |  | 841 | 0.26 | 0 | 0 | 0 | 0 | 3275 | 0 | 0 | 3275 | 0 | 0 | 3275 | 0 | 0 | 3275 | 0 | 0 | 3275 | 0 | 0 | 3275
310 | Clay | PGE GBA | {} | 0 | 0 | 0 | 0 | 0 | [5 empty] | 0 | 0 | 0 | 0 |  | 0 | 0 | 0 | 0 | 0 | 0 | 0 | 0 | 0 | 0 | 0 | 0 | 0 | 0 | 0 | 0 | 0 | 0 | 0 | 0 | 0 | 0
311 | Calcite | SCE NOL | {} | 185107 | 29288 | 0.16 | 155819 | 0.84 | [5 empty] | 697 | 0 | 411 | 0 |  | 9007 | 0.05 | 7060 | 0.04 | 67786 | 0.37 | 117321 | 35907 | 0.19 | 149200 | 34185 | 0.18 | 150922 | 89343 | 0.48 | 95764 | 116082 | 0.63 | 69026 | 1467 | 0.01 | 183640
312 | Biola | PGE Fresno | {} | 0 | 0 | 0 | 0 | 0 | [5 empty] | 0 | 0 | 0 | 0 |  | 0 | 0 | 0 | 0 | 0 | 0 | 0 | 0 | 0 | 0 | 0 | 0 | 0 | 0 | 0 | 0 | 0 | 0 | 0 | 0 | 0 | 0
313 | New Sub - Pit 1 - Cottonwood (Proposed) | PGE NGBA | {'Carberry': [4.4, 559.0], 'Round Mt.': [6.1, 594.0], 'Burney Forest': [6.7, 559.0], 'Burney Forest Power': [6.7, 559.0], 'Cove Road': [6.8, 559.0], 'Pit 4': [11.5, 194.0], 'Pit 3': [12.7, 22.0], 'Fern Road': [14.0, 105.0]} | 12302 | 1610 | 0.13 | 10692 | 0.87 | [5 empty] | 0 | 0 | 0 | 0 |  | 6937 | 0.56 | 1680 | 0.14 | 4618 | 0.38 | 7684 | 2599 | 0.21 | 9704 | 2524 | 0.21 | 9778 | 7501 | 0.61 | 4801 | 7236 | 0.59 | 5066 | 96 | 0.01 | 12206
314 | Olive | PGE Fresno | {} | 0 | 0 | 0 | 0 | 0 | [5 empty] | 0 | 0 | 0 | 0 |  | 0 | 0 | 0 | 0 | 0 | 0 | 0 | 0 | 0 | 0 | 0 | 0 | 0 | 0 | 0 | 0 | 0 | 0 | 0 | 0 | 0 | 0
315 | Lugo | SCE Metro | {'Victor': [9.7, 442.0]} | 63581 | 4969 | 0.08 | 58612 | 0.92 | [5 empty] | 0 | 0 | 0 | 0 |  | 7926 | 0.12 | 8224 | 0.13 | 31214 | 0.49 | 32366 | 28148 | 0.44 | 35432 | 24179 | 0.38 | 39402 | 48893 | 0.77 | 14688 | 30458 | 0.48 | 33123 | 137 | 0 | 63443
316 | Eagle Rock (PGE) | PGE NGBA | {} | 32795 | 1210 | 0.04 | 31585 | 0.96 | [5 empty] | 342 | 0.01 | 34 | 0 |  | 8648 | 0.26 | 18775 | 0.57 | 19326 | 0.59 | 13470 | 8723 | 0.27 | 24072 | 18777 | 0.57 | 14019 | 25486 | 0.78 | 7309 | 22263 | 0.68 | 10532 | 197 | 0.01 | 32598
317 | Cosumnes | PGE GBA | {} | 22105 | 127 | 0.01 | 21977 | 0.99 | [5 empty] | 3714 | 0.17 | 11974 | 0.54 |  | 1004 | 0.05 | 0 | 0 | 3037 | 0.14 | 19068 | 720 | 0.03 | 21384 | 2758 | 0.12 | 19346 | 5054 | 0.23 | 17050 | 275 | 0.01 | 21829 | 3459 | 0.16 | 18646
318 | Imperial Valley | SDGE Imperial | {'El Centro': [11.9, 2.0]} | 40372 | 4254 | 0.11 | 36118 | 0.89 | [5 empty] | 56 | 0 | 30 | 0 |  | 24 | 0 | 0 | 0 | 6682 | 0.17 | 33690 | 2627 | 0.07 | 37745 | 2788 | 0.07 | 37585 | 9829 | 0.24 | 30544 | 32140 | 0.8 | 8232 | 1328 | 0.03 | 39044
319 | Swift | PGE GBA | {} | 25601 | 83 | 0 | 25518 | 1 | [5 empty] | 2 | 0 | 25 | 0 |  | 19090 | 0.75 | 6259 | 0.24 | 24786 | 0.97 | 815 | 16618 | 0.65 | 8982 | 19421 | 0.76 | 6179 | 25148 | 0.98 | 452 | 19128 | 0.75 | 6472 | 518 | 0.02 | 25082
320 | Windhub | SCE Northern | {'Highwind': [7.1, 1324.0], 'Rosamond': [12.1, 4222.0], 'Whirlwind': [15.0, 383.0]} | 294551 | 71410 | 0.24 | 223141 | 0.76 | [5 empty] | 4290 | 0.01 | 2232 | 0.01 |  | 53643 | 0.18 | 31773 | 0.11 | 93267 | 0.32 | 201284 | 104807 | 0.36 | 189744 | 81942 | 0.28 | 212609 | 190204 | 0.65 | 104347 | 115595 | 0.39 | 178956 | 3420 | 0.01 | 291131
321 | Elliott | SDGE Imperial | {'Elliot': [0.0, 121.0], 'Kearny': [2.8, 122.0], 'Mission': [3.6, 122.0], 'Mesa Heights': [4.1, 122.0], 'Murray': [4.2, 2.0], 'Old Town': [6.9, 122.0], 'Spring Valley': [7.3, 1.0], 'Vine': [7.5, 122.0], 'Silvergate': [9.0, 122.0], 'Point Loma': [9.8, 122.0], 'Bay Boulevard': [14.4, 81.0], 'Otay': [15.4, 1.0], 'Imperial Beach': [16.1, 23.0]} | 899 | 207 | 0.23 | 692 | 0.77 | [5 empty] | 0 | 0 | 0 | 0 |  | 0 | 0 | 0 | 0 | 54 | 0.06 | 844 | 349 | 0.39 | 550 | 623 | 0.69 | 276 | 628 | 0.7 | 271 | 34 | 0.04 | 865 | 68 | 0.08 | 831
322 | Gates | PGE Fresno | {} | 3747 | 138 | 0.04 | 3610 | 0.96 | [5 empty] | 0 | 0 | 0 | 0 |  | 3519 | 0.94 | 173 | 0.05 | 2649 | 0.71 | 1098 | 325 | 0.09 | 3422 | 965 | 0.26 | 2782 | 2739 | 0.73 | 1008 | 3169 | 0.85 | 578 | 0 | 0 | 3747
323 | Madeline | Northeast CA | {} | 383975 | 22960 | 0.06 | 361015 | 0.94 | [5 empty] | 24537 | 0.06 | 8708 | 0.02 |  | 212028 | 0.55 | 84852 | 0.22 | 151296 | 0.39 | 232679 | 53212 | 0.14 | 330764 | 34521 | 0.09 | 349454 | 190484 | 0.5 | 193491 | 310229 | 0.81 | 73747 | 56749 | 0.15 | 327226
324 | Putah Creek | PGE NGBA | {'Vaca-Dixon & Gc Yard': [9.4, 890.0], 'Peabody': [16.6, 353.0]} | 141256 | 8092 | 0.06 | 133165 | 0.94 | [5 empty] | 23660 | 0.17 | 27638 | 0.2 |  | 78796 | 0.56 | 14975 | 0.11 | 65266 | 0.46 | 75990 | 25643 | 0.18 | 115614 | 26765 | 0.19 | 114491 | 89057 | 0.63 | 52200 | 53235 | 0.38 | 88022 | 22592 | 0.16 | 118664
325 | San Onofre | SCE Metro | {'North of SONGS': [5.6, 20.0], 'Talega': [5.9, 20.0], 'Rancho Mission Viejo': [11.2, 14.0], 'Capistrano': [11.8, 14.0], 'Margarita': [13.2, 13.0], 'Q1806': [13.3, 13.0], 'Trabuco': [15.1, 11.0]} | 544 | 90 | 0.17 | 454 | 0.83 | [5 empty] | 0 | 0 | 0 | 0 |  | 3 | 0.01 | 0 | 0 | 43 | 0.08 | 501 | 235 | 0.43 | 309 | 418 | 0.77 | 126 | 427 | 0.78 | 117 | 0 | 0 | 544 | 53 | 0.1 | 491
326 | Gregg | PGE Fresno | {} | 0 | 0 | 0 | 0 | 0 | [5 empty] | 0 | 0 | 0 | 0 |  | 0 | 0 | 0 | 0 | 0 | 0 | 0 | 0 | 0 | 0 | 0 | 0 | 0 | 0 | 0 | 0 | 0 | 0 | 0 | 0 | 0 | 0
327 | Gondor | <Null> | {} | 0 | 0 | 0 | 0 | 0 | [5 empty] | 0 | 0 | 0 | 0 |  | 0 | 0 | 0 | 0 | 0 | 0 | 0 | 0 | 0 | 0 | 0 | 0 | 0 | 0 | 0 | 0 | 0 | 0 | 0 | 0 | 0 | 0
328 | Cabrillo | PGE Kern | {} | 26753 | 1225 | 0.05 | 25528 | 0.95 | [5 empty] | 211 | 0.01 | 4 | 0 |  | 22020 | 0.82 | 493 | 0.02 | 20626 | 0.77 | 6127 | 339 | 0.01 | 26415 | 1583 | 0.06 | 25171 | 21888 | 0.82 | 4865 | 13620 | 0.51 | 13133 | 1769 | 0.07 | 24984
329 | Mesa (PGE) | PGE Kern | {'Callender': [7.9, 43.0], 'Oceano': [9.7, 43.0]} | 14263 | 1994 | 0.14 | 12269 | 0.86 | [5 empty] | 1 | 0 | 0 | 0 |  | 4518 | 0.32 | 8262 | 0.58 | 2530 | 0.18 | 11733 | 694 | 0.05 | 13569 | 3825 | 0.27 | 10438 | 5373 | 0.38 | 8890 | 10614 | 0.74 | 3649 | 252 | 0.02 | 14011
330 | Schulte | PGE GBA | {} | 17237 | 290 | 0.02 | 16946 | 0.98 | [5 empty] | 9 | 0 | 3 | 0 |  | 13224 | 0.77 | 3190 | 0.19 | 15815 | 0.92 | 1421 | 11006 | 0.64 | 6231 | 12604 | 0.73 | 4632 | 16559 | 0.96 | 678 | 11654 | 0.68 | 5583 | 495 | 0.03 | 16742
331 | Davis | PGE NGBA | {'Vaca-Dixon & Gc Yard': [14.2, 20.0]} | 127464 | 10649 | 0.08 | 116815 | 0.92 | [5 empty] | 27697 | 0.22 | 31614 | 0.25 |  | 69723 | 0.55 | 6331 | 0.05 | 48525 | 0.38 | 78938 | 21527 | 0.17 | 105936 | 23658 | 0.19 | 103806 | 70962 | 0.56 | 56502 | 35938 | 0.28 | 91526 | 19181 | 0.15 | 108283
332 | Arco | PGE Kern | {} | 9889 | 488 | 0.05 | 9401 | 0.95 | [5 empty] | 1074 | 0.11 | 0 | 0 |  | 8477 | 0.86 | 2 | 0 | 7129 | 0.72 | 2760 | 390 | 0.04 | 9499 | 1861 | 0.19 | 8028 | 7501 | 0.76 | 2388 | 6524 | 0.66 | 3365 | 69 | 0.01 | 9820
333 | Goodrich | SCE Metro | {} | 13462 | 4906 | 0.36 | 8557 | 0.64 | [5 empty] | 0 | 0 | 0 | 0 |  | 5632 | 0.42 | 866 | 0.06 | 1115 | 0.08 | 12348 | 3860 | 0.29 | 9603 | 2780 | 0.21 | 10682 | 5258 | 0.39 | 8204 | 5196 | 0.39 | 8266 | 103 | 0.01 | 13359
334 | Newhall | PGE Fresno | {} | 0 | 0 | 0 | 0 | 0 | [5 empty] | 0 | 0 | 0 | 0 |  | 0 | 0 | 0 | 0 | 0 | 0 | 0 | 0 | 0 | 0 | 0 | 0 | 0 | 0 | 0 | 0 | 0 | 0 | 0 | 0 | 0 | 0
335 | Brentwood | PGE GBA | {'Lone Tree': [4.9, 139.0], 'Contra Costa': [8.0, 139.0], 'Contra Costa PP': [8.1, 139.0], 'GWF 2': [12.0, 136.0], 'Collinsville': [14.2, 64.0], 'Kirker': [14.3, 5.0], 'Pittsburg': [14.4, 13.0], 'Tassajara': [15.0, 75.0], 'Clayton': [15.9, 1.0], 'Birds Landing': [16.5, 64.0]} | 134689 | 11191 | 0.08 | 123499 | 0.92 | [5 empty] | 23145 | 0.17 | 25679 | 0.19 |  | 65062 | 0.48 | 1538 | 0.01 | 47735 | 0.35 | 86954 | 67293 | 0.5 | 67396 | 65681 | 0.49 | 69009 | 85908 | 0.64 | 48781 | 22476 | 0.17 | 112213 | 29657 | 0.22 | 105032
336 | Neenach | SCE Northern | {'Whirlwind': [6.9, 29580.0], 'Antelope': [12.9, 11140.0], 'Bailey': [15.4, 1511.0], 'Rosamond': [16.1, 4203.0], 'Warne': [17.4, 2.0]} | 247870 | 65482 | 0.26 | 182387 | 0.74 | [5 empty] | 4242 | 0.02 | 2234 | 0.01 |  | 64352 | 0.26 | 41492 | 0.17 | 84385 | 0.34 | 163485 | 90785 | 0.37 | 157084 | 75879 | 0.31 | 171991 | 156507 | 0.63 | 91363 | 88434 | 0.36 | 159436 | 3660 | 0.01 | 244210
337 | Bahia | PGE NGBA | {'Martinez': [4.7, 1163.0], 'Parkway': [5.6, 1153.0], 'Carquinez': [6.0, 1153.0], 'Alhambra': [6.1, 1159.0], 'Christie': [6.6, 1153.0], 'Meadow Lane': [9.4, 1041.0], 'San Pablo': [12.7, 796.0], 'Lakewood': [12.8, 104.0], 'Sobrante': [12.8, 721.0], 'Kirker': [13.2, 10.0], 'Clayton': [13.2, 10.0], 'Pittsburg': [13.4, 10.0], 'El Cerrito G': [14.6, 533.0], 'GWF 2': [15.6, 10.0], 'Collinsville': [16.3, 6.0], 'Richmond R': [16.5, 23.0], 'Standard Oil': [16.6, 26.0], 'Standard Oil 2': [16.6, 26.0], 'Shiloh III': [16.8, 2.0], 'Birds Landing': [16.9, 2.0]} | 113839 | 13375 | 0.12 | 100463 | 0.88 | [5 empty] | 21739 | 0.19 | 19045 | 0.17 |  | 53760 | 0.47 | 102 | 0 | 35053 | 0.31 | 78786 | 46193 | 0.41 | 67645 | 43862 | 0.39 | 69976 | 71770 | 0.63 | 42069 | 21160 | 0.19 | 92679 | 27391 | 0.24 | 86448
338 | Vaca Dixon | PGE NGBA | {'Peabody': [8.5, 1442.0], 'Putah Creek': [9.4, 890.0], 'Lambie': [12.8, 1089.0], 'Lambie Energy': [12.8, 1089.0], 'Davis': [14.2, 20.0]} | 154695 | 13721 | 0.09 | 140974 | 0.91 | [5 empty] | 30464 | 0.2 | 33003 | 0.21 |  | 75840 | 0.49 | 3045 | 0.02 | 56494 | 0.37 | 98202 | 40632 | 0.26 | 114064 | 39331 | 0.25 | 115365 | 92337 | 0.6 | 62358 | 37155 | 0.24 | 117541 | 30692 | 0.2 | 124003
339 | Carrizo Plains | PGE Kern | {'Topaz': [1.1, 135.0], 'Solar': [1.1, 135.0], 'Caliente': [6.9, 135.0], 'Kernridge': [17.4, 36.0]} | 18488 | 2243 | 0.12 | 16246 | 0.88 | [5 empty] | 1088 | 0.06 | 0 | 0 |  | 8540 | 0.46 | 8474 | 0.46 | 7424 | 0.4 | 11064 | 747 | 0.04 | 17742 | 2998 | 0.16 | 15490 | 9104 | 0.49 | 9385 | 12788 | 0.69 | 5701 | 146 | 0.01 | 18342
340 | Vista (VEA) | SCE EOP | {} | 59569 | 3668 | 0.06 | 55901 | 0.94 | [5 empty] | 0 | 0 | 0 | 0 |  | 0 | 0 | 0 | 0 | 3071 | 0.05 | 56498 | 639 | 0.01 | 58930 | 7697 | 0.13 | 51872 | 9297 | 0.16 | 50272 | 15000 | 0.25 | 44569 | 129 | 0 | 59440
341 | Merced | PGE Fresno | {} | 0 | 0 | 0 | 0 | 0 | [5 empty] | 0 | 0 | 0 | 0 |  | 0 | 0 | 0 | 0 | 0 | 0 | 0 | 0 | 0 | 0 | 0 | 0 | 0 | 0 | 0 | 0 | 0 | 0 | 0 | 0 | 0 | 0
342 | Otay Mesa | SDGE Imperial | {'San Ysidro': [6.7, 6.0], 'Telegraph Canyon': [7.5, 6.0], 'Salt Creek': [8.3, 4.0], 'Miguel': [8.4, 4.0], 'Otay': [8.6, 5.0], 'Imperial Beach': [10.8, 2.0], 'Bay Boulevard': [10.9, 2.0]} | 1029 | 284 | 0.28 | 745 | 0.72 | [5 empty] | 0 | 0 | 0 | 0 |  | 0 | 0 | 28 | 0.03 | 67 | 0.06 | 963 | 346 | 0.34 | 684 | 631 | 0.61 | 399 | 670 | 0.65 | 359 | 63 | 0.06 | 967 | 66 | 0.06 | 963
343 | Leavitt | Northeast CA | {'Richmond': [7.1, 331.0]} | 103019 | 10972 | 0.11 | 92047 | 0.89 | [5 empty] | 4278 | 0.04 | 0 | 0 |  | 60582 | 0.59 | 28411 | 0.28 | 47691 | 0.46 | 55328 | 9803 | 0.1 | 93216 | 16840 | 0.16 | 86179 | 56128 | 0.54 | 46891 | 80072 | 0.78 | 22947 | 9123 | 0.09 | 93896
344 | Primm | SCE EOP | {'Ivanpah': [9.5, 18.0], 'Mountain Pass': [14.9, 18.0]} | 11549 | 1468 | 0.13 | 10081 | 0.87 | [5 empty] | 0 | 0 | 0 | 0 |  | 0 | 0 | 0 | 0 | 4022 | 0.35 | 7527 | 5359 | 0.46 | 6190 | 1789 | 0.15 | 9760 | 6284 | 0.54 | 5265 | 5483 | 0.47 | 6066 | 60 | 0.01 | 11489
345 | Granite | PGE NGBA | {} | 46256 | 23 | 0 | 46233 | 1 | [5 empty] | 11714 | 0.25 | 23548 | 0.51 |  | 11749 | 0.25 | 0 | 0 | 7967 | 0.17 | 38289 | 3657 | 0.08 | 42599 | 5982 | 0.13 | 40274 | 13242 | 0.29 | 33014 | 275 | 0.01 | 45981 | 6853 | 0.15 | 39403
346 | Lake View | PGE NGBA | {} | 37014 | 1210 | 0.03 | 35804 | 0.97 | [5 empty] | 334 | 0.01 | 34 | 0 |  | 10076 | 0.27 | 22411 | 0.61 | 21761 | 0.59 | 15254 | 10236 | 0.28 | 26779 | 19645 | 0.53 | 17369 | 27987 | 0.76 | 9028 | 26666 | 0.72 | 10349 | 209 | 0.01 | 36806
347 | Birds Landing | PGE GBA | {'Collinsville': [3.1, 7117.0], 'Shiloh III': [3.3, 8422.0], 'Lambie': [7.0, 6177.0], 'Lambie Energy': [7.0, 6178.0], 'Pittsburg': [7.1, 1350.0], 'GWF 2': [7.7, 1439.0], 'Kirker': [8.3, 1018.0], 'Contra Costa PP': [8.5, 3038.0], 'Contra Costa': [9.1, 1745.0], 'Lone Tree': [13.0, 277.0], 'Peabody': [13.5, 1165.0], 'Clayton': [14.6, 2.0], 'Grand Island': [14.9, 3082.0], 'Meadow Lane': [16.4, 2.0], 'Brentwood': [16.5, 64.0], 'Bahia': [16.9, 2.0], 'Martinez': [17.2, 2.0]} | 142297 | 13642 | 0.1 | 128655 | 0.9 | [5 empty] | 27720 | 0.19 | 32715 | 0.23 |  | 65877 | 0.46 | 102 | 0 | 41713 | 0.29 | 100584 | 51894 | 0.36 | 90403 | 52699 | 0.37 | 89598 | 81916 | 0.58 | 60381 | 18789 | 0.13 | 123508 | 30955 | 0.22 | 111342
348 | Highwind | SCE Northern | {'Windhub': [7.1, 1324.0], 'Whirlwind': [17.0, 352.0], 'Rosamond': [18.2, 703.0]} | 280986 | 64652 | 0.23 | 216334 | 0.77 | [5 empty] | 4267 | 0.02 | 2225 | 0.01 |  | 51179 | 0.18 | 28713 | 0.1 | 96171 | 0.34 | 184816 | 101502 | 0.36 | 179484 | 82512 | 0.29 | 198474 | 189392 | 0.67 | 91595 | 112092 | 0.4 | 168895 | 2700 | 0.01 | 278286
349 | Santiago | SCE Metro | {'Johanna': [5.9, 18.0], 'Trabuco': [8.9, 7.0], 'Ellis': [10.1, 18.0], 'Q1806': [10.5, 7.0], 'Margarita': [11.3, 1.0], 'Capistrano': [12.1, 7.0], 'Huntington Beach': [12.1, 18.0]} | 1224 | 429 | 0.35 | 795 | 0.65 | [5 empty] | 0 | 0 | 0 | 0 |  | 2 | 0 | 0 | 0 | 9 | 0.01 | 1215 | 211 | 0.17 | 1013 | 744 | 0.61 | 480 | 753 | 0.62 | 471 | 0 | 0 | 1224 | 31 | 0.03 | 1192
350 | Red Bluff | SCE Eastern | {'Eagle Mountain': [11.2, 7992.0], 'Kem': [15.1, 4214.0]} | 104285 | 12242 | 0.12 | 92043 | 0.88 | [5 empty] | 11 | 0 | 0 | 0 |  | 0 | 0 | 0 | 0 | 51998 | 0.5 | 52288 | 33735 | 0.32 | 70550 | 27466 | 0.26 | 76819 | 63779 | 0.61 | 40506 | 70780 | 0.68 | 33505 | 759 | 0.01 | 103526
351 | Beatty | SCE EOP | {} | 38331 | 6200 | 0.16 | 32131 | 0.84 | [5 empty] | 0 | 0 | 0 | 0 |  | 0 | 0 | 0 | 0 | 0 | 0 | 38331 | 0 | 0 | 38331 | 0 | 0 | 38331 | 0 | 0 | 38331 | 0 | 0 | 38331 | 0 | 0 | 38331
352 | Mirage | SCE Eastern | {'Devers': [14.4, 1701.0]} | 87955 | 24460 | 0.28 | 63495 | 0.72 | [5 empty] | 253 | 0 | 74 | 0 |  | 8709 | 0.1 | 14743 | 0.17 | 14862 | 0.17 | 73093 | 21602 | 0.25 | 66353 | 21743 | 0.25 | 66212 | 35878 | 0.41 | 52077 | 49111 | 0.56 | 38844 | 115 | 0 | 87840
353 | Sutter Power | PGE NGBA | {} | 23159 | 448 | 0.02 | 22711 | 0.98 | [5 empty] | 3107 | 0.13 | 1051 | 0.05 |  | 11659 | 0.5 | 10747 | 0.46 | 19471 | 0.84 | 3688 | 1098 | 0.05 | 22061 | 1136 | 0.05 | 22023 | 19492 | 0.84 | 3667 | 17885 | 0.77 | 5274 | 127 | 0.01 | 23032
354 | Manteca | PGE GBA | {} | 38086 | 808 | 0.02 | 37277 | 0.98 | [5 empty] | 902 | 0.02 | 1871 | 0.05 |  | 27104 | 0.71 | 4579 | 0.12 | 31512 | 0.83 | 6574 | 28747 | 0.75 | 9338 | 32732 | 0.86 | 5353 | 36897 | 0.97 | 1188 | 17901 | 0.47 | 20185 | 1401 | 0.04 | 36684
355 | El Patio | PGE GBA | {'Vasona': [3.1, 33.0], 'Saratoga': [4.4, 33.0], 'Hicks': [4.5, 33.0], 'Monta Vista': [7.8, 33.0]} | 6269 | 215 | 0.03 | 6055 | 0.97 | [5 empty] | 9 | 0 | 7 | 0 |  | 2907 | 0.46 | 2727 | 0.43 | 5242 | 0.84 | 1027 | 2495 | 0.4 | 3775 | 2726 | 0.43 | 3544 | 5698 | 0.91 | 572 | 5301 | 0.85 | 969 | 134 | 0.02 | 6135
356 | Pardee | SCE Northern | {'Saugus': [1.3, 306.0], 'Elizabeth Lake': [4.1, 79.0], 'Sylmar-Pac Intertie': [10.4, 226.0]} | 156010 | 44489 | 0.29 | 111521 | 0.71 | [5 empty] | 4169 | 0.03 | 1780 | 0.01 |  | 38784 | 0.25 | 30668 | 0.2 | 37376 | 0.24 | 118635 | 60016 | 0.38 | 95994 | 41468 | 0.27 | 114542 | 91377 | 0.59 | 64633 | 47878 | 0.31 | 108133 | 2426 | 0.02 | 153584
357 | Los Coches | SDGE Imperial | {} | 10017 | 285 | 0.03 | 9733 | 0.97 | [5 empty] | 6 | 0 | 0 | 0 |  | 809 | 0.08 | 8152 | 0.81 | 2234 | 0.22 | 7784 | 4812 | 0.48 | 5205 | 6748 | 0.67 | 3269 | 7454 | 0.74 | 2563 | 4719 | 0.47 | 5299 | 943 | 0.09 | 9074
358 | Serrano | SCE Metro | {} | 1202 | 423 | 0.35 | 779 | 0.65 | [5 empty] | 0 | 0 | 0 | 0 |  | 0 | 0 | 1 | 0 | 10 | 0.01 | 1192 | 198 | 0.16 | 1004 | 731 | 0.61 | 471 | 740 | 0.62 | 462 | 1 | 0 | 1201 | 31 | 0.03 | 1170
359 | Miller | PGE GBA | {} | 14081 | 0 | 0 | 14081 | 1 | [5 empty] | 3 | 0 | 0 | 0 |  | 6173 | 0.44 | 7901 | 0.56 | 13415 | 0.95 | 666 | 1960 | 0.14 | 12121 | 3714 | 0.26 | 10367 | 13643 | 0.97 | 437 | 13821 | 0.98 | 260 | 18 | 0 | 14063
360 | Carberry | PGE NGBA | {'Burney Forest': [2.4, 559.0], 'Burney Forest Power': [2.4, 559.0], 'New Sub - Pit 1 - Cottonwood (Proposed)': [4.4, 559.0], 'Cove Road': [9.2, 559.0], 'Pit 3': [9.6, 22.0], 'Pit 4': [10.2, 194.0], 'Round Mt.': [10.2, 537.0]} | 12218 | 1507 | 0.12 | 10711 | 0.88 | [5 empty] | 0 | 0 | 0 | 0 |  | 6673 | 0.55 | 1353 | 0.11 | 5040 | 0.41 | 7178 | 2529 | 0.21 | 9689 | 2386 | 0.2 | 9832 | 7852 | 0.64 | 4366 | 7077 | 0.58 | 5141 | 96 | 0.01 | 12122
361 | Wahtoke | PGE Fresno | {} | 0 | 0 | 0 | 0 | 0 | [5 empty] | 0 | 0 | 0 | 0 |  | 0 | 0 | 0 | 0 | 0 | 0 | 0 | 0 | 0 | 0 | 0 | 0 | 0 | 0 | 0 | 0 | 0 | 0 | 0 | 0 | 0 | 0
362 | Dos Amigos | PGE Fresno | {} | 10439 | 0 | 0 | 10439 | 1 | [5 empty] | 3 | 0 | 0 | 0 |  | 4734 | 0.45 | 5697 | 0.55 | 9612 | 0.92 | 827 | 493 | 0.05 | 9946 | 1223 | 0.12 | 9216 | 9990 | 0.96 | 449 | 10178 | 0.97 | 261 | 16 | 0 | 10423
363 | Guernsey | PGE Fresno | {} | 0 | 0 | 0 | 0 | 0 | [5 empty] | 0 | 0 | 0 | 0 |  | 0 | 0 | 0 | 0 | 0 | 0 | 0 | 0 | 0 | 0 | 0 | 0 | 0 | 0 | 0 | 0 | 0 | 0 | 0 | 0 | 0 | 0
364 | Santa Clara | SCE Northern | {'Mandalay': [7.5, 11.0], 'Ormond Beach': [12.0, 9.0]} | 5733 | 192 | 0.03 | 5541 | 0.97 | [5 empty] | 5 | 0 | 0 | 0 |  | 2583 | 0.45 | 2348 | 0.41 | 4495 | 0.78 | 1238 | 394 | 0.07 | 5339 | 553 | 0.1 | 5180 | 4782 | 0.83 | 951 | 3596 | 0.63 | 2137 | 194 | 0.03 | 5539
365 | Glenn | PGE NGBA | {} | 10421 | 751 | 0.07 | 9670 | 0.93 | [5 empty] | 417 | 0.04 | 46 | 0 |  | 9941 | 0.95 | 378 | 0.04 | 5177 | 0.5 | 5245 | 45 | 0 | 10376 | 1008 | 0.1 | 9413 | 5978 | 0.57 | 4443 | 6269 | 0.6 | 4153 | 2249 | 0.22 | 8173
366 | Kerchoff 1 | PGE Fresno | {} | 9 | 0 | 0 | 9 | 1 | [5 empty] | 0 | 0 | 0 | 0 |  | 9 | 1 | 0 | 0 | 0 | 0 | 9 | 0 | 0 | 9 | 9 | 1 | 0 | 9 | 1 | 0 | 9 | 1 | 0 | 0 | 0 | 9
367 | Brunswick | PGE NGBA | {} | 4155 | 1278 | 0.31 | 2877 | 0.69 | [5 empty] | 0 | 0 | 0 | 0 |  | 2892 | 0.7 | 215 | 0.05 | 932 | 0.22 | 3223 | 215 | 0.05 | 3940 | 532 | 0.13 | 3623 | 1373 | 0.33 | 2782 | 2118 | 0.51 | 2037 | 106 | 0.03 | 4049
368 | Tejon | PGE Kern | {} | 111185 | 16178 | 0.15 | 95007 | 0.85 | [5 empty] | 1787 | 0.02 | 1474 | 0.01 |  | 37547 | 0.34 | 22779 | 0.2 | 58804 | 0.53 | 52380 | 51073 | 0.46 | 60112 | 37813 | 0.34 | 73372 | 89143 | 0.8 | 22042 | 48635 | 0.44 | 62550 | 1225 | 0.01 | 109960
369 | Bakersfield | PGE Kern | {} | 3003 | 534 | 0.18 | 2469 | 0.82 | [5 empty] | 0 | 0 | 0 | 0 |  | 297 | 0.1 | 2706 | 0.9 | 1250 | 0.42 | 1753 | 770 | 0.26 | 2233 | 1215 | 0.4 | 1787 | 1851 | 0.62 | 1152 | 2174 | 0.72 | 828 | 33 | 0.01 | 2970
370 | Drum | PGE NGBA | {} | 40904 | 10421 | 0.25 | 30482 | 0.75 | [5 empty] | 0 | 0 | 0 | 0 |  | 8572 | 0.21 | 277 | 0.01 | 6698 | 0.16 | 34206 | 5659 | 0.14 | 35245 | 14293 | 0.35 | 26611 | 20030 | 0.49 | 20874 | 19563 | 0.48 | 21341 | 2866 | 0.07 | 38037
371 | El Nido (SCE) | SCE Metro | {'Chevmain': [1.8, 16.0], 'La Fresa': [2.9, 15.0], 'El Segundo': [3.0, 15.0], 'Redondo': [3.4, 15.0], 'Windsor': [7.0, 3.0], 'La Cienega': [7.3, 3.0], 'Arcogen': [9.2, 11.0]} | 1079 | 429 | 0.4 | 650 | 0.6 | [5 empty] | 0 | 0 | 0 | 0 |  | 0 | 0 | 0 | 0 | 8 | 0.01 | 1071 | 229 | 0.21 | 850 | 595 | 0.55 | 484 | 604 | 0.56 | 475 | 0 | 0 | 1079 | 24 | 0.02 | 1055
372 | Monserate | SDGE Imperial | {} | 291 | 66 | 0.23 | 225 | 0.77 | [5 empty] | 0 | 0 | 0 | 0 |  | 3 | 0.01 | 0 | 0 | 34 | 0.12 | 257 | 184 | 0.63 | 107 | 209 | 0.72 | 82 | 209 | 0.72 | 82 | 0 | 0 | 291 | 32 | 0.11 | 258
373 | Richmond R | PGE GBA | {'Standard Oil': [2.2, 344.0], 'Standard Oil 2': [2.2, 344.0], 'El Cerrito G': [3.7, 419.0], 'San Pablo': [4.5, 259.0], 'Sobrante': [8.9, 236.0], 'Oakland L': [9.7, 273.0], 'Oakland C': [10.1, 261.0], 'Christie': [10.2, 46.0], 'Oakland X': [11.3, 188.0], 'Potrero': [11.9, 259.0], 'SAN FRAN A (POTRERO PP)': [11.9, 261.0], 'Moraga': [12.5, 132.0], 'Carquinez': [13.2, 27.0], 'Alhambra': [13.8, 24.0], 'Ignacio': [14.0, 41.0], 'Oakland J': [14.1, 162.0], 'Martinez': [15.0, 23.0], 'Martin': [15.7, 142.0], 'Edes': [16.2, 120.0], 'Bahia': [16.5, 23.0], 'Parkway': [17.1, 23.0]} | 33663 | 2396 | 0.07 | 31267 | 0.93 | [5 empty] | 258 | 0.01 | 0 | 0 |  | 18007 | 0.53 | 0 | 0 | 20545 | 0.61 | 13118 | 15935 | 0.47 | 17728 | 15212 | 0.45 | 18450 | 29476 | 0.88 | 4187 | 13595 | 0.4 | 20068 | 9223 | 0.27 | 24440
374 | Storey | PGE Fresno | {} | 0 | 0 | 0 | 0 | 0 | [5 empty] | 0 | 0 | 0 | 0 |  | 0 | 0 | 0 | 0 | 0 | 0 | 0 | 0 | 0 | 0 | 0 | 0 | 0 | 0 | 0 | 0 | 0 | 0 | 0 | 0 | 0 | 0
375 | Alpine | SDGE Imperial | {} | 27490 | 7252 | 0.26 | 20238 | 0.74 | [5 empty] | 7 | 0 | 0 | 0 |  | 3961 | 0.14 | 21912 | 0.8 | 3746 | 0.14 | 23745 | 5062 | 0.18 | 22429 | 12394 | 0.45 | 15096 | 13236 | 0.48 | 14255 | 10752 | 0.39 | 16739 | 1227 | 0.04 | 26264
376 | Sobrante | PGE GBA | {'Moraga': [4.8, 168.0], 'El Cerrito G': [5.2, 737.0], 'Christie': [6.8, 744.0], 'Oakland X': [7.1, 178.0], 'Oakland L': [7.5, 246.0], 'Alhambra': [7.5, 722.0], 'Lakewood': [8.2, 104.0], 'Oakland C': [8.5, 234.0], 'Richmond R': [8.9, 236.0], 'San Pablo': [8.9, 853.0], 'Martinez': [9.1, 721.0], 'Meadow Lane': [9.3, 692.0], 'Oakland J': [9.9, 156.0], 'Standard Oil': [10.6, 160.0], 'Standard Oil 2': [10.6, 160.0], 'Edes': [11.6, 122.0], 'Bahia': [12.8, 721.0], 'Carquinez': [13.1, 725.0], 'San Leandro U': [14.0, 35.0], 'SAN FRAN A (POTRERO PP)': [14.2, 168.0], 'Potrero': [14.2, 168.0], 'Parkway': [16.2, 721.0], 'Grant': [16.5, 26.0], 'Martin': [17.8, 96.0]} | 46452 | 4964 | 0.11 | 41488 | 0.89 | [5 empty] | 3678 | 0.08 | 14 | 0 |  | 26342 | 0.57 | 102 | 0 | 21208 | 0.46 | 25244 | 23491 | 0.51 | 22961 | 21573 | 0.46 | 24879 | 37649 | 0.81 | 8803 | 13082 | 0.28 | 33370 | 13518 | 0.29 | 32934
377 | San Marcos | SDGE Imperial | {'Shadowridge': [2.5, 8.0], 'Palomar Airport': [5.2, 8.0], 'Melrose': [6.3, 3.0], 'Cannon': [7.8, 8.0], 'Ocean Ranch': [8.0, 3.0], 'Encina': [8.0, 8.0], 'Artesian': [8.3, 4.0], 'San Luis Rey': [9.8, 3.0], 'North City Metering': [11.9, 5.0], 'Penasquitos': [14.6, 3.0]} | 519 | 185 | 0.36 | 335 | 0.64 | [5 empty] | 0 | 0 | 0 | 0 |  | 3 | 0.01 | 0 | 0 | 34 | 0.06 | 485 | 225 | 0.43 | 294 | 309 | 0.59 | 210 | 309 | 0.59 | 210 | 0 | 0 | 519 | 33 | 0.06 | 486
378 | Fink | PGE Fresno | {} | 17966 | 0 | 0 | 17966 | 1 | [5 empty] | 3 | 0 | 0 | 0 |  | 9946 | 0.55 | 8014 | 0.45 | 17335 | 0.96 | 631 | 6367 | 0.35 | 11599 | 8217 | 0.46 | 9750 | 17648 | 0.98 | 318 | 17230 | 0.96 | 736 | 72 | 0 | 17894
379 | La Cienega | SCE Metro | {'Windsor': [1.1, 4.0], 'El Segundo': [6.9, 4.0], 'Chevmain': [7.0, 4.0], 'El Nido': [7.3, 3.0]} | 2405 | 655 | 0.27 | 1749 | 0.73 | [5 empty] | 0 | 0 | 0 | 0 |  | 493 | 0.2 | 814 | 0.34 | 799 | 0.33 | 1605 | 202 | 0.08 | 2202 | 600 | 0.25 | 1805 | 1399 | 0.58 | 1006 | 958 | 0.4 | 1446 | 55 | 0.02 | 2350
380 | Pittsburg | PGE GBA | {'Kirker': [1.2, 1026.0], 'GWF 2': [2.4, 1359.0], 'Collinsville': [4.5, 1354.0], 'Contra Costa': [6.7, 1237.0], 'Birds Landing': [7.1, 1350.0], 'Contra Costa PP': [7.4, 1237.0], 'Clayton': [7.5, 10.0], 'Shiloh III': [9.6, 1337.0], 'Lone Tree': [9.7, 217.0], 'Meadow Lane': [9.8, 10.0], 'Martinez': [12.0, 10.0], 'Alhambra': [13.0, 9.0], 'Lambie': [13.0, 1140.0], 'Lambie Energy': [13.0, 1140.0], 'Bahia': [13.4, 10.0], 'Brentwood': [14.4, 13.0]} | 148725 | 13367 | 0.09 | 135358 | 0.91 | [5 empty] | 27736 | 0.19 | 32120 | 0.22 |  | 70752 | 0.48 | 102 | 0 | 47101 | 0.32 | 101624 | 59313 | 0.4 | 89412 | 61193 | 0.41 | 87532 | 88836 | 0.6 | 59889 | 20655 | 0.14 | 128070 | 31339 | 0.21 | 117387
381 | Morro Bay | PGE Kern | {'Diablo Canyon': [11.0, 13.0], 'Templeton': [16.0, 35.0]} | 15311 | 1985 | 0.13 | 13327 | 0.87 | [5 empty] | 52 | 0 | 0 | 0 |  | 11132 | 0.73 | 2815 | 0.18 | 7334 | 0.48 | 7978 | 1563 | 0.1 | 13749 | 4967 | 0.32 | 10344 | 9810 | 0.64 | 5501 | 10187 | 0.67 | 5124 | 236 | 0.02 | 15075
382 | Contra Costa | PGE GBA | {'Contra Costa PP': [1.6, 1948.0], 'Lone Tree': [3.9, 352.0], 'GWF 2': [4.4, 1400.0], 'Collinsville': [6.3, 1715.0], 'Pittsburg': [6.7, 1237.0], 'Kirker': [6.8, 904.0], 'Brentwood': [8.0, 139.0], 'Birds Landing': [9.1, 1745.0], 'Clayton': [10.8, 1.0], 'Shiloh III': [12.3, 1450.0], 'Tassajara': [15.5, 75.0], 'Lambie': [16.1, 1120.0], 'Lambie Energy': [16.1, 1120.0], 'Grand Island': [19.2, 151.0]} | 151771 | 12633 | 0.08 | 139138 | 0.92 | [5 empty] | 27608 | 0.18 | 32155 | 0.21 |  | 76617 | 0.5 | 499 | 0 | 51600 | 0.34 | 100171 | 68035 | 0.45 | 83735 | 69619 | 0.46 | 82152 | 93143 | 0.61 | 58628 | 24034 | 0.16 | 127737 | 31158 | 0.21 | 120613
383 | New Sub - Gates - Templeton (Proposed) | PGE Kern | {} | 6420 | 251 | 0.04 | 6169 | 0.96 | [5 empty] | 956 | 0.15 | 0 | 0 |  | 6006 | 0.94 | 173 | 0.03 | 4144 | 0.65 | 2276 | 390 | 0.06 | 6030 | 1609 | 0.25 | 4811 | 4581 | 0.71 | 1839 | 4120 | 0.64 | 2300 | 69 | 0.01 | 6351
384 | Hinson | SCE Metro | {'Arcogen': [1.2, 397.0], 'Harborgen': [2.8, 398.0], 'Long Beach': [3.7, 398.0], 'Lighthipe': [5.0, 309.0], 'La Fresa': [7.2, 55.0], 'Del Amo': [7.4, 330.0], 'Alamitos': [8.0, 373.0], 'Redondo': [9.7, 1.0], 'Barre': [13.8, 2.0], 'Huntington Beach': [18.5, 2.0], 'Ellis': [18.5, 2.0]} | 1266 | 425 | 0.34 | 841 | 0.66 | [5 empty] | 0 | 0 | 0 | 0 |  | 0 | 0 | 0 | 0 | 10 | 0.01 | 1256 | 257 | 0.2 | 1009 | 780 | 0.62 | 486 | 790 | 0.62 | 476 | 0 | 0 | 1266 | 31 | 0.02 | 1235
385 | Chicarita | SDGE Imperial | {} | 950 | 227 | 0.24 | 724 | 0.76 | [5 empty] | 0 | 0 | 0 | 0 |  | 0 | 0 | 15 | 0.02 | 90 | 0.1 | 860 | 409 | 0.43 | 541 | 640 | 0.67 | 310 | 660 | 0.69 | 290 | 15 | 0.02 | 935 | 80 | 0.08 | 871
386 | Mendocino | PGE NGBA | {} | 10048 | 1641 | 0.16 | 8407 | 0.84 | [5 empty] | 129 | 0.01 | 18 | 0 |  | 2215 | 0.22 | 3281 | 0.33 | 4187 | 0.42 | 5861 | 1071 | 0.11 | 8977 | 1981 | 0.2 | 8067 | 5538 | 0.55 | 4510 | 6574 | 0.65 | 3474 | 30 | 0 | 10018
387 | Delevan | PGE NGBA | {} | 12123 | 460 | 0.04 | 11663 | 0.96 | [5 empty] | 0 | 0 | 0 | 0 |  | 2489 | 0.21 | 8182 | 0.67 | 3964 | 0.33 | 8160 | 2718 | 0.22 | 9405 | 3827 | 0.32 | 8297 | 6388 | 0.53 | 5736 | 10591 | 0.87 | 1533 | 52 | 0 | 12071
388 | Pastoria | SCE Northern | {} | 179240 | 33895 | 0.19 | 145345 | 0.81 | [5 empty] | 2958 | 0.02 | 1537 | 0.01 |  | 43992 | 0.25 | 28060 | 0.16 | 76098 | 0.42 | 103142 | 76617 | 0.43 | 102623 | 61163 | 0.34 | 118077 | 131192 | 0.73 | 48048 | 70402 | 0.39 | 108838 | 2120 | 0.01 | 177120
389 | Tortilla | SCE NOL | {} | 122523 | 29075 | 0.24 | 93448 | 0.76 | [5 empty] | 706 | 0.01 | 583 | 0 |  | 0 | 0 | 0 | 0 | 57348 | 0.47 | 65175 | 28216 | 0.23 | 94307 | 13581 | 0.11 | 108942 | 62860 | 0.51 | 59663 | 68084 | 0.56 | 54439 | 1598 | 0.01 | 120925
390 | Cooley Landing | PGE GBA | {'Ravenswood': [1.5, 23.0], 'Menlo': [5.0, 17.0], 'Whisman': [5.8, 1.0], 'Dumbarton': [6.9, 19.0], 'Jefferson': [8.7, 17.0], 'Eastshore': [10.6, 16.0], 'Mt Eden': [11.1, 8.0], 'Mt. Eden': [11.1, 8.0], 'Grant': [13.9, 6.0], 'Burlingame': [15.2, 7.0], 'Castro Valley': [15.6, 6.0], 'San Leandro U': [16.5, 6.0], 'Millbrae': [17.1, 4.0], 'Edes': [18.8, 4.0]} | 5752 | 623 | 0.11 | 5128 | 0.89 | [5 empty] | 4 | 0 | 1 | 0 |  | 3676 | 0.64 | 327 | 0.06 | 3492 | 0.61 | 2260 | 2836 | 0.49 | 2916 | 3348 | 0.58 | 2404 | 4691 | 0.82 | 1061 | 3066 | 0.53 | 2686 | 220 | 0.04 | 5531
391 | Cielo Azul | SCE Arizona | {} | 0 | 0 | 0 | 0 | 0 | [5 empty] | 0 | 0 | 0 | 0 |  | 0 | 0 | 0 | 0 | 0 | 0 | 0 | 0 | 0 | 0 | 0 | 0 | 0 | 0 | 0 | 0 | 0 | 0 | 0 | 0 | 0 | 0
392 | Sycamore | PGE Kern | {} | 3245 | 534 | 0.16 | 2711 | 0.84 | [5 empty] | 0 | 0 | 0 | 0 |  | 273 | 0.08 | 2972 | 0.92 | 1061 | 0.33 | 2184 | 737 | 0.23 | 2508 | 1672 | 0.52 | 1574 | 2175 | 0.67 | 1071 | 2153 | 0.66 | 1092 | 35 | 0.01 | 3210
393 | Valley Switch | SCE EOP | {'Valley (VEA)': [4.9, 1.0], 'Lathrop': [9.4, 5.0], 'Jackass (DOE)': [17.7, 5.0]} | 128539 | 9193 | 0.07 | 119346 | 0.93 | [5 empty] | 0 | 0 | 0 | 0 |  | 0 | 0 | 0 | 0 | 0 | 0 | 128539 | 562 | 0 | 127976 | 666 | 0.01 | 127873 | 666 | 0.01 | 127873 | 3391 | 0.03 | 125147 | 122 | 0 | 128416
394 | Hartley | PGE NGBA | {} | 27515 | 1337 | 0.05 | 26178 | 0.95 | [5 empty] | 225 | 0.01 | 34 | 0 |  | 8131 | 0.3 | 15082 | 0.55 | 17146 | 0.62 | 10369 | 7701 | 0.28 | 19814 | 15669 | 0.57 | 11846 | 22159 | 0.81 | 5356 | 17169 | 0.62 | 10347 | 191 | 0.01 | 27324
395 | Copus | PGE Kern | {} | 6869 | 149 | 0.02 | 6719 | 0.98 | [5 empty] | 0 | 0 | 0 | 0 |  | 3697 | 0.54 | 2886 | 0.42 | 5607 | 0.82 | 1262 | 3821 | 0.56 | 3048 | 4021 | 0.59 | 2848 | 6458 | 0.94 | 411 | 4580 | 0.67 | 2288 | 195 | 0.03 | 6673
396 | Bay Boulevard | SDGE Imperial | {'Imperial Beach': [1.7, 64.0], 'Otay': [2.3, 38.0], 'Telegraph Canyon': [5.0, 37.0], 'San Ysidro': [5.1, 32.0], 'Silvergate': [6.6, 127.0], 'Salt Creek': [8.1, 24.0], 'Miguel': [8.1, 28.0], 'Vine': [10.3, 124.0], 'Spring Valley': [10.5, 1.0], 'Otay Mesa': [10.9, 2.0], 'Point Loma': [12.2, 124.0], 'Old Town': [12.3, 124.0], 'Mission': [12.4, 123.0], 'Murray': [13.3, 2.0], 'Elliot': [14.4, 80.0], 'Elliott': [14.4, 81.0], 'Kearny': [15.7, 83.0], 'Mesa Heights': [15.8, 83.0]} | 935 | 236 | 0.25 | 699 | 0.75 | [5 empty] | 0 | 0 | 0 | 0 |  | 0 | 0 | 0 | 0 | 54 | 0.06 | 881 | 322 | 0.34 | 613 | 629 | 0.67 | 306 | 634 | 0.68 | 301 | 34 | 0.04 | 901 | 68 | 0.07 | 867
397 | Mission | SDGE Imperial | {'Kearny': [3.4, 155.0], 'Mesa Heights': [3.4, 156.0], 'Old Town': [3.4, 211.0], 'Elliot': [3.6, 121.0], 'Elliott': [3.6, 122.0], 'Vine': [4.0, 211.0], 'Silvergate': [6.2, 188.0], 'Point Loma': [6.3, 211.0], 'Murray': [6.6, 2.0], 'Spring Valley': [8.4, 1.0], 'Penasquitos': [10.5, 23.0], 'Miguel': [11.5, 26.0], 'Salt Creek': [11.6, 23.0], 'Telegraph Canyon': [12.3, 32.0], 'Bay Boulevard': [12.4, 123.0], 'North City Metering': [13.0, 23.0], 'Otay': [13.9, 33.0], 'Imperial Beach': [14.1, 58.0], 'San Ysidro': [16.7, 27.0]} | 886 | 206 | 0.23 | 680 | 0.77 | [5 empty] | 0 | 0 | 0 | 0 |  | 0 | 0 | 0 | 0 | 54 | 0.06 | 832 | 348 | 0.39 | 538 | 612 | 0.69 | 274 | 617 | 0.7 | 269 | 34 | 0.04 | 852 | 68 | 0.08 | 818
398 | Eight Mile | PGE GBA | {'Lodi': [2.1, 167.0]} | 126140 | 10142 | 0.08 | 115997 | 0.92 | [5 empty] | 26345 | 0.21 | 29969 | 0.24 |  | 62880 | 0.5 | 102 | 0 | 38667 | 0.31 | 87472 | 56336 | 0.45 | 69804 | 58840 | 0.47 | 67300 | 71887 | 0.57 | 54252 | 14876 | 0.12 | 111263 | 24897 | 0.2 | 101242
399 | Valley Center | SDGE Imperial | {} | 12288 | 885 | 0.07 | 11403 | 0.93 | [5 empty] | 11 | 0 | 0 | 0 |  | 1527 | 0.12 | 10245 | 0.83 | 4823 | 0.39 | 7465 | 1847 | 0.15 | 10441 | 5145 | 0.42 | 7142 | 6615 | 0.54 | 5673 | 6387 | 0.52 | 5901 | 944 | 0.08 | 11344
400 | Wilson | PGE Fresno | {} | 0 | 0 | 0 | 0 | 0 | [5 empty] | 0 | 0 | 0 | 0 |  | 0 | 0 | 0 | 0 | 0 | 0 | 0 | 0 | 0 | 0 | 0 | 0 | 0 | 0 | 0 | 0 | 0 | 0 | 0 | 0 | 0 | 0
401 | Donnells-Curtis | PGE GBA | {} | 15377 | 555 | 0.04 | 14822 | 0.96 | [5 empty] | 0 | 0 | 0 | 0 |  | 1735 | 0.11 | 293 | 0.02 | 1070 | 0.07 | 14308 | 1822 | 0.12 | 13556 | 5122 | 0.33 | 10255 | 7335 | 0.48 | 8042 | 12553 | 0.82 | 2824 | 2048 | 0.13 | 13329
402 | Lee Lake (Proposed) | SCE Eastern | {} | 312 | 61 | 0.19 | 251 | 0.81 | [5 empty] | 0 | 0 | 0 | 0 |  | 1 | 0 | 0 | 0 | 9 | 0.03 | 303 | 60 | 0.19 | 251 | 225 | 0.72 | 87 | 234 | 0.75 | 78 | 0 | 0 | 312 | 9 | 0.03 | 303
403 | Orosi | PGE Fresno | {} | 0 | 0 | 0 | 0 | 0 | [5 empty] | 0 | 0 | 0 | 0 |  | 0 | 0 | 0 | 0 | 0 | 0 | 0 | 0 | 0 | 0 | 0 | 0 | 0 | 0 | 0 | 0 | 0 | 0 | 0 | 0 | 0 | 0
404 | Ukiah | PGE NGBA | {} | 17991 | 2184 | 0.12 | 15807 | 0.88 | [5 empty] | 1131 | 0.06 | 70 | 0 |  | 4252 | 0.24 | 5768 | 0.32 | 9819 | 0.55 | 8172 | 1812 | 0.1 | 16179 | 5417 | 0.3 | 12574 | 11809 | 0.66 | 6182 | 9461 | 0.53 | 8529 | 502 | 0.03 | 17488
405 | New Sub - Gates - Midway (Proposed) | PGE Kern | {} | 9267 | 488 | 0.05 | 8779 | 0.95 | [5 empty] | 1074 | 0.12 | 0 | 0 |  | 7884 | 0.85 | 0 | 0 | 6527 | 0.7 | 2740 | 390 | 0.04 | 8877 | 1668 | 0.18 | 7599 | 6900 | 0.74 | 2367 | 5936 | 0.64 | 3331 | 69 | 0.01 | 9198
406 | Humboldt | PGE NGBA | {'Harris': [1.0, 140.0], 'Humboldt Bay': [5.9, 139.0], 'Arcata': [6.0, 110.0]} | 30033 | 5656 | 0.19 | 24377 | 0.81 | [5 empty] | 0 | 0 | 0 | 0 |  | 1761 | 0.06 | 695 | 0.02 | 2306 | 0.08 | 27727 | 1596 | 0.05 | 28437 | 2610 | 0.09 | 27424 | 3997 | 0.13 | 26036 | 21455 | 0.71 | 8579 | 1846 | 0.06 | 28187
407 | Chowchilla | PGE Fresno | {} | 0 | 0 | 0 | 0 | 0 | [5 empty] | 0 | 0 | 0 | 0 |  | 0 | 0 | 0 | 0 | 0 | 0 | 0 | 0 | 0 | 0 | 0 | 0 | 0 | 0 | 0 | 0 | 0 | 0 | 0 | 0 | 0 | 0
408 | Mesa (SCE) | SCE Metro | {} | 1743 | 529 | 0.3 | 1215 | 0.7 | [5 empty] | 0 | 0 | 0 | 0 |  | 131 | 0.08 | 0 | 0 | 5 | 0 | 1738 | 267 | 0.15 | 1476 | 646 | 0.37 | 1097 | 651 | 0.37 | 1092 | 541 | 0.31 | 1202 | 32 | 0.02 | 1712
409 | Colorado River | SCE Eastern | {'Blythe': [12.5, 4198.0]} | 163069 | 15316 | 0.09 | 147753 | 0.91 | [5 empty] | 20 | 0 | 6 | 0 |  | 0 | 0 | 0 | 0 | 69983 | 0.43 | 93086 | 44605 | 0.27 | 118464 | 42141 | 0.26 | 120928 | 83760 | 0.51 | 79309 | 125220 | 0.77 | 37849 | 728 | 0 | 162341
410 | Placerville | PGE NGBA | {} | 1338 | 323 | 0.24 | 1016 | 0.76 | [5 empty] | 0 | 0 | 0 | 0 |  | 1101 | 0.82 | 0 | 0 | 14 | 0.01 | 1324 | 116 | 0.09 | 1222 | 0 | 0 | 1338 | 130 | 0.1 | 1208 | 970 | 0.72 | 368 | 54 | 0.04 | 1284
411 | Inyokern | SCE NOL | {} | 83185 | 17863 | 0.21 | 65322 | 0.79 | [5 empty] | 58 | 0 | 121 | 0 |  | 2844 | 0.03 | 752 | 0.01 | 16882 | 0.2 | 66303 | 21572 | 0.26 | 61613 | 9991 | 0.12 | 73194 | 35105 | 0.42 | 48080 | 47604 | 0.57 | 35581 | 454 | 0.01 | 82731
412 | Mandalay | SCE Northern | {'Ormond Beach': [7.1, 84.0], 'Santa Clara': [7.5, 11.0]} | 2053 | 180 | 0.09 | 1873 | 0.91 | [5 empty] | 5 | 0 | 0 | 0 |  | 1054 | 0.51 | 179 | 0.09 | 989 | 0.48 | 1063 | 226 | 0.11 | 1826 | 411 | 0.2 | 1642 | 1229 | 0.6 | 823 | 1078 | 0.52 | 975 | 109 | 0.05 | 1944
413 | Creelman | SDGE Imperial | {} | 18976 | 934 | 0.05 | 18042 | 0.95 | [5 empty] | 11 | 0 | 0 | 0 |  | 2529 | 0.13 | 15732 | 0.83 | 4523 | 0.24 | 14453 | 4933 | 0.26 | 14043 | 9819 | 0.52 | 9157 | 10975 | 0.58 | 8001 | 10186 | 0.54 | 8790 | 1086 | 0.06 | 17890
414 | Harborgen | SCE Metro | {'Long Beach': [0.9, 400.0], 'Arcogen': [2.8, 397.0], 'Hinson': [2.8, 398.0], 'Alamitos': [7.4, 373.0], 'Lighthipe': [7.7, 309.0], 'La Fresa': [8.7, 57.0], 'Del Amo': [8.9, 330.0], 'Redondo': [10.4, 3.0], 'Barre': [14.2, 2.0], 'Huntington Beach': [17.0, 2.0], 'Ellis': [17.5, 2.0]} | 1256 | 418 | 0.33 | 838 | 0.67 | [5 empty] | 0 | 0 | 0 | 0 |  | 0 | 0 | 0 | 0 | 9 | 0.01 | 1247 | 257 | 0.2 | 998 | 780 | 0.62 | 476 | 789 | 0.63 | 467 | 0 | 0 | 1256 | 31 | 0.02 | 1225
415 | Capistrano | SDGE Imperial | {'Q1806': [1.6, 45.0], 'Margarita': [3.4, 39.0], 'Trabuco': [3.5, 43.0], 'Rancho Mission Viejo': [3.9, 40.0], 'North of SONGS': [6.8, 39.0], 'Talega': [6.8, 39.0], 'San Onofre': [11.8, 14.0], 'Santiago': [12.1, 7.0]} | 632 | 87 | 0.14 | 545 | 0.86 | [5 empty] | 0 | 0 | 0 | 0 |  | 3 | 0 | 0 | 0 | 43 | 0.07 | 589 | 319 | 0.51 | 313 | 507 | 0.8 | 125 | 516 | 0.82 | 116 | 0 | 0 | 632 | 61 | 0.1 | 571
416 | Red Bluff | PGE NGBA | {} | 11214 | 876 | 0.08 | 10338 | 0.92 | [5 empty] | 417 | 0.04 | 46 | 0 |  | 10387 | 0.93 | 676 | 0.06 | 5895 | 0.53 | 5319 | 679 | 0.06 | 10535 | 1694 | 0.15 | 9520 | 6732 | 0.6 | 4482 | 6597 | 0.59 | 4617 | 2251 | 0.2 | 8963
417 | Scripps | SDGE Imperial | {} | 955 | 231 | 0.24 | 724 | 0.76 | [5 empty] | 0 | 0 | 0 | 0 |  | 0 | 0 | 0 | 0 | 88 | 0.09 | 867 | 417 | 0.44 | 538 | 651 | 0.68 | 304 | 656 | 0.69 | 299 | 0 | 0 | 955 | 82 | 0.09 | 874
418 | Johanna | SCE Metro | {'Ellis': [5.5, 18.0], 'Santiago': [5.9, 18.0], 'Huntington Beach': [8.6, 18.0]} | 1239 | 431 | 0.35 | 808 | 0.65 | [5 empty] | 0 | 0 | 0 | 0 |  | 0 | 0 | 0 | 0 | 9 | 0.01 | 1230 | 213 | 0.17 | 1026 | 751 | 0.61 | 487 | 760 | 0.61 | 478 | 0 | 0 | 1239 | 31 | 0.03 | 1208
419 | Cottle | PGE GBA | {} | 6 | 0 | 0 | 6 | 1 | [5 empty] | 0 | 0 | 0 | 0 |  | 6 | 1 | 0 | 0 | 6 | 1 | 0 | 1 | 0.2 | 5 | 1 | 0.2 | 5 | 6 | 1 | 0 | 6 | 1 | 0 | 0 | 0 | 6
420 | Kingsburg | PGE Fresno | {} | 0 | 0 | 0 | 0 | 0 | [5 empty] | 0 | 0 | 0 | 0 |  | 0 | 0 | 0 | 0 | 0 | 0 | 0 | 0 | 0 | 0 | 0 | 0 | 0 | 0 | 0 | 0 | 0 | 0 | 0 | 0 | 0 | 0
421 | Panoche | PGE Fresno | {} | 4637 | 0 | 0 | 4637 | 1 | [5 empty] | 0 | 0 | 0 | 0 |  | 1345 | 0.29 | 3274 | 0.71 | 3969 | 0.86 | 668 | 304 | 0.07 | 4333 | 847 | 0.18 | 3790 | 4298 | 0.93 | 339 | 4540 | 0.98 | 97 | 1 | 0 | 4636
422 | Fulton | PGE NGBA | {} | 29149 | 243 | 0.01 | 28906 | 0.99 | [5 empty] | 595 | 0.02 | 49 | 0 |  | 13193 | 0.45 | 4574 | 0.16 | 24698 | 0.85 | 4451 | 9380 | 0.32 | 19769 | 17536 | 0.6 | 11613 | 27734 | 0.95 | 1415 | 18439 | 0.63 | 10710 | 673 | 0.02 | 28476
423 | Ripon | PGE GBA | {} | 33699 | 0 | 0 | 33699 | 1 | [5 empty] | 793 | 0.02 | 1026 | 0.03 |  | 26198 | 0.78 | 4911 | 0.15 | 30914 | 0.92 | 2786 | 25353 | 0.75 | 8346 | 29338 | 0.87 | 4361 | 33696 | 1 | 3 | 17721 | 0.53 | 15978 | 814 | 0.02 | 32886
424 | Shafter | PGE Kern | {} | 0 | 0 | 0 | 0 | 0 | [5 empty] | 0 | 0 | 0 | 0 |  | 0 | 0 | 0 | 0 | 0 | 0 | 0 | 0 | 0 | 0 | 0 | 0 | 0 | 0 | 0 | 0 | 0 | 0 | 0 | 0 | 0 | 0
425 | San Luis Rey | SDGE Imperial | {'Ocean Ranch': [2.3, 29.0], 'Melrose': [4.7, 29.0], 'Cannon': [5.1, 29.0], 'Encina': [5.2, 29.0], 'Palomar Airport': [6.7, 24.0], 'Pendleton': [6.8, 27.0], 'Shadowridge': [7.3, 17.0], 'San Marcos': [9.8, 3.0], 'North City Metering': [18.7, 0.0]} | 341 | 85 | 0.25 | 256 | 0.75 | [5 empty] | 0 | 0 | 0 | 0 |  | 3 | 0.01 | 0 | 0 | 34 | 0.1 | 307 | 195 | 0.57 | 146 | 236 | 0.69 | 104 | 236 | 0.69 | 104 | 0 | 0 | 341 | 32 | 0.09 | 308
426 | Woodward | PGE Fresno | {} | 0 | 0 | 0 | 0 | 0 | [5 empty] | 0 | 0 | 0 | 0 |  | 0 | 0 | 0 | 0 | 0 | 0 | 0 | 0 | 0 | 0 | 0 | 0 | 0 | 0 | 0 | 0 | 0 | 0 | 0 | 0 | 0 | 0
427 | Helm | PGE Fresno | {} | 264 | 0 | 0 | 264 | 1 | [5 empty] | 0 | 0 | 0 | 0 |  | 171 | 0.65 | 76 | 0.29 | 264 | 1 | 0 | 0 | 0 | 264 | 27 | 0.1 | 237 | 264 | 1 | 0 | 193 | 0.73 | 71 | 0 | 0 | 264
428 | FMC | PGE GBA | {} | 16073 | 265 | 0.02 | 15808 | 0.98 | [5 empty] | 9 | 0 | 7 | 0 |  | 11055 | 0.69 | 4303 | 0.27 | 14976 | 0.93 | 1097 | 9615 | 0.6 | 6458 | 10879 | 0.68 | 5194 | 15438 | 0.96 | 635 | 12059 | 0.75 | 4014 | 398 | 0.02 | 15675
429 | Mohave | SCE EOP | {} | 17628 | 6253 | 0.35 | 11375 | 0.65 | [5 empty] | 0 | 0 | 0 | 0 |  | 0 | 0 | 0 | 0 | 1387 | 0.08 | 16241 | 2615 | 0.15 | 15013 | 2294 | 0.13 | 15334 | 4389 | 0.25 | 13239 | 4803 | 0.27 | 12825 | 0 | 0 | 17628
430 | Wakefield | SCE Northern | {} | 14787 | 455 | 0.03 | 14332 | 0.97 | [5 empty] | 5 | 0 | 0 | 0 |  | 3661 | 0.25 | 10301 | 0.7 | 12730 | 0.86 | 2057 | 1012 | 0.07 | 13775 | 1180 | 0.08 | 13607 | 13026 | 0.88 | 1761 | 9119 | 0.62 | 5668 | 308 | 0.02 | 14479
431 | Kern PP | PGE Kern | {} | 998 | 9 | 0.01 | 990 | 0.99 | [5 empty] | 0 | 0 | 0 | 0 |  | 123 | 0.12 | 875 | 0.88 | 533 | 0.53 | 465 | 444 | 0.45 | 554 | 557 | 0.56 | 441 | 921 | 0.92 | 78 | 893 | 0.89 | 106 | 1 | 0 | 997
432 | Diablo Canyon | PGE Kern | {'Morro Bay': [11.0, 13.0], 'San Luis Obispo': [12.3, 82.0], 'Oceano': [16.9, 11.0], 'Callender': [18.8, 1.0]} | 14449 | 1915 | 0.13 | 12534 | 0.87 | [5 empty] | 51 | 0 | 0 | 0 |  | 10460 | 0.72 | 2504 | 0.17 | 6811 | 0.47 | 7638 | 1530 | 0.11 | 12919 | 4875 | 0.34 | 9574 | 9183 | 0.64 | 5266 | 9473 | 0.66 | 4976 | 291 | 0.02 | 14158
433 | Reedley | PGE Fresno | {} | 0 | 0 | 0 | 0 | 0 | [5 empty] | 0 | 0 | 0 | 0 |  | 0 | 0 | 0 | 0 | 0 | 0 | 0 | 0 | 0 | 0 | 0 | 0 | 0 | 0 | 0 | 0 | 0 | 0 | 0 | 0 | 0 | 0
434 | Oakland J | PGE GBA | {'Edes': [2.0, 303.0], 'Oakland X': [3.1, 366.0], 'Oakland C': [4.4, 366.0], 'Oakland L': [4.5, 365.0], 'San Leandro U': [5.1, 149.0], 'Moraga': [6.6, 215.0], 'Grant': [7.0, 122.0], 'SAN FRAN A (POTRERO PP)': [9.3, 320.0], 'Potrero': [9.3, 320.0], 'Castro Valley': [9.7, 58.0], 'Sobrante': [9.9, 156.0], 'Mt Eden': [11.0, 64.0], 'Mt. Eden': [11.0, 64.0], 'Eastshore': [11.0, 66.0], 'Martin': [11.4, 251.0], 'El Cerrito G': [11.7, 219.0], 'Richmond R': [14.1, 162.0], 'Burlingame': [14.5, 17.0], 'Millbrae': [14.6, 27.0], 'Standard Oil': [16.3, 41.0], 'Standard Oil 2': [16.3, 41.0], 'San Pablo': [16.8, 40.0]} | 25418 | 2200 | 0.09 | 23218 | 0.91 | [5 empty] | 84 | 0 | 0 | 0 |  | 10895 | 0.43 | 102 | 0 | 13819 | 0.54 | 11599 | 16163 | 0.64 | 9256 | 13001 | 0.51 | 12417 | 21305 | 0.84 | 4113 | 6244 | 0.25 | 19175 | 8978 | 0.35 | 16440
435 | Sandy | SCE EOP | {} | 22596 | 3364 | 0.15 | 19232 | 0.85 | [5 empty] | 0 | 0 | 0 | 0 |  | 841 | 0.04 | 0 | 0 | 3097 | 0.14 | 19500 | 1147 | 0.05 | 21449 | 7697 | 0.34 | 14900 | 9297 | 0.41 | 13300 | 15526 | 0.69 | 7070 | 118 | 0.01 | 22479
436 | Cayetano | PGE GBA | {'Las Positas': [3.3, 21.0], 'Los Positas': [3.4, 21.0], 'Vasco': [3.5, 21.0], 'North Dublin': [4.7, 21.0], 'Altamont': [5.1, 21.0], 'Altamont Midway (Sandhill)': [5.2, 21.0], 'Vineyard': [6.6, 21.0], 'Windmaster': [8.2, 21.0], 'Tassajara': [8.6, 21.0], 'San Ramon': [8.9, 21.0]} | 74245 | 5632 | 0.08 | 68613 | 0.92 | [5 empty] | 7639 | 0.1 | 5806 | 0.08 |  | 38968 | 0.52 | 3992 | 0.05 | 42624 | 0.57 | 31621 | 51618 | 0.7 | 22626 | 50707 | 0.68 | 23538 | 61958 | 0.83 | 12287 | 21934 | 0.3 | 52311 | 12223 | 0.16 | 62022
437 | Pit 1 | PGE NGBA | {} | 14628 | 2291 | 0.16 | 12336 | 0.84 | [5 empty] | 0 | 0 | 0 | 0 |  | 8805 | 0.6 | 309 | 0.02 | 7268 | 0.5 | 7359 | 1914 | 0.13 | 12713 | 1656 | 0.11 | 12972 | 9296 | 0.64 | 5331 | 7868 | 0.54 | 6759 | 97 | 0.01 | 14531
438 | Metcalf | PGE GBA | {} | 11322 | 92 | 0.01 | 11230 | 0.99 | [5 empty] | 5 | 0 | 8 | 0 |  | 4846 | 0.43 | 6090 | 0.54 | 10282 | 0.91 | 1040 | 3915 | 0.35 | 7407 | 5117 | 0.45 | 6205 | 10838 | 0.96 | 484 | 10582 | 0.93 | 740 | 170 | 0.01 | 11152
439 | Delaney | SCE Arizona | {} | 0 | 0 | 0 | 0 | 0 | [5 empty] | 0 | 0 | 0 | 0 |  | 0 | 0 | 0 | 0 | 0 | 0 | 0 | 0 | 0 | 0 | 0 | 0 | 0 | 0 | 0 | 0 | 0 | 0 | 0 | 0 | 0 | 0
440 | Oakland L | PGE GBA | {'Oakland C': [1.0, 465.0], 'Oakland X': [2.2, 392.0], 'Oakland J': [4.5, 365.0], 'Moraga': [6.5, 235.0], 'Edes': [6.5, 303.0], 'SAN FRAN A (POTRERO PP)': [7.3, 353.0], 'Potrero': [7.3, 354.0], 'Sobrante': [7.5, 246.0], 'El Cerrito G': [7.6, 329.0], 'San Leandro U': [9.6, 149.0], 'Richmond R': [9.7, 273.0], 'Martin': [10.6, 272.0], 'Grant': [11.4, 122.0], 'Standard Oil': [11.8, 152.0], 'Standard Oil 2': [11.8, 152.0], 'San Pablo': [12.7, 130.0], 'Christie': [13.8, 20.0], 'Castro Valley': [14.1, 57.0], 'Eastshore': [15.4, 66.0], 'Mt Eden': [15.5, 64.0], 'Mt. Eden': [15.5, 64.0], 'Millbrae': [15.7, 27.0], 'Burlingame': [16.1, 17.0]} | 27829 | 2246 | 0.08 | 25583 | 0.92 | [5 empty] | 132 | 0 | 0 | 0 |  | 13047 | 0.47 | 102 | 0 | 15936 | 0.57 | 11893 | 15959 | 0.57 | 11870 | 13114 | 0.47 | 14715 | 23640 | 0.85 | 4189 | 7850 | 0.28 | 19979 | 9204 | 0.33 | 18625
441 | Lemoore | PGE Fresno | {} | 62 | 0 | 0 | 62 | 1 | [5 empty] | 0 | 0 | 0 | 0 |  | 49 | 0.79 | 0 | 0 | 62 | 1 | 0 | 0 | 0 | 62 | 27 | 0.43 | 35 | 62 | 1 | 0 | 32 | 0.51 | 30 | 0 | 0 | 62
442 | Tesla | PGE GBA | {} | 62505 | 3237 | 0.05 | 59268 | 0.95 | [5 empty] | 6324 | 0.1 | 3846 | 0.06 |  | 35839 | 0.57 | 6235 | 0.1 | 39921 | 0.64 | 22584 | 44347 | 0.71 | 18158 | 46904 | 0.75 | 15601 | 55198 | 0.88 | 7307 | 24247 | 0.39 | 38257 | 5173 | 0.08 | 57331
443 | Camanche | PGE GBA | {} | 0 | 0 | 0 | 0 | 0 | [5 empty] | 0 | 0 | 0 | 0 |  | 0 | 0 | 0 | 0 | 0 | 0 | 0 | 0 | 0 | 0 | 0 | 0 | 0 | 0 | 0 | 0 | 0 | 0 | 0 | 0 | 0 | 0
444 | Solar | PGE Kern | {'Carrizo Plains': [1.1, 135.0], 'Caliente': [8.0, 135.0], 'Kernridge': [18.4, 36.0]} | 19133 | 2243 | 0.12 | 16890 | 0.88 | [5 empty] | 1088 | 0.06 | 0 | 0 |  | 9142 | 0.48 | 8489 | 0.44 | 7800 | 0.41 | 11333 | 747 | 0.04 | 18386 | 3127 | 0.16 | 16006 | 9480 | 0.5 | 9653 | 13429 | 0.7 | 5704 | 165 | 0.01 | 18968
445 | Mesa Heights | SDGE Imperial | {'Kearny': [1.5, 155.0], 'Mission': [3.4, 156.0], 'Elliot': [4.1, 121.0], 'Elliott': [4.1, 122.0], 'Old Town': [4.9, 156.0], 'Vine': [6.4, 156.0], 'Penasquitos': [7.1, 23.0], 'Point Loma': [7.5, 156.0], 'Murray': [8.2, 2.0], 'Silvergate': [9.4, 133.0], 'North City Metering': [9.7, 23.0], 'Spring Valley': [10.9, 1.0], 'Bay Boulevard': [15.8, 83.0], 'Otay': [17.2, 1.0], 'Imperial Beach': [17.4, 23.0]} | 903 | 225 | 0.25 | 678 | 0.75 | [5 empty] | 0 | 0 | 0 | 0 |  | 0 | 0 | 0 | 0 | 88 | 0.1 | 815 | 369 | 0.41 | 534 | 603 | 0.67 | 300 | 608 | 0.67 | 295 | 3 | 0 | 900 | 68 | 0.08 | 834
446 | Cove Road | PGE NGBA | {'Round Mt.': [4.9, 537.0], 'New Sub - Pit 1 - Cottonwood (Proposed)': [6.8, 559.0], 'Pit 4': [8.7, 194.0], 'Carberry': [9.2, 559.0], 'Burney Forest': [11.1, 559.0], 'Burney Forest Power': [11.1, 559.0], 'Pit 3': [12.6, 22.0]} | 13493 | 2369 | 0.18 | 11125 | 0.82 | [5 empty] | 0 | 0 | 0 | 0 |  | 7435 | 0.55 | 3160 | 0.23 | 4717 | 0.35 | 8776 | 2898 | 0.21 | 10595 | 2841 | 0.21 | 10653 | 7748 | 0.57 | 5745 | 7466 | 0.55 | 6028 | 94 | 0.01 | 13400
447 | Gold Hill | PGE NGBA | {} | 0 | 0 | 0 | 0 | 0 | [5 empty] | 0 | 0 | 0 | 0 |  | 0 | 0 | 0 | 0 | 0 | 0 | 0 | 0 | 0 | 0 | 0 | 0 | 0 | 0 | 0 | 0 | 0 | 0 | 0 | 0 | 0 | 0
448 | Control | SCE NOL | {'Inyo': [2.2, 157.0]} | 25407 | 246 | 0.01 | 25161 | 0.99 | [5 empty] | 1 | 0 | 0 | 0 |  | 740 | 0.03 | 0 | 0 | 0 | 0 | 25407 | 15996 | 0.63 | 9411 | 3557 | 0.14 | 21851 | 19030 | 0.75 | 6377 | 23422 | 0.92 | 1986 | 1669 | 0.07 | 23738
449 | Lambie | PGE NGBA | {'Lambie': [0.0, 7266.0], 'Shiloh III': [3.8, 6178.0], 'Birds Landing': [7.0, 6178.0], 'Peabody': [7.1, 2254.0], 'Collinsville': [9.9, 5042.0], 'Vaca-Dixon & Gc Yard': [12.8, 1089.0], 'Pittsburg': [13.0, 1140.0], 'Kirker': [14.1, 822.0], 'GWF 2': [14.3, 1166.0], 'Grand Island': [14.9, 794.0], 'Contra Costa PP': [15.4, 1123.0], 'Contra Costa': [16.1, 1120.0], 'Lone Tree': [20.0, 8.0]} | 143896 | 13642 | 0.09 | 130254 | 0.91 | [5 empty] | 27821 | 0.19 | 32170 | 0.22 |  | 68364 | 0.48 | 102 | 0 | 44508 | 0.31 | 99389 | 45733 | 0.32 | 98163 | 45139 | 0.31 | 98757 | 83206 | 0.58 | 60690 | 26594 | 0.18 | 117303 | 30743 | 0.21 | 113154
450 | Summit | PGE NGBA | {} | 58817 | 11822 | 0.2 | 46995 | 0.8 | [5 empty] | 0 | 0 | 0 | 0 |  | 10797 | 0.18 | 5874 | 0.1 | 14833 | 0.25 | 43983 | 6966 | 0.12 | 51851 | 17346 | 0.29 | 41471 | 30702 | 0.52 | 28115 | 33620 | 0.57 | 25197 | 4185 | 0.07 | 54632
451 | Pauda | SCE Metro | {} | 11705 | 517 | 0.04 | 11189 | 0.96 | [5 empty] | 0 | 0 | 0 | 0 |  | 4543 | 0.39 | 3576 | 0.31 | 6499 | 0.56 | 5207 | 6278 | 0.54 | 5427 | 6413 | 0.55 | 5293 | 10667 | 0.91 | 1038 | 5901 | 0.5 | 5805 | 64 | 0.01 | 11641
452 | Ocotillo Express | SDGE Imperial | {'East County': [9.1, 45.0], 'Boulevard': [14.4, 5.0]} | 82726 | 16108 | 0.19 | 66618 | 0.81 | [5 empty] | 35 | 0 | 27 | 0 |  | 16866 | 0.2 | 18604 | 0.22 | 9833 | 0.12 | 72893 | 8238 | 0.1 | 74488 | 17076 | 0.21 | 65650 | 27887 | 0.34 | 54839 | 47937 | 0.58 | 34789 | 1673 | 0.02 | 81053
453 | Corcoran | PGE Fresno | {} | 0 | 0 | 0 | 0 | 0 | [5 empty] | 0 | 0 | 0 | 0 |  | 0 | 0 | 0 | 0 | 0 | 0 | 0 | 0 | 0 | 0 | 0 | 0 | 0 | 0 | 0 | 0 | 0 | 0 | 0 | 0 | 0 | 0
454 | Penasquitos | SDGE Imperial | {'North City Metering': [2.8, 26.0], 'Mesa Heights': [7.1, 23.0], 'Kearny': [7.8, 23.0], 'Artesian': [8.6, 3.0], 'Mission': [10.5, 23.0], 'Old Town': [10.7, 23.0], 'Point Loma': [12.3, 23.0], 'Vine': [12.7, 23.0], 'San Marcos': [14.6, 3.0], 'Palomar Airport': [14.7, 3.0], 'Shadowridge': [15.5, 3.0], 'Cannon': [16.5, 3.0], 'Encina': [16.6, 3.0]} | 932 | 227 | 0.24 | 706 | 0.76 | [5 empty] | 0 | 0 | 0 | 0 |  | 0 | 0 | 0 | 0 | 75 | 0.08 | 857 | 412 | 0.44 | 520 | 637 | 0.68 | 295 | 642 | 0.69 | 290 | 0 | 0 | 932 | 80 | 0.09 | 853
455 | Sonora | SCE Eastern | {} | 49601 | 15654 | 0.32 | 33948 | 0.68 | [5 empty] | 44 | 0 | 26 | 0 |  | 0 | 0 | 0 | 0 | 11816 | 0.24 | 37785 | 2463 | 0.05 | 47138 | 5072 | 0.1 | 44529 | 15970 | 0.32 | 33631 | 27265 | 0.55 | 22336 | 1306 | 0.03 | 48295
456 | Tranquility | PGE Fresno | {} | 760 | 0 | 0 | 760 | 1 | [5 empty] | 0 | 0 | 0 | 0 |  | 216 | 0.28 | 527 | 0.69 | 682 | 0.9 | 78 | 78 | 0.1 | 682 | 105 | 0.14 | 656 | 760 | 1 | 0 | 689 | 0.91 | 71 | 0 | 0 | 760
457 | Manning | PGE Fresno | {} | 4915 | 0 | 0 | 4915 | 1 | [5 empty] | 0 | 0 | 0 | 0 |  | 1389 | 0.28 | 3508 | 0.71 | 3986 | 0.81 | 929 | 394 | 0.08 | 4521 | 1014 | 0.21 | 3901 | 4481 | 0.91 | 433 | 4818 | 0.98 | 97 | 2 | 0 | 4913
458 | Rerc | SCE Eastern | {} | 9262 | 56 | 0.01 | 9206 | 0.99 | [5 empty] | 0 | 0 | 0 | 0 |  | 4292 | 0.46 | 3585 | 0.39 | 5857 | 0.63 | 3406 | 5145 | 0.56 | 4117 | 5318 | 0.57 | 3944 | 9074 | 0.98 | 189 | 4714 | 0.51 | 4548 | 64 | 0.01 | 9198
459 | Valley Center | SDGE Imperial | {} | 12288 | 885 | 0.07 | 11403 | 0.93 | [5 empty] | 11 | 0 | 0 | 0 |  | 1527 | 0.12 | 10245 | 0.83 | 4823 | 0.39 | 7465 | 1847 | 0.15 | 10441 | 5145 | 0.42 | 7142 | 6615 | 0.54 | 5673 | 6387 | 0.52 | 5901 | 944 | 0.08 | 11344
460 | Bannister | SCE Eastern | {} | 53307 | 14254 | 0.27 | 39052 | 0.73 | [5 empty] | 44 | 0 | 29 | 0 |  | 0 | 0 | 0 | 0 | 7313 | 0.14 | 45994 | 2900 | 0.05 | 50407 | 5072 | 0.1 | 48234 | 11904 | 0.22 | 41402 | 33810 | 0.63 | 19497 | 2157 | 0.04 | 51150
461 | Talega | SDGE Imperial | {'North of SONGS': [0.3, 45.0], 'Rancho Mission Viejo': [5.3, 40.0], 'San Onofre': [5.9, 20.0], 'Capistrano': [6.8, 39.0], 'Margarita': [7.5, 38.0], 'Q1806': [8.2, 38.0], 'Trabuco': [9.6, 36.0]} | 540 | 88 | 0.16 | 451 | 0.84 | [5 empty] | 0 | 0 | 0 | 0 |  | 3 | 0.01 | 0 | 0 | 43 | 0.08 | 497 | 236 | 0.44 | 304 | 415 | 0.77 | 124 | 424 | 0.79 | 115 | 0 | 0 | 540 | 57 | 0.11 | 483
462 | Arkansas | SCE Eastern | {} | 51695 | 16040 | 0.31 | 35655 | 0.69 | [5 empty] | 44 | 0 | 29 | 0 |  | 0 | 0 | 0 | 0 | 11336 | 0.22 | 40359 | 2463 | 0.05 | 49232 | 5072 | 0.1 | 46623 | 15491 | 0.3 | 36204 | 29392 | 0.57 | 22304 | 1363 | 0.03 | 50332
463 | Bailey | SCE Northern | {'Warne': [6.4, 2.0], 'Neenach': [15.4, 1511.0]} | 210965 | 48935 | 0.23 | 162030 | 0.77 | [5 empty] | 4175 | 0.02 | 2059 | 0.01 |  | 52051 | 0.25 | 36663 | 0.17 | 78712 | 0.37 | 132253 | 86157 | 0.41 | 124808 | 68450 | 0.32 | 142515 | 143709 | 0.68 | 67256 | 78432 | 0.37 | 132534 | 2737 | 0.01 | 208228
464 | Kasson | PGE GBA | {} | 49416 | 1414 | 0.03 | 48002 | 0.97 | [5 empty] | 2001 | 0.04 | 1991 | 0.04 |  | 33237 | 0.67 | 6006 | 0.12 | 37279 | 0.75 | 12137 | 36648 | 0.74 | 12768 | 40633 | 0.82 | 8783 | 47012 | 0.95 | 2404 | 23025 | 0.47 | 26391 | 2018 | 0.04 | 47398
465 | Bellota | PGE GBA | {} | 347 | 154 | 0.44 | 193 | 0.56 | [5 empty] | 0 | 0 | 3 | 0.01 |  | 0 | 0 | 0 | 0 | 18 | 0.05 | 330 | 0 | 0 | 347 | 0 | 0 | 347 | 18 | 0.05 | 330 | 0 | 0 | 347 | 17 | 0.05 | 330
466 | Geysers Tap 12 | PGE NGBA | {} | 37401 | 495 | 0.01 | 36906 | 0.99 | [5 empty] | 369 | 0.01 | 34 | 0 |  | 12387 | 0.33 | 20353 | 0.54 | 26039 | 0.7 | 11362 | 9357 | 0.25 | 28044 | 18024 | 0.48 | 19378 | 30583 | 0.82 | 6818 | 27530 | 0.74 | 9872 | 272 | 0.01 | 37129
467 | Paul Sweet | PGE GBA | {} | 754 | 174 | 0.23 | 580 | 0.77 | [5 empty] | 8 | 0.01 | 9 | 0.01 |  | 69 | 0.09 | 1 | 0 | 146 | 0.19 | 609 | 344 | 0.46 | 410 | 390 | 0.52 | 364 | 504 | 0.67 | 251 | 39 | 0.05 | 716 | 66 | 0.09 | 688
468 | Carquinez | PGE NGBA | {'Parkway': [3.9, 1153.0], 'Bahia': [6.0, 1153.0], 'Christie': [6.5, 1156.0], 'San Pablo': [8.8, 799.0], 'Martinez': [8.9, 1153.0], 'Alhambra': [9.3, 1151.0], 'El Cerrito G': [12.5, 537.0], 'Standard Oil': [12.6, 30.0], 'Standard Oil 2': [12.6, 30.0], 'Sobrante': [13.1, 725.0], 'Richmond R': [13.2, 27.0], 'Meadow Lane': [13.8, 1031.0], 'Lakewood': [16.4, 104.0]} | 78618 | 10372 | 0.13 | 68246 | 0.87 | [5 empty] | 10912 | 0.14 | 4345 | 0.06 |  | 50501 | 0.64 | 0 | 0 | 31170 | 0.4 | 47448 | 36972 | 0.47 | 41646 | 35446 | 0.45 | 43172 | 59124 | 0.75 | 19494 | 22648 | 0.29 | 55970 | 22723 | 0.29 | 55895
469 | El Centro | SDGE Imperial | {'Imperial Valley': [11.9, 2.0]} | 47793 | 5336 | 0.11 | 42457 | 0.89 | [5 empty] | 61 | 0 | 39 | 0 |  | 0 | 0 | 0 | 0 | 12265 | 0.26 | 35529 | 5873 | 0.12 | 41920 | 6605 | 0.14 | 41189 | 17952 | 0.38 | 29841 | 37270 | 0.78 | 10523 | 1711 | 0.04 | 46082
470 | Riverbank | PGE GBA | {} | 1539 | 0 | 0 | 1539 | 1 | [5 empty] | 0 | 0 | 0 | 0 |  | 1192 | 0.77 | 348 | 0.23 | 1539 | 1 | 0 | 243 | 0.16 | 1297 | 727 | 0.47 | 812 | 1539 | 1 | 0 | 1539 | 1 | 0 | 0 | 0 | 1539
471 | Valley | SCE Eastern | {} | 14160 | 1348 | 0.1 | 12812 | 0.9 | [5 empty] | 3 | 0 | 0 | 0 |  | 7444 | 0.53 | 5844 | 0.41 | 5228 | 0.37 | 8932 | 5968 | 0.42 | 8192 | 8314 | 0.59 | 5846 | 9278 | 0.66 | 4882 | 7587 | 0.54 | 6573 | 99 | 0.01 | 14061
472 | Madera | PGE Fresno | {} | 0 | 0 | 0 | 0 | 0 | [5 empty] | 0 | 0 | 0 | 0 |  | 0 | 0 | 0 | 0 | 0 | 0 | 0 | 0 | 0 | 0 | 0 | 0 | 0 | 0 | 0 | 0 | 0 | 0 | 0 | 0 | 0 | 0
473 | Rio Bravo | PGE Kern | {} | 0 | 0 | 0 | 0 | 0 | [5 empty] | 0 | 0 | 0 | 0 |  | 0 | 0 | 0 | 0 | 0 | 0 | 0 | 0 | 0 | 0 | 0 | 0 | 0 | 0 | 0 | 0 | 0 | 0 | 0 | 0 | 0 | 0
474 | New Sub - Lugo - Pisgah (Proposed) | SCE NOL | {} | 163806 | 27837 | 0.17 | 135968 | 0.83 | [5 empty] | 78 | 0 | 0 | 0 |  | 7774 | 0.05 | 6144 | 0.04 | 46193 | 0.28 | 117613 | 27649 | 0.17 | 136156 | 33028 | 0.2 | 130778 | 70394 | 0.43 | 93411 | 103720 | 0.63 | 60086 | 288 | 0 | 163517
475 | Kern Oil | PGE Kern | {} | 2699 | 534 | 0.2 | 2165 | 0.8 | [5 empty] | 0 | 0 | 0 | 0 |  | 264 | 0.1 | 2435 | 0.9 | 851 | 0.32 | 1847 | 701 | 0.26 | 1997 | 1236 | 0.46 | 1462 | 1670 | 0.62 | 1029 | 1809 | 0.67 | 889 | 31 | 0.01 | 2667
476 | IS Tap | SCE EOP | {} | 45957 | 4841 | 0.11 | 41115 | 0.89 | [5 empty] | 0 | 0 | 0 | 0 |  | 841 | 0.02 | 0 | 0 | 0 | 0 | 45957 | 0 | 0 | 45957 | 0 | 0 | 45957 | 0 | 0 | 45957 | 0 | 0 | 45957 | 0 | 0 | 45957
477 | Q1806 | SDGE Imperial | {'Capistrano': [1.6, 45.0], 'Trabuco': [2.1, 43.0], 'Margarita': [3.0, 39.0], 'Rancho Mission Viejo': [4.5, 39.0], 'Talega': [8.2, 38.0], 'North of SONGS': [8.3, 38.0], 'Santiago': [10.5, 7.0], 'San Onofre': [13.3, 13.0]} | 649 | 87 | 0.13 | 561 | 0.87 | [5 empty] | 0 | 0 | 0 | 0 |  | 3 | 0 | 0 | 0 | 43 | 0.07 | 606 | 319 | 0.49 | 330 | 525 | 0.81 | 124 | 534 | 0.82 | 115 | 0 | 0 | 649 | 61 | 0.09 | 587
478 | Casaloma | PGE Kern | {} | 2635 | 281 | 0.11 | 2354 | 0.89 | [5 empty] | 0 | 0 | 0 | 0 |  | 297 | 0.11 | 2338 | 0.89 | 1284 | 0.49 | 1351 | 804 | 0.31 | 1830 | 1143 | 0.43 | 1491 | 1779 | 0.68 | 856 | 2216 | 0.84 | 419 | 29 | 0.01 | 2605
479 | Fern Road | PGE NGBA | {'Round Mt.': [11.5, 57.0], 'New Sub - Pit 1 - Cottonwood (Proposed)': [14.0, 105.0]} | 10618 | 1033 | 0.1 | 9585 | 0.9 | [5 empty] | 0 | 0 | 0 | 0 |  | 6143 | 0.58 | 1266 | 0.12 | 4951 | 0.47 | 5668 | 2635 | 0.25 | 7984 | 3403 | 0.32 | 7215 | 7408 | 0.7 | 3211 | 6649 | 0.63 | 3969 | 81 | 0.01 | 10538
480 | North of SONGS | SCE Metro | {'Talega': [0.3, 45.0], 'Rancho Mission Viejo': [5.5, 40.0], 'San Onofre': [5.6, 20.0], 'Capistrano': [6.8, 39.0], 'Margarita': [7.6, 38.0], 'Q1806': [8.3, 38.0], 'Trabuco': [9.7, 36.0]} | 540 | 88 | 0.16 | 451 | 0.84 | [5 empty] | 0 | 0 | 0 | 0 |  | 3 | 0.01 | 0 | 0 | 43 | 0.08 | 497 | 236 | 0.44 | 304 | 415 | 0.77 | 124 | 424 | 0.79 | 115 | 0 | 0 | 540 | 57 | 0.11 | 483
481 | Vine | SDGE Imperial | {'Old Town': [2.0, 212.0], 'Point Loma': [3.2, 212.0], 'Silvergate': [3.7, 189.0], 'Mission': [4.0, 211.0], 'Mesa Heights': [6.4, 156.0], 'Kearny': [7.1, 155.0], 'Elliot': [7.5, 121.0], 'Elliott': [7.5, 122.0], 'Murray': [9.7, 2.0], 'Spring Valley': [10.2, 1.0], 'Bay Boulevard': [10.3, 124.0], 'Telegraph Canyon': [11.7, 32.0], 'Imperial Beach': [11.8, 58.0], 'Miguel': [12.0, 26.0], 'Salt Creek': [12.1, 23.0], 'Otay': [12.2, 33.0], 'Penasquitos': [12.7, 23.0], 'San Ysidro': [15.1, 27.0], 'North City Metering': [15.4, 23.0]} | 869 | 206 | 0.24 | 662 | 0.76 | [5 empty] | 0 | 0 | 0 | 0 |  | 0 | 0 | 0 | 0 | 54 | 0.06 | 814 | 341 | 0.39 | 528 | 596 | 0.69 | 273 | 601 | 0.69 | 267 | 34 | 0.04 | 834 | 68 | 0.08 | 801
482 | Belden | PGE NGBA | {} | 29584 | 1843 | 0.06 | 27741 | 0.94 | [5 empty] | 0 | 0 | 0 | 0 |  | 13598 | 0.46 | 4158 | 0.14 | 10953 | 0.37 | 18632 | 15687 | 0.53 | 13898 | 17170 | 0.58 | 12414 | 23610 | 0.8 | 5975 | 22032 | 0.74 | 7552 | 727 | 0.02 | 28857
483 | Standard Oil | PGE GBA | {'Standard Oil 2': [0.0, 347.0], 'Richmond R': [2.2, 344.0], 'San Pablo': [4.0, 262.0], 'El Cerrito G': [5.5, 303.0], 'Sobrante': [10.6, 160.0], 'Christie': [10.7, 49.0], 'Ignacio': [11.8, 41.0], 'Oakland L': [11.8, 152.0], 'Oakland C': [12.2, 140.0], 'Carquinez': [12.6, 30.0], 'Oakland X': [13.4, 68.0], 'Potrero': [13.5, 138.0], 'SAN FRAN A (POTRERO PP)': [13.5, 141.0], 'Moraga': [14.5, 60.0], 'Alhambra': [14.6, 27.0], 'Martinez': [15.7, 26.0], 'Oakland J': [16.3, 41.0], 'Parkway': [16.5, 26.0], 'Bahia': [16.6, 26.0], 'Martin': [17.2, 21.0], 'Edes': [18.3, 7.0]} | 31290 | 2356 | 0.08 | 28934 | 0.92 | [5 empty] | 192 | 0.01 | 0 | 0 |  | 16469 | 0.53 | 0 | 0 | 19358 | 0.62 | 11932 | 12460 | 0.4 | 18830 | 12782 | 0.41 | 18508 | 27010 | 0.86 | 4280 | 13755 | 0.44 | 17535 | 8165 | 0.26 | 23125
484 | Panama | PGE Kern | {} | 3123 | 51 | 0.02 | 3072 | 0.98 | [5 empty] | 0 | 0 | 0 | 0 |  | 968 | 0.31 | 2155 | 0.69 | 2074 | 0.66 | 1050 | 1329 | 0.43 | 1794 | 1567 | 0.5 | 1556 | 2557 | 0.82 | 566 | 2808 | 0.9 | 315 | 24 | 0.01 | 3099
485 | Oakland X | PGE GBA | {'Oakland L': [2.2, 392.0], 'Oakland C': [2.8, 392.0], 'Oakland J': [3.1, 366.0], 'Moraga': [4.8, 235.0], 'Edes': [5.1, 303.0], 'Sobrante': [7.1, 178.0], 'San Leandro U': [8.0, 149.0], 'El Cerrito G': [8.6, 245.0], 'SAN FRAN A (POTRERO PP)': [9.1, 336.0], 'Potrero': [9.1, 337.0], 'Grant': [10.1, 122.0], 'Richmond R': [11.3, 188.0], 'Martin': [12.0, 256.0], 'Castro Valley': [12.2, 58.0], 'Standard Oil': [13.4, 68.0], 'Standard Oil 2': [13.5, 68.0], 'Christie': [13.8, 17.0], 'San Pablo': [13.8, 62.0], 'Mt Eden': [14.0, 64.0], 'Mt. Eden': [14.0, 64.0], 'Eastshore': [14.0, 66.0], 'Millbrae': [16.4, 27.0], 'Burlingame': [16.6, 17.0]} | 31784 | 2904 | 0.09 | 28880 | 0.91 | [5 empty] | 1162 | 0.04 | 0 | 0 |  | 14912 | 0.47 | 102 | 0 | 16443 | 0.52 | 15342 | 18387 | 0.58 | 13398 | 14591 | 0.46 | 17193 | 25900 | 0.81 | 5884 | 7869 | 0.25 | 23915 | 10614 | 0.33 | 21170
486 | Butte | PGE NGBA | {} | 8755 | 100 | 0.01 | 8654 | 0.99 | [5 empty] | 2 | 0 | 8 | 0 |  | 3505 | 0.4 | 2076 | 0.24 | 5210 | 0.6 | 3545 | 4043 | 0.46 | 4712 | 6019 | 0.69 | 2736 | 8084 | 0.92 | 671 | 6632 | 0.76 | 2123 | 458 | 0.05 | 8297
487 | Nortech | PGE GBA | {} | 25044 | 322 | 0.01 | 24722 | 0.99 | [5 empty] | 4 | 0 | 1 | 0 |  | 20865 | 0.83 | 3319 | 0.13 | 23487 | 0.94 | 1557 | 17400 | 0.69 | 7644 | 20272 | 0.81 | 4772 | 24340 | 0.97 | 704 | 15614 | 0.62 | 9430 | 687 | 0.03 | 24357
488 | Windsor | SCE Metro | {'La Cienega': [1.1, 4.0], 'El Nido': [7.0, 3.0], 'Chevmain': [7.0, 4.0], 'El Segundo': [7.1, 4.0]} | 2221 | 654 | 0.29 | 1567 | 0.71 | [5 empty] | 0 | 0 | 0 | 0 |  | 439 | 0.2 | 687 | 0.31 | 617 | 0.28 | 1604 | 202 | 0.09 | 2019 | 602 | 0.27 | 1620 | 1219 | 0.55 | 1002 | 843 | 0.38 | 1379 | 51 | 0.02 | 2170
489 | Haas | PGE Fresno | {} | 1 | 0 | 0 | 1 | 1 | [5 empty] | 0 | 0 | 0 | 0 |  | 0 | 0 | 0 | 0 | 0 | 0 | 1 | 0 | 0 | 1 | 0 | 0 | 1 | 0 | 0 | 1 | 1 | 1 | 0 | 0 | 0 | 1
490 | Stone | PGE GBA | {} | 14565 | 144 | 0.01 | 14421 | 0.99 | [5 empty] | 8 | 0 | 7 | 0 |  | 9178 | 0.63 | 4896 | 0.34 | 13614 | 0.93 | 951 | 7902 | 0.54 | 6663 | 8981 | 0.62 | 5584 | 14026 | 0.96 | 538 | 11950 | 0.82 | 2614 | 317 | 0.02 | 14247
491 | El Cerrito G | PGE GBA | {'Richmond R': [3.7, 419.0], 'Sobrante': [5.2, 737.0], 'San Pablo': [5.2, 742.0], 'Standard Oil': [5.5, 303.0], 'Standard Oil 2': [5.5, 303.0], 'Oakland L': [7.6, 329.0], 'Christie': [7.9, 556.0], 'Oakland C': [8.3, 317.0], 'Oakland X': [8.6, 245.0], 'Moraga': [9.0, 179.0], 'Alhambra': [10.8, 534.0], 'Oakland J': [11.7, 219.0], 'Potrero': [12.0, 309.0], 'SAN FRAN A (POTRERO PP)': [12.0, 311.0], 'Martinez': [12.2, 533.0], 'Carquinez': [12.5, 537.0], 'Lakewood': [13.3, 59.0], 'Edes': [13.7, 178.0], 'Meadow Lane': [14.0, 469.0], 'Bahia': [14.6, 533.0], 'Martin': [15.9, 191.0], 'Parkway': [16.3, 533.0], 'San Leandro U': [16.6, 41.0], 'Ignacio': [17.0, 15.0], 'Grant': [18.7, 14.0]} | 39144 | 3131 | 0.08 | 36013 | 0.92 | [5 empty] | 1508 | 0.04 | 0 | 0 |  | 20799 | 0.53 | 102 | 0 | 21568 | 0.55 | 17576 | 19774 | 0.51 | 19370 | 16492 | 0.42 | 22652 | 32848 | 0.84 | 6295 | 13641 | 0.35 | 25502 | 10882 | 0.28 | 28262
492 | Elizabeth Lake | SCE Northern | {'Pardee': [4.1, 79.0], 'Saugus': [5.3, 79.0]} | 186403 | 53638 | 0.29 | 132766 | 0.71 | [5 empty] | 4173 | 0.02 | 2068 | 0.01 |  | 48420 | 0.26 | 33874 | 0.18 | 54154 | 0.29 | 132249 | 71115 | 0.38 | 115289 | 54253 | 0.29 | 132151 | 110827 | 0.59 | 75576 | 61599 | 0.33 | 124804 | 2826 | 0.02 | 183578
493 | Ashlan | PGE Fresno | {} | 0 | 0 | 0 | 0 | 0 | [5 empty] | 0 | 0 | 0 | 0 |  | 0 | 0 | 0 | 0 | 0 | 0 | 0 | 0 | 0 | 0 | 0 | 0 | 0 | 0 | 0 | 0 | 0 | 0 | 0 | 0 | 0 | 0
494 | Meadow Lane | PGE GBA | {'Lakewood': [3.8, 104.0], 'Clayton': [4.7, 10.0], 'Alhambra': [4.7, 1039.0], 'Martinez': [5.0, 1041.0], 'Kirker': [8.9, 10.0], 'Christie': [8.9, 1031.0], 'Sobrante': [9.3, 692.0], 'Bahia': [9.4, 1041.0], 'Pittsburg': [9.8, 10.0], 'GWF 2': [11.0, 10.0], 'Carquinez': [13.8, 1031.0], 'El Cerrito G': [14.0, 469.0], 'Collinsville': [14.3, 6.0], 'Parkway': [14.8, 1031.0], 'San Pablo': [15.5, 689.0], 'Birds Landing': [16.4, 2.0], 'Shiloh III': [18.1, 2.0]} | 109986 | 13495 | 0.12 | 96490 | 0.88 | [5 empty] | 20621 | 0.19 | 17618 | 0.16 |  | 52629 | 0.48 | 102 | 0 | 34420 | 0.31 | 75565 | 49831 | 0.45 | 60155 | 49377 | 0.45 | 60608 | 73004 | 0.66 | 36982 | 16971 | 0.15 | 93015 | 26274 | 0.24 | 83712
495 | Bucks Creek | PGE NGBA | {} | 27394 | 1283 | 0.05 | 26112 | 0.95 | [5 empty] | 0 | 0 | 0 | 0 |  | 11723 | 0.43 | 3911 | 0.14 | 10875 | 0.4 | 16519 | 15684 | 0.57 | 11710 | 16259 | 0.59 | 11135 | 22698 | 0.83 | 4697 | 20451 | 0.75 | 6944 | 606 | 0.02 | 26788
496 | Dunn Siding | SCE NOL | {'Harvard': [13.6, 17.0]} | 106590 | 27910 | 0.26 | 78680 | 0.74 | [5 empty] | 706 | 0.01 | 582 | 0.01 |  | 0 | 0 | 0 | 0 | 51057 | 0.48 | 55533 | 27152 | 0.25 | 79439 | 23812 | 0.22 | 82779 | 57489 | 0.54 | 49101 | 58334 | 0.55 | 48256 | 1857 | 0.02 | 104733
497 | Pit 4 | PGE NGBA | {'Pit 3': [5.3, 66.0], 'James B Black': [6.5, 15.0], 'Cove Road': [8.7, 194.0], 'Carberry': [10.2, 194.0], 'Burney Forest': [10.3, 194.0], 'Burney Forest Power': [10.3, 194.0], 'New Sub - Pit 1 - Cottonwood (Proposed)': [11.5, 194.0], 'Round Mt.': [13.3, 172.0]} | 13790 | 2726 | 0.2 | 11064 | 0.8 | [5 empty] | 0 | 0 | 0 | 0 |  | 7567 | 0.55 | 2974 | 0.22 | 4965 | 0.36 | 8825 | 2558 | 0.19 | 11232 | 2050 | 0.15 | 11740 | 7436 | 0.54 | 6354 | 7271 | 0.53 | 6519 | 83 | 0.01 | 13706
498 | SAN FRAN A (POTRERO PP) | PGE GBA | {'Potrero': [0.0, 469.0], 'Martin': [3.9, 321.0], 'Oakland C': [6.4, 354.0], 'Oakland L': [7.3, 353.0], 'Oakland X': [9.1, 336.0], 'Oakland J': [9.3, 320.0], 'Millbrae': [10.5, 68.0], 'Edes': [10.5, 257.0], 'Burlingame': [11.7, 33.0], 'Richmond R': [11.9, 261.0], 'El Cerrito G': [12.0, 311.0], 'San Leandro U': [13.3, 103.0], 'Standard Oil': [13.5, 141.0], 'Standard Oil 2': [13.5, 141.0], 'Grant': [13.7, 76.0], 'Moraga': [13.8, 222.0], 'Sobrante': [14.2, 168.0], 'San Pablo': [16.2, 67.0], 'Eastshore': [17.3, 20.0], 'Mt Eden': [17.7, 18.0], 'Mt. Eden': [17.7, 18.0], 'Castro Valley': [18.2, 12.0], 'Christie': [19.7, 10.0]} | 10448 | 2121 | 0.2 | 8327 | 0.8 | [5 empty] | 20 | 0 | 0 | 0 |  | 4398 | 0.42 | 0 | 0 | 2112 | 0.2 | 8336 | 4337 | 0.42 | 6111 | 4700 | 0.45 | 5748 | 7437 | 0.71 | 3011 | 3070 | 0.29 | 7378 | 1275 | 0.12 | 9174
499 | Frogtown | PGE GBA | {} | 62 | 57 | 0.92 | 5 | 0.08 | [5 empty] | 0 | 0 | 0 | 0 |  | 0 | 0 | 62 | 1 | 0 | 0 | 62 | 0 | 0 | 62 | 0 | 0 | 62 | 0 | 0 | 62 | 5 | 0.08 | 57 | 0 | 0 | 62
500 | Knights Landing | PGE NGBA | {} | 54738 | 1340 | 0.02 | 53398 | 0.98 | [5 empty] | 5974 | 0.11 | 5617 | 0.1 |  | 36149 | 0.66 | 16405 | 0.3 | 40812 | 0.75 | 13926 | 3771 | 0.07 | 50967 | 4437 | 0.08 | 50301 | 43093 | 0.79 | 11645 | 39706 | 0.73 | 15032 | 506 | 0.01 | 54231
501 | Sandlot | SCE NOL | {} | 97108 | 7511 | 0.08 | 89597 | 0.92 | [5 empty] | 0 | 0 | 0 | 0 |  | 0 | 0 | 0 | 0 | 71838 | 0.74 | 25270 | 23721 | 0.24 | 73387 | 7997 | 0.08 | 89112 | 77709 | 0.8 | 19399 | 63723 | 0.66 | 33385 | 408 | 0 | 96701
502 | Sunrise | PGE Kern | {} | 3188 | 290 | 0.09 | 2898 | 0.91 | [5 empty] | 0 | 0 | 0 | 0 |  | 762 | 0.24 | 2266 | 0.71 | 787 | 0.25 | 2401 | 242 | 0.08 | 2946 | 821 | 0.26 | 2367 | 1330 | 0.42 | 1858 | 2584 | 0.81 | 604 | 2 | 0 | 3186
503 | Lilac | SDGE Imperial | {} | 1694 | 35 | 0.02 | 1659 | 0.98 | [5 empty] | 0 | 0 | 0 | 0 |  | 3 | 0 | 1465 | 0.86 | 816 | 0.48 | 878 | 338 | 0.2 | 1356 | 525 | 0.31 | 1169 | 1155 | 0.68 | 540 | 947 | 0.56 | 747 | 545 | 0.32 | 1150
504 | Alhambra | PGE GBA | {'Martinez': [1.6, 1159.0], 'Christie': [4.3, 1151.0], 'Meadow Lane': [4.7, 1039.0], 'Bahia': [6.1, 1159.0], 'Lakewood': [7.1, 104.0], 'Sobrante': [7.5, 722.0], 'Carquinez': [9.3, 1151.0], 'Clayton': [9.4, 9.0], 'El Cerrito G': [10.8, 534.0], 'Parkway': [10.9, 1150.0], 'San Pablo': [11.2, 794.0], 'Kirker': [12.3, 9.0], 'Pittsburg': [13.0, 9.0], 'Richmond R': [13.8, 24.0], 'GWF 2': [14.6, 9.0], 'Standard Oil': [14.6, 27.0], 'Standard Oil 2': [14.7, 27.0], 'Collinsville': [17.0, 4.0]} | 96869 | 13287 | 0.14 | 83582 | 0.86 | [5 empty] | 19207 | 0.2 | 12228 | 0.13 |  | 48054 | 0.5 | 102 | 0 | 30725 | 0.32 | 66144 | 45025 | 0.46 | 51844 | 42569 | 0.44 | 54300 | 67282 | 0.69 | 29587 | 18460 | 0.19 | 78409 | 24585 | 0.25 | 72283
505 | Charleston | SCE EOP | {'Pahrump': [8.1, 32.0], 'Thousandaire': [10.4, 32.0], 'Gamebird': [12.2, 1.0]} | 21193 | 1150 | 0.05 | 20043 | 0.95 | [5 empty] | 0 | 0 | 0 | 0 |  | 0 | 0 | 0 | 0 | 3071 | 0.14 | 18121 | 639 | 0.03 | 20553 | 7881 | 0.37 | 13311 | 9481 | 0.45 | 11711 | 15962 | 0.75 | 5230 | 129 | 0.01 | 21064
506 | Vasco | PGE GBA | {'Los Positas': [1.2, 21.0], 'Las Positas': [1.2, 21.0], 'Altamont': [3.3, 21.0], 'Altamont Midway (Sandhill)': [3.3, 21.0], 'Cayetano': [3.5, 21.0], 'Windmaster': [7.4, 21.0], 'North Dublin': [8.1, 21.0], 'Vineyard': [8.1, 21.0], 'Tassajara': [12.1, 21.0], 'San Ramon': [12.2, 21.0]} | 68660 | 4474 | 0.07 | 64187 | 0.93 | [5 empty] | 7189 | 0.1 | 3949 | 0.06 |  | 36899 | 0.54 | 5079 | 0.07 | 43003 | 0.63 | 25657 | 48758 | 0.71 | 19902 | 49839 | 0.73 | 18822 | 59130 | 0.86 | 9531 | 23163 | 0.34 | 45498 | 10202 | 0.15 | 58459
507 | Harris | PGE NGBA | {'Humboldt': [1.0, 140.0], 'Humboldt Bay': [4.9, 139.0], 'Arcata': [6.4, 110.0]} | 30507 | 5684 | 0.19 | 24823 | 0.81 | [5 empty] | 0 | 0 | 0 | 0 |  | 1588 | 0.05 | 665 | 0.02 | 2216 | 0.07 | 28291 | 1494 | 0.05 | 29013 | 2366 | 0.08 | 28141 | 3753 | 0.12 | 26754 | 21991 | 0.72 | 8516 | 1875 | 0.06 | 28632
508 | Grizzly | PGE NGBA | {'Rock Creek': [1.0, 3.0], 'Rock Creek 1': [1.0, 3.0], 'Cresta': [7.3, 3.0]} | 25603 | 1127 | 0.04 | 24475 | 0.96 | [5 empty] | 0 | 0 | 0 | 0 |  | 10287 | 0.4 | 3851 | 0.15 | 9767 | 0.38 | 15835 | 15359 | 0.6 | 10243 | 15931 | 0.62 | 9671 | 21422 | 0.84 | 4180 | 19005 | 0.74 | 6598 | 582 | 0.02 | 25021
509 | Jackass (DOE) | SCE EOP | {'Lathrop': [9.0, 3724.0], 'Mercury': [15.8, 922.0], 'Valley Switch': [17.7, 5.0]} | 131879 | 10509 | 0.08 | 121370 | 0.92 | [5 empty] | 0 | 0 | 0 | 0 |  | 0 | 0 | 0 | 0 | 0 | 0 | 131879 | 0 | 0 | 131879 | 0 | 0 | 131879 | 0 | 0 | 131879 | 2867 | 0.02 | 129012 | 12 | 0 | 131867
510 | North City Metering | SDGE Imperial | {'Penasquitos': [2.8, 26.0], 'Artesian': [6.6, 4.0], 'Mesa Heights': [9.7, 23.0], 'Kearny': [10.1, 23.0], 'San Marcos': [11.9, 5.0], 'Palomar Airport': [12.0, 5.0], 'Shadowridge': [12.7, 5.0], 'Mission': [13.0, 23.0], 'Old Town': [13.5, 23.0], 'Cannon': [14.0, 5.0], 'Encina': [14.0, 5.0], 'Point Loma': [15.1, 23.0], 'Vine': [15.4, 23.0], 'Melrose': [17.3, 0.0], 'Ocean Ranch': [18.0, 1.0], 'San Luis Rey': [18.7, 0.0]} | 791 | 226 | 0.29 | 565 | 0.71 | [5 empty] | 0 | 0 | 0 | 0 |  | 3 | 0 | 0 | 0 | 48 | 0.06 | 743 | 299 | 0.38 | 492 | 497 | 0.63 | 294 | 502 | 0.63 | 289 | 0 | 0 | 791 | 61 | 0.08 | 730
511 | Ormond Beach | SCE Northern | {'Mandalay': [7.1, 84.0], 'Santa Clara': [12.0, 9.0]} | 1996 | 175 | 0.09 | 1821 | 0.91 | [5 empty] | 5 | 0 | 0 | 0 |  | 1287 | 0.64 | 0 | 0 | 884 | 0.44 | 1112 | 226 | 0.11 | 1770 | 296 | 0.15 | 1700 | 1123 | 0.56 | 873 | 530 | 0.27 | 1466 | 136 | 0.07 | 1860
512 | Warne | SCE Northern | {'Bailey': [6.4, 2.0], 'Neenach': [17.4, 2.0]} | 200851 | 47766 | 0.24 | 153085 | 0.76 | [5 empty] | 4173 | 0.02 | 2061 | 0.01 |  | 51716 | 0.26 | 34947 | 0.17 | 70764 | 0.35 | 130086 | 84410 | 0.42 | 116441 | 66032 | 0.33 | 134819 | 134162 | 0.67 | 66689 | 74875 | 0.37 | 125976 | 2810 | 0.01 | 198041
513 | POE | PGE NGBA | {} | 18133 | 401 | 0.02 | 17732 | 0.98 | [5 empty] | 0 | 0 | 0 | 0 |  | 5396 | 0.3 | 2651 | 0.15 | 7151 | 0.39 | 10982 | 13039 | 0.72 | 5093 | 13328 | 0.74 | 4805 | 17280 | 0.95 | 853 | 13309 | 0.73 | 4823 | 515 | 0.03 | 17617
514 | Pit 3 | PGE NGBA | {'Pit 4': [5.3, 66.0], 'Burney Forest': [8.5, 22.0], 'Burney Forest Power': [8.5, 22.0], 'Carberry': [9.6, 22.0], 'James B Black': [11.8, 15.0], 'Cove Road': [12.6, 22.0], 'New Sub - Pit 1 - Cottonwood (Proposed)': [12.7, 22.0]} | 13575 | 2673 | 0.2 | 10902 | 0.8 | [5 empty] | 0 | 0 | 0 | 0 |  | 6969 | 0.51 | 2485 | 0.18 | 5628 | 0.41 | 7947 | 2234 | 0.16 | 11341 | 1655 | 0.12 | 11920 | 7802 | 0.57 | 5774 | 6922 | 0.51 | 6653 | 83 | 0.01 | 13492
515 | Evergreen | PGE GBA | {} | 17268 | 122 | 0.01 | 17146 | 0.99 | [5 empty] | 7 | 0 | 7 | 0 |  | 11209 | 0.65 | 5669 | 0.33 | 16375 | 0.95 | 893 | 10021 | 0.58 | 7247 | 11422 | 0.66 | 5846 | 16772 | 0.97 | 495 | 13642 | 0.79 | 3626 | 363 | 0.02 | 16905
516 | Rincon | PGE NGBA | {} | 38749 | 229 | 0.01 | 38520 | 0.99 | [5 empty] | 645 | 0.02 | 40 | 0 |  | 17336 | 0.45 | 8432 | 0.22 | 33355 | 0.86 | 5394 | 11820 | 0.31 | 26930 | 22073 | 0.57 | 16676 | 36861 | 0.95 | 1889 | 25969 | 0.67 | 12780 | 1027 | 0.03 | 37722
517 | Whisman | PGE GBA | {'Cooley Landing': [5.8, 1.0], 'Ravenswood': [7.2, 1.0], 'Menlo': [7.6, 1.0], 'Dumbarton': [10.6, 1.0], 'Jefferson': [12.4, 1.0], 'Eastshore': [15.5, 1.0]} | 4814 | 425 | 0.09 | 4390 | 0.91 | [5 empty] | 9 | 0 | 3 | 0 |  | 2771 | 0.58 | 691 | 0.14 | 3142 | 0.65 | 1672 | 2132 | 0.44 | 2682 | 2455 | 0.51 | 2359 | 3959 | 0.82 | 856 | 3192 | 0.66 | 1622 | 173 | 0.04 | 4641
518 | Brighton | PGE NGBA | {} | 59672 | 1760 | 0.03 | 57912 | 0.97 | [5 empty] | 16266 | 0.27 | 26866 | 0.45 |  | 20399 | 0.34 | 0 | 0 | 8877 | 0.15 | 50794 | 10131 | 0.17 | 49541 | 12455 | 0.21 | 47217 | 20606 | 0.35 | 39066 | 1974 | 0.03 | 57698 | 11535 | 0.19 | 48137
519 | Mi-Wuk | PGE GBA | {} | 2958 | 372 | 0.13 | 2586 | 0.87 | [5 empty] | 0 | 0 | 0 | 0 |  | 1236 | 0.42 | 293 | 0.1 | 0 | 0 | 2958 | 541 | 0.18 | 2417 | 896 | 0.3 | 2062 | 1052 | 0.36 | 1906 | 1794 | 0.61 | 1164 | 224 | 0.08 | 2734
520 | San Ysidro | SDGE Imperial | {'Otay': [2.9, 35.0], 'Imperial Beach': [4.3, 32.0], 'Bay Boulevard': [5.1, 32.0], 'Telegraph Canyon': [5.3, 37.0], 'Otay Mesa': [6.7, 6.0], 'Salt Creek': [8.4, 27.0], 'Miguel': [8.5, 29.0], 'Silvergate': [11.4, 30.0], 'Vine': [15.1, 27.0], 'Mission': [16.7, 27.0], 'Old Town': [17.1, 27.0], 'Point Loma': [17.3, 27.0]} | 975 | 277 | 0.28 | 698 | 0.72 | [5 empty] | 0 | 0 | 0 | 0 |  | 0 | 0 | 0 | 0 | 66 | 0.07 | 909 | 308 | 0.32 | 667 | 615 | 0.63 | 360 | 632 | 0.65 | 343 | 34 | 0.04 | 941 | 66 | 0.07 | 909
521 | Lincoln | PGE NGBA | {} | 0 | 0 | 0 | 0 | 0 | [5 empty] | 0 | 0 | 0 | 0 |  | 0 | 0 | 0 | 0 | 0 | 0 | 0 | 0 | 0 | 0 | 0 | 0 | 0 | 0 | 0 | 0 | 0 | 0 | 0 | 0 | 0 | 0
522 | Jefferson | PGE GBA | {'Menlo': [4.9, 20.0], 'Ravenswood': [8.4, 38.0], 'Cooley Landing': [8.7, 17.0], 'Burlingame': [10.1, 63.0], 'Millbrae': [11.8, 60.0], 'Whisman': [12.4, 1.0], 'Dumbarton': [14.2, 13.0], 'Eastshore': [14.9, 18.0], 'Mt Eden': [15.8, 4.0], 'Mt. Eden': [15.8, 4.0], 'Grant': [16.4, 15.0], 'Martin': [18.4, 27.0]} | 1912 | 646 | 0.34 | 1266 | 0.66 | [5 empty] | 4 | 0 | 1 | 0 |  | 102 | 0.05 | 0 | 0 | 266 | 0.14 | 1646 | 422 | 0.22 | 1489 | 938 | 0.49 | 973 | 1054 | 0.55 | 857 | 248 | 0.13 | 1663 | 151 | 0.08 | 1760
523 | Lakewood | PGE GBA | {'Meadow Lane': [3.8, 104.0], 'Alhambra': [7.1, 104.0], 'Martinez': [8.1, 104.0], 'Sobrante': [8.2, 104.0], 'Christie': [10.5, 104.0], 'Bahia': [12.8, 104.0], 'El Cerrito G': [13.3, 59.0], 'San Pablo': [16.0, 102.0], 'Carquinez': [16.4, 104.0], 'Parkway': [18.0, 104.0]} | 92148 | 12368 | 0.13 | 79780 | 0.87 | [5 empty] | 14597 | 0.16 | 7360 | 0.08 |  | 52263 | 0.57 | 102 | 0 | 33767 | 0.37 | 58382 | 47568 | 0.52 | 44580 | 47548 | 0.52 | 44600 | 65535 | 0.71 | 26613 | 16701 | 0.18 | 75447 | 23745 | 0.26 | 68403
524 | Windmaster | PGE GBA | {'Altamont': [4.1, 21.0], 'Altamont Midway (Sandhill)': [4.1, 21.0], 'Vasco': [7.4, 21.0], 'Cayetano': [8.2, 21.0], 'Los Positas': [8.6, 21.0], 'Las Positas': [8.6, 21.0], 'North Dublin': [12.3, 21.0], 'Tassajara': [14.4, 21.0], 'Vineyard': [14.7, 21.0], 'San Ramon': [16.4, 21.0]} | 83825 | 8566 | 0.1 | 75259 | 0.9 | [5 empty] | 10979 | 0.13 | 9007 | 0.11 |  | 43652 | 0.52 | 4566 | 0.05 | 43597 | 0.52 | 40228 | 50781 | 0.61 | 33044 | 50696 | 0.6 | 33129 | 62899 | 0.75 | 20925 | 22751 | 0.27 | 61074 | 13700 | 0.16 | 70125
525 | Rosamond | SCE Northern | {'Whirlwind': [11.2, 8895.0], 'Windhub': [12.1, 4222.0], 'Antelope': [12.8, 7025.0], 'Neenach': [16.1, 4203.0], 'Highwind': [18.2, 703.0]} | 283304 | 77638 | 0.27 | 205667 | 0.73 | [5 empty] | 4242 | 0.01 | 2234 | 0.01 |  | 58627 | 0.21 | 32424 | 0.11 | 89166 | 0.31 | 194138 | 93952 | 0.33 | 189352 | 73796 | 0.26 | 209508 | 172370 | 0.61 | 110934 | 104890 | 0.37 | 178414 | 3307 | 0.01 | 279997
526 | Los Positas | PGE GBA | {'Las Positas': [0.0, 21.0], 'Vasco': [1.2, 21.0], 'Cayetano': [3.4, 21.0], 'Altamont': [4.5, 21.0], 'Altamont Midway (Sandhill)': [4.5, 21.0], 'Vineyard': [6.9, 21.0], 'North Dublin': [7.4, 21.0], 'Windmaster': [8.6, 21.0], 'San Ramon': [11.4, 21.0], 'Tassajara': [11.7, 21.0]} | 66418 | 3694 | 0.06 | 62724 | 0.94 | [5 empty] | 5965 | 0.09 | 3341 | 0.05 |  | 36941 | 0.56 | 5045 | 0.08 | 42667 | 0.64 | 23751 | 48642 | 0.73 | 17776 | 49837 | 0.75 | 16581 | 58863 | 0.89 | 7555 | 23083 | 0.35 | 43335 | 9876 | 0.15 | 56542
527 | Oregon Trail | PGE NGBA | {} | 9328 | 1913 | 0.21 | 7415 | 0.79 | [5 empty] | 0 | 0 | 0 | 0 |  | 4978 | 0.53 | 2603 | 0.28 | 3027 | 0.32 | 6301 | 1042 | 0.11 | 8286 | 1587 | 0.17 | 7741 | 4070 | 0.44 | 5258 | 5356 | 0.57 | 3972 | 51 | 0.01 | 9277
528 | Burlingame | PGE GBA | {'Millbrae': [1.9, 123.0], 'Martin': [8.3, 67.0], 'Jefferson': [10.1, 63.0], 'Potrero': [11.6, 33.0], 'SAN FRAN A (POTRERO PP)': [11.7, 33.0], 'Grant': [12.4, 15.0], 'Eastshore': [13.6, 9.0], 'Edes': [13.9, 14.0], 'Menlo': [14.0, 10.0], 'Ravenswood': [14.0, 28.0], 'Mt Eden': [14.5, 1.0], 'Mt. Eden': [14.5, 1.0], 'Oakland J': [14.5, 17.0], 'Oakland C': [15.1, 17.0], 'Cooley Landing': [15.2, 7.0], 'Oakland L': [16.1, 17.0], 'Oakland X': [16.6, 17.0], 'Dumbarton': [16.8, 3.0]} | 3547 | 849 | 0.24 | 2699 | 0.76 | [5 empty] | 3 | 0 | 0 | 0 |  | 1041 | 0.29 | 0 | 0 | 271 | 0.08 | 3276 | 1570 | 0.44 | 1977 | 2310 | 0.65 | 1237 | 2413 | 0.68 | 1134 | 466 | 0.13 | 3082 | 251 | 0.07 | 3296
529 | Fremont | PGE GBA | {} | 39805 | 630 | 0.02 | 39176 | 0.98 | [5 empty] | 794 | 0.02 | 1026 | 0.03 |  | 33170 | 0.83 | 2898 | 0.07 | 33981 | 0.85 | 5824 | 31214 | 0.78 | 8591 | 34012 | 0.85 | 5794 | 38593 | 0.97 | 1212 | 19772 | 0.5 | 20033 | 1119 | 0.03 | 38686
530 | Callender | PGE Kern | {'Oceano': [3.8, 84.0], 'Mesa': [7.9, 43.0], 'San Luis Obispo': [15.2, 11.0], 'Diablo Canyon': [18.8, 1.0]} | 14365 | 2101 | 0.15 | 12264 | 0.85 | [5 empty] | 15 | 0 | 0 | 0 |  | 5240 | 0.36 | 7831 | 0.55 | 3089 | 0.22 | 11276 | 1014 | 0.07 | 13351 | 4609 | 0.32 | 9756 | 5968 | 0.42 | 8396 | 10324 | 0.72 | 4041 | 271 | 0.02 | 14094
531 | Delta PP | PGE GBA | {} | 81986 | 7946 | 0.1 | 74040 | 0.9 | [5 empty] | 10581 | 0.13 | 8916 | 0.11 |  | 42073 | 0.51 | 4617 | 0.06 | 43622 | 0.53 | 38364 | 50578 | 0.62 | 31408 | 50451 | 0.62 | 31535 | 62334 | 0.76 | 19652 | 22779 | 0.28 | 59207 | 12878 | 0.16 | 69108
532 | Moraga | PGE GBA | {'Sobrante': [4.8, 168.0], 'Oakland X': [4.8, 235.0], 'Oakland L': [6.5, 235.0], 'Oakland J': [6.6, 215.0], 'Oakland C': [7.4, 235.0], 'Edes': [7.8, 182.0], 'El Cerrito G': [9.0, 179.0], 'San Leandro U': [9.6, 97.0], 'Christie': [11.1, 17.0], 'Castro Valley': [12.2, 6.0], 'Grant': [12.3, 70.0], 'Richmond R': [12.5, 132.0], 'San Pablo': [13.5, 59.0], 'Potrero': [13.8, 221.0], 'SAN FRAN A (POTRERO PP)': [13.8, 222.0], 'Standard Oil': [14.5, 60.0], 'Standard Oil 2': [14.5, 60.0], 'Mt Eden': [15.4, 12.0], 'Mt. Eden': [15.4, 12.0], 'Eastshore': [15.7, 14.0], 'Martin': [16.8, 149.0]} | 40630 | 3911 | 0.1 | 36720 | 0.9 | [5 empty] | 2517 | 0.06 | 14 | 0 |  | 20822 | 0.51 | 102 | 0 | 19698 | 0.48 | 20932 | 21537 | 0.53 | 19093 | 19905 | 0.49 | 20726 | 33554 | 0.83 | 7077 | 10233 | 0.25 | 30398 | 11746 | 0.29 | 28884
533 | Collierville | PGE GBA | {} | 2916 | 372 | 0.13 | 2544 | 0.87 | [5 empty] | 0 | 0 | 0 | 0 |  | 1236 | 0.42 | 293 | 0.1 | 0 | 0 | 2916 | 541 | 0.19 | 2375 | 896 | 0.31 | 2020 | 1052 | 0.36 | 1864 | 1752 | 0.6 | 1164 | 220 | 0.08 | 2696
534 | Rock Creek | PGE NGBA | {'Rock Creek 1': [0.0, 3.0], 'Grizzly': [1.0, 3.0], 'Cresta': [6.5, 3.0]} | 24722 | 1115 | 0.05 | 23607 | 0.95 | [5 empty] | 0 | 0 | 0 | 0 |  | 9437 | 0.38 | 3819 | 0.15 | 9813 | 0.4 | 14909 | 15361 | 0.62 | 9361 | 15933 | 0.64 | 8789 | 21468 | 0.87 | 3254 | 18136 | 0.73 | 6586 | 579 | 0.02 | 24143
535 | Homestake | PGE NGBA | {} | 71088 | 1377 | 0.02 | 69711 | 0.98 | [5 empty] | 4130 | 0.06 | 1775 | 0.02 |  | 36042 | 0.51 | 32749 | 0.46 | 54200 | 0.76 | 16889 | 10553 | 0.15 | 60535 | 16620 | 0.23 | 54468 | 58858 | 0.83 | 12230 | 55278 | 0.78 | 15810 | 531 | 0.01 | 70557
536 | James B Black | PGE NGBA | {'Pit 4': [6.5, 15.0], 'Pit 3': [11.8, 15.0]} | 14568 | 2597 | 0.18 | 11971 | 0.82 | [5 empty] | 1 | 0 | 0 | 0 |  | 8296 | 0.57 | 3173 | 0.22 | 4811 | 0.33 | 9756 | 2828 | 0.19 | 11739 | 2554 | 0.18 | 12014 | 7503 | 0.52 | 7065 | 8105 | 0.56 | 6462 | 92 | 0.01 | 14476
537 | Harvard | SCE NOL | {'Cool Water': [13.1, 5269.0], 'Dunn Siding': [13.6, 17.0]} | 130602 | 26289 | 0.2 | 104313 | 0.8 | [5 empty] | 706 | 0.01 | 582 | 0 |  | 0 | 0 | 0 | 0 | 56953 | 0.44 | 73649 | 27271 | 0.21 | 103331 | 22058 | 0.17 | 108544 | 63036 | 0.48 | 67566 | 82448 | 0.63 | 48154 | 1978 | 0.02 | 128624
538 | San Jose B | PGE GBA | {} | 17550 | 237 | 0.01 | 17313 | 0.99 | [5 empty] | 9 | 0 | 7 | 0 |  | 12352 | 0.7 | 4538 | 0.26 | 16499 | 0.94 | 1051 | 10870 | 0.62 | 6679 | 12186 | 0.69 | 5364 | 16955 | 0.97 | 595 | 12904 | 0.74 | 4646 | 423 | 0.02 | 17126
539 | Edenvale | PGE GBA | {} | 10403 | 102 | 0.01 | 10302 | 0.99 | [5 empty] | 7 | 0 | 9 | 0 |  | 4150 | 0.4 | 5822 | 0.56 | 9441 | 0.91 | 962 | 3712 | 0.36 | 6692 | 4702 | 0.45 | 5701 | 9907 | 0.95 | 496 | 9571 | 0.92 | 832 | 161 | 0.02 | 10242
540 | Mt Poso | PGE Kern | {} | 2460 | 534 | 0.22 | 1926 | 0.78 | [5 empty] | 0 | 0 | 0 | 0 |  | 83 | 0.03 | 2377 | 0.97 | 605 | 0.25 | 1855 | 665 | 0.27 | 1795 | 1208 | 0.49 | 1252 | 1431 | 0.58 | 1029 | 1704 | 0.69 | 756 | 31 | 0.01 | 2430
541 | Rock Creek 1 | PGE NGBA | {'Rock Creek': [0.0, 3.0], 'Grizzly': [1.0, 3.0], 'Cresta': [6.4, 3.0]} | 24714 | 1114 | 0.05 | 23600 | 0.95 | [5 empty] | 0 | 0 | 0 | 0 |  | 9425 | 0.38 | 3822 | 0.15 | 9816 | 0.4 | 14897 | 15361 | 0.62 | 9352 | 15934 | 0.64 | 8780 | 21471 | 0.87 | 3242 | 18129 | 0.73 | 6584 | 579 | 0.02 | 24134
542 | New Sub - Kramer - Lugo (Proposed) | SCE NOL | {'Roadway': [0.0, 400.0], 'Victor': [5.1, 25.0]} | 71896 | 5964 | 0.08 | 65933 | 0.92 | [5 empty] | 0 | 0 | 0 | 0 |  | 7284 | 0.1 | 6188 | 0.09 | 38680 | 0.54 | 33216 | 27769 | 0.39 | 44127 | 19637 | 0.27 | 52260 | 53800 | 0.75 | 18097 | 36992 | 0.51 | 34904 | 288 | 0 | 71608
543 | Baker | SCE NOL | {} | 23320 | 2693 | 0.12 | 20627 | 0.88 | [5 empty] | 0 | 0 | 0 | 0 |  | 0 | 0 | 0 | 0 | 13451 | 0.58 | 9868 | 9186 | 0.39 | 14133 | 9190 | 0.39 | 14130 | 15766 | 0.68 | 7554 | 15107 | 0.65 | 8213 | 505 | 0.02 | 22815
544 | Mountain View | PGE GBA | {} | 4430 | 403 | 0.09 | 4027 | 0.91 | [5 empty] | 9 | 0 | 7 | 0 |  | 2498 | 0.56 | 608 | 0.14 | 2898 | 0.65 | 1532 | 1770 | 0.4 | 2660 | 2104 | 0.47 | 2327 | 3607 | 0.81 | 823 | 2976 | 0.67 | 1454 | 158 | 0.04 | 4273
545 | Stanislaus | PGE GBA | {} | 2916 | 372 | 0.13 | 2544 | 0.87 | [5 empty] | 0 | 0 | 0 | 0 |  | 1236 | 0.42 | 293 | 0.1 | 0 | 0 | 2916 | 541 | 0.19 | 2375 | 896 | 0.31 | 2020 | 1052 | 0.36 | 1864 | 1752 | 0.6 | 1164 | 220 | 0.08 | 2696
546 | Eagle Mountain | SCE Eastern | {'Kem': [4.0, 5986.0], 'Red Bluff': [11.2, 7992.0]} | 68656 | 11631 | 0.17 | 57025 | 0.83 | [5 empty] | 11 | 0 | 0 | 0 |  | 0 | 0 | 0 | 0 | 27380 | 0.4 | 41277 | 16710 | 0.24 | 51946 | 10303 | 0.15 | 58353 | 35794 | 0.52 | 32862 | 38693 | 0.56 | 29963 | 574 | 0.01 | 68082
547 | Contra Costa PP | PGE GBA | {'Contra Costa': [1.6, 1948.0], 'Lone Tree': [4.8, 352.0], 'GWF 2': [5.3, 1400.0], 'Collinsville': [6.1, 2947.0], 'Pittsburg': [7.4, 1237.0], 'Kirker': [7.8, 904.0], 'Brentwood': [8.1, 139.0], 'Birds Landing': [8.5, 3038.0], 'Shiloh III': [11.7, 2586.0], 'Clayton': [12.2, 1.0], 'Lambie': [15.4, 1123.0], 'Lambie Energy': [15.4, 1123.0], 'Tassajara': [16.9, 75.0], 'Grand Island': [17.7, 1672.0]} | 151375 | 12745 | 0.08 | 138629 | 0.92 | [5 empty] | 27608 | 0.18 | 32155 | 0.21 |  | 76585 | 0.51 | 194 | 0 | 51150 | 0.34 | 100225 | 67540 | 0.45 | 83835 | 69047 | 0.46 | 82328 | 92638 | 0.61 | 58736 | 23614 | 0.16 | 127761 | 31146 | 0.21 | 120229
548 | Padre Flats SW STA | PGE Fresno | {} | 9553 | 0 | 0 | 9553 | 1 | [5 empty] | 3 | 0 | 0 | 0 |  | 4669 | 0.49 | 4877 | 0.51 | 8992 | 0.94 | 561 | 272 | 0.03 | 9281 | 500 | 0.05 | 9053 | 9097 | 0.95 | 456 | 9292 | 0.97 | 261 | 16 | 0 | 9537
549 | Bliss | SCE Northern | {} | 0 | 0 | 0 | 0 | 0 | [5 empty] | 0 | 0 | 0 | 0 |  | 0 | 0 | 0 | 0 | 0 | 0 | 0 | 0 | 0 | 0 | 0 | 0 | 0 | 0 | 0 | 0 | 0 | 0 | 0 | 0 | 0 | 0
550 | Divide | PGE Kern | {} | 32130 | 1714 | 0.05 | 30416 | 0.95 | [5 empty] | 181 | 0.01 | 4 | 0 |  | 22623 | 0.7 | 5314 | 0.17 | 20401 | 0.63 | 11729 | 585 | 0.02 | 31545 | 2182 | 0.07 | 29948 | 22227 | 0.69 | 9903 | 19104 | 0.59 | 13026 | 1809 | 0.06 | 30321
551 | Cresta | PGE NGBA | {'Rock Creek 1': [6.4, 3.0], 'Rock Creek': [6.5, 3.0], 'Grizzly': [7.3, 3.0]} | 21970 | 753 | 0.03 | 21217 | 0.97 | [5 empty] | 0 | 0 | 0 | 0 |  | 7676 | 0.35 | 2963 | 0.13 | 8535 | 0.39 | 13435 | 14585 | 0.66 | 7385 | 15179 | 0.69 | 6792 | 19877 | 0.9 | 2093 | 16148 | 0.74 | 5822 | 575 | 0.03 | 21396
552 | Race Track | PGE GBA | {} | 146 | 57 | 0.39 | 89 | 0.61 | [5 empty] | 0 | 0 | 0 | 0 |  | 30 | 0.2 | 62 | 0.42 | 0 | 0 | 146 | 0 | 0 | 146 | 21 | 0.15 | 125 | 21 | 0.15 | 125 | 89 | 0.61 | 57 | 14 | 0.1 | 132
553 | Lodi | PGE GBA | {'Eight Mile': [2.1, 167.0]} | 122138 | 10148 | 0.08 | 111990 | 0.92 | [5 empty] | 26722 | 0.22 | 30656 | 0.25 |  | 57697 | 0.47 | 75 | 0 | 32627 | 0.27 | 89511 | 52502 | 0.43 | 69636 | 54175 | 0.44 | 67964 | 67264 | 0.55 | 54874 | 11037 | 0.09 | 111101 | 25632 | 0.21 | 96506
554 | Rancho Seco | PGE GBA | {} | 21281 | 0 | 0 | 21281 | 1 | [5 empty] | 3581 | 0.17 | 11790 | 0.55 |  | 995 | 0.05 | 0 | 0 | 3011 | 0.14 | 18270 | 490 | 0.02 | 20791 | 2521 | 0.12 | 18759 | 4791 | 0.23 | 16489 | 275 | 0.01 | 21006 | 3349 | 0.16 | 17932
555 | Monticello | PGE NGBA | {} | 106239 | 4314 | 0.04 | 101925 | 0.96 | [5 empty] | 12595 | 0.12 | 13588 | 0.13 |  | 68071 | 0.64 | 19457 | 0.18 | 58827 | 0.55 | 47412 | 25740 | 0.24 | 80499 | 26141 | 0.25 | 80098 | 80305 | 0.76 | 25934 | 56680 | 0.53 | 49559 | 12538 | 0.12 | 93701
556 | New Sub - Westley - Quinto (Proposed) | PGE Fresno | {} | 38206 | 0 | 0 | 38206 | 1 | [5 empty] | 793 | 0.02 | 1026 | 0.03 |  | 29232 | 0.77 | 6383 | 0.17 | 34873 | 0.91 | 3333 | 26576 | 0.7 | 11630 | 30594 | 0.8 | 7612 | 37887 | 0.99 | 319 | 22182 | 0.58 | 16024 | 833 | 0.02 | 37373
557 | North Dublin | PGE GBA | {'San Ramon': [4.2, 21.0], 'Tassajara': [4.7, 21.0], 'Cayetano': [4.7, 21.0], 'Vineyard': [5.2, 21.0], 'Los Positas': [7.4, 21.0], 'Las Positas': [7.4, 21.0], 'Vasco': [8.1, 21.0], 'Altamont': [9.8, 21.0], 'Altamont Midway (Sandhill)': [9.8, 21.0], 'Windmaster': [12.3, 21.0]} | 74828 | 6465 | 0.09 | 68363 | 0.91 | [5 empty] | 7730 | 0.1 | 4403 | 0.06 |  | 39033 | 0.52 | 2674 | 0.04 | 40915 | 0.55 | 33913 | 53116 | 0.71 | 21712 | 50364 | 0.67 | 24464 | 62809 | 0.84 | 12018 | 20577 | 0.27 | 54251 | 12974 | 0.17 | 61854
558 | Wildlife | SCE Eastern | {} | 9262 | 56 | 0.01 | 9206 | 0.99 | [5 empty] | 0 | 0 | 0 | 0 |  | 4292 | 0.46 | 3585 | 0.39 | 5857 | 0.63 | 3406 | 5145 | 0.56 | 4117 | 5318 | 0.57 | 3944 | 9074 | 0.98 | 189 | 4714 | 0.51 | 4548 | 64 | 0.01 | 9198
559 | Clovis | PGE Fresno | {} | 0 | 0 | 0 | 0 | 0 | [5 empty] | 0 | 0 | 0 | 0 |  | 0 | 0 | 0 | 0 | 0 | 0 | 0 | 0 | 0 | 0 | 0 | 0 | 0 | 0 | 0 | 0 | 0 | 0 | 0 | 0 | 0 | 0
560 | Greenleaf 1 | PGE NGBA | {} | 23208 | 448 | 0.02 | 22760 | 0.98 | [5 empty] | 3107 | 0.13 | 1051 | 0.05 |  | 11688 | 0.5 | 10766 | 0.46 | 19514 | 0.84 | 3694 | 1106 | 0.05 | 22101 | 1145 | 0.05 | 22063 | 19535 | 0.84 | 3673 | 17934 | 0.77 | 5274 | 127 | 0.01 | 23080
561 | Atlantic | PGE NGBA | {} | 0 | 0 | 0 | 0 | 0 | [5 empty] | 0 | 0 | 0 | 0 |  | 0 | 0 | 0 | 0 | 0 | 0 | 0 | 0 | 0 | 0 | 0 | 0 | 0 | 0 | 0 | 0 | 0 | 0 | 0 | 0 | 0 | 0
562 | Vasona | PGE GBA | {'El Patio': [3.1, 33.0], 'Saratoga': [3.3, 33.0], 'Hicks': [3.8, 33.0], 'Monta Vista': [7.6, 33.0]} | 3466 | 192 | 0.06 | 3274 | 0.94 | [5 empty] | 9 | 0 | 9 | 0 |  | 2075 | 0.6 | 749 | 0.22 | 2531 | 0.73 | 935 | 1412 | 0.41 | 2054 | 1479 | 0.43 | 1987 | 2924 | 0.84 | 541 | 2773 | 0.8 | 693 | 121 | 0.04 | 3344
563 | Mercury | SCE EOP | {'Innovation': [5.5, 707.0], 'Jackass (DOE)': [15.8, 922.0]} | 124194 | 8483 | 0.07 | 115711 | 0.93 | [5 empty] | 0 | 0 | 0 | 0 |  | 0 | 0 | 0 | 0 | 0 | 0 | 124194 | 0 | 0 | 124194 | 0 | 0 | 124194 | 0 | 0 | 124194 | 271 | 0 | 123923 | 0 | 0 | 124194
564 | Monta Vista | PGE GBA | {'Saratoga': [4.4, 33.0], 'Vasona': [7.6, 33.0], 'El Patio': [7.8, 33.0], 'Hicks': [11.3, 33.0]} | 3653 | 317 | 0.09 | 3336 | 0.91 | [5 empty] | 9 | 0 | 7 | 0 |  | 2134 | 0.58 | 416 | 0.11 | 2405 | 0.66 | 1248 | 1152 | 0.32 | 2501 | 1435 | 0.39 | 2218 | 2938 | 0.8 | 715 | 2625 | 0.72 | 1029 | 147 | 0.04 | 3507
565 | Topaz | PGE Kern | {'Carrizo Plains': [1.1, 135.0], 'Caliente': [8.0, 135.0], 'Kernridge': [18.4, 36.0]} | 19133 | 2243 | 0.12 | 16890 | 0.88 | [5 empty] | 1088 | 0.06 | 0 | 0 |  | 9142 | 0.48 | 8489 | 0.44 | 7800 | 0.41 | 11333 | 747 | 0.04 | 18386 | 3127 | 0.16 | 16006 | 9480 | 0.5 | 9653 | 13429 | 0.7 | 5704 | 165 | 0.01 | 18968
566 | Balch | PGE Fresno | {} | 7 | 0 | 0 | 7 | 1 | [5 empty] | 0 | 0 | 0 | 0 |  | 7 | 1 | 0 | 0 | 0 | 0 | 7 | 0 | 0 | 7 | 7 | 1 | 0 | 7 | 1 | 0 | 7 | 1 | 0 | 0 | 0 | 7
567 | El Dorado PH | PGE NGBA | {} | 16419 | 1367 | 0.08 | 15052 | 0.92 | [5 empty] | 0 | 0 | 0 | 0 |  | 3072 | 0.19 | 6 | 0 | 1484 | 0.09 | 14935 | 442 | 0.03 | 15978 | 452 | 0.03 | 15968 | 2373 | 0.14 | 14046 | 13438 | 0.82 | 2982 | 1757 | 0.11 | 14662
568 | Bell | PGE NGBA | {} | 0 | 0 | 0 | 0 | 0 | [5 empty] | 0 | 0 | 0 | 0 |  | 0 | 0 | 0 | 0 | 0 | 0 | 0 | 0 | 0 | 0 | 0 | 0 | 0 | 0 | 0 | 0 | 0 | 0 | 0 | 0 | 0 | 0
569 | San Pablo | PGE GBA | {'Standard Oil': [4.0, 262.0], 'Standard Oil 2': [4.0, 262.0], 'Richmond R': [4.5, 259.0], 'El Cerrito G': [5.2, 742.0], 'Christie': [7.1, 819.0], 'Carquinez': [8.8, 799.0], 'Sobrante': [8.9, 853.0], 'Alhambra': [11.2, 794.0], 'Martinez': [12.1, 796.0], 'Ignacio': [12.7, 41.0], 'Oakland L': [12.7, 130.0], 'Parkway': [12.7, 796.0], 'Bahia': [12.7, 796.0], 'Oakland C': [13.4, 118.0], 'Moraga': [13.5, 59.0], 'Oakland X': [13.8, 62.0], 'Meadow Lane': [15.5, 689.0], 'Lakewood': [16.0, 102.0], 'Potrero': [16.2, 65.0], 'SAN FRAN A (POTRERO PP)': [16.2, 67.0], 'Oakland J': [16.8, 40.0], 'Edes': [18.8, 6.0]} | 42616 | 3146 | 0.07 | 39471 | 0.93 | [5 empty] | 1717 | 0.04 | 0 | 0 |  | 24329 | 0.57 | 0 | 0 | 24696 | 0.58 | 17920 | 19804 | 0.46 | 22812 | 17498 | 0.41 | 25119 | 36057 | 0.85 | 6559 | 17479 | 0.41 | 25137 | 10752 | 0.25 | 31864
570 | Lambie (old) | PGE NGBA | {'Lambie Energy': [0.0, 7266.0], 'Shiloh III': [3.8, 6177.0], 'Birds Landing': [7.0, 6177.0], 'Peabody': [7.1, 2254.0], 'Collinsville': [9.9, 5042.0], 'Vaca-Dixon & Gc Yard': [12.8, 1089.0], 'Pittsburg': [13.0, 1140.0], 'Kirker': [14.1, 822.0], 'GWF 2': [14.3, 1166.0], 'Grand Island': [14.9, 794.0], 'Contra Costa PP': [15.4, 1123.0], 'Contra Costa': [16.1, 1120.0], 'Lone Tree': [20.0, 8.0]} | 143897 | 13642 | 0.09 | 130255 | 0.91 | [5 empty] | 27821 | 0.19 | 32170 | 0.22 |  | 68365 | 0.48 | 102 | 0 | 44508 | 0.31 | 99389 | 45734 | 0.32 | 98163 | 45140 | 0.31 | 98757 | 83207 | 0.58 | 60690 | 26594 | 0.18 | 117303 | 30743 | 0.21 | 113154
571 | Figarden | PGE Fresno | {} | 0 | 0 | 0 | 0 | 0 | [5 empty] | 0 | 0 | 0 | 0 |  | 0 | 0 | 0 | 0 | 0 | 0 | 0 | 0 | 0 | 0 | 0 | 0 | 0 | 0 | 0 | 0 | 0 | 0 | 0 | 0 | 0 | 0
572 | Trimble | PGE GBA | {} | 23557 | 279 | 0.01 | 23278 | 0.99 | [5 empty] | 8 | 0 | 3 | 0 |  | 18564 | 0.79 | 4244 | 0.18 | 22136 | 0.94 | 1421 | 15697 | 0.67 | 7860 | 18449 | 0.78 | 5108 | 22896 | 0.97 | 661 | 15700 | 0.67 | 7857 | 602 | 0.03 | 22955
573 | Tassajara | PGE GBA | {'San Ramon': [4.1, 21.0], 'North Dublin': [4.7, 21.0], 'Cayetano': [8.6, 21.0], 'Vineyard': [9.5, 21.0], 'Clayton': [10.6, 1.0], 'Los Positas': [11.7, 21.0], 'Las Positas': [11.7, 21.0], 'Vasco': [12.1, 21.0], 'Altamont': [13.0, 21.0], 'Altamont Midway (Sandhill)': [13.0, 21.0], 'Lone Tree': [13.0, 75.0], 'Windmaster': [14.4, 21.0], 'Brentwood': [15.0, 75.0], 'GWF 2': [15.3, 75.0], 'Contra Costa': [15.5, 75.0], 'Contra Costa PP': [16.9, 75.0]} | 88467 | 11077 | 0.13 | 77390 | 0.87 | [5 empty] | 11177 | 0.13 | 6279 | 0.07 |  | 49244 | 0.56 | 1551 | 0.02 | 40220 | 0.45 | 48247 | 56324 | 0.64 | 32143 | 55227 | 0.62 | 33241 | 67601 | 0.76 | 20867 | 20958 | 0.24 | 67509 | 16671 | 0.19 | 71796
574 | Santa Rosa A | PGE NGBA | {} | 27836 | 286 | 0.01 | 27549 | 0.99 | [5 empty] | 561 | 0.02 | 33 | 0 |  | 13916 | 0.5 | 1570 | 0.06 | 23378 | 0.84 | 4458 | 10038 | 0.36 | 17797 | 18338 | 0.66 | 9497 | 26424 | 0.95 | 1411 | 18428 | 0.66 | 9408 | 811 | 0.03 | 27024
575 | Piercy | PGE GBA | {} | 15679 | 101 | 0.01 | 15578 | 0.99 | [5 empty] | 5 | 0 | 8 | 0 |  | 9211 | 0.59 | 6089 | 0.39 | 14768 | 0.94 | 911 | 8182 | 0.52 | 7497 | 9768 | 0.62 | 5911 | 15179 | 0.97 | 499 | 13246 | 0.84 | 2433 | 315 | 0.02 | 15363
576 | Caribou | PGE NGBA | {} | 39444 | 3430 | 0.09 | 36014 | 0.91 | [5 empty] | 1 | 0 | 0 | 0 |  | 20862 | 0.53 | 3899 | 0.1 | 13471 | 0.34 | 25972 | 18510 | 0.47 | 20934 | 19651 | 0.5 | 19792 | 28313 | 0.72 | 11131 | 29431 | 0.75 | 10013 | 1016 | 0.03 | 38428
577 | Vista (SCE) | SCE Eastern | {} | 25069 | 1634 | 0.07 | 23434 | 0.93 | [5 empty] | 0 | 0 | 0 | 0 |  | 7418 | 0.3 | 9815 | 0.39 | 12862 | 0.51 | 12206 | 10008 | 0.4 | 15060 | 13307 | 0.53 | 11762 | 21584 | 0.86 | 3485 | 11238 | 0.45 | 13831 | 96 | 0 | 24973
578 | Cardiff | SCE Eastern | {} | 35143 | 2287 | 0.07 | 32855 | 0.93 | [5 empty] | 0 | 0 | 0 | 0 |  | 8451 | 0.24 | 11153 | 0.32 | 15539 | 0.44 | 19604 | 16887 | 0.48 | 18256 | 19901 | 0.57 | 15242 | 30286 | 0.86 | 4857 | 14772 | 0.42 | 20370 | 105 | 0 | 35038
579 | Cannon | SDGE Imperial | {'Encina': [0.2, 34.0], 'Palomar Airport': [2.8, 29.0], 'San Luis Rey': [5.1, 29.0], 'Shadowridge': [5.4, 22.0], 'Ocean Ranch': [5.6, 30.0], 'Melrose': [6.6, 29.0], 'San Marcos': [7.8, 8.0], 'Pendleton': [11.9, 27.0], 'Artesian': [14.0, 4.0], 'North City Metering': [14.0, 5.0], 'Penasquitos': [16.5, 3.0]} | 396 | 121 | 0.31 | 275 | 0.69 | [5 empty] | 0 | 0 | 0 | 0 |  | 3 | 0.01 | 0 | 0 | 34 | 0.09 | 362 | 206 | 0.52 | 190 | 250 | 0.63 | 146 | 250 | 0.63 | 146 | 0 | 0 | 396 | 32 | 0.08 | 364
580 | Mt Eden | PGE GBA | {'Eastshore': [0.9, 86.0], 'Grant': [4.2, 83.0], 'Castro Valley': [4.7, 76.0], 'Dumbarton': [5.7, 20.0], 'San Leandro U': [6.0, 82.0], 'Edes': [8.9, 81.0], 'Ravenswood': [9.9, 22.0], 'Oakland J': [11.0, 64.0], 'Cooley Landing': [11.1, 8.0], 'Oakland X': [14.0, 64.0], 'Burlingame': [14.5, 1.0], 'Menlo': [14.9, 2.0], 'Oakland C': [15.1, 64.0], 'Moraga': [15.4, 12.0], 'Oakland L': [15.5, 64.0], 'Jefferson': [15.8, 4.0], 'Millbrae': [15.9, 1.0], 'Martin': [17.4, 10.0], 'SAN FRAN A (POTRERO PP)': [17.7, 18.0], 'Potrero': [17.7, 19.0]} | 28223 | 1872 | 0.07 | 26352 | 0.93 | [5 empty] | 5 | 0 | 0 | 0 |  | 24201 | 0.86 | 799 | 0.03 | 21087 | 0.75 | 7136 | 20502 | 0.73 | 7721 | 24316 | 0.86 | 3907 | 25862 | 0.92 | 2361 | 11499 | 0.41 | 16724 | 1047 | 0.04 | 27176
581 | Fitch Mountain | PGE NGBA | {} | 31368 | 538 | 0.02 | 30830 | 0.98 | [5 empty] | 571 | 0.02 | 34 | 0 |  | 10465 | 0.33 | 9756 | 0.31 | 25533 | 0.81 | 5835 | 8975 | 0.29 | 22393 | 19511 | 0.62 | 11857 | 29002 | 0.92 | 2365 | 18442 | 0.59 | 12925 | 594 | 0.02 | 30774
582 | Stockton A | PGE GBA | {} | 61915 | 4442 | 0.07 | 57473 | 0.93 | [5 empty] | 7444 | 0.12 | 13425 | 0.22 |  | 29154 | 0.47 | 1260 | 0.02 | 28835 | 0.47 | 33080 | 38059 | 0.61 | 23856 | 40500 | 0.65 | 21414 | 42573 | 0.69 | 19342 | 14528 | 0.23 | 47387 | 4412 | 0.07 | 57503
583 | Saratoga | PGE GBA | {'Vasona': [3.3, 33.0], 'Monta Vista': [4.4, 33.0], 'El Patio': [4.4, 33.0], 'Hicks': [7.0, 33.0]} | 3469 | 234 | 0.07 | 3235 | 0.93 | [5 empty] | 9 | 0 | 7 | 0 |  | 2075 | 0.6 | 663 | 0.19 | 2529 | 0.73 | 939 | 1348 | 0.39 | 2121 | 1425 | 0.41 | 2044 | 2870 | 0.83 | 599 | 2723 | 0.79 | 745 | 122 | 0.04 | 3347
584 | Christie | PGE GBA | {'Alhambra': [4.3, 1151.0], 'Martinez': [5.0, 1153.0], 'Carquinez': [6.5, 1156.0], 'Bahia': [6.6, 1153.0], 'Sobrante': [6.8, 744.0], 'San Pablo': [7.1, 819.0], 'El Cerrito G': [7.9, 556.0], 'Meadow Lane': [8.9, 1031.0], 'Parkway': [9.4, 1153.0], 'Richmond R': [10.2, 46.0], 'Lakewood': [10.5, 104.0], 'Standard Oil': [10.7, 49.0], 'Standard Oil 2': [10.8, 49.0], 'Moraga': [11.1, 17.0], 'Oakland X': [13.8, 17.0], 'Oakland L': [13.8, 20.0], 'Oakland C': [14.8, 20.0], 'SAN FRAN A (POTRERO PP)': [19.7, 10.0], 'Potrero': [19.7, 10.0]} | 72307 | 10124 | 0.14 | 62184 | 0.86 | [5 empty] | 9538 | 0.13 | 1688 | 0.02 |  | 45505 | 0.63 | 102 | 0 | 27266 | 0.38 | 45041 | 35263 | 0.49 | 37045 | 33176 | 0.46 | 39131 | 53718 | 0.74 | 18590 | 20414 | 0.28 | 51893 | 22543 | 0.31 | 49764
585 | Las Aguilas | PGE Fresno | {} | 11484 | 531 | 0.05 | 10953 | 0.95 | [5 empty] | 70 | 0.01 | 353 | 0.03 |  | 4116 | 0.36 | 6204 | 0.54 | 8945 | 0.78 | 2539 | 1074 | 0.09 | 10410 | 2739 | 0.24 | 8745 | 10079 | 0.88 | 1406 | 10071 | 0.88 | 1413 | 233 | 0.02 | 11251
586 | Monroe | PGE NGBA | {} | 28050 | 292 | 0.01 | 27758 | 0.99 | [5 empty] | 561 | 0.02 | 33 | 0 |  | 13381 | 0.48 | 2973 | 0.11 | 23657 | 0.84 | 4393 | 9719 | 0.35 | 18332 | 17970 | 0.64 | 10080 | 26807 | 0.96 | 1243 | 17744 | 0.63 | 10307 | 769 | 0.03 | 27281
587 | Elliot | SDGE Imperial | {'Elliott': [0.0, 121.0], 'Kearny': [2.8, 121.0], 'Mission': [3.6, 121.0], 'Murray': [4.1, 2.0], 'Mesa Heights': [4.1, 121.0], 'Old Town': [7.0, 121.0], 'Spring Valley': [7.3, 1.0], 'Vine': [7.5, 121.0], 'Silvergate': [9.0, 121.0], 'Point Loma': [9.9, 121.0], 'Bay Boulevard': [14.4, 80.0], 'Otay': [15.4, 1.0], 'Imperial Beach': [16.1, 23.0]} | 900 | 207 | 0.23 | 693 | 0.77 | [5 empty] | 0 | 0 | 0 | 0 |  | 0 | 0 | 0 | 0 | 54 | 0.06 | 846 | 349 | 0.39 | 552 | 624 | 0.69 | 276 | 629 | 0.7 | 271 | 34 | 0.04 | 866 | 68 | 0.08 | 832
588 | Sunset | PGE Kern | {} | 5013 | 512 | 0.1 | 4501 | 0.9 | [5 empty] | 0 | 0 | 0 | 0 |  | 965 | 0.19 | 3512 | 0.7 | 1370 | 0.27 | 3643 | 263 | 0.05 | 4750 | 841 | 0.17 | 4172 | 1933 | 0.39 | 3079 | 3963 | 0.79 | 1050 | 16 | 0 | 4997
589 | Herndon | PGE Fresno | {} | 0 | 0 | 0 | 0 | 0 | [5 empty] | 0 | 0 | 0 | 0 |  | 0 | 0 | 0 | 0 | 0 | 0 | 0 | 0 | 0 | 0 | 0 | 0 | 0 | 0 | 0 | 0 | 0 | 0 | 0 | 0 | 0 | 0
590 | Menlo | PGE GBA | {'Jefferson': [4.9, 20.0], 'Cooley Landing': [5.0, 17.0], 'Ravenswood': [5.5, 20.0], 'Whisman': [7.6, 1.0], 'Dumbarton': [11.7, 13.0], 'Burlingame': [14.0, 10.0], 'Eastshore': [14.2, 10.0], 'Mt Eden': [14.9, 2.0], 'Mt. Eden': [14.9, 2.0], 'Millbrae': [15.8, 8.0]} | 2797 | 576 | 0.21 | 2221 | 0.79 | [5 empty] | 8 | 0 | 3 | 0 |  | 999 | 0.36 | 43 | 0.02 | 1227 | 0.44 | 1570 | 1037 | 0.37 | 1760 | 1551 | 0.55 | 1246 | 2012 | 0.72 | 786 | 1156 | 0.41 | 1641 | 166 | 0.06 | 2632
591 | Mountain Pass | SCE EOP | {'Ivanpah': [5.5, 18.0], 'Primm': [14.9, 18.0]} | 15836 | 1346 | 0.08 | 14491 | 0.92 | [5 empty] | 0 | 0 | 0 | 0 |  | 0 | 0 | 0 | 0 | 4618 | 0.29 | 11218 | 6478 | 0.41 | 9358 | 2581 | 0.16 | 13255 | 8612 | 0.54 | 7224 | 9874 | 0.62 | 5962 | 62 | 0 | 15775
592 | San Jose A | PGE GBA | {} | 14940 | 218 | 0.01 | 14723 | 0.99 | [5 empty] | 9 | 0 | 7 | 0 |  | 9764 | 0.65 | 4537 | 0.3 | 13910 | 0.93 | 1031 | 8557 | 0.57 | 6383 | 9628 | 0.64 | 5312 | 14366 | 0.96 | 575 | 11811 | 0.79 | 3129 | 358 | 0.02 | 14582
593 | Artesian | SDGE Imperial | {'North City Metering': [6.6, 4.0], 'San Marcos': [8.3, 4.0], 'Penasquitos': [8.6, 3.0], 'Shadowridge': [10.3, 4.0], 'Palomar Airport': [11.3, 4.0], 'Cannon': [14.0, 4.0], 'Encina': [14.1, 4.0]} | 783 | 225 | 0.29 | 558 | 0.71 | [5 empty] | 0 | 0 | 0 | 0 |  | 3 | 0 | 15 | 0.02 | 63 | 0.08 | 720 | 279 | 0.36 | 505 | 477 | 0.61 | 307 | 497 | 0.63 | 286 | 15 | 0.02 | 768 | 61 | 0.08 | 722
594 | Thousandaire | SCE EOP | {'Gamebird': [3.4, 2.0], 'Pahrump': [4.6, 33.0], 'Charleston': [10.4, 32.0]} | 20271 | 1795 | 0.09 | 18476 | 0.91 | [5 empty] | 0 | 0 | 0 | 0 |  | 0 | 0 | 0 | 0 | 3071 | 0.15 | 17200 | 639 | 0.03 | 19632 | 7881 | 0.39 | 12390 | 9481 | 0.47 | 10790 | 14412 | 0.71 | 5859 | 136 | 0.01 | 20135

## LandEnvData_Geo
CEC provided land-use and environmental data criteria for in-state known geothermal fields and their technical potential (https://lab.data.ca.gov/dataset/geothermal-resource-potential-by-field). Land-use and Environmental screens are applied and calculated over the whole field area.
|  |  | Geothermal Field Potential generation potential (mean estimated MW) | Geothermal Field remaining undeveloped MW potential (subtracting existing facilities) | Geothermal Field is within protected area | Size of Geothermal Field | Geothermal Field Outside of Protected Areas (Lower Implications Land) | Percentage of Field w/ Lower Implications | Geothermal Field Excluded by Protected Areas (Higher Implications Land) | Percentage of Field w/ Higher Implications | Geothermal Field within Tier 2 Fire Threat | Percentage of Geothermal Field within Tier 2 Fire Threat | Geothermal Field within Tier 3 Fire Threat | Percentage of Geothermal Field within Tier 3 Fire Threat | Geothermal Field w/ ACE Terrestrial Connectivity, 4 or 5, (High Implications) | Percentage of Geothermal Field w/ Terrestrial Connectivity High Implications | Geothermal Field w/ Terrestrial Connectivity Low Implications | Geothermal Field w/ ACE Biodiversity, 5, (High Implications) | Percentage of Geothermal Field w/ Biodiversity High Implications | Geothermal Field w/ Biodiversity Low Implications | Geothermal Field w/ ACE Irreplaceability, 4 or 5, (High Implications) | Percentage of Geothermal Field w/ Irreplaceability High Implications | Geothermal Field w/ Irreplaceability Low Implications | Geothermal Field w/ Any of the three ACE datasets High Implications | Percentage of Geothermal Field w/ Any of the three ACE datasets High Implications | Geothermal Field w/ Any of the three ACE datasets Low Implications | Geothermal Field w/ High Terrestrial Landscape Intactness | Percentage of Geothermal Field w/ High Terrestrial Landscape Intactness | Geothermal Field w/ Low Terrestrial Landscape Intactness | Geothermal Field w/ Classified as Wetlands | Percentage of Geothermal Field w/ Classified as Wetlands | Geothermal Field w/ Not Classified as Wetlands
Blue columns indicate additional data calculate/added by CPUC staff in dashboard.
| Geothermal Field Name | RESOLVE Region | Total_MWe_Mean | NetUndevelopedRP | Protected Area Exclusion (1=Yes) | Total Geothermal Field Acres | Low-Implication Acres | Low-Implication Percent | High-Implication Acres | High-Implication Percent | FT_Tier2_Acres | Perc_FT_Tier2 | FT_Tier3_Acres | Perc_FT_Tier3 | Conn45_Acres | Perc_Conn45 | Low Conn Acres | Bio5_Acres | Perc_Bio5 | Low Bio Acres | Irr45_Acres | Perc_Irr45 | Low Irr Acres | ACE_All_Acres | Perc_AllACE | Low AllACE Acres | High_Intact_Acres | Perc_HighIntact | LowIntact Acres | Wetlands_Acres | Perc_Wetlands | Not Wetlands Acres
| Arrowhead HS | SCE Eastern | 7.1 | 7.1 | 0 | 175.3961 | 175.3954 | 100% | 0.0007007 | 0.0003995% | 0 | 0% | 175.3955 | 100% | 175.3954 | 100% | 0.0007007 | 175.3954 | 100% | 0.0007007 | 0 | 0% | 175.3961 | 175.3954 | 100% | 0.0007007 | 24.3252 | 13.87% | 151.071 | 7.9886 | 4.555% | 167.4075
| Big Bend HS | PGE NGBA | 4.9 | 4.9 | 0 | 121.041 | 120.1237 | 99.24% | 0.91728 | 0.7578% | 2.8339 | 2.359% | 104.4389 | 86.94% | 0 | 0% | 121.041 | 0 | 0% | 121.041 | 0 | 0% | 121.041 | 0 | 0% | 121.041 | 0 | 0% | 121.041 | 14.7196 | 12.25% | 106.3213
| Boyes HS | PGE NGBA | 8.4 | 8.4 | 0 | 207.5152 | 199.4773 | 96.13% | 8.0379 | 3.873% | 0 | 0% | 0 | 0% | 0 | 0% | 207.5152 | 93.3342 | 46.79% | 114.181 | 199.4773 | 100% | 8.0379 | 199.4773 | 100% | 8.0379 | 0 | 0% | 207.5152 | 94.1987 | 47.22% | 113.3165
| Brawley | SCE Eastern/SDGE Imperial | 138 | 88.1 | 0 | 8932.376 | 8932.3401 | 100% | 0.035867 | 0.0004015% | 0 | 0% | 0 | 0% | 0 | 0% | 8932.376 | 2768.6249 | 31% | 6163.7511 | 2768.6249 | 31% | 6163.7511 | 2768.6249 | 31% | 6163.7511 | 0 | 0% | 8932.376 | 489.0355 | 5.475% | 8443.3404
| Brockway Hot Springs | PGE NGBA | 2 | 2 | 0 | 49.3952 | 49.395 | 100% | 0.00019804 | 0.0004009% | 0 | 0% | 0 | 0% | 0 | 0% | 49.3952 | 0 | 0% | 49.3952 | 49.395 | 100% | 0.00019804 | 49.395 | 100% | 0.00019804 | 0 | 0% | 49.3952 | 0 | 0% | 49.3952
| Calistoga | PGE NGBA | 16.9 | 16.9 | 0 | 9182.2695 | 8248.1681 | 89.83% | 934.1014 | 10.17% | 216.3119 | 2.623% | 0 | 0% | 5075.2149 | 61.53% | 4107.0546 | 6896.4886 | 83.61% | 2285.7809 | 7813.3895 | 94.73% | 1368.88 | 8248.0704 | 100% | 934.1992 | 1236.5681 | 14.99% | 7945.7014 | 630.1985 | 7.64% | 8552.071
| Canby (I'SOT) | Northeast CA | 9.4 | 9.4 | 0 | 232.2229 | 232.222 | 100% | 0.00093059 | 0.0004007% | 189.8061 | 81.73% | 0 | 0% | 0 | 0% | 232.2229 | 232.222 | 100% | 0.00093059 | 0 | 0% | 232.2229 | 232.222 | 100% | 0.00093059 | 0 | 0% | 232.2229 | 113.0093 | 48.66% | 119.2137
| Carson River | PGE NGBA | 15.7 | 15.7 | 0 | 387.8824 | 275.6083 | 71.05% | 112.2741 | 28.95% | 267.1607 | 96.93% | 0 | 0% | 275.6083 | 100% | 112.2741 | 0 | 0% | 387.8824 | 0 | 0% | 387.8824 | 275.6083 | 100% | 112.2741 | 275.6083 | 100% | 112.2741 | 3.1904 | 1.158% | 384.692
| Coso Hot Springs | SCE NOL | 419.2 | 116.79 | 0 | 108004.3984 | 82217.4639 | 76.12% | 25786.9345 | 23.88% | 0 | 0% | 0 | 0% | 3574.4129 | 4.348% | 104429.9856 | 5636.9363 | 6.856% | 102367.4621 | 2070.0508 | 2.518% | 105934.3476 | 6082.2437 | 7.398% | 101922.1547 | 74903.4123 | 91.1% | 33100.9861 | 252.4358 | 0.307% | 107751.9626
| East Brawley | SCE Eastern/SDGE Imperial | 358.5 | 358.5 | 0 | 70551.4453 | 66767.4915 | 94.64% | 3783.9538 | 5.363% | 0 | 0% | 0 | 0% | 696.2009 | 1.043% | 69855.2444 | 6399.5048 | 9.585% | 64151.9405 | 6857.5228 | 10.27% | 63693.9225 | 7095.7058 | 10.63% | 63455.7396 | 6724.2208 | 10.07% | 63827.2245 | 2893.777 | 4.334% | 67657.6683
| East Mesa | SDGE Imperial | 202.7 | 127.8 | 0 | 37802.1094 | 17279.5901 | 45.71% | 20522.5193 | 54.29% | 0 | 0% | 0 | 0% | 0 | 0% | 37802.1094 | 3594.938 | 20.8% | 34207.1714 | 3594.938 | 20.8% | 34207.1714 | 3594.938 | 20.8% | 34207.1714 | 6286.3755 | 36.38% | 31515.7339 | 1472.6835 | 8.523% | 36329.4259
| Fales HS | PGE GBA | 2.9 | 2.9 | 0 | 71.6294 | 71.6291 | 100% | 0.00028367 | 0.000396% | 71.6291 | 100% | 0 | 0% | 0 | 0% | 71.6294 | 0 | 0% | 71.6294 | 0 | 0% | 71.6294 | 0 | 0% | 71.6294 | 70.0664 | 97.82% | 1.563 | 1.6056 | 2.242% | 70.0238
| Fort Bidwell | Northeast CA | 9.1 | 9.1 | 0 | 224.8102 | 224.8093 | 100% | 0.00089663 | 0.0003988% | 186.4544 | 82.94% | 0 | 0% | 221.2554 | 98.42% | 3.5548 | 25.3971 | 11.3% | 199.4131 | 0 | 0% | 224.8102 | 221.2554 | 98.42% | 3.5548 | 6.3798 | 2.838% | 218.4304 | 93.835 | 41.74% | 130.9752
| Geysers | PGE NGBA | 1096.1 | 246.1 | 0 | 283216.375 | 209040.6447 | 73.81% | 74175.7303 | 26.19% | 79471.7025 | 38.02% | 96279.3672 | 46.06% | 106467.1088 | 50.93% | 176749.2662 | 85142.4765 | 40.73% | 198073.8985 | 132208.2973 | 63.25% | 151008.0777 | 171190.4625 | 81.89% | 112025.9125 | 50602.316 | 24.21% | 232614.059 | 2371.7879 | 1.135% | 280844.5871
| Glass Mountain | PGE NGBA | 365.6 | 365.6 | 0 | 135390.0625 | 4755.3652 | 3.512% | 130634.6973 | 96.49% | 0 | 0% | 0 | 0% | 3842.9234 | 80.81% | 131547.1391 | 0 | 0% | 135390.0625 | 0 | 0% | 135390.0625 | 3842.9234 | 80.81% | 131547.1391 | 4579.5787 | 96.3% | 130810.4838 | 0 | 0% | 135390.0625
| Heber | SDGE Imperial | 159.6 | 0 | 0 | 59317.0273 | 59277.7969 | 99.93% | 39.2305 | 0.06614% | 0 | 0% | 0 | 0% | 0 | 0% | 59317.0273 | 5511.0377 | 9.297% | 53805.9896 | 5511.0377 | 9.297% | 53805.9896 | 5511.0377 | 9.297% | 53805.9896 | 0 | 0% | 59317.0273 | 4678.7636 | 7.893% | 54638.2637
| Hot Mineral Spa | SCE Eastern | 3 | 3 | 0 | 4090.1086 | 4024.0972 | 98.39% | 66.0115 | 1.614% | 0 | 0% | 0 | 0% | 0 | 0% | 4090.1086 | 1017.1398 | 25.28% | 3072.9689 | 3652.7825 | 90.77% | 437.3262 | 3726.5687 | 92.61% | 363.54 | 1616.6475 | 40.17% | 2473.4612 | 1001.5224 | 24.89% | 3088.5863
| Indian Valley Hot Springs | PGE NGBA | 3.5 | 3.5 | 0 | 86.4527 | 83.4679 | 96.55% | 2.9848 | 3.453% | 83.4679 | 100% | 0 | 0% | 0 | 0% | 86.4527 | 0 | 0% | 86.4527 | 0 | 0% | 86.4527 | 0 | 0% | 86.4527 | 0 | 0% | 86.4527 | 41.4411 | 49.65% | 45.0116
| Kellog HS | Northeast CA | 5.4 | 5.4 | 0 | 133.3946 | 133.394 | 100% | 0.00053754 | 0.000403% | 132.0597 | 99% | 0 | 0% | 0 | 0% | 133.3946 | 0 | 0% | 133.3946 | 0 | 0% | 133.3946 | 0 | 0% | 133.3946 | 0 | 0% | 133.3946 | 67.3595 | 50.5% | 66.035
| Kelly HS | Northeast CA | 9.5 | 9.5 | 0 | 234.6934 | 234.6924 | 100% | 0.0009328 | 0.0003975% | 186.5378 | 79.48% | 0 | 0% | 0 | 0% | 234.6934 | 0 | 0% | 234.6934 | 0 | 0% | 234.6934 | 0 | 0% | 234.6934 | 37.2887 | 15.89% | 197.4046 | 8.3373 | 3.552% | 226.3561
| Lake City - Surprise Valley 1 | Northeast CA | 118.5 | 118.5 | 0 | 65355.3164 | 38360.2642 | 58.69% | 26995.0522 | 41.31% | 14988.4939 | 39.07% | 0 | 0% | 17269.0876 | 45.02% | 48086.2288 | 17740.8909 | 46.25% | 47614.4255 | 2597.2892 | 6.771% | 62758.0272 | 26898.9667 | 70.12% | 38456.3498 | 17552.0106 | 45.76% | 47803.3058 | 6209.0915 | 16.19% | 59146.2249
| Little Hot Spring (Fall River) | PGE NGBA | 3.9 | 3.9 | 0 | 96.3347 | 96.3343 | 100% | 0.00038335 | 0.0003979% | 0 | 0% | 0 | 0% | 96.3343 | 100% | 0.00038335 | 0 | 0% | 96.3347 | 0 | 0% | 96.3347 | 96.3343 | 100% | 0.00038335 | 0 | 0% | 96.3347 | 12.7226 | 13.21% | 83.6121
| Marble Hot Well | NORTHEAST CA/PGE NGBA | 3.5 | 3.5 | 0 | 86.4527 | 86.4523 | 100% | 0.00034498 | 0.000399% | 27.9607 | 32.34% | 0 | 0% | 0 | 0% | 86.4527 | 0 | 0% | 86.4527 | 86.4523 | 100% | 0.00034498 | 86.4523 | 100% | 0.00034498 | 86.4523 | 100% | 0.00034498 | 7.5211 | 8.7% | 78.9316
| Mono - Long Valley | SCE NOL/PGE GBA | 64.8 | 24.8 | 0 | 457796.3438 | 172364.2989 | 37.65% | 285432.0448 | 62.35% | 104883.4134 | 60.85% | 0 | 0% | 897.5803 | 0.5207% | 456898.7635 | 60804.4418 | 35.28% | 396991.902 | 51594.088 | 29.93% | 406202.2558 | 75489.2249 | 43.8% | 382307.1189 | 62231.1949 | 36.1% | 395565.1488 | 10568.848 | 6.132% | 447227.4958
| Mt. Signal | SDGE Imperial | 14.7 | 14.7 | 1 | 363.1743 | 138.8394 | 38.23% | 224.3349 | 61.77% | 0 | 0% | 0 | 0% | 0 | 0% | 363.1743 | 0 | 0% | 363.1743 | 0 | 0% | 363.1743 | 0 | 0% | 363.1743 | 0 | 0% | 363.1743 | 0 | 0% | 363.1743
| Paso Robles | PGE Kern | 3.4 | 3.4 | 0 | 83.9821 | 83.9818 | 100% | 0.00033756 | 0.0004019% | 0 | 0% | 0 | 0% | 0 | 0% | 83.9821 | 0 | 0% | 83.9821 | 83.9818 | 100% | 0.00033756 | 83.9818 | 100% | 0.00033756 | 0 | 0% | 83.9821 | 23.5596 | 28.05% | 60.4225
| Salton Sea | SCE Eastern | 2209.9 | 1779.07 | 0 | 103230.8828 | 79274.2263 | 76.79% | 23956.6565 | 23.21% | 0 | 0% | 0 | 0% | 0 | 0% | 103230.8828 | 47409.7577 | 59.8% | 55821.1251 | 53822.4761 | 67.89% | 49408.4067 | 53822.4761 | 67.89% | 49408.4067 | 4733.7768 | 5.971% | 98497.106 | 7042.5269 | 8.884% | 96188.3559
| Sespe Hot Springs | SCE Northern | 10.7 | 10.7 | 1 | 7030.354 | 32.0051 | 0.4552% | 6998.3489 | 99.54% | 0 | 0% | 32.0051 | 100% | 32.0051 | 100% | 6998.3489 | 0 | 0% | 7030.354 | 0 | 0% | 7030.354 | 32.0051 | 100% | 6998.3489 | 32.0051 | 100% | 6998.3489 | 0 | 0% | 7030.354
| Sierra Valley | PGE NGBA | 3.5 | 3.5 | 0 | 86.4527 | 86.4523 | 100% | 0.00034314 | 0.0003969% | 32.2836 | 37.34% | 0 | 0% | 0 | 0% | 86.4527 | 0 | 0% | 86.4527 | 0 | 0% | 86.4527 | 0 | 0% | 86.4527 | 86.4523 | 100% | 0.00034314 | 86.4523 | 100% | 0.00034314
| Sonoma Mission Inn | PGE NGBA | 6.3 | 6.3 | 0 | 155.6303 | 155.6296 | 100% | 0.00062844 | 0.0004038% | 0 | 0% | 0 | 0% | 0 | 0% | 155.6303 | 24.3112 | 15.62% | 131.3191 | 155.6296 | 100% | 0.00062844 | 155.6296 | 100% | 0.00062844 | 0 | 0% | 155.6303 | 40.515 | 26.03% | 115.1153
| South Brawley | SDGE Imperial | 42.3 | 42.3 | 0 | 12782.7979 | 11689.9947 | 91.45% | 1092.8031 | 8.549% | 0 | 0% | 0 | 0% | 0 | 0% | 12782.7979 | 0 | 0% | 12782.7979 | 0 | 0% | 12782.7979 | 0 | 0% | 12782.7979 | 0 | 0% | 12782.7979 | 1754.2333 | 15.01% | 11028.5646
| Tasajara HS | PGE GBA | 3 | 3 | 0 | 74.0999 | 54.6057 | 73.69% | 19.4942 | 26.31% | 0 | 0% | 54.6057 | 100% | 54.6057 | 100% | 19.4942 | 0 | 0% | 74.0999 | 0 | 0% | 74.0999 | 54.6057 | 100% | 19.4942 | 54.6057 | 100% | 19.4942 | 11.3333 | 20.75% | 62.7666
| Truckhaven | SCE Eastern | 50 | 50 | 0 | 40872.8828 | 6305.3507 | 15.43% | 34567.5321 | 84.57% | 0 | 0% | 0 | 0% | 1094.9444 | 17.37% | 39777.9384 | 0 | 0% | 40872.8828 | 0 | 0% | 40872.8828 | 1094.9444 | 17.37% | 39777.9384 | 3358.5413 | 53.26% | 37514.3415 | 0 | 0% | 40872.8828
| Wendel - Amedee | Northeast CA | 19.2 | 19.2 | 0 | 18366.2949 | 13239.2398 | 72.08% | 5127.0552 | 27.92% | 9382.4004 | 70.87% | 0 | 0% | 4566.1977 | 34.49% | 13800.0972 | 8021.7974 | 60.59% | 10344.4976 | 7260.1193 | 54.84% | 11106.1756 | 9915.3053 | 74.89% | 8450.9897 | 4506.493 | 34.04% | 13859.8019 | 1449.4321 | 10.95% | 16916.8628
| West Valley Reservoir | Northeast CA | 12.6 | 12.6 | 0 | 311.2874 | 204.0988 | 65.57% | 107.1886 | 34.43% | 0 | 0% | 0 | 0% | 93.1701 | 45.65% | 218.1173 | 0 | 0% | 311.2874 | 110.9287 | 54.35% | 200.3587 | 204.0988 | 100% | 107.1886 | 124.0213 | 60.77% | 187.266 | 7.7649 | 3.804% | 303.5225

## EnvScreens_Reconciliation
Resources that need to be added or excluded in the land-use analysis
|  |  | Resources in Baseline that need to be included in Land-Screens Analysis |  |  |  | Resources in portfolio that need to be excluded from Land-Screens Analysis
CAISO Study Area | Substation | Voltage | Wind | Solar | Geothermal | Has Res | Wind | Solar | Geothermal | Has Res
PG&E KERN | 7th Standard | 115 | 0 | 0 | 0 |  | 0 | 0 | 0
SCE Metro | Alamitos | 230 | 0 | 0 | 0 |  | 0 | 0 | 0
SCE Eastern | Alberhill | 115 | 0 | 0 | 0 |  | 0 | 0 | 0
SCE Eastern | Alberhill | 500 | 0 | 0 | 0 |  | 0 | 0 | 0
PG&E GBA | Alhambra | 115 | 0 | 0 | 0 |  | 0 | 0 | 0
PG&E FRESNO | Alpaugh | 115 | 0 | 0 | 0 |  | 0 | 0 | 0
SDGE | Alpine | 69 | 0 | 0 | 0 |  | 0 | 0 | 0
PG&E GBA | Altamont Midway (Sandhill) | 230 | 0 | 0 | 0 |  | 0 | 0 | 0
SCE Northern | Antelope | 66 | 0 | 0 | 0 |  | 0 | 0 | 0
SCE Northern | Antelope | 230 | 0 | 0 | 0 |  | 0 | 0 | 0
SCE Northern | Antelope | 500 | 0 | 0 | 0 |  | 0 | 0 | 0
PG&E NGBA | Arcata | 60 | 0 | 0 | 0 |  | 0 | 0 | 0
PG&E KERN | Arco | 230 | 0 | 64.9 | 0 |  | 0 | 0 | 0
PG&E KERN | Arco | 70 | 0 | 0 | 0 |  | 0 | 0 | 0
SCE Metro | ArcoGen | 230 | 0 | 0 | 0 |  | 0 | 0 | 0
SDGE | Artesian | 230 | 0 | 0 | 0 |  | 0 | 0 | 0
SDGE | Artesian | 69 | 0 | 0 | 0 |  | 0 | 0 | 0
PG&E FRESNO | Ashlan | 230 | 0 | 0 | 0 |  | 0 | 0 | 0
PG&E NGBA | Atlantic | 115 | 0 | 0 | 0 |  | 0 | 0 | 0
PG&E NGBA | Atlantic | 230 | 0 | 0 | 0 |  | 0 | 0 | 0
PG&E NGBA | Atlantic | 60 | 0 | 0 | 0 |  | 0 | 0 | 0
PG&E FRESNO | Atwater | 115 | 0 | 0 | 0 |  | 0 | 0 | 0
PG&E GBA | Avena | 115 | 0 | 0 | 0 |  | 0 | 0 | 0
SDGE | Avocado | 69 | 0 | 0 | 0 |  | 0 | 0 | 0
PG&E NGBA | Bahia | 230 | 0 | 0 | 0 |  | 0 | 0 | 0
SCE Northern | Bailey | 230 | 0 | 0 | 0 |  | 0 | 0 | 0
SCE NOL | Baker | 115 | 0 | 0 | 0 |  | 0 | 0 | 0
PG&E KERN | Bakersfield | 230 | 0 | 0 | 0 |  | 0 | 0 | 0
PG&E FRESNO | Balch | 230 | 0 | 0 | 0 |  | 0 | 0 | 0
SCE Eastern | Bannister | 230 | 0 | 0 | 44 |  | 0 | 0 | 0
SCE Metro | Barre | 230 | 0 | 20 | 0 |  | 0 | 0 | 0
SDGE | Bay Boulevard | 69 | 0 | 0 | 0 |  | 0 | 0 | 0
SDGE | Bay Boulevard | 230 | 0 | 0 | 0 |  | 0 | 0 | 0
SCE EOP | Beatty | 138 | 0 | 0 | 0 |  | 0 | 0 | 0
SCE EOP | Beatty | 230 | 0 | 0 | 0 |  | 0 | 0 | 0
PG&E NGBA | Belden | 230 | 0 | 0 | 0 |  | 0 | 0 | 0
PG&E NGBA | Bell | 115 | 0 | 0 | 0 |  | 0 | 0 | 0
PG&E NGBA | Bellevue | 115 | 0 | 0 | 0 |  | 0 | 0 | 0
PG&E GBA | Bellota | 115 | 0 | 0 | 0 |  | 0 | 0 | 0
PG&E GBA | Bellota | 230 | 0 | 0 | 0 |  | 0 | 0 | 0
SCE Northern | Big Creek | 230 | 0 | 0 | 0 |  | 0 | 0 | 0
PG&E FRESNO | Biola | 70 | 0 | 0 | 0 |  | 0 | 0 | 0
PG&E GBA | Birds Landing | 230 | 0 | 0 | 0 |  | 0 | 0 | 0
SCE Northern | Bliss | 66 | 0 | 0 | 0 |  | 0 | 0 | 0
SCE Eastern | Blythe | 161 | 0 | 0 | 0 |  | 0 | 0 | 0
PG&E NGBA | Bogue | 115 | 0 | 0 | 0 |  | 0 | 0 | 0
PG&E FRESNO | Borden | 230 | 0 | 0 | 0 |  | 0 | 0 | 0
PG&E FRESNO | Borden | 70 | 0 | 0 | 0 |  | 0 | 0 | 0
SDGE | Boulevard East | 138 | 0 | 0 | 0 |  | 0 | 0 | 0
SDGE | Boulevard East | 69 | 0 | 0 | 0 |  | 0 | 0 | 0
PG&E GBA | Brentwood | 230 | 0 | 0 | 0 |  | 0 | 0 | 0
PG&E NGBA | Bridgeville | 115 | 0 | 0 | 0 |  | 0 | 0 | 0
PG&E NGBA | Brighton | 115 | 0 | 0 | 0 |  | 0 | 0 | 0
PG&E NGBA | Brighton | 230 | 0 | 0 | 0 |  | 0 | 0 | 0
PG&E NGBA | Brunswick | 115 | 0 | 0 | 0 |  | 0 | 0 | 0
PG&E NGBA | Bucks Creek | 230 | 0 | 0 | 0 |  | 0 | 0 | 0
PG&E KERN | Buena Vista | 230 | 0 | 0 | 0 |  | 0 | 0 | 0
PG&E FRESNO | Bullard | 115 | 0 | 0 | 0 |  | 0 | 0 | 0
PG&E GBA | Burlingame | 115 | 0 | 0 | 0 |  | 0 | 0 | 0
PG&E NGBA | Burney Forest | 230 | 0 | 0 | 0 |  | 0 | 0 | 0
PG&E NGBA | Butte | 115 | 0 | 0 | 0 |  | 0 | 0 | 0
PG&E KERN | Cabrillo | 115 | 95.25 | 0 | 0 |  | 0 | 0 | 0
PG&E FRESNO | Cal Flats | 230 | 0 | 0 | 0 |  | 0 | 0 | 0
SCE NOL | Calcite | 230 | 0 | 0 | 0 |  | 0 | 0 | 0
PG&E KERN | Caliente | 230 | 0 | 0 | 0 |  | 0 | 0 | 0
PG&E FRESNO | California Ave | 115 | 0 | 0 | 0 |  | 0 | 0 | 0
PG&E KERN | Callender | 115 | 0 | 0 | 0 |  | 0 | 0 | 0
PG&E NGBA | Calpella | 115 | 0 | 0 | 0 |  | 0 | 0 | 0
PG&E GBA | Camanche | 230 | 0 | 0 | 0 |  | 0 | 0 | 0
SDGE | Cameron | 69 | 0 | 0 | 0 |  | 0 | 0 | 0
SDGE | Cannon | 69 | 0 | 0 | 0 |  | 0 | 0 | 0
PG&E FRESNO | Cantua | 115 | 0 | 0 | 0 |  | 0 | 0 | 0
SDGE | Capistrano | 138 | 0 | 0 | 0 |  | 0 | 0 | 0
SDGE | Capistrano | 230 | 0 | 0 | 0 |  | 0 | 0 | 0
PG&E NGBA | Carberry | 230 | 0 | 0 | 0 |  | 0 | 0 | 0
SCE Eastern | Cardiff | 66 | 0 | 0 | 0 |  | 0 | 0 | 0
PG&E NGBA | Caribou | 60 | 0 | 0 | 0 |  | 0 | 0 | 0
PG&E NGBA | Caribou | 115 | 0 | 0 | 0 |  | 0 | 0 | 0
PG&E NGBA | Caribou | 230 | 0 | 0 | 0 |  | 0 | 0 | 0
SCE EOP | Carpenter Canyon (fka Gamebird) | 138 | 0 | 0 | 0 |  | 0 | 0 | 0
SCE EOP | Carpenter Canyon (fka Gamebird) | 230 | 0 | 0 | 0 |  | 0 | 0 | 0
PG&E NGBA | Carquinez | 115 | 0 | 0 | 0 |  | 0 | 0 | 0
SDGE | Carrizo Gorge | 138 | 0 | 90 | 0 |  | 0 | 0 | 0
PG&E KERN | Carrizo Plains | 115 | 0 | 0 | 0 |  | 0 | 0 | 0
PG&E KERN | Casaloma | 230 | 0 | 0 | 0 |  | 0 | 0 | 0
PG&E GBA | Castro Valley | 230 | 0 | 0 | 0 |  | 0 | 0 | 0
PG&E GBA | Cayetano | 230 | 0 | 100 | 0 |  | 0 | 0 | 0
SCE Metro | Center | 230 | 0 | 0 | 0 |  | 0 | 0 | 0
PG&E KERN | Charca | 115 | 0 | 0 | 0 |  | 0 | 0 | 0
SCE EOP | Charleston | 138 | 0 | 0 | 0 |  | 0 | 0 | 0
SCE Metro | Chevmain | 230 | 0 | 0 | 0 |  | 0 | 0 | 0
SDGE | Chicarita | 138 | 0 | 0 | 0 |  | 0 | 0 | 0
SCE Metro | Chino | 230 | 0 | 0 | 0 |  | 0 | 0 | 0
PG&E FRESNO | Chowchilla | 115 | 0 | 0 | 0 |  | 0 | 0 | 0
PG&E GBA | Christie | 60 | 0 | 0 | 0 |  | 0 | 0 | 0
PG&E GBA | Christie | 115 | 0 | 0 | 0 |  | 0 | 0 | 0
SCE Eastern | Cielo Azul | 500 | 0 | 0 | 0 |  | 0 | 0 | 0
PG&E GBA | Clay | 60 | 0 | 0 | 0 |  | 0 | 0 | 0
PG&E GBA | Clayton | 115 | 0 | 0 | 0 |  | 0 | 0 | 0
PG&E NGBA | Cloverdale | 115 | 0 | 0 | 0 |  | 0 | 0 | 0
PG&E FRESNO | Clovis | 115 | 0 | 0 | 0 |  | 0 | 0 | 0
PG&E GBA | Coburn | 230 | 0 | 0 | 0 |  | 0 | 0 | 0
PG&E GBA | Coburn | 60 | 0 | 0 | 0 |  | 0 | 0 | 0
PG&E NGBA | Colgate | 230 | 0 | 0 | 0 |  | 0 | 0 | 0
PG&E GBA | Collierville | 230 | 0 | 0 | 0 |  | 0 | 0 | 0
PG&E GBA | Collinsville | 230 | 0 | 0 | 0 |  | 0 | 0 | 0
PG&E GBA | Collinsville | 500 | 0 | 0 | 0 |  | 0 | 0 | 0
SCE Eastern | Colorado River | 230 | 0 | 0 | 0 |  | 0 | 0 | 0
SCE Eastern | Colorado River | 500 | 0 | 0 | 0 |  | 0 | 0 | 0
PG&E KERN | Columbus | 115 | 0 | 0 | 0 |  | 0 | 0 | 0
PG&E GBA | Contra Costa | 115 | 0 | 0 | 0 |  | 0 | 0 | 0
PG&E GBA | Contra Costa | 230 | 0 | 0 | 0 |  | 0 | 0 | 0
PG&E GBA | Contra Costa PP | 230 | 0 | 0 | 0 |  | 0 | 0 | 0
SCE NOL | Control | 115 | 0 | 0 | 0 |  | 0 | 0 | 0
SCE NOL | Control | 55 | 0 | 0 | 0 |  | 0 | 0 | 0
PG&E GBA | Cooley Landing | 115 | 0 | 0 | 0 |  | 0 | 0 | 0
PG&E GBA | Cooley Landing | 60 | 0 | 0 | 0 |  | 0 | 0 | 0
SCE NOL | Coolwater | 230 | 0 | 0 | 0 |  | 0 | 0 | 0
SCE NOL | Coolwater | 115 | 0 | 0 | 0 |  | 0 | 0 | 0
PG&E KERN | Copus | 70 | 0 | 0 | 0 |  | 0 | 0 | 0
PG&E FRESNO | Corcoran | 70 | 0 | 0 | 0 |  | 0 | 0 | 0
PG&E FRESNO | Corcoran | 115 | 0 | 0 | 0 |  | 0 | 0 | 0
PG&E NGBA | Corona | 115 | 0 | 0 | 0 |  | 0 | 0 | 0
PG&E NGBA | Cortina | 230 | 0 | 0 | 0 |  | 0 | 0 | 0
PG&E NGBA | Cortina | 115 | 0 | 0 | 0 |  | 0 | 0 | 0
PG&E GBA | Cottle | 230 | 0 | 0 | 0 |  | 0 | 0 | 0
PG&E NGBA | Cottonwood | 115 | 0 | 0 | 0 |  | 0 | 0 | 0
PG&E NGBA | Cottonwood | 230 | 0 | 0 | 0 |  | 0 | 0 | 0
PG&E NGBA | Cottonwood | 60 | 0 | 0 | 0 |  | 0 | 0 | 0
PG&E NGBA | Cove Road | 230 | 0 | 0 | 0 |  | 0 | 0 | 0
PG&E GBA | Coyote | 230 | 0 | 0 | 0 |  | 0 | 0 | 0
PG&E GBA | Crazy Horse Canyon | 115 | 0 | 0 | 0 |  | 0 | 0 | 0
SDGE | Creelman | 69 | 0 | 0 | 0 |  | 0 | 0 | 0
PG&E FRESNO | Crescent | 70 | 0 | 0 | 0 |  | 0 | 0 | 0
PG&E FRESNO | Cressey | 115 | 0 | 0 | 0 |  | 0 | 0 | 0
PG&E NGBA | Cresta | 230 | 0 | 0 | 0 |  | 0 | 0 | 0
SDGE | Crestwood | 69 | 0 | 0 | 0 |  | 0 | 0 | 0
PG&E GBA | Crow Creek | 60 | 0 | 0 | 0 |  | 0 | 0 | 0
PG&E GBA | Crows Landing | 60 | 0 | 0 | 0 |  | 0 | 0 | 0
PG&E GBA | Curtis | 115 | 0 | 0 | 0 |  | 0 | 0 | 0
PG&E FRESNO | Dairyland | 115 | 0 | 0 | 0 |  | 0 | 0 | 0
PG&E NGBA | Davis | 115 | 0 | 0 | 0 |  | 0 | 0 | 0
SCE Metro | Del Amo | 500 | 0 | 0 | 0 |  | 0 | 0 | 0
SCE Metro | Del Amo | 230 | 0 | 0 | 0 |  | 0 | 0 | 0
SCE Eastern | Delaney | 500 | 0 | 0 | 0 |  | 0 | 0 | 0
PG&E NGBA | Delevan | 230 | 0 | 0 | 0 |  | 0 | 0 | 0
PG&E GBA | Delta PP | 230 | 0 | 0 | 0 |  | 0 | 0 | 0
SCE EOP | Desert View | 230 | 0 | 0 | 0 |  | 0 | 0 | 0
SCE Eastern | Devers | 230 | 0 | 0 | 0 |  | 0 | 0 | 0
SCE Eastern | Devers | 500 | 0 | 0 | 0 |  | 0 | 0 | 0
PG&E KERN | Diablo Canyon | 230 | 0 | 0 | 0 |  | 0 | 0 | 0
PG&E KERN | Diablo Canyon | 500 | 0 | 0 | 0 |  | 0 | 0 | 0
PG&E KERN | Divide | 115 | 0 | 0 | 0 |  | 0 | 0 | 0
PG&E GBA | Dixon Landing | 115 | 0 | 0 | 0 |  | 0 | 0 | 0
PG&E FRESNO | Dos Amigos | 230 | 0 | 0 | 0 |  | 0 | 0 | 0
PG&E NGBA | Drum | 115 | 0 | 0 | 0 |  | 0 | 0 | 0
PG&E GBA | Dumbarton | 115 | 0 | 0 | 0 |  | 0 | 0 | 0
SCE NOL | Dunn Siding | 115 | 0 | 0 | 0 |  | 0 | 0 | 0
SCE Eastern | Eagle Mountain | 230 | 0 | 0 | 0 |  | 0 | 0 | 0
PG&E NGBA | Eagle Rock (PGE) | 60 | 0 | 0 | 0 |  | 0 | 0 | 0
PG&E NGBA | Eagle Rock (PGE) | 115 | 0 | 0 | 0 |  | 0 | 0 | 0
SCE Metro | Eagle Rock (SCE) | 230 | 0 | 0 | 0 |  | 0 | 0 | 0
PG&E NGBA | East Marysville | 115 | 0 | 0 | 0 |  | 0 | 0 | 0
PG&E NGBA | East Nicolaus | 115 | 0 | 0 | 0 |  | 0 | 0 | 0
PG&E NGBA | East Nicolaus | 60 | 0 | 0 | 0 |  | 0 | 0 | 0
PG&E GBA | Eastshore | 115 | 0 | 0 | 0 |  | 0 | 0 | 0
PG&E GBA | Eastshore | 230 | 0 | 0 | 0 |  | 0 | 0 | 0
SDGE | ECO | 138 | 0 | 0 | 0 |  | 0 | 0 | 0
SDGE | ECO | 230 | 0 | 0 | 0 |  | 0 | 0 | 0
SDGE | ECO | 500 | 0 | 0 | 0 |  | 0 | 0 | 0
PG&E GBA | Edenvale | 115 | 0 | 0 | 0 |  | 0 | 0 | 0
PG&E GBA | Edes | 115 | 0 | 0 | 0 |  | 0 | 0 | 0
PG&E GBA | Eight Mile | 230 | 0 | 0 | 0 |  | 0 | 0 | 0
SDGE | El Cajon | 69 | 0 | 0 | 0 |  | 0 | 0 | 0
SCE Eastern | El Casco | 230 | 0 | 0 | 0 |  | 0 | 0 | 0
PG&E GBA | El Cerrito G | 115 | 0 | 0 | 0 |  | 0 | 0 | 0
PG&E NGBA | El Dorado PH | 115 | 0 | 0 | 0 |  | 0 | 0 | 0
PG&E FRESNO | El Nido (PGE) | 115 | 0 | 0 | 0 |  | 0 | 0 | 0
SCE Metro | El Nido (SCE) | 230 | 0 | 0 | 0 |  | 0 | 0 | 0
PG&E GBA | El Patio | 115 | 0 | 0 | 0 |  | 0 | 0 | 0
SCE Metro | El Segundo | 230 | 0 | 0 | 0 |  | 0 | 0 | 0
SCE EOP | Eldorado | 230 | 0 | 0 | 0 |  | 0 | 0 | 0
SCE EOP | Eldorado | 500 | 0 | 0 | 0 |  | 0 | 0 | 0
SCE Northern | Elizabeth Lake | 66 | 0 | 0 | 0 |  | 0 | 0 | 0
PG&E KERN | Elk Hills | 230 | 0 | 0 | 0 |  | 0 | 0 | 0
SDGE | Elliot | 69 | 0 | 0 | 0 |  | 0 | 0 | 0
SCE Metro | Ellis | 230 | 0 | 0 | 0 |  | 0 | 0 | 0
SDGE | Encina | 138 | 0 | 0 | 0 |  | 0 | 0 | 0
SDGE | Encina | 230 | 0 | 0 | 0 |  | 0 | 0 | 0
SDGE | Escondido | 230 | 0 | 0 | 0 |  | 0 | 0 | 0
SDGE | Escondido | 69 | 0 | 0 | 0 |  | 0 | 0 | 0
PG&E KERN | Estrella | 230 | 0 | 0 | 0 |  | 0 | 0 | 0
SCE Eastern | Etiwanda | 230 | 0 | 0 | 0 |  | 0 | 0 | 0
PG&E GBA | Evergreen | 115 | 0 | 0 | 0 |  | 0 | 0 | 0
PG&E GBA | Evergreen | 60 | 0 | 0 | 0 |  | 0 | 0 | 0
PG&E FRESNO | Excelsior | 115 | 0 | 0 | 0 |  | 0 | 0 | 0
PG&E FRESNO | Exchequer | 115 | 0 | 0 | 0 |  | 0 | 0 | 0
PG&E KERN | Fairway | 115 | 0 | 0 | 0 |  | 0 | 0 | 0
PG&E KERN | Famoso | 115 | 0 | 0 | 0 |  | 0 | 0 | 0
PG&E NGBA | Fern Road | 500 | 0 | 0 | 0 |  | 0 | 0 | 0
PG&E GBA | Fibreboard (SPI Sonora) | 115 | 0 | 0 | 0 |  | 0 | 0 | 0
PG&E FRESNO | Figarden | 230 | 0 | 0 | 0 |  | 0 | 0 | 0
PG&E FRESNO | Fink | 230 | 0 | 0 | 0 |  | 0 | 0 | 0
PG&E NGBA | Fitch Mountain | 60 | 0 | 0 | 0 |  | 0 | 0 | 0
PG&E GBA | FMC | 115 | 0 | 0 | 0 |  | 0 | 0 | 0
PG&E GBA | Fremont | 115 | 0 | 0 | 0 |  | 0 | 0 | 0
PG&E GBA | French Camp | 60 | 0 | 0 | 0 |  | 0 | 0 | 0
PG&E GBA | Frogtown | 115 | 0 | 0 | 0 |  | 0 | 0 | 0
PG&E NGBA | Fulton | 115 | 0 | 0 | 0 |  | 0 | 0 | 0
PG&E NGBA | Fulton | 230 | 0 | 0 | 18 |  | 0 | 0 | 0
PG&E NGBA | Fulton | 60 | 0 | 0 | 0 |  | 0 | 0 | 0
PG&E KERN | Ganso | 115 | 0 | 0 | 0 |  | 0 | 0 | 0
PG&E FRESNO | Gates | 230 | 0 | 0 | 0 |  | 0 | 143.5 | 0
PG&E FRESNO | Gates | 500 | 0 | 0 | 0 |  | 0 | 0 | 0
PG&E NGBA | Geysers 12 | 230 | 0 | 0 | 0 |  | 0 | 0 | 0
PG&E NGBA | Geysers 17 | 230 | 0 | 0 | 0 |  | 0 | 0 | 0
PG&E NGBA | Geysers 3 | 115 | 0 | 0 | 0 |  | 0 | 0 | 0
PG&E NGBA | Glenn | 230 | 0 | 0 | 0 |  | 0 | 0 | 0
PG&E NGBA | Glenn | 60 | 0 | 0 | 0 |  | 0 | 0 | 0
PG&E NGBA | Gold Hill | 115 | 0 | 0 | 0 |  | 0 | 0 | 0
PG&E NGBA | Gold Hill | 230 | 0 | 0 | 0 |  | 0 | 0 | 0
SCE Northern | Goleta | 230 | 0 | 0 | 0 |  | 0 | 0 | 0
SCE Metro | Goodrich | 230 | 0 | 0 | 0 |  | 0 | 0 | 0
PG&E KERN | Goose Lake | 115 | 0 | 0 | 0 |  | 0 | 0 | 0
SCE Metro | Gould | 230 | 0 | 0 | 0 |  | 0 | 0 | 0
PG&E NGBA | Grand Island | 115 | 0 | 0 | 0 |  | 0 | 0 | 0
SDGE | Granite | 69 | 0 | 0 | 0 |  | 0 | 0 | 0
PG&E GBA | Grant | 115 | 0 | 0 | 0 |  | 0 | 0 | 0
PG&E GBA | Green Valley | 115 | 0 | 0 | 0 |  | 0 | 0 | 0
PG&E NGBA | Greenleaf 1 | 115 | 0 | 0 | 0 |  | 0 | 0 | 0
PG&E FRESNO | Gregg | 230 | 0 | 0 | 0 |  | 0 | 0 | 0
PG&E FRESNO | Grimmway-Malaga | 115 | 0 | 0 | 0 |  | 0 | 0 | 0
PG&E NGBA | Grizzly | 230 | 0 | 0 | 0 |  | 0 | 0 | 0
PG&E FRESNO | Guernsey | 70 | 0 | 0 | 0 |  | 0 | 0 | 0
PG&E FRESNO | GWF Hanford | 115 | 0 | 0 | 0 |  | 0 | 0 | 0
PG&E FRESNO | Haas | 230 | 0 | 0 | 0 |  | 0 | 0 | 0
PG&E FRESNO | Hammonds | 115 | 0 | 0 | 0 |  | 0 | 0 | 0
SCE Metro | HarborGen | 230 | 0 | 0 | 0 |  | 0 | 0 | 0
PG&E NGBA | Harris | 60 | 0 | 0 | 0 |  | 0 | 0 | 0
SCE EOP | Harry Allen | 500 | 0 | 0 | 0 |  | 0 | 0 | 0
PG&E NGBA | Hartley | 60 | 0 | 0 | 0 |  | 0 | 0 | 0
SCE NOL | Harvard | 115 | 0 | 0 | 0 |  | 0 | 0 | 0
SDGE | Hassayampa | 500 | 0 | 133 | 0 |  | 0 | 0 | 0
PG&E FRESNO | Helm | 230 | 0 | 0 | 0 |  | 0 | 0 | 0
PG&E FRESNO | Helm | 70 | 0 | 0 | 0 |  | 0 | 0 | 0
PG&E FRESNO | Henrietta | 115 | 0 | 0 | 0 |  | 0 | 0 | 0
PG&E FRESNO | Henrietta | 230 | 0 | 0 | 0 |  | 0 | 0 | 0
PG&E FRESNO | Henrietta | 70 | 0 | 0 | 0 |  | 0 | 0 | 0
PG&E FRESNO | Herndon | 115 | 0 | 0 | 0 |  | 0 | 0 | 0
PG&E FRESNO | Herndon | 230 | 0 | 0 | 0 |  | 0 | 0 | 0
PG&E GBA | Hicks | 230 | 0 | 0 | 0 |  | 0 | 0 | 0
PG&E NGBA | Higgins | 115 | 0 | 0 | 0 |  | 0 | 0 | 0
PG&E NGBA | Hilltop | 345 | 0 | 0 | 0 |  | 0 | 0 | 0
SCE Metro | Hinson | 230 | 0 | 0 | 0 |  | 0 | 0 | 0
PG&E GBA | Hollister | 115 | 0 | 0 | 0 |  | 0 | 0 | 0
PG&E NGBA | Homestake | 115 | 0 | 0 | 0 |  | 0 | 0 | 0
PG&E NGBA | Honcut | 115 | 0 | 0 | 0 |  | 0 | 0 | 0
SDGE | Hoodoo Wash | 500 | 0 | 6 | 0 |  | 0 | 0 | 0
PG&E NGBA | Hopland | 115 | 0 | 0 | 0 |  | 0 | 0 | 0
PG&E NGBA | Hopland | 60 | 0 | 0 | 0 |  | 0 | 0 | 0
PG&E NGBA | Humboldt | 115 | 0 | 0 | 0 |  | 0 | 0 | 0
PG&E NGBA | Humboldt | 60 | 0 | 0 | 0 |  | 0 | 0 | 0
PG&E NGBA | Humboldt | 500 | 0 | 0 | 0 |  | 0 | 0 | 0
SCE Metro | Huntington Beach | 230 | 0 | 0 | 0 |  | 0 | 0 | 0
PG&E NGBA | Ignacio | 115 | 0 | 0 | 0 |  | 0 | 0 | 0
PG&E NGBA | Ignacio | 230 | 0 | 0 | 0 |  | 0 | 0 | 0
PG&E NGBA | Ignacio | 60 | 0 | 0 | 0 |  | 0 | 0 | 0
SDGE | Imperial Beach | 69 | 0 | 0 | 0 |  | 0 | 0 | 0
SDGE | Imperial Valley | 230 | 0 | 35 | 0 |  | 0 | 0 | 0
SDGE | Imperial Valley | 500 | 0 | 0 | 0 |  | 0 | 0 | 0
SCE EOP | Innovation | 138 | 0 | 0 | 0 |  | 0 | 0 | 0
SCE EOP | Innovation | 230 | 0 | 0 | 0 |  | 0 | 0 | 0
SCE NOL | Inyokern | 115 | 0 | 0 | 0 |  | 0 | 0 | 0
SCE EOP | IS Tap | 138 | 0 | 0 | 0 |  | 0 | 0 | 0
SCE EOP | Ivanpah | 115 | 0 | 0 | 0 |  | 0 | 0 | 0
SCE EOP | Ivanpah | 230 | 0 | 0 | 0 |  | 0 | 0 | 0
SCE EOP | Jackass (DOE) | 138 | 0 | 0 | 0 |  | 0 | 0 | 0
PG&E NGBA | James B Black | 230 | 0 | 0 | 0 |  | 0 | 0 | 0
PG&E GBA | Jefferson | 230 | 0 | 0 | 0 |  | 0 | 0 | 0
PG&E NGBA | Jessup | 115 | 0 | 0 | 0 |  | 0 | 0 | 0
SCE Metro | Johanna | 230 | 0 | 0 | 0 |  | 0 | 0 | 0
SCE Eastern | Julian Hinds | 230 | 0 | 0 | 0 |  | 0 | 0 | 0
PG&E GBA | Kasson | 115 | 0 | 0 | 0 |  | 0 | 0 | 0
PG&E GBA | Kasson | 60 | 0 | 0 | 0 |  | 0 | 0 | 0
PG&E FRESNO | Kearney | 230 | 0 | 0 | 0 |  | 0 | 0 | 0
PG&E FRESNO | Kearney | 70 | 0 | 0 | 0 |  | 0 | 0 | 0
PG&E GBA | Kelso | 230 | 0 | 0 | 0 |  | 0 | 0 | 0
PG&E FRESNO | Kerchoff 1 | 115 | 0 | 0 | 0 |  | 0 | 0 | 0
PG&E KERN | Kern Oil | 115 | 0 | 0 | 0 |  | 0 | 0 | 0
PG&E KERN | Kern PP | 115 | 0 | 0 | 0 |  | 0 | 0 | 0
PG&E KERN | Kern PP | 230 | 0 | 0 | 0 |  | 0 | 0 | 0
PG&E KERN | Kern PP | 70 | 0 | 0 | 0 |  | 0 | 0 | 0
PG&E KERN | Kernridge | 115 | 0 | 0 | 0 |  | 0 | 0 | 0
PG&E FRESNO | Kingsburg | 115 | 0 | 0 | 0 |  | 0 | 0 | 0
PG&E GBA | Kirker | 115 | 0 | 0 | 0 |  | 0 | 0 | 0
PG&E NGBA | Knights Landing | 115 | 0 | 0 | 0 |  | 0 | 0 | 0
PG&E NGBA | Konocti | 60 | 0 | 0 | 0 |  | 0 | 0 | 0
SCE NOL | Kramer | 115 | 0 | 0 | 0 |  | 0 | 0 | 0
SCE NOL | Kramer | 230 | 0 | 0 | 0 |  | 0 | 0 | 0
SCE Metro | La Cienega | 230 | 0 | 0 | 0 |  | 0 | 0 | 0
SCE Metro | La Fresa | 230 | 0 | 0 | 0 |  | 0 | 0 | 0
SCE Metro | Laguna Bell | 230 | 0 | 0 | 0 |  | 0 | 0 | 0
PG&E KERN | Lakeview | 70 | 0 | 89 | 0 |  | 0 | 0 | 0
PG&E NGBA | Lakeville | 230 | 0 | 0 | 0 |  | 0 | 0 | 0
PG&E NGBA | Lakeville | 60 | 0 | 0 | 0 |  | 0 | 0 | 0
PG&E NGBA | Lakeville | 115 | 0 | 0 | 0 |  | 0 | 0 | 0
PG&E GBA | Lakewood | 115 | 0 | 0 | 0 |  | 0 | 0 | 0
PG&E NGBA | Lambie | 230 | 0 | 0 | 0 |  | 0 | 0 | 0
PG&E GBA | Lammers | 115 | 0 | 0 | 0 |  | 0 | 0 | 0
PG&E KERN | Lamont | 115 | 0 | 0 | 0 |  | 0 | 0 | 0
PG&E FRESNO | Las Aguilas | 230 | 0 | 0 | 0 |  | 0 | 0 | 0
SCE EOP | Lathrop | 138 | 0 | 0 | 0 |  | 0 | 0 | 0
SCE EOP | Lathrop | 230 | 0 | 0 | 0 |  | 0 | 0 | 0
PG&E FRESNO | Le Grand | 115 | 0 | 0 | 0 |  | 0 | 0 | 0
PG&E FRESNO | Lemoore | 70 | 0 | 0 | 0 |  | 0 | 0 | 0
PG&E KERN | Lerdo | 115 | 0 | 0 | 0 |  | 0 | 0 | 0
SCE Metro | Lewis | 230 | 0 | 0 | 0 |  | 0 | 0 | 0
SCE Metro | Lighthipe | 230 | 0 | 1.32 | 0 |  | 0 | 0 | 0
SDGE | Lilac | 69 | 0 | 0 | 0 |  | 0 | 0 | 0
PG&E NGBA | Lincoln | 115 | 0 | 0 | 0 |  | 0 | 0 | 0
PG&E KERN | Live Oak | 115 | 0 | 0 | 0 |  | 0 | 0 | 0
PG&E GBA | Llagas | 115 | 0 | 0 | 0 |  | 0 | 0 | 0
PG&E GBA | Lockeford | 115 | 0 | 0 | 0 |  | 0 | 0 | 0
PG&E GBA | Lockeford | 230 | 0 | 0 | 0 |  | 0 | 0 | 0
PG&E GBA | Lockeford | 60 | 0 | 0 | 0 |  | 0 | 0 | 0
PG&E GBA | Lodi | 230 | 0 | 0 | 0 |  | 0 | 0 | 0
PG&E NGBA | Logan Creek | 230 | 0 | 0 | 0 |  | 0 | 0 | 0
PG&E GBA | Lone Tree | 230 | 0 | 0 | 0 |  | 0 | 0 | 0
PG&E FRESNO | Los Banos | 230 | 0 | 0 | 0 |  | 0 | 0 | 0
PG&E FRESNO | Los Banos | 500 | 0 | 0 | 0 |  | 0 | 0 | 0
SDGE | Los Coches | 138 | 0 | 0 | 0 |  | 0 | 0 | 0
SDGE | Los Coches | 69 | 0 | 0 | 0 |  | 0 | 0 | 0
PG&E GBA | Los Esteros | 115 | 0 | 0 | 0 |  | 0 | 0 | 0
PG&E GBA | Los Esteros | 230 | 0 | 0 | 0 |  | 0 | 0 | 0
PG&E GBA | Los Positas | 230 | 0 | 0 | 0 |  | 0 | 0 | 0
PG&E GBA | Los Positas | 60 | 0 | 0 | 0 |  | 0 | 0 | 0
SDGE | Loveland | 69 | 0 | 0 | 0 |  | 0 | 0 | 0
SCE NOL | Lugo | 230 | 0 | 0 | 0 |  | 0 | 0 | 0
SCE Metro | Lugo | 500 | 0 | 0 | 0 |  | 0 | 0 | 0
PG&E FRESNO | Madera | 70 | 0 | 0 | 0 |  | 0 | 0 | 0
PG&E NGBA | Madison | 115 | 0 | 0 | 0 |  | 0 | 0 | 0
PG&E KERN | Magunden | 115 | 0 | 0 | 0 |  | 0 | 0 | 0
SCE Northern | Magunden | 230 | 0 | 0 | 0 |  | 0 | 0 | 0
PG&E FRESNO | Malaga | 115 | 0 | 0 | 0 |  | 0 | 0 | 0
PG&E NGBA | Malin | 500 | 0 | 0 | 0 |  | 0 | 0 | 0
SCE Northern | Mandalay | 230 | 0 | 0 | 0 |  | 0 | 0 | 0
PG&E FRESNO | Manning | 230 | 0 | 0 | 0 |  | 0 | 0 | 0
PG&E FRESNO | Manning | 500 | 0 | 0 | 0 |  | 0 | 0 | 0
PG&E GBA | Manteca | 115 | 0 | 0 | 0 |  | 0 | 0 | 0
SDGE | Margarita | 138 | 0 | 0 | 0 |  | 0 | 0 | 0
PG&E GBA | Martin | 230 | 0 | 0 | 0 |  | 0 | 0 | 0
PG&E GBA | Martin | 115 | 0 | 0 | 0 |  | 0 | 0 | 0
PG&E GBA | Martinez | 115 | 0 | 0 | 0 |  | 0 | 0 | 0
PG&E FRESNO | Mc Mullin | 230 | 0 | 0 | 0 |  | 0 | 0 | 0
PG&E FRESNO | McCall | 115 | 0 | 0 | 0 |  | 0 | 0 | 0
PG&E FRESNO | McCall | 230 | 0 | 0 | 0 |  | 0 | 0 | 0
PG&E GBA | Meadow Lane | 115 | 0 | 0 | 0 |  | 0 | 0 | 0
PG&E GBA | Melones | 115 | 0 | 0 | 0 |  | 0 | 0 | 0
PG&E GBA | Melones | 230 | 0 | 0 | 0 |  | 0 | 0 | 0
SDGE | Melrose | 69 | 0 | 0 | 0 |  | 0 | 0 | 0
PG&E NGBA | Mendocino | 115 | 0 | 0 | 0 |  | 0 | 0 | 0
PG&E NGBA | Mendocino | 60 | 0 | 0 | 0 |  | 0 | 0 | 0
PG&E FRESNO | Mendota | 115 | 0 | 0 | 0 |  | 0 | 0 | 0
PG&E GBA | Menlo | 60 | 0 | 0 | 0 |  | 0 | 0 | 0
PG&E FRESNO | Merced | 115 | 0 | 0 | 0 |  | 0 | 0 | 0
SCE EOP | Mercury | 138 | 0 | 0 | 0 |  | 0 | 0 | 0
PG&E FRESNO | Mercy Springs | 70 | 0 | 0 | 0 |  | 0 | 0 | 0
PG&E NGBA | Meridian | 60 | 0 | 0 | 0 |  | 0 | 0 | 0
PG&E KERN | Mesa (PGE) | 115 | 0 | 0 | 0 |  | 0 | 0 | 0
PG&E KERN | Mesa (PGE) | 230 | 0 | 0 | 0 |  | 0 | 0 | 0
SCE Metro | Mesa (SCE) | 230 | 0 | 0 | 0 |  | 0 | 0 | 0
SCE Metro | Mesa (SCE) | 500 | 0 | 0 | 0 |  | 0 | 0 | 0
SDGE | Mesa Heights | 69 | 0 | 0 | 0 |  | 0 | 0 | 0
PG&E GBA | Metcalf | 115 | 0 | 0 | 0 |  | 0 | 0 | 0
PG&E GBA | Metcalf | 230 | 0 | 0 | 0 |  | 0 | 0 | 0
PG&E GBA | Metcalf | 500 | 0 | 0 | 0 |  | 0 | 0 | 0
PG&E KERN | Midway | 115 | 0 | 0 | 0 |  | 0 | 0 | 0
PG&E KERN | Midway | 230 | 0 | 0 | 0 |  | 0 | 0 | 0
PG&E KERN | Midway | 500 | 0 | 0 | 0 |  | 0 | 0 | 0
SDGE | Miguel | 230 | 0 | 0 | 0 |  | 0 | 0 | 0
SDGE | Miguel | 500 | 0 | 0 | 0 |  | 0 | 0 | 0
SDGE | Miguel | 69 | 0 | 0 | 0 |  | 0 | 0 | 0
PG&E GBA | Millbrae | 115 | 0 | 0 | 0 |  | 0 | 0 | 0
PG&E GBA | Miller | 115 | 0 | 0 | 0 |  | 0 | 0 | 0
SCE Metro | Mira Loma | 230 | 0 | 0 | 0 |  | 0 | 0 | 0
SCE Metro | Mira Loma | 500 | 0 | 0 | 0 |  | 0 | 0 | 0
SCE Eastern | Mirage | 115 | 0 | 0 | 0 |  | 0 | 0 | 0
SCE Eastern | Mirage | 230 | 0 | 0 | 0 |  | 0 | 0 | 0
SDGE | Mission | 138 | 0 | 0 | 0 |  | 0 | 0 | 0
SDGE | Mission | 230 | 0 | 0 | 0 |  | 0 | 0 | 0
SDGE | Mission | 69 | 0 | 0 | 0 |  | 0 | 0 | 0
PG&E GBA | Mi-Wuk | 115 | 0 | 0 | 0 |  | 0 | 0 | 0
SCE EOP | Mohave | 500 | 0 | 0 | 0 |  | 0 | 0 | 0
PG&E NGBA | Monroe | 115 | 0 | 0 | 0 |  | 0 | 0 | 0
SDGE | Monserate | 69 | 0 | 0 | 0 |  | 0 | 0 | 0
PG&E GBA | Monta Vista | 115 | 0 | 0 | 0 |  | 0 | 0 | 0
PG&E GBA | Monta Vista | 230 | 0 | 0 | 0 |  | 0 | 0 | 0
PG&E GBA | Monta Vista | 60 | 0 | 0 | 0 |  | 0 | 0 | 0
PG&E NGBA | Monticello | 115 | 0 | 0 | 0 |  | 0 | 0 | 0
SCE Northern | Moorpark | 230 | 0 | 0 | 0 |  | 0 | 0 | 0
SCE Northern | Moorpark | 66 | 0 | 0 | 0 |  | 0 | 0 | 0
PG&E GBA | Moraga | 115 | 0 | 0 | 0 |  | 0 | 0 | 0
PG&E GBA | Moraga | 230 | 0 | 0 | 0 |  | 0 | 0 | 0
PG&E GBA | Morgan Hill | 115 | 0 | 0 | 0 |  | 0 | 0 | 0
PG&E KERN | Morro Bay | 115 | 0 | 0 | 0 |  | 0 | 0 | 0
PG&E KERN | Morro Bay | 230 | 0 | 0 | 0 |  | 0 | 0 | 0
PG&E KERN | Morro Bay | 500 | 0 | 0 | 0 |  | 0 | 0 | 0
PG&E GBA | Moss Landing | 115 | 0 | 0 | 0 |  | 0 | 0 | 0
PG&E GBA | Moss Landing | 230 | 0 | 0 | 0 |  | 0 | 0 | 0
PG&E GBA | Moss Landing | 500 | 0 | 0 | 0 |  | 0 | 0 | 0
SCE EOP | Mountain Pass | 115 | 0 | 0 | 0 |  | 0 | 0 | 0
PG&E GBA | Mountain View | 115 | 0 | 0 | 0 |  | 0 | 0 | 0
PG&E GBA | Mt Eden | 115 | 0 | 0 | 0 |  | 0 | 0 | 0
PG&E KERN | Mt Poso | 115 | 0 | 0 | 0 |  | 0 | 0 | 0
SDGE | Murray | 69 | 0 | 0 | 0 |  | 0 | 0 | 0
PG&E FRESNO | Mustang | 230 | 0 | 0 | 0 |  | 0 | 0 | 0
SCE Northern | Neenach | 66 | 0 | 0 | 0 |  | 0 | 0 | 0
PG&E KERN | New Sub - Gates - Midway (Proposed) | 230 | 0 | 0 | 0 |  | 0 | 0 | 0
PG&E KERN | New Sub - Gates - Templeton (Proposed) | 230 | 0 | 0 | 0 |  | 0 | 0 | 0
SCE NOL | New Sub - Kramer - Lugo (Proposed) | 230 | 0 | 0 | 0 |  | 0 | 0 | 0
PG&E FRESNO | New Sub - Los Banos - Midway (Proposed) | 500 | 0 | 0 | 0 |  | 0 | 0 | 0
SCE NOL | New Sub - Lugo - Pisgah (Proposed) | 230 | 0 | 0 | 0 |  | 0 | 0 | 0
PG&E KERN | New Sub - Midway - Wheeler Ridge (Proposed) | 230 | 0 | 150 | 0 |  | 0 | 0 | 0
PG&E NGBA | New Sub - Near existing Leavitt (PSREC) | 138 | 0 | 0 | 0 |  | 0 | 0 | 0
PG&E NGBA | New Sub - Near existing Madeline (NVE) | 69 | 0 | 0 | 0 |  | 0 | 0 | 0
SDGE | New Sub - North Gila - IV (Proposed) | 500 | 0 | 0 | 0 |  | 0 | 0 | 0
PG&E NGBA | New Sub - Pit 1 - Cottonwood (Proposed) | 230 | 0 | 0 | 0 |  | 0 | 0 | 0
PG&E GBA | New Sub - Rancho Seco - Bellota (Proposed) | 230 | 0 | 0 | 0 |  | 0 | 0 | 0
SDGE | New Sub - Suncrest - Ocotillo (Proposed) | 500 | 0 | 0 | 0 |  | 0 | 0 | 0
PG&E FRESNO | New Sub - Westley - Quinto (Proposed) | 230 | 0 | 0 | 0 |  | 0 | 0 | 0
PG&E GBA | Newark | 115 | 0 | 0 | 0 |  | 0 | 0 | 0
PG&E GBA | Newark | 230 | 0 | 0 | 0 |  | 0 | 0 | 0
PG&E GBA | Newark | 60 | 0 | 0 | 0 |  | 0 | 0 | 0
PG&E FRESNO | Newhall | 115 | 0 | 0 | 0 |  | 0 | 0 | 0
PG&E KERN | Norco | 115 | 0 | 0 | 0 |  | 0 | 0 | 0
PG&E GBA | Nortech | 115 | 0 | 0 | 0 |  | 0 | 0 | 0
SDGE | North City Metering | 138 | 0 | 0 | 0 |  | 0 | 0 | 0
PG&E GBA | North Dublin | 230 | 0 | 0 | 0 |  | 0 | 0 | 0
SDGE | North Gila | 500 | 0 | 0 | 0 |  | 0 | 0 | 0
SCE Metro | North of SONGS | 230 | 0 | 0 | 0 |  | 0 | 0 | 0
SCE Metro | North of SONGS | 500 | 0 | 0 | 0 |  | 0 | 0 | 0
PG&E NGBA | Notre Dame | 115 | 0 | 0 | 0 |  | 0 | 0 | 0
PG&E GBA | Oakland C | 115 | 0 | 0 | 0 |  | 0 | 0 | 0
PG&E GBA | Oakland J | 115 | 0 | 0 | 0 |  | 0 | 0 | 0
PG&E GBA | Oakland L | 115 | 0 | 0 | 0 |  | 0 | 0 | 0
PG&E GBA | Oakland X | 115 | 0 | 0 | 0 |  | 0 | 0 | 0
SDGE | Ocean Ranch | 69 | 0 | 0 | 0 |  | 0 | 0 | 0
PG&E KERN | Oceano | 115 | 0 | 0 | 0 |  | 0 | 0 | 0
SDGE | Ocotillo Express | 500 | 0 | 0 | 0 |  | 0 | 0 | 0
PG&E KERN | Old River | 70 | 0 | 0 | 0 |  | 0 | 0 | 0
SDGE | Old Town | 230 | 0 | 0 | 0 |  | 0 | 0 | 0
SCE Metro | Olinda | 230 | 0 | 0 | 0 |  | 0 | 0 | 0
PG&E FRESNO | Olive | 115 | 0 | 40 | 0 |  | 0 | 0 | 0
PG&E NGBA | Olivehurst | 115 | 0 | 0 | 0 |  | 0 | 0 | 0
PG&E NGBA | Oregon Trail | 60 | 0 | 0 | 0 |  | 0 | 0 | 0
SCE Northern | Ormond Beach | 230 | 0 | 0 | 0 |  | 0 | 0 | 0
PG&E FRESNO | Oro Loma | 115 | 0 | 0 | 0 |  | 0 | 0 | 0
PG&E FRESNO | Oro Loma | 70 | 0 | 0 | 0 |  | 0 | 0 | 0
PG&E FRESNO | Orosi | 70 | 0 | 0 | 0 |  | 0 | 0 | 0
SDGE | Otay | 69 | 0 | 0 | 0 |  | 0 | 0 | 0
SDGE | Otay Mesa | 230 | 0 | 0 | 0 |  | 0 | 0 | 0
PG&E FRESNO | Padre Flats SW STA | 230 | 0 | 0 | 0 |  | 0 | 0 | 0
SCE EOP | Pahrump | 138 | 0 | 0 | 0 |  | 0 | 0 | 0
SCE EOP | Pahrump | 230 | 0 | 0 | 0 |  | 0 | 0 | 0
SDGE | Pala | 69 | 0 | 0 | 0 |  | 0 | 0 | 0
PG&E NGBA | Palermo | 115 | 0 | 0 | 0 |  | 0 | 0 | 0
PG&E NGBA | Palermo | 230 | 0 | 0 | 0 |  | 0 | 0 | 0
SCE Eastern | Palo Verde | 500 | 0 | 0 | 0 |  | 0 | 0 | 0
SDGE | Palomar Energy | 230 | 0 | 0 | 0 |  | 0 | 0 | 0
PG&E KERN | Panama | 70 | 0 | 0 | 0 |  | 0 | 0 | 0
PG&E FRESNO | Panoche | 115 | 0 | 0 | 0 |  | 0 | 0 | 0
PG&E FRESNO | Panoche | 230 | 0 | 0 | 0 |  | 0 | 0 | 0
SCE Northern | Pardee | 230 | 0 | 0 | 0 |  | 0 | 0 | 0
PG&E NGBA | Parkway | 230 | 0 | 0 | 0 |  | 0 | 0 | 0
SCE Northern | Pastoria | 230 | 0 | 0 | 0 |  | 0 | 0 | 0
SCE Metro | Pauda | 230 | 0 | 0 | 0 |  | 0 | 0 | 0
PG&E GBA | Paul Sweet | 115 | 0 | 0 | 0 |  | 0 | 0 | 0
PG&E NGBA | Peabody | 230 | 0 | 0 | 0 |  | 0 | 0 | 0
PG&E NGBA | Pease | 115 | 0 | 0 | 0 |  | 0 | 0 | 0
PG&E NGBA | Pease | 60 | 0 | 0 | 0 |  | 0 | 0 | 0
SDGE | Penasquitos | 138 | 0 | 0 | 0 |  | 0 | 0 | 0
SDGE | Penasquitos | 230 | 0 | 0 | 0 |  | 0 | 0 | 0
SDGE | Penasquitos | 69 | 0 | 0 | 0 |  | 0 | 0 | 0
SDGE | Pendleton | 69 | 0 | 0 | 0 |  | 0 | 0 | 0
PG&E NGBA | Penngrove | 115 | 0 | 0 | 0 |  | 0 | 0 | 0
PG&E GBA | Peoria | 115 | 0 | 0 | 0 |  | 0 | 0 | 0
PG&E GBA | Piercy | 115 | 0 | 0 | 0 |  | 0 | 0 | 0
PG&E FRESNO | Pine Flat | 230 | 0 | 0 | 0 |  | 0 | 0 | 0
SCE NOL | Pisgah | 230 | 0 | 0 | 0 |  | 0 | 0 | 0
PG&E NGBA | Pit 1 | 230 | 0 | 0 | 0 |  | 0 | 0 | 0
PG&E NGBA | Pit 1 | 60 | 0 | 0 | 0 |  | 0 | 0 | 0
PG&E NGBA | Pit 3 | 230 | 0 | 0 | 0 |  | 0 | 0 | 0
PG&E NGBA | Pit 4 | 230 | 0 | 0 | 0 |  | 0 | 0 | 0
PG&E GBA | Pittsburg | 115 | 0 | 0 | 0 |  | 0 | 0 | 0
PG&E GBA | Pittsburg | 230 | 0 | 0 | 0 |  | 0 | 0 | 0
PG&E NGBA | Pleasant Grove | 115 | 0 | 0 | 0 |  | 0 | 0 | 0
PG&E NGBA | POE | 230 | 0 | 0 | 0 |  | 0 | 0 | 0
SDGE | Point Loma | 69 | 0 | 0 | 0 |  | 0 | 0 | 0
SDGE | Pomerado | 69 | 0 | 0 | 0 |  | 0 | 0 | 0
PG&E KERN | Poso Mountain | 115 | 0 | 0 | 0 |  | 0 | 0 | 0
SCE EOP | Primm | 230 | 0 | 0 | 0 |  | 0 | 0 | 0
PG&E NGBA | Putah Creek | 115 | 0 | 0 | 0 |  | 0 | 0 | 0
SDGE | Q1806 | 138 | 0 | 0 | 0 |  | 0 | 0 | 0
PG&E FRESNO | Quinto | 230 | 0 | 0 | 0 |  | 0 | 0 | 0
PG&E GBA | Race Track | 115 | 0 | 0 | 0 |  | 0 | 0 | 0
SDGE | Rancho Mission Viejo | 138 | 0 | 0 | 0 |  | 0 | 0 | 0
PG&E GBA | Rancho Seco | 230 | 0 | 0 | 0 |  | 0 | 0 | 0
SCE Metro | Rancho Vista | 230 | 0 | 0 | 0 |  | 0 | 0 | 0
SCE Metro | Rancho Vista | 500 | 0 | 0 | 0 |  | 0 | 0 | 0
SCE NOL | Ransburg | 115 | 0 | 0 | 0 |  | 0 | 0 | 0
PG&E GBA | Ravenswood | 115 | 0 | 0 | 0 |  | 0 | 0 | 0
PG&E GBA | Ravenswood | 230 | 0 | 0 | 0 |  | 0 | 0 | 0
SCE Northern | Rector | 230 | 0 | 0 | 0 |  | 0 | 0 | 0
SCE Eastern | Red Bluff | 230 | 0 | 0 | 0 |  | 0 | 0 | 0
SCE Eastern | Red Bluff | 500 | 0 | 0 | 0 |  | 0 | 0 | 0
PG&E NGBA | Redbud | 115 | 0 | 0 | 0 |  | 0 | 0 | 0
SCE Metro | Redondo | 230 | 0 | 0 | 0 |  | 0 | 0 | 0
PG&E FRESNO | Reedley | 115 | 0 | 0 | 0 |  | 0 | 0 | 0
PG&E KERN | Renfro | 115 | 0 | 0 | 0 |  | 0 | 0 | 0
PG&E GBA | Richmond R | 115 | 0 | 0 | 0 |  | 0 | 0 | 0
PG&E NGBA | Rincon | 115 | 0 | 0 | 0 |  | 0 | 0 | 0
PG&E KERN | Rio Bravo | 115 | 0 | 0 | 0 |  | 0 | 0 | 0
SCE Metro | Rio Hondo | 230 | 0 | 0 | 0 |  | 0 | 0 | 0
PG&E NGBA | Rio Oso | 115 | 0 | 0 | 0 |  | 0 | 0 | 0
PG&E NGBA | Rio Oso | 230 | 0 | 0 | 0 |  | 0 | 0 | 0
PG&E GBA | Ripon | 115 | 0 | 0 | 0 |  | 0 | 0 | 0
PG&E GBA | Riverbank | 115 | 0 | 0 | 0 |  | 0 | 0 | 0
SCE NOL | Roadway | 115 | 0 | 50 | 0 |  | 0 | 0 | 0
PG&E NGBA | Rock Creek 1 | 230 | 0 | 0 | 0 |  | 0 | 0 | 0
SCE Northern | Rosamond | 66 | 0 | 0 | 0 |  | 0 | 0 | 0
PG&E GBA | Rossmoor | 230 | 0 | 0 | 0 |  | 0 | 0 | 0
PG&E NGBA | Round Mountain | 230 | 0 | 0 | 0 |  | 0 | 0 | 0
PG&E NGBA | Round Mountain | 500 | 0 | 0 | 0 |  | 0 | 0 | 0
PG&E GBA | Salado | 115 | 0 | 0 | 0 |  | 0 | 0 | 0
PG&E GBA | Salado | 60 | 0 | 0 | 0 |  | 0 | 0 | 0
PG&E GBA | Salinas | 115 | 0 | 0 | 0 |  | 0 | 0 | 0
SDGE | Salt Creek | 69 | 0 | 0 | 0 |  | 0 | 0 | 0
SCE Eastern | San Bernardino | 230 | 0 | 0 | 0 |  | 0 | 0 | 0
PG&E GBA | SAN FRAN A (POTRERO PP) | 115 | 0 | 0 | 0 |  | 0 | 0 | 0
PG&E GBA | SAN FRAN A (POTRERO PP) | 230 | 0 | 0 | 0 |  | 0 | 0 | 0
PG&E GBA | San Jose A | 115 | 0 | 0 | 0 |  | 0 | 0 | 0
PG&E GBA | San Jose B | 115 | 0 | 0 | 0 |  | 0 | 0 | 0
PG&E GBA | San Leandro U | 115 | 0 | 0 | 0 |  | 0 | 0 | 0
PG&E KERN | San Luis Obispo | 115 | 0 | 0 | 0 |  | 0 | 0 | 0
PG&E KERN | San Luis Obispo | 70 | 0 | 0 | 0 |  | 0 | 0 | 0
SDGE | San Luis Rey | 230 | 0 | 0 | 0 |  | 0 | 0 | 0
SDGE | San Luis Rey | 69 | 0 | 0 | 0 |  | 0 | 0 | 0
SDGE | San Marcos | 69 | 0 | 0 | 0 |  | 0 | 0 | 0
SCE Metro | San Onofre | 230 | 0 | 0 | 0 |  | 0 | 0 | 0
PG&E GBA | San Pablo | 115 | 0 | 0 | 0 |  | 0 | 0 | 0
PG&E GBA | San Ramon | 230 | 0 | 0 | 0 |  | 0 | 0 | 0
SDGE | San Ysidro | 69 | 0 | 0 | 0 |  | 0 | 0 | 0
SCE NOL | Sandlot | 230 | 0 | 0 | 0 |  | 0 | 0 | 0
SCE EOP | Sandy | 138 | 0 | 0 | 0 |  | 0 | 0 | 0
PG&E FRESNO | Sanger | 115 | 0 | 0 | 0 |  | 0 | 0 | 0
SCE Northern | Santa Clara | 230 | 0 | 0 | 0 |  | 0 | 0 | 0
PG&E NGBA | Santa Rosa A | 115 | 0 | 0 | 0 |  | 0 | 0 | 0
PG&E GBA | Santa Teresa | 115 | 0 | 0 | 0 |  | 0 | 0 | 0
SDGE | Santee | 138 | 0 | 0 | 0 |  | 0 | 0 | 0
SCE Metro | Santiago | 230 | 0 | 0 | 0 |  | 0 | 0 | 0
PG&E GBA | Saratoga | 230 | 0 | 0 | 0 |  | 0 | 0 | 0
SCE Northern | Saugus | 230 | 0 | 0 | 0 |  | 0 | 0 | 0
PG&E FRESNO | Schindler | 115 | 0 | 0 | 0 |  | 0 | 0 | 0
PG&E FRESNO | Schindler | 70 | 0 | 0 | 0 |  | 0 | 0 | 0
PG&E GBA | Schulte | 115 | 0 | 0 | 0 |  | 0 | 0 | 0
SDGE | Scripps | 69 | 0 | 0 | 0 |  | 0 | 0 | 0
PG&E KERN | Semitropic | 115 | 0 | 0 | 0 |  | 0 | 0 | 0
SCE Metro | Serrano | 230 | 0 | 0 | 0 |  | 0 | 0 | 0
SCE Metro | Serrano | 500 | 0 | 0 | 0 |  | 0 | 0 | 0
SDGE | Shadowridge | 138 | 0 | 0 | 0 |  | 0 | 0 | 0
PG&E KERN | Shafter | 115 | 0 | 0 | 0 |  | 0 | 0 | 0
PG&E NGBA | Silverado | 115 | 0 | 0 | 0 |  | 0 | 0 | 0
SDGE | Silvergate | 230 | 0 | 0 | 0 |  | 0 | 0 | 0
SDGE | Silvergate | 69 | 0 | 0 | 0 |  | 0 | 0 | 0
PG&E KERN | Sisquoc | 115 | 0 | 0 | 0 |  | 0 | 0 | 0
SCE EOP | Sloan Canyon | 230 | 0 | 0 | 0 |  | 0 | 0 | 0
SCE EOP | Sloan Canyon | 500 | 0 | 0 | 0 |  | 0 | 0 | 0
PG&E KERN | Smyrna | 115 | 0 | 0 | 0 |  | 0 | 0 | 0
PG&E GBA | Sobrante | 115 | 0 | 0 | 0 |  | 0 | 0 | 0
PG&E GBA | Sobrante | 230 | 0 | 0 | 0 |  | 0 | 0 | 0
PG&E KERN | Solar | 230 | 0 | 0 | 0 |  | 0 | 0 | 0
PG&E GBA | Soledad | 115 | 0 | 0 | 0 |  | 0 | 0 | 0
PG&E GBA | Soledad | 60 | 0 | 0 | 0 |  | 0 | 0 | 0
SDGE | Spring Valley | 69 | 0 | 0 | 0 |  | 0 | 0 | 0
SCE Northern | Springville | 230 | 0 | 0 | 0 |  | 0 | 0 | 0
PG&E GBA | Stagg | 230 | 0 | 0 | 0 |  | 0 | 0 | 0
PG&E GBA | Standard Oil | 115 | 0 | 0 | 0 |  | 0 | 0 | 0
PG&E GBA | Stanislaus | 115 | 0 | 0 | 0 |  | 0 | 0 | 0
PG&E KERN | Stockdale | 115 | 0 | 0 | 0 |  | 0 | 0 | 0
PG&E KERN | Stockdale | 230 | 0 | 0 | 0 |  | 0 | 0 | 0
PG&E GBA | Stockton A | 115 | 0 | 0 | 0 |  | 0 | 0 | 0
PG&E GBA | Stone | 115 | 0 | 0 | 0 |  | 0 | 0 | 0
PG&E FRESNO | Storey | 230 | 0 | 0 | 0 |  | 0 | 0 | 0
PG&E NGBA | Summit | 115 | 0 | 0 | 0 |  | 0 | 0 | 0
SDGE | Suncrest | 230 | 0 | 0 | 0 |  | 0 | 0 | 0
SDGE | Suncrest | 500 | 0 | 0 | 0 |  | 0 | 0 | 0
PG&E KERN | Sunrise | 230 | 0 | 0 | 0 |  | 0 | 0 | 0
PG&E KERN | Sunset | 230 | 0 | 0 | 0 |  | 0 | 0 | 0
PG&E GBA | Swift | 115 | 0 | 0 | 0 |  | 0 | 0 | 0
SDGE | Sycamore Canyon | 138 | 0 | 0 | 0 |  | 0 | 0 | 0
SDGE | Sycamore Canyon | 230 | 0 | 0 | 0 |  | 0 | 0 | 0
SDGE | Sycamore Canyon | 69 | 0 | 0 | 0 |  | 0 | 0 | 0
SCE Northern | Sylmar | 230 | 0 | 0 | 0 |  | 0 | 0 | 0
PG&E NGBA | Table Mountain | 115 | 0 | 0 | 0 |  | 0 | 0 | 0
PG&E NGBA | Table Mountain | 230 | 0 | 0 | 0 |  | 0 | 0 | 0
PG&E NGBA | Table Mountain | 500 | 0 | 0 | 0 |  | 0 | 0 | 0
PG&E NGBA | Table Mountain | 60 | 0 | 0 | 0 |  | 0 | 0 | 0
PG&E KERN | Taft | 115 | 0 | 0 | 0 |  | 0 | 0 | 0
SDGE | Talega | 138 | 0 | 0 | 0 |  | 0 | 0 | 0
SDGE | Talega | 230 | 0 | 0 | 0 |  | 0 | 0 | 0
PG&E GBA | Tassajara | 230 | 0 | 0 | 0 |  | 0 | 0 | 0
PG&E KERN | Tejon | 70 | 0 | 0 | 0 |  | 0 | 0 | 0
SDGE | Telegraph Canyon | 138 | 0 | 0 | 0 |  | 0 | 0 | 0
PG&E KERN | Temblor | 115 | 0 | 0 | 0 |  | 0 | 0 | 0
PG&E KERN | Templeton | 230 | 0 | 0 | 0 |  | 0 | 0 | 0
PG&E KERN | Templeton | 70 | 0 | 0 | 0 |  | 0 | 0 | 0
PG&E GBA | Tesla | 115 | 0 | 0 | 0 |  | 0 | 0 | 0
PG&E GBA | Tesla | 230 | 0 | 0 | 0 |  | 0 | 0 | 0
PG&E GBA | Tesla | 500 | 0 | 0 | 0 |  | 0 | 0 | 0
PG&E KERN | Tevis | 115 | 0 | 0 | 0 |  | 0 | 0 | 0
SCE EOP | Thousandaire | 138 | 0 | 0 | 0 |  | 0 | 0 | 0
PG&E KERN | Topaz | 230 | 0 | 0 | 0 |  | 0 | 0 | 0
SCE NOL | Tortilla | 115 | 0 | 0 | 0 |  | 0 | 0 | 0
SDGE | Trabuco | 138 | 0 | 0 | 0 |  | 0 | 0 | 0
PG&E GBA | Tracy | 115 | 0 | 0 | 0 |  | 0 | 0 | 0
PG&E FRESNO | Tranquility | 230 | 0 | 200 | 0 |  | 0 | 0 | 0
PG&E GBA | Trimble | 115 | 0 | 0 | 0 |  | 0 | 0 | 0
SCE EOP | Trout Canyon | 230 | 0 | 0 | 0 |  | 0 | 65 | 0
SCE EOP | Trout Canyon | 500 | 0 | 0 | 0 |  | 0 | 0 | 0
PG&E NGBA | Tulucay | 230 | 0 | 0 | 0 |  | 0 | 0 | 0
PG&E NGBA | Tulucay | 60 | 0 | 0 | 0 |  | 0 | 0 | 0
PG&E KERN | Tupman | 115 | 0 | 0 | 0 |  | 0 | 0 | 0
PG&E NGBA | Ukiah | 115 | 0 | 0 | 0 |  | 0 | 0 | 0
PG&E KERN | Union (Estrella) | 70 | 0 | 0 | 0 |  | 0 | 0 | 0
PG&E NGBA | Vaca Dixon | 115 | 0 | 0 | 0 |  | 0 | 0 | 0
PG&E NGBA | Vaca Dixon | 230 | 0 | 0 | 0 |  | 0 | 0 | 0
PG&E NGBA | Vaca Dixon | 500 | 0 | 0 | 0 |  | 0 | 0 | 0
PG&E NGBA | Vaca Dixon | 60 | 0 | 0 | 0 |  | 0 | 0 | 0
SCE Eastern | Valley (SCE) | 500 | 0 | 0 | 0 |  | 0 | 0 | 0
SCE EOP | Valley (VEA) | 138 | 0 | 0 | 0 |  | 0 | 0 | 0
SDGE | Valley Center | 69 | 0 | 0 | 0 |  | 0 | 0 | 0
PG&E GBA | Valley Home | 115 | 0 | 0 | 0 |  | 0 | 0 | 0
PG&E GBA | Valley Springs | 230 | 0 | 0 | 0 |  | 0 | 0 | 0
PG&E GBA | Valley Springs | 60 | 0 | 0 | 0 |  | 0 | 0 | 0
SCE EOP | Valley Switch | 138 | 0 | 0 | 0 |  | 0 | 0 | 0
SCE EOP | Valley Switch | 230 | 0 | 0 | 0 |  | 0 | 0 | 0
PG&E GBA | Vasco | 230 | 0 | 0 | 0 |  | 0 | 0 | 0
PG&E GBA | Vasona | 230 | 0 | 0 | 0 |  | 0 | 0 | 0
SCE Northern | Vestal | 230 | 0 | 300 | 0 |  | 0 | 0 | 0
SCE Northern | Vestal | 66 | 0 | 0 | 0 |  | 0 | 0 | 0
SCE NOL | Victor | 115 | 0 | 0 | 0 |  | 0 | 0 | 0
SCE NOL | Victor | 230 | 0 | 0 | 0 |  | 0 | 0 | 0
SCE Metro | Viejo | 230 | 0 | 0 | 0 |  | 0 | 0 | 0
PG&E GBA | Vierra | 115 | 0 | 0 | 0 |  | 0 | 0 | 0
SCE Metro | Villa Park | 230 | 0 | 0 | 0 |  | 0 | 0 | 0
SCE Northern | Vincent | 230 | 0 | 0 | 0 |  | 0 | 0 | 0
SCE Northern | Vincent | 500 | 0 | 0 | 0 |  | 0 | 0 | 0
PG&E GBA | Vineyard | 230 | 0 | 0 | 0 |  | 0 | 0 | 0
SDGE | Vineyard | 69 | 0 | 0 | 0 |  | 0 | 0 | 0
SCE Eastern | Vista (SCE) | 230 | 0 | 0 | 0 |  | 0 | 0 | 0
SCE EOP | Vista (VEA) | 138 | 0 | 0 | 0 |  | 0 | 0 | 0
SCE EOP | Vista (VEA) | 230 | 0 | 0 | 0 |  | 0 | 0 | 0
PG&E FRESNO | Wahtoke | 115 | 0 | 0 | 0 |  | 0 | 0 | 0
SCE Northern | Wakefield | 66 | 0 | 0 | 0 |  | 0 | 0 | 0
SCE Metro | Walnut | 230 | 0 | 0 | 0 |  | 0 | 0 | 0
SCE Northern | Warne | 230 | 0 | 0 | 0 |  | 0 | 0 | 0
PG&E GBA | Warnerville | 230 | 0 | 0 | 0 |  | 0 | 0 | 0
PG&E FRESNO | Waukena | 115 | 0 | 0 | 0 |  | 0 | 0 | 0
PG&E GBA | Weber | 230 | 0 | 0 | 0 |  | 0 | 0 | 0
PG&E GBA | Weber | 60 | 0 | 0 | 0 |  | 0 | 0 | 0
PG&E FRESNO | West Fresno | 115 | 0 | 0 | 0 |  | 0 | 0 | 0
PG&E FRESNO | Westley | 230 | 0 | 0 | 0 |  | 0 | 0 | 0
PG&E KERN | Westpark | 115 | 0 | 0 | 0 |  | 0 | 0 | 0
PG&E KERN | Wheeler Ridge | 230 | 0 | 100 | 0 |  | 0 | 0 | 0
PG&E KERN | Wheeler Ridge | 115 | 0 | 0 | 0 |  | 0 | 0 | 0
PG&E KERN | Wheeler Ridge | 70 | 0 | 100 | 0 |  | 0 | 0 | 0
SCE Northern | Whirlwind | 230 | 0 | 174 | 0 |  | 0 | 0 | 0
SCE Northern | Whirlwind | 500 | 0 | 0 | 0 |  | 0 | 0 | 0
PG&E GBA | Whisman | 115 | 0 | 0 | 0 |  | 0 | 0 | 0
SCE Eastern | Wildlife | 230 | 0 | 0 | 0 |  | 0 | 0 | 0
PG&E FRESNO | Wilson | 115 | 0 | 0 | 0 |  | 0 | 0 | 0
PG&E FRESNO | Wilson | 230 | 0 | 0 | 0 |  | 0 | 0 | 0
SCE Northern | Windhub | 230 | 82.65 | 68 | 0 |  | 0 | 0 | 0
SCE Northern | Windhub | 500 | 0 | 0 | 0 |  | 0 | 0 | 0
PG&E GBA | Windmaster | 230 | 0 | 0 | 0 |  | 0 | 0 | 0
PG&E NGBA | Windsor | 60 | 0 | 0 | 0 |  | 0 | 0 | 0
PG&E NGBA | Woodland | 115 | 0 | 0 | 0 |  | 0 | 0 | 0
PG&E FRESNO | Woodward | 115 | 0 | 0 | 0 |  | 0 | 0 | 0
PG&E NGBA | Wyandotte | 115 | 0 | 0 | 0 |  | 0 | 0 | 0

## CommunityEnv_Criteria_README
5. Community and environmental (societal) impact factors
Criteria Purpose | Mapped resources should seek to bolster and benefit pollution-burdened and disadvantaged communities where feasible, particularly by reducing emissions and impacts of air-pollutant emitting fossil-fuel generators.
Application of Analysis | For the Disadvantaged Communities, IRA Energy Communities, and Air Quality Non-Attainment Zones staff are assessing if the majority of the land area within 10 miles around the substation is within the criteria as an approximation for if resources interconnecting at the substation would be in the criteria. For proximity to existing gas generators, staff assess the proximity of the interconnection substation itself.
Biomass/Biogas Analysis | For mapped biomass/biogas resources, staff are applying the criteria to prioritize not locating resources in non-attainment zones or near disadvantaged communities.
Criteria Definition | See page 35 of the Busbar Mapping Methodology document (see README tab) for detail on criteria alignment levels for Environmental (Societal) and community Impacts, including Air Quality Non-Attainment District (NA_Zone_PM25 and NA_Zone_O3), Proximity to Existing Thermal Generator (Gax_Proximity), IRA Energy Communities (IRA_Energy_Community), and Disadvantaged Communities (DAC_Proximity).
Criteria Alignment Levels
| Non-Attainment Zones |  | IRA Energy Communities |  | Proximity to Gas Plants |  | Disadvantaged Communities
Level | Resources | Biomass/gas | Resources | Biomass/gas | Resources | Biomass/gas | Resources | Biomass/gas
1 | In Zone | Outside Zone | In Community | Outside Comm. | < 1 miles | > 10 miles | In DAC | > 5 miles of DAC
2 | Outside Zone | - | Outside Comm. | - | < 10 miles | < 10 miles | <5 miles
3 | - | In Zone | - | In Community | > 10 miles | < 1 miles | >5 miles | < 5 miles of DAC
4 | - | - | - | - | - | - | - | In DAC
Tabs for Analysis
Comm-Env_Summary_byArea |  |  | Summary of resources identified with the criteria by study area
Community_Env_DataSets |  |  | Analysis and data for all substations

## Comm-Env_Summary_byArea
The tables below summarize the mapping resulting alignment with the community environmental impacts criteria. The tables identify the number of MWs of generation and storage within the identified criteria by CAISO study area for both 2036 and 2041 portfolio.
| 2036 Portfolio Mapping | In Non-Attainment Zone (O3 or PM2.5) |  | Substation Near Fossil Fuel Plant (<1 mile) |  | Substation Near Fossil Fuel Plant (<5 mile) |  | In IRA Energy Community |  | In DAC |  | In or near (<5 mi) DAC
| Total MWs by Criteria | Generation | Storage | Generation | Storage | Generation | Storage | Generation | Storage | Generation | Storage | Generation | Storage |  |  | Generation | Storage
| PG&E North of Greater Bay Study Area | 145.73 | 360.2 | 172.5 | 300 | 192.5 | 300 | 2101.5 | 300 | 0 | 0 | 72.73 | 0 | PG&E NGBA |  | 65101.084 | 27285.726
| PG&E Greater Bay Study Area | 1695.475 | 1123.7 | 142.975 | 105.3 | 1300.575 | 515.7 | 1589.9 | 499.4 | 490.875 | 207.7 | 1553.475 | 723.7 | PG&E GBA
| PG&E Fresno Study Area | 8090.86 | 3324.6 | 336.96 | 846.2 | 1423.96 | 1257.6 | 0 | 151.4 | 8038.3 | 3304.6 | 8090.86 | 3324.6 | PG&E FRESNO
| PG&E Kern Study Area | 8233.72 | 1613.1 | 425 | 0 | 1515 | 772 | 6533.72 | 1174.6 | 7961.32 | 1203.1 | 8533.72 | 1963.1 | PG&E KERN
| SCE Northern Area | 6561 | 4834 | 332 | 0 | 619 | 90 | 6561 | 4744 | 477 | 275 | 1832 | 800 | SCE Northern
| SCE Metro Study Area | 207.6 | 7865.5 | 0 | 2917.5 | 2.68 | 5964.5 | 207.6 | 7865.5 | 2.68 | 5627.5 | 207.6 | 7865.5 | SCE Metro
| SCE North of Lugo Study Area | 890 | 778.9 | 0 | 0 | 0 | 113.5 | 1021.8 | 778.9 | 0 | 133.5 | 510 | 547.9 | SCE NOL
| East of Pisgah Study Area | 0 | 0 | 0 | 0 | 3978.8 | 710 | 11253.8 | 2251.5 | 0 | 0 | 0 | 200 | EOP
| SCE Eastern Study Area | 4559 | 1540 | 743 | 300 | 903 | 1500 | 6013 | 2301.516 | 160 | 1090 | 160 | 1400 | SCE Eastern
| SDG&E Study Area | 6315.4 | 1810.71 | 80 | 127.7 | 1807 | 667.95 | 1027.4 | 888.46 | 1697 | 577.7 | 2847 | 589.95 | SDGE
| Total | 36698.785 | 23250.71 | 2232.435 | 4596.7 | 11742.515 | 11891.25 | 36309.72 | 20955.276 | 18827.175 | 12419.1 | 23807.385 | 17414.75
|  | 56.37% | 85.21% | 3.429% | 16.85% | 18.04% | 43.58% | 55.77% | 76.8% | 28.92% | 45.52% | 36.57% | 63.82%
| 2041 Portfolio Mapping | In Non-Attainment Zone (O3 or PM2.5) |  | Substation Near Fossil Fuel Plant (<1 mile) |  | Substation Near Fossil Fuel Plant (<5 mile) |  | In IRA Energy Community |  | In DAC |  | In or near (<5 mi) DAC
| Total MWs by Criteria | Generation | Storage | Generation | Storage | Generation | Storage | Generation | Storage | Generation | Storage | Generation | Storage |  |  | Generation | Storage
| PG&E North of Greater Bay Study Area | 435.73 | 360.2 | 518 | 300 | 538 | 300 | 2447 | 300 | 0 | 0 | 72.73 | 0 | PG&E NGBA |  | 85164.084 | 27285.726
| PG&E Greater Bay Study Area | 5925.475 | 1123.7 | 142.975 | 105.3 | 5490.575 | 515.7 | 5819.9 | 499.4 | 620.875 | 207.7 | 5783.475 | 723.7 | PG&E GBA
| PG&E Fresno Study Area | 10750.86 | 3324.6 | 966.96 | 846.2 | 2345.96 | 1257.6 | 75 | 151.4 | 10133.3 | 3304.6 | 10185.86 | 3324.6 | PG&E FRESNO
| PG&E Kern Study Area | 8233.72 | 1613.1 | 425 | 0 | 1515 | 772 | 6533.72 | 1174.6 | 7961.32 | 1203.1 | 8533.72 | 1963.1 | PG&E KERN
| SCE Northern Area | 7487 | 4834 | 332 | 0 | 619 | 90 | 7487 | 4744 | 477 | 275 | 1832 | 800 | SCE Northern
| SCE Metro Study Area | 3607.6 | 7865.5 | 0 | 2917.5 | 2.68 | 5964.5 | 3607.6 | 7865.5 | 2.68 | 5627.5 | 3607.6 | 7865.5 | SCE Metro
| SCE North of Lugo Study Area | 890 | 778.9 | 0 | 0 | 0 | 113.5 | 1021.8 | 778.9 | 0 | 133.5 | 510 | 547.9 | SCE NOL
| East of Pisgah Study Area | 0 | 0 | 0 | 0 | 5478.8 | 710 | 13253.8 | 2251.5 | 0 | 0 | 0 | 200 | EOP
| SCE Eastern Study Area | 7389 | 1540 | 743 | 300 | 2233 | 1500 | 7343 | 2301.516 | 1490 | 1090 | 1490 | 1400 | SCE Eastern
| SDG&E Study Area | 7615.4 | 1810.71 | 80 | 127.7 | 1807 | 667.95 | 2327.4 | 888.46 | 1697 | 577.7 | 2847 | 589.95 | SDGE
| Total | 52334.785 | 23250.71 | 3207.935 | 4596.7 | 20030.015 | 11891.25 | 49916.22 | 20955.276 | 22382.175 | 12419.1 | 34862.385 | 17414.75
|  | 61.45% | 85.21% | 3.767% | 16.85% | 23.52% | 43.58% | 58.61% | 76.8% | 26.28% | 45.52% | 40.94% | 63.82%
| 2036 Portfolio Mapping Difference: Final – Initial | In Non-Attainment Zone (O3 or PM2.5) |  | Substation Near Thermal Plant (<1 mile) |  | Substation Near Fossil Fuel Plant (<5 mile) |  | In IRA Energy Community |  | In DAC |  | In or near (<5 mi) DAC |  |  | Initial 2036 Portfolio Mapping | In Non-Attainment Zone (O3 or PM2.5) |  | Substation Near Fossil Fuel Plant (<1 mile) |  | Substation Near Fossil Fuel Plant (<5 mile) |  | In IRA Energy Community |  | In DAC |  | In or near (<5 mi) DAC
| MWs Difference | Generation | Storage | Generation | Storage | Generation | Storage | Generation | Storage | Generation | Storage | Generation | Storage |  | Total MWs by Criteria | Generation | Storage | Generation | Storage | Generation | Storage | Generation | Storage | Generation | Storage | Generation | Storage
| PG&E North of Greater Bay | -1716.27 | 0.2 | -627.5 | 0 | -842.5 | 0 | 237.5 | 0 | -308 | 0 | -238.27 | 0 |  | PG&E North of Greater Bay Study Area | 1862 | 360 | 800 | 300 | 1035 | 300 | 1864 | 300 | 308 | 0 | 311 | 0
| PG&E Greater Bay | 615.475 | 234.7 | -10.025 | -89.7 | 474.575 | -165.3 | 664.9 | 5.4 | 344.875 | 4.7 | 555.475 | -75.3 |  | PG&E Greater Bay Study Area | 1080 | 889 | 153 | 195 | 826 | 681 | 925 | 494 | 146 | 203 | 998 | 799
| PG&E Fresno | 3989.86 | -91.4 | 154.96 | 100.2 | 939.96 | 79.6 | 0 | 0.4 | 3995.3 | -61.4 | 3869.86 | -91.4 |  | PG&E Fresno Study Area | 4101 | 3416 | 182 | 746 | 484 | 1178 | 0 | 151 | 4043 | 3366 | 4221 | 3416
| PG&E Kern | 504.72 | 490.1 | 100 | 0 | -20 | 752 | 574.72 | 589.6 | 5.32 | 470.1 | -745.28 | 590.1 |  | PG&E Kern Study Area | 7729 | 1123 | 325 | 0 | 1535 | 20 | 5959 | 585 | 7956 | 733 | 9279 | 1373
| SCE Northern Area | 721 | 1057 | 332 | 0 | 332 | 0 | 913 | 1057 | 332 | 0 | 332 | -480 |  | SCE Northern Area | 5840 | 3777 | 0 | 0 | 287 | 90 | 5648 | 3687 | 145 | 275 | 1500 | 1280
| SCE Metro | -486.4 | -350.5 | -486 | 380.5 | -486.32 | 398.5 | -486.4 | -350.5 | -486.32 | 1217.5 | -486.4 | 49.5 |  | SCE Metro Study Area | 694 | 8216 | 486 | 2537 | 489 | 5566 | 694 | 8216 | 489 | 4410 | 694 | 7816
| SCE North of Lugo | 500 | -55.1 | 0 | 0 | 0 | -0.5 | 482.8 | -55.1 | 0 | 19.5 | 500 | -55.1 |  | SCE North of Lugo Study Area | 390 | 834 | 0 | 0 | 0 | 114 | 539 | 834 | 0 | 114 | 10 | 603
| East of Pisgah | -450 | 0 | 0 | 0 | -53.2 | -180 | -233.2 | -268.5 | 0 | 0 | 0 | 0 |  | East of Pisgah Study Area | 450 | 0 | 0 | 0 | 4032 | 890 | 11487 | 2520 | 0 | 0 | 0 | 200
| SCE Eastern | 120 | -69 | 50 | -150 | -310 | -40 | 1380 | 109.516 | -310 | 110 | -610 | 110 |  | SCE Eastern Study Area | 4439 | 1609 | 693 | 450 | 1213 | 1540 | 4633 | 2192 | 470 | 980 | 770 | 1290
| SDG&E | -2146.6 | -393.29 | 0 | -0.3 | -550 | -0.05 | 0.4 | 0.46 | -550 | -0.3 | 600 | -0.05 |  | SDG&E Study Area | 8462 | 2204 | 80 | 128 | 2357 | 668 | 1027 | 888 | 2247 | 578 | 2247 | 590
| Total | 1651.785 | 822.71 | -486.565 | 240.7 | -515.485 | 844.25 | 3533.72 | 1088.276 | 3023.175 | 1760.1 | 3777.385 | 47.75 |  | Total | 35046 | 22426 | 2719 | 4356 | 12257 | 11045 | 32775 | 19866 | 15804 | 10658 | 20029 | 17366
| 2041 Portfolio Mapping Difference: Final – Initial | In Non-Attainment Zone (O3 or PM2.5) |  | Substation Near Thermal Plant (<1 mile) |  | Substation Near Fossil Fuel Plant (<5 mile) |  | In IRA Energy Community |  | In DAC |  | In or near (<5 mi) DAC |  |  | Initial 2041 Portfolio Mapping | In Non-Attainment Zone (O3 or PM2.5) |  | Substation Near Fossil Fuel Plant (<1 mile) |  | Substation Near Fossil Fuel Plant (<5 mile) |  | In IRA Energy Community |  | In DAC |  | In or near (<5 mi) DAC
| MWs Difference | Generation | Storage | Generation | Storage | Generation | Storage | Generation | Storage | Generation | Storage | Generation | Storage |  | Total MWs by Criteria | Generation | Storage | Generation | Storage | Generation | Storage | Generation | Storage | Generation | Storage | Generation | Storage
| PG&E North of Greater Bay | -1426.27 | 0.2 | -392 | 0 | -607 | 0 | 353 | 0 | -308 | 0 | -238.27 | 0 |  | PG&E North of Greater Bay Study Area | 1862 | 360 | 910 | 300 | 1145 | 300 | 2094 | 300 | 308 | 0 | 311 | 0
| PG&E Greater Bay | 615.475 | 231.7 | -10.025 | -89.7 | 474.575 | -167.3 | 664.9 | 2.4 | 344.875 | 4.7 | 555.475 | -78.3 |  | PG&E Greater Bay Study Area | 5310 | 892 | 153 | 195 | 5016 | 683 | 5155 | 497 | 276 | 203 | 5228 | 802
| PG&E Fresno | 4009.86 | -91.4 | 154.96 | 100.2 | 939.96 | 79.6 | 0 | 0.4 | 4015.3 | -61.4 | 3869.86 | -91.4 |  | PG&E Fresno Study Area | 6741 | 3416 | 812 | 746 | 1406 | 1178 | 75 | 151 | 6118 | 3366 | 6316 | 3416
| PG&E Kern | 504.72 | 490.1 | 100 | 0 | -20 | 752 | 574.72 | 589.6 | 5.32 | 470.1 | -745.28 | 590.1 |  | PG&E Kern Study Area | 7729 | 1123 | 325 | 0 | 1535 | 20 | 5959 | 585 | 7956 | 733 | 9279 | 1373
| SCE Northern Area | 717 | 1057 | 332 | 0 | 332 | 0 | 909 | 1057 | 332 | 0 | 332 | -480 |  | SCE Northern Area | 6770 | 3777 | 0 | 0 | 287 | 90 | 6578 | 3687 | 145 | 275 | 1500 | 1280
| SCE Metro | -486.4 | -350.5 | -486 | 380.5 | -486.32 | 398.5 | -486.4 | -350.5 | -486.32 | 1217.5 | -486.4 | 49.5 |  | SCE Metro Study Area | 4094 | 8216 | 486 | 2537 | 489 | 5566 | 4094 | 8216 | 489 | 4410 | 4094 | 7816
| SCE North of Lugo | 500 | -55.1 | 0 | 0 | 0 | -0.5 | 482.8 | -55.1 | 0 | 19.5 | 500 | -55.1 |  | SCE North of Lugo Study Area | 390 | 834 | 0 | 0 | 0 | 114 | 539 | 834 | 0 | 114 | 10 | 603
| East of Pisgah | -450 | 0 | 0 | 0 | 1446.8 | -180 | 1266.8 | -268.5 | 0 | 0 | 0 | 0 |  | East of Pisgah Study Area | 450 | 0 | 0 | 0 | 4032 | 890 | 11987 | 2520 | 0 | 0 | 0 | 200
| SCE Eastern | -1387 | -69 | -1280 | -150 | -310 | -40 | 1373 | 109.516 | 1013 | 110 | 713 | 110 |  | SCE Eastern Study Area | 8776 | 1609 | 2023 | 450 | 2543 | 1540 | 5970 | 2192 | 477 | 980 | 777 | 1290
| SDG&E | -2146.6 | -393.29 | 0 | -0.3 | -550 | -0.05 | 0.4 | 0.46 | -550 | -0.3 | 600 | -0.05 |  | SDG&E Study Area | 9762 | 2204 | 80 | 128 | 2357 | 668 | 2327 | 888 | 2247 | 578 | 2247 | 590
| Total | 450.785 | 819.71 | -1581.065 | 240.7 | 1220.015 | 842.25 | 5138.22 | 1085.276 | 4366.175 | 1760.1 | 5100.385 | 44.75 |  | Total | 51883 | 22429 | 4789 | 4356 | 18809 | 11047 | 44777 | 19869 | 18016 | 10658 | 29761 | 17369

## Community_Env_DataSets
Depicts the Community Enviromental Criteria alignment by substation for renewable resources, storage, and biomass/gas resources. |  |  | Non-Attainment Zone Flags |  | Gas Proximity Flags |  | Env. Communities Flags | DAC Flags
|  |  | 0: Not in Zone |  | 1: < 1-mile | 3. < 10 mi | 0: Not in | 1: In DaC | [24 empty] | 2036 | [16 empty] | 2041
|  |  | 1: In Zone |  | 2: < 5-miles | 4. > 10 mi | 1: In | 2: Within 5-miles | NA_Zone_PM25 |  | NA_Zone_O3 |  | Gas_Proximity |  | IRA_Energy_Community |  | DAC_Proximity |  | 2036 Total Portfolio Resources | [16 empty] | 2041 Total Portfolio Resources
[8 empty] | 3: > 5 miles | Biomass | Other Res. | Biomass | Other Res. | Biomass | Other Res. | Biomass | Other Res. | Biomass | Other Res. | Geothermal | Biomass | Wind | Wind | OOS Wind | OOS Wind | Offshore Wind | Offshore Wind | Distributed Solar | Solar | Solar | Battery_4hr | Battery_8hr | LDES | Has | Total | Total | Geothermal | Biomass | Wind | Wind | OOS Wind | OOS Wind | Offshore Wind | Offshore Wind | Distributed Solar | Solar | Solar | Battery_4hr | Battery_8hr | LDES | Has | Total | Total
CAISO Study Area | Substation | Voltage | IN_NAZ_PM25 | IN_NAZ_Ozone | Fossil Fuel Plant Proximity | Nearest Plant Retired? | In_EC | DAC_Level | Alignment | Alignment | Alignment | Alignment | Alignment | Alignment | Alignment | Alignment | Alignment | Alignment | FCDS | FCDS | FCDS | EODS | FCDS | EODS | FCDS | EODS | EODS | FCDS | EODS | FCDS | FCDS | FCDS | Res | Gens | Storage | FCDS | FCDS | FCDS | EODS | FCDS | EODS | FCDS | EODS | EODS | FCDS | EODS | FCDS | FCDS | FCDS | Res | Gens | Storage
PG&E KERN | 7th Standard | 115 | 1 | 1 | 3 | 0 | 1 | 2 | 3 | 1 | 3 | 1 | 2 | 3 | 3 | 1 | 3 | 2 | 0 | 0 | 0 | 0 | 0 | 0 | 0 | 0 | 0 | 0 | 0 | 0 | 0 | 0 | 0 | 0 | 0 | 0 | 0 | 0 | 0 | 0 | 0 | 0 | 0 | 0 | 0 | 0 | 0 | 0 | 0 | 0 | 0 | 0
SCE Metro | Alamitos | 230 | 1 | 1 | 1 | 0 | 1 | 1 | 3 | 1 | 3 | 1 | 4 | 1 | 3 | 1 | 4 | 1 | 0 | 0 | 0 | 0 | 0 | 0 | 0 | 0 | 0 | 0 | 0 | 82 | 188 | 0 | 1 | 0 | 270 | 0 | 0 | 0 | 0 | 0 | 0 | 0 | 0 | 0 | 0 | 0 | 82 | 188 | 0 | 1 | 0 | 270
SCE Eastern | Alberhill | 115 | 1 | 1 | 4 | 1 | 1 | 1 | 3 | 1 | 3 | 1 | 1 | 4 | 3 | 1 | 4 | 1 | 0 | 0 | 0 | 0 | 0 | 0 | 0 | 0 | 0 | 0 | 0 | 0 | 0 | 0 | 0 | 0 | 0 | 0 | 0 | 0 | 0 | 0 | 0 | 0 | 0 | 0 | 0 | 0 | 0 | 0 | 0 | 0 | 0 | 0
SCE Eastern | Alberhill | 500 | 1 | 1 | 4 | 1 | 1 | 1 | 3 | 1 | 3 | 1 | 1 | 4 | 3 | 1 | 4 | 1 | 0 | 0 | 0 | 0 | 0 | 0 | 0 | 0 | 0 | 0 | 0 | 0 | 0 | 200 | 1 | 0 | 200 | 0 | 0 | 0 | 0 | 0 | 0 | 0 | 0 | 0 | 0 | 0 | 0 | 0 | 200 | 1 | 0 | 200
PG&E GBA | Alhambra | 115 | 2 | 1 | 2 | 0 | 1 | 2 | 1 | 2 | 3 | 1 | 3 | 2 | 3 | 1 | 3 | 2 | 0 | 0 | 0 | 0 | 0 | 0 | 0 | 0 | 0 | 0 | 0 | 0 | 0 | 0 | 0 | 0 | 0 | 0 | 0 | 0 | 0 | 0 | 0 | 0 | 0 | 0 | 0 | 0 | 0 | 0 | 0 | 0 | 0 | 0
PG&E FRESNO | Alpaugh | 115 | 1 | 1 | 3 | 0 | 1 | 1 | 3 | 1 | 3 | 1 | 2 | 3 | 3 | 1 | 4 | 1 | 0 | 0 | 0 | 0 | 0 | 0 | 0 | 0 | 0 | 0 | 0 | 0 | 0 | 0 | 0 | 0 | 0 | 0 | 0 | 0 | 0 | 0 | 0 | 0 | 0 | 0 | 0 | 0 | 0 | 0 | 0 | 0 | 0 | 0
SDGE | Alpine | 69 | 2 | 1 | 4 | 0 | 1 | 3 | 1 | 2 | 3 | 1 | 1 | 4 | 3 | 1 | 1 | 3 | 0 | 0 | 0 | 0 | 0 | 0 | 0 | 0 | 0 | 0 | 0 | 6 | 0 | 0 | 1 | 0 | 6 | 0 | 0 | 0 | 0 | 0 | 0 | 0 | 0 | 0 | 0 | 0 | 6 | 0 | 0 | 1 | 0 | 6
PG&E GBA | Altamont Midway (Sandhill) | 230 | 2 | 1 | 2 | 0 | 1 | 3 | 1 | 2 | 3 | 1 | 3 | 2 | 3 | 1 | 1 | 3 | 0 | 0 | 0 | 0 | 0 | 0 | 0 | 0 | 0 | 0 | 0 | 0 | 0 | 0 | 0 | 0 | 0 | 0 | 0 | 0 | 0 | 0 | 0 | 0 | 0 | 0 | 0 | 0 | 0 | 0 | 0 | 0 | 0 | 0
SCE Northern | Antelope | 66 | 2 | 1 | 4 | 1 | 1 | 3 | 1 | 2 | 3 | 1 | 1 | 4 | 3 | 1 | 1 | 3 | 0 | 0 | 0 | 0 | 0 | 0 | 0 | 0 | 6 | 0 | 0 | 0 | 0 | 0 | 1 | 6 | 0 | 0 | 0 | 0 | 0 | 0 | 0 | 0 | 0 | 6 | 0 | 0 | 0 | 0 | 0 | 1 | 6 | 0
SCE Northern | Antelope | 230 | 2 | 1 | 4 | 1 | 1 | 3 | 1 | 2 | 3 | 1 | 1 | 4 | 3 | 1 | 1 | 3 | 0 | 0 | 0 | 0 | 0 | 0 | 0 | 0 | 0 | 713 | 0 | 0 | 157 | 0 | 1 | 713 | 157 | 0 | 0 | 0 | 0 | 0 | 0 | 0 | 0 | 0 | 713 | 0 | 0 | 157 | 0 | 1 | 713 | 157
SCE Northern | Antelope | 500 | 2 | 1 | 4 | 1 | 1 | 3 | 1 | 2 | 3 | 1 | 1 | 4 | 3 | 1 | 1 | 3 | 0 | 0 | 0 | 0 | 0 | 0 | 0 | 0 | 0 | 0 | 0 | 0 | 0 | 0 | 0 | 0 | 0 | 0 | 0 | 0 | 0 | 0 | 0 | 0 | 0 | 0 | 326 | 0 | 0 | 0 | 0 | 1 | 326 | 0
PG&E NGBA | Arcata | 60 | 2 | 2 | 4 | 0 | 2 | 3 | 1 | 2 | 1 | 2 | 1 | 4 | 1 | 2 | 1 | 3 | 0 | 0 | 0 | 0 | 0 | 0 | 0 | 0 | 4 | 0 | 0 | 2.5 | 0 | 0 | 1 | 4 | 2.5 | 0 | 0 | 0 | 0 | 0 | 0 | 0 | 0 | 4 | 0 | 0 | 2.5 | 0 | 0 | 1 | 4 | 2.5
PG&E KERN | Arco | 230 | 1 | 1 | 4 | 0 | 1 | 1 | 3 | 1 | 3 | 1 | 1 | 4 | 3 | 1 | 4 | 1 | 0 | 0 | 0 | 0 | 0 | 0 | 0 | 0 | 4.79 | 870 | 455 | 0 | 0 | 0 | 1 | 1329.79 | 0 | 0 | 0 | 0 | 0 | 0 | 0 | 0 | 0 | 4.79 | 870 | 455 | 0 | 0 | 0 | 1 | 1329.79 | 0
PG&E KERN | Arco | 70 | 1 | 1 | 4 | 0 | 1 | 1 | 3 | 1 | 3 | 1 | 1 | 4 | 3 | 1 | 4 | 1 | 0 | 0 | 0 | 0 | 0 | 0 | 0 | 0 | 0 | 60 | 0 | 2 | 0 | 0 | 1 | 60 | 2 | 0 | 0 | 0 | 0 | 0 | 0 | 0 | 0 | 0 | 60 | 0 | 2 | 0 | 0 | 1 | 60 | 2
SCE Metro | ArcoGen | 230 | 1 | 1 | 1 | 0 | 1 | 1 | 3 | 1 | 3 | 1 | 4 | 1 | 3 | 1 | 4 | 1 | 0 | 0 | 0 | 0 | 0 | 0 | 0 | 0 | 0 | 0 | 0 | 0 | 0 | 0 | 0 | 0 | 0 | 0 | 0 | 0 | 0 | 0 | 0 | 0 | 0 | 0 | 0 | 0 | 0 | 0 | 0 | 0 | 0 | 0
SDGE | Artesian | 230 | 2 | 1 | 2 | 0 | 1 | 3 | 1 | 2 | 3 | 1 | 3 | 2 | 3 | 1 | 1 | 3 | 0 | 0 | 0 | 0 | 0 | 0 | 0 | 0 | 0 | 0 | 0 | 0 | 0 | 0 | 0 | 0 | 0 | 0 | 0 | 0 | 0 | 0 | 0 | 0 | 0 | 0 | 0 | 0 | 0 | 0 | 0 | 0 | 0 | 0
SDGE | Artesian | 69 | 2 | 1 | 2 | 0 | 1 | 3 | 1 | 2 | 3 | 1 | 3 | 2 | 3 | 1 | 1 | 3 | 0 | 0 | 0 | 0 | 0 | 0 | 0 | 0 | 0 | 0 | 0 | 0 | 0 | 0 | 0 | 0 | 0 | 0 | 0 | 0 | 0 | 0 | 0 | 0 | 0 | 0 | 0 | 0 | 0 | 0 | 0 | 0 | 0 | 0
PG&E FRESNO | Ashlan | 230 | 1 | 1 | 2 | 0 | 2 | 1 | 3 | 1 | 3 | 1 | 3 | 2 | 1 | 2 | 4 | 1 | 0 | 0 | 0 | 0 | 0 | 0 | 0 | 0 | 0 | 0 | 0 | 0 | 0 | 0 | 0 | 0 | 0 | 0 | 0 | 0 | 0 | 0 | 0 | 0 | 0 | 0 | 0 | 0 | 0 | 0 | 0 | 0 | 0 | 0
PG&E NGBA | Atlantic | 115 | 2 | 1 | 2 | 0 | 2 | 3 | 1 | 2 | 3 | 1 | 3 | 2 | 1 | 2 | 1 | 3 | 0 | 0 | 0 | 0 | 0 | 0 | 0 | 0 | 0 | 0 | 0 | 0 | 0 | 0 | 0 | 0 | 0 | 0 | 0 | 0 | 0 | 0 | 0 | 0 | 0 | 0 | 0 | 0 | 0 | 0 | 0 | 0 | 0 | 0
PG&E NGBA | Atlantic | 230 | 2 | 1 | 2 | 0 | 2 | 3 | 1 | 2 | 3 | 1 | 3 | 2 | 1 | 2 | 1 | 3 | 0 | 0 | 0 | 0 | 0 | 0 | 0 | 0 | 0 | 0 | 0 | 0 | 0 | 0 | 0 | 0 | 0 | 0 | 0 | 0 | 0 | 0 | 0 | 0 | 0 | 0 | 0 | 0 | 0 | 0 | 0 | 0 | 0 | 0
PG&E NGBA | Atlantic | 60 | 2 | 1 | 2 | 0 | 2 | 3 | 1 | 2 | 3 | 1 | 3 | 2 | 1 | 2 | 1 | 3 | 0 | 0 | 0 | 0 | 0 | 0 | 0 | 0 | 0 | 0 | 0 | 0 | 0 | 0 | 0 | 0 | 0 | 0 | 0 | 0 | 0 | 0 | 0 | 0 | 0 | 0 | 0 | 0 | 0 | 0 | 0 | 0 | 0 | 0
PG&E FRESNO | Atwater | 115 | 1 | 1 | 1 | 1 | 2 | 1 | 3 | 1 | 3 | 1 | 4 | 2 | 1 | 2 | 4 | 1 | 0 | 0 | 0 | 0 | 0 | 0 | 0 | 0 | 2 | 0 | 0 | 0 | 0 | 0 | 1 | 2 | 0 | 0 | 0 | 0 | 0 | 0 | 0 | 0 | 0 | 2 | 0 | 0 | 0 | 0 | 0 | 1 | 2 | 0
PG&E GBA | Avena | 115 | 1 | 1 | 3 | 0 | 2 | 1 | 3 | 1 | 3 | 1 | 2 | 3 | 1 | 2 | 4 | 1 | 0 | 0 | 0 | 0 | 0 | 0 | 0 | 0 | 0 | 0 | 0 | 0 | 0 | 0 | 0 | 0 | 0 | 0 | 0 | 0 | 0 | 0 | 0 | 0 | 0 | 0 | 0 | 0 | 0 | 0 | 0 | 0 | 0 | 0
SDGE | Avocado | 69 | 2 | 1 | 3 | 0 | 1 | 3 | 1 | 2 | 3 | 1 | 2 | 3 | 3 | 1 | 1 | 3 | 0 | 0 | 0 | 0 | 0 | 0 | 0 | 0 | 0 | 0 | 0 | 0 | 0 | 0 | 0 | 0 | 0 | 0 | 0 | 0 | 0 | 0 | 0 | 0 | 0 | 0 | 0 | 0 | 0 | 0 | 0 | 0 | 0 | 0
PG&E NGBA | Bahia | 230 | 2 | 1 | 1 | 0 | 1 | 2 | 1 | 2 | 3 | 1 | 4 | 1 | 3 | 1 | 3 | 2 | 0 | 0 | 0 | 0 | 0 | 0 | 0 | 0 | 0 | 0 | 0 | 0 | 0 | 0 | 0 | 0 | 0 | 0 | 0 | 0 | 0 | 0 | 0 | 0 | 0 | 0 | 0 | 0 | 0 | 0 | 0 | 0 | 0 | 0
SCE Northern | Bailey | 230 | 1 | 1 | 4 | 0 | 1 | 3 | 3 | 1 | 3 | 1 | 1 | 4 | 3 | 1 | 1 | 3 | 0 | 0 | 0 | 0 | 0 | 0 | 0 | 0 | 0 | 0 | 0 | 0 | 0 | 0 | 0 | 0 | 0 | 0 | 0 | 0 | 0 | 0 | 0 | 0 | 0 | 0 | 0 | 0 | 0 | 0 | 0 | 0 | 0 | 0
SCE NOL | Baker | 115 | 2 | 2 | 4 | 1 | 1 | 1 | 1 | 2 | 1 | 2 | 1 | 4 | 3 | 1 | 4 | 1 | 0 | 0 | 0 | 0 | 0 | 0 | 0 | 0 | 0 | 0 | 0 | 0 | 0 | 0 | 0 | 0 | 0 | 0 | 0 | 0 | 0 | 0 | 0 | 0 | 0 | 0 | 0 | 0 | 0 | 0 | 0 | 0 | 0 | 0
PG&E KERN | Bakersfield | 230 | 1 | 1 | 2 | 1 | 1 | 1 | 3 | 1 | 3 | 1 | 3 | 3 | 3 | 1 | 4 | 1 | 0 | 0 | 0 | 0 | 0 | 0 | 0 | 0 | 0 | 440 | 0 | 0 | 0 | 0 | 1 | 440 | 0 | 0 | 0 | 0 | 0 | 0 | 0 | 0 | 0 | 0 | 440 | 0 | 0 | 0 | 0 | 1 | 440 | 0
PG&E FRESNO | Balch | 230 | 1 | 1 | 4 | 0 | 2 | 3 | 3 | 1 | 3 | 1 | 1 | 4 | 1 | 2 | 1 | 3 | 0 | 0 | 0 | 0 | 0 | 0 | 0 | 0 | 0 | 0 | 0 | 0 | 0 | 0 | 0 | 0 | 0 | 0 | 0 | 0 | 0 | 0 | 0 | 0 | 0 | 0 | 190 | 0 | 0 | 0 | 0 | 1 | 190 | 0
SCE Eastern | Bannister | 230 | 2 | 1 | 2 | 0 | 2 | 1 | 1 | 2 | 3 | 1 | 3 | 2 | 1 | 2 | 4 | 1 | 0 | 0 | 0 | 0 | 0 | 0 | 0 | 0 | 0 | 0 | 0 | 0 | 0 | 0 | 0 | 0 | 0 | 0 | 0 | 0 | 0 | 0 | 0 | 0 | 0 | 0 | 0 | 0 | 0 | 0 | 0 | 0 | 0 | 0
SCE Metro | Barre | 230 | 1 | 1 | 1 | 0 | 1 | 1 | 3 | 1 | 3 | 1 | 4 | 1 | 3 | 1 | 4 | 1 | 0 | 0 | 0 | 0 | 0 | 0 | 0 | 0 | 0 | 0 | 0 | 0 | 72 | 0 | 1 | 0 | 72 | 0 | 0 | 0 | 0 | 0 | 0 | 0 | 0 | 0 | 0 | 0 | 0 | 72 | 0 | 1 | 0 | 72
SDGE | Bay Boulevard | 69 | 2 | 1 | 1 | 1 | 1 | 1 | 1 | 2 | 3 | 1 | 4 | 2 | 3 | 1 | 4 | 1 | 0 | 0 | 0 | 0 | 0 | 0 | 0 | 0 | 0 | 0 | 0 | 0 | 0 | 0 | 0 | 0 | 0 | 0 | 0 | 0 | 0 | 0 | 0 | 0 | 0 | 0 | 0 | 0 | 0 | 0 | 0 | 0 | 0 | 0
SDGE | Bay Boulevard | 230 | 2 | 1 | 1 | 1 | 1 | 1 | 1 | 2 | 3 | 1 | 4 | 2 | 3 | 1 | 4 | 1 | 0 | 0 | 0 | 0 | 0 | 0 | 0 | 0 | 0 | 0 | 0 | 0 | 0 | 0 | 0 | 0 | 0 | 0 | 0 | 0 | 0 | 0 | 0 | 0 | 0 | 0 | 0 | 0 | 0 | 0 | 0 | 0 | 0 | 0
EOP | Beatty | 138 | 2 | 2 | 4 | 0 | 1 | 3 | 1 | 2 | 1 | 2 | 1 | 4 | 3 | 1 | 1 | 3 | 0 | 0 | 0 | 0 | 0 | 0 | 0 | 0 | 0 | 0 | 0 | 0 | 0 | 0 | 0 | 0 | 0 | 0 | 0 | 0 | 0 | 0 | 0 | 0 | 0 | 0 | 0 | 0 | 0 | 0 | 0 | 0 | 0 | 0
EOP | Beatty | 230 | 2 | 2 | 4 | 0 | 1 | 3 | 1 | 2 | 1 | 2 | 1 | 4 | 3 | 1 | 1 | 3 | 436 | 0 | 0 | 0 | 0 | 0 | 0 | 0 | 0 | 500 | 0 | 0 | 170 | 0 | 1 | 936 | 170 | 436 | 0 | 0 | 0 | 0 | 0 | 0 | 0 | 0 | 500 | 0 | 0 | 170 | 0 | 1 | 936 | 170
PG&E NGBA | Belden | 230 | 2 | 2 | 4 | 0 | 1 | 3 | 1 | 2 | 1 | 2 | 1 | 4 | 3 | 1 | 1 | 3 | 0 | 0 | 0 | 0 | 0 | 0 | 0 | 0 | 0 | 0 | 0 | 0 | 0 | 0 | 0 | 0 | 0 | 0 | 0 | 0 | 0 | 0 | 0 | 0 | 0 | 0 | 0 | 0 | 0 | 0 | 0 | 0 | 0 | 0
PG&E NGBA | Bell | 115 | 2 | 1 | 4 | 0 | 2 | 3 | 1 | 2 | 3 | 1 | 1 | 4 | 1 | 2 | 1 | 3 | 0 | 0 | 0 | 0 | 0 | 0 | 0 | 0 | 0 | 0 | 0 | 0 | 0 | 0 | 0 | 0 | 0 | 0 | 0 | 0 | 0 | 0 | 0 | 0 | 0 | 0 | 0 | 0 | 0 | 0 | 0 | 0 | 0 | 0
PG&E NGBA | Bellevue | 115 | 2 | 1 | 2 | 0 | 2 | 2 | 1 | 2 | 3 | 1 | 3 | 2 | 1 | 2 | 3 | 2 | 0 | 0 | 0 | 0 | 0 | 0 | 0 | 0 | 0 | 0 | 0 | 0 | 0 | 0 | 0 | 0 | 0 | 0 | 0 | 0 | 0 | 0 | 0 | 0 | 0 | 0 | 0 | 0 | 0 | 0 | 0 | 0 | 0 | 0
PG&E GBA | Bellota | 115 | 1 | 1 | 4 | 1 | 2 | 3 | 3 | 1 | 3 | 1 | 1 | 4 | 1 | 2 | 1 | 3 | 0 | 0 | 0 | 0 | 0 | 0 | 0 | 0 | 0 | 0 | 0 | 0 | 0 | 0 | 0 | 0 | 0 | 0 | 0 | 0 | 0 | 0 | 0 | 0 | 0 | 0 | 0 | 0 | 0 | 0 | 0 | 0 | 0 | 0
PG&E GBA | Bellota | 230 | 1 | 1 | 4 | 1 | 2 | 3 | 3 | 1 | 3 | 1 | 1 | 4 | 1 | 2 | 1 | 3 | 0 | 0 | 0 | 0 | 0 | 0 | 0 | 0 | 0 | 0 | 0 | 0 | 0 | 400 | 1 | 0 | 400 | 0 | 0 | 0 | 0 | 0 | 0 | 0 | 0 | 0 | 0 | 0 | 0 | 0 | 400 | 1 | 0 | 400
SCE Northern | Big Creek | 230 | 1 | 1 | 4 | 0 | 2 | 3 | 3 | 1 | 3 | 1 | 1 | 4 | 1 | 2 | 1 | 3 | 0 | 0 | 0 | 0 | 0 | 0 | 0 | 0 | 0 | 0 | 0 | 0 | 0 | 100 | 1 | 0 | 100 | 0 | 0 | 0 | 0 | 0 | 0 | 0 | 0 | 0 | 0 | 0 | 0 | 0 | 100 | 1 | 0 | 100
PG&E FRESNO | Biola | 70 | 1 | 1 | 4 | 0 | 2 | 1 | 3 | 1 | 3 | 1 | 1 | 4 | 1 | 2 | 4 | 1 | 0 | 0 | 0 | 0 | 0 | 0 | 0 | 0 | 0 | 0 | 0 | 0 | 0 | 0 | 0 | 0 | 0 | 0 | 0 | 0 | 0 | 0 | 0 | 0 | 0 | 0 | 0 | 0 | 0 | 0 | 0 | 0 | 0 | 0
PG&E GBA | Birds Landing | 230 | 2 | 1 | 3 | 1 | 1 | 1 | 1 | 2 | 3 | 1 | 2 | 4 | 3 | 1 | 4 | 1 | 0 | 0 | 0 | 0 | 0 | 0 | 0 | 0 | 0 | 0 | 0 | 0 | 0 | 0 | 0 | 0 | 0 | 0 | 0 | 0 | 0 | 0 | 0 | 0 | 0 | 0 | 0 | 0 | 0 | 0 | 0 | 0 | 0 | 0
SCE Northern | Bliss | 66 | 1 | 1 | 4 | 0 | 1 | 1 | 3 | 1 | 3 | 1 | 1 | 4 | 3 | 1 | 4 | 1 | 0 | 0 | 0 | 0 | 0 | 0 | 0 | 0 | 0 | 0 | 0 | 0 | 0 | 0 | 0 | 0 | 0 | 0 | 0 | 0 | 0 | 0 | 0 | 0 | 0 | 0 | 0 | 0 | 0 | 0 | 0 | 0 | 0 | 0
SCE Eastern | Blythe | 161 | 2 | 2 | 2 | 0 | 1 | 1 | 1 | 2 | 1 | 2 | 3 | 2 | 3 | 1 | 4 | 1 | 0 | 0 | 0 | 0 | 0 | 0 | 0 | 0 | 0 | 0 | 160 | 160 | 0 | 0 | 1 | 160 | 160 | 0 | 0 | 0 | 0 | 0 | 0 | 0 | 0 | 0 | 0 | 160 | 160 | 0 | 0 | 1 | 160 | 160
PG&E NGBA | Bogue | 115 | 2 | 2 | 2 | 0 | 1 | 2 | 1 | 2 | 1 | 2 | 3 | 2 | 3 | 1 | 3 | 2 | 0 | 0 | 0 | 0 | 0 | 0 | 0 | 0 | 0 | 0 | 0 | 0 | 0 | 0 | 0 | 0 | 0 | 0 | 0 | 0 | 0 | 0 | 0 | 0 | 0 | 0 | 0 | 0 | 0 | 0 | 0 | 0 | 0 | 0
PG&E FRESNO | Borden | 230 | 1 | 1 | 4 | 0 | 2 | 1 | 3 | 1 | 3 | 1 | 1 | 4 | 1 | 2 | 4 | 1 | 0 | 0 | 0 | 0 | 0 | 0 | 0 | 0 | 0 | 0 | 0 | 0 | 0 | 0 | 0 | 0 | 0 | 0 | 0 | 0 | 0 | 0 | 0 | 0 | 0 | 0 | 0 | 0 | 0 | 0 | 0 | 0 | 0 | 0
PG&E FRESNO | Borden | 70 | 1 | 1 | 4 | 0 | 2 | 1 | 3 | 1 | 3 | 1 | 1 | 4 | 1 | 2 | 4 | 1 | 0 | 0 | 0 | 0 | 0 | 0 | 0 | 0 | 0 | 0 | 0 | 0 | 0 | 0 | 0 | 0 | 0 | 0 | 0 | 0 | 0 | 0 | 0 | 0 | 0 | 0 | 0 | 0 | 0 | 0 | 0 | 0 | 0 | 0
SDGE | Boulevard East | 138 | 2 | 1 | 4 | 0 | 1 | 3 | 1 | 2 | 3 | 1 | 1 | 4 | 3 | 1 | 1 | 3 | 0 | 0 | 180 | 0 | 0 | 0 | 0 | 0 | 0 | 20 | 10 | 0 | 0 | 0 | 1 | 210 | 0 | 0 | 0 | 180 | 0 | 0 | 0 | 0 | 0 | 0 | 20 | 10 | 0 | 0 | 0 | 1 | 210 | 0
SDGE | Boulevard East | 69 | 2 | 1 | 4 | 0 | 1 | 3 | 1 | 2 | 3 | 1 | 1 | 4 | 3 | 1 | 1 | 3 | 0 | 0 | 0 | 0 | 0 | 0 | 0 | 0 | 0 | 0 | 17.4 | 17.4 | 0 | 0 | 1 | 17.4 | 17.4 | 0 | 0 | 0 | 0 | 0 | 0 | 0 | 0 | 0 | 0 | 17.4 | 17.4 | 0 | 0 | 1 | 17.4 | 17.4
PG&E GBA | Brentwood | 230 | 2 | 1 | 3 | 1 | 1 | 3 | 1 | 2 | 3 | 1 | 2 | 4 | 3 | 1 | 1 | 3 | 0 | 0 | 0 | 0 | 0 | 0 | 0 | 0 | 2 | 0 | 0 | 0 | 0 | 0 | 1 | 2 | 0 | 0 | 0 | 0 | 0 | 0 | 0 | 0 | 0 | 2 | 0 | 0 | 0 | 0 | 0 | 1 | 2 | 0
PG&E NGBA | Bridgeville | 115 | 2 | 2 | 4 | 0 | 2 | 3 | 1 | 2 | 1 | 2 | 1 | 4 | 1 | 2 | 1 | 3 | 185 | 0 | 0 | 0 | 0 | 0 | 0 | 0 | 0 | 0 | 0 | 0 | 0 | 0 | 1 | 185 | 0 | 185 | 0 | 214.5 | 0 | 0 | 0 | 0 | 0 | 0 | 0 | 0 | 0 | 0 | 0 | 1 | 399.5 | 0
PG&E NGBA | Brighton | 115 | 2 | 1 | 2 | 0 | 2 | 1 | 1 | 2 | 3 | 1 | 3 | 2 | 1 | 2 | 4 | 1 | 0 | 0 | 0 | 0 | 0 | 0 | 0 | 0 | 0 | 0 | 0 | 0 | 0 | 0 | 0 | 0 | 0 | 0 | 0 | 0 | 0 | 0 | 0 | 0 | 0 | 0 | 0 | 0 | 0 | 0 | 0 | 0 | 0 | 0
PG&E NGBA | Brighton | 230 | 2 | 1 | 2 | 0 | 2 | 1 | 1 | 2 | 3 | 1 | 3 | 2 | 1 | 2 | 4 | 1 | 0 | 0 | 0 | 0 | 0 | 0 | 0 | 0 | 0 | 0 | 0 | 0 | 0 | 0 | 0 | 0 | 0 | 0 | 0 | 0 | 0 | 0 | 0 | 0 | 0 | 0 | 0 | 0 | 0 | 0 | 0 | 0 | 0 | 0
PG&E NGBA | Brunswick | 115 | 2 | 1 | 4 | 0 | 1 | 3 | 1 | 2 | 3 | 1 | 1 | 4 | 3 | 1 | 1 | 3 | 0 | 0 | 0 | 0 | 0 | 0 | 0 | 0 | 0 | 0 | 0 | 0 | 0 | 0 | 0 | 0 | 0 | 0 | 0 | 0 | 0 | 0 | 0 | 0 | 0 | 0 | 0 | 0 | 0 | 0 | 0 | 0 | 0 | 0
PG&E NGBA | Bucks Creek | 230 | 2 | 2 | 4 | 0 | 1 | 3 | 1 | 2 | 1 | 2 | 1 | 4 | 3 | 1 | 1 | 3 | 0 | 0 | 0 | 0 | 0 | 0 | 0 | 0 | 0 | 0 | 0 | 0 | 0 | 0 | 0 | 0 | 0 | 0 | 0 | 0 | 0 | 0 | 0 | 0 | 0 | 0 | 0 | 0 | 0 | 0 | 0 | 0 | 0 | 0
PG&E KERN | Buena Vista | 230 | 2 | 2 | 3 | 1 | 2 | 1 | 1 | 2 | 1 | 2 | 2 | 4 | 1 | 2 | 4 | 1 | 0 | 0 | 0 | 0 | 0 | 0 | 0 | 0 | 0 | 5 | 295 | 0 | 0 | 0 | 1 | 300 | 0 | 0 | 0 | 0 | 0 | 0 | 0 | 0 | 0 | 0 | 5 | 295 | 0 | 0 | 0 | 1 | 300 | 0
PG&E FRESNO | Bullard | 115 | 1 | 1 | 1 | 0 | 2 | 2 | 3 | 1 | 3 | 1 | 4 | 1 | 1 | 2 | 3 | 2 | 0 | 0 | 0 | 0 | 0 | 0 | 0 | 0 | 0 | 0 | 0 | 0 | 0 | 0 | 0 | 0 | 0 | 0 | 0 | 0 | 0 | 0 | 0 | 0 | 0 | 0 | 0 | 0 | 0 | 0 | 0 | 0 | 0 | 0
PG&E GBA | Burlingame | 115 | 2 | 1 | 2 | 1 | 1 | 2 | 1 | 2 | 3 | 1 | 3 | 3 | 3 | 1 | 3 | 2 | 0 | 0 | 0 | 0 | 0 | 0 | 0 | 0 | 0 | 0 | 0 | 0 | 0 | 0 | 0 | 0 | 0 | 0 | 0 | 0 | 0 | 0 | 0 | 0 | 0 | 0 | 40 | 0 | 0 | 0 | 0 | 1 | 40 | 0
PG&E NGBA | Burney Forest | 230 | 2 | 2 | 4 | 1 | 2 | 3 | 1 | 2 | 1 | 2 | 1 | 4 | 1 | 2 | 1 | 3 | 0 | 0 | 0 | 0 | 0 | 0 | 0 | 0 | 0 | 0 | 0 | 0 | 0 | 0 | 0 | 0 | 0 | 0 | 0 | 0 | 0 | 0 | 0 | 0 | 0 | 0 | 0 | 0 | 0 | 0 | 0 | 0 | 0 | 0
PG&E NGBA | Butte | 115 | 2 | 1 | 4 | 0 | 2 | 2 | 1 | 2 | 3 | 1 | 1 | 4 | 1 | 2 | 3 | 2 | 0 | 0 | 0 | 0 | 0 | 0 | 0 | 0 | 0 | 0 | 0 | 0 | 0 | 0 | 0 | 0 | 0 | 0 | 0 | 0 | 0 | 0 | 0 | 0 | 0 | 0 | 0 | 0 | 0 | 0 | 0 | 0 | 0 | 0
PG&E KERN | Cabrillo | 115 | 2 | 2 | 4 | 1 | 1 | 3 | 1 | 2 | 1 | 2 | 1 | 4 | 3 | 1 | 1 | 3 | 0 | 0 | 0 | 0 | 0 | 0 | 0 | 0 | 0 | 0 | 0 | 0 | 0 | 0 | 0 | 0 | 0 | 0 | 0 | 0 | 0 | 0 | 0 | 0 | 0 | 0 | 0 | 0 | 0 | 0 | 0 | 0 | 0 | 0
PG&E FRESNO | Cal Flats | 230 | 2 | 2 | 4 | 0 | 2 | 2 | 1 | 2 | 1 | 2 | 1 | 4 | 1 | 2 | 3 | 2 | 0 | 0 | 0 | 0 | 0 | 0 | 0 | 0 | 0 | 0 | 0 | 0 | 0 | 0 | 0 | 0 | 0 | 0 | 0 | 0 | 0 | 0 | 0 | 0 | 0 | 0 | 0 | 0 | 0 | 0 | 0 | 0 | 0 | 0
SCE NOL | Calcite | 230 | 2 | 1 | 4 | 0 | 1 | 3 | 1 | 2 | 3 | 1 | 1 | 4 | 3 | 1 | 1 | 3 | 0 | 0 | 0 | 0 | 0 | 0 | 0 | 0 | 0 | 106 | 0 | 0 | 0 | 0 | 1 | 106 | 0 | 0 | 0 | 0 | 0 | 0 | 0 | 0 | 0 | 0 | 106 | 0 | 0 | 0 | 0 | 1 | 106 | 0
PG&E KERN | Caliente | 230 | 2 | 1 | 4 | 0 | 2 | 2 | 1 | 2 | 3 | 1 | 1 | 4 | 1 | 2 | 3 | 2 | 0 | 0 | 0 | 0 | 0 | 0 | 0 | 0 | 0 | 0 | 0 | 0 | 0 | 0 | 0 | 0 | 0 | 0 | 0 | 0 | 0 | 0 | 0 | 0 | 0 | 0 | 0 | 0 | 0 | 0 | 0 | 0 | 0 | 0
PG&E FRESNO | California Ave | 115 | 1 | 1 | 2 | 0 | 2 | 1 | 3 | 1 | 3 | 1 | 3 | 2 | 1 | 2 | 4 | 1 | 0 | 0 | 0 | 0 | 0 | 0 | 0 | 0 | 0 | 0 | 0 | 0 | 0 | 0 | 0 | 0 | 0 | 0 | 0 | 0 | 0 | 0 | 0 | 0 | 0 | 0 | 0 | 0 | 0 | 0 | 0 | 0 | 0 | 0
PG&E KERN | Callender | 115 | 2 | 2 | 4 | 1 | 2 | 2 | 1 | 2 | 1 | 2 | 1 | 4 | 1 | 2 | 3 | 2 | 0 | 0 | 0 | 0 | 0 | 0 | 0 | 0 | 0 | 0 | 0 | 0 | 0 | 0 | 0 | 0 | 0 | 0 | 0 | 0 | 0 | 0 | 0 | 0 | 0 | 0 | 0 | 0 | 0 | 0 | 0 | 0 | 0 | 0
PG&E NGBA | Calpella | 115 | 2 | 2 | 4 | 1 | 2 | 3 | 1 | 2 | 1 | 2 | 1 | 4 | 1 | 2 | 1 | 3 | 0 | 0 | 0 | 0 | 0 | 0 | 0 | 0 | 4 | 0 | 0 | 0 | 0 | 0 | 1 | 4 | 0 | 0 | 0 | 0 | 0 | 0 | 0 | 0 | 0 | 4 | 0 | 0 | 0 | 0 | 0 | 1 | 4 | 0
PG&E GBA | Camanche | 230 | 1 | 1 | 3 | 1 | 2 | 3 | 3 | 1 | 3 | 1 | 2 | 4 | 1 | 2 | 1 | 3 | 0 | 0 | 0 | 0 | 0 | 0 | 0 | 0 | 0 | 0 | 0 | 0 | 0 | 0 | 0 | 0 | 0 | 0 | 0 | 0 | 0 | 0 | 0 | 0 | 0 | 0 | 0 | 0 | 0 | 0 | 0 | 0 | 0 | 0
SDGE | Cameron | 69 | 1 | 1 | 2 | 0 | 1 | 1 | 3 | 1 | 3 | 1 | 3 | 2 | 3 | 1 | 4 | 1 | 0 | 0 | 0 | 0 | 0 | 0 | 0 | 0 | 0 | 0 | 0 | 0 | 0 | 0 | 0 | 0 | 0 | 0 | 0 | 0 | 0 | 0 | 0 | 0 | 0 | 0 | 0 | 0 | 0 | 0 | 0 | 0 | 0 | 0
SDGE | Cannon | 69 | 2 | 1 | 1 | 0 | 1 | 3 | 1 | 2 | 3 | 1 | 4 | 1 | 3 | 1 | 1 | 3 | 0 | 0 | 0 | 0 | 0 | 0 | 0 | 0 | 0 | 0 | 0 | 0 | 0 | 0 | 0 | 0 | 0 | 0 | 0 | 0 | 0 | 0 | 0 | 0 | 0 | 0 | 0 | 0 | 0 | 0 | 0 | 0 | 0 | 0
PG&E FRESNO | Cantua | 115 | 1 | 1 | 4 | 0 | 2 | 1 | 3 | 1 | 3 | 1 | 1 | 4 | 1 | 2 | 4 | 1 | 0 | 0 | 0 | 0 | 0 | 0 | 0 | 0 | 0 | 0 | 0 | 0 | 0 | 0 | 0 | 0 | 0 | 0 | 0 | 0 | 0 | 0 | 0 | 0 | 0 | 0 | 100 | 0 | 0 | 0 | 0 | 1 | 100 | 0
SDGE | Capistrano | 138 | 1 | 1 | 2 | 0 | 1 | 3 | 3 | 1 | 3 | 1 | 3 | 2 | 3 | 1 | 1 | 3 | 0 | 0 | 0 | 0 | 0 | 0 | 0 | 0 | 0 | 0 | 0 | 0 | 0 | 0 | 0 | 0 | 0 | 0 | 0 | 0 | 0 | 0 | 0 | 0 | 0 | 0 | 0 | 0 | 0 | 0 | 0 | 0 | 0 | 0
SDGE | Capistrano | 230 | 1 | 1 | 2 | 0 | 1 | 3 | 3 | 1 | 3 | 1 | 3 | 2 | 3 | 1 | 1 | 3 | 0 | 0 | 0 | 0 | 0 | 0 | 0 | 0 | 0 | 0 | 0 | 0 | 0 | 0 | 0 | 0 | 0 | 0 | 0 | 0 | 0 | 0 | 0 | 0 | 0 | 0 | 0 | 0 | 0 | 0 | 0 | 0 | 0 | 0
PG&E NGBA | Carberry | 230 | 2 | 2 | 4 | 1 | 2 | 3 | 1 | 2 | 1 | 2 | 1 | 4 | 1 | 2 | 1 | 3 | 0 | 0 | 0 | 0 | 0 | 0 | 0 | 0 | 0 | 0 | 0 | 0 | 0 | 0 | 0 | 0 | 0 | 0 | 0 | 0 | 0 | 0 | 0 | 0 | 0 | 0 | 0 | 0 | 0 | 0 | 0 | 0 | 0 | 0
SCE Eastern | Cardiff | 66 | 1 | 1 | 2 | 0 | 1 | 1 | 3 | 1 | 3 | 1 | 3 | 2 | 3 | 1 | 4 | 1 | 0 | 0 | 0 | 0 | 0 | 0 | 0 | 0 | 0 | 0 | 0 | 0 | 0 | 0 | 0 | 0 | 0 | 0 | 0 | 0 | 0 | 0 | 0 | 0 | 0 | 0 | 0 | 0 | 0 | 0 | 0 | 0 | 0 | 0
PG&E NGBA | Caribou | 60 | 2 | 2 | 4 | 0 | 1 | 3 | 1 | 2 | 1 | 2 | 1 | 4 | 3 | 1 | 1 | 3 | 0 | 0 | 0 | 0 | 0 | 0 | 0 | 0 | 0 | 0 | 0 | 0 | 0 | 0 | 0 | 0 | 0 | 0 | 0 | 0 | 0 | 0 | 0 | 0 | 0 | 0 | 0 | 0 | 0 | 0 | 0 | 0 | 0 | 0
PG&E NGBA | Caribou | 115 | 2 | 2 | 4 | 0 | 1 | 3 | 1 | 2 | 1 | 2 | 1 | 4 | 3 | 1 | 1 | 3 | 0 | 0 | 0 | 0 | 0 | 0 | 0 | 0 | 0 | 0 | 0 | 0 | 0 | 0 | 0 | 0 | 0 | 0 | 0 | 0 | 0 | 0 | 0 | 0 | 0 | 0 | 0 | 0 | 0 | 0 | 0 | 0 | 0 | 0
PG&E NGBA | Caribou | 230 | 2 | 2 | 4 | 0 | 1 | 3 | 1 | 2 | 1 | 2 | 1 | 4 | 3 | 1 | 1 | 3 | 0 | 0 | 0 | 0 | 0 | 0 | 0 | 0 | 0 | 0 | 0 | 0 | 0 | 0 | 0 | 0 | 0 | 0 | 0 | 0 | 0 | 0 | 0 | 0 | 0 | 0 | 0 | 0 | 0 | 0 | 0 | 0 | 0 | 0
EOP | Carpenter Canyon (fka Gamebird) | 138 | 2 | 2 | 4 | 0 | 1 | 3 | 1 | 2 | 1 | 2 | 1 | 4 | 3 | 1 | 1 | 3 | 0 | 0 | 0 | 0 | 0 | 0 | 0 | 0 | 0 | 0 | 0 | 0 | 0 | 0 | 0 | 0 | 0 | 0 | 0 | 0 | 0 | 0 | 0 | 0 | 0 | 0 | 0 | 0 | 0 | 0 | 0 | 0 | 0 | 0
EOP | Carpenter Canyon (fka Gamebird) | 230 | 2 | 2 | 4 | 0 | 1 | 3 | 1 | 2 | 1 | 2 | 1 | 4 | 3 | 1 | 1 | 3 | 0 | 0 | 0 | 0 | 0 | 0 | 0 | 0 | 0 | 550 | 180 | 0 | 36.5 | 0 | 1 | 730 | 36.5 | 0 | 0 | 0 | 0 | 0 | 0 | 0 | 0 | 0 | 550 | 180 | 0 | 36.5 | 0 | 1 | 730 | 36.5
PG&E NGBA | Carquinez | 115 | 2 | 1 | 2 | 0 | 1 | 1 | 1 | 2 | 3 | 1 | 3 | 2 | 3 | 1 | 4 | 1 | 0 | 0 | 0 | 0 | 0 | 0 | 0 | 0 | 0 | 0 | 0 | 0 | 0 | 0 | 0 | 0 | 0 | 0 | 0 | 0 | 0 | 0 | 0 | 0 | 0 | 0 | 0 | 0 | 0 | 0 | 0 | 0 | 0 | 0
SDGE | Carrizo Gorge | 138 | 2 | 1 | 4 | 0 | 1 | 3 | 1 | 2 | 3 | 1 | 1 | 4 | 3 | 1 | 1 | 3 | 0 | 0 | 0 | 0 | 0 | 0 | 0 | 0 | 0 | 0 | 0 | 70 | 0 | 0 | 1 | 0 | 70 | 0 | 0 | 0 | 0 | 0 | 0 | 0 | 0 | 0 | 0 | 0 | 70 | 0 | 0 | 1 | 0 | 70
PG&E KERN | Carrizo Plains | 115 | 2 | 1 | 4 | 0 | 2 | 2 | 1 | 2 | 3 | 1 | 1 | 4 | 1 | 2 | 3 | 2 | 0 | 0 | 0 | 0 | 0 | 0 | 0 | 0 | 0 | 0 | 0 | 0 | 0 | 0 | 0 | 0 | 0 | 0 | 0 | 0 | 0 | 0 | 0 | 0 | 0 | 0 | 0 | 0 | 0 | 0 | 0 | 0 | 0 | 0
PG&E KERN | Casaloma | 230 | 1 | 1 | 2 | 1 | 1 | 1 | 3 | 1 | 3 | 1 | 3 | 3 | 3 | 1 | 4 | 1 | 0 | 0 | 0 | 0 | 0 | 0 | 0 | 0 | 0 | 0 | 220 | 0 | 0 | 0 | 1 | 220 | 0 | 0 | 0 | 0 | 0 | 0 | 0 | 0 | 0 | 0 | 0 | 220 | 0 | 0 | 0 | 1 | 220 | 0
PG&E GBA | Castro Valley | 230 | 2 | 1 | 2 | 0 | 1 | 2 | 1 | 2 | 3 | 1 | 3 | 2 | 3 | 1 | 3 | 2 | 0 | 0 | 0 | 0 | 0 | 0 | 0 | 0 | 0 | 0 | 0 | 0 | 0 | 0 | 0 | 0 | 0 | 0 | 0 | 0 | 0 | 0 | 0 | 0 | 0 | 0 | 0 | 0 | 0 | 0 | 0 | 0 | 0 | 0
PG&E GBA | Cayetano | 230 | 2 | 1 | 3 | 0 | 1 | 3 | 1 | 2 | 3 | 1 | 2 | 3 | 3 | 1 | 1 | 3 | 0 | 0 | 0 | 0 | 0 | 0 | 0 | 0 | 0 | 0 | 0 | 0 | 0 | 0 | 0 | 0 | 0 | 0 | 0 | 0 | 0 | 0 | 0 | 0 | 0 | 0 | 0 | 0 | 0 | 0 | 0 | 0 | 0 | 0
SCE Metro | Center | 230 | 1 | 1 | 1 | 0 | 1 | 1 | 3 | 1 | 3 | 1 | 4 | 1 | 3 | 1 | 4 | 1 | 0 | 0 | 0 | 0 | 0 | 0 | 0 | 0 | 0 | 0 | 0 | 0 | 0 | 0 | 0 | 0 | 0 | 0 | 0 | 0 | 0 | 0 | 0 | 0 | 0 | 0 | 0 | 0 | 0 | 0 | 0 | 0 | 0 | 0
PG&E KERN | Charca | 115 | 1 | 1 | 4 | 0 | 1 | 1 | 3 | 1 | 3 | 1 | 1 | 4 | 3 | 1 | 4 | 1 | 0 | 0 | 0 | 0 | 0 | 0 | 0 | 0 | 4.62 | 0 | 0 | 0 | 0 | 0 | 1 | 4.62 | 0 | 0 | 0 | 0 | 0 | 0 | 0 | 0 | 0 | 4.62 | 0 | 0 | 0 | 0 | 0 | 1 | 4.62 | 0
EOP | Charleston | 138 | 2 | 2 | 4 | 0 | 1 | 3 | 1 | 2 | 1 | 2 | 1 | 4 | 3 | 1 | 1 | 3 | 0 | 0 | 0 | 0 | 0 | 0 | 0 | 0 | 0 | 0 | 0 | 0 | 0 | 0 | 0 | 0 | 0 | 0 | 0 | 0 | 0 | 0 | 0 | 0 | 0 | 0 | 0 | 0 | 0 | 0 | 0 | 0 | 0 | 0
SCE Metro | Chevmain | 230 | 1 | 1 | 1 | 0 | 1 | 1 | 3 | 1 | 3 | 1 | 4 | 1 | 3 | 1 | 4 | 1 | 0 | 0 | 0 | 0 | 0 | 0 | 0 | 0 | 0 | 0 | 0 | 0 | 0 | 0 | 0 | 0 | 0 | 0 | 0 | 0 | 0 | 0 | 0 | 0 | 0 | 0 | 0 | 0 | 0 | 0 | 0 | 0 | 0 | 0
SDGE | Chicarita | 138 | 2 | 1 | 2 | 1 | 1 | 3 | 1 | 2 | 3 | 1 | 3 | 3 | 3 | 1 | 1 | 3 | 0 | 0 | 0 | 0 | 0 | 0 | 0 | 0 | 0 | 0 | 0 | 0 | 0 | 0 | 0 | 0 | 0 | 0 | 0 | 0 | 0 | 0 | 0 | 0 | 0 | 0 | 0 | 0 | 0 | 0 | 0 | 0 | 0 | 0
SCE Metro | Chino | 230 | 1 | 1 | 1 | 0 | 1 | 2 | 3 | 1 | 3 | 1 | 4 | 1 | 3 | 1 | 3 | 2 | 0 | 0 | 0 | 0 | 0 | 0 | 0 | 0 | 0 | 0 | 0 | 225 | 358 | 0 | 1 | 0 | 583 | 0 | 0 | 0 | 0 | 0 | 0 | 0 | 0 | 0 | 0 | 0 | 225 | 358 | 0 | 1 | 0 | 583
PG&E FRESNO | Chowchilla | 115 | 1 | 1 | 1 | 0 | 2 | 2 | 3 | 1 | 3 | 1 | 4 | 1 | 1 | 2 | 3 | 2 | 0 | 0 | 0 | 0 | 0 | 0 | 0 | 0 | 7.56 | 0 | 0 | 0 | 0 | 0 | 1 | 7.56 | 0 | 0 | 0 | 0 | 0 | 0 | 0 | 0 | 0 | 7.56 | 0 | 0 | 0 | 0 | 0 | 1 | 7.56 | 0
PG&E GBA | Christie | 60 | 2 | 1 | 2 | 0 | 1 | 2 | 1 | 2 | 3 | 1 | 3 | 2 | 3 | 1 | 3 | 2 | 0 | 0 | 0 | 0 | 0 | 0 | 0 | 0 | 0 | 0 | 0 | 0 | 0 | 0 | 0 | 0 | 0 | 0 | 0 | 0 | 0 | 0 | 0 | 0 | 0 | 0 | 0 | 0 | 0 | 0 | 0 | 0 | 0 | 0
PG&E GBA | Christie | 115 | 2 | 1 | 2 | 0 | 1 | 2 | 1 | 2 | 3 | 1 | 3 | 2 | 3 | 1 | 3 | 2 | 0 | 0 | 0 | 0 | 0 | 0 | 0 | 0 | 0 | 0 | 0 | 0 | 0 | 0 | 0 | 0 | 0 | 0 | 0 | 0 | 0 | 0 | 0 | 0 | 0 | 0 | 0 | 0 | 0 | 0 | 0 | 0 | 0 | 0
SCE Eastern | Cielo Azul | 500 | 2 | 2 | 4 | 0 | 1 | 3 | 1 | 2 | 1 | 2 | 1 | 4 | 3 | 1 | 1 | 3 | 0 | 0 | 0 | 0 | 0 | 0 | 0 | 0 | 0 | 150 | 2325 | 471.516 | 0 | 0 | 1 | 2475 | 471.516 | 0 | 0 | 0 | 0 | 0 | 0 | 0 | 0 | 0 | 150 | 2325 | 471.516 | 0 | 0 | 1 | 2475 | 471.516
PG&E GBA | Clay | 60 | 2 | 1 | 2 | 1 | 1 | 3 | 1 | 2 | 3 | 1 | 3 | 3 | 3 | 1 | 1 | 3 | 0 | 0 | 0 | 0 | 0 | 0 | 0 | 0 | 0 | 0 | 0 | 0 | 0 | 0 | 0 | 0 | 0 | 0 | 0 | 0 | 0 | 0 | 0 | 0 | 0 | 0 | 0 | 0 | 0 | 0 | 0 | 0 | 0 | 0
PG&E GBA | Clayton | 115 | 2 | 1 | 3 | 1 | 1 | 2 | 1 | 2 | 3 | 1 | 2 | 4 | 3 | 1 | 3 | 2 | 0 | 0 | 0 | 0 | 0 | 0 | 0 | 0 | 0 | 0 | 0 | 0 | 0 | 0 | 0 | 0 | 0 | 0 | 0 | 0 | 0 | 0 | 0 | 0 | 0 | 0 | 0 | 0 | 0 | 0 | 0 | 0 | 0 | 0
PG&E NGBA | Cloverdale | 115 | 2 | 2 | 4 | 1 | 2 | 3 | 1 | 2 | 1 | 2 | 1 | 4 | 1 | 2 | 1 | 3 | 112.2 | 0 | 0 | 0 | 0 | 0 | 0 | 0 | 0 | 0 | 0 | 0 | 0 | 0 | 1 | 112.2 | 0 | 112.2 | 0 | 0 | 0 | 0 | 0 | 0 | 0 | 0 | 0 | 0 | 0 | 0 | 0 | 1 | 112.2 | 0
PG&E FRESNO | Clovis | 115 | 1 | 1 | 2 | 0 | 2 | 2 | 3 | 1 | 3 | 1 | 3 | 2 | 1 | 2 | 3 | 2 | 0 | 0 | 0 | 0 | 0 | 0 | 0 | 0 | 0 | 0 | 0 | 0 | 0 | 0 | 0 | 0 | 0 | 0 | 0 | 0 | 0 | 0 | 0 | 0 | 0 | 0 | 0 | 0 | 0 | 0 | 0 | 0 | 0 | 0
PG&E GBA | Coburn | 230 | 2 | 2 | 2 | 0 | 2 | 3 | 1 | 2 | 1 | 2 | 3 | 2 | 1 | 2 | 1 | 3 | 0 | 0 | 0 | 0 | 0 | 0 | 0 | 0 | 0 | 0 | 0 | 0 | 0 | 0 | 0 | 0 | 0 | 0 | 0 | 0 | 0 | 0 | 0 | 0 | 0 | 0 | 0 | 0 | 0 | 0 | 0 | 0 | 0 | 0
PG&E GBA | Coburn | 60 | 2 | 2 | 2 | 0 | 2 | 3 | 1 | 2 | 1 | 2 | 3 | 2 | 1 | 2 | 1 | 3 | 0 | 0 | 0 | 0 | 0 | 0 | 0 | 0 | 0 | 0 | 0 | 0 | 0 | 0 | 0 | 0 | 0 | 0 | 0 | 0 | 0 | 0 | 0 | 0 | 0 | 0 | 0 | 0 | 0 | 0 | 0 | 0 | 0 | 0
PG&E NGBA | Colgate | 230 | 2 | 1 | 4 | 0 | 1 | 3 | 1 | 2 | 3 | 1 | 1 | 4 | 3 | 1 | 1 | 3 | 0 | 0 | 0 | 0 | 0 | 0 | 0 | 0 | 0 | 0 | 0 | 0 | 0 | 0 | 0 | 0 | 0 | 0 | 0 | 0 | 0 | 0 | 0 | 0 | 0 | 0 | 0 | 0 | 0 | 0 | 0 | 0 | 0 | 0
PG&E GBA | Collierville | 230 | 2 | 1 | 4 | 1 | 1 | 3 | 1 | 2 | 3 | 1 | 1 | 4 | 3 | 1 | 1 | 3 | 0 | 0 | 0 | 0 | 0 | 0 | 0 | 0 | 0 | 0 | 0 | 0 | 0 | 0 | 0 | 0 | 0 | 0 | 0 | 0 | 0 | 0 | 0 | 0 | 0 | 0 | 0 | 0 | 0 | 0 | 0 | 0 | 0 | 0
PG&E GBA | Collinsville | 230 | 2 | 1 | 2 | 1 | 1 | 1 | 1 | 2 | 3 | 1 | 3 | 3 | 3 | 1 | 4 | 1 | 0 | 0 | 0 | 0 | 0 | 0 | 0 | 0 | 0 | 0 | 0 | 0 | 0 | 0 | 0 | 0 | 0 | 0 | 0 | 0 | 0 | 0 | 0 | 0 | 0 | 0 | 0 | 0 | 0 | 0 | 0 | 0 | 0 | 0
PG&E GBA | Collinsville | 500 | 2 | 1 | 2 | 1 | 1 | 1 | 1 | 2 | 3 | 1 | 3 | 3 | 3 | 1 | 4 | 1 | 0 | 0 | 0 | 0 | 0 | 0 | 0 | 0 | 0 | 0 | 0 | 0 | 0 | 0 | 0 | 0 | 0 | 0 | 0 | 0 | 0 | 0 | 0 | 0 | 0 | 0 | 0 | 0 | 0 | 0 | 0 | 0 | 0 | 0
SCE Eastern | Colorado River | 230 | 2 | 2 | 3 | 0 | 1 | 3 | 1 | 2 | 1 | 2 | 2 | 3 | 3 | 1 | 1 | 3 | 0 | 0 | 0 | 0 | 0 | 0 | 0 | 0 | 0 | 600 | 1200 | 30 | 0 | 0 | 1 | 1800 | 30 | 0 | 0 | 0 | 0 | 0 | 0 | 0 | 0 | 0 | 600 | 1200 | 30 | 0 | 0 | 1 | 1800 | 30
SCE Eastern | Colorado River | 500 | 2 | 2 | 3 | 0 | 1 | 3 | 1 | 2 | 1 | 2 | 2 | 3 | 3 | 1 | 1 | 3 | 0 | 0 | 0 | 0 | 0 | 0 | 0 | 0 | 0 | 0 | 0 | 0 | 0 | 0 | 0 | 0 | 0 | 0 | 0 | 0 | 0 | 0 | 0 | 0 | 0 | 0 | 0 | 0 | 0 | 0 | 0 | 0 | 0 | 0
PG&E KERN | Columbus | 115 | 1 | 1 | 2 | 0 | 1 | 2 | 3 | 1 | 3 | 1 | 3 | 2 | 3 | 1 | 3 | 2 | 0 | 0 | 0 | 0 | 0 | 0 | 0 | 0 | 0 | 100 | 0 | 0 | 0 | 150 | 1 | 100 | 150 | 0 | 0 | 0 | 0 | 0 | 0 | 0 | 0 | 0 | 100 | 0 | 0 | 0 | 150 | 1 | 100 | 150
PG&E GBA | Contra Costa | 115 | 2 | 1 | 1 | 1 | 1 | 2 | 1 | 2 | 3 | 1 | 4 | 2 | 3 | 1 | 3 | 2 | 0 | 0 | 0 | 0 | 0 | 0 | 0 | 0 | 0 | 0 | 0 | 0 | 0 | 0 | 0 | 0 | 0 | 0 | 0 | 0 | 0 | 0 | 0 | 0 | 0 | 0 | 0 | 0 | 0 | 0 | 0 | 0 | 0 | 0
PG&E GBA | Contra Costa | 230 | 2 | 1 | 1 | 1 | 1 | 2 | 1 | 2 | 3 | 1 | 4 | 2 | 3 | 1 | 3 | 2 | 0 | 0 | 0 | 0 | 0 | 0 | 0 | 0 | 0 | 0 | 0 | 0 | 0 | 0 | 0 | 0 | 0 | 0 | 0 | 0 | 0 | 0 | 0 | 0 | 0 | 0 | 0 | 0 | 0 | 0 | 0 | 0 | 0 | 0
PG&E GBA | Contra Costa PP | 230 | 2 | 1 | 1 | 0 | 1 | 2 | 1 | 2 | 3 | 1 | 4 | 1 | 3 | 1 | 3 | 2 | 0 | 0 | 0 | 0 | 0 | 0 | 0 | 0 | 0 | 0 | 0 | 0 | 0 | 0 | 0 | 0 | 0 | 0 | 0 | 0 | 0 | 0 | 0 | 0 | 0 | 0 | 0 | 0 | 0 | 0 | 0 | 0 | 0 | 0
SCE NOL | Control | 115 | 2 | 2 | 4 | 0 | 1 | 3 | 1 | 2 | 1 | 2 | 1 | 4 | 3 | 1 | 1 | 3 | 0 | 0 | 0 | 0 | 0 | 0 | 0 | 0 | 0 | 0 | 0 | 0 | 0 | 0 | 0 | 0 | 0 | 0 | 0 | 0 | 0 | 0 | 0 | 0 | 0 | 0 | 0 | 0 | 0 | 0 | 0 | 0 | 0 | 0
SCE NOL | Control | 55 | 2 | 2 | 4 | 0 | 1 | 3 | 1 | 2 | 1 | 2 | 1 | 4 | 3 | 1 | 1 | 3 | 0 | 0 | 0 | 0 | 0 | 0 | 0 | 0 | 0 | 0 | 0 | 0 | 0 | 0 | 0 | 0 | 0 | 0 | 0 | 0 | 0 | 0 | 0 | 0 | 0 | 0 | 0 | 0 | 0 | 0 | 0 | 0 | 0 | 0
PG&E GBA | Cooley Landing | 115 | 2 | 1 | 2 | 0 | 1 | 1 | 1 | 2 | 3 | 1 | 3 | 2 | 3 | 1 | 4 | 1 | 0 | 0 | 0 | 0 | 0 | 0 | 0 | 0 | 0 | 0 | 0 | 0 | 0 | 0 | 0 | 0 | 0 | 0 | 0 | 0 | 0 | 0 | 0 | 0 | 0 | 0 | 0 | 0 | 0 | 0 | 0 | 0 | 0 | 0
PG&E GBA | Cooley Landing | 60 | 2 | 1 | 2 | 0 | 1 | 1 | 1 | 2 | 3 | 1 | 3 | 2 | 3 | 1 | 4 | 1 | 0 | 0 | 0 | 0 | 0 | 0 | 0 | 0 | 0 | 0 | 0 | 0 | 0 | 0 | 0 | 0 | 0 | 0 | 0 | 0 | 0 | 0 | 0 | 0 | 0 | 0 | 0 | 0 | 0 | 0 | 0 | 0 | 0 | 0
SCE NOL | Coolwater | 230 | 2 | 1 | 1 | 1 | 1 | 1 | 1 | 2 | 3 | 1 | 4 | 2 | 3 | 1 | 4 | 1 | 0 | 0 | 0 | 0 | 0 | 0 | 0 | 0 | 0 | 0 | 0 | 0 | 0 | 0 | 0 | 0 | 0 | 0 | 0 | 0 | 0 | 0 | 0 | 0 | 0 | 0 | 0 | 0 | 0 | 0 | 0 | 0 | 0 | 0
SCE NOL | Coolwater | 115 | 2 | 1 | 1 | 1 | 1 | 1 | 1 | 2 | 3 | 1 | 4 | 2 | 3 | 1 | 4 | 1 | 0 | 0 | 0 | 0 | 0 | 0 | 0 | 0 | 0 | 0 | 0 | 113.5 | 0 | 0 | 1 | 0 | 113.5 | 0 | 0 | 0 | 0 | 0 | 0 | 0 | 0 | 0 | 0 | 0 | 113.5 | 0 | 0 | 1 | 0 | 113.5
PG&E KERN | Copus | 70 | 1 | 1 | 3 | 0 | 1 | 1 | 3 | 1 | 3 | 1 | 2 | 3 | 3 | 1 | 4 | 1 | 0 | 0 | 0 | 0 | 0 | 0 | 0 | 0 | 0 | 0 | 0 | 0 | 0 | 0 | 0 | 0 | 0 | 0 | 0 | 0 | 0 | 0 | 0 | 0 | 0 | 0 | 0 | 0 | 0 | 0 | 0 | 0 | 0 | 0
PG&E FRESNO | Corcoran | 70 | 1 | 1 | 4 | 1 | 2 | 1 | 3 | 1 | 3 | 1 | 1 | 4 | 1 | 2 | 4 | 1 | 0 | 0 | 0 | 0 | 0 | 0 | 0 | 0 | 0 | 0 | 0 | 0 | 0 | 0 | 0 | 0 | 0 | 0 | 0 | 0 | 0 | 0 | 0 | 0 | 0 | 0 | 0 | 0 | 0 | 0 | 0 | 0 | 0 | 0
PG&E FRESNO | Corcoran | 115 | 1 | 1 | 4 | 1 | 2 | 1 | 3 | 1 | 3 | 1 | 1 | 4 | 1 | 2 | 4 | 1 | 0 | 0 | 0 | 0 | 0 | 0 | 0 | 0 | 0 | 0 | 0 | 0 | 0 | 0 | 0 | 0 | 0 | 0 | 0 | 0 | 0 | 0 | 0 | 0 | 0 | 0 | 0 | 0 | 0 | 0 | 0 | 0 | 0 | 0
PG&E NGBA | Corona | 115 | 2 | 1 | 3 | 0 | 2 | 3 | 1 | 2 | 3 | 1 | 2 | 3 | 1 | 2 | 1 | 3 | 0 | 0 | 0 | 0 | 0 | 0 | 0 | 0 | 0 | 0 | 0 | 0 | 0 | 0 | 0 | 0 | 0 | 0 | 0 | 0 | 0 | 0 | 0 | 0 | 0 | 0 | 0 | 0 | 0 | 0 | 0 | 0 | 0 | 0
PG&E NGBA | Cortina | 230 | 2 | 2 | 4 | 0 | 1 | 3 | 1 | 2 | 1 | 2 | 1 | 4 | 3 | 1 | 1 | 3 | 0 | 0 | 0 | 0 | 0 | 0 | 0 | 0 | 0 | 0 | 0 | 0 | 0 | 0 | 0 | 0 | 0 | 0 | 0 | 0 | 0 | 0 | 0 | 0 | 0 | 0 | 0 | 0 | 0 | 0 | 0 | 0 | 0 | 0
PG&E NGBA | Cortina | 115 | 2 | 2 | 4 | 0 | 1 | 3 | 1 | 2 | 1 | 2 | 1 | 4 | 3 | 1 | 1 | 3 | 0 | 0 | 0 | 0 | 0 | 0 | 0 | 0 | 0 | 0 | 0 | 0 | 0 | 0 | 0 | 0 | 0 | 0 | 0 | 0 | 0 | 0 | 0 | 0 | 0 | 0 | 0 | 0 | 0 | 0 | 0 | 0 | 0 | 0
PG&E GBA | Cottle | 230 | 1 | 1 | 2 | 1 | 2 | 1 | 3 | 1 | 3 | 1 | 3 | 3 | 1 | 2 | 4 | 1 | 0 | 0 | 0 | 0 | 0 | 0 | 0 | 0 | 0 | 0 | 0 | 0 | 0 | 0 | 0 | 0 | 0 | 0 | 0 | 0 | 0 | 0 | 0 | 0 | 0 | 0 | 0 | 0 | 0 | 0 | 0 | 0 | 0 | 0
PG&E NGBA | Cottonwood | 115 | 2 | 2 | 2 | 1 | 2 | 3 | 1 | 2 | 1 | 2 | 3 | 3 | 1 | 2 | 1 | 3 | 0 | 0 | 0 | 0 | 0 | 0 | 0 | 0 | 0 | 0 | 0 | 0 | 0 | 0 | 0 | 0 | 0 | 0 | 0 | 0 | 0 | 0 | 0 | 0 | 0 | 0 | 0 | 0 | 0 | 0 | 0 | 0 | 0 | 0
PG&E NGBA | Cottonwood | 230 | 2 | 2 | 2 | 1 | 2 | 3 | 1 | 2 | 1 | 2 | 3 | 3 | 1 | 2 | 1 | 3 | 0 | 0 | 0 | 0 | 0 | 0 | 0 | 0 | 0 | 0 | 0 | 0 | 0 | 0 | 0 | 0 | 0 | 0 | 0 | 0 | 0 | 0 | 0 | 0 | 0 | 0 | 0 | 0 | 0 | 0 | 0 | 0 | 0 | 0
PG&E NGBA | Cottonwood | 60 | 2 | 2 | 2 | 1 | 2 | 3 | 1 | 2 | 1 | 2 | 3 | 3 | 1 | 2 | 1 | 3 | 0 | 0 | 0 | 0 | 0 | 0 | 0 | 0 | 0 | 0 | 0 | 0 | 0 | 0 | 0 | 0 | 0 | 0 | 0 | 0 | 0 | 0 | 0 | 0 | 0 | 0 | 0 | 0 | 0 | 0 | 0 | 0 | 0 | 0
PG&E NGBA | Cove Road | 230 | 2 | 2 | 4 | 1 | 2 | 3 | 1 | 2 | 1 | 2 | 1 | 4 | 1 | 2 | 1 | 3 | 0 | 0 | 0 | 0 | 0 | 0 | 0 | 0 | 0 | 0 | 0 | 0 | 0 | 0 | 0 | 0 | 0 | 0 | 0 | 0 | 0 | 0 | 0 | 0 | 0 | 0 | 0 | 0 | 0 | 0 | 0 | 0 | 0 | 0
PG&E GBA | Coyote | 230 | 2 | 1 | 3 | 0 | 2 | 2 | 1 | 2 | 3 | 1 | 2 | 3 | 1 | 2 | 3 | 2 | 0 | 0 | 0 | 0 | 0 | 0 | 0 | 0 | 0 | 0 | 0 | 0 | 0 | 0 | 0 | 0 | 0 | 0 | 0 | 0 | 0 | 0 | 0 | 0 | 0 | 0 | 0 | 0 | 0 | 0 | 0 | 0 | 0 | 0
PG&E GBA | Crazy Horse Canyon | 115 | 2 | 2 | 3 | 1 | 2 | 3 | 1 | 2 | 1 | 2 | 2 | 4 | 1 | 2 | 1 | 3 | 0 | 0 | 0 | 0 | 0 | 0 | 0 | 0 | 0 | 0 | 0 | 0 | 0 | 0 | 0 | 0 | 0 | 0 | 0 | 0 | 0 | 0 | 0 | 0 | 0 | 0 | 0 | 0 | 0 | 0 | 0 | 0 | 0 | 0
SDGE | Creelman | 69 | 2 | 1 | 4 | 0 | 1 | 3 | 1 | 2 | 3 | 1 | 1 | 4 | 3 | 1 | 1 | 3 | 0 | 0 | 0 | 0 | 0 | 0 | 0 | 0 | 0 | 0 | 0 | 7.36 | 0 | 0 | 1 | 0 | 7.36 | 0 | 0 | 0 | 0 | 0 | 0 | 0 | 0 | 0 | 0 | 0 | 7.36 | 0 | 0 | 1 | 0 | 7.36
PG&E FRESNO | Crescent | 70 | 1 | 1 | 3 | 0 | 2 | 1 | 3 | 1 | 3 | 1 | 2 | 3 | 1 | 2 | 4 | 1 | 0 | 0 | 0 | 0 | 0 | 0 | 0 | 0 | 0 | 5 | 35 | 35 | 0 | 0 | 1 | 40 | 35 | 0 | 0 | 0 | 0 | 0 | 0 | 0 | 0 | 0 | 5 | 35 | 35 | 0 | 0 | 1 | 40 | 35
PG&E FRESNO | Cressey | 115 | 1 | 1 | 2 | 1 | 2 | 1 | 3 | 1 | 3 | 1 | 3 | 3 | 1 | 2 | 4 | 1 | 0 | 0 | 0 | 0 | 0 | 0 | 0 | 0 | 0 | 0 | 0 | 0 | 0 | 0 | 0 | 0 | 0 | 0 | 0 | 0 | 0 | 0 | 0 | 0 | 0 | 0 | 0 | 0 | 0 | 0 | 0 | 0 | 0 | 0
PG&E NGBA | Cresta | 230 | 2 | 1 | 4 | 0 | 2 | 3 | 1 | 2 | 3 | 1 | 1 | 4 | 1 | 2 | 1 | 3 | 0 | 0 | 0 | 0 | 0 | 0 | 0 | 0 | 0 | 0 | 0 | 0 | 0 | 0 | 0 | 0 | 0 | 0 | 0 | 0 | 0 | 0 | 0 | 0 | 0 | 0 | 0 | 0 | 0 | 0 | 0 | 0 | 0 | 0
SDGE | Crestwood | 69 | 2 | 1 | 4 | 0 | 1 | 3 | 1 | 2 | 3 | 1 | 1 | 4 | 3 | 1 | 1 | 3 | 0 | 0 | 0 | 0 | 0 | 0 | 0 | 0 | 0 | 0 | 0 | 0 | 0 | 0 | 0 | 0 | 0 | 0 | 0 | 0 | 0 | 0 | 0 | 0 | 0 | 0 | 0 | 0 | 0 | 0 | 0 | 0 | 0 | 0
PG&E GBA | Crow Creek | 60 | 1 | 1 | 4 | 0 | 2 | 1 | 3 | 1 | 3 | 1 | 1 | 4 | 1 | 2 | 4 | 1 | 0 | 0 | 0 | 0 | 0 | 0 | 0 | 0 | 0 | 0 | 0 | 0 | 0 | 0 | 0 | 0 | 0 | 0 | 0 | 0 | 0 | 0 | 0 | 0 | 0 | 0 | 0 | 0 | 0 | 0 | 0 | 0 | 0 | 0
PG&E GBA | Crows Landing | 60 | 1 | 1 | 4 | 0 | 2 | 1 | 3 | 1 | 3 | 1 | 1 | 4 | 1 | 2 | 4 | 1 | 0 | 0 | 0 | 0 | 0 | 0 | 0 | 0 | 0 | 0 | 0 | 0 | 0 | 0 | 0 | 0 | 0 | 0 | 0 | 0 | 0 | 0 | 0 | 0 | 0 | 0 | 0 | 0 | 0 | 0 | 0 | 0 | 0 | 0
PG&E GBA | Curtis | 115 | 2 | 1 | 4 | 1 | 1 | 3 | 1 | 2 | 3 | 1 | 1 | 4 | 3 | 1 | 1 | 3 | 0 | 0 | 0 | 0 | 0 | 0 | 0 | 0 | 0 | 0 | 0 | 0 | 0 | 0 | 0 | 0 | 0 | 0 | 0 | 0 | 0 | 0 | 0 | 0 | 0 | 0 | 0 | 0 | 0 | 0 | 0 | 0 | 0 | 0
PG&E FRESNO | Dairyland | 115 | 1 | 1 | 3 | 0 | 2 | 1 | 3 | 1 | 3 | 1 | 2 | 3 | 1 | 2 | 4 | 1 | 0 | 0 | 0 | 0 | 0 | 0 | 0 | 0 | 0 | 5 | 0 | 0 | 0 | 0 | 1 | 5 | 0 | 0 | 0 | 0 | 0 | 0 | 0 | 0 | 0 | 0 | 5 | 0 | 0 | 0 | 0 | 1 | 5 | 0
PG&E NGBA | Davis | 115 | 2 | 1 | 4 | 1 | 2 | 3 | 1 | 2 | 3 | 1 | 1 | 4 | 1 | 2 | 1 | 3 | 0 | 0 | 0 | 0 | 0 | 0 | 0 | 0 | 0 | 0 | 0 | 0 | 0 | 0 | 0 | 0 | 0 | 0 | 0 | 0 | 0 | 0 | 0 | 0 | 0 | 0 | 0 | 0 | 0 | 0 | 0 | 0 | 0 | 0
SCE Metro | Del Amo | 500 | 1 | 1 | 2 | 1 | 1 | 2 | 3 | 1 | 3 | 1 | 3 | 3 | 3 | 1 | 3 | 2 | 0 | 0 | 0 | 0 | 0 | 0 | 0 | 0 | 0 | 0 | 0 | 0 | 0 | 0 | 0 | 0 | 0 | 0 | 0 | 0 | 0 | 0 | 0 | 0 | 0 | 0 | 0 | 0 | 0 | 0 | 0 | 0 | 0 | 0
SCE Metro | Del Amo | 230 | 1 | 1 | 2 | 1 | 1 | 2 | 3 | 1 | 3 | 1 | 3 | 3 | 3 | 1 | 3 | 2 | 0 | 0 | 0 | 0 | 0 | 0 | 0 | 0 | 0 | 0 | 0 | 0 | 0 | 0 | 0 | 0 | 0 | 0 | 0 | 0 | 0 | 0 | 0 | 0 | 0 | 0 | 400 | 0 | 0 | 0 | 0 | 1 | 400 | 0
SCE Eastern | Delaney | 500 | 2 | 1 | 4 | 0 | 2 | 3 | 1 | 2 | 3 | 1 | 1 | 4 | 1 | 2 | 1 | 3 | 0 | 0 | 0 | 0 | 0 | 0 | 0 | 0 | 0 | 170 | 550 | 0 | 0 | 0 | 1 | 720 | 0 | 0 | 0 | 0 | 0 | 0 | 0 | 0 | 0 | 0 | 170 | 550 | 0 | 0 | 0 | 1 | 720 | 0
PG&E NGBA | Delevan | 230 | 2 | 2 | 1 | 0 | 1 | 3 | 1 | 2 | 1 | 2 | 4 | 1 | 3 | 1 | 1 | 3 | 0 | 0 | 0 | 0 | 0 | 0 | 0 | 0 | 0 | 0 | 0 | 0 | 0 | 0 | 0 | 0 | 0 | 0 | 0 | 0 | 0 | 0 | 0 | 0 | 0 | 0 | 0 | 0 | 0 | 0 | 0 | 0 | 0 | 0
PG&E GBA | Delta PP | 230 | 2 | 1 | 2 | 1 | 1 | 2 | 1 | 2 | 3 | 1 | 3 | 3 | 3 | 1 | 3 | 2 | 0 | 0 | 0 | 0 | 0 | 0 | 0 | 0 | 0 | 250 | 0 | 0 | 0 | 0 | 1 | 250 | 0 | 0 | 0 | 0 | 0 | 0 | 0 | 0 | 0 | 0 | 250 | 0 | 0 | 0 | 0 | 1 | 250 | 0
EOP | Desert View | 230 | 2 | 1 | 4 | 0 | 1 | 3 | 1 | 2 | 3 | 1 | 1 | 4 | 3 | 1 | 1 | 3 | 0 | 0 | 0 | 0 | 0 | 0 | 0 | 0 | 0 | 0 | 0 | 0 | 0 | 0 | 0 | 0 | 0 | 0 | 0 | 0 | 0 | 0 | 0 | 0 | 0 | 0 | 0 | 0 | 0 | 0 | 0 | 0 | 0 | 0
SCE Eastern | Devers | 230 | 2 | 1 | 1 | 0 | 1 | 3 | 1 | 2 | 3 | 1 | 4 | 1 | 3 | 1 | 1 | 3 | 0 | 0 | 263 | 0 | 0 | 0 | 0 | 0 | 0 | 0 | 480 | 200 | 100 | 0 | 1 | 743 | 300 | 0 | 0 | 263 | 0 | 0 | 0 | 0 | 0 | 0 | 0 | 480 | 200 | 100 | 0 | 1 | 743 | 300
SCE Eastern | Devers | 500 | 2 | 1 | 1 | 0 | 1 | 3 | 1 | 2 | 3 | 1 | 4 | 1 | 3 | 1 | 1 | 3 | 0 | 0 | 0 | 0 | 0 | 0 | 0 | 0 | 0 | 0 | 0 | 0 | 0 | 0 | 0 | 0 | 0 | 0 | 0 | 0 | 0 | 0 | 0 | 0 | 0 | 0 | 0 | 0 | 0 | 0 | 0 | 0 | 0 | 0
PG&E KERN | Diablo Canyon | 230 | 2 | 2 | 4 | 1 | 2 | 3 | 1 | 2 | 1 | 2 | 1 | 4 | 1 | 2 | 1 | 3 | 0 | 0 | 0 | 0 | 0 | 0 | 0 | 0 | 0 | 0 | 0 | 0 | 0 | 0 | 0 | 0 | 0 | 0 | 0 | 0 | 0 | 0 | 0 | 0 | 0 | 0 | 0 | 0 | 0 | 0 | 0 | 0 | 0 | 0
PG&E KERN | Diablo Canyon | 500 | 2 | 2 | 4 | 1 | 2 | 3 | 1 | 2 | 1 | 2 | 1 | 4 | 1 | 2 | 1 | 3 | 0 | 0 | 0 | 0 | 0 | 0 | 2924 | 0 | 0 | 0 | 0 | 0 | 0 | 0 | 1 | 2924 | 0 | 0 | 0 | 0 | 0 | 0 | 0 | 2924 | 0 | 0 | 0 | 0 | 0 | 0 | 0 | 1 | 2924 | 0
PG&E KERN | Divide | 115 | 2 | 2 | 3 | 1 | 1 | 2 | 1 | 2 | 1 | 2 | 2 | 4 | 3 | 1 | 3 | 2 | 0 | 0 | 0 | 0 | 0 | 0 | 0 | 0 | 0 | 0 | 0 | 0 | 0 | 0 | 0 | 0 | 0 | 0 | 0 | 0 | 0 | 0 | 0 | 0 | 0 | 0 | 0 | 0 | 0 | 0 | 0 | 0 | 0 | 0
PG&E GBA | Dixon Landing | 115 | 2 | 1 | 2 | 0 | 1 | 2 | 1 | 2 | 3 | 1 | 3 | 2 | 3 | 1 | 3 | 2 | 0 | 0 | 0 | 0 | 0 | 0 | 0 | 0 | 0 | 0 | 0 | 0 | 0 | 0 | 0 | 0 | 0 | 0 | 0 | 0 | 0 | 0 | 0 | 0 | 0 | 0 | 0 | 0 | 0 | 0 | 0 | 0 | 0 | 0
PG&E FRESNO | Dos Amigos | 230 | 1 | 1 | 4 | 0 | 2 | 1 | 3 | 1 | 3 | 1 | 1 | 4 | 1 | 2 | 4 | 1 | 10 | 0 | 0 | 0 | 0 | 0 | 0 | 0 | 3 | 193.2 | 390 | 0 | 260 | 0 | 1 | 596.2 | 260 | 10 | 0 | 0 | 0 | 0 | 0 | 0 | 0 | 3 | 193.2 | 390 | 0 | 260 | 0 | 1 | 596.2 | 260
PG&E NGBA | Drum | 115 | 2 | 1 | 4 | 0 | 2 | 3 | 1 | 2 | 3 | 1 | 1 | 4 | 1 | 2 | 1 | 3 | 0 | 0 | 0 | 0 | 0 | 0 | 0 | 0 | 0 | 0 | 0 | 0 | 0 | 0 | 0 | 0 | 0 | 0 | 0 | 0 | 0 | 0 | 0 | 0 | 0 | 0 | 0 | 0 | 0 | 0 | 0 | 0 | 0 | 0
PG&E GBA | Dumbarton | 115 | 2 | 1 | 3 | 0 | 1 | 2 | 1 | 2 | 3 | 1 | 2 | 3 | 3 | 1 | 3 | 2 | 0 | 0 | 0 | 0 | 0 | 0 | 0 | 0 | 0 | 0 | 0 | 0 | 0 | 0 | 0 | 0 | 0 | 0 | 0 | 0 | 0 | 0 | 0 | 0 | 0 | 0 | 0 | 0 | 0 | 0 | 0 | 0 | 0 | 0
SCE NOL | Dunn Siding | 115 | 2 | 1 | 4 | 1 | 1 | 1 | 1 | 2 | 3 | 1 | 1 | 4 | 3 | 1 | 4 | 1 | 0 | 0 | 0 | 0 | 0 | 0 | 0 | 0 | 0 | 0 | 0 | 0 | 0 | 0 | 0 | 0 | 0 | 0 | 0 | 0 | 0 | 0 | 0 | 0 | 0 | 0 | 0 | 0 | 0 | 0 | 0 | 0 | 0 | 0
SCE Eastern | Eagle Mountain | 230 | 2 | 2 | 4 | 0 | 1 | 3 | 1 | 2 | 1 | 2 | 1 | 4 | 3 | 1 | 1 | 3 | 0 | 0 | 0 | 0 | 0 | 0 | 0 | 0 | 0 | 0 | 0 | 0 | 0 | 0 | 0 | 0 | 0 | 0 | 0 | 0 | 0 | 0 | 0 | 0 | 0 | 0 | 0 | 0 | 0 | 0 | 0 | 0 | 0 | 0
PG&E NGBA | Eagle Rock (PGE) | 60 | 2 | 2 | 4 | 1 | 2 | 3 | 1 | 2 | 1 | 2 | 1 | 4 | 1 | 2 | 1 | 3 | 0 | 0 | 0 | 0 | 0 | 0 | 0 | 0 | 0 | 0 | 0 | 0 | 0 | 0 | 0 | 0 | 0 | 0 | 0 | 0 | 0 | 0 | 0 | 0 | 0 | 0 | 0 | 0 | 0 | 0 | 0 | 0 | 0 | 0
PG&E NGBA | Eagle Rock (PGE) | 115 | 2 | 2 | 4 | 1 | 2 | 3 | 1 | 2 | 1 | 2 | 1 | 4 | 1 | 2 | 1 | 3 | 7 | 0 | 0 | 0 | 0 | 0 | 0 | 0 | 0 | 0 | 0 | 0 | 0 | 0 | 1 | 7 | 0 | 7 | 0 | 0 | 0 | 0 | 0 | 0 | 0 | 0 | 0 | 0 | 0 | 0 | 0 | 1 | 7 | 0
SCE Metro | Eagle Rock (SCE) | 230 | 1 | 1 | 2 | 0 | 1 | 2 | 3 | 1 | 3 | 1 | 3 | 2 | 3 | 1 | 3 | 2 | 0 | 0 | 0 | 0 | 0 | 0 | 0 | 0 | 0 | 0 | 0 | 0 | 0 | 0 | 0 | 0 | 0 | 0 | 0 | 0 | 0 | 0 | 0 | 0 | 0 | 0 | 0 | 0 | 0 | 0 | 0 | 0 | 0 | 0
PG&E NGBA | East Marysville | 115 | 2 | 2 | 2 | 0 | 1 | 2 | 1 | 2 | 1 | 2 | 3 | 2 | 3 | 1 | 3 | 2 | 0 | 0 | 0 | 0 | 0 | 0 | 0 | 0 | 0 | 0 | 0 | 0 | 0 | 0 | 0 | 0 | 0 | 0 | 0 | 0 | 0 | 0 | 0 | 0 | 0 | 0 | 0 | 0 | 0 | 0 | 0 | 0 | 0 | 0
PG&E NGBA | East Nicolaus | 115 | 2 | 1 | 4 | 0 | 1 | 3 | 1 | 2 | 3 | 1 | 1 | 4 | 3 | 1 | 1 | 3 | 0 | 0 | 0 | 0 | 0 | 0 | 0 | 0 | 0 | 0 | 0 | 0 | 0 | 0 | 0 | 0 | 0 | 0 | 0 | 0 | 0 | 0 | 0 | 0 | 0 | 0 | 0 | 0 | 0 | 0 | 0 | 0 | 0 | 0
PG&E NGBA | East Nicolaus | 60 | 2 | 1 | 4 | 0 | 1 | 3 | 1 | 2 | 3 | 1 | 1 | 4 | 3 | 1 | 1 | 3 | 0 | 0 | 0 | 0 | 0 | 0 | 0 | 0 | 0 | 0 | 0 | 0 | 0 | 0 | 0 | 0 | 0 | 0 | 0 | 0 | 0 | 0 | 0 | 0 | 0 | 0 | 0 | 0 | 0 | 0 | 0 | 0 | 0 | 0
PG&E GBA | Eastshore | 115 | 2 | 1 | 2 | 0 | 1 | 1 | 1 | 2 | 3 | 1 | 3 | 2 | 3 | 1 | 4 | 1 | 0 | 0 | 0 | 0 | 0 | 0 | 0 | 0 | 0 | 0 | 0 | 0 | 90.7 | 0 | 1 | 0 | 90.7 | 0 | 0 | 0 | 0 | 0 | 0 | 0 | 0 | 0 | 130 | 0 | 0 | 90.7 | 0 | 1 | 130 | 90.7
PG&E GBA | Eastshore | 230 | 2 | 1 | 2 | 0 | 1 | 1 | 1 | 2 | 3 | 1 | 3 | 2 | 3 | 1 | 4 | 1 | 0 | 0 | 0 | 0 | 0 | 0 | 0 | 0 | 0 | 245 | 200 | 0 | 5 | 0 | 1 | 445 | 5 | 0 | 0 | 0 | 0 | 0 | 0 | 0 | 0 | 0 | 245 | 200 | 0 | 5 | 0 | 1 | 445 | 5
SDGE | ECO | 138 | 2 | 1 | 4 | 0 | 1 | 3 | 1 | 2 | 3 | 1 | 1 | 4 | 3 | 1 | 1 | 3 | 0 | 0 | 0 | 0 | 0 | 0 | 0 | 0 | 0 | 0 | 0 | 0 | 0 | 0 | 0 | 0 | 0 | 0 | 0 | 0 | 0 | 0 | 0 | 0 | 0 | 0 | 0 | 0 | 0 | 0 | 0 | 0 | 0 | 0
SDGE | ECO | 230 | 2 | 1 | 4 | 0 | 1 | 3 | 1 | 2 | 3 | 1 | 1 | 4 | 3 | 1 | 1 | 3 | 0 | 0 | 350 | 0 | 0 | 0 | 0 | 0 | 0 | 0 | 0 | 0 | 0 | 0 | 1 | 350 | 0 | 0 | 0 | 350 | 0 | 0 | 0 | 0 | 0 | 0 | 0 | 0 | 0 | 0 | 0 | 1 | 350 | 0
SDGE | ECO | 500 | 2 | 1 | 4 | 0 | 1 | 3 | 1 | 2 | 3 | 1 | 1 | 4 | 3 | 1 | 1 | 3 | 0 | 0 | 0 | 0 | 0 | 0 | 0 | 0 | 0 | 0 | 0 | 0 | 0 | 0 | 0 | 0 | 0 | 0 | 0 | 1300 | 0 | 0 | 0 | 0 | 0 | 0 | 0 | 0 | 0 | 0 | 0 | 1 | 1300 | 0
PG&E GBA | Edenvale | 115 | 2 | 1 | 2 | 0 | 2 | 2 | 1 | 2 | 3 | 1 | 3 | 2 | 1 | 2 | 3 | 2 | 0 | 0 | 0 | 0 | 0 | 0 | 0 | 0 | 0 | 0 | 0 | 0 | 0 | 0 | 0 | 0 | 0 | 0 | 0 | 0 | 0 | 0 | 0 | 0 | 0 | 0 | 0 | 0 | 0 | 0 | 0 | 0 | 0 | 0
PG&E GBA | Edes | 115 | 2 | 1 | 3 | 0 | 1 | 1 | 1 | 2 | 3 | 1 | 2 | 3 | 3 | 1 | 4 | 1 | 0 | 0 | 0 | 0 | 0 | 0 | 0 | 0 | 0 | 0 | 0 | 0 | 0 | 0 | 0 | 0 | 0 | 0 | 0 | 0 | 0 | 0 | 0 | 0 | 0 | 0 | 0 | 0 | 0 | 0 | 0 | 0 | 0 | 0
PG&E GBA | Eight Mile | 230 | 1 | 1 | 2 | 0 | 2 | 1 | 3 | 1 | 3 | 1 | 3 | 2 | 1 | 2 | 4 | 1 | 0 | 0 | 0 | 0 | 0 | 0 | 0 | 0 | 0 | 0 | 0 | 0 | 0 | 0 | 0 | 0 | 0 | 0 | 0 | 0 | 0 | 0 | 0 | 0 | 0 | 0 | 0 | 0 | 0 | 0 | 0 | 0 | 0 | 0
SDGE | El Cajon | 69 | 2 | 1 | 1 | 1 | 1 | 1 | 1 | 2 | 3 | 1 | 4 | 2 | 3 | 1 | 4 | 1 | 0 | 0 | 0 | 0 | 0 | 0 | 0 | 0 | 0 | 0 | 0 | 0 | 0 | 0 | 0 | 0 | 0 | 0 | 0 | 0 | 0 | 0 | 0 | 0 | 0 | 0 | 0 | 0 | 0 | 0 | 0 | 0 | 0 | 0
SCE Eastern | El Casco | 230 | 1 | 1 | 4 | 0 | 1 | 2 | 3 | 1 | 3 | 1 | 1 | 4 | 3 | 1 | 3 | 2 | 0 | 0 | 0 | 0 | 0 | 0 | 0 | 0 | 0 | 0 | 0 | 0 | 0 | 0 | 0 | 0 | 0 | 0 | 0 | 0 | 0 | 0 | 0 | 0 | 0 | 0 | 0 | 0 | 0 | 0 | 0 | 0 | 0 | 0
PG&E GBA | El Cerrito G | 115 | 2 | 1 | 2 | 0 | 1 | 2 | 1 | 2 | 3 | 1 | 3 | 2 | 3 | 1 | 3 | 2 | 0 | 0 | 0 | 0 | 0 | 0 | 0 | 0 | 0 | 0 | 0 | 0 | 0 | 0 | 0 | 0 | 0 | 0 | 0 | 0 | 0 | 0 | 0 | 0 | 0 | 0 | 0 | 0 | 0 | 0 | 0 | 0 | 0 | 0
PG&E NGBA | El Dorado PH | 115 | 2 | 1 | 4 | 0 | 2 | 3 | 1 | 2 | 3 | 1 | 1 | 4 | 1 | 2 | 1 | 3 | 0 | 0 | 0 | 0 | 0 | 0 | 0 | 0 | 0 | 0 | 0 | 0 | 0 | 0 | 0 | 0 | 0 | 0 | 0 | 0 | 0 | 0 | 0 | 0 | 0 | 0 | 0 | 0 | 0 | 0 | 0 | 0 | 0 | 0
PG&E FRESNO | El Nido (PGE) | 115 | 1 | 1 | 4 | 0 | 2 | 1 | 3 | 1 | 3 | 1 | 1 | 4 | 1 | 2 | 4 | 1 | 0 | 0 | 0 | 0 | 0 | 0 | 0 | 0 | 3 | 0 | 0 | 0 | 0 | 0 | 1 | 3 | 0 | 0 | 0 | 0 | 0 | 0 | 0 | 0 | 0 | 3 | 0 | 0 | 0 | 0 | 0 | 1 | 3 | 0
SCE Metro | El Nido (SCE) | 230 | 1 | 1 | 2 | 0 | 1 | 2 | 3 | 1 | 3 | 1 | 3 | 2 | 3 | 1 | 3 | 2 | 0 | 0 | 0 | 0 | 0 | 0 | 0 | 0 | 0 | 0 | 0 | 0 | 400 | 0 | 1 | 0 | 400 | 0 | 0 | 0 | 0 | 0 | 0 | 0 | 0 | 0 | 0 | 0 | 0 | 400 | 0 | 1 | 0 | 400
PG&E GBA | El Patio | 115 | 2 | 1 | 2 | 1 | 2 | 2 | 1 | 2 | 3 | 1 | 3 | 3 | 1 | 2 | 3 | 2 | 0 | 0 | 0 | 0 | 0 | 0 | 0 | 0 | 0 | 0 | 0 | 0 | 0 | 0 | 0 | 0 | 0 | 0 | 0 | 0 | 0 | 0 | 0 | 0 | 0 | 0 | 0 | 0 | 0 | 0 | 0 | 0 | 0 | 0
SCE Metro | El Segundo | 230 | 1 | 1 | 1 | 0 | 1 | 1 | 3 | 1 | 3 | 1 | 4 | 1 | 3 | 1 | 4 | 1 | 0 | 0 | 0 | 0 | 0 | 0 | 0 | 0 | 0 | 0 | 0 | 0 | 0 | 0 | 0 | 0 | 0 | 0 | 0 | 0 | 0 | 0 | 0 | 0 | 0 | 0 | 0 | 0 | 0 | 0 | 0 | 0 | 0 | 0
EOP | Eldorado | 230 | 2 | 2 | 2 | 0 | 1 | 3 | 1 | 2 | 1 | 2 | 3 | 2 | 3 | 1 | 1 | 3 | 230.8 | 0 | 0 | 0 | 0 | 0 | 0 | 0 | 0 | 0 | 0 | 0 | 150 | 0 | 1 | 230.8 | 150 | 230.8 | 0 | 0 | 0 | 0 | 0 | 0 | 0 | 0 | 0 | 0 | 0 | 150 | 0 | 1 | 230.8 | 150
EOP | Eldorado | 500 | 2 | 2 | 2 | 0 | 1 | 3 | 1 | 2 | 1 | 2 | 3 | 2 | 3 | 1 | 1 | 3 | 148 | 0 | 0 | 0 | 3000 | 0 | 0 | 0 | 0 | 600 | 0 | 0 | 0 | 560 | 1 | 3748 | 560 | 148 | 0 | 0 | 0 | 4500 | 0 | 0 | 0 | 0 | 600 | 0 | 0 | 0 | 560 | 1 | 5248 | 560
SCE Northern | Elizabeth Lake | 66 | 1 | 1 | 2 | 1 | 1 | 3 | 3 | 1 | 3 | 1 | 3 | 3 | 3 | 1 | 1 | 3 | 0 | 0 | 0 | 0 | 0 | 0 | 0 | 0 | 0 | 0 | 0 | 0 | 0 | 0 | 0 | 0 | 0 | 0 | 0 | 0 | 0 | 0 | 0 | 0 | 0 | 0 | 0 | 0 | 0 | 0 | 0 | 0 | 0 | 0
PG&E KERN | Elk Hills | 230 | 1 | 1 | 3 | 0 | 1 | 1 | 3 | 1 | 3 | 1 | 2 | 3 | 3 | 1 | 4 | 1 | 0 | 0 | 0 | 0 | 0 | 0 | 0 | 0 | 0 | 0 | 0 | 0 | 0 | 0 | 0 | 0 | 0 | 0 | 0 | 0 | 0 | 0 | 0 | 0 | 0 | 0 | 0 | 0 | 0 | 0 | 0 | 0 | 0 | 0
SDGE | Elliot | 69 | 2 | 1 | 2 | 0 | 1 | 2 | 1 | 2 | 3 | 1 | 3 | 2 | 3 | 1 | 3 | 2 | 0 | 0 | 0 | 0 | 0 | 0 | 0 | 0 | 0 | 0 | 0 | 0 | 0 | 0 | 0 | 0 | 0 | 0 | 0 | 0 | 0 | 0 | 0 | 0 | 0 | 0 | 0 | 0 | 0 | 0 | 0 | 0 | 0 | 0
SCE Metro | Ellis | 230 | 1 | 1 | 2 | 0 | 1 | 2 | 3 | 1 | 3 | 1 | 3 | 2 | 3 | 1 | 3 | 2 | 0 | 0 | 0 | 0 | 0 | 0 | 0 | 0 | 0 | 0 | 0 | 0 | 0 | 0 | 0 | 0 | 0 | 0 | 0 | 0 | 0 | 0 | 0 | 0 | 0 | 0 | 0 | 0 | 0 | 0 | 0 | 0 | 0 | 0
SDGE | Encina | 138 | 2 | 1 | 1 | 0 | 1 | 3 | 1 | 2 | 3 | 1 | 4 | 1 | 3 | 1 | 1 | 3 | 0 | 0 | 0 | 0 | 0 | 0 | 0 | 0 | 0 | 0 | 0 | 0 | 0 | 0 | 0 | 0 | 0 | 0 | 0 | 0 | 0 | 0 | 0 | 0 | 0 | 0 | 0 | 0 | 0 | 0 | 0 | 0 | 0 | 0
SDGE | Encina | 230 | 2 | 1 | 1 | 0 | 1 | 3 | 1 | 2 | 3 | 1 | 4 | 1 | 3 | 1 | 1 | 3 | 0 | 0 | 0 | 0 | 0 | 0 | 0 | 0 | 0 | 20 | 0 | 0 | 0 | 0 | 1 | 20 | 0 | 0 | 0 | 0 | 0 | 0 | 0 | 0 | 0 | 0 | 20 | 0 | 0 | 0 | 0 | 1 | 20 | 0
SDGE | Escondido | 230 | 2 | 1 | 1 | 0 | 1 | 3 | 1 | 2 | 3 | 1 | 4 | 1 | 3 | 1 | 1 | 3 | 0 | 0 | 0 | 0 | 0 | 0 | 0 | 0 | 0 | 0 | 0 | 0 | 0 | 0 | 0 | 0 | 0 | 0 | 0 | 0 | 0 | 0 | 0 | 0 | 0 | 0 | 0 | 0 | 0 | 0 | 0 | 0 | 0 | 0
SDGE | Escondido | 69 | 2 | 1 | 1 | 0 | 1 | 3 | 1 | 2 | 3 | 1 | 4 | 1 | 3 | 1 | 1 | 3 | 0 | 0 | 0 | 0 | 0 | 0 | 0 | 0 | 0 | 0 | 0 | 13 | 0 | 0 | 1 | 0 | 13 | 0 | 0 | 0 | 0 | 0 | 0 | 0 | 0 | 0 | 0 | 0 | 13 | 0 | 0 | 1 | 0 | 13
PG&E KERN | Estrella | 230 | 2 | 2 | 4 | 1 | 2 | 3 | 1 | 2 | 1 | 2 | 1 | 4 | 1 | 2 | 1 | 3 | 0 | 0 | 0 | 0 | 0 | 0 | 0 | 0 | 0 | 0 | 0 | 0 | 0 | 0 | 0 | 0 | 0 | 0 | 0 | 0 | 0 | 0 | 0 | 0 | 0 | 0 | 0 | 0 | 0 | 0 | 0 | 0 | 0 | 0
SCE Eastern | Etiwanda | 230 | 1 | 1 | 1 | 1 | 1 | 1 | 3 | 1 | 3 | 1 | 4 | 2 | 3 | 1 | 4 | 1 | 0 | 0 | 0 | 0 | 0 | 0 | 0 | 0 | 0 | 0 | 0 | 70 | 0 | 660 | 1 | 0 | 730 | 0 | 0 | 0 | 0 | 0 | 0 | 0 | 0 | 0 | 600 | 730 | 70 | 0 | 660 | 1 | 1330 | 730
PG&E GBA | Evergreen | 115 | 2 | 1 | 2 | 0 | 2 | 2 | 1 | 2 | 3 | 1 | 3 | 2 | 1 | 2 | 3 | 2 | 0 | 0 | 0 | 0 | 0 | 0 | 0 | 0 | 0 | 0 | 0 | 0 | 0 | 0 | 0 | 0 | 0 | 0 | 0 | 0 | 0 | 0 | 0 | 0 | 0 | 0 | 0 | 0 | 0 | 0 | 0 | 0 | 0 | 0
PG&E GBA | Evergreen | 60 | 2 | 1 | 2 | 0 | 2 | 2 | 1 | 2 | 3 | 1 | 3 | 2 | 1 | 2 | 3 | 2 | 0 | 0 | 0 | 0 | 0 | 0 | 0 | 0 | 0 | 0 | 0 | 0 | 0 | 0 | 0 | 0 | 0 | 0 | 0 | 0 | 0 | 0 | 0 | 0 | 0 | 0 | 0 | 0 | 0 | 0 | 0 | 0 | 0 | 0
PG&E FRESNO | Excelsior | 115 | 1 | 1 | 4 | 0 | 2 | 1 | 3 | 1 | 3 | 1 | 1 | 4 | 1 | 2 | 4 | 1 | 0 | 0 | 0 | 0 | 0 | 0 | 0 | 0 | 0 | 0 | 0 | 0 | 0 | 0 | 0 | 0 | 0 | 0 | 0 | 0 | 0 | 0 | 0 | 0 | 0 | 0 | 0 | 0 | 0 | 0 | 0 | 0 | 0 | 0
PG&E FRESNO | Exchequer | 115 | 2 | 1 | 4 | 1 | 1 | 2 | 1 | 2 | 3 | 1 | 1 | 4 | 3 | 1 | 3 | 2 | 0 | 0 | 0 | 0 | 0 | 0 | 0 | 0 | 0 | 0 | 0 | 0 | 0 | 0 | 0 | 0 | 0 | 0 | 0 | 0 | 0 | 0 | 0 | 0 | 0 | 0 | 0 | 0 | 0 | 0 | 0 | 0 | 0 | 0
PG&E KERN | Fairway | 115 | 2 | 2 | 2 | 1 | 1 | 2 | 1 | 2 | 1 | 2 | 3 | 3 | 3 | 1 | 3 | 2 | 0 | 0 | 0 | 0 | 0 | 0 | 0 | 0 | 0 | 0 | 0 | 0 | 0 | 0 | 0 | 0 | 0 | 0 | 0 | 0 | 0 | 0 | 0 | 0 | 0 | 0 | 0 | 0 | 0 | 0 | 0 | 0 | 0 | 0
PG&E KERN | Famoso | 115 | 1 | 1 | 3 | 1 | 1 | 1 | 3 | 1 | 3 | 1 | 2 | 4 | 3 | 1 | 4 | 1 | 0 | 0 | 0 | 0 | 0 | 0 | 0 | 0 | 0 | 0 | 0 | 0 | 0 | 0 | 0 | 0 | 0 | 0 | 0 | 0 | 0 | 0 | 0 | 0 | 0 | 0 | 0 | 0 | 0 | 0 | 0 | 0 | 0 | 0
PG&E NGBA | Fern Road | 500 | 2 | 2 | 4 | 1 | 2 | 3 | 1 | 2 | 1 | 2 | 1 | 4 | 1 | 2 | 1 | 3 | 0 | 0 | 0 | 0 | 0 | 0 | 0 | 0 | 0 | 0 | 225 | 0 | 0 | 0 | 1 | 225 | 0 | 0 | 0 | 0 | 0 | 0 | 0 | 0 | 0 | 0 | 0 | 225 | 0 | 0 | 0 | 1 | 225 | 0
PG&E GBA | Fibreboard (SPI Sonora) | 115 | 2 | 1 | 1 | 1 | 1 | 2 | 1 | 2 | 3 | 1 | 4 | 2 | 3 | 1 | 3 | 2 | 0 | 0 | 0 | 0 | 0 | 0 | 0 | 0 | 0 | 0 | 0 | 0 | 0 | 0 | 0 | 0 | 0 | 0 | 0 | 0 | 0 | 0 | 0 | 0 | 0 | 0 | 0 | 0 | 0 | 0 | 0 | 0 | 0 | 0
PG&E FRESNO | Figarden | 230 | 1 | 1 | 3 | 0 | 2 | 2 | 3 | 1 | 3 | 1 | 2 | 3 | 1 | 2 | 3 | 2 | 0 | 0 | 0 | 0 | 0 | 0 | 0 | 0 | 0 | 0 | 0 | 0 | 0 | 0 | 0 | 0 | 0 | 0 | 0 | 0 | 0 | 0 | 0 | 0 | 0 | 0 | 0 | 0 | 0 | 0 | 0 | 0 | 0 | 0
PG&E FRESNO | Fink | 230 | 1 | 1 | 4 | 0 | 2 | 1 | 3 | 1 | 3 | 1 | 1 | 4 | 1 | 2 | 4 | 1 | 70 | 0 | 0 | 0 | 0 | 0 | 0 | 0 | 0 | 0 | 0 | 0 | 0 | 0 | 1 | 70 | 0 | 70 | 0 | 0 | 0 | 0 | 0 | 0 | 0 | 0 | 200 | 0 | 0 | 0 | 0 | 1 | 270 | 0
PG&E NGBA | Fitch Mountain | 60 | 2 | 2 | 4 | 1 | 2 | 3 | 1 | 2 | 1 | 2 | 1 | 4 | 1 | 2 | 1 | 3 | 0 | 0 | 0 | 0 | 0 | 0 | 0 | 0 | 0 | 0 | 0 | 0 | 0 | 0 | 0 | 0 | 0 | 0 | 0 | 0 | 0 | 0 | 0 | 0 | 0 | 0 | 0 | 0 | 0 | 0 | 0 | 0 | 0 | 0
PG&E GBA | FMC | 115 | 2 | 1 | 1 | 1 | 2 | 2 | 1 | 2 | 3 | 1 | 4 | 2 | 1 | 2 | 3 | 2 | 0 | 0 | 0 | 0 | 0 | 0 | 0 | 0 | 0 | 0 | 0 | 0 | 0 | 0 | 0 | 0 | 0 | 0 | 0 | 0 | 0 | 0 | 0 | 0 | 0 | 0 | 0 | 0 | 0 | 0 | 0 | 0 | 0 | 0
PG&E GBA | Fremont | 115 | 2 | 1 | 3 | 0 | 1 | 2 | 1 | 2 | 3 | 1 | 2 | 3 | 3 | 1 | 3 | 2 | 0 | 0 | 0 | 0 | 0 | 0 | 0 | 0 | 0 | 0 | 0 | 0 | 0 | 0 | 0 | 0 | 0 | 0 | 0 | 0 | 0 | 0 | 0 | 0 | 0 | 0 | 0 | 0 | 0 | 0 | 0 | 0 | 0 | 0
PG&E GBA | French Camp | 60 | 1 | 1 | 2 | 1 | 2 | 1 | 3 | 1 | 3 | 1 | 3 | 3 | 1 | 2 | 4 | 1 | 0 | 0 | 0 | 0 | 0 | 0 | 0 | 0 | 0 | 0 | 0 | 0 | 0 | 0 | 0 | 0 | 0 | 0 | 0 | 0 | 0 | 0 | 0 | 0 | 0 | 0 | 0 | 0 | 0 | 0 | 0 | 0 | 0 | 0
PG&E GBA | Frogtown | 115 | 2 | 1 | 4 | 1 | 1 | 3 | 1 | 2 | 3 | 1 | 1 | 4 | 3 | 1 | 1 | 3 | 0 | 0 | 0 | 0 | 0 | 0 | 0 | 0 | 0 | 0 | 0 | 0 | 0 | 0 | 0 | 0 | 0 | 0 | 0 | 0 | 0 | 0 | 0 | 0 | 0 | 0 | 0 | 0 | 0 | 0 | 0 | 0 | 0 | 0
PG&E NGBA | Fulton | 115 | 2 | 1 | 2 | 1 | 2 | 2 | 1 | 2 | 3 | 1 | 3 | 3 | 1 | 2 | 3 | 2 | 0 | 0 | 0 | 0 | 0 | 0 | 0 | 0 | 0 | 0 | 0 | 0 | 0 | 0 | 0 | 0 | 0 | 0 | 0 | 0 | 0 | 0 | 0 | 0 | 0 | 0 | 0 | 0 | 0 | 0 | 0 | 0 | 0 | 0
PG&E NGBA | Fulton | 230 | 2 | 1 | 2 | 1 | 2 | 2 | 1 | 2 | 3 | 1 | 3 | 3 | 1 | 2 | 3 | 2 | 0 | 0 | 0 | 0 | 0 | 0 | 0 | 0 | 0 | 0 | 0 | 0 | 0 | 0 | 0 | 0 | 0 | 0 | 0 | 0 | 0 | 0 | 0 | 0 | 0 | 0 | 0 | 0 | 0 | 0 | 0 | 0 | 0 | 0
PG&E NGBA | Fulton | 60 | 2 | 1 | 2 | 1 | 2 | 2 | 1 | 2 | 3 | 1 | 3 | 3 | 1 | 2 | 3 | 2 | 0 | 0 | 0 | 0 | 0 | 0 | 0 | 0 | 0 | 0 | 0 | 0 | 0 | 0 | 0 | 0 | 0 | 0 | 0 | 0 | 0 | 0 | 0 | 0 | 0 | 0 | 0 | 0 | 0 | 0 | 0 | 0 | 0 | 0
PG&E KERN | Ganso | 115 | 1 | 1 | 3 | 0 | 1 | 1 | 3 | 1 | 3 | 1 | 2 | 3 | 3 | 1 | 4 | 1 | 0 | 0 | 0 | 0 | 0 | 0 | 0 | 0 | 0 | 0 | 0 | 0 | 0 | 0 | 0 | 0 | 0 | 0 | 0 | 0 | 0 | 0 | 0 | 0 | 0 | 0 | 0 | 0 | 0 | 0 | 0 | 0 | 0 | 0
PG&E FRESNO | Gates | 230 | 1 | 1 | 2 | 1 | 2 | 1 | 3 | 1 | 3 | 1 | 3 | 3 | 1 | 2 | 4 | 1 | 0 | 0 | 0 | 0 | 0 | 0 | 0 | 0 | 3 | 166 | 477.5 | 0 | 120 | 0 | 1 | 646.5 | 120 | 0 | 0 | 0 | 0 | 0 | 0 | 0 | 0 | 3 | 166 | 477.5 | 0 | 120 | 0 | 1 | 646.5 | 120
PG&E FRESNO | Gates | 500 | 1 | 1 | 2 | 1 | 2 | 1 | 3 | 1 | 3 | 1 | 3 | 3 | 1 | 2 | 4 | 1 | 0 | 0 | 0 | 0 | 0 | 0 | 0 | 0 | 0 | 230 | 0 | 190 | 35 | 0 | 1 | 230 | 225 | 0 | 0 | 0 | 0 | 0 | 0 | 0 | 0 | 0 | 230 | 0 | 190 | 35 | 0 | 1 | 230 | 225
PG&E NGBA | Geysers 12 | 230 | 2 | 2 | 4 | 1 | 2 | 3 | 1 | 2 | 1 | 2 | 1 | 4 | 1 | 2 | 1 | 3 | 0 | 0 | 0 | 0 | 0 | 0 | 0 | 0 | 0 | 0 | 0 | 0 | 0 | 0 | 0 | 0 | 0 | 0 | 0 | 0 | 0 | 0 | 0 | 0 | 0 | 0 | 0 | 0 | 0 | 0 | 0 | 0 | 0 | 0
PG&E NGBA | Geysers 17 | 230 | 2 | 2 | 4 | 1 | 2 | 3 | 1 | 2 | 1 | 2 | 1 | 4 | 1 | 2 | 1 | 3 | 0 | 0 | 0 | 0 | 0 | 0 | 0 | 0 | 0 | 0 | 0 | 0 | 0 | 0 | 0 | 0 | 0 | 0 | 0 | 0 | 0 | 0 | 0 | 0 | 0 | 0 | 0 | 0 | 0 | 0 | 0 | 0 | 0 | 0
PG&E NGBA | Geysers 3 | 115 | 2 | 2 | 4 | 1 | 2 | 3 | 1 | 2 | 1 | 2 | 1 | 4 | 1 | 2 | 1 | 3 | 0 | 0 | 0 | 0 | 0 | 0 | 0 | 0 | 0 | 0 | 0 | 0 | 0 | 0 | 0 | 0 | 0 | 0 | 0 | 0 | 0 | 0 | 0 | 0 | 0 | 0 | 0 | 0 | 0 | 0 | 0 | 0 | 0 | 0
PG&E NGBA | Glenn | 230 | 2 | 2 | 4 | 0 | 1 | 3 | 1 | 2 | 1 | 2 | 1 | 4 | 3 | 1 | 1 | 3 | 0 | 0 | 0 | 0 | 0 | 0 | 0 | 0 | 0 | 0 | 320 | 0 | 0 | 0 | 1 | 320 | 0 | 0 | 0 | 0 | 0 | 0 | 0 | 0 | 0 | 0 | 0 | 320 | 0 | 0 | 0 | 1 | 320 | 0
PG&E NGBA | Glenn | 60 | 2 | 2 | 4 | 0 | 1 | 3 | 1 | 2 | 1 | 2 | 1 | 4 | 3 | 1 | 1 | 3 | 0 | 0 | 0 | 0 | 0 | 0 | 0 | 0 | 0 | 0 | 0 | 0 | 0 | 0 | 0 | 0 | 0 | 0 | 0 | 0 | 0 | 0 | 0 | 0 | 0 | 0 | 0 | 0 | 0 | 0 | 0 | 0 | 0 | 0
PG&E NGBA | Gold Hill | 115 | 2 | 1 | 4 | 0 | 2 | 3 | 1 | 2 | 3 | 1 | 1 | 4 | 1 | 2 | 1 | 3 | 0 | 0 | 0 | 0 | 0 | 0 | 0 | 0 | 0 | 0 | 0 | 0 | 0 | 0 | 0 | 0 | 0 | 0 | 0 | 0 | 0 | 0 | 0 | 0 | 0 | 0 | 0 | 0 | 0 | 0 | 0 | 0 | 0 | 0
PG&E NGBA | Gold Hill | 230 | 2 | 1 | 4 | 0 | 2 | 3 | 1 | 2 | 3 | 1 | 1 | 4 | 1 | 2 | 1 | 3 | 0 | 0 | 0 | 0 | 0 | 0 | 0 | 0 | 0 | 0 | 0 | 0 | 0 | 0 | 0 | 0 | 0 | 0 | 0 | 0 | 0 | 0 | 0 | 0 | 0 | 0 | 0 | 0 | 0 | 0 | 0 | 0 | 0 | 0
SCE Northern | Goleta | 230 | 2 | 2 | 2 | 0 | 1 | 2 | 1 | 2 | 1 | 2 | 3 | 2 | 3 | 1 | 3 | 2 | 0 | 0 | 0 | 0 | 0 | 0 | 0 | 0 | 0 | 0 | 0 | 10 | 0 | 0 | 1 | 0 | 10 | 0 | 0 | 0 | 0 | 0 | 0 | 0 | 0 | 0 | 0 | 0 | 10 | 0 | 0 | 1 | 0 | 10
SCE Metro | Goodrich | 230 | 1 | 1 | 2 | 1 | 1 | 2 | 3 | 1 | 3 | 1 | 3 | 3 | 3 | 1 | 3 | 2 | 0 | 0 | 0 | 0 | 0 | 0 | 0 | 0 | 0 | 0 | 0 | 0 | 0 | 0 | 0 | 0 | 0 | 0 | 0 | 0 | 0 | 0 | 0 | 0 | 0 | 0 | 0 | 0 | 0 | 0 | 0 | 0 | 0 | 0
PG&E KERN | Goose Lake | 115 | 1 | 1 | 2 | 0 | 1 | 1 | 3 | 1 | 3 | 1 | 3 | 2 | 3 | 1 | 4 | 1 | 0 | 0 | 0 | 0 | 0 | 0 | 0 | 0 | 0 | 0 | 0 | 0 | 0 | 0 | 0 | 0 | 0 | 0 | 0 | 0 | 0 | 0 | 0 | 0 | 0 | 0 | 0 | 0 | 0 | 0 | 0 | 0 | 0 | 0
SCE Metro | Gould | 230 | 1 | 1 | 3 | 1 | 1 | 2 | 3 | 1 | 3 | 1 | 2 | 4 | 3 | 1 | 3 | 2 | 0 | 0 | 0 | 0 | 0 | 0 | 0 | 0 | 0 | 0 | 0 | 0 | 0 | 0 | 0 | 0 | 0 | 0 | 0 | 0 | 0 | 0 | 0 | 0 | 0 | 0 | 0 | 0 | 0 | 0 | 0 | 0 | 0 | 0
PG&E NGBA | Grand Island | 115 | 2 | 1 | 4 | 0 | 2 | 2 | 1 | 2 | 3 | 1 | 1 | 4 | 1 | 2 | 3 | 2 | 0 | 0 | 0 | 0 | 0 | 0 | 0 | 0 | 2.73 | 0 | 0 | 0 | 0 | 0 | 1 | 2.73 | 0 | 0 | 0 | 0 | 0 | 0 | 0 | 0 | 0 | 2.73 | 0 | 0 | 0 | 0 | 0 | 1 | 2.73 | 0
SDGE | Granite | 69 | 2 | 1 | 2 | 0 | 2 | 2 | 1 | 2 | 3 | 1 | 3 | 2 | 1 | 2 | 3 | 2 | 0 | 0 | 0 | 0 | 0 | 0 | 0 | 0 | 0 | 0 | 0 | 2.25 | 0 | 0 | 1 | 0 | 2.25 | 0 | 0 | 0 | 0 | 0 | 0 | 0 | 0 | 0 | 0 | 0 | 2.25 | 0 | 0 | 1 | 0 | 2.25
PG&E GBA | Grant | 115 | 2 | 1 | 2 | 0 | 1 | 2 | 1 | 2 | 3 | 1 | 3 | 2 | 3 | 1 | 3 | 2 | 0 | 0 | 0 | 0 | 0 | 0 | 0 | 0 | 0 | 0 | 0 | 0 | 0 | 0 | 0 | 0 | 0 | 0 | 0 | 0 | 0 | 0 | 0 | 0 | 0 | 0 | 0 | 0 | 0 | 0 | 0 | 0 | 0 | 0
PG&E GBA | Green Valley | 115 | 2 | 2 | 2 | 1 | 2 | 2 | 1 | 2 | 1 | 2 | 3 | 3 | 1 | 2 | 3 | 2 | 0 | 0 | 0 | 0 | 0 | 0 | 0 | 0 | 0 | 0 | 0 | 0 | 0 | 0 | 0 | 0 | 0 | 0 | 0 | 0 | 0 | 0 | 0 | 0 | 0 | 0 | 0 | 0 | 0 | 0 | 0 | 0 | 0 | 0
PG&E NGBA | Greenleaf 1 | 115 | 2 | 2 | 1 | 0 | 1 | 3 | 1 | 2 | 1 | 2 | 4 | 1 | 3 | 1 | 1 | 3 | 0 | 0 | 0 | 0 | 0 | 0 | 0 | 0 | 0 | 0 | 0 | 0 | 0 | 0 | 0 | 0 | 0 | 0 | 0 | 0 | 0 | 0 | 0 | 0 | 0 | 0 | 0 | 0 | 0 | 0 | 0 | 0 | 0 | 0
PG&E FRESNO | Gregg | 230 | 1 | 1 | 3 | 0 | 2 | 1 | 3 | 1 | 3 | 1 | 2 | 3 | 1 | 2 | 4 | 1 | 0 | 0 | 0 | 0 | 0 | 0 | 0 | 0 | 0 | 0 | 270 | 0 | 0 | 140 | 1 | 270 | 140 | 0 | 0 | 0 | 0 | 0 | 0 | 0 | 0 | 0 | 100 | 270 | 0 | 0 | 140 | 1 | 370 | 140
PG&E FRESNO | Grimmway-Malaga | 115 | 1 | 1 | 2 | 0 | 1 | 1 | 3 | 1 | 3 | 1 | 3 | 2 | 3 | 1 | 4 | 1 | 0 | 0 | 0 | 0 | 0 | 0 | 0 | 0 | 0 | 0 | 0 | 0 | 0 | 0 | 0 | 0 | 0 | 0 | 0 | 0 | 0 | 0 | 0 | 0 | 0 | 0 | 75 | 0 | 0 | 0 | 0 | 1 | 75 | 0
PG&E NGBA | Grizzly | 230 | 2 | 2 | 4 | 0 | 1 | 3 | 1 | 2 | 1 | 2 | 1 | 4 | 3 | 1 | 1 | 3 | 0 | 0 | 0 | 0 | 0 | 0 | 0 | 0 | 0 | 0 | 0 | 0 | 0 | 0 | 0 | 0 | 0 | 0 | 0 | 0 | 0 | 0 | 0 | 0 | 0 | 0 | 0 | 0 | 0 | 0 | 0 | 0 | 0 | 0
PG&E FRESNO | Guernsey | 70 | 1 | 1 | 2 | 1 | 2 | 1 | 3 | 1 | 3 | 1 | 3 | 3 | 1 | 2 | 4 | 1 | 0 | 0 | 0 | 0 | 0 | 0 | 0 | 0 | 0 | 0 | 0 | 0 | 0 | 0 | 0 | 0 | 0 | 0 | 0 | 0 | 0 | 0 | 0 | 0 | 0 | 0 | 0 | 0 | 0 | 0 | 0 | 0 | 0 | 0
PG&E FRESNO | GWF Hanford | 115 | 2 | 1 | 1 | 1 | 1 | 1 | 1 | 2 | 3 | 1 | 4 | 2 | 3 | 1 | 4 | 1 | 0 | 0 | 0 | 0 | 0 | 0 | 0 | 0 | 0 | 0 | 0 | 131.4 | 0 | 0 | 1 | 0 | 131.4 | 0 | 0 | 0 | 0 | 0 | 0 | 0 | 0 | 0 | 0 | 0 | 131.4 | 0 | 0 | 1 | 0 | 131.4
PG&E FRESNO | Haas | 230 | 1 | 1 | 4 | 0 | 2 | 3 | 3 | 1 | 3 | 1 | 1 | 4 | 1 | 2 | 1 | 3 | 0 | 0 | 0 | 0 | 0 | 0 | 0 | 0 | 0 | 0 | 0 | 0 | 0 | 0 | 0 | 0 | 0 | 0 | 0 | 0 | 0 | 0 | 0 | 0 | 0 | 0 | 150 | 0 | 0 | 0 | 0 | 1 | 150 | 0
PG&E FRESNO | Hammonds | 115 | 1 | 1 | 2 | 0 | 2 | 1 | 3 | 1 | 3 | 1 | 3 | 2 | 1 | 2 | 4 | 1 | 0 | 0 | 0 | 0 | 0 | 0 | 0 | 0 | 0 | 0 | 0 | 0 | 0 | 0 | 0 | 0 | 0 | 0 | 0 | 0 | 0 | 0 | 0 | 0 | 0 | 0 | 0 | 0 | 0 | 0 | 0 | 0 | 0 | 0
SCE Metro | HarborGen | 230 | 1 | 1 | 1 | 1 | 1 | 1 | 3 | 1 | 3 | 1 | 4 | 2 | 3 | 1 | 4 | 1 | 0 | 0 | 0 | 0 | 0 | 0 | 0 | 0 | 0 | 0 | 0 | 0 | 0 | 0 | 0 | 0 | 0 | 0 | 0 | 0 | 0 | 0 | 0 | 0 | 0 | 0 | 0 | 0 | 0 | 0 | 0 | 0 | 0 | 0
PG&E NGBA | Harris | 60 | 2 | 2 | 2 | 0 | 2 | 3 | 1 | 2 | 1 | 2 | 3 | 2 | 1 | 2 | 1 | 3 | 0 | 0 | 0 | 0 | 0 | 0 | 0 | 0 | 0 | 0 | 0 | 0 | 0 | 0 | 0 | 0 | 0 | 0 | 0 | 0 | 0 | 0 | 0 | 0 | 0 | 0 | 0 | 0 | 0 | 0 | 0 | 0 | 0 | 0
EOP | Harry Allen | 500 | 2 | 2 | 4 | 0 | 1 | 3 | 1 | 2 | 1 | 2 | 1 | 4 | 3 | 1 | 1 | 3 | 0 | 0 | 0 | 0 | 1100 | 0 | 0 | 0 | 0 | 0 | 0 | 0 | 0 | 0 | 1 | 1100 | 0 | 0 | 0 | 0 | 0 | 1100 | 0 | 0 | 0 | 0 | 0 | 0 | 0 | 0 | 0 | 1 | 1100 | 0
PG&E NGBA | Hartley | 60 | 2 | 2 | 4 | 0 | 2 | 3 | 1 | 2 | 1 | 2 | 1 | 4 | 1 | 2 | 1 | 3 | 0 | 0 | 0 | 0 | 0 | 0 | 0 | 0 | 0 | 0 | 0 | 0 | 0 | 0 | 0 | 0 | 0 | 0 | 0 | 0 | 0 | 0 | 0 | 0 | 0 | 0 | 0 | 0 | 0 | 0 | 0 | 0 | 0 | 0
SCE NOL | Harvard | 115 | 2 | 1 | 4 | 1 | 1 | 1 | 1 | 2 | 3 | 1 | 1 | 4 | 3 | 1 | 4 | 1 | 0 | 0 | 0 | 0 | 0 | 0 | 0 | 0 | 0 | 0 | 0 | 0 | 0 | 0 | 0 | 0 | 0 | 0 | 0 | 0 | 0 | 0 | 0 | 0 | 0 | 0 | 0 | 0 | 0 | 0 | 0 | 0 | 0 | 0
SDGE | Hassayampa | 500 | 2 | 1 | 4 | 0 | 2 | 3 | 1 | 2 | 3 | 1 | 1 | 4 | 1 | 2 | 1 | 3 | 0 | 0 | 0 | 0 | 0 | 0 | 0 | 0 | 0 | 1500 | 871 | 85 | 307 | 0 | 1 | 2371 | 392 | 0 | 0 | 0 | 0 | 0 | 0 | 0 | 0 | 0 | 1500 | 871 | 85 | 307 | 0 | 1 | 2371 | 392
PG&E FRESNO | Helm | 230 | 1 | 1 | 2 | 0 | 2 | 1 | 3 | 1 | 3 | 1 | 3 | 2 | 1 | 2 | 4 | 1 | 0 | 0 | 0 | 0 | 0 | 0 | 0 | 0 | 0 | 0 | 0 | 0 | 0 | 0 | 0 | 0 | 0 | 0 | 0 | 0 | 0 | 0 | 0 | 0 | 0 | 0 | 150 | 0 | 0 | 0 | 0 | 1 | 150 | 0
PG&E FRESNO | Helm | 70 | 1 | 1 | 2 | 0 | 2 | 1 | 3 | 1 | 3 | 1 | 3 | 2 | 1 | 2 | 4 | 1 | 0 | 0 | 0 | 0 | 0 | 0 | 0 | 0 | 0 | 0 | 0 | 0 | 0 | 0 | 0 | 0 | 0 | 0 | 0 | 0 | 0 | 0 | 0 | 0 | 0 | 0 | 0 | 0 | 0 | 0 | 0 | 0 | 0 | 0
PG&E FRESNO | Henrietta | 115 | 1 | 1 | 1 | 0 | 2 | 1 | 3 | 1 | 3 | 1 | 4 | 1 | 1 | 2 | 4 | 1 | 0 | 0 | 0 | 0 | 0 | 0 | 0 | 0 | 0 | 0 | 0 | 0 | 0 | 0 | 0 | 0 | 0 | 0 | 0 | 0 | 0 | 0 | 0 | 0 | 0 | 0 | 80 | 0 | 0 | 0 | 0 | 1 | 80 | 0
PG&E FRESNO | Henrietta | 230 | 1 | 1 | 1 | 0 | 2 | 1 | 3 | 1 | 3 | 1 | 4 | 1 | 1 | 2 | 4 | 1 | 0 | 0 | 0 | 0 | 0 | 0 | 0 | 0 | 0 | 45 | 0 | 0 | 493 | 0 | 1 | 45 | 493 | 0 | 0 | 0 | 0 | 0 | 0 | 0 | 0 | 0 | 505 | 0 | 0 | 493 | 0 | 1 | 505 | 493
PG&E FRESNO | Henrietta | 70 | 1 | 1 | 1 | 0 | 2 | 1 | 3 | 1 | 3 | 1 | 4 | 1 | 1 | 2 | 4 | 1 | 0 | 0 | 0 | 0 | 0 | 0 | 0 | 0 | 0 | 0 | 0 | 173.2 | 0 | 0 | 1 | 0 | 173.2 | 0 | 0 | 0 | 0 | 0 | 0 | 0 | 0 | 0 | 0 | 0 | 173.2 | 0 | 0 | 1 | 0 | 173.2
PG&E FRESNO | Herndon | 115 | 1 | 1 | 3 | 0 | 2 | 1 | 3 | 1 | 3 | 1 | 2 | 3 | 1 | 2 | 4 | 1 | 0 | 0 | 0 | 0 | 0 | 0 | 0 | 0 | 0 | 0 | 0 | 0 | 0 | 0 | 0 | 0 | 0 | 0 | 0 | 0 | 0 | 0 | 0 | 0 | 0 | 0 | 0 | 0 | 0 | 0 | 0 | 0 | 0 | 0
PG&E FRESNO | Herndon | 230 | 1 | 1 | 3 | 0 | 2 | 1 | 3 | 1 | 3 | 1 | 2 | 3 | 1 | 2 | 4 | 1 | 0 | 0 | 0 | 0 | 0 | 0 | 0 | 0 | 0 | 0 | 0 | 0 | 0 | 0 | 0 | 0 | 0 | 0 | 0 | 0 | 0 | 0 | 0 | 0 | 0 | 0 | 0 | 0 | 0 | 0 | 0 | 0 | 0 | 0
PG&E GBA | Hicks | 230 | 2 | 1 | 3 | 1 | 2 | 2 | 1 | 2 | 3 | 1 | 2 | 4 | 1 | 2 | 3 | 2 | 0 | 0 | 0 | 0 | 0 | 0 | 0 | 0 | 0 | 0 | 0 | 0 | 0 | 0 | 0 | 0 | 0 | 0 | 0 | 0 | 0 | 0 | 0 | 0 | 0 | 0 | 0 | 0 | 0 | 0 | 0 | 0 | 0 | 0
PG&E NGBA | Higgins | 115 | 2 | 1 | 4 | 0 | 1 | 3 | 1 | 2 | 3 | 1 | 1 | 4 | 3 | 1 | 1 | 3 | 0 | 0 | 0 | 0 | 0 | 0 | 0 | 0 | 0 | 0 | 0 | 0 | 0 | 0 | 0 | 0 | 0 | 0 | 0 | 0 | 0 | 0 | 0 | 0 | 0 | 0 | 0 | 0 | 0 | 0 | 0 | 0 | 0 | 0
PG&E NGBA | Hilltop | 345 | 2 | 2 | 4 | 0 | 1 | 3 | 1 | 2 | 1 | 2 | 1 | 4 | 3 | 1 | 1 | 3 | 909 | 0 | 0 | 0 | 0 | 0 | 0 | 0 | 0 | 0 | 0 | 0 | 0 | 0 | 1 | 909 | 0 | 909 | 0 | 0 | 0 | 0 | 0 | 0 | 0 | 0 | 0 | 0 | 0 | 0 | 0 | 1 | 909 | 0
SCE Metro | Hinson | 230 | 1 | 1 | 2 | 0 | 1 | 1 | 3 | 1 | 3 | 1 | 3 | 2 | 3 | 1 | 4 | 1 | 0 | 0 | 0 | 0 | 0 | 0 | 0 | 0 | 0.68 | 0 | 0 | 325 | 600 | 0 | 1 | 0.68 | 925 | 0 | 0 | 0 | 0 | 0 | 0 | 0 | 0 | 0.68 | 0 | 0 | 325 | 600 | 0 | 1 | 0.68 | 925
PG&E GBA | Hollister | 115 | 2 | 2 | 4 | 0 | 2 | 3 | 1 | 2 | 1 | 2 | 1 | 4 | 1 | 2 | 1 | 3 | 0 | 0 | 0 | 0 | 0 | 0 | 0 | 0 | 0 | 0 | 0 | 0 | 0 | 0 | 0 | 0 | 0 | 0 | 0 | 0 | 0 | 0 | 0 | 0 | 0 | 0 | 0 | 0 | 0 | 0 | 0 | 0 | 0 | 0
PG&E NGBA | Homestake | 115 | 2 | 1 | 4 | 1 | 2 | 3 | 1 | 2 | 3 | 1 | 1 | 4 | 1 | 2 | 1 | 3 | 0 | 0 | 0 | 0 | 0 | 0 | 0 | 0 | 0 | 0 | 0 | 0 | 0 | 0 | 0 | 0 | 0 | 0 | 0 | 0 | 0 | 0 | 0 | 0 | 0 | 0 | 0 | 0 | 0 | 0 | 0 | 0 | 0 | 0
PG&E NGBA | Honcut | 115 | 2 | 1 | 4 | 0 | 2 | 3 | 1 | 2 | 3 | 1 | 1 | 4 | 1 | 2 | 1 | 3 | 0 | 0 | 0 | 0 | 0 | 0 | 0 | 0 | 0 | 0 | 0 | 0 | 0 | 0 | 0 | 0 | 0 | 0 | 0 | 0 | 0 | 0 | 0 | 0 | 0 | 0 | 0 | 0 | 0 | 0 | 0 | 0 | 0 | 0
SDGE | Hoodoo Wash | 500 | 2 | 2 | 4 | 0 | 2 | 3 | 1 | 2 | 1 | 2 | 1 | 4 | 1 | 2 | 1 | 3 | 0 | 0 | 0 | 0 | 0 | 0 | 0 | 0 | 0 | 825.5 | 1979 | 297.5 | 0 | 0 | 1 | 2804.5 | 297.5 | 0 | 0 | 0 | 0 | 0 | 0 | 0 | 0 | 0 | 825.5 | 1979 | 297.5 | 0 | 0 | 1 | 2804.5 | 297.5
PG&E NGBA | Hopland | 115 | 2 | 2 | 4 | 1 | 2 | 3 | 1 | 2 | 1 | 2 | 1 | 4 | 1 | 2 | 1 | 3 | 0 | 0 | 0 | 0 | 0 | 0 | 0 | 0 | 0 | 0 | 0 | 0 | 0 | 0 | 0 | 0 | 0 | 0 | 0 | 0 | 0 | 0 | 0 | 0 | 0 | 0 | 0 | 0 | 0 | 0 | 0 | 0 | 0 | 0
PG&E NGBA | Hopland | 60 | 2 | 2 | 4 | 1 | 2 | 3 | 1 | 2 | 1 | 2 | 1 | 4 | 1 | 2 | 1 | 3 | 0 | 0 | 0 | 0 | 0 | 0 | 0 | 0 | 0 | 0 | 0 | 0 | 0 | 0 | 0 | 0 | 0 | 0 | 0 | 0 | 0 | 0 | 0 | 0 | 0 | 0 | 0 | 0 | 0 | 0 | 0 | 0 | 0 | 0
PG&E NGBA | Humboldt | 115 | 2 | 2 | 3 | 0 | 2 | 3 | 1 | 2 | 1 | 2 | 2 | 3 | 1 | 2 | 1 | 3 | 0 | 0 | 0 | 0 | 0 | 0 | 0 | 0 | 0 | 0 | 0 | 0 | 0 | 0 | 0 | 0 | 0 | 0 | 0 | 0 | 0 | 0 | 0 | 0 | 0 | 0 | 0 | 0 | 0 | 0 | 0 | 0 | 0 | 0
PG&E NGBA | Humboldt | 60 | 2 | 2 | 3 | 0 | 2 | 3 | 1 | 2 | 1 | 2 | 2 | 3 | 1 | 2 | 1 | 3 | 0 | 0 | 0 | 0 | 0 | 0 | 0 | 0 | 1.999 | 0 | 0 | 0 | 0 | 0 | 1 | 1.999 | 0 | 0 | 0 | 0 | 100 | 0 | 0 | 0 | 0 | 1.999 | 0 | 0 | 0 | 0 | 0 | 1 | 101.999 | 0
PG&E NGBA | Humboldt | 500 | 2 | 2 | 3 | 0 | 2 | 3 | 1 | 2 | 1 | 2 | 2 | 3 | 1 | 2 | 1 | 3 | 0 | 0 | 0 | 0 | 0 | 0 | 0 | 0 | 0 | 0 | 457.5 | 0 | 0 | 0 | 1 | 457.5 | 0 | 0 | 0 | 0 | 0 | 0 | 0 | 1607 | 0 | 0 | 0 | 457.5 | 0 | 0 | 0 | 1 | 2064.5 | 0
SCE Metro | Huntington Beach | 230 | 1 | 1 | 1 | 0 | 1 | 2 | 3 | 1 | 3 | 1 | 4 | 1 | 3 | 1 | 3 | 2 | 0 | 0 | 0 | 0 | 0 | 0 | 0 | 0 | 0 | 0 | 0 | 0 | 0 | 0 | 0 | 0 | 0 | 0 | 0 | 0 | 0 | 0 | 0 | 0 | 0 | 0 | 0 | 0 | 0 | 0 | 0 | 0 | 0 | 0
PG&E NGBA | Ignacio | 115 | 2 | 1 | 4 | 0 | 1 | 3 | 1 | 2 | 3 | 1 | 1 | 4 | 3 | 1 | 1 | 3 | 0 | 0 | 0 | 0 | 0 | 0 | 0 | 0 | 0 | 0 | 0 | 0 | 0 | 0 | 0 | 0 | 0 | 0 | 0 | 0 | 0 | 0 | 0 | 0 | 0 | 0 | 0 | 0 | 0 | 0 | 0 | 0 | 0 | 0
PG&E NGBA | Ignacio | 230 | 2 | 1 | 4 | 0 | 1 | 3 | 1 | 2 | 3 | 1 | 1 | 4 | 3 | 1 | 1 | 3 | 0 | 0 | 0 | 0 | 0 | 0 | 0 | 0 | 0 | 0 | 0 | 0 | 0 | 0 | 0 | 0 | 0 | 0 | 0 | 0 | 0 | 0 | 0 | 0 | 0 | 0 | 0 | 0 | 0 | 0 | 0 | 0 | 0 | 0
PG&E NGBA | Ignacio | 60 | 2 | 1 | 4 | 0 | 1 | 3 | 1 | 2 | 3 | 1 | 1 | 4 | 3 | 1 | 1 | 3 | 0 | 0 | 0 | 0 | 0 | 0 | 0 | 0 | 0 | 0 | 0 | 0 | 0 | 0 | 0 | 0 | 0 | 0 | 0 | 0 | 0 | 0 | 0 | 0 | 0 | 0 | 0 | 0 | 0 | 0 | 0 | 0 | 0 | 0
SDGE | Imperial Beach | 69 | 2 | 1 | 2 | 1 | 1 | 2 | 1 | 2 | 3 | 1 | 3 | 3 | 3 | 1 | 3 | 2 | 0 | 0 | 0 | 0 | 0 | 0 | 0 | 0 | 0 | 0 | 0 | 0 | 0 | 0 | 0 | 0 | 0 | 0 | 0 | 0 | 0 | 0 | 0 | 0 | 0 | 0 | 0 | 0 | 0 | 0 | 0 | 0 | 0 | 0
SDGE | Imperial Valley | 230 | 1 | 1 | 2 | 0 | 2 | 1 | 3 | 1 | 3 | 1 | 3 | 2 | 1 | 2 | 4 | 1 | 530 | 0 | 0 | 0 | 0 | 0 | 0 | 0 | 0 | 375 | 482 | 528 | 0 | 0 | 1 | 1387 | 528 | 530 | 0 | 0 | 0 | 0 | 0 | 0 | 0 | 0 | 375 | 482 | 528 | 0 | 0 | 1 | 1387 | 528
SDGE | Imperial Valley | 500 | 1 | 1 | 2 | 0 | 2 | 1 | 3 | 1 | 3 | 1 | 3 | 2 | 1 | 2 | 4 | 1 | 0 | 0 | 50 | 0 | 0 | 0 | 0 | 0 | 0 | 200 | 0 | 0 | 0 | 0 | 1 | 250 | 0 | 0 | 0 | 50 | 0 | 0 | 0 | 0 | 0 | 0 | 200 | 0 | 0 | 0 | 0 | 1 | 250 | 0
EOP | Innovation | 138 | 2 | 2 | 4 | 0 | 1 | 3 | 1 | 2 | 1 | 2 | 1 | 4 | 3 | 1 | 1 | 3 | 0 | 0 | 0 | 0 | 0 | 0 | 0 | 0 | 0 | 0 | 0 | 0 | 0 | 0 | 0 | 0 | 0 | 0 | 0 | 0 | 0 | 0 | 0 | 0 | 0 | 0 | 0 | 0 | 0 | 0 | 0 | 0 | 0 | 0
EOP | Innovation | 230 | 2 | 2 | 4 | 0 | 1 | 3 | 1 | 2 | 1 | 2 | 1 | 4 | 3 | 1 | 1 | 3 | 0 | 0 | 0 | 0 | 0 | 0 | 0 | 0 | 0 | 400 | 0 | 0 | 250 | 0 | 1 | 400 | 250 | 0 | 0 | 0 | 0 | 0 | 0 | 0 | 0 | 0 | 400 | 0 | 0 | 250 | 0 | 1 | 400 | 250
SCE NOL | Inyokern | 115 | 2 | 2 | 4 | 0 | 1 | 3 | 1 | 2 | 1 | 2 | 1 | 4 | 3 | 1 | 1 | 3 | 100 | 0 | 0 | 0 | 0 | 0 | 0 | 0 | 0 | 0 | 31.8 | 0 | 0 | 0 | 1 | 131.8 | 0 | 100 | 0 | 0 | 0 | 0 | 0 | 0 | 0 | 0 | 0 | 31.8 | 0 | 0 | 0 | 1 | 131.8 | 0
EOP | IS Tap | 138 | 2 | 2 | 4 | 0 | 1 | 3 | 1 | 2 | 1 | 2 | 1 | 4 | 3 | 1 | 1 | 3 | 0 | 0 | 0 | 0 | 0 | 0 | 0 | 0 | 0 | 0 | 0 | 0 | 0 | 0 | 0 | 0 | 0 | 0 | 0 | 0 | 0 | 0 | 0 | 0 | 0 | 0 | 0 | 0 | 0 | 0 | 0 | 0 | 0 | 0
EOP | Ivanpah | 115 | 2 | 2 | 4 | 0 | 1 | 1 | 1 | 2 | 1 | 2 | 1 | 4 | 3 | 1 | 4 | 1 | 0 | 0 | 0 | 0 | 0 | 0 | 0 | 0 | 0 | 0 | 0 | 0 | 0 | 0 | 0 | 0 | 0 | 0 | 0 | 0 | 0 | 0 | 0 | 0 | 0 | 0 | 0 | 0 | 0 | 0 | 0 | 0 | 0 | 0
EOP | Ivanpah | 230 | 2 | 2 | 4 | 0 | 1 | 1 | 1 | 2 | 1 | 2 | 1 | 4 | 3 | 1 | 4 | 1 | 0 | 0 | 0 | 0 | 0 | 0 | 0 | 0 | 0 | 0 | 0 | 0 | 0 | 0 | 0 | 0 | 0 | 0 | 0 | 0 | 0 | 0 | 0 | 0 | 0 | 0 | 0 | 0 | 0 | 0 | 0 | 0 | 0 | 0
EOP | Jackass (DOE) | 138 | 2 | 2 | 4 | 1 | 1 | 3 | 1 | 2 | 1 | 2 | 1 | 4 | 3 | 1 | 1 | 3 | 0 | 0 | 0 | 0 | 0 | 0 | 0 | 0 | 0 | 0 | 0 | 0 | 0 | 0 | 0 | 0 | 0 | 0 | 0 | 0 | 0 | 0 | 0 | 0 | 0 | 0 | 0 | 0 | 0 | 0 | 0 | 0 | 0 | 0
PG&E NGBA | James B Black | 230 | 2 | 2 | 4 | 0 | 2 | 3 | 1 | 2 | 1 | 2 | 1 | 4 | 1 | 2 | 1 | 3 | 130.5 | 0 | 0 | 0 | 0 | 0 | 0 | 0 | 0 | 0 | 0 | 0 | 0 | 0 | 1 | 130.5 | 0 | 130.5 | 0 | 0 | 0 | 0 | 0 | 0 | 0 | 0 | 0 | 0 | 0 | 0 | 0 | 1 | 130.5 | 0
PG&E GBA | Jefferson | 230 | 2 | 1 | 3 | 0 | 1 | 2 | 1 | 2 | 3 | 1 | 2 | 3 | 3 | 1 | 3 | 2 | 0 | 0 | 0 | 0 | 0 | 0 | 0 | 0 | 0 | 0 | 140 | 0 | 0 | 0 | 1 | 140 | 0 | 0 | 0 | 0 | 0 | 0 | 0 | 0 | 0 | 0 | 0 | 140 | 0 | 0 | 0 | 1 | 140 | 0
PG&E NGBA | Jessup | 115 | 2 | 2 | 2 | 1 | 2 | 3 | 1 | 2 | 1 | 2 | 3 | 3 | 1 | 2 | 1 | 3 | 100 | 0 | 0 | 0 | 0 | 0 | 0 | 0 | 0 | 0 | 0 | 0 | 0 | 0 | 1 | 100 | 0 | 100 | 0 | 0 | 0 | 0 | 0 | 0 | 0 | 0 | 0 | 0 | 0 | 0 | 0 | 1 | 100 | 0
SCE Metro | Johanna | 230 | 1 | 1 | 2 | 0 | 1 | 1 | 3 | 1 | 3 | 1 | 3 | 2 | 3 | 1 | 4 | 1 | 0 | 0 | 0 | 0 | 0 | 0 | 0 | 0 | 0 | 0 | 0 | 0 | 155 | 0 | 1 | 0 | 155 | 0 | 0 | 0 | 0 | 0 | 0 | 0 | 0 | 0 | 0 | 0 | 0 | 155 | 0 | 1 | 0 | 155
SCE Eastern | Julian Hinds | 230 | 2 | 1 | 4 | 0 | 1 | 3 | 1 | 2 | 3 | 1 | 1 | 4 | 3 | 1 | 1 | 3 | 0 | 0 | 0 | 0 | 0 | 0 | 0 | 0 | 0 | 0 | 0 | 0 | 0 | 0 | 0 | 0 | 0 | 0 | 0 | 0 | 0 | 0 | 0 | 0 | 0 | 0 | 0 | 0 | 0 | 0 | 0 | 0 | 0 | 0
PG&E GBA | Kasson | 115 | 1 | 1 | 3 | 1 | 2 | 1 | 3 | 1 | 3 | 1 | 2 | 4 | 1 | 2 | 4 | 1 | 0 | 0 | 0 | 0 | 0 | 0 | 0 | 0 | 0 | 0 | 0 | 0 | 0 | 0 | 0 | 0 | 0 | 0 | 0 | 0 | 0 | 0 | 0 | 0 | 0 | 0 | 0 | 0 | 0 | 0 | 0 | 0 | 0 | 0
PG&E GBA | Kasson | 60 | 1 | 1 | 3 | 1 | 2 | 1 | 3 | 1 | 3 | 1 | 2 | 4 | 1 | 2 | 4 | 1 | 0 | 0 | 0 | 0 | 0 | 0 | 0 | 0 | 0 | 0 | 0 | 0 | 0 | 0 | 0 | 0 | 0 | 0 | 0 | 0 | 0 | 0 | 0 | 0 | 0 | 0 | 0 | 0 | 0 | 0 | 0 | 0 | 0 | 0
PG&E FRESNO | Kearney | 230 | 1 | 1 | 3 | 0 | 2 | 1 | 3 | 1 | 3 | 1 | 2 | 3 | 1 | 2 | 4 | 1 | 0 | 0 | 0 | 0 | 0 | 0 | 0 | 0 | 0 | 0 | 0 | 0 | 0 | 0 | 0 | 0 | 0 | 0 | 0 | 0 | 0 | 0 | 0 | 0 | 0 | 0 | 20 | 0 | 0 | 0 | 0 | 1 | 20 | 0
PG&E FRESNO | Kearney | 70 | 1 | 1 | 3 | 0 | 2 | 1 | 3 | 1 | 3 | 1 | 2 | 3 | 1 | 2 | 4 | 1 | 0 | 0 | 0 | 0 | 0 | 0 | 0 | 0 | 0 | 0 | 0 | 0 | 0 | 0 | 0 | 0 | 0 | 0 | 0 | 0 | 0 | 0 | 0 | 0 | 0 | 0 | 0 | 0 | 0 | 0 | 0 | 0 | 0 | 0
PG&E GBA | Kelso | 230 | 2 | 1 | 1 | 1 | 1 | 2 | 1 | 2 | 3 | 1 | 4 | 2 | 3 | 1 | 3 | 2 | 0 | 0 | 0 | 0 | 0 | 0 | 0 | 0 | 0 | 0 | 0 | 90.7 | 0 | 0 | 1 | 0 | 90.7 | 0 | 0 | 0 | 0 | 0 | 0 | 0 | 0 | 0 | 0 | 0 | 90.7 | 0 | 0 | 1 | 0 | 90.7
PG&E FRESNO | Kerchoff 1 | 115 | 1 | 1 | 4 | 0 | 2 | 3 | 3 | 1 | 3 | 1 | 1 | 4 | 1 | 2 | 1 | 3 | 0 | 0 | 0 | 0 | 0 | 0 | 0 | 0 | 0 | 0 | 0 | 0 | 0 | 0 | 0 | 0 | 0 | 0 | 0 | 0 | 0 | 0 | 0 | 0 | 0 | 0 | 0 | 0 | 0 | 0 | 0 | 0 | 0 | 0
PG&E KERN | Kern Oil | 115 | 1 | 1 | 1 | 0 | 1 | 1 | 3 | 1 | 3 | 1 | 4 | 1 | 3 | 1 | 4 | 1 | 0 | 0 | 0 | 0 | 0 | 0 | 0 | 0 | 0 | 0 | 115 | 0 | 0 | 0 | 1 | 115 | 0 | 0 | 0 | 0 | 0 | 0 | 0 | 0 | 0 | 0 | 0 | 115 | 0 | 0 | 0 | 1 | 115 | 0
PG&E KERN | Kern PP | 115 | 1 | 1 | 2 | 0 | 1 | 2 | 3 | 1 | 3 | 1 | 3 | 2 | 3 | 1 | 3 | 2 | 0 | 0 | 0 | 0 | 0 | 0 | 0 | 0 | 0 | 100 | 120 | 0 | 0 | 260 | 1 | 220 | 260 | 0 | 0 | 0 | 0 | 0 | 0 | 0 | 0 | 0 | 100 | 120 | 0 | 0 | 260 | 1 | 220 | 260
PG&E KERN | Kern PP | 230 | 1 | 1 | 2 | 0 | 1 | 2 | 3 | 1 | 3 | 1 | 3 | 2 | 3 | 1 | 3 | 2 | 0 | 0 | 0 | 0 | 0 | 0 | 0 | 0 | 0 | 0 | 0 | 0 | 0 | 0 | 0 | 0 | 0 | 0 | 0 | 0 | 0 | 0 | 0 | 0 | 0 | 0 | 0 | 0 | 0 | 0 | 0 | 0 | 0 | 0
PG&E KERN | Kern PP | 70 | 1 | 1 | 2 | 0 | 1 | 2 | 3 | 1 | 3 | 1 | 3 | 2 | 3 | 1 | 3 | 2 | 0 | 0 | 0 | 0 | 0 | 0 | 0 | 0 | 0 | 0 | 0 | 0 | 0 | 0 | 0 | 0 | 0 | 0 | 0 | 0 | 0 | 0 | 0 | 0 | 0 | 0 | 0 | 0 | 0 | 0 | 0 | 0 | 0 | 0
PG&E KERN | Kernridge | 115 | 1 | 1 | 1 | 0 | 1 | 1 | 3 | 1 | 3 | 1 | 4 | 1 | 3 | 1 | 4 | 1 | 0 | 0 | 0 | 0 | 0 | 0 | 0 | 0 | 0 | 100 | 0 | 0 | 0 | 0 | 1 | 100 | 0 | 0 | 0 | 0 | 0 | 0 | 0 | 0 | 0 | 0 | 100 | 0 | 0 | 0 | 0 | 1 | 100 | 0
PG&E FRESNO | Kingsburg | 115 | 1 | 1 | 2 | 0 | 2 | 1 | 3 | 1 | 3 | 1 | 3 | 2 | 1 | 2 | 4 | 1 | 0 | 0 | 0 | 0 | 0 | 0 | 0 | 0 | 0 | 0 | 0 | 0 | 0 | 0 | 0 | 0 | 0 | 0 | 0 | 0 | 0 | 0 | 0 | 0 | 0 | 0 | 0 | 0 | 0 | 0 | 0 | 0 | 0 | 0
PG&E GBA | Kirker | 115 | 2 | 1 | 2 | 1 | 1 | 1 | 1 | 2 | 3 | 1 | 3 | 3 | 3 | 1 | 4 | 1 | 0 | 0 | 0 | 0 | 0 | 0 | 0 | 0 | 2.9 | 0 | 0 | 0 | 0 | 0 | 1 | 2.9 | 0 | 0 | 0 | 0 | 0 | 0 | 0 | 0 | 0 | 2.9 | 0 | 0 | 0 | 0 | 0 | 1 | 2.9 | 0
PG&E NGBA | Knights Landing | 115 | 2 | 1 | 4 | 0 | 2 | 3 | 1 | 2 | 3 | 1 | 1 | 4 | 1 | 2 | 1 | 3 | 0 | 0 | 0 | 0 | 0 | 0 | 0 | 0 | 0 | 0 | 0 | 0 | 0 | 0 | 0 | 0 | 0 | 0 | 0 | 0 | 0 | 0 | 0 | 0 | 0 | 0 | 0 | 0 | 0 | 0 | 0 | 0 | 0 | 0
PG&E NGBA | Konocti | 60 | 2 | 2 | 4 | 1 | 2 | 3 | 1 | 2 | 1 | 2 | 1 | 4 | 1 | 2 | 1 | 3 | 0 | 0 | 0 | 0 | 0 | 0 | 0 | 0 | 0 | 0 | 0 | 0 | 0 | 0 | 0 | 0 | 0 | 0 | 0 | 0 | 0 | 0 | 0 | 0 | 0 | 0 | 0 | 0 | 0 | 0 | 0 | 0 | 0 | 0
SCE NOL | Kramer | 115 | 2 | 1 | 3 | 1 | 1 | 3 | 1 | 2 | 3 | 1 | 2 | 4 | 3 | 1 | 1 | 3 | 0 | 0 | 0 | 0 | 0 | 0 | 0 | 0 | 0 | 0 | 4 | 0 | 6 | 0 | 1 | 4 | 6 | 0 | 0 | 0 | 0 | 0 | 0 | 0 | 0 | 0 | 0 | 4 | 0 | 6 | 0 | 1 | 4 | 6
SCE NOL | Kramer | 230 | 2 | 1 | 3 | 1 | 1 | 3 | 1 | 2 | 3 | 1 | 2 | 4 | 3 | 1 | 1 | 3 | 0 | 0 | 0 | 0 | 0 | 0 | 0 | 0 | 0 | 70 | 200 | 225 | 0 | 0 | 1 | 270 | 225 | 0 | 0 | 0 | 0 | 0 | 0 | 0 | 0 | 0 | 70 | 200 | 225 | 0 | 0 | 1 | 270 | 225
SCE Metro | La Cienega | 230 | 1 | 1 | 2 | 0 | 1 | 2 | 3 | 1 | 3 | 1 | 3 | 2 | 3 | 1 | 3 | 2 | 0 | 0 | 0 | 0 | 0 | 0 | 0 | 0 | 0 | 0 | 0 | 0 | 405 | 0 | 1 | 0 | 405 | 0 | 0 | 0 | 0 | 0 | 0 | 0 | 0 | 0 | 0 | 0 | 0 | 405 | 0 | 1 | 0 | 405
SCE Metro | La Fresa | 230 | 1 | 1 | 2 | 0 | 1 | 2 | 3 | 1 | 3 | 1 | 3 | 2 | 3 | 1 | 3 | 2 | 0 | 0 | 0 | 0 | 0 | 0 | 0 | 0 | 0 | 0 | 0 | 0 | 0 | 0 | 0 | 0 | 0 | 0 | 0 | 0 | 0 | 0 | 0 | 0 | 0 | 0 | 0 | 0 | 0 | 0 | 0 | 0 | 0 | 0
SCE Metro | Laguna Bell | 230 | 1 | 1 | 1 | 1 | 1 | 1 | 3 | 1 | 3 | 1 | 4 | 2 | 3 | 1 | 4 | 1 | 0 | 0 | 0 | 0 | 0 | 0 | 0 | 0 | 0.68 | 0 | 0 | 250 | 412 | 0 | 1 | 0.68 | 662 | 0 | 0 | 0 | 0 | 0 | 0 | 0 | 0 | 0.68 | 0 | 0 | 250 | 412 | 0 | 1 | 0.68 | 662
PG&E KERN | Lakeview | 70 | 1 | 1 | 4 | 0 | 1 | 1 | 3 | 1 | 3 | 1 | 1 | 4 | 3 | 1 | 4 | 1 | 0 | 0 | 0 | 0 | 0 | 0 | 0 | 0 | 0 | 0 | 0 | 65.6 | 0 | 0 | 1 | 0 | 65.6 | 0 | 0 | 0 | 0 | 0 | 0 | 0 | 0 | 0 | 0 | 0 | 65.6 | 0 | 0 | 1 | 0 | 65.6
PG&E NGBA | Lakeville | 230 | 2 | 1 | 4 | 0 | 2 | 3 | 1 | 2 | 3 | 1 | 1 | 4 | 1 | 2 | 1 | 3 | 0 | 0 | 0 | 0 | 0 | 0 | 0 | 0 | 0 | 0 | 0 | 0 | 0 | 0 | 0 | 0 | 0 | 0 | 0 | 0 | 0 | 0 | 0 | 0 | 0 | 0 | 0 | 0 | 0 | 0 | 0 | 0 | 0 | 0
PG&E NGBA | Lakeville | 60 | 2 | 1 | 4 | 0 | 2 | 3 | 1 | 2 | 3 | 1 | 1 | 4 | 1 | 2 | 1 | 3 | 0 | 0 | 0 | 0 | 0 | 0 | 0 | 0 | 0 | 0 | 0 | 0 | 0 | 0 | 0 | 0 | 0 | 0 | 0 | 0 | 0 | 0 | 0 | 0 | 0 | 0 | 0 | 0 | 0 | 0 | 0 | 0 | 0 | 0
PG&E NGBA | Lakeville | 115 | 2 | 1 | 4 | 0 | 2 | 3 | 1 | 2 | 3 | 1 | 1 | 4 | 1 | 2 | 1 | 3 | 8 | 0 | 0 | 0 | 0 | 0 | 0 | 0 | 0 | 0 | 0 | 50 | 0 | 0 | 1 | 8 | 50 | 8 | 0 | 0 | 0 | 0 | 0 | 0 | 0 | 0 | 0 | 0 | 50 | 0 | 0 | 1 | 8 | 50
PG&E GBA | Lakewood | 115 | 2 | 1 | 2 | 1 | 1 | 2 | 1 | 2 | 3 | 1 | 3 | 3 | 3 | 1 | 3 | 2 | 0 | 0 | 0 | 0 | 0 | 0 | 0 | 0 | 0 | 0 | 0 | 0 | 0 | 0 | 0 | 0 | 0 | 0 | 0 | 0 | 0 | 0 | 0 | 0 | 0 | 0 | 0 | 0 | 0 | 0 | 0 | 0 | 0 | 0
PG&E NGBA | Lambie | 230 | 2 | 1 | 1 | 0 | 1 | 1 | 1 | 2 | 3 | 1 | 4 | 1 | 3 | 1 | 4 | 1 | 0 | 0 | 0 | 0 | 0 | 0 | 0 | 0 | 0 | 0 | 0 | 0 | 0 | 0 | 0 | 0 | 0 | 0 | 0 | 0 | 0 | 0 | 0 | 0 | 0 | 0 | 0 | 0 | 0 | 0 | 0 | 0 | 0 | 0
PG&E GBA | Lammers | 115 | 1 | 1 | 1 | 0 | 2 | 2 | 3 | 1 | 3 | 1 | 4 | 1 | 1 | 2 | 3 | 2 | 0 | 0 | 0 | 0 | 0 | 0 | 0 | 0 | 0 | 0 | 0 | 0 | 0 | 0 | 0 | 0 | 0 | 0 | 0 | 0 | 0 | 0 | 0 | 0 | 0 | 0 | 0 | 0 | 0 | 0 | 0 | 0 | 0 | 0
PG&E KERN | Lamont | 115 | 1 | 1 | 2 | 0 | 1 | 1 | 3 | 1 | 3 | 1 | 3 | 2 | 3 | 1 | 4 | 1 | 0 | 0 | 0 | 0 | 0 | 0 | 0 | 0 | 0 | 50 | 80 | 0 | 0 | 0 | 1 | 130 | 0 | 0 | 0 | 0 | 0 | 0 | 0 | 0 | 0 | 0 | 50 | 80 | 0 | 0 | 0 | 1 | 130 | 0
PG&E FRESNO | Las Aguilas | 230 | 2 | 2 | 4 | 0 | 2 | 2 | 1 | 2 | 1 | 2 | 1 | 4 | 1 | 2 | 3 | 2 | 0 | 0 | 0 | 0 | 0 | 0 | 0 | 0 | 0 | 0 | 0 | 0 | 0 | 0 | 0 | 0 | 0 | 0 | 0 | 0 | 0 | 0 | 0 | 0 | 0 | 0 | 0 | 0 | 0 | 0 | 0 | 0 | 0 | 0
EOP | Lathrop | 138 | 2 | 2 | 4 | 1 | 1 | 3 | 1 | 2 | 1 | 2 | 1 | 4 | 3 | 1 | 1 | 3 | 0 | 0 | 0 | 0 | 0 | 0 | 0 | 0 | 0 | 0 | 0 | 0 | 0 | 0 | 0 | 0 | 0 | 0 | 0 | 0 | 0 | 0 | 0 | 0 | 0 | 0 | 0 | 0 | 0 | 0 | 0 | 0 | 0 | 0
EOP | Lathrop | 230 | 2 | 2 | 4 | 1 | 1 | 3 | 1 | 2 | 1 | 2 | 1 | 4 | 3 | 1 | 1 | 3 | 0 | 0 | 171 | 0 | 0 | 0 | 0 | 0 | 0 | 300 | 470 | 0 | 0 | 0 | 1 | 941 | 0 | 0 | 0 | 171 | 0 | 0 | 0 | 0 | 0 | 0 | 300 | 470 | 0 | 0 | 0 | 1 | 941 | 0
PG&E FRESNO | Le Grand | 115 | 1 | 1 | 3 | 0 | 2 | 1 | 3 | 1 | 3 | 1 | 2 | 3 | 1 | 2 | 4 | 1 | 0 | 0 | 0 | 0 | 0 | 0 | 0 | 0 | 0 | 0 | 0 | 0 | 0 | 0 | 0 | 0 | 0 | 0 | 0 | 0 | 0 | 0 | 0 | 0 | 0 | 0 | 0 | 0 | 0 | 0 | 0 | 0 | 0 | 0
PG&E FRESNO | Lemoore | 70 | 1 | 1 | 3 | 0 | 2 | 2 | 3 | 1 | 3 | 1 | 2 | 3 | 1 | 2 | 3 | 2 | 0 | 0 | 0 | 0 | 0 | 0 | 0 | 0 | 0 | 45 | 0 | 0 | 20 | 0 | 1 | 45 | 20 | 0 | 0 | 0 | 0 | 0 | 0 | 0 | 0 | 0 | 45 | 0 | 0 | 20 | 0 | 1 | 45 | 20
PG&E KERN | Lerdo | 115 | 1 | 1 | 3 | 1 | 1 | 1 | 3 | 1 | 3 | 1 | 2 | 4 | 3 | 1 | 4 | 1 | 0 | 0 | 0 | 0 | 0 | 0 | 0 | 0 | 0 | 0 | 0 | 0 | 0 | 0 | 0 | 0 | 0 | 0 | 0 | 0 | 0 | 0 | 0 | 0 | 0 | 0 | 0 | 0 | 0 | 0 | 0 | 0 | 0 | 0
SCE Metro | Lewis | 230 | 1 | 1 | 2 | 1 | 1 | 2 | 3 | 1 | 3 | 1 | 3 | 3 | 3 | 1 | 3 | 2 | 0 | 0 | 0 | 0 | 0 | 0 | 0 | 0 | 0 | 0 | 0 | 0 | 0 | 0 | 0 | 0 | 0 | 0 | 0 | 0 | 0 | 0 | 0 | 0 | 0 | 0 | 0 | 0 | 0 | 0 | 0 | 0 | 0 | 0
SCE Metro | Lighthipe | 230 | 1 | 1 | 2 | 0 | 1 | 1 | 3 | 1 | 3 | 1 | 3 | 2 | 3 | 1 | 4 | 1 | 0 | 0 | 0 | 0 | 0 | 0 | 0 | 0 | 1.32 | 0 | 0 | 0 | 500 | 0 | 1 | 1.32 | 500 | 0 | 0 | 0 | 0 | 0 | 0 | 0 | 0 | 1.32 | 0 | 0 | 0 | 500 | 0 | 1 | 1.32 | 500
SDGE | Lilac | 69 | 2 | 1 | 3 | 0 | 1 | 3 | 1 | 2 | 3 | 1 | 2 | 3 | 3 | 1 | 1 | 3 | 0 | 0 | 0 | 0 | 0 | 0 | 0 | 0 | 0 | 0 | 0 | 0 | 0 | 0 | 0 | 0 | 0 | 0 | 0 | 0 | 0 | 0 | 0 | 0 | 0 | 0 | 0 | 0 | 0 | 0 | 0 | 0 | 0 | 0
PG&E NGBA | Lincoln | 115 | 2 | 1 | 3 | 0 | 2 | 3 | 1 | 2 | 3 | 1 | 2 | 3 | 1 | 2 | 1 | 3 | 0 | 0 | 0 | 0 | 0 | 0 | 0 | 0 | 0 | 0 | 0 | 0 | 0 | 0 | 0 | 0 | 0 | 0 | 0 | 0 | 0 | 0 | 0 | 0 | 0 | 0 | 0 | 0 | 0 | 0 | 0 | 0 | 0 | 0
PG&E KERN | Live Oak | 115 | 1 | 1 | 1 | 0 | 1 | 1 | 3 | 1 | 3 | 1 | 4 | 1 | 3 | 1 | 4 | 1 | 0 | 0 | 0 | 0 | 0 | 0 | 0 | 0 | 0 | 100 | 110 | 0 | 0 | 0 | 1 | 210 | 0 | 0 | 0 | 0 | 0 | 0 | 0 | 0 | 0 | 0 | 100 | 110 | 0 | 0 | 0 | 1 | 210 | 0
PG&E GBA | Llagas | 115 | 2 | 1 | 2 | 0 | 2 | 1 | 1 | 2 | 3 | 1 | 3 | 2 | 1 | 2 | 4 | 1 | 0 | 0 | 0 | 0 | 0 | 0 | 0 | 0 | 0 | 0 | 0 | 0 | 0 | 0 | 0 | 0 | 0 | 0 | 0 | 0 | 0 | 0 | 0 | 0 | 0 | 0 | 0 | 0 | 0 | 0 | 0 | 0 | 0 | 0
PG&E GBA | Lockeford | 115 | 1 | 1 | 3 | 1 | 2 | 2 | 3 | 1 | 3 | 1 | 2 | 4 | 1 | 2 | 3 | 2 | 0 | 0 | 0 | 0 | 0 | 0 | 0 | 0 | 0 | 0 | 0 | 0 | 0 | 0 | 0 | 0 | 0 | 0 | 0 | 0 | 0 | 0 | 0 | 0 | 0 | 0 | 0 | 0 | 0 | 0 | 0 | 0 | 0 | 0
PG&E GBA | Lockeford | 230 | 1 | 1 | 3 | 1 | 2 | 2 | 3 | 1 | 3 | 1 | 2 | 4 | 1 | 2 | 3 | 2 | 0 | 0 | 0 | 0 | 0 | 0 | 0 | 0 | 0 | 0 | 0 | 0 | 0 | 0 | 0 | 0 | 0 | 0 | 0 | 0 | 0 | 0 | 0 | 0 | 0 | 0 | 0 | 0 | 0 | 0 | 0 | 0 | 0 | 0
PG&E GBA | Lockeford | 60 | 1 | 1 | 3 | 1 | 2 | 2 | 3 | 1 | 3 | 1 | 2 | 4 | 1 | 2 | 3 | 2 | 0 | 0 | 0 | 0 | 0 | 0 | 0 | 0 | 0 | 0 | 0 | 0 | 0 | 0 | 0 | 0 | 0 | 0 | 0 | 0 | 0 | 0 | 0 | 0 | 0 | 0 | 0 | 0 | 0 | 0 | 0 | 0 | 0 | 0
PG&E GBA | Lodi | 230 | 1 | 1 | 1 | 0 | 2 | 1 | 3 | 1 | 3 | 1 | 4 | 1 | 1 | 2 | 4 | 1 | 0 | 0 | 0 | 0 | 0 | 0 | 0 | 0 | 0 | 0 | 0 | 0 | 0 | 0 | 0 | 0 | 0 | 0 | 0 | 0 | 0 | 0 | 0 | 0 | 0 | 0 | 0 | 0 | 0 | 0 | 0 | 0 | 0 | 0
PG&E NGBA | Logan Creek | 230 | 2 | 2 | 4 | 0 | 1 | 2 | 1 | 2 | 1 | 2 | 1 | 4 | 3 | 1 | 3 | 2 | 0 | 0 | 0 | 0 | 0 | 0 | 0 | 0 | 0 | 0 | 0 | 0 | 0 | 0 | 0 | 0 | 0 | 0 | 0 | 0 | 0 | 0 | 0 | 0 | 0 | 0 | 0 | 0 | 0 | 0 | 0 | 0 | 0 | 0
PG&E GBA | Lone Tree | 230 | 2 | 1 | 2 | 1 | 1 | 2 | 1 | 2 | 3 | 1 | 3 | 3 | 3 | 1 | 3 | 2 | 0 | 0 | 0 | 0 | 0 | 0 | 0 | 0 | 0 | 0 | 0 | 0 | 0 | 0 | 0 | 0 | 0 | 0 | 0 | 0 | 0 | 0 | 0 | 0 | 0 | 0 | 0 | 0 | 0 | 0 | 0 | 0 | 0 | 0
PG&E FRESNO | Los Banos | 230 | 1 | 1 | 4 | 0 | 2 | 1 | 3 | 1 | 3 | 1 | 1 | 4 | 1 | 2 | 4 | 1 | 10 | 0 | 0 | 69.3 | 0 | 0 | 0 | 0 | 5.9 | 270 | 250 | 0 | 540 | 0 | 1 | 605.2 | 540 | 10 | 0 | 0 | 69.3 | 0 | 0 | 0 | 0 | 5.9 | 270 | 250 | 0 | 540 | 0 | 1 | 605.2 | 540
PG&E FRESNO | Los Banos | 500 | 1 | 1 | 4 | 0 | 2 | 1 | 3 | 1 | 3 | 1 | 1 | 4 | 1 | 2 | 4 | 1 | 0 | 0 | 0 | 0 | 0 | 0 | 0 | 0 | 0 | 760 | 500 | 0 | 0 | 0 | 1 | 1260 | 0 | 0 | 0 | 0 | 0 | 0 | 0 | 0 | 0 | 0 | 760 | 500 | 0 | 0 | 0 | 1 | 1260 | 0
SDGE | Los Coches | 138 | 2 | 2 | 4 | 0 | 2 | 3 | 1 | 2 | 1 | 2 | 1 | 4 | 1 | 2 | 1 | 3 | 0 | 0 | 0 | 0 | 0 | 0 | 0 | 0 | 0 | 0 | 0 | 0 | 0 | 0 | 0 | 0 | 0 | 0 | 0 | 0 | 0 | 0 | 0 | 0 | 0 | 0 | 0 | 0 | 0 | 0 | 0 | 0 | 0 | 0
SDGE | Los Coches | 69 | 2 | 2 | 4 | 0 | 2 | 3 | 1 | 2 | 1 | 2 | 1 | 4 | 1 | 2 | 1 | 3 | 0 | 0 | 0 | 0 | 0 | 0 | 0 | 0 | 0 | 0 | 0 | 0 | 0 | 0 | 0 | 0 | 0 | 0 | 0 | 0 | 0 | 0 | 0 | 0 | 0 | 0 | 0 | 0 | 0 | 0 | 0 | 0 | 0 | 0
PG&E GBA | Los Esteros | 115 | 2 | 1 | 1 | 0 | 2 | 1 | 1 | 2 | 3 | 1 | 4 | 1 | 1 | 2 | 4 | 1 | 0 | 0 | 0 | 0 | 0 | 0 | 0 | 0 | 0 | 0 | 0 | 0 | 0 | 0 | 0 | 0 | 0 | 0 | 0 | 0 | 0 | 0 | 0 | 0 | 0 | 0 | 0 | 0 | 0 | 0 | 0 | 0 | 0 | 0
PG&E GBA | Los Esteros | 230 | 2 | 1 | 1 | 0 | 2 | 1 | 1 | 2 | 3 | 1 | 4 | 1 | 1 | 2 | 4 | 1 | 0 | 0 | 0 | 0 | 0 | 0 | 0 | 0 | 0 | 0 | 0 | 0 | 0 | 0 | 0 | 0 | 0 | 0 | 0 | 0 | 0 | 0 | 0 | 0 | 0 | 0 | 0 | 0 | 0 | 0 | 0 | 0 | 0 | 0
PG&E GBA | Los Positas | 230 | 2 | 1 | 3 | 0 | 1 | 3 | 1 | 2 | 3 | 1 | 2 | 3 | 3 | 1 | 1 | 3 | 0 | 0 | 0 | 0 | 0 | 0 | 0 | 0 | 0 | 0 | 0 | 0 | 0 | 0 | 0 | 0 | 0 | 0 | 0 | 0 | 0 | 0 | 0 | 0 | 0 | 0 | 0 | 0 | 0 | 0 | 0 | 0 | 0 | 0
PG&E GBA | Los Positas | 60 | 2 | 1 | 3 | 0 | 1 | 3 | 1 | 2 | 3 | 1 | 2 | 3 | 3 | 1 | 1 | 3 | 0 | 0 | 0 | 0 | 0 | 0 | 0 | 0 | 0 | 0 | 0 | 0 | 0 | 0 | 0 | 0 | 0 | 0 | 0 | 0 | 0 | 0 | 0 | 0 | 0 | 0 | 0 | 0 | 0 | 0 | 0 | 0 | 0 | 0
SDGE | Loveland | 69 | 2 | 1 | 3 | 0 | 1 | 3 | 1 | 2 | 3 | 1 | 2 | 3 | 3 | 1 | 1 | 3 | 0 | 0 | 0 | 0 | 0 | 0 | 0 | 0 | 0 | 0 | 0 | 0 | 0 | 0 | 0 | 0 | 0 | 0 | 0 | 0 | 0 | 0 | 0 | 0 | 0 | 0 | 0 | 0 | 0 | 0 | 0 | 0 | 0 | 0
SCE NOL | Lugo | 230 | 2 | 1 | 4 | 0 | 1 | 2 | 1 | 2 | 3 | 1 | 1 | 4 | 3 | 1 | 3 | 2 | 0 | 0 | 0 | 0 | 0 | 0 | 0 | 0 | 0 | 300 | 0 | 0 | 0 | 286 | 1 | 300 | 286 | 0 | 0 | 0 | 0 | 0 | 0 | 0 | 0 | 0 | 300 | 0 | 0 | 0 | 286 | 1 | 300 | 286
SCE Metro | Lugo | 500 | 2 | 1 | 4 | 0 | 1 | 2 | 1 | 2 | 3 | 1 | 1 | 4 | 3 | 1 | 3 | 2 | 203 | 0 | 0 | 0 | 0 | 0 | 0 | 0 | 0 | 0 | 0 | 0 | 550 | 0 | 1 | 203 | 550 | 203 | 0 | 0 | 0 | 3000 | 0 | 0 | 0 | 0 | 0 | 0 | 0 | 550 | 0 | 1 | 3203 | 550
PG&E FRESNO | Madera | 70 | 1 | 1 | 4 | 0 | 2 | 1 | 3 | 1 | 3 | 1 | 1 | 4 | 1 | 2 | 4 | 1 | 0 | 0 | 0 | 0 | 0 | 0 | 0 | 0 | 0 | 0 | 0 | 0 | 0 | 0 | 0 | 0 | 0 | 0 | 0 | 0 | 0 | 0 | 0 | 0 | 0 | 0 | 0 | 0 | 0 | 0 | 0 | 0 | 0 | 0
PG&E NGBA | Madison | 115 | 2 | 1 | 4 | 0 | 2 | 3 | 1 | 2 | 3 | 1 | 1 | 4 | 1 | 2 | 1 | 3 | 0 | 0 | 0 | 0 | 0 | 0 | 0 | 0 | 0 | 0 | 13 | 10.2 | 0 | 0 | 1 | 13 | 10.2 | 0 | 0 | 0 | 0 | 0 | 0 | 0 | 0 | 0 | 0 | 13 | 10.2 | 0 | 0 | 1 | 13 | 10.2
PG&E KERN | Magunden | 115 | 1 | 1 | 2 | 0 | 1 | 1 | 3 | 1 | 3 | 1 | 3 | 2 | 3 | 1 | 4 | 1 | 0 | 0 | 0 | 0 | 0 | 0 | 0 | 0 | 0 | 105 | 115 | 0 | 0 | 0 | 1 | 220 | 0 | 0 | 0 | 0 | 0 | 0 | 0 | 0 | 0 | 0 | 105 | 115 | 0 | 0 | 0 | 1 | 220 | 0
SCE Northern | Magunden | 230 | 1 | 1 | 2 | 0 | 1 | 1 | 3 | 1 | 3 | 1 | 3 | 2 | 3 | 1 | 4 | 1 | 0 | 0 | 0 | 0 | 0 | 0 | 0 | 0 | 0 | 0 | 0 | 0 | 0 | 0 | 0 | 0 | 0 | 0 | 0 | 0 | 0 | 0 | 0 | 0 | 0 | 0 | 0 | 0 | 0 | 0 | 0 | 0 | 0 | 0
PG&E FRESNO | Malaga | 115 | 1 | 1 | 1 | 0 | 2 | 1 | 3 | 1 | 3 | 1 | 4 | 1 | 1 | 2 | 4 | 1 | 0 | 0 | 0 | 0 | 0 | 0 | 0 | 0 | 0 | 0 | 0 | 0 | 0 | 0 | 0 | 0 | 0 | 0 | 0 | 0 | 0 | 0 | 0 | 0 | 0 | 0 | 0 | 0 | 0 | 0 | 0 | 0 | 0 | 0
PG&E NGBA | Malin | 500 | 2 | 2 | 4 | 0 | 2 | 3 | 1 | 2 | 1 | 2 | 1 | 4 | 1 | 2 | 1 | 3 | 1383.5 | 0 | 0 | 0 | 0 | 0 | 0 | 0 | 0 | 0 | 0 | 0 | 0 | 0 | 1 | 1383.5 | 0 | 1383.5 | 0 | 0 | 0 | 0 | 0 | 0 | 0 | 0 | 0 | 0 | 0 | 0 | 0 | 1 | 1383.5 | 0
SCE Northern | Mandalay | 230 | 2 | 1 | 1 | 1 | 1 | 1 | 1 | 2 | 3 | 1 | 4 | 2 | 3 | 1 | 4 | 1 | 0 | 0 | 0 | 0 | 0 | 0 | 0 | 0 | 0 | 0 | 0 | 0 | 0 | 0 | 0 | 0 | 0 | 0 | 0 | 0 | 0 | 0 | 0 | 0 | 0 | 0 | 0 | 0 | 0 | 0 | 0 | 0 | 0 | 0
PG&E FRESNO | Manning | 230 | 1 | 1 | 2 | 0 | 2 | 1 | 3 | 1 | 3 | 1 | 3 | 2 | 1 | 2 | 4 | 1 | 0 | 0 | 0 | 0 | 0 | 0 | 0 | 0 | 0 | 0 | 0 | 0 | 0 | 0 | 0 | 0 | 0 | 0 | 0 | 0 | 0 | 0 | 0 | 0 | 0 | 0 | 0 | 0 | 0 | 0 | 0 | 0 | 0 | 0
PG&E FRESNO | Manning | 500 | 1 | 1 | 2 | 0 | 2 | 1 | 3 | 1 | 3 | 1 | 3 | 2 | 1 | 2 | 4 | 1 | 0 | 0 | 0 | 0 | 0 | 0 | 0 | 0 | 0 | 585 | 500 | 0 | 280 | 0 | 1 | 1085 | 280 | 0 | 0 | 0 | 0 | 0 | 0 | 0 | 0 | 0 | 585 | 500 | 0 | 280 | 0 | 1 | 1085 | 280
PG&E GBA | Manteca | 115 | 1 | 1 | 2 | 0 | 2 | 2 | 3 | 1 | 3 | 1 | 3 | 2 | 1 | 2 | 3 | 2 | 0 | 0 | 0 | 0 | 0 | 0 | 0 | 0 | 0 | 0 | 0 | 0 | 0 | 0 | 0 | 0 | 0 | 0 | 0 | 0 | 0 | 0 | 0 | 0 | 0 | 0 | 0 | 0 | 0 | 0 | 0 | 0 | 0 | 0
SDGE | Margarita | 138 | 1 | 1 | 2 | 0 | 1 | 3 | 3 | 1 | 3 | 1 | 3 | 2 | 3 | 1 | 1 | 3 | 0 | 0 | 0 | 0 | 0 | 0 | 0 | 0 | 0 | 90 | 0 | 0 | 0 | 0 | 1 | 90 | 0 | 0 | 0 | 0 | 0 | 0 | 0 | 0 | 0 | 0 | 90 | 0 | 0 | 0 | 0 | 1 | 90 | 0
PG&E GBA | Martin | 230 | 2 | 1 | 2 | 1 | 1 | 2 | 1 | 2 | 3 | 1 | 3 | 3 | 3 | 1 | 3 | 2 | 0 | 0 | 0 | 0 | 0 | 0 | 0 | 0 | 0 | 0 | 0 | 0 | 0 | 0 | 0 | 0 | 0 | 0 | 0 | 0 | 0 | 0 | 0 | 0 | 0 | 0 | 0 | 0 | 0 | 0 | 0 | 0 | 0 | 0
PG&E GBA | Martin | 115 | 2 | 1 | 2 | 1 | 1 | 2 | 1 | 2 | 3 | 1 | 3 | 3 | 3 | 1 | 3 | 2 | 0 | 0 | 0 | 0 | 0 | 0 | 0 | 0 | 0 | 0 | 0 | 188 | 0 | 0 | 1 | 0 | 188 | 0 | 0 | 0 | 0 | 0 | 0 | 0 | 0 | 0 | 0 | 0 | 188 | 0 | 0 | 1 | 0 | 188
PG&E GBA | Martinez | 115 | 2 | 1 | 1 | 0 | 1 | 1 | 1 | 2 | 3 | 1 | 4 | 1 | 3 | 1 | 4 | 1 | 0 | 0 | 0 | 0 | 0 | 0 | 0 | 0 | 0 | 0 | 0 | 0 | 0 | 0 | 0 | 0 | 0 | 0 | 0 | 0 | 0 | 0 | 0 | 0 | 0 | 0 | 0 | 0 | 0 | 0 | 0 | 0 | 0 | 0
PG&E FRESNO | Mc Mullin | 230 | 1 | 1 | 3 | 0 | 2 | 1 | 3 | 1 | 3 | 1 | 2 | 3 | 1 | 2 | 4 | 1 | 0 | 0 | 0 | 0 | 0 | 0 | 0 | 0 | 0 | 0 | 0 | 0 | 0 | 0 | 0 | 0 | 0 | 0 | 0 | 0 | 0 | 0 | 0 | 0 | 0 | 0 | 100 | 0 | 0 | 0 | 0 | 1 | 100 | 0
PG&E FRESNO | McCall | 115 | 1 | 1 | 3 | 0 | 2 | 1 | 3 | 1 | 3 | 1 | 2 | 3 | 1 | 2 | 4 | 1 | 0 | 0 | 0 | 0 | 0 | 0 | 0 | 0 | 0 | 0 | 0 | 0 | 0 | 0 | 0 | 0 | 0 | 0 | 0 | 0 | 0 | 0 | 0 | 0 | 0 | 0 | 0 | 0 | 0 | 0 | 0 | 0 | 0 | 0
PG&E FRESNO | McCall | 230 | 1 | 1 | 3 | 0 | 2 | 1 | 3 | 1 | 3 | 1 | 2 | 3 | 1 | 2 | 4 | 1 | 0 | 0 | 0 | 0 | 0 | 0 | 0 | 0 | 0 | 0 | 0 | 0 | 0 | 0 | 0 | 0 | 0 | 0 | 0 | 0 | 0 | 0 | 0 | 0 | 0 | 0 | 213 | 0 | 0 | 0 | 0 | 1 | 213 | 0
PG&E GBA | Meadow Lane | 115 | 2 | 1 | 1 | 1 | 1 | 1 | 1 | 2 | 3 | 1 | 4 | 2 | 3 | 1 | 4 | 1 | 0 | 0 | 0 | 0 | 0 | 0 | 0 | 0 | 0 | 0 | 0 | 0 | 0 | 0 | 0 | 0 | 0 | 0 | 0 | 0 | 0 | 0 | 0 | 0 | 0 | 0 | 0 | 0 | 0 | 0 | 0 | 0 | 0 | 0
PG&E GBA | Melones | 115 | 2 | 1 | 4 | 1 | 1 | 3 | 1 | 2 | 3 | 1 | 1 | 4 | 3 | 1 | 1 | 3 | 0 | 0 | 0 | 0 | 0 | 0 | 0 | 0 | 0 | 0 | 0 | 0 | 0 | 0 | 0 | 0 | 0 | 0 | 0 | 0 | 0 | 0 | 0 | 0 | 0 | 0 | 0 | 0 | 0 | 0 | 0 | 0 | 0 | 0
PG&E GBA | Melones | 230 | 2 | 1 | 4 | 1 | 1 | 3 | 1 | 2 | 3 | 1 | 1 | 4 | 3 | 1 | 1 | 3 | 0 | 0 | 0 | 0 | 0 | 0 | 0 | 0 | 0 | 0 | 0 | 0 | 0 | 0 | 0 | 0 | 0 | 0 | 0 | 0 | 0 | 0 | 0 | 0 | 0 | 0 | 0 | 0 | 0 | 0 | 0 | 0 | 0 | 0
SDGE | Melrose | 69 | 2 | 1 | 3 | 0 | 1 | 3 | 1 | 2 | 3 | 1 | 2 | 3 | 3 | 1 | 1 | 3 | 0 | 0 | 0 | 0 | 0 | 0 | 0 | 0 | 0 | 0 | 0 | 0 | 0 | 0 | 0 | 0 | 0 | 0 | 0 | 0 | 0 | 0 | 0 | 0 | 0 | 0 | 0 | 0 | 0 | 0 | 0 | 0 | 0 | 0
PG&E NGBA | Mendocino | 115 | 2 | 2 | 4 | 1 | 2 | 3 | 1 | 2 | 1 | 2 | 1 | 4 | 1 | 2 | 1 | 3 | 0 | 0 | 0 | 0 | 0 | 0 | 0 | 0 | 5 | 0 | 0 | 0 | 0 | 0 | 1 | 5 | 0 | 0 | 0 | 0 | 0 | 0 | 0 | 0 | 0 | 5 | 0 | 0 | 0 | 0 | 0 | 1 | 5 | 0
PG&E NGBA | Mendocino | 60 | 2 | 2 | 4 | 1 | 2 | 3 | 1 | 2 | 1 | 2 | 1 | 4 | 1 | 2 | 1 | 3 | 0 | 0 | 0 | 0 | 0 | 0 | 0 | 0 | 0 | 0 | 0 | 0 | 0 | 0 | 0 | 0 | 0 | 0 | 0 | 0 | 0 | 0 | 0 | 0 | 0 | 0 | 0 | 0 | 0 | 0 | 0 | 0 | 0 | 0
PG&E FRESNO | Mendota | 115 | 1 | 1 | 3 | 0 | 2 | 1 | 3 | 1 | 3 | 1 | 2 | 3 | 1 | 2 | 4 | 1 | 0 | 0 | 0 | 0 | 0 | 0 | 0 | 0 | 0 | 0 | 0 | 0 | 0 | 0 | 0 | 0 | 0 | 0 | 0 | 0 | 0 | 0 | 0 | 0 | 0 | 0 | 0 | 0 | 0 | 0 | 0 | 0 | 0 | 0
PG&E GBA | Menlo | 60 | 2 | 1 | 2 | 1 | 1 | 2 | 1 | 2 | 3 | 1 | 3 | 3 | 3 | 1 | 3 | 2 | 0 | 0 | 0 | 0 | 0 | 0 | 0 | 0 | 0 | 0 | 0 | 0 | 0 | 0 | 0 | 0 | 0 | 0 | 0 | 0 | 0 | 0 | 0 | 0 | 0 | 0 | 0 | 0 | 0 | 0 | 0 | 0 | 0 | 0
PG&E FRESNO | Merced | 115 | 1 | 1 | 3 | 1 | 2 | 1 | 3 | 1 | 3 | 1 | 2 | 4 | 1 | 2 | 4 | 1 | 0 | 0 | 0 | 0 | 0 | 0 | 0 | 0 | 0 | 0 | 0 | 0 | 0 | 0 | 0 | 0 | 0 | 0 | 0 | 0 | 0 | 0 | 0 | 0 | 0 | 0 | 0 | 0 | 0 | 0 | 0 | 0 | 0 | 0
EOP | Mercury | 138 | 2 | 2 | 4 | 0 | 1 | 3 | 1 | 2 | 1 | 2 | 1 | 4 | 3 | 1 | 1 | 3 | 0 | 0 | 0 | 0 | 0 | 0 | 0 | 0 | 0 | 0 | 0 | 0 | 0 | 0 | 0 | 0 | 0 | 0 | 0 | 0 | 0 | 0 | 0 | 0 | 0 | 0 | 0 | 0 | 0 | 0 | 0 | 0 | 0 | 0
PG&E FRESNO | Mercy Springs | 70 | 1 | 1 | 4 | 0 | 2 | 1 | 3 | 1 | 3 | 1 | 1 | 4 | 1 | 2 | 4 | 1 | 0 | 0 | 0 | 0 | 0 | 0 | 0 | 0 | 0 | 0 | 75 | 78 | 0 | 0 | 1 | 75 | 78 | 0 | 0 | 0 | 0 | 0 | 0 | 0 | 0 | 0 | 0 | 75 | 78 | 0 | 0 | 1 | 75 | 78
PG&E NGBA | Meridian | 60 | 2 | 2 | 4 | 0 | 1 | 3 | 1 | 2 | 1 | 2 | 1 | 4 | 3 | 1 | 1 | 3 | 0 | 0 | 0 | 0 | 0 | 0 | 0 | 0 | 0 | 0 | 0 | 0 | 0 | 0 | 0 | 0 | 0 | 0 | 0 | 0 | 0 | 0 | 0 | 0 | 0 | 0 | 0 | 0 | 0 | 0 | 0 | 0 | 0 | 0
PG&E KERN | Mesa (PGE) | 115 | 2 | 2 | 2 | 1 | 2 | 2 | 1 | 2 | 1 | 2 | 3 | 3 | 1 | 2 | 3 | 2 | 0 | 0 | 0 | 0 | 0 | 0 | 0 | 0 | 0 | 0 | 0 | 0 | 0 | 0 | 0 | 0 | 0 | 0 | 0 | 0 | 0 | 0 | 0 | 0 | 0 | 0 | 0 | 0 | 0 | 0 | 0 | 0 | 0 | 0
PG&E KERN | Mesa (PGE) | 230 | 2 | 2 | 2 | 1 | 2 | 2 | 1 | 2 | 1 | 2 | 3 | 3 | 1 | 2 | 3 | 2 | 0 | 0 | 0 | 0 | 0 | 0 | 0 | 0 | 0 | 0 | 0 | 0 | 0 | 350 | 1 | 0 | 350 | 0 | 0 | 0 | 0 | 0 | 0 | 0 | 0 | 0 | 0 | 0 | 0 | 0 | 350 | 1 | 0 | 350
SCE Metro | Mesa (SCE) | 230 | 1 | 1 | 2 | 1 | 1 | 2 | 3 | 1 | 3 | 1 | 3 | 3 | 3 | 1 | 3 | 2 | 0 | 0 | 0 | 0 | 0 | 0 | 0 | 0 | 1.92 | 0 | 0 | 0 | 0 | 0 | 1 | 1.92 | 0 | 0 | 0 | 0 | 0 | 0 | 0 | 0 | 0 | 1.92 | 0 | 0 | 0 | 0 | 0 | 1 | 1.92 | 0
SCE Metro | Mesa (SCE) | 500 | 1 | 1 | 2 | 1 | 1 | 2 | 3 | 1 | 3 | 1 | 3 | 3 | 3 | 1 | 3 | 2 | 0 | 0 | 0 | 0 | 0 | 0 | 0 | 0 | 0 | 0 | 0 | 0 | 0 | 0 | 0 | 0 | 0 | 0 | 0 | 0 | 0 | 0 | 0 | 0 | 0 | 0 | 0 | 0 | 0 | 0 | 0 | 0 | 0 | 0
SDGE | Mesa Heights | 69 | 2 | 1 | 2 | 0 | 1 | 3 | 1 | 2 | 3 | 1 | 3 | 2 | 3 | 1 | 1 | 3 | 0 | 0 | 0 | 0 | 0 | 0 | 0 | 0 | 0 | 0 | 0 | 0 | 0 | 0 | 0 | 0 | 0 | 0 | 0 | 0 | 0 | 0 | 0 | 0 | 0 | 0 | 0 | 0 | 0 | 0 | 0 | 0 | 0 | 0
PG&E GBA | Metcalf | 115 | 2 | 1 | 1 | 0 | 2 | 3 | 1 | 2 | 3 | 1 | 4 | 1 | 1 | 2 | 1 | 3 | 0 | 0 | 0 | 0 | 0 | 0 | 0 | 0 | 0 | 0 | 0 | 0 | 0 | 0 | 0 | 0 | 0 | 0 | 0 | 0 | 0 | 0 | 0 | 0 | 0 | 0 | 0 | 0 | 0 | 0 | 0 | 0 | 0 | 0
PG&E GBA | Metcalf | 230 | 2 | 1 | 1 | 0 | 2 | 3 | 1 | 2 | 3 | 1 | 4 | 1 | 1 | 2 | 1 | 3 | 0 | 0 | 0 | 0 | 0 | 0 | 0 | 0 | 0 | 0 | 0 | 0 | 0 | 0 | 0 | 0 | 0 | 0 | 0 | 0 | 0 | 0 | 0 | 0 | 0 | 0 | 0 | 0 | 0 | 0 | 0 | 0 | 0 | 0
PG&E GBA | Metcalf | 500 | 2 | 1 | 1 | 0 | 2 | 3 | 1 | 2 | 3 | 1 | 4 | 1 | 1 | 2 | 1 | 3 | 0 | 0 | 0 | 0 | 0 | 0 | 0 | 0 | 0 | 0 | 0 | 0 | 0 | 0 | 0 | 0 | 0 | 0 | 0 | 0 | 0 | 0 | 0 | 0 | 0 | 0 | 0 | 0 | 0 | 0 | 0 | 0 | 0 | 0
PG&E KERN | Midway | 115 | 1 | 1 | 3 | 0 | 1 | 1 | 3 | 1 | 3 | 1 | 2 | 3 | 3 | 1 | 4 | 1 | 0 | 0 | 0 | 0 | 0 | 0 | 0 | 0 | 0 | 205 | 0 | 0 | 0 | 0 | 1 | 205 | 0 | 0 | 0 | 0 | 0 | 0 | 0 | 0 | 0 | 0 | 205 | 0 | 0 | 0 | 0 | 1 | 205 | 0
PG&E KERN | Midway | 230 | 1 | 1 | 3 | 0 | 1 | 1 | 3 | 1 | 3 | 1 | 2 | 3 | 3 | 1 | 4 | 1 | 0 | 0 | 0 | 0 | 0 | 0 | 0 | 0 | 0 | 150 | 0 | 0 | 0 | 0 | 1 | 150 | 0 | 0 | 0 | 0 | 0 | 0 | 0 | 0 | 0 | 0 | 150 | 0 | 0 | 0 | 0 | 1 | 150 | 0
PG&E KERN | Midway | 500 | 1 | 1 | 3 | 0 | 1 | 1 | 3 | 1 | 3 | 1 | 2 | 3 | 3 | 1 | 4 | 1 | 0 | 0 | 0 | 0 | 0 | 0 | 0 | 0 | 0 | 750 | 450 | 0 | 375 | 0 | 1 | 1200 | 375 | 0 | 0 | 0 | 0 | 0 | 0 | 0 | 0 | 0 | 750 | 450 | 0 | 375 | 0 | 1 | 1200 | 375
SDGE | Miguel | 230 | 2 | 1 | 3 | 0 | 1 | 2 | 1 | 2 | 3 | 1 | 2 | 3 | 3 | 1 | 3 | 2 | 0 | 0 | 0 | 0 | 0 | 0 | 0 | 0 | 0 | 0 | 0 | 0 | 0 | 0 | 0 | 0 | 0 | 0 | 0 | 0 | 0 | 0 | 0 | 0 | 0 | 0 | 0 | 0 | 0 | 0 | 0 | 0 | 0 | 0
SDGE | Miguel | 500 | 2 | 1 | 3 | 0 | 1 | 2 | 1 | 2 | 3 | 1 | 2 | 3 | 3 | 1 | 3 | 2 | 0 | 0 | 0 | 0 | 0 | 0 | 0 | 0 | 0 | 0 | 0 | 0 | 0 | 0 | 0 | 0 | 0 | 0 | 0 | 0 | 0 | 0 | 0 | 0 | 0 | 0 | 0 | 0 | 0 | 0 | 0 | 0 | 0 | 0
SDGE | Miguel | 69 | 2 | 1 | 3 | 0 | 1 | 2 | 1 | 2 | 3 | 1 | 2 | 3 | 3 | 1 | 3 | 2 | 0 | 0 | 0 | 0 | 0 | 0 | 0 | 0 | 0 | 0 | 0 | 0 | 0 | 0 | 0 | 0 | 0 | 0 | 0 | 0 | 0 | 0 | 0 | 0 | 0 | 0 | 0 | 0 | 0 | 0 | 0 | 0 | 0 | 0
PG&E GBA | Millbrae | 115 | 2 | 1 | 2 | 1 | 1 | 2 | 1 | 2 | 3 | 1 | 3 | 3 | 3 | 1 | 3 | 2 | 0 | 0 | 0 | 0 | 0 | 0 | 0 | 0 | 0 | 0 | 0 | 0 | 0 | 0 | 0 | 0 | 0 | 0 | 0 | 0 | 0 | 0 | 0 | 0 | 0 | 0 | 0 | 0 | 0 | 0 | 0 | 0 | 0 | 0
PG&E GBA | Miller | 115 | 1 | 1 | 4 | 0 | 2 | 1 | 3 | 1 | 3 | 1 | 1 | 4 | 1 | 2 | 4 | 1 | 0 | 0 | 0 | 0 | 0 | 0 | 0 | 0 | 0 | 0 | 0 | 0 | 0 | 0 | 0 | 0 | 0 | 0 | 0 | 0 | 0 | 0 | 0 | 0 | 0 | 0 | 0 | 0 | 0 | 0 | 0 | 0 | 0 | 0
SCE Metro | Mira Loma | 230 | 1 | 1 | 1 | 0 | 1 | 1 | 3 | 1 | 3 | 1 | 4 | 1 | 3 | 1 | 4 | 1 | 0 | 0 | 0 | 0 | 0 | 0 | 0 | 0 | 0 | 0 | 0 | 42 | 300 | 0 | 1 | 0 | 342 | 0 | 0 | 0 | 0 | 0 | 0 | 0 | 0 | 0 | 0 | 0 | 42 | 300 | 0 | 1 | 0 | 342
SCE Metro | Mira Loma | 500 | 1 | 1 | 1 | 0 | 1 | 1 | 3 | 1 | 3 | 1 | 4 | 1 | 3 | 1 | 4 | 1 | 0 | 0 | 0 | 0 | 0 | 0 | 0 | 0 | 0 | 0 | 0 | 0 | 1050.5 | 0 | 1 | 0 | 1050.5 | 0 | 0 | 0 | 0 | 0 | 0 | 0 | 0 | 0 | 0 | 0 | 0 | 1050.5 | 0 | 1 | 0 | 1050.5
SCE Eastern | Mirage | 115 | 2 | 1 | 3 | 0 | 1 | 3 | 1 | 2 | 3 | 1 | 2 | 3 | 3 | 1 | 1 | 3 | 0 | 0 | 0 | 0 | 0 | 0 | 0 | 0 | 0 | 0 | 0 | 0 | 0 | 0 | 0 | 0 | 0 | 0 | 0 | 0 | 0 | 0 | 0 | 0 | 0 | 0 | 0 | 0 | 0 | 0 | 0 | 0 | 0 | 0
SCE Eastern | Mirage | 230 | 2 | 1 | 3 | 0 | 1 | 3 | 1 | 2 | 3 | 1 | 2 | 3 | 3 | 1 | 1 | 3 | 100 | 0 | 0 | 60 | 0 | 0 | 0 | 0 | 0 | 0 | 0 | 0 | 0 | 0 | 1 | 160 | 0 | 100 | 0 | 0 | 60 | 0 | 0 | 0 | 0 | 0 | 0 | 0 | 0 | 0 | 0 | 1 | 160 | 0
SDGE | Mission | 138 | 2 | 1 | 2 | 0 | 1 | 2 | 1 | 2 | 3 | 1 | 3 | 2 | 3 | 1 | 3 | 2 | 0 | 0 | 0 | 0 | 0 | 0 | 0 | 0 | 0 | 0 | 0 | 0 | 0 | 0 | 0 | 0 | 0 | 0 | 0 | 0 | 0 | 0 | 0 | 0 | 0 | 0 | 0 | 0 | 0 | 0 | 0 | 0 | 0 | 0
SDGE | Mission | 230 | 2 | 1 | 2 | 0 | 1 | 2 | 1 | 2 | 3 | 1 | 3 | 2 | 3 | 1 | 3 | 2 | 0 | 0 | 0 | 0 | 0 | 0 | 0 | 0 | 0 | 0 | 0 | 0 | 0 | 0 | 0 | 0 | 0 | 0 | 0 | 0 | 0 | 0 | 0 | 0 | 0 | 0 | 0 | 0 | 0 | 0 | 0 | 0 | 0 | 0
SDGE | Mission | 69 | 2 | 1 | 2 | 0 | 1 | 2 | 1 | 2 | 3 | 1 | 3 | 2 | 3 | 1 | 3 | 2 | 0 | 0 | 0 | 0 | 0 | 0 | 0 | 0 | 0 | 0 | 0 | 0 | 0 | 0 | 0 | 0 | 0 | 0 | 0 | 0 | 0 | 0 | 0 | 0 | 0 | 0 | 0 | 0 | 0 | 0 | 0 | 0 | 0 | 0
PG&E GBA | Mi-Wuk | 115 | 2 | 1 | 4 | 1 | 1 | 3 | 1 | 2 | 3 | 1 | 1 | 4 | 3 | 1 | 1 | 3 | 0 | 0 | 0 | 0 | 0 | 0 | 0 | 0 | 0 | 0 | 0 | 0 | 0 | 0 | 0 | 0 | 0 | 0 | 0 | 0 | 0 | 0 | 0 | 0 | 0 | 0 | 0 | 0 | 0 | 0 | 0 | 0 | 0 | 0
EOP | Mohave | 500 | 2 | 2 | 2 | 1 | 1 | 3 | 1 | 2 | 1 | 2 | 3 | 3 | 3 | 1 | 1 | 3 | 0 | 0 | 150 | 0 | 0 | 0 | 0 | 0 | 0 | 665 | 587 | 0 | 0 | 400 | 1 | 1402 | 400 | 0 | 0 | 150 | 0 | 0 | 0 | 0 | 0 | 0 | 1165 | 587 | 0 | 0 | 400 | 1 | 1902 | 400
PG&E NGBA | Monroe | 115 | 2 | 1 | 2 | 1 | 2 | 2 | 1 | 2 | 3 | 1 | 3 | 3 | 1 | 2 | 3 | 2 | 0 | 0 | 0 | 0 | 0 | 0 | 0 | 0 | 0 | 0 | 0 | 0 | 0 | 0 | 0 | 0 | 0 | 0 | 0 | 0 | 0 | 0 | 0 | 0 | 0 | 0 | 0 | 0 | 0 | 0 | 0 | 0 | 0 | 0
SDGE | Monserate | 69 | 2 | 1 | 3 | 0 | 1 | 3 | 1 | 2 | 3 | 1 | 2 | 3 | 3 | 1 | 1 | 3 | 0 | 0 | 0 | 0 | 0 | 0 | 0 | 0 | 0 | 0 | 0 | 0 | 0 | 0 | 0 | 0 | 0 | 0 | 0 | 0 | 0 | 0 | 0 | 0 | 0 | 0 | 0 | 0 | 0 | 0 | 0 | 0 | 0 | 0
PG&E GBA | Monta Vista | 115 | 2 | 1 | 3 | 0 | 2 | 3 | 1 | 2 | 3 | 1 | 2 | 3 | 1 | 2 | 1 | 3 | 0 | 0 | 0 | 0 | 0 | 0 | 0 | 0 | 0 | 0 | 0 | 0 | 0 | 0 | 0 | 0 | 0 | 0 | 0 | 0 | 0 | 0 | 0 | 0 | 0 | 0 | 0 | 0 | 0 | 0 | 0 | 0 | 0 | 0
PG&E GBA | Monta Vista | 230 | 2 | 1 | 3 | 0 | 2 | 3 | 1 | 2 | 3 | 1 | 2 | 3 | 1 | 2 | 1 | 3 | 0 | 0 | 0 | 0 | 0 | 0 | 0 | 0 | 0 | 0 | 0 | 0 | 0 | 0 | 0 | 0 | 0 | 0 | 0 | 0 | 0 | 0 | 0 | 0 | 0 | 0 | 0 | 0 | 0 | 0 | 0 | 0 | 0 | 0
PG&E GBA | Monta Vista | 60 | 2 | 1 | 3 | 0 | 2 | 3 | 1 | 2 | 3 | 1 | 2 | 3 | 1 | 2 | 1 | 3 | 0 | 0 | 0 | 0 | 0 | 0 | 0 | 0 | 0 | 0 | 0 | 0 | 0 | 0 | 0 | 0 | 0 | 0 | 0 | 0 | 0 | 0 | 0 | 0 | 0 | 0 | 0 | 0 | 0 | 0 | 0 | 0 | 0 | 0
PG&E NGBA | Monticello | 115 | 2 | 1 | 4 | 1 | 2 | 3 | 1 | 2 | 3 | 1 | 1 | 4 | 1 | 2 | 1 | 3 | 0 | 0 | 0 | 0 | 0 | 0 | 0 | 0 | 0 | 0 | 0 | 0 | 0 | 0 | 0 | 0 | 0 | 0 | 0 | 0 | 0 | 0 | 0 | 0 | 0 | 0 | 0 | 0 | 0 | 0 | 0 | 0 | 0 | 0
SCE Northern | Moorpark | 230 | 2 | 1 | 4 | 0 | 1 | 3 | 1 | 2 | 3 | 1 | 1 | 4 | 3 | 1 | 1 | 3 | 0 | 0 | 0 | 0 | 0 | 0 | 0 | 0 | 0 | 0 | 0 | 350 | 0 | 0 | 1 | 0 | 350 | 0 | 0 | 0 | 0 | 0 | 0 | 0 | 0 | 0 | 0 | 0 | 350 | 0 | 0 | 1 | 0 | 350
SCE Northern | Moorpark | 66 | 2 | 1 | 4 | 0 | 1 | 3 | 1 | 2 | 3 | 1 | 1 | 4 | 3 | 1 | 1 | 3 | 0 | 0 | 0 | 0 | 0 | 0 | 0 | 0 | 0 | 0 | 0 | 0 | 0 | 0 | 0 | 0 | 0 | 0 | 0 | 0 | 0 | 0 | 0 | 0 | 0 | 0 | 0 | 0 | 0 | 0 | 0 | 0 | 0 | 0
PG&E GBA | Moraga | 115 | 2 | 1 | 3 | 0 | 1 | 3 | 1 | 2 | 3 | 1 | 2 | 3 | 3 | 1 | 1 | 3 | 0 | 0 | 0 | 0 | 0 | 0 | 0 | 0 | 0 | 0 | 0 | 0 | 0 | 0 | 0 | 0 | 0 | 0 | 0 | 0 | 0 | 0 | 0 | 0 | 0 | 0 | 0 | 0 | 0 | 0 | 0 | 0 | 0 | 0
PG&E GBA | Moraga | 230 | 2 | 1 | 3 | 0 | 1 | 3 | 1 | 2 | 3 | 1 | 2 | 3 | 3 | 1 | 1 | 3 | 0 | 0 | 0 | 0 | 0 | 0 | 0 | 0 | 0 | 0 | 0 | 0 | 0 | 0 | 0 | 0 | 0 | 0 | 0 | 0 | 0 | 0 | 0 | 0 | 0 | 0 | 0 | 0 | 0 | 0 | 0 | 0 | 0 | 0
PG&E GBA | Morgan Hill | 115 | 2 | 1 | 3 | 0 | 2 | 2 | 1 | 2 | 3 | 1 | 2 | 3 | 1 | 2 | 3 | 2 | 0 | 0 | 0 | 0 | 0 | 0 | 0 | 0 | 0 | 0 | 0 | 0 | 0 | 0 | 0 | 0 | 0 | 0 | 0 | 0 | 0 | 0 | 0 | 0 | 0 | 0 | 0 | 0 | 0 | 0 | 0 | 0 | 0 | 0
PG&E KERN | Morro Bay | 115 | 2 | 2 | 1 | 1 | 2 | 3 | 1 | 2 | 1 | 2 | 4 | 2 | 1 | 2 | 1 | 3 | 0 | 0 | 0 | 0 | 0 | 0 | 0 | 0 | 0 | 0 | 0 | 0 | 0 | 0 | 0 | 0 | 0 | 0 | 0 | 0 | 0 | 0 | 0 | 0 | 0 | 0 | 0 | 0 | 0 | 0 | 0 | 0 | 0 | 0
PG&E KERN | Morro Bay | 230 | 2 | 2 | 1 | 1 | 2 | 3 | 1 | 2 | 1 | 2 | 4 | 2 | 1 | 2 | 1 | 3 | 0 | 0 | 0 | 0 | 0 | 0 | 0 | 0 | 0 | 0 | 0 | 0 | 0 | 0 | 0 | 0 | 0 | 0 | 0 | 0 | 0 | 0 | 0 | 0 | 0 | 0 | 0 | 0 | 0 | 0 | 0 | 0 | 0 | 0
PG&E KERN | Morro Bay | 500 | 2 | 2 | 1 | 1 | 2 | 3 | 1 | 2 | 1 | 2 | 4 | 2 | 1 | 2 | 1 | 3 | 0 | 0 | 0 | 0 | 0 | 0 | 0 | 0 | 0 | 420 | 0 | 0 | 0 | 362 | 1 | 420 | 362 | 0 | 0 | 0 | 0 | 0 | 0 | 0 | 0 | 0 | 420 | 0 | 0 | 0 | 362 | 1 | 420 | 362
PG&E GBA | Moss Landing | 115 | 2 | 2 | 1 | 0 | 2 | 2 | 1 | 2 | 1 | 2 | 4 | 1 | 1 | 2 | 3 | 2 | 0 | 0 | 0 | 0 | 0 | 0 | 0 | 0 | 0 | 0 | 0 | 0 | 0 | 0 | 0 | 0 | 0 | 0 | 0 | 0 | 0 | 0 | 0 | 0 | 0 | 0 | 0 | 0 | 0 | 0 | 0 | 0 | 0 | 0
PG&E GBA | Moss Landing | 230 | 2 | 2 | 1 | 0 | 2 | 2 | 1 | 2 | 1 | 2 | 4 | 1 | 1 | 2 | 3 | 2 | 0 | 0 | 0 | 0 | 0 | 0 | 0 | 0 | 0 | 0 | 0 | 0 | 0 | 0 | 0 | 0 | 0 | 0 | 0 | 0 | 0 | 0 | 0 | 0 | 0 | 0 | 0 | 0 | 0 | 0 | 0 | 0 | 0 | 0
PG&E GBA | Moss Landing | 500 | 2 | 2 | 1 | 0 | 2 | 2 | 1 | 2 | 1 | 2 | 4 | 1 | 1 | 2 | 3 | 2 | 0 | 0 | 0 | 0 | 0 | 0 | 0 | 0 | 0 | 0 | 0 | 0 | 0 | 0 | 0 | 0 | 0 | 0 | 0 | 0 | 0 | 0 | 0 | 0 | 0 | 0 | 0 | 0 | 0 | 0 | 0 | 0 | 0 | 0
EOP | Mountain Pass | 115 | 2 | 2 | 4 | 0 | 1 | 1 | 1 | 2 | 1 | 2 | 1 | 4 | 3 | 1 | 4 | 1 | 0 | 0 | 0 | 0 | 0 | 0 | 0 | 0 | 0 | 0 | 0 | 0 | 0 | 0 | 0 | 0 | 0 | 0 | 0 | 0 | 0 | 0 | 0 | 0 | 0 | 0 | 0 | 0 | 0 | 0 | 0 | 0 | 0 | 0
PG&E GBA | Mountain View | 115 | 2 | 1 | 2 | 0 | 2 | 2 | 1 | 2 | 3 | 1 | 3 | 2 | 1 | 2 | 3 | 2 | 0 | 0 | 0 | 0 | 0 | 0 | 0 | 0 | 0 | 0 | 0 | 0 | 0 | 0 | 0 | 0 | 0 | 0 | 0 | 0 | 0 | 0 | 0 | 0 | 0 | 0 | 0 | 0 | 0 | 0 | 0 | 0 | 0 | 0
PG&E GBA | Mt Eden | 115 | 2 | 1 | 2 | 0 | 1 | 2 | 1 | 2 | 3 | 1 | 3 | 2 | 3 | 1 | 3 | 2 | 0 | 0 | 0 | 0 | 0 | 0 | 0 | 0 | 0 | 0 | 0 | 0 | 0 | 0 | 0 | 0 | 0 | 0 | 0 | 0 | 0 | 0 | 0 | 0 | 0 | 0 | 0 | 0 | 0 | 0 | 0 | 0 | 0 | 0
PG&E KERN | Mt Poso | 115 | 1 | 1 | 1 | 1 | 1 | 1 | 3 | 1 | 3 | 1 | 4 | 2 | 3 | 1 | 4 | 1 | 0 | 0 | 0 | 0 | 0 | 0 | 0 | 0 | 0 | 0 | 0 | 0 | 0 | 0 | 0 | 0 | 0 | 0 | 0 | 0 | 0 | 0 | 0 | 0 | 0 | 0 | 0 | 0 | 0 | 0 | 0 | 0 | 0 | 0
SDGE | Murray | 69 | 2 | 1 | 2 | 0 | 1 | 2 | 1 | 2 | 3 | 1 | 3 | 2 | 3 | 1 | 3 | 2 | 0 | 0 | 0 | 0 | 0 | 0 | 0 | 0 | 0 | 0 | 0 | 0 | 0 | 0 | 0 | 0 | 0 | 0 | 0 | 0 | 0 | 0 | 0 | 0 | 0 | 0 | 0 | 0 | 0 | 0 | 0 | 0 | 0 | 0
PG&E FRESNO | Mustang | 230 | 1 | 1 | 1 | 0 | 2 | 1 | 3 | 1 | 3 | 1 | 4 | 1 | 1 | 2 | 4 | 1 | 0 | 0 | 0 | 0 | 0 | 0 | 0 | 0 | 0 | 0 | 0 | 0 | 180 | 0 | 1 | 0 | 180 | 0 | 0 | 0 | 0 | 0 | 0 | 0 | 0 | 0 | 0 | 0 | 0 | 180 | 0 | 1 | 0 | 180
SCE Northern | Neenach | 66 | 2 | 1 | 4 | 1 | 1 | 3 | 1 | 2 | 3 | 1 | 1 | 4 | 3 | 1 | 1 | 3 | 0 | 0 | 0 | 0 | 0 | 0 | 0 | 0 | 0 | 0 | 0 | 0 | 0 | 0 | 0 | 0 | 0 | 0 | 0 | 0 | 0 | 0 | 0 | 0 | 0 | 0 | 0 | 0 | 0 | 0 | 0 | 0 | 0 | 0
PG&E KERN | New Sub - Gates - Midway (Proposed) | 230 | 1 | 1 | 4 | 0 | 2 | 1 | 3 | 1 | 3 | 1 | 1 | 4 | 1 | 2 | 4 | 1 | 0 | 0 | 0 | 0 | 0 | 0 | 0 | 0 | 0 | 890 | 720 | 238.5 | 200 | 0 | 1 | 1610 | 438.5 | 0 | 0 | 0 | 0 | 0 | 0 | 0 | 0 | 0 | 890 | 720 | 238.5 | 200 | 0 | 1 | 1610 | 438.5
PG&E KERN | New Sub - Gates - Templeton (Proposed) | 230 | 1 | 1 | 4 | 1 | 2 | 1 | 3 | 1 | 3 | 1 | 1 | 4 | 1 | 2 | 4 | 1 | 0 | 0 | 0 | 0 | 0 | 0 | 0 | 0 | 0 | 0 | 190 | 0 | 0 | 0 | 1 | 190 | 0 | 0 | 0 | 0 | 0 | 0 | 0 | 0 | 0 | 0 | 0 | 190 | 0 | 0 | 0 | 1 | 190 | 0
SCE NOL | New Sub - Kramer - Lugo (Proposed) | 230 | 2 | 1 | 2 | 0 | 1 | 1 | 1 | 2 | 3 | 1 | 3 | 2 | 3 | 1 | 4 | 1 | 0 | 0 | 0 | 0 | 0 | 0 | 0 | 0 | 0 | 0 | 0 | 0 | 0 | 0 | 0 | 0 | 0 | 0 | 0 | 0 | 0 | 0 | 0 | 0 | 0 | 0 | 0 | 0 | 0 | 0 | 0 | 0 | 0 | 0
PG&E FRESNO | New Sub - Los Banos - Midway (Proposed) | 500 | 1 | 1 | 4 | 0 | 2 | 1 | 3 | 1 | 3 | 1 | 1 | 4 | 1 | 2 | 4 | 1 | 0 | 0 | 0 | 0 | 0 | 0 | 0 | 0 | 0 | 816 | 0 | 0 | 246 | 0 | 1 | 816 | 246 | 0 | 0 | 0 | 0 | 0 | 0 | 0 | 0 | 0 | 816 | 0 | 0 | 246 | 0 | 1 | 816 | 246
SCE NOL | New Sub - Lugo - Pisgah (Proposed) | 230 | 2 | 1 | 3 | 0 | 1 | 3 | 1 | 2 | 3 | 1 | 2 | 3 | 3 | 1 | 1 | 3 | 0 | 0 | 0 | 0 | 0 | 0 | 0 | 0 | 0 | 0 | 0 | 0 | 0 | 0 | 0 | 0 | 0 | 0 | 0 | 0 | 0 | 0 | 0 | 0 | 0 | 0 | 0 | 0 | 0 | 0 | 0 | 0 | 0 | 0
PG&E KERN | New Sub - Midway - Wheeler Ridge (Proposed) | 230 | 1 | 1 | 3 | 0 | 1 | 1 | 3 | 1 | 3 | 1 | 2 | 3 | 3 | 1 | 4 | 1 | 0 | 0 | 0 | 0 | 0 | 0 | 0 | 0 | 0 | 890 | 275 | 0 | 50 | 0 | 1 | 1165 | 50 | 0 | 0 | 0 | 0 | 0 | 0 | 0 | 0 | 0 | 890 | 275 | 0 | 50 | 0 | 1 | 1165 | 50
PG&E NGBA | New Sub - Near existing Leavitt (PSREC) | 345 | 2 | 2 | 1 | 0 | 1 | 3 | 1 | 2 | 1 | 2 | 4 | 1 | 3 | 1 | 1 | 3 | 0 | 0 | 172.5 | 0 | 0 | 0 | 0 | 0 | 0 | 0 | 0 | 0 | 0 | 0 | 1 | 172.5 | 0 | 0 | 0 | 448 | 0 | 0 | 0 | 0 | 0 | 0 | 0 | 0 | 0 | 0 | 0 | 1 | 448 | 0
PG&E NGBA | New Sub - Near existing Madeline (NVE) | 345 | 2 | 2 | 4 | 0 | 1 | 3 | 1 | 2 | 1 | 2 | 1 | 4 | 3 | 1 | 1 | 3 | 0 | 0 | 700 | 0 | 0 | 0 | 0 | 0 | 0 | 0 | 0 | 0 | 0 | 0 | 1 | 700 | 0 | 0 | 0 | 700 | 0 | 0 | 0 | 0 | 0 | 0 | 0 | 0 | 0 | 0 | 0 | 1 | 700 | 0
SDGE | New Sub - North Gila - IV (Proposed) | 500 | 2 | 1 | 4 | 0 | 2 | 2 | 1 | 2 | 3 | 1 | 1 | 4 | 1 | 2 | 3 | 2 | 0 | 0 | 0 | 0 | 0 | 0 | 0 | 0 | 0 | 650 | 500 | 0 | 0 | 0 | 1 | 1150 | 0 | 0 | 0 | 0 | 0 | 0 | 0 | 0 | 0 | 0 | 650 | 500 | 0 | 0 | 0 | 1 | 1150 | 0
PG&E NGBA | New Sub - Pit 1 - Cottonwood (Proposed) | 230 | 2 | 2 | 4 | 1 | 2 | 3 | 1 | 2 | 1 | 2 | 1 | 4 | 1 | 2 | 1 | 3 | 0 | 0 | 0 | 0 | 0 | 0 | 0 | 0 | 0 | 0 | 0 | 0 | 0 | 0 | 0 | 0 | 0 | 0 | 0 | 0 | 0 | 0 | 0 | 0 | 0 | 0 | 0 | 0 | 0 | 0 | 0 | 0 | 0 | 0
PG&E GBA | New Sub - Rancho Seco - Bellota (Proposed) | 230 | 1 | 1 | 3 | 1 | 2 | 3 | 3 | 1 | 3 | 1 | 2 | 4 | 1 | 2 | 1 | 3 | 0 | 0 | 0 | 0 | 0 | 0 | 0 | 0 | 0 | 0 | 0 | 0 | 0 | 0 | 0 | 0 | 0 | 0 | 0 | 0 | 0 | 0 | 0 | 0 | 0 | 0 | 0 | 0 | 0 | 0 | 0 | 0 | 0 | 0
SDGE | New Sub - Suncrest - Ocotillo (Proposed) | 500 | 2 | 1 | 4 | 0 | 1 | 3 | 1 | 2 | 3 | 1 | 1 | 4 | 3 | 1 | 1 | 3 | 0 | 0 | 280 | 0 | 0 | 0 | 0 | 0 | 0 | 0 | 0 | 0 | 0 | 0 | 1 | 280 | 0 | 0 | 0 | 280 | 0 | 0 | 0 | 0 | 0 | 0 | 0 | 0 | 0 | 0 | 0 | 1 | 280 | 0
PG&E FRESNO | New Sub - Westley - Quinto (Proposed) | 230 | 1 | 1 | 4 | 0 | 2 | 1 | 3 | 1 | 3 | 1 | 1 | 4 | 1 | 2 | 4 | 1 | 80 | 0 | 0 | 0 | 0 | 0 | 0 | 0 | 0 | 0 | 0 | 0 | 0 | 0 | 1 | 80 | 0 | 80 | 0 | 0 | 0 | 0 | 0 | 0 | 0 | 0 | 175 | 0 | 0 | 0 | 0 | 1 | 255 | 0
PG&E GBA | Newark | 115 | 2 | 1 | 3 | 0 | 1 | 2 | 1 | 2 | 3 | 1 | 2 | 3 | 3 | 1 | 3 | 2 | 0 | 0 | 0 | 0 | 0 | 0 | 0 | 0 | 0 | 0 | 0 | 0 | 0 | 0 | 0 | 0 | 0 | 0 | 0 | 0 | 0 | 0 | 0 | 0 | 0 | 0 | 0 | 0 | 0 | 0 | 0 | 0 | 0 | 0
PG&E GBA | Newark | 230 | 2 | 1 | 3 | 0 | 1 | 2 | 1 | 2 | 3 | 1 | 2 | 3 | 3 | 1 | 3 | 2 | 0 | 0 | 0 | 0 | 0 | 0 | 0 | 0 | 0 | 0 | 0 | 0 | 0 | 0 | 0 | 0 | 0 | 0 | 0 | 0 | 0 | 0 | 0 | 0 | 0 | 0 | 0 | 0 | 0 | 0 | 0 | 0 | 0 | 0
PG&E GBA | Newark | 60 | 2 | 1 | 3 | 0 | 1 | 2 | 1 | 2 | 3 | 1 | 2 | 3 | 3 | 1 | 3 | 2 | 0 | 0 | 0 | 0 | 0 | 0 | 0 | 0 | 0 | 0 | 0 | 0 | 0 | 0 | 0 | 0 | 0 | 0 | 0 | 0 | 0 | 0 | 0 | 0 | 0 | 0 | 0 | 0 | 0 | 0 | 0 | 0 | 0 | 0
PG&E FRESNO | Newhall | 115 | 1 | 1 | 4 | 0 | 2 | 1 | 3 | 1 | 3 | 1 | 1 | 4 | 1 | 2 | 4 | 1 | 0 | 0 | 0 | 0 | 0 | 0 | 0 | 0 | 0 | 0 | 0 | 0 | 0 | 0 | 0 | 0 | 0 | 0 | 0 | 0 | 0 | 0 | 0 | 0 | 0 | 0 | 0 | 0 | 0 | 0 | 0 | 0 | 0 | 0
PG&E KERN | Norco | 115 | 1 | 1 | 3 | 0 | 1 | 1 | 3 | 1 | 3 | 1 | 2 | 3 | 3 | 1 | 4 | 1 | 0 | 0 | 0 | 0 | 0 | 0 | 0 | 0 | 0 | 0 | 0 | 0 | 0 | 0 | 0 | 0 | 0 | 0 | 0 | 0 | 0 | 0 | 0 | 0 | 0 | 0 | 0 | 0 | 0 | 0 | 0 | 0 | 0 | 0
PG&E GBA | Nortech | 115 | 2 | 1 | 2 | 0 | 2 | 1 | 1 | 2 | 3 | 1 | 3 | 2 | 1 | 2 | 4 | 1 | 0 | 0 | 0 | 0 | 0 | 0 | 0 | 0 | 0 | 0 | 0 | 0 | 0 | 0 | 0 | 0 | 0 | 0 | 0 | 0 | 0 | 0 | 0 | 0 | 0 | 0 | 0 | 0 | 0 | 0 | 0 | 0 | 0 | 0
SDGE | North City Metering | 138 | 2 | 1 | 2 | 0 | 1 | 3 | 1 | 2 | 3 | 1 | 3 | 2 | 3 | 1 | 1 | 3 | 0 | 0 | 0 | 0 | 0 | 0 | 0 | 0 | 0 | 0 | 0 | 0 | 0 | 0 | 0 | 0 | 0 | 0 | 0 | 0 | 0 | 0 | 0 | 0 | 0 | 0 | 0 | 0 | 0 | 0 | 0 | 0 | 0 | 0
PG&E GBA | North Dublin | 230 | 2 | 1 | 2 | 0 | 1 | 3 | 1 | 2 | 3 | 1 | 3 | 2 | 3 | 1 | 1 | 3 | 0 | 0 | 0 | 0 | 0 | 0 | 0 | 0 | 0 | 0 | 0 | 0 | 0 | 0 | 0 | 0 | 0 | 0 | 0 | 0 | 0 | 0 | 0 | 0 | 0 | 0 | 0 | 0 | 0 | 0 | 0 | 0 | 0 | 0
SDGE | North Gila | 500 | 2 | 2 | 4 | 1 | 2 | 3 | 1 | 2 | 1 | 2 | 1 | 4 | 1 | 2 | 1 | 3 | 0 | 0 | 0 | 0 | 0 | 0 | 0 | 0 | 0 | 200 | 200 | 0 | 0 | 0 | 1 | 400 | 0 | 0 | 0 | 0 | 0 | 0 | 0 | 0 | 0 | 0 | 200 | 430 | 0 | 0 | 0 | 1 | 630 | 0
SCE Metro | North of SONGS | 230 | 2 | 1 | 3 | 0 | 1 | 3 | 1 | 2 | 3 | 1 | 2 | 3 | 3 | 1 | 1 | 3 | 0 | 0 | 0 | 0 | 0 | 0 | 0 | 0 | 0 | 0 | 0 | 0 | 0 | 0 | 0 | 0 | 0 | 0 | 0 | 0 | 0 | 0 | 0 | 0 | 0 | 0 | 0 | 0 | 0 | 0 | 0 | 0 | 0 | 0
SCE Metro | North of SONGS | 500 | 2 | 1 | 3 | 0 | 1 | 3 | 1 | 2 | 3 | 1 | 2 | 3 | 3 | 1 | 1 | 3 | 0 | 0 | 0 | 0 | 0 | 0 | 0 | 0 | 0 | 0 | 0 | 0 | 0 | 0 | 0 | 0 | 0 | 0 | 0 | 0 | 0 | 0 | 0 | 0 | 0 | 0 | 0 | 0 | 0 | 0 | 0 | 0 | 0 | 0
PG&E NGBA | Notre Dame | 115 | 2 | 1 | 4 | 0 | 2 | 2 | 1 | 2 | 3 | 1 | 1 | 4 | 1 | 2 | 3 | 2 | 0 | 0 | 0 | 0 | 0 | 0 | 0 | 0 | 0 | 0 | 0 | 0 | 0 | 0 | 0 | 0 | 0 | 0 | 0 | 0 | 0 | 0 | 0 | 0 | 0 | 0 | 0 | 0 | 0 | 0 | 0 | 0 | 0 | 0
PG&E GBA | Oakland C | 115 | 2 | 1 | 1 | 0 | 1 | 2 | 1 | 2 | 3 | 1 | 4 | 1 | 3 | 1 | 3 | 2 | 0 | 0 | 0 | 0 | 0 | 0 | 0 | 0 | 0 | 0 | 0 | 0 | 0 | 0 | 0 | 0 | 0 | 0 | 0 | 0 | 0 | 0 | 0 | 0 | 0 | 0 | 0 | 0 | 0 | 0 | 0 | 0 | 0 | 0
PG&E GBA | Oakland J | 115 | 2 | 1 | 2 | 0 | 1 | 1 | 1 | 2 | 3 | 1 | 3 | 2 | 3 | 1 | 4 | 1 | 0 | 0 | 0 | 0 | 0 | 0 | 0 | 0 | 0 | 0 | 0 | 0 | 0 | 0 | 0 | 0 | 0 | 0 | 0 | 0 | 0 | 0 | 0 | 0 | 0 | 0 | 0 | 0 | 0 | 0 | 0 | 0 | 0 | 0
PG&E GBA | Oakland L | 115 | 2 | 1 | 2 | 0 | 1 | 1 | 1 | 2 | 3 | 1 | 3 | 2 | 3 | 1 | 4 | 1 | 0 | 0 | 0 | 0 | 0 | 0 | 0 | 0 | 0 | 0 | 0 | 0 | 0 | 0 | 0 | 0 | 0 | 0 | 0 | 0 | 0 | 0 | 0 | 0 | 0 | 0 | 0 | 0 | 0 | 0 | 0 | 0 | 0 | 0
PG&E GBA | Oakland X | 115 | 2 | 1 | 2 | 0 | 1 | 2 | 1 | 2 | 3 | 1 | 3 | 2 | 3 | 1 | 3 | 2 | 0 | 0 | 0 | 0 | 0 | 0 | 0 | 0 | 0 | 0 | 70 | 0 | 0 | 0 | 1 | 70 | 0 | 0 | 0 | 0 | 0 | 0 | 0 | 0 | 0 | 0 | 0 | 70 | 0 | 0 | 0 | 1 | 70 | 0
SDGE | Ocean Ranch | 69 | 2 | 1 | 3 | 1 | 1 | 3 | 1 | 2 | 3 | 1 | 2 | 4 | 3 | 1 | 1 | 3 | 0 | 0 | 0 | 0 | 0 | 0 | 0 | 0 | 0 | 0 | 0 | 0 | 0 | 0 | 0 | 0 | 0 | 0 | 0 | 0 | 0 | 0 | 0 | 0 | 0 | 0 | 0 | 0 | 0 | 0 | 0 | 0 | 0 | 0
PG&E KERN | Oceano | 115 | 2 | 2 | 4 | 1 | 2 | 3 | 1 | 2 | 1 | 2 | 1 | 4 | 1 | 2 | 1 | 3 | 0 | 0 | 0 | 0 | 0 | 0 | 0 | 0 | 0 | 0 | 0 | 0 | 0 | 0 | 0 | 0 | 0 | 0 | 0 | 0 | 0 | 0 | 0 | 0 | 0 | 0 | 0 | 0 | 0 | 0 | 0 | 0 | 0 | 0
SDGE | Ocotillo Express | 500 | 2 | 1 | 4 | 0 | 2 | 3 | 1 | 2 | 3 | 1 | 1 | 4 | 1 | 2 | 1 | 3 | 0 | 0 | 130 | 0 | 0 | 0 | 0 | 0 | 0 | 0 | 0 | 0 | 0 | 0 | 1 | 130 | 0 | 0 | 0 | 130 | 0 | 0 | 0 | 0 | 0 | 0 | 0 | 0 | 0 | 0 | 0 | 1 | 130 | 0
PG&E KERN | Old River | 70 | 1 | 1 | 4 | 0 | 1 | 2 | 3 | 1 | 3 | 1 | 1 | 4 | 3 | 1 | 3 | 2 | 0 | 0 | 0 | 0 | 0 | 0 | 0 | 0 | 2.4 | 0 | 0 | 0 | 0 | 0 | 1 | 2.4 | 0 | 0 | 0 | 0 | 0 | 0 | 0 | 0 | 0 | 2.4 | 0 | 0 | 0 | 0 | 0 | 1 | 2.4 | 0
SDGE | Old Town | 230 | 2 | 1 | 2 | 1 | 1 | 2 | 1 | 2 | 3 | 1 | 3 | 3 | 3 | 1 | 3 | 2 | 0 | 0 | 0 | 0 | 0 | 0 | 0 | 0 | 0 | 0 | 0 | 0 | 0 | 0 | 0 | 0 | 0 | 0 | 0 | 0 | 0 | 0 | 0 | 0 | 0 | 0 | 0 | 0 | 0 | 0 | 0 | 0 | 0 | 0
SCE Metro | Olinda | 230 | 1 | 1 | 2 | 0 | 1 | 2 | 3 | 1 | 3 | 1 | 3 | 2 | 3 | 1 | 3 | 2 | 0 | 0 | 0 | 0 | 0 | 0 | 0 | 0 | 0 | 0 | 0 | 0 | 0 | 0 | 0 | 0 | 0 | 0 | 0 | 0 | 0 | 0 | 0 | 0 | 0 | 0 | 0 | 0 | 0 | 0 | 0 | 0 | 0 | 0
PG&E FRESNO | Olive | 115 | 1 | 1 | 4 | 0 | 1 | 1 | 3 | 1 | 3 | 1 | 1 | 4 | 3 | 1 | 4 | 1 | 0 | 0 | 0 | 0 | 0 | 0 | 0 | 0 | 0 | 0 | 0 | 20 | 0 | 0 | 1 | 0 | 20 | 0 | 0 | 0 | 0 | 0 | 0 | 0 | 0 | 0 | 0 | 0 | 20 | 0 | 0 | 1 | 0 | 20
PG&E NGBA | Olivehurst | 115 | 2 | 2 | 2 | 0 | 1 | 2 | 1 | 2 | 1 | 2 | 3 | 2 | 3 | 1 | 3 | 2 | 0 | 0 | 0 | 0 | 0 | 0 | 0 | 0 | 0 | 0 | 0 | 0 | 0 | 0 | 0 | 0 | 0 | 0 | 0 | 0 | 0 | 0 | 0 | 0 | 0 | 0 | 0 | 0 | 0 | 0 | 0 | 0 | 0 | 0
PG&E NGBA | Oregon Trail | 60 | 2 | 2 | 3 | 0 | 2 | 3 | 1 | 2 | 1 | 2 | 2 | 3 | 1 | 2 | 1 | 3 | 0 | 0 | 0 | 0 | 0 | 0 | 0 | 0 | 0 | 0 | 0 | 0 | 0 | 0 | 0 | 0 | 0 | 0 | 0 | 0 | 0 | 0 | 0 | 0 | 0 | 0 | 0 | 0 | 0 | 0 | 0 | 0 | 0 | 0
SCE Northern | Ormond Beach | 230 | 2 | 1 | 1 | 0 | 1 | 1 | 1 | 2 | 3 | 1 | 4 | 1 | 3 | 1 | 4 | 1 | 0 | 0 | 0 | 0 | 0 | 0 | 0 | 0 | 0 | 332 | 0 | 0 | 0 | 0 | 1 | 332 | 0 | 0 | 0 | 0 | 0 | 0 | 0 | 0 | 0 | 0 | 332 | 0 | 0 | 0 | 0 | 1 | 332 | 0
PG&E FRESNO | Oro Loma | 115 | 1 | 1 | 4 | 0 | 2 | 1 | 3 | 1 | 3 | 1 | 1 | 4 | 1 | 2 | 4 | 1 | 0 | 0 | 0 | 0 | 0 | 0 | 0 | 0 | 0 | 110 | 0 | 0 | 0 | 0 | 1 | 110 | 0 | 0 | 0 | 0 | 0 | 0 | 0 | 0 | 0 | 0 | 110 | 0 | 0 | 0 | 0 | 1 | 110 | 0
PG&E FRESNO | Oro Loma | 70 | 1 | 1 | 4 | 0 | 2 | 1 | 3 | 1 | 3 | 1 | 1 | 4 | 1 | 2 | 4 | 1 | 0 | 0 | 0 | 0 | 0 | 0 | 0 | 0 | 5 | 0 | 0 | 0 | 0 | 0 | 1 | 5 | 0 | 0 | 0 | 0 | 0 | 0 | 0 | 0 | 0 | 5 | 0 | 0 | 0 | 0 | 0 | 1 | 5 | 0
PG&E FRESNO | Orosi | 70 | 1 | 1 | 4 | 0 | 1 | 1 | 3 | 1 | 3 | 1 | 1 | 4 | 3 | 1 | 4 | 1 | 0 | 0 | 0 | 0 | 0 | 0 | 0 | 0 | 0 | 0 | 0 | 0 | 0 | 0 | 0 | 0 | 0 | 0 | 0 | 0 | 0 | 0 | 0 | 0 | 0 | 0 | 0 | 0 | 0 | 0 | 0 | 0 | 0 | 0
SDGE | Otay | 69 | 2 | 1 | 1 | 0 | 1 | 1 | 1 | 2 | 3 | 1 | 4 | 1 | 3 | 1 | 4 | 1 | 0 | 0 | 0 | 0 | 0 | 0 | 0 | 0 | 0 | 0 | 0 | 49.7 | 0 | 0 | 1 | 0 | 49.7 | 0 | 0 | 0 | 0 | 0 | 0 | 0 | 0 | 0 | 0 | 0 | 49.7 | 0 | 0 | 1 | 0 | 49.7
SDGE | Otay Mesa | 230 | 2 | 1 | 1 | 0 | 1 | 3 | 1 | 2 | 3 | 1 | 4 | 1 | 3 | 1 | 1 | 3 | 0 | 0 | 0 | 0 | 0 | 0 | 0 | 0 | 0 | 0 | 0 | 65 | 0 | 0 | 1 | 0 | 65 | 0 | 0 | 0 | 0 | 0 | 0 | 0 | 0 | 0 | 0 | 0 | 65 | 0 | 0 | 1 | 0 | 65
PG&E FRESNO | Padre Flats SW STA | 230 | 1 | 1 | 4 | 1 | 2 | 1 | 3 | 1 | 3 | 1 | 1 | 4 | 1 | 2 | 4 | 1 | 0 | 0 | 0 | 0 | 0 | 0 | 0 | 0 | 0 | 370 | 0 | 0 | 31 | 0 | 1 | 370 | 31 | 0 | 0 | 0 | 0 | 0 | 0 | 0 | 0 | 0 | 370 | 0 | 0 | 31 | 0 | 1 | 370 | 31
EOP | Pahrump | 138 | 2 | 2 | 4 | 0 | 1 | 3 | 1 | 2 | 1 | 2 | 1 | 4 | 3 | 1 | 1 | 3 | 0 | 0 | 0 | 0 | 0 | 0 | 0 | 0 | 0 | 0 | 0 | 0 | 0 | 0 | 0 | 0 | 0 | 0 | 0 | 0 | 0 | 0 | 0 | 0 | 0 | 0 | 0 | 0 | 0 | 0 | 0 | 0 | 0 | 0
EOP | Pahrump | 230 | 2 | 2 | 4 | 0 | 1 | 3 | 1 | 2 | 1 | 2 | 1 | 4 | 3 | 1 | 1 | 3 | 0 | 0 | 0 | 0 | 0 | 0 | 0 | 0 | 0 | 0 | 0 | 0 | 0 | 0 | 0 | 0 | 0 | 0 | 0 | 0 | 0 | 0 | 0 | 0 | 0 | 0 | 0 | 0 | 0 | 0 | 0 | 0 | 0 | 0
SDGE | Pala | 69 | 2 | 1 | 1 | 0 | 1 | 3 | 1 | 2 | 3 | 1 | 4 | 1 | 3 | 1 | 1 | 3 | 0 | 0 | 0 | 0 | 0 | 0 | 0 | 0 | 0 | 0 | 0 | 0 | 0 | 0 | 0 | 0 | 0 | 0 | 0 | 0 | 0 | 0 | 0 | 0 | 0 | 0 | 0 | 0 | 0 | 0 | 0 | 0 | 0 | 0
PG&E NGBA | Palermo | 115 | 2 | 1 | 2 | 0 | 2 | 2 | 1 | 2 | 3 | 1 | 3 | 2 | 1 | 2 | 3 | 2 | 0 | 0 | 0 | 0 | 0 | 0 | 0 | 0 | 0 | 0 | 0 | 0 | 0 | 0 | 0 | 0 | 0 | 0 | 0 | 0 | 0 | 0 | 0 | 0 | 0 | 0 | 0 | 0 | 0 | 0 | 0 | 0 | 0 | 0
PG&E NGBA | Palermo | 230 | 2 | 1 | 2 | 0 | 2 | 2 | 1 | 2 | 3 | 1 | 3 | 2 | 1 | 2 | 3 | 2 | 20 | 0 | 0 | 0 | 0 | 0 | 0 | 0 | 0 | 0 | 0 | 0 | 0 | 0 | 1 | 20 | 0 | 20 | 0 | 0 | 0 | 0 | 0 | 0 | 0 | 0 | 0 | 0 | 0 | 0 | 0 | 1 | 20 | 0
SCE Eastern | Palo Verde | 500 | 2 | 1 | 4 | 0 | 2 | 3 | 1 | 2 | 3 | 1 | 1 | 4 | 1 | 2 | 1 | 3 | 0 | 0 | 0 | 0 | 2936 | 0 | 0 | 0 | 0 | 0 | 0 | 0 | 0 | 0 | 1 | 2936 | 0 | 0 | 0 | 0 | 0 | 4436 | 0 | 0 | 0 | 0 | 0 | 0 | 0 | 0 | 0 | 1 | 4436 | 0
SDGE | Palomar Energy | 230 | 2 | 1 | 2 | 0 | 1 | 3 | 1 | 2 | 3 | 1 | 3 | 2 | 3 | 1 | 1 | 3 | 0 | 0 | 0 | 0 | 0 | 0 | 0 | 0 | 0 | 0 | 0 | 0 | 0 | 0 | 0 | 0 | 0 | 0 | 0 | 0 | 0 | 0 | 0 | 0 | 0 | 0 | 0 | 0 | 0 | 0 | 0 | 0 | 0 | 0
PG&E KERN | Panama | 70 | 1 | 1 | 3 | 1 | 1 | 1 | 3 | 1 | 3 | 1 | 2 | 4 | 3 | 1 | 4 | 1 | 0 | 0 | 0 | 0 | 0 | 0 | 0 | 0 | 0 | 0 | 0 | 0 | 0 | 0 | 0 | 0 | 0 | 0 | 0 | 0 | 0 | 0 | 0 | 0 | 0 | 0 | 0 | 0 | 0 | 0 | 0 | 0 | 0 | 0
PG&E FRESNO | Panoche | 115 | 1 | 1 | 1 | 0 | 2 | 1 | 3 | 1 | 3 | 1 | 4 | 1 | 1 | 2 | 4 | 1 | 0 | 0 | 0 | 0 | 0 | 0 | 0 | 0 | 4.4 | 0 | 0 | 0 | 0 | 0 | 1 | 4.4 | 0 | 0 | 0 | 0 | 0 | 0 | 0 | 0 | 0 | 4.4 | 90 | 0 | 0 | 0 | 0 | 1 | 94.4 | 0
PG&E FRESNO | Panoche | 230 | 1 | 1 | 1 | 0 | 2 | 1 | 3 | 1 | 3 | 1 | 4 | 1 | 1 | 2 | 4 | 1 | 0 | 0 | 0 | 0 | 0 | 0 | 0 | 0 | 0 | 0 | 280 | 0 | 0 | 0 | 1 | 280 | 0 | 0 | 0 | 0 | 0 | 0 | 0 | 0 | 0 | 0 | 0 | 280 | 0 | 0 | 0 | 1 | 280 | 0
SCE Northern | Pardee | 230 | 1 | 1 | 2 | 1 | 1 | 3 | 3 | 1 | 3 | 1 | 3 | 3 | 3 | 1 | 1 | 3 | 0 | 0 | 0 | 0 | 0 | 0 | 0 | 0 | 0 | 0 | 0 | 15 | 0 | 0 | 1 | 0 | 15 | 0 | 0 | 0 | 0 | 0 | 0 | 0 | 0 | 0 | 0 | 0 | 15 | 0 | 0 | 1 | 0 | 15
PG&E NGBA | Parkway | 230 | 2 | 1 | 3 | 1 | 1 | 2 | 1 | 2 | 3 | 1 | 2 | 4 | 3 | 1 | 3 | 2 | 0 | 0 | 0 | 0 | 0 | 0 | 0 | 0 | 0 | 0 | 0 | 0 | 0 | 0 | 0 | 0 | 0 | 0 | 0 | 0 | 0 | 0 | 0 | 0 | 0 | 0 | 0 | 0 | 0 | 0 | 0 | 0 | 0 | 0
SCE Northern | Pastoria | 230 | 1 | 1 | 2 | 0 | 1 | 3 | 3 | 1 | 3 | 1 | 3 | 2 | 3 | 1 | 1 | 3 | 0 | 0 | 0 | 0 | 0 | 0 | 0 | 0 | 0 | 0 | 105 | 80 | 0 | 0 | 1 | 105 | 80 | 0 | 0 | 0 | 0 | 0 | 0 | 0 | 0 | 0 | 0 | 105 | 80 | 0 | 0 | 1 | 105 | 80
SCE Metro | Pauda | 230 | 1 | 1 | 2 | 0 | 1 | 2 | 3 | 1 | 3 | 1 | 3 | 2 | 3 | 1 | 3 | 2 | 0 | 0 | 0 | 0 | 0 | 0 | 0 | 0 | 0 | 0 | 0 | 0 | 0 | 0 | 0 | 0 | 0 | 0 | 0 | 0 | 0 | 0 | 0 | 0 | 0 | 0 | 0 | 0 | 0 | 0 | 0 | 0 | 0 | 0
PG&E GBA | Paul Sweet | 115 | 2 | 2 | 2 | 0 | 2 | 3 | 1 | 2 | 1 | 2 | 3 | 2 | 1 | 2 | 1 | 3 | 0 | 0 | 0 | 0 | 0 | 0 | 0 | 0 | 0 | 0 | 0 | 0 | 0 | 0 | 0 | 0 | 0 | 0 | 0 | 0 | 0 | 0 | 0 | 0 | 0 | 0 | 0 | 0 | 0 | 0 | 0 | 0 | 0 | 0
PG&E NGBA | Peabody | 230 | 2 | 1 | 2 | 0 | 1 | 2 | 1 | 2 | 3 | 1 | 3 | 2 | 3 | 1 | 3 | 2 | 0 | 0 | 0 | 0 | 0 | 0 | 0 | 0 | 0 | 0 | 0 | 0 | 0 | 0 | 0 | 0 | 0 | 0 | 0 | 0 | 0 | 0 | 0 | 0 | 0 | 0 | 0 | 0 | 0 | 0 | 0 | 0 | 0 | 0
PG&E NGBA | Pease | 115 | 2 | 2 | 2 | 0 | 1 | 2 | 1 | 2 | 1 | 2 | 3 | 2 | 3 | 1 | 3 | 2 | 0 | 0 | 0 | 0 | 0 | 0 | 0 | 0 | 0 | 0 | 0 | 0 | 0 | 0 | 0 | 0 | 0 | 0 | 0 | 0 | 0 | 0 | 0 | 0 | 0 | 0 | 0 | 0 | 0 | 0 | 0 | 0 | 0 | 0
PG&E NGBA | Pease | 60 | 2 | 2 | 2 | 0 | 1 | 2 | 1 | 2 | 1 | 2 | 3 | 2 | 3 | 1 | 3 | 2 | 0 | 0 | 0 | 0 | 0 | 0 | 0 | 0 | 0 | 0 | 0 | 0 | 0 | 0 | 0 | 0 | 0 | 0 | 0 | 0 | 0 | 0 | 0 | 0 | 0 | 0 | 0 | 0 | 0 | 0 | 0 | 0 | 0 | 0
SDGE | Penasquitos | 138 | 2 | 1 | 2 | 0 | 1 | 3 | 1 | 2 | 3 | 1 | 3 | 2 | 3 | 1 | 1 | 3 | 0 | 0 | 0 | 0 | 0 | 0 | 0 | 0 | 0 | 0 | 0 | 0 | 0 | 0 | 0 | 0 | 0 | 0 | 0 | 0 | 0 | 0 | 0 | 0 | 0 | 0 | 0 | 0 | 0 | 0 | 0 | 0 | 0 | 0
SDGE | Penasquitos | 230 | 2 | 1 | 2 | 0 | 1 | 3 | 1 | 2 | 3 | 1 | 3 | 2 | 3 | 1 | 1 | 3 | 0 | 0 | 0 | 0 | 0 | 0 | 0 | 0 | 0 | 0 | 0 | 0 | 0 | 0 | 0 | 0 | 0 | 0 | 0 | 0 | 0 | 0 | 0 | 0 | 0 | 0 | 0 | 0 | 0 | 0 | 0 | 0 | 0 | 0
SDGE | Penasquitos | 69 | 2 | 1 | 2 | 0 | 1 | 3 | 1 | 2 | 3 | 1 | 3 | 2 | 3 | 1 | 1 | 3 | 0 | 0 | 0 | 0 | 0 | 0 | 0 | 0 | 0 | 0 | 0 | 0 | 0 | 0 | 0 | 0 | 0 | 0 | 0 | 0 | 0 | 0 | 0 | 0 | 0 | 0 | 0 | 0 | 0 | 0 | 0 | 0 | 0 | 0
SDGE | Pendleton | 69 | 2 | 1 | 4 | 1 | 1 | 3 | 1 | 2 | 3 | 1 | 1 | 4 | 3 | 1 | 1 | 3 | 0 | 0 | 0 | 0 | 0 | 0 | 0 | 0 | 0 | 0 | 0 | 0 | 50 | 0 | 1 | 0 | 50 | 0 | 0 | 0 | 0 | 0 | 0 | 0 | 0 | 0 | 0 | 0 | 0 | 50 | 0 | 1 | 0 | 50
PG&E NGBA | Penngrove | 115 | 2 | 1 | 3 | 0 | 2 | 2 | 1 | 2 | 3 | 1 | 2 | 3 | 1 | 2 | 3 | 2 | 0 | 0 | 0 | 0 | 0 | 0 | 0 | 0 | 0 | 0 | 0 | 0 | 0 | 0 | 0 | 0 | 0 | 0 | 0 | 0 | 0 | 0 | 0 | 0 | 0 | 0 | 0 | 0 | 0 | 0 | 0 | 0 | 0 | 0
PG&E GBA | Peoria | 115 | 2 | 1 | 4 | 1 | 1 | 3 | 1 | 2 | 3 | 1 | 1 | 4 | 3 | 1 | 1 | 3 | 0 | 0 | 0 | 0 | 0 | 0 | 0 | 0 | 0 | 0 | 0 | 0 | 0 | 0 | 0 | 0 | 0 | 0 | 0 | 0 | 0 | 0 | 0 | 0 | 0 | 0 | 0 | 0 | 0 | 0 | 0 | 0 | 0 | 0
PG&E GBA | Piercy | 115 | 2 | 1 | 2 | 0 | 2 | 2 | 1 | 2 | 3 | 1 | 3 | 2 | 1 | 2 | 3 | 2 | 0 | 0 | 0 | 0 | 0 | 0 | 0 | 0 | 0 | 0 | 0 | 0 | 0 | 0 | 0 | 0 | 0 | 0 | 0 | 0 | 0 | 0 | 0 | 0 | 0 | 0 | 0 | 0 | 0 | 0 | 0 | 0 | 0 | 0
PG&E FRESNO | Pine Flat | 230 | 1 | 1 | 4 | 0 | 2 | 3 | 3 | 1 | 3 | 1 | 1 | 4 | 1 | 2 | 1 | 3 | 0 | 0 | 0 | 0 | 0 | 0 | 0 | 0 | 0 | 0 | 0 | 0 | 0 | 0 | 0 | 0 | 0 | 0 | 0 | 0 | 0 | 0 | 0 | 0 | 0 | 0 | 225 | 0 | 0 | 0 | 0 | 1 | 225 | 0
SCE NOL | Pisgah | 230 | 2 | 1 | 4 | 1 | 1 | 1 | 1 | 2 | 3 | 1 | 1 | 4 | 3 | 1 | 4 | 1 | 0 | 0 | 0 | 0 | 0 | 0 | 0 | 0 | 0 | 0 | 0 | 20 | 0 | 0 | 1 | 0 | 20 | 0 | 0 | 0 | 0 | 0 | 0 | 0 | 0 | 0 | 0 | 0 | 20 | 0 | 0 | 1 | 0 | 20
PG&E NGBA | Pit 1 | 230 | 2 | 2 | 4 | 1 | 2 | 3 | 1 | 2 | 1 | 2 | 1 | 4 | 1 | 2 | 1 | 3 | 0 | 0 | 0 | 0 | 0 | 0 | 0 | 0 | 0 | 0 | 0 | 0 | 0 | 0 | 0 | 0 | 0 | 0 | 0 | 0 | 0 | 0 | 0 | 0 | 0 | 0 | 0 | 0 | 0 | 0 | 0 | 0 | 0 | 0
PG&E NGBA | Pit 1 | 60 | 2 | 2 | 4 | 1 | 2 | 3 | 1 | 2 | 1 | 2 | 1 | 4 | 1 | 2 | 1 | 3 | 0 | 0 | 0 | 0 | 0 | 0 | 0 | 0 | 0 | 0 | 0 | 0 | 0 | 0 | 0 | 0 | 0 | 0 | 0 | 0 | 0 | 0 | 0 | 0 | 0 | 0 | 0 | 0 | 0 | 0 | 0 | 0 | 0 | 0
PG&E NGBA | Pit 3 | 230 | 2 | 2 | 4 | 1 | 2 | 3 | 1 | 2 | 1 | 2 | 1 | 4 | 1 | 2 | 1 | 3 | 0 | 0 | 0 | 0 | 0 | 0 | 0 | 0 | 0 | 0 | 0 | 0 | 0 | 0 | 0 | 0 | 0 | 0 | 0 | 0 | 0 | 0 | 0 | 0 | 0 | 0 | 0 | 0 | 0 | 0 | 0 | 0 | 0 | 0
PG&E NGBA | Pit 4 | 230 | 2 | 2 | 4 | 1 | 2 | 3 | 1 | 2 | 1 | 2 | 1 | 4 | 1 | 2 | 1 | 3 | 0 | 0 | 0 | 0 | 0 | 0 | 0 | 0 | 0 | 0 | 0 | 0 | 0 | 0 | 0 | 0 | 0 | 0 | 0 | 0 | 0 | 0 | 0 | 0 | 0 | 0 | 0 | 0 | 0 | 0 | 0 | 0 | 0 | 0
PG&E GBA | Pittsburg | 115 | 2 | 1 | 1 | 1 | 1 | 1 | 1 | 2 | 3 | 1 | 4 | 2 | 3 | 1 | 4 | 1 | 0 | 0 | 0 | 0 | 0 | 0 | 0 | 0 | 0 | 0 | 0 | 0 | 0 | 0 | 0 | 0 | 0 | 0 | 0 | 0 | 0 | 0 | 0 | 0 | 0 | 0 | 0 | 0 | 0 | 0 | 0 | 0 | 0 | 0
PG&E GBA | Pittsburg | 230 | 2 | 1 | 1 | 1 | 1 | 1 | 1 | 2 | 3 | 1 | 4 | 2 | 3 | 1 | 4 | 1 | 0 | 0 | 0 | 0 | 0 | 0 | 0 | 0 | 0 | 0 | 0 | 0 | 0 | 0 | 0 | 0 | 0 | 0 | 0 | 0 | 0 | 0 | 0 | 0 | 0 | 0 | 0 | 0 | 0 | 0 | 0 | 0 | 0 | 0
PG&E NGBA | Pleasant Grove | 115 | 2 | 1 | 2 | 0 | 2 | 3 | 1 | 2 | 3 | 1 | 3 | 2 | 1 | 2 | 1 | 3 | 0 | 0 | 0 | 0 | 0 | 0 | 0 | 0 | 0 | 0 | 0 | 0 | 0 | 0 | 0 | 0 | 0 | 0 | 0 | 0 | 0 | 0 | 0 | 0 | 0 | 0 | 0 | 0 | 0 | 0 | 0 | 0 | 0 | 0
PG&E NGBA | POE | 230 | 2 | 1 | 4 | 0 | 2 | 3 | 1 | 2 | 3 | 1 | 1 | 4 | 1 | 2 | 1 | 3 | 0 | 0 | 0 | 0 | 0 | 0 | 0 | 0 | 0 | 0 | 0 | 0 | 0 | 0 | 0 | 0 | 0 | 0 | 0 | 0 | 0 | 0 | 0 | 0 | 0 | 0 | 0 | 0 | 0 | 0 | 0 | 0 | 0 | 0
SDGE | Point Loma | 69 | 2 | 1 | 2 | 1 | 1 | 2 | 1 | 2 | 3 | 1 | 3 | 3 | 3 | 1 | 3 | 2 | 0 | 0 | 0 | 0 | 0 | 0 | 0 | 0 | 0 | 0 | 0 | 0 | 0 | 0 | 0 | 0 | 0 | 0 | 0 | 0 | 0 | 0 | 0 | 0 | 0 | 0 | 0 | 0 | 0 | 0 | 0 | 0 | 0 | 0
SDGE | Pomerado | 69 | 2 | 1 | 2 | 1 | 1 | 3 | 1 | 2 | 3 | 1 | 3 | 3 | 3 | 1 | 1 | 3 | 0 | 0 | 0 | 0 | 0 | 0 | 0 | 0 | 0 | 0 | 0 | 100 | 0 | 0 | 1 | 0 | 100 | 0 | 0 | 0 | 0 | 0 | 0 | 0 | 0 | 0 | 0 | 0 | 100 | 0 | 0 | 1 | 0 | 100
PG&E KERN | Poso Mountain | 115 | 1 | 1 | 2 | 1 | 1 | 2 | 3 | 1 | 3 | 1 | 3 | 3 | 3 | 1 | 3 | 2 | 0 | 0 | 0 | 0 | 0 | 0 | 0 | 0 | 0 | 100 | 150 | 0 | 0 | 0 | 1 | 250 | 0 | 0 | 0 | 0 | 0 | 0 | 0 | 0 | 0 | 0 | 100 | 150 | 0 | 0 | 0 | 1 | 250 | 0
EOP | Primm | 230 | 2 | 2 | 4 | 0 | 1 | 2 | 1 | 2 | 1 | 2 | 1 | 4 | 3 | 1 | 3 | 2 | 0 | 0 | 0 | 0 | 0 | 0 | 0 | 0 | 0 | 0 | 0 | 200 | 0 | 0 | 1 | 0 | 200 | 0 | 0 | 0 | 0 | 0 | 0 | 0 | 0 | 0 | 0 | 0 | 200 | 0 | 0 | 1 | 0 | 200
PG&E NGBA | Putah Creek | 115 | 2 | 1 | 3 | 0 | 2 | 3 | 1 | 2 | 3 | 1 | 2 | 3 | 1 | 2 | 1 | 3 | 0 | 0 | 0 | 0 | 0 | 0 | 0 | 0 | 0 | 0 | 0 | 0 | 0 | 0 | 0 | 0 | 0 | 0 | 0 | 0 | 0 | 0 | 0 | 0 | 0 | 0 | 0 | 0 | 0 | 0 | 0 | 0 | 0 | 0
SDGE | Q1806 | 138 | 1 | 1 | 2 | 0 | 1 | 3 | 3 | 1 | 3 | 1 | 3 | 2 | 3 | 1 | 1 | 3 | 0 | 0 | 0 | 0 | 0 | 0 | 0 | 0 | 0 | 0 | 0 | 0 | 0 | 0 | 0 | 0 | 0 | 0 | 0 | 0 | 0 | 0 | 0 | 0 | 0 | 0 | 0 | 0 | 0 | 0 | 0 | 0 | 0 | 0
PG&E FRESNO | Quinto | 230 | 1 | 1 | 4 | 0 | 2 | 1 | 3 | 1 | 3 | 1 | 1 | 4 | 1 | 2 | 4 | 1 | 0 | 0 | 0 | 0 | 0 | 0 | 0 | 0 | 0 | 370 | 0 | 0 | 0 | 0 | 1 | 370 | 0 | 0 | 0 | 0 | 0 | 0 | 0 | 0 | 0 | 0 | 370 | 0 | 0 | 0 | 0 | 1 | 370 | 0
PG&E GBA | Race Track | 115 | 2 | 1 | 4 | 1 | 1 | 3 | 1 | 2 | 3 | 1 | 1 | 4 | 3 | 1 | 1 | 3 | 0 | 0 | 0 | 0 | 0 | 0 | 0 | 0 | 0 | 0 | 0 | 0 | 0 | 0 | 0 | 0 | 0 | 0 | 0 | 0 | 0 | 0 | 0 | 0 | 0 | 0 | 0 | 0 | 0 | 0 | 0 | 0 | 0 | 0
SDGE | Rancho Mission Viejo | 138 | 1 | 1 | 2 | 0 | 1 | 3 | 3 | 1 | 3 | 1 | 3 | 2 | 3 | 1 | 1 | 3 | 0 | 0 | 0 | 0 | 0 | 0 | 0 | 0 | 0 | 0 | 0 | 0 | 0 | 0 | 0 | 0 | 0 | 0 | 0 | 0 | 0 | 0 | 0 | 0 | 0 | 0 | 0 | 0 | 0 | 0 | 0 | 0 | 0 | 0
PG&E GBA | Rancho Seco | 230 | 2 | 1 | 1 | 0 | 2 | 3 | 1 | 2 | 3 | 1 | 4 | 1 | 1 | 2 | 1 | 3 | 0 | 0 | 0 | 0 | 0 | 0 | 0 | 0 | 0 | 0 | 100 | 0 | 0 | 0 | 1 | 100 | 0 | 0 | 0 | 0 | 0 | 0 | 0 | 0 | 0 | 0 | 0 | 100 | 0 | 0 | 0 | 1 | 100 | 0
SCE Metro | Rancho Vista | 230 | 1 | 1 | 1 | 0 | 1 | 1 | 3 | 1 | 3 | 1 | 4 | 1 | 3 | 1 | 4 | 1 | 0 | 0 | 0 | 0 | 0 | 0 | 0 | 0 | 0 | 0 | 0 | 0 | 0 | 0 | 0 | 0 | 0 | 0 | 0 | 0 | 0 | 0 | 0 | 0 | 0 | 0 | 0 | 0 | 0 | 0 | 0 | 0 | 0 | 0
SCE Metro | Rancho Vista | 500 | 1 | 1 | 1 | 0 | 1 | 1 | 3 | 1 | 3 | 1 | 4 | 1 | 3 | 1 | 4 | 1 | 0 | 0 | 0 | 0 | 0 | 0 | 0 | 0 | 0 | 0 | 0 | 0 | 0 | 0 | 0 | 0 | 0 | 0 | 0 | 0 | 0 | 0 | 0 | 0 | 0 | 0 | 0 | 0 | 0 | 0 | 0 | 0 | 0 | 0
SCE NOL | Ransburg | 115 | 2 | 1 | 4 | 0 | 1 | 1 | 1 | 2 | 3 | 1 | 1 | 4 | 3 | 1 | 4 | 1 | 0 | 0 | 0 | 0 | 0 | 0 | 0 | 0 | 0 | 0 | 0 | 0 | 0 | 0 | 0 | 0 | 0 | 0 | 0 | 0 | 0 | 0 | 0 | 0 | 0 | 0 | 0 | 0 | 0 | 0 | 0 | 0 | 0 | 0
PG&E GBA | Ravenswood | 115 | 2 | 1 | 2 | 0 | 1 | 2 | 1 | 2 | 3 | 1 | 3 | 2 | 3 | 1 | 3 | 2 | 0 | 0 | 0 | 0 | 0 | 0 | 0 | 0 | 0 | 0 | 0 | 0 | 0 | 0 | 0 | 0 | 0 | 0 | 0 | 0 | 0 | 0 | 0 | 0 | 0 | 0 | 0 | 0 | 0 | 0 | 0 | 0 | 0 | 0
PG&E GBA | Ravenswood | 230 | 2 | 1 | 2 | 0 | 1 | 2 | 1 | 2 | 3 | 1 | 3 | 2 | 3 | 1 | 3 | 2 | 0 | 0 | 0 | 0 | 0 | 0 | 0 | 0 | 0 | 0 | 0 | 0 | 0 | 0 | 0 | 0 | 0 | 0 | 0 | 0 | 0 | 0 | 0 | 0 | 0 | 0 | 0 | 0 | 0 | 0 | 0 | 0 | 0 | 0
SCE Northern | Rector | 230 | 1 | 1 | 2 | 0 | 1 | 2 | 3 | 1 | 3 | 1 | 3 | 2 | 3 | 1 | 3 | 2 | 0 | 0 | 0 | 0 | 0 | 0 | 0 | 0 | 12 | 170 | 0 | 0 | 0 | 0 | 1 | 182 | 0 | 0 | 0 | 0 | 0 | 0 | 0 | 0 | 0 | 12 | 170 | 0 | 0 | 0 | 0 | 1 | 182 | 0
SCE Eastern | Red Bluff | 230 | 2 | 2 | 4 | 0 | 1 | 3 | 1 | 2 | 1 | 2 | 1 | 4 | 3 | 1 | 1 | 3 | 0 | 0 | 0 | 0 | 0 | 0 | 0 | 0 | 0 | 0 | 500 | 0 | 0 | 0 | 1 | 500 | 0 | 0 | 0 | 0 | 0 | 0 | 0 | 0 | 0 | 0 | 0 | 500 | 0 | 0 | 0 | 1 | 500 | 0
SCE Eastern | Red Bluff | 500 | 2 | 2 | 4 | 0 | 1 | 3 | 1 | 2 | 1 | 2 | 1 | 4 | 3 | 1 | 1 | 3 | 0 | 0 | 0 | 0 | 0 | 0 | 0 | 0 | 0 | 175 | 0 | 100 | 0 | 0 | 1 | 175 | 100 | 0 | 0 | 0 | 0 | 0 | 0 | 0 | 0 | 0 | 175 | 0 | 100 | 0 | 0 | 1 | 175 | 100
PG&E NGBA | Redbud | 115 | 2 | 2 | 4 | 0 | 2 | 3 | 1 | 2 | 1 | 2 | 1 | 4 | 1 | 2 | 1 | 3 | 241 | 0 | 0 | 0 | 0 | 0 | 0 | 0 | 0 | 0 | 0 | 0 | 0 | 0 | 1 | 241 | 0 | 241 | 0 | 0 | 0 | 0 | 0 | 0 | 0 | 0 | 0 | 0 | 0 | 0 | 0 | 1 | 241 | 0
SCE Metro | Redondo | 230 | 1 | 1 | 1 | 1 | 1 | 2 | 3 | 1 | 3 | 1 | 4 | 2 | 3 | 1 | 3 | 2 | 0 | 0 | 0 | 0 | 0 | 0 | 0 | 0 | 0 | 0 | 0 | 0 | 0 | 0 | 0 | 0 | 0 | 0 | 0 | 0 | 0 | 0 | 0 | 0 | 0 | 0 | 0 | 0 | 0 | 0 | 0 | 0 | 0 | 0
PG&E FRESNO | Reedley | 115 | 1 | 1 | 4 | 0 | 2 | 1 | 3 | 1 | 3 | 1 | 1 | 4 | 1 | 2 | 4 | 1 | 0 | 0 | 0 | 0 | 0 | 0 | 0 | 0 | 0 | 0 | 0 | 0 | 0 | 0 | 0 | 0 | 0 | 0 | 0 | 0 | 0 | 0 | 0 | 0 | 0 | 0 | 0 | 0 | 0 | 0 | 0 | 0 | 0 | 0
PG&E KERN | Renfro | 115 | 1 | 1 | 2 | 0 | 1 | 2 | 3 | 1 | 3 | 1 | 3 | 2 | 3 | 1 | 3 | 2 | 0 | 0 | 0 | 0 | 0 | 0 | 0 | 0 | 0 | 0 | 0 | 0 | 0 | 0 | 0 | 0 | 0 | 0 | 0 | 0 | 0 | 0 | 0 | 0 | 0 | 0 | 0 | 0 | 0 | 0 | 0 | 0 | 0 | 0
PG&E GBA | Richmond R | 115 | 2 | 1 | 2 | 0 | 1 | 2 | 1 | 2 | 3 | 1 | 3 | 2 | 3 | 1 | 3 | 2 | 0 | 0 | 0 | 0 | 0 | 0 | 0 | 0 | 0 | 0 | 0 | 0 | 0 | 0 | 0 | 0 | 0 | 0 | 0 | 0 | 0 | 0 | 0 | 0 | 0 | 0 | 0 | 0 | 0 | 0 | 0 | 0 | 0 | 0
PG&E NGBA | Rincon | 115 | 2 | 1 | 2 | 1 | 2 | 2 | 1 | 2 | 3 | 1 | 3 | 3 | 1 | 2 | 3 | 2 | 50 | 0 | 0 | 0 | 0 | 0 | 0 | 0 | 0 | 0 | 0 | 0 | 0 | 0 | 1 | 50 | 0 | 50 | 0 | 0 | 0 | 0 | 0 | 0 | 0 | 0 | 0 | 0 | 0 | 0 | 0 | 1 | 50 | 0
PG&E KERN | Rio Bravo | 115 | 1 | 1 | 2 | 0 | 1 | 1 | 3 | 1 | 3 | 1 | 3 | 2 | 3 | 1 | 4 | 1 | 0 | 0 | 0 | 0 | 0 | 0 | 0 | 0 | 0 | 0 | 0 | 0 | 0 | 0 | 0 | 0 | 0 | 0 | 0 | 0 | 0 | 0 | 0 | 0 | 0 | 0 | 0 | 0 | 0 | 0 | 0 | 0 | 0 | 0
SCE Metro | Rio Hondo | 230 | 1 | 1 | 3 | 1 | 1 | 1 | 3 | 1 | 3 | 1 | 2 | 4 | 3 | 1 | 4 | 1 | 0 | 0 | 0 | 0 | 0 | 0 | 0 | 0 | 0 | 0 | 0 | 265 | 786 | 0 | 1 | 0 | 1051 | 0 | 0 | 0 | 0 | 0 | 0 | 0 | 0 | 0 | 0 | 0 | 265 | 786 | 0 | 1 | 0 | 1051
PG&E NGBA | Rio Oso | 115 | 2 | 1 | 4 | 0 | 1 | 3 | 1 | 2 | 3 | 1 | 1 | 4 | 3 | 1 | 1 | 3 | 0 | 0 | 0 | 0 | 0 | 0 | 0 | 0 | 0 | 0 | 0 | 0 | 0 | 0 | 0 | 0 | 0 | 0 | 0 | 0 | 0 | 0 | 0 | 0 | 0 | 0 | 0 | 0 | 0 | 0 | 0 | 0 | 0 | 0
PG&E NGBA | Rio Oso | 230 | 2 | 1 | 4 | 0 | 1 | 3 | 1 | 2 | 3 | 1 | 1 | 4 | 3 | 1 | 1 | 3 | 0 | 0 | 0 | 0 | 0 | 0 | 0 | 0 | 0 | 0 | 0 | 0 | 0 | 0 | 0 | 0 | 0 | 0 | 0 | 0 | 0 | 0 | 0 | 0 | 0 | 0 | 0 | 0 | 0 | 0 | 0 | 0 | 0 | 0
PG&E GBA | Ripon | 115 | 1 | 1 | 2 | 0 | 2 | 2 | 3 | 1 | 3 | 1 | 3 | 2 | 1 | 2 | 3 | 2 | 0 | 0 | 0 | 0 | 0 | 0 | 0 | 0 | 2.6 | 0 | 0 | 99 | 0 | 0 | 1 | 2.6 | 99 | 0 | 0 | 0 | 0 | 0 | 0 | 0 | 0 | 2.6 | 0 | 0 | 99 | 0 | 0 | 1 | 2.6 | 99
PG&E GBA | Riverbank | 115 | 1 | 1 | 2 | 1 | 2 | 2 | 3 | 1 | 3 | 1 | 3 | 3 | 1 | 2 | 3 | 2 | 0 | 0 | 0 | 0 | 0 | 0 | 0 | 0 | 0 | 0 | 0 | 0 | 0 | 0 | 0 | 0 | 0 | 0 | 0 | 0 | 0 | 0 | 0 | 0 | 0 | 0 | 0 | 0 | 0 | 0 | 0 | 0 | 0 | 0
SCE NOL | Roadway | 115 | 2 | 1 | 2 | 0 | 1 | 1 | 1 | 2 | 3 | 1 | 3 | 2 | 3 | 1 | 4 | 1 | 0 | 0 | 0 | 0 | 0 | 0 | 0 | 0 | 0 | 0 | 0 | 0 | 0 | 0 | 0 | 0 | 0 | 0 | 0 | 0 | 0 | 0 | 0 | 0 | 0 | 0 | 0 | 0 | 0 | 0 | 0 | 0 | 0 | 0
PG&E NGBA | Rock Creek 1 | 230 | 2 | 2 | 4 | 0 | 1 | 3 | 1 | 2 | 1 | 2 | 1 | 4 | 3 | 1 | 1 | 3 | 0 | 0 | 0 | 0 | 0 | 0 | 0 | 0 | 0 | 0 | 0 | 0 | 0 | 0 | 0 | 0 | 0 | 0 | 0 | 0 | 0 | 0 | 0 | 0 | 0 | 0 | 0 | 0 | 0 | 0 | 0 | 0 | 0 | 0
SCE Northern | Rosamond | 66 | 2 | 1 | 4 | 0 | 1 | 3 | 1 | 2 | 3 | 1 | 1 | 4 | 3 | 1 | 1 | 3 | 0 | 0 | 0 | 0 | 0 | 0 | 0 | 0 | 0 | 0 | 0 | 0 | 0 | 0 | 0 | 0 | 0 | 0 | 0 | 0 | 0 | 0 | 0 | 0 | 0 | 0 | 0 | 0 | 0 | 0 | 0 | 0 | 0 | 0
PG&E GBA | Rossmoor | 230 | 2 | 1 | 3 | 1 | 1 | 3 | 1 | 2 | 3 | 1 | 2 | 4 | 3 | 1 | 1 | 3 | 0 | 0 | 0 | 0 | 0 | 0 | 0 | 0 | 0 | 0 | 0 | 0 | 0 | 0 | 0 | 0 | 0 | 0 | 0 | 0 | 0 | 0 | 0 | 0 | 0 | 0 | 0 | 0 | 0 | 0 | 0 | 0 | 0 | 0
PG&E NGBA | Round Mountain | 230 | 2 | 2 | 4 | 1 | 2 | 3 | 1 | 2 | 1 | 2 | 1 | 4 | 1 | 2 | 1 | 3 | 0 | 0 | 0 | 0 | 0 | 0 | 0 | 0 | 0 | 0 | 0 | 0 | 0 | 0 | 0 | 0 | 0 | 0 | 0 | 0 | 0 | 0 | 0 | 0 | 0 | 0 | 0 | 0 | 0 | 0 | 0 | 0 | 0 | 0
PG&E NGBA | Round Mountain | 500 | 2 | 2 | 4 | 1 | 2 | 3 | 1 | 2 | 1 | 2 | 1 | 4 | 1 | 2 | 1 | 3 | 0 | 0 | 0 | 0 | 0 | 0 | 0 | 0 | 0 | 0 | 0 | 0 | 0 | 0 | 0 | 0 | 0 | 0 | 0 | 0 | 0 | 0 | 0 | 0 | 0 | 0 | 0 | 0 | 0 | 0 | 0 | 0 | 0 | 0
PG&E GBA | Salado | 115 | 1 | 1 | 4 | 0 | 2 | 1 | 3 | 1 | 3 | 1 | 1 | 4 | 1 | 2 | 4 | 1 | 0 | 0 | 0 | 0 | 0 | 0 | 0 | 0 | 0 | 0 | 0 | 0 | 0 | 0 | 0 | 0 | 0 | 0 | 0 | 0 | 0 | 0 | 0 | 0 | 0 | 0 | 0 | 0 | 0 | 0 | 0 | 0 | 0 | 0
PG&E GBA | Salado | 60 | 1 | 1 | 4 | 0 | 2 | 1 | 3 | 1 | 3 | 1 | 1 | 4 | 1 | 2 | 4 | 1 | 0 | 0 | 0 | 0 | 0 | 0 | 0 | 0 | 0 | 0 | 0 | 0 | 0 | 0 | 0 | 0 | 0 | 0 | 0 | 0 | 0 | 0 | 0 | 0 | 0 | 0 | 0 | 0 | 0 | 0 | 0 | 0 | 0 | 0
PG&E GBA | Salinas | 115 | 2 | 2 | 2 | 1 | 2 | 2 | 1 | 2 | 1 | 2 | 3 | 3 | 1 | 2 | 3 | 2 | 0 | 0 | 0 | 0 | 0 | 0 | 0 | 0 | 0 | 0 | 0 | 0 | 0 | 0 | 0 | 0 | 0 | 0 | 0 | 0 | 0 | 0 | 0 | 0 | 0 | 0 | 0 | 0 | 0 | 0 | 0 | 0 | 0 | 0
SDGE | Salt Creek | 69 | 2 | 1 | 3 | 0 | 1 | 2 | 1 | 2 | 3 | 1 | 2 | 3 | 3 | 1 | 3 | 2 | 0 | 0 | 0 | 0 | 0 | 0 | 0 | 0 | 0 | 0 | 0 | 0 | 0 | 0 | 0 | 0 | 0 | 0 | 0 | 0 | 0 | 0 | 0 | 0 | 0 | 0 | 0 | 0 | 0 | 0 | 0 | 0 | 0 | 0
SCE Eastern | San Bernardino | 230 | 1 | 1 | 1 | 1 | 1 | 2 | 3 | 1 | 3 | 1 | 4 | 2 | 3 | 1 | 3 | 2 | 0 | 0 | 0 | 0 | 0 | 0 | 0 | 0 | 0 | 0 | 0 | 0 | 0 | 0 | 0 | 0 | 0 | 0 | 0 | 0 | 0 | 0 | 0 | 0 | 0 | 0 | 0 | 0 | 0 | 0 | 0 | 0 | 0 | 0
PG&E GBA | SAN FRAN A (POTRERO PP) | 115 | 2 | 1 | 1 | 1 | 1 | 2 | 1 | 2 | 3 | 1 | 4 | 2 | 3 | 1 | 3 | 2 | 0 | 0 | 0 | 0 | 0 | 0 | 0 | 0 | 0 | 0 | 0 | 0 | 0 | 0 | 0 | 0 | 0 | 0 | 0 | 0 | 0 | 0 | 0 | 0 | 0 | 0 | 0 | 0 | 0 | 0 | 0 | 0 | 0 | 0
PG&E GBA | SAN FRAN A (POTRERO PP) | 230 | 2 | 1 | 1 | 1 | 1 | 2 | 1 | 2 | 3 | 1 | 4 | 2 | 3 | 1 | 3 | 2 | 0 | 0 | 0 | 0 | 0 | 0 | 0 | 0 | 0 | 0 | 0 | 0 | 0 | 0 | 0 | 0 | 0 | 0 | 0 | 0 | 0 | 0 | 0 | 0 | 0 | 0 | 60 | 0 | 0 | 0 | 0 | 1 | 60 | 0
PG&E GBA | San Jose A | 115 | 2 | 1 | 1 | 1 | 2 | 2 | 1 | 2 | 3 | 1 | 4 | 2 | 1 | 2 | 3 | 2 | 0 | 0 | 0 | 0 | 0 | 0 | 0 | 0 | 0 | 0 | 0 | 0 | 0 | 0 | 0 | 0 | 0 | 0 | 0 | 0 | 0 | 0 | 0 | 0 | 0 | 0 | 0 | 0 | 0 | 0 | 0 | 0 | 0 | 0
PG&E GBA | San Jose B | 115 | 2 | 1 | 2 | 1 | 2 | 2 | 1 | 2 | 3 | 1 | 3 | 3 | 1 | 2 | 3 | 2 | 0 | 0 | 0 | 0 | 0 | 0 | 0 | 0 | 0 | 0 | 0 | 0 | 0 | 0 | 0 | 0 | 0 | 0 | 0 | 0 | 0 | 0 | 0 | 0 | 0 | 0 | 0 | 0 | 0 | 0 | 0 | 0 | 0 | 0
PG&E GBA | San Leandro U | 115 | 2 | 1 | 3 | 0 | 1 | 2 | 1 | 2 | 3 | 1 | 2 | 3 | 3 | 1 | 3 | 2 | 0 | 0 | 0 | 0 | 0 | 0 | 0 | 0 | 0 | 0 | 0 | 0 | 0 | 0 | 0 | 0 | 0 | 0 | 0 | 0 | 0 | 0 | 0 | 0 | 0 | 0 | 0 | 0 | 0 | 0 | 0 | 0 | 0 | 0
PG&E KERN | San Luis Obispo | 115 | 2 | 2 | 4 | 1 | 2 | 3 | 1 | 2 | 1 | 2 | 1 | 4 | 1 | 2 | 1 | 3 | 0 | 0 | 0 | 0 | 0 | 0 | 0 | 0 | 0 | 0 | 0 | 0 | 0 | 0 | 0 | 0 | 0 | 0 | 0 | 0 | 0 | 0 | 0 | 0 | 0 | 0 | 0 | 0 | 0 | 0 | 0 | 0 | 0 | 0
PG&E KERN | San Luis Obispo | 70 | 2 | 2 | 4 | 1 | 2 | 3 | 1 | 2 | 1 | 2 | 1 | 4 | 1 | 2 | 1 | 3 | 0 | 0 | 0 | 0 | 0 | 0 | 0 | 0 | 0 | 0 | 0 | 0 | 0 | 0 | 0 | 0 | 0 | 0 | 0 | 0 | 0 | 0 | 0 | 0 | 0 | 0 | 0 | 0 | 0 | 0 | 0 | 0 | 0 | 0
SDGE | San Luis Rey | 230 | 2 | 1 | 3 | 1 | 1 | 3 | 1 | 2 | 3 | 1 | 2 | 4 | 3 | 1 | 1 | 3 | 0 | 0 | 0 | 0 | 0 | 0 | 0 | 0 | 0 | 0 | 0 | 0 | 0 | 0 | 0 | 0 | 0 | 0 | 0 | 0 | 0 | 0 | 0 | 0 | 0 | 0 | 0 | 0 | 0 | 0 | 0 | 0 | 0 | 0
SDGE | San Luis Rey | 69 | 2 | 1 | 3 | 1 | 1 | 3 | 1 | 2 | 3 | 1 | 2 | 4 | 3 | 1 | 1 | 3 | 0 | 0 | 0 | 0 | 0 | 0 | 0 | 0 | 0 | 0 | 0 | 0 | 0 | 0 | 0 | 0 | 0 | 0 | 0 | 0 | 0 | 0 | 0 | 0 | 0 | 0 | 0 | 0 | 0 | 0 | 0 | 0 | 0 | 0
SDGE | San Marcos | 69 | 2 | 1 | 2 | 0 | 1 | 3 | 1 | 2 | 3 | 1 | 3 | 2 | 3 | 1 | 1 | 3 | 0 | 0 | 0 | 0 | 0 | 0 | 0 | 0 | 0 | 0 | 0 | 0 | 0 | 0 | 0 | 0 | 0 | 0 | 0 | 0 | 0 | 0 | 0 | 0 | 0 | 0 | 0 | 0 | 0 | 0 | 0 | 0 | 0 | 0
SCE Metro | San Onofre | 230 | 2 | 1 | 4 | 0 | 1 | 3 | 1 | 2 | 3 | 1 | 1 | 4 | 3 | 1 | 1 | 3 | 0 | 0 | 0 | 0 | 0 | 0 | 0 | 0 | 0 | 0 | 0 | 0 | 0 | 0 | 0 | 0 | 0 | 0 | 0 | 0 | 0 | 0 | 0 | 0 | 0 | 0 | 0 | 0 | 0 | 0 | 0 | 0 | 0 | 0
PG&E GBA | San Pablo | 115 | 2 | 1 | 2 | 0 | 1 | 1 | 1 | 2 | 3 | 1 | 3 | 2 | 3 | 1 | 4 | 1 | 0 | 0 | 0 | 0 | 0 | 0 | 0 | 0 | 0 | 0 | 40 | 0 | 0 | 0 | 1 | 40 | 0 | 0 | 0 | 0 | 0 | 0 | 0 | 0 | 0 | 0 | 0 | 40 | 0 | 0 | 0 | 1 | 40 | 0
PG&E GBA | San Ramon | 230 | 2 | 1 | 2 | 0 | 1 | 3 | 1 | 2 | 3 | 1 | 3 | 2 | 3 | 1 | 1 | 3 | 0 | 0 | 0 | 0 | 0 | 0 | 0 | 0 | 0 | 0 | 0 | 0 | 0 | 0 | 0 | 0 | 0 | 0 | 0 | 0 | 0 | 0 | 0 | 0 | 0 | 0 | 0 | 0 | 0 | 0 | 0 | 0 | 0 | 0
SDGE | San Ysidro | 69 | 2 | 1 | 2 | 0 | 1 | 2 | 1 | 2 | 3 | 1 | 3 | 2 | 3 | 1 | 3 | 2 | 0 | 0 | 0 | 0 | 0 | 0 | 0 | 0 | 0 | 0 | 0 | 0 | 0 | 0 | 0 | 0 | 0 | 0 | 0 | 0 | 0 | 0 | 0 | 0 | 0 | 0 | 0 | 0 | 0 | 0 | 0 | 0 | 0 | 0
SCE NOL | Sandlot | 230 | 2 | 1 | 4 | 1 | 1 | 2 | 1 | 2 | 3 | 1 | 1 | 4 | 3 | 1 | 3 | 2 | 0 | 0 | 0 | 0 | 0 | 0 | 0 | 0 | 0 | 0 | 0 | 0 | 0 | 0 | 0 | 0 | 0 | 0 | 0 | 0 | 0 | 0 | 0 | 0 | 0 | 0 | 0 | 0 | 0 | 0 | 0 | 0 | 0 | 0
EOP | Sandy | 138 | 2 | 2 | 4 | 0 | 1 | 3 | 1 | 2 | 1 | 2 | 1 | 4 | 3 | 1 | 1 | 3 | 0 | 0 | 0 | 0 | 0 | 0 | 0 | 0 | 0 | 0 | 0 | 0 | 0 | 0 | 0 | 0 | 0 | 0 | 0 | 0 | 0 | 0 | 0 | 0 | 0 | 0 | 0 | 0 | 0 | 0 | 0 | 0 | 0 | 0
PG&E FRESNO | Sanger | 115 | 1 | 1 | 2 | 0 | 2 | 2 | 3 | 1 | 3 | 1 | 3 | 2 | 1 | 2 | 3 | 2 | 0 | 0 | 0 | 0 | 0 | 0 | 0 | 0 | 0 | 0 | 0 | 0 | 0 | 0 | 0 | 0 | 0 | 0 | 0 | 0 | 0 | 0 | 0 | 0 | 0 | 0 | 0 | 0 | 0 | 0 | 0 | 0 | 0 | 0
SCE Northern | Santa Clara | 230 | 2 | 1 | 3 | 0 | 1 | 2 | 1 | 2 | 3 | 1 | 2 | 3 | 3 | 1 | 3 | 2 | 0 | 0 | 0 | 0 | 0 | 0 | 0 | 0 | 0 | 0 | 0 | 0 | 0 | 0 | 0 | 0 | 0 | 0 | 0 | 0 | 0 | 0 | 0 | 0 | 0 | 0 | 0 | 0 | 0 | 0 | 0 | 0 | 0 | 0
PG&E NGBA | Santa Rosa A | 115 | 2 | 1 | 2 | 1 | 2 | 2 | 1 | 2 | 3 | 1 | 3 | 3 | 1 | 2 | 3 | 2 | 0 | 0 | 0 | 0 | 0 | 0 | 0 | 0 | 0 | 0 | 0 | 0 | 0 | 0 | 0 | 0 | 0 | 0 | 0 | 0 | 0 | 0 | 0 | 0 | 0 | 0 | 0 | 0 | 0 | 0 | 0 | 0 | 0 | 0
PG&E GBA | Santa Teresa | 115 | 2 | 1 | 2 | 0 | 2 | 2 | 1 | 2 | 3 | 1 | 3 | 2 | 1 | 2 | 3 | 2 | 0 | 0 | 0 | 0 | 0 | 0 | 0 | 0 | 0 | 0 | 0 | 0 | 0 | 0 | 0 | 0 | 0 | 0 | 0 | 0 | 0 | 0 | 0 | 0 | 0 | 0 | 0 | 0 | 0 | 0 | 0 | 0 | 0 | 0
SDGE | Santee | 138 | 2 | 1 | 2 | 0 | 1 | 2 | 1 | 2 | 3 | 1 | 3 | 2 | 3 | 1 | 3 | 2 | 0 | 0 | 0 | 0 | 0 | 0 | 0 | 0 | 0 | 0 | 0 | 10 | 0 | 0 | 1 | 0 | 10 | 0 | 0 | 0 | 0 | 0 | 0 | 0 | 0 | 0 | 0 | 0 | 10 | 0 | 0 | 1 | 0 | 10
SCE Metro | Santiago | 230 | 1 | 1 | 2 | 0 | 1 | 2 | 3 | 1 | 3 | 1 | 3 | 2 | 3 | 1 | 3 | 2 | 0 | 0 | 0 | 0 | 0 | 0 | 0 | 0 | 0 | 0 | 0 | 0 | 0 | 0 | 0 | 0 | 0 | 0 | 0 | 0 | 0 | 0 | 0 | 0 | 0 | 0 | 0 | 0 | 0 | 0 | 0 | 0 | 0 | 0
PG&E GBA | Saratoga | 230 | 2 | 1 | 3 | 1 | 2 | 3 | 1 | 2 | 3 | 1 | 2 | 4 | 1 | 2 | 1 | 3 | 0 | 0 | 0 | 0 | 0 | 0 | 0 | 0 | 0 | 0 | 0 | 0 | 0 | 0 | 0 | 0 | 0 | 0 | 0 | 0 | 0 | 0 | 0 | 0 | 0 | 0 | 0 | 0 | 0 | 0 | 0 | 0 | 0 | 0
SCE Northern | Saugus | 230 | 1 | 1 | 2 | 1 | 1 | 3 | 3 | 1 | 3 | 1 | 3 | 3 | 3 | 1 | 1 | 3 | 0 | 0 | 0 | 0 | 0 | 0 | 0 | 0 | 0 | 0 | 0 | 0 | 0 | 0 | 0 | 0 | 0 | 0 | 0 | 0 | 0 | 0 | 0 | 0 | 0 | 0 | 0 | 0 | 0 | 0 | 0 | 0 | 0 | 0
PG&E FRESNO | Schindler | 115 | 1 | 1 | 4 | 0 | 2 | 1 | 3 | 1 | 3 | 1 | 1 | 4 | 1 | 2 | 4 | 1 | 0 | 0 | 0 | 0 | 0 | 0 | 0 | 0 | 0 | 210 | 0 | 0 | 0 | 0 | 1 | 210 | 0 | 0 | 0 | 0 | 0 | 0 | 0 | 0 | 0 | 0 | 210 | 0 | 0 | 0 | 0 | 1 | 210 | 0
PG&E FRESNO | Schindler | 70 | 1 | 1 | 4 | 0 | 2 | 1 | 3 | 1 | 3 | 1 | 1 | 4 | 1 | 2 | 4 | 1 | 0 | 0 | 0 | 0 | 0 | 0 | 0 | 0 | 0 | 0 | 0 | 0 | 0 | 0 | 0 | 0 | 0 | 0 | 0 | 0 | 0 | 0 | 0 | 0 | 0 | 0 | 0 | 0 | 0 | 0 | 0 | 0 | 0 | 0
PG&E GBA | Schulte | 115 | 1 | 1 | 1 | 0 | 2 | 2 | 3 | 1 | 3 | 1 | 4 | 1 | 1 | 2 | 3 | 2 | 0 | 0 | 0 | 0 | 0 | 0 | 0 | 0 | 0 | 0 | 0 | 13.3 | 0 | 0 | 1 | 0 | 13.3 | 0 | 0 | 0 | 0 | 0 | 0 | 0 | 0 | 0 | 0 | 0 | 13.3 | 0 | 0 | 1 | 0 | 13.3
SDGE | Scripps | 69 | 2 | 1 | 2 | 0 | 1 | 3 | 1 | 2 | 3 | 1 | 3 | 2 | 3 | 1 | 1 | 3 | 0 | 0 | 0 | 0 | 0 | 0 | 0 | 0 | 0 | 0 | 0 | 0 | 0 | 0 | 0 | 0 | 0 | 0 | 0 | 0 | 0 | 0 | 0 | 0 | 0 | 0 | 0 | 0 | 0 | 0 | 0 | 0 | 0 | 0
PG&E KERN | Semitropic | 115 | 1 | 1 | 3 | 0 | 1 | 1 | 3 | 1 | 3 | 1 | 2 | 3 | 3 | 1 | 4 | 1 | 0 | 0 | 0 | 0 | 0 | 0 | 0 | 0 | 4.66 | 0 | 0 | 0 | 0 | 0 | 1 | 4.66 | 0 | 0 | 0 | 0 | 0 | 0 | 0 | 0 | 0 | 4.66 | 0 | 0 | 0 | 0 | 0 | 1 | 4.66 | 0
SCE Metro | Serrano | 230 | 1 | 1 | 2 | 0 | 1 | 2 | 3 | 1 | 3 | 1 | 3 | 2 | 3 | 1 | 3 | 2 | 0 | 0 | 0 | 0 | 0 | 0 | 0 | 0 | 0 | 0 | 0 | 0 | 0 | 0 | 0 | 0 | 0 | 0 | 0 | 0 | 0 | 0 | 0 | 0 | 0 | 0 | 0 | 0 | 0 | 0 | 0 | 0 | 0 | 0
SCE Metro | Serrano | 500 | 1 | 1 | 2 | 0 | 1 | 2 | 3 | 1 | 3 | 1 | 3 | 2 | 3 | 1 | 3 | 2 | 0 | 0 | 0 | 0 | 0 | 0 | 0 | 0 | 0 | 0 | 0 | 0 | 0 | 0 | 0 | 0 | 0 | 0 | 0 | 0 | 0 | 0 | 0 | 0 | 0 | 0 | 0 | 0 | 0 | 0 | 0 | 0 | 0 | 0
SDGE | Shadowridge | 138 | 2 | 1 | 3 | 0 | 1 | 3 | 1 | 2 | 3 | 1 | 2 | 3 | 3 | 1 | 1 | 3 | 0 | 0 | 0 | 0 | 0 | 0 | 0 | 0 | 0 | 0 | 0 | 0 | 0 | 0 | 0 | 0 | 0 | 0 | 0 | 0 | 0 | 0 | 0 | 0 | 0 | 0 | 0 | 0 | 0 | 0 | 0 | 0 | 0 | 0
PG&E KERN | Shafter | 115 | 1 | 1 | 3 | 0 | 1 | 1 | 3 | 1 | 3 | 1 | 2 | 3 | 3 | 1 | 4 | 1 | 0 | 0 | 0 | 0 | 0 | 0 | 0 | 0 | 2.25 | 75 | 45 | 0 | 0 | 0 | 1 | 122.25 | 0 | 0 | 0 | 0 | 0 | 0 | 0 | 0 | 0 | 2.25 | 75 | 45 | 0 | 0 | 0 | 1 | 122.25 | 0
PG&E NGBA | Silverado | 115 | 2 | 1 | 3 | 1 | 2 | 3 | 1 | 2 | 3 | 1 | 2 | 4 | 1 | 2 | 1 | 3 | 0 | 0 | 0 | 0 | 0 | 0 | 0 | 0 | 0 | 0 | 0 | 0 | 0 | 0 | 0 | 0 | 0 | 0 | 0 | 0 | 0 | 0 | 0 | 0 | 0 | 0 | 0 | 0 | 0 | 0 | 0 | 0 | 0 | 0
SDGE | Silvergate | 230 | 2 | 1 | 1 | 0 | 1 | 1 | 1 | 2 | 3 | 1 | 4 | 1 | 3 | 1 | 4 | 1 | 0 | 0 | 0 | 0 | 0 | 0 | 0 | 0 | 0 | 60 | 0 | 0 | 0 | 0 | 1 | 60 | 0 | 0 | 0 | 0 | 0 | 0 | 0 | 0 | 0 | 0 | 60 | 0 | 0 | 0 | 0 | 1 | 60 | 0
SDGE | Silvergate | 69 | 2 | 1 | 1 | 0 | 1 | 1 | 1 | 2 | 3 | 1 | 4 | 1 | 3 | 1 | 4 | 1 | 0 | 0 | 0 | 0 | 0 | 0 | 0 | 0 | 0 | 0 | 0 | 0 | 0 | 0 | 0 | 0 | 0 | 0 | 0 | 0 | 0 | 0 | 0 | 0 | 0 | 0 | 0 | 0 | 0 | 0 | 0 | 0 | 0 | 0
PG&E KERN | Sisquoc | 115 | 2 | 2 | 3 | 1 | 1 | 3 | 1 | 2 | 1 | 2 | 2 | 4 | 3 | 1 | 1 | 3 | 0 | 0 | 0 | 0 | 0 | 0 | 0 | 0 | 0 | 0 | 100 | 0 | 0 | 0 | 1 | 100 | 0 | 0 | 0 | 0 | 0 | 0 | 0 | 0 | 0 | 0 | 0 | 100 | 0 | 0 | 0 | 1 | 100 | 0
EOP | Sloan Canyon | 230 | 2 | 2 | 3 | 0 | 1 | 3 | 1 | 2 | 1 | 2 | 2 | 3 | 3 | 1 | 1 | 3 | 0 | 0 | 0 | 0 | 0 | 0 | 0 | 0 | 0 | 0 | 0 | 0 | 0 | 0 | 0 | 0 | 0 | 0 | 0 | 0 | 0 | 0 | 0 | 0 | 0 | 0 | 0 | 0 | 0 | 0 | 0 | 0 | 0 | 0
EOP | Sloan Canyon | 500 | 2 | 2 | 3 | 0 | 1 | 3 | 1 | 2 | 1 | 2 | 2 | 3 | 3 | 1 | 1 | 3 | 0 | 0 | 0 | 0 | 0 | 0 | 0 | 0 | 0 | 0 | 0 | 0 | 0 | 0 | 0 | 0 | 0 | 0 | 0 | 0 | 0 | 0 | 0 | 0 | 0 | 0 | 0 | 0 | 0 | 0 | 0 | 0 | 0 | 0
PG&E KERN | Smyrna | 115 | 1 | 1 | 4 | 0 | 1 | 1 | 3 | 1 | 3 | 1 | 1 | 4 | 3 | 1 | 4 | 1 | 0 | 0 | 0 | 0 | 0 | 0 | 0 | 0 | 0 | 0 | 0 | 0 | 0 | 0 | 0 | 0 | 0 | 0 | 0 | 0 | 0 | 0 | 0 | 0 | 0 | 0 | 0 | 0 | 0 | 0 | 0 | 0 | 0 | 0
PG&E GBA | Sobrante | 115 | 2 | 1 | 2 | 0 | 1 | 3 | 1 | 2 | 3 | 1 | 3 | 2 | 3 | 1 | 1 | 3 | 0 | 0 | 0 | 0 | 0 | 0 | 0 | 0 | 0 | 0 | 40 | 0 | 0 | 0 | 1 | 40 | 0 | 0 | 0 | 0 | 0 | 0 | 0 | 0 | 0 | 0 | 0 | 40 | 0 | 0 | 0 | 1 | 40 | 0
PG&E GBA | Sobrante | 230 | 2 | 1 | 2 | 0 | 1 | 3 | 1 | 2 | 3 | 1 | 3 | 2 | 3 | 1 | 1 | 3 | 0 | 0 | 0 | 0 | 0 | 0 | 0 | 0 | 0 | 0 | 0 | 0 | 0 | 0 | 0 | 0 | 0 | 0 | 0 | 0 | 0 | 0 | 0 | 0 | 0 | 0 | 0 | 0 | 0 | 0 | 0 | 0 | 0 | 0
PG&E KERN | Solar | 230 | 2 | 1 | 4 | 0 | 2 | 3 | 1 | 2 | 3 | 1 | 1 | 4 | 1 | 2 | 1 | 3 | 0 | 0 | 0 | 0 | 0 | 0 | 0 | 0 | 0 | 0 | 0 | 0 | 0 | 0 | 0 | 0 | 0 | 0 | 0 | 0 | 0 | 0 | 0 | 0 | 0 | 0 | 0 | 0 | 0 | 0 | 0 | 0 | 0 | 0
PG&E GBA | Soledad | 115 | 2 | 2 | 4 | 0 | 2 | 3 | 1 | 2 | 1 | 2 | 1 | 4 | 1 | 2 | 1 | 3 | 0 | 0 | 0 | 0 | 0 | 0 | 0 | 0 | 0 | 0 | 0 | 0 | 0 | 0 | 0 | 0 | 0 | 0 | 0 | 0 | 0 | 0 | 0 | 0 | 0 | 0 | 0 | 0 | 0 | 0 | 0 | 0 | 0 | 0
PG&E GBA | Soledad | 60 | 2 | 2 | 4 | 0 | 2 | 3 | 1 | 2 | 1 | 2 | 1 | 4 | 1 | 2 | 1 | 3 | 0 | 0 | 0 | 0 | 0 | 0 | 0 | 0 | 0 | 0 | 0 | 0 | 0 | 0 | 0 | 0 | 0 | 0 | 0 | 0 | 0 | 0 | 0 | 0 | 0 | 0 | 0 | 0 | 0 | 0 | 0 | 0 | 0 | 0
SDGE | Spring Valley | 69 | 2 | 1 | 2 | 0 | 1 | 2 | 1 | 2 | 3 | 1 | 3 | 2 | 3 | 1 | 3 | 2 | 0 | 0 | 0 | 0 | 0 | 0 | 0 | 0 | 0 | 0 | 0 | 0 | 0 | 0 | 0 | 0 | 0 | 0 | 0 | 0 | 0 | 0 | 0 | 0 | 0 | 0 | 0 | 0 | 0 | 0 | 0 | 0 | 0 | 0
SCE Northern | Springville | 230 | 1 | 1 | 4 | 0 | 1 | 1 | 3 | 1 | 3 | 1 | 1 | 4 | 3 | 1 | 4 | 1 | 0 | 0 | 0 | 0 | 0 | 0 | 0 | 0 | 3 | 0 | 0 | 225 | 0 | 0 | 1 | 3 | 225 | 0 | 0 | 0 | 0 | 0 | 0 | 0 | 0 | 3 | 0 | 0 | 225 | 0 | 0 | 1 | 3 | 225
PG&E GBA | Stagg | 230 | 1 | 1 | 2 | 1 | 2 | 2 | 3 | 1 | 3 | 1 | 3 | 3 | 1 | 2 | 3 | 2 | 0 | 0 | 0 | 0 | 0 | 0 | 0 | 0 | 0 | 0 | 0 | 0 | 0 | 0 | 0 | 0 | 0 | 0 | 0 | 0 | 0 | 0 | 0 | 0 | 0 | 0 | 0 | 0 | 0 | 0 | 0 | 0 | 0 | 0
PG&E GBA | Standard Oil | 115 | 2 | 1 | 1 | 0 | 1 | 2 | 1 | 2 | 3 | 1 | 4 | 1 | 3 | 1 | 3 | 2 | 0 | 0 | 0 | 0 | 0 | 0 | 0 | 0 | 0 | 0 | 40 | 0 | 0 | 0 | 1 | 40 | 0 | 0 | 0 | 0 | 0 | 0 | 0 | 0 | 0 | 0 | 0 | 40 | 0 | 0 | 0 | 1 | 40 | 0
PG&E GBA | Stanislaus | 115 | 2 | 1 | 4 | 1 | 1 | 3 | 1 | 2 | 3 | 1 | 1 | 4 | 3 | 1 | 1 | 3 | 0 | 0 | 0 | 0 | 0 | 0 | 0 | 0 | 0 | 0 | 0 | 0 | 0 | 0 | 0 | 0 | 0 | 0 | 0 | 0 | 0 | 0 | 0 | 0 | 0 | 0 | 0 | 0 | 0 | 0 | 0 | 0 | 0 | 0
PG&E KERN | Stockdale | 115 | 1 | 1 | 2 | 0 | 1 | 2 | 3 | 1 | 3 | 1 | 3 | 2 | 3 | 1 | 3 | 2 | 0 | 0 | 0 | 0 | 0 | 0 | 0 | 0 | 0 | 0 | 0 | 0 | 0 | 0 | 0 | 0 | 0 | 0 | 0 | 0 | 0 | 0 | 0 | 0 | 0 | 0 | 0 | 0 | 0 | 0 | 0 | 0 | 0 | 0
PG&E KERN | Stockdale | 230 | 1 | 1 | 2 | 0 | 1 | 2 | 3 | 1 | 3 | 1 | 3 | 2 | 3 | 1 | 3 | 2 | 0 | 0 | 0 | 0 | 0 | 0 | 0 | 0 | 0 | 0 | 0 | 0 | 0 | 0 | 0 | 0 | 0 | 0 | 0 | 0 | 0 | 0 | 0 | 0 | 0 | 0 | 0 | 0 | 0 | 0 | 0 | 0 | 0 | 0
PG&E GBA | Stockton A | 115 | 1 | 1 | 2 | 1 | 2 | 1 | 3 | 1 | 3 | 1 | 3 | 3 | 1 | 2 | 4 | 1 | 0 | 0 | 0 | 0 | 0 | 0 | 0 | 0 | 0 | 0 | 0 | 0 | 0 | 0 | 0 | 0 | 0 | 0 | 0 | 0 | 0 | 0 | 0 | 0 | 0 | 0 | 0 | 0 | 0 | 0 | 0 | 0 | 0 | 0
PG&E GBA | Stone | 115 | 2 | 1 | 2 | 1 | 2 | 2 | 1 | 2 | 3 | 1 | 3 | 3 | 1 | 2 | 3 | 2 | 0 | 0 | 0 | 0 | 0 | 0 | 0 | 0 | 0 | 0 | 0 | 0 | 0 | 0 | 0 | 0 | 0 | 0 | 0 | 0 | 0 | 0 | 0 | 0 | 0 | 0 | 0 | 0 | 0 | 0 | 0 | 0 | 0 | 0
PG&E FRESNO | Storey | 230 | 1 | 1 | 4 | 0 | 2 | 1 | 3 | 1 | 3 | 1 | 1 | 4 | 1 | 2 | 4 | 1 | 0 | 0 | 0 | 0 | 0 | 0 | 0 | 0 | 0 | 0 | 0 | 0 | 0 | 0 | 0 | 0 | 0 | 0 | 0 | 0 | 0 | 0 | 0 | 0 | 0 | 0 | 0 | 0 | 0 | 0 | 0 | 0 | 0 | 0
PG&E NGBA | Summit | 115 | 2 | 1 | 4 | 1 | 2 | 3 | 1 | 2 | 3 | 1 | 1 | 4 | 1 | 2 | 1 | 3 | 40 | 0 | 0 | 0 | 0 | 0 | 0 | 0 | 0 | 0 | 0 | 0 | 0 | 0 | 1 | 40 | 0 | 40 | 0 | 220 | 0 | 0 | 0 | 0 | 0 | 0 | 0 | 0 | 0 | 0 | 0 | 1 | 260 | 0
SDGE | Suncrest | 230 | 2 | 1 | 4 | 0 | 1 | 3 | 1 | 2 | 3 | 1 | 1 | 4 | 3 | 1 | 1 | 3 | 0 | 0 | 0 | 0 | 0 | 0 | 0 | 0 | 0 | 0 | 0 | 0 | 0 | 0 | 0 | 0 | 0 | 0 | 0 | 0 | 0 | 0 | 0 | 0 | 0 | 0 | 0 | 0 | 0 | 0 | 0 | 0 | 0 | 0
SDGE | Suncrest | 500 | 2 | 1 | 4 | 0 | 1 | 3 | 1 | 2 | 3 | 1 | 1 | 4 | 3 | 1 | 1 | 3 | 0 | 0 | 0 | 0 | 0 | 0 | 0 | 0 | 0 | 0 | 0 | 0 | 0 | 0 | 0 | 0 | 0 | 0 | 0 | 0 | 0 | 0 | 0 | 0 | 0 | 0 | 0 | 0 | 0 | 0 | 0 | 0 | 0 | 0
PG&E KERN | Sunrise | 230 | 1 | 1 | 1 | 0 | 1 | 1 | 3 | 1 | 3 | 1 | 4 | 1 | 3 | 1 | 4 | 1 | 0 | 0 | 0 | 0 | 0 | 0 | 0 | 0 | 0 | 0 | 0 | 0 | 0 | 0 | 0 | 0 | 0 | 0 | 0 | 0 | 0 | 0 | 0 | 0 | 0 | 0 | 0 | 0 | 0 | 0 | 0 | 0 | 0 | 0
PG&E KERN | Sunset | 230 | 1 | 1 | 1 | 0 | 1 | 1 | 3 | 1 | 3 | 1 | 4 | 1 | 3 | 1 | 4 | 1 | 0 | 0 | 0 | 0 | 0 | 0 | 0 | 0 | 0 | 0 | 0 | 0 | 0 | 0 | 0 | 0 | 0 | 0 | 0 | 0 | 0 | 0 | 0 | 0 | 0 | 0 | 0 | 0 | 0 | 0 | 0 | 0 | 0 | 0
PG&E GBA | Swift | 115 | 2 | 1 | 2 | 0 | 2 | 2 | 1 | 2 | 3 | 1 | 3 | 2 | 1 | 2 | 3 | 2 | 0 | 0 | 0 | 0 | 0 | 0 | 0 | 0 | 0 | 0 | 0 | 0 | 0 | 0 | 0 | 0 | 0 | 0 | 0 | 0 | 0 | 0 | 0 | 0 | 0 | 0 | 0 | 0 | 0 | 0 | 0 | 0 | 0 | 0
SDGE | Sycamore Canyon | 138 | 2 | 1 | 3 | 1 | 1 | 3 | 1 | 2 | 3 | 1 | 2 | 4 | 3 | 1 | 1 | 3 | 0 | 0 | 0 | 0 | 0 | 0 | 0 | 0 | 0 | 0 | 0 | 0 | 0 | 0 | 0 | 0 | 0 | 0 | 0 | 0 | 0 | 0 | 0 | 0 | 0 | 0 | 0 | 0 | 0 | 0 | 0 | 0 | 0 | 0
SDGE | Sycamore Canyon | 230 | 2 | 1 | 3 | 1 | 1 | 3 | 1 | 2 | 3 | 1 | 2 | 4 | 3 | 1 | 1 | 3 | 0 | 0 | 0 | 0 | 0 | 0 | 0 | 0 | 0 | 0 | 0 | 0 | 0 | 500 | 1 | 0 | 500 | 0 | 0 | 0 | 0 | 0 | 0 | 0 | 0 | 0 | 0 | 0 | 0 | 0 | 500 | 1 | 0 | 500
SDGE | Sycamore Canyon | 69 | 2 | 1 | 3 | 1 | 1 | 3 | 1 | 2 | 3 | 1 | 2 | 4 | 3 | 1 | 1 | 3 | 0 | 0 | 0 | 0 | 0 | 0 | 0 | 0 | 0 | 0 | 0 | 0 | 0 | 0 | 0 | 0 | 0 | 0 | 0 | 0 | 0 | 0 | 0 | 0 | 0 | 0 | 0 | 0 | 0 | 0 | 0 | 0 | 0 | 0
SCE Northern | Sylmar | 230 | 1 | 1 | 2 | 0 | 1 | 1 | 3 | 1 | 3 | 1 | 3 | 2 | 3 | 1 | 4 | 1 | 0 | 0 | 0 | 0 | 0 | 0 | 0 | 0 | 0 | 0 | 0 | 0 | 0 | 0 | 0 | 0 | 0 | 0 | 0 | 0 | 0 | 0 | 0 | 0 | 0 | 0 | 0 | 0 | 0 | 0 | 0 | 0 | 0 | 0
PG&E NGBA | Table Mountain | 115 | 2 | 1 | 3 | 0 | 2 | 1 | 1 | 2 | 3 | 1 | 2 | 3 | 1 | 2 | 4 | 1 | 0 | 0 | 0 | 0 | 0 | 0 | 0 | 0 | 0 | 0 | 0 | 0 | 0 | 0 | 0 | 0 | 0 | 0 | 0 | 0 | 0 | 0 | 0 | 0 | 0 | 0 | 0 | 0 | 0 | 0 | 0 | 0 | 0 | 0
PG&E NGBA | Table Mountain | 230 | 2 | 1 | 3 | 0 | 2 | 1 | 1 | 2 | 3 | 1 | 2 | 3 | 1 | 2 | 4 | 1 | 0 | 0 | 0 | 0 | 0 | 0 | 0 | 0 | 0 | 0 | 0 | 0 | 0 | 0 | 0 | 0 | 0 | 0 | 0 | 0 | 0 | 0 | 0 | 0 | 0 | 0 | 0 | 0 | 0 | 0 | 0 | 0 | 0 | 0
PG&E NGBA | Table Mountain | 500 | 2 | 1 | 3 | 0 | 2 | 1 | 1 | 2 | 3 | 1 | 2 | 3 | 1 | 2 | 4 | 1 | 0 | 0 | 0 | 0 | 0 | 0 | 0 | 0 | 0 | 0 | 0 | 0 | 0 | 0 | 0 | 0 | 0 | 0 | 0 | 0 | 0 | 0 | 0 | 0 | 0 | 0 | 0 | 0 | 0 | 0 | 0 | 0 | 0 | 0
PG&E NGBA | Table Mountain | 60 | 2 | 1 | 3 | 0 | 2 | 1 | 1 | 2 | 3 | 1 | 2 | 3 | 1 | 2 | 4 | 1 | 0 | 0 | 0 | 0 | 0 | 0 | 0 | 0 | 0 | 0 | 0 | 0 | 0 | 0 | 0 | 0 | 0 | 0 | 0 | 0 | 0 | 0 | 0 | 0 | 0 | 0 | 0 | 0 | 0 | 0 | 0 | 0 | 0 | 0
PG&E KERN | Taft | 115 | 1 | 1 | 2 | 0 | 1 | 2 | 3 | 1 | 3 | 1 | 3 | 2 | 3 | 1 | 3 | 2 | 0 | 0 | 0 | 0 | 0 | 0 | 0 | 0 | 0 | 0 | 0 | 0 | 0 | 0 | 0 | 0 | 0 | 0 | 0 | 0 | 0 | 0 | 0 | 0 | 0 | 0 | 0 | 0 | 0 | 0 | 0 | 0 | 0 | 0
SDGE | Talega | 138 | 2 | 1 | 3 | 0 | 1 | 3 | 1 | 2 | 3 | 1 | 2 | 3 | 3 | 1 | 1 | 3 | 0 | 0 | 0 | 0 | 0 | 0 | 0 | 0 | 0 | 0 | 0 | 0 | 0 | 0 | 0 | 0 | 0 | 0 | 0 | 0 | 0 | 0 | 0 | 0 | 0 | 0 | 0 | 0 | 0 | 0 | 0 | 0 | 0 | 0
SDGE | Talega | 230 | 2 | 1 | 3 | 0 | 1 | 3 | 1 | 2 | 3 | 1 | 2 | 3 | 3 | 1 | 1 | 3 | 0 | 0 | 0 | 0 | 0 | 0 | 0 | 0 | 0 | 0 | 0 | 0 | 0 | 0 | 0 | 0 | 0 | 0 | 0 | 0 | 0 | 0 | 0 | 0 | 0 | 0 | 0 | 0 | 0 | 0 | 0 | 0 | 0 | 0
PG&E GBA | Tassajara | 230 | 2 | 1 | 3 | 0 | 1 | 3 | 1 | 2 | 3 | 1 | 2 | 3 | 3 | 1 | 1 | 3 | 0 | 0 | 0 | 0 | 0 | 0 | 0 | 0 | 0 | 0 | 0 | 0 | 0 | 0 | 0 | 0 | 0 | 0 | 0 | 0 | 0 | 0 | 0 | 0 | 0 | 0 | 0 | 0 | 0 | 0 | 0 | 0 | 0 | 0
PG&E KERN | Tejon | 70 | 1 | 1 | 3 | 0 | 1 | 1 | 3 | 1 | 3 | 1 | 2 | 3 | 3 | 1 | 4 | 1 | 0 | 0 | 0 | 0 | 0 | 0 | 0 | 0 | 0 | 0 | 0 | 0 | 0 | 0 | 0 | 0 | 0 | 0 | 0 | 0 | 0 | 0 | 0 | 0 | 0 | 0 | 0 | 0 | 0 | 0 | 0 | 0 | 0 | 0
SDGE | Telegraph Canyon | 138 | 2 | 1 | 2 | 0 | 1 | 2 | 1 | 2 | 3 | 1 | 3 | 2 | 3 | 1 | 3 | 2 | 0 | 0 | 0 | 0 | 0 | 0 | 0 | 0 | 0 | 0 | 0 | 0 | 0 | 0 | 0 | 0 | 0 | 0 | 0 | 0 | 0 | 0 | 0 | 0 | 0 | 0 | 0 | 0 | 0 | 0 | 0 | 0 | 0 | 0
PG&E KERN | Temblor | 115 | 1 | 1 | 2 | 0 | 1 | 1 | 3 | 1 | 3 | 1 | 3 | 2 | 3 | 1 | 4 | 1 | 0 | 0 | 0 | 0 | 0 | 0 | 0 | 0 | 0 | 0 | 0 | 0 | 0 | 0 | 0 | 0 | 0 | 0 | 0 | 0 | 0 | 0 | 0 | 0 | 0 | 0 | 0 | 0 | 0 | 0 | 0 | 0 | 0 | 0
PG&E KERN | Templeton | 230 | 2 | 2 | 4 | 1 | 2 | 3 | 1 | 2 | 1 | 2 | 1 | 4 | 1 | 2 | 1 | 3 | 0 | 0 | 0 | 0 | 0 | 0 | 0 | 0 | 0 | 0 | 0 | 0 | 0 | 0 | 0 | 0 | 0 | 0 | 0 | 0 | 0 | 0 | 0 | 0 | 0 | 0 | 0 | 0 | 0 | 0 | 0 | 0 | 0 | 0
PG&E KERN | Templeton | 70 | 2 | 2 | 4 | 1 | 2 | 3 | 1 | 2 | 1 | 2 | 1 | 4 | 1 | 2 | 1 | 3 | 0 | 0 | 0 | 0 | 0 | 0 | 0 | 0 | 0 | 0 | 0 | 0 | 0 | 0 | 0 | 0 | 0 | 0 | 0 | 0 | 0 | 0 | 0 | 0 | 0 | 0 | 0 | 0 | 0 | 0 | 0 | 0 | 0 | 0
PG&E GBA | Tesla | 115 | 2 | 1 | 2 | 0 | 1 | 2 | 1 | 2 | 3 | 1 | 3 | 2 | 3 | 1 | 3 | 2 | 0 | 0 | 0 | 0 | 0 | 0 | 0 | 0 | 0 | 0 | 0 | 0 | 0 | 0 | 0 | 0 | 0 | 0 | 0 | 0 | 0 | 0 | 0 | 0 | 0 | 0 | 0 | 0 | 0 | 0 | 0 | 0 | 0 | 0
PG&E GBA | Tesla | 230 | 2 | 1 | 2 | 0 | 1 | 2 | 1 | 2 | 3 | 1 | 3 | 2 | 3 | 1 | 3 | 2 | 0 | 0 | 0 | 0 | 0 | 0 | 0 | 0 | 0 | 0 | 0 | 125 | 0 | 0 | 1 | 0 | 125 | 0 | 0 | 0 | 0 | 0 | 0 | 0 | 0 | 0 | 0 | 0 | 125 | 0 | 0 | 1 | 0 | 125
PG&E GBA | Tesla | 500 | 2 | 1 | 2 | 0 | 1 | 2 | 1 | 2 | 3 | 1 | 3 | 2 | 3 | 1 | 3 | 2 | 0 | 0 | 0 | 0 | 0 | 0 | 0 | 0 | 0 | 0 | 300 | 0 | 0 | 0 | 1 | 300 | 0 | 0 | 0 | 0 | 0 | 4000 | 0 | 0 | 0 | 0 | 0 | 300 | 0 | 0 | 0 | 1 | 4300 | 0
PG&E KERN | Tevis | 115 | 1 | 1 | 2 | 0 | 1 | 2 | 3 | 1 | 3 | 1 | 3 | 2 | 3 | 1 | 3 | 2 | 0 | 0 | 0 | 0 | 0 | 0 | 0 | 0 | 0 | 0 | 0 | 0 | 0 | 0 | 0 | 0 | 0 | 0 | 0 | 0 | 0 | 0 | 0 | 0 | 0 | 0 | 0 | 0 | 0 | 0 | 0 | 0 | 0 | 0
EOP | Thousandaire | 138 | 2 | 2 | 4 | 0 | 1 | 3 | 1 | 2 | 1 | 2 | 1 | 4 | 3 | 1 | 1 | 3 | 0 | 0 | 0 | 0 | 0 | 0 | 0 | 0 | 0 | 0 | 0 | 0 | 0 | 0 | 0 | 0 | 0 | 0 | 0 | 0 | 0 | 0 | 0 | 0 | 0 | 0 | 0 | 0 | 0 | 0 | 0 | 0 | 0 | 0
PG&E KERN | Topaz | 230 | 1 | 1 | 2 | 1 | 1 | 2 | 3 | 1 | 3 | 1 | 3 | 3 | 3 | 1 | 3 | 2 | 0 | 0 | 0 | 0 | 0 | 0 | 0 | 0 | 0 | 0 | 0 | 0 | 0 | 0 | 0 | 0 | 0 | 0 | 0 | 0 | 0 | 0 | 0 | 0 | 0 | 0 | 0 | 0 | 0 | 0 | 0 | 0 | 0 | 0
SCE NOL | Tortilla | 115 | 2 | 1 | 3 | 1 | 1 | 2 | 1 | 2 | 3 | 1 | 2 | 4 | 3 | 1 | 3 | 2 | 0 | 0 | 0 | 0 | 0 | 0 | 0 | 0 | 3 | 0 | 0 | 0 | 0 | 0 | 1 | 3 | 0 | 0 | 0 | 0 | 0 | 0 | 0 | 0 | 0 | 3 | 0 | 0 | 0 | 0 | 0 | 1 | 3 | 0
SDGE | Trabuco | 138 | 1 | 1 | 1 | 0 | 1 | 2 | 3 | 1 | 3 | 1 | 4 | 1 | 3 | 1 | 3 | 2 | 0 | 0 | 0 | 0 | 0 | 0 | 0 | 0 | 0 | 0 | 0 | 0 | 0 | 0 | 0 | 0 | 0 | 0 | 0 | 0 | 0 | 0 | 0 | 0 | 0 | 0 | 0 | 0 | 0 | 0 | 0 | 0 | 0 | 0
PG&E GBA | Tracy | 115 | 2 | 1 | 2 | 1 | 1 | 2 | 1 | 2 | 3 | 1 | 3 | 3 | 3 | 1 | 3 | 2 | 0 | 0 | 0 | 0 | 0 | 0 | 0 | 0 | 0 | 0 | 0 | 0 | 0 | 0 | 0 | 0 | 0 | 0 | 0 | 0 | 0 | 0 | 0 | 0 | 0 | 0 | 0 | 0 | 0 | 0 | 0 | 0 | 0 | 0
PG&E FRESNO | Tranquility | 230 | 1 | 1 | 4 | 0 | 2 | 1 | 3 | 1 | 3 | 1 | 1 | 4 | 1 | 2 | 4 | 1 | 0 | 0 | 0 | 0 | 0 | 0 | 0 | 0 | 0 | 100 | 760 | 352 | 0 | 0 | 1 | 860 | 352 | 0 | 0 | 0 | 0 | 0 | 0 | 0 | 0 | 0 | 210 | 760 | 352 | 0 | 0 | 1 | 970 | 352
PG&E GBA | Trimble | 115 | 2 | 1 | 2 | 1 | 2 | 2 | 1 | 2 | 3 | 1 | 3 | 3 | 1 | 2 | 3 | 2 | 0 | 0 | 0 | 0 | 0 | 0 | 0 | 0 | 0 | 0 | 0 | 0 | 0 | 0 | 0 | 0 | 0 | 0 | 0 | 0 | 0 | 0 | 0 | 0 | 0 | 0 | 0 | 0 | 0 | 0 | 0 | 0 | 0 | 0
EOP | Trout Canyon | 230 | 2 | 2 | 4 | 0 | 1 | 3 | 1 | 2 | 1 | 2 | 1 | 4 | 3 | 1 | 1 | 3 | 0 | 0 | 0 | 0 | 0 | 0 | 0 | 0 | 0 | 900 | 866 | 485 | 0 | 0 | 1 | 1766 | 485 | 0 | 0 | 0 | 0 | 0 | 0 | 0 | 0 | 0 | 900 | 866 | 485 | 0 | 0 | 1 | 1766 | 485
EOP | Trout Canyon | 500 | 2 | 2 | 4 | 0 | 1 | 3 | 1 | 2 | 1 | 2 | 1 | 4 | 3 | 1 | 1 | 3 | 0 | 0 | 0 | 0 | 0 | 0 | 0 | 0 | 0 | 0 | 0 | 0 | 0 | 0 | 0 | 0 | 0 | 0 | 0 | 0 | 0 | 0 | 0 | 0 | 0 | 0 | 0 | 0 | 0 | 0 | 0 | 0 | 0 | 0
PG&E NGBA | Tulucay | 230 | 2 | 1 | 2 | 1 | 2 | 3 | 1 | 2 | 3 | 1 | 3 | 3 | 1 | 2 | 1 | 3 | 0 | 0 | 0 | 0 | 0 | 0 | 0 | 0 | 0 | 0 | 0 | 0 | 0 | 0 | 0 | 0 | 0 | 0 | 0 | 0 | 0 | 0 | 0 | 0 | 0 | 0 | 0 | 0 | 0 | 0 | 0 | 0 | 0 | 0
PG&E NGBA | Tulucay | 60 | 2 | 1 | 2 | 1 | 2 | 3 | 1 | 2 | 3 | 1 | 3 | 3 | 1 | 2 | 1 | 3 | 0 | 0 | 0 | 0 | 0 | 0 | 0 | 0 | 0 | 0 | 0 | 0 | 0 | 0 | 0 | 0 | 0 | 0 | 0 | 0 | 0 | 0 | 0 | 0 | 0 | 0 | 0 | 0 | 0 | 0 | 0 | 0 | 0 | 0
PG&E KERN | Tupman | 115 | 1 | 1 | 2 | 0 | 1 | 1 | 3 | 1 | 3 | 1 | 3 | 2 | 3 | 1 | 4 | 1 | 0 | 0 | 0 | 0 | 0 | 0 | 0 | 0 | 0 | 0 | 0 | 0 | 0 | 0 | 0 | 0 | 0 | 0 | 0 | 0 | 0 | 0 | 0 | 0 | 0 | 0 | 0 | 0 | 0 | 0 | 0 | 0 | 0 | 0
PG&E NGBA | Ukiah | 115 | 2 | 2 | 4 | 1 | 2 | 3 | 1 | 2 | 1 | 2 | 1 | 4 | 1 | 2 | 1 | 3 | 0 | 0 | 0 | 0 | 0 | 0 | 0 | 0 | 0 | 0 | 0 | 0 | 0 | 0 | 0 | 0 | 0 | 0 | 0 | 0 | 0 | 0 | 0 | 0 | 0 | 0 | 0 | 0 | 0 | 0 | 0 | 0 | 0 | 0
PG&E KERN | Union (Estrella) | 70 | 2 | 2 | 4 | 1 | 2 | 3 | 1 | 2 | 1 | 2 | 1 | 4 | 1 | 2 | 1 | 3 | 0 | 0 | 0 | 0 | 0 | 0 | 0 | 0 | 0 | 0 | 0 | 0 | 0 | 0 | 0 | 0 | 0 | 0 | 0 | 0 | 0 | 0 | 0 | 0 | 0 | 0 | 0 | 0 | 0 | 0 | 0 | 0 | 0 | 0
PG&E NGBA | Vaca Dixon | 115 | 2 | 1 | 1 | 0 | 1 | 3 | 1 | 2 | 3 | 1 | 4 | 1 | 3 | 1 | 1 | 3 | 0 | 0 | 0 | 0 | 0 | 0 | 0 | 0 | 0 | 0 | 0 | 0 | 0 | 0 | 0 | 0 | 0 | 0 | 0 | 0 | 0 | 0 | 0 | 0 | 0 | 0 | 0 | 0 | 0 | 0 | 0 | 0 | 0 | 0
PG&E NGBA | Vaca Dixon | 230 | 2 | 1 | 1 | 0 | 1 | 3 | 1 | 2 | 3 | 1 | 4 | 1 | 3 | 1 | 1 | 3 | 0 | 0 | 0 | 0 | 0 | 0 | 0 | 0 | 0 | 0 | 0 | 300 | 0 | 0 | 1 | 0 | 300 | 0 | 0 | 70 | 0 | 0 | 0 | 0 | 0 | 0 | 0 | 0 | 300 | 0 | 0 | 1 | 70 | 300
PG&E NGBA | Vaca Dixon | 500 | 2 | 1 | 1 | 0 | 1 | 3 | 1 | 2 | 3 | 1 | 4 | 1 | 3 | 1 | 1 | 3 | 0 | 0 | 0 | 0 | 0 | 0 | 0 | 0 | 0 | 0 | 0 | 0 | 0 | 0 | 0 | 0 | 0 | 0 | 0 | 0 | 0 | 0 | 0 | 0 | 0 | 0 | 0 | 0 | 0 | 0 | 0 | 0 | 0 | 0
PG&E NGBA | Vaca Dixon | 60 | 2 | 1 | 1 | 0 | 1 | 3 | 1 | 2 | 3 | 1 | 4 | 1 | 3 | 1 | 1 | 3 | 0 | 0 | 0 | 0 | 0 | 0 | 0 | 0 | 0 | 0 | 0 | 0 | 0 | 0 | 0 | 0 | 0 | 0 | 0 | 0 | 0 | 0 | 0 | 0 | 0 | 0 | 0 | 0 | 0 | 0 | 0 | 0 | 0 | 0
SCE Eastern | Valley (SCE) | 500 | 1 | 1 | 1 | 1 | 1 | 2 | 3 | 1 | 3 | 1 | 4 | 2 | 3 | 1 | 3 | 2 | 0 | 0 | 0 | 0 | 0 | 0 | 0 | 0 | 0 | 0 | 0 | 310 | 0 | 0 | 1 | 0 | 310 | 0 | 0 | 0 | 0 | 0 | 0 | 0 | 0 | 0 | 0 | 0 | 310 | 0 | 0 | 1 | 0 | 310
EOP | Valley (VEA) | 138 | 2 | 2 | 4 | 1 | 1 | 3 | 1 | 2 | 1 | 2 | 1 | 4 | 3 | 1 | 1 | 3 | 0 | 0 | 0 | 0 | 0 | 0 | 0 | 0 | 0 | 0 | 0 | 0 | 0 | 0 | 0 | 0 | 0 | 0 | 0 | 0 | 0 | 0 | 0 | 0 | 0 | 0 | 0 | 0 | 0 | 0 | 0 | 0 | 0 | 0
SDGE | Valley Center | 69 | 2 | 1 | 3 | 1 | 1 | 3 | 1 | 2 | 3 | 1 | 2 | 4 | 3 | 1 | 1 | 3 | 0 | 0 | 0 | 0 | 0 | 0 | 0 | 0 | 0 | 0 | 0 | 0 | 0 | 0 | 0 | 0 | 0 | 0 | 0 | 0 | 0 | 0 | 0 | 0 | 0 | 0 | 0 | 0 | 0 | 0 | 0 | 0 | 0 | 0
PG&E GBA | Valley Home | 115 | 1 | 1 | 3 | 1 | 2 | 1 | 3 | 1 | 3 | 1 | 2 | 4 | 1 | 2 | 4 | 1 | 0 | 0 | 0 | 0 | 0 | 0 | 0 | 0 | 0 | 0 | 0 | 0 | 0 | 0 | 0 | 0 | 0 | 0 | 0 | 0 | 0 | 0 | 0 | 0 | 0 | 0 | 0 | 0 | 0 | 0 | 0 | 0 | 0 | 0
PG&E GBA | Valley Springs | 230 | 2 | 1 | 3 | 1 | 1 | 3 | 1 | 2 | 3 | 1 | 2 | 4 | 3 | 1 | 1 | 3 | 0 | 0 | 0 | 0 | 0 | 0 | 0 | 0 | 0 | 0 | 0 | 0 | 0 | 0 | 0 | 0 | 0 | 0 | 0 | 0 | 0 | 0 | 0 | 0 | 0 | 0 | 0 | 0 | 0 | 0 | 0 | 0 | 0 | 0
PG&E GBA | Valley Springs | 60 | 2 | 1 | 3 | 1 | 1 | 3 | 1 | 2 | 3 | 1 | 2 | 4 | 3 | 1 | 1 | 3 | 0 | 0 | 0 | 0 | 0 | 0 | 0 | 0 | 0 | 0 | 0 | 0 | 0 | 0 | 0 | 0 | 0 | 0 | 0 | 0 | 0 | 0 | 0 | 0 | 0 | 0 | 0 | 0 | 0 | 0 | 0 | 0 | 0 | 0
EOP | Valley Switch | 138 | 2 | 2 | 4 | 1 | 1 | 3 | 1 | 2 | 1 | 2 | 1 | 4 | 3 | 1 | 1 | 3 | 0 | 0 | 0 | 0 | 0 | 0 | 0 | 0 | 0 | 0 | 0 | 0 | 0 | 0 | 0 | 0 | 0 | 0 | 0 | 0 | 0 | 0 | 0 | 0 | 0 | 0 | 0 | 0 | 0 | 0 | 0 | 0 | 0 | 0
EOP | Valley Switch | 230 | 2 | 2 | 4 | 1 | 1 | 3 | 1 | 2 | 1 | 2 | 1 | 4 | 3 | 1 | 1 | 3 | 0 | 0 | 0 | 0 | 0 | 0 | 0 | 0 | 0 | 0 | 0 | 0 | 0 | 0 | 0 | 0 | 0 | 0 | 0 | 0 | 0 | 0 | 0 | 0 | 0 | 0 | 0 | 0 | 0 | 0 | 0 | 0 | 0 | 0
PG&E GBA | Vasco | 230 | 2 | 1 | 3 | 0 | 1 | 3 | 1 | 2 | 3 | 1 | 2 | 3 | 3 | 1 | 1 | 3 | 0 | 0 | 0 | 0 | 0 | 0 | 0 | 0 | 0 | 0 | 0 | 0 | 0 | 0 | 0 | 0 | 0 | 0 | 0 | 0 | 0 | 0 | 0 | 0 | 0 | 0 | 0 | 0 | 0 | 0 | 0 | 0 | 0 | 0
PG&E GBA | Vasona | 230 | 2 | 1 | 3 | 1 | 2 | 3 | 1 | 2 | 3 | 1 | 2 | 4 | 1 | 2 | 1 | 3 | 0 | 0 | 0 | 0 | 0 | 0 | 0 | 0 | 0 | 0 | 0 | 0 | 0 | 0 | 0 | 0 | 0 | 0 | 0 | 0 | 0 | 0 | 0 | 0 | 0 | 0 | 0 | 0 | 0 | 0 | 0 | 0 | 0 | 0
SCE Northern | Vestal | 230 | 1 | 1 | 3 | 1 | 1 | 1 | 3 | 1 | 3 | 1 | 2 | 4 | 3 | 1 | 4 | 1 | 0 | 0 | 0 | 0 | 0 | 0 | 0 | 0 | 0 | 92 | 50 | 50 | 0 | 0 | 1 | 142 | 50 | 0 | 0 | 0 | 0 | 0 | 0 | 0 | 0 | 0 | 92 | 50 | 50 | 0 | 0 | 1 | 142 | 50
SCE Northern | Vestal | 66 | 1 | 1 | 3 | 1 | 1 | 1 | 3 | 1 | 3 | 1 | 2 | 4 | 3 | 1 | 4 | 1 | 0 | 0 | 0 | 0 | 0 | 0 | 0 | 0 | 0 | 0 | 0 | 0 | 0 | 0 | 0 | 0 | 0 | 0 | 0 | 0 | 0 | 0 | 0 | 0 | 0 | 0 | 0 | 0 | 0 | 0 | 0 | 0 | 0 | 0
SCE NOL | Victor | 115 | 2 | 1 | 3 | 0 | 1 | 2 | 1 | 2 | 3 | 1 | 2 | 3 | 3 | 1 | 3 | 2 | 0 | 0 | 0 | 0 | 0 | 0 | 0 | 0 | 7 | 0 | 0 | 0 | 0 | 0 | 1 | 7 | 0 | 0 | 0 | 0 | 0 | 0 | 0 | 0 | 0 | 7 | 0 | 0 | 0 | 0 | 0 | 1 | 7 | 0
SCE NOL | Victor | 230 | 2 | 1 | 3 | 0 | 1 | 2 | 1 | 2 | 3 | 1 | 2 | 3 | 3 | 1 | 3 | 2 | 0 | 0 | 0 | 0 | 0 | 0 | 0 | 0 | 0 | 150 | 50 | 0 | 128.4 | 0 | 1 | 200 | 128.4 | 0 | 0 | 0 | 0 | 0 | 0 | 0 | 0 | 0 | 150 | 50 | 0 | 128.4 | 0 | 1 | 200 | 128.4
SCE Metro | Viejo | 230 | 1 | 1 | 3 | 0 | 1 | 2 | 3 | 1 | 3 | 1 | 2 | 3 | 3 | 1 | 3 | 2 | 0 | 0 | 0 | 0 | 0 | 0 | 0 | 0 | 0 | 0 | 0 | 0 | 300 | 0 | 1 | 0 | 300 | 0 | 0 | 0 | 0 | 0 | 0 | 0 | 0 | 0 | 0 | 0 | 0 | 300 | 0 | 1 | 0 | 300
PG&E GBA | Vierra | 115 | 1 | 1 | 1 | 0 | 2 | 1 | 3 | 1 | 3 | 1 | 4 | 1 | 1 | 2 | 4 | 1 | 0 | 0 | 0 | 0 | 0 | 0 | 0 | 0 | 2.975 | 0 | 0 | 92 | 0 | 0 | 1 | 2.975 | 92 | 0 | 0 | 0 | 0 | 0 | 0 | 0 | 0 | 2.975 | 0 | 0 | 92 | 0 | 0 | 1 | 2.975 | 92
SCE Metro | Villa Park | 230 | 1 | 1 | 2 | 0 | 1 | 2 | 3 | 1 | 3 | 1 | 3 | 2 | 3 | 1 | 3 | 2 | 0 | 0 | 0 | 0 | 0 | 0 | 0 | 0 | 0 | 0 | 0 | 0 | 0 | 0 | 0 | 0 | 0 | 0 | 0 | 0 | 0 | 0 | 0 | 0 | 0 | 0 | 0 | 0 | 0 | 0 | 0 | 0 | 0 | 0
SCE Northern | Vincent | 230 | 2 | 1 | 4 | 0 | 1 | 3 | 1 | 2 | 3 | 1 | 1 | 4 | 3 | 1 | 1 | 3 | 0 | 0 | 0 | 0 | 0 | 0 | 0 | 0 | 0 | 1200 | 0 | 59 | 600 | 200 | 1 | 1200 | 859 | 0 | 0 | 0 | 0 | 0 | 0 | 0 | 0 | 0 | 1800 | 0 | 59 | 600 | 200 | 1 | 1800 | 859
SCE Northern | Vincent | 500 | 2 | 1 | 4 | 0 | 1 | 3 | 1 | 2 | 3 | 1 | 1 | 4 | 3 | 1 | 1 | 3 | 0 | 0 | 0 | 0 | 0 | 0 | 0 | 0 | 0 | 0 | 0 | 0 | 0 | 600 | 1 | 0 | 600 | 0 | 0 | 0 | 0 | 0 | 0 | 0 | 0 | 0 | 0 | 0 | 0 | 0 | 600 | 1 | 0 | 600
PG&E GBA | Vineyard | 230 | 2 | 1 | 2 | 0 | 1 | 3 | 1 | 2 | 3 | 1 | 3 | 2 | 3 | 1 | 1 | 3 | 0 | 0 | 0 | 0 | 0 | 0 | 0 | 0 | 0 | 0 | 0 | 0 | 0 | 0 | 0 | 0 | 0 | 0 | 0 | 0 | 0 | 0 | 0 | 0 | 0 | 0 | 0 | 0 | 0 | 0 | 0 | 0 | 0 | 0
SDGE | Vineyard | 69 | 2 | 1 | 2 | 0 | 1 | 3 | 1 | 2 | 3 | 1 | 3 | 2 | 3 | 1 | 1 | 3 | 0 | 0 | 0 | 0 | 0 | 0 | 0 | 0 | 0 | 0 | 0 | 0 | 0 | 0 | 0 | 0 | 0 | 0 | 0 | 0 | 0 | 0 | 0 | 0 | 0 | 0 | 0 | 0 | 0 | 0 | 0 | 0 | 0 | 0
SCE Eastern | Vista (SCE) | 230 | 1 | 1 | 2 | 0 | 1 | 1 | 3 | 1 | 3 | 1 | 3 | 2 | 3 | 1 | 4 | 1 | 0 | 0 | 0 | 0 | 0 | 0 | 0 | 0 | 0 | 0 | 0 | 0 | 0 | 0 | 0 | 0 | 0 | 0 | 0 | 0 | 0 | 0 | 0 | 0 | 0 | 0 | 0 | 0 | 0 | 0 | 0 | 0 | 0 | 0
EOP | Vista (VEA) | 138 | 2 | 2 | 4 | 0 | 1 | 3 | 1 | 2 | 1 | 2 | 1 | 4 | 3 | 1 | 1 | 3 | 0 | 0 | 0 | 0 | 0 | 0 | 0 | 0 | 0 | 0 | 0 | 0 | 0 | 0 | 0 | 0 | 0 | 0 | 0 | 0 | 0 | 0 | 0 | 0 | 0 | 0 | 0 | 0 | 0 | 0 | 0 | 0 | 0 | 0
EOP | Vista (VEA) | 230 | 2 | 2 | 4 | 0 | 1 | 3 | 1 | 2 | 1 | 2 | 1 | 4 | 3 | 1 | 1 | 3 | 0 | 0 | 0 | 0 | 0 | 0 | 0 | 0 | 0 | 0 | 0 | 0 | 0 | 0 | 0 | 0 | 0 | 0 | 0 | 0 | 0 | 0 | 0 | 0 | 0 | 0 | 0 | 0 | 0 | 0 | 0 | 0 | 0 | 0
PG&E FRESNO | Wahtoke | 115 | 1 | 1 | 3 | 0 | 2 | 1 | 3 | 1 | 3 | 1 | 2 | 3 | 1 | 2 | 4 | 1 | 0 | 0 | 0 | 0 | 0 | 0 | 0 | 0 | 0 | 0 | 0 | 0 | 0 | 0 | 0 | 0 | 0 | 0 | 0 | 0 | 0 | 0 | 0 | 0 | 0 | 0 | 0 | 0 | 0 | 0 | 0 | 0 | 0 | 0
SCE Northern | Wakefield | 66 | 2 | 1 | 4 | 0 | 1 | 3 | 1 | 2 | 3 | 1 | 1 | 4 | 3 | 1 | 1 | 3 | 0 | 0 | 0 | 0 | 0 | 0 | 0 | 0 | 0 | 0 | 0 | 30 | 0 | 0 | 1 | 0 | 30 | 0 | 0 | 0 | 0 | 0 | 0 | 0 | 0 | 0 | 0 | 0 | 30 | 0 | 0 | 1 | 0 | 30
SCE Metro | Walnut | 230 | 1 | 1 | 1 | 0 | 1 | 1 | 3 | 1 | 3 | 1 | 4 | 1 | 3 | 1 | 4 | 1 | 0 | 0 | 0 | 0 | 0 | 0 | 0 | 0 | 0 | 0 | 0 | 400 | 200 | 0 | 1 | 0 | 600 | 0 | 0 | 0 | 0 | 0 | 0 | 0 | 0 | 0 | 0 | 0 | 400 | 200 | 0 | 1 | 0 | 600
SCE Northern | Warne | 230 | 1 | 1 | 4 | 1 | 1 | 3 | 3 | 1 | 3 | 1 | 1 | 4 | 3 | 1 | 1 | 3 | 0 | 0 | 0 | 0 | 0 | 0 | 0 | 0 | 0 | 0 | 0 | 0 | 0 | 0 | 0 | 0 | 0 | 0 | 0 | 0 | 0 | 0 | 0 | 0 | 0 | 0 | 0 | 0 | 0 | 0 | 0 | 0 | 0 | 0
PG&E GBA | Warnerville | 230 | 1 | 1 | 2 | 1 | 2 | 2 | 3 | 1 | 3 | 1 | 3 | 3 | 1 | 2 | 3 | 2 | 0 | 0 | 0 | 0 | 0 | 0 | 0 | 0 | 0 | 0 | 0 | 0 | 0 | 0 | 0 | 0 | 0 | 0 | 0 | 0 | 0 | 0 | 0 | 0 | 0 | 0 | 0 | 0 | 0 | 0 | 0 | 0 | 0 | 0
PG&E FRESNO | Waukena | 115 | 1 | 1 | 3 | 1 | 2 | 1 | 3 | 1 | 3 | 1 | 2 | 4 | 1 | 2 | 4 | 1 | 0 | 0 | 0 | 0 | 0 | 0 | 0 | 0 | 0 | 0 | 0 | 0 | 0 | 0 | 0 | 0 | 0 | 0 | 0 | 0 | 0 | 0 | 0 | 0 | 0 | 0 | 0 | 0 | 0 | 0 | 0 | 0 | 0 | 0
PG&E GBA | Weber | 230 | 1 | 1 | 2 | 1 | 2 | 1 | 3 | 1 | 3 | 1 | 3 | 3 | 1 | 2 | 4 | 1 | 0 | 0 | 0 | 0 | 0 | 0 | 0 | 0 | 0 | 0 | 0 | 0 | 0 | 0 | 0 | 0 | 0 | 0 | 0 | 0 | 0 | 0 | 0 | 0 | 0 | 0 | 0 | 0 | 0 | 0 | 0 | 0 | 0 | 0
PG&E GBA | Weber | 60 | 1 | 1 | 2 | 1 | 2 | 1 | 3 | 1 | 3 | 1 | 3 | 3 | 1 | 2 | 4 | 1 | 0 | 0 | 0 | 0 | 0 | 0 | 0 | 0 | 0 | 0 | 0 | 20 | 0 | 0 | 1 | 0 | 20 | 0 | 0 | 0 | 0 | 0 | 0 | 0 | 0 | 0 | 0 | 0 | 20 | 0 | 0 | 1 | 0 | 20
PG&E FRESNO | West Fresno | 115 | 1 | 1 | 2 | 0 | 2 | 1 | 3 | 1 | 3 | 1 | 3 | 2 | 1 | 2 | 4 | 1 | 0 | 0 | 0 | 0 | 0 | 0 | 0 | 0 | 0 | 0 | 0 | 0 | 0 | 0 | 0 | 0 | 0 | 0 | 0 | 0 | 0 | 0 | 0 | 0 | 0 | 0 | 67 | 0 | 0 | 0 | 0 | 1 | 67 | 0
PG&E FRESNO | Westley | 230 | 1 | 1 | 4 | 0 | 2 | 1 | 3 | 1 | 3 | 1 | 1 | 4 | 1 | 2 | 4 | 1 | 0 | 0 | 0 | 0 | 0 | 0 | 0 | 0 | 0 | 0 | 0 | 0 | 0 | 0 | 0 | 0 | 0 | 0 | 0 | 0 | 0 | 0 | 0 | 0 | 0 | 0 | 155 | 0 | 0 | 0 | 0 | 1 | 155 | 0
PG&E KERN | Westpark | 115 | 1 | 1 | 2 | 1 | 1 | 1 | 3 | 1 | 3 | 1 | 3 | 3 | 3 | 1 | 4 | 1 | 0 | 0 | 0 | 0 | 0 | 0 | 0 | 0 | 0 | 0 | 0 | 0 | 0 | 0 | 0 | 0 | 0 | 0 | 0 | 0 | 0 | 0 | 0 | 0 | 0 | 0 | 0 | 0 | 0 | 0 | 0 | 0 | 0 | 0
PG&E KERN | Wheeler Ridge | 230 | 1 | 1 | 4 | 0 | 1 | 1 | 3 | 1 | 3 | 1 | 1 | 4 | 3 | 1 | 4 | 1 | 0 | 0 | 0 | 0 | 0 | 0 | 0 | 0 | 0 | 0 | 90 | 0 | 180 | 0 | 1 | 90 | 180 | 0 | 0 | 0 | 0 | 0 | 0 | 0 | 0 | 0 | 0 | 90 | 0 | 180 | 0 | 1 | 90 | 180
PG&E KERN | Wheeler Ridge | 115 | 1 | 1 | 4 | 0 | 1 | 1 | 3 | 1 | 3 | 1 | 1 | 4 | 3 | 1 | 4 | 1 | 0 | 0 | 0 | 0 | 0 | 0 | 0 | 0 | 0 | 95 | 0 | 0 | 0 | 0 | 1 | 95 | 0 | 0 | 0 | 0 | 0 | 0 | 0 | 0 | 0 | 0 | 95 | 0 | 0 | 0 | 0 | 1 | 95 | 0
PG&E KERN | Wheeler Ridge | 70 | 1 | 1 | 4 | 0 | 1 | 1 | 3 | 1 | 3 | 1 | 1 | 4 | 3 | 1 | 4 | 1 | 0 | 0 | 0 | 0 | 0 | 0 | 0 | 0 | 0 | 0 | 0 | 92 | 0 | 0 | 1 | 0 | 92 | 0 | 0 | 0 | 0 | 0 | 0 | 0 | 0 | 0 | 0 | 0 | 92 | 0 | 0 | 1 | 0 | 92
SCE Northern | Whirlwind | 230 | 2 | 1 | 4 | 0 | 1 | 3 | 1 | 2 | 3 | 1 | 1 | 4 | 3 | 1 | 1 | 3 | 0 | 0 | 0 | 0 | 0 | 0 | 0 | 0 | 0 | 1485 | 188 | 550 | 523 | 300 | 1 | 1673 | 1373 | 0 | 0 | 0 | 0 | 0 | 0 | 0 | 0 | 0 | 1485 | 188 | 550 | 523 | 300 | 1 | 1673 | 1373
SCE Northern | Whirlwind | 500 | 2 | 1 | 4 | 0 | 1 | 3 | 1 | 2 | 3 | 1 | 1 | 4 | 3 | 1 | 1 | 3 | 0 | 0 | 0 | 0 | 0 | 0 | 0 | 0 | 0 | 1032 | 0 | 0 | 0 | 480 | 1 | 1032 | 480 | 0 | 0 | 0 | 0 | 0 | 0 | 0 | 0 | 0 | 1032 | 0 | 0 | 0 | 480 | 1 | 1032 | 480
PG&E GBA | Whisman | 115 | 2 | 1 | 2 | 0 | 2 | 2 | 1 | 2 | 3 | 1 | 3 | 2 | 1 | 2 | 3 | 2 | 0 | 0 | 0 | 0 | 0 | 0 | 0 | 0 | 0 | 0 | 0 | 0 | 0 | 0 | 0 | 0 | 0 | 0 | 0 | 0 | 0 | 0 | 0 | 0 | 0 | 0 | 0 | 0 | 0 | 0 | 0 | 0 | 0 | 0
SCE Eastern | Wildlife | 230 | 1 | 1 | 1 | 0 | 1 | 1 | 3 | 1 | 3 | 1 | 4 | 1 | 3 | 1 | 4 | 1 | 0 | 0 | 0 | 0 | 0 | 0 | 0 | 0 | 0 | 0 | 0 | 0 | 0 | 0 | 0 | 0 | 0 | 0 | 0 | 0 | 0 | 0 | 0 | 0 | 0 | 0 | 0 | 0 | 0 | 0 | 0 | 0 | 0 | 0
PG&E FRESNO | Wilson | 115 | 1 | 1 | 4 | 1 | 2 | 1 | 3 | 1 | 3 | 1 | 1 | 4 | 1 | 2 | 4 | 1 | 0 | 0 | 0 | 0 | 0 | 0 | 0 | 0 | 0 | 0 | 0 | 0 | 0 | 0 | 0 | 0 | 0 | 0 | 0 | 0 | 0 | 0 | 0 | 0 | 0 | 0 | 0 | 0 | 0 | 0 | 0 | 0 | 0 | 0
PG&E FRESNO | Wilson | 230 | 1 | 1 | 4 | 1 | 2 | 1 | 3 | 1 | 3 | 1 | 1 | 4 | 1 | 2 | 4 | 1 | 0 | 0 | 0 | 0 | 0 | 0 | 0 | 0 | 0 | 0 | 0 | 0 | 0 | 0 | 0 | 0 | 0 | 0 | 0 | 0 | 0 | 0 | 0 | 0 | 0 | 0 | 0 | 0 | 0 | 0 | 0 | 0 | 0 | 0
SCE Northern | Windhub | 230 | 2 | 1 | 4 | 0 | 1 | 2 | 1 | 2 | 3 | 1 | 1 | 4 | 3 | 1 | 3 | 2 | 0 | 0 | 0 | 0 | 0 | 0 | 0 | 0 | 0 | 0 | 1020 | 500 | 0 | 0 | 1 | 1020 | 500 | 0 | 0 | 0 | 0 | 0 | 0 | 0 | 0 | 0 | 0 | 1020 | 500 | 0 | 0 | 1 | 1020 | 500
SCE Northern | Windhub | 500 | 2 | 1 | 4 | 0 | 1 | 2 | 1 | 2 | 3 | 1 | 1 | 4 | 3 | 1 | 3 | 2 | 0 | 0 | 0 | 0 | 0 | 0 | 0 | 0 | 0 | 153 | 0 | 15 | 0 | 0 | 1 | 153 | 15 | 0 | 0 | 0 | 0 | 0 | 0 | 0 | 0 | 0 | 153 | 0 | 15 | 0 | 0 | 1 | 153 | 15
PG&E GBA | Windmaster | 230 | 2 | 1 | 2 | 0 | 1 | 2 | 1 | 2 | 3 | 1 | 3 | 2 | 3 | 1 | 3 | 2 | 0 | 0 | 0 | 0 | 0 | 0 | 0 | 0 | 0 | 260 | 0 | 0 | 0 | 0 | 1 | 260 | 0 | 0 | 0 | 0 | 0 | 0 | 0 | 0 | 0 | 0 | 260 | 0 | 0 | 0 | 0 | 1 | 260 | 0
PG&E NGBA | Windsor | 60 | 1 | 1 | 2 | 0 | 1 | 2 | 3 | 1 | 3 | 1 | 3 | 2 | 3 | 1 | 3 | 2 | 0 | 0 | 0 | 0 | 0 | 0 | 0 | 0 | 0 | 0 | 0 | 0 | 0 | 0 | 0 | 0 | 0 | 0 | 0 | 0 | 0 | 0 | 0 | 0 | 0 | 0 | 0 | 0 | 0 | 0 | 0 | 0 | 0 | 0
PG&E NGBA | Woodland | 115 | 2 | 1 | 4 | 1 | 2 | 3 | 1 | 2 | 3 | 1 | 1 | 4 | 1 | 2 | 1 | 3 | 0 | 0 | 0 | 0 | 0 | 0 | 0 | 0 | 0 | 0 | 12 | 0 | 0 | 0 | 1 | 12 | 0 | 0 | 0 | 0 | 0 | 0 | 0 | 0 | 0 | 0 | 0 | 12 | 0 | 0 | 0 | 1 | 12 | 0
PG&E FRESNO | Woodward | 115 | 1 | 1 | 2 | 0 | 2 | 2 | 3 | 1 | 3 | 1 | 3 | 2 | 1 | 2 | 3 | 2 | 0 | 0 | 0 | 0 | 0 | 0 | 0 | 0 | 0 | 0 | 0 | 0 | 0 | 0 | 0 | 0 | 0 | 0 | 0 | 0 | 0 | 0 | 0 | 0 | 0 | 0 | 0 | 0 | 0 | 0 | 0 | 0 | 0 | 0
PG&E NGBA | Wyandotte | 115 | 2 | 1 | 2 | 0 | 2 | 2 | 1 | 2 | 3 | 1 | 3 | 2 | 1 | 2 | 3 | 2 | 0 | 0 | 0 | 0 | 0 | 0 | 0 | 0 | 0 | 0 | 0 | 0 | 0 | 0 | 0 | 0 | 0 | 0 | 0 | 0 | 0 | 0 | 0 | 0 | 0 | 0 | 0 | 0 | 0 | 0 | 0 | 0 | 0 | 0

## CI_Criteria_README
6. Alignment with Commercial Development Interest
Criteria Purpose | To the extent possible, busbar allocations should reflect the planned procurement indicated in LSEs' plans and the level of commercial interest (CI) in the CAISO and other relevant interconnection queues including queues from other Balancing Area Authorities and participating transmission operators, as well as projects in advanced stages of development that may not be reflected in the interconnection queues identified through working group communications.
In-Development Resources | For the proposed 26-27 TPP portfolio, staff mapped resources to align with in-development resources, which are resources contracted by LSEs or identified as under construction by PTOs but are not in the current modeling baseline. These resources are summarized by substation in "Res_by_Sub" tabs under the first set of resource type columns with the header "In-Development, Contracted, or Online and not in baseline." A detailed list of these resources can be found the separate " BaselineReconcilation_26-27TPP_Initial.xlsx" file posted with the Dashboard appendices.
Commercial Interest Ranking | After in-development resources, resources with an Executed Interconnection Agreement or Transmission Plan Deliverability have the highest alignment priority. Proposed resources that have completed Phase 2 of cluster studies have the next priority. Combined these represent "higher confidence" commercial interest. Resources in Phase 1 for CAISO or that have not completed any interconnection studies by their respective balancing area authority or transmission owner are weighted as “lower confidence” commercial interest are weighted as "lower confidence" commercial interest.
Commercial Interest Sources | Analysis incorporates resources from the CAISO interconnection queue (including the Cluster 15 applications), the SCE, PG&E, and SDG&E wholesale distribution tariff queues, and additional out-of-CAISO queues for key resources such as geothermal and wind including NVEP, IID, Pacifi-corp, and IPP queues. Date queues were pulled are shown for each queue source in the supporting tabs show below. For the PD, Working Group staff updated the CAISO interconnection queue to a more recent version than used in the initial mapping.
Queue Analysis | For the CAISO interconnection queue and the SCE and PG&E WDT queues, staff sought to subtract resources already in the baseline, contracted, or online to better identify new potential resources. Separate workbooks for this analysis is included in the Dashboard appendices.
Commercial Analysis Tabs | The Commercial Analysis tabs for 2036 and 2041 show comparisons of the mapped generic resources by substations to the commercial interest meeting the various confidence criteria (Executed IA, Completed Phase II, and all commercial interest) used to establish the criteria alignment flags and the criteria alignment flags by resource type at each substation.
Criteria Definition | See pages 36 of the Busbar Mapping Methodology document (see README tab) for detail on criteria alignment levels for Commercial Development Interest which were bifurcated into two categories 1) mapped resources that are significantly less than commercial interest and 2) mapped resources that exceed commercial interest.
Criteria Alignment Levels
Level | Less Commercial Interest than MWs Mapped |  | Level | More Commercial Interest than MWs Mapped
1 | MWs mapped aligns with Executed IA and TPD CI |  | 1+ | Total CI is significantly greater than mapped MWs (500 MW or 33%)
2- | Executed IA or TPD CI is less than mapped MWs (100 MW or 10%) |  | 2+ | Higher Confidence CI is greater (100 MW or 10%)
3- | Higher Confidence CI is less (100 MW or 10%) |  | 3+ | Executed IA or TPD CI is greater (100 MW or 10%)
4- | Total CI is less (100 MW or 10%) |  | 4+ | Executed IA or TPD CI is significantly greater (500 MW or 33%)
5- | Total CI is significantly less (500 MW or 33%) or zero |  | 5+ | Identified In-Development resources are greater
Tabs for Analysis
CIAnalysis_Summary_byArea |  | Summaryof mapped portfolio's alignment with commercial development interest by CAISO study area
CIAnalysis_Alignment_Summary |  | Summary of number of substations by resource type and study area that have commercial interest alignment flags
CI_Analysis_2036 |  | Commercial development interest analysis for 2036 model year
CI_Analysis_2041 |  | Commercial development interest analysis for 2041 model year
CAISO_Queue_bySub |  | Summary by substation and CI confidence level for CAISO interconnection queue resources not identified as online or in-development or in baseline
SelectPTOs-Queue_bySub |  | Summary by substation and CI confidence level for PG&E, SDG&E, and SCE WDT queue resources not identified as online or in-development or in baseline
Out-of-CAISO_QueueInfo |  | Summary by substation (both out-of-CAISO sub and assumed CAISO intertie) of key resources from IID, NVEP, and Pacificorp interconnection queues
In_Dev_Resources |  | Summary by substation of identified in-development, contracted, and online resources not in IRP modeling baseline

## CIAnalysis_Summary_byArea
The tables below summarize the mapping results for both 2036 and 2041 compared to the identified commercial interest by CAISO study area. The comparison includes the amount of commercial interest with TPD and higher and lower confidence categories.
|  | Mapped Portfolio |  | Commercial Queue Interest |  |  |  | Mapped Portfolio |  | Commercial Queue Interest
| PG&E North of Greater Bay | Generic (2036) | Generic (2041) | TPD | Higher Confidence | All Queue Interest | PG&E Greater Bay | Generic (2036) | Generic (2041) | TPD | Higher Confidence | All Queue Interest
| Geothermal (MW) | 3135 | 3135 | 28 | 37.435 | 3405.175 | Geothermal (MW) | 0 | 0 | 0 | 0 | 0 | Geothermal | FCDS | PG&E NGBA | PG&E GBA
| Biomass (MW) | 0 | 0 | 0 | 0 | 0 | Biomass (MW) | 0 | 0 | 0 | 0 | 0 | Biomass | FCDS | PG&E NGBA | PG&E GBA
| OnshoreWind (MW) | 872.5 | 1752.5 | 200 | 367.925 | 367.925 | OnshoreWind (MW) | 0 | 0 | 160.8 | 2199.722 | 2199.722 | Wind | Total | PG&E NGBA | PG&E GBA
| OOS Wind (MW) | 0 | 0 | 0 | 0 | 258.3 | OOS Wind (MW) | 0 | 4000 | 0 | 0 | 2514.8963 | OOS Wind | Total | PG&E NGBA | PG&E GBA
| Offshore Wind (MW) | 0 | 1607 | 0 | 0 | 0 | Offshore Wind (MW) | 0 | 0 | 0 | 0 | 0 | Offshore Wind | Total | PG&E NGBA | PG&E GBA
| Distrib. Solar (MW) | 0 | 0 | 0 | 0 | 0 | Distrib. Solar (MW) | 0 | 0 | 0 | 0.46093 | 0.46093 | Distributed Solar | EODS | PG&E NGBA | PG&E GBA
| Solar (MW) | 1002.5 | 1002.5 | 24.5 | 918.3328 | 1844.0748 | Solar (MW) | 1685 | 1915 | 0 | 1058.8971 | 1453.8235 | Solar | Total | PG&E NGBA | PG&E GBA
| Battery (MW) | 0 | 0 | 269.9 | 4605.1344 | 4881.0374 | Battery (MW) | 95.7 | 95.7 | 6835.824 | 10847.9602 | 13713.1215 | Battery | Total | PG&E NGBA | PG&E GBA
| LDES (MW) | 0 | 0 | 0 | 0 | 415 | LDES (MW) | 400 | 400 | 0 | 0 | 0 | LDES | FCDS | PG&E NGBA | PG&E GBA
| Total (MW) | 5010 | 7497 | 522.4 | 5928.8272 | 11171.5122 | Total (MW) | 2180.7 | 6410.7 | 6996.624 | 14107.0402 | 19882.0242
|  | Mapped Portfolio |  | Commercial Queue Interest |  |  |  | Mapped Portfolio |  | Commercial Queue Interest
| PG&E Fresno | Generic (2036) | Generic (2041) | TPD | Higher Confidence | All Queue Interest | PG&E Kern | Generic (2036) | Generic (2041) | TPD | Higher Confidence | All Queue Interest
| Geothermal (MW) | 170 | 170 | 0 | 0 | 0 | Geothermal (MW) | 0 | 0 | 0 | 0 | 0 | Geothermal | FCDS | PG&E FRESNO | PG&E KERN
| Biomass (MW) | 0 | 0 | 0 | 0 | 0 | Biomass (MW) | 0 | 0 | 0 | 0 | 0 | Biomass | FCDS | PG&E FRESNO | PG&E KERN
| OnshoreWind (MW) | 0 | 0 | 0 | 0 | 0 | OnshoreWind (MW) | 0 | 0 | 2487.892 | 2547.412 | 2657.412 | Wind | Total | PG&E FRESNO | PG&E KERN
| OOS Wind (MW) | 0 | 0 | 0 | 0 | 6408.613 | OOS Wind (MW) | 0 | 0 | 0 | 0 | 0 | OOS Wind | Total | PG&E FRESNO | PG&E KERN
| Offshore Wind (MW) | 0 | 0 | 0 | 0 | 0 | Offshore Wind (MW) | 2924 | 2924 | 0 | 0 | 0 | Offshore Wind | Total | PG&E FRESNO | PG&E KERN
| Distrib. Solar (MW) | 0 | 0 | 0 | 0 | 0 | Distrib. Solar (MW) | 0 | 0 | 0 | 0 | 0 | Distributed Solar | EODS | PG&E FRESNO | PG&E KERN
| Solar (MW) | 6664.2 | 9324.2 | 3.24 | 6505.536 | 11312.904 | Solar (MW) | 8535 | 8535 | 262.6 | 4395.4184 | 6629.5974 | Solar | Total | PG&E FRESNO | PG&E KERN
| Battery (MW) | 2170 | 2170 | 5513.326 | 7785.5113 | 14816.2753 | Battery (MW) | 805 | 805 | 3009.629 | 5466.3589 | 7620.2619 | Battery | Total | PG&E FRESNO | PG&E KERN
| LDES (MW) | 140 | 140 | 0 | 0 | 0 | LDES (MW) | 1122 | 1122 | 0 | 0 | 0 | LDES | FCDS | PG&E FRESNO | PG&E KERN
| Total (MW) | 9144.2 | 11804.2 | 5516.566 | 14291.0473 | 32537.7923 | Total (MW) | 13386 | 13386 | 5760.121 | 12409.1893 | 16907.2713
|  | Mapped Portfolio |  | Commercial Queue Interest |  |  |  | Mapped Portfolio |  | Commercial Queue Interest
| SCE Northern Area | Generic (2036) | Generic (2041) | TPD | Higher Confidence | All Queue Interest | SCE Metro | Generic (2036) | Generic (2041) | TPD | Higher Confidence | All Queue Interest
| Geothermal (MW) | 0 | 0 | 0 | 0 | 0 | Geothermal (MW) | 0 | 0 | 0 | 0 | 0 | Geothermal | FCDS | SCE Northern | SCE Metro
| Biomass (MW) | 0 | 0 | 0 | 0 | 0 | Biomass (MW) | 0 | 0 | 0 | 0 | 0 | Biomass | FCDS | SCE Northern | SCE Metro
| OnshoreWind (MW) | 0 | 0 | 100 | 100.15 | 124.15 | OnshoreWind (MW) | 0 | 0 | 0 | 0 | 0 | Wind | Total | SCE Northern | SCE Metro
| OOS Wind (MW) | 0 | 0 | 0 | 0 | 3309.7727 | OOS Wind (MW) | 0 | 3000 | 0 | 0 | 9208.2287 | OOS Wind | Total | SCE Northern | SCE Metro
| Offshore Wind (MW) | 0 | 0 | 0 | 0 | 0 | Offshore Wind (MW) | 0 | 0 | 0 | 0 | 0 | Offshore Wind | Total | SCE Northern | SCE Metro
| Distrib. Solar (MW) | 0 | 0 | 0 | 32.526 | 63.802 | Distrib. Solar (MW) | 0 | 0 | 0 | 3.223 | 3.349 | Distributed Solar | EODS | SCE Northern | SCE Metro
| Solar (MW) | 4980 | 5906 | 808.4256 | 4754.813 | 6305.624 | Solar (MW) | 0 | 400 | 0 | 1822.6 | 1932.809 | Solar | Total | SCE Northern | SCE Metro
| Battery (MW) | 757 | 757 | 6736.45 | 10827.5743 | 15448.893 | Battery (MW) | 6266.5 | 6266.5 | 5631 | 7268.6434 | 18352.1671 | Battery | Total | SCE Northern | SCE Metro
| LDES (MW) | 1680 | 1680 | 300 | 312 | 1312 | LDES (MW) | 0 | 0 | 0 | 0 | 516.8 | LDES | FCDS | SCE Northern | SCE Metro
| Total (MW) | 7417 | 8343 | 7944.8756 | 16027.0633 | 26564.2416 | Total (MW) | 6266.5 | 9666.5 | 5631 | 9094.4664 | 30013.3538
|  | Mapped Portfolio |  | Commercial Queue Interest |  |  |  | Mapped Portfolio |  | Commercial Queue Interest
| SCE North of Lugo | Generic (2036) | Generic (2041) | TPD | Higher Confidence | All Queue Interest | East of Pisgah | Generic (2036) | Generic (2041) | TPD | Higher Confidence | All Queue Interest
| Geothermal (MW) | 100 | 100 | 0 | 0 | 4.5 | Geothermal (MW) | 769.8 | 769.8 | 0 | 0 | 0 | Geothermal | FCDS | SCE NOL | EOP
| Biomass (MW) | 0 | 0 | 0 | 0 | 0 | Biomass (MW) | 0 | 0 | 0 | 0 | 0 | Biomass | FCDS | SCE NOL | EOP
| OnshoreWind (MW) | 0 | 0 | 0 | 212.18 | 692.18 | OnshoreWind (MW) | 321 | 321 | 65.8196 | 310 | 310 | Wind | Total | SCE NOL | EOP
| OOS Wind (MW) | 0 | 0 | 0 | 0 | 768 | OOS Wind (MW) | 4100 | 5600 | 0 | 0 | 1176.54 | OOS Wind | Total | SCE NOL | EOP
| Offshore Wind (MW) | 0 | 0 | 0 | 0 | 0 | Offshore Wind (MW) | 0 | 0 | 0 | 0 | 0 | Offshore Wind | Total | SCE NOL | EOP
| Distrib. Solar (MW) | 0 | 0 | 0 | 10.593 | 50.905 | Distrib. Solar (MW) | 0 | 0 | 0 | 0 | 0 | Distributed Solar | EODS | SCE NOL | EOP
| Solar (MW) | 606 | 606 | 43.88 | 1155.553 | 2627.3193 | Solar (MW) | 5303 | 5803 | 416.6667 | 4871.4576 | 7451.2921 | Solar | Total | SCE NOL | EOP
| Battery (MW) | 148.4 | 148.4 | 1587.14 | 2292.8417 | 2827.1337 | Battery (MW) | 606.5 | 606.5 | 2525.13 | 5332.3143 | 6508.8543 | Battery | Total | SCE NOL | EOP
| LDES (MW) | 286 | 286 | 0 | 0 | 0 | LDES (MW) | 960 | 960 | 0 | 0 | 0 | LDES | FCDS | SCE NOL | EOP
| Total (MW) | 1140.4 | 1140.4 | 1631.02 | 3671.1677 | 6970.038 | Total (MW) | 12060.3 | 14060.3 | 3007.6163 | 10513.7719 | 15446.6864
|  | Mapped Portfolio |  | Commercial Queue Interest |  |  |  | Mapped Portfolio |  | Commercial Queue Interest
| SCE Eastern | Generic (2036) | Generic (2041) | TPD | Higher Confidence | All Queue Interest | SDG&E | Generic (2036) | Generic (2041) | TPD | Higher Confidence | All Queue Interest
| Geothermal (MW) | 70 | 70 | 0 | 0 | 0 | Geothermal (MW) | 505 | 505 | 0 | 0 | 0 | Geothermal | FCDS | SCE Eastern | SDGE
| Biomass (MW) | 0 | 0 | 0 | 0 | 0 | Biomass (MW) | 0 | 0 | 0 | 0 | 0 | Biomass | FCDS | SCE Eastern | SDGE
| OnshoreWind (MW) | 323 | 323 | 0 | 300.8 | 808.1 | OnshoreWind (MW) | 990 | 2290 | 300 | 1922.6 | 1925.4 | Wind | Total | SCE Eastern | SDGE
| OOS Wind (MW) | 2651 | 4151 | 0 | 0 | 1450.7601 | OOS Wind (MW) | 0 | 0 | 0 | 0 | 431.005 | OOS Wind | Total | SCE Eastern | SDGE
| Offshore Wind (MW) | 0 | 0 | 0 | 0 | 0 | Offshore Wind (MW) | 0 | 0 | 0 | 0 | 0 | Offshore Wind | Total | SCE Eastern | SDGE
| Distrib. Solar (MW) | 0 | 0 | 0 | 7.074 | 21.054 | Distrib. Solar (MW) | 0 | 0 | 0 | 0 | 15.64 | Distributed Solar | EODS | SCE Eastern | SDGE
| Solar (MW) | 3450 | 4780 | 500 | 9051.4637 | 15599.1682 | Solar (MW) | 7374 | 7604 | 237.5 | 3703.044 | 7772.414 | Solar | Total | SCE Eastern | SDGE
| Battery (MW) | 0 | 0 | 4923.16 | 15471.1735 | 20664.2886 | Battery (MW) | 307 | 307 | 2376.32 | 8810.8868 | 9241.8918 | Battery | Total | SCE Eastern | SDGE
| LDES (MW) | 860 | 860 | 500 | 1917 | 1917 | LDES (MW) | 500 | 500 | 0 | 0 | 500 | LDES | FCDS | SCE Eastern | SDGE
| Total (MW) | 7354 | 10184 | 5923.16 | 26747.5112 | 40460.3709 | Total (MW) | 9676 | 11206 | 2913.82 | 14436.5308 | 19886.3508

## CIAnalysis_Alignment_Summary
The tables below summarize the number of substations with non-alignment flags for commercial interest criteria analysis by CAISO study area and resource type. There are separate tables for 2036 mapping results and 2041 mapping results.
2036 Mapping Results | Geothermal |  |  |  |  | Biomass |  |  |  |  | Onshore Wind |  |  |  |  | OOS Wind |  |  |  |  | Offshore Wind |  |  |  |  | Distributed Solar |  |  |  |  | Solar |  |  |  |  | Battery Storage |  |  |  |  | LDES
| Exceeds Total CI (Flag: 4- or 5-) | Exceeds Higher Confidence CI (Flag: 3-) | More Executed IA or TPD CI (3+ or 4+) | More higher confidence CI (2+) | More total CI (1+) | Exceeds Total CI (Flag: 4- or 5-) | Exceeds Higher Confidence CI (Flag: 3-) | More Executed IA or TPD CI (3+ or 4+) | More higher confidence CI (2+) | More total CI (1+) | Exceeds Total CI (Flag: 4- or 5-) | Exceeds Higher Confidence CI (Flag: 3-) | More Executed IA or TPD CI (3+ or 4+) | More higher confidence CI (2+) | More total CI (1+) | Exceeds Total CI (Flag: 4- or 5-) | Exceeds Higher Confidence CI (Flag: 3-) | More Executed IA or TPD CI (3+ or 4+) | More higher confidence CI (2+) | More total CI (1+) | Exceeds Total CI (Flag: 4- or 5-) | Exceeds Higher Confidence CI (Flag: 3-) | More Executed IA or TPD CI (3+ or 4+) | More higher confidence CI (2+) | More total CI (1+) | Exceeds Total CI (Flag: 4- or 5-) | Exceeds Higher Confidence CI (Flag: 3-) | More Executed IA or TPD CI (3+ or 4+) | More higher confidence CI (2+) | More total CI (1+) | Exceeds Total CI (Flag: 4- or 5-) | Exceeds Higher Confidence CI (Flag: 3-) | More Executed IA or TPD CI (3+ or 4+) | More higher confidence CI (2+) | More total CI (1+) | Exceeds Total CI (Flag: 4- or 5-) | Exceeds Higher Confidence CI (Flag: 3-) | More Executed IA or TPD CI (3+ or 4+) | More higher confidence CI (2+) | More total CI (1+) | Exceeds Total CI (Flag: 4- or 5-) | Exceeds Higher Confidence CI (Flag: 3-) | More Executed IA or TPD CI (3+ or 4+) | More higher confidence CI (2+) | More total CI (1+)
Number of Substations by Area
PG&E North of Greater Bay Study Area | 9 | 1 | 1 | 0 | 0 | 0 | 0 | 0 | 0 | 0 | 2 | 0 | 1 | 1 | 0 | 0 | 0 | 0 | 0 | 2 | 0 | 0 | 0 | 0 | 0 | 0 | 0 | 0 | 0 | 0 | 2 | 1 | 13 | 1 | 12 | 0 | 0 | 12 | 11 | 0 | 0 | 0 | 0 | 0 | 0 | PG&E NGBA
PG&E Greater Bay Study Area | 0 | 0 | 0 | 0 | 0 | 0 | 0 | 0 | 0 | 0 | 0 | 0 | 3 | 1 | 0 | 0 | 0 | 0 | 0 | 11 | 0 | 0 | 0 | 0 | 0 | 0 | 0 | 1 | 0 | 0 | 9 | 0 | 24 | 0 | 15 | 1 | 0 | 32 | 5 | 1 | 0 | 0 | 0 | 0 | 0 | PG&E GBA
PG&E Fresno Study Area | 4 | 0 | 0 | 0 | 0 | 0 | 0 | 0 | 0 | 0 | 0 | 0 | 0 | 0 | 0 | 0 | 0 | 0 | 0 | 6 | 0 | 0 | 0 | 0 | 0 | 0 | 0 | 0 | 0 | 0 | 8 | 3 | 21 | 2 | 7 | 3 | 1 | 20 | 6 | 0 | 0 | 0 | 0 | 0 | 0 | PG&E FRESNO
PG&E Kern Study Area | 0 | 0 | 0 | 0 | 0 | 0 | 0 | 0 | 0 | 0 | 0 | 0 | 1 | 0 | 1 | 0 | 0 | 0 | 0 | 0 | 1 | 0 | 0 | 0 | 0 | 0 | 0 | 0 | 0 | 0 | 15 | 3 | 15 | 1 | 3 | 1 | 0 | 17 | 4 | 1 | 0 | 0 | 0 | 0 | 0 | PG&E KERN
SCE Northern Area | 0 | 0 | 0 | 0 | 0 | 0 | 0 | 0 | 0 | 0 | 0 | 0 | 2 | 0 | 1 | 0 | 0 | 0 | 0 | 4 | 0 | 0 | 0 | 0 | 0 | 0 | 0 | 5 | 0 | 1 | 4 | 0 | 6 | 1 | 0 | 0 | 0 | 15 | 0 | 2 | 0 | 0 | 0 | 0 | 0 | SCE Northern
SCE Metro Study Area | 0 | 0 | 0 | 0 | 0 | 0 | 0 | 0 | 0 | 0 | 0 | 0 | 0 | 0 | 0 | 0 | 0 | 0 | 0 | 6 | 0 | 0 | 0 | 0 | 0 | 0 | 0 | 3 | 0 | 1 | 0 | 0 | 3 | 1 | 3 | 0 | 2 | 7 | 0 | 4 | 0 | 0 | 0 | 0 | 0 | SCE Metro
SCE North of Lugo Study Area | 1 | 0 | 0 | 0 | 1 | 0 | 0 | 0 | 0 | 0 | 0 | 0 | 1 | 0 | 1 | 0 | 0 | 0 | 0 | 2 | 0 | 0 | 0 | 0 | 0 | 0 | 0 | 5 | 0 | 2 | 2 | 0 | 7 | 1 | 1 | 0 | 0 | 9 | 0 | 0 | 0 | 0 | 0 | 0 | 0 | SCE NOL
East of Pisgah Study Area | 3 | 0 | 0 | 0 | 0 | 0 | 0 | 0 | 0 | 0 | 2 | 0 | 1 | 0 | 0 | 2 | 0 | 0 | 0 | 2 | 0 | 0 | 0 | 0 | 0 | 0 | 0 | 0 | 0 | 0 | 3 | 1 | 2 | 0 | 3 | 0 | 0 | 9 | 0 | 1 | 0 | 0 | 0 | 0 | 0 | EOP
SCE Eastern Study Area | 1 | 0 | 0 | 0 | 0 | 0 | 0 | 0 | 0 | 0 | 1 | 0 | 0 | 0 | 1 | 1 | 0 | 0 | 0 | 3 | 0 | 0 | 0 | 0 | 0 | 0 | 0 | 3 | 0 | 0 | 1 | 0 | 3 | 3 | 3 | 0 | 0 | 11 | 3 | 1 | 0 | 0 | 0 | 0 | 0 | SCE Eastern
SDG&E Study Area | 1 | 0 | 0 | 0 | 0 | 0 | 0 | 0 | 0 | 0 | 3 | 0 | 1 | 1 | 1 | 0 | 0 | 0 | 0 | 4 | 0 | 0 | 0 | 0 | 0 | 0 | 0 | 0 | 0 | 5 | 6 | 3 | 1 | 0 | 0 | 1 | 0 | 13 | 12 | 0 | 0 | 0 | 0 | 0 | 0 | SDGE
Total | 19 | 1 | 1 | 0 | 1 | 0 | 0 | 0 | 0 | 0 | 8 | 0 | 10 | 3 | 5 | 3 | 0 | 0 | 0 | 40 | 1 | 0 | 0 | 0 | 0 | 0 | 0 | 17 | 0 | 9 | 50 | 11 | 95 | 10 | 47 | 6 | 3 | 145 | 41 | 10 | 0 | 0 | 0 | 0 | 0
2041 Mapping Results | Geothermal |  |  |  |  | Biomass |  |  |  |  | Onshore Wind |  |  |  |  | OOS Wind |  |  |  |  | Offshore Wind |  |  |  |  | Distributed Solar |  |  |  |  | Solar |  |  |  |  | Battery Storage |  |  |  |  | LDES
| Exceeds Total CI (Flag: 4- or 5-) | Exceeds Higher Confidence CI (Flag: 3-) | More Executed IA or TPD CI (3+ or 4+) | More higher confidence CI (2+) | More total CI (1+) | Exceeds Total CI (Flag: 4- or 5-) | Exceeds Higher Confidence CI (Flag: 3-) | More Executed IA or TPD CI (3+ or 4+) | More higher confidence CI (2+) | More total CI (1+) | Exceeds Total CI (Flag: 4- or 5-) | Exceeds Higher Confidence CI (Flag: 3-) | More Executed IA or TPD CI (3+ or 4+) | More higher confidence CI (2+) | More total CI (1+) | Exceeds Total CI (Flag: 4- or 5-) | Exceeds Higher Confidence CI (Flag: 3-) | More Executed IA or TPD CI (3+ or 4+) | More higher confidence CI (2+) | More total CI (1+) | Exceeds Total CI (Flag: 4- or 5-) | Exceeds Higher Confidence CI (Flag: 3-) | More Executed IA or TPD CI (3+ or 4+) | More higher confidence CI (2+) | More total CI (1+) | Exceeds Total CI (Flag: 4- or 5-) | Exceeds Higher Confidence CI (Flag: 3-) | More Executed IA or TPD CI (3+ or 4+) | More higher confidence CI (2+) | More total CI (1+) | Exceeds Total CI (Flag: 4- or 5-) | Exceeds Higher Confidence CI (Flag: 3-) | More Executed IA or TPD CI (3+ or 4+) | More higher confidence CI (2+) | More total CI (1+) | Exceeds Total CI (Flag: 4- or 5-) | Exceeds Higher Confidence CI (Flag: 3-) | More Executed IA or TPD CI (3+ or 4+) | More higher confidence CI (2+) | More total CI (1+) | Exceeds Total CI (Flag: 4- or 5-) | Exceeds Higher Confidence CI (Flag: 3-) | More Executed IA or TPD CI (3+ or 4+) | More higher confidence CI (2+) | More total CI (1+)
Number of Substations by Area
PG&E North of Greater Bay Study Area | 9 | 1 | 1 | 0 | 0 | 0 | 0 | 0 | 0 | 0 | 6 | 0 | 1 | 1 | 0 | 0 | 0 | 0 | 0 | 2 | 1 | 0 | 0 | 0 | 0 | 0 | 0 | 0 | 0 | 0 | 2 | 1 | 13 | 12 | 10 | 0 | 0 | 12 | 11 | 2 | 0 | 0 | 0 | 0 | 0 | PG&E NGBA
PG&E Greater Bay Study Area | 0 | 0 | 0 | 0 | 0 | 0 | 0 | 0 | 0 | 0 | 0 | 0 | 3 | 1 | 0 | 1 | 0 | 0 | 0 | 10 | 0 | 0 | 0 | 0 | 0 | 0 | 0 | 1 | 0 | 0 | 12 | 0 | 24 | 25 | 8 | 1 | 0 | 32 | 5 | 10 | 0 | 0 | 0 | 0 | 0 | PG&E GBA
PG&E Fresno Study Area | 4 | 0 | 0 | 0 | 0 | 0 | 0 | 0 | 0 | 0 | 0 | 0 | 0 | 0 | 0 | 0 | 0 | 0 | 0 | 6 | 0 | 0 | 0 | 0 | 0 | 0 | 0 | 0 | 0 | 0 | 24 | 2 | 18 | 8 | 5 | 3 | 1 | 20 | 6 | 4 | 0 | 0 | 0 | 0 | 0 | PG&E FRESNO
PG&E Kern Study Area | 0 | 0 | 0 | 0 | 0 | 0 | 0 | 0 | 0 | 0 | 0 | 0 | 1 | 0 | 1 | 0 | 0 | 0 | 0 | 0 | 1 | 0 | 0 | 0 | 0 | 0 | 0 | 0 | 0 | 0 | 15 | 3 | 15 | 10 | 1 | 1 | 0 | 17 | 4 | 2 | 0 | 0 | 0 | 0 | 0 | PG&E KERN
SCE Northern Area | 0 | 0 | 0 | 0 | 0 | 0 | 0 | 0 | 0 | 0 | 0 | 0 | 2 | 0 | 1 | 0 | 0 | 0 | 0 | 4 | 0 | 0 | 0 | 0 | 0 | 0 | 0 | 5 | 0 | 1 | 6 | 0 | 5 | 2 | 0 | 0 | 0 | 15 | 0 | 3 | 0 | 0 | 0 | 0 | 0 | SCE Northern
SCE Metro Study Area | 0 | 0 | 0 | 0 | 0 | 0 | 0 | 0 | 0 | 0 | 0 | 0 | 0 | 0 | 0 | 0 | 1 | 0 | 0 | 5 | 0 | 0 | 0 | 0 | 0 | 0 | 0 | 3 | 0 | 1 | 1 | 0 | 2 | 10 | 1 | 0 | 2 | 7 | 0 | 8 | 0 | 0 | 0 | 0 | 0 | SCE Metro
SCE North of Lugo Study Area | 1 | 0 | 0 | 0 | 1 | 0 | 0 | 0 | 0 | 0 | 0 | 0 | 1 | 0 | 1 | 0 | 0 | 0 | 0 | 2 | 0 | 0 | 0 | 0 | 0 | 0 | 0 | 5 | 0 | 2 | 2 | 0 | 7 | 1 | 1 | 0 | 0 | 9 | 0 | 2 | 0 | 0 | 0 | 0 | 0 | SCE NOL
East of Pisgah Study Area | 3 | 0 | 0 | 0 | 0 | 0 | 0 | 0 | 0 | 0 | 2 | 0 | 1 | 0 | 0 | 2 | 0 | 0 | 0 | 2 | 0 | 0 | 0 | 0 | 0 | 0 | 0 | 0 | 0 | 0 | 3 | 1 | 2 | 0 | 3 | 0 | 0 | 9 | 0 | 2 | 0 | 0 | 0 | 0 | 0 | EOP
SCE Eastern Study Area | 1 | 0 | 0 | 0 | 0 | 0 | 0 | 0 | 0 | 0 | 1 | 0 | 0 | 0 | 1 | 1 | 0 | 0 | 0 | 3 | 0 | 0 | 0 | 0 | 0 | 0 | 0 | 3 | 0 | 0 | 2 | 0 | 3 | 4 | 2 | 0 | 0 | 11 | 3 | 3 | 0 | 0 | 0 | 0 | 0 | SCE Eastern
SDG&E Study Area | 1 | 0 | 0 | 0 | 0 | 0 | 0 | 0 | 0 | 0 | 4 | 0 | 1 | 0 | 1 | 0 | 0 | 0 | 0 | 4 | 0 | 0 | 0 | 0 | 0 | 0 | 0 | 0 | 0 | 5 | 6 | 3 | 1 | 0 | 0 | 1 | 0 | 13 | 12 | 1 | 0 | 0 | 0 | 0 | 0 | SDGE
Total | 19 | 1 | 1 | 0 | 1 | 0 | 0 | 0 | 0 | 0 | 13 | 0 | 10 | 2 | 5 | 4 | 1 | 0 | 0 | 38 | 2 | 0 | 0 | 0 | 0 | 0 | 0 | 17 | 0 | 9 | 73 | 10 | 90 | 72 | 31 | 6 | 3 | 145 | 41 | 37 | 0 | 0 | 0 | 0 | 0

## CI_Analysis_2036
Commercial criteria alignment analysis for the 2036 portfolio. Tab shows mapped generic resources by substation compared to commercial interest resources by the three confidence categories (Executed IA, Phase II complete, or all projects, which includes Cluster 15 application projects). Columns FQ through FY show the mapped resources alignment with the commercial interest criteria by resource type. Tab also shows comparison to projects identified as Available for Near-term Interconnection. | [86 empty] | MW | Percentage | Flag |  |  | MW | Percentage | Flag | [40 empty] | 28 | 3409.675 | 0 | 0 | 3314.5116 | 9084.889 | 0 | 25526.1158 | 0 | 0 | 155.2109 | 2296.8123 | 62929.0263 | 39474.459 | 114073.9246 | 800 | 4660.8 | 219839.6416
[23 empty] | Available for Near-term Interconnection | [36 empty] | Executed Interconnection Agreement | [24 empty] | Less |  | 100 | 10% | 1 | More |  | -100 | -10% | -1 |  |  | Phase II Study Complete | [36 empty] | All Queue Projects (including Cluster 15 applicant projects)
|  |  | Mapped Generic Resources | [20 empty] | MW amount of resources Availale for Near-term Interconenction | [17 empty] | Flags for Near-term Interconnection Amounts | [18 empty] | MW amount of resources with executed interconnection agreements | [17 empty] | Differences for Executed Interconnection Agreement Amounts | [5 empty] | Signifcantly Less |  | 500 | 33% | 2 | Significantly More |  | -500 | -33% | -2 |  |  |  | MW amount of resources with Phase II Study Complete | [17 empty] | Difference for Phase II Study Complete Amounts | [18 empty] | MW amount of resources Queue | [17 empty] | Difference for Queue Amounts | [17 empty] | Criteria Alignment Level by Resource
|  |  | Geothermal | Biomass | Wind | Wind | Wind | OOS Wind | OOS Wind | OOS Wind | Offshore Wind | Offshore Wind | Offshore Wind | Distributed Solar | Solar | Solar | Solar | Battery_4hr | Battery_8hr | Battery | LDES | Has |  | Geothermal | Geothermal | Biomass | Biomass | Wind | Wind | OOS Wind | OOS Wind | Offshore Wind | Offshore Wind | Distributed Solar | Solar | Solar | Battery | Battery | LDES | LDES | Has | Geothermal | Geothermal | Biomass | Biomass | Wind | Wind | OOS Wind | OOS Wind | Offshore Wind | Offshore Wind | Distributed Solar | Solar | Solar | Battery | Battery | LDES | LDES | Has |  | Geothermal | Geothermal | Biomass | Biomass | Wind | Wind | OOS Wind | OOS Wind | Offshore Wind | Offshore Wind | Distributed Solar | Solar | Solar | Battery | Battery | LDES | LDES | Has | Geothermal | Geothermal | Biomass | Biomass | Wind | Wind | OOS Wind | OOS Wind | Offshore Wind | Offshore Wind | Distributed Solar | Solar | Solar | Battery | Battery | LDES | LDES | Has |  | Geothermal | Geothermal | Biomass | Biomass | Wind | Wind | OOS Wind | OOS Wind | Offshore Wind | Offshore Wind | Distributed Solar | Solar | Solar | Battery | Battery | LDES | LDES | Has | Geothermal | Geothermal | Biomass | Biomass | Wind | Wind | OOS Wind | OOS Wind | Offshore Wind | Offshore Wind | Distributed Solar | Solar | Solar | Battery | Battery | LDES | LDES | Has |  | Geothermal | Geothermal | Biomass | Biomass | Wind | Wind | OOS Wind | OOS Wind | Offshore Wind | Offshore Wind | Distributed Solar | Solar | Solar | Battery | Battery | LDES | LDES | Has | Geothermal | Geothermal | Biomass | Biomass | Wind | Wind | OOS Wind | OOS Wind | Offshore Wind | Offshore Wind | Distributed Solar | Solar | Solar | Battery | Battery | LDES | LDES | Has |  | Geothermal | Biomass | Wind | OOS Wind | Offshore Wind | Distributed Solar | Solar | Li_Battery | LDES | Has Non-
CAISO Study Area | Substation | Voltage | FCDS | FCDS | FCDS | EODS | Total | FCDS | EODS | Total | FCDS | EODS | Total | EODS | FCDS | EODS | Total | FCDS | FCDS | Total | FCDS | Res |  | FCDS (TPD) | Total | FCDS (TPD) | Total | FCDS (TPD) | Total | FCDS (TPD) | Total | FCDS (TPD) | Total | Total | FCDS (TPD) | Total | FCDS (TPD) | Total | FCDS (TPD) | Total | Res | FCDS (TPD) | Total | FCDS (TPD) | Total | FCDS (TPD) | Total | FCDS (TPD) | Total | FCDS (TPD) | Total | Total | FCDS (TPD) | Total | FCDS (TPD) | Total | FCDS (TPD) | Total | Flag |  | FCDS (TPD) | Total | FCDS (TPD) | Total | FCDS (TPD) | Total | FCDS (TPD) | Total | FCDS (TPD) | Total | Total | FCDS (TPD) | Total | FCDS (TPD) | Total | FCDS (TPD) | Total | Res | FCDS (TPD) | Total | FCDS (TPD) | Total | FCDS (TPD) | Total | FCDS (TPD) | Total | FCDS (TPD) | Total | Total | FCDS (TPD) | Total | FCDS (TPD) | Total | FCDS (TPD) | Total | Flag |  | FCDS (TPD) | Total | FCDS (TPD) | Total | FCDS (TPD) | Total | FCDS (TPD) | Total | FCDS (TPD) | Total | Total | FCDS (TPD) | Total | FCDS (TPD) | Total | FCDS (TPD) | Total | Res | FCDS (TPD) | Total | FCDS (TPD) | Total | FCDS (TPD) | Total | FCDS (TPD) | Total | FCDS (TPD) | Total | Total | FCDS (TPD) | Total | FCDS (TPD) | Total | FCDS (TPD) | Total | Flag |  | FCDS (TPD) | Total | FCDS (TPD) | Total | FCDS (TPD) | Total | FCDS (TPD) | Total | FCDS (TPD) | Total | Total | FCDS (TPD) | Total | FCDS (TPD) | Total | FCDS (TPD) | Total | Res | FCDS (TPD) | Total | FCDS (TPD) | Total | FCDS (TPD) | Total | FCDS (TPD) | Total | FCDS (TPD) | Total | Total | FCDS (TPD) | Total | FCDS (TPD) | Total | FCDS (TPD) | Total | Flag |  | Alignment Level | Alignment Level | Alignment Level | Alignment Level | Alignment Level | Alignment Level | Alignment Level | Alignment Level | Alignment Level | Alignment
PG&E KERN | 7th Standard | 115 | 0 | 0 | 0 | 0 | 0 | 0 | 0 | 0 | 0 | 0 | 0 | 0 | 0 | 0 | 0 | 0 | 0 | 0 | 0 | 0 |  | 0 | 0 | 0 | 0 | 0 | 0 | 0 | 0 | 0 | 0 | 0 | 0 | 0 | 0 | 0 | 0 | 0 | 0 | 0 | 0 | 0 | 0 | 0 | 0 | 0 | 0 | 0 | 0 | 0 | 0 | 0 | 0 | 0 | 0 | 0 | 0 |  | 0 | 0 | 0 | 0 | 0 | 0 | 0 | 0 | 0 | 0 | 0 | 0 | 2.95 | 0 | 0 | 0 | 0 | 1 | 0 | 0 | 0 | 0 | 0 | 0 | 0 | 0 | 0 | 0 | 0 | 0 | 0 | 0 | 0 | 0 | 0 | 0 |  | 0 | 0 | 0 | 0 | 0 | 0 | 0 | 0 | 0 | 0 | 0 | 0 | 2.95 | 0 | 0 | 0 | 0 | 1 | 0 | 0 | 0 | 0 | 0 | 0 | 0 | 0 | 0 | 0 | 0 | 0 | 0 | 0 | 0 | 0 | 0 | 0 |  | 0 | 0 | 0 | 0 | 0 | 0 | 0 | 0 | 0 | 0 | 0 | 0 | 2.95 | 0 | 0 | 0 | 0 | 1 | 0 | 0 | 0 | 0 | 0 | 0 | 0 | 0 | 0 | 0 | 0 | 0 | 0 | 0 | 0 | 0 | 0 | 0 |  | 1 | 1 | 1 | 1 | 1 | 1 | 1 | 1 | 1 | 0
SCE Metro | Alamitos | 230 | 0 | 0 | 0 | 0 | 0 | 0 | 0 | 0 | 0 | 0 | 0 | 0 | 0 | 0 | 0 | 0 | 188 | 188 | 0 | 1 |  | 0 | 0 | 0 | 0 | 0 | 0 | 0 | 0 | 0 | 0 | 0 | 0 | 0 | 0 | 0 | 0 | 0 | 0 | 0 | 0 | 0 | 0 | 0 | 0 | 0 | 0 | 0 | 0 | 0 | 0 | 0 | 2 | 2 | 0 | 0 | 1 |  | 0 | 0 | 0 | 0 | 0 | 0 | 0 | 0 | 0 | 0 | 0 | 0 | 0 | 0 | 0 | 0 | 0 | 0 | 0 | 0 | 0 | 0 | 0 | 0 | 0 | 0 | 0 | 0 | 0 | 0 | 0 | 2 | 2 | 0 | 0 | 1 |  | 0 | 0 | 0 | 0 | 0 | 0 | 0 | 0 | 0 | 0 | 0 | 0 | 0 | 236 | 241.5 | 0 | 0 | 1 | 0 | 0 | 0 | 0 | 0 | 0 | 0 | 0 | 0 | 0 | 0 | 0 | 0 | -1 | -1 | 0 | 0 | 1 |  | 0 | 0 | 0 | 0 | 0 | 0 | 0 | 0 | 0 | 0 | 0 | 0 | 0 | 236 | 241.5 | 0 | 0 | 1 | 0 | 0 | 0 | 0 | 0 | 0 | 0 | 0 | 0 | 0 | 0 | 0 | 0 | -1 | -1 | 0 | 0 | 1 |  | 1 | 1 | 1 | 1 | 1 | 1 | 1 | 3+ | 1 | 1
SCE Eastern | Alberhill | 115 | 0 | 0 | 0 | 0 | 0 | 0 | 0 | 0 | 0 | 0 | 0 | 0 | 0 | 0 | 0 | 0 | 0 | 0 | 0 | 0 |  | 0 | 0 | 0 | 0 | 0 | 0 | 0 | 0 | 0 | 0 | 0 | 0 | 0 | 0 | 0 | 0 | 0 | 0 | 0 | 0 | 0 | 0 | 0 | 0 | 0 | 0 | 0 | 0 | 0 | 0 | 0 | 0 | 0 | 0 | 0 | 0 |  | 0 | 0 | 0 | 0 | 0 | 0 | 0 | 0 | 0 | 0 | 0 | 0 | 0 | 0 | 0 | 0 | 0 | 0 | 0 | 0 | 0 | 0 | 0 | 0 | 0 | 0 | 0 | 0 | 0 | 0 | 0 | 0 | 0 | 0 | 0 | 0 |  | 0 | 0 | 0 | 0 | 0 | 0 | 0 | 0 | 0 | 0 | 0 | 0 | 0 | 0 | 0 | 0 | 0 | 0 | 0 | 0 | 0 | 0 | 0 | 0 | 0 | 0 | 0 | 0 | 0 | 0 | 0 | 0 | 0 | 0 | 0 | 0 |  | 0 | 0 | 0 | 0 | 0 | 0 | 0 | 0 | 0 | 0 | 0 | 0 | 0 | 0 | 0 | 0 | 0 | 0 | 0 | 0 | 0 | 0 | 0 | 0 | 0 | 0 | 0 | 0 | 0 | 0 | 0 | 0 | 0 | 0 | 0 | 0 |  | 1 | 1 | 1 | 1 | 1 | 1 | 1 | 1 | 1 | 0
SCE Eastern | Alberhill | 500 | 0 | 0 | 0 | 0 | 0 | 0 | 0 | 0 | 0 | 0 | 0 | 0 | 0 | 0 | 0 | 0 | 0 | 0 | 200 | 1 |  | 0 | 0 | 0 | 0 | 0 | 0 | 0 | 0 | 0 | 0 | 0 | 0 | 0 | 0 | 0 | 0 | 0 | 0 | 0 | 0 | 0 | 0 | 0 | 0 | 0 | 0 | 0 | 0 | 0 | 0 | 0 | 0 | 0 | 2 | 2 | 1 |  | 0 | 0 | 0 | 0 | 0 | 0 | 0 | 0 | 0 | 0 | 0 | 0 | 0 | 0 | 0 | 500 | 500 | 1 | 0 | 0 | 0 | 0 | 0 | 0 | 0 | 0 | 0 | 0 | 0 | 0 | 0 | 0 | 0 | -2 | -2 | 1 |  | 0 | 0 | 0 | 0 | 0 | 0 | 0 | 0 | 0 | 0 | 0 | 0 | 0 | 0 | 0 | 500 | 500 | 1 | 0 | 0 | 0 | 0 | 0 | 0 | 0 | 0 | 0 | 0 | 0 | 0 | 0 | 0 | 0 | -2 | -2 | 1 |  | 0 | 0 | 0 | 0 | 0 | 0 | 0 | 0 | 0 | 0 | 0 | 0 | 0 | 0 | 695.626 | 500 | 500 | 1 | 0 | 0 | 0 | 0 | 0 | 0 | 0 | 0 | 0 | 0 | 0 | 0 | 0 | 0 | -2 | -2 | -2 | 1 |  | 1 | 1 | 1 | 1 | 1 | 1 | 1 | 1+ | 4+ | 1
PG&E GBA | Alhambra | 115 | 0 | 0 | 0 | 0 | 0 | 0 | 0 | 0 | 0 | 0 | 0 | 0 | 0 | 0 | 0 | 0 | 0 | 0 | 0 | 0 |  | 0 | 0 | 0 | 0 | 0 | 0 | 0 | 0 | 0 | 0 | 0 | 0 | 0 | 0 | 0 | 0 | 0 | 0 | 0 | 0 | 0 | 0 | 0 | 0 | 0 | 0 | 0 | 0 | 0 | 0 | 0 | 0 | 0 | 0 | 0 | 0 |  | 0 | 0 | 0 | 0 | 0 | 0 | 0 | 0 | 0 | 0 | 0 | 0 | 0 | 0 | 0 | 0 | 0 | 0 | 0 | 0 | 0 | 0 | 0 | 0 | 0 | 0 | 0 | 0 | 0 | 0 | 0 | 0 | 0 | 0 | 0 | 0 |  | 0 | 0 | 0 | 0 | 0 | 0 | 0 | 0 | 0 | 0 | 0 | 0 | 0 | 0 | 0 | 0 | 0 | 0 | 0 | 0 | 0 | 0 | 0 | 0 | 0 | 0 | 0 | 0 | 0 | 0 | 0 | 0 | 0 | 0 | 0 | 0 |  | 0 | 0 | 0 | 0 | 0 | 0 | 0 | 0 | 0 | 0 | 0 | 0 | 0 | 0 | 0 | 0 | 0 | 0 | 0 | 0 | 0 | 0 | 0 | 0 | 0 | 0 | 0 | 0 | 0 | 0 | 0 | 0 | 0 | 0 | 0 | 0 |  | 1 | 1 | 1 | 1 | 1 | 1 | 1 | 1 | 1 | 0
PG&E FRESNO | Alpaugh | 115 | 0 | 0 | 0 | 0 | 0 | 0 | 0 | 0 | 0 | 0 | 0 | 0 | 0 | 0 | 0 | 0 | 0 | 0 | 0 | 0 |  | 0 | 0 | 0 | 0 | 0 | 0 | 0 | 0 | 0 | 0 | 0 | 0 | 0 | 0 | 0 | 0 | 0 | 0 | 0 | 0 | 0 | 0 | 0 | 0 | 0 | 0 | 0 | 0 | 0 | 0 | 0 | 0 | 0 | 0 | 0 | 0 |  | 0 | 0 | 0 | 0 | 0 | 0 | 0 | 0 | 0 | 0 | 0 | 0 | 3 | 0 | 0 | 0 | 0 | 1 | 0 | 0 | 0 | 0 | 0 | 0 | 0 | 0 | 0 | 0 | 0 | 0 | 0 | 0 | 0 | 0 | 0 | 0 |  | 0 | 0 | 0 | 0 | 0 | 0 | 0 | 0 | 0 | 0 | 0 | 0 | 339.103 | 0 | 336.103 | 0 | 0 | 1 | 0 | 0 | 0 | 0 | 0 | 0 | 0 | 0 | 0 | 0 | 0 | 0 | -2 | 0 | -2 | 0 | 0 | 1 |  | 0 | 0 | 0 | 0 | 0 | 0 | 0 | 0 | 0 | 0 | 0 | 0 | 339.103 | 0 | 336.103 | 0 | 0 | 1 | 0 | 0 | 0 | 0 | 0 | 0 | 0 | 0 | 0 | 0 | 0 | 0 | -2 | 0 | -1 | 0 | 0 | 1 |  | 1 | 1 | 1 | 1 | 1 | 1 | 2+ | 2+ | 1 | 1
SDGE | Alpine | 69 | 0 | 0 | 0 | 0 | 0 | 0 | 0 | 0 | 0 | 0 | 0 | 0 | 0 | 0 | 0 | 0 | 0 | 0 | 0 | 0 |  | 0 | 0 | 0 | 0 | 0 | 0 | 0 | 0 | 0 | 0 | 0 | 0 | 0 | 0 | 0 | 0 | 0 | 0 | 0 | 0 | 0 | 0 | 0 | 0 | 0 | 0 | 0 | 0 | 0 | 0 | 0 | 0 | 0 | 0 | 0 | 0 |  | 0 | 0 | 0 | 0 | 0 | 0 | 0 | 0 | 0 | 0 | 0 | 0 | 0 | 0 | 0 | 0 | 0 | 0 | 0 | 0 | 0 | 0 | 0 | 0 | 0 | 0 | 0 | 0 | 0 | 0 | 0 | 0 | 0 | 0 | 0 | 0 |  | 0 | 0 | 0 | 0 | 0 | 0 | 0 | 0 | 0 | 0 | 0 | 0 | 0 | 0 | 100.6499 | 0 | 0 | 1 | 0 | 0 | 0 | 0 | 0 | 0 | 0 | 0 | 0 | 0 | 0 | 0 | 0 | 0 | -2 | 0 | 0 | 1 |  | 0 | 0 | 0 | 0 | 0 | 0 | 0 | 0 | 0 | 0 | 0 | 0 | 0 | 0 | 100.6499 | 0 | 0 | 1 | 0 | 0 | 0 | 0 | 0 | 0 | 0 | 0 | 0 | 0 | 0 | 0 | 0 | 0 | -1 | 0 | 0 | 1 |  | 1 | 1 | 1 | 1 | 1 | 1 | 1 | 2+ | 1 | 1
PG&E GBA | Altamont Midway (Sandhill) | 230 | 0 | 0 | 0 | 0 | 0 | 0 | 0 | 0 | 0 | 0 | 0 | 0 | 0 | 0 | 0 | 0 | 0 | 0 | 0 | 0 |  | 0 | 0 | 0 | 0 | 0 | 5 | 0 | 0 | 0 | 0 | 0 | 0 | 0 | 0 | 0 | 0 | 0 | 1 | 0 | 0 | 0 | 0 | 0 | -2 | 0 | 0 | 0 | 0 | 0 | 0 | 0 | 0 | 0 | 0 | 0 | 1 |  | 0 | 0 | 0 | 0 | 80.8 | 89.25 | 0 | 0 | 0 | 0 | 0 | 0 | 0 | 0 | 0 | 0 | 0 | 1 | 0 | 0 | 0 | 0 | -2 | -2 | 0 | 0 | 0 | 0 | 0 | 0 | 0 | 0 | 0 | 0 | 0 | 1 |  | 0 | 0 | 0 | 0 | 80.8 | 89.25 | 0 | 0 | 0 | 0 | 0 | 0 | 0 | 0 | 0 | 0 | 0 | 1 | 0 | 0 | 0 | 0 | -2 | -2 | 0 | 0 | 0 | 0 | 0 | 0 | 0 | 0 | 0 | 0 | 0 | 1 |  | 0 | 0 | 0 | 0 | 80.8 | 89.25 | 0 | 0 | 0 | 0 | 0 | 0 | 0 | 0 | 0 | 0 | 0 | 1 | 0 | 0 | 0 | 0 | -2 | -2 | 0 | 0 | 0 | 0 | 0 | 0 | 0 | 0 | 0 | 0 | 0 | 1 |  | 1 | 1 | 4+ | 1 | 1 | 1 | 1 | 1 | 1 | 1
SCE Northern | Antelope | 66 | 0 | 0 | 0 | 0 | 0 | 0 | 0 | 0 | 0 | 0 | 0 | 0 | 0 | 0 | 0 | 0 | 0 | 0 | 0 | 0 |  | 0 | 0 | 0 | 0 | 0 | 0 | 0 | 0 | 0 | 0 | 0 | 0 | 0 | 0 | 0 | 0 | 0 | 0 | 0 | 0 | 0 | 0 | 0 | 0 | 0 | 0 | 0 | 0 | 0 | 0 | 0 | 0 | 0 | 0 | 0 | 0 |  | 0 | 0 | 0 | 0 | 0 | 0 | 0 | 0 | 0 | 0 | 0.3 | 0 | 3.3 | 0 | 4.6 | 0 | 0 | 1 | 0 | 0 | 0 | 0 | 0 | 0 | 0 | 0 | 0 | 0 | -2 | 0 | -2 | 0 | -2 | 0 | 0 | 1 |  | 0 | 0 | 0 | 0 | 0 | 0 | 0 | 0 | 0 | 0 | 0.3 | 0 | 3.3 | 0 | 4.6 | 0 | 0 | 1 | 0 | 0 | 0 | 0 | 0 | 0 | 0 | 0 | 0 | 0 | -2 | 0 | -2 | 0 | -2 | 0 | 0 | 1 |  | 0 | 0 | 0 | 0 | 0 | 0 | 0 | 0 | 0 | 0 | 0.31 | 0 | 7.3 | 0 | 97.4 | 0 | 0 | 1 | 0 | 0 | 0 | 0 | 0 | 0 | 0 | 0 | 0 | 0 | -2 | 0 | -2 | 0 | 0 | 0 | 0 | 1 |  | 1 | 1 | 1 | 1 | 1 | 4+ | 4+ | 4+ | 1 | 1
SCE Northern | Antelope | 230 | 0 | 0 | 0 | 0 | 0 | 0 | 0 | 0 | 0 | 0 | 0 | 0 | 713 | 0 | 713 | 0 | 157 | 157 | 0 | 1 |  | 0 | 0 | 0 | 0 | 0 | 0 | 0 | 0 | 0 | 0 | 0 | 0 | 0 | 187.28 | 187.28 | 0 | 0 | 1 | 0 | 0 | 0 | 0 | 0 | 0 | 0 | 0 | 0 | 0 | 0 | 2 | 2 | -1 | -1 | 0 | 0 | 1 |  | 0 | 0 | 0 | 0 | 0 | 0 | 0 | 0 | 0 | 0 | 13.49 | 0 | 112.03 | 437.28 | 503.38 | 0 | 0 | 1 | 0 | 0 | 0 | 0 | 0 | 0 | 0 | 0 | 0 | 0 | -2 | 2 | 2 | -2 | -2 | 0 | 0 | 1 |  | 0 | 0 | 0 | 0 | 0 | 0 | 0 | 0 | 0 | 0 | 13.49 | 0 | 225.862 | 937.28 | 1422.0446 | 0 | 0 | 1 | 0 | 0 | 0 | 0 | 0 | 0 | 0 | 0 | 0 | 0 | -2 | 2 | 2 | -2 | -2 | 0 | 0 | 1 |  | 0 | 0 | 0 | 0 | 0 | 0 | 0 | 202.2668 | 0 | 0 | 16.333 | 0 | 339.485 | 937.28 | 1943.9384 | 0 | 0 | 1 | 0 | 0 | 0 | 0 | 0 | 0 | 0 | -2 | 0 | 0 | -2 | 2 | 2 | -2 | -2 | 0 | 0 | 1 |  | 1 | 1 | 1 | 1+ | 1 | 4+ | 5- | 4+ | 1 | 1
SCE Northern | Antelope | 500 | 0 | 0 | 0 | 0 | 0 | 0 | 0 | 0 | 0 | 0 | 0 | 0 | 0 | 0 | 0 | 0 | 0 | 0 | 0 | 0 |  | 0 | 0 | 0 | 0 | 0 | 0 | 0 | 0 | 0 | 0 | 0 | 0 | 0 | 0 | 0 | 0 | 0 | 0 | 0 | 0 | 0 | 0 | 0 | 0 | 0 | 0 | 0 | 0 | 0 | 0 | 0 | 0 | 0 | 0 | 0 | 0 |  | 0 | 0 | 0 | 0 | 0 | 0 | 0 | 0 | 0 | 0 | 0 | 0 | 8.5 | 0 | 0 | 0 | 0 | 1 | 0 | 0 | 0 | 0 | 0 | 0 | 0 | 0 | 0 | 0 | 0 | 0 | -2 | 0 | 0 | 0 | 0 | 1 |  | 0 | 0 | 0 | 0 | 0 | 0 | 0 | 0 | 0 | 0 | 0 | 0 | 8.5 | 0 | 0 | 0 | 0 | 1 | 0 | 0 | 0 | 0 | 0 | 0 | 0 | 0 | 0 | 0 | 0 | 0 | -2 | 0 | 0 | 0 | 0 | 1 |  | 0 | 0 | 0 | 0 | 0 | 0 | 0 | 0 | 0 | 0 | 0 | 0 | 8.5 | 0 | 0 | 0 | 0 | 1 | 0 | 0 | 0 | 0 | 0 | 0 | 0 | 0 | 0 | 0 | 0 | 0 | -2 | 0 | 0 | 0 | 0 | 1 |  | 1 | 1 | 1 | 1 | 1 | 1 | 4+ | 1 | 1 | 1
PG&E NGBA | Arcata | 60 | 0 | 0 | 0 | 0 | 0 | 0 | 0 | 0 | 0 | 0 | 0 | 0 | 0 | 0 | 0 | 0 | 0 | 0 | 0 | 0 |  | 0 | 0 | 0 | 0 | 0 | 0 | 0 | 0 | 0 | 0 | 0 | 0 | 0 | 0 | 0 | 0 | 0 | 0 | 0 | 0 | 0 | 0 | 0 | 0 | 0 | 0 | 0 | 0 | 0 | 0 | 0 | 0 | 0 | 0 | 0 | 0 |  | 0 | 0 | 0 | 0 | 0 | 0 | 0 | 0 | 0 | 0 | 0 | 0 | 0 | 0 | 0 | 0 | 0 | 0 | 0 | 0 | 0 | 0 | 0 | 0 | 0 | 0 | 0 | 0 | 0 | 0 | 0 | 0 | 0 | 0 | 0 | 0 |  | 0 | 0 | 0 | 0 | 0 | 0 | 0 | 0 | 0 | 0 | 0 | 0 | 0 | 0 | 0 | 0 | 0 | 0 | 0 | 0 | 0 | 0 | 0 | 0 | 0 | 0 | 0 | 0 | 0 | 0 | 0 | 0 | 0 | 0 | 0 | 0 |  | 0 | 0 | 0 | 0 | 0 | 0 | 0 | 0 | 0 | 0 | 0 | 0 | 0 | 0 | 0 | 0 | 0 | 0 | 0 | 0 | 0 | 0 | 0 | 0 | 0 | 0 | 0 | 0 | 0 | 0 | 0 | 0 | 0 | 0 | 0 | 0 |  | 1 | 1 | 1 | 1 | 1 | 1 | 1 | 1 | 1 | 0
PG&E KERN | Arco | 230 | 0 | 0 | 0 | 0 | 0 | 0 | 0 | 0 | 0 | 0 | 0 | 0 | 870 | 455 | 1325 | 0 | 0 | 0 | 0 | 1 |  | 0 | 0 | 0 | 0 | 0 | 0 | 0 | 0 | 0 | 0 | 0 | 41.8433 | 671.974 | 292.075 | 606.07 | 0 | 0 | 1 | 0 | 0 | 0 | 0 | 0 | 0 | 0 | 0 | 0 | 0 | 0 | 2 | 2 | -2 | -2 | 0 | 0 | 1 |  | 0 | 0 | 0 | 0 | 0 | 0 | 0 | 0 | 0 | 0 | 0 | 66.6 | 168.38 | 0.2 | 101.98 | 0 | 0 | 1 | 0 | 0 | 0 | 0 | 0 | 0 | 0 | 0 | 0 | 0 | 0 | 2 | 2 | 0 | -2 | 0 | 0 | 1 |  | 0 | 0 | 0 | 0 | 0 | 0 | 0 | 0 | 0 | 0 | 0 | 66.6 | 1092.9039 | 388.075 | 1025.5168 | 0 | 0 | 1 | 0 | 0 | 0 | 0 | 0 | 0 | 0 | 0 | 0 | 0 | 0 | 2 | 1 | -2 | -2 | 0 | 0 | 1 |  | 0 | 0 | 0 | 0 | 0 | 0 | 0 | 0 | 0 | 0 | 0 | 66.6 | 1092.9039 | 388.075 | 1025.5168 | 0 | 0 | 1 | 0 | 0 | 0 | 0 | 0 | 0 | 0 | 0 | 0 | 0 | 0 | 2 | 1 | -2 | -2 | 0 | 0 | 1 |  | 1 | 1 | 1 | 1 | 1 | 1 | 4- | 4+ | 1 | 1
PG&E KERN | Arco | 70 | 0 | 0 | 0 | 0 | 0 | 0 | 0 | 0 | 0 | 0 | 0 | 0 | 0 | 0 | 0 | 0 | 0 | 0 | 0 | 0 |  | 0 | 0 | 0 | 0 | 0 | 0 | 0 | 0 | 0 | 0 | 0 | 0 | 1.3 | 0 | 0 | 0 | 0 | 1 | 0 | 0 | 0 | 0 | 0 | 0 | 0 | 0 | 0 | 0 | 0 | 0 | -2 | 0 | 0 | 0 | 0 | 1 |  | 0 | 0 | 0 | 0 | 0 | 0 | 0 | 0 | 0 | 0 | 0 | 0 | 0 | 0 | 0 | 0 | 0 | 0 | 0 | 0 | 0 | 0 | 0 | 0 | 0 | 0 | 0 | 0 | 0 | 0 | 0 | 0 | 0 | 0 | 0 | 0 |  | 0 | 0 | 0 | 0 | 0 | 0 | 0 | 0 | 0 | 0 | 0 | 0 | 0 | 0 | 30.8 | 0 | 0 | 1 | 0 | 0 | 0 | 0 | 0 | 0 | 0 | 0 | 0 | 0 | 0 | 0 | 0 | 0 | -2 | 0 | 0 | 1 |  | 0 | 0 | 0 | 0 | 0 | 0 | 0 | 0 | 0 | 0 | 0 | 0 | 0 | 0 | 30.8 | 0 | 0 | 1 | 0 | 0 | 0 | 0 | 0 | 0 | 0 | 0 | 0 | 0 | 0 | 0 | 0 | 0 | 0 | 0 | 0 | 0 |  | 1 | 1 | 1 | 1 | 1 | 1 | 1 | 2+ | 1 | 1
SCE Metro | ArcoGen | 230 | 0 | 0 | 0 | 0 | 0 | 0 | 0 | 0 | 0 | 0 | 0 | 0 | 0 | 0 | 0 | 0 | 0 | 0 | 0 | 0 |  | 0 | 0 | 0 | 0 | 0 | 0 | 0 | 0 | 0 | 0 | 0 | 0 | 0 | 0 | 0 | 0 | 0 | 0 | 0 | 0 | 0 | 0 | 0 | 0 | 0 | 0 | 0 | 0 | 0 | 0 | 0 | 0 | 0 | 0 | 0 | 0 |  | 0 | 0 | 0 | 0 | 0 | 0 | 0 | 0 | 0 | 0 | 0 | 0 | 0 | 0 | 0 | 0 | 0 | 0 | 0 | 0 | 0 | 0 | 0 | 0 | 0 | 0 | 0 | 0 | 0 | 0 | 0 | 0 | 0 | 0 | 0 | 0 |  | 0 | 0 | 0 | 0 | 0 | 0 | 0 | 0 | 0 | 0 | 0 | 0 | 0 | 0 | 0 | 0 | 0 | 0 | 0 | 0 | 0 | 0 | 0 | 0 | 0 | 0 | 0 | 0 | 0 | 0 | 0 | 0 | 0 | 0 | 0 | 0 |  | 0 | 0 | 0 | 0 | 0 | 0 | 0 | 0 | 0 | 0 | 0 | 0 | 0 | 0 | 0 | 0 | 0 | 0 | 0 | 0 | 0 | 0 | 0 | 0 | 0 | 0 | 0 | 0 | 0 | 0 | 0 | 0 | 0 | 0 | 0 | 0 |  | 1 | 1 | 1 | 1 | 1 | 1 | 1 | 1 | 1 | 0
SDGE | Artesian | 230 | 0 | 0 | 0 | 0 | 0 | 0 | 0 | 0 | 0 | 0 | 0 | 0 | 0 | 0 | 0 | 0 | 0 | 0 | 0 | 0 |  | 0 | 0 | 0 | 0 | 0 | 0 | 0 | 0 | 0 | 0 | 0 | 0 | 0 | 0 | 0 | 0 | 0 | 0 | 0 | 0 | 0 | 0 | 0 | 0 | 0 | 0 | 0 | 0 | 0 | 0 | 0 | 0 | 0 | 0 | 0 | 0 |  | 0 | 0 | 0 | 0 | 0 | 0 | 0 | 0 | 0 | 0 | 0 | 0 | 0 | 0 | 0 | 0 | 0 | 0 | 0 | 0 | 0 | 0 | 0 | 0 | 0 | 0 | 0 | 0 | 0 | 0 | 0 | 0 | 0 | 0 | 0 | 0 |  | 0 | 0 | 0 | 0 | 0 | 0 | 0 | 0 | 0 | 0 | 0 | 0 | 0 | 0 | 0 | 0 | 0 | 0 | 0 | 0 | 0 | 0 | 0 | 0 | 0 | 0 | 0 | 0 | 0 | 0 | 0 | 0 | 0 | 0 | 0 | 0 |  | 0 | 0 | 0 | 0 | 0 | 0 | 0 | 0 | 0 | 0 | 0 | 0 | 0 | 0 | 0 | 0 | 0 | 0 | 0 | 0 | 0 | 0 | 0 | 0 | 0 | 0 | 0 | 0 | 0 | 0 | 0 | 0 | 0 | 0 | 0 | 0 |  | 1 | 1 | 1 | 1 | 1 | 1 | 1 | 1 | 1 | 0
SDGE | Artesian | 69 | 0 | 0 | 0 | 0 | 0 | 0 | 0 | 0 | 0 | 0 | 0 | 0 | 0 | 0 | 0 | 0 | 0 | 0 | 0 | 0 |  | 0 | 0 | 0 | 0 | 0 | 0 | 0 | 0 | 0 | 0 | 0 | 0 | 0 | 0 | 0 | 0 | 0 | 0 | 0 | 0 | 0 | 0 | 0 | 0 | 0 | 0 | 0 | 0 | 0 | 0 | 0 | 0 | 0 | 0 | 0 | 0 |  | 0 | 0 | 0 | 0 | 0 | 0 | 0 | 0 | 0 | 0 | 0 | 0 | 0 | 0 | 0 | 0 | 0 | 0 | 0 | 0 | 0 | 0 | 0 | 0 | 0 | 0 | 0 | 0 | 0 | 0 | 0 | 0 | 0 | 0 | 0 | 0 |  | 0 | 0 | 0 | 0 | 0 | 0 | 0 | 0 | 0 | 0 | 0 | 0 | 0 | 0 | 0 | 0 | 0 | 0 | 0 | 0 | 0 | 0 | 0 | 0 | 0 | 0 | 0 | 0 | 0 | 0 | 0 | 0 | 0 | 0 | 0 | 0 |  | 0 | 0 | 0 | 0 | 0 | 0 | 0 | 0 | 0 | 0 | 0 | 0 | 0 | 0 | 0 | 0 | 0 | 0 | 0 | 0 | 0 | 0 | 0 | 0 | 0 | 0 | 0 | 0 | 0 | 0 | 0 | 0 | 0 | 0 | 0 | 0 |  | 1 | 1 | 1 | 1 | 1 | 1 | 1 | 1 | 1 | 0
PG&E FRESNO | Ashlan | 230 | 0 | 0 | 0 | 0 | 0 | 0 | 0 | 0 | 0 | 0 | 0 | 0 | 0 | 0 | 0 | 0 | 0 | 0 | 0 | 0 |  | 0 | 0 | 0 | 0 | 0 | 0 | 0 | 0 | 0 | 0 | 0 | 0 | 0 | 0 | 0 | 0 | 0 | 0 | 0 | 0 | 0 | 0 | 0 | 0 | 0 | 0 | 0 | 0 | 0 | 0 | 0 | 0 | 0 | 0 | 0 | 0 |  | 0 | 0 | 0 | 0 | 0 | 0 | 0 | 0 | 0 | 0 | 0 | 0 | 0 | 0 | 0 | 0 | 0 | 0 | 0 | 0 | 0 | 0 | 0 | 0 | 0 | 0 | 0 | 0 | 0 | 0 | 0 | 0 | 0 | 0 | 0 | 0 |  | 0 | 0 | 0 | 0 | 0 | 0 | 0 | 0 | 0 | 0 | 0 | 0 | 0 | 0 | 0 | 0 | 0 | 0 | 0 | 0 | 0 | 0 | 0 | 0 | 0 | 0 | 0 | 0 | 0 | 0 | 0 | 0 | 0 | 0 | 0 | 0 |  | 0 | 0 | 0 | 0 | 0 | 0 | 0 | 0 | 0 | 0 | 0 | 0 | 0 | 0 | 0 | 0 | 0 | 0 | 0 | 0 | 0 | 0 | 0 | 0 | 0 | 0 | 0 | 0 | 0 | 0 | 0 | 0 | 0 | 0 | 0 | 0 |  | 1 | 1 | 1 | 1 | 1 | 1 | 1 | 1 | 1 | 0
PG&E NGBA | Atlantic | 115 | 0 | 0 | 0 | 0 | 0 | 0 | 0 | 0 | 0 | 0 | 0 | 0 | 0 | 0 | 0 | 0 | 0 | 0 | 0 | 0 |  | 0 | 0 | 0 | 0 | 0 | 0 | 0 | 0 | 0 | 0 | 0 | 0 | 0 | 0 | 0 | 0 | 0 | 0 | 0 | 0 | 0 | 0 | 0 | 0 | 0 | 0 | 0 | 0 | 0 | 0 | 0 | 0 | 0 | 0 | 0 | 0 |  | 0 | 0 | 0 | 0 | 0 | 0 | 0 | 0 | 0 | 0 | 0 | 0 | 0 | 0 | 0 | 0 | 0 | 0 | 0 | 0 | 0 | 0 | 0 | 0 | 0 | 0 | 0 | 0 | 0 | 0 | 0 | 0 | 0 | 0 | 0 | 0 |  | 0 | 0 | 0 | 0 | 0 | 0 | 0 | 0 | 0 | 0 | 0 | 0 | 0 | 0 | 0 | 0 | 0 | 0 | 0 | 0 | 0 | 0 | 0 | 0 | 0 | 0 | 0 | 0 | 0 | 0 | 0 | 0 | 0 | 0 | 0 | 0 |  | 0 | 0 | 0 | 0 | 0 | 0 | 0 | 0 | 0 | 0 | 0 | 0 | 0 | 0 | 0 | 0 | 0 | 0 | 0 | 0 | 0 | 0 | 0 | 0 | 0 | 0 | 0 | 0 | 0 | 0 | 0 | 0 | 0 | 0 | 0 | 0 |  | 1 | 1 | 1 | 1 | 1 | 1 | 1 | 1 | 1 | 0
PG&E NGBA | Atlantic | 230 | 0 | 0 | 0 | 0 | 0 | 0 | 0 | 0 | 0 | 0 | 0 | 0 | 0 | 0 | 0 | 0 | 0 | 0 | 0 | 0 |  | 0 | 0 | 0 | 0 | 0 | 0 | 0 | 0 | 0 | 0 | 0 | 0 | 0 | 0 | 0 | 0 | 0 | 0 | 0 | 0 | 0 | 0 | 0 | 0 | 0 | 0 | 0 | 0 | 0 | 0 | 0 | 0 | 0 | 0 | 0 | 0 |  | 0 | 0 | 0 | 0 | 0 | 0 | 0 | 0 | 0 | 0 | 0 | 0 | 0 | 0 | 0 | 0 | 0 | 0 | 0 | 0 | 0 | 0 | 0 | 0 | 0 | 0 | 0 | 0 | 0 | 0 | 0 | 0 | 0 | 0 | 0 | 0 |  | 0 | 0 | 0 | 0 | 0 | 0 | 0 | 0 | 0 | 0 | 0 | 0 | 0 | 0 | 0 | 0 | 0 | 0 | 0 | 0 | 0 | 0 | 0 | 0 | 0 | 0 | 0 | 0 | 0 | 0 | 0 | 0 | 0 | 0 | 0 | 0 |  | 0 | 0 | 0 | 0 | 0 | 0 | 0 | 0 | 0 | 0 | 0 | 0 | 0 | 0 | 0 | 0 | 0 | 0 | 0 | 0 | 0 | 0 | 0 | 0 | 0 | 0 | 0 | 0 | 0 | 0 | 0 | 0 | 0 | 0 | 0 | 0 |  | 1 | 1 | 1 | 1 | 1 | 1 | 1 | 1 | 1 | 0
PG&E NGBA | Atlantic | 60 | 0 | 0 | 0 | 0 | 0 | 0 | 0 | 0 | 0 | 0 | 0 | 0 | 0 | 0 | 0 | 0 | 0 | 0 | 0 | 0 |  | 0 | 0 | 0 | 0 | 0 | 0 | 0 | 0 | 0 | 0 | 0 | 0 | 0 | 0 | 0 | 0 | 0 | 0 | 0 | 0 | 0 | 0 | 0 | 0 | 0 | 0 | 0 | 0 | 0 | 0 | 0 | 0 | 0 | 0 | 0 | 0 |  | 0 | 0 | 0 | 0 | 0 | 0 | 0 | 0 | 0 | 0 | 0 | 0 | 0 | 0 | 0 | 0 | 0 | 0 | 0 | 0 | 0 | 0 | 0 | 0 | 0 | 0 | 0 | 0 | 0 | 0 | 0 | 0 | 0 | 0 | 0 | 0 |  | 0 | 0 | 0 | 0 | 0 | 0 | 0 | 0 | 0 | 0 | 0 | 0 | 0 | 0 | 0 | 0 | 0 | 0 | 0 | 0 | 0 | 0 | 0 | 0 | 0 | 0 | 0 | 0 | 0 | 0 | 0 | 0 | 0 | 0 | 0 | 0 |  | 0 | 0 | 0 | 0 | 0 | 0 | 0 | 0 | 0 | 0 | 0 | 0 | 0 | 0 | 0 | 0 | 0 | 0 | 0 | 0 | 0 | 0 | 0 | 0 | 0 | 0 | 0 | 0 | 0 | 0 | 0 | 0 | 0 | 0 | 0 | 0 |  | 1 | 1 | 1 | 1 | 1 | 1 | 1 | 1 | 1 | 0
PG&E FRESNO | Atwater | 115 | 0 | 0 | 0 | 0 | 0 | 0 | 0 | 0 | 0 | 0 | 0 | 0 | 0 | 0 | 0 | 0 | 0 | 0 | 0 | 0 |  | 0 | 0 | 0 | 0 | 0 | 0 | 0 | 0 | 0 | 0 | 0 | 0 | 0 | 0 | 0 | 0 | 0 | 0 | 0 | 0 | 0 | 0 | 0 | 0 | 0 | 0 | 0 | 0 | 0 | 0 | 0 | 0 | 0 | 0 | 0 | 0 |  | 0 | 0 | 0 | 0 | 0 | 0 | 0 | 0 | 0 | 0 | 0 | 0 | 16.4212 | 0 | 8.1643 | 0 | 0 | 1 | 0 | 0 | 0 | 0 | 0 | 0 | 0 | 0 | 0 | 0 | 0 | 0 | -2 | 0 | -2 | 0 | 0 | 1 |  | 0 | 0 | 0 | 0 | 0 | 0 | 0 | 0 | 0 | 0 | 0 | 0 | 16.4212 | 0 | 8.1643 | 0 | 0 | 1 | 0 | 0 | 0 | 0 | 0 | 0 | 0 | 0 | 0 | 0 | 0 | 0 | -2 | 0 | -2 | 0 | 0 | 1 |  | 0 | 0 | 0 | 0 | 0 | 0 | 0 | 0 | 0 | 0 | 0 | 0 | 18.9212 | 0 | 8.1643 | 0 | 0 | 1 | 0 | 0 | 0 | 0 | 0 | 0 | 0 | 0 | 0 | 0 | 0 | 0 | -2 | 0 | 0 | 0 | 0 | 1 |  | 1 | 1 | 1 | 1 | 1 | 1 | 4+ | 4+ | 1 | 1
PG&E GBA | Avena | 115 | 0 | 0 | 0 | 0 | 0 | 0 | 0 | 0 | 0 | 0 | 0 | 0 | 0 | 0 | 0 | 0 | 0 | 0 | 0 | 0 |  | 0 | 0 | 0 | 0 | 0 | 0 | 0 | 0 | 0 | 0 | 0 | 0 | 0 | 0 | 0 | 0 | 0 | 0 | 0 | 0 | 0 | 0 | 0 | 0 | 0 | 0 | 0 | 0 | 0 | 0 | 0 | 0 | 0 | 0 | 0 | 0 |  | 0 | 0 | 0 | 0 | 0 | 0 | 0 | 0 | 0 | 0 | 0 | 0 | 0 | 0 | 0 | 0 | 0 | 0 | 0 | 0 | 0 | 0 | 0 | 0 | 0 | 0 | 0 | 0 | 0 | 0 | 0 | 0 | 0 | 0 | 0 | 0 |  | 0 | 0 | 0 | 0 | 0 | 0 | 0 | 0 | 0 | 0 | 0 | 0 | 0 | 0 | 0 | 0 | 0 | 0 | 0 | 0 | 0 | 0 | 0 | 0 | 0 | 0 | 0 | 0 | 0 | 0 | 0 | 0 | 0 | 0 | 0 | 0 |  | 0 | 0 | 0 | 0 | 0 | 0 | 0 | 0 | 0 | 0 | 0 | 0 | 3 | 0 | 0 | 0 | 0 | 1 | 0 | 0 | 0 | 0 | 0 | 0 | 0 | 0 | 0 | 0 | 0 | 0 | 0 | 0 | 0 | 0 | 0 | 0 |  | 1 | 1 | 1 | 1 | 1 | 1 | 1 | 1 | 1 | 0
SDGE | Avocado | 69 | 0 | 0 | 0 | 0 | 0 | 0 | 0 | 0 | 0 | 0 | 0 | 0 | 0 | 0 | 0 | 0 | 0 | 0 | 0 | 0 |  | 0 | 0 | 0 | 0 | 0 | 0 | 0 | 0 | 0 | 0 | 0 | 0 | 0 | 0 | 0 | 0 | 0 | 0 | 0 | 0 | 0 | 0 | 0 | 0 | 0 | 0 | 0 | 0 | 0 | 0 | 0 | 0 | 0 | 0 | 0 | 0 |  | 0 | 0 | 0 | 0 | 0 | 0 | 0 | 0 | 0 | 0 | 0 | 0 | 0 | 29.6 | 29.6 | 0 | 0 | 1 | 0 | 0 | 0 | 0 | 0 | 0 | 0 | 0 | 0 | 0 | 0 | 0 | 0 | -2 | -2 | 0 | 0 | 1 |  | 0 | 0 | 0 | 0 | 0 | 0 | 0 | 0 | 0 | 0 | 0 | 0 | 0 | 29.6 | 29.6 | 0 | 0 | 1 | 0 | 0 | 0 | 0 | 0 | 0 | 0 | 0 | 0 | 0 | 0 | 0 | 0 | -2 | -2 | 0 | 0 | 1 |  | 0 | 0 | 0 | 0 | 0 | 0 | 0 | 0 | 0 | 0 | 0 | 0 | 0 | 29.6 | 29.6 | 0 | 0 | 1 | 0 | 0 | 0 | 0 | 0 | 0 | 0 | 0 | 0 | 0 | 0 | 0 | 0 | -2 | -2 | 0 | 0 | 1 |  | 1 | 1 | 1 | 1 | 1 | 1 | 1 | 4+ | 1 | 1
PG&E NGBA | Bahia | 230 | 0 | 0 | 0 | 0 | 0 | 0 | 0 | 0 | 0 | 0 | 0 | 0 | 0 | 0 | 0 | 0 | 0 | 0 | 0 | 0 |  | 0 | 0 | 0 | 0 | 0 | 0 | 0 | 0 | 0 | 0 | 0 | 0 | 0 | 0 | 0 | 0 | 0 | 0 | 0 | 0 | 0 | 0 | 0 | 0 | 0 | 0 | 0 | 0 | 0 | 0 | 0 | 0 | 0 | 0 | 0 | 0 |  | 0 | 0 | 0 | 0 | 0 | 0 | 0 | 0 | 0 | 0 | 0 | 0 | 1.28 | 0 | 0 | 0 | 0 | 1 | 0 | 0 | 0 | 0 | 0 | 0 | 0 | 0 | 0 | 0 | 0 | 0 | 0 | 0 | 0 | 0 | 0 | 0 |  | 0 | 0 | 0 | 0 | 0 | 0 | 0 | 0 | 0 | 0 | 0 | 0 | 1.28 | 0 | 0 | 0 | 0 | 1 | 0 | 0 | 0 | 0 | 0 | 0 | 0 | 0 | 0 | 0 | 0 | 0 | 0 | 0 | 0 | 0 | 0 | 0 |  | 0 | 0 | 0 | 0 | 0 | 0 | 0 | 0 | 0 | 0 | 0 | 0 | 1.28 | 0 | 0 | 0 | 0 | 1 | 0 | 0 | 0 | 0 | 0 | 0 | 0 | 0 | 0 | 0 | 0 | 0 | 0 | 0 | 0 | 0 | 0 | 0 |  | 1 | 1 | 1 | 1 | 1 | 1 | 1 | 1 | 1 | 0
SCE Northern | Bailey | 230 | 0 | 0 | 0 | 0 | 0 | 0 | 0 | 0 | 0 | 0 | 0 | 0 | 0 | 0 | 0 | 0 | 0 | 0 | 0 | 0 |  | 0 | 0 | 0 | 0 | 0 | 0 | 0 | 0 | 0 | 0 | 0 | 0 | 0 | 0 | 0 | 0 | 0 | 0 | 0 | 0 | 0 | 0 | 0 | 0 | 0 | 0 | 0 | 0 | 0 | 0 | 0 | 0 | 0 | 0 | 0 | 0 |  | 0 | 0 | 0 | 0 | 0 | 0.15 | 0 | 0 | 0 | 0 | 0 | 0 | 0 | 0 | 0 | 0 | 0 | 1 | 0 | 0 | 0 | 0 | 0 | -2 | 0 | 0 | 0 | 0 | 0 | 0 | 0 | 0 | 0 | 0 | 0 | 1 |  | 0 | 0 | 0 | 0 | 0 | 0.15 | 0 | 0 | 0 | 0 | 0 | 0 | 0 | 0 | 0 | 0 | 0 | 1 | 0 | 0 | 0 | 0 | 0 | -2 | 0 | 0 | 0 | 0 | 0 | 0 | 0 | 0 | 0 | 0 | 0 | 1 |  | 0 | 0 | 0 | 0 | 0 | 0.15 | 0 | 0 | 0 | 0 | 0 | 0 | 0 | 0 | 0 | 0 | 1000 | 1 | 0 | 0 | 0 | 0 | 0 | -2 | 0 | 0 | 0 | 0 | 0 | 0 | 0 | 0 | 0 | 0 | -2 | 1 |  | 1 | 1 | 4+ | 1 | 1 | 1 | 1 | 1 | 1+ | 1
SCE NOL | Baker | 115 | 0 | 0 | 0 | 0 | 0 | 0 | 0 | 0 | 0 | 0 | 0 | 0 | 0 | 0 | 0 | 0 | 0 | 0 | 0 | 0 |  | 0 | 0 | 0 | 0 | 0 | 0 | 0 | 0 | 0 | 0 | 0 | 0 | 0 | 0 | 0 | 0 | 0 | 0 | 0 | 0 | 0 | 0 | 0 | 0 | 0 | 0 | 0 | 0 | 0 | 0 | 0 | 0 | 0 | 0 | 0 | 0 |  | 0 | 0 | 0 | 0 | 0 | 0 | 0 | 0 | 0 | 0 | 0 | 0 | 0 | 0 | 0 | 0 | 0 | 0 | 0 | 0 | 0 | 0 | 0 | 0 | 0 | 0 | 0 | 0 | 0 | 0 | 0 | 0 | 0 | 0 | 0 | 0 |  | 0 | 0 | 0 | 0 | 0 | 0 | 0 | 0 | 0 | 0 | 0 | 0 | 0 | 0 | 0 | 0 | 0 | 0 | 0 | 0 | 0 | 0 | 0 | 0 | 0 | 0 | 0 | 0 | 0 | 0 | 0 | 0 | 0 | 0 | 0 | 0 |  | 0 | 0 | 0 | 0 | 0 | 0 | 0 | 0 | 0 | 0 | 0 | 0 | 0 | 0 | 0 | 0 | 0 | 0 | 0 | 0 | 0 | 0 | 0 | 0 | 0 | 0 | 0 | 0 | 0 | 0 | 0 | 0 | 0 | 0 | 0 | 0 |  | 1 | 1 | 1 | 1 | 1 | 1 | 1 | 1 | 1 | 0
PG&E KERN | Bakersfield | 230 | 0 | 0 | 0 | 0 | 0 | 0 | 0 | 0 | 0 | 0 | 0 | 0 | 440 | 0 | 440 | 0 | 0 | 0 | 0 | 1 |  | 0 | 0 | 0 | 0 | 0 | 0 | 0 | 0 | 0 | 0 | 0 | 0 | 0 | 0 | 0 | 0 | 0 | 0 | 0 | 0 | 0 | 0 | 0 | 0 | 0 | 0 | 0 | 0 | 0 | 2 | 2 | 0 | 0 | 0 | 0 | 1 |  | 0 | 0 | 0 | 0 | 0 | 0 | 0 | 0 | 0 | 0 | 0 | 0 | 0 | 0 | 0.985 | 0 | 0 | 1 | 0 | 0 | 0 | 0 | 0 | 0 | 0 | 0 | 0 | 0 | 0 | 2 | 2 | 0 | 0 | 0 | 0 | 1 |  | 0 | 0 | 0 | 0 | 0 | 0 | 0 | 0 | 0 | 0 | 0 | 0 | 0 | 0 | 0.985 | 0 | 0 | 1 | 0 | 0 | 0 | 0 | 0 | 0 | 0 | 0 | 0 | 0 | 0 | 2 | 2 | 0 | 0 | 0 | 0 | 1 |  | 0 | 0 | 0 | 0 | 0 | 0 | 0 | 0 | 0 | 0 | 0 | 0 | 0 | 0 | 0.985 | 0 | 0 | 1 | 0 | 0 | 0 | 0 | 0 | 0 | 0 | 0 | 0 | 0 | 0 | 2 | 2 | 0 | 0 | 0 | 0 | 1 |  | 1 | 1 | 1 | 1 | 1 | 1 | 5- | 1 | 1 | 1
PG&E FRESNO | Balch | 230 | 0 | 0 | 0 | 0 | 0 | 0 | 0 | 0 | 0 | 0 | 0 | 0 | 0 | 0 | 0 | 0 | 0 | 0 | 0 | 0 |  | 0 | 0 | 0 | 0 | 0 | 0 | 0 | 0 | 0 | 0 | 0 | 0 | 0 | 0 | 0 | 0 | 0 | 0 | 0 | 0 | 0 | 0 | 0 | 0 | 0 | 0 | 0 | 0 | 0 | 0 | 0 | 0 | 0 | 0 | 0 | 0 |  | 0 | 0 | 0 | 0 | 0 | 0 | 0 | 0 | 0 | 0 | 0 | 0 | 0 | 0 | 0 | 0 | 0 | 0 | 0 | 0 | 0 | 0 | 0 | 0 | 0 | 0 | 0 | 0 | 0 | 0 | 0 | 0 | 0 | 0 | 0 | 0 |  | 0 | 0 | 0 | 0 | 0 | 0 | 0 | 0 | 0 | 0 | 0 | 0 | 0 | 0 | 0 | 0 | 0 | 0 | 0 | 0 | 0 | 0 | 0 | 0 | 0 | 0 | 0 | 0 | 0 | 0 | 0 | 0 | 0 | 0 | 0 | 0 |  | 0 | 0 | 0 | 0 | 0 | 0 | 0 | 0 | 0 | 0 | 0 | 0 | 0 | 0 | 0 | 0 | 0 | 0 | 0 | 0 | 0 | 0 | 0 | 0 | 0 | 0 | 0 | 0 | 0 | 0 | 0 | 0 | 0 | 0 | 0 | 0 |  | 1 | 1 | 1 | 1 | 1 | 1 | 1 | 1 | 1 | 0
SCE Eastern | Bannister | 230 | 0 | 0 | 0 | 0 | 0 | 0 | 0 | 0 | 0 | 0 | 0 | 0 | 0 | 0 | 0 | 0 | 0 | 0 | 0 | 0 |  | 0 | 0 | 0 | 0 | 0 | 0 | 0 | 0 | 0 | 0 | 0 | 0 | 0 | 0 | 0 | 0 | 0 | 0 | 0 | 0 | 0 | 0 | 0 | 0 | 0 | 0 | 0 | 0 | 0 | 0 | 0 | 0 | 0 | 0 | 0 | 0 |  | 0 | 0 | 0 | 0 | 0 | 0 | 0 | 0 | 0 | 0 | 0 | 0 | 0 | 0 | 0 | 0 | 0 | 0 | 0 | 0 | 0 | 0 | 0 | 0 | 0 | 0 | 0 | 0 | 0 | 0 | 0 | 0 | 0 | 0 | 0 | 0 |  | 0 | 0 | 0 | 0 | 0 | 0 | 0 | 0 | 0 | 0 | 0 | 0 | 65 | 0 | 404.8 | 0 | 0 | 1 | 0 | 0 | 0 | 0 | 0 | 0 | 0 | 0 | 0 | 0 | 0 | 0 | -2 | 0 | -2 | 0 | 0 | 1 |  | 0 | 0 | 0 | 0 | 0 | 0 | 0 | 0 | 0 | 0 | 0 | 0 | 65 | 0 | 404.8 | 0 | 0 | 1 | 0 | 0 | 0 | 0 | 0 | 0 | 0 | 0 | 0 | 0 | 0 | 0 | -2 | 0 | -1 | 0 | 0 | 1 |  | 1 | 1 | 1 | 1 | 1 | 1 | 2+ | 2+ | 1 | 1
SCE Metro | Barre | 230 | 0 | 0 | 0 | 0 | 0 | 0 | 0 | 0 | 0 | 0 | 0 | 0 | 0 | 0 | 0 | 0 | 72 | 72 | 0 | 1 |  | 0 | 0 | 0 | 0 | 0 | 0 | 0 | 0 | 0 | 0 | 0 | 0 | 0 | 0 | 0 | 0 | 0 | 0 | 0 | 0 | 0 | 0 | 0 | 0 | 0 | 0 | 0 | 0 | 0 | 0 | 0 | 2 | 2 | 0 | 0 | 1 |  | 0 | 0 | 0 | 0 | 0 | 0 | 0 | 0 | 0 | 0 | 3.2 | 0 | 23.2 | 0 | 43.4 | 0 | 0 | 1 | 0 | 0 | 0 | 0 | 0 | 0 | 0 | 0 | 0 | 0 | -2 | 0 | -2 | 2 | 2 | 0 | 0 | 1 |  | 0 | 0 | 0 | 0 | 0 | 0 | 0 | 0 | 0 | 0 | 3.2 | 0 | 23.2 | 0 | 43.4 | 0 | 0 | 1 | 0 | 0 | 0 | 0 | 0 | 0 | 0 | 0 | 0 | 0 | -2 | 0 | -2 | 2 | 2 | 0 | 0 | 1 |  | 0 | 0 | 0 | 0 | 0 | 0 | 0 | 0 | 0 | 0 | 3.2 | 0 | 23.2 | 0 | 260.45 | 0 | 0 | 1 | 0 | 0 | 0 | 0 | 0 | 0 | 0 | 0 | 0 | 0 | -2 | 0 | -2 | 2 | -1 | 0 | 0 | 1 |  | 1 | 1 | 1 | 1 | 1 | 4+ | 4+ | 3- | 1 | 1
SDGE | Bay Boulevard | 69 | 0 | 0 | 0 | 0 | 0 | 0 | 0 | 0 | 0 | 0 | 0 | 0 | 0 | 0 | 0 | 0 | 0 | 0 | 0 | 0 |  | 0 | 0 | 0 | 0 | 0 | 0 | 0 | 0 | 0 | 0 | 0 | 0 | 0 | 0 | 0 | 0 | 0 | 0 | 0 | 0 | 0 | 0 | 0 | 0 | 0 | 0 | 0 | 0 | 0 | 0 | 0 | 0 | 0 | 0 | 0 | 0 |  | 0 | 0 | 0 | 0 | 0 | 0 | 0 | 0 | 0 | 0 | 0 | 0 | 0 | 0 | 0 | 0 | 0 | 0 | 0 | 0 | 0 | 0 | 0 | 0 | 0 | 0 | 0 | 0 | 0 | 0 | 0 | 0 | 0 | 0 | 0 | 0 |  | 0 | 0 | 0 | 0 | 0 | 0 | 0 | 0 | 0 | 0 | 0 | 0 | 0 | 0 | 0 | 0 | 0 | 0 | 0 | 0 | 0 | 0 | 0 | 0 | 0 | 0 | 0 | 0 | 0 | 0 | 0 | 0 | 0 | 0 | 0 | 0 |  | 0 | 0 | 0 | 0 | 0 | 0 | 0 | 0 | 0 | 0 | 0 | 0 | 0 | 0 | 0 | 0 | 0 | 0 | 0 | 0 | 0 | 0 | 0 | 0 | 0 | 0 | 0 | 0 | 0 | 0 | 0 | 0 | 0 | 0 | 0 | 0 |  | 1 | 1 | 1 | 1 | 1 | 1 | 1 | 1 | 1 | 0
SDGE | Bay Boulevard | 230 | 0 | 0 | 0 | 0 | 0 | 0 | 0 | 0 | 0 | 0 | 0 | 0 | 0 | 0 | 0 | 0 | 0 | 0 | 0 | 0 |  | 0 | 0 | 0 | 0 | 0 | 0 | 0 | 0 | 0 | 0 | 0 | 0 | 0 | 0 | 0 | 0 | 0 | 0 | 0 | 0 | 0 | 0 | 0 | 0 | 0 | 0 | 0 | 0 | 0 | 0 | 0 | 0 | 0 | 0 | 0 | 0 |  | 0 | 0 | 0 | 0 | 0 | 0 | 0 | 0 | 0 | 0 | 0 | 0 | 0 | 0 | 0 | 0 | 0 | 0 | 0 | 0 | 0 | 0 | 0 | 0 | 0 | 0 | 0 | 0 | 0 | 0 | 0 | 0 | 0 | 0 | 0 | 0 |  | 0 | 0 | 0 | 0 | 0 | 0 | 0 | 0 | 0 | 0 | 0 | 0 | 0 | 0 | 0 | 0 | 0 | 0 | 0 | 0 | 0 | 0 | 0 | 0 | 0 | 0 | 0 | 0 | 0 | 0 | 0 | 0 | 0 | 0 | 0 | 0 |  | 0 | 0 | 0 | 0 | 0 | 0 | 0 | 0 | 0 | 0 | 0 | 0 | 0 | 0 | 0 | 0 | 0 | 0 | 0 | 0 | 0 | 0 | 0 | 0 | 0 | 0 | 0 | 0 | 0 | 0 | 0 | 0 | 0 | 0 | 0 | 0 |  | 1 | 1 | 1 | 1 | 1 | 1 | 1 | 1 | 1 | 0
EOP | Beatty | 138 | 0 | 0 | 0 | 0 | 0 | 0 | 0 | 0 | 0 | 0 | 0 | 0 | 0 | 0 | 0 | 0 | 0 | 0 | 0 | 0 |  | 0 | 0 | 0 | 0 | 0 | 0 | 0 | 0 | 0 | 0 | 0 | 0 | 0 | 0 | 0 | 0 | 0 | 0 | 0 | 0 | 0 | 0 | 0 | 0 | 0 | 0 | 0 | 0 | 0 | 0 | 0 | 0 | 0 | 0 | 0 | 0 |  | 0 | 0 | 0 | 0 | 0 | 0 | 0 | 0 | 0 | 0 | 0 | 0 | 0 | 0 | 0 | 0 | 0 | 0 | 0 | 0 | 0 | 0 | 0 | 0 | 0 | 0 | 0 | 0 | 0 | 0 | 0 | 0 | 0 | 0 | 0 | 0 |  | 0 | 0 | 0 | 0 | 0 | 0 | 0 | 0 | 0 | 0 | 0 | 0 | 0 | 0 | 0 | 0 | 0 | 0 | 0 | 0 | 0 | 0 | 0 | 0 | 0 | 0 | 0 | 0 | 0 | 0 | 0 | 0 | 0 | 0 | 0 | 0 |  | 0 | 0 | 0 | 0 | 0 | 0 | 0 | 0 | 0 | 0 | 0 | 0 | 0 | 0 | 0 | 0 | 0 | 0 | 0 | 0 | 0 | 0 | 0 | 0 | 0 | 0 | 0 | 0 | 0 | 0 | 0 | 0 | 0 | 0 | 0 | 0 |  | 1 | 1 | 1 | 1 | 1 | 1 | 1 | 1 | 1 | 0
EOP | Beatty | 230 | 436 | 0 | 0 | 0 | 0 | 0 | 0 | 0 | 0 | 0 | 0 | 0 | 500 | 0 | 500 | 0 | 170 | 170 | 0 | 1 |  | 0 | 0 | 0 | 0 | 0 | 0 | 0 | 0 | 0 | 0 | 0 | 0 | 0 | 0 | 0 | 0 | 0 | 0 | 2 | 2 | 0 | 0 | 0 | 0 | 0 | 0 | 0 | 0 | 0 | 2 | 2 | 2 | 2 | 0 | 0 | 1 |  | 0 | 0 | 0 | 0 | 0 | 0 | 0 | 0 | 0 | 0 | 0 | 0 | 508.56 | 0 | 515.08 | 0 | 0 | 1 | 2 | 2 | 0 | 0 | 0 | 0 | 0 | 0 | 0 | 0 | 0 | 2 | 0 | 2 | -2 | 0 | 0 | 1 |  | 0 | 0 | 0 | 0 | 0 | 0 | 0 | 0 | 0 | 0 | 0 | 0 | 508.56 | 0 | 515.08 | 0 | 0 | 1 | 2 | 2 | 0 | 0 | 0 | 0 | 0 | 0 | 0 | 0 | 0 | 2 | 0 | 2 | -2 | 0 | 0 | 1 |  | 0 | 0 | 0 | 0 | 0 | 0 | 0 | 0 | 0 | 0 | 0 | 0 | 508.56 | 0 | 515.08 | 0 | 0 | 1 | 2 | 2 | 0 | 0 | 0 | 0 | 0 | 0 | 0 | 0 | 0 | 2 | 0 | 2 | -1 | 0 | 0 | 1 |  | 5- | 1 | 1 | 1 | 1 | 1 | 1 | 4+ | 1 | 1
PG&E NGBA | Belden | 230 | 0 | 0 | 0 | 0 | 0 | 0 | 0 | 0 | 0 | 0 | 0 | 0 | 0 | 0 | 0 | 0 | 0 | 0 | 0 | 0 |  | 0 | 0 | 0 | 0 | 0 | 0 | 0 | 0 | 0 | 0 | 0 | 0 | 0 | 0 | 0 | 0 | 0 | 0 | 0 | 0 | 0 | 0 | 0 | 0 | 0 | 0 | 0 | 0 | 0 | 0 | 0 | 0 | 0 | 0 | 0 | 0 |  | 0 | 0 | 0 | 0 | 0 | 0 | 0 | 0 | 0 | 0 | 0 | 0 | 0 | 0 | 0 | 0 | 0 | 0 | 0 | 0 | 0 | 0 | 0 | 0 | 0 | 0 | 0 | 0 | 0 | 0 | 0 | 0 | 0 | 0 | 0 | 0 |  | 0 | 0 | 0 | 0 | 0 | 0 | 0 | 0 | 0 | 0 | 0 | 0 | 0 | 0 | 0 | 0 | 0 | 0 | 0 | 0 | 0 | 0 | 0 | 0 | 0 | 0 | 0 | 0 | 0 | 0 | 0 | 0 | 0 | 0 | 0 | 0 |  | 0 | 0 | 0 | 0 | 0 | 0 | 0 | 0 | 0 | 0 | 0 | 0 | 0 | 0 | 0 | 0 | 0 | 0 | 0 | 0 | 0 | 0 | 0 | 0 | 0 | 0 | 0 | 0 | 0 | 0 | 0 | 0 | 0 | 0 | 0 | 0 |  | 1 | 1 | 1 | 1 | 1 | 1 | 1 | 1 | 1 | 0
PG&E NGBA | Bell | 115 | 0 | 0 | 0 | 0 | 0 | 0 | 0 | 0 | 0 | 0 | 0 | 0 | 0 | 0 | 0 | 0 | 0 | 0 | 0 | 0 |  | 0 | 0 | 0 | 0 | 0 | 0 | 0 | 0 | 0 | 0 | 0 | 0 | 0 | 0 | 0 | 0 | 0 | 0 | 0 | 0 | 0 | 0 | 0 | 0 | 0 | 0 | 0 | 0 | 0 | 0 | 0 | 0 | 0 | 0 | 0 | 0 |  | 0 | 0 | 0 | 0 | 0 | 0 | 0 | 0 | 0 | 0 | 0 | 0 | 0 | 0 | 0 | 0 | 0 | 0 | 0 | 0 | 0 | 0 | 0 | 0 | 0 | 0 | 0 | 0 | 0 | 0 | 0 | 0 | 0 | 0 | 0 | 0 |  | 0 | 0 | 0 | 0 | 0 | 0 | 0 | 0 | 0 | 0 | 0 | 0 | 0 | 0 | 0 | 0 | 0 | 0 | 0 | 0 | 0 | 0 | 0 | 0 | 0 | 0 | 0 | 0 | 0 | 0 | 0 | 0 | 0 | 0 | 0 | 0 |  | 0 | 0 | 0 | 0 | 0 | 0 | 0 | 0 | 0 | 0 | 0 | 0 | 0 | 0 | 0 | 0 | 0 | 0 | 0 | 0 | 0 | 0 | 0 | 0 | 0 | 0 | 0 | 0 | 0 | 0 | 0 | 0 | 0 | 0 | 0 | 0 |  | 1 | 1 | 1 | 1 | 1 | 1 | 1 | 1 | 1 | 0
PG&E NGBA | Bellevue | 115 | 0 | 0 | 0 | 0 | 0 | 0 | 0 | 0 | 0 | 0 | 0 | 0 | 0 | 0 | 0 | 0 | 0 | 0 | 0 | 0 |  | 0 | 0 | 0 | 0 | 0 | 0 | 0 | 0 | 0 | 0 | 0 | 0 | 0 | 0 | 0 | 0 | 0 | 0 | 0 | 0 | 0 | 0 | 0 | 0 | 0 | 0 | 0 | 0 | 0 | 0 | 0 | 0 | 0 | 0 | 0 | 0 |  | 0 | 0 | 0 | 0 | 0 | 0 | 0 | 0 | 0 | 0 | 0 | 0 | 0 | 0 | 0.03026 | 0 | 0 | 1 | 0 | 0 | 0 | 0 | 0 | 0 | 0 | 0 | 0 | 0 | 0 | 0 | 0 | 0 | 0 | 0 | 0 | 0 |  | 0 | 0 | 0 | 0 | 0 | 0 | 0 | 0 | 0 | 0 | 0 | 0 | 0 | 0 | 0.03026 | 0 | 0 | 1 | 0 | 0 | 0 | 0 | 0 | 0 | 0 | 0 | 0 | 0 | 0 | 0 | 0 | 0 | 0 | 0 | 0 | 0 |  | 0 | 0 | 0 | 0 | 0 | 0 | 0 | 0 | 0 | 0 | 0 | 0 | 26.247 | 0 | 0.03026 | 0 | 0 | 1 | 0 | 0 | 0 | 0 | 0 | 0 | 0 | 0 | 0 | 0 | 0 | 0 | -2 | 0 | 0 | 0 | 0 | 1 |  | 1 | 1 | 1 | 1 | 1 | 1 | 1+ | 1 | 1 | 1
PG&E GBA | Bellota | 115 | 0 | 0 | 0 | 0 | 0 | 0 | 0 | 0 | 0 | 0 | 0 | 0 | 0 | 0 | 0 | 0 | 0 | 0 | 0 | 0 |  | 0 | 0 | 0 | 0 | 0 | 0 | 0 | 0 | 0 | 0 | 0 | 0 | 0 | 0 | 0 | 0 | 0 | 0 | 0 | 0 | 0 | 0 | 0 | 0 | 0 | 0 | 0 | 0 | 0 | 0 | 0 | 0 | 0 | 0 | 0 | 0 |  | 0 | 0 | 0 | 0 | 0 | 0 | 0 | 0 | 0 | 0 | 0 | 0 | 0 | 0 | 0 | 0 | 0 | 0 | 0 | 0 | 0 | 0 | 0 | 0 | 0 | 0 | 0 | 0 | 0 | 0 | 0 | 0 | 0 | 0 | 0 | 0 |  | 0 | 0 | 0 | 0 | 0 | 0 | 0 | 0 | 0 | 0 | 0 | 0 | 0 | 0 | 365.12 | 0 | 0 | 1 | 0 | 0 | 0 | 0 | 0 | 0 | 0 | 0 | 0 | 0 | 0 | 0 | 0 | 0 | -2 | 0 | 0 | 1 |  | 0 | 0 | 0 | 0 | 0 | 0 | 0 | 0 | 0 | 0 | 0 | 0 | 0 | 0 | 365.12 | 0 | 0 | 1 | 0 | 0 | 0 | 0 | 0 | 0 | 0 | 0 | 0 | 0 | 0 | 0 | 0 | 0 | -1 | 0 | 0 | 1 |  | 1 | 1 | 1 | 1 | 1 | 1 | 1 | 2+ | 1 | 1
PG&E GBA | Bellota | 230 | 0 | 0 | 0 | 0 | 0 | 0 | 0 | 0 | 0 | 0 | 0 | 0 | 0 | 0 | 0 | 0 | 0 | 0 | 400 | 1 |  | 0 | 0 | 0 | 0 | 0 | 0 | 0 | 0 | 0 | 0 | 0 | 0 | 0 | 0 | 0 | 0 | 0 | 0 | 0 | 0 | 0 | 0 | 0 | 0 | 0 | 0 | 0 | 0 | 0 | 0 | 0 | 0 | 0 | 2 | 2 | 1 |  | 0 | 0 | 0 | 0 | 0 | 0 | 0 | 0 | 0 | 0 | 0 | 0 | 0 | 0 | 0 | 0 | 0 | 0 | 0 | 0 | 0 | 0 | 0 | 0 | 0 | 0 | 0 | 0 | 0 | 0 | 0 | 0 | 0 | 2 | 2 | 1 |  | 0 | 0 | 0 | 0 | 0 | 0 | 0 | 0 | 0 | 0 | 0 | 0 | 0 | 0 | 0 | 0 | 0 | 0 | 0 | 0 | 0 | 0 | 0 | 0 | 0 | 0 | 0 | 0 | 0 | 0 | 0 | 0 | 0 | 2 | 2 | 1 |  | 0 | 0 | 0 | 0 | 0 | 0 | 0 | 514.08 | 0 | 0 | 0 | 0 | 0 | 0 | 514.08 | 0 | 0 | 1 | 0 | 0 | 0 | 0 | 0 | 0 | 0 | -2 | 0 | 0 | 0 | 0 | 0 | 0 | -2 | 2 | 2 | 1 |  | 1 | 1 | 1 | 1+ | 1 | 1 | 1 | 1+ | 5- | 1
SCE Northern | Big Creek | 230 | 0 | 0 | 0 | 0 | 0 | 0 | 0 | 0 | 0 | 0 | 0 | 0 | 0 | 0 | 0 | 0 | 0 | 0 | 100 | 1 |  | 0 | 0 | 0 | 0 | 0 | 0 | 0 | 0 | 0 | 0 | 0 | 0 | 0 | 0 | 0 | 0 | 0 | 0 | 0 | 0 | 0 | 0 | 0 | 0 | 0 | 0 | 0 | 0 | 0 | 0 | 0 | 0 | 0 | 2 | 2 | 1 |  | 0 | 0 | 0 | 0 | 0 | 0 | 0 | 0 | 0 | 0 | 0 | 0 | 0 | 0 | 0 | 0 | 0 | 0 | 0 | 0 | 0 | 0 | 0 | 0 | 0 | 0 | 0 | 0 | 0 | 0 | 0 | 0 | 0 | 2 | 2 | 1 |  | 0 | 0 | 0 | 0 | 0 | 0 | 0 | 0 | 0 | 0 | 0 | 0 | 0 | 0 | 0 | 0 | 0 | 0 | 0 | 0 | 0 | 0 | 0 | 0 | 0 | 0 | 0 | 0 | 0 | 0 | 0 | 0 | 0 | 2 | 2 | 1 |  | 0 | 0 | 0 | 0 | 0 | 0 | 0 | 0 | 0 | 0 | 0 | 0 | 0 | 0 | 0 | 0 | 0 | 0 | 0 | 0 | 0 | 0 | 0 | 0 | 0 | 0 | 0 | 0 | 0 | 0 | 0 | 0 | 0 | 2 | 2 | 1 |  | 1 | 1 | 1 | 1 | 1 | 1 | 1 | 1 | 5- | 1
PG&E FRESNO | Biola | 70 | 0 | 0 | 0 | 0 | 0 | 0 | 0 | 0 | 0 | 0 | 0 | 0 | 0 | 0 | 0 | 0 | 0 | 0 | 0 | 0 |  | 0 | 0 | 0 | 0 | 0 | 0 | 0 | 0 | 0 | 0 | 0 | 0 | 0 | 0 | 0 | 0 | 0 | 0 | 0 | 0 | 0 | 0 | 0 | 0 | 0 | 0 | 0 | 0 | 0 | 0 | 0 | 0 | 0 | 0 | 0 | 0 |  | 0 | 0 | 0 | 0 | 0 | 0 | 0 | 0 | 0 | 0 | 0 | 0 | 0 | 0 | 0 | 0 | 0 | 0 | 0 | 0 | 0 | 0 | 0 | 0 | 0 | 0 | 0 | 0 | 0 | 0 | 0 | 0 | 0 | 0 | 0 | 0 |  | 0 | 0 | 0 | 0 | 0 | 0 | 0 | 0 | 0 | 0 | 0 | 0 | 0 | 0 | 0 | 0 | 0 | 0 | 0 | 0 | 0 | 0 | 0 | 0 | 0 | 0 | 0 | 0 | 0 | 0 | 0 | 0 | 0 | 0 | 0 | 0 |  | 0 | 0 | 0 | 0 | 0 | 0 | 0 | 0 | 0 | 0 | 0 | 0 | 0 | 0 | 0 | 0 | 0 | 0 | 0 | 0 | 0 | 0 | 0 | 0 | 0 | 0 | 0 | 0 | 0 | 0 | 0 | 0 | 0 | 0 | 0 | 0 |  | 1 | 1 | 1 | 1 | 1 | 1 | 1 | 1 | 1 | 0
PG&E GBA | Birds Landing | 230 | 0 | 0 | 0 | 0 | 0 | 0 | 0 | 0 | 0 | 0 | 0 | 0 | 0 | 0 | 0 | 0 | 0 | 0 | 0 | 0 |  | 0 | 0 | 0 | 0 | 0 | 207.2 | 0 | 0 | 0 | 0 | 0 | 0 | 205.02 | 65.02 | 295.94 | 0 | 0 | 1 | 0 | 0 | 0 | 0 | 0 | -2 | 0 | 0 | 0 | 0 | 0 | 0 | -2 | -2 | -2 | 0 | 0 | 1 |  | 0 | 0 | 0 | 0 | 0 | 0 | 0 | 0 | 0 | 0 | 0 | 0 | 0 | 65.02 | 92 | 0 | 0 | 1 | 0 | 0 | 0 | 0 | 0 | 0 | 0 | 0 | 0 | 0 | 0 | 0 | 0 | -2 | -2 | 0 | 0 | 1 |  | 0 | 0 | 0 | 0 | 0 | 0 | 0 | 0 | 0 | 0 | 0 | 0 | 0 | 46.02 | 174.62 | 0 | 0 | 1 | 0 | 0 | 0 | 0 | 0 | 0 | 0 | 0 | 0 | 0 | 0 | 0 | 0 | -2 | -2 | 0 | 0 | 1 |  | 0 | 0 | 0 | 0 | 0 | 0 | 0 | 0 | 0 | 0 | 0 | 0 | 30 | 65.02 | 212.62 | 0 | 0 | 1 | 0 | 0 | 0 | 0 | 0 | 0 | 0 | 0 | 0 | 0 | 0 | 0 | -2 | -2 | -2 | 0 | 0 | 1 |  | 1 | 1 | 1 | 1 | 1 | 1 | 1+ | 4+ | 1 | 1
SCE Northern | Bliss | 66 | 0 | 0 | 0 | 0 | 0 | 0 | 0 | 0 | 0 | 0 | 0 | 0 | 0 | 0 | 0 | 0 | 0 | 0 | 0 | 0 |  | 0 | 0 | 0 | 0 | 0 | 0 | 0 | 0 | 0 | 0 | 0 | 0 | 0 | 0 | 0 | 0 | 0 | 0 | 0 | 0 | 0 | 0 | 0 | 0 | 0 | 0 | 0 | 0 | 0 | 0 | 0 | 0 | 0 | 0 | 0 | 0 |  | 0 | 0 | 0 | 0 | 0 | 0 | 0 | 0 | 0 | 0 | 0 | 0 | 0 | 0 | 0 | 0 | 0 | 0 | 0 | 0 | 0 | 0 | 0 | 0 | 0 | 0 | 0 | 0 | 0 | 0 | 0 | 0 | 0 | 0 | 0 | 0 |  | 0 | 0 | 0 | 0 | 0 | 0 | 0 | 0 | 0 | 0 | 0 | 0 | 0 | 0 | 0 | 0 | 0 | 0 | 0 | 0 | 0 | 0 | 0 | 0 | 0 | 0 | 0 | 0 | 0 | 0 | 0 | 0 | 0 | 0 | 0 | 0 |  | 0 | 0 | 0 | 0 | 0 | 0 | 0 | 0 | 0 | 0 | 0 | 0 | 0 | 0 | 0 | 0 | 0 | 0 | 0 | 0 | 0 | 0 | 0 | 0 | 0 | 0 | 0 | 0 | 0 | 0 | 0 | 0 | 0 | 0 | 0 | 0 |  | 1 | 1 | 1 | 1 | 1 | 1 | 1 | 1 | 1 | 0
SCE Eastern | Blythe | 161 | 0 | 0 | 0 | 0 | 0 | 0 | 0 | 0 | 0 | 0 | 0 | 0 | 0 | 0 | 0 | 0 | 0 | 0 | 0 | 0 |  | 0 | 0 | 0 | 0 | 0 | 0 | 0 | 0 | 0 | 0 | 0 | 0 | 0 | 0 | 0 | 0 | 0 | 0 | 0 | 0 | 0 | 0 | 0 | 0 | 0 | 0 | 0 | 0 | 0 | 0 | 0 | 0 | 0 | 0 | 0 | 0 |  | 0 | 0 | 0 | 0 | 0 | 0 | 0 | 0 | 0 | 0 | 6.684 | 0 | 11.684 | 0 | 6.134 | 0 | 0 | 1 | 0 | 0 | 0 | 0 | 0 | 0 | 0 | 0 | 0 | 0 | -2 | 0 | -2 | 0 | -2 | 0 | 0 | 1 |  | 0 | 0 | 0 | 0 | 0 | 0 | 0 | 0 | 0 | 0 | 6.684 | 0 | 11.684 | 0 | 6.134 | 0 | 0 | 1 | 0 | 0 | 0 | 0 | 0 | 0 | 0 | 0 | 0 | 0 | -2 | 0 | -2 | 0 | -2 | 0 | 0 | 1 |  | 0 | 0 | 0 | 0 | 0 | 0 | 0 | 0 | 0 | 0 | 10.204 | 0 | 26.204 | 0 | 6.134 | 0 | 0 | 1 | 0 | 0 | 0 | 0 | 0 | 0 | 0 | 0 | 0 | 0 | -2 | 0 | -2 | 0 | 0 | 0 | 0 | 1 |  | 1 | 1 | 1 | 1 | 1 | 4+ | 4+ | 4+ | 1 | 1
PG&E NGBA | Bogue | 115 | 0 | 0 | 0 | 0 | 0 | 0 | 0 | 0 | 0 | 0 | 0 | 0 | 0 | 0 | 0 | 0 | 0 | 0 | 0 | 0 |  | 0 | 0 | 0 | 0 | 0 | 0 | 0 | 0 | 0 | 0 | 0 | 0 | 0 | 0 | 0 | 0 | 0 | 0 | 0 | 0 | 0 | 0 | 0 | 0 | 0 | 0 | 0 | 0 | 0 | 0 | 0 | 0 | 0 | 0 | 0 | 0 |  | 0 | 0 | 0 | 0 | 0 | 0 | 0 | 0 | 0 | 0 | 0 | 0 | 0 | 0 | 0 | 0 | 0 | 0 | 0 | 0 | 0 | 0 | 0 | 0 | 0 | 0 | 0 | 0 | 0 | 0 | 0 | 0 | 0 | 0 | 0 | 0 |  | 0 | 0 | 0 | 0 | 0 | 0 | 0 | 0 | 0 | 0 | 0 | 0 | 0 | 0 | 0 | 0 | 0 | 0 | 0 | 0 | 0 | 0 | 0 | 0 | 0 | 0 | 0 | 0 | 0 | 0 | 0 | 0 | 0 | 0 | 0 | 0 |  | 0 | 0 | 0 | 0 | 0 | 0 | 0 | 0 | 0 | 0 | 0 | 0 | 0 | 0 | 0 | 0 | 0 | 0 | 0 | 0 | 0 | 0 | 0 | 0 | 0 | 0 | 0 | 0 | 0 | 0 | 0 | 0 | 0 | 0 | 0 | 0 |  | 1 | 1 | 1 | 1 | 1 | 1 | 1 | 1 | 1 | 0
PG&E FRESNO | Borden | 230 | 0 | 0 | 0 | 0 | 0 | 0 | 0 | 0 | 0 | 0 | 0 | 0 | 0 | 0 | 0 | 0 | 0 | 0 | 0 | 0 |  | 0 | 0 | 0 | 0 | 0 | 0 | 0 | 0 | 0 | 0 | 0 | 0 | 0 | 0 | 0 | 0 | 0 | 0 | 0 | 0 | 0 | 0 | 0 | 0 | 0 | 0 | 0 | 0 | 0 | 0 | 0 | 0 | 0 | 0 | 0 | 0 |  | 0 | 0 | 0 | 0 | 0 | 0 | 0 | 0 | 0 | 0 | 0 | 0 | 4.4741 | 0 | 0 | 0 | 0 | 1 | 0 | 0 | 0 | 0 | 0 | 0 | 0 | 0 | 0 | 0 | 0 | 0 | -2 | 0 | 0 | 0 | 0 | 1 |  | 0 | 0 | 0 | 0 | 0 | 0 | 0 | 0 | 0 | 0 | 0 | 0 | 207.6741 | 0 | 406.899 | 0 | 0 | 1 | 0 | 0 | 0 | 0 | 0 | 0 | 0 | 0 | 0 | 0 | 0 | 0 | -2 | 0 | -2 | 0 | 0 | 1 |  | 0 | 0 | 0 | 0 | 0 | 0 | 0 | 0 | 0 | 0 | 0 | 0 | 207.6741 | 0 | 406.899 | 0 | 0 | 1 | 0 | 0 | 0 | 0 | 0 | 0 | 0 | 0 | 0 | 0 | 0 | 0 | -2 | 0 | -1 | 0 | 0 | 1 |  | 1 | 1 | 1 | 1 | 1 | 1 | 4+ | 2+ | 1 | 1
PG&E FRESNO | Borden | 70 | 0 | 0 | 0 | 0 | 0 | 0 | 0 | 0 | 0 | 0 | 0 | 0 | 0 | 0 | 0 | 0 | 0 | 0 | 0 | 0 |  | 0 | 0 | 0 | 0 | 0 | 0 | 0 | 0 | 0 | 0 | 0 | 0 | 0 | 0 | 0 | 0 | 0 | 0 | 0 | 0 | 0 | 0 | 0 | 0 | 0 | 0 | 0 | 0 | 0 | 0 | 0 | 0 | 0 | 0 | 0 | 0 |  | 0 | 0 | 0 | 0 | 0 | 0 | 0 | 0 | 0 | 0 | 0 | 0 | 0 | 0 | 0 | 0 | 0 | 0 | 0 | 0 | 0 | 0 | 0 | 0 | 0 | 0 | 0 | 0 | 0 | 0 | 0 | 0 | 0 | 0 | 0 | 0 |  | 0 | 0 | 0 | 0 | 0 | 0 | 0 | 0 | 0 | 0 | 0 | 0 | 0 | 0 | 0 | 0 | 0 | 0 | 0 | 0 | 0 | 0 | 0 | 0 | 0 | 0 | 0 | 0 | 0 | 0 | 0 | 0 | 0 | 0 | 0 | 0 |  | 0 | 0 | 0 | 0 | 0 | 0 | 0 | 0 | 0 | 0 | 0 | 0 | 0 | 0 | 0 | 0 | 0 | 0 | 0 | 0 | 0 | 0 | 0 | 0 | 0 | 0 | 0 | 0 | 0 | 0 | 0 | 0 | 0 | 0 | 0 | 0 |  | 1 | 1 | 1 | 1 | 1 | 1 | 1 | 1 | 1 | 0
SDGE | Boulevard East | 138 | 0 | 0 | 180 | 0 | 180 | 0 | 0 | 0 | 0 | 0 | 0 | 0 | 20 | 10 | 30 | 0 | 0 | 0 | 0 | 1 |  | 0 | 0 | 0 | 0 | 0 | 63.3 | 0 | 0 | 0 | 0 | 0 | 0 | 0 | 0 | 0 | 0 | 0 | 1 | 0 | 0 | 0 | 0 | 2 | 2 | 0 | 0 | 0 | 0 | 0 | 2 | 2 | 0 | 0 | 0 | 0 | 1 |  | 0 | 0 | 0 | 0 | 0 | 63.3 | 0 | 0 | 0 | 0 | 0 | 0 | 0 | 200 | 206.31 | 0 | 0 | 1 | 0 | 0 | 0 | 0 | 2 | 2 | 0 | 0 | 0 | 0 | 0 | 2 | 2 | -2 | -2 | 0 | 0 | 1 |  | 0 | 0 | 0 | 0 | 0 | 63.3 | 0 | 0 | 0 | 0 | 0 | 0 | 0 | 200 | 206.31 | 0 | 0 | 1 | 0 | 0 | 0 | 0 | 2 | 2 | 0 | 0 | 0 | 0 | 0 | 2 | 2 | -2 | -2 | 0 | 0 | 1 |  | 0 | 0 | 0 | 0 | 0 | 63.3 | 0 | 0 | 0 | 0 | 2 | 0 | 0 | 200 | 206.31 | 0 | 0 | 1 | 0 | 0 | 0 | 0 | 2 | 2 | 0 | 0 | 0 | 0 | -2 | 2 | 2 | -2 | -2 | 0 | 0 | 1 |  | 1 | 1 | 5- | 1 | 1 | 1+ | 5- | 4+ | 1 | 1
SDGE | Boulevard East | 69 | 0 | 0 | 0 | 0 | 0 | 0 | 0 | 0 | 0 | 0 | 0 | 0 | 0 | 0 | 0 | 0 | 0 | 0 | 0 | 0 |  | 0 | 0 | 0 | 0 | 0 | 0 | 0 | 0 | 0 | 0 | 0 | 0 | 71.88 | 0 | 0 | 0 | 0 | 1 | 0 | 0 | 0 | 0 | 0 | 0 | 0 | 0 | 0 | 0 | 0 | 0 | -2 | 0 | 0 | 0 | 0 | 1 |  | 0 | 0 | 0 | 0 | 0 | 0 | 0 | 0 | 0 | 0 | 0 | 0 | 20 | 17.4 | 17.4 | 0 | 0 | 1 | 0 | 0 | 0 | 0 | 0 | 0 | 0 | 0 | 0 | 0 | 0 | 0 | -2 | -2 | -2 | 0 | 0 | 1 |  | 0 | 0 | 0 | 0 | 0 | 0 | 0 | 0 | 0 | 0 | 0 | 0 | 20 | 17.4 | 17.4 | 0 | 0 | 1 | 0 | 0 | 0 | 0 | 0 | 0 | 0 | 0 | 0 | 0 | 0 | 0 | -2 | -2 | -2 | 0 | 0 | 1 |  | 0 | 0 | 0 | 0 | 0 | 0 | 0 | 0 | 0 | 0 | 0 | 0 | 20 | 17.4 | 17.4 | 0 | 0 | 1 | 0 | 0 | 0 | 0 | 0 | 0 | 0 | 0 | 0 | 0 | 0 | 0 | -2 | -2 | -2 | 0 | 0 | 1 |  | 1 | 1 | 1 | 1 | 1 | 1 | 4+ | 4+ | 1 | 1
PG&E GBA | Brentwood | 230 | 0 | 0 | 0 | 0 | 0 | 0 | 0 | 0 | 0 | 0 | 0 | 0 | 0 | 0 | 0 | 0 | 0 | 0 | 0 | 0 |  | 0 | 0 | 0 | 0 | 0 | 0 | 0 | 0 | 0 | 0 | 0 | 0 | 0 | 0 | 0 | 0 | 0 | 0 | 0 | 0 | 0 | 0 | 0 | 0 | 0 | 0 | 0 | 0 | 0 | 0 | 0 | 0 | 0 | 0 | 0 | 0 |  | 0 | 0 | 0 | 0 | 0 | 0 | 0 | 0 | 0 | 0 | 0 | 0 | 5.5 | 0 | 0 | 0 | 0 | 1 | 0 | 0 | 0 | 0 | 0 | 0 | 0 | 0 | 0 | 0 | 0 | 0 | -2 | 0 | 0 | 0 | 0 | 1 |  | 0 | 0 | 0 | 0 | 0 | 0 | 0 | 0 | 0 | 0 | 0 | 0 | 5.5 | 0 | 0 | 0 | 0 | 1 | 0 | 0 | 0 | 0 | 0 | 0 | 0 | 0 | 0 | 0 | 0 | 0 | -2 | 0 | 0 | 0 | 0 | 1 |  | 0 | 0 | 0 | 0 | 0 | 0 | 0 | 0 | 0 | 0 | 0 | 0 | 5.5 | 0 | 4.99 | 0 | 0 | 1 | 0 | 0 | 0 | 0 | 0 | 0 | 0 | 0 | 0 | 0 | 0 | 0 | -2 | 0 | 0 | 0 | 0 | 1 |  | 1 | 1 | 1 | 1 | 1 | 1 | 4+ | 1 | 1 | 1
PG&E NGBA | Bridgeville | 115 | 185 | 0 | 0 | 0 | 0 | 0 | 0 | 0 | 0 | 0 | 0 | 0 | 0 | 0 | 0 | 0 | 0 | 0 | 0 | 1 |  | 0 | 0 | 0 | 0 | 0 | 0 | 0 | 0 | 0 | 0 | 0 | 0 | 0 | 0 | 0 | 0 | 0 | 0 | 2 | 2 | 0 | 0 | 0 | 0 | 0 | 0 | 0 | 0 | 0 | 0 | 0 | 0 | 0 | 0 | 0 | 1 |  | 0 | 0 | 0 | 0 | 0 | 0 | 0 | 0 | 0 | 0 | 0 | 0 | 0 | 0 | 0 | 0 | 0 | 0 | 2 | 2 | 0 | 0 | 0 | 0 | 0 | 0 | 0 | 0 | 0 | 0 | 0 | 0 | 0 | 0 | 0 | 1 |  | 0 | 0 | 0 | 0 | 0 | 0 | 0 | 0 | 0 | 0 | 0 | 0 | 0 | 0 | 0 | 0 | 0 | 0 | 2 | 2 | 0 | 0 | 0 | 0 | 0 | 0 | 0 | 0 | 0 | 0 | 0 | 0 | 0 | 0 | 0 | 1 |  | 0 | 0 | 0 | 0 | 0 | 0 | 0 | 0 | 0 | 0 | 0 | 0 | 0 | 0 | 0 | 0 | 0 | 0 | 2 | 2 | 0 | 0 | 0 | 0 | 0 | 0 | 0 | 0 | 0 | 0 | 0 | 0 | 0 | 0 | 0 | 1 |  | 5- | 1 | 1 | 1 | 1 | 1 | 1 | 1 | 1 | 1
PG&E NGBA | Brighton | 115 | 0 | 0 | 0 | 0 | 0 | 0 | 0 | 0 | 0 | 0 | 0 | 0 | 0 | 0 | 0 | 0 | 0 | 0 | 0 | 0 |  | 0 | 0 | 0 | 0 | 0 | 0 | 0 | 0 | 0 | 0 | 0 | 0 | 0 | 0 | 0 | 0 | 0 | 0 | 0 | 0 | 0 | 0 | 0 | 0 | 0 | 0 | 0 | 0 | 0 | 0 | 0 | 0 | 0 | 0 | 0 | 0 |  | 0 | 0 | 0 | 0 | 0 | 0 | 0 | 0 | 0 | 0 | 0 | 0 | 0 | 0 | 0 | 0 | 0 | 0 | 0 | 0 | 0 | 0 | 0 | 0 | 0 | 0 | 0 | 0 | 0 | 0 | 0 | 0 | 0 | 0 | 0 | 0 |  | 0 | 0 | 0 | 0 | 0 | 0 | 0 | 0 | 0 | 0 | 0 | 0 | 0 | 0 | 0 | 0 | 0 | 0 | 0 | 0 | 0 | 0 | 0 | 0 | 0 | 0 | 0 | 0 | 0 | 0 | 0 | 0 | 0 | 0 | 0 | 0 |  | 0 | 0 | 0 | 0 | 0 | 0 | 0 | 0 | 0 | 0 | 0 | 0 | 0 | 0 | 0 | 0 | 0 | 0 | 0 | 0 | 0 | 0 | 0 | 0 | 0 | 0 | 0 | 0 | 0 | 0 | 0 | 0 | 0 | 0 | 0 | 0 |  | 1 | 1 | 1 | 1 | 1 | 1 | 1 | 1 | 1 | 0
PG&E NGBA | Brighton | 230 | 0 | 0 | 0 | 0 | 0 | 0 | 0 | 0 | 0 | 0 | 0 | 0 | 0 | 0 | 0 | 0 | 0 | 0 | 0 | 0 |  | 0 | 0 | 0 | 0 | 0 | 0 | 0 | 0 | 0 | 0 | 0 | 0 | 0 | 0 | 0 | 0 | 0 | 0 | 0 | 0 | 0 | 0 | 0 | 0 | 0 | 0 | 0 | 0 | 0 | 0 | 0 | 0 | 0 | 0 | 0 | 0 |  | 0 | 0 | 0 | 0 | 0 | 0 | 0 | 0 | 0 | 0 | 0 | 0 | 0 | 0 | 0 | 0 | 0 | 0 | 0 | 0 | 0 | 0 | 0 | 0 | 0 | 0 | 0 | 0 | 0 | 0 | 0 | 0 | 0 | 0 | 0 | 0 |  | 0 | 0 | 0 | 0 | 0 | 0 | 0 | 0 | 0 | 0 | 0 | 0 | 0 | 0 | 0 | 0 | 0 | 0 | 0 | 0 | 0 | 0 | 0 | 0 | 0 | 0 | 0 | 0 | 0 | 0 | 0 | 0 | 0 | 0 | 0 | 0 |  | 0 | 0 | 0 | 0 | 0 | 0 | 0 | 0 | 0 | 0 | 0 | 0 | 0 | 0 | 0 | 0 | 0 | 0 | 0 | 0 | 0 | 0 | 0 | 0 | 0 | 0 | 0 | 0 | 0 | 0 | 0 | 0 | 0 | 0 | 0 | 0 |  | 1 | 1 | 1 | 1 | 1 | 1 | 1 | 1 | 1 | 0
PG&E NGBA | Brunswick | 115 | 0 | 0 | 0 | 0 | 0 | 0 | 0 | 0 | 0 | 0 | 0 | 0 | 0 | 0 | 0 | 0 | 0 | 0 | 0 | 0 |  | 0 | 0 | 0 | 0 | 0 | 0 | 0 | 0 | 0 | 0 | 0 | 0 | 0 | 0 | 0 | 0 | 0 | 0 | 0 | 0 | 0 | 0 | 0 | 0 | 0 | 0 | 0 | 0 | 0 | 0 | 0 | 0 | 0 | 0 | 0 | 0 |  | 0 | 0 | 0 | 0 | 0 | 0 | 0 | 0 | 0 | 0 | 0 | 0 | 3.0628 | 0 | 2.2208 | 0 | 0 | 1 | 0 | 0 | 0 | 0 | 0 | 0 | 0 | 0 | 0 | 0 | 0 | 0 | -2 | 0 | 0 | 0 | 0 | 1 |  | 0 | 0 | 0 | 0 | 0 | 0 | 0 | 0 | 0 | 0 | 0 | 0 | 3.0628 | 0 | 2.2208 | 0 | 0 | 1 | 0 | 0 | 0 | 0 | 0 | 0 | 0 | 0 | 0 | 0 | 0 | 0 | -2 | 0 | 0 | 0 | 0 | 1 |  | 0 | 0 | 0 | 0 | 0 | 0 | 0 | 0 | 0 | 0 | 0 | 0 | 3.0628 | 0 | 2.2208 | 0 | 0 | 1 | 0 | 0 | 0 | 0 | 0 | 0 | 0 | 0 | 0 | 0 | 0 | 0 | -2 | 0 | 0 | 0 | 0 | 1 |  | 1 | 1 | 1 | 1 | 1 | 1 | 4+ | 1 | 1 | 1
PG&E NGBA | Bucks Creek | 230 | 0 | 0 | 0 | 0 | 0 | 0 | 0 | 0 | 0 | 0 | 0 | 0 | 0 | 0 | 0 | 0 | 0 | 0 | 0 | 0 |  | 0 | 0 | 0 | 0 | 0 | 0 | 0 | 0 | 0 | 0 | 0 | 0 | 0 | 0 | 0 | 0 | 0 | 0 | 0 | 0 | 0 | 0 | 0 | 0 | 0 | 0 | 0 | 0 | 0 | 0 | 0 | 0 | 0 | 0 | 0 | 0 |  | 0 | 0 | 0 | 0 | 0 | 0 | 0 | 0 | 0 | 0 | 0 | 0 | 0 | 0 | 0 | 0 | 0 | 0 | 0 | 0 | 0 | 0 | 0 | 0 | 0 | 0 | 0 | 0 | 0 | 0 | 0 | 0 | 0 | 0 | 0 | 0 |  | 0 | 0 | 0 | 0 | 0 | 0 | 0 | 0 | 0 | 0 | 0 | 0 | 0 | 0 | 0 | 0 | 0 | 0 | 0 | 0 | 0 | 0 | 0 | 0 | 0 | 0 | 0 | 0 | 0 | 0 | 0 | 0 | 0 | 0 | 0 | 0 |  | 0 | 0 | 0 | 0 | 0 | 0 | 0 | 0 | 0 | 0 | 0 | 0 | 0 | 0 | 0 | 0 | 0 | 0 | 0 | 0 | 0 | 0 | 0 | 0 | 0 | 0 | 0 | 0 | 0 | 0 | 0 | 0 | 0 | 0 | 0 | 0 |  | 1 | 1 | 1 | 1 | 1 | 1 | 1 | 1 | 1 | 0
PG&E KERN | Buena Vista | 230 | 0 | 0 | 0 | 0 | 0 | 0 | 0 | 0 | 0 | 0 | 0 | 0 | 5 | 295 | 300 | 0 | 0 | 0 | 0 | 1 |  | 0 | 0 | 0 | 0 | 0 | 0 | 0 | 0 | 0 | 0 | 0 | 0 | 0 | 0 | 0 | 0 | 0 | 0 | 0 | 0 | 0 | 0 | 0 | 0 | 0 | 0 | 0 | 0 | 0 | 2 | 2 | 0 | 0 | 0 | 0 | 1 |  | 0 | 0 | 0 | 0 | 0 | 0 | 0 | 0 | 0 | 0 | 0 | 0 | 0 | 0 | 0 | 0 | 0 | 0 | 0 | 0 | 0 | 0 | 0 | 0 | 0 | 0 | 0 | 0 | 0 | 2 | 2 | 0 | 0 | 0 | 0 | 1 |  | 0 | 0 | 0 | 0 | 0 | 0 | 0 | 0 | 0 | 0 | 0 | 0 | 0 | 0 | 0 | 0 | 0 | 0 | 0 | 0 | 0 | 0 | 0 | 0 | 0 | 0 | 0 | 0 | 0 | 2 | 2 | 0 | 0 | 0 | 0 | 1 |  | 0 | 0 | 0 | 0 | 0 | 0 | 0 | 0 | 0 | 0 | 0 | 0 | 0 | 0 | 0 | 0 | 0 | 0 | 0 | 0 | 0 | 0 | 0 | 0 | 0 | 0 | 0 | 0 | 0 | 2 | 2 | 0 | 0 | 0 | 0 | 1 |  | 1 | 1 | 1 | 1 | 1 | 1 | 5- | 1 | 1 | 1
PG&E FRESNO | Bullard | 115 | 0 | 0 | 0 | 0 | 0 | 0 | 0 | 0 | 0 | 0 | 0 | 0 | 0 | 0 | 0 | 0 | 0 | 0 | 0 | 0 |  | 0 | 0 | 0 | 0 | 0 | 0 | 0 | 0 | 0 | 0 | 0 | 0 | 0 | 0 | 0 | 0 | 0 | 0 | 0 | 0 | 0 | 0 | 0 | 0 | 0 | 0 | 0 | 0 | 0 | 0 | 0 | 0 | 0 | 0 | 0 | 0 |  | 0 | 0 | 0 | 0 | 0 | 0 | 0 | 0 | 0 | 0 | 0 | 0 | 11.7 | 0 | 0 | 0 | 0 | 1 | 0 | 0 | 0 | 0 | 0 | 0 | 0 | 0 | 0 | 0 | 0 | 0 | -2 | 0 | 0 | 0 | 0 | 1 |  | 0 | 0 | 0 | 0 | 0 | 0 | 0 | 0 | 0 | 0 | 0 | 0 | 11.7 | 0 | 0 | 0 | 0 | 1 | 0 | 0 | 0 | 0 | 0 | 0 | 0 | 0 | 0 | 0 | 0 | 0 | -2 | 0 | 0 | 0 | 0 | 1 |  | 0 | 0 | 0 | 0 | 0 | 0 | 0 | 0 | 0 | 0 | 0 | 0 | 12.75 | 0 | 0 | 0 | 0 | 1 | 0 | 0 | 0 | 0 | 0 | 0 | 0 | 0 | 0 | 0 | 0 | 0 | -2 | 0 | 0 | 0 | 0 | 1 |  | 1 | 1 | 1 | 1 | 1 | 1 | 4+ | 1 | 1 | 1
PG&E GBA | Burlingame | 115 | 0 | 0 | 0 | 0 | 0 | 0 | 0 | 0 | 0 | 0 | 0 | 0 | 0 | 0 | 0 | 0 | 0 | 0 | 0 | 0 |  | 0 | 0 | 0 | 0 | 0 | 0 | 0 | 0 | 0 | 0 | 0 | 0 | 0 | 0 | 0 | 0 | 0 | 0 | 0 | 0 | 0 | 0 | 0 | 0 | 0 | 0 | 0 | 0 | 0 | 0 | 0 | 0 | 0 | 0 | 0 | 0 |  | 0 | 0 | 0 | 0 | 0 | 0 | 0 | 0 | 0 | 0 | 0 | 0 | 0 | 0 | 0 | 0 | 0 | 0 | 0 | 0 | 0 | 0 | 0 | 0 | 0 | 0 | 0 | 0 | 0 | 0 | 0 | 0 | 0 | 0 | 0 | 0 |  | 0 | 0 | 0 | 0 | 0 | 0 | 0 | 0 | 0 | 0 | 0 | 0 | 0 | 0 | 0 | 0 | 0 | 0 | 0 | 0 | 0 | 0 | 0 | 0 | 0 | 0 | 0 | 0 | 0 | 0 | 0 | 0 | 0 | 0 | 0 | 0 |  | 0 | 0 | 0 | 0 | 0 | 0 | 0 | 0 | 0 | 0 | 0 | 0 | 0 | 0 | 0 | 0 | 0 | 0 | 0 | 0 | 0 | 0 | 0 | 0 | 0 | 0 | 0 | 0 | 0 | 0 | 0 | 0 | 0 | 0 | 0 | 0 |  | 1 | 1 | 1 | 1 | 1 | 1 | 1 | 1 | 1 | 0
PG&E NGBA | Burney Forest | 230 | 0 | 0 | 0 | 0 | 0 | 0 | 0 | 0 | 0 | 0 | 0 | 0 | 0 | 0 | 0 | 0 | 0 | 0 | 0 | 0 |  | 0 | 0 | 0 | 0 | 0 | 0 | 0 | 0 | 0 | 0 | 0 | 0 | 0 | 0 | 0 | 0 | 0 | 0 | 0 | 0 | 0 | 0 | 0 | 0 | 0 | 0 | 0 | 0 | 0 | 0 | 0 | 0 | 0 | 0 | 0 | 0 |  | 0 | 0 | 0 | 0 | 0 | 0 | 0 | 0 | 0 | 0 | 0 | 0 | 0 | 0 | 0 | 0 | 0 | 0 | 0 | 0 | 0 | 0 | 0 | 0 | 0 | 0 | 0 | 0 | 0 | 0 | 0 | 0 | 0 | 0 | 0 | 0 |  | 0 | 0 | 0 | 0 | 0 | 0 | 0 | 0 | 0 | 0 | 0 | 0 | 0 | 0 | 0 | 0 | 0 | 0 | 0 | 0 | 0 | 0 | 0 | 0 | 0 | 0 | 0 | 0 | 0 | 0 | 0 | 0 | 0 | 0 | 0 | 0 |  | 0 | 0 | 0 | 0 | 0 | 0 | 0 | 0 | 0 | 0 | 0 | 0 | 0 | 0 | 0 | 0 | 0 | 0 | 0 | 0 | 0 | 0 | 0 | 0 | 0 | 0 | 0 | 0 | 0 | 0 | 0 | 0 | 0 | 0 | 0 | 0 |  | 1 | 1 | 1 | 1 | 1 | 1 | 1 | 1 | 1 | 0
PG&E NGBA | Butte | 115 | 0 | 0 | 0 | 0 | 0 | 0 | 0 | 0 | 0 | 0 | 0 | 0 | 0 | 0 | 0 | 0 | 0 | 0 | 0 | 0 |  | 0 | 0 | 0 | 0 | 0 | 0 | 0 | 0 | 0 | 0 | 0 | 0 | 0 | 0 | 0 | 0 | 0 | 0 | 0 | 0 | 0 | 0 | 0 | 0 | 0 | 0 | 0 | 0 | 0 | 0 | 0 | 0 | 0 | 0 | 0 | 0 |  | 0 | 0 | 0 | 0 | 0 | 0 | 0 | 0 | 0 | 0 | 0 | 0 | 0.672 | 0 | 0 | 0 | 0 | 1 | 0 | 0 | 0 | 0 | 0 | 0 | 0 | 0 | 0 | 0 | 0 | 0 | 0 | 0 | 0 | 0 | 0 | 0 |  | 0 | 0 | 0 | 0 | 0 | 0 | 0 | 0 | 0 | 0 | 0 | 0 | 0.672 | 0 | 0 | 0 | 0 | 1 | 0 | 0 | 0 | 0 | 0 | 0 | 0 | 0 | 0 | 0 | 0 | 0 | 0 | 0 | 0 | 0 | 0 | 0 |  | 0 | 0 | 0 | 0 | 0 | 0 | 0 | 0 | 0 | 0 | 0 | 0 | 4.572 | 0 | 0 | 0 | 0 | 1 | 0 | 0 | 0 | 0 | 0 | 0 | 0 | 0 | 0 | 0 | 0 | 0 | -2 | 0 | 0 | 0 | 0 | 1 |  | 1 | 1 | 1 | 1 | 1 | 1 | 1+ | 1 | 1 | 1
PG&E KERN | Cabrillo | 115 | 0 | 0 | 0 | 0 | 0 | 0 | 0 | 0 | 0 | 0 | 0 | 0 | 0 | 0 | 0 | 0 | 0 | 0 | 0 | 0 |  | 0 | 0 | 0 | 0 | 0 | 0 | 0 | 0 | 0 | 0 | 0 | 0 | 0 | 0 | 0 | 0 | 0 | 0 | 0 | 0 | 0 | 0 | 0 | 0 | 0 | 0 | 0 | 0 | 0 | 0 | 0 | 0 | 0 | 0 | 0 | 0 |  | 0 | 0 | 0 | 0 | 0 | 0 | 0 | 0 | 0 | 0 | 0 | 0 | 0 | 0 | 0 | 0 | 0 | 0 | 0 | 0 | 0 | 0 | 0 | 0 | 0 | 0 | 0 | 0 | 0 | 0 | 0 | 0 | 0 | 0 | 0 | 0 |  | 0 | 0 | 0 | 0 | 0 | 0 | 0 | 0 | 0 | 0 | 0 | 0 | 0 | 0 | 0 | 0 | 0 | 0 | 0 | 0 | 0 | 0 | 0 | 0 | 0 | 0 | 0 | 0 | 0 | 0 | 0 | 0 | 0 | 0 | 0 | 0 |  | 0 | 0 | 0 | 0 | 0 | 110 | 0 | 0 | 0 | 0 | 0 | 0 | 50 | 0 | 0 | 0 | 0 | 1 | 0 | 0 | 0 | 0 | 0 | -2 | 0 | 0 | 0 | 0 | 0 | 0 | -2 | 0 | 0 | 0 | 0 | 1 |  | 1 | 1 | 1+ | 1 | 1 | 1 | 1+ | 1 | 1 | 1
PG&E FRESNO | Cal Flats | 230 | 0 | 0 | 0 | 0 | 0 | 0 | 0 | 0 | 0 | 0 | 0 | 0 | 0 | 0 | 0 | 0 | 0 | 0 | 0 | 0 |  | 0 | 0 | 0 | 0 | 0 | 0 | 0 | 0 | 0 | 0 | 0 | 0 | 0 | 0 | 0 | 0 | 0 | 0 | 0 | 0 | 0 | 0 | 0 | 0 | 0 | 0 | 0 | 0 | 0 | 0 | 0 | 0 | 0 | 0 | 0 | 0 |  | 0 | 0 | 0 | 0 | 0 | 0 | 0 | 0 | 0 | 0 | 0 | 0 | 0 | 0 | 0 | 0 | 0 | 0 | 0 | 0 | 0 | 0 | 0 | 0 | 0 | 0 | 0 | 0 | 0 | 0 | 0 | 0 | 0 | 0 | 0 | 0 |  | 0 | 0 | 0 | 0 | 0 | 0 | 0 | 0 | 0 | 0 | 0 | 0 | 0 | 0 | 0 | 0 | 0 | 0 | 0 | 0 | 0 | 0 | 0 | 0 | 0 | 0 | 0 | 0 | 0 | 0 | 0 | 0 | 0 | 0 | 0 | 0 |  | 0 | 0 | 0 | 0 | 0 | 0 | 0 | 0 | 0 | 0 | 0 | 0 | 0 | 0 | 0 | 0 | 0 | 0 | 0 | 0 | 0 | 0 | 0 | 0 | 0 | 0 | 0 | 0 | 0 | 0 | 0 | 0 | 0 | 0 | 0 | 0 |  | 1 | 1 | 1 | 1 | 1 | 1 | 1 | 1 | 1 | 0
SCE NOL | Calcite | 230 | 0 | 0 | 0 | 0 | 0 | 0 | 0 | 0 | 0 | 0 | 0 | 0 | 106 | 0 | 106 | 0 | 0 | 0 | 0 | 1 |  | 0 | 0 | 0 | 0 | 0 | 0 | 0 | 0 | 0 | 0 | 0 | 200 | 400 | 236 | 250 | 0 | 0 | 1 | 0 | 0 | 0 | 0 | 0 | 0 | 0 | 0 | 0 | 0 | 0 | -2 | -2 | -2 | -2 | 0 | 0 | 1 |  | 0 | 0 | 0 | 0 | 0 | 0 | 0 | 0 | 0 | 0 | 0 | 0 | 200 | 186 | 200 | 0 | 0 | 1 | 0 | 0 | 0 | 0 | 0 | 0 | 0 | 0 | 0 | 0 | 0 | 2 | -2 | -2 | -2 | 0 | 0 | 1 |  | 0 | 0 | 0 | 0 | 0 | 0 | 0 | 0 | 0 | 0 | 0 | 0 | 256 | 241 | 256 | 0 | 0 | 1 | 0 | 0 | 0 | 0 | 0 | 0 | 0 | 0 | 0 | 0 | 0 | 2 | -2 | -2 | -2 | 0 | 0 | 1 |  | 0 | 0 | 0 | 0 | 0 | 0 | 0 | 288 | 0 | 0 | 0 | 0 | 896.0165 | 241 | 544 | 0 | 0 | 1 | 0 | 0 | 0 | 0 | 0 | 0 | 0 | -2 | 0 | 0 | 0 | 2 | -2 | -2 | -2 | 0 | 0 | 1 |  | 1 | 1 | 1 | 1+ | 1 | 1 | 4+ | 4+ | 1 | 1
PG&E KERN | Caliente | 230 | 0 | 0 | 0 | 0 | 0 | 0 | 0 | 0 | 0 | 0 | 0 | 0 | 0 | 0 | 0 | 0 | 0 | 0 | 0 | 0 |  | 0 | 0 | 0 | 0 | 0 | 0 | 0 | 0 | 0 | 0 | 0 | 0 | 0 | 0 | 75 | 0 | 0 | 1 | 0 | 0 | 0 | 0 | 0 | 0 | 0 | 0 | 0 | 0 | 0 | 0 | 0 | 0 | -2 | 0 | 0 | 1 |  | 0 | 0 | 0 | 0 | 0 | 0 | 0 | 0 | 0 | 0 | 0 | 0 | 0 | 0 | 0 | 0 | 0 | 0 | 0 | 0 | 0 | 0 | 0 | 0 | 0 | 0 | 0 | 0 | 0 | 0 | 0 | 0 | 0 | 0 | 0 | 0 |  | 0 | 0 | 0 | 0 | 0 | 0 | 0 | 0 | 0 | 0 | 0 | 0 | 0 | 0 | 75 | 0 | 0 | 1 | 0 | 0 | 0 | 0 | 0 | 0 | 0 | 0 | 0 | 0 | 0 | 0 | 0 | 0 | -2 | 0 | 0 | 1 |  | 0 | 0 | 0 | 0 | 0 | 0 | 0 | 0 | 0 | 0 | 0 | 0 | 0 | 0 | 75 | 0 | 0 | 1 | 0 | 0 | 0 | 0 | 0 | 0 | 0 | 0 | 0 | 0 | 0 | 0 | 0 | 0 | 0 | 0 | 0 | 0 |  | 1 | 1 | 1 | 1 | 1 | 1 | 1 | 2+ | 1 | 1
PG&E FRESNO | California Ave | 115 | 0 | 0 | 0 | 0 | 0 | 0 | 0 | 0 | 0 | 0 | 0 | 0 | 0 | 0 | 0 | 0 | 0 | 0 | 0 | 0 |  | 0 | 0 | 0 | 0 | 0 | 0 | 0 | 0 | 0 | 0 | 0 | 0 | 0 | 0 | 0 | 0 | 0 | 0 | 0 | 0 | 0 | 0 | 0 | 0 | 0 | 0 | 0 | 0 | 0 | 0 | 0 | 0 | 0 | 0 | 0 | 0 |  | 0 | 0 | 0 | 0 | 0 | 0 | 0 | 0 | 0 | 0 | 0 | 0 | 5.021 | 0 | 2.57 | 0 | 0 | 1 | 0 | 0 | 0 | 0 | 0 | 0 | 0 | 0 | 0 | 0 | 0 | 0 | -2 | 0 | 0 | 0 | 0 | 1 |  | 0 | 0 | 0 | 0 | 0 | 0 | 0 | 0 | 0 | 0 | 0 | 0 | 5.021 | 0 | 2.57 | 0 | 0 | 1 | 0 | 0 | 0 | 0 | 0 | 0 | 0 | 0 | 0 | 0 | 0 | 0 | -2 | 0 | 0 | 0 | 0 | 1 |  | 0 | 0 | 0 | 0 | 0 | 0 | 0 | 0 | 0 | 0 | 0 | 0 | 8.211 | 0 | 2.57 | 0 | 0 | 1 | 0 | 0 | 0 | 0 | 0 | 0 | 0 | 0 | 0 | 0 | 0 | 0 | -2 | 0 | 0 | 0 | 0 | 1 |  | 1 | 1 | 1 | 1 | 1 | 1 | 4+ | 1 | 1 | 1
PG&E KERN | Callender | 115 | 0 | 0 | 0 | 0 | 0 | 0 | 0 | 0 | 0 | 0 | 0 | 0 | 0 | 0 | 0 | 0 | 0 | 0 | 0 | 0 |  | 0 | 0 | 0 | 0 | 0 | 0 | 0 | 0 | 0 | 0 | 0 | 0 | 0 | 0 | 0 | 0 | 0 | 0 | 0 | 0 | 0 | 0 | 0 | 0 | 0 | 0 | 0 | 0 | 0 | 0 | 0 | 0 | 0 | 0 | 0 | 0 |  | 0 | 0 | 0 | 0 | 0 | 0 | 0 | 0 | 0 | 0 | 0 | 0 | 0 | 0 | 0 | 0 | 0 | 0 | 0 | 0 | 0 | 0 | 0 | 0 | 0 | 0 | 0 | 0 | 0 | 0 | 0 | 0 | 0 | 0 | 0 | 0 |  | 0 | 0 | 0 | 0 | 0 | 0 | 0 | 0 | 0 | 0 | 0 | 0 | 0 | 0 | 0 | 0 | 0 | 0 | 0 | 0 | 0 | 0 | 0 | 0 | 0 | 0 | 0 | 0 | 0 | 0 | 0 | 0 | 0 | 0 | 0 | 0 |  | 0 | 0 | 0 | 0 | 0 | 0 | 0 | 0 | 0 | 0 | 0 | 0 | 0 | 0 | 0 | 0 | 0 | 0 | 0 | 0 | 0 | 0 | 0 | 0 | 0 | 0 | 0 | 0 | 0 | 0 | 0 | 0 | 0 | 0 | 0 | 0 |  | 1 | 1 | 1 | 1 | 1 | 1 | 1 | 1 | 1 | 0
PG&E NGBA | Calpella | 115 | 0 | 0 | 0 | 0 | 0 | 0 | 0 | 0 | 0 | 0 | 0 | 0 | 0 | 0 | 0 | 0 | 0 | 0 | 0 | 0 |  | 0 | 0 | 0 | 0 | 0 | 0 | 0 | 0 | 0 | 0 | 0 | 0 | 0 | 0 | 0 | 0 | 0 | 0 | 0 | 0 | 0 | 0 | 0 | 0 | 0 | 0 | 0 | 0 | 0 | 0 | 0 | 0 | 0 | 0 | 0 | 0 |  | 0 | 0 | 0 | 0 | 0 | 0 | 0 | 0 | 0 | 0 | 0 | 0 | 5.05 | 0 | 0 | 0 | 0 | 1 | 0 | 0 | 0 | 0 | 0 | 0 | 0 | 0 | 0 | 0 | 0 | 0 | -2 | 0 | 0 | 0 | 0 | 1 |  | 0 | 0 | 0 | 0 | 0 | 0 | 0 | 0 | 0 | 0 | 0 | 0 | 5.05 | 0 | 0 | 0 | 0 | 1 | 0 | 0 | 0 | 0 | 0 | 0 | 0 | 0 | 0 | 0 | 0 | 0 | -2 | 0 | 0 | 0 | 0 | 1 |  | 0 | 0 | 0 | 0 | 0 | 0 | 0 | 0 | 0 | 0 | 0 | 0 | 5.05 | 0 | 0 | 0 | 0 | 1 | 0 | 0 | 0 | 0 | 0 | 0 | 0 | 0 | 0 | 0 | 0 | 0 | -2 | 0 | 0 | 0 | 0 | 1 |  | 1 | 1 | 1 | 1 | 1 | 1 | 4+ | 1 | 1 | 1
PG&E GBA | Camanche | 230 | 0 | 0 | 0 | 0 | 0 | 0 | 0 | 0 | 0 | 0 | 0 | 0 | 0 | 0 | 0 | 0 | 0 | 0 | 0 | 0 |  | 0 | 0 | 0 | 0 | 0 | 0 | 0 | 0 | 0 | 0 | 0 | 0 | 0 | 0 | 0 | 0 | 0 | 0 | 0 | 0 | 0 | 0 | 0 | 0 | 0 | 0 | 0 | 0 | 0 | 0 | 0 | 0 | 0 | 0 | 0 | 0 |  | 0 | 0 | 0 | 0 | 0 | 0 | 0 | 0 | 0 | 0 | 0 | 0 | 356.592 | 350 | 356.592 | 0 | 0 | 1 | 0 | 0 | 0 | 0 | 0 | 0 | 0 | 0 | 0 | 0 | 0 | 0 | -2 | -2 | -2 | 0 | 0 | 1 |  | 0 | 0 | 0 | 0 | 0 | 0 | 0 | 0 | 0 | 0 | 0 | 0 | 356.592 | 350 | 356.592 | 0 | 0 | 1 | 0 | 0 | 0 | 0 | 0 | 0 | 0 | 0 | 0 | 0 | 0 | 0 | -2 | -2 | -2 | 0 | 0 | 1 |  | 0 | 0 | 0 | 0 | 0 | 0 | 0 | 0 | 0 | 0 | 0 | 0 | 356.592 | 350 | 356.592 | 0 | 0 | 1 | 0 | 0 | 0 | 0 | 0 | 0 | 0 | 0 | 0 | 0 | 0 | 0 | -2 | -2 | -2 | 0 | 0 | 1 |  | 1 | 1 | 1 | 1 | 1 | 1 | 4+ | 4+ | 1 | 1
SDGE | Cameron | 69 | 0 | 0 | 0 | 0 | 0 | 0 | 0 | 0 | 0 | 0 | 0 | 0 | 0 | 0 | 0 | 0 | 0 | 0 | 0 | 0 |  | 0 | 0 | 0 | 0 | 0 | 0 | 0 | 0 | 0 | 0 | 0 | 0 | 0 | 0 | 0 | 0 | 0 | 0 | 0 | 0 | 0 | 0 | 0 | 0 | 0 | 0 | 0 | 0 | 0 | 0 | 0 | 0 | 0 | 0 | 0 | 0 |  | 0 | 0 | 0 | 0 | 0 | 0 | 0 | 0 | 0 | 0 | 0 | 0 | 0 | 0 | 0 | 0 | 0 | 0 | 0 | 0 | 0 | 0 | 0 | 0 | 0 | 0 | 0 | 0 | 0 | 0 | 0 | 0 | 0 | 0 | 0 | 0 |  | 0 | 0 | 0 | 0 | 0 | 0 | 0 | 0 | 0 | 0 | 0 | 0 | 0 | 0 | 0 | 0 | 0 | 0 | 0 | 0 | 0 | 0 | 0 | 0 | 0 | 0 | 0 | 0 | 0 | 0 | 0 | 0 | 0 | 0 | 0 | 0 |  | 0 | 0 | 0 | 0 | 0 | 0 | 0 | 0 | 0 | 0 | 0 | 0 | 0 | 0 | 0 | 0 | 0 | 0 | 0 | 0 | 0 | 0 | 0 | 0 | 0 | 0 | 0 | 0 | 0 | 0 | 0 | 0 | 0 | 0 | 0 | 0 |  | 1 | 1 | 1 | 1 | 1 | 1 | 1 | 1 | 1 | 0
SDGE | Cannon | 69 | 0 | 0 | 0 | 0 | 0 | 0 | 0 | 0 | 0 | 0 | 0 | 0 | 0 | 0 | 0 | 0 | 0 | 0 | 0 | 0 |  | 0 | 0 | 0 | 0 | 0 | 0 | 0 | 0 | 0 | 0 | 0 | 0 | 0 | 0 | 0 | 0 | 0 | 0 | 0 | 0 | 0 | 0 | 0 | 0 | 0 | 0 | 0 | 0 | 0 | 0 | 0 | 0 | 0 | 0 | 0 | 0 |  | 0 | 0 | 0 | 0 | 0 | 0 | 0 | 0 | 0 | 0 | 0 | 0 | 0 | 0 | 0 | 0 | 0 | 0 | 0 | 0 | 0 | 0 | 0 | 0 | 0 | 0 | 0 | 0 | 0 | 0 | 0 | 0 | 0 | 0 | 0 | 0 |  | 0 | 0 | 0 | 0 | 0 | 0 | 0 | 0 | 0 | 0 | 0 | 0 | 0 | 0 | 0 | 0 | 0 | 0 | 0 | 0 | 0 | 0 | 0 | 0 | 0 | 0 | 0 | 0 | 0 | 0 | 0 | 0 | 0 | 0 | 0 | 0 |  | 0 | 0 | 0 | 0 | 0 | 0 | 0 | 0 | 0 | 0 | 0 | 0 | 0 | 0 | 0 | 0 | 0 | 0 | 0 | 0 | 0 | 0 | 0 | 0 | 0 | 0 | 0 | 0 | 0 | 0 | 0 | 0 | 0 | 0 | 0 | 0 |  | 1 | 1 | 1 | 1 | 1 | 1 | 1 | 1 | 1 | 0
PG&E FRESNO | Cantua | 115 | 0 | 0 | 0 | 0 | 0 | 0 | 0 | 0 | 0 | 0 | 0 | 0 | 0 | 0 | 0 | 0 | 0 | 0 | 0 | 0 |  | 0 | 0 | 0 | 0 | 0 | 0 | 0 | 0 | 0 | 0 | 0 | 0 | 0 | 0 | 0 | 0 | 0 | 0 | 0 | 0 | 0 | 0 | 0 | 0 | 0 | 0 | 0 | 0 | 0 | 0 | 0 | 0 | 0 | 0 | 0 | 0 |  | 0 | 0 | 0 | 0 | 0 | 0 | 0 | 0 | 0 | 0 | 0 | 0 | 3.025 | 0 | 0 | 0 | 0 | 1 | 0 | 0 | 0 | 0 | 0 | 0 | 0 | 0 | 0 | 0 | 0 | 0 | -2 | 0 | 0 | 0 | 0 | 1 |  | 0 | 0 | 0 | 0 | 0 | 0 | 0 | 0 | 0 | 0 | 0 | 0 | 3.025 | 0 | 0 | 0 | 0 | 1 | 0 | 0 | 0 | 0 | 0 | 0 | 0 | 0 | 0 | 0 | 0 | 0 | -2 | 0 | 0 | 0 | 0 | 1 |  | 0 | 0 | 0 | 0 | 0 | 0 | 0 | 0 | 0 | 0 | 0 | 0 | 3.025 | 0 | 0 | 0 | 0 | 1 | 0 | 0 | 0 | 0 | 0 | 0 | 0 | 0 | 0 | 0 | 0 | 0 | -2 | 0 | 0 | 0 | 0 | 1 |  | 1 | 1 | 1 | 1 | 1 | 1 | 4+ | 1 | 1 | 1
SDGE | Capistrano | 138 | 0 | 0 | 0 | 0 | 0 | 0 | 0 | 0 | 0 | 0 | 0 | 0 | 0 | 0 | 0 | 0 | 0 | 0 | 0 | 0 |  | 0 | 0 | 0 | 0 | 0 | 0 | 0 | 0 | 0 | 0 | 0 | 0 | 0 | 0 | 0 | 0 | 0 | 0 | 0 | 0 | 0 | 0 | 0 | 0 | 0 | 0 | 0 | 0 | 0 | 0 | 0 | 0 | 0 | 0 | 0 | 0 |  | 0 | 0 | 0 | 0 | 0 | 0 | 0 | 0 | 0 | 0 | 0 | 0 | 0 | 250 | 256.875 | 0 | 0 | 1 | 0 | 0 | 0 | 0 | 0 | 0 | 0 | 0 | 0 | 0 | 0 | 0 | 0 | -2 | -2 | 0 | 0 | 1 |  | 0 | 0 | 0 | 0 | 0 | 0 | 0 | 0 | 0 | 0 | 0 | 0 | 0 | 250 | 256.875 | 0 | 0 | 1 | 0 | 0 | 0 | 0 | 0 | 0 | 0 | 0 | 0 | 0 | 0 | 0 | 0 | -2 | -2 | 0 | 0 | 1 |  | 0 | 0 | 0 | 0 | 0 | 0 | 0 | 0 | 0 | 0 | 0 | 0 | 0 | 250 | 256.875 | 0 | 0 | 1 | 0 | 0 | 0 | 0 | 0 | 0 | 0 | 0 | 0 | 0 | 0 | 0 | 0 | -2 | -2 | 0 | 0 | 1 |  | 1 | 1 | 1 | 1 | 1 | 1 | 1 | 4+ | 1 | 1
SDGE | Capistrano | 230 | 0 | 0 | 0 | 0 | 0 | 0 | 0 | 0 | 0 | 0 | 0 | 0 | 0 | 0 | 0 | 0 | 0 | 0 | 0 | 0 |  | 0 | 0 | 0 | 0 | 0 | 0 | 0 | 0 | 0 | 0 | 0 | 0 | 0 | 0 | 0 | 0 | 0 | 0 | 0 | 0 | 0 | 0 | 0 | 0 | 0 | 0 | 0 | 0 | 0 | 0 | 0 | 0 | 0 | 0 | 0 | 0 |  | 0 | 0 | 0 | 0 | 0 | 0 | 0 | 0 | 0 | 0 | 0 | 0 | 0 | 0 | 0 | 0 | 0 | 0 | 0 | 0 | 0 | 0 | 0 | 0 | 0 | 0 | 0 | 0 | 0 | 0 | 0 | 0 | 0 | 0 | 0 | 0 |  | 0 | 0 | 0 | 0 | 0 | 0 | 0 | 0 | 0 | 0 | 0 | 0 | 0 | 0 | 0 | 0 | 0 | 0 | 0 | 0 | 0 | 0 | 0 | 0 | 0 | 0 | 0 | 0 | 0 | 0 | 0 | 0 | 0 | 0 | 0 | 0 |  | 0 | 0 | 0 | 0 | 0 | 0 | 0 | 0 | 0 | 0 | 0 | 0 | 0 | 0 | 0 | 0 | 0 | 0 | 0 | 0 | 0 | 0 | 0 | 0 | 0 | 0 | 0 | 0 | 0 | 0 | 0 | 0 | 0 | 0 | 0 | 0 |  | 1 | 1 | 1 | 1 | 1 | 1 | 1 | 1 | 1 | 0
PG&E NGBA | Carberry | 230 | 0 | 0 | 0 | 0 | 0 | 0 | 0 | 0 | 0 | 0 | 0 | 0 | 0 | 0 | 0 | 0 | 0 | 0 | 0 | 0 |  | 0 | 0 | 0 | 0 | 0 | 0 | 0 | 0 | 0 | 0 | 0 | 0 | 0 | 0 | 0 | 0 | 0 | 0 | 0 | 0 | 0 | 0 | 0 | 0 | 0 | 0 | 0 | 0 | 0 | 0 | 0 | 0 | 0 | 0 | 0 | 0 |  | 0 | 0 | 0 | 0 | 0 | 0 | 0 | 0 | 0 | 0 | 0 | 0 | 0 | 0 | 0 | 0 | 0 | 0 | 0 | 0 | 0 | 0 | 0 | 0 | 0 | 0 | 0 | 0 | 0 | 0 | 0 | 0 | 0 | 0 | 0 | 0 |  | 0 | 0 | 0 | 0 | 0 | 0 | 0 | 0 | 0 | 0 | 0 | 0 | 0 | 0 | 0 | 0 | 0 | 0 | 0 | 0 | 0 | 0 | 0 | 0 | 0 | 0 | 0 | 0 | 0 | 0 | 0 | 0 | 0 | 0 | 0 | 0 |  | 0 | 0 | 0 | 0 | 0 | 0 | 0 | 0 | 0 | 0 | 0 | 0 | 0 | 0 | 0 | 0 | 0 | 0 | 0 | 0 | 0 | 0 | 0 | 0 | 0 | 0 | 0 | 0 | 0 | 0 | 0 | 0 | 0 | 0 | 0 | 0 |  | 1 | 1 | 1 | 1 | 1 | 1 | 1 | 1 | 1 | 0
SCE Eastern | Cardiff | 66 | 0 | 0 | 0 | 0 | 0 | 0 | 0 | 0 | 0 | 0 | 0 | 0 | 0 | 0 | 0 | 0 | 0 | 0 | 0 | 0 |  | 0 | 0 | 0 | 0 | 0 | 0 | 0 | 0 | 0 | 0 | 0 | 0 | 0 | 0 | 0 | 0 | 0 | 0 | 0 | 0 | 0 | 0 | 0 | 0 | 0 | 0 | 0 | 0 | 0 | 0 | 0 | 0 | 0 | 0 | 0 | 0 |  | 0 | 0 | 0 | 0 | 0 | 0 | 0 | 0 | 0 | 0 | 0 | 0 | 0 | 0 | 0 | 0 | 0 | 0 | 0 | 0 | 0 | 0 | 0 | 0 | 0 | 0 | 0 | 0 | 0 | 0 | 0 | 0 | 0 | 0 | 0 | 0 |  | 0 | 0 | 0 | 0 | 0 | 0 | 0 | 0 | 0 | 0 | 0 | 0 | 0 | 0 | 0 | 0 | 0 | 0 | 0 | 0 | 0 | 0 | 0 | 0 | 0 | 0 | 0 | 0 | 0 | 0 | 0 | 0 | 0 | 0 | 0 | 0 |  | 0 | 0 | 0 | 0 | 0 | 0 | 0 | 0 | 0 | 0 | 0 | 0 | 0 | 0 | 0 | 0 | 0 | 0 | 0 | 0 | 0 | 0 | 0 | 0 | 0 | 0 | 0 | 0 | 0 | 0 | 0 | 0 | 0 | 0 | 0 | 0 |  | 1 | 1 | 1 | 1 | 1 | 1 | 1 | 1 | 1 | 0
PG&E NGBA | Caribou | 60 | 0 | 0 | 0 | 0 | 0 | 0 | 0 | 0 | 0 | 0 | 0 | 0 | 0 | 0 | 0 | 0 | 0 | 0 | 0 | 0 |  | 0 | 0 | 0 | 0 | 0 | 0 | 0 | 0 | 0 | 0 | 0 | 0 | 0 | 0 | 0 | 0 | 0 | 0 | 0 | 0 | 0 | 0 | 0 | 0 | 0 | 0 | 0 | 0 | 0 | 0 | 0 | 0 | 0 | 0 | 0 | 0 |  | 0 | 0 | 0 | 0 | 0 | 0 | 0 | 0 | 0 | 0 | 0 | 0 | 0 | 0 | 0 | 0 | 0 | 0 | 0 | 0 | 0 | 0 | 0 | 0 | 0 | 0 | 0 | 0 | 0 | 0 | 0 | 0 | 0 | 0 | 0 | 0 |  | 0 | 0 | 0 | 0 | 0 | 0 | 0 | 0 | 0 | 0 | 0 | 0 | 0 | 0 | 0 | 0 | 0 | 0 | 0 | 0 | 0 | 0 | 0 | 0 | 0 | 0 | 0 | 0 | 0 | 0 | 0 | 0 | 0 | 0 | 0 | 0 |  | 0 | 0 | 0 | 0 | 0 | 0 | 0 | 0 | 0 | 0 | 0 | 0 | 0 | 0 | 0 | 0 | 0 | 0 | 0 | 0 | 0 | 0 | 0 | 0 | 0 | 0 | 0 | 0 | 0 | 0 | 0 | 0 | 0 | 0 | 0 | 0 |  | 1 | 1 | 1 | 1 | 1 | 1 | 1 | 1 | 1 | 0
PG&E NGBA | Caribou | 115 | 0 | 0 | 0 | 0 | 0 | 0 | 0 | 0 | 0 | 0 | 0 | 0 | 0 | 0 | 0 | 0 | 0 | 0 | 0 | 0 |  | 0 | 0 | 0 | 0 | 0 | 0 | 0 | 0 | 0 | 0 | 0 | 0 | 0 | 0 | 0 | 0 | 0 | 0 | 0 | 0 | 0 | 0 | 0 | 0 | 0 | 0 | 0 | 0 | 0 | 0 | 0 | 0 | 0 | 0 | 0 | 0 |  | 0 | 0 | 0 | 0 | 0 | 0 | 0 | 0 | 0 | 0 | 0 | 0 | 0 | 0 | 0 | 0 | 0 | 0 | 0 | 0 | 0 | 0 | 0 | 0 | 0 | 0 | 0 | 0 | 0 | 0 | 0 | 0 | 0 | 0 | 0 | 0 |  | 0 | 0 | 0 | 0 | 0 | 0 | 0 | 0 | 0 | 0 | 0 | 0 | 0 | 0 | 0 | 0 | 0 | 0 | 0 | 0 | 0 | 0 | 0 | 0 | 0 | 0 | 0 | 0 | 0 | 0 | 0 | 0 | 0 | 0 | 0 | 0 |  | 0 | 0 | 0 | 0 | 0 | 0 | 0 | 0 | 0 | 0 | 0 | 0 | 0 | 0 | 0 | 0 | 0 | 0 | 0 | 0 | 0 | 0 | 0 | 0 | 0 | 0 | 0 | 0 | 0 | 0 | 0 | 0 | 0 | 0 | 0 | 0 |  | 1 | 1 | 1 | 1 | 1 | 1 | 1 | 1 | 1 | 0
PG&E NGBA | Caribou | 230 | 0 | 0 | 0 | 0 | 0 | 0 | 0 | 0 | 0 | 0 | 0 | 0 | 0 | 0 | 0 | 0 | 0 | 0 | 0 | 0 |  | 0 | 0 | 0 | 0 | 0 | 0 | 0 | 0 | 0 | 0 | 0 | 0 | 0 | 0 | 0 | 0 | 0 | 0 | 0 | 0 | 0 | 0 | 0 | 0 | 0 | 0 | 0 | 0 | 0 | 0 | 0 | 0 | 0 | 0 | 0 | 0 |  | 0 | 0 | 0 | 0 | 0 | 0 | 0 | 0 | 0 | 0 | 0 | 0 | 0 | 0 | 0 | 0 | 0 | 0 | 0 | 0 | 0 | 0 | 0 | 0 | 0 | 0 | 0 | 0 | 0 | 0 | 0 | 0 | 0 | 0 | 0 | 0 |  | 0 | 0 | 0 | 0 | 0 | 0 | 0 | 0 | 0 | 0 | 0 | 0 | 0 | 0 | 0 | 0 | 0 | 0 | 0 | 0 | 0 | 0 | 0 | 0 | 0 | 0 | 0 | 0 | 0 | 0 | 0 | 0 | 0 | 0 | 0 | 0 |  | 0 | 0 | 0 | 0 | 0 | 0 | 0 | 0 | 0 | 0 | 0 | 0 | 0 | 0 | 0 | 0 | 0 | 0 | 0 | 0 | 0 | 0 | 0 | 0 | 0 | 0 | 0 | 0 | 0 | 0 | 0 | 0 | 0 | 0 | 0 | 0 |  | 1 | 1 | 1 | 1 | 1 | 1 | 1 | 1 | 1 | 0
EOP | Carpenter Canyon (fka Gamebird) | 138 | 0 | 0 | 0 | 0 | 0 | 0 | 0 | 0 | 0 | 0 | 0 | 0 | 0 | 0 | 0 | 0 | 0 | 0 | 0 | 0 |  | 0 | 0 | 0 | 0 | 0 | 0 | 0 | 0 | 0 | 0 | 0 | 0 | 0 | 0 | 0 | 0 | 0 | 0 | 0 | 0 | 0 | 0 | 0 | 0 | 0 | 0 | 0 | 0 | 0 | 0 | 0 | 0 | 0 | 0 | 0 | 0 |  | 0 | 0 | 0 | 0 | 0 | 0 | 0 | 0 | 0 | 0 | 0 | 0 | 0 | 0 | 0 | 0 | 0 | 0 | 0 | 0 | 0 | 0 | 0 | 0 | 0 | 0 | 0 | 0 | 0 | 0 | 0 | 0 | 0 | 0 | 0 | 0 |  | 0 | 0 | 0 | 0 | 0 | 0 | 0 | 0 | 0 | 0 | 0 | 0 | 0 | 0 | 0 | 0 | 0 | 0 | 0 | 0 | 0 | 0 | 0 | 0 | 0 | 0 | 0 | 0 | 0 | 0 | 0 | 0 | 0 | 0 | 0 | 0 |  | 0 | 0 | 0 | 0 | 0 | 0 | 0 | 0 | 0 | 0 | 0 | 0 | 0 | 0 | 0 | 0 | 0 | 0 | 0 | 0 | 0 | 0 | 0 | 0 | 0 | 0 | 0 | 0 | 0 | 0 | 0 | 0 | 0 | 0 | 0 | 0 |  | 1 | 1 | 1 | 1 | 1 | 1 | 1 | 1 | 1 | 0
EOP | Carpenter Canyon (fka Gamebird) | 230 | 0 | 0 | 0 | 0 | 0 | 0 | 0 | 0 | 0 | 0 | 0 | 0 | 550 | 180 | 730 | 0 | 36.5 | 36.5 | 0 | 1 |  | 0 | 0 | 0 | 0 | 0 | 0 | 0 | 0 | 0 | 0 | 0 | 0 | 716.7638 | 200 | 716.7638 | 0 | 0 | 1 | 0 | 0 | 0 | 0 | 0 | 0 | 0 | 0 | 0 | 0 | 0 | 2 | 0 | -2 | -2 | 0 | 0 | 1 |  | 0 | 0 | 0 | 0 | 0 | 0 | 0 | 0 | 0 | 0 | 0 | 0 | 200 | 200 | 244 | 0 | 0 | 1 | 0 | 0 | 0 | 0 | 0 | 0 | 0 | 0 | 0 | 0 | 0 | 2 | 2 | -2 | -2 | 0 | 0 | 1 |  | 0 | 0 | 0 | 0 | 0 | 0 | 0 | 0 | 0 | 0 | 0 | 0 | 716.7638 | 200 | 760.7638 | 0 | 0 | 1 | 0 | 0 | 0 | 0 | 0 | 0 | 0 | 0 | 0 | 0 | 0 | 2 | 0 | -2 | -2 | 0 | 0 | 1 |  | 0 | 0 | 0 | 0 | 0 | 0 | 0 | 0 | 0 | 0 | 0 | 0 | 716.7638 | 200 | 760.7638 | 0 | 0 | 1 | 0 | 0 | 0 | 0 | 0 | 0 | 0 | 0 | 0 | 0 | 0 | 2 | 0 | -2 | -2 | 0 | 0 | 1 |  | 1 | 1 | 1 | 1 | 1 | 1 | 2- | 4+ | 1 | 1
PG&E NGBA | Carquinez | 115 | 0 | 0 | 0 | 0 | 0 | 0 | 0 | 0 | 0 | 0 | 0 | 0 | 0 | 0 | 0 | 0 | 0 | 0 | 0 | 0 |  | 0 | 0 | 0 | 0 | 0 | 0 | 0 | 0 | 0 | 0 | 0 | 0 | 0 | 0 | 0 | 0 | 0 | 0 | 0 | 0 | 0 | 0 | 0 | 0 | 0 | 0 | 0 | 0 | 0 | 0 | 0 | 0 | 0 | 0 | 0 | 0 |  | 0 | 0 | 0 | 0 | 0 | 0 | 0 | 0 | 0 | 0 | 0 | 0 | 0 | 0 | 0 | 0 | 0 | 0 | 0 | 0 | 0 | 0 | 0 | 0 | 0 | 0 | 0 | 0 | 0 | 0 | 0 | 0 | 0 | 0 | 0 | 0 |  | 0 | 0 | 0 | 0 | 0 | 0 | 0 | 0 | 0 | 0 | 0 | 0 | 0 | 0 | 0 | 0 | 0 | 0 | 0 | 0 | 0 | 0 | 0 | 0 | 0 | 0 | 0 | 0 | 0 | 0 | 0 | 0 | 0 | 0 | 0 | 0 |  | 0 | 0 | 0 | 0 | 0 | 0 | 0 | 0 | 0 | 0 | 0 | 0 | 0 | 0 | 0 | 0 | 0 | 0 | 0 | 0 | 0 | 0 | 0 | 0 | 0 | 0 | 0 | 0 | 0 | 0 | 0 | 0 | 0 | 0 | 0 | 0 |  | 1 | 1 | 1 | 1 | 1 | 1 | 1 | 1 | 1 | 0
SDGE | Carrizo Gorge | 138 | 0 | 0 | 0 | 0 | 0 | 0 | 0 | 0 | 0 | 0 | 0 | 0 | 0 | 0 | 0 | 0 | 0 | 0 | 0 | 0 |  | 0 | 0 | 0 | 0 | 0 | 0 | 0 | 0 | 0 | 0 | 0 | 0 | 0 | 20 | 20 | 0 | 0 | 1 | 0 | 0 | 0 | 0 | 0 | 0 | 0 | 0 | 0 | 0 | 0 | 0 | 0 | -2 | -2 | 0 | 0 | 1 |  | 0 | 0 | 0 | 0 | 0 | 0 | 0 | 0 | 0 | 0 | 0 | 0 | 0 | 20 | 20 | 0 | 0 | 1 | 0 | 0 | 0 | 0 | 0 | 0 | 0 | 0 | 0 | 0 | 0 | 0 | 0 | -2 | -2 | 0 | 0 | 1 |  | 0 | 0 | 0 | 0 | 0 | 0 | 0 | 0 | 0 | 0 | 0 | 0 | 0 | 20 | 20 | 0 | 0 | 1 | 0 | 0 | 0 | 0 | 0 | 0 | 0 | 0 | 0 | 0 | 0 | 0 | 0 | -2 | -2 | 0 | 0 | 1 |  | 0 | 0 | 0 | 0 | 0 | 0 | 0 | 0 | 0 | 0 | 0 | 0 | 0 | 20 | 20 | 0 | 0 | 1 | 0 | 0 | 0 | 0 | 0 | 0 | 0 | 0 | 0 | 0 | 0 | 0 | 0 | -2 | -2 | 0 | 0 | 1 |  | 1 | 1 | 1 | 1 | 1 | 1 | 1 | 4+ | 1 | 1
PG&E KERN | Carrizo Plains | 115 | 0 | 0 | 0 | 0 | 0 | 0 | 0 | 0 | 0 | 0 | 0 | 0 | 0 | 0 | 0 | 0 | 0 | 0 | 0 | 0 |  | 0 | 0 | 0 | 0 | 0 | 0 | 0 | 0 | 0 | 0 | 0 | 0 | 0 | 0 | 0 | 0 | 0 | 0 | 0 | 0 | 0 | 0 | 0 | 0 | 0 | 0 | 0 | 0 | 0 | 0 | 0 | 0 | 0 | 0 | 0 | 0 |  | 0 | 0 | 0 | 0 | 0 | 0 | 0 | 0 | 0 | 0 | 0 | 0 | 0 | 0 | 0 | 0 | 0 | 0 | 0 | 0 | 0 | 0 | 0 | 0 | 0 | 0 | 0 | 0 | 0 | 0 | 0 | 0 | 0 | 0 | 0 | 0 |  | 0 | 0 | 0 | 0 | 0 | 0 | 0 | 0 | 0 | 0 | 0 | 0 | 0 | 0 | 0 | 0 | 0 | 0 | 0 | 0 | 0 | 0 | 0 | 0 | 0 | 0 | 0 | 0 | 0 | 0 | 0 | 0 | 0 | 0 | 0 | 0 |  | 0 | 0 | 0 | 0 | 0 | 0 | 0 | 0 | 0 | 0 | 0 | 0 | 0 | 0 | 0 | 0 | 0 | 0 | 0 | 0 | 0 | 0 | 0 | 0 | 0 | 0 | 0 | 0 | 0 | 0 | 0 | 0 | 0 | 0 | 0 | 0 |  | 1 | 1 | 1 | 1 | 1 | 1 | 1 | 1 | 1 | 0
PG&E KERN | Casaloma | 230 | 0 | 0 | 0 | 0 | 0 | 0 | 0 | 0 | 0 | 0 | 0 | 0 | 0 | 220 | 220 | 0 | 0 | 0 | 0 | 1 |  | 0 | 0 | 0 | 0 | 0 | 0 | 0 | 0 | 0 | 0 | 0 | 0 | 0 | 0 | 0 | 0 | 0 | 0 | 0 | 0 | 0 | 0 | 0 | 0 | 0 | 0 | 0 | 0 | 0 | 0 | 2 | 0 | 0 | 0 | 0 | 1 |  | 0 | 0 | 0 | 0 | 0 | 0 | 0 | 0 | 0 | 0 | 0 | 0 | 0 | 0 | 0 | 0 | 0 | 0 | 0 | 0 | 0 | 0 | 0 | 0 | 0 | 0 | 0 | 0 | 0 | 0 | 2 | 0 | 0 | 0 | 0 | 1 |  | 0 | 0 | 0 | 0 | 0 | 0 | 0 | 0 | 0 | 0 | 0 | 0 | 0 | 0 | 0 | 0 | 0 | 0 | 0 | 0 | 0 | 0 | 0 | 0 | 0 | 0 | 0 | 0 | 0 | 0 | 2 | 0 | 0 | 0 | 0 | 1 |  | 0 | 0 | 0 | 0 | 0 | 0 | 0 | 0 | 0 | 0 | 0 | 0 | 0 | 0 | 0 | 0 | 0 | 0 | 0 | 0 | 0 | 0 | 0 | 0 | 0 | 0 | 0 | 0 | 0 | 0 | 2 | 0 | 0 | 0 | 0 | 1 |  | 1 | 1 | 1 | 1 | 1 | 1 | 5- | 1 | 1 | 1
PG&E GBA | Castro Valley | 230 | 0 | 0 | 0 | 0 | 0 | 0 | 0 | 0 | 0 | 0 | 0 | 0 | 0 | 0 | 0 | 0 | 0 | 0 | 0 | 0 |  | 0 | 0 | 0 | 0 | 0 | 0 | 0 | 0 | 0 | 0 | 0 | 0 | 0 | 0 | 0 | 0 | 0 | 0 | 0 | 0 | 0 | 0 | 0 | 0 | 0 | 0 | 0 | 0 | 0 | 0 | 0 | 0 | 0 | 0 | 0 | 0 |  | 0 | 0 | 0 | 0 | 0 | 0 | 0 | 0 | 0 | 0 | 0 | 0 | 0.982 | 0 | 0 | 0 | 0 | 1 | 0 | 0 | 0 | 0 | 0 | 0 | 0 | 0 | 0 | 0 | 0 | 0 | 0 | 0 | 0 | 0 | 0 | 0 |  | 0 | 0 | 0 | 0 | 0 | 0 | 0 | 0 | 0 | 0 | 0 | 0 | 0.982 | 0 | 0 | 0 | 0 | 1 | 0 | 0 | 0 | 0 | 0 | 0 | 0 | 0 | 0 | 0 | 0 | 0 | 0 | 0 | 0 | 0 | 0 | 0 |  | 0 | 0 | 0 | 0 | 0 | 0 | 0 | 0 | 0 | 0 | 0 | 0 | 4.157 | 0 | 0 | 0 | 0 | 1 | 0 | 0 | 0 | 0 | 0 | 0 | 0 | 0 | 0 | 0 | 0 | 0 | -2 | 0 | 0 | 0 | 0 | 1 |  | 1 | 1 | 1 | 1 | 1 | 1 | 1+ | 1 | 1 | 1
PG&E GBA | Cayetano | 230 | 0 | 0 | 0 | 0 | 0 | 0 | 0 | 0 | 0 | 0 | 0 | 0 | 0 | 0 | 0 | 0 | 0 | 0 | 0 | 0 |  | 0 | 0 | 0 | 0 | 0 | 0 | 0 | 0 | 0 | 0 | 0 | 0 | 1.4 | 0 | 1.3 | 0 | 0 | 1 | 0 | 0 | 0 | 0 | 0 | 0 | 0 | 0 | 0 | 0 | 0 | 0 | -2 | 0 | -2 | 0 | 0 | 1 |  | 0 | 0 | 0 | 0 | 0 | 0 | 0 | 0 | 0 | 0 | 0 | 0 | 1.4 | 0 | 1.3 | 0 | 0 | 1 | 0 | 0 | 0 | 0 | 0 | 0 | 0 | 0 | 0 | 0 | 0 | 0 | 0 | 0 | 0 | 0 | 0 | 0 |  | 0 | 0 | 0 | 0 | 0 | 0 | 0 | 0 | 0 | 0 | 0 | 0 | 1.4 | 0 | 1.3 | 0 | 0 | 1 | 0 | 0 | 0 | 0 | 0 | 0 | 0 | 0 | 0 | 0 | 0 | 0 | 0 | 0 | 0 | 0 | 0 | 0 |  | 0 | 0 | 0 | 0 | 0 | 0 | 0 | 0 | 0 | 0 | 0 | 0 | 1.4 | 0 | 1.3 | 0 | 0 | 1 | 0 | 0 | 0 | 0 | 0 | 0 | 0 | 0 | 0 | 0 | 0 | 0 | 0 | 0 | 0 | 0 | 0 | 0 |  | 1 | 1 | 1 | 1 | 1 | 1 | 1 | 1 | 1 | 0
SCE Metro | Center | 230 | 0 | 0 | 0 | 0 | 0 | 0 | 0 | 0 | 0 | 0 | 0 | 0 | 0 | 0 | 0 | 0 | 0 | 0 | 0 | 0 |  | 0 | 0 | 0 | 0 | 0 | 0 | 0 | 0 | 0 | 0 | 0 | 0 | 0 | 0 | 0 | 0 | 0 | 0 | 0 | 0 | 0 | 0 | 0 | 0 | 0 | 0 | 0 | 0 | 0 | 0 | 0 | 0 | 0 | 0 | 0 | 0 |  | 0 | 0 | 0 | 0 | 0 | 0 | 0 | 0 | 0 | 0 | 0 | 0 | 0.999 | 0 | 0 | 0 | 0 | 1 | 0 | 0 | 0 | 0 | 0 | 0 | 0 | 0 | 0 | 0 | 0 | 0 | 0 | 0 | 0 | 0 | 0 | 0 |  | 0 | 0 | 0 | 0 | 0 | 0 | 0 | 0 | 0 | 0 | 0 | 0 | 0.999 | 0 | 0 | 0 | 0 | 1 | 0 | 0 | 0 | 0 | 0 | 0 | 0 | 0 | 0 | 0 | 0 | 0 | 0 | 0 | 0 | 0 | 0 | 0 |  | 0 | 0 | 0 | 0 | 0 | 0 | 0 | 0 | 0 | 0 | 0 | 0 | 0.999 | 0 | 320.68 | 0 | 0 | 1 | 0 | 0 | 0 | 0 | 0 | 0 | 0 | 0 | 0 | 0 | 0 | 0 | 0 | 0 | -1 | 0 | 0 | 1 |  | 1 | 1 | 1 | 1 | 1 | 1 | 1 | 1 | 1 | 0
PG&E KERN | Charca | 115 | 0 | 0 | 0 | 0 | 0 | 0 | 0 | 0 | 0 | 0 | 0 | 0 | 0 | 0 | 0 | 0 | 0 | 0 | 0 | 0 |  | 0 | 0 | 0 | 0 | 0 | 0 | 0 | 0 | 0 | 0 | 0 | 0 | 0 | 0 | 0 | 0 | 0 | 0 | 0 | 0 | 0 | 0 | 0 | 0 | 0 | 0 | 0 | 0 | 0 | 0 | 0 | 0 | 0 | 0 | 0 | 0 |  | 0 | 0 | 0 | 0 | 0 | 0 | 0 | 0 | 0 | 0 | 0 | 0 | 14.36 | 0 | 9.7 | 0 | 0 | 1 | 0 | 0 | 0 | 0 | 0 | 0 | 0 | 0 | 0 | 0 | 0 | 0 | -2 | 0 | -2 | 0 | 0 | 1 |  | 0 | 0 | 0 | 0 | 0 | 0 | 0 | 0 | 0 | 0 | 0 | 0 | 14.36 | 0 | 9.7 | 0 | 0 | 1 | 0 | 0 | 0 | 0 | 0 | 0 | 0 | 0 | 0 | 0 | 0 | 0 | -2 | 0 | -2 | 0 | 0 | 1 |  | 0 | 0 | 0 | 0 | 0 | 0 | 0 | 0 | 0 | 0 | 0 | 0 | 14.36 | 0 | 9.7 | 0 | 0 | 1 | 0 | 0 | 0 | 0 | 0 | 0 | 0 | 0 | 0 | 0 | 0 | 0 | -2 | 0 | 0 | 0 | 0 | 1 |  | 1 | 1 | 1 | 1 | 1 | 1 | 4+ | 4+ | 1 | 1
EOP | Charleston | 138 | 0 | 0 | 0 | 0 | 0 | 0 | 0 | 0 | 0 | 0 | 0 | 0 | 0 | 0 | 0 | 0 | 0 | 0 | 0 | 0 |  | 0 | 0 | 0 | 0 | 0 | 0 | 0 | 0 | 0 | 0 | 0 | 0 | 0 | 0 | 0 | 0 | 0 | 0 | 0 | 0 | 0 | 0 | 0 | 0 | 0 | 0 | 0 | 0 | 0 | 0 | 0 | 0 | 0 | 0 | 0 | 0 |  | 0 | 0 | 0 | 0 | 0 | 0 | 0 | 0 | 0 | 0 | 0 | 0 | 0 | 0 | 0 | 0 | 0 | 0 | 0 | 0 | 0 | 0 | 0 | 0 | 0 | 0 | 0 | 0 | 0 | 0 | 0 | 0 | 0 | 0 | 0 | 0 |  | 0 | 0 | 0 | 0 | 0 | 0 | 0 | 0 | 0 | 0 | 0 | 0 | 0 | 0 | 0 | 0 | 0 | 0 | 0 | 0 | 0 | 0 | 0 | 0 | 0 | 0 | 0 | 0 | 0 | 0 | 0 | 0 | 0 | 0 | 0 | 0 |  | 0 | 0 | 0 | 0 | 0 | 0 | 0 | 0 | 0 | 0 | 0 | 0 | 0 | 0 | 0 | 0 | 0 | 0 | 0 | 0 | 0 | 0 | 0 | 0 | 0 | 0 | 0 | 0 | 0 | 0 | 0 | 0 | 0 | 0 | 0 | 0 |  | 1 | 1 | 1 | 1 | 1 | 1 | 1 | 1 | 1 | 0
SCE Metro | Chevmain | 230 | 0 | 0 | 0 | 0 | 0 | 0 | 0 | 0 | 0 | 0 | 0 | 0 | 0 | 0 | 0 | 0 | 0 | 0 | 0 | 0 |  | 0 | 0 | 0 | 0 | 0 | 0 | 0 | 0 | 0 | 0 | 0 | 0 | 0 | 0 | 0 | 0 | 0 | 0 | 0 | 0 | 0 | 0 | 0 | 0 | 0 | 0 | 0 | 0 | 0 | 0 | 0 | 0 | 0 | 0 | 0 | 0 |  | 0 | 0 | 0 | 0 | 0 | 0 | 0 | 0 | 0 | 0 | 0 | 0 | 0 | 0 | 0 | 0 | 0 | 0 | 0 | 0 | 0 | 0 | 0 | 0 | 0 | 0 | 0 | 0 | 0 | 0 | 0 | 0 | 0 | 0 | 0 | 0 |  | 0 | 0 | 0 | 0 | 0 | 0 | 0 | 0 | 0 | 0 | 0 | 0 | 0 | 0 | 0 | 0 | 0 | 0 | 0 | 0 | 0 | 0 | 0 | 0 | 0 | 0 | 0 | 0 | 0 | 0 | 0 | 0 | 0 | 0 | 0 | 0 |  | 0 | 0 | 0 | 0 | 0 | 0 | 0 | 0 | 0 | 0 | 0 | 0 | 0 | 0 | 0 | 0 | 0 | 0 | 0 | 0 | 0 | 0 | 0 | 0 | 0 | 0 | 0 | 0 | 0 | 0 | 0 | 0 | 0 | 0 | 0 | 0 |  | 1 | 1 | 1 | 1 | 1 | 1 | 1 | 1 | 1 | 0
SDGE | Chicarita | 138 | 0 | 0 | 0 | 0 | 0 | 0 | 0 | 0 | 0 | 0 | 0 | 0 | 0 | 0 | 0 | 0 | 0 | 0 | 0 | 0 |  | 0 | 0 | 0 | 0 | 0 | 0 | 0 | 0 | 0 | 0 | 0 | 0 | 0 | 0 | 0 | 0 | 0 | 0 | 0 | 0 | 0 | 0 | 0 | 0 | 0 | 0 | 0 | 0 | 0 | 0 | 0 | 0 | 0 | 0 | 0 | 0 |  | 0 | 0 | 0 | 0 | 0 | 0 | 0 | 0 | 0 | 0 | 0 | 0 | 0 | 0 | 0 | 0 | 0 | 0 | 0 | 0 | 0 | 0 | 0 | 0 | 0 | 0 | 0 | 0 | 0 | 0 | 0 | 0 | 0 | 0 | 0 | 0 |  | 0 | 0 | 0 | 0 | 0 | 0 | 0 | 0 | 0 | 0 | 0 | 0 | 0 | 0 | 101.9 | 0 | 0 | 1 | 0 | 0 | 0 | 0 | 0 | 0 | 0 | 0 | 0 | 0 | 0 | 0 | 0 | 0 | -2 | 0 | 0 | 1 |  | 0 | 0 | 0 | 0 | 0 | 0 | 0 | 0 | 0 | 0 | 0 | 0 | 0 | 0 | 101.9 | 0 | 0 | 1 | 0 | 0 | 0 | 0 | 0 | 0 | 0 | 0 | 0 | 0 | 0 | 0 | 0 | 0 | -1 | 0 | 0 | 1 |  | 1 | 1 | 1 | 1 | 1 | 1 | 1 | 2+ | 1 | 1
SCE Metro | Chino | 230 | 0 | 0 | 0 | 0 | 0 | 0 | 0 | 0 | 0 | 0 | 0 | 0 | 0 | 0 | 0 | 0 | 358 | 358 | 0 | 1 |  | 0 | 0 | 0 | 0 | 0 | 0 | 0 | 0 | 0 | 0 | 0 | 0 | 0 | 0 | 0 | 0 | 0 | 0 | 0 | 0 | 0 | 0 | 0 | 0 | 0 | 0 | 0 | 0 | 0 | 0 | 0 | 2 | 2 | 0 | 0 | 1 |  | 0 | 0 | 0 | 0 | 0 | 0 | 0 | 0 | 0 | 0 | 0 | 0 | 2.264 | 0 | 0 | 0 | 0 | 1 | 0 | 0 | 0 | 0 | 0 | 0 | 0 | 0 | 0 | 0 | 0 | 0 | 0 | 2 | 2 | 0 | 0 | 1 |  | 0 | 0 | 0 | 0 | 0 | 0 | 0 | 0 | 0 | 0 | 0 | 0 | 2.264 | 400 | 178.4 | 0 | 0 | 1 | 0 | 0 | 0 | 0 | 0 | 0 | 0 | 0 | 0 | 0 | 0 | 0 | 0 | -1 | 2 | 0 | 0 | 1 |  | 0 | 0 | 0 | 0 | 0 | 0 | 0 | 719.34 | 0 | 0 | 0.125 | 0 | 3.514 | 400 | 1029.657 | 0 | 0 | 1 | 0 | 0 | 0 | 0 | 0 | 0 | 0 | -2 | 0 | 0 | -2 | 0 | -2 | -1 | -2 | 0 | 0 | 1 |  | 1 | 1 | 1 | 1+ | 1 | 1+ | 1+ | 3- | 1 | 1
PG&E FRESNO | Chowchilla | 115 | 0 | 0 | 0 | 0 | 0 | 0 | 0 | 0 | 0 | 0 | 0 | 0 | 0 | 0 | 0 | 0 | 0 | 0 | 0 | 0 |  | 0 | 0 | 0 | 0 | 0 | 0 | 0 | 0 | 0 | 0 | 0 | 0 | 0 | 0 | 0 | 0 | 0 | 0 | 0 | 0 | 0 | 0 | 0 | 0 | 0 | 0 | 0 | 0 | 0 | 0 | 0 | 0 | 0 | 0 | 0 | 0 |  | 0 | 0 | 0 | 0 | 0 | 0 | 0 | 0 | 0 | 0 | 0 | 0 | 8 | 0 | 0 | 0 | 0 | 1 | 0 | 0 | 0 | 0 | 0 | 0 | 0 | 0 | 0 | 0 | 0 | 0 | -2 | 0 | 0 | 0 | 0 | 1 |  | 0 | 0 | 0 | 0 | 0 | 0 | 0 | 0 | 0 | 0 | 0 | 0 | 8 | 75 | 79.5871 | 0 | 0 | 1 | 0 | 0 | 0 | 0 | 0 | 0 | 0 | 0 | 0 | 0 | 0 | 0 | -2 | -2 | -2 | 0 | 0 | 1 |  | 0 | 0 | 0 | 0 | 0 | 0 | 0 | 0 | 0 | 0 | 0 | 0 | 17.529 | 75 | 79.5871 | 0 | 0 | 1 | 0 | 0 | 0 | 0 | 0 | 0 | 0 | 0 | 0 | 0 | 0 | 0 | -2 | -2 | -2 | 0 | 0 | 1 |  | 1 | 1 | 1 | 1 | 1 | 1 | 4+ | 4+ | 1 | 1
PG&E GBA | Christie | 60 | 0 | 0 | 0 | 0 | 0 | 0 | 0 | 0 | 0 | 0 | 0 | 0 | 0 | 0 | 0 | 0 | 0 | 0 | 0 | 0 |  | 0 | 0 | 0 | 0 | 0 | 0 | 0 | 0 | 0 | 0 | 0 | 0 | 0 | 0 | 0 | 0 | 0 | 0 | 0 | 0 | 0 | 0 | 0 | 0 | 0 | 0 | 0 | 0 | 0 | 0 | 0 | 0 | 0 | 0 | 0 | 0 |  | 0 | 0 | 0 | 0 | 0 | 0 | 0 | 0 | 0 | 0 | 0 | 0 | 0 | 0 | 0 | 0 | 0 | 0 | 0 | 0 | 0 | 0 | 0 | 0 | 0 | 0 | 0 | 0 | 0 | 0 | 0 | 0 | 0 | 0 | 0 | 0 |  | 0 | 0 | 0 | 0 | 0 | 0 | 0 | 0 | 0 | 0 | 0 | 0 | 0 | 0 | 0 | 0 | 0 | 0 | 0 | 0 | 0 | 0 | 0 | 0 | 0 | 0 | 0 | 0 | 0 | 0 | 0 | 0 | 0 | 0 | 0 | 0 |  | 0 | 0 | 0 | 0 | 0 | 0 | 0 | 0 | 0 | 0 | 0 | 0 | 0 | 0 | 0 | 0 | 0 | 0 | 0 | 0 | 0 | 0 | 0 | 0 | 0 | 0 | 0 | 0 | 0 | 0 | 0 | 0 | 0 | 0 | 0 | 0 |  | 1 | 1 | 1 | 1 | 1 | 1 | 1 | 1 | 1 | 0
PG&E GBA | Christie | 115 | 0 | 0 | 0 | 0 | 0 | 0 | 0 | 0 | 0 | 0 | 0 | 0 | 0 | 0 | 0 | 0 | 0 | 0 | 0 | 0 |  | 0 | 0 | 0 | 0 | 0 | 0 | 0 | 0 | 0 | 0 | 0 | 0 | 0 | 0 | 0 | 0 | 0 | 0 | 0 | 0 | 0 | 0 | 0 | 0 | 0 | 0 | 0 | 0 | 0 | 0 | 0 | 0 | 0 | 0 | 0 | 0 |  | 0 | 0 | 0 | 0 | 0 | 0 | 0 | 0 | 0 | 0 | 0 | 0 | 0 | 0 | 0 | 0 | 0 | 0 | 0 | 0 | 0 | 0 | 0 | 0 | 0 | 0 | 0 | 0 | 0 | 0 | 0 | 0 | 0 | 0 | 0 | 0 |  | 0 | 0 | 0 | 0 | 0 | 0 | 0 | 0 | 0 | 0 | 0 | 0 | 0 | 0 | 0 | 0 | 0 | 0 | 0 | 0 | 0 | 0 | 0 | 0 | 0 | 0 | 0 | 0 | 0 | 0 | 0 | 0 | 0 | 0 | 0 | 0 |  | 0 | 0 | 0 | 0 | 0 | 0 | 0 | 0 | 0 | 0 | 0 | 0 | 0 | 0 | 0 | 0 | 0 | 0 | 0 | 0 | 0 | 0 | 0 | 0 | 0 | 0 | 0 | 0 | 0 | 0 | 0 | 0 | 0 | 0 | 0 | 0 |  | 1 | 1 | 1 | 1 | 1 | 1 | 1 | 1 | 1 | 0
SCE Eastern | Cielo Azul | 500 | 0 | 0 | 0 | 0 | 0 | 0 | 0 | 0 | 0 | 0 | 0 | 0 | 150 | 300 | 450 | 0 | 0 | 0 | 0 | 1 |  | 0 | 0 | 0 | 0 | 0 | 0 | 0 | 0 | 0 | 0 | 0 | 0 | 0 | 0 | 0 | 0 | 0 | 0 | 0 | 0 | 0 | 0 | 0 | 0 | 0 | 0 | 0 | 0 | 0 | 2 | 2 | 0 | 0 | 0 | 0 | 1 |  | 0 | 0 | 0 | 0 | 0 | 0 | 0 | 0 | 0 | 0 | 0 | 500 | 1000 | 1092 | 702.884 | 0 | 0 | 1 | 0 | 0 | 0 | 0 | 0 | 0 | 0 | 0 | 0 | 0 | 0 | -2 | -2 | -2 | -2 | 0 | 0 | 1 |  | 0 | 0 | 0 | 0 | 0 | 0 | 0 | 0 | 0 | 0 | 0 | 500 | 5150.8605 | 1092 | 4898.8143 | 0 | 0 | 1 | 0 | 0 | 0 | 0 | 0 | 0 | 0 | 0 | 0 | 0 | 0 | -2 | -2 | -2 | -2 | 0 | 0 | 1 |  | 0 | 0 | 0 | 0 | 0 | 0 | 0 | 1032.1121 | 0 | 0 | 0 | 500 | 6189.7605 | 1092 | 5930.9264 | 0 | 0 | 1 | 0 | 0 | 0 | 0 | 0 | 0 | 0 | -2 | 0 | 0 | 0 | -2 | -2 | -2 | -2 | 0 | 0 | 1 |  | 1 | 1 | 1 | 1+ | 1 | 1 | 4+ | 4+ | 1 | 1
PG&E GBA | Clay | 60 | 0 | 0 | 0 | 0 | 0 | 0 | 0 | 0 | 0 | 0 | 0 | 0 | 0 | 0 | 0 | 0 | 0 | 0 | 0 | 0 |  | 0 | 0 | 0 | 0 | 0 | 0 | 0 | 0 | 0 | 0 | 0 | 0 | 0 | 0 | 0 | 0 | 0 | 0 | 0 | 0 | 0 | 0 | 0 | 0 | 0 | 0 | 0 | 0 | 0 | 0 | 0 | 0 | 0 | 0 | 0 | 0 |  | 0 | 0 | 0 | 0 | 0 | 0 | 0 | 0 | 0 | 0 | 0 | 0 | 0 | 0 | 0 | 0 | 0 | 0 | 0 | 0 | 0 | 0 | 0 | 0 | 0 | 0 | 0 | 0 | 0 | 0 | 0 | 0 | 0 | 0 | 0 | 0 |  | 0 | 0 | 0 | 0 | 0 | 0 | 0 | 0 | 0 | 0 | 0 | 0 | 0 | 0 | 0 | 0 | 0 | 0 | 0 | 0 | 0 | 0 | 0 | 0 | 0 | 0 | 0 | 0 | 0 | 0 | 0 | 0 | 0 | 0 | 0 | 0 |  | 0 | 0 | 0 | 0 | 0 | 0 | 0 | 0 | 0 | 0 | 0 | 0 | 6.21 | 0 | 0 | 0 | 0 | 1 | 0 | 0 | 0 | 0 | 0 | 0 | 0 | 0 | 0 | 0 | 0 | 0 | -2 | 0 | 0 | 0 | 0 | 1 |  | 1 | 1 | 1 | 1 | 1 | 1 | 1+ | 1 | 1 | 1
PG&E GBA | Clayton | 115 | 0 | 0 | 0 | 0 | 0 | 0 | 0 | 0 | 0 | 0 | 0 | 0 | 0 | 0 | 0 | 0 | 0 | 0 | 0 | 0 |  | 0 | 0 | 0 | 0 | 0 | 0 | 0 | 0 | 0 | 0 | 0 | 0 | 0 | 0 | 0 | 0 | 0 | 0 | 0 | 0 | 0 | 0 | 0 | 0 | 0 | 0 | 0 | 0 | 0 | 0 | 0 | 0 | 0 | 0 | 0 | 0 |  | 0 | 0 | 0 | 0 | 0 | 0 | 0 | 0 | 0 | 0 | 0 | 0 | 1 | 0 | 0 | 0 | 0 | 1 | 0 | 0 | 0 | 0 | 0 | 0 | 0 | 0 | 0 | 0 | 0 | 0 | 0 | 0 | 0 | 0 | 0 | 0 |  | 0 | 0 | 0 | 0 | 0 | 0 | 0 | 0 | 0 | 0 | 0 | 0 | 1 | 0 | 0 | 0 | 0 | 1 | 0 | 0 | 0 | 0 | 0 | 0 | 0 | 0 | 0 | 0 | 0 | 0 | 0 | 0 | 0 | 0 | 0 | 0 |  | 0 | 0 | 0 | 0 | 0 | 0 | 0 | 0 | 0 | 0 | 0 | 0 | 1 | 0 | 0 | 0 | 0 | 1 | 0 | 0 | 0 | 0 | 0 | 0 | 0 | 0 | 0 | 0 | 0 | 0 | 0 | 0 | 0 | 0 | 0 | 0 |  | 1 | 1 | 1 | 1 | 1 | 1 | 1 | 1 | 1 | 0
PG&E NGBA | Cloverdale | 115 | 108 | 0 | 0 | 0 | 0 | 0 | 0 | 0 | 0 | 0 | 0 | 0 | 0 | 0 | 0 | 0 | 0 | 0 | 0 | 1 |  | 0 | 0 | 0 | 0 | 0 | 0 | 0 | 0 | 0 | 0 | 0 | 0 | 0 | 0 | 0 | 0 | 0 | 0 | 2 | 2 | 0 | 0 | 0 | 0 | 0 | 0 | 0 | 0 | 0 | 0 | 0 | 0 | 0 | 0 | 0 | 1 |  | 0 | 0 | 0 | 0 | 0 | 0 | 0 | 0 | 0 | 0 | 0 | 0 | 0.065 | 0 | 0 | 0 | 0 | 1 | 2 | 2 | 0 | 0 | 0 | 0 | 0 | 0 | 0 | 0 | 0 | 0 | 0 | 0 | 0 | 0 | 0 | 1 |  | 28 | 28 | 0 | 0 | 0 | 0 | 0 | 0 | 0 | 0 | 0 | 0 | 0.065 | 0 | 0 | 0 | 0 | 1 | 2 | 2 | 0 | 0 | 0 | 0 | 0 | 0 | 0 | 0 | 0 | 0 | 0 | 0 | 0 | 0 | 0 | 1 |  | 28 | 28 | 0 | 0 | 0 | 0 | 0 | 0 | 0 | 0 | 0 | 0 | 0.065 | 0 | 0 | 0 | 0 | 1 | 2 | 2 | 0 | 0 | 0 | 0 | 0 | 0 | 0 | 0 | 0 | 0 | 0 | 0 | 0 | 0 | 0 | 1 |  | 5- | 1 | 1 | 1 | 1 | 1 | 1 | 1 | 1 | 1
PG&E FRESNO | Clovis | 115 | 0 | 0 | 0 | 0 | 0 | 0 | 0 | 0 | 0 | 0 | 0 | 0 | 0 | 0 | 0 | 0 | 0 | 0 | 0 | 0 |  | 0 | 0 | 0 | 0 | 0 | 0 | 0 | 0 | 0 | 0 | 0 | 0 | 0 | 0 | 0 | 0 | 0 | 0 | 0 | 0 | 0 | 0 | 0 | 0 | 0 | 0 | 0 | 0 | 0 | 0 | 0 | 0 | 0 | 0 | 0 | 0 |  | 0 | 0 | 0 | 0 | 0 | 0 | 0 | 0 | 0 | 0 | 0 | 0 | 0 | 0 | 0 | 0 | 0 | 0 | 0 | 0 | 0 | 0 | 0 | 0 | 0 | 0 | 0 | 0 | 0 | 0 | 0 | 0 | 0 | 0 | 0 | 0 |  | 0 | 0 | 0 | 0 | 0 | 0 | 0 | 0 | 0 | 0 | 0 | 0 | 0 | 0 | 0 | 0 | 0 | 0 | 0 | 0 | 0 | 0 | 0 | 0 | 0 | 0 | 0 | 0 | 0 | 0 | 0 | 0 | 0 | 0 | 0 | 0 |  | 0 | 0 | 0 | 0 | 0 | 0 | 0 | 0 | 0 | 0 | 0 | 0 | 0 | 0 | 0 | 0 | 0 | 0 | 0 | 0 | 0 | 0 | 0 | 0 | 0 | 0 | 0 | 0 | 0 | 0 | 0 | 0 | 0 | 0 | 0 | 0 |  | 1 | 1 | 1 | 1 | 1 | 1 | 1 | 1 | 1 | 0
PG&E GBA | Coburn | 230 | 0 | 0 | 0 | 0 | 0 | 0 | 0 | 0 | 0 | 0 | 0 | 0 | 0 | 0 | 0 | 0 | 0 | 0 | 0 | 0 |  | 0 | 0 | 0 | 0 | 0 | 0 | 0 | 0 | 0 | 0 | 0 | 0 | 0 | 0 | 0 | 0 | 0 | 0 | 0 | 0 | 0 | 0 | 0 | 0 | 0 | 0 | 0 | 0 | 0 | 0 | 0 | 0 | 0 | 0 | 0 | 0 |  | 0 | 0 | 0 | 0 | 0 | 0 | 0 | 0 | 0 | 0 | 0 | 0 | 0 | 0 | 0 | 0 | 0 | 0 | 0 | 0 | 0 | 0 | 0 | 0 | 0 | 0 | 0 | 0 | 0 | 0 | 0 | 0 | 0 | 0 | 0 | 0 |  | 0 | 0 | 0 | 0 | 0 | 0 | 0 | 0 | 0 | 0 | 0 | 0 | 0 | 0 | 124.3 | 0 | 0 | 1 | 0 | 0 | 0 | 0 | 0 | 0 | 0 | 0 | 0 | 0 | 0 | 0 | 0 | 0 | -2 | 0 | 0 | 1 |  | 0 | 0 | 0 | 0 | 0 | 0 | 0 | 0 | 0 | 0 | 0 | 0 | 0 | 0 | 124.3 | 0 | 0 | 1 | 0 | 0 | 0 | 0 | 0 | 0 | 0 | 0 | 0 | 0 | 0 | 0 | 0 | 0 | -1 | 0 | 0 | 1 |  | 1 | 1 | 1 | 1 | 1 | 1 | 1 | 2+ | 1 | 1
PG&E GBA | Coburn | 60 | 0 | 0 | 0 | 0 | 0 | 0 | 0 | 0 | 0 | 0 | 0 | 0 | 0 | 0 | 0 | 0 | 0 | 0 | 0 | 0 |  | 0 | 0 | 0 | 0 | 0 | 0 | 0 | 0 | 0 | 0 | 0 | 0 | 0 | 0 | 0 | 0 | 0 | 0 | 0 | 0 | 0 | 0 | 0 | 0 | 0 | 0 | 0 | 0 | 0 | 0 | 0 | 0 | 0 | 0 | 0 | 0 |  | 0 | 0 | 0 | 0 | 0 | 0 | 0 | 0 | 0 | 0 | 0 | 0 | 0 | 0 | 0 | 0 | 0 | 0 | 0 | 0 | 0 | 0 | 0 | 0 | 0 | 0 | 0 | 0 | 0 | 0 | 0 | 0 | 0 | 0 | 0 | 0 |  | 0 | 0 | 0 | 0 | 0 | 0 | 0 | 0 | 0 | 0 | 0 | 0 | 0 | 0 | 0 | 0 | 0 | 0 | 0 | 0 | 0 | 0 | 0 | 0 | 0 | 0 | 0 | 0 | 0 | 0 | 0 | 0 | 0 | 0 | 0 | 0 |  | 0 | 0 | 0 | 0 | 0 | 0 | 0 | 0 | 0 | 0 | 0 | 0 | 0 | 0 | 0 | 0 | 0 | 0 | 0 | 0 | 0 | 0 | 0 | 0 | 0 | 0 | 0 | 0 | 0 | 0 | 0 | 0 | 0 | 0 | 0 | 0 |  | 1 | 1 | 1 | 1 | 1 | 1 | 1 | 1 | 1 | 0
PG&E NGBA | Colgate | 230 | 0 | 0 | 0 | 0 | 0 | 0 | 0 | 0 | 0 | 0 | 0 | 0 | 0 | 0 | 0 | 0 | 0 | 0 | 0 | 0 |  | 0 | 0 | 0 | 0 | 0 | 0 | 0 | 0 | 0 | 0 | 0 | 0 | 0 | 0 | 0 | 0 | 0 | 0 | 0 | 0 | 0 | 0 | 0 | 0 | 0 | 0 | 0 | 0 | 0 | 0 | 0 | 0 | 0 | 0 | 0 | 0 |  | 0 | 0 | 0 | 0 | 0 | 0 | 0 | 0 | 0 | 0 | 0 | 0 | 0 | 0 | 0 | 0 | 0 | 0 | 0 | 0 | 0 | 0 | 0 | 0 | 0 | 0 | 0 | 0 | 0 | 0 | 0 | 0 | 0 | 0 | 0 | 0 |  | 0 | 0 | 0 | 0 | 0 | 0 | 0 | 0 | 0 | 0 | 0 | 0 | 0 | 0 | 0 | 0 | 0 | 0 | 0 | 0 | 0 | 0 | 0 | 0 | 0 | 0 | 0 | 0 | 0 | 0 | 0 | 0 | 0 | 0 | 0 | 0 |  | 0 | 0 | 0 | 0 | 0 | 0 | 0 | 0 | 0 | 0 | 0 | 0 | 0 | 0 | 0 | 0 | 0 | 0 | 0 | 0 | 0 | 0 | 0 | 0 | 0 | 0 | 0 | 0 | 0 | 0 | 0 | 0 | 0 | 0 | 0 | 0 |  | 1 | 1 | 1 | 1 | 1 | 1 | 1 | 1 | 1 | 0
PG&E GBA | Collierville | 230 | 0 | 0 | 0 | 0 | 0 | 0 | 0 | 0 | 0 | 0 | 0 | 0 | 0 | 0 | 0 | 0 | 0 | 0 | 0 | 0 |  | 0 | 0 | 0 | 0 | 0 | 0 | 0 | 0 | 0 | 0 | 0 | 0 | 0 | 0 | 0 | 0 | 0 | 0 | 0 | 0 | 0 | 0 | 0 | 0 | 0 | 0 | 0 | 0 | 0 | 0 | 0 | 0 | 0 | 0 | 0 | 0 |  | 0 | 0 | 0 | 0 | 0 | 0 | 0 | 0 | 0 | 0 | 0 | 0 | 0 | 0 | 0 | 0 | 0 | 0 | 0 | 0 | 0 | 0 | 0 | 0 | 0 | 0 | 0 | 0 | 0 | 0 | 0 | 0 | 0 | 0 | 0 | 0 |  | 0 | 0 | 0 | 0 | 0 | 0 | 0 | 0 | 0 | 0 | 0 | 0 | 0 | 0 | 0 | 0 | 0 | 0 | 0 | 0 | 0 | 0 | 0 | 0 | 0 | 0 | 0 | 0 | 0 | 0 | 0 | 0 | 0 | 0 | 0 | 0 |  | 0 | 0 | 0 | 0 | 0 | 0 | 0 | 0 | 0 | 0 | 0 | 0 | 0 | 0 | 0 | 0 | 0 | 0 | 0 | 0 | 0 | 0 | 0 | 0 | 0 | 0 | 0 | 0 | 0 | 0 | 0 | 0 | 0 | 0 | 0 | 0 |  | 1 | 1 | 1 | 1 | 1 | 1 | 1 | 1 | 1 | 0
PG&E GBA | Collinsville | 230 | 0 | 0 | 0 | 0 | 0 | 0 | 0 | 0 | 0 | 0 | 0 | 0 | 0 | 0 | 0 | 0 | 0 | 0 | 0 | 0 |  | 0 | 0 | 0 | 0 | 0 | 0 | 0 | 0 | 0 | 0 | 0 | 0 | 0 | 0 | 0 | 0 | 0 | 0 | 0 | 0 | 0 | 0 | 0 | 0 | 0 | 0 | 0 | 0 | 0 | 0 | 0 | 0 | 0 | 0 | 0 | 0 |  | 0 | 0 | 0 | 0 | 0 | 0 | 0 | 0 | 0 | 0 | 0 | 0 | 0 | 0 | 0 | 0 | 0 | 0 | 0 | 0 | 0 | 0 | 0 | 0 | 0 | 0 | 0 | 0 | 0 | 0 | 0 | 0 | 0 | 0 | 0 | 0 |  | 0 | 0 | 0 | 0 | 0 | 0 | 0 | 0 | 0 | 0 | 0 | 0 | 0 | 0 | 0 | 0 | 0 | 0 | 0 | 0 | 0 | 0 | 0 | 0 | 0 | 0 | 0 | 0 | 0 | 0 | 0 | 0 | 0 | 0 | 0 | 0 |  | 0 | 0 | 0 | 0 | 0 | 0 | 0 | 0 | 0 | 0 | 0 | 0 | 0 | 0 | 0 | 0 | 0 | 0 | 0 | 0 | 0 | 0 | 0 | 0 | 0 | 0 | 0 | 0 | 0 | 0 | 0 | 0 | 0 | 0 | 0 | 0 |  | 1 | 1 | 1 | 1 | 1 | 1 | 1 | 1 | 1 | 0
PG&E GBA | Collinsville | 500 | 0 | 0 | 0 | 0 | 0 | 0 | 0 | 0 | 0 | 0 | 0 | 0 | 0 | 0 | 0 | 0 | 0 | 0 | 0 | 0 |  | 0 | 0 | 0 | 0 | 0 | 0 | 0 | 0 | 0 | 0 | 0 | 0 | 0 | 0 | 0 | 0 | 0 | 0 | 0 | 0 | 0 | 0 | 0 | 0 | 0 | 0 | 0 | 0 | 0 | 0 | 0 | 0 | 0 | 0 | 0 | 0 |  | 0 | 0 | 0 | 0 | 0 | 0 | 0 | 0 | 0 | 0 | 0 | 0 | 0 | 0 | 0 | 0 | 0 | 0 | 0 | 0 | 0 | 0 | 0 | 0 | 0 | 0 | 0 | 0 | 0 | 0 | 0 | 0 | 0 | 0 | 0 | 0 |  | 0 | 0 | 0 | 0 | 0 | 0 | 0 | 0 | 0 | 0 | 0 | 0 | 0 | 0 | 0 | 0 | 0 | 0 | 0 | 0 | 0 | 0 | 0 | 0 | 0 | 0 | 0 | 0 | 0 | 0 | 0 | 0 | 0 | 0 | 0 | 0 |  | 0 | 0 | 0 | 0 | 0 | 0 | 0 | 0 | 0 | 0 | 0 | 0 | 0 | 0 | 0 | 0 | 0 | 0 | 0 | 0 | 0 | 0 | 0 | 0 | 0 | 0 | 0 | 0 | 0 | 0 | 0 | 0 | 0 | 0 | 0 | 0 |  | 1 | 1 | 1 | 1 | 1 | 1 | 1 | 1 | 1 | 0
SCE Eastern | Colorado River | 230 | 0 | 0 | 0 | 0 | 0 | 0 | 0 | 0 | 0 | 0 | 0 | 0 | 600 | 700 | 1300 | 0 | 0 | 0 | 0 | 1 |  | 0 | 0 | 0 | 0 | 0 | 0 | 0 | 0 | 0 | 0 | 0 | 0 | 664.97 | 20 | 1134.762 | 0 | 0 | 1 | 0 | 0 | 0 | 0 | 0 | 0 | 0 | 0 | 0 | 0 | 0 | 2 | 2 | -2 | -2 | 0 | 0 | 1 |  | 0 | 0 | 0 | 0 | 0 | 0 | 0 | 0 | 0 | 0 | 0 | 0 | 952.97 | 300 | 1422.906 | 0 | 0 | 1 | 0 | 0 | 0 | 0 | 0 | 0 | 0 | 0 | 0 | 0 | 0 | 2 | 2 | -2 | -2 | 0 | 0 | 1 |  | 0 | 0 | 0 | 0 | 0 | 0 | 0 | 0 | 0 | 0 | 0 | 0 | 1383.162 | 300 | 2213.394 | 0 | 0 | 1 | 0 | 0 | 0 | 0 | 0 | 0 | 0 | 0 | 0 | 0 | 0 | 2 | 0 | -2 | -2 | 0 | 0 | 1 |  | 0 | 0 | 0 | 0 | 0 | 0 | 0 | 0 | 0 | 0 | 0 | 0 | 1694.862 | 300 | 2213.394 | 0 | 0 | 1 | 0 | 0 | 0 | 0 | 0 | 0 | 0 | 0 | 0 | 0 | 0 | 2 | -1 | -2 | -2 | 0 | 0 | 1 |  | 1 | 1 | 1 | 1 | 1 | 1 | 2- | 4+ | 1 | 1
SCE Eastern | Colorado River | 500 | 0 | 0 | 0 | 0 | 0 | 0 | 0 | 0 | 0 | 0 | 0 | 0 | 0 | 0 | 0 | 0 | 0 | 0 | 0 | 0 |  | 0 | 0 | 0 | 0 | 0 | 0 | 0 | 0 | 0 | 0 | 0 | 0 | 0 | 0 | 0 | 0 | 0 | 0 | 0 | 0 | 0 | 0 | 0 | 0 | 0 | 0 | 0 | 0 | 0 | 0 | 0 | 0 | 0 | 0 | 0 | 0 |  | 0 | 0 | 0 | 0 | 0 | 0 | 0 | 0 | 0 | 0 | 0 | 0 | 0 | 0 | 0 | 0 | 0 | 0 | 0 | 0 | 0 | 0 | 0 | 0 | 0 | 0 | 0 | 0 | 0 | 0 | 0 | 0 | 0 | 0 | 0 | 0 |  | 0 | 0 | 0 | 0 | 0 | 0 | 0 | 0 | 0 | 0 | 0 | 0 | 0 | 0 | 0 | 0 | 0 | 0 | 0 | 0 | 0 | 0 | 0 | 0 | 0 | 0 | 0 | 0 | 0 | 0 | 0 | 0 | 0 | 0 | 0 | 0 |  | 0 | 0 | 0 | 0 | 0 | 0 | 0 | 0 | 0 | 0 | 0 | 0 | 407.3264 | 0 | 0 | 0 | 0 | 1 | 0 | 0 | 0 | 0 | 0 | 0 | 0 | 0 | 0 | 0 | 0 | 0 | -2 | 0 | 0 | 0 | 0 | 1 |  | 1 | 1 | 1 | 1 | 1 | 1 | 1+ | 1 | 1 | 1
PG&E KERN | Columbus | 115 | 0 | 0 | 0 | 0 | 0 | 0 | 0 | 0 | 0 | 0 | 0 | 0 | 100 | 0 | 100 | 0 | 0 | 0 | 150 | 1 |  | 0 | 0 | 0 | 0 | 0 | 0 | 0 | 0 | 0 | 0 | 0 | 0 | 0 | 0 | 0 | 0 | 0 | 0 | 0 | 0 | 0 | 0 | 0 | 0 | 0 | 0 | 0 | 0 | 0 | 2 | 2 | 0 | 0 | 2 | 2 | 1 |  | 0 | 0 | 0 | 0 | 0 | 0 | 0 | 0 | 0 | 0 | 0 | 0 | 3.3032 | 0 | 3.3032 | 0 | 0 | 1 | 0 | 0 | 0 | 0 | 0 | 0 | 0 | 0 | 0 | 0 | 0 | 2 | 2 | 0 | -2 | 2 | 2 | 1 |  | 0 | 0 | 0 | 0 | 0 | 0 | 0 | 0 | 0 | 0 | 0 | 0 | 3.3032 | 0 | 3.3032 | 0 | 0 | 1 | 0 | 0 | 0 | 0 | 0 | 0 | 0 | 0 | 0 | 0 | 0 | 2 | 2 | 0 | -2 | 2 | 2 | 1 |  | 0 | 0 | 0 | 0 | 0 | 0 | 0 | 0 | 0 | 0 | 0 | 0 | 3.8332 | 0 | 3.3032 | 0 | 0 | 1 | 0 | 0 | 0 | 0 | 0 | 0 | 0 | 0 | 0 | 0 | 0 | 2 | 2 | 0 | 0 | 2 | 2 | 1 |  | 1 | 1 | 1 | 1 | 1 | 1 | 5- | 4+ | 5- | 1
PG&E GBA | Contra Costa | 115 | 0 | 0 | 0 | 0 | 0 | 0 | 0 | 0 | 0 | 0 | 0 | 0 | 0 | 0 | 0 | 0 | 0 | 0 | 0 | 0 |  | 0 | 0 | 0 | 0 | 0 | 0 | 0 | 0 | 0 | 0 | 0 | 0 | 0 | 0 | 0 | 0 | 0 | 0 | 0 | 0 | 0 | 0 | 0 | 0 | 0 | 0 | 0 | 0 | 0 | 0 | 0 | 0 | 0 | 0 | 0 | 0 |  | 0 | 0 | 0 | 0 | 0 | 0 | 0 | 0 | 0 | 0 | 0 | 0 | 0 | 0 | 0 | 0 | 0 | 0 | 0 | 0 | 0 | 0 | 0 | 0 | 0 | 0 | 0 | 0 | 0 | 0 | 0 | 0 | 0 | 0 | 0 | 0 |  | 0 | 0 | 0 | 0 | 0 | 0 | 0 | 0 | 0 | 0 | 0 | 0 | 0 | 0 | 0 | 0 | 0 | 0 | 0 | 0 | 0 | 0 | 0 | 0 | 0 | 0 | 0 | 0 | 0 | 0 | 0 | 0 | 0 | 0 | 0 | 0 |  | 0 | 0 | 0 | 0 | 0 | 0 | 0 | 0 | 0 | 0 | 0 | 0 | 0 | 0 | 0 | 0 | 0 | 0 | 0 | 0 | 0 | 0 | 0 | 0 | 0 | 0 | 0 | 0 | 0 | 0 | 0 | 0 | 0 | 0 | 0 | 0 |  | 1 | 1 | 1 | 1 | 1 | 1 | 1 | 1 | 1 | 0
PG&E GBA | Contra Costa | 230 | 0 | 0 | 0 | 0 | 0 | 0 | 0 | 0 | 0 | 0 | 0 | 0 | 0 | 0 | 0 | 0 | 0 | 0 | 0 | 0 |  | 0 | 0 | 0 | 0 | 0 | 0 | 0 | 0 | 0 | 0 | 0 | 0 | 0 | 0 | 0 | 0 | 0 | 0 | 0 | 0 | 0 | 0 | 0 | 0 | 0 | 0 | 0 | 0 | 0 | 0 | 0 | 0 | 0 | 0 | 0 | 0 |  | 0 | 0 | 0 | 0 | 0 | 0 | 0 | 0 | 0 | 0 | 0 | 0 | 1.552 | 0 | 1.272 | 0 | 0 | 1 | 0 | 0 | 0 | 0 | 0 | 0 | 0 | 0 | 0 | 0 | 0 | 0 | 0 | 0 | 0 | 0 | 0 | 0 |  | 0 | 0 | 0 | 0 | 0 | 0 | 0 | 0 | 0 | 0 | 0 | 0 | 1.552 | 0 | 565.44 | 0 | 0 | 1 | 0 | 0 | 0 | 0 | 0 | 0 | 0 | 0 | 0 | 0 | 0 | 0 | 0 | 0 | -2 | 0 | 0 | 1 |  | 0 | 0 | 0 | 0 | 0 | 0 | 0 | 0 | 0 | 0 | 0 | 0 | 3.752 | 0 | 565.44 | 0 | 0 | 1 | 0 | 0 | 0 | 0 | 0 | 0 | 0 | 0 | 0 | 0 | 0 | 0 | -2 | 0 | -2 | 0 | 0 | 1 |  | 1 | 1 | 1 | 1 | 1 | 1 | 1+ | 2+ | 1 | 1
PG&E GBA | Contra Costa PP | 230 | 0 | 0 | 0 | 0 | 0 | 0 | 0 | 0 | 0 | 0 | 0 | 0 | 0 | 0 | 0 | 0 | 0 | 0 | 0 | 0 |  | 0 | 0 | 0 | 0 | 0 | 0 | 0 | 0 | 0 | 0 | 0 | 0 | 0 | 0 | 0 | 0 | 0 | 0 | 0 | 0 | 0 | 0 | 0 | 0 | 0 | 0 | 0 | 0 | 0 | 0 | 0 | 0 | 0 | 0 | 0 | 0 |  | 0 | 0 | 0 | 0 | 0 | 0 | 0 | 0 | 0 | 0 | 0 | 0 | 0 | 0 | 0 | 0 | 0 | 0 | 0 | 0 | 0 | 0 | 0 | 0 | 0 | 0 | 0 | 0 | 0 | 0 | 0 | 0 | 0 | 0 | 0 | 0 |  | 0 | 0 | 0 | 0 | 0 | 0 | 0 | 0 | 0 | 0 | 0 | 0 | 0 | 0 | 0 | 0 | 0 | 0 | 0 | 0 | 0 | 0 | 0 | 0 | 0 | 0 | 0 | 0 | 0 | 0 | 0 | 0 | 0 | 0 | 0 | 0 |  | 0 | 0 | 0 | 0 | 0 | 0 | 0 | 0 | 0 | 0 | 0 | 0 | 0 | 0 | 0 | 0 | 0 | 0 | 0 | 0 | 0 | 0 | 0 | 0 | 0 | 0 | 0 | 0 | 0 | 0 | 0 | 0 | 0 | 0 | 0 | 0 |  | 1 | 1 | 1 | 1 | 1 | 1 | 1 | 1 | 1 | 0
SCE NOL | Control | 115 | 0 | 0 | 0 | 0 | 0 | 0 | 0 | 0 | 0 | 0 | 0 | 0 | 0 | 0 | 0 | 0 | 0 | 0 | 0 | 0 |  | 0 | 0 | 0 | 0 | 0 | 0 | 0 | 0 | 0 | 0 | 0 | 0 | 0 | 0 | 0 | 0 | 0 | 0 | 0 | 0 | 0 | 0 | 0 | 0 | 0 | 0 | 0 | 0 | 0 | 0 | 0 | 0 | 0 | 0 | 0 | 0 |  | 0 | 0 | 0 | 0 | 0 | 0 | 0 | 0 | 0 | 0 | 0 | 0 | 0 | 0 | 0 | 0 | 0 | 0 | 0 | 0 | 0 | 0 | 0 | 0 | 0 | 0 | 0 | 0 | 0 | 0 | 0 | 0 | 0 | 0 | 0 | 0 |  | 0 | 0 | 0 | 0 | 0 | 0 | 0 | 0 | 0 | 0 | 0 | 0 | 0 | 0 | 0 | 0 | 0 | 0 | 0 | 0 | 0 | 0 | 0 | 0 | 0 | 0 | 0 | 0 | 0 | 0 | 0 | 0 | 0 | 0 | 0 | 0 |  | 0 | 4.5 | 0 | 0 | 0 | 0 | 0 | 0 | 0 | 0 | 0 | 0 | 0 | 0 | 0 | 0 | 0 | 1 | 0 | -2 | 0 | 0 | 0 | 0 | 0 | 0 | 0 | 0 | 0 | 0 | 0 | 0 | 0 | 0 | 0 | 1 |  | 1+ | 1 | 1 | 1 | 1 | 1 | 1 | 1 | 1 | 1
SCE NOL | Control | 55 | 0 | 0 | 0 | 0 | 0 | 0 | 0 | 0 | 0 | 0 | 0 | 0 | 0 | 0 | 0 | 0 | 0 | 0 | 0 | 0 |  | 0 | 0 | 0 | 0 | 0 | 0 | 0 | 0 | 0 | 0 | 0 | 0 | 0 | 0 | 0 | 0 | 0 | 0 | 0 | 0 | 0 | 0 | 0 | 0 | 0 | 0 | 0 | 0 | 0 | 0 | 0 | 0 | 0 | 0 | 0 | 0 |  | 0 | 0 | 0 | 0 | 0 | 0 | 0 | 0 | 0 | 0 | 0 | 0 | 0 | 0 | 0 | 0 | 0 | 0 | 0 | 0 | 0 | 0 | 0 | 0 | 0 | 0 | 0 | 0 | 0 | 0 | 0 | 0 | 0 | 0 | 0 | 0 |  | 0 | 0 | 0 | 0 | 0 | 0 | 0 | 0 | 0 | 0 | 0 | 0 | 0 | 0 | 0 | 0 | 0 | 0 | 0 | 0 | 0 | 0 | 0 | 0 | 0 | 0 | 0 | 0 | 0 | 0 | 0 | 0 | 0 | 0 | 0 | 0 |  | 0 | 0 | 0 | 0 | 0 | 0 | 0 | 0 | 0 | 0 | 0 | 0 | 0 | 0 | 0 | 0 | 0 | 0 | 0 | 0 | 0 | 0 | 0 | 0 | 0 | 0 | 0 | 0 | 0 | 0 | 0 | 0 | 0 | 0 | 0 | 0 |  | 1 | 1 | 1 | 1 | 1 | 1 | 1 | 1 | 1 | 0
PG&E GBA | Cooley Landing | 115 | 0 | 0 | 0 | 0 | 0 | 0 | 0 | 0 | 0 | 0 | 0 | 0 | 0 | 0 | 0 | 0 | 0 | 0 | 0 | 0 |  | 0 | 0 | 0 | 0 | 0 | 0 | 0 | 0 | 0 | 0 | 0 | 0 | 0 | 0 | 0 | 0 | 0 | 0 | 0 | 0 | 0 | 0 | 0 | 0 | 0 | 0 | 0 | 0 | 0 | 0 | 0 | 0 | 0 | 0 | 0 | 0 |  | 0 | 0 | 0 | 0 | 0 | 0 | 0 | 0 | 0 | 0 | 0 | 0 | 0 | 0 | 0 | 0 | 0 | 0 | 0 | 0 | 0 | 0 | 0 | 0 | 0 | 0 | 0 | 0 | 0 | 0 | 0 | 0 | 0 | 0 | 0 | 0 |  | 0 | 0 | 0 | 0 | 0 | 0 | 0 | 0 | 0 | 0 | 0 | 0 | 0 | 0 | 0 | 0 | 0 | 0 | 0 | 0 | 0 | 0 | 0 | 0 | 0 | 0 | 0 | 0 | 0 | 0 | 0 | 0 | 0 | 0 | 0 | 0 |  | 0 | 0 | 0 | 0 | 0 | 0 | 0 | 0 | 0 | 0 | 0 | 0 | 0 | 0 | 0 | 0 | 0 | 0 | 0 | 0 | 0 | 0 | 0 | 0 | 0 | 0 | 0 | 0 | 0 | 0 | 0 | 0 | 0 | 0 | 0 | 0 |  | 1 | 1 | 1 | 1 | 1 | 1 | 1 | 1 | 1 | 0
PG&E GBA | Cooley Landing | 60 | 0 | 0 | 0 | 0 | 0 | 0 | 0 | 0 | 0 | 0 | 0 | 0 | 0 | 0 | 0 | 0 | 0 | 0 | 0 | 0 |  | 0 | 0 | 0 | 0 | 0 | 0 | 0 | 0 | 0 | 0 | 0 | 0 | 0 | 0 | 0 | 0 | 0 | 0 | 0 | 0 | 0 | 0 | 0 | 0 | 0 | 0 | 0 | 0 | 0 | 0 | 0 | 0 | 0 | 0 | 0 | 0 |  | 0 | 0 | 0 | 0 | 0 | 0 | 0 | 0 | 0 | 0 | 0 | 0 | 0 | 0 | 0 | 0 | 0 | 0 | 0 | 0 | 0 | 0 | 0 | 0 | 0 | 0 | 0 | 0 | 0 | 0 | 0 | 0 | 0 | 0 | 0 | 0 |  | 0 | 0 | 0 | 0 | 0 | 0 | 0 | 0 | 0 | 0 | 0 | 0 | 0 | 65 | 100.9 | 0 | 0 | 1 | 0 | 0 | 0 | 0 | 0 | 0 | 0 | 0 | 0 | 0 | 0 | 0 | 0 | -2 | -2 | 0 | 0 | 1 |  | 0 | 0 | 0 | 0 | 0 | 0 | 0 | 0 | 0 | 0 | 0 | 0 | 0 | 65 | 100.9 | 0 | 0 | 1 | 0 | 0 | 0 | 0 | 0 | 0 | 0 | 0 | 0 | 0 | 0 | 0 | 0 | -2 | -2 | 0 | 0 | 1 |  | 1 | 1 | 1 | 1 | 1 | 1 | 1 | 4+ | 1 | 1
SCE NOL | Coolwater | 230 | 0 | 0 | 0 | 0 | 0 | 0 | 0 | 0 | 0 | 0 | 0 | 0 | 0 | 0 | 0 | 0 | 0 | 0 | 0 | 0 |  | 0 | 0 | 0 | 0 | 0 | 0 | 0 | 0 | 0 | 0 | 0 | 0 | 0 | 0 | 0 | 0 | 0 | 0 | 0 | 0 | 0 | 0 | 0 | 0 | 0 | 0 | 0 | 0 | 0 | 0 | 0 | 0 | 0 | 0 | 0 | 0 |  | 0 | 0 | 0 | 0 | 0 | 212.18 | 0 | 0 | 0 | 0 | 0 | 0 | 206.59 | 113.5 | 204.16 | 0 | 0 | 1 | 0 | 0 | 0 | 0 | 0 | -2 | 0 | 0 | 0 | 0 | 0 | 0 | -2 | -2 | -2 | 0 | 0 | 1 |  | 0 | 0 | 0 | 0 | 0 | 212.18 | 0 | 0 | 0 | 0 | 0 | 0 | 206.59 | 113.5 | 204.16 | 0 | 0 | 1 | 0 | 0 | 0 | 0 | 0 | -2 | 0 | 0 | 0 | 0 | 0 | 0 | -2 | -2 | -2 | 0 | 0 | 1 |  | 0 | 0 | 0 | 0 | 0 | 212.18 | 0 | 0 | 0 | 0 | 0 | 0 | 206.59 | 113.5 | 204.16 | 0 | 0 | 1 | 0 | 0 | 0 | 0 | 0 | -2 | 0 | 0 | 0 | 0 | 0 | 0 | -2 | -2 | -2 | 0 | 0 | 1 |  | 1 | 1 | 4+ | 1 | 1 | 1 | 4+ | 4+ | 1 | 1
SCE NOL | Coolwater | 115 | 0 | 0 | 0 | 0 | 0 | 0 | 0 | 0 | 0 | 0 | 0 | 0 | 0 | 0 | 0 | 0 | 0 | 0 | 0 | 0 |  | 0 | 0 | 0 | 0 | 0 | 0 | 0 | 0 | 0 | 0 | 0 | 148.96 | 148.96 | 5 | 5 | 0 | 0 | 1 | 0 | 0 | 0 | 0 | 0 | 0 | 0 | 0 | 0 | 0 | 0 | -2 | -2 | -2 | -2 | 0 | 0 | 1 |  | 0 | 0 | 0 | 0 | 0 | 0 | 0 | 0 | 0 | 0 | 4.9 | 0 | 9.89 | 0 | 9.89 | 0 | 0 | 1 | 0 | 0 | 0 | 0 | 0 | 0 | 0 | 0 | 0 | 0 | -2 | 0 | -2 | 0 | -2 | 0 | 0 | 1 |  | 0 | 0 | 0 | 0 | 0 | 0 | 0 | 0 | 0 | 0 | 4.9 | 0 | 9.89 | 0 | 9.89 | 0 | 0 | 1 | 0 | 0 | 0 | 0 | 0 | 0 | 0 | 0 | 0 | 0 | -2 | 0 | -2 | 0 | -2 | 0 | 0 | 1 |  | 0 | 0 | 0 | 0 | 0 | 0 | 0 | 0 | 0 | 0 | 4.9 | 0 | 17.69 | 0 | 9.89 | 0 | 0 | 1 | 0 | 0 | 0 | 0 | 0 | 0 | 0 | 0 | 0 | 0 | -2 | 0 | -2 | 0 | 0 | 0 | 0 | 1 |  | 1 | 1 | 1 | 1 | 1 | 4+ | 4+ | 4+ | 1 | 1
PG&E KERN | Copus | 70 | 0 | 0 | 0 | 0 | 0 | 0 | 0 | 0 | 0 | 0 | 0 | 0 | 0 | 0 | 0 | 0 | 0 | 0 | 0 | 0 |  | 0 | 0 | 0 | 0 | 0 | 0 | 0 | 0 | 0 | 0 | 0 | 0 | 0 | 0 | 0 | 0 | 0 | 0 | 0 | 0 | 0 | 0 | 0 | 0 | 0 | 0 | 0 | 0 | 0 | 0 | 0 | 0 | 0 | 0 | 0 | 0 |  | 0 | 0 | 0 | 0 | 0 | 0 | 0 | 0 | 0 | 0 | 0 | 0 | 7.2964 | 0 | 2.65 | 0 | 0 | 1 | 0 | 0 | 0 | 0 | 0 | 0 | 0 | 0 | 0 | 0 | 0 | 0 | -2 | 0 | 0 | 0 | 0 | 1 |  | 0 | 0 | 0 | 0 | 0 | 0 | 0 | 0 | 0 | 0 | 0 | 0 | 7.2964 | 0 | 2.65 | 0 | 0 | 1 | 0 | 0 | 0 | 0 | 0 | 0 | 0 | 0 | 0 | 0 | 0 | 0 | -2 | 0 | 0 | 0 | 0 | 1 |  | 0 | 0 | 0 | 0 | 0 | 0 | 0 | 0 | 0 | 0 | 0 | 0 | 12.2864 | 0 | 2.65 | 0 | 0 | 1 | 0 | 0 | 0 | 0 | 0 | 0 | 0 | 0 | 0 | 0 | 0 | 0 | -2 | 0 | 0 | 0 | 0 | 1 |  | 1 | 1 | 1 | 1 | 1 | 1 | 4+ | 1 | 1 | 1
PG&E FRESNO | Corcoran | 70 | 0 | 0 | 0 | 0 | 0 | 0 | 0 | 0 | 0 | 0 | 0 | 0 | 0 | 0 | 0 | 0 | 0 | 0 | 0 | 0 |  | 0 | 0 | 0 | 0 | 0 | 0 | 0 | 0 | 0 | 0 | 0 | 0 | 0 | 0 | 0 | 0 | 0 | 0 | 0 | 0 | 0 | 0 | 0 | 0 | 0 | 0 | 0 | 0 | 0 | 0 | 0 | 0 | 0 | 0 | 0 | 0 |  | 0 | 0 | 0 | 0 | 0 | 0 | 0 | 0 | 0 | 0 | 0 | 0 | 0 | 0 | 0 | 0 | 0 | 0 | 0 | 0 | 0 | 0 | 0 | 0 | 0 | 0 | 0 | 0 | 0 | 0 | 0 | 0 | 0 | 0 | 0 | 0 |  | 0 | 0 | 0 | 0 | 0 | 0 | 0 | 0 | 0 | 0 | 0 | 0 | 0 | 0 | 0 | 0 | 0 | 0 | 0 | 0 | 0 | 0 | 0 | 0 | 0 | 0 | 0 | 0 | 0 | 0 | 0 | 0 | 0 | 0 | 0 | 0 |  | 0 | 0 | 0 | 0 | 0 | 0 | 0 | 0 | 0 | 0 | 0 | 0 | 0 | 0 | 0 | 0 | 0 | 0 | 0 | 0 | 0 | 0 | 0 | 0 | 0 | 0 | 0 | 0 | 0 | 0 | 0 | 0 | 0 | 0 | 0 | 0 |  | 1 | 1 | 1 | 1 | 1 | 1 | 1 | 1 | 1 | 0
PG&E FRESNO | Corcoran | 115 | 0 | 0 | 0 | 0 | 0 | 0 | 0 | 0 | 0 | 0 | 0 | 0 | 0 | 0 | 0 | 0 | 0 | 0 | 0 | 0 |  | 0 | 0 | 0 | 0 | 0 | 0 | 0 | 0 | 0 | 0 | 0 | 0 | 0 | 0 | 0 | 0 | 0 | 0 | 0 | 0 | 0 | 0 | 0 | 0 | 0 | 0 | 0 | 0 | 0 | 0 | 0 | 0 | 0 | 0 | 0 | 0 |  | 0 | 0 | 0 | 0 | 0 | 0 | 0 | 0 | 0 | 0 | 0 | 0 | 7.89 | 0 | 0 | 0 | 0 | 1 | 0 | 0 | 0 | 0 | 0 | 0 | 0 | 0 | 0 | 0 | 0 | 0 | -2 | 0 | 0 | 0 | 0 | 1 |  | 0 | 0 | 0 | 0 | 0 | 0 | 0 | 0 | 0 | 0 | 0 | 0 | 7.89 | 0 | 0 | 0 | 0 | 1 | 0 | 0 | 0 | 0 | 0 | 0 | 0 | 0 | 0 | 0 | 0 | 0 | -2 | 0 | 0 | 0 | 0 | 1 |  | 0 | 0 | 0 | 0 | 0 | 0 | 0 | 0 | 0 | 0 | 0 | 0 | 7.89 | 0 | 0 | 0 | 0 | 1 | 0 | 0 | 0 | 0 | 0 | 0 | 0 | 0 | 0 | 0 | 0 | 0 | -2 | 0 | 0 | 0 | 0 | 1 |  | 1 | 1 | 1 | 1 | 1 | 1 | 4+ | 1 | 1 | 1
PG&E NGBA | Corona | 115 | 0 | 0 | 0 | 0 | 0 | 0 | 0 | 0 | 0 | 0 | 0 | 0 | 0 | 0 | 0 | 0 | 0 | 0 | 0 | 0 |  | 0 | 0 | 0 | 0 | 0 | 0 | 0 | 0 | 0 | 0 | 0 | 0 | 0 | 0 | 0 | 0 | 0 | 0 | 0 | 0 | 0 | 0 | 0 | 0 | 0 | 0 | 0 | 0 | 0 | 0 | 0 | 0 | 0 | 0 | 0 | 0 |  | 0 | 0 | 0 | 0 | 0 | 0 | 0 | 0 | 0 | 0 | 0 | 0 | 83.54 | 80 | 80 | 0 | 0 | 1 | 0 | 0 | 0 | 0 | 0 | 0 | 0 | 0 | 0 | 0 | 0 | 0 | -2 | -2 | -2 | 0 | 0 | 1 |  | 0 | 0 | 0 | 0 | 0 | 0 | 0 | 0 | 0 | 0 | 0 | 0 | 83.54 | 80 | 80 | 0 | 0 | 1 | 0 | 0 | 0 | 0 | 0 | 0 | 0 | 0 | 0 | 0 | 0 | 0 | -2 | -2 | -2 | 0 | 0 | 1 |  | 0 | 0 | 0 | 0 | 0 | 0 | 0 | 0 | 0 | 0 | 0 | 0 | 83.54 | 80 | 80 | 0 | 0 | 1 | 0 | 0 | 0 | 0 | 0 | 0 | 0 | 0 | 0 | 0 | 0 | 0 | -2 | -2 | -2 | 0 | 0 | 1 |  | 1 | 1 | 1 | 1 | 1 | 1 | 4+ | 4+ | 1 | 1
PG&E NGBA | Cortina | 230 | 0 | 0 | 0 | 0 | 0 | 0 | 0 | 0 | 0 | 0 | 0 | 0 | 0 | 0 | 0 | 0 | 0 | 0 | 0 | 0 |  | 0 | 0 | 0 | 0 | 0 | 0 | 0 | 0 | 0 | 0 | 0 | 0 | 0 | 0 | 0 | 0 | 0 | 0 | 0 | 0 | 0 | 0 | 0 | 0 | 0 | 0 | 0 | 0 | 0 | 0 | 0 | 0 | 0 | 0 | 0 | 0 |  | 0 | 0 | 0 | 0 | 0 | 0 | 0 | 0 | 0 | 0 | 0 | 0 | 0 | 0 | 0 | 0 | 0 | 0 | 0 | 0 | 0 | 0 | 0 | 0 | 0 | 0 | 0 | 0 | 0 | 0 | 0 | 0 | 0 | 0 | 0 | 0 |  | 0 | 0 | 0 | 0 | 0 | 0 | 0 | 0 | 0 | 0 | 0 | 0 | 0 | 0 | 0 | 0 | 0 | 0 | 0 | 0 | 0 | 0 | 0 | 0 | 0 | 0 | 0 | 0 | 0 | 0 | 0 | 0 | 0 | 0 | 0 | 0 |  | 0 | 0 | 0 | 0 | 0 | 0 | 0 | 0 | 0 | 0 | 0 | 0 | 9.6 | 0 | 0 | 0 | 0 | 1 | 0 | 0 | 0 | 0 | 0 | 0 | 0 | 0 | 0 | 0 | 0 | 0 | -2 | 0 | 0 | 0 | 0 | 1 |  | 1 | 1 | 1 | 1 | 1 | 1 | 1+ | 1 | 1 | 1
PG&E NGBA | Cortina | 115 | 0 | 0 | 0 | 0 | 0 | 0 | 0 | 0 | 0 | 0 | 0 | 0 | 0 | 0 | 0 | 0 | 0 | 0 | 0 | 0 |  | 0 | 0 | 0 | 0 | 0 | 0 | 0 | 0 | 0 | 0 | 0 | 0 | 83.54 | 161 | 230 | 0 | 0 | 1 | 0 | 0 | 0 | 0 | 0 | 0 | 0 | 0 | 0 | 0 | 0 | 0 | -2 | -2 | -2 | 0 | 0 | 1 |  | 0 | 0 | 0 | 0 | 0 | 0 | 0 | 0 | 0 | 0 | 0 | 0 | 0 | 81 | 150 | 0 | 0 | 1 | 0 | 0 | 0 | 0 | 0 | 0 | 0 | 0 | 0 | 0 | 0 | 0 | 0 | -2 | -2 | 0 | 0 | 1 |  | 0 | 0 | 0 | 0 | 0 | 0 | 0 | 0 | 0 | 0 | 0 | 0 | 0 | 81 | 150 | 0 | 0 | 1 | 0 | 0 | 0 | 0 | 0 | 0 | 0 | 0 | 0 | 0 | 0 | 0 | 0 | -2 | -2 | 0 | 0 | 1 |  | 0 | 0 | 0 | 0 | 0 | 0 | 0 | 0 | 0 | 0 | 0 | 0 | 0 | 81 | 150 | 0 | 0 | 1 | 0 | 0 | 0 | 0 | 0 | 0 | 0 | 0 | 0 | 0 | 0 | 0 | 0 | -2 | -2 | 0 | 0 | 1 |  | 1 | 1 | 1 | 1 | 1 | 1 | 1 | 4+ | 1 | 1
PG&E GBA | Cottle | 230 | 0 | 0 | 0 | 0 | 0 | 0 | 0 | 0 | 0 | 0 | 0 | 0 | 0 | 0 | 0 | 0 | 0 | 0 | 0 | 0 |  | 0 | 0 | 0 | 0 | 0 | 0 | 0 | 0 | 0 | 0 | 0 | 0 | 0 | 0 | 0 | 0 | 0 | 0 | 0 | 0 | 0 | 0 | 0 | 0 | 0 | 0 | 0 | 0 | 0 | 0 | 0 | 0 | 0 | 0 | 0 | 0 |  | 0 | 0 | 0 | 0 | 0 | 0 | 0 | 0 | 0 | 0 | 0 | 0 | 5.441 | 0 | 0 | 0 | 0 | 1 | 0 | 0 | 0 | 0 | 0 | 0 | 0 | 0 | 0 | 0 | 0 | 0 | -2 | 0 | 0 | 0 | 0 | 1 |  | 0 | 0 | 0 | 0 | 0 | 0 | 0 | 0 | 0 | 0 | 0 | 0 | 5.441 | 54 | 102.672 | 0 | 0 | 1 | 0 | 0 | 0 | 0 | 0 | 0 | 0 | 0 | 0 | 0 | 0 | 0 | -2 | -2 | -2 | 0 | 0 | 1 |  | 0 | 0 | 0 | 0 | 0 | 0 | 0 | 0 | 0 | 0 | 0 | 0 | 5.441 | 54 | 102.672 | 0 | 0 | 1 | 0 | 0 | 0 | 0 | 0 | 0 | 0 | 0 | 0 | 0 | 0 | 0 | -2 | -2 | -2 | 0 | 0 | 1 |  | 1 | 1 | 1 | 1 | 1 | 1 | 4+ | 4+ | 1 | 1
PG&E NGBA | Cottonwood | 115 | 0 | 0 | 0 | 0 | 0 | 0 | 0 | 0 | 0 | 0 | 0 | 0 | 0 | 0 | 0 | 0 | 0 | 0 | 0 | 0 |  | 0 | 0 | 0 | 0 | 0 | 0 | 0 | 0 | 0 | 0 | 0 | 0 | 0 | 0 | 0 | 0 | 0 | 0 | 0 | 0 | 0 | 0 | 0 | 0 | 0 | 0 | 0 | 0 | 0 | 0 | 0 | 0 | 0 | 0 | 0 | 0 |  | 0 | 0 | 0 | 0 | 0 | 0 | 0 | 0 | 0 | 0 | 0 | 0 | 0 | 0 | 0 | 0 | 0 | 0 | 0 | 0 | 0 | 0 | 0 | 0 | 0 | 0 | 0 | 0 | 0 | 0 | 0 | 0 | 0 | 0 | 0 | 0 |  | 0 | 0 | 0 | 0 | 0 | 0 | 0 | 0 | 0 | 0 | 0 | 0 | 0 | 0 | 0 | 0 | 0 | 0 | 0 | 0 | 0 | 0 | 0 | 0 | 0 | 0 | 0 | 0 | 0 | 0 | 0 | 0 | 0 | 0 | 0 | 0 |  | 0 | 0 | 0 | 0 | 0 | 0 | 0 | 0 | 0 | 0 | 0 | 0 | 0 | 0 | 0 | 0 | 0 | 0 | 0 | 0 | 0 | 0 | 0 | 0 | 0 | 0 | 0 | 0 | 0 | 0 | 0 | 0 | 0 | 0 | 0 | 0 |  | 1 | 1 | 1 | 1 | 1 | 1 | 1 | 1 | 1 | 0
PG&E NGBA | Cottonwood | 230 | 0 | 0 | 0 | 0 | 0 | 0 | 0 | 0 | 0 | 0 | 0 | 0 | 0 | 0 | 0 | 0 | 0 | 0 | 0 | 0 |  | 0 | 0 | 0 | 0 | 0 | 0 | 0 | 0 | 0 | 0 | 0 | 0 | 0 | 0 | 0 | 0 | 0 | 0 | 0 | 0 | 0 | 0 | 0 | 0 | 0 | 0 | 0 | 0 | 0 | 0 | 0 | 0 | 0 | 0 | 0 | 0 |  | 0 | 0 | 0 | 0 | 0 | 0 | 0 | 0 | 0 | 0 | 0 | 0 | 0 | 0 | 0 | 0 | 0 | 0 | 0 | 0 | 0 | 0 | 0 | 0 | 0 | 0 | 0 | 0 | 0 | 0 | 0 | 0 | 0 | 0 | 0 | 0 |  | 0 | 0 | 0 | 0 | 0 | 0 | 0 | 0 | 0 | 0 | 0 | 0 | 0 | 0 | 0 | 0 | 0 | 0 | 0 | 0 | 0 | 0 | 0 | 0 | 0 | 0 | 0 | 0 | 0 | 0 | 0 | 0 | 0 | 0 | 0 | 0 |  | 0 | 0 | 0 | 0 | 0 | 0 | 0 | 0 | 0 | 0 | 0 | 0 | 4 | 0 | 0 | 0 | 0 | 1 | 0 | 0 | 0 | 0 | 0 | 0 | 0 | 0 | 0 | 0 | 0 | 0 | -2 | 0 | 0 | 0 | 0 | 1 |  | 1 | 1 | 1 | 1 | 1 | 1 | 1+ | 1 | 1 | 1
PG&E NGBA | Cottonwood | 60 | 0 | 0 | 0 | 0 | 0 | 0 | 0 | 0 | 0 | 0 | 0 | 0 | 0 | 0 | 0 | 0 | 0 | 0 | 0 | 0 |  | 0 | 0 | 0 | 0 | 0 | 0 | 0 | 0 | 0 | 0 | 0 | 0 | 0 | 0 | 0 | 0 | 0 | 0 | 0 | 0 | 0 | 0 | 0 | 0 | 0 | 0 | 0 | 0 | 0 | 0 | 0 | 0 | 0 | 0 | 0 | 0 |  | 0 | 0 | 0 | 0 | 0 | 0 | 0 | 0 | 0 | 0 | 0 | 0 | 0 | 0 | 0 | 0 | 0 | 0 | 0 | 0 | 0 | 0 | 0 | 0 | 0 | 0 | 0 | 0 | 0 | 0 | 0 | 0 | 0 | 0 | 0 | 0 |  | 0 | 0 | 0 | 0 | 0 | 0 | 0 | 0 | 0 | 0 | 0 | 0 | 0 | 0 | 0 | 0 | 0 | 0 | 0 | 0 | 0 | 0 | 0 | 0 | 0 | 0 | 0 | 0 | 0 | 0 | 0 | 0 | 0 | 0 | 0 | 0 |  | 0 | 0 | 0 | 0 | 0 | 0 | 0 | 0 | 0 | 0 | 0 | 0 | 0 | 0 | 0 | 0 | 0 | 0 | 0 | 0 | 0 | 0 | 0 | 0 | 0 | 0 | 0 | 0 | 0 | 0 | 0 | 0 | 0 | 0 | 0 | 0 |  | 1 | 1 | 1 | 1 | 1 | 1 | 1 | 1 | 1 | 0
PG&E NGBA | Cove Road | 230 | 0 | 0 | 0 | 0 | 0 | 0 | 0 | 0 | 0 | 0 | 0 | 0 | 0 | 0 | 0 | 0 | 0 | 0 | 0 | 0 |  | 0 | 0 | 0 | 0 | 0 | 0 | 0 | 0 | 0 | 0 | 0 | 0 | 0 | 0 | 0 | 0 | 0 | 0 | 0 | 0 | 0 | 0 | 0 | 0 | 0 | 0 | 0 | 0 | 0 | 0 | 0 | 0 | 0 | 0 | 0 | 0 |  | 0 | 0 | 0 | 0 | 0 | 0 | 0 | 0 | 0 | 0 | 0 | 0 | 0 | 0 | 0 | 0 | 0 | 0 | 0 | 0 | 0 | 0 | 0 | 0 | 0 | 0 | 0 | 0 | 0 | 0 | 0 | 0 | 0 | 0 | 0 | 0 |  | 0 | 0 | 0 | 0 | 0 | 0 | 0 | 0 | 0 | 0 | 0 | 0 | 0 | 0 | 0 | 0 | 0 | 0 | 0 | 0 | 0 | 0 | 0 | 0 | 0 | 0 | 0 | 0 | 0 | 0 | 0 | 0 | 0 | 0 | 0 | 0 |  | 0 | 0 | 0 | 0 | 0 | 0 | 0 | 0 | 0 | 0 | 0 | 0 | 0 | 0 | 0 | 0 | 0 | 0 | 0 | 0 | 0 | 0 | 0 | 0 | 0 | 0 | 0 | 0 | 0 | 0 | 0 | 0 | 0 | 0 | 0 | 0 |  | 1 | 1 | 1 | 1 | 1 | 1 | 1 | 1 | 1 | 0
PG&E GBA | Coyote | 230 | 0 | 0 | 0 | 0 | 0 | 0 | 0 | 0 | 0 | 0 | 0 | 0 | 0 | 0 | 0 | 0 | 0 | 0 | 0 | 0 |  | 0 | 0 | 0 | 0 | 0 | 0 | 0 | 0 | 0 | 0 | 0 | 0 | 0 | 0 | 0 | 0 | 0 | 0 | 0 | 0 | 0 | 0 | 0 | 0 | 0 | 0 | 0 | 0 | 0 | 0 | 0 | 0 | 0 | 0 | 0 | 0 |  | 0 | 0 | 0 | 0 | 0 | 0 | 0 | 0 | 0 | 0 | 0 | 0 | 0 | 0 | 0 | 0 | 0 | 0 | 0 | 0 | 0 | 0 | 0 | 0 | 0 | 0 | 0 | 0 | 0 | 0 | 0 | 0 | 0 | 0 | 0 | 0 |  | 0 | 0 | 0 | 0 | 0 | 0 | 0 | 0 | 0 | 0 | 0 | 0 | 0 | 0 | 0 | 0 | 0 | 0 | 0 | 0 | 0 | 0 | 0 | 0 | 0 | 0 | 0 | 0 | 0 | 0 | 0 | 0 | 0 | 0 | 0 | 0 |  | 0 | 0 | 0 | 0 | 0 | 0 | 0 | 0 | 0 | 0 | 0 | 0 | 0 | 0 | 0 | 0 | 0 | 0 | 0 | 0 | 0 | 0 | 0 | 0 | 0 | 0 | 0 | 0 | 0 | 0 | 0 | 0 | 0 | 0 | 0 | 0 |  | 1 | 1 | 1 | 1 | 1 | 1 | 1 | 1 | 1 | 0
PG&E GBA | Crazy Horse Canyon | 115 | 0 | 0 | 0 | 0 | 0 | 0 | 0 | 0 | 0 | 0 | 0 | 0 | 0 | 0 | 0 | 0 | 0 | 0 | 0 | 0 |  | 0 | 0 | 0 | 0 | 0 | 0 | 0 | 0 | 0 | 0 | 0 | 0 | 0 | 0 | 0 | 0 | 0 | 0 | 0 | 0 | 0 | 0 | 0 | 0 | 0 | 0 | 0 | 0 | 0 | 0 | 0 | 0 | 0 | 0 | 0 | 0 |  | 0 | 0 | 0 | 0 | 0 | 0 | 0 | 0 | 0 | 0 | 0 | 0 | 0 | 0 | 0 | 0 | 0 | 0 | 0 | 0 | 0 | 0 | 0 | 0 | 0 | 0 | 0 | 0 | 0 | 0 | 0 | 0 | 0 | 0 | 0 | 0 |  | 0 | 0 | 0 | 0 | 0 | 0 | 0 | 0 | 0 | 0 | 0 | 0 | 0 | 0 | 0 | 0 | 0 | 0 | 0 | 0 | 0 | 0 | 0 | 0 | 0 | 0 | 0 | 0 | 0 | 0 | 0 | 0 | 0 | 0 | 0 | 0 |  | 0 | 0 | 0 | 0 | 0 | 0 | 0 | 0 | 0 | 0 | 0 | 0 | 0 | 0 | 0 | 0 | 0 | 0 | 0 | 0 | 0 | 0 | 0 | 0 | 0 | 0 | 0 | 0 | 0 | 0 | 0 | 0 | 0 | 0 | 0 | 0 |  | 1 | 1 | 1 | 1 | 1 | 1 | 1 | 1 | 1 | 0
SDGE | Creelman | 69 | 0 | 0 | 0 | 0 | 0 | 0 | 0 | 0 | 0 | 0 | 0 | 0 | 0 | 0 | 0 | 0 | 0 | 0 | 0 | 0 |  | 0 | 0 | 0 | 0 | 0 | 0 | 0 | 0 | 0 | 0 | 0 | 0 | 0 | 0 | 0 | 0 | 0 | 0 | 0 | 0 | 0 | 0 | 0 | 0 | 0 | 0 | 0 | 0 | 0 | 0 | 0 | 0 | 0 | 0 | 0 | 0 |  | 0 | 0 | 0 | 0 | 0 | 0 | 0 | 0 | 0 | 0 | 0 | 0 | 0 | 0 | 0 | 0 | 0 | 0 | 0 | 0 | 0 | 0 | 0 | 0 | 0 | 0 | 0 | 0 | 0 | 0 | 0 | 0 | 0 | 0 | 0 | 0 |  | 0 | 0 | 0 | 0 | 0 | 0 | 0 | 0 | 0 | 0 | 0 | 0 | 0 | 0 | 52 | 0 | 0 | 1 | 0 | 0 | 0 | 0 | 0 | 0 | 0 | 0 | 0 | 0 | 0 | 0 | 0 | 0 | -2 | 0 | 0 | 1 |  | 0 | 0 | 0 | 0 | 0 | 0 | 0 | 0 | 0 | 0 | 2 | 0 | 0 | 0 | 52 | 0 | 0 | 1 | 0 | 0 | 0 | 0 | 0 | 0 | 0 | 0 | 0 | 0 | -2 | 0 | 0 | 0 | 0 | 0 | 0 | 1 |  | 1 | 1 | 1 | 1 | 1 | 1+ | 1 | 2+ | 1 | 1
PG&E FRESNO | Crescent | 70 | 0 | 0 | 0 | 0 | 0 | 0 | 0 | 0 | 0 | 0 | 0 | 0 | 5 | 0 | 5 | 0 | 0 | 0 | 0 | 1 |  | 0 | 0 | 0 | 0 | 0 | 0 | 0 | 0 | 0 | 0 | 0 | 0 | 1.1746 | 0 | 1.1746 | 0 | 0 | 1 | 0 | 0 | 0 | 0 | 0 | 0 | 0 | 0 | 0 | 0 | 0 | 2 | 2 | 0 | -2 | 0 | 0 | 1 |  | 0 | 0 | 0 | 0 | 0 | 0 | 0 | 0 | 0 | 0 | 0 | 0 | 36.1746 | 35 | 0 | 0 | 0 | 1 | 0 | 0 | 0 | 0 | 0 | 0 | 0 | 0 | 0 | 0 | 0 | 2 | -2 | -2 | 0 | 0 | 0 | 1 |  | 0 | 0 | 0 | 0 | 0 | 0 | 0 | 0 | 0 | 0 | 0 | 0 | 72.1536 | 70 | 35.951 | 0 | 0 | 1 | 0 | 0 | 0 | 0 | 0 | 0 | 0 | 0 | 0 | 0 | 0 | 2 | -2 | -2 | -2 | 0 | 0 | 1 |  | 0 | 0 | 0 | 0 | 0 | 0 | 0 | 0 | 0 | 0 | 0 | 0 | 72.1536 | 70 | 35.951 | 0 | 0 | 1 | 0 | 0 | 0 | 0 | 0 | 0 | 0 | 0 | 0 | 0 | 0 | 2 | -2 | -2 | -2 | 0 | 0 | 1 |  | 1 | 1 | 1 | 1 | 1 | 1 | 4+ | 4+ | 1 | 1
PG&E FRESNO | Cressey | 115 | 0 | 0 | 0 | 0 | 0 | 0 | 0 | 0 | 0 | 0 | 0 | 0 | 0 | 0 | 0 | 0 | 0 | 0 | 0 | 0 |  | 0 | 0 | 0 | 0 | 0 | 0 | 0 | 0 | 0 | 0 | 0 | 0 | 0 | 0 | 0 | 0 | 0 | 0 | 0 | 0 | 0 | 0 | 0 | 0 | 0 | 0 | 0 | 0 | 0 | 0 | 0 | 0 | 0 | 0 | 0 | 0 |  | 0 | 0 | 0 | 0 | 0 | 0 | 0 | 0 | 0 | 0 | 0 | 0 | 0 | 0 | 0 | 0 | 0 | 0 | 0 | 0 | 0 | 0 | 0 | 0 | 0 | 0 | 0 | 0 | 0 | 0 | 0 | 0 | 0 | 0 | 0 | 0 |  | 0 | 0 | 0 | 0 | 0 | 0 | 0 | 0 | 0 | 0 | 0 | 0 | 0 | 0 | 0 | 0 | 0 | 0 | 0 | 0 | 0 | 0 | 0 | 0 | 0 | 0 | 0 | 0 | 0 | 0 | 0 | 0 | 0 | 0 | 0 | 0 |  | 0 | 0 | 0 | 0 | 0 | 0 | 0 | 0 | 0 | 0 | 0 | 0 | 19.685 | 0 | 0 | 0 | 0 | 1 | 0 | 0 | 0 | 0 | 0 | 0 | 0 | 0 | 0 | 0 | 0 | 0 | -2 | 0 | 0 | 0 | 0 | 1 |  | 1 | 1 | 1 | 1 | 1 | 1 | 1+ | 1 | 1 | 1
PG&E NGBA | Cresta | 230 | 0 | 0 | 0 | 0 | 0 | 0 | 0 | 0 | 0 | 0 | 0 | 0 | 0 | 0 | 0 | 0 | 0 | 0 | 0 | 0 |  | 0 | 0 | 0 | 0 | 0 | 0 | 0 | 0 | 0 | 0 | 0 | 0 | 0 | 0 | 0 | 0 | 0 | 0 | 0 | 0 | 0 | 0 | 0 | 0 | 0 | 0 | 0 | 0 | 0 | 0 | 0 | 0 | 0 | 0 | 0 | 0 |  | 0 | 0 | 0 | 0 | 0 | 0 | 0 | 0 | 0 | 0 | 0 | 0 | 0 | 0 | 0 | 0 | 0 | 0 | 0 | 0 | 0 | 0 | 0 | 0 | 0 | 0 | 0 | 0 | 0 | 0 | 0 | 0 | 0 | 0 | 0 | 0 |  | 0 | 0 | 0 | 0 | 0 | 0 | 0 | 0 | 0 | 0 | 0 | 0 | 0 | 0 | 0 | 0 | 0 | 0 | 0 | 0 | 0 | 0 | 0 | 0 | 0 | 0 | 0 | 0 | 0 | 0 | 0 | 0 | 0 | 0 | 0 | 0 |  | 0 | 0 | 0 | 0 | 0 | 0 | 0 | 0 | 0 | 0 | 0 | 0 | 0 | 0 | 0 | 0 | 0 | 0 | 0 | 0 | 0 | 0 | 0 | 0 | 0 | 0 | 0 | 0 | 0 | 0 | 0 | 0 | 0 | 0 | 0 | 0 |  | 1 | 1 | 1 | 1 | 1 | 1 | 1 | 1 | 1 | 0
SDGE | Crestwood | 69 | 0 | 0 | 0 | 0 | 0 | 0 | 0 | 0 | 0 | 0 | 0 | 0 | 0 | 0 | 0 | 0 | 0 | 0 | 0 | 0 |  | 0 | 0 | 0 | 0 | 0 | 0 | 0 | 0 | 0 | 0 | 0 | 0 | 0 | 0 | 0 | 0 | 0 | 0 | 0 | 0 | 0 | 0 | 0 | 0 | 0 | 0 | 0 | 0 | 0 | 0 | 0 | 0 | 0 | 0 | 0 | 0 |  | 0 | 0 | 0 | 0 | 0 | 0 | 0 | 0 | 0 | 0 | 0 | 0 | 0 | 0 | 0 | 0 | 0 | 0 | 0 | 0 | 0 | 0 | 0 | 0 | 0 | 0 | 0 | 0 | 0 | 0 | 0 | 0 | 0 | 0 | 0 | 0 |  | 0 | 0 | 0 | 0 | 0 | 0 | 0 | 0 | 0 | 0 | 0 | 0 | 0 | 0 | 0 | 0 | 0 | 0 | 0 | 0 | 0 | 0 | 0 | 0 | 0 | 0 | 0 | 0 | 0 | 0 | 0 | 0 | 0 | 0 | 0 | 0 |  | 0 | 0 | 0 | 0 | 0 | 0 | 0 | 0 | 0 | 0 | 0 | 0 | 0 | 0 | 0 | 0 | 0 | 0 | 0 | 0 | 0 | 0 | 0 | 0 | 0 | 0 | 0 | 0 | 0 | 0 | 0 | 0 | 0 | 0 | 0 | 0 |  | 1 | 1 | 1 | 1 | 1 | 1 | 1 | 1 | 1 | 0
PG&E GBA | Crow Creek | 60 | 0 | 0 | 0 | 0 | 0 | 0 | 0 | 0 | 0 | 0 | 0 | 0 | 0 | 0 | 0 | 0 | 0 | 0 | 0 | 0 |  | 0 | 0 | 0 | 0 | 0 | 0 | 0 | 0 | 0 | 0 | 0 | 0 | 0 | 0 | 0 | 0 | 0 | 0 | 0 | 0 | 0 | 0 | 0 | 0 | 0 | 0 | 0 | 0 | 0 | 0 | 0 | 0 | 0 | 0 | 0 | 0 |  | 0 | 0 | 0 | 0 | 0 | 0 | 0 | 0 | 0 | 0 | 0 | 0 | 0 | 0 | 0 | 0 | 0 | 0 | 0 | 0 | 0 | 0 | 0 | 0 | 0 | 0 | 0 | 0 | 0 | 0 | 0 | 0 | 0 | 0 | 0 | 0 |  | 0 | 0 | 0 | 0 | 0 | 0 | 0 | 0 | 0 | 0 | 0 | 0 | 0 | 0 | 0 | 0 | 0 | 0 | 0 | 0 | 0 | 0 | 0 | 0 | 0 | 0 | 0 | 0 | 0 | 0 | 0 | 0 | 0 | 0 | 0 | 0 |  | 0 | 0 | 0 | 0 | 0 | 0 | 0 | 0 | 0 | 0 | 0 | 0 | 0 | 0 | 0 | 0 | 0 | 0 | 0 | 0 | 0 | 0 | 0 | 0 | 0 | 0 | 0 | 0 | 0 | 0 | 0 | 0 | 0 | 0 | 0 | 0 |  | 1 | 1 | 1 | 1 | 1 | 1 | 1 | 1 | 1 | 0
PG&E GBA | Crows Landing | 60 | 0 | 0 | 0 | 0 | 0 | 0 | 0 | 0 | 0 | 0 | 0 | 0 | 0 | 0 | 0 | 0 | 0 | 0 | 0 | 0 |  | 0 | 0 | 0 | 0 | 0 | 0 | 0 | 0 | 0 | 0 | 0 | 0 | 0 | 0 | 0 | 0 | 0 | 0 | 0 | 0 | 0 | 0 | 0 | 0 | 0 | 0 | 0 | 0 | 0 | 0 | 0 | 0 | 0 | 0 | 0 | 0 |  | 0 | 0 | 0 | 0 | 0 | 0 | 0 | 0 | 0 | 0 | 0 | 0 | 0 | 0 | 0 | 0 | 0 | 0 | 0 | 0 | 0 | 0 | 0 | 0 | 0 | 0 | 0 | 0 | 0 | 0 | 0 | 0 | 0 | 0 | 0 | 0 |  | 0 | 0 | 0 | 0 | 0 | 0 | 0 | 0 | 0 | 0 | 0 | 0 | 0 | 0 | 0 | 0 | 0 | 0 | 0 | 0 | 0 | 0 | 0 | 0 | 0 | 0 | 0 | 0 | 0 | 0 | 0 | 0 | 0 | 0 | 0 | 0 |  | 0 | 0 | 0 | 0 | 0 | 0 | 0 | 0 | 0 | 0 | 0 | 0 | 0 | 0 | 0 | 0 | 0 | 0 | 0 | 0 | 0 | 0 | 0 | 0 | 0 | 0 | 0 | 0 | 0 | 0 | 0 | 0 | 0 | 0 | 0 | 0 |  | 1 | 1 | 1 | 1 | 1 | 1 | 1 | 1 | 1 | 0
PG&E GBA | Curtis | 115 | 0 | 0 | 0 | 0 | 0 | 0 | 0 | 0 | 0 | 0 | 0 | 0 | 0 | 0 | 0 | 0 | 0 | 0 | 0 | 0 |  | 0 | 0 | 0 | 0 | 0 | 0 | 0 | 0 | 0 | 0 | 0 | 0 | 0 | 0 | 0 | 0 | 0 | 0 | 0 | 0 | 0 | 0 | 0 | 0 | 0 | 0 | 0 | 0 | 0 | 0 | 0 | 0 | 0 | 0 | 0 | 0 |  | 0 | 0 | 0 | 0 | 0 | 0 | 0 | 0 | 0 | 0 | 0 | 0 | 0 | 0 | 0 | 0 | 0 | 0 | 0 | 0 | 0 | 0 | 0 | 0 | 0 | 0 | 0 | 0 | 0 | 0 | 0 | 0 | 0 | 0 | 0 | 0 |  | 0 | 0 | 0 | 0 | 0 | 0 | 0 | 0 | 0 | 0 | 0 | 0 | 0 | 0 | 0 | 0 | 0 | 0 | 0 | 0 | 0 | 0 | 0 | 0 | 0 | 0 | 0 | 0 | 0 | 0 | 0 | 0 | 0 | 0 | 0 | 0 |  | 0 | 0 | 0 | 0 | 0 | 0 | 0 | 0 | 0 | 0 | 0 | 0 | 0.061 | 0 | 0 | 0 | 0 | 1 | 0 | 0 | 0 | 0 | 0 | 0 | 0 | 0 | 0 | 0 | 0 | 0 | 0 | 0 | 0 | 0 | 0 | 0 |  | 1 | 1 | 1 | 1 | 1 | 1 | 1 | 1 | 1 | 0
PG&E FRESNO | Dairyland | 115 | 0 | 0 | 0 | 0 | 0 | 0 | 0 | 0 | 0 | 0 | 0 | 0 | 5 | 0 | 5 | 0 | 0 | 0 | 0 | 1 |  | 0 | 0 | 0 | 0 | 0 | 0 | 0 | 0 | 0 | 0 | 0 | 0 | 0 | 0 | 0 | 0 | 0 | 0 | 0 | 0 | 0 | 0 | 0 | 0 | 0 | 0 | 0 | 0 | 0 | 2 | 2 | 0 | 0 | 0 | 0 | 1 |  | 0 | 0 | 0 | 0 | 0 | 0 | 0 | 0 | 0 | 0 | 0 | 0 | 4.9542 | 0 | 0 | 0 | 0 | 1 | 0 | 0 | 0 | 0 | 0 | 0 | 0 | 0 | 0 | 0 | 0 | 2 | 0 | 0 | 0 | 0 | 0 | 1 |  | 0 | 0 | 0 | 0 | 0 | 0 | 0 | 0 | 0 | 0 | 0 | 0 | 4.9542 | 0 | 0 | 0 | 0 | 1 | 0 | 0 | 0 | 0 | 0 | 0 | 0 | 0 | 0 | 0 | 0 | 2 | 0 | 0 | 0 | 0 | 0 | 1 |  | 0 | 0 | 0 | 0 | 0 | 0 | 0 | 0 | 0 | 0 | 0 | 0 | 4.9542 | 0 | 0 | 0 | 0 | 1 | 0 | 0 | 0 | 0 | 0 | 0 | 0 | 0 | 0 | 0 | 0 | 2 | 0 | 0 | 0 | 0 | 0 | 1 |  | 1 | 1 | 1 | 1 | 1 | 1 | 1 | 1 | 1 | 0
PG&E NGBA | Davis | 115 | 0 | 0 | 0 | 0 | 0 | 0 | 0 | 0 | 0 | 0 | 0 | 0 | 0 | 0 | 0 | 0 | 0 | 0 | 0 | 0 |  | 0 | 0 | 0 | 0 | 0 | 0 | 0 | 0 | 0 | 0 | 0 | 0 | 84.9957 | 0 | 96.9117 | 0 | 0 | 1 | 0 | 0 | 0 | 0 | 0 | 0 | 0 | 0 | 0 | 0 | 0 | 0 | -2 | 0 | -2 | 0 | 0 | 1 |  | 0 | 0 | 0 | 0 | 0 | 0 | 0 | 0 | 0 | 0 | 0 | 0 | 0.966 | 0 | 0 | 0 | 0 | 1 | 0 | 0 | 0 | 0 | 0 | 0 | 0 | 0 | 0 | 0 | 0 | 0 | 0 | 0 | 0 | 0 | 0 | 0 |  | 0 | 0 | 0 | 0 | 0 | 0 | 0 | 0 | 0 | 0 | 0 | 0 | 85.9617 | 0 | 84.8117 | 0 | 0 | 1 | 0 | 0 | 0 | 0 | 0 | 0 | 0 | 0 | 0 | 0 | 0 | 0 | -2 | 0 | -2 | 0 | 0 | 1 |  | 0 | 0 | 0 | 0 | 0 | 0 | 0 | 0 | 0 | 0 | 0 | 0 | 85.9617 | 0 | 84.8117 | 0 | 0 | 1 | 0 | 0 | 0 | 0 | 0 | 0 | 0 | 0 | 0 | 0 | 0 | 0 | -2 | 0 | 0 | 0 | 0 | 1 |  | 1 | 1 | 1 | 1 | 1 | 1 | 2+ | 2+ | 1 | 1
SCE Metro | Del Amo | 500 | 0 | 0 | 0 | 0 | 0 | 0 | 0 | 0 | 0 | 0 | 0 | 0 | 0 | 0 | 0 | 0 | 0 | 0 | 0 | 0 |  | 0 | 0 | 0 | 0 | 0 | 0 | 0 | 0 | 0 | 0 | 0 | 0 | 0 | 0 | 0 | 0 | 0 | 0 | 0 | 0 | 0 | 0 | 0 | 0 | 0 | 0 | 0 | 0 | 0 | 0 | 0 | 0 | 0 | 0 | 0 | 0 |  | 0 | 0 | 0 | 0 | 0 | 0 | 0 | 0 | 0 | 0 | 0 | 0 | 0 | 0 | 0 | 0 | 0 | 0 | 0 | 0 | 0 | 0 | 0 | 0 | 0 | 0 | 0 | 0 | 0 | 0 | 0 | 0 | 0 | 0 | 0 | 0 |  | 0 | 0 | 0 | 0 | 0 | 0 | 0 | 0 | 0 | 0 | 0 | 0 | 0 | 0 | 0 | 0 | 0 | 0 | 0 | 0 | 0 | 0 | 0 | 0 | 0 | 0 | 0 | 0 | 0 | 0 | 0 | 0 | 0 | 0 | 0 | 0 |  | 0 | 0 | 0 | 0 | 0 | 0 | 0 | 0 | 0 | 0 | 0 | 0 | 0 | 0 | 0 | 0 | 0 | 0 | 0 | 0 | 0 | 0 | 0 | 0 | 0 | 0 | 0 | 0 | 0 | 0 | 0 | 0 | 0 | 0 | 0 | 0 |  | 1 | 1 | 1 | 1 | 1 | 1 | 1 | 1 | 1 | 0
SCE Metro | Del Amo | 230 | 0 | 0 | 0 | 0 | 0 | 0 | 0 | 0 | 0 | 0 | 0 | 0 | 0 | 0 | 0 | 0 | 0 | 0 | 0 | 0 |  | 0 | 0 | 0 | 0 | 0 | 0 | 0 | 0 | 0 | 0 | 0 | 0 | 0 | 0 | 0 | 0 | 0 | 0 | 0 | 0 | 0 | 0 | 0 | 0 | 0 | 0 | 0 | 0 | 0 | 0 | 0 | 0 | 0 | 0 | 0 | 0 |  | 0 | 0 | 0 | 0 | 0 | 0 | 0 | 0 | 0 | 0 | 0 | 0 | 10 | 0 | 10 | 0 | 0 | 1 | 0 | 0 | 0 | 0 | 0 | 0 | 0 | 0 | 0 | 0 | 0 | 0 | -2 | 0 | -2 | 0 | 0 | 1 |  | 0 | 0 | 0 | 0 | 0 | 0 | 0 | 0 | 0 | 0 | 0 | 0 | 10 | 0 | 10 | 0 | 0 | 1 | 0 | 0 | 0 | 0 | 0 | 0 | 0 | 0 | 0 | 0 | 0 | 0 | -2 | 0 | -2 | 0 | 0 | 1 |  | 0 | 0 | 0 | 0 | 0 | 0 | 0 | 0 | 0 | 0 | 0 | 0 | 10 | 0 | 10 | 0 | 0 | 1 | 0 | 0 | 0 | 0 | 0 | 0 | 0 | 0 | 0 | 0 | 0 | 0 | -2 | 0 | 0 | 0 | 0 | 1 |  | 1 | 1 | 1 | 1 | 1 | 1 | 4+ | 4+ | 1 | 1
SCE Eastern | Delaney | 500 | 0 | 0 | 0 | 0 | 0 | 0 | 0 | 0 | 0 | 0 | 0 | 0 | 170 | 550 | 720 | 0 | 0 | 0 | 0 | 1 |  | 0 | 0 | 0 | 0 | 0 | 0 | 0 | 0 | 0 | 0 | 0 | 0 | 0 | 0 | 0 | 0 | 0 | 0 | 0 | 0 | 0 | 0 | 0 | 0 | 0 | 0 | 0 | 0 | 0 | 2 | 2 | 0 | 0 | 0 | 0 | 1 |  | 0 | 0 | 0 | 0 | 0 | 0 | 0 | 0 | 0 | 0 | 0 | 0 | 0 | 0 | 0 | 0 | 0 | 0 | 0 | 0 | 0 | 0 | 0 | 0 | 0 | 0 | 0 | 0 | 0 | 2 | 2 | 0 | 0 | 0 | 0 | 1 |  | 0 | 0 | 0 | 0 | 0 | 0 | 0 | 0 | 0 | 0 | 0 | 0 | 888.886 | 450 | 880.666 | 0 | 0 | 1 | 0 | 0 | 0 | 0 | 0 | 0 | 0 | 0 | 0 | 0 | 0 | 2 | -1 | -2 | -2 | 0 | 0 | 1 |  | 0 | 0 | 0 | 0 | 0 | 0 | 0 | 0 | 0 | 0 | 0 | 0 | 4388.886 | 450 | 2930.666 | 0 | 0 | 1 | 0 | 0 | 0 | 0 | 0 | 0 | 0 | 0 | 0 | 0 | 0 | 2 | -2 | -2 | -2 | 0 | 0 | 1 |  | 1 | 1 | 1 | 1 | 1 | 1 | 2- | 4+ | 1 | 1
PG&E NGBA | Delevan | 230 | 0 | 0 | 0 | 0 | 0 | 0 | 0 | 0 | 0 | 0 | 0 | 0 | 0 | 0 | 0 | 0 | 0 | 0 | 0 | 0 |  | 0 | 0 | 0 | 0 | 0 | 0 | 0 | 0 | 0 | 0 | 0 | 0 | 513.5 | 48 | 510 | 0 | 0 | 1 | 0 | 0 | 0 | 0 | 0 | 0 | 0 | 0 | 0 | 0 | 0 | 0 | -2 | -2 | -2 | 0 | 0 | 1 |  | 0 | 0 | 0 | 0 | 0 | 0 | 0 | 0 | 0 | 0 | 0 | 0 | 513.5 | 48 | 510 | 0 | 0 | 1 | 0 | 0 | 0 | 0 | 0 | 0 | 0 | 0 | 0 | 0 | 0 | 0 | -2 | -2 | -2 | 0 | 0 | 1 |  | 0 | 0 | 0 | 0 | 0 | 0 | 0 | 0 | 0 | 0 | 0 | 0 | 513.5 | 48 | 510 | 0 | 0 | 1 | 0 | 0 | 0 | 0 | 0 | 0 | 0 | 0 | 0 | 0 | 0 | 0 | -2 | -2 | -2 | 0 | 0 | 1 |  | 0 | 0 | 0 | 0 | 0 | 0 | 0 | 155.3 | 0 | 0 | 0 | 0 | 669.9 | 48 | 665.3 | 0 | 0 | 1 | 0 | 0 | 0 | 0 | 0 | 0 | 0 | -2 | 0 | 0 | 0 | 0 | -2 | -2 | -2 | 0 | 0 | 1 |  | 1 | 1 | 1 | 1+ | 1 | 1 | 4+ | 4+ | 1 | 1
PG&E GBA | Delta PP | 230 | 0 | 0 | 0 | 0 | 0 | 0 | 0 | 0 | 0 | 0 | 0 | 0 | 250 | 0 | 250 | 0 | 0 | 0 | 0 | 1 |  | 0 | 0 | 0 | 0 | 0 | 0 | 0 | 0 | 0 | 0 | 0 | 0 | 0 | 0 | 102.25 | 0 | 0 | 1 | 0 | 0 | 0 | 0 | 0 | 0 | 0 | 0 | 0 | 0 | 0 | 2 | 2 | 0 | -2 | 0 | 0 | 1 |  | 0 | 0 | 0 | 0 | 0 | 0 | 0 | 0 | 0 | 0 | 0 | 0 | 0 | 0 | 102.25 | 0 | 0 | 1 | 0 | 0 | 0 | 0 | 0 | 0 | 0 | 0 | 0 | 0 | 0 | 2 | 2 | 0 | -2 | 0 | 0 | 1 |  | 0 | 0 | 0 | 0 | 0 | 0 | 0 | 0 | 0 | 0 | 0 | 0 | 0 | 500 | 606.25 | 0 | 0 | 1 | 0 | 0 | 0 | 0 | 0 | 0 | 0 | 0 | 0 | 0 | 0 | 2 | 2 | -2 | -2 | 0 | 0 | 1 |  | 0 | 0 | 0 | 0 | 0 | 0 | 0 | 0 | 0 | 0 | 0 | 0 | 0 | 500 | 606.25 | 0 | 0 | 1 | 0 | 0 | 0 | 0 | 0 | 0 | 0 | 0 | 0 | 0 | 0 | 2 | 2 | -2 | -2 | 0 | 0 | 1 |  | 1 | 1 | 1 | 1 | 1 | 1 | 5- | 4+ | 1 | 1
EOP | Desert View | 230 | 0 | 0 | 0 | 0 | 0 | 0 | 0 | 0 | 0 | 0 | 0 | 0 | 0 | 0 | 0 | 0 | 0 | 0 | 0 | 0 |  | 0 | 0 | 0 | 0 | 0 | 0 | 0 | 0 | 0 | 0 | 0 | 0 | 0 | 0 | 0 | 0 | 0 | 0 | 0 | 0 | 0 | 0 | 0 | 0 | 0 | 0 | 0 | 0 | 0 | 0 | 0 | 0 | 0 | 0 | 0 | 0 |  | 0 | 0 | 0 | 0 | 0 | 0 | 0 | 0 | 0 | 0 | 0 | 0 | 350 | 350 | 350 | 0 | 0 | 1 | 0 | 0 | 0 | 0 | 0 | 0 | 0 | 0 | 0 | 0 | 0 | 0 | -2 | -2 | -2 | 0 | 0 | 1 |  | 0 | 0 | 0 | 0 | 0 | 0 | 0 | 0 | 0 | 0 | 0 | 0 | 350 | 350 | 350 | 0 | 0 | 1 | 0 | 0 | 0 | 0 | 0 | 0 | 0 | 0 | 0 | 0 | 0 | 0 | -2 | -2 | -2 | 0 | 0 | 1 |  | 0 | 0 | 0 | 0 | 0 | 0 | 0 | 0 | 0 | 0 | 0 | 0 | 350 | 350 | 350 | 0 | 0 | 1 | 0 | 0 | 0 | 0 | 0 | 0 | 0 | 0 | 0 | 0 | 0 | 0 | -2 | -2 | -2 | 0 | 0 | 1 |  | 1 | 1 | 1 | 1 | 1 | 1 | 4+ | 4+ | 1 | 1
SCE Eastern | Devers | 230 | 0 | 0 | 263 | 0 | 263 | 0 | 0 | 0 | 0 | 0 | 0 | 0 | 0 | 480 | 480 | 0 | 0 | 0 | 0 | 1 |  | 0 | 0 | 0 | 0 | 0 | 60 | 0 | 0 | 0 | 0 | 0 | 0 | 0 | 45.66 | 90 | 0 | 0 | 1 | 0 | 0 | 0 | 0 | 2 | 2 | 0 | 0 | 0 | 0 | 0 | 0 | 2 | -2 | -2 | 0 | 0 | 1 |  | 0 | 0 | 0 | 0 | 0 | 93.6 | 0 | 0 | 0 | 0 | 0.34 | 0 | 53.11 | 45.66 | 95 | 0 | 0 | 1 | 0 | 0 | 0 | 0 | 2 | 2 | 0 | 0 | 0 | 0 | -2 | 0 | 2 | -2 | -2 | 0 | 0 | 1 |  | 0 | 0 | 0 | 0 | 0 | 300.8 | 0 | 0 | 0 | 0 | 0.34 | 0 | 335.87 | 145.66 | 970.92 | 0 | 0 | 1 | 0 | 0 | 0 | 0 | 2 | -1 | 0 | 0 | 0 | 0 | -2 | 0 | 2 | -2 | -2 | 0 | 0 | 1 |  | 0 | 0 | 0 | 0 | 0 | 401.3 | 0 | 0 | 0 | 0 | 10.8 | 0 | 366.31 | 145.66 | 1013.75 | 0 | 0 | 1 | 0 | 0 | 0 | 0 | 2 | -2 | 0 | 0 | 0 | 0 | -2 | 0 | 1 | -2 | -2 | 0 | 0 | 1 |  | 1 | 1 | 2- | 1 | 1 | 4+ | 4- | 4+ | 1 | 1
SCE Eastern | Devers | 500 | 0 | 0 | 0 | 0 | 0 | 0 | 0 | 0 | 0 | 0 | 0 | 0 | 0 | 0 | 0 | 0 | 0 | 0 | 0 | 0 |  | 0 | 0 | 0 | 0 | 0 | 0 | 0 | 0 | 0 | 0 | 0 | 0 | 0 | 0 | 0 | 0 | 0 | 0 | 0 | 0 | 0 | 0 | 0 | 0 | 0 | 0 | 0 | 0 | 0 | 0 | 0 | 0 | 0 | 0 | 0 | 0 |  | 0 | 0 | 0 | 0 | 0 | 0 | 0 | 0 | 0 | 0 | 0 | 0 | 0 | 0 | 0 | 0 | 0 | 0 | 0 | 0 | 0 | 0 | 0 | 0 | 0 | 0 | 0 | 0 | 0 | 0 | 0 | 0 | 0 | 0 | 0 | 0 |  | 0 | 0 | 0 | 0 | 0 | 0 | 0 | 0 | 0 | 0 | 0 | 0 | 0 | 0 | 0 | 0 | 0 | 0 | 0 | 0 | 0 | 0 | 0 | 0 | 0 | 0 | 0 | 0 | 0 | 0 | 0 | 0 | 0 | 0 | 0 | 0 |  | 0 | 0 | 0 | 0 | 0 | 406.8 | 0 | 406.098 | 0 | 0 | 0 | 0 | 404.892 | 0 | 406.098 | 0 | 0 | 1 | 0 | 0 | 0 | 0 | 0 | -2 | 0 | -2 | 0 | 0 | 0 | 0 | -2 | 0 | -1 | 0 | 0 | 1 |  | 1 | 1 | 1+ | 1+ | 1 | 1 | 1+ | 1 | 1 | 1
PG&E KERN | Diablo Canyon | 230 | 0 | 0 | 0 | 0 | 0 | 0 | 0 | 0 | 0 | 0 | 0 | 0 | 0 | 0 | 0 | 0 | 0 | 0 | 0 | 0 |  | 0 | 0 | 0 | 0 | 0 | 0 | 0 | 0 | 0 | 0 | 0 | 0 | 0 | 0 | 0 | 0 | 0 | 0 | 0 | 0 | 0 | 0 | 0 | 0 | 0 | 0 | 0 | 0 | 0 | 0 | 0 | 0 | 0 | 0 | 0 | 0 |  | 0 | 0 | 0 | 0 | 0 | 0 | 0 | 0 | 0 | 0 | 0 | 0 | 0 | 0 | 0 | 0 | 0 | 0 | 0 | 0 | 0 | 0 | 0 | 0 | 0 | 0 | 0 | 0 | 0 | 0 | 0 | 0 | 0 | 0 | 0 | 0 |  | 0 | 0 | 0 | 0 | 0 | 0 | 0 | 0 | 0 | 0 | 0 | 0 | 0 | 0 | 0 | 0 | 0 | 0 | 0 | 0 | 0 | 0 | 0 | 0 | 0 | 0 | 0 | 0 | 0 | 0 | 0 | 0 | 0 | 0 | 0 | 0 |  | 0 | 0 | 0 | 0 | 0 | 0 | 0 | 0 | 0 | 0 | 0 | 0 | 0 | 0 | 0 | 0 | 0 | 0 | 0 | 0 | 0 | 0 | 0 | 0 | 0 | 0 | 0 | 0 | 0 | 0 | 0 | 0 | 0 | 0 | 0 | 0 |  | 1 | 1 | 1 | 1 | 1 | 1 | 1 | 1 | 1 | 0
PG&E KERN | Diablo Canyon | 500 | 0 | 0 | 0 | 0 | 0 | 0 | 0 | 0 | 2924 | 0 | 2924 | 0 | 0 | 0 | 0 | 0 | 0 | 0 | 0 | 1 |  | 0 | 0 | 0 | 0 | 0 | 0 | 0 | 0 | 1000 | 1028.94 | 0 | 0 | 0 | 0 | 0 | 0 | 0 | 1 | 0 | 0 | 0 | 0 | 0 | 0 | 0 | 0 | 2 | 2 | 0 | 0 | 0 | 0 | 0 | 0 | 0 | 1 |  | 0 | 0 | 0 | 0 | 1000 | 1028.94 | 0 | 0 | 0 | 0 | 0 | 0 | 0 | 0 | 0 | 0 | 0 | 1 | 0 | 0 | 0 | 0 | -2 | -2 | 0 | 0 | 2 | 2 | 0 | 0 | 0 | 0 | 0 | 0 | 0 | 1 |  | 0 | 0 | 0 | 0 | 2487.892 | 2547.412 | 0 | 0 | 0 | 0 | 0 | 0 | 0 | 756.054 | 756.054 | 0 | 0 | 1 | 0 | 0 | 0 | 0 | -2 | -2 | 0 | 0 | 2 | 2 | 0 | 0 | 0 | -2 | -2 | 0 | 0 | 1 |  | 0 | 0 | 0 | 0 | 2487.892 | 2547.412 | 0 | 0 | 0 | 0 | 0 | 0 | 0 | 756.054 | 756.054 | 0 | 0 | 1 | 0 | 0 | 0 | 0 | -2 | -2 | 0 | 0 | 2 | 2 | 0 | 0 | 0 | -2 | -2 | 0 | 0 | 1 |  | 1 | 1 | 4+ | 1 | 5- | 1 | 1 | 4+ | 1 | 1
PG&E KERN | Divide | 115 | 0 | 0 | 0 | 0 | 0 | 0 | 0 | 0 | 0 | 0 | 0 | 0 | 0 | 0 | 0 | 0 | 0 | 0 | 0 | 0 |  | 0 | 0 | 0 | 0 | 0 | 0 | 0 | 0 | 0 | 0 | 0 | 0 | 0 | 0 | 0 | 0 | 0 | 0 | 0 | 0 | 0 | 0 | 0 | 0 | 0 | 0 | 0 | 0 | 0 | 0 | 0 | 0 | 0 | 0 | 0 | 0 |  | 0 | 0 | 0 | 0 | 0 | 0 | 0 | 0 | 0 | 0 | 0 | 0 | 0.96 | 0 | 0 | 0 | 0 | 1 | 0 | 0 | 0 | 0 | 0 | 0 | 0 | 0 | 0 | 0 | 0 | 0 | 0 | 0 | 0 | 0 | 0 | 0 |  | 0 | 0 | 0 | 0 | 0 | 0 | 0 | 0 | 0 | 0 | 0 | 0 | 0.96 | 0 | 0 | 0 | 0 | 1 | 0 | 0 | 0 | 0 | 0 | 0 | 0 | 0 | 0 | 0 | 0 | 0 | 0 | 0 | 0 | 0 | 0 | 0 |  | 0 | 0 | 0 | 0 | 0 | 0 | 0 | 0 | 0 | 0 | 0 | 0 | 16.637 | 0 | 0 | 0 | 0 | 1 | 0 | 0 | 0 | 0 | 0 | 0 | 0 | 0 | 0 | 0 | 0 | 0 | -2 | 0 | 0 | 0 | 0 | 1 |  | 1 | 1 | 1 | 1 | 1 | 1 | 1+ | 1 | 1 | 1
PG&E GBA | Dixon Landing | 115 | 0 | 0 | 0 | 0 | 0 | 0 | 0 | 0 | 0 | 0 | 0 | 0 | 0 | 0 | 0 | 0 | 0 | 0 | 0 | 0 |  | 0 | 0 | 0 | 0 | 0 | 0 | 0 | 0 | 0 | 0 | 0 | 0 | 0 | 0 | 0 | 0 | 0 | 0 | 0 | 0 | 0 | 0 | 0 | 0 | 0 | 0 | 0 | 0 | 0 | 0 | 0 | 0 | 0 | 0 | 0 | 0 |  | 0 | 0 | 0 | 0 | 0 | 0 | 0 | 0 | 0 | 0 | 0 | 0 | 2.36 | 0 | 0.585 | 0 | 0 | 1 | 0 | 0 | 0 | 0 | 0 | 0 | 0 | 0 | 0 | 0 | 0 | 0 | 0 | 0 | 0 | 0 | 0 | 0 |  | 0 | 0 | 0 | 0 | 0 | 0 | 0 | 0 | 0 | 0 | 0 | 0 | 2.36 | 0 | 0.585 | 0 | 0 | 1 | 0 | 0 | 0 | 0 | 0 | 0 | 0 | 0 | 0 | 0 | 0 | 0 | 0 | 0 | 0 | 0 | 0 | 0 |  | 0 | 0 | 0 | 0 | 0 | 0 | 0 | 0 | 0 | 0 | 0 | 0 | 5.005 | 0 | 0.585 | 0 | 0 | 1 | 0 | 0 | 0 | 0 | 0 | 0 | 0 | 0 | 0 | 0 | 0 | 0 | -2 | 0 | 0 | 0 | 0 | 1 |  | 1 | 1 | 1 | 1 | 1 | 1 | 1+ | 1 | 1 | 1
PG&E FRESNO | Dos Amigos | 230 | 10 | 0 | 0 | 0 | 0 | 0 | 0 | 0 | 0 | 0 | 0 | 0 | 193.2 | 390 | 583.2 | 0 | 260 | 260 | 0 | 1 |  | 0 | 0 | 0 | 0 | 0 | 0 | 0 | 0 | 0 | 0 | 0 | 0 | 0 | 0 | 0 | 0 | 0 | 0 | 2 | 2 | 0 | 0 | 0 | 0 | 0 | 0 | 0 | 0 | 0 | 2 | 2 | 2 | 2 | 0 | 0 | 1 |  | 0 | 0 | 0 | 0 | 0 | 0 | 0 | 0 | 0 | 0 | 0 | 0 | 0 | 0 | 0 | 0 | 0 | 0 | 2 | 2 | 0 | 0 | 0 | 0 | 0 | 0 | 0 | 0 | 0 | 2 | 2 | 2 | 2 | 0 | 0 | 1 |  | 0 | 0 | 0 | 0 | 0 | 0 | 0 | 0 | 0 | 0 | 0 | 0 | 0 | 0 | 0 | 0 | 0 | 0 | 2 | 2 | 0 | 0 | 0 | 0 | 0 | 0 | 0 | 0 | 0 | 2 | 2 | 2 | 2 | 0 | 0 | 1 |  | 0 | 0 | 0 | 0 | 0 | 0 | 0 | 0 | 0 | 0 | 0 | 0 | 0 | 0 | 0 | 0 | 0 | 0 | 2 | 2 | 0 | 0 | 0 | 0 | 0 | 0 | 0 | 0 | 0 | 2 | 2 | 2 | 2 | 0 | 0 | 1 |  | 5- | 1 | 1 | 1 | 1 | 1 | 5- | 5- | 1 | 1
PG&E NGBA | Drum | 115 | 0 | 0 | 0 | 0 | 0 | 0 | 0 | 0 | 0 | 0 | 0 | 0 | 0 | 0 | 0 | 0 | 0 | 0 | 0 | 0 |  | 0 | 0 | 0 | 0 | 0 | 0 | 0 | 0 | 0 | 0 | 0 | 0 | 0 | 0 | 0 | 0 | 0 | 0 | 0 | 0 | 0 | 0 | 0 | 0 | 0 | 0 | 0 | 0 | 0 | 0 | 0 | 0 | 0 | 0 | 0 | 0 |  | 0 | 0 | 0 | 0 | 0 | 0 | 0 | 0 | 0 | 0 | 0 | 0 | 0 | 0 | 0 | 0 | 0 | 0 | 0 | 0 | 0 | 0 | 0 | 0 | 0 | 0 | 0 | 0 | 0 | 0 | 0 | 0 | 0 | 0 | 0 | 0 |  | 0 | 0 | 0 | 0 | 0 | 0 | 0 | 0 | 0 | 0 | 0 | 0 | 0 | 0 | 0 | 0 | 0 | 0 | 0 | 0 | 0 | 0 | 0 | 0 | 0 | 0 | 0 | 0 | 0 | 0 | 0 | 0 | 0 | 0 | 0 | 0 |  | 0 | 0 | 0 | 0 | 0 | 0 | 0 | 0 | 0 | 0 | 0 | 0 | 0 | 0 | 0 | 0 | 0 | 0 | 0 | 0 | 0 | 0 | 0 | 0 | 0 | 0 | 0 | 0 | 0 | 0 | 0 | 0 | 0 | 0 | 0 | 0 |  | 1 | 1 | 1 | 1 | 1 | 1 | 1 | 1 | 1 | 0
PG&E GBA | Dumbarton | 115 | 0 | 0 | 0 | 0 | 0 | 0 | 0 | 0 | 0 | 0 | 0 | 0 | 0 | 0 | 0 | 0 | 0 | 0 | 0 | 0 |  | 0 | 0 | 0 | 0 | 0 | 0 | 0 | 0 | 0 | 0 | 0 | 0 | 0 | 0 | 0 | 0 | 0 | 0 | 0 | 0 | 0 | 0 | 0 | 0 | 0 | 0 | 0 | 0 | 0 | 0 | 0 | 0 | 0 | 0 | 0 | 0 |  | 0 | 0 | 0 | 0 | 0 | 0 | 0 | 0 | 0 | 0 | 0 | 0 | 6.474 | 0 | 0 | 0 | 0 | 1 | 0 | 0 | 0 | 0 | 0 | 0 | 0 | 0 | 0 | 0 | 0 | 0 | -2 | 0 | 0 | 0 | 0 | 1 |  | 0 | 0 | 0 | 0 | 0 | 0 | 0 | 0 | 0 | 0 | 0 | 0 | 6.474 | 0 | 0 | 0 | 0 | 1 | 0 | 0 | 0 | 0 | 0 | 0 | 0 | 0 | 0 | 0 | 0 | 0 | -2 | 0 | 0 | 0 | 0 | 1 |  | 0 | 0 | 0 | 0 | 0 | 0 | 0 | 0 | 0 | 0 | 0 | 0 | 6.474 | 0 | 0 | 0 | 0 | 1 | 0 | 0 | 0 | 0 | 0 | 0 | 0 | 0 | 0 | 0 | 0 | 0 | -2 | 0 | 0 | 0 | 0 | 1 |  | 1 | 1 | 1 | 1 | 1 | 1 | 4+ | 1 | 1 | 1
SCE NOL | Dunn Siding | 115 | 0 | 0 | 0 | 0 | 0 | 0 | 0 | 0 | 0 | 0 | 0 | 0 | 0 | 0 | 0 | 0 | 0 | 0 | 0 | 0 |  | 0 | 0 | 0 | 0 | 0 | 0 | 0 | 0 | 0 | 0 | 0 | 0 | 0 | 0 | 0 | 0 | 0 | 0 | 0 | 0 | 0 | 0 | 0 | 0 | 0 | 0 | 0 | 0 | 0 | 0 | 0 | 0 | 0 | 0 | 0 | 0 |  | 0 | 0 | 0 | 0 | 0 | 0 | 0 | 0 | 0 | 0 | 0 | 0 | 0 | 0 | 0 | 0 | 0 | 0 | 0 | 0 | 0 | 0 | 0 | 0 | 0 | 0 | 0 | 0 | 0 | 0 | 0 | 0 | 0 | 0 | 0 | 0 |  | 0 | 0 | 0 | 0 | 0 | 0 | 0 | 0 | 0 | 0 | 0 | 0 | 0 | 0 | 0 | 0 | 0 | 0 | 0 | 0 | 0 | 0 | 0 | 0 | 0 | 0 | 0 | 0 | 0 | 0 | 0 | 0 | 0 | 0 | 0 | 0 |  | 0 | 0 | 0 | 0 | 0 | 0 | 0 | 0 | 0 | 0 | 0 | 0 | 0 | 0 | 0 | 0 | 0 | 0 | 0 | 0 | 0 | 0 | 0 | 0 | 0 | 0 | 0 | 0 | 0 | 0 | 0 | 0 | 0 | 0 | 0 | 0 |  | 1 | 1 | 1 | 1 | 1 | 1 | 1 | 1 | 1 | 0
SCE Eastern | Eagle Mountain | 230 | 0 | 0 | 0 | 0 | 0 | 0 | 0 | 0 | 0 | 0 | 0 | 0 | 0 | 0 | 0 | 0 | 0 | 0 | 0 | 0 |  | 0 | 0 | 0 | 0 | 0 | 0 | 0 | 0 | 0 | 0 | 0 | 0 | 0 | 0 | 0 | 0 | 0 | 0 | 0 | 0 | 0 | 0 | 0 | 0 | 0 | 0 | 0 | 0 | 0 | 0 | 0 | 0 | 0 | 0 | 0 | 0 |  | 0 | 0 | 0 | 0 | 0 | 0 | 0 | 0 | 0 | 0 | 0 | 0 | 0 | 0 | 0 | 0 | 0 | 0 | 0 | 0 | 0 | 0 | 0 | 0 | 0 | 0 | 0 | 0 | 0 | 0 | 0 | 0 | 0 | 0 | 0 | 0 |  | 0 | 0 | 0 | 0 | 0 | 0 | 0 | 0 | 0 | 0 | 0 | 0 | 0 | 0 | 0 | 0 | 0 | 0 | 0 | 0 | 0 | 0 | 0 | 0 | 0 | 0 | 0 | 0 | 0 | 0 | 0 | 0 | 0 | 0 | 0 | 0 |  | 0 | 0 | 0 | 0 | 0 | 0 | 0 | 0 | 0 | 0 | 0 | 0 | 0 | 0 | 0 | 0 | 0 | 0 | 0 | 0 | 0 | 0 | 0 | 0 | 0 | 0 | 0 | 0 | 0 | 0 | 0 | 0 | 0 | 0 | 0 | 0 |  | 1 | 1 | 1 | 1 | 1 | 1 | 1 | 1 | 1 | 0
PG&E NGBA | Eagle Rock (PGE) | 60 | 0 | 0 | 0 | 0 | 0 | 0 | 0 | 0 | 0 | 0 | 0 | 0 | 0 | 0 | 0 | 0 | 0 | 0 | 0 | 0 |  | 0 | 0 | 0 | 0 | 0 | 0 | 0 | 0 | 0 | 0 | 0 | 0 | 0 | 0 | 0 | 0 | 0 | 0 | 0 | 0 | 0 | 0 | 0 | 0 | 0 | 0 | 0 | 0 | 0 | 0 | 0 | 0 | 0 | 0 | 0 | 0 |  | 0 | 0 | 0 | 0 | 0 | 0 | 0 | 0 | 0 | 0 | 0 | 0 | 0 | 0 | 0 | 0 | 0 | 0 | 0 | 0 | 0 | 0 | 0 | 0 | 0 | 0 | 0 | 0 | 0 | 0 | 0 | 0 | 0 | 0 | 0 | 0 |  | 0 | 0 | 0 | 0 | 0 | 0 | 0 | 0 | 0 | 0 | 0 | 0 | 0 | 0 | 0 | 0 | 0 | 0 | 0 | 0 | 0 | 0 | 0 | 0 | 0 | 0 | 0 | 0 | 0 | 0 | 0 | 0 | 0 | 0 | 0 | 0 |  | 0 | 0 | 0 | 0 | 0 | 0 | 0 | 0 | 0 | 0 | 0 | 0 | 0 | 0 | 0 | 0 | 0 | 0 | 0 | 0 | 0 | 0 | 0 | 0 | 0 | 0 | 0 | 0 | 0 | 0 | 0 | 0 | 0 | 0 | 0 | 0 |  | 1 | 1 | 1 | 1 | 1 | 1 | 1 | 1 | 1 | 0
PG&E NGBA | Eagle Rock (PGE) | 115 | 0 | 0 | 0 | 0 | 0 | 0 | 0 | 0 | 0 | 0 | 0 | 0 | 0 | 0 | 0 | 0 | 0 | 0 | 0 | 0 |  | 0 | 0 | 0 | 0 | 0 | 0 | 0 | 0 | 0 | 0 | 0 | 0 | 0 | 0 | 0 | 0 | 0 | 0 | 0 | 0 | 0 | 0 | 0 | 0 | 0 | 0 | 0 | 0 | 0 | 0 | 0 | 0 | 0 | 0 | 0 | 0 |  | 0 | 0 | 0 | 0 | 0 | 0 | 0 | 0 | 0 | 0 | 0 | 0 | 0 | 0 | 0 | 0 | 0 | 0 | 0 | 0 | 0 | 0 | 0 | 0 | 0 | 0 | 0 | 0 | 0 | 0 | 0 | 0 | 0 | 0 | 0 | 0 |  | 0 | 0 | 0 | 0 | 0 | 0 | 0 | 0 | 0 | 0 | 0 | 0 | 0 | 0 | 0 | 0 | 0 | 0 | 0 | 0 | 0 | 0 | 0 | 0 | 0 | 0 | 0 | 0 | 0 | 0 | 0 | 0 | 0 | 0 | 0 | 0 |  | 0 | 0 | 0 | 0 | 0 | 0 | 0 | 0 | 0 | 0 | 0 | 0 | 0 | 0 | 0 | 0 | 0 | 0 | 0 | 0 | 0 | 0 | 0 | 0 | 0 | 0 | 0 | 0 | 0 | 0 | 0 | 0 | 0 | 0 | 0 | 0 |  | 1 | 1 | 1 | 1 | 1 | 1 | 1 | 1 | 1 | 0
SCE Metro | Eagle Rock (SCE) | 230 | 0 | 0 | 0 | 0 | 0 | 0 | 0 | 0 | 0 | 0 | 0 | 0 | 0 | 0 | 0 | 0 | 0 | 0 | 0 | 0 |  | 0 | 0 | 0 | 0 | 0 | 0 | 0 | 0 | 0 | 0 | 0 | 0 | 0 | 0 | 0 | 0 | 0 | 0 | 0 | 0 | 0 | 0 | 0 | 0 | 0 | 0 | 0 | 0 | 0 | 0 | 0 | 0 | 0 | 0 | 0 | 0 |  | 0 | 0 | 0 | 0 | 0 | 0 | 0 | 0 | 0 | 0 | 0 | 0 | 0 | 0 | 0 | 0 | 0 | 0 | 0 | 0 | 0 | 0 | 0 | 0 | 0 | 0 | 0 | 0 | 0 | 0 | 0 | 0 | 0 | 0 | 0 | 0 |  | 0 | 0 | 0 | 0 | 0 | 0 | 0 | 0 | 0 | 0 | 0 | 0 | 0 | 0 | 0 | 0 | 0 | 0 | 0 | 0 | 0 | 0 | 0 | 0 | 0 | 0 | 0 | 0 | 0 | 0 | 0 | 0 | 0 | 0 | 0 | 0 |  | 0 | 0 | 0 | 0 | 0 | 0 | 0 | 0 | 0 | 0 | 0 | 0 | 0 | 0 | 0 | 0 | 0 | 0 | 0 | 0 | 0 | 0 | 0 | 0 | 0 | 0 | 0 | 0 | 0 | 0 | 0 | 0 | 0 | 0 | 0 | 0 |  | 1 | 1 | 1 | 1 | 1 | 1 | 1 | 1 | 1 | 0
PG&E NGBA | East Marysville | 115 | 0 | 0 | 0 | 0 | 0 | 0 | 0 | 0 | 0 | 0 | 0 | 0 | 0 | 0 | 0 | 0 | 0 | 0 | 0 | 0 |  | 0 | 0 | 0 | 0 | 0 | 0 | 0 | 0 | 0 | 0 | 0 | 0 | 0 | 0 | 0 | 0 | 0 | 0 | 0 | 0 | 0 | 0 | 0 | 0 | 0 | 0 | 0 | 0 | 0 | 0 | 0 | 0 | 0 | 0 | 0 | 0 |  | 0 | 0 | 0 | 0 | 0 | 0 | 0 | 0 | 0 | 0 | 0 | 0 | 0 | 0 | 0 | 0 | 0 | 0 | 0 | 0 | 0 | 0 | 0 | 0 | 0 | 0 | 0 | 0 | 0 | 0 | 0 | 0 | 0 | 0 | 0 | 0 |  | 0 | 0 | 0 | 0 | 0 | 0 | 0 | 0 | 0 | 0 | 0 | 0 | 0 | 0 | 0 | 0 | 0 | 0 | 0 | 0 | 0 | 0 | 0 | 0 | 0 | 0 | 0 | 0 | 0 | 0 | 0 | 0 | 0 | 0 | 0 | 0 |  | 0 | 0 | 0 | 0 | 0 | 0 | 0 | 0 | 0 | 0 | 0 | 0 | 10.972 | 0 | 0 | 0 | 0 | 1 | 0 | 0 | 0 | 0 | 0 | 0 | 0 | 0 | 0 | 0 | 0 | 0 | -2 | 0 | 0 | 0 | 0 | 1 |  | 1 | 1 | 1 | 1 | 1 | 1 | 1+ | 1 | 1 | 1
PG&E NGBA | East Nicolaus | 115 | 0 | 0 | 0 | 0 | 0 | 0 | 0 | 0 | 0 | 0 | 0 | 0 | 0 | 0 | 0 | 0 | 0 | 0 | 0 | 0 |  | 0 | 0 | 0 | 0 | 0 | 0 | 0 | 0 | 0 | 0 | 0 | 0 | 0 | 0 | 0 | 0 | 0 | 0 | 0 | 0 | 0 | 0 | 0 | 0 | 0 | 0 | 0 | 0 | 0 | 0 | 0 | 0 | 0 | 0 | 0 | 0 |  | 0 | 0 | 0 | 0 | 0 | 0 | 0 | 0 | 0 | 0 | 0 | 0 | 0 | 0 | 0 | 0 | 0 | 0 | 0 | 0 | 0 | 0 | 0 | 0 | 0 | 0 | 0 | 0 | 0 | 0 | 0 | 0 | 0 | 0 | 0 | 0 |  | 0 | 0 | 0 | 0 | 0 | 0 | 0 | 0 | 0 | 0 | 0 | 0 | 0 | 0 | 0 | 0 | 0 | 0 | 0 | 0 | 0 | 0 | 0 | 0 | 0 | 0 | 0 | 0 | 0 | 0 | 0 | 0 | 0 | 0 | 0 | 0 |  | 0 | 0 | 0 | 0 | 0 | 0 | 0 | 0 | 0 | 0 | 0 | 0 | 0 | 0 | 0 | 0 | 0 | 0 | 0 | 0 | 0 | 0 | 0 | 0 | 0 | 0 | 0 | 0 | 0 | 0 | 0 | 0 | 0 | 0 | 0 | 0 |  | 1 | 1 | 1 | 1 | 1 | 1 | 1 | 1 | 1 | 0
PG&E NGBA | East Nicolaus | 60 | 0 | 0 | 0 | 0 | 0 | 0 | 0 | 0 | 0 | 0 | 0 | 0 | 0 | 0 | 0 | 0 | 0 | 0 | 0 | 0 |  | 0 | 0 | 0 | 0 | 0 | 0 | 0 | 0 | 0 | 0 | 0 | 0 | 0 | 0 | 0 | 0 | 0 | 0 | 0 | 0 | 0 | 0 | 0 | 0 | 0 | 0 | 0 | 0 | 0 | 0 | 0 | 0 | 0 | 0 | 0 | 0 |  | 0 | 0 | 0 | 0 | 0 | 0 | 0 | 0 | 0 | 0 | 0 | 0 | 0 | 0 | 0 | 0 | 0 | 0 | 0 | 0 | 0 | 0 | 0 | 0 | 0 | 0 | 0 | 0 | 0 | 0 | 0 | 0 | 0 | 0 | 0 | 0 |  | 0 | 0 | 0 | 0 | 0 | 0 | 0 | 0 | 0 | 0 | 0 | 0 | 0 | 0 | 0 | 0 | 0 | 0 | 0 | 0 | 0 | 0 | 0 | 0 | 0 | 0 | 0 | 0 | 0 | 0 | 0 | 0 | 0 | 0 | 0 | 0 |  | 0 | 0 | 0 | 0 | 0 | 0 | 0 | 0 | 0 | 0 | 0 | 0 | 0 | 0 | 0 | 0 | 0 | 0 | 0 | 0 | 0 | 0 | 0 | 0 | 0 | 0 | 0 | 0 | 0 | 0 | 0 | 0 | 0 | 0 | 0 | 0 |  | 1 | 1 | 1 | 1 | 1 | 1 | 1 | 1 | 1 | 0
PG&E GBA | Eastshore | 115 | 0 | 0 | 0 | 0 | 0 | 0 | 0 | 0 | 0 | 0 | 0 | 0 | 0 | 0 | 0 | 0 | 90.7 | 90.7 | 0 | 1 |  | 0 | 0 | 0 | 0 | 0 | 0 | 0 | 0 | 0 | 0 | 0 | 0 | 0 | 0 | 0 | 0 | 0 | 0 | 0 | 0 | 0 | 0 | 0 | 0 | 0 | 0 | 0 | 0 | 0 | 0 | 0 | 2 | 2 | 0 | 0 | 1 |  | 0 | 0 | 0 | 0 | 0 | 0 | 0 | 0 | 0 | 0 | 0 | 0 | 0 | 0 | 0 | 0 | 0 | 0 | 0 | 0 | 0 | 0 | 0 | 0 | 0 | 0 | 0 | 0 | 0 | 0 | 0 | 2 | 2 | 0 | 0 | 1 |  | 0 | 0 | 0 | 0 | 0 | 0 | 0 | 0 | 0 | 0 | 0 | 0 | 0 | 0 | 252 | 0 | 0 | 1 | 0 | 0 | 0 | 0 | 0 | 0 | 0 | 0 | 0 | 0 | 0 | 0 | 0 | 2 | -2 | 0 | 0 | 1 |  | 0 | 0 | 0 | 0 | 0 | 0 | 0 | 0 | 0 | 0 | 0 | 0 | 0 | 0 | 252 | 0 | 0 | 1 | 0 | 0 | 0 | 0 | 0 | 0 | 0 | 0 | 0 | 0 | 0 | 0 | 0 | 2 | -1 | 0 | 0 | 1 |  | 1 | 1 | 1 | 1 | 1 | 1 | 1 | 2- | 1 | 1
PG&E GBA | Eastshore | 230 | 0 | 0 | 0 | 0 | 0 | 0 | 0 | 0 | 0 | 0 | 0 | 0 | 245 | 200 | 445 | 0 | 5 | 5 | 0 | 1 |  | 0 | 0 | 0 | 0 | 0 | 0 | 0 | 0 | 0 | 0 | 0 | 0 | 0 | 0 | 0 | 0 | 0 | 0 | 0 | 0 | 0 | 0 | 0 | 0 | 0 | 0 | 0 | 0 | 0 | 2 | 2 | 2 | 2 | 0 | 0 | 1 |  | 0 | 0 | 0 | 0 | 0 | 0 | 0 | 0 | 0 | 0 | 0 | 0 | 0 | 0 | 0 | 0 | 0 | 0 | 0 | 0 | 0 | 0 | 0 | 0 | 0 | 0 | 0 | 0 | 0 | 2 | 2 | 2 | 2 | 0 | 0 | 1 |  | 0 | 0 | 0 | 0 | 0 | 0 | 0 | 0 | 0 | 0 | 0 | 0 | 0 | 0 | 0 | 0 | 0 | 0 | 0 | 0 | 0 | 0 | 0 | 0 | 0 | 0 | 0 | 0 | 0 | 2 | 2 | 2 | 2 | 0 | 0 | 1 |  | 0 | 0 | 0 | 0 | 0 | 0 | 0 | 0 | 0 | 0 | 0 | 0 | 0 | 0 | 0 | 0 | 0 | 0 | 0 | 0 | 0 | 0 | 0 | 0 | 0 | 0 | 0 | 0 | 0 | 2 | 2 | 2 | 2 | 0 | 0 | 1 |  | 1 | 1 | 1 | 1 | 1 | 1 | 5- | 5- | 1 | 1
SDGE | ECO | 138 | 0 | 0 | 0 | 0 | 0 | 0 | 0 | 0 | 0 | 0 | 0 | 0 | 0 | 0 | 0 | 0 | 0 | 0 | 0 | 0 |  | 0 | 0 | 0 | 0 | 0 | 0 | 0 | 0 | 0 | 0 | 0 | 0 | 0 | 0 | 0 | 0 | 0 | 0 | 0 | 0 | 0 | 0 | 0 | 0 | 0 | 0 | 0 | 0 | 0 | 0 | 0 | 0 | 0 | 0 | 0 | 0 |  | 0 | 0 | 0 | 0 | 0 | 0 | 0 | 0 | 0 | 0 | 0 | 0 | 0 | 0 | 0 | 0 | 0 | 0 | 0 | 0 | 0 | 0 | 0 | 0 | 0 | 0 | 0 | 0 | 0 | 0 | 0 | 0 | 0 | 0 | 0 | 0 |  | 0 | 0 | 0 | 0 | 0 | 0 | 0 | 0 | 0 | 0 | 0 | 0 | 0 | 0 | 0 | 0 | 0 | 0 | 0 | 0 | 0 | 0 | 0 | 0 | 0 | 0 | 0 | 0 | 0 | 0 | 0 | 0 | 0 | 0 | 0 | 0 |  | 0 | 0 | 0 | 0 | 0 | 0 | 0 | 0 | 0 | 0 | 0 | 0 | 0 | 0 | 0 | 0 | 0 | 0 | 0 | 0 | 0 | 0 | 0 | 0 | 0 | 0 | 0 | 0 | 0 | 0 | 0 | 0 | 0 | 0 | 0 | 0 |  | 1 | 1 | 1 | 1 | 1 | 1 | 1 | 1 | 1 | 0
SDGE | ECO | 230 | 0 | 0 | 350 | 0 | 350 | 0 | 0 | 0 | 0 | 0 | 0 | 0 | 0 | 0 | 0 | 0 | 0 | 0 | 0 | 1 |  | 0 | 0 | 0 | 0 | 0 | 52.5 | 0 | 0 | 0 | 0 | 0 | 0 | 0 | 0 | 0 | 0 | 0 | 1 | 0 | 0 | 0 | 0 | 2 | 2 | 0 | 0 | 0 | 0 | 0 | 0 | 0 | 0 | 0 | 0 | 0 | 1 |  | 0 | 0 | 0 | 0 | 300 | 352.5 | 0 | 0 | 0 | 0 | 0 | 0 | 0 | 0 | 0 | 0 | 0 | 1 | 0 | 0 | 0 | 0 | 1 | 0 | 0 | 0 | 0 | 0 | 0 | 0 | 0 | 0 | 0 | 0 | 0 | 1 |  | 0 | 0 | 0 | 0 | 300 | 352.5 | 0 | 0 | 0 | 0 | 0 | 0 | 0 | 0 | 0 | 0 | 0 | 1 | 0 | 0 | 0 | 0 | 1 | 0 | 0 | 0 | 0 | 0 | 0 | 0 | 0 | 0 | 0 | 0 | 0 | 1 |  | 0 | 0 | 0 | 0 | 300 | 352.5 | 0 | 0 | 0 | 0 | 0 | 0 | 0 | 0 | 0 | 0 | 0 | 1 | 0 | 0 | 0 | 0 | 1 | 0 | 0 | 0 | 0 | 0 | 0 | 0 | 0 | 0 | 0 | 0 | 0 | 1 |  | 1 | 1 | 1 | 1 | 1 | 1 | 1 | 1 | 1 | 0
SDGE | ECO | 500 | 0 | 0 | 0 | 0 | 0 | 0 | 0 | 0 | 0 | 0 | 0 | 0 | 0 | 0 | 0 | 0 | 0 | 0 | 0 | 0 |  | 0 | 0 | 0 | 0 | 0 | 1001 | 0 | 0 | 0 | 0 | 0 | 0 | 0 | 0 | 0 | 0 | 0 | 1 | 0 | 0 | 0 | 0 | 0 | -2 | 0 | 0 | 0 | 0 | 0 | 0 | 0 | 0 | 0 | 0 | 0 | 1 |  | 0 | 0 | 0 | 0 | 0 | 0 | 0 | 0 | 0 | 0 | 0 | 0 | 0 | 0 | 0 | 0 | 0 | 0 | 0 | 0 | 0 | 0 | 0 | 0 | 0 | 0 | 0 | 0 | 0 | 0 | 0 | 0 | 0 | 0 | 0 | 0 |  | 0 | 0 | 0 | 0 | 0 | 1001 | 0 | 0 | 0 | 0 | 0 | 0 | 0 | 0 | 0 | 0 | 0 | 1 | 0 | 0 | 0 | 0 | 0 | -2 | 0 | 0 | 0 | 0 | 0 | 0 | 0 | 0 | 0 | 0 | 0 | 1 |  | 0 | 0 | 0 | 0 | 0 | 1001 | 0 | 0 | 0 | 0 | 0 | 0 | 0 | 0 | 0 | 0 | 0 | 1 | 0 | 0 | 0 | 0 | 0 | -2 | 0 | 0 | 0 | 0 | 0 | 0 | 0 | 0 | 0 | 0 | 0 | 1 |  | 1 | 1 | 2+ | 1 | 1 | 1 | 1 | 1 | 1 | 1
PG&E GBA | Edenvale | 115 | 0 | 0 | 0 | 0 | 0 | 0 | 0 | 0 | 0 | 0 | 0 | 0 | 0 | 0 | 0 | 0 | 0 | 0 | 0 | 0 |  | 0 | 0 | 0 | 0 | 0 | 0 | 0 | 0 | 0 | 0 | 0 | 0 | 0 | 0 | 0 | 0 | 0 | 0 | 0 | 0 | 0 | 0 | 0 | 0 | 0 | 0 | 0 | 0 | 0 | 0 | 0 | 0 | 0 | 0 | 0 | 0 |  | 0 | 0 | 0 | 0 | 0 | 0 | 0 | 0 | 0 | 0 | 0 | 0 | 2.724 | 0 | 2.724 | 0 | 0 | 1 | 0 | 0 | 0 | 0 | 0 | 0 | 0 | 0 | 0 | 0 | 0 | 0 | 0 | 0 | 0 | 0 | 0 | 0 |  | 0 | 0 | 0 | 0 | 0 | 0 | 0 | 0 | 0 | 0 | 0 | 0 | 2.724 | 0 | 2.724 | 0 | 0 | 1 | 0 | 0 | 0 | 0 | 0 | 0 | 0 | 0 | 0 | 0 | 0 | 0 | 0 | 0 | 0 | 0 | 0 | 0 |  | 0 | 0 | 0 | 0 | 0 | 0 | 0 | 0 | 0 | 0 | 0 | 0 | 2.724 | 0 | 2.724 | 0 | 0 | 1 | 0 | 0 | 0 | 0 | 0 | 0 | 0 | 0 | 0 | 0 | 0 | 0 | 0 | 0 | 0 | 0 | 0 | 0 |  | 1 | 1 | 1 | 1 | 1 | 1 | 1 | 1 | 1 | 0
PG&E GBA | Edes | 115 | 0 | 0 | 0 | 0 | 0 | 0 | 0 | 0 | 0 | 0 | 0 | 0 | 0 | 0 | 0 | 0 | 0 | 0 | 0 | 0 |  | 0 | 0 | 0 | 0 | 0 | 0 | 0 | 0 | 0 | 0 | 0 | 0 | 0 | 0 | 0 | 0 | 0 | 0 | 0 | 0 | 0 | 0 | 0 | 0 | 0 | 0 | 0 | 0 | 0 | 0 | 0 | 0 | 0 | 0 | 0 | 0 |  | 0 | 0 | 0 | 0 | 0 | 0 | 0 | 0 | 0 | 0 | 0 | 0 | 1.731 | 0 | 1.13 | 0 | 0 | 1 | 0 | 0 | 0 | 0 | 0 | 0 | 0 | 0 | 0 | 0 | 0 | 0 | 0 | 0 | 0 | 0 | 0 | 0 |  | 0 | 0 | 0 | 0 | 0 | 0 | 0 | 0 | 0 | 0 | 0 | 0 | 1.731 | 0 | 1.13 | 0 | 0 | 1 | 0 | 0 | 0 | 0 | 0 | 0 | 0 | 0 | 0 | 0 | 0 | 0 | 0 | 0 | 0 | 0 | 0 | 0 |  | 0 | 0 | 0 | 0 | 0 | 0 | 0 | 0 | 0 | 0 | 0 | 0 | 5.585 | 0 | 1.13 | 0 | 0 | 1 | 0 | 0 | 0 | 0 | 0 | 0 | 0 | 0 | 0 | 0 | 0 | 0 | -2 | 0 | 0 | 0 | 0 | 1 |  | 1 | 1 | 1 | 1 | 1 | 1 | 1+ | 1 | 1 | 1
PG&E GBA | Eight Mile | 230 | 0 | 0 | 0 | 0 | 0 | 0 | 0 | 0 | 0 | 0 | 0 | 0 | 0 | 0 | 0 | 0 | 0 | 0 | 0 | 0 |  | 0 | 0 | 0 | 0 | 0 | 0 | 0 | 0 | 0 | 0 | 0 | 0 | 0 | 0 | 0 | 0 | 0 | 0 | 0 | 0 | 0 | 0 | 0 | 0 | 0 | 0 | 0 | 0 | 0 | 0 | 0 | 0 | 0 | 0 | 0 | 0 |  | 0 | 0 | 0 | 0 | 0 | 0 | 0 | 0 | 0 | 0 | 0 | 0 | 0 | 0 | 0 | 0 | 0 | 0 | 0 | 0 | 0 | 0 | 0 | 0 | 0 | 0 | 0 | 0 | 0 | 0 | 0 | 0 | 0 | 0 | 0 | 0 |  | 0 | 0 | 0 | 0 | 0 | 0 | 0 | 0 | 0 | 0 | 0 | 0 | 0 | 0 | 0 | 0 | 0 | 0 | 0 | 0 | 0 | 0 | 0 | 0 | 0 | 0 | 0 | 0 | 0 | 0 | 0 | 0 | 0 | 0 | 0 | 0 |  | 0 | 0 | 0 | 0 | 0 | 0 | 0 | 0 | 0 | 0 | 0 | 0 | 2 | 0 | 0 | 0 | 0 | 1 | 0 | 0 | 0 | 0 | 0 | 0 | 0 | 0 | 0 | 0 | 0 | 0 | 0 | 0 | 0 | 0 | 0 | 0 |  | 1 | 1 | 1 | 1 | 1 | 1 | 1 | 1 | 1 | 0
SDGE | El Cajon | 69 | 0 | 0 | 0 | 0 | 0 | 0 | 0 | 0 | 0 | 0 | 0 | 0 | 0 | 0 | 0 | 0 | 0 | 0 | 0 | 0 |  | 0 | 0 | 0 | 0 | 0 | 0 | 0 | 0 | 0 | 0 | 0 | 0 | 0 | 0 | 0.774 | 0 | 0 | 1 | 0 | 0 | 0 | 0 | 0 | 0 | 0 | 0 | 0 | 0 | 0 | 0 | 0 | 0 | -2 | 0 | 0 | 1 |  | 0 | 0 | 0 | 0 | 0 | 0 | 0 | 0 | 0 | 0 | 0 | 0 | 0 | 50 | 50 | 0 | 0 | 1 | 0 | 0 | 0 | 0 | 0 | 0 | 0 | 0 | 0 | 0 | 0 | 0 | 0 | -2 | -2 | 0 | 0 | 1 |  | 0 | 0 | 0 | 0 | 0 | 0 | 0 | 0 | 0 | 0 | 0 | 0 | 0 | 50 | 50 | 0 | 0 | 1 | 0 | 0 | 0 | 0 | 0 | 0 | 0 | 0 | 0 | 0 | 0 | 0 | 0 | -2 | -2 | 0 | 0 | 1 |  | 0 | 0 | 0 | 0 | 0 | 0 | 0 | 0 | 0 | 0 | 1.1 | 0 | 0 | 50 | 50 | 0 | 0 | 1 | 0 | 0 | 0 | 0 | 0 | 0 | 0 | 0 | 0 | 0 | -2 | 0 | 0 | -2 | -2 | 0 | 0 | 1 |  | 1 | 1 | 1 | 1 | 1 | 1+ | 1 | 4+ | 1 | 1
SCE Eastern | El Casco | 230 | 0 | 0 | 0 | 0 | 0 | 0 | 0 | 0 | 0 | 0 | 0 | 0 | 0 | 0 | 0 | 0 | 0 | 0 | 0 | 0 |  | 0 | 0 | 0 | 0 | 0 | 0 | 0 | 0 | 0 | 0 | 0 | 0 | 0 | 0 | 0 | 0 | 0 | 0 | 0 | 0 | 0 | 0 | 0 | 0 | 0 | 0 | 0 | 0 | 0 | 0 | 0 | 0 | 0 | 0 | 0 | 0 |  | 0 | 0 | 0 | 0 | 0 | 0 | 0 | 0 | 0 | 0 | 0 | 0 | 0 | 0 | 116.6 | 0 | 0 | 1 | 0 | 0 | 0 | 0 | 0 | 0 | 0 | 0 | 0 | 0 | 0 | 0 | 0 | 0 | -2 | 0 | 0 | 1 |  | 0 | 0 | 0 | 0 | 0 | 0 | 0 | 0 | 0 | 0 | 0 | 0 | 0 | 0 | 116.6 | 0 | 0 | 1 | 0 | 0 | 0 | 0 | 0 | 0 | 0 | 0 | 0 | 0 | 0 | 0 | 0 | 0 | -2 | 0 | 0 | 1 |  | 0 | 0 | 0 | 0 | 0 | 0 | 0 | 0 | 0 | 0 | 0 | 0 | 0 | 0 | 311.6 | 0 | 0 | 1 | 0 | 0 | 0 | 0 | 0 | 0 | 0 | 0 | 0 | 0 | 0 | 0 | 0 | 0 | -1 | 0 | 0 | 1 |  | 1 | 1 | 1 | 1 | 1 | 1 | 1 | 4+ | 1 | 1
PG&E GBA | El Cerrito G | 115 | 0 | 0 | 0 | 0 | 0 | 0 | 0 | 0 | 0 | 0 | 0 | 0 | 0 | 0 | 0 | 0 | 0 | 0 | 0 | 0 |  | 0 | 0 | 0 | 0 | 0 | 0 | 0 | 0 | 0 | 0 | 0 | 0 | 0 | 0 | 0 | 0 | 0 | 0 | 0 | 0 | 0 | 0 | 0 | 0 | 0 | 0 | 0 | 0 | 0 | 0 | 0 | 0 | 0 | 0 | 0 | 0 |  | 0 | 0 | 0 | 0 | 0 | 0 | 0 | 0 | 0 | 0 | 0 | 0 | 6.065 | 0 | 0 | 0 | 0 | 1 | 0 | 0 | 0 | 0 | 0 | 0 | 0 | 0 | 0 | 0 | 0 | 0 | -2 | 0 | 0 | 0 | 0 | 1 |  | 0 | 0 | 0 | 0 | 0 | 0 | 0 | 0 | 0 | 0 | 0 | 0 | 6.065 | 0 | 0 | 0 | 0 | 1 | 0 | 0 | 0 | 0 | 0 | 0 | 0 | 0 | 0 | 0 | 0 | 0 | -2 | 0 | 0 | 0 | 0 | 1 |  | 0 | 0 | 0 | 0 | 0 | 0 | 0 | 0 | 0 | 0 | 0 | 0 | 6.065 | 0 | 0 | 0 | 0 | 1 | 0 | 0 | 0 | 0 | 0 | 0 | 0 | 0 | 0 | 0 | 0 | 0 | -2 | 0 | 0 | 0 | 0 | 1 |  | 1 | 1 | 1 | 1 | 1 | 1 | 4+ | 1 | 1 | 1
PG&E NGBA | El Dorado PH | 115 | 0 | 0 | 0 | 0 | 0 | 0 | 0 | 0 | 0 | 0 | 0 | 0 | 0 | 0 | 0 | 0 | 0 | 0 | 0 | 0 |  | 0 | 0 | 0 | 0 | 0 | 0 | 0 | 0 | 0 | 0 | 0 | 0 | 0 | 0 | 0 | 0 | 0 | 0 | 0 | 0 | 0 | 0 | 0 | 0 | 0 | 0 | 0 | 0 | 0 | 0 | 0 | 0 | 0 | 0 | 0 | 0 |  | 0 | 0 | 0 | 0 | 0 | 0 | 0 | 0 | 0 | 0 | 0 | 0 | 0 | 0 | 5.187 | 0 | 0 | 1 | 0 | 0 | 0 | 0 | 0 | 0 | 0 | 0 | 0 | 0 | 0 | 0 | 0 | 0 | -2 | 0 | 0 | 1 |  | 0 | 0 | 0 | 0 | 0 | 0 | 0 | 0 | 0 | 0 | 0 | 0 | 0 | 0 | 5.187 | 0 | 0 | 1 | 0 | 0 | 0 | 0 | 0 | 0 | 0 | 0 | 0 | 0 | 0 | 0 | 0 | 0 | -2 | 0 | 0 | 1 |  | 0 | 0 | 0 | 0 | 0 | 0 | 0 | 0 | 0 | 0 | 0 | 0 | 0 | 0 | 5.187 | 0 | 0 | 1 | 0 | 0 | 0 | 0 | 0 | 0 | 0 | 0 | 0 | 0 | 0 | 0 | 0 | 0 | 0 | 0 | 0 | 0 |  | 1 | 1 | 1 | 1 | 1 | 1 | 1 | 4+ | 1 | 1
PG&E FRESNO | El Nido (PGE) | 115 | 0 | 0 | 0 | 0 | 0 | 0 | 0 | 0 | 0 | 0 | 0 | 0 | 0 | 0 | 0 | 0 | 0 | 0 | 0 | 0 |  | 0 | 0 | 0 | 0 | 0 | 0 | 0 | 0 | 0 | 0 | 0 | 0 | 0 | 0 | 0 | 0 | 0 | 0 | 0 | 0 | 0 | 0 | 0 | 0 | 0 | 0 | 0 | 0 | 0 | 0 | 0 | 0 | 0 | 0 | 0 | 0 |  | 0 | 0 | 0 | 0 | 0 | 0 | 0 | 0 | 0 | 0 | 0 | 0 | 0 | 200 | 203.699 | 0 | 0 | 1 | 0 | 0 | 0 | 0 | 0 | 0 | 0 | 0 | 0 | 0 | 0 | 0 | 0 | -2 | -2 | 0 | 0 | 1 |  | 0 | 0 | 0 | 0 | 0 | 0 | 0 | 0 | 0 | 0 | 0 | 0 | 0 | 200 | 203.699 | 0 | 0 | 1 | 0 | 0 | 0 | 0 | 0 | 0 | 0 | 0 | 0 | 0 | 0 | 0 | 0 | -2 | -2 | 0 | 0 | 1 |  | 0 | 0 | 0 | 0 | 0 | 0 | 0 | 0 | 0 | 0 | 0 | 0 | 0 | 200 | 203.699 | 0 | 0 | 1 | 0 | 0 | 0 | 0 | 0 | 0 | 0 | 0 | 0 | 0 | 0 | 0 | 0 | -2 | -2 | 0 | 0 | 1 |  | 1 | 1 | 1 | 1 | 1 | 1 | 1 | 4+ | 1 | 1
SCE Metro | El Nido (SCE) | 230 | 0 | 0 | 0 | 0 | 0 | 0 | 0 | 0 | 0 | 0 | 0 | 0 | 0 | 0 | 0 | 0 | 400 | 400 | 0 | 1 |  | 0 | 0 | 0 | 0 | 0 | 0 | 0 | 0 | 0 | 0 | 0 | 0 | 0 | 0 | 0 | 0 | 0 | 0 | 0 | 0 | 0 | 0 | 0 | 0 | 0 | 0 | 0 | 0 | 0 | 0 | 0 | 2 | 2 | 0 | 0 | 1 |  | 0 | 0 | 0 | 0 | 0 | 0 | 0 | 0 | 0 | 0 | 0 | 0 | 0 | 0 | 0 | 0 | 0 | 0 | 0 | 0 | 0 | 0 | 0 | 0 | 0 | 0 | 0 | 0 | 0 | 0 | 0 | 2 | 2 | 0 | 0 | 1 |  | 0 | 0 | 0 | 0 | 0 | 0 | 0 | 0 | 0 | 0 | 0 | 0 | 0 | 0 | 405.6634 | 0 | 0 | 1 | 0 | 0 | 0 | 0 | 0 | 0 | 0 | 0 | 0 | 0 | 0 | 0 | 0 | 2 | 0 | 0 | 0 | 1 |  | 0 | 0 | 0 | 0 | 0 | 0 | 0 | 0 | 0 | 0 | 0 | 0 | 0 | 0 | 405.6634 | 0 | 0 | 1 | 0 | 0 | 0 | 0 | 0 | 0 | 0 | 0 | 0 | 0 | 0 | 0 | 0 | 2 | 0 | 0 | 0 | 1 |  | 1 | 1 | 1 | 1 | 1 | 1 | 1 | 2- | 1 | 1
PG&E GBA | El Patio | 115 | 0 | 0 | 0 | 0 | 0 | 0 | 0 | 0 | 0 | 0 | 0 | 0 | 0 | 0 | 0 | 0 | 0 | 0 | 0 | 0 |  | 0 | 0 | 0 | 0 | 0 | 0 | 0 | 0 | 0 | 0 | 0 | 0 | 0 | 0 | 0 | 0 | 0 | 0 | 0 | 0 | 0 | 0 | 0 | 0 | 0 | 0 | 0 | 0 | 0 | 0 | 0 | 0 | 0 | 0 | 0 | 0 |  | 0 | 0 | 0 | 0 | 0 | 0 | 0 | 0 | 0 | 0 | 0 | 0 | 1.208 | 0 | 0.979 | 0 | 0 | 1 | 0 | 0 | 0 | 0 | 0 | 0 | 0 | 0 | 0 | 0 | 0 | 0 | 0 | 0 | 0 | 0 | 0 | 0 |  | 0 | 0 | 0 | 0 | 0 | 0 | 0 | 0 | 0 | 0 | 0 | 0 | 1.208 | 0 | 0.979 | 0 | 0 | 1 | 0 | 0 | 0 | 0 | 0 | 0 | 0 | 0 | 0 | 0 | 0 | 0 | 0 | 0 | 0 | 0 | 0 | 0 |  | 0 | 0 | 0 | 0 | 0 | 0 | 0 | 0 | 0 | 0 | 0 | 0 | 1.208 | 0 | 0.979 | 0 | 0 | 1 | 0 | 0 | 0 | 0 | 0 | 0 | 0 | 0 | 0 | 0 | 0 | 0 | 0 | 0 | 0 | 0 | 0 | 0 |  | 1 | 1 | 1 | 1 | 1 | 1 | 1 | 1 | 1 | 0
SCE Metro | El Segundo | 230 | 0 | 0 | 0 | 0 | 0 | 0 | 0 | 0 | 0 | 0 | 0 | 0 | 0 | 0 | 0 | 0 | 0 | 0 | 0 | 0 |  | 0 | 0 | 0 | 0 | 0 | 0 | 0 | 0 | 0 | 0 | 0 | 0 | 0 | 0 | 0 | 0 | 0 | 0 | 0 | 0 | 0 | 0 | 0 | 0 | 0 | 0 | 0 | 0 | 0 | 0 | 0 | 0 | 0 | 0 | 0 | 0 |  | 0 | 0 | 0 | 0 | 0 | 0 | 0 | 0 | 0 | 0 | 0 | 0 | 0 | 0 | 0 | 0 | 0 | 0 | 0 | 0 | 0 | 0 | 0 | 0 | 0 | 0 | 0 | 0 | 0 | 0 | 0 | 0 | 0 | 0 | 0 | 0 |  | 0 | 0 | 0 | 0 | 0 | 0 | 0 | 0 | 0 | 0 | 0 | 0 | 0 | 0 | 0 | 0 | 0 | 0 | 0 | 0 | 0 | 0 | 0 | 0 | 0 | 0 | 0 | 0 | 0 | 0 | 0 | 0 | 0 | 0 | 0 | 0 |  | 0 | 0 | 0 | 0 | 0 | 0 | 0 | 0 | 0 | 0 | 0 | 0 | 0 | 0 | 0 | 0 | 0 | 0 | 0 | 0 | 0 | 0 | 0 | 0 | 0 | 0 | 0 | 0 | 0 | 0 | 0 | 0 | 0 | 0 | 0 | 0 |  | 1 | 1 | 1 | 1 | 1 | 1 | 1 | 1 | 1 | 0
EOP | Eldorado | 230 | 185.8 | 0 | 0 | 0 | 0 | 0 | 0 | 0 | 0 | 0 | 0 | 0 | 0 | 0 | 0 | 0 | 150 | 150 | 0 | 1 |  | 0 | 0 | 0 | 0 | 0 | 0 | 0 | 0 | 0 | 0 | 0 | 0 | 0 | 250 | 256.29 | 0 | 0 | 1 | 2 | 2 | 0 | 0 | 0 | 0 | 0 | 0 | 0 | 0 | 0 | 0 | 0 | -2 | -2 | 0 | 0 | 1 |  | 0 | 0 | 0 | 0 | 0 | 0 | 0 | 0 | 0 | 0 | 0 | 0 | 0 | 250 | 277.29 | 0 | 0 | 1 | 2 | 2 | 0 | 0 | 0 | 0 | 0 | 0 | 0 | 0 | 0 | 0 | 0 | -2 | -2 | 0 | 0 | 1 |  | 0 | 0 | 0 | 0 | 0 | 0 | 0 | 0 | 0 | 0 | 0 | 0 | 0 | 250 | 533.58 | 0 | 0 | 1 | 2 | 2 | 0 | 0 | 0 | 0 | 0 | 0 | 0 | 0 | 0 | 0 | 0 | -2 | -2 | 0 | 0 | 1 |  | 0 | 0 | 0 | 0 | 0 | 0 | 0 | 0 | 0 | 0 | 0 | 0 | 0 | 250 | 533.58 | 0 | 0 | 1 | 2 | 2 | 0 | 0 | 0 | 0 | 0 | 0 | 0 | 0 | 0 | 0 | 0 | -2 | -2 | 0 | 0 | 1 |  | 5- | 1 | 1 | 1 | 1 | 1 | 1 | 4+ | 1 | 1
EOP | Eldorado | 500 | 148 | 0 | 0 | 0 | 0 | 3000 | 0 | 3000 | 0 | 0 | 0 | 0 | 600 | 0 | 600 | 0 | 0 | 0 | 560 | 1 |  | 0 | 0 | 0 | 0 | 0 | 0 | 0 | 0 | 0 | 0 | 0 | 0 | 0 | 0 | 0 | 0 | 0 | 0 | 2 | 2 | 0 | 0 | 0 | 0 | 2 | 2 | 0 | 0 | 0 | 2 | 2 | 0 | 0 | 2 | 2 | 1 |  | 0 | 0 | 0 | 0 | 0 | 0 | 0 | 0 | 0 | 0 | 0 | 0 | 0 | 0 | 0 | 0 | 0 | 0 | 2 | 2 | 0 | 0 | 0 | 0 | 2 | 2 | 0 | 0 | 0 | 2 | 2 | 0 | 0 | 2 | 2 | 1 |  | 0 | 0 | 0 | 0 | 0 | 0 | 0 | 0 | 0 | 0 | 0 | 0 | 0 | 0 | 0 | 0 | 0 | 0 | 2 | 2 | 0 | 0 | 0 | 0 | 2 | 2 | 0 | 0 | 0 | 2 | 2 | 0 | 0 | 2 | 2 | 1 |  | 0 | 0 | 0 | 0 | 0 | 0 | 0 | 0 | 0 | 0 | 0 | 0 | 0 | 0 | 0 | 0 | 0 | 0 | 2 | 2 | 0 | 0 | 0 | 0 | 2 | 2 | 0 | 0 | 0 | 2 | 2 | 0 | 0 | 2 | 2 | 1 |  | 5- | 1 | 1 | 5- | 1 | 1 | 5- | 1 | 5- | 1
SCE Northern | Elizabeth Lake | 66 | 0 | 0 | 0 | 0 | 0 | 0 | 0 | 0 | 0 | 0 | 0 | 0 | 0 | 0 | 0 | 0 | 0 | 0 | 0 | 0 |  | 0 | 0 | 0 | 0 | 0 | 0 | 0 | 0 | 0 | 0 | 0 | 0 | 0 | 0 | 0 | 0 | 0 | 0 | 0 | 0 | 0 | 0 | 0 | 0 | 0 | 0 | 0 | 0 | 0 | 0 | 0 | 0 | 0 | 0 | 0 | 0 |  | 0 | 0 | 0 | 0 | 0 | 0 | 0 | 0 | 0 | 0 | 0 | 0 | 0 | 0 | 0 | 0 | 0 | 0 | 0 | 0 | 0 | 0 | 0 | 0 | 0 | 0 | 0 | 0 | 0 | 0 | 0 | 0 | 0 | 0 | 0 | 0 |  | 0 | 0 | 0 | 0 | 0 | 0 | 0 | 0 | 0 | 0 | 0 | 0 | 0 | 0 | 0 | 0 | 0 | 0 | 0 | 0 | 0 | 0 | 0 | 0 | 0 | 0 | 0 | 0 | 0 | 0 | 0 | 0 | 0 | 0 | 0 | 0 |  | 0 | 0 | 0 | 0 | 0 | 0 | 0 | 0 | 0 | 0 | 0 | 0 | 0 | 0 | 0 | 0 | 0 | 0 | 0 | 0 | 0 | 0 | 0 | 0 | 0 | 0 | 0 | 0 | 0 | 0 | 0 | 0 | 0 | 0 | 0 | 0 |  | 1 | 1 | 1 | 1 | 1 | 1 | 1 | 1 | 1 | 0
PG&E KERN | Elk Hills | 230 | 0 | 0 | 0 | 0 | 0 | 0 | 0 | 0 | 0 | 0 | 0 | 0 | 0 | 0 | 0 | 0 | 0 | 0 | 0 | 0 |  | 0 | 0 | 0 | 0 | 0 | 0 | 0 | 0 | 0 | 0 | 0 | 0 | 0 | 0 | 0 | 0 | 0 | 0 | 0 | 0 | 0 | 0 | 0 | 0 | 0 | 0 | 0 | 0 | 0 | 0 | 0 | 0 | 0 | 0 | 0 | 0 |  | 0 | 0 | 0 | 0 | 0 | 0 | 0 | 0 | 0 | 0 | 0 | 0 | 5.4171 | 0 | 0 | 0 | 0 | 1 | 0 | 0 | 0 | 0 | 0 | 0 | 0 | 0 | 0 | 0 | 0 | 0 | -2 | 0 | 0 | 0 | 0 | 1 |  | 0 | 0 | 0 | 0 | 0 | 0 | 0 | 0 | 0 | 0 | 0 | 0 | 5.4171 | 0 | 0 | 0 | 0 | 1 | 0 | 0 | 0 | 0 | 0 | 0 | 0 | 0 | 0 | 0 | 0 | 0 | -2 | 0 | 0 | 0 | 0 | 1 |  | 0 | 0 | 0 | 0 | 0 | 0 | 0 | 0 | 0 | 0 | 0 | 0 | 5.4171 | 0 | 0 | 0 | 0 | 1 | 0 | 0 | 0 | 0 | 0 | 0 | 0 | 0 | 0 | 0 | 0 | 0 | -2 | 0 | 0 | 0 | 0 | 1 |  | 1 | 1 | 1 | 1 | 1 | 1 | 4+ | 1 | 1 | 1
SDGE | Elliot | 69 | 0 | 0 | 0 | 0 | 0 | 0 | 0 | 0 | 0 | 0 | 0 | 0 | 0 | 0 | 0 | 0 | 0 | 0 | 0 | 0 |  | 0 | 0 | 0 | 0 | 0 | 0 | 0 | 0 | 0 | 0 | 0 | 0 | 0 | 0 | 0 | 0 | 0 | 0 | 0 | 0 | 0 | 0 | 0 | 0 | 0 | 0 | 0 | 0 | 0 | 0 | 0 | 0 | 0 | 0 | 0 | 0 |  | 0 | 0 | 0 | 0 | 0 | 0 | 0 | 0 | 0 | 0 | 0 | 0 | 0 | 0 | 0 | 0 | 0 | 0 | 0 | 0 | 0 | 0 | 0 | 0 | 0 | 0 | 0 | 0 | 0 | 0 | 0 | 0 | 0 | 0 | 0 | 0 |  | 0 | 0 | 0 | 0 | 0 | 0 | 0 | 0 | 0 | 0 | 0 | 0 | 0 | 0 | 0 | 0 | 0 | 0 | 0 | 0 | 0 | 0 | 0 | 0 | 0 | 0 | 0 | 0 | 0 | 0 | 0 | 0 | 0 | 0 | 0 | 0 |  | 0 | 0 | 0 | 0 | 0 | 0 | 0 | 0 | 0 | 0 | 0 | 0 | 0 | 0 | 0 | 0 | 0 | 0 | 0 | 0 | 0 | 0 | 0 | 0 | 0 | 0 | 0 | 0 | 0 | 0 | 0 | 0 | 0 | 0 | 0 | 0 |  | 1 | 1 | 1 | 1 | 1 | 1 | 1 | 1 | 1 | 0
SCE Metro | Ellis | 230 | 0 | 0 | 0 | 0 | 0 | 0 | 0 | 0 | 0 | 0 | 0 | 0 | 0 | 0 | 0 | 0 | 0 | 0 | 0 | 0 |  | 0 | 0 | 0 | 0 | 0 | 0 | 0 | 0 | 0 | 0 | 0 | 0 | 0 | 0 | 0 | 0 | 0 | 0 | 0 | 0 | 0 | 0 | 0 | 0 | 0 | 0 | 0 | 0 | 0 | 0 | 0 | 0 | 0 | 0 | 0 | 0 |  | 0 | 0 | 0 | 0 | 0 | 0 | 0 | 0 | 0 | 0 | 0 | 0 | 0 | 0 | 0 | 0 | 0 | 0 | 0 | 0 | 0 | 0 | 0 | 0 | 0 | 0 | 0 | 0 | 0 | 0 | 0 | 0 | 0 | 0 | 0 | 0 |  | 0 | 0 | 0 | 0 | 0 | 0 | 0 | 0 | 0 | 0 | 0 | 0 | 0 | 0 | 0 | 0 | 0 | 0 | 0 | 0 | 0 | 0 | 0 | 0 | 0 | 0 | 0 | 0 | 0 | 0 | 0 | 0 | 0 | 0 | 0 | 0 |  | 0 | 0 | 0 | 0 | 0 | 0 | 0 | 0 | 0 | 0 | 0 | 0 | 0 | 0 | 88.63 | 0 | 0 | 1 | 0 | 0 | 0 | 0 | 0 | 0 | 0 | 0 | 0 | 0 | 0 | 0 | 0 | 0 | 0 | 0 | 0 | 0 |  | 1 | 1 | 1 | 1 | 1 | 1 | 1 | 1 | 1 | 0
SDGE | Encina | 138 | 0 | 0 | 0 | 0 | 0 | 0 | 0 | 0 | 0 | 0 | 0 | 0 | 0 | 0 | 0 | 0 | 0 | 0 | 0 | 0 |  | 0 | 0 | 0 | 0 | 0 | 0 | 0 | 0 | 0 | 0 | 0 | 0 | 0 | 0 | 0 | 0 | 0 | 0 | 0 | 0 | 0 | 0 | 0 | 0 | 0 | 0 | 0 | 0 | 0 | 0 | 0 | 0 | 0 | 0 | 0 | 0 |  | 0 | 0 | 0 | 0 | 0 | 0 | 0 | 0 | 0 | 0 | 0 | 0 | 0 | 0 | 0 | 0 | 0 | 0 | 0 | 0 | 0 | 0 | 0 | 0 | 0 | 0 | 0 | 0 | 0 | 0 | 0 | 0 | 0 | 0 | 0 | 0 |  | 0 | 0 | 0 | 0 | 0 | 0 | 0 | 0 | 0 | 0 | 0 | 0 | 0 | 0 | 304.3999 | 0 | 0 | 1 | 0 | 0 | 0 | 0 | 0 | 0 | 0 | 0 | 0 | 0 | 0 | 0 | 0 | 0 | -2 | 0 | 0 | 1 |  | 0 | 0 | 0 | 0 | 0 | 0 | 0 | 0 | 0 | 0 | 0 | 0 | 0 | 0 | 304.3999 | 0 | 0 | 1 | 0 | 0 | 0 | 0 | 0 | 0 | 0 | 0 | 0 | 0 | 0 | 0 | 0 | 0 | -1 | 0 | 0 | 1 |  | 1 | 1 | 1 | 1 | 1 | 1 | 1 | 2+ | 1 | 1
SDGE | Encina | 230 | 0 | 0 | 0 | 0 | 0 | 0 | 0 | 0 | 0 | 0 | 0 | 0 | 20 | 0 | 20 | 0 | 0 | 0 | 0 | 1 |  | 0 | 0 | 0 | 0 | 0 | 0 | 0 | 0 | 0 | 0 | 0 | 0 | 0 | 0 | 0 | 0 | 0 | 0 | 0 | 0 | 0 | 0 | 0 | 0 | 0 | 0 | 0 | 0 | 0 | 2 | 2 | 0 | 0 | 0 | 0 | 1 |  | 0 | 0 | 0 | 0 | 0 | 0 | 0 | 0 | 0 | 0 | 0 | 0 | 0 | 0 | 0 | 0 | 0 | 0 | 0 | 0 | 0 | 0 | 0 | 0 | 0 | 0 | 0 | 0 | 0 | 2 | 2 | 0 | 0 | 0 | 0 | 1 |  | 0 | 0 | 0 | 0 | 0 | 0 | 0 | 0 | 0 | 0 | 0 | 0 | 0 | 0 | 0 | 0 | 0 | 0 | 0 | 0 | 0 | 0 | 0 | 0 | 0 | 0 | 0 | 0 | 0 | 2 | 2 | 0 | 0 | 0 | 0 | 1 |  | 0 | 0 | 0 | 0 | 0 | 0 | 0 | 0 | 0 | 0 | 0 | 0 | 0 | 0 | 0 | 0 | 0 | 0 | 0 | 0 | 0 | 0 | 0 | 0 | 0 | 0 | 0 | 0 | 0 | 2 | 2 | 0 | 0 | 0 | 0 | 1 |  | 1 | 1 | 1 | 1 | 1 | 1 | 5- | 1 | 1 | 1
SDGE | Escondido | 230 | 0 | 0 | 0 | 0 | 0 | 0 | 0 | 0 | 0 | 0 | 0 | 0 | 0 | 0 | 0 | 0 | 0 | 0 | 0 | 0 |  | 0 | 0 | 0 | 0 | 0 | 0 | 0 | 0 | 0 | 0 | 0 | 0 | 0 | 0 | 0 | 0 | 0 | 0 | 0 | 0 | 0 | 0 | 0 | 0 | 0 | 0 | 0 | 0 | 0 | 0 | 0 | 0 | 0 | 0 | 0 | 0 |  | 0 | 0 | 0 | 0 | 0 | 0 | 0 | 0 | 0 | 0 | 0 | 0 | 0 | 0 | 0 | 0 | 0 | 0 | 0 | 0 | 0 | 0 | 0 | 0 | 0 | 0 | 0 | 0 | 0 | 0 | 0 | 0 | 0 | 0 | 0 | 0 |  | 0 | 0 | 0 | 0 | 0 | 0 | 0 | 0 | 0 | 0 | 0 | 0 | 0 | 320 | 407 | 0 | 0 | 1 | 0 | 0 | 0 | 0 | 0 | 0 | 0 | 0 | 0 | 0 | 0 | 0 | 0 | -2 | -2 | 0 | 0 | 1 |  | 0 | 0 | 0 | 0 | 0 | 0 | 0 | 0 | 0 | 0 | 0 | 0 | 0 | 320 | 407 | 0 | 0 | 1 | 0 | 0 | 0 | 0 | 0 | 0 | 0 | 0 | 0 | 0 | 0 | 0 | 0 | -2 | -2 | 0 | 0 | 1 |  | 1 | 1 | 1 | 1 | 1 | 1 | 1 | 4+ | 1 | 1
SDGE | Escondido | 69 | 0 | 0 | 0 | 0 | 0 | 0 | 0 | 0 | 0 | 0 | 0 | 0 | 0 | 0 | 0 | 0 | 0 | 0 | 0 | 0 |  | 0 | 0 | 0 | 0 | 0 | 0 | 0 | 0 | 0 | 0 | 0 | 0 | 0 | 0 | 0 | 0 | 0 | 0 | 0 | 0 | 0 | 0 | 0 | 0 | 0 | 0 | 0 | 0 | 0 | 0 | 0 | 0 | 0 | 0 | 0 | 0 |  | 0 | 0 | 0 | 0 | 0 | 0 | 0 | 0 | 0 | 0 | 0 | 0 | 0 | 33 | 33 | 0 | 0 | 1 | 0 | 0 | 0 | 0 | 0 | 0 | 0 | 0 | 0 | 0 | 0 | 0 | 0 | -2 | -2 | 0 | 0 | 1 |  | 0 | 0 | 0 | 0 | 0 | 0 | 0 | 0 | 0 | 0 | 0 | 0 | 0 | 33 | 33 | 0 | 0 | 1 | 0 | 0 | 0 | 0 | 0 | 0 | 0 | 0 | 0 | 0 | 0 | 0 | 0 | -2 | -2 | 0 | 0 | 1 |  | 0 | 0 | 0 | 0 | 0 | 0 | 0 | 0 | 0 | 0 | 0 | 0 | 0 | 33 | 33 | 0 | 0 | 1 | 0 | 0 | 0 | 0 | 0 | 0 | 0 | 0 | 0 | 0 | 0 | 0 | 0 | -2 | -2 | 0 | 0 | 1 |  | 1 | 1 | 1 | 1 | 1 | 1 | 1 | 4+ | 1 | 1
PG&E KERN | Estrella | 230 | 0 | 0 | 0 | 0 | 0 | 0 | 0 | 0 | 0 | 0 | 0 | 0 | 0 | 0 | 0 | 0 | 0 | 0 | 0 | 0 |  | 0 | 0 | 0 | 0 | 0 | 0 | 0 | 0 | 0 | 0 | 0 | 0 | 0 | 0 | 0 | 0 | 0 | 0 | 0 | 0 | 0 | 0 | 0 | 0 | 0 | 0 | 0 | 0 | 0 | 0 | 0 | 0 | 0 | 0 | 0 | 0 |  | 0 | 0 | 0 | 0 | 0 | 0 | 0 | 0 | 0 | 0 | 0 | 0 | 0 | 0 | 0 | 0 | 0 | 0 | 0 | 0 | 0 | 0 | 0 | 0 | 0 | 0 | 0 | 0 | 0 | 0 | 0 | 0 | 0 | 0 | 0 | 0 |  | 0 | 0 | 0 | 0 | 0 | 0 | 0 | 0 | 0 | 0 | 0 | 0 | 0 | 0 | 0 | 0 | 0 | 0 | 0 | 0 | 0 | 0 | 0 | 0 | 0 | 0 | 0 | 0 | 0 | 0 | 0 | 0 | 0 | 0 | 0 | 0 |  | 0 | 0 | 0 | 0 | 0 | 0 | 0 | 0 | 0 | 0 | 0 | 0 | 0 | 0 | 0 | 0 | 0 | 0 | 0 | 0 | 0 | 0 | 0 | 0 | 0 | 0 | 0 | 0 | 0 | 0 | 0 | 0 | 0 | 0 | 0 | 0 |  | 1 | 1 | 1 | 1 | 1 | 1 | 1 | 1 | 1 | 0
SCE Eastern | Etiwanda | 230 | 0 | 0 | 0 | 0 | 0 | 0 | 0 | 0 | 0 | 0 | 0 | 0 | 0 | 0 | 0 | 0 | 0 | 0 | 660 | 1 |  | 0 | 0 | 0 | 0 | 0 | 0 | 0 | 0 | 0 | 0 | 0 | 0 | 0 | 0 | 0 | 0 | 0 | 0 | 0 | 0 | 0 | 0 | 0 | 0 | 0 | 0 | 0 | 0 | 0 | 0 | 0 | 0 | 0 | 2 | 2 | 1 |  | 0 | 0 | 0 | 0 | 0 | 0 | 0 | 0 | 0 | 0 | 0 | 0 | 0 | 0 | 133.4 | 0 | 0 | 1 | 0 | 0 | 0 | 0 | 0 | 0 | 0 | 0 | 0 | 0 | 0 | 0 | 0 | 0 | -2 | 2 | 2 | 1 |  | 0 | 0 | 0 | 0 | 0 | 0 | 0 | 0 | 0 | 0 | 0 | 0 | 0 | 400 | 791.0634 | 0 | 0 | 1 | 0 | 0 | 0 | 0 | 0 | 0 | 0 | 0 | 0 | 0 | 0 | 0 | 0 | -2 | -2 | 2 | 2 | 1 |  | 0 | 0 | 0 | 0 | 0 | 0 | 0 | 12.55 | 0 | 0 | 0 | 0 | 0 | 400 | 1086.7534 | 0 | 0 | 1 | 0 | 0 | 0 | 0 | 0 | 0 | 0 | -2 | 0 | 0 | 0 | 0 | 0 | -2 | -2 | 2 | 2 | 1 |  | 1 | 1 | 1 | 1+ | 1 | 1 | 1 | 4+ | 5- | 1
PG&E GBA | Evergreen | 115 | 0 | 0 | 0 | 0 | 0 | 0 | 0 | 0 | 0 | 0 | 0 | 0 | 0 | 0 | 0 | 0 | 0 | 0 | 0 | 0 |  | 0 | 0 | 0 | 0 | 0 | 0 | 0 | 0 | 0 | 0 | 0 | 0 | 0 | 0 | 0 | 0 | 0 | 0 | 0 | 0 | 0 | 0 | 0 | 0 | 0 | 0 | 0 | 0 | 0 | 0 | 0 | 0 | 0 | 0 | 0 | 0 |  | 0 | 0 | 0 | 0 | 0 | 0 | 0 | 0 | 0 | 0 | 0 | 0 | 1.653 | 0 | 0 | 0 | 0 | 1 | 0 | 0 | 0 | 0 | 0 | 0 | 0 | 0 | 0 | 0 | 0 | 0 | 0 | 0 | 0 | 0 | 0 | 0 |  | 0 | 0 | 0 | 0 | 0 | 0 | 0 | 0 | 0 | 0 | 0 | 0 | 1.653 | 0 | 0 | 0 | 0 | 1 | 0 | 0 | 0 | 0 | 0 | 0 | 0 | 0 | 0 | 0 | 0 | 0 | 0 | 0 | 0 | 0 | 0 | 0 |  | 0 | 0 | 0 | 0 | 0 | 0 | 0 | 0 | 0 | 0 | 0 | 0 | 1.653 | 0 | 0 | 0 | 0 | 1 | 0 | 0 | 0 | 0 | 0 | 0 | 0 | 0 | 0 | 0 | 0 | 0 | 0 | 0 | 0 | 0 | 0 | 0 |  | 1 | 1 | 1 | 1 | 1 | 1 | 1 | 1 | 1 | 0
PG&E GBA | Evergreen | 60 | 0 | 0 | 0 | 0 | 0 | 0 | 0 | 0 | 0 | 0 | 0 | 0 | 0 | 0 | 0 | 0 | 0 | 0 | 0 | 0 |  | 0 | 0 | 0 | 0 | 0 | 0 | 0 | 0 | 0 | 0 | 0 | 0 | 0 | 0 | 0 | 0 | 0 | 0 | 0 | 0 | 0 | 0 | 0 | 0 | 0 | 0 | 0 | 0 | 0 | 0 | 0 | 0 | 0 | 0 | 0 | 0 |  | 0 | 0 | 0 | 0 | 0 | 0 | 0 | 0 | 0 | 0 | 0 | 0 | 0 | 0 | 0 | 0 | 0 | 0 | 0 | 0 | 0 | 0 | 0 | 0 | 0 | 0 | 0 | 0 | 0 | 0 | 0 | 0 | 0 | 0 | 0 | 0 |  | 0 | 0 | 0 | 0 | 0 | 0 | 0 | 0 | 0 | 0 | 0 | 0 | 0 | 0 | 0 | 0 | 0 | 0 | 0 | 0 | 0 | 0 | 0 | 0 | 0 | 0 | 0 | 0 | 0 | 0 | 0 | 0 | 0 | 0 | 0 | 0 |  | 0 | 0 | 0 | 0 | 0 | 0 | 0 | 0 | 0 | 0 | 0 | 0 | 0 | 0 | 0 | 0 | 0 | 0 | 0 | 0 | 0 | 0 | 0 | 0 | 0 | 0 | 0 | 0 | 0 | 0 | 0 | 0 | 0 | 0 | 0 | 0 |  | 1 | 1 | 1 | 1 | 1 | 1 | 1 | 1 | 1 | 0
PG&E FRESNO | Excelsior | 115 | 0 | 0 | 0 | 0 | 0 | 0 | 0 | 0 | 0 | 0 | 0 | 0 | 0 | 0 | 0 | 0 | 0 | 0 | 0 | 0 |  | 0 | 0 | 0 | 0 | 0 | 0 | 0 | 0 | 0 | 0 | 0 | 0 | 0 | 0 | 0 | 0 | 0 | 0 | 0 | 0 | 0 | 0 | 0 | 0 | 0 | 0 | 0 | 0 | 0 | 0 | 0 | 0 | 0 | 0 | 0 | 0 |  | 0 | 0 | 0 | 0 | 0 | 0 | 0 | 0 | 0 | 0 | 0 | 0 | 127.57 | 97.5 | 127.37 | 0 | 0 | 1 | 0 | 0 | 0 | 0 | 0 | 0 | 0 | 0 | 0 | 0 | 0 | 0 | -2 | -2 | -2 | 0 | 0 | 1 |  | 0 | 0 | 0 | 0 | 0 | 0 | 0 | 0 | 0 | 0 | 0 | 0 | 127.57 | 97.5 | 127.37 | 0 | 0 | 1 | 0 | 0 | 0 | 0 | 0 | 0 | 0 | 0 | 0 | 0 | 0 | 0 | -2 | -2 | -2 | 0 | 0 | 1 |  | 0 | 0 | 0 | 0 | 0 | 0 | 0 | 0 | 0 | 0 | 0 | 0 | 127.57 | 97.5 | 127.37 | 0 | 0 | 1 | 0 | 0 | 0 | 0 | 0 | 0 | 0 | 0 | 0 | 0 | 0 | 0 | -2 | -2 | -2 | 0 | 0 | 1 |  | 1 | 1 | 1 | 1 | 1 | 1 | 4+ | 4+ | 1 | 1
PG&E FRESNO | Exchequer | 115 | 0 | 0 | 0 | 0 | 0 | 0 | 0 | 0 | 0 | 0 | 0 | 0 | 0 | 0 | 0 | 0 | 0 | 0 | 0 | 0 |  | 0 | 0 | 0 | 0 | 0 | 0 | 0 | 0 | 0 | 0 | 0 | 0 | 0 | 0 | 0 | 0 | 0 | 0 | 0 | 0 | 0 | 0 | 0 | 0 | 0 | 0 | 0 | 0 | 0 | 0 | 0 | 0 | 0 | 0 | 0 | 0 |  | 0 | 0 | 0 | 0 | 0 | 0 | 0 | 0 | 0 | 0 | 0 | 0 | 0 | 0 | 0 | 0 | 0 | 0 | 0 | 0 | 0 | 0 | 0 | 0 | 0 | 0 | 0 | 0 | 0 | 0 | 0 | 0 | 0 | 0 | 0 | 0 |  | 0 | 0 | 0 | 0 | 0 | 0 | 0 | 0 | 0 | 0 | 0 | 0 | 0 | 0 | 0 | 0 | 0 | 0 | 0 | 0 | 0 | 0 | 0 | 0 | 0 | 0 | 0 | 0 | 0 | 0 | 0 | 0 | 0 | 0 | 0 | 0 |  | 0 | 0 | 0 | 0 | 0 | 0 | 0 | 0 | 0 | 0 | 0 | 0 | 0 | 0 | 0 | 0 | 0 | 0 | 0 | 0 | 0 | 0 | 0 | 0 | 0 | 0 | 0 | 0 | 0 | 0 | 0 | 0 | 0 | 0 | 0 | 0 |  | 1 | 1 | 1 | 1 | 1 | 1 | 1 | 1 | 1 | 0
PG&E KERN | Fairway | 115 | 0 | 0 | 0 | 0 | 0 | 0 | 0 | 0 | 0 | 0 | 0 | 0 | 0 | 0 | 0 | 0 | 0 | 0 | 0 | 0 |  | 0 | 0 | 0 | 0 | 0 | 0 | 0 | 0 | 0 | 0 | 0 | 0 | 0 | 0 | 0 | 0 | 0 | 0 | 0 | 0 | 0 | 0 | 0 | 0 | 0 | 0 | 0 | 0 | 0 | 0 | 0 | 0 | 0 | 0 | 0 | 0 |  | 0 | 0 | 0 | 0 | 0 | 0 | 0 | 0 | 0 | 0 | 0 | 0 | 3.4613 | 0 | 13.4613 | 0 | 0 | 1 | 0 | 0 | 0 | 0 | 0 | 0 | 0 | 0 | 0 | 0 | 0 | 0 | -2 | 0 | -2 | 0 | 0 | 1 |  | 0 | 0 | 0 | 0 | 0 | 0 | 0 | 0 | 0 | 0 | 0 | 0 | 3.4613 | 0 | 13.4613 | 0 | 0 | 1 | 0 | 0 | 0 | 0 | 0 | 0 | 0 | 0 | 0 | 0 | 0 | 0 | -2 | 0 | -2 | 0 | 0 | 1 |  | 0 | 0 | 0 | 0 | 0 | 0 | 0 | 0 | 0 | 0 | 0 | 0 | 3.4613 | 0 | 13.4613 | 0 | 0 | 1 | 0 | 0 | 0 | 0 | 0 | 0 | 0 | 0 | 0 | 0 | 0 | 0 | -2 | 0 | 0 | 0 | 0 | 1 |  | 1 | 1 | 1 | 1 | 1 | 1 | 4+ | 4+ | 1 | 1
PG&E KERN | Famoso | 115 | 0 | 0 | 0 | 0 | 0 | 0 | 0 | 0 | 0 | 0 | 0 | 0 | 0 | 0 | 0 | 0 | 0 | 0 | 0 | 0 |  | 0 | 0 | 0 | 0 | 0 | 0 | 0 | 0 | 0 | 0 | 0 | 0 | 0 | 0 | 0 | 0 | 0 | 0 | 0 | 0 | 0 | 0 | 0 | 0 | 0 | 0 | 0 | 0 | 0 | 0 | 0 | 0 | 0 | 0 | 0 | 0 |  | 0 | 0 | 0 | 0 | 0 | 0 | 0 | 0 | 0 | 0 | 0 | 0 | 14.0085 | 0 | 5 | 0 | 0 | 1 | 0 | 0 | 0 | 0 | 0 | 0 | 0 | 0 | 0 | 0 | 0 | 0 | -2 | 0 | -2 | 0 | 0 | 1 |  | 0 | 0 | 0 | 0 | 0 | 0 | 0 | 0 | 0 | 0 | 0 | 0 | 14.0085 | 0 | 5 | 0 | 0 | 1 | 0 | 0 | 0 | 0 | 0 | 0 | 0 | 0 | 0 | 0 | 0 | 0 | -2 | 0 | -2 | 0 | 0 | 1 |  | 0 | 0 | 0 | 0 | 0 | 0 | 0 | 0 | 0 | 0 | 0 | 0 | 14.0085 | 0 | 17.174 | 0 | 0 | 1 | 0 | 0 | 0 | 0 | 0 | 0 | 0 | 0 | 0 | 0 | 0 | 0 | -2 | 0 | 0 | 0 | 0 | 1 |  | 1 | 1 | 1 | 1 | 1 | 1 | 4+ | 4+ | 1 | 1
PG&E NGBA | Fern Road | 500 | 0 | 0 | 0 | 0 | 0 | 0 | 0 | 0 | 0 | 0 | 0 | 0 | 0 | 225 | 225 | 0 | 0 | 0 | 0 | 1 |  | 0 | 0 | 0 | 0 | 0 | 0 | 0 | 0 | 0 | 0 | 0 | 0 | 0 | 0 | 0 | 0 | 0 | 0 | 0 | 0 | 0 | 0 | 0 | 0 | 0 | 0 | 0 | 0 | 0 | 0 | 2 | 0 | 0 | 0 | 0 | 1 |  | 0 | 0 | 0 | 0 | 0 | 0 | 0 | 0 | 0 | 0 | 0 | 0 | 0 | 0 | 0 | 0 | 0 | 0 | 0 | 0 | 0 | 0 | 0 | 0 | 0 | 0 | 0 | 0 | 0 | 0 | 2 | 0 | 0 | 0 | 0 | 1 |  | 0 | 0 | 0 | 0 | 0 | 0 | 0 | 0 | 0 | 0 | 0 | 0 | 0 | 0 | 0 | 0 | 0 | 0 | 0 | 0 | 0 | 0 | 0 | 0 | 0 | 0 | 0 | 0 | 0 | 0 | 2 | 0 | 0 | 0 | 0 | 1 |  | 0 | 0 | 0 | 0 | 0 | 0 | 0 | 0 | 0 | 0 | 0 | 0 | 0 | 0 | 0 | 0 | 0 | 0 | 0 | 0 | 0 | 0 | 0 | 0 | 0 | 0 | 0 | 0 | 0 | 0 | 2 | 0 | 0 | 0 | 0 | 1 |  | 1 | 1 | 1 | 1 | 1 | 1 | 5- | 1 | 1 | 1
PG&E GBA | Fibreboard (SPI Sonora) | 115 | 0 | 0 | 0 | 0 | 0 | 0 | 0 | 0 | 0 | 0 | 0 | 0 | 0 | 0 | 0 | 0 | 0 | 0 | 0 | 0 |  | 0 | 0 | 0 | 0 | 0 | 0 | 0 | 0 | 0 | 0 | 0 | 0 | 0 | 0 | 0 | 0 | 0 | 0 | 0 | 0 | 0 | 0 | 0 | 0 | 0 | 0 | 0 | 0 | 0 | 0 | 0 | 0 | 0 | 0 | 0 | 0 |  | 0 | 0 | 0 | 0 | 0 | 0 | 0 | 0 | 0 | 0 | 0 | 0 | 0 | 0 | 0 | 0 | 0 | 0 | 0 | 0 | 0 | 0 | 0 | 0 | 0 | 0 | 0 | 0 | 0 | 0 | 0 | 0 | 0 | 0 | 0 | 0 |  | 0 | 0 | 0 | 0 | 0 | 0 | 0 | 0 | 0 | 0 | 0 | 0 | 0 | 0 | 0 | 0 | 0 | 0 | 0 | 0 | 0 | 0 | 0 | 0 | 0 | 0 | 0 | 0 | 0 | 0 | 0 | 0 | 0 | 0 | 0 | 0 |  | 0 | 0 | 0 | 0 | 0 | 0 | 0 | 0 | 0 | 0 | 0 | 0 | 0 | 0 | 0 | 0 | 0 | 0 | 0 | 0 | 0 | 0 | 0 | 0 | 0 | 0 | 0 | 0 | 0 | 0 | 0 | 0 | 0 | 0 | 0 | 0 |  | 1 | 1 | 1 | 1 | 1 | 1 | 1 | 1 | 1 | 0
PG&E FRESNO | Figarden | 230 | 0 | 0 | 0 | 0 | 0 | 0 | 0 | 0 | 0 | 0 | 0 | 0 | 0 | 0 | 0 | 0 | 0 | 0 | 0 | 0 |  | 0 | 0 | 0 | 0 | 0 | 0 | 0 | 0 | 0 | 0 | 0 | 0 | 0 | 0 | 0 | 0 | 0 | 0 | 0 | 0 | 0 | 0 | 0 | 0 | 0 | 0 | 0 | 0 | 0 | 0 | 0 | 0 | 0 | 0 | 0 | 0 |  | 0 | 0 | 0 | 0 | 0 | 0 | 0 | 0 | 0 | 0 | 0 | 0 | 0 | 0 | 0 | 0 | 0 | 0 | 0 | 0 | 0 | 0 | 0 | 0 | 0 | 0 | 0 | 0 | 0 | 0 | 0 | 0 | 0 | 0 | 0 | 0 |  | 0 | 0 | 0 | 0 | 0 | 0 | 0 | 0 | 0 | 0 | 0 | 0 | 0 | 0 | 0 | 0 | 0 | 0 | 0 | 0 | 0 | 0 | 0 | 0 | 0 | 0 | 0 | 0 | 0 | 0 | 0 | 0 | 0 | 0 | 0 | 0 |  | 0 | 0 | 0 | 0 | 0 | 0 | 0 | 0 | 0 | 0 | 0 | 0 | 0.897 | 0 | 0 | 0 | 0 | 1 | 0 | 0 | 0 | 0 | 0 | 0 | 0 | 0 | 0 | 0 | 0 | 0 | 0 | 0 | 0 | 0 | 0 | 0 |  | 1 | 1 | 1 | 1 | 1 | 1 | 1 | 1 | 1 | 0
PG&E FRESNO | Fink | 230 | 70 | 0 | 0 | 0 | 0 | 0 | 0 | 0 | 0 | 0 | 0 | 0 | 0 | 0 | 0 | 0 | 0 | 0 | 0 | 1 |  | 0 | 0 | 0 | 0 | 0 | 0 | 0 | 0 | 0 | 0 | 0 | 0 | 0 | 0 | 0 | 0 | 0 | 0 | 2 | 2 | 0 | 0 | 0 | 0 | 0 | 0 | 0 | 0 | 0 | 0 | 0 | 0 | 0 | 0 | 0 | 1 |  | 0 | 0 | 0 | 0 | 0 | 0 | 0 | 0 | 0 | 0 | 0 | 0 | 0 | 0 | 0 | 0 | 0 | 0 | 2 | 2 | 0 | 0 | 0 | 0 | 0 | 0 | 0 | 0 | 0 | 0 | 0 | 0 | 0 | 0 | 0 | 1 |  | 0 | 0 | 0 | 0 | 0 | 0 | 0 | 0 | 0 | 0 | 0 | 0 | 0 | 0 | 0 | 0 | 0 | 0 | 2 | 2 | 0 | 0 | 0 | 0 | 0 | 0 | 0 | 0 | 0 | 0 | 0 | 0 | 0 | 0 | 0 | 1 |  | 0 | 0 | 0 | 0 | 0 | 0 | 0 | 0 | 0 | 0 | 0 | 0 | 0 | 0 | 0 | 0 | 0 | 0 | 2 | 2 | 0 | 0 | 0 | 0 | 0 | 0 | 0 | 0 | 0 | 0 | 0 | 0 | 0 | 0 | 0 | 1 |  | 5- | 1 | 1 | 1 | 1 | 1 | 1 | 1 | 1 | 1
PG&E NGBA | Fitch Mountain | 60 | 0 | 0 | 0 | 0 | 0 | 0 | 0 | 0 | 0 | 0 | 0 | 0 | 0 | 0 | 0 | 0 | 0 | 0 | 0 | 0 |  | 0 | 0 | 0 | 0 | 0 | 0 | 0 | 0 | 0 | 0 | 0 | 0 | 0 | 0 | 0 | 0 | 0 | 0 | 0 | 0 | 0 | 0 | 0 | 0 | 0 | 0 | 0 | 0 | 0 | 0 | 0 | 0 | 0 | 0 | 0 | 0 |  | 0 | 0 | 0 | 0 | 0 | 0 | 0 | 0 | 0 | 0 | 0 | 0 | 0 | 0 | 0 | 0 | 0 | 0 | 0 | 0 | 0 | 0 | 0 | 0 | 0 | 0 | 0 | 0 | 0 | 0 | 0 | 0 | 0 | 0 | 0 | 0 |  | 0 | 0 | 0 | 0 | 0 | 0 | 0 | 0 | 0 | 0 | 0 | 0 | 0 | 0 | 0 | 0 | 0 | 0 | 0 | 0 | 0 | 0 | 0 | 0 | 0 | 0 | 0 | 0 | 0 | 0 | 0 | 0 | 0 | 0 | 0 | 0 |  | 0 | 0 | 0 | 0 | 0 | 0 | 0 | 0 | 0 | 0 | 0 | 0 | 0 | 0 | 0 | 0 | 0 | 0 | 0 | 0 | 0 | 0 | 0 | 0 | 0 | 0 | 0 | 0 | 0 | 0 | 0 | 0 | 0 | 0 | 0 | 0 |  | 1 | 1 | 1 | 1 | 1 | 1 | 1 | 1 | 1 | 0
PG&E GBA | FMC | 115 | 0 | 0 | 0 | 0 | 0 | 0 | 0 | 0 | 0 | 0 | 0 | 0 | 0 | 0 | 0 | 0 | 0 | 0 | 0 | 0 |  | 0 | 0 | 0 | 0 | 0 | 0 | 0 | 0 | 0 | 0 | 0 | 0 | 0 | 0 | 0 | 0 | 0 | 0 | 0 | 0 | 0 | 0 | 0 | 0 | 0 | 0 | 0 | 0 | 0 | 0 | 0 | 0 | 0 | 0 | 0 | 0 |  | 0 | 0 | 0 | 0 | 0 | 0 | 0 | 0 | 0 | 0 | 0 | 0 | 0.195 | 0 | 0 | 0 | 0 | 1 | 0 | 0 | 0 | 0 | 0 | 0 | 0 | 0 | 0 | 0 | 0 | 0 | 0 | 0 | 0 | 0 | 0 | 0 |  | 0 | 0 | 0 | 0 | 0 | 0 | 0 | 0 | 0 | 0 | 0 | 0 | 0.195 | 0 | 0 | 0 | 0 | 1 | 0 | 0 | 0 | 0 | 0 | 0 | 0 | 0 | 0 | 0 | 0 | 0 | 0 | 0 | 0 | 0 | 0 | 0 |  | 0 | 0 | 0 | 0 | 0 | 0 | 0 | 0 | 0 | 0 | 0 | 0 | 0.195 | 0 | 0 | 0 | 0 | 1 | 0 | 0 | 0 | 0 | 0 | 0 | 0 | 0 | 0 | 0 | 0 | 0 | 0 | 0 | 0 | 0 | 0 | 0 |  | 1 | 1 | 1 | 1 | 1 | 1 | 1 | 1 | 1 | 0
PG&E GBA | Fremont | 115 | 0 | 0 | 0 | 0 | 0 | 0 | 0 | 0 | 0 | 0 | 0 | 0 | 0 | 0 | 0 | 0 | 0 | 0 | 0 | 0 |  | 0 | 0 | 0 | 0 | 0 | 0 | 0 | 0 | 0 | 0 | 0 | 0 | 0 | 0 | 0 | 0 | 0 | 0 | 0 | 0 | 0 | 0 | 0 | 0 | 0 | 0 | 0 | 0 | 0 | 0 | 0 | 0 | 0 | 0 | 0 | 0 |  | 0 | 0 | 0 | 0 | 0 | 0 | 0 | 0 | 0 | 0 | 0 | 0 | 0 | 0 | 0 | 0 | 0 | 0 | 0 | 0 | 0 | 0 | 0 | 0 | 0 | 0 | 0 | 0 | 0 | 0 | 0 | 0 | 0 | 0 | 0 | 0 |  | 0 | 0 | 0 | 0 | 0 | 0 | 0 | 0 | 0 | 0 | 0 | 0 | 0 | 0 | 0 | 0 | 0 | 0 | 0 | 0 | 0 | 0 | 0 | 0 | 0 | 0 | 0 | 0 | 0 | 0 | 0 | 0 | 0 | 0 | 0 | 0 |  | 0 | 0 | 0 | 0 | 0 | 0 | 0 | 0 | 0 | 0 | 0 | 0 | 0 | 0 | 0 | 0 | 0 | 0 | 0 | 0 | 0 | 0 | 0 | 0 | 0 | 0 | 0 | 0 | 0 | 0 | 0 | 0 | 0 | 0 | 0 | 0 |  | 1 | 1 | 1 | 1 | 1 | 1 | 1 | 1 | 1 | 0
PG&E GBA | French Camp | 60 | 0 | 0 | 0 | 0 | 0 | 0 | 0 | 0 | 0 | 0 | 0 | 0 | 0 | 0 | 0 | 0 | 0 | 0 | 0 | 0 |  | 0 | 0 | 0 | 0 | 0 | 0 | 0 | 0 | 0 | 0 | 0 | 0 | 0 | 0 | 0 | 0 | 0 | 0 | 0 | 0 | 0 | 0 | 0 | 0 | 0 | 0 | 0 | 0 | 0 | 0 | 0 | 0 | 0 | 0 | 0 | 0 |  | 0 | 0 | 0 | 0 | 0 | 0 | 0 | 0 | 0 | 0 | 0 | 0 | 3.816 | 0 | 0 | 0 | 0 | 1 | 0 | 0 | 0 | 0 | 0 | 0 | 0 | 0 | 0 | 0 | 0 | 0 | -2 | 0 | 0 | 0 | 0 | 1 |  | 0 | 0 | 0 | 0 | 0 | 0 | 0 | 0 | 0 | 0 | 0 | 0 | 3.816 | 0 | 0 | 0 | 0 | 1 | 0 | 0 | 0 | 0 | 0 | 0 | 0 | 0 | 0 | 0 | 0 | 0 | -2 | 0 | 0 | 0 | 0 | 1 |  | 0 | 0 | 0 | 0 | 0 | 0 | 0 | 0 | 0 | 0 | 0 | 0 | 5.16 | 0 | 0 | 0 | 0 | 1 | 0 | 0 | 0 | 0 | 0 | 0 | 0 | 0 | 0 | 0 | 0 | 0 | -2 | 0 | 0 | 0 | 0 | 1 |  | 1 | 1 | 1 | 1 | 1 | 1 | 4+ | 1 | 1 | 1
PG&E GBA | Frogtown | 115 | 0 | 0 | 0 | 0 | 0 | 0 | 0 | 0 | 0 | 0 | 0 | 0 | 0 | 0 | 0 | 0 | 0 | 0 | 0 | 0 |  | 0 | 0 | 0 | 0 | 0 | 0 | 0 | 0 | 0 | 0 | 0 | 0 | 0 | 0 | 0 | 0 | 0 | 0 | 0 | 0 | 0 | 0 | 0 | 0 | 0 | 0 | 0 | 0 | 0 | 0 | 0 | 0 | 0 | 0 | 0 | 0 |  | 0 | 0 | 0 | 0 | 0 | 0 | 0 | 0 | 0 | 0 | 0 | 0 | 0 | 0 | 0 | 0 | 0 | 0 | 0 | 0 | 0 | 0 | 0 | 0 | 0 | 0 | 0 | 0 | 0 | 0 | 0 | 0 | 0 | 0 | 0 | 0 |  | 0 | 0 | 0 | 0 | 0 | 0 | 0 | 0 | 0 | 0 | 0 | 0 | 0 | 0 | 0 | 0 | 0 | 0 | 0 | 0 | 0 | 0 | 0 | 0 | 0 | 0 | 0 | 0 | 0 | 0 | 0 | 0 | 0 | 0 | 0 | 0 |  | 0 | 0 | 0 | 0 | 0 | 0 | 0 | 0 | 0 | 0 | 0 | 0 | 0 | 0 | 0 | 0 | 0 | 0 | 0 | 0 | 0 | 0 | 0 | 0 | 0 | 0 | 0 | 0 | 0 | 0 | 0 | 0 | 0 | 0 | 0 | 0 |  | 1 | 1 | 1 | 1 | 1 | 1 | 1 | 1 | 1 | 0
PG&E NGBA | Fulton | 115 | 0 | 0 | 0 | 0 | 0 | 0 | 0 | 0 | 0 | 0 | 0 | 0 | 0 | 0 | 0 | 0 | 0 | 0 | 0 | 0 |  | 0 | 0 | 0 | 0 | 0 | 0 | 0 | 0 | 0 | 0 | 0 | 0 | 0 | 0 | 0 | 0 | 0 | 0 | 0 | 0 | 0 | 0 | 0 | 0 | 0 | 0 | 0 | 0 | 0 | 0 | 0 | 0 | 0 | 0 | 0 | 0 |  | 0 | 0 | 0 | 0 | 0 | 0 | 0 | 0 | 0 | 0 | 0 | 0 | 0 | 0 | 0 | 0 | 0 | 0 | 0 | 0 | 0 | 0 | 0 | 0 | 0 | 0 | 0 | 0 | 0 | 0 | 0 | 0 | 0 | 0 | 0 | 0 |  | 0 | 0 | 0 | 0 | 0 | 0 | 0 | 0 | 0 | 0 | 0 | 0 | 0 | 0 | 0 | 0 | 0 | 0 | 0 | 0 | 0 | 0 | 0 | 0 | 0 | 0 | 0 | 0 | 0 | 0 | 0 | 0 | 0 | 0 | 0 | 0 |  | 0 | 0 | 0 | 0 | 0 | 0 | 0 | 0 | 0 | 0 | 0 | 0 | 0 | 0 | 0 | 0 | 0 | 0 | 0 | 0 | 0 | 0 | 0 | 0 | 0 | 0 | 0 | 0 | 0 | 0 | 0 | 0 | 0 | 0 | 0 | 0 |  | 1 | 1 | 1 | 1 | 1 | 1 | 1 | 1 | 1 | 0
PG&E NGBA | Fulton | 230 | 0 | 0 | 0 | 0 | 0 | 0 | 0 | 0 | 0 | 0 | 0 | 0 | 0 | 0 | 0 | 0 | 0 | 0 | 0 | 0 |  | 0 | 0 | 0 | 0 | 0 | 0 | 0 | 0 | 0 | 0 | 0 | 0 | 0 | 0 | 0 | 0 | 0 | 0 | 0 | 0 | 0 | 0 | 0 | 0 | 0 | 0 | 0 | 0 | 0 | 0 | 0 | 0 | 0 | 0 | 0 | 0 |  | 0 | 0 | 0 | 0 | 0 | 0 | 0 | 0 | 0 | 0 | 0 | 0 | 0 | 0 | 0 | 0 | 0 | 0 | 0 | 0 | 0 | 0 | 0 | 0 | 0 | 0 | 0 | 0 | 0 | 0 | 0 | 0 | 0 | 0 | 0 | 0 |  | 0 | 0 | 0 | 0 | 0 | 0 | 0 | 0 | 0 | 0 | 0 | 0 | 0 | 0 | 121.55 | 0 | 0 | 1 | 0 | 0 | 0 | 0 | 0 | 0 | 0 | 0 | 0 | 0 | 0 | 0 | 0 | 0 | -2 | 0 | 0 | 1 |  | 0 | 0 | 0 | 0 | 0 | 0 | 0 | 0 | 0 | 0 | 0 | 0 | 0.6 | 0 | 121.55 | 0 | 0 | 1 | 0 | 0 | 0 | 0 | 0 | 0 | 0 | 0 | 0 | 0 | 0 | 0 | 0 | 0 | -1 | 0 | 0 | 1 |  | 1 | 1 | 1 | 1 | 1 | 1 | 1 | 2+ | 1 | 1
PG&E NGBA | Fulton | 60 | 0 | 0 | 0 | 0 | 0 | 0 | 0 | 0 | 0 | 0 | 0 | 0 | 0 | 0 | 0 | 0 | 0 | 0 | 0 | 0 |  | 0 | 0 | 0 | 0 | 0 | 0 | 0 | 0 | 0 | 0 | 0 | 0 | 0 | 0 | 0 | 0 | 0 | 0 | 0 | 0 | 0 | 0 | 0 | 0 | 0 | 0 | 0 | 0 | 0 | 0 | 0 | 0 | 0 | 0 | 0 | 0 |  | 0 | 0 | 0 | 0 | 0 | 0 | 0 | 0 | 0 | 0 | 0 | 0 | 0 | 0 | 0 | 0 | 0 | 0 | 0 | 0 | 0 | 0 | 0 | 0 | 0 | 0 | 0 | 0 | 0 | 0 | 0 | 0 | 0 | 0 | 0 | 0 |  | 0 | 0 | 0 | 0 | 0 | 0 | 0 | 0 | 0 | 0 | 0 | 0 | 0 | 0 | 0 | 0 | 0 | 0 | 0 | 0 | 0 | 0 | 0 | 0 | 0 | 0 | 0 | 0 | 0 | 0 | 0 | 0 | 0 | 0 | 0 | 0 |  | 0 | 0 | 0 | 0 | 0 | 0 | 0 | 0 | 0 | 0 | 0 | 0 | 0 | 0 | 0 | 0 | 0 | 0 | 0 | 0 | 0 | 0 | 0 | 0 | 0 | 0 | 0 | 0 | 0 | 0 | 0 | 0 | 0 | 0 | 0 | 0 |  | 1 | 1 | 1 | 1 | 1 | 1 | 1 | 1 | 1 | 0
PG&E KERN | Ganso | 115 | 0 | 0 | 0 | 0 | 0 | 0 | 0 | 0 | 0 | 0 | 0 | 0 | 0 | 0 | 0 | 0 | 0 | 0 | 0 | 0 |  | 0 | 0 | 0 | 0 | 0 | 0 | 0 | 0 | 0 | 0 | 0 | 0 | 0 | 0 | 0 | 0 | 0 | 0 | 0 | 0 | 0 | 0 | 0 | 0 | 0 | 0 | 0 | 0 | 0 | 0 | 0 | 0 | 0 | 0 | 0 | 0 |  | 0 | 0 | 0 | 0 | 0 | 0 | 0 | 0 | 0 | 0 | 0 | 0 | 1.5 | 0 | 0 | 0 | 0 | 1 | 0 | 0 | 0 | 0 | 0 | 0 | 0 | 0 | 0 | 0 | 0 | 0 | 0 | 0 | 0 | 0 | 0 | 0 |  | 0 | 0 | 0 | 0 | 0 | 0 | 0 | 0 | 0 | 0 | 0 | 0 | 1.5 | 0 | 0 | 0 | 0 | 1 | 0 | 0 | 0 | 0 | 0 | 0 | 0 | 0 | 0 | 0 | 0 | 0 | 0 | 0 | 0 | 0 | 0 | 0 |  | 0 | 0 | 0 | 0 | 0 | 0 | 0 | 0 | 0 | 0 | 0 | 0 | 1.5 | 0 | 0 | 0 | 0 | 1 | 0 | 0 | 0 | 0 | 0 | 0 | 0 | 0 | 0 | 0 | 0 | 0 | 0 | 0 | 0 | 0 | 0 | 0 |  | 1 | 1 | 1 | 1 | 1 | 1 | 1 | 1 | 1 | 0
PG&E FRESNO | Gates | 230 | 0 | 0 | 0 | 0 | 0 | 0 | 0 | 0 | 0 | 0 | 0 | 0 | 0 | 0 | 0 | 0 | 120 | 120 | 0 | 1 |  | 0 | 0 | 0 | 0 | 0 | 0 | 0 | 0 | 0 | 0 | 0 | 3.24 | 3.24 | 0 | 0 | 0 | 0 | 1 | 0 | 0 | 0 | 0 | 0 | 0 | 0 | 0 | 0 | 0 | 0 | -2 | -2 | 2 | 2 | 0 | 0 | 1 |  | 0 | 0 | 0 | 0 | 0 | 0 | 0 | 0 | 0 | 0 | 0 | 3.24 | 363.34 | 275.376 | 356.83 | 0 | 0 | 1 | 0 | 0 | 0 | 0 | 0 | 0 | 0 | 0 | 0 | 0 | 0 | -2 | -2 | -2 | -2 | 0 | 0 | 1 |  | 0 | 0 | 0 | 0 | 0 | 0 | 0 | 0 | 0 | 0 | 0 | 3.24 | 1403.34 | 275.376 | 876.83 | 0 | 0 | 1 | 0 | 0 | 0 | 0 | 0 | 0 | 0 | 0 | 0 | 0 | 0 | -2 | -2 | -2 | -2 | 0 | 0 | 1 |  | 0 | 0 | 0 | 0 | 0 | 0 | 0 | 0 | 0 | 0 | 0 | 3.24 | 1403.34 | 275.376 | 876.83 | 0 | 0 | 1 | 0 | 0 | 0 | 0 | 0 | 0 | 0 | 0 | 0 | 0 | 0 | -2 | -2 | -2 | -2 | 0 | 0 | 1 |  | 1 | 1 | 1 | 1 | 1 | 1 | 4+ | 4+ | 1 | 1
PG&E FRESNO | Gates | 500 | 0 | 0 | 0 | 0 | 0 | 0 | 0 | 0 | 0 | 0 | 0 | 0 | 230 | 0 | 230 | 0 | 0 | 0 | 0 | 1 |  | 0 | 0 | 0 | 0 | 0 | 0 | 0 | 0 | 0 | 0 | 0 | 0 | 0 | 75.1 | 84.3 | 0 | 0 | 1 | 0 | 0 | 0 | 0 | 0 | 0 | 0 | 0 | 0 | 0 | 0 | 2 | 2 | -2 | -2 | 0 | 0 | 1 |  | 0 | 0 | 0 | 0 | 0 | 0 | 0 | 0 | 0 | 0 | 0 | 0 | 5.25 | 575.11 | 172.3 | 0 | 0 | 1 | 0 | 0 | 0 | 0 | 0 | 0 | 0 | 0 | 0 | 0 | 0 | 2 | 2 | -2 | -2 | 0 | 0 | 1 |  | 0 | 0 | 0 | 0 | 0 | 0 | 0 | 0 | 0 | 0 | 0 | 0 | 5.25 | 575.11 | 172.3 | 0 | 0 | 1 | 0 | 0 | 0 | 0 | 0 | 0 | 0 | 0 | 0 | 0 | 0 | 2 | 2 | -2 | -2 | 0 | 0 | 1 |  | 0 | 0 | 0 | 0 | 0 | 0 | 0 | 0 | 0 | 0 | 0 | 0 | 5.25 | 575.11 | 172.3 | 0 | 0 | 1 | 0 | 0 | 0 | 0 | 0 | 0 | 0 | 0 | 0 | 0 | 0 | 2 | 2 | -2 | -2 | 0 | 0 | 1 |  | 1 | 1 | 1 | 1 | 1 | 1 | 5- | 4+ | 1 | 1
PG&E NGBA | Geysers 12 | 230 | 0 | 0 | 0 | 0 | 0 | 0 | 0 | 0 | 0 | 0 | 0 | 0 | 0 | 0 | 0 | 0 | 0 | 0 | 0 | 0 |  | 0 | 0 | 0 | 0 | 0 | 0 | 0 | 0 | 0 | 0 | 0 | 0 | 0 | 0 | 0 | 0 | 0 | 0 | 0 | 0 | 0 | 0 | 0 | 0 | 0 | 0 | 0 | 0 | 0 | 0 | 0 | 0 | 0 | 0 | 0 | 0 |  | 0 | 0 | 0 | 0 | 0 | 0 | 0 | 0 | 0 | 0 | 0 | 0 | 0 | 0 | 0 | 0 | 0 | 0 | 0 | 0 | 0 | 0 | 0 | 0 | 0 | 0 | 0 | 0 | 0 | 0 | 0 | 0 | 0 | 0 | 0 | 0 |  | 0 | 0 | 0 | 0 | 0 | 0 | 0 | 0 | 0 | 0 | 0 | 0 | 0 | 0 | 0 | 0 | 0 | 0 | 0 | 0 | 0 | 0 | 0 | 0 | 0 | 0 | 0 | 0 | 0 | 0 | 0 | 0 | 0 | 0 | 0 | 0 |  | 0 | 0 | 0 | 0 | 0 | 0 | 0 | 0 | 0 | 0 | 0 | 0 | 0 | 0 | 0 | 0 | 0 | 0 | 0 | 0 | 0 | 0 | 0 | 0 | 0 | 0 | 0 | 0 | 0 | 0 | 0 | 0 | 0 | 0 | 0 | 0 |  | 1 | 1 | 1 | 1 | 1 | 1 | 1 | 1 | 1 | 0
PG&E NGBA | Geysers 17 | 230 | 0 | 0 | 0 | 0 | 0 | 0 | 0 | 0 | 0 | 0 | 0 | 0 | 0 | 0 | 0 | 0 | 0 | 0 | 0 | 0 |  | 0 | 0 | 0 | 0 | 0 | 0 | 0 | 0 | 0 | 0 | 0 | 0 | 0 | 0 | 0 | 0 | 0 | 0 | 0 | 0 | 0 | 0 | 0 | 0 | 0 | 0 | 0 | 0 | 0 | 0 | 0 | 0 | 0 | 0 | 0 | 0 |  | 0 | 9.435 | 0 | 0 | 0 | 0 | 0 | 0 | 0 | 0 | 0 | 0 | 0 | 0 | 47.4465 | 0 | 0 | 1 | 0 | -2 | 0 | 0 | 0 | 0 | 0 | 0 | 0 | 0 | 0 | 0 | 0 | 0 | -2 | 0 | 0 | 1 |  | 0 | 9.435 | 0 | 0 | 0 | 0 | 0 | 0 | 0 | 0 | 0 | 0 | 0 | 0 | 47.4465 | 0 | 0 | 1 | 0 | -2 | 0 | 0 | 0 | 0 | 0 | 0 | 0 | 0 | 0 | 0 | 0 | 0 | -2 | 0 | 0 | 1 |  | 0 | 9.435 | 0 | 0 | 0 | 0 | 0 | 0 | 0 | 0 | 0 | 0 | 0 | 0 | 47.4465 | 0 | 0 | 1 | 0 | -2 | 0 | 0 | 0 | 0 | 0 | 0 | 0 | 0 | 0 | 0 | 0 | 0 | 0 | 0 | 0 | 1 |  | 4+ | 1 | 1 | 1 | 1 | 1 | 1 | 4+ | 1 | 1
PG&E NGBA | Geysers 3 | 115 | 0 | 0 | 0 | 0 | 0 | 0 | 0 | 0 | 0 | 0 | 0 | 0 | 0 | 0 | 0 | 0 | 0 | 0 | 0 | 0 |  | 0 | 0 | 0 | 0 | 0 | 0 | 0 | 0 | 0 | 0 | 0 | 0 | 0 | 0 | 0 | 0 | 0 | 0 | 0 | 0 | 0 | 0 | 0 | 0 | 0 | 0 | 0 | 0 | 0 | 0 | 0 | 0 | 0 | 0 | 0 | 0 |  | 0 | 0 | 0 | 0 | 0 | 0 | 0 | 0 | 0 | 0 | 0 | 0 | 0 | 0 | 0 | 0 | 0 | 0 | 0 | 0 | 0 | 0 | 0 | 0 | 0 | 0 | 0 | 0 | 0 | 0 | 0 | 0 | 0 | 0 | 0 | 0 |  | 0 | 0 | 0 | 0 | 0 | 0 | 0 | 0 | 0 | 0 | 0 | 0 | 0 | 0 | 0 | 0 | 0 | 0 | 0 | 0 | 0 | 0 | 0 | 0 | 0 | 0 | 0 | 0 | 0 | 0 | 0 | 0 | 0 | 0 | 0 | 0 |  | 0 | 0 | 0 | 0 | 0 | 0 | 0 | 0 | 0 | 0 | 0 | 0 | 0 | 0 | 0 | 0 | 0 | 0 | 0 | 0 | 0 | 0 | 0 | 0 | 0 | 0 | 0 | 0 | 0 | 0 | 0 | 0 | 0 | 0 | 0 | 0 |  | 1 | 1 | 1 | 1 | 1 | 1 | 1 | 1 | 1 | 0
PG&E NGBA | Glenn | 230 | 0 | 0 | 0 | 0 | 0 | 0 | 0 | 0 | 0 | 0 | 0 | 0 | 0 | 320 | 320 | 0 | 0 | 0 | 0 | 1 |  | 0 | 0 | 0 | 0 | 0 | 0 | 0 | 0 | 0 | 0 | 0 | 0 | 0 | 0 | 0 | 0 | 0 | 0 | 0 | 0 | 0 | 0 | 0 | 0 | 0 | 0 | 0 | 0 | 0 | 0 | 2 | 0 | 0 | 0 | 0 | 1 |  | 0 | 0 | 0 | 0 | 0 | 0 | 0 | 0 | 0 | 0 | 0 | 0 | 0 | 0 | 0 | 0 | 0 | 0 | 0 | 0 | 0 | 0 | 0 | 0 | 0 | 0 | 0 | 0 | 0 | 0 | 2 | 0 | 0 | 0 | 0 | 1 |  | 0 | 0 | 0 | 0 | 0 | 0 | 0 | 0 | 0 | 0 | 0 | 0 | 142.85 | 0 | 251.9 | 0 | 0 | 1 | 0 | 0 | 0 | 0 | 0 | 0 | 0 | 0 | 0 | 0 | 0 | 0 | 2 | 0 | -2 | 0 | 0 | 1 |  | 0 | 0 | 0 | 0 | 0 | 0 | 0 | 103 | 0 | 0 | 0 | 0 | 341.15 | 0 | 354.9 | 0 | 0 | 1 | 0 | 0 | 0 | 0 | 0 | 0 | 0 | -2 | 0 | 0 | 0 | 0 | 0 | 0 | -1 | 0 | 0 | 1 |  | 1 | 1 | 1 | 1+ | 1 | 1 | 3- | 2+ | 1 | 1
PG&E NGBA | Glenn | 60 | 0 | 0 | 0 | 0 | 0 | 0 | 0 | 0 | 0 | 0 | 0 | 0 | 0 | 0 | 0 | 0 | 0 | 0 | 0 | 0 |  | 0 | 0 | 0 | 0 | 0 | 0 | 0 | 0 | 0 | 0 | 0 | 0 | 0 | 0 | 0 | 0 | 0 | 0 | 0 | 0 | 0 | 0 | 0 | 0 | 0 | 0 | 0 | 0 | 0 | 0 | 0 | 0 | 0 | 0 | 0 | 0 |  | 0 | 0 | 0 | 0 | 0 | 0 | 0 | 0 | 0 | 0 | 0 | 0 | 0 | 0 | 0 | 0 | 0 | 0 | 0 | 0 | 0 | 0 | 0 | 0 | 0 | 0 | 0 | 0 | 0 | 0 | 0 | 0 | 0 | 0 | 0 | 0 |  | 0 | 0 | 0 | 0 | 0 | 0 | 0 | 0 | 0 | 0 | 0 | 0 | 0 | 0 | 0 | 0 | 0 | 0 | 0 | 0 | 0 | 0 | 0 | 0 | 0 | 0 | 0 | 0 | 0 | 0 | 0 | 0 | 0 | 0 | 0 | 0 |  | 0 | 0 | 0 | 0 | 0 | 0 | 0 | 0 | 0 | 0 | 0 | 0 | 0 | 0 | 0 | 0 | 0 | 0 | 0 | 0 | 0 | 0 | 0 | 0 | 0 | 0 | 0 | 0 | 0 | 0 | 0 | 0 | 0 | 0 | 0 | 0 |  | 1 | 1 | 1 | 1 | 1 | 1 | 1 | 1 | 1 | 0
PG&E NGBA | Gold Hill | 115 | 0 | 0 | 0 | 0 | 0 | 0 | 0 | 0 | 0 | 0 | 0 | 0 | 0 | 0 | 0 | 0 | 0 | 0 | 0 | 0 |  | 0 | 0 | 0 | 0 | 0 | 0 | 0 | 0 | 0 | 0 | 0 | 0 | 0 | 49.9 | 58.75 | 0 | 0 | 1 | 0 | 0 | 0 | 0 | 0 | 0 | 0 | 0 | 0 | 0 | 0 | 0 | 0 | -2 | -2 | 0 | 0 | 1 |  | 0 | 0 | 0 | 0 | 0 | 0 | 0 | 0 | 0 | 0 | 0 | 0 | 0 | 49.9 | 58.75 | 0 | 0 | 1 | 0 | 0 | 0 | 0 | 0 | 0 | 0 | 0 | 0 | 0 | 0 | 0 | 0 | -2 | -2 | 0 | 0 | 1 |  | 0 | 0 | 0 | 0 | 0 | 0 | 0 | 0 | 0 | 0 | 0 | 0 | 0 | 49.9 | 58.75 | 0 | 0 | 1 | 0 | 0 | 0 | 0 | 0 | 0 | 0 | 0 | 0 | 0 | 0 | 0 | 0 | -2 | -2 | 0 | 0 | 1 |  | 0 | 0 | 0 | 0 | 0 | 0 | 0 | 0 | 0 | 0 | 0 | 0 | 0 | 49.9 | 58.75 | 0 | 0 | 1 | 0 | 0 | 0 | 0 | 0 | 0 | 0 | 0 | 0 | 0 | 0 | 0 | 0 | -2 | -2 | 0 | 0 | 1 |  | 1 | 1 | 1 | 1 | 1 | 1 | 1 | 4+ | 1 | 1
PG&E NGBA | Gold Hill | 230 | 0 | 0 | 0 | 0 | 0 | 0 | 0 | 0 | 0 | 0 | 0 | 0 | 0 | 0 | 0 | 0 | 0 | 0 | 0 | 0 |  | 0 | 0 | 0 | 0 | 0 | 0 | 0 | 0 | 0 | 0 | 0 | 0 | 0 | 0 | 0 | 0 | 0 | 0 | 0 | 0 | 0 | 0 | 0 | 0 | 0 | 0 | 0 | 0 | 0 | 0 | 0 | 0 | 0 | 0 | 0 | 0 |  | 0 | 0 | 0 | 0 | 0 | 0 | 0 | 0 | 0 | 0 | 0 | 0 | 0 | 0 | 0 | 0 | 0 | 0 | 0 | 0 | 0 | 0 | 0 | 0 | 0 | 0 | 0 | 0 | 0 | 0 | 0 | 0 | 0 | 0 | 0 | 0 |  | 0 | 0 | 0 | 0 | 0 | 0 | 0 | 0 | 0 | 0 | 0 | 0 | 0 | 0 | 0 | 0 | 0 | 0 | 0 | 0 | 0 | 0 | 0 | 0 | 0 | 0 | 0 | 0 | 0 | 0 | 0 | 0 | 0 | 0 | 0 | 0 |  | 0 | 0 | 0 | 0 | 0 | 0 | 0 | 0 | 0 | 0 | 0 | 0 | 0 | 0 | 0 | 0 | 0 | 0 | 0 | 0 | 0 | 0 | 0 | 0 | 0 | 0 | 0 | 0 | 0 | 0 | 0 | 0 | 0 | 0 | 0 | 0 |  | 1 | 1 | 1 | 1 | 1 | 1 | 1 | 1 | 1 | 0
SCE Northern | Goleta | 230 | 0 | 0 | 0 | 0 | 0 | 0 | 0 | 0 | 0 | 0 | 0 | 0 | 0 | 0 | 0 | 0 | 0 | 0 | 0 | 0 |  | 0 | 0 | 0 | 0 | 0 | 0 | 0 | 0 | 0 | 0 | 0 | 0 | 0 | 0 | 0 | 0 | 0 | 0 | 0 | 0 | 0 | 0 | 0 | 0 | 0 | 0 | 0 | 0 | 0 | 0 | 0 | 0 | 0 | 0 | 0 | 0 |  | 0 | 0 | 0 | 0 | 0 | 0 | 0 | 0 | 0 | 0 | 0 | 0 | 0.44 | 0 | 50 | 0 | 0 | 1 | 0 | 0 | 0 | 0 | 0 | 0 | 0 | 0 | 0 | 0 | 0 | 0 | 0 | 0 | -2 | 0 | 0 | 1 |  | 0 | 0 | 0 | 0 | 0 | 0 | 0 | 0 | 0 | 0 | 0 | 0 | 0.44 | 0 | 50 | 0 | 0 | 1 | 0 | 0 | 0 | 0 | 0 | 0 | 0 | 0 | 0 | 0 | 0 | 0 | 0 | 0 | -2 | 0 | 0 | 1 |  | 0 | 0 | 0 | 0 | 0 | 0 | 0 | 0 | 0 | 0 | 0 | 0 | 0.44 | 0 | 173.085 | 0 | 0 | 1 | 0 | 0 | 0 | 0 | 0 | 0 | 0 | 0 | 0 | 0 | 0 | 0 | 0 | 0 | -1 | 0 | 0 | 1 |  | 1 | 1 | 1 | 1 | 1 | 1 | 1 | 4+ | 1 | 1
SCE Metro | Goodrich | 230 | 0 | 0 | 0 | 0 | 0 | 0 | 0 | 0 | 0 | 0 | 0 | 0 | 0 | 0 | 0 | 0 | 0 | 0 | 0 | 0 |  | 0 | 0 | 0 | 0 | 0 | 0 | 0 | 0 | 0 | 0 | 0 | 0 | 0 | 0 | 0 | 0 | 0 | 0 | 0 | 0 | 0 | 0 | 0 | 0 | 0 | 0 | 0 | 0 | 0 | 0 | 0 | 0 | 0 | 0 | 0 | 0 |  | 0 | 0 | 0 | 0 | 0 | 0 | 0 | 0 | 0 | 0 | 0 | 0 | 0 | 0 | 0 | 0 | 0 | 0 | 0 | 0 | 0 | 0 | 0 | 0 | 0 | 0 | 0 | 0 | 0 | 0 | 0 | 0 | 0 | 0 | 0 | 0 |  | 0 | 0 | 0 | 0 | 0 | 0 | 0 | 0 | 0 | 0 | 0 | 0 | 0 | 0 | 0 | 0 | 0 | 0 | 0 | 0 | 0 | 0 | 0 | 0 | 0 | 0 | 0 | 0 | 0 | 0 | 0 | 0 | 0 | 0 | 0 | 0 |  | 0 | 0 | 0 | 0 | 0 | 0 | 0 | 0 | 0 | 0 | 0 | 0 | 0 | 0 | 0 | 0 | 0 | 0 | 0 | 0 | 0 | 0 | 0 | 0 | 0 | 0 | 0 | 0 | 0 | 0 | 0 | 0 | 0 | 0 | 0 | 0 |  | 1 | 1 | 1 | 1 | 1 | 1 | 1 | 1 | 1 | 0
PG&E KERN | Goose Lake | 115 | 0 | 0 | 0 | 0 | 0 | 0 | 0 | 0 | 0 | 0 | 0 | 0 | 0 | 0 | 0 | 0 | 0 | 0 | 0 | 0 |  | 0 | 0 | 0 | 0 | 0 | 0 | 0 | 0 | 0 | 0 | 0 | 0 | 0 | 0 | 0 | 0 | 0 | 0 | 0 | 0 | 0 | 0 | 0 | 0 | 0 | 0 | 0 | 0 | 0 | 0 | 0 | 0 | 0 | 0 | 0 | 0 |  | 0 | 0 | 0 | 0 | 0 | 0 | 0 | 0 | 0 | 0 | 0 | 0 | 6.6847 | 0 | 3.21 | 0 | 0 | 1 | 0 | 0 | 0 | 0 | 0 | 0 | 0 | 0 | 0 | 0 | 0 | 0 | -2 | 0 | -2 | 0 | 0 | 1 |  | 0 | 0 | 0 | 0 | 0 | 0 | 0 | 0 | 0 | 0 | 0 | 0 | 6.6847 | 0 | 3.21 | 0 | 0 | 1 | 0 | 0 | 0 | 0 | 0 | 0 | 0 | 0 | 0 | 0 | 0 | 0 | -2 | 0 | -2 | 0 | 0 | 1 |  | 0 | 0 | 0 | 0 | 0 | 0 | 0 | 0 | 0 | 0 | 0 | 0 | 28.3397 | 0 | 3.21 | 0 | 0 | 1 | 0 | 0 | 0 | 0 | 0 | 0 | 0 | 0 | 0 | 0 | 0 | 0 | -2 | 0 | 0 | 0 | 0 | 1 |  | 1 | 1 | 1 | 1 | 1 | 1 | 4+ | 4+ | 1 | 1
SCE Metro | Gould | 230 | 0 | 0 | 0 | 0 | 0 | 0 | 0 | 0 | 0 | 0 | 0 | 0 | 0 | 0 | 0 | 0 | 0 | 0 | 0 | 0 |  | 0 | 0 | 0 | 0 | 0 | 0 | 0 | 0 | 0 | 0 | 0 | 0 | 0 | 0 | 0 | 0 | 0 | 0 | 0 | 0 | 0 | 0 | 0 | 0 | 0 | 0 | 0 | 0 | 0 | 0 | 0 | 0 | 0 | 0 | 0 | 0 |  | 0 | 0 | 0 | 0 | 0 | 0 | 0 | 0 | 0 | 0 | 0 | 0 | 0 | 0 | 0 | 0 | 0 | 0 | 0 | 0 | 0 | 0 | 0 | 0 | 0 | 0 | 0 | 0 | 0 | 0 | 0 | 0 | 0 | 0 | 0 | 0 |  | 0 | 0 | 0 | 0 | 0 | 0 | 0 | 0 | 0 | 0 | 0 | 0 | 0 | 0 | 0 | 0 | 0 | 0 | 0 | 0 | 0 | 0 | 0 | 0 | 0 | 0 | 0 | 0 | 0 | 0 | 0 | 0 | 0 | 0 | 0 | 0 |  | 0 | 0 | 0 | 0 | 0 | 0 | 0 | 0 | 0 | 0 | 0 | 0 | 0 | 0 | 0 | 0 | 0 | 0 | 0 | 0 | 0 | 0 | 0 | 0 | 0 | 0 | 0 | 0 | 0 | 0 | 0 | 0 | 0 | 0 | 0 | 0 |  | 1 | 1 | 1 | 1 | 1 | 1 | 1 | 1 | 1 | 0
PG&E NGBA | Grand Island | 115 | 0 | 0 | 0 | 0 | 0 | 0 | 0 | 0 | 0 | 0 | 0 | 0 | 0 | 0 | 0 | 0 | 0 | 0 | 0 | 0 |  | 0 | 0 | 0 | 0 | 0 | 0 | 0 | 0 | 0 | 0 | 0 | 0 | 0 | 0 | 0 | 0 | 0 | 0 | 0 | 0 | 0 | 0 | 0 | 0 | 0 | 0 | 0 | 0 | 0 | 0 | 0 | 0 | 0 | 0 | 0 | 0 |  | 0 | 0 | 0 | 0 | 0 | 0 | 0 | 0 | 0 | 0 | 0 | 0 | 2.7306 | 0 | 0 | 0 | 0 | 1 | 0 | 0 | 0 | 0 | 0 | 0 | 0 | 0 | 0 | 0 | 0 | 0 | 0 | 0 | 0 | 0 | 0 | 0 |  | 0 | 0 | 0 | 0 | 0 | 0 | 0 | 0 | 0 | 0 | 0 | 0 | 2.7306 | 0 | 0 | 0 | 0 | 1 | 0 | 0 | 0 | 0 | 0 | 0 | 0 | 0 | 0 | 0 | 0 | 0 | 0 | 0 | 0 | 0 | 0 | 0 |  | 0 | 0 | 0 | 0 | 0 | 0 | 0 | 0 | 0 | 0 | 0 | 0 | 2.7306 | 0 | 0 | 0 | 0 | 1 | 0 | 0 | 0 | 0 | 0 | 0 | 0 | 0 | 0 | 0 | 0 | 0 | 0 | 0 | 0 | 0 | 0 | 0 |  | 1 | 1 | 1 | 1 | 1 | 1 | 1 | 1 | 1 | 0
SDGE | Granite | 69 | 0 | 0 | 0 | 0 | 0 | 0 | 0 | 0 | 0 | 0 | 0 | 0 | 0 | 0 | 0 | 0 | 0 | 0 | 0 | 0 |  | 0 | 0 | 0 | 0 | 0 | 0 | 0 | 0 | 0 | 0 | 0 | 0 | 0 | 0 | 0 | 0 | 0 | 0 | 0 | 0 | 0 | 0 | 0 | 0 | 0 | 0 | 0 | 0 | 0 | 0 | 0 | 0 | 0 | 0 | 0 | 0 |  | 0 | 0 | 0 | 0 | 0 | 0 | 0 | 0 | 0 | 0 | 0 | 0 | 0 | 0 | 0 | 0 | 0 | 0 | 0 | 0 | 0 | 0 | 0 | 0 | 0 | 0 | 0 | 0 | 0 | 0 | 0 | 0 | 0 | 0 | 0 | 0 |  | 0 | 0 | 0 | 0 | 0 | 0 | 0 | 0 | 0 | 0 | 0 | 0 | 0 | 0 | 0 | 0 | 0 | 0 | 0 | 0 | 0 | 0 | 0 | 0 | 0 | 0 | 0 | 0 | 0 | 0 | 0 | 0 | 0 | 0 | 0 | 0 |  | 0 | 0 | 0 | 0 | 0 | 0 | 0 | 0 | 0 | 0 | 0 | 0 | 0 | 0 | 0 | 0 | 0 | 0 | 0 | 0 | 0 | 0 | 0 | 0 | 0 | 0 | 0 | 0 | 0 | 0 | 0 | 0 | 0 | 0 | 0 | 0 |  | 1 | 1 | 1 | 1 | 1 | 1 | 1 | 1 | 1 | 0
PG&E GBA | Grant | 115 | 0 | 0 | 0 | 0 | 0 | 0 | 0 | 0 | 0 | 0 | 0 | 0 | 0 | 0 | 0 | 0 | 0 | 0 | 0 | 0 |  | 0 | 0 | 0 | 0 | 0 | 0 | 0 | 0 | 0 | 0 | 0 | 0 | 0 | 0 | 0 | 0 | 0 | 0 | 0 | 0 | 0 | 0 | 0 | 0 | 0 | 0 | 0 | 0 | 0 | 0 | 0 | 0 | 0 | 0 | 0 | 0 |  | 0 | 0 | 0 | 0 | 0 | 0 | 0 | 0 | 0 | 0 | 0 | 0 | 0.604 | 0 | 0 | 0 | 0 | 1 | 0 | 0 | 0 | 0 | 0 | 0 | 0 | 0 | 0 | 0 | 0 | 0 | 0 | 0 | 0 | 0 | 0 | 0 |  | 0 | 0 | 0 | 0 | 0 | 0 | 0 | 0 | 0 | 0 | 0 | 0 | 0.604 | 0 | 0 | 0 | 0 | 1 | 0 | 0 | 0 | 0 | 0 | 0 | 0 | 0 | 0 | 0 | 0 | 0 | 0 | 0 | 0 | 0 | 0 | 0 |  | 0 | 0 | 0 | 0 | 0 | 0 | 0 | 0 | 0 | 0 | 0 | 0 | 0.604 | 0 | 0 | 0 | 0 | 1 | 0 | 0 | 0 | 0 | 0 | 0 | 0 | 0 | 0 | 0 | 0 | 0 | 0 | 0 | 0 | 0 | 0 | 0 |  | 1 | 1 | 1 | 1 | 1 | 1 | 1 | 1 | 1 | 0
PG&E GBA | Green Valley | 115 | 0 | 0 | 0 | 0 | 0 | 0 | 0 | 0 | 0 | 0 | 0 | 0 | 0 | 0 | 0 | 0 | 0 | 0 | 0 | 0 |  | 0 | 0 | 0 | 0 | 0 | 0 | 0 | 0 | 0 | 0 | 0 | 0 | 0 | 0 | 0 | 0 | 0 | 0 | 0 | 0 | 0 | 0 | 0 | 0 | 0 | 0 | 0 | 0 | 0 | 0 | 0 | 0 | 0 | 0 | 0 | 0 |  | 0 | 0 | 0 | 0 | 0 | 0 | 0 | 0 | 0 | 0 | 0 | 0 | 0 | 200 | 204.449 | 0 | 0 | 1 | 0 | 0 | 0 | 0 | 0 | 0 | 0 | 0 | 0 | 0 | 0 | 0 | 0 | -2 | -2 | 0 | 0 | 1 |  | 0 | 0 | 0 | 0 | 0 | 0 | 0 | 0 | 0 | 0 | 0 | 0 | 0 | 200 | 204.449 | 0 | 0 | 1 | 0 | 0 | 0 | 0 | 0 | 0 | 0 | 0 | 0 | 0 | 0 | 0 | 0 | -2 | -2 | 0 | 0 | 1 |  | 0 | 0 | 0 | 0 | 0 | 0 | 0 | 0 | 0 | 0 | 0 | 0 | 0 | 200 | 204.449 | 0 | 0 | 1 | 0 | 0 | 0 | 0 | 0 | 0 | 0 | 0 | 0 | 0 | 0 | 0 | 0 | -2 | -2 | 0 | 0 | 1 |  | 1 | 1 | 1 | 1 | 1 | 1 | 1 | 4+ | 1 | 1
PG&E NGBA | Greenleaf 1 | 115 | 0 | 0 | 0 | 0 | 0 | 0 | 0 | 0 | 0 | 0 | 0 | 0 | 0 | 0 | 0 | 0 | 0 | 0 | 0 | 0 |  | 0 | 0 | 0 | 0 | 0 | 0 | 0 | 0 | 0 | 0 | 0 | 0 | 0 | 0 | 0 | 0 | 0 | 0 | 0 | 0 | 0 | 0 | 0 | 0 | 0 | 0 | 0 | 0 | 0 | 0 | 0 | 0 | 0 | 0 | 0 | 0 |  | 0 | 0 | 0 | 0 | 0 | 0 | 0 | 0 | 0 | 0 | 0 | 0 | 0 | 0 | 0 | 0 | 0 | 0 | 0 | 0 | 0 | 0 | 0 | 0 | 0 | 0 | 0 | 0 | 0 | 0 | 0 | 0 | 0 | 0 | 0 | 0 |  | 0 | 0 | 0 | 0 | 0 | 0 | 0 | 0 | 0 | 0 | 0 | 0 | 0 | 11 | 61.8 | 0 | 0 | 1 | 0 | 0 | 0 | 0 | 0 | 0 | 0 | 0 | 0 | 0 | 0 | 0 | 0 | -2 | -2 | 0 | 0 | 1 |  | 0 | 0 | 0 | 0 | 0 | 0 | 0 | 0 | 0 | 0 | 0 | 0 | 0 | 11 | 61.8 | 0 | 0 | 1 | 0 | 0 | 0 | 0 | 0 | 0 | 0 | 0 | 0 | 0 | 0 | 0 | 0 | -2 | -2 | 0 | 0 | 1 |  | 1 | 1 | 1 | 1 | 1 | 1 | 1 | 4+ | 1 | 1
PG&E FRESNO | Gregg | 230 | 0 | 0 | 0 | 0 | 0 | 0 | 0 | 0 | 0 | 0 | 0 | 0 | 0 | 270 | 270 | 0 | 0 | 0 | 140 | 1 |  | 0 | 0 | 0 | 0 | 0 | 0 | 0 | 0 | 0 | 0 | 0 | 0 | 0 | 0 | 0 | 0 | 0 | 0 | 0 | 0 | 0 | 0 | 0 | 0 | 0 | 0 | 0 | 0 | 0 | 0 | 2 | 0 | 0 | 2 | 2 | 1 |  | 0 | 0 | 0 | 0 | 0 | 0 | 0 | 0 | 0 | 0 | 0 | 0 | 0 | 0 | 0 | 0 | 0 | 0 | 0 | 0 | 0 | 0 | 0 | 0 | 0 | 0 | 0 | 0 | 0 | 0 | 2 | 0 | 0 | 2 | 2 | 1 |  | 0 | 0 | 0 | 0 | 0 | 0 | 0 | 0 | 0 | 0 | 0 | 0 | 0 | 0 | 151.7416 | 0 | 0 | 1 | 0 | 0 | 0 | 0 | 0 | 0 | 0 | 0 | 0 | 0 | 0 | 0 | 2 | 0 | -2 | 2 | 2 | 1 |  | 0 | 0 | 0 | 0 | 0 | 0 | 0 | 0 | 0 | 0 | 0 | 0 | 0 | 0 | 151.7416 | 0 | 0 | 1 | 0 | 0 | 0 | 0 | 0 | 0 | 0 | 0 | 0 | 0 | 0 | 0 | 2 | 0 | -1 | 2 | 2 | 1 |  | 1 | 1 | 1 | 1 | 1 | 1 | 5- | 2+ | 5- | 1
PG&E FRESNO | Grimmway-Malaga | 115 | 0 | 0 | 0 | 0 | 0 | 0 | 0 | 0 | 0 | 0 | 0 | 0 | 0 | 0 | 0 | 0 | 0 | 0 | 0 | 0 |  | 0 | 0 | 0 | 0 | 0 | 0 | 0 | 0 | 0 | 0 | 0 | 0 | 0 | 0 | 0 | 0 | 0 | 0 | 0 | 0 | 0 | 0 | 0 | 0 | 0 | 0 | 0 | 0 | 0 | 0 | 0 | 0 | 0 | 0 | 0 | 0 |  | 0 | 0 | 0 | 0 | 0 | 0 | 0 | 0 | 0 | 0 | 0 | 0 | 0 | 0 | 0 | 0 | 0 | 0 | 0 | 0 | 0 | 0 | 0 | 0 | 0 | 0 | 0 | 0 | 0 | 0 | 0 | 0 | 0 | 0 | 0 | 0 |  | 0 | 0 | 0 | 0 | 0 | 0 | 0 | 0 | 0 | 0 | 0 | 0 | 0 | 0 | 0 | 0 | 0 | 0 | 0 | 0 | 0 | 0 | 0 | 0 | 0 | 0 | 0 | 0 | 0 | 0 | 0 | 0 | 0 | 0 | 0 | 0 |  | 0 | 0 | 0 | 0 | 0 | 0 | 0 | 0 | 0 | 0 | 0 | 0 | 0 | 0 | 0 | 0 | 0 | 0 | 0 | 0 | 0 | 0 | 0 | 0 | 0 | 0 | 0 | 0 | 0 | 0 | 0 | 0 | 0 | 0 | 0 | 0 |  | 1 | 1 | 1 | 1 | 1 | 1 | 1 | 1 | 1 | 0
PG&E NGBA | Grizzly | 230 | 0 | 0 | 0 | 0 | 0 | 0 | 0 | 0 | 0 | 0 | 0 | 0 | 0 | 0 | 0 | 0 | 0 | 0 | 0 | 0 |  | 0 | 0 | 0 | 0 | 0 | 0 | 0 | 0 | 0 | 0 | 0 | 0 | 0 | 0 | 0 | 0 | 0 | 0 | 0 | 0 | 0 | 0 | 0 | 0 | 0 | 0 | 0 | 0 | 0 | 0 | 0 | 0 | 0 | 0 | 0 | 0 |  | 0 | 0 | 0 | 0 | 0 | 0 | 0 | 0 | 0 | 0 | 0 | 0 | 0 | 0 | 0 | 0 | 0 | 0 | 0 | 0 | 0 | 0 | 0 | 0 | 0 | 0 | 0 | 0 | 0 | 0 | 0 | 0 | 0 | 0 | 0 | 0 |  | 0 | 0 | 0 | 0 | 0 | 0 | 0 | 0 | 0 | 0 | 0 | 0 | 0 | 0 | 0 | 0 | 0 | 0 | 0 | 0 | 0 | 0 | 0 | 0 | 0 | 0 | 0 | 0 | 0 | 0 | 0 | 0 | 0 | 0 | 0 | 0 |  | 0 | 0 | 0 | 0 | 0 | 0 | 0 | 0 | 0 | 0 | 0 | 0 | 0 | 0 | 0 | 0 | 0 | 0 | 0 | 0 | 0 | 0 | 0 | 0 | 0 | 0 | 0 | 0 | 0 | 0 | 0 | 0 | 0 | 0 | 0 | 0 |  | 1 | 1 | 1 | 1 | 1 | 1 | 1 | 1 | 1 | 0
PG&E FRESNO | Guernsey | 70 | 0 | 0 | 0 | 0 | 0 | 0 | 0 | 0 | 0 | 0 | 0 | 0 | 0 | 0 | 0 | 0 | 0 | 0 | 0 | 0 |  | 0 | 0 | 0 | 0 | 0 | 0 | 0 | 0 | 0 | 0 | 0 | 0 | 0 | 0 | 0 | 0 | 0 | 0 | 0 | 0 | 0 | 0 | 0 | 0 | 0 | 0 | 0 | 0 | 0 | 0 | 0 | 0 | 0 | 0 | 0 | 0 |  | 0 | 0 | 0 | 0 | 0 | 0 | 0 | 0 | 0 | 0 | 0 | 0 | 7.575 | 0 | 2.196 | 0 | 0 | 1 | 0 | 0 | 0 | 0 | 0 | 0 | 0 | 0 | 0 | 0 | 0 | 0 | -2 | 0 | 0 | 0 | 0 | 1 |  | 0 | 0 | 0 | 0 | 0 | 0 | 0 | 0 | 0 | 0 | 0 | 0 | 7.575 | 0 | 2.196 | 0 | 0 | 1 | 0 | 0 | 0 | 0 | 0 | 0 | 0 | 0 | 0 | 0 | 0 | 0 | -2 | 0 | 0 | 0 | 0 | 1 |  | 0 | 0 | 0 | 0 | 0 | 0 | 0 | 0 | 0 | 0 | 0 | 0 | 22.054 | 0 | 2.196 | 0 | 0 | 1 | 0 | 0 | 0 | 0 | 0 | 0 | 0 | 0 | 0 | 0 | 0 | 0 | -2 | 0 | 0 | 0 | 0 | 1 |  | 1 | 1 | 1 | 1 | 1 | 1 | 4+ | 1 | 1 | 1
PG&E FRESNO | GWF Hanford | 115 | 0 | 0 | 0 | 0 | 0 | 0 | 0 | 0 | 0 | 0 | 0 | 0 | 0 | 0 | 0 | 0 | 0 | 0 | 0 | 0 |  | 0 | 0 | 0 | 0 | 0 | 0 | 0 | 0 | 0 | 0 | 0 | 0 | 0 | 0 | 11.7 | 0 | 0 | 1 | 0 | 0 | 0 | 0 | 0 | 0 | 0 | 0 | 0 | 0 | 0 | 0 | 0 | 0 | -2 | 0 | 0 | 1 |  | 0 | 0 | 0 | 0 | 0 | 0 | 0 | 0 | 0 | 0 | 0 | 0 | 0 | 0 | 11.7 | 0 | 0 | 1 | 0 | 0 | 0 | 0 | 0 | 0 | 0 | 0 | 0 | 0 | 0 | 0 | 0 | 0 | -2 | 0 | 0 | 1 |  | 0 | 0 | 0 | 0 | 0 | 0 | 0 | 0 | 0 | 0 | 0 | 0 | 0 | 0 | 11.7 | 0 | 0 | 1 | 0 | 0 | 0 | 0 | 0 | 0 | 0 | 0 | 0 | 0 | 0 | 0 | 0 | 0 | -2 | 0 | 0 | 1 |  | 0 | 0 | 0 | 0 | 0 | 0 | 0 | 0 | 0 | 0 | 0 | 0 | 0 | 0 | 11.7 | 0 | 0 | 1 | 0 | 0 | 0 | 0 | 0 | 0 | 0 | 0 | 0 | 0 | 0 | 0 | 0 | 0 | 0 | 0 | 0 | 0 |  | 1 | 1 | 1 | 1 | 1 | 1 | 1 | 4+ | 1 | 1
PG&E FRESNO | Haas | 230 | 0 | 0 | 0 | 0 | 0 | 0 | 0 | 0 | 0 | 0 | 0 | 0 | 0 | 0 | 0 | 0 | 0 | 0 | 0 | 0 |  | 0 | 0 | 0 | 0 | 0 | 0 | 0 | 0 | 0 | 0 | 0 | 0 | 0 | 0 | 0 | 0 | 0 | 0 | 0 | 0 | 0 | 0 | 0 | 0 | 0 | 0 | 0 | 0 | 0 | 0 | 0 | 0 | 0 | 0 | 0 | 0 |  | 0 | 0 | 0 | 0 | 0 | 0 | 0 | 0 | 0 | 0 | 0 | 0 | 0 | 0 | 0 | 0 | 0 | 0 | 0 | 0 | 0 | 0 | 0 | 0 | 0 | 0 | 0 | 0 | 0 | 0 | 0 | 0 | 0 | 0 | 0 | 0 |  | 0 | 0 | 0 | 0 | 0 | 0 | 0 | 0 | 0 | 0 | 0 | 0 | 0 | 0 | 0 | 0 | 0 | 0 | 0 | 0 | 0 | 0 | 0 | 0 | 0 | 0 | 0 | 0 | 0 | 0 | 0 | 0 | 0 | 0 | 0 | 0 |  | 0 | 0 | 0 | 0 | 0 | 0 | 0 | 0 | 0 | 0 | 0 | 0 | 0 | 0 | 0 | 0 | 0 | 0 | 0 | 0 | 0 | 0 | 0 | 0 | 0 | 0 | 0 | 0 | 0 | 0 | 0 | 0 | 0 | 0 | 0 | 0 |  | 1 | 1 | 1 | 1 | 1 | 1 | 1 | 1 | 1 | 0
PG&E FRESNO | Hammonds | 115 | 0 | 0 | 0 | 0 | 0 | 0 | 0 | 0 | 0 | 0 | 0 | 0 | 0 | 0 | 0 | 0 | 0 | 0 | 0 | 0 |  | 0 | 0 | 0 | 0 | 0 | 0 | 0 | 0 | 0 | 0 | 0 | 0 | 0 | 0 | 0 | 0 | 0 | 0 | 0 | 0 | 0 | 0 | 0 | 0 | 0 | 0 | 0 | 0 | 0 | 0 | 0 | 0 | 0 | 0 | 0 | 0 |  | 0 | 0 | 0 | 0 | 0 | 0 | 0 | 0 | 0 | 0 | 0 | 0 | 0 | 0 | 0 | 0 | 0 | 0 | 0 | 0 | 0 | 0 | 0 | 0 | 0 | 0 | 0 | 0 | 0 | 0 | 0 | 0 | 0 | 0 | 0 | 0 |  | 0 | 0 | 0 | 0 | 0 | 0 | 0 | 0 | 0 | 0 | 0 | 0 | 0 | 0 | 0 | 0 | 0 | 0 | 0 | 0 | 0 | 0 | 0 | 0 | 0 | 0 | 0 | 0 | 0 | 0 | 0 | 0 | 0 | 0 | 0 | 0 |  | 0 | 0 | 0 | 0 | 0 | 0 | 0 | 0 | 0 | 0 | 0 | 0 | 0 | 0 | 0 | 0 | 0 | 0 | 0 | 0 | 0 | 0 | 0 | 0 | 0 | 0 | 0 | 0 | 0 | 0 | 0 | 0 | 0 | 0 | 0 | 0 |  | 1 | 1 | 1 | 1 | 1 | 1 | 1 | 1 | 1 | 0
SCE Metro | HarborGen | 230 | 0 | 0 | 0 | 0 | 0 | 0 | 0 | 0 | 0 | 0 | 0 | 0 | 0 | 0 | 0 | 0 | 0 | 0 | 0 | 0 |  | 0 | 0 | 0 | 0 | 0 | 0 | 0 | 0 | 0 | 0 | 0 | 0 | 0 | 0 | 0 | 0 | 0 | 0 | 0 | 0 | 0 | 0 | 0 | 0 | 0 | 0 | 0 | 0 | 0 | 0 | 0 | 0 | 0 | 0 | 0 | 0 |  | 0 | 0 | 0 | 0 | 0 | 0 | 0 | 0 | 0 | 0 | 0 | 0 | 0 | 0 | 0 | 0 | 0 | 0 | 0 | 0 | 0 | 0 | 0 | 0 | 0 | 0 | 0 | 0 | 0 | 0 | 0 | 0 | 0 | 0 | 0 | 0 |  | 0 | 0 | 0 | 0 | 0 | 0 | 0 | 0 | 0 | 0 | 0 | 0 | 0 | 0 | 0 | 0 | 0 | 0 | 0 | 0 | 0 | 0 | 0 | 0 | 0 | 0 | 0 | 0 | 0 | 0 | 0 | 0 | 0 | 0 | 0 | 0 |  | 0 | 0 | 0 | 0 | 0 | 0 | 0 | 0 | 0 | 0 | 0 | 0 | 0 | 0 | 0 | 0 | 0 | 0 | 0 | 0 | 0 | 0 | 0 | 0 | 0 | 0 | 0 | 0 | 0 | 0 | 0 | 0 | 0 | 0 | 0 | 0 |  | 1 | 1 | 1 | 1 | 1 | 1 | 1 | 1 | 1 | 0
PG&E NGBA | Harris | 60 | 0 | 0 | 0 | 0 | 0 | 0 | 0 | 0 | 0 | 0 | 0 | 0 | 0 | 0 | 0 | 0 | 0 | 0 | 0 | 0 |  | 0 | 0 | 0 | 0 | 0 | 0 | 0 | 0 | 0 | 0 | 0 | 0 | 0 | 0 | 0 | 0 | 0 | 0 | 0 | 0 | 0 | 0 | 0 | 0 | 0 | 0 | 0 | 0 | 0 | 0 | 0 | 0 | 0 | 0 | 0 | 0 |  | 0 | 0 | 0 | 0 | 0 | 0 | 0 | 0 | 0 | 0 | 0 | 0 | 0 | 0 | 0 | 0 | 0 | 0 | 0 | 0 | 0 | 0 | 0 | 0 | 0 | 0 | 0 | 0 | 0 | 0 | 0 | 0 | 0 | 0 | 0 | 0 |  | 0 | 0 | 0 | 0 | 0 | 0 | 0 | 0 | 0 | 0 | 0 | 0 | 0 | 0 | 0 | 0 | 0 | 0 | 0 | 0 | 0 | 0 | 0 | 0 | 0 | 0 | 0 | 0 | 0 | 0 | 0 | 0 | 0 | 0 | 0 | 0 |  | 0 | 0 | 0 | 0 | 0 | 0 | 0 | 0 | 0 | 0 | 0 | 0 | 0 | 0 | 0 | 0 | 0 | 0 | 0 | 0 | 0 | 0 | 0 | 0 | 0 | 0 | 0 | 0 | 0 | 0 | 0 | 0 | 0 | 0 | 0 | 0 |  | 1 | 1 | 1 | 1 | 1 | 1 | 1 | 1 | 1 | 0
EOP | Harry Allen | 500 | 0 | 0 | 0 | 0 | 0 | 1100 | 0 | 1100 | 0 | 0 | 0 | 0 | 0 | 0 | 0 | 0 | 0 | 0 | 0 | 1 |  | 0 | 0 | 0 | 0 | 0 | 0 | 0 | 0 | 0 | 0 | 0 | 0 | 0 | 0 | 0 | 0 | 0 | 0 | 0 | 0 | 0 | 0 | 0 | 0 | 2 | 2 | 0 | 0 | 0 | 0 | 0 | 0 | 0 | 0 | 0 | 1 |  | 0 | 0 | 0 | 0 | 0 | 0 | 0 | 0 | 0 | 0 | 0 | 0 | 0 | 0 | 0 | 0 | 0 | 0 | 0 | 0 | 0 | 0 | 0 | 0 | 2 | 2 | 0 | 0 | 0 | 0 | 0 | 0 | 0 | 0 | 0 | 1 |  | 0 | 0 | 0 | 0 | 0 | 0 | 0 | 0 | 0 | 0 | 0 | 0 | 0 | 0 | 0 | 0 | 0 | 0 | 0 | 0 | 0 | 0 | 0 | 0 | 2 | 2 | 0 | 0 | 0 | 0 | 0 | 0 | 0 | 0 | 0 | 1 |  | 0 | 0 | 0 | 0 | 0 | 0 | 0 | 0 | 0 | 0 | 0 | 0 | 0 | 0 | 0 | 0 | 0 | 0 | 0 | 0 | 0 | 0 | 0 | 0 | 2 | 2 | 0 | 0 | 0 | 0 | 0 | 0 | 0 | 0 | 0 | 1 |  | 1 | 1 | 1 | 5- | 1 | 1 | 1 | 1 | 1 | 1
PG&E NGBA | Hartley | 60 | 0 | 0 | 0 | 0 | 0 | 0 | 0 | 0 | 0 | 0 | 0 | 0 | 0 | 0 | 0 | 0 | 0 | 0 | 0 | 0 |  | 0 | 0 | 0 | 0 | 0 | 0 | 0 | 0 | 0 | 0 | 0 | 0 | 0 | 0 | 0 | 0 | 0 | 0 | 0 | 0 | 0 | 0 | 0 | 0 | 0 | 0 | 0 | 0 | 0 | 0 | 0 | 0 | 0 | 0 | 0 | 0 |  | 0 | 0 | 0 | 0 | 0 | 0 | 0 | 0 | 0 | 0 | 0 | 0 | 0 | 0 | 0 | 0 | 0 | 0 | 0 | 0 | 0 | 0 | 0 | 0 | 0 | 0 | 0 | 0 | 0 | 0 | 0 | 0 | 0 | 0 | 0 | 0 |  | 0 | 0 | 0 | 0 | 0 | 0 | 0 | 0 | 0 | 0 | 0 | 0 | 0 | 0 | 0 | 0 | 0 | 0 | 0 | 0 | 0 | 0 | 0 | 0 | 0 | 0 | 0 | 0 | 0 | 0 | 0 | 0 | 0 | 0 | 0 | 0 |  | 0 | 0 | 0 | 0 | 0 | 0 | 0 | 0 | 0 | 0 | 0 | 0 | 12 | 0 | 0 | 0 | 0 | 1 | 0 | 0 | 0 | 0 | 0 | 0 | 0 | 0 | 0 | 0 | 0 | 0 | -2 | 0 | 0 | 0 | 0 | 1 |  | 1 | 1 | 1 | 1 | 1 | 1 | 1+ | 1 | 1 | 1
SCE NOL | Harvard | 115 | 0 | 0 | 0 | 0 | 0 | 0 | 0 | 0 | 0 | 0 | 0 | 0 | 0 | 0 | 0 | 0 | 0 | 0 | 0 | 0 |  | 0 | 0 | 0 | 0 | 0 | 0 | 0 | 0 | 0 | 0 | 0 | 0 | 0 | 0 | 0 | 0 | 0 | 0 | 0 | 0 | 0 | 0 | 0 | 0 | 0 | 0 | 0 | 0 | 0 | 0 | 0 | 0 | 0 | 0 | 0 | 0 |  | 0 | 0 | 0 | 0 | 0 | 0 | 0 | 0 | 0 | 0 | 0 | 0 | 0 | 0 | 0 | 0 | 0 | 0 | 0 | 0 | 0 | 0 | 0 | 0 | 0 | 0 | 0 | 0 | 0 | 0 | 0 | 0 | 0 | 0 | 0 | 0 |  | 0 | 0 | 0 | 0 | 0 | 0 | 0 | 0 | 0 | 0 | 0 | 0 | 0 | 0 | 0 | 0 | 0 | 0 | 0 | 0 | 0 | 0 | 0 | 0 | 0 | 0 | 0 | 0 | 0 | 0 | 0 | 0 | 0 | 0 | 0 | 0 |  | 0 | 0 | 0 | 0 | 0 | 0 | 0 | 0 | 0 | 0 | 0 | 0 | 0 | 0 | 0 | 0 | 0 | 0 | 0 | 0 | 0 | 0 | 0 | 0 | 0 | 0 | 0 | 0 | 0 | 0 | 0 | 0 | 0 | 0 | 0 | 0 |  | 1 | 1 | 1 | 1 | 1 | 1 | 1 | 1 | 1 | 0
SDGE | Hassayampa | 500 | 0 | 0 | 0 | 0 | 0 | 0 | 0 | 0 | 0 | 0 | 0 | 0 | 1500 | 786 | 2286 | 0 | 307 | 307 | 0 | 1 |  | 0 | 0 | 0 | 0 | 0 | 0 | 0 | 0 | 0 | 0 | 0 | 0 | 276.9 | 0 | 90.9 | 0 | 0 | 1 | 0 | 0 | 0 | 0 | 0 | 0 | 0 | 0 | 0 | 0 | 0 | 2 | 2 | 2 | 2 | 0 | 0 | 1 |  | 0 | 0 | 0 | 0 | 0 | 0 | 0 | 0 | 0 | 0 | 0 | 0 | 0 | 0 | 0 | 0 | 0 | 0 | 0 | 0 | 0 | 0 | 0 | 0 | 0 | 0 | 0 | 0 | 0 | 2 | 2 | 2 | 2 | 0 | 0 | 1 |  | 0 | 0 | 0 | 0 | 0 | 0 | 0 | 0 | 0 | 0 | 0 | 0 | 350 | 0 | 28.8 | 0 | 0 | 1 | 0 | 0 | 0 | 0 | 0 | 0 | 0 | 0 | 0 | 0 | 0 | 2 | 2 | 2 | 2 | 0 | 0 | 1 |  | 0 | 0 | 0 | 0 | 0 | 0 | 0 | 154.5 | 0 | 0 | 0 | 0 | 1068.88 | 0 | 183.3 | 0 | 0 | 1 | 0 | 0 | 0 | 0 | 0 | 0 | 0 | -2 | 0 | 0 | 0 | 2 | 2 | 2 | 2 | 0 | 0 | 1 |  | 1 | 1 | 1 | 1+ | 1 | 1 | 5- | 5- | 1 | 1
PG&E FRESNO | Helm | 230 | 0 | 0 | 0 | 0 | 0 | 0 | 0 | 0 | 0 | 0 | 0 | 0 | 0 | 0 | 0 | 0 | 0 | 0 | 0 | 0 |  | 0 | 0 | 0 | 0 | 0 | 0 | 0 | 0 | 0 | 0 | 0 | 0 | 0 | 0 | 0 | 0 | 0 | 0 | 0 | 0 | 0 | 0 | 0 | 0 | 0 | 0 | 0 | 0 | 0 | 0 | 0 | 0 | 0 | 0 | 0 | 0 |  | 0 | 0 | 0 | 0 | 0 | 0 | 0 | 0 | 0 | 0 | 0 | 0 | 0 | 0 | 0 | 0 | 0 | 0 | 0 | 0 | 0 | 0 | 0 | 0 | 0 | 0 | 0 | 0 | 0 | 0 | 0 | 0 | 0 | 0 | 0 | 0 |  | 0 | 0 | 0 | 0 | 0 | 0 | 0 | 0 | 0 | 0 | 0 | 0 | 0 | 0 | 0 | 0 | 0 | 0 | 0 | 0 | 0 | 0 | 0 | 0 | 0 | 0 | 0 | 0 | 0 | 0 | 0 | 0 | 0 | 0 | 0 | 0 |  | 0 | 0 | 0 | 0 | 0 | 0 | 0 | 0 | 0 | 0 | 0 | 0 | 0 | 0 | 0 | 0 | 0 | 0 | 0 | 0 | 0 | 0 | 0 | 0 | 0 | 0 | 0 | 0 | 0 | 0 | 0 | 0 | 0 | 0 | 0 | 0 |  | 1 | 1 | 1 | 1 | 1 | 1 | 1 | 1 | 1 | 0
PG&E FRESNO | Helm | 70 | 0 | 0 | 0 | 0 | 0 | 0 | 0 | 0 | 0 | 0 | 0 | 0 | 0 | 0 | 0 | 0 | 0 | 0 | 0 | 0 |  | 0 | 0 | 0 | 0 | 0 | 0 | 0 | 0 | 0 | 0 | 0 | 0 | 0 | 18.5 | 18.5 | 0 | 0 | 1 | 0 | 0 | 0 | 0 | 0 | 0 | 0 | 0 | 0 | 0 | 0 | 0 | 0 | -2 | -2 | 0 | 0 | 1 |  | 0 | 0 | 0 | 0 | 0 | 0 | 0 | 0 | 0 | 0 | 0 | 0 | 0 | 18.5 | 18.5 | 0 | 0 | 1 | 0 | 0 | 0 | 0 | 0 | 0 | 0 | 0 | 0 | 0 | 0 | 0 | 0 | -2 | -2 | 0 | 0 | 1 |  | 0 | 0 | 0 | 0 | 0 | 0 | 0 | 0 | 0 | 0 | 0 | 0 | 0 | 0 | 0 | 0 | 0 | 0 | 0 | 0 | 0 | 0 | 0 | 0 | 0 | 0 | 0 | 0 | 0 | 0 | 0 | 0 | 0 | 0 | 0 | 0 |  | 0 | 0 | 0 | 0 | 0 | 0 | 0 | 0 | 0 | 0 | 0 | 0 | 0 | 18.5 | 18.5 | 0 | 0 | 1 | 0 | 0 | 0 | 0 | 0 | 0 | 0 | 0 | 0 | 0 | 0 | 0 | 0 | -2 | -2 | 0 | 0 | 1 |  | 1 | 1 | 1 | 1 | 1 | 1 | 1 | 4+ | 1 | 1
PG&E FRESNO | Henrietta | 115 | 0 | 0 | 0 | 0 | 0 | 0 | 0 | 0 | 0 | 0 | 0 | 0 | 0 | 0 | 0 | 0 | 0 | 0 | 0 | 0 |  | 0 | 0 | 0 | 0 | 0 | 0 | 0 | 0 | 0 | 0 | 0 | 0 | 0 | 0 | 0 | 0 | 0 | 0 | 0 | 0 | 0 | 0 | 0 | 0 | 0 | 0 | 0 | 0 | 0 | 0 | 0 | 0 | 0 | 0 | 0 | 0 |  | 0 | 0 | 0 | 0 | 0 | 0 | 0 | 0 | 0 | 0 | 0 | 0 | 0 | 0 | 0 | 0 | 0 | 0 | 0 | 0 | 0 | 0 | 0 | 0 | 0 | 0 | 0 | 0 | 0 | 0 | 0 | 0 | 0 | 0 | 0 | 0 |  | 0 | 0 | 0 | 0 | 0 | 0 | 0 | 0 | 0 | 0 | 0 | 0 | 0 | 0 | 0 | 0 | 0 | 0 | 0 | 0 | 0 | 0 | 0 | 0 | 0 | 0 | 0 | 0 | 0 | 0 | 0 | 0 | 0 | 0 | 0 | 0 |  | 0 | 0 | 0 | 0 | 0 | 0 | 0 | 0 | 0 | 0 | 0 | 0 | 0 | 0 | 100 | 0 | 0 | 1 | 0 | 0 | 0 | 0 | 0 | 0 | 0 | 0 | 0 | 0 | 0 | 0 | 0 | 0 | 0 | 0 | 0 | 0 |  | 1 | 1 | 1 | 1 | 1 | 1 | 1 | 1 | 1 | 0
PG&E FRESNO | Henrietta | 230 | 0 | 0 | 0 | 0 | 0 | 0 | 0 | 0 | 0 | 0 | 0 | 0 | 45 | 0 | 45 | 0 | 493 | 493 | 0 | 1 |  | 0 | 0 | 0 | 0 | 0 | 0 | 0 | 0 | 0 | 0 | 0 | 0 | 0 | 0 | 0 | 0 | 0 | 0 | 0 | 0 | 0 | 0 | 0 | 0 | 0 | 0 | 0 | 0 | 0 | 2 | 2 | 2 | 2 | 0 | 0 | 1 |  | 0 | 0 | 0 | 0 | 0 | 0 | 0 | 0 | 0 | 0 | 0 | 0 | 3 | 0 | 0 | 0 | 0 | 1 | 0 | 0 | 0 | 0 | 0 | 0 | 0 | 0 | 0 | 0 | 0 | 2 | 2 | 2 | 2 | 0 | 0 | 1 |  | 0 | 0 | 0 | 0 | 0 | 0 | 0 | 0 | 0 | 0 | 0 | 0 | 3 | 0 | 0 | 0 | 0 | 1 | 0 | 0 | 0 | 0 | 0 | 0 | 0 | 0 | 0 | 0 | 0 | 2 | 2 | 2 | 2 | 0 | 0 | 1 |  | 0 | 0 | 0 | 0 | 0 | 0 | 0 | 154.4 | 0 | 0 | 0 | 0 | 158.3 | 0 | 154.4 | 0 | 0 | 1 | 0 | 0 | 0 | 0 | 0 | 0 | 0 | -2 | 0 | 0 | 0 | 2 | -2 | 2 | 2 | 0 | 0 | 1 |  | 1 | 1 | 1 | 1+ | 1 | 1 | 3- | 5- | 1 | 1
PG&E FRESNO | Henrietta | 70 | 0 | 0 | 0 | 0 | 0 | 0 | 0 | 0 | 0 | 0 | 0 | 0 | 0 | 0 | 0 | 0 | 0 | 0 | 0 | 0 |  | 0 | 0 | 0 | 0 | 0 | 0 | 0 | 0 | 0 | 0 | 0 | 0 | 0 | 0 | 20 | 0 | 0 | 1 | 0 | 0 | 0 | 0 | 0 | 0 | 0 | 0 | 0 | 0 | 0 | 0 | 0 | 0 | -2 | 0 | 0 | 1 |  | 0 | 0 | 0 | 0 | 0 | 0 | 0 | 0 | 0 | 0 | 0 | 0 | 0 | 0 | 20 | 0 | 0 | 1 | 0 | 0 | 0 | 0 | 0 | 0 | 0 | 0 | 0 | 0 | 0 | 0 | 0 | 0 | -2 | 0 | 0 | 1 |  | 0 | 0 | 0 | 0 | 0 | 0 | 0 | 0 | 0 | 0 | 0 | 0 | 0 | 0 | 20 | 0 | 0 | 1 | 0 | 0 | 0 | 0 | 0 | 0 | 0 | 0 | 0 | 0 | 0 | 0 | 0 | 0 | -2 | 0 | 0 | 1 |  | 0 | 0 | 0 | 0 | 0 | 0 | 0 | 0 | 0 | 0 | 0 | 0 | 0 | 0 | 20 | 0 | 0 | 1 | 0 | 0 | 0 | 0 | 0 | 0 | 0 | 0 | 0 | 0 | 0 | 0 | 0 | 0 | 0 | 0 | 0 | 0 |  | 1 | 1 | 1 | 1 | 1 | 1 | 1 | 4+ | 1 | 1
PG&E FRESNO | Herndon | 115 | 0 | 0 | 0 | 0 | 0 | 0 | 0 | 0 | 0 | 0 | 0 | 0 | 0 | 0 | 0 | 0 | 0 | 0 | 0 | 0 |  | 0 | 0 | 0 | 0 | 0 | 0 | 0 | 0 | 0 | 0 | 0 | 0 | 0 | 0 | 0 | 0 | 0 | 0 | 0 | 0 | 0 | 0 | 0 | 0 | 0 | 0 | 0 | 0 | 0 | 0 | 0 | 0 | 0 | 0 | 0 | 0 |  | 0 | 0 | 0 | 0 | 0 | 0 | 0 | 0 | 0 | 0 | 0 | 0 | 0 | 0 | 0 | 0 | 0 | 0 | 0 | 0 | 0 | 0 | 0 | 0 | 0 | 0 | 0 | 0 | 0 | 0 | 0 | 0 | 0 | 0 | 0 | 0 |  | 0 | 0 | 0 | 0 | 0 | 0 | 0 | 0 | 0 | 0 | 0 | 0 | 0 | 0 | 0 | 0 | 0 | 0 | 0 | 0 | 0 | 0 | 0 | 0 | 0 | 0 | 0 | 0 | 0 | 0 | 0 | 0 | 0 | 0 | 0 | 0 |  | 0 | 0 | 0 | 0 | 0 | 0 | 0 | 0 | 0 | 0 | 0 | 0 | 0 | 0 | 0 | 0 | 0 | 0 | 0 | 0 | 0 | 0 | 0 | 0 | 0 | 0 | 0 | 0 | 0 | 0 | 0 | 0 | 0 | 0 | 0 | 0 |  | 1 | 1 | 1 | 1 | 1 | 1 | 1 | 1 | 1 | 0
PG&E FRESNO | Herndon | 230 | 0 | 0 | 0 | 0 | 0 | 0 | 0 | 0 | 0 | 0 | 0 | 0 | 0 | 0 | 0 | 0 | 0 | 0 | 0 | 0 |  | 0 | 0 | 0 | 0 | 0 | 0 | 0 | 0 | 0 | 0 | 0 | 0 | 0 | 0 | 0 | 0 | 0 | 0 | 0 | 0 | 0 | 0 | 0 | 0 | 0 | 0 | 0 | 0 | 0 | 0 | 0 | 0 | 0 | 0 | 0 | 0 |  | 0 | 0 | 0 | 0 | 0 | 0 | 0 | 0 | 0 | 0 | 0 | 0 | 0 | 0 | 0 | 0 | 0 | 0 | 0 | 0 | 0 | 0 | 0 | 0 | 0 | 0 | 0 | 0 | 0 | 0 | 0 | 0 | 0 | 0 | 0 | 0 |  | 0 | 0 | 0 | 0 | 0 | 0 | 0 | 0 | 0 | 0 | 0 | 0 | 0 | 0 | 0 | 0 | 0 | 0 | 0 | 0 | 0 | 0 | 0 | 0 | 0 | 0 | 0 | 0 | 0 | 0 | 0 | 0 | 0 | 0 | 0 | 0 |  | 0 | 0 | 0 | 0 | 0 | 0 | 0 | 0 | 0 | 0 | 0 | 0 | 0 | 0 | 0 | 0 | 0 | 0 | 0 | 0 | 0 | 0 | 0 | 0 | 0 | 0 | 0 | 0 | 0 | 0 | 0 | 0 | 0 | 0 | 0 | 0 |  | 1 | 1 | 1 | 1 | 1 | 1 | 1 | 1 | 1 | 0
PG&E GBA | Hicks | 230 | 0 | 0 | 0 | 0 | 0 | 0 | 0 | 0 | 0 | 0 | 0 | 0 | 0 | 0 | 0 | 0 | 0 | 0 | 0 | 0 |  | 0 | 0 | 0 | 0 | 0 | 0 | 0 | 0 | 0 | 0 | 0 | 0 | 0 | 0 | 0 | 0 | 0 | 0 | 0 | 0 | 0 | 0 | 0 | 0 | 0 | 0 | 0 | 0 | 0 | 0 | 0 | 0 | 0 | 0 | 0 | 0 |  | 0 | 0 | 0 | 0 | 0 | 0 | 0 | 0 | 0 | 0 | 0 | 0 | 0 | 0 | 0 | 0 | 0 | 0 | 0 | 0 | 0 | 0 | 0 | 0 | 0 | 0 | 0 | 0 | 0 | 0 | 0 | 0 | 0 | 0 | 0 | 0 |  | 0 | 0 | 0 | 0 | 0 | 0 | 0 | 0 | 0 | 0 | 0 | 0 | 0 | 0 | 0 | 0 | 0 | 0 | 0 | 0 | 0 | 0 | 0 | 0 | 0 | 0 | 0 | 0 | 0 | 0 | 0 | 0 | 0 | 0 | 0 | 0 |  | 0 | 0 | 0 | 0 | 0 | 0 | 0 | 0 | 0 | 0 | 0 | 0 | 0 | 0 | 0 | 0 | 0 | 0 | 0 | 0 | 0 | 0 | 0 | 0 | 0 | 0 | 0 | 0 | 0 | 0 | 0 | 0 | 0 | 0 | 0 | 0 |  | 1 | 1 | 1 | 1 | 1 | 1 | 1 | 1 | 1 | 0
PG&E NGBA | Higgins | 115 | 0 | 0 | 0 | 0 | 0 | 0 | 0 | 0 | 0 | 0 | 0 | 0 | 0 | 0 | 0 | 0 | 0 | 0 | 0 | 0 |  | 0 | 0 | 0 | 0 | 0 | 0 | 0 | 0 | 0 | 0 | 0 | 0 | 0 | 0 | 0 | 0 | 0 | 0 | 0 | 0 | 0 | 0 | 0 | 0 | 0 | 0 | 0 | 0 | 0 | 0 | 0 | 0 | 0 | 0 | 0 | 0 |  | 0 | 0 | 0 | 0 | 0 | 0 | 0 | 0 | 0 | 0 | 0 | 0 | 0 | 0 | 0.14 | 0 | 0 | 1 | 0 | 0 | 0 | 0 | 0 | 0 | 0 | 0 | 0 | 0 | 0 | 0 | 0 | 0 | 0 | 0 | 0 | 0 |  | 0 | 0 | 0 | 0 | 0 | 0 | 0 | 0 | 0 | 0 | 0 | 0 | 0 | 0 | 0.14 | 0 | 0 | 1 | 0 | 0 | 0 | 0 | 0 | 0 | 0 | 0 | 0 | 0 | 0 | 0 | 0 | 0 | 0 | 0 | 0 | 0 |  | 0 | 0 | 0 | 0 | 0 | 0 | 0 | 0 | 0 | 0 | 0 | 0 | 20 | 0 | 0.14 | 0 | 0 | 1 | 0 | 0 | 0 | 0 | 0 | 0 | 0 | 0 | 0 | 0 | 0 | 0 | -2 | 0 | 0 | 0 | 0 | 1 |  | 1 | 1 | 1 | 1 | 1 | 1 | 1+ | 1 | 1 | 1
PG&E NGBA | Hilltop | 345 | 909 | 0 | 0 | 0 | 0 | 0 | 0 | 0 | 0 | 0 | 0 | 0 | 0 | 0 | 0 | 0 | 0 | 0 | 0 | 1 |  | 0 | 0 | 0 | 0 | 0 | 0 | 0 | 0 | 0 | 0 | 0 | 0 | 0 | 0 | 0 | 0 | 0 | 0 | 2 | 2 | 0 | 0 | 0 | 0 | 0 | 0 | 0 | 0 | 0 | 0 | 0 | 0 | 0 | 0 | 0 | 1 |  | 0 | 0 | 0 | 0 | 0 | 0 | 0 | 0 | 0 | 0 | 0 | 0 | 0 | 0 | 0 | 0 | 0 | 0 | 2 | 2 | 0 | 0 | 0 | 0 | 0 | 0 | 0 | 0 | 0 | 0 | 0 | 0 | 0 | 0 | 0 | 1 |  | 0 | 0 | 0 | 0 | 0 | 0 | 0 | 0 | 0 | 0 | 0 | 0 | 0 | 0 | 0 | 0 | 0 | 0 | 2 | 2 | 0 | 0 | 0 | 0 | 0 | 0 | 0 | 0 | 0 | 0 | 0 | 0 | 0 | 0 | 0 | 1 |  | 0 | 0 | 0 | 0 | 0 | 0 | 0 | 0 | 0 | 0 | 0 | 0 | 0 | 0 | 0 | 0 | 0 | 0 | 2 | 2 | 0 | 0 | 0 | 0 | 0 | 0 | 0 | 0 | 0 | 0 | 0 | 0 | 0 | 0 | 0 | 1 |  | 5- | 1 | 1 | 1 | 1 | 1 | 1 | 1 | 1 | 1
SCE Metro | Hinson | 230 | 0 | 0 | 0 | 0 | 0 | 0 | 0 | 0 | 0 | 0 | 0 | 0 | 0 | 0 | 0 | 0 | 600 | 600 | 0 | 1 |  | 0 | 0 | 0 | 0 | 0 | 0 | 0 | 0 | 0 | 0 | 0 | 0 | 0 | 0 | 0 | 0 | 0 | 0 | 0 | 0 | 0 | 0 | 0 | 0 | 0 | 0 | 0 | 0 | 0 | 0 | 0 | 2 | 2 | 0 | 0 | 1 |  | 0 | 0 | 0 | 0 | 0 | 0 | 0 | 0 | 0 | 0 | 0 | 0 | 2.96 | 0 | 0 | 0 | 0 | 1 | 0 | 0 | 0 | 0 | 0 | 0 | 0 | 0 | 0 | 0 | 0 | 0 | 0 | 2 | 2 | 0 | 0 | 1 |  | 0 | 0 | 0 | 0 | 0 | 0 | 0 | 0 | 0 | 0 | 0 | 0 | 2.96 | 0 | 605.6634 | 0 | 0 | 1 | 0 | 0 | 0 | 0 | 0 | 0 | 0 | 0 | 0 | 0 | 0 | 0 | 0 | 2 | 0 | 0 | 0 | 1 |  | 0 | 0 | 0 | 0 | 0 | 0 | 0 | 0 | 0 | 0 | 0 | 0 | 2.96 | 0 | 955.7414 | 0 | 0 | 1 | 0 | 0 | 0 | 0 | 0 | 0 | 0 | 0 | 0 | 0 | 0 | 0 | 0 | 2 | -1 | 0 | 0 | 1 |  | 1 | 1 | 1 | 1 | 1 | 1 | 1 | 2- | 1 | 1
PG&E GBA | Hollister | 115 | 0 | 0 | 0 | 0 | 0 | 0 | 0 | 0 | 0 | 0 | 0 | 0 | 0 | 0 | 0 | 0 | 0 | 0 | 0 | 0 |  | 0 | 0 | 0 | 0 | 0 | 0 | 0 | 0 | 0 | 0 | 0 | 0 | 0 | 0 | 0 | 0 | 0 | 0 | 0 | 0 | 0 | 0 | 0 | 0 | 0 | 0 | 0 | 0 | 0 | 0 | 0 | 0 | 0 | 0 | 0 | 0 |  | 0 | 0 | 0 | 0 | 0 | 0 | 0 | 0 | 0 | 0 | 0 | 0 | 112.491 | 110 | 125.4485 | 0 | 0 | 1 | 0 | 0 | 0 | 0 | 0 | 0 | 0 | 0 | 0 | 0 | 0 | 0 | -2 | -2 | -2 | 0 | 0 | 1 |  | 0 | 0 | 0 | 0 | 0 | 0 | 0 | 0 | 0 | 0 | 0 | 0 | 112.491 | 110 | 125.4485 | 0 | 0 | 1 | 0 | 0 | 0 | 0 | 0 | 0 | 0 | 0 | 0 | 0 | 0 | 0 | -2 | -2 | -2 | 0 | 0 | 1 |  | 0 | 0 | 0 | 0 | 0 | 0 | 0 | 0 | 0 | 0 | 0 | 0 | 112.491 | 110 | 125.4485 | 0 | 0 | 1 | 0 | 0 | 0 | 0 | 0 | 0 | 0 | 0 | 0 | 0 | 0 | 0 | -2 | -2 | -2 | 0 | 0 | 1 |  | 1 | 1 | 1 | 1 | 1 | 1 | 4+ | 4+ | 1 | 1
PG&E NGBA | Homestake | 115 | 0 | 0 | 0 | 0 | 0 | 0 | 0 | 0 | 0 | 0 | 0 | 0 | 0 | 0 | 0 | 0 | 0 | 0 | 0 | 0 |  | 0 | 0 | 0 | 0 | 0 | 0 | 0 | 0 | 0 | 0 | 0 | 0 | 0 | 0 | 0 | 0 | 0 | 0 | 0 | 0 | 0 | 0 | 0 | 0 | 0 | 0 | 0 | 0 | 0 | 0 | 0 | 0 | 0 | 0 | 0 | 0 |  | 0 | 0 | 0 | 0 | 0 | 0 | 0 | 0 | 0 | 0 | 0 | 0 | 0 | 0 | 0 | 0 | 0 | 0 | 0 | 0 | 0 | 0 | 0 | 0 | 0 | 0 | 0 | 0 | 0 | 0 | 0 | 0 | 0 | 0 | 0 | 0 |  | 0 | 0 | 0 | 0 | 0 | 0 | 0 | 0 | 0 | 0 | 0 | 0 | 0 | 0 | 0 | 0 | 0 | 0 | 0 | 0 | 0 | 0 | 0 | 0 | 0 | 0 | 0 | 0 | 0 | 0 | 0 | 0 | 0 | 0 | 0 | 0 |  | 0 | 0 | 0 | 0 | 0 | 0 | 0 | 0 | 0 | 0 | 0 | 0 | 0 | 0 | 0 | 0 | 0 | 0 | 0 | 0 | 0 | 0 | 0 | 0 | 0 | 0 | 0 | 0 | 0 | 0 | 0 | 0 | 0 | 0 | 0 | 0 |  | 1 | 1 | 1 | 1 | 1 | 1 | 1 | 1 | 1 | 0
PG&E NGBA | Honcut | 115 | 0 | 0 | 0 | 0 | 0 | 0 | 0 | 0 | 0 | 0 | 0 | 0 | 0 | 0 | 0 | 0 | 0 | 0 | 0 | 0 |  | 0 | 0 | 0 | 0 | 0 | 0 | 0 | 0 | 0 | 0 | 0 | 0 | 0 | 0 | 0 | 0 | 0 | 0 | 0 | 0 | 0 | 0 | 0 | 0 | 0 | 0 | 0 | 0 | 0 | 0 | 0 | 0 | 0 | 0 | 0 | 0 |  | 0 | 0 | 0 | 0 | 0 | 0 | 0 | 0 | 0 | 0 | 0 | 0 | 0 | 0 | 0 | 0 | 0 | 0 | 0 | 0 | 0 | 0 | 0 | 0 | 0 | 0 | 0 | 0 | 0 | 0 | 0 | 0 | 0 | 0 | 0 | 0 |  | 0 | 0 | 0 | 0 | 0 | 0 | 0 | 0 | 0 | 0 | 0 | 0 | 0 | 0 | 213.55 | 0 | 0 | 1 | 0 | 0 | 0 | 0 | 0 | 0 | 0 | 0 | 0 | 0 | 0 | 0 | 0 | 0 | -2 | 0 | 0 | 1 |  | 0 | 0 | 0 | 0 | 0 | 0 | 0 | 0 | 0 | 0 | 0 | 0 | 0 | 0 | 213.58 | 0 | 0 | 1 | 0 | 0 | 0 | 0 | 0 | 0 | 0 | 0 | 0 | 0 | 0 | 0 | 0 | 0 | -1 | 0 | 0 | 1 |  | 1 | 1 | 1 | 1 | 1 | 1 | 1 | 2+ | 1 | 1
SDGE | Hoodoo Wash | 500 | 0 | 0 | 0 | 0 | 0 | 0 | 0 | 0 | 0 | 0 | 0 | 0 | 588 | 1800 | 2388 | 0 | 0 | 0 | 0 | 1 |  | 0 | 0 | 0 | 0 | 0 | 0 | 0 | 0 | 0 | 0 | 0 | 0 | 750.54 | 0 | 562.63 | 0 | 0 | 1 | 0 | 0 | 0 | 0 | 0 | 0 | 0 | 0 | 0 | 0 | 0 | 2 | 2 | 0 | -2 | 0 | 0 | 1 |  | 0 | 0 | 0 | 0 | 0 | 0 | 0 | 0 | 0 | 0 | 0 | 237.5 | 508.5 | 0 | 450 | 0 | 0 | 1 | 0 | 0 | 0 | 0 | 0 | 0 | 0 | 0 | 0 | 0 | 0 | 2 | 2 | 0 | -2 | 0 | 0 | 1 |  | 0 | 0 | 0 | 0 | 0 | 0 | 0 | 0 | 0 | 0 | 0 | 237.5 | 1504.534 | 0 | 1416.964 | 0 | 0 | 1 | 0 | 0 | 0 | 0 | 0 | 0 | 0 | 0 | 0 | 0 | 0 | 2 | 2 | 0 | -2 | 0 | 0 | 1 |  | 0 | 0 | 0 | 0 | 0 | 0 | 0 | 0 | 0 | 0 | 0 | 237.5 | 3754.534 | 0 | 1416.964 | 0 | 0 | 1 | 0 | 0 | 0 | 0 | 0 | 0 | 0 | 0 | 0 | 0 | 0 | 2 | -2 | 0 | -2 | 0 | 0 | 1 |  | 1 | 1 | 1 | 1 | 1 | 1 | 3- | 4+ | 1 | 1
PG&E NGBA | Hopland | 115 | 0 | 0 | 0 | 0 | 0 | 0 | 0 | 0 | 0 | 0 | 0 | 0 | 0 | 0 | 0 | 0 | 0 | 0 | 0 | 0 |  | 0 | 0 | 0 | 0 | 0 | 0 | 0 | 0 | 0 | 0 | 0 | 0 | 0 | 0 | 0 | 0 | 0 | 0 | 0 | 0 | 0 | 0 | 0 | 0 | 0 | 0 | 0 | 0 | 0 | 0 | 0 | 0 | 0 | 0 | 0 | 0 |  | 0 | 0 | 0 | 0 | 0 | 0 | 0 | 0 | 0 | 0 | 0 | 0 | 0.72 | 0 | 0 | 0 | 0 | 1 | 0 | 0 | 0 | 0 | 0 | 0 | 0 | 0 | 0 | 0 | 0 | 0 | 0 | 0 | 0 | 0 | 0 | 0 |  | 0 | 0 | 0 | 0 | 0 | 0 | 0 | 0 | 0 | 0 | 0 | 0 | 0.72 | 0 | 0 | 0 | 0 | 1 | 0 | 0 | 0 | 0 | 0 | 0 | 0 | 0 | 0 | 0 | 0 | 0 | 0 | 0 | 0 | 0 | 0 | 0 |  | 0 | 0 | 0 | 0 | 0 | 0 | 0 | 0 | 0 | 0 | 0 | 0 | 0.72 | 0 | 12.665 | 0 | 0 | 1 | 0 | 0 | 0 | 0 | 0 | 0 | 0 | 0 | 0 | 0 | 0 | 0 | 0 | 0 | 0 | 0 | 0 | 0 |  | 1 | 1 | 1 | 1 | 1 | 1 | 1 | 1 | 1 | 0
PG&E NGBA | Hopland | 60 | 0 | 0 | 0 | 0 | 0 | 0 | 0 | 0 | 0 | 0 | 0 | 0 | 0 | 0 | 0 | 0 | 0 | 0 | 0 | 0 |  | 0 | 0 | 0 | 0 | 0 | 0 | 0 | 0 | 0 | 0 | 0 | 0 | 0 | 0 | 0 | 0 | 0 | 0 | 0 | 0 | 0 | 0 | 0 | 0 | 0 | 0 | 0 | 0 | 0 | 0 | 0 | 0 | 0 | 0 | 0 | 0 |  | 0 | 0 | 0 | 0 | 0 | 0 | 0 | 0 | 0 | 0 | 0 | 0 | 0 | 0 | 0 | 0 | 0 | 0 | 0 | 0 | 0 | 0 | 0 | 0 | 0 | 0 | 0 | 0 | 0 | 0 | 0 | 0 | 0 | 0 | 0 | 0 |  | 0 | 0 | 0 | 0 | 0 | 0 | 0 | 0 | 0 | 0 | 0 | 0 | 0 | 0 | 0 | 0 | 0 | 0 | 0 | 0 | 0 | 0 | 0 | 0 | 0 | 0 | 0 | 0 | 0 | 0 | 0 | 0 | 0 | 0 | 0 | 0 |  | 0 | 0 | 0 | 0 | 0 | 0 | 0 | 0 | 0 | 0 | 0 | 0 | 0 | 0 | 0 | 0 | 0 | 0 | 0 | 0 | 0 | 0 | 0 | 0 | 0 | 0 | 0 | 0 | 0 | 0 | 0 | 0 | 0 | 0 | 0 | 0 |  | 1 | 1 | 1 | 1 | 1 | 1 | 1 | 1 | 1 | 0
PG&E NGBA | Humboldt | 115 | 0 | 0 | 0 | 0 | 0 | 0 | 0 | 0 | 0 | 0 | 0 | 0 | 0 | 0 | 0 | 0 | 0 | 0 | 0 | 0 |  | 0 | 0 | 0 | 0 | 0 | 0 | 0 | 0 | 0 | 161.925 | 0 | 0 | 0 | 0 | 0 | 0 | 0 | 1 | 0 | 0 | 0 | 0 | 0 | 0 | 0 | 0 | 0 | -2 | 0 | 0 | 0 | 0 | 0 | 0 | 0 | 1 |  | 0 | 0 | 0 | 0 | 0 | 0 | 0 | 0 | 0 | 0 | 0 | 0 | 0 | 0 | 0 | 0 | 0 | 0 | 0 | 0 | 0 | 0 | 0 | 0 | 0 | 0 | 0 | 0 | 0 | 0 | 0 | 0 | 0 | 0 | 0 | 0 |  | 0 | 0 | 0 | 0 | 0 | 161.925 | 0 | 0 | 0 | 0 | 0 | 0 | 0 | 0 | 0 | 0 | 0 | 1 | 0 | 0 | 0 | 0 | 0 | -2 | 0 | 0 | 0 | 0 | 0 | 0 | 0 | 0 | 0 | 0 | 0 | 1 |  | 0 | 0 | 0 | 0 | 0 | 161.925 | 0 | 0 | 0 | 0 | 0 | 0 | 0 | 0 | 0 | 0 | 0 | 1 | 0 | 0 | 0 | 0 | 0 | -2 | 0 | 0 | 0 | 0 | 0 | 0 | 0 | 0 | 0 | 0 | 0 | 1 |  | 1 | 1 | 2+ | 1 | 1 | 1 | 1 | 1 | 1 | 1
PG&E NGBA | Humboldt | 60 | 0 | 0 | 0 | 0 | 0 | 0 | 0 | 0 | 0 | 0 | 0 | 0 | 0 | 0 | 0 | 0 | 0 | 0 | 0 | 0 |  | 0 | 0 | 0 | 0 | 0 | 0 | 0 | 0 | 0 | 0 | 0 | 0 | 0 | 0 | 0 | 0 | 0 | 0 | 0 | 0 | 0 | 0 | 0 | 0 | 0 | 0 | 0 | 0 | 0 | 0 | 0 | 0 | 0 | 0 | 0 | 0 |  | 0 | 0 | 0 | 0 | 0 | 0 | 0 | 0 | 0 | 0 | 0 | 0 | 0 | 0 | 0 | 0 | 0 | 0 | 0 | 0 | 0 | 0 | 0 | 0 | 0 | 0 | 0 | 0 | 0 | 0 | 0 | 0 | 0 | 0 | 0 | 0 |  | 0 | 0 | 0 | 0 | 0 | 0 | 0 | 0 | 0 | 0 | 0 | 0 | 0 | 0 | 0 | 0 | 0 | 0 | 0 | 0 | 0 | 0 | 0 | 0 | 0 | 0 | 0 | 0 | 0 | 0 | 0 | 0 | 0 | 0 | 0 | 0 |  | 0 | 0 | 0 | 0 | 0 | 0 | 0 | 0 | 0 | 0 | 0 | 0 | 0 | 0 | 0 | 0 | 0 | 0 | 0 | 0 | 0 | 0 | 0 | 0 | 0 | 0 | 0 | 0 | 0 | 0 | 0 | 0 | 0 | 0 | 0 | 0 |  | 1 | 1 | 1 | 1 | 1 | 1 | 1 | 1 | 1 | 0
PG&E NGBA | Humboldt | 500 | 0 | 0 | 0 | 0 | 0 | 0 | 0 | 0 | 0 | 0 | 0 | 0 | 0 | 457.5 | 457.5 | 0 | 0 | 0 | 0 | 1 |  | 0 | 0 | 0 | 0 | 0 | 0 | 0 | 0 | 0 | 0 | 0 | 0 | 0 | 0 | 0 | 0 | 0 | 0 | 0 | 0 | 0 | 0 | 0 | 0 | 0 | 0 | 0 | 0 | 0 | 0 | 2 | 0 | 0 | 0 | 0 | 1 |  | 0 | 0 | 0 | 0 | 0 | 0 | 0 | 0 | 0 | 0 | 0 | 0 | 0 | 0 | 0 | 0 | 0 | 0 | 0 | 0 | 0 | 0 | 0 | 0 | 0 | 0 | 0 | 0 | 0 | 0 | 2 | 0 | 0 | 0 | 0 | 1 |  | 0 | 0 | 0 | 0 | 0 | 0 | 0 | 0 | 0 | 0 | 0 | 0 | 0 | 0 | 0 | 0 | 0 | 0 | 0 | 0 | 0 | 0 | 0 | 0 | 0 | 0 | 0 | 0 | 0 | 0 | 2 | 0 | 0 | 0 | 0 | 1 |  | 0 | 0 | 0 | 0 | 0 | 0 | 0 | 0 | 0 | 0 | 0 | 0 | 0 | 0 | 0 | 0 | 0 | 0 | 0 | 0 | 0 | 0 | 0 | 0 | 0 | 0 | 0 | 0 | 0 | 0 | 2 | 0 | 0 | 0 | 0 | 1 |  | 1 | 1 | 1 | 1 | 1 | 1 | 5- | 1 | 1 | 1
SCE Metro | Huntington Beach | 230 | 0 | 0 | 0 | 0 | 0 | 0 | 0 | 0 | 0 | 0 | 0 | 0 | 0 | 0 | 0 | 0 | 0 | 0 | 0 | 0 |  | 0 | 0 | 0 | 0 | 0 | 0 | 0 | 0 | 0 | 0 | 0 | 0 | 0 | 0 | 0 | 0 | 0 | 0 | 0 | 0 | 0 | 0 | 0 | 0 | 0 | 0 | 0 | 0 | 0 | 0 | 0 | 0 | 0 | 0 | 0 | 0 |  | 0 | 0 | 0 | 0 | 0 | 0 | 0 | 0 | 0 | 0 | 0 | 0 | 0 | 0 | 0 | 0 | 0 | 0 | 0 | 0 | 0 | 0 | 0 | 0 | 0 | 0 | 0 | 0 | 0 | 0 | 0 | 0 | 0 | 0 | 0 | 0 |  | 0 | 0 | 0 | 0 | 0 | 0 | 0 | 0 | 0 | 0 | 0 | 0 | 0 | 0 | 0 | 0 | 0 | 0 | 0 | 0 | 0 | 0 | 0 | 0 | 0 | 0 | 0 | 0 | 0 | 0 | 0 | 0 | 0 | 0 | 0 | 0 |  | 0 | 0 | 0 | 0 | 0 | 0 | 0 | 0 | 0 | 0 | 0 | 0 | 0 | 0 | 0 | 0 | 0 | 0 | 0 | 0 | 0 | 0 | 0 | 0 | 0 | 0 | 0 | 0 | 0 | 0 | 0 | 0 | 0 | 0 | 0 | 0 |  | 1 | 1 | 1 | 1 | 1 | 1 | 1 | 1 | 1 | 0
PG&E NGBA | Ignacio | 115 | 0 | 0 | 0 | 0 | 0 | 0 | 0 | 0 | 0 | 0 | 0 | 0 | 0 | 0 | 0 | 0 | 0 | 0 | 0 | 0 |  | 0 | 0 | 0 | 0 | 0 | 0 | 0 | 0 | 0 | 0 | 0 | 0 | 0 | 0 | 0 | 0 | 0 | 0 | 0 | 0 | 0 | 0 | 0 | 0 | 0 | 0 | 0 | 0 | 0 | 0 | 0 | 0 | 0 | 0 | 0 | 0 |  | 0 | 0 | 0 | 0 | 0 | 0 | 0 | 0 | 0 | 0 | 0 | 0 | 0 | 0 | 0 | 0 | 0 | 0 | 0 | 0 | 0 | 0 | 0 | 0 | 0 | 0 | 0 | 0 | 0 | 0 | 0 | 0 | 0 | 0 | 0 | 0 |  | 0 | 0 | 0 | 0 | 0 | 0 | 0 | 0 | 0 | 0 | 0 | 0 | 0 | 0 | 313.7932 | 0 | 0 | 1 | 0 | 0 | 0 | 0 | 0 | 0 | 0 | 0 | 0 | 0 | 0 | 0 | 0 | 0 | -2 | 0 | 0 | 1 |  | 0 | 0 | 0 | 0 | 0 | 0 | 0 | 0 | 0 | 0 | 0 | 0 | 0 | 0 | 313.7932 | 0 | 0 | 1 | 0 | 0 | 0 | 0 | 0 | 0 | 0 | 0 | 0 | 0 | 0 | 0 | 0 | 0 | -1 | 0 | 0 | 1 |  | 1 | 1 | 1 | 1 | 1 | 1 | 1 | 2+ | 1 | 1
PG&E NGBA | Ignacio | 230 | 0 | 0 | 0 | 0 | 0 | 0 | 0 | 0 | 0 | 0 | 0 | 0 | 0 | 0 | 0 | 0 | 0 | 0 | 0 | 0 |  | 0 | 0 | 0 | 0 | 0 | 0 | 0 | 0 | 0 | 0 | 0 | 0 | 0 | 0 | 0 | 0 | 0 | 0 | 0 | 0 | 0 | 0 | 0 | 0 | 0 | 0 | 0 | 0 | 0 | 0 | 0 | 0 | 0 | 0 | 0 | 0 |  | 0 | 0 | 0 | 0 | 0 | 0 | 0 | 0 | 0 | 0 | 0 | 0 | 0 | 0 | 0 | 0 | 0 | 0 | 0 | 0 | 0 | 0 | 0 | 0 | 0 | 0 | 0 | 0 | 0 | 0 | 0 | 0 | 0 | 0 | 0 | 0 |  | 0 | 0 | 0 | 0 | 0 | 0 | 0 | 0 | 0 | 0 | 0 | 0 | 0 | 0 | 0 | 0 | 0 | 0 | 0 | 0 | 0 | 0 | 0 | 0 | 0 | 0 | 0 | 0 | 0 | 0 | 0 | 0 | 0 | 0 | 0 | 0 |  | 0 | 0 | 0 | 0 | 0 | 0 | 0 | 0 | 0 | 0 | 0 | 0 | 0 | 0 | 0 | 0 | 0 | 0 | 0 | 0 | 0 | 0 | 0 | 0 | 0 | 0 | 0 | 0 | 0 | 0 | 0 | 0 | 0 | 0 | 0 | 0 |  | 1 | 1 | 1 | 1 | 1 | 1 | 1 | 1 | 1 | 0
PG&E NGBA | Ignacio | 60 | 0 | 0 | 0 | 0 | 0 | 0 | 0 | 0 | 0 | 0 | 0 | 0 | 0 | 0 | 0 | 0 | 0 | 0 | 0 | 0 |  | 0 | 0 | 0 | 0 | 0 | 0 | 0 | 0 | 0 | 0 | 0 | 0 | 0 | 0 | 0 | 0 | 0 | 0 | 0 | 0 | 0 | 0 | 0 | 0 | 0 | 0 | 0 | 0 | 0 | 0 | 0 | 0 | 0 | 0 | 0 | 0 |  | 0 | 0 | 0 | 0 | 0 | 0 | 0 | 0 | 0 | 0 | 0 | 0 | 0 | 0 | 0 | 0 | 0 | 0 | 0 | 0 | 0 | 0 | 0 | 0 | 0 | 0 | 0 | 0 | 0 | 0 | 0 | 0 | 0 | 0 | 0 | 0 |  | 0 | 0 | 0 | 0 | 0 | 0 | 0 | 0 | 0 | 0 | 0 | 0 | 0 | 0 | 0 | 0 | 0 | 0 | 0 | 0 | 0 | 0 | 0 | 0 | 0 | 0 | 0 | 0 | 0 | 0 | 0 | 0 | 0 | 0 | 0 | 0 |  | 0 | 0 | 0 | 0 | 0 | 0 | 0 | 0 | 0 | 0 | 0 | 0 | 0 | 0 | 0 | 0 | 0 | 0 | 0 | 0 | 0 | 0 | 0 | 0 | 0 | 0 | 0 | 0 | 0 | 0 | 0 | 0 | 0 | 0 | 0 | 0 |  | 1 | 1 | 1 | 1 | 1 | 1 | 1 | 1 | 1 | 0
SDGE | Imperial Beach | 69 | 0 | 0 | 0 | 0 | 0 | 0 | 0 | 0 | 0 | 0 | 0 | 0 | 0 | 0 | 0 | 0 | 0 | 0 | 0 | 0 |  | 0 | 0 | 0 | 0 | 0 | 0 | 0 | 0 | 0 | 0 | 0 | 0 | 0 | 0 | 0 | 0 | 0 | 0 | 0 | 0 | 0 | 0 | 0 | 0 | 0 | 0 | 0 | 0 | 0 | 0 | 0 | 0 | 0 | 0 | 0 | 0 |  | 0 | 0 | 0 | 0 | 0 | 0 | 0 | 0 | 0 | 0 | 0 | 0 | 0 | 0 | 0 | 0 | 0 | 0 | 0 | 0 | 0 | 0 | 0 | 0 | 0 | 0 | 0 | 0 | 0 | 0 | 0 | 0 | 0 | 0 | 0 | 0 |  | 0 | 0 | 0 | 0 | 0 | 0 | 0 | 0 | 0 | 0 | 0 | 0 | 0 | 0 | 0 | 0 | 0 | 0 | 0 | 0 | 0 | 0 | 0 | 0 | 0 | 0 | 0 | 0 | 0 | 0 | 0 | 0 | 0 | 0 | 0 | 0 |  | 0 | 0 | 0 | 0 | 0 | 0 | 0 | 0 | 0 | 0 | 0.55 | 0 | 0 | 0 | 0 | 0 | 0 | 1 | 0 | 0 | 0 | 0 | 0 | 0 | 0 | 0 | 0 | 0 | -2 | 0 | 0 | 0 | 0 | 0 | 0 | 1 |  | 1 | 1 | 1 | 1 | 1 | 1+ | 1 | 1 | 1 | 1
SDGE | Imperial Valley | 230 | 505 | 0 | 0 | 0 | 0 | 0 | 0 | 0 | 0 | 0 | 0 | 0 | 375 | 375 | 750 | 0 | 0 | 0 | 0 | 1 |  | 0 | 0 | 0 | 0 | 0 | 0 | 0 | 0 | 0 | 0 | 0 | 0 | 360 | 0.16 | 286 | 0 | 0 | 1 | 2 | 2 | 0 | 0 | 0 | 0 | 0 | 0 | 0 | 0 | 0 | 2 | 2 | -2 | -2 | 0 | 0 | 1 |  | 0 | 0 | 0 | 0 | 0 | 0 | 0 | 0 | 0 | 0 | 0 | 0 | 360 | 206.32 | 676 | 0 | 0 | 1 | 2 | 2 | 0 | 0 | 0 | 0 | 0 | 0 | 0 | 0 | 0 | 2 | 2 | -2 | -2 | 0 | 0 | 1 |  | 0 | 0 | 0 | 0 | 0 | 0 | 0 | 0 | 0 | 0 | 0 | 0 | 646.13 | 206.32 | 2095.23 | 0 | 0 | 1 | 2 | 2 | 0 | 0 | 0 | 0 | 0 | 0 | 0 | 0 | 0 | 2 | 1 | -2 | -2 | 0 | 0 | 1 |  | 0 | 0 | 0 | 0 | 0 | 0 | 0 | 50.19 | 0 | 0 | 0 | 0 | 746.62 | 206.32 | 2145.42 | 0 | 0 | 1 | 2 | 2 | 0 | 0 | 0 | 0 | 0 | -2 | 0 | 0 | 0 | 2 | 0 | -2 | -2 | 0 | 0 | 1 |  | 5- | 1 | 1 | 1+ | 1 | 1 | 3- | 4+ | 1 | 1
SDGE | Imperial Valley | 500 | 0 | 0 | 50 | 0 | 50 | 0 | 0 | 0 | 0 | 0 | 0 | 0 | 200 | 0 | 200 | 0 | 0 | 0 | 0 | 1 |  | 0 | 0 | 0 | 0 | 0 | 0 | 0 | 0 | 0 | 0 | 0 | 0 | 0 | 0 | 0 | 0 | 0 | 0 | 0 | 0 | 0 | 0 | 2 | 2 | 0 | 0 | 0 | 0 | 0 | 2 | 2 | 0 | 0 | 0 | 0 | 1 |  | 0 | 0 | 0 | 0 | 0 | 0 | 0 | 0 | 0 | 0 | 0 | 0 | 0 | 0 | 0 | 0 | 0 | 0 | 0 | 0 | 0 | 0 | 2 | 2 | 0 | 0 | 0 | 0 | 0 | 2 | 2 | 0 | 0 | 0 | 0 | 1 |  | 0 | 0 | 0 | 0 | 0 | 0 | 0 | 0 | 0 | 0 | 0 | 0 | 0 | 0 | 0 | 0 | 0 | 0 | 0 | 0 | 0 | 0 | 2 | 2 | 0 | 0 | 0 | 0 | 0 | 2 | 2 | 0 | 0 | 0 | 0 | 1 |  | 0 | 0 | 0 | 0 | 0 | 0 | 0 | 0 | 0 | 0 | 0 | 0 | 0 | 0 | 0 | 0 | 0 | 0 | 0 | 0 | 0 | 0 | 2 | 2 | 0 | 0 | 0 | 0 | 0 | 2 | 2 | 0 | 0 | 0 | 0 | 1 |  | 1 | 1 | 5- | 1 | 1 | 1 | 5- | 1 | 1 | 1
EOP | Innovation | 138 | 0 | 0 | 0 | 0 | 0 | 0 | 0 | 0 | 0 | 0 | 0 | 0 | 0 | 0 | 0 | 0 | 0 | 0 | 0 | 0 |  | 0 | 0 | 0 | 0 | 0 | 0 | 0 | 0 | 0 | 0 | 0 | 0 | 0 | 0 | 0 | 0 | 0 | 0 | 0 | 0 | 0 | 0 | 0 | 0 | 0 | 0 | 0 | 0 | 0 | 0 | 0 | 0 | 0 | 0 | 0 | 0 |  | 0 | 0 | 0 | 0 | 0 | 0 | 0 | 0 | 0 | 0 | 0 | 0 | 0 | 0 | 0 | 0 | 0 | 0 | 0 | 0 | 0 | 0 | 0 | 0 | 0 | 0 | 0 | 0 | 0 | 0 | 0 | 0 | 0 | 0 | 0 | 0 |  | 0 | 0 | 0 | 0 | 0 | 0 | 0 | 0 | 0 | 0 | 0 | 0 | 0 | 0 | 0 | 0 | 0 | 0 | 0 | 0 | 0 | 0 | 0 | 0 | 0 | 0 | 0 | 0 | 0 | 0 | 0 | 0 | 0 | 0 | 0 | 0 |  | 0 | 0 | 0 | 0 | 0 | 0 | 0 | 0 | 0 | 0 | 0 | 0 | 0 | 0 | 0 | 0 | 0 | 0 | 0 | 0 | 0 | 0 | 0 | 0 | 0 | 0 | 0 | 0 | 0 | 0 | 0 | 0 | 0 | 0 | 0 | 0 |  | 1 | 1 | 1 | 1 | 1 | 1 | 1 | 1 | 1 | 0
EOP | Innovation | 230 | 0 | 0 | 0 | 0 | 0 | 0 | 0 | 0 | 0 | 0 | 0 | 0 | 400 | 0 | 400 | 0 | 250 | 250 | 0 | 1 |  | 0 | 0 | 0 | 0 | 0 | 0 | 0 | 0 | 0 | 0 | 0 | 0 | 0 | 0 | 0 | 0 | 0 | 0 | 0 | 0 | 0 | 0 | 0 | 0 | 0 | 0 | 0 | 0 | 0 | 2 | 2 | 2 | 2 | 0 | 0 | 1 |  | 0 | 0 | 0 | 0 | 0 | 0 | 0 | 0 | 0 | 0 | 0 | 0 | 300 | 221.13 | 300 | 0 | 0 | 1 | 0 | 0 | 0 | 0 | 0 | 0 | 0 | 0 | 0 | 0 | 0 | 2 | 2 | 1 | -1 | 0 | 0 | 1 |  | 0 | 0 | 0 | 0 | 0 | 0 | 0 | 0 | 0 | 0 | 0 | 0 | 300 | 221.13 | 300 | 0 | 0 | 1 | 0 | 0 | 0 | 0 | 0 | 0 | 0 | 0 | 0 | 0 | 0 | 2 | 2 | 1 | -1 | 0 | 0 | 1 |  | 0 | 0 | 0 | 0 | 0 | 0 | 0 | 0 | 0 | 0 | 0 | 0 | 300 | 221.13 | 300 | 0 | 0 | 1 | 0 | 0 | 0 | 0 | 0 | 0 | 0 | 0 | 0 | 0 | 0 | 2 | 2 | 1 | -1 | 0 | 0 | 1 |  | 1 | 1 | 1 | 1 | 1 | 1 | 5- | 3+ | 1 | 1
SCE NOL | Inyokern | 115 | 100 | 0 | 0 | 0 | 0 | 0 | 0 | 0 | 0 | 0 | 0 | 0 | 0 | 0 | 0 | 0 | 0 | 0 | 0 | 1 |  | 0 | 0 | 0 | 0 | 0 | 0 | 0 | 0 | 0 | 0 | 0 | 0 | 0 | 0 | 0 | 0 | 0 | 0 | 2 | 2 | 0 | 0 | 0 | 0 | 0 | 0 | 0 | 0 | 0 | 0 | 0 | 0 | 0 | 0 | 0 | 1 |  | 0 | 0 | 0 | 0 | 0 | 0 | 0 | 0 | 0 | 0 | 1.034 | 0 | 24.864 | 0 | 0 | 0 | 0 | 1 | 2 | 2 | 0 | 0 | 0 | 0 | 0 | 0 | 0 | 0 | -2 | 0 | -2 | 0 | 0 | 0 | 0 | 1 |  | 0 | 0 | 0 | 0 | 0 | 0 | 0 | 0 | 0 | 0 | 1.034 | 0 | 24.864 | 0 | 0 | 0 | 0 | 1 | 2 | 2 | 0 | 0 | 0 | 0 | 0 | 0 | 0 | 0 | -2 | 0 | -2 | 0 | 0 | 0 | 0 | 1 |  | 0 | 0 | 0 | 0 | 0 | 0 | 0 | 0 | 0 | 0 | 19.334 | 0 | 239.3588 | 0 | 12.6 | 0 | 0 | 1 | 2 | 2 | 0 | 0 | 0 | 0 | 0 | 0 | 0 | 0 | -2 | 0 | -2 | 0 | 0 | 0 | 0 | 1 |  | 5- | 1 | 1 | 1 | 1 | 4+ | 4+ | 1 | 1 | 1
EOP | IS Tap | 138 | 0 | 0 | 0 | 0 | 0 | 0 | 0 | 0 | 0 | 0 | 0 | 0 | 0 | 0 | 0 | 0 | 0 | 0 | 0 | 0 |  | 0 | 0 | 0 | 0 | 0 | 0 | 0 | 0 | 0 | 0 | 0 | 0 | 0 | 0 | 0 | 0 | 0 | 0 | 0 | 0 | 0 | 0 | 0 | 0 | 0 | 0 | 0 | 0 | 0 | 0 | 0 | 0 | 0 | 0 | 0 | 0 |  | 0 | 0 | 0 | 0 | 0 | 0 | 0 | 0 | 0 | 0 | 0 | 0 | 0 | 0 | 0 | 0 | 0 | 0 | 0 | 0 | 0 | 0 | 0 | 0 | 0 | 0 | 0 | 0 | 0 | 0 | 0 | 0 | 0 | 0 | 0 | 0 |  | 0 | 0 | 0 | 0 | 0 | 0 | 0 | 0 | 0 | 0 | 0 | 0 | 0 | 0 | 0 | 0 | 0 | 0 | 0 | 0 | 0 | 0 | 0 | 0 | 0 | 0 | 0 | 0 | 0 | 0 | 0 | 0 | 0 | 0 | 0 | 0 |  | 0 | 0 | 0 | 0 | 0 | 0 | 0 | 0 | 0 | 0 | 0 | 0 | 0 | 0 | 0 | 0 | 0 | 0 | 0 | 0 | 0 | 0 | 0 | 0 | 0 | 0 | 0 | 0 | 0 | 0 | 0 | 0 | 0 | 0 | 0 | 0 |  | 1 | 1 | 1 | 1 | 1 | 1 | 1 | 1 | 1 | 0
EOP | Ivanpah | 115 | 0 | 0 | 0 | 0 | 0 | 0 | 0 | 0 | 0 | 0 | 0 | 0 | 0 | 0 | 0 | 0 | 0 | 0 | 0 | 0 |  | 0 | 0 | 0 | 0 | 0 | 0 | 0 | 0 | 0 | 0 | 0 | 0 | 0 | 0 | 0 | 0 | 0 | 0 | 0 | 0 | 0 | 0 | 0 | 0 | 0 | 0 | 0 | 0 | 0 | 0 | 0 | 0 | 0 | 0 | 0 | 0 |  | 0 | 0 | 0 | 0 | 0 | 0 | 0 | 0 | 0 | 0 | 0 | 0 | 0 | 0 | 0 | 0 | 0 | 0 | 0 | 0 | 0 | 0 | 0 | 0 | 0 | 0 | 0 | 0 | 0 | 0 | 0 | 0 | 0 | 0 | 0 | 0 |  | 0 | 0 | 0 | 0 | 0 | 0 | 0 | 0 | 0 | 0 | 0 | 0 | 0 | 0 | 0 | 0 | 0 | 0 | 0 | 0 | 0 | 0 | 0 | 0 | 0 | 0 | 0 | 0 | 0 | 0 | 0 | 0 | 0 | 0 | 0 | 0 |  | 0 | 0 | 0 | 0 | 0 | 0 | 0 | 0 | 0 | 0 | 0 | 0 | 0 | 0 | 0 | 0 | 0 | 0 | 0 | 0 | 0 | 0 | 0 | 0 | 0 | 0 | 0 | 0 | 0 | 0 | 0 | 0 | 0 | 0 | 0 | 0 |  | 1 | 1 | 1 | 1 | 1 | 1 | 1 | 1 | 1 | 0
EOP | Ivanpah | 230 | 0 | 0 | 0 | 0 | 0 | 0 | 0 | 0 | 0 | 0 | 0 | 0 | 0 | 0 | 0 | 0 | 0 | 0 | 0 | 0 |  | 0 | 0 | 0 | 0 | 0 | 0 | 0 | 0 | 0 | 0 | 0 | 0 | 0 | 0 | 0 | 0 | 0 | 0 | 0 | 0 | 0 | 0 | 0 | 0 | 0 | 0 | 0 | 0 | 0 | 0 | 0 | 0 | 0 | 0 | 0 | 0 |  | 0 | 0 | 0 | 0 | 0 | 0 | 0 | 0 | 0 | 0 | 0 | 0 | 0 | 0 | 0 | 0 | 0 | 0 | 0 | 0 | 0 | 0 | 0 | 0 | 0 | 0 | 0 | 0 | 0 | 0 | 0 | 0 | 0 | 0 | 0 | 0 |  | 0 | 0 | 0 | 0 | 0 | 0 | 0 | 0 | 0 | 0 | 0 | 0 | 0 | 0 | 0 | 0 | 0 | 0 | 0 | 0 | 0 | 0 | 0 | 0 | 0 | 0 | 0 | 0 | 0 | 0 | 0 | 0 | 0 | 0 | 0 | 0 |  | 0 | 0 | 0 | 0 | 0 | 0 | 0 | 0 | 0 | 0 | 0 | 0 | 0 | 0 | 0 | 0 | 0 | 0 | 0 | 0 | 0 | 0 | 0 | 0 | 0 | 0 | 0 | 0 | 0 | 0 | 0 | 0 | 0 | 0 | 0 | 0 |  | 1 | 1 | 1 | 1 | 1 | 1 | 1 | 1 | 1 | 0
EOP | Jackass (DOE) | 138 | 0 | 0 | 0 | 0 | 0 | 0 | 0 | 0 | 0 | 0 | 0 | 0 | 0 | 0 | 0 | 0 | 0 | 0 | 0 | 0 |  | 0 | 0 | 0 | 0 | 0 | 0 | 0 | 0 | 0 | 0 | 0 | 0 | 0 | 0 | 0 | 0 | 0 | 0 | 0 | 0 | 0 | 0 | 0 | 0 | 0 | 0 | 0 | 0 | 0 | 0 | 0 | 0 | 0 | 0 | 0 | 0 |  | 0 | 0 | 0 | 0 | 0 | 0 | 0 | 0 | 0 | 0 | 0 | 0 | 0 | 0 | 0 | 0 | 0 | 0 | 0 | 0 | 0 | 0 | 0 | 0 | 0 | 0 | 0 | 0 | 0 | 0 | 0 | 0 | 0 | 0 | 0 | 0 |  | 0 | 0 | 0 | 0 | 0 | 0 | 0 | 0 | 0 | 0 | 0 | 0 | 0 | 0 | 0 | 0 | 0 | 0 | 0 | 0 | 0 | 0 | 0 | 0 | 0 | 0 | 0 | 0 | 0 | 0 | 0 | 0 | 0 | 0 | 0 | 0 |  | 0 | 0 | 0 | 0 | 0 | 0 | 0 | 0 | 0 | 0 | 0 | 0 | 0 | 0 | 0 | 0 | 0 | 0 | 0 | 0 | 0 | 0 | 0 | 0 | 0 | 0 | 0 | 0 | 0 | 0 | 0 | 0 | 0 | 0 | 0 | 0 |  | 1 | 1 | 1 | 1 | 1 | 1 | 1 | 1 | 1 | 0
PG&E NGBA | James B Black | 230 | 130.5 | 0 | 0 | 0 | 0 | 0 | 0 | 0 | 0 | 0 | 0 | 0 | 0 | 0 | 0 | 0 | 0 | 0 | 0 | 1 |  | 0 | 0 | 0 | 0 | 0 | 0 | 0 | 0 | 0 | 0 | 0 | 0 | 0 | 0 | 0 | 0 | 0 | 0 | 2 | 2 | 0 | 0 | 0 | 0 | 0 | 0 | 0 | 0 | 0 | 0 | 0 | 0 | 0 | 0 | 0 | 1 |  | 0 | 0 | 0 | 0 | 0 | 0 | 0 | 0 | 0 | 0 | 0 | 0 | 0 | 0 | 0 | 0 | 0 | 0 | 2 | 2 | 0 | 0 | 0 | 0 | 0 | 0 | 0 | 0 | 0 | 0 | 0 | 0 | 0 | 0 | 0 | 1 |  | 0 | 0 | 0 | 0 | 0 | 0 | 0 | 0 | 0 | 0 | 0 | 0 | 0 | 0 | 0 | 0 | 0 | 0 | 2 | 2 | 0 | 0 | 0 | 0 | 0 | 0 | 0 | 0 | 0 | 0 | 0 | 0 | 0 | 0 | 0 | 1 |  | 0 | 0 | 0 | 0 | 0 | 0 | 0 | 0 | 0 | 0 | 0 | 0 | 0 | 0 | 0 | 0 | 0 | 0 | 2 | 2 | 0 | 0 | 0 | 0 | 0 | 0 | 0 | 0 | 0 | 0 | 0 | 0 | 0 | 0 | 0 | 1 |  | 5- | 1 | 1 | 1 | 1 | 1 | 1 | 1 | 1 | 1
PG&E GBA | Jefferson | 230 | 0 | 0 | 0 | 0 | 0 | 0 | 0 | 0 | 0 | 0 | 0 | 0 | 0 | 140 | 140 | 0 | 0 | 0 | 0 | 1 |  | 0 | 0 | 0 | 0 | 0 | 0 | 0 | 0 | 0 | 0 | 0 | 0 | 0 | 0 | 0 | 0 | 0 | 0 | 0 | 0 | 0 | 0 | 0 | 0 | 0 | 0 | 0 | 0 | 0 | 0 | 2 | 0 | 0 | 0 | 0 | 1 |  | 0 | 0 | 0 | 0 | 0 | 0 | 0 | 0 | 0 | 0 | 0 | 0 | 0 | 0 | 0 | 0 | 0 | 0 | 0 | 0 | 0 | 0 | 0 | 0 | 0 | 0 | 0 | 0 | 0 | 0 | 2 | 0 | 0 | 0 | 0 | 1 |  | 0 | 0 | 0 | 0 | 0 | 0 | 0 | 0 | 0 | 0 | 0 | 0 | 0 | 0 | 0 | 0 | 0 | 0 | 0 | 0 | 0 | 0 | 0 | 0 | 0 | 0 | 0 | 0 | 0 | 0 | 2 | 0 | 0 | 0 | 0 | 1 |  | 0 | 0 | 0 | 0 | 0 | 0 | 0 | 0 | 0 | 0 | 0 | 0 | 0 | 0 | 0 | 0 | 0 | 0 | 0 | 0 | 0 | 0 | 0 | 0 | 0 | 0 | 0 | 0 | 0 | 0 | 2 | 0 | 0 | 0 | 0 | 1 |  | 1 | 1 | 1 | 1 | 1 | 1 | 5- | 1 | 1 | 1
PG&E NGBA | Jessup | 115 | 100 | 0 | 0 | 0 | 0 | 0 | 0 | 0 | 0 | 0 | 0 | 0 | 0 | 0 | 0 | 0 | 0 | 0 | 0 | 1 |  | 0 | 0 | 0 | 0 | 0 | 0 | 0 | 0 | 0 | 0 | 0 | 0 | 0 | 0 | 0 | 0 | 0 | 0 | 2 | 2 | 0 | 0 | 0 | 0 | 0 | 0 | 0 | 0 | 0 | 0 | 0 | 0 | 0 | 0 | 0 | 1 |  | 0 | 0 | 0 | 0 | 0 | 0 | 0 | 0 | 0 | 0 | 0 | 0 | 0 | 0 | 0 | 0 | 0 | 0 | 2 | 2 | 0 | 0 | 0 | 0 | 0 | 0 | 0 | 0 | 0 | 0 | 0 | 0 | 0 | 0 | 0 | 1 |  | 0 | 0 | 0 | 0 | 0 | 0 | 0 | 0 | 0 | 0 | 0 | 0 | 0 | 0 | 0 | 0 | 0 | 0 | 2 | 2 | 0 | 0 | 0 | 0 | 0 | 0 | 0 | 0 | 0 | 0 | 0 | 0 | 0 | 0 | 0 | 1 |  | 0 | 0 | 0 | 0 | 0 | 0 | 0 | 0 | 0 | 0 | 0 | 0 | 0 | 0 | 0 | 0 | 0 | 0 | 2 | 2 | 0 | 0 | 0 | 0 | 0 | 0 | 0 | 0 | 0 | 0 | 0 | 0 | 0 | 0 | 0 | 1 |  | 5- | 1 | 1 | 1 | 1 | 1 | 1 | 1 | 1 | 1
SCE Metro | Johanna | 230 | 0 | 0 | 0 | 0 | 0 | 0 | 0 | 0 | 0 | 0 | 0 | 0 | 0 | 0 | 0 | 0 | 155 | 155 | 0 | 1 |  | 0 | 0 | 0 | 0 | 0 | 0 | 0 | 0 | 0 | 0 | 0 | 0 | 0 | 0 | 0 | 0 | 0 | 0 | 0 | 0 | 0 | 0 | 0 | 0 | 0 | 0 | 0 | 0 | 0 | 0 | 0 | 2 | 2 | 0 | 0 | 1 |  | 0 | 0 | 0 | 0 | 0 | 0 | 0 | 0 | 0 | 0 | 0 | 0 | 0 | 0 | 53.45 | 0 | 0 | 1 | 0 | 0 | 0 | 0 | 0 | 0 | 0 | 0 | 0 | 0 | 0 | 0 | 0 | 2 | 2 | 0 | 0 | 1 |  | 0 | 0 | 0 | 0 | 0 | 0 | 0 | 0 | 0 | 0 | 0 | 0 | 0 | 100 | 155.71 | 0 | 0 | 1 | 0 | 0 | 0 | 0 | 0 | 0 | 0 | 0 | 0 | 0 | 0 | 0 | 0 | 2 | 0 | 0 | 0 | 1 |  | 0 | 0 | 0 | 0 | 0 | 0 | 0 | 0 | 0 | 0 | 0 | 0 | 0 | 100 | 155.71 | 0 | 0 | 1 | 0 | 0 | 0 | 0 | 0 | 0 | 0 | 0 | 0 | 0 | 0 | 0 | 0 | 2 | 0 | 0 | 0 | 1 |  | 1 | 1 | 1 | 1 | 1 | 1 | 1 | 2- | 1 | 1
SCE Eastern | Julian Hinds | 230 | 0 | 0 | 0 | 0 | 0 | 0 | 0 | 0 | 0 | 0 | 0 | 0 | 0 | 0 | 0 | 0 | 0 | 0 | 0 | 0 |  | 0 | 0 | 0 | 0 | 0 | 0 | 0 | 0 | 0 | 0 | 0 | 0 | 0 | 0 | 0 | 0 | 0 | 0 | 0 | 0 | 0 | 0 | 0 | 0 | 0 | 0 | 0 | 0 | 0 | 0 | 0 | 0 | 0 | 0 | 0 | 0 |  | 0 | 0 | 0 | 0 | 0 | 0 | 0 | 0 | 0 | 0 | 0 | 0 | 0 | 0 | 0 | 0 | 0 | 0 | 0 | 0 | 0 | 0 | 0 | 0 | 0 | 0 | 0 | 0 | 0 | 0 | 0 | 0 | 0 | 0 | 0 | 0 |  | 0 | 0 | 0 | 0 | 0 | 0 | 0 | 0 | 0 | 0 | 0 | 0 | 0 | 0 | 0 | 0 | 0 | 0 | 0 | 0 | 0 | 0 | 0 | 0 | 0 | 0 | 0 | 0 | 0 | 0 | 0 | 0 | 0 | 0 | 0 | 0 |  | 0 | 0 | 0 | 0 | 0 | 0 | 0 | 0 | 0 | 0 | 0 | 0 | 0 | 0 | 0 | 0 | 0 | 0 | 0 | 0 | 0 | 0 | 0 | 0 | 0 | 0 | 0 | 0 | 0 | 0 | 0 | 0 | 0 | 0 | 0 | 0 |  | 1 | 1 | 1 | 1 | 1 | 1 | 1 | 1 | 1 | 0
PG&E GBA | Kasson | 115 | 0 | 0 | 0 | 0 | 0 | 0 | 0 | 0 | 0 | 0 | 0 | 0 | 0 | 0 | 0 | 0 | 0 | 0 | 0 | 0 |  | 0 | 0 | 0 | 0 | 0 | 0 | 0 | 0 | 0 | 0 | 0 | 0 | 0 | 0 | 0 | 0 | 0 | 0 | 0 | 0 | 0 | 0 | 0 | 0 | 0 | 0 | 0 | 0 | 0 | 0 | 0 | 0 | 0 | 0 | 0 | 0 |  | 0 | 0 | 0 | 0 | 0 | 0 | 0 | 0 | 0 | 0 | 0 | 0 | 0 | 0 | 0 | 0 | 0 | 0 | 0 | 0 | 0 | 0 | 0 | 0 | 0 | 0 | 0 | 0 | 0 | 0 | 0 | 0 | 0 | 0 | 0 | 0 |  | 0 | 0 | 0 | 0 | 0 | 0 | 0 | 0 | 0 | 0 | 0 | 0 | 0 | 0 | 0 | 0 | 0 | 0 | 0 | 0 | 0 | 0 | 0 | 0 | 0 | 0 | 0 | 0 | 0 | 0 | 0 | 0 | 0 | 0 | 0 | 0 |  | 0 | 0 | 0 | 0 | 0 | 0 | 0 | 258.2079 | 0 | 0 | 0 | 0 | 0 | 0 | 258.2079 | 0 | 0 | 1 | 0 | 0 | 0 | 0 | 0 | 0 | 0 | -2 | 0 | 0 | 0 | 0 | 0 | 0 | -1 | 0 | 0 | 1 |  | 1 | 1 | 1 | 1+ | 1 | 1 | 1 | 1 | 1 | 1
PG&E GBA | Kasson | 60 | 0 | 0 | 0 | 0 | 0 | 0 | 0 | 0 | 0 | 0 | 0 | 0 | 0 | 0 | 0 | 0 | 0 | 0 | 0 | 0 |  | 0 | 0 | 0 | 0 | 0 | 0 | 0 | 0 | 0 | 0 | 0 | 0 | 0 | 0 | 0 | 0 | 0 | 0 | 0 | 0 | 0 | 0 | 0 | 0 | 0 | 0 | 0 | 0 | 0 | 0 | 0 | 0 | 0 | 0 | 0 | 0 |  | 0 | 0 | 0 | 0 | 0 | 0 | 0 | 0 | 0 | 0 | 0 | 0 | 0 | 0 | 0 | 0 | 0 | 0 | 0 | 0 | 0 | 0 | 0 | 0 | 0 | 0 | 0 | 0 | 0 | 0 | 0 | 0 | 0 | 0 | 0 | 0 |  | 0 | 0 | 0 | 0 | 0 | 0 | 0 | 0 | 0 | 0 | 0 | 0 | 0 | 0 | 0 | 0 | 0 | 0 | 0 | 0 | 0 | 0 | 0 | 0 | 0 | 0 | 0 | 0 | 0 | 0 | 0 | 0 | 0 | 0 | 0 | 0 |  | 0 | 0 | 0 | 0 | 0 | 0 | 0 | 0 | 0 | 0 | 0 | 0 | 0 | 0 | 0 | 0 | 0 | 0 | 0 | 0 | 0 | 0 | 0 | 0 | 0 | 0 | 0 | 0 | 0 | 0 | 0 | 0 | 0 | 0 | 0 | 0 |  | 1 | 1 | 1 | 1 | 1 | 1 | 1 | 1 | 1 | 0
PG&E FRESNO | Kearney | 230 | 0 | 0 | 0 | 0 | 0 | 0 | 0 | 0 | 0 | 0 | 0 | 0 | 0 | 0 | 0 | 0 | 0 | 0 | 0 | 0 |  | 0 | 0 | 0 | 0 | 0 | 0 | 0 | 0 | 0 | 0 | 0 | 0 | 0 | 0 | 0 | 0 | 0 | 0 | 0 | 0 | 0 | 0 | 0 | 0 | 0 | 0 | 0 | 0 | 0 | 0 | 0 | 0 | 0 | 0 | 0 | 0 |  | 0 | 0 | 0 | 0 | 0 | 0 | 0 | 0 | 0 | 0 | 0 | 0 | 0 | 0 | 0 | 0 | 0 | 0 | 0 | 0 | 0 | 0 | 0 | 0 | 0 | 0 | 0 | 0 | 0 | 0 | 0 | 0 | 0 | 0 | 0 | 0 |  | 0 | 0 | 0 | 0 | 0 | 0 | 0 | 0 | 0 | 0 | 0 | 0 | 0 | 0 | 0 | 0 | 0 | 0 | 0 | 0 | 0 | 0 | 0 | 0 | 0 | 0 | 0 | 0 | 0 | 0 | 0 | 0 | 0 | 0 | 0 | 0 |  | 0 | 0 | 0 | 0 | 0 | 0 | 0 | 0 | 0 | 0 | 0 | 0 | 0 | 0 | 0 | 0 | 0 | 0 | 0 | 0 | 0 | 0 | 0 | 0 | 0 | 0 | 0 | 0 | 0 | 0 | 0 | 0 | 0 | 0 | 0 | 0 |  | 1 | 1 | 1 | 1 | 1 | 1 | 1 | 1 | 1 | 0
PG&E FRESNO | Kearney | 70 | 0 | 0 | 0 | 0 | 0 | 0 | 0 | 0 | 0 | 0 | 0 | 0 | 0 | 0 | 0 | 0 | 0 | 0 | 0 | 0 |  | 0 | 0 | 0 | 0 | 0 | 0 | 0 | 0 | 0 | 0 | 0 | 0 | 0 | 0 | 0 | 0 | 0 | 0 | 0 | 0 | 0 | 0 | 0 | 0 | 0 | 0 | 0 | 0 | 0 | 0 | 0 | 0 | 0 | 0 | 0 | 0 |  | 0 | 0 | 0 | 0 | 0 | 0 | 0 | 0 | 0 | 0 | 0 | 0 | 0 | 0 | 0 | 0 | 0 | 0 | 0 | 0 | 0 | 0 | 0 | 0 | 0 | 0 | 0 | 0 | 0 | 0 | 0 | 0 | 0 | 0 | 0 | 0 |  | 0 | 0 | 0 | 0 | 0 | 0 | 0 | 0 | 0 | 0 | 0 | 0 | 0 | 0 | 0 | 0 | 0 | 0 | 0 | 0 | 0 | 0 | 0 | 0 | 0 | 0 | 0 | 0 | 0 | 0 | 0 | 0 | 0 | 0 | 0 | 0 |  | 0 | 0 | 0 | 0 | 0 | 0 | 0 | 0 | 0 | 0 | 0 | 0 | 0 | 0 | 0 | 0 | 0 | 0 | 0 | 0 | 0 | 0 | 0 | 0 | 0 | 0 | 0 | 0 | 0 | 0 | 0 | 0 | 0 | 0 | 0 | 0 |  | 1 | 1 | 1 | 1 | 1 | 1 | 1 | 1 | 1 | 0
PG&E GBA | Kelso | 230 | 0 | 0 | 0 | 0 | 0 | 0 | 0 | 0 | 0 | 0 | 0 | 0 | 0 | 0 | 0 | 0 | 0 | 0 | 0 | 0 |  | 0 | 0 | 0 | 0 | 80.8 | 84.25 | 0 | 0 | 0 | 0 | 0 | 0 | 0 | 0 | 23.7 | 0 | 0 | 1 | 0 | 0 | 0 | 0 | -2 | -2 | 0 | 0 | 0 | 0 | 0 | 0 | 0 | 0 | -2 | 0 | 0 | 1 |  | 0 | 0 | 0 | 0 | 0 | 0 | 0 | 0 | 0 | 0 | 0 | 0 | 0 | 90.7 | 114.4 | 0 | 0 | 1 | 0 | 0 | 0 | 0 | 0 | 0 | 0 | 0 | 0 | 0 | 0 | 0 | 0 | -2 | -2 | 0 | 0 | 1 |  | 0 | 0 | 0 | 0 | 0 | 0 | 0 | 0 | 0 | 0 | 0 | 0 | 0 | 90.7 | 114.4 | 0 | 0 | 1 | 0 | 0 | 0 | 0 | 0 | 0 | 0 | 0 | 0 | 0 | 0 | 0 | 0 | -2 | -2 | 0 | 0 | 1 |  | 0 | 0 | 0 | 0 | 0 | 0 | 0 | 0 | 0 | 0 | 0 | 0 | 0 | 90.7 | 114.4 | 0 | 0 | 1 | 0 | 0 | 0 | 0 | 0 | 0 | 0 | 0 | 0 | 0 | 0 | 0 | 0 | -2 | -2 | 0 | 0 | 1 |  | 1 | 1 | 1 | 1 | 1 | 1 | 1 | 4+ | 1 | 1
PG&E FRESNO | Kerchoff 1 | 115 | 0 | 0 | 0 | 0 | 0 | 0 | 0 | 0 | 0 | 0 | 0 | 0 | 0 | 0 | 0 | 0 | 0 | 0 | 0 | 0 |  | 0 | 0 | 0 | 0 | 0 | 0 | 0 | 0 | 0 | 0 | 0 | 0 | 0 | 0 | 0 | 0 | 0 | 0 | 0 | 0 | 0 | 0 | 0 | 0 | 0 | 0 | 0 | 0 | 0 | 0 | 0 | 0 | 0 | 0 | 0 | 0 |  | 0 | 0 | 0 | 0 | 0 | 0 | 0 | 0 | 0 | 0 | 0 | 0 | 0 | 0 | 0 | 0 | 0 | 0 | 0 | 0 | 0 | 0 | 0 | 0 | 0 | 0 | 0 | 0 | 0 | 0 | 0 | 0 | 0 | 0 | 0 | 0 |  | 0 | 0 | 0 | 0 | 0 | 0 | 0 | 0 | 0 | 0 | 0 | 0 | 0 | 0 | 0 | 0 | 0 | 0 | 0 | 0 | 0 | 0 | 0 | 0 | 0 | 0 | 0 | 0 | 0 | 0 | 0 | 0 | 0 | 0 | 0 | 0 |  | 0 | 0 | 0 | 0 | 0 | 0 | 0 | 0 | 0 | 0 | 0 | 0 | 0 | 0 | 0 | 0 | 0 | 0 | 0 | 0 | 0 | 0 | 0 | 0 | 0 | 0 | 0 | 0 | 0 | 0 | 0 | 0 | 0 | 0 | 0 | 0 |  | 1 | 1 | 1 | 1 | 1 | 1 | 1 | 1 | 1 | 0
PG&E KERN | Kern Oil | 115 | 0 | 0 | 0 | 0 | 0 | 0 | 0 | 0 | 0 | 0 | 0 | 0 | 0 | 115 | 115 | 0 | 0 | 0 | 0 | 1 |  | 0 | 0 | 0 | 0 | 0 | 0 | 0 | 0 | 0 | 0 | 0 | 0 | 0 | 0 | 0 | 0 | 0 | 0 | 0 | 0 | 0 | 0 | 0 | 0 | 0 | 0 | 0 | 0 | 0 | 0 | 2 | 0 | 0 | 0 | 0 | 1 |  | 0 | 0 | 0 | 0 | 0 | 0 | 0 | 0 | 0 | 0 | 0 | 0 | 0.99694 | 0 | 2 | 0 | 0 | 1 | 0 | 0 | 0 | 0 | 0 | 0 | 0 | 0 | 0 | 0 | 0 | 0 | 2 | 0 | 0 | 0 | 0 | 1 |  | 0 | 0 | 0 | 0 | 0 | 0 | 0 | 0 | 0 | 0 | 0 | 0 | 0.99694 | 0 | 2 | 0 | 0 | 1 | 0 | 0 | 0 | 0 | 0 | 0 | 0 | 0 | 0 | 0 | 0 | 0 | 2 | 0 | 0 | 0 | 0 | 1 |  | 0 | 0 | 0 | 0 | 0 | 0 | 0 | 0 | 0 | 0 | 0 | 0 | 0.99694 | 0 | 2 | 0 | 0 | 1 | 0 | 0 | 0 | 0 | 0 | 0 | 0 | 0 | 0 | 0 | 0 | 0 | 2 | 0 | 0 | 0 | 0 | 1 |  | 1 | 1 | 1 | 1 | 1 | 1 | 5- | 1 | 1 | 1
PG&E KERN | Kern PP | 115 | 0 | 0 | 0 | 0 | 0 | 0 | 0 | 0 | 0 | 0 | 0 | 0 | 100 | 120 | 220 | 0 | 0 | 0 | 260 | 1 |  | 0 | 0 | 0 | 0 | 0 | 0 | 0 | 0 | 0 | 0 | 0 | 0 | 0 | 0 | 0 | 0 | 0 | 0 | 0 | 0 | 0 | 0 | 0 | 0 | 0 | 0 | 0 | 0 | 0 | 2 | 2 | 0 | 0 | 2 | 2 | 1 |  | 0 | 0 | 0 | 0 | 0 | 0 | 0 | 0 | 0 | 0 | 0 | 0 | 0 | 0 | 0 | 0 | 0 | 0 | 0 | 0 | 0 | 0 | 0 | 0 | 0 | 0 | 0 | 0 | 0 | 2 | 2 | 0 | 0 | 2 | 2 | 1 |  | 0 | 0 | 0 | 0 | 0 | 0 | 0 | 0 | 0 | 0 | 0 | 0 | 0 | 0 | 0 | 0 | 0 | 0 | 0 | 0 | 0 | 0 | 0 | 0 | 0 | 0 | 0 | 0 | 0 | 2 | 2 | 0 | 0 | 2 | 2 | 1 |  | 0 | 0 | 0 | 0 | 0 | 0 | 0 | 0 | 0 | 0 | 0 | 0 | 0 | 0 | 0 | 0 | 0 | 0 | 0 | 0 | 0 | 0 | 0 | 0 | 0 | 0 | 0 | 0 | 0 | 2 | 2 | 0 | 0 | 2 | 2 | 1 |  | 1 | 1 | 1 | 1 | 1 | 1 | 5- | 1 | 5- | 1
PG&E KERN | Kern PP | 230 | 0 | 0 | 0 | 0 | 0 | 0 | 0 | 0 | 0 | 0 | 0 | 0 | 0 | 0 | 0 | 0 | 0 | 0 | 0 | 0 |  | 0 | 0 | 0 | 0 | 0 | 0 | 0 | 0 | 0 | 0 | 0 | 0 | 0 | 0 | 0 | 0 | 0 | 0 | 0 | 0 | 0 | 0 | 0 | 0 | 0 | 0 | 0 | 0 | 0 | 0 | 0 | 0 | 0 | 0 | 0 | 0 |  | 0 | 0 | 0 | 0 | 0 | 0 | 0 | 0 | 0 | 0 | 0 | 0 | 0 | 0 | 0 | 0 | 0 | 0 | 0 | 0 | 0 | 0 | 0 | 0 | 0 | 0 | 0 | 0 | 0 | 0 | 0 | 0 | 0 | 0 | 0 | 0 |  | 0 | 0 | 0 | 0 | 0 | 0 | 0 | 0 | 0 | 0 | 0 | 0 | 0 | 266 | 316.064 | 0 | 0 | 1 | 0 | 0 | 0 | 0 | 0 | 0 | 0 | 0 | 0 | 0 | 0 | 0 | 0 | -2 | -2 | 0 | 0 | 1 |  | 0 | 0 | 0 | 0 | 0 | 0 | 0 | 0 | 0 | 0 | 0 | 0 | 0 | 266 | 316.064 | 0 | 0 | 1 | 0 | 0 | 0 | 0 | 0 | 0 | 0 | 0 | 0 | 0 | 0 | 0 | 0 | -2 | -2 | 0 | 0 | 1 |  | 1 | 1 | 1 | 1 | 1 | 1 | 1 | 4+ | 1 | 1
PG&E KERN | Kern PP | 70 | 0 | 0 | 0 | 0 | 0 | 0 | 0 | 0 | 0 | 0 | 0 | 0 | 0 | 0 | 0 | 0 | 0 | 0 | 0 | 0 |  | 0 | 0 | 0 | 0 | 0 | 0 | 0 | 0 | 0 | 0 | 0 | 0 | 0 | 0 | 0 | 0 | 0 | 0 | 0 | 0 | 0 | 0 | 0 | 0 | 0 | 0 | 0 | 0 | 0 | 0 | 0 | 0 | 0 | 0 | 0 | 0 |  | 0 | 0 | 0 | 0 | 0 | 0 | 0 | 0 | 0 | 0 | 0 | 0 | 0 | 0 | 0 | 0 | 0 | 0 | 0 | 0 | 0 | 0 | 0 | 0 | 0 | 0 | 0 | 0 | 0 | 0 | 0 | 0 | 0 | 0 | 0 | 0 |  | 0 | 0 | 0 | 0 | 0 | 0 | 0 | 0 | 0 | 0 | 0 | 0 | 0 | 0 | 0 | 0 | 0 | 0 | 0 | 0 | 0 | 0 | 0 | 0 | 0 | 0 | 0 | 0 | 0 | 0 | 0 | 0 | 0 | 0 | 0 | 0 |  | 0 | 0 | 0 | 0 | 0 | 0 | 0 | 0 | 0 | 0 | 0 | 0 | 0 | 0 | 0 | 0 | 0 | 0 | 0 | 0 | 0 | 0 | 0 | 0 | 0 | 0 | 0 | 0 | 0 | 0 | 0 | 0 | 0 | 0 | 0 | 0 |  | 1 | 1 | 1 | 1 | 1 | 1 | 1 | 1 | 1 | 0
PG&E KERN | Kernridge | 115 | 0 | 0 | 0 | 0 | 0 | 0 | 0 | 0 | 0 | 0 | 0 | 0 | 100 | 0 | 100 | 0 | 0 | 0 | 0 | 1 |  | 0 | 0 | 0 | 0 | 0 | 0 | 0 | 0 | 0 | 0 | 0 | 0 | 0 | 0 | 0 | 0 | 0 | 0 | 0 | 0 | 0 | 0 | 0 | 0 | 0 | 0 | 0 | 0 | 0 | 2 | 2 | 0 | 0 | 0 | 0 | 1 |  | 0 | 0 | 0 | 0 | 0 | 0 | 0 | 0 | 0 | 0 | 0 | 0 | 107.64 | 0 | 0 | 0 | 0 | 1 | 0 | 0 | 0 | 0 | 0 | 0 | 0 | 0 | 0 | 0 | 0 | 2 | 0 | 0 | 0 | 0 | 0 | 1 |  | 0 | 0 | 0 | 0 | 0 | 0 | 0 | 0 | 0 | 0 | 0 | 0 | 107.64 | 0 | 0 | 0 | 0 | 1 | 0 | 0 | 0 | 0 | 0 | 0 | 0 | 0 | 0 | 0 | 0 | 2 | 0 | 0 | 0 | 0 | 0 | 1 |  | 0 | 0 | 0 | 0 | 0 | 0 | 0 | 0 | 0 | 0 | 0 | 0 | 107.64 | 0 | 0 | 0 | 0 | 1 | 0 | 0 | 0 | 0 | 0 | 0 | 0 | 0 | 0 | 0 | 0 | 2 | 0 | 0 | 0 | 0 | 0 | 1 |  | 1 | 1 | 1 | 1 | 1 | 1 | 1 | 1 | 1 | 0
PG&E FRESNO | Kingsburg | 115 | 0 | 0 | 0 | 0 | 0 | 0 | 0 | 0 | 0 | 0 | 0 | 0 | 0 | 0 | 0 | 0 | 0 | 0 | 0 | 0 |  | 0 | 0 | 0 | 0 | 0 | 0 | 0 | 0 | 0 | 0 | 0 | 0 | 0 | 0 | 0 | 0 | 0 | 0 | 0 | 0 | 0 | 0 | 0 | 0 | 0 | 0 | 0 | 0 | 0 | 0 | 0 | 0 | 0 | 0 | 0 | 0 |  | 0 | 0 | 0 | 0 | 0 | 0 | 0 | 0 | 0 | 0 | 0 | 0 | 1.1926 | 0 | 0 | 0 | 0 | 1 | 0 | 0 | 0 | 0 | 0 | 0 | 0 | 0 | 0 | 0 | 0 | 0 | 0 | 0 | 0 | 0 | 0 | 0 |  | 0 | 0 | 0 | 0 | 0 | 0 | 0 | 0 | 0 | 0 | 0 | 0 | 1.1926 | 0 | 0 | 0 | 0 | 1 | 0 | 0 | 0 | 0 | 0 | 0 | 0 | 0 | 0 | 0 | 0 | 0 | 0 | 0 | 0 | 0 | 0 | 0 |  | 0 | 0 | 0 | 0 | 0 | 0 | 0 | 0 | 0 | 0 | 0 | 0 | 4.1506 | 0 | 0 | 0 | 0 | 1 | 0 | 0 | 0 | 0 | 0 | 0 | 0 | 0 | 0 | 0 | 0 | 0 | -2 | 0 | 0 | 0 | 0 | 1 |  | 1 | 1 | 1 | 1 | 1 | 1 | 1+ | 1 | 1 | 1
PG&E GBA | Kirker | 115 | 0 | 0 | 0 | 0 | 0 | 0 | 0 | 0 | 0 | 0 | 0 | 0 | 0 | 0 | 0 | 0 | 0 | 0 | 0 | 0 |  | 0 | 0 | 0 | 0 | 0 | 0 | 0 | 0 | 0 | 0 | 0 | 0 | 0 | 2 | 20 | 0 | 0 | 1 | 0 | 0 | 0 | 0 | 0 | 0 | 0 | 0 | 0 | 0 | 0 | 0 | 0 | -2 | -2 | 0 | 0 | 1 |  | 0 | 0 | 0 | 0 | 0 | 0 | 0 | 0 | 0 | 0 | 0.46093 | 0 | 3.902 | 0 | 0 | 0 | 0 | 1 | 0 | 0 | 0 | 0 | 0 | 0 | 0 | 0 | 0 | 0 | -2 | 0 | -2 | 0 | 0 | 0 | 0 | 1 |  | 0 | 0 | 0 | 0 | 0 | 0 | 0 | 0 | 0 | 0 | 0.46093 | 0 | 3.902 | 0 | 0 | 0 | 0 | 1 | 0 | 0 | 0 | 0 | 0 | 0 | 0 | 0 | 0 | 0 | -2 | 0 | -2 | 0 | 0 | 0 | 0 | 1 |  | 0 | 0 | 0 | 0 | 0 | 0 | 0 | 0 | 0 | 0 | 0.46093 | 0 | 4.802 | 0 | 0.33 | 0 | 0 | 1 | 0 | 0 | 0 | 0 | 0 | 0 | 0 | 0 | 0 | 0 | -2 | 0 | -2 | 0 | 0 | 0 | 0 | 1 |  | 1 | 1 | 1 | 1 | 1 | 4+ | 4+ | 1 | 1 | 1
PG&E NGBA | Knights Landing | 115 | 0 | 0 | 0 | 0 | 0 | 0 | 0 | 0 | 0 | 0 | 0 | 0 | 0 | 0 | 0 | 0 | 0 | 0 | 0 | 0 |  | 0 | 0 | 0 | 0 | 0 | 0 | 0 | 0 | 0 | 0 | 0 | 0 | 0 | 0 | 0 | 0 | 0 | 0 | 0 | 0 | 0 | 0 | 0 | 0 | 0 | 0 | 0 | 0 | 0 | 0 | 0 | 0 | 0 | 0 | 0 | 0 |  | 0 | 0 | 0 | 0 | 0 | 0 | 0 | 0 | 0 | 0 | 0 | 0 | 0 | 0 | 0 | 0 | 0 | 0 | 0 | 0 | 0 | 0 | 0 | 0 | 0 | 0 | 0 | 0 | 0 | 0 | 0 | 0 | 0 | 0 | 0 | 0 |  | 0 | 0 | 0 | 0 | 0 | 0 | 0 | 0 | 0 | 0 | 0 | 0 | 0 | 0 | 0 | 0 | 0 | 0 | 0 | 0 | 0 | 0 | 0 | 0 | 0 | 0 | 0 | 0 | 0 | 0 | 0 | 0 | 0 | 0 | 0 | 0 |  | 0 | 0 | 0 | 0 | 0 | 0 | 0 | 0 | 0 | 0 | 0 | 0 | 0 | 0 | 0 | 0 | 0 | 0 | 0 | 0 | 0 | 0 | 0 | 0 | 0 | 0 | 0 | 0 | 0 | 0 | 0 | 0 | 0 | 0 | 0 | 0 |  | 1 | 1 | 1 | 1 | 1 | 1 | 1 | 1 | 1 | 0
PG&E NGBA | Konocti | 60 | 0 | 0 | 0 | 0 | 0 | 0 | 0 | 0 | 0 | 0 | 0 | 0 | 0 | 0 | 0 | 0 | 0 | 0 | 0 | 0 |  | 0 | 0 | 0 | 0 | 0 | 0 | 0 | 0 | 0 | 0 | 0 | 0 | 0 | 0 | 0 | 0 | 0 | 0 | 0 | 0 | 0 | 0 | 0 | 0 | 0 | 0 | 0 | 0 | 0 | 0 | 0 | 0 | 0 | 0 | 0 | 0 |  | 0 | 0 | 0 | 0 | 0 | 0 | 0 | 0 | 0 | 0 | 0 | 0 | 0 | 0 | 0 | 0 | 0 | 0 | 0 | 0 | 0 | 0 | 0 | 0 | 0 | 0 | 0 | 0 | 0 | 0 | 0 | 0 | 0 | 0 | 0 | 0 |  | 0 | 0 | 0 | 0 | 0 | 0 | 0 | 0 | 0 | 0 | 0 | 0 | 0 | 0 | 0 | 0 | 0 | 0 | 0 | 0 | 0 | 0 | 0 | 0 | 0 | 0 | 0 | 0 | 0 | 0 | 0 | 0 | 0 | 0 | 0 | 0 |  | 0 | 0 | 0 | 0 | 0 | 0 | 0 | 0 | 0 | 0 | 0 | 0 | 21.278 | 0 | 0 | 0 | 0 | 1 | 0 | 0 | 0 | 0 | 0 | 0 | 0 | 0 | 0 | 0 | 0 | 0 | -2 | 0 | 0 | 0 | 0 | 1 |  | 1 | 1 | 1 | 1 | 1 | 1 | 1+ | 1 | 1 | 1
SCE NOL | Kramer | 115 | 0 | 0 | 0 | 0 | 0 | 0 | 0 | 0 | 0 | 0 | 0 | 0 | 0 | 0 | 0 | 0 | 0 | 0 | 0 | 0 |  | 0 | 0 | 0 | 0 | 0 | 0 | 0 | 0 | 0 | 0 | 0 | 0 | 0 | 0 | 0 | 0 | 0 | 0 | 0 | 0 | 0 | 0 | 0 | 0 | 0 | 0 | 0 | 0 | 0 | 0 | 0 | 0 | 0 | 0 | 0 | 0 |  | 0 | 0 | 0 | 0 | 0 | 0 | 0 | 0 | 0 | 0 | 0.59 | 0 | 24.55 | 0 | 6.134 | 0 | 0 | 1 | 0 | 0 | 0 | 0 | 0 | 0 | 0 | 0 | 0 | 0 | -2 | 0 | -2 | 0 | -2 | 0 | 0 | 1 |  | 0 | 0 | 0 | 0 | 0 | 0 | 0 | 0 | 0 | 0 | 0.59 | 0 | 24.55 | 0 | 6.134 | 0 | 0 | 1 | 0 | 0 | 0 | 0 | 0 | 0 | 0 | 0 | 0 | 0 | -2 | 0 | -2 | 0 | -2 | 0 | 0 | 1 |  | 0 | 0 | 0 | 0 | 0 | 0 | 0 | 0 | 0 | 0 | 1.09 | 0 | 57.54 | 0 | 12.134 | 0 | 0 | 1 | 0 | 0 | 0 | 0 | 0 | 0 | 0 | 0 | 0 | 0 | -2 | 0 | -2 | 0 | 0 | 0 | 0 | 1 |  | 1 | 1 | 1 | 1 | 1 | 4+ | 4+ | 4+ | 1 | 1
SCE NOL | Kramer | 230 | 0 | 0 | 0 | 0 | 0 | 0 | 0 | 0 | 0 | 0 | 0 | 0 | 0 | 0 | 0 | 0 | 0 | 0 | 0 | 0 |  | 0 | 0 | 0 | 0 | 0 | 0 | 0 | 0 | 0 | 0 | 0 | 13.88 | 215.18 | 97.94 | 391.94 | 0 | 0 | 1 | 0 | 0 | 0 | 0 | 0 | 0 | 0 | 0 | 0 | 0 | 0 | -2 | -2 | -2 | -2 | 0 | 0 | 1 |  | 0 | 0 | 0 | 0 | 0 | 0 | 0 | 0 | 0 | 0 | 2.185 | 43.88 | 234.065 | 262.64 | 395.94 | 0 | 0 | 1 | 0 | 0 | 0 | 0 | 0 | 0 | 0 | 0 | 0 | 0 | -2 | -2 | -2 | -2 | -2 | 0 | 0 | 1 |  | 0 | 0 | 0 | 0 | 0 | 0 | 0 | 0 | 0 | 0 | 2.185 | 43.88 | 234.065 | 262.64 | 609.5357 | 0 | 0 | 1 | 0 | 0 | 0 | 0 | 0 | 0 | 0 | 0 | 0 | 0 | -2 | -2 | -2 | -2 | -2 | 0 | 0 | 1 |  | 0 | 0 | 0 | 0 | 0 | 0 | 0 | 0 | 0 | 0 | 2.185 | 43.88 | 241.015 | 262.64 | 611.5357 | 0 | 0 | 1 | 0 | 0 | 0 | 0 | 0 | 0 | 0 | 0 | 0 | 0 | -2 | -2 | -2 | -2 | -2 | 0 | 0 | 1 |  | 1 | 1 | 1 | 1 | 1 | 4+ | 4+ | 4+ | 1 | 1
SCE Metro | La Cienega | 230 | 0 | 0 | 0 | 0 | 0 | 0 | 0 | 0 | 0 | 0 | 0 | 0 | 0 | 0 | 0 | 0 | 405 | 405 | 0 | 1 |  | 0 | 0 | 0 | 0 | 0 | 0 | 0 | 0 | 0 | 0 | 0 | 0 | 0 | 0 | 0 | 0 | 0 | 0 | 0 | 0 | 0 | 0 | 0 | 0 | 0 | 0 | 0 | 0 | 0 | 0 | 0 | 2 | 2 | 0 | 0 | 1 |  | 0 | 0 | 0 | 0 | 0 | 0 | 0 | 0 | 0 | 0 | 0 | 0 | 0 | 0 | 0 | 0 | 0 | 0 | 0 | 0 | 0 | 0 | 0 | 0 | 0 | 0 | 0 | 0 | 0 | 0 | 0 | 2 | 2 | 0 | 0 | 1 |  | 0 | 0 | 0 | 0 | 0 | 0 | 0 | 0 | 0 | 0 | 0 | 0 | 0 | 0 | 405.7509 | 0 | 0 | 1 | 0 | 0 | 0 | 0 | 0 | 0 | 0 | 0 | 0 | 0 | 0 | 0 | 0 | 2 | 0 | 0 | 0 | 1 |  | 0 | 0 | 0 | 0 | 0 | 0 | 0 | 0 | 0 | 0 | 0 | 0 | 0 | 0 | 405.7509 | 0 | 0 | 1 | 0 | 0 | 0 | 0 | 0 | 0 | 0 | 0 | 0 | 0 | 0 | 0 | 0 | 2 | 0 | 0 | 0 | 1 |  | 1 | 1 | 1 | 1 | 1 | 1 | 1 | 2- | 1 | 1
SCE Metro | La Fresa | 230 | 0 | 0 | 0 | 0 | 0 | 0 | 0 | 0 | 0 | 0 | 0 | 0 | 0 | 0 | 0 | 0 | 0 | 0 | 0 | 0 |  | 0 | 0 | 0 | 0 | 0 | 0 | 0 | 0 | 0 | 0 | 0 | 0 | 0 | 0 | 0 | 0 | 0 | 0 | 0 | 0 | 0 | 0 | 0 | 0 | 0 | 0 | 0 | 0 | 0 | 0 | 0 | 0 | 0 | 0 | 0 | 0 |  | 0 | 0 | 0 | 0 | 0 | 0 | 0 | 0 | 0 | 0 | 0 | 0 | 0.64 | 0 | 0 | 0 | 0 | 1 | 0 | 0 | 0 | 0 | 0 | 0 | 0 | 0 | 0 | 0 | 0 | 0 | 0 | 0 | 0 | 0 | 0 | 0 |  | 0 | 0 | 0 | 0 | 0 | 0 | 0 | 0 | 0 | 0 | 0 | 0 | 0.64 | 0 | 0 | 0 | 0 | 1 | 0 | 0 | 0 | 0 | 0 | 0 | 0 | 0 | 0 | 0 | 0 | 0 | 0 | 0 | 0 | 0 | 0 | 0 |  | 0 | 0 | 0 | 0 | 0 | 0 | 0 | 0 | 0 | 0 | 0 | 0 | 0.64 | 0 | 193.52 | 0 | 0 | 1 | 0 | 0 | 0 | 0 | 0 | 0 | 0 | 0 | 0 | 0 | 0 | 0 | 0 | 0 | -1 | 0 | 0 | 1 |  | 1 | 1 | 1 | 1 | 1 | 1 | 1 | 1 | 1 | 0
SCE Metro | Laguna Bell | 230 | 0 | 0 | 0 | 0 | 0 | 0 | 0 | 0 | 0 | 0 | 0 | 0 | 0 | 0 | 0 | 0 | 412 | 412 | 0 | 1 |  | 0 | 0 | 0 | 0 | 0 | 0 | 0 | 0 | 0 | 0 | 0 | 0 | 0 | 250 | 250 | 0 | 0 | 1 | 0 | 0 | 0 | 0 | 0 | 0 | 0 | 0 | 0 | 0 | 0 | 0 | 0 | 2 | 2 | 0 | 0 | 1 |  | 0 | 0 | 0 | 0 | 0 | 0 | 0 | 0 | 0 | 0 | 0.001 | 0 | 1.999 | 250 | 250 | 0 | 0 | 1 | 0 | 0 | 0 | 0 | 0 | 0 | 0 | 0 | 0 | 0 | -2 | 0 | 0 | 2 | 2 | 0 | 0 | 1 |  | 0 | 0 | 0 | 0 | 0 | 0 | 0 | 0 | 0 | 0 | 0.001 | 0 | 1.999 | 750 | 506.29 | 0 | 0 | 1 | 0 | 0 | 0 | 0 | 0 | 0 | 0 | 0 | 0 | 0 | -2 | 0 | 0 | -2 | -1 | 0 | 0 | 1 |  | 0 | 0 | 0 | 0 | 0 | 0 | 0 | 1029 | 0 | 0 | 0.002 | 0 | 9.239 | 750 | 1535.29 | 0 | 0 | 1 | 0 | 0 | 0 | 0 | 0 | 0 | 0 | -2 | 0 | 0 | -2 | 0 | -2 | -2 | -2 | 0 | 0 | 1 |  | 1 | 1 | 1 | 1+ | 1 | 4+ | 1+ | 4+ | 1 | 1
PG&E KERN | Lakeview | 70 | 0 | 0 | 0 | 0 | 0 | 0 | 0 | 0 | 0 | 0 | 0 | 0 | 0 | 0 | 0 | 0 | 0 | 0 | 0 | 0 |  | 0 | 0 | 0 | 0 | 0 | 0 | 0 | 0 | 0 | 0 | 0 | 0 | 1.161 | 0 | 5.6 | 0 | 0 | 1 | 0 | 0 | 0 | 0 | 0 | 0 | 0 | 0 | 0 | 0 | 0 | 0 | -2 | 0 | -2 | 0 | 0 | 1 |  | 0 | 0 | 0 | 0 | 0 | 0 | 0 | 0 | 0 | 0 | 0 | 0 | 2.324 | 0 | 8.5715 | 0 | 0 | 1 | 0 | 0 | 0 | 0 | 0 | 0 | 0 | 0 | 0 | 0 | 0 | 0 | 0 | 0 | -2 | 0 | 0 | 1 |  | 0 | 0 | 0 | 0 | 0 | 0 | 0 | 0 | 0 | 0 | 0 | 0 | 2.324 | 0 | 8.5715 | 0 | 0 | 1 | 0 | 0 | 0 | 0 | 0 | 0 | 0 | 0 | 0 | 0 | 0 | 0 | 0 | 0 | -2 | 0 | 0 | 1 |  | 0 | 0 | 0 | 0 | 0 | 0 | 0 | 0 | 0 | 0 | 0 | 0 | 2.324 | 0 | 8.5715 | 0 | 0 | 1 | 0 | 0 | 0 | 0 | 0 | 0 | 0 | 0 | 0 | 0 | 0 | 0 | 0 | 0 | 0 | 0 | 0 | 0 |  | 1 | 1 | 1 | 1 | 1 | 1 | 1 | 4+ | 1 | 1
PG&E NGBA | Lakeville | 230 | 0 | 0 | 0 | 0 | 0 | 0 | 0 | 0 | 0 | 0 | 0 | 0 | 0 | 0 | 0 | 0 | 0 | 0 | 0 | 0 |  | 0 | 0 | 0 | 0 | 0 | 0 | 0 | 0 | 0 | 0 | 0 | 0 | 0 | 0 | 0 | 0 | 0 | 0 | 0 | 0 | 0 | 0 | 0 | 0 | 0 | 0 | 0 | 0 | 0 | 0 | 0 | 0 | 0 | 0 | 0 | 0 |  | 0 | 0 | 0 | 0 | 0 | 0 | 0 | 0 | 0 | 0 | 0 | 0 | 4 | 0 | 0 | 0 | 0 | 1 | 0 | 0 | 0 | 0 | 0 | 0 | 0 | 0 | 0 | 0 | 0 | 0 | -2 | 0 | 0 | 0 | 0 | 1 |  | 0 | 0 | 0 | 0 | 0 | 0 | 0 | 0 | 0 | 0 | 0 | 0 | 4 | 0 | 0 | 0 | 0 | 1 | 0 | 0 | 0 | 0 | 0 | 0 | 0 | 0 | 0 | 0 | 0 | 0 | -2 | 0 | 0 | 0 | 0 | 1 |  | 0 | 0 | 0 | 0 | 0 | 0 | 0 | 0 | 0 | 0 | 0 | 0 | 4 | 0 | 0 | 0 | 0 | 1 | 0 | 0 | 0 | 0 | 0 | 0 | 0 | 0 | 0 | 0 | 0 | 0 | -2 | 0 | 0 | 0 | 0 | 1 |  | 1 | 1 | 1 | 1 | 1 | 1 | 4+ | 1 | 1 | 1
PG&E NGBA | Lakeville | 60 | 0 | 0 | 0 | 0 | 0 | 0 | 0 | 0 | 0 | 0 | 0 | 0 | 0 | 0 | 0 | 0 | 0 | 0 | 0 | 0 |  | 0 | 0 | 0 | 0 | 0 | 0 | 0 | 0 | 0 | 0 | 0 | 0 | 0 | 0 | 0 | 0 | 0 | 0 | 0 | 0 | 0 | 0 | 0 | 0 | 0 | 0 | 0 | 0 | 0 | 0 | 0 | 0 | 0 | 0 | 0 | 0 |  | 0 | 0 | 0 | 0 | 0 | 0 | 0 | 0 | 0 | 0 | 0 | 0 | 0 | 0 | 0 | 0 | 0 | 0 | 0 | 0 | 0 | 0 | 0 | 0 | 0 | 0 | 0 | 0 | 0 | 0 | 0 | 0 | 0 | 0 | 0 | 0 |  | 0 | 0 | 0 | 0 | 0 | 0 | 0 | 0 | 0 | 0 | 0 | 0 | 0 | 0 | 0 | 0 | 0 | 0 | 0 | 0 | 0 | 0 | 0 | 0 | 0 | 0 | 0 | 0 | 0 | 0 | 0 | 0 | 0 | 0 | 0 | 0 |  | 0 | 0 | 0 | 0 | 0 | 0 | 0 | 0 | 0 | 0 | 0 | 0 | 0 | 0 | 0 | 0 | 0 | 0 | 0 | 0 | 0 | 0 | 0 | 0 | 0 | 0 | 0 | 0 | 0 | 0 | 0 | 0 | 0 | 0 | 0 | 0 |  | 1 | 1 | 1 | 1 | 1 | 1 | 1 | 1 | 1 | 0
PG&E NGBA | Lakeville | 115 | 8 | 0 | 0 | 0 | 0 | 0 | 0 | 0 | 0 | 0 | 0 | 0 | 0 | 0 | 0 | 0 | 0 | 0 | 0 | 1 |  | 0 | 0 | 0 | 0 | 0 | 0 | 0 | 0 | 0 | 0 | 0 | 0 | 0 | 0 | 0 | 0 | 0 | 0 | 2 | 2 | 0 | 0 | 0 | 0 | 0 | 0 | 0 | 0 | 0 | 0 | 0 | 0 | 0 | 0 | 0 | 1 |  | 0 | 0 | 0 | 0 | 0 | 0 | 0 | 0 | 0 | 0 | 0 | 0 | 0 | 0 | 0 | 0 | 0 | 0 | 2 | 2 | 0 | 0 | 0 | 0 | 0 | 0 | 0 | 0 | 0 | 0 | 0 | 0 | 0 | 0 | 0 | 1 |  | 0 | 0 | 0 | 0 | 0 | 0 | 0 | 0 | 0 | 0 | 0 | 0 | 0 | 0 | 263.7932 | 0 | 0 | 1 | 2 | 2 | 0 | 0 | 0 | 0 | 0 | 0 | 0 | 0 | 0 | 0 | 0 | 0 | -2 | 0 | 0 | 1 |  | 0 | 0 | 0 | 0 | 0 | 0 | 0 | 0 | 0 | 0 | 0 | 0 | 0 | 0 | 263.7932 | 0 | 0 | 1 | 2 | 2 | 0 | 0 | 0 | 0 | 0 | 0 | 0 | 0 | 0 | 0 | 0 | 0 | -1 | 0 | 0 | 1 |  | 5- | 1 | 1 | 1 | 1 | 1 | 1 | 2+ | 1 | 1
PG&E GBA | Lakewood | 115 | 0 | 0 | 0 | 0 | 0 | 0 | 0 | 0 | 0 | 0 | 0 | 0 | 0 | 0 | 0 | 0 | 0 | 0 | 0 | 0 |  | 0 | 0 | 0 | 0 | 0 | 0 | 0 | 0 | 0 | 0 | 0 | 0 | 0 | 0 | 0 | 0 | 0 | 0 | 0 | 0 | 0 | 0 | 0 | 0 | 0 | 0 | 0 | 0 | 0 | 0 | 0 | 0 | 0 | 0 | 0 | 0 |  | 0 | 0 | 0 | 0 | 0 | 0 | 0 | 0 | 0 | 0 | 0 | 0 | 1.041 | 0 | 0 | 0 | 0 | 1 | 0 | 0 | 0 | 0 | 0 | 0 | 0 | 0 | 0 | 0 | 0 | 0 | 0 | 0 | 0 | 0 | 0 | 0 |  | 0 | 0 | 0 | 0 | 0 | 0 | 0 | 0 | 0 | 0 | 0 | 0 | 1.041 | 0 | 0 | 0 | 0 | 1 | 0 | 0 | 0 | 0 | 0 | 0 | 0 | 0 | 0 | 0 | 0 | 0 | 0 | 0 | 0 | 0 | 0 | 0 |  | 0 | 0 | 0 | 0 | 0 | 0 | 0 | 0 | 0 | 0 | 0 | 0 | 1.041 | 0 | 0 | 0 | 0 | 1 | 0 | 0 | 0 | 0 | 0 | 0 | 0 | 0 | 0 | 0 | 0 | 0 | 0 | 0 | 0 | 0 | 0 | 0 |  | 1 | 1 | 1 | 1 | 1 | 1 | 1 | 1 | 1 | 0
PG&E NGBA | Lambie | 230 | 0 | 0 | 0 | 0 | 0 | 0 | 0 | 0 | 0 | 0 | 0 | 0 | 0 | 0 | 0 | 0 | 0 | 0 | 0 | 0 |  | 0 | 0 | 0 | 0 | 0 | 0 | 0 | 0 | 0 | 0 | 0 | 0 | 0 | 0 | 0 | 0 | 0 | 0 | 0 | 0 | 0 | 0 | 0 | 0 | 0 | 0 | 0 | 0 | 0 | 0 | 0 | 0 | 0 | 0 | 0 | 0 |  | 0 | 0 | 0 | 0 | 0 | 0 | 0 | 0 | 0 | 0 | 0 | 0 | 0 | 0 | 0 | 0 | 0 | 0 | 0 | 0 | 0 | 0 | 0 | 0 | 0 | 0 | 0 | 0 | 0 | 0 | 0 | 0 | 0 | 0 | 0 | 0 |  | 0 | 0 | 0 | 0 | 0 | 0 | 0 | 0 | 0 | 0 | 0 | 0 | 0 | 0 | 817.3487 | 0 | 0 | 1 | 0 | 0 | 0 | 0 | 0 | 0 | 0 | 0 | 0 | 0 | 0 | 0 | 0 | 0 | -2 | 0 | 0 | 1 |  | 0 | 0 | 0 | 0 | 0 | 0 | 0 | 0 | 0 | 0 | 0 | 0 | 0 | 0 | 817.3487 | 0 | 0 | 1 | 0 | 0 | 0 | 0 | 0 | 0 | 0 | 0 | 0 | 0 | 0 | 0 | 0 | 0 | -2 | 0 | 0 | 1 |  | 1 | 1 | 1 | 1 | 1 | 1 | 1 | 2+ | 1 | 1
PG&E GBA | Lammers | 115 | 0 | 0 | 0 | 0 | 0 | 0 | 0 | 0 | 0 | 0 | 0 | 0 | 0 | 0 | 0 | 0 | 0 | 0 | 0 | 0 |  | 0 | 0 | 0 | 0 | 0 | 0 | 0 | 0 | 0 | 0 | 0 | 0 | 0 | 0 | 0 | 0 | 0 | 0 | 0 | 0 | 0 | 0 | 0 | 0 | 0 | 0 | 0 | 0 | 0 | 0 | 0 | 0 | 0 | 0 | 0 | 0 |  | 0 | 0 | 0 | 0 | 0 | 0 | 0 | 0 | 0 | 0 | 0 | 0 | 2.7287 | 0 | 1.828 | 0 | 0 | 1 | 0 | 0 | 0 | 0 | 0 | 0 | 0 | 0 | 0 | 0 | 0 | 0 | 0 | 0 | 0 | 0 | 0 | 0 |  | 0 | 0 | 0 | 0 | 0 | 0 | 0 | 0 | 0 | 0 | 0 | 0 | 2.7287 | 0 | 153.128 | 0 | 0 | 1 | 0 | 0 | 0 | 0 | 0 | 0 | 0 | 0 | 0 | 0 | 0 | 0 | 0 | 0 | -2 | 0 | 0 | 1 |  | 0 | 0 | 0 | 0 | 0 | 0 | 0 | 102.15 | 0 | 0 | 0 | 0 | 8.3407 | 0 | 255.278 | 0 | 0 | 1 | 0 | 0 | 0 | 0 | 0 | 0 | 0 | -2 | 0 | 0 | 0 | 0 | -2 | 0 | -1 | 0 | 0 | 1 |  | 1 | 1 | 1 | 1+ | 1 | 1 | 1+ | 2+ | 1 | 1
PG&E KERN | Lamont | 115 | 0 | 0 | 0 | 0 | 0 | 0 | 0 | 0 | 0 | 0 | 0 | 0 | 50 | 80 | 130 | 0 | 0 | 0 | 0 | 1 |  | 0 | 0 | 0 | 0 | 0 | 0 | 0 | 0 | 0 | 0 | 0 | 0 | 11.7 | 0 | 0 | 0 | 0 | 1 | 0 | 0 | 0 | 0 | 0 | 0 | 0 | 0 | 0 | 0 | 0 | 2 | 2 | 0 | 0 | 0 | 0 | 1 |  | 0 | 0 | 0 | 0 | 0 | 0 | 0 | 0 | 0 | 0 | 0 | 0 | 117.759 | 0 | 51.401 | 0 | 0 | 1 | 0 | 0 | 0 | 0 | 0 | 0 | 0 | 0 | 0 | 0 | 0 | 2 | 1 | 0 | -2 | 0 | 0 | 1 |  | 0 | 0 | 0 | 0 | 0 | 0 | 0 | 0 | 0 | 0 | 0 | 0 | 117.759 | 0 | 152.301 | 0 | 0 | 1 | 0 | 0 | 0 | 0 | 0 | 0 | 0 | 0 | 0 | 0 | 0 | 2 | 1 | 0 | -2 | 0 | 0 | 1 |  | 0 | 0 | 0 | 0 | 0 | 0 | 0 | 0 | 0 | 0 | 0 | 0 | 119.759 | 0 | 161.826 | 0 | 0 | 1 | 0 | 0 | 0 | 0 | 0 | 0 | 0 | 0 | 0 | 0 | 0 | 2 | 0 | 0 | -1 | 0 | 0 | 1 |  | 1 | 1 | 1 | 1 | 1 | 1 | 3- | 4+ | 1 | 1
PG&E FRESNO | Las Aguilas | 230 | 0 | 0 | 0 | 0 | 0 | 0 | 0 | 0 | 0 | 0 | 0 | 0 | 0 | 0 | 0 | 0 | 0 | 0 | 0 | 0 |  | 0 | 0 | 0 | 0 | 0 | 0 | 0 | 0 | 0 | 0 | 0 | 0 | 0 | 0 | 0 | 0 | 0 | 0 | 0 | 0 | 0 | 0 | 0 | 0 | 0 | 0 | 0 | 0 | 0 | 0 | 0 | 0 | 0 | 0 | 0 | 0 |  | 0 | 0 | 0 | 0 | 0 | 0 | 0 | 0 | 0 | 0 | 0 | 0 | 0 | 0 | 0 | 0 | 0 | 0 | 0 | 0 | 0 | 0 | 0 | 0 | 0 | 0 | 0 | 0 | 0 | 0 | 0 | 0 | 0 | 0 | 0 | 0 |  | 0 | 0 | 0 | 0 | 0 | 0 | 0 | 0 | 0 | 0 | 0 | 0 | 0 | 0 | 0 | 0 | 0 | 0 | 0 | 0 | 0 | 0 | 0 | 0 | 0 | 0 | 0 | 0 | 0 | 0 | 0 | 0 | 0 | 0 | 0 | 0 |  | 0 | 0 | 0 | 0 | 0 | 0 | 0 | 0 | 0 | 0 | 0 | 0 | 0 | 0 | 0 | 0 | 0 | 0 | 0 | 0 | 0 | 0 | 0 | 0 | 0 | 0 | 0 | 0 | 0 | 0 | 0 | 0 | 0 | 0 | 0 | 0 |  | 1 | 1 | 1 | 1 | 1 | 1 | 1 | 1 | 1 | 0
EOP | Lathrop | 138 | 0 | 0 | 0 | 0 | 0 | 0 | 0 | 0 | 0 | 0 | 0 | 0 | 0 | 0 | 0 | 0 | 0 | 0 | 0 | 0 |  | 0 | 0 | 0 | 0 | 0 | 0 | 0 | 0 | 0 | 0 | 0 | 0 | 0 | 0 | 0 | 0 | 0 | 0 | 0 | 0 | 0 | 0 | 0 | 0 | 0 | 0 | 0 | 0 | 0 | 0 | 0 | 0 | 0 | 0 | 0 | 0 |  | 0 | 0 | 0 | 0 | 0 | 0 | 0 | 0 | 0 | 0 | 0 | 0 | 0 | 0 | 0 | 0 | 0 | 0 | 0 | 0 | 0 | 0 | 0 | 0 | 0 | 0 | 0 | 0 | 0 | 0 | 0 | 0 | 0 | 0 | 0 | 0 |  | 0 | 0 | 0 | 0 | 0 | 0 | 0 | 0 | 0 | 0 | 0 | 0 | 0 | 0 | 0 | 0 | 0 | 0 | 0 | 0 | 0 | 0 | 0 | 0 | 0 | 0 | 0 | 0 | 0 | 0 | 0 | 0 | 0 | 0 | 0 | 0 |  | 0 | 0 | 0 | 0 | 0 | 0 | 0 | 0 | 0 | 0 | 0 | 0 | 5 | 0 | 0 | 0 | 0 | 1 | 0 | 0 | 0 | 0 | 0 | 0 | 0 | 0 | 0 | 0 | 0 | 0 | -2 | 0 | 0 | 0 | 0 | 1 |  | 1 | 1 | 1 | 1 | 1 | 1 | 1+ | 1 | 1 | 1
EOP | Lathrop | 230 | 0 | 0 | 171 | 0 | 171 | 0 | 0 | 0 | 0 | 0 | 0 | 0 | 300 | 470 | 770 | 0 | 0 | 0 | 0 | 1 |  | 0 | 0 | 0 | 0 | 0 | 0 | 0 | 0 | 0 | 0 | 0 | 0 | 0 | 0 | 0 | 0 | 0 | 0 | 0 | 0 | 0 | 0 | 2 | 2 | 0 | 0 | 0 | 0 | 0 | 2 | 2 | 0 | 0 | 0 | 0 | 1 |  | 0 | 0 | 0 | 0 | 0 | 0 | 0 | 0 | 0 | 0 | 0 | 0 | 516.7638 | 0 | 516.7638 | 0 | 0 | 1 | 0 | 0 | 0 | 0 | 2 | 2 | 0 | 0 | 0 | 0 | 0 | 2 | 2 | 0 | -2 | 0 | 0 | 1 |  | 0 | 0 | 0 | 0 | 0 | 0 | 0 | 0 | 0 | 0 | 0 | 0 | 516.7638 | 0 | 516.7638 | 0 | 0 | 1 | 0 | 0 | 0 | 0 | 2 | 2 | 0 | 0 | 0 | 0 | 0 | 2 | 2 | 0 | -2 | 0 | 0 | 1 |  | 0 | 0 | 0 | 0 | 0 | 0 | 0 | 0 | 0 | 0 | 0 | 0 | 870.5783 | 0 | 516.7638 | 0 | 0 | 1 | 0 | 0 | 0 | 0 | 2 | 2 | 0 | 0 | 0 | 0 | 0 | 2 | -1 | 0 | -2 | 0 | 0 | 1 |  | 1 | 1 | 5- | 1 | 1 | 1 | 3- | 4+ | 1 | 1
PG&E FRESNO | Le Grand | 115 | 0 | 0 | 0 | 0 | 0 | 0 | 0 | 0 | 0 | 0 | 0 | 0 | 0 | 0 | 0 | 0 | 0 | 0 | 0 | 0 |  | 0 | 0 | 0 | 0 | 0 | 0 | 0 | 0 | 0 | 0 | 0 | 0 | 0 | 0 | 0 | 0 | 0 | 0 | 0 | 0 | 0 | 0 | 0 | 0 | 0 | 0 | 0 | 0 | 0 | 0 | 0 | 0 | 0 | 0 | 0 | 0 |  | 0 | 0 | 0 | 0 | 0 | 0 | 0 | 0 | 0 | 0 | 0 | 0 | 0 | 0 | 0 | 0 | 0 | 0 | 0 | 0 | 0 | 0 | 0 | 0 | 0 | 0 | 0 | 0 | 0 | 0 | 0 | 0 | 0 | 0 | 0 | 0 |  | 0 | 0 | 0 | 0 | 0 | 0 | 0 | 0 | 0 | 0 | 0 | 0 | 131.43 | 0 | 65.47 | 0 | 0 | 1 | 0 | 0 | 0 | 0 | 0 | 0 | 0 | 0 | 0 | 0 | 0 | 0 | -2 | 0 | -2 | 0 | 0 | 1 |  | 0 | 0 | 0 | 0 | 0 | 0 | 0 | 185.643 | 0 | 0 | 0 | 0 | 317.073 | 0 | 251.113 | 0 | 0 | 1 | 0 | 0 | 0 | 0 | 0 | 0 | 0 | -2 | 0 | 0 | 0 | 0 | -2 | 0 | -1 | 0 | 0 | 1 |  | 1 | 1 | 1 | 1+ | 1 | 1 | 2+ | 2+ | 1 | 1
PG&E FRESNO | Lemoore | 70 | 0 | 0 | 0 | 0 | 0 | 0 | 0 | 0 | 0 | 0 | 0 | 0 | 45 | 0 | 45 | 0 | 20 | 20 | 0 | 1 |  | 0 | 0 | 0 | 0 | 0 | 0 | 0 | 0 | 0 | 0 | 0 | 0 | 21.05 | 0 | 21.05 | 0 | 0 | 1 | 0 | 0 | 0 | 0 | 0 | 0 | 0 | 0 | 0 | 0 | 0 | 2 | 2 | 2 | 0 | 0 | 0 | 1 |  | 0 | 0 | 0 | 0 | 0 | 0 | 0 | 0 | 0 | 0 | 0 | 0 | 0 | 0 | 0 | 0 | 0 | 0 | 0 | 0 | 0 | 0 | 0 | 0 | 0 | 0 | 0 | 0 | 0 | 2 | 2 | 2 | 2 | 0 | 0 | 1 |  | 0 | 0 | 0 | 0 | 0 | 0 | 0 | 0 | 0 | 0 | 0 | 0 | 21.05 | 0 | 21.05 | 0 | 0 | 1 | 0 | 0 | 0 | 0 | 0 | 0 | 0 | 0 | 0 | 0 | 0 | 2 | 2 | 2 | 0 | 0 | 0 | 1 |  | 0 | 0 | 0 | 0 | 0 | 0 | 0 | 0 | 0 | 0 | 0 | 0 | 21.05 | 0 | 21.05 | 0 | 0 | 1 | 0 | 0 | 0 | 0 | 0 | 0 | 0 | 0 | 0 | 0 | 0 | 2 | 2 | 2 | 0 | 0 | 0 | 1 |  | 1 | 1 | 1 | 1 | 1 | 1 | 5- | 2- | 1 | 1
PG&E KERN | Lerdo | 115 | 0 | 0 | 0 | 0 | 0 | 0 | 0 | 0 | 0 | 0 | 0 | 0 | 0 | 0 | 0 | 0 | 0 | 0 | 0 | 0 |  | 0 | 0 | 0 | 0 | 0 | 0 | 0 | 0 | 0 | 0 | 0 | 0 | 0 | 0 | 0 | 0 | 0 | 0 | 0 | 0 | 0 | 0 | 0 | 0 | 0 | 0 | 0 | 0 | 0 | 0 | 0 | 0 | 0 | 0 | 0 | 0 |  | 0 | 0 | 0 | 0 | 0 | 0 | 0 | 0 | 0 | 0 | 0 | 0 | 18.837 | 0 | 2.93 | 0 | 0 | 1 | 0 | 0 | 0 | 0 | 0 | 0 | 0 | 0 | 0 | 0 | 0 | 0 | -2 | 0 | 0 | 0 | 0 | 1 |  | 0 | 0 | 0 | 0 | 0 | 0 | 0 | 0 | 0 | 0 | 0 | 0 | 18.837 | 0 | 2.93 | 0 | 0 | 1 | 0 | 0 | 0 | 0 | 0 | 0 | 0 | 0 | 0 | 0 | 0 | 0 | -2 | 0 | 0 | 0 | 0 | 1 |  | 0 | 0 | 0 | 0 | 0 | 0 | 0 | 0 | 0 | 0 | 0 | 0 | 18.837 | 0 | 2.93 | 0 | 0 | 1 | 0 | 0 | 0 | 0 | 0 | 0 | 0 | 0 | 0 | 0 | 0 | 0 | -2 | 0 | 0 | 0 | 0 | 1 |  | 1 | 1 | 1 | 1 | 1 | 1 | 4+ | 1 | 1 | 1
SCE Metro | Lewis | 230 | 0 | 0 | 0 | 0 | 0 | 0 | 0 | 0 | 0 | 0 | 0 | 0 | 0 | 0 | 0 | 0 | 0 | 0 | 0 | 0 |  | 0 | 0 | 0 | 0 | 0 | 0 | 0 | 0 | 0 | 0 | 0 | 0 | 0 | 0 | 0 | 0 | 0 | 0 | 0 | 0 | 0 | 0 | 0 | 0 | 0 | 0 | 0 | 0 | 0 | 0 | 0 | 0 | 0 | 0 | 0 | 0 |  | 0 | 0 | 0 | 0 | 0 | 0 | 0 | 0 | 0 | 0 | 0 | 0 | 0 | 0 | 0 | 0 | 0 | 0 | 0 | 0 | 0 | 0 | 0 | 0 | 0 | 0 | 0 | 0 | 0 | 0 | 0 | 0 | 0 | 0 | 0 | 0 |  | 0 | 0 | 0 | 0 | 0 | 0 | 0 | 0 | 0 | 0 | 0 | 0 | 0 | 0 | 0 | 0 | 0 | 0 | 0 | 0 | 0 | 0 | 0 | 0 | 0 | 0 | 0 | 0 | 0 | 0 | 0 | 0 | 0 | 0 | 0 | 0 |  | 0 | 0 | 0 | 0 | 0 | 0 | 0 | 0 | 0 | 0 | 0 | 0 | 0 | 0 | 0 | 0 | 0 | 0 | 0 | 0 | 0 | 0 | 0 | 0 | 0 | 0 | 0 | 0 | 0 | 0 | 0 | 0 | 0 | 0 | 0 | 0 |  | 1 | 1 | 1 | 1 | 1 | 1 | 1 | 1 | 1 | 0
SCE Metro | Lighthipe | 230 | 0 | 0 | 0 | 0 | 0 | 0 | 0 | 0 | 0 | 0 | 0 | 0 | 0 | 0 | 0 | 0 | 500 | 500 | 0 | 1 |  | 0 | 0 | 0 | 0 | 0 | 0 | 0 | 0 | 0 | 0 | 0 | 0 | 0 | 0 | 0 | 0 | 0 | 0 | 0 | 0 | 0 | 0 | 0 | 0 | 0 | 0 | 0 | 0 | 0 | 0 | 0 | 2 | 2 | 0 | 0 | 1 |  | 0 | 0 | 0 | 0 | 0 | 0 | 0 | 0 | 0 | 0 | 0.022 | 0 | 7.811 | 0 | 110 | 0 | 0 | 1 | 0 | 0 | 0 | 0 | 0 | 0 | 0 | 0 | 0 | 0 | -2 | 0 | -2 | 2 | 2 | 0 | 0 | 1 |  | 0 | 0 | 0 | 0 | 0 | 0 | 0 | 0 | 0 | 0 | 0.022 | 0 | 7.811 | 0 | 515.5148 | 0 | 0 | 1 | 0 | 0 | 0 | 0 | 0 | 0 | 0 | 0 | 0 | 0 | -2 | 0 | -2 | 2 | 0 | 0 | 0 | 1 |  | 0 | 0 | 0 | 0 | 0 | 0 | 0 | 0 | 0 | 0 | 0.022 | 0 | 8.81 | 0 | 719.2648 | 0 | 0 | 1 | 0 | 0 | 0 | 0 | 0 | 0 | 0 | 0 | 0 | 0 | -2 | 0 | -2 | 2 | -1 | 0 | 0 | 1 |  | 1 | 1 | 1 | 1 | 1 | 4+ | 4+ | 2- | 1 | 1
SDGE | Lilac | 69 | 0 | 0 | 0 | 0 | 0 | 0 | 0 | 0 | 0 | 0 | 0 | 0 | 0 | 0 | 0 | 0 | 0 | 0 | 0 | 0 |  | 0 | 0 | 0 | 0 | 0 | 0 | 0 | 0 | 0 | 0 | 0 | 0 | 0 | 0 | 0 | 0 | 0 | 0 | 0 | 0 | 0 | 0 | 0 | 0 | 0 | 0 | 0 | 0 | 0 | 0 | 0 | 0 | 0 | 0 | 0 | 0 |  | 0 | 0 | 0 | 0 | 0 | 0 | 0 | 0 | 0 | 0 | 0 | 0 | 0 | 0 | 0 | 0 | 0 | 0 | 0 | 0 | 0 | 0 | 0 | 0 | 0 | 0 | 0 | 0 | 0 | 0 | 0 | 0 | 0 | 0 | 0 | 0 |  | 0 | 0 | 0 | 0 | 0 | 0 | 0 | 0 | 0 | 0 | 0 | 0 | 0 | 0 | 0 | 0 | 0 | 0 | 0 | 0 | 0 | 0 | 0 | 0 | 0 | 0 | 0 | 0 | 0 | 0 | 0 | 0 | 0 | 0 | 0 | 0 |  | 0 | 0 | 0 | 0 | 0 | 0 | 0 | 0 | 0 | 0 | 0 | 0 | 0 | 0 | 0 | 0 | 0 | 0 | 0 | 0 | 0 | 0 | 0 | 0 | 0 | 0 | 0 | 0 | 0 | 0 | 0 | 0 | 0 | 0 | 0 | 0 |  | 1 | 1 | 1 | 1 | 1 | 1 | 1 | 1 | 1 | 0
PG&E NGBA | Lincoln | 115 | 0 | 0 | 0 | 0 | 0 | 0 | 0 | 0 | 0 | 0 | 0 | 0 | 0 | 0 | 0 | 0 | 0 | 0 | 0 | 0 |  | 0 | 0 | 0 | 0 | 0 | 0 | 0 | 0 | 0 | 0 | 0 | 0 | 0 | 0 | 0 | 0 | 0 | 0 | 0 | 0 | 0 | 0 | 0 | 0 | 0 | 0 | 0 | 0 | 0 | 0 | 0 | 0 | 0 | 0 | 0 | 0 |  | 0 | 0 | 0 | 0 | 0 | 0 | 0 | 0 | 0 | 0 | 0 | 0 | 0.6 | 0 | 0 | 0 | 0 | 1 | 0 | 0 | 0 | 0 | 0 | 0 | 0 | 0 | 0 | 0 | 0 | 0 | 0 | 0 | 0 | 0 | 0 | 0 |  | 0 | 0 | 0 | 0 | 0 | 0 | 0 | 0 | 0 | 0 | 0 | 0 | 0.6 | 0 | 0 | 0 | 0 | 1 | 0 | 0 | 0 | 0 | 0 | 0 | 0 | 0 | 0 | 0 | 0 | 0 | 0 | 0 | 0 | 0 | 0 | 0 |  | 0 | 0 | 0 | 0 | 0 | 0 | 0 | 0 | 0 | 0 | 0 | 0 | 0.6 | 0 | 0.996 | 0 | 0 | 1 | 0 | 0 | 0 | 0 | 0 | 0 | 0 | 0 | 0 | 0 | 0 | 0 | 0 | 0 | 0 | 0 | 0 | 0 |  | 1 | 1 | 1 | 1 | 1 | 1 | 1 | 1 | 1 | 0
PG&E KERN | Live Oak | 115 | 0 | 0 | 0 | 0 | 0 | 0 | 0 | 0 | 0 | 0 | 0 | 0 | 100 | 110 | 210 | 0 | 0 | 0 | 0 | 1 |  | 0 | 0 | 0 | 0 | 0 | 0 | 0 | 0 | 0 | 0 | 0 | 0 | 0 | 0 | 0 | 0 | 0 | 0 | 0 | 0 | 0 | 0 | 0 | 0 | 0 | 0 | 0 | 0 | 0 | 2 | 2 | 0 | 0 | 0 | 0 | 1 |  | 0 | 0 | 0 | 0 | 0 | 0 | 0 | 0 | 0 | 0 | 0 | 0 | 0 | 0 | 0 | 0 | 0 | 0 | 0 | 0 | 0 | 0 | 0 | 0 | 0 | 0 | 0 | 0 | 0 | 2 | 2 | 0 | 0 | 0 | 0 | 1 |  | 0 | 0 | 0 | 0 | 0 | 0 | 0 | 0 | 0 | 0 | 0 | 0 | 0 | 0 | 0 | 0 | 0 | 0 | 0 | 0 | 0 | 0 | 0 | 0 | 0 | 0 | 0 | 0 | 0 | 2 | 2 | 0 | 0 | 0 | 0 | 1 |  | 0 | 0 | 0 | 0 | 0 | 0 | 0 | 0 | 0 | 0 | 0 | 0 | 0 | 0 | 4.99 | 0 | 0 | 1 | 0 | 0 | 0 | 0 | 0 | 0 | 0 | 0 | 0 | 0 | 0 | 2 | 2 | 0 | 0 | 0 | 0 | 1 |  | 1 | 1 | 1 | 1 | 1 | 1 | 5- | 1 | 1 | 1
PG&E GBA | Llagas | 115 | 0 | 0 | 0 | 0 | 0 | 0 | 0 | 0 | 0 | 0 | 0 | 0 | 0 | 0 | 0 | 0 | 0 | 0 | 0 | 0 |  | 0 | 0 | 0 | 0 | 0 | 0 | 0 | 0 | 0 | 0 | 0 | 0 | 0 | 120 | 124.3 | 0 | 0 | 1 | 0 | 0 | 0 | 0 | 0 | 0 | 0 | 0 | 0 | 0 | 0 | 0 | 0 | -2 | -2 | 0 | 0 | 1 |  | 0 | 0 | 0 | 0 | 0 | 0 | 0 | 0 | 0 | 0 | 0 | 0 | 2.83 | 120 | 124.3 | 0 | 0 | 1 | 0 | 0 | 0 | 0 | 0 | 0 | 0 | 0 | 0 | 0 | 0 | 0 | 0 | -2 | -2 | 0 | 0 | 1 |  | 0 | 0 | 0 | 0 | 0 | 0 | 0 | 0 | 0 | 0 | 0 | 0 | 2.83 | 120 | 124.3 | 0 | 0 | 1 | 0 | 0 | 0 | 0 | 0 | 0 | 0 | 0 | 0 | 0 | 0 | 0 | 0 | -2 | -2 | 0 | 0 | 1 |  | 0 | 0 | 0 | 0 | 0 | 0 | 0 | 50.46 | 0 | 0 | 0 | 0 | 61.1244 | 120 | 174.76 | 0 | 0 | 1 | 0 | 0 | 0 | 0 | 0 | 0 | 0 | -2 | 0 | 0 | 0 | 0 | -2 | -2 | -2 | 0 | 0 | 1 |  | 1 | 1 | 1 | 1+ | 1 | 1 | 1+ | 4+ | 1 | 1
PG&E GBA | Lockeford | 115 | 0 | 0 | 0 | 0 | 0 | 0 | 0 | 0 | 0 | 0 | 0 | 0 | 0 | 0 | 0 | 0 | 0 | 0 | 0 | 0 |  | 0 | 0 | 0 | 0 | 0 | 0 | 0 | 0 | 0 | 0 | 0 | 0 | 0 | 0 | 0 | 0 | 0 | 0 | 0 | 0 | 0 | 0 | 0 | 0 | 0 | 0 | 0 | 0 | 0 | 0 | 0 | 0 | 0 | 0 | 0 | 0 |  | 0 | 0 | 0 | 0 | 0 | 0 | 0 | 0 | 0 | 0 | 0 | 0 | 0 | 0 | 0 | 0 | 0 | 0 | 0 | 0 | 0 | 0 | 0 | 0 | 0 | 0 | 0 | 0 | 0 | 0 | 0 | 0 | 0 | 0 | 0 | 0 |  | 0 | 0 | 0 | 0 | 0 | 0 | 0 | 0 | 0 | 0 | 0 | 0 | 0 | 0 | 0 | 0 | 0 | 0 | 0 | 0 | 0 | 0 | 0 | 0 | 0 | 0 | 0 | 0 | 0 | 0 | 0 | 0 | 0 | 0 | 0 | 0 |  | 0 | 0 | 0 | 0 | 0 | 0 | 0 | 308.4504 | 0 | 0 | 0 | 0 | 5 | 0 | 308.4504 | 0 | 0 | 1 | 0 | 0 | 0 | 0 | 0 | 0 | 0 | -2 | 0 | 0 | 0 | 0 | -2 | 0 | -1 | 0 | 0 | 1 |  | 1 | 1 | 1 | 1+ | 1 | 1 | 1+ | 1 | 1 | 1
PG&E GBA | Lockeford | 230 | 0 | 0 | 0 | 0 | 0 | 0 | 0 | 0 | 0 | 0 | 0 | 0 | 0 | 0 | 0 | 0 | 0 | 0 | 0 | 0 |  | 0 | 0 | 0 | 0 | 0 | 0 | 0 | 0 | 0 | 0 | 0 | 0 | 0 | 0 | 0 | 0 | 0 | 0 | 0 | 0 | 0 | 0 | 0 | 0 | 0 | 0 | 0 | 0 | 0 | 0 | 0 | 0 | 0 | 0 | 0 | 0 |  | 0 | 0 | 0 | 0 | 0 | 0 | 0 | 0 | 0 | 0 | 0 | 0 | 1 | 0 | 0 | 0 | 0 | 1 | 0 | 0 | 0 | 0 | 0 | 0 | 0 | 0 | 0 | 0 | 0 | 0 | 0 | 0 | 0 | 0 | 0 | 0 |  | 0 | 0 | 0 | 0 | 0 | 0 | 0 | 0 | 0 | 0 | 0 | 0 | 1 | 0 | 0 | 0 | 0 | 1 | 0 | 0 | 0 | 0 | 0 | 0 | 0 | 0 | 0 | 0 | 0 | 0 | 0 | 0 | 0 | 0 | 0 | 0 |  | 0 | 0 | 0 | 0 | 0 | 0 | 0 | 0 | 0 | 0 | 0 | 0 | 23.55 | 0 | 0 | 0 | 0 | 1 | 0 | 0 | 0 | 0 | 0 | 0 | 0 | 0 | 0 | 0 | 0 | 0 | -2 | 0 | 0 | 0 | 0 | 1 |  | 1 | 1 | 1 | 1 | 1 | 1 | 1+ | 1 | 1 | 1
PG&E GBA | Lockeford | 60 | 0 | 0 | 0 | 0 | 0 | 0 | 0 | 0 | 0 | 0 | 0 | 0 | 0 | 0 | 0 | 0 | 0 | 0 | 0 | 0 |  | 0 | 0 | 0 | 0 | 0 | 0 | 0 | 0 | 0 | 0 | 0 | 0 | 0 | 0 | 0 | 0 | 0 | 0 | 0 | 0 | 0 | 0 | 0 | 0 | 0 | 0 | 0 | 0 | 0 | 0 | 0 | 0 | 0 | 0 | 0 | 0 |  | 0 | 0 | 0 | 0 | 0 | 0 | 0 | 0 | 0 | 0 | 0 | 0 | 0 | 0 | 0 | 0 | 0 | 0 | 0 | 0 | 0 | 0 | 0 | 0 | 0 | 0 | 0 | 0 | 0 | 0 | 0 | 0 | 0 | 0 | 0 | 0 |  | 0 | 0 | 0 | 0 | 0 | 0 | 0 | 0 | 0 | 0 | 0 | 0 | 0 | 0 | 0 | 0 | 0 | 0 | 0 | 0 | 0 | 0 | 0 | 0 | 0 | 0 | 0 | 0 | 0 | 0 | 0 | 0 | 0 | 0 | 0 | 0 |  | 0 | 0 | 0 | 0 | 0 | 0 | 0 | 0 | 0 | 0 | 0 | 0 | 0 | 0 | 0 | 0 | 0 | 0 | 0 | 0 | 0 | 0 | 0 | 0 | 0 | 0 | 0 | 0 | 0 | 0 | 0 | 0 | 0 | 0 | 0 | 0 |  | 1 | 1 | 1 | 1 | 1 | 1 | 1 | 1 | 1 | 0
PG&E GBA | Lodi | 230 | 0 | 0 | 0 | 0 | 0 | 0 | 0 | 0 | 0 | 0 | 0 | 0 | 0 | 0 | 0 | 0 | 0 | 0 | 0 | 0 |  | 0 | 0 | 0 | 0 | 0 | 0 | 0 | 0 | 0 | 0 | 0 | 0 | 0 | 0 | 0 | 0 | 0 | 0 | 0 | 0 | 0 | 0 | 0 | 0 | 0 | 0 | 0 | 0 | 0 | 0 | 0 | 0 | 0 | 0 | 0 | 0 |  | 0 | 0 | 0 | 0 | 0 | 0 | 0 | 0 | 0 | 0 | 0 | 0 | 0 | 0 | 0 | 0 | 0 | 0 | 0 | 0 | 0 | 0 | 0 | 0 | 0 | 0 | 0 | 0 | 0 | 0 | 0 | 0 | 0 | 0 | 0 | 0 |  | 0 | 0 | 0 | 0 | 0 | 0 | 0 | 0 | 0 | 0 | 0 | 0 | 0 | 0 | 0 | 0 | 0 | 0 | 0 | 0 | 0 | 0 | 0 | 0 | 0 | 0 | 0 | 0 | 0 | 0 | 0 | 0 | 0 | 0 | 0 | 0 |  | 0 | 0 | 0 | 0 | 0 | 0 | 0 | 0 | 0 | 0 | 0 | 0 | 0 | 0 | 0 | 0 | 0 | 0 | 0 | 0 | 0 | 0 | 0 | 0 | 0 | 0 | 0 | 0 | 0 | 0 | 0 | 0 | 0 | 0 | 0 | 0 |  | 1 | 1 | 1 | 1 | 1 | 1 | 1 | 1 | 1 | 0
PG&E NGBA | Logan Creek | 230 | 0 | 0 | 0 | 0 | 0 | 0 | 0 | 0 | 0 | 0 | 0 | 0 | 0 | 0 | 0 | 0 | 0 | 0 | 0 | 0 |  | 0 | 0 | 0 | 0 | 0 | 0 | 0 | 0 | 0 | 0 | 0 | 0 | 0 | 0 | 0 | 0 | 0 | 0 | 0 | 0 | 0 | 0 | 0 | 0 | 0 | 0 | 0 | 0 | 0 | 0 | 0 | 0 | 0 | 0 | 0 | 0 |  | 0 | 0 | 0 | 0 | 0 | 0 | 0 | 0 | 0 | 0 | 0 | 0 | 0 | 0 | 0 | 0 | 0 | 0 | 0 | 0 | 0 | 0 | 0 | 0 | 0 | 0 | 0 | 0 | 0 | 0 | 0 | 0 | 0 | 0 | 0 | 0 |  | 0 | 0 | 0 | 0 | 0 | 0 | 0 | 0 | 0 | 0 | 0 | 0 | 0 | 0 | 0 | 0 | 0 | 0 | 0 | 0 | 0 | 0 | 0 | 0 | 0 | 0 | 0 | 0 | 0 | 0 | 0 | 0 | 0 | 0 | 0 | 0 |  | 0 | 0 | 0 | 0 | 0 | 0 | 0 | 0 | 0 | 0 | 0 | 0 | 9.076 | 0 | 0 | 0 | 0 | 1 | 0 | 0 | 0 | 0 | 0 | 0 | 0 | 0 | 0 | 0 | 0 | 0 | -2 | 0 | 0 | 0 | 0 | 1 |  | 1 | 1 | 1 | 1 | 1 | 1 | 1+ | 1 | 1 | 1
PG&E GBA | Lone Tree | 230 | 0 | 0 | 0 | 0 | 0 | 0 | 0 | 0 | 0 | 0 | 0 | 0 | 0 | 0 | 0 | 0 | 0 | 0 | 0 | 0 |  | 0 | 0 | 0 | 0 | 0 | 0 | 0 | 0 | 0 | 0 | 0 | 0 | 0 | 0 | 0 | 0 | 0 | 0 | 0 | 0 | 0 | 0 | 0 | 0 | 0 | 0 | 0 | 0 | 0 | 0 | 0 | 0 | 0 | 0 | 0 | 0 |  | 0 | 0 | 0 | 0 | 0 | 0 | 0 | 0 | 0 | 0 | 0 | 0 | 1.8383 | 0 | 0 | 0 | 0 | 1 | 0 | 0 | 0 | 0 | 0 | 0 | 0 | 0 | 0 | 0 | 0 | 0 | 0 | 0 | 0 | 0 | 0 | 0 |  | 0 | 0 | 0 | 0 | 0 | 0 | 0 | 0 | 0 | 0 | 0 | 0 | 1.8383 | 0 | 0 | 0 | 0 | 1 | 0 | 0 | 0 | 0 | 0 | 0 | 0 | 0 | 0 | 0 | 0 | 0 | 0 | 0 | 0 | 0 | 0 | 0 |  | 0 | 0 | 0 | 0 | 0 | 0 | 0 | 0 | 0 | 0 | 0 | 0 | 1.8383 | 0 | 0 | 0 | 0 | 1 | 0 | 0 | 0 | 0 | 0 | 0 | 0 | 0 | 0 | 0 | 0 | 0 | 0 | 0 | 0 | 0 | 0 | 0 |  | 1 | 1 | 1 | 1 | 1 | 1 | 1 | 1 | 1 | 0
PG&E FRESNO | Los Banos | 230 | 10 | 0 | 0 | 0 | 0 | 0 | 0 | 0 | 0 | 0 | 0 | 0 | 270 | 250 | 520 | 0 | 540 | 540 | 0 | 1 |  | 0 | 0 | 0 | 0 | 0 | 3.6 | 0 | 0 | 0 | 0 | 0 | 0 | 205 | 74.94 | 254.94 | 0 | 0 | 1 | 2 | 2 | 0 | 0 | 0 | -2 | 0 | 0 | 0 | 0 | 0 | 2 | 2 | 2 | 2 | 0 | 0 | 1 |  | 0 | 0 | 0 | 0 | 0 | 0 | 0 | 0 | 0 | 0 | 0 | 0 | 512 | 374.94 | 561.94 | 0 | 0 | 1 | 2 | 2 | 0 | 0 | 0 | 0 | 0 | 0 | 0 | 0 | 0 | 2 | 0 | 2 | 0 | 0 | 0 | 1 |  | 0 | 0 | 0 | 0 | 0 | 0 | 0 | 0 | 0 | 0 | 0 | 0 | 512 | 474.94 | 661.94 | 0 | 0 | 1 | 2 | 2 | 0 | 0 | 0 | 0 | 0 | 0 | 0 | 0 | 0 | 2 | 0 | 1 | -1 | 0 | 0 | 1 |  | 0 | 0 | 0 | 0 | 0 | 0 | 0 | 0 | 0 | 0 | 0 | 0 | 522 | 474.94 | 661.94 | 0 | 0 | 1 | 2 | 2 | 0 | 0 | 0 | 0 | 0 | 0 | 0 | 0 | 0 | 2 | 0 | 1 | -1 | 0 | 0 | 1 |  | 5- | 1 | 1 | 1 | 1 | 1 | 1 | 2+ | 1 | 1
PG&E FRESNO | Los Banos | 500 | 0 | 0 | 0 | 0 | 0 | 0 | 0 | 0 | 0 | 0 | 0 | 0 | 760 | 500 | 1260 | 0 | 0 | 0 | 0 | 1 |  | 0 | 0 | 0 | 0 | 0 | 0 | 0 | 0 | 0 | 0 | 0 | 0 | 0 | 0 | 0 | 0 | 0 | 0 | 0 | 0 | 0 | 0 | 0 | 0 | 0 | 0 | 0 | 0 | 0 | 2 | 2 | 0 | 0 | 0 | 0 | 1 |  | 0 | 0 | 0 | 0 | 0 | 0 | 0 | 0 | 0 | 0 | 0 | 0 | 1176.1 | 1150 | 1176.1 | 0 | 0 | 1 | 0 | 0 | 0 | 0 | 0 | 0 | 0 | 0 | 0 | 0 | 0 | 2 | 0 | -2 | -2 | 0 | 0 | 1 |  | 0 | 0 | 0 | 0 | 0 | 0 | 0 | 0 | 0 | 0 | 0 | 0 | 1176.1 | 1150 | 1176.1 | 0 | 0 | 1 | 0 | 0 | 0 | 0 | 0 | 0 | 0 | 0 | 0 | 0 | 0 | 2 | 0 | -2 | -2 | 0 | 0 | 1 |  | 0 | 0 | 0 | 0 | 0 | 0 | 0 | 1982.594 | 0 | 0 | 0 | 0 | 2614.46 | 1150 | 3650.494 | 0 | 0 | 1 | 0 | 0 | 0 | 0 | 0 | 0 | 0 | -2 | 0 | 0 | 0 | 2 | -2 | -2 | -2 | 0 | 0 | 1 |  | 1 | 1 | 1 | 1+ | 1 | 1 | 1+ | 4+ | 1 | 1
SDGE | Los Coches | 138 | 0 | 0 | 0 | 0 | 0 | 0 | 0 | 0 | 0 | 0 | 0 | 0 | 0 | 0 | 0 | 0 | 0 | 0 | 0 | 0 |  | 0 | 0 | 0 | 0 | 0 | 0 | 0 | 0 | 0 | 0 | 0 | 0 | 0 | 0 | 0 | 0 | 0 | 0 | 0 | 0 | 0 | 0 | 0 | 0 | 0 | 0 | 0 | 0 | 0 | 0 | 0 | 0 | 0 | 0 | 0 | 0 |  | 0 | 0 | 0 | 0 | 0 | 0 | 0 | 0 | 0 | 0 | 0 | 0 | 0 | 0 | 0 | 0 | 0 | 0 | 0 | 0 | 0 | 0 | 0 | 0 | 0 | 0 | 0 | 0 | 0 | 0 | 0 | 0 | 0 | 0 | 0 | 0 |  | 0 | 0 | 0 | 0 | 0 | 0 | 0 | 0 | 0 | 0 | 0 | 0 | 0 | 0 | 0 | 0 | 0 | 0 | 0 | 0 | 0 | 0 | 0 | 0 | 0 | 0 | 0 | 0 | 0 | 0 | 0 | 0 | 0 | 0 | 0 | 0 |  | 0 | 0 | 0 | 0 | 0 | 2.8 | 0 | 0 | 0 | 0 | 0 | 0 | 0 | 0 | 0 | 0 | 0 | 1 | 0 | 0 | 0 | 0 | 0 | -2 | 0 | 0 | 0 | 0 | 0 | 0 | 0 | 0 | 0 | 0 | 0 | 1 |  | 1 | 1 | 1+ | 1 | 1 | 1 | 1 | 1 | 1 | 1
SDGE | Los Coches | 69 | 0 | 0 | 0 | 0 | 0 | 0 | 0 | 0 | 0 | 0 | 0 | 0 | 0 | 0 | 0 | 0 | 0 | 0 | 0 | 0 |  | 0 | 0 | 0 | 0 | 0 | 0 | 0 | 0 | 0 | 0 | 0 | 0 | 0 | 0 | 0 | 0 | 0 | 0 | 0 | 0 | 0 | 0 | 0 | 0 | 0 | 0 | 0 | 0 | 0 | 0 | 0 | 0 | 0 | 0 | 0 | 0 |  | 0 | 0 | 0 | 0 | 0 | 0 | 0 | 0 | 0 | 0 | 0 | 0 | 0 | 0 | 0 | 0 | 0 | 0 | 0 | 0 | 0 | 0 | 0 | 0 | 0 | 0 | 0 | 0 | 0 | 0 | 0 | 0 | 0 | 0 | 0 | 0 |  | 0 | 0 | 0 | 0 | 0 | 0 | 0 | 0 | 0 | 0 | 0 | 0 | 0 | 0 | 0 | 0 | 0 | 0 | 0 | 0 | 0 | 0 | 0 | 0 | 0 | 0 | 0 | 0 | 0 | 0 | 0 | 0 | 0 | 0 | 0 | 0 |  | 0 | 0 | 0 | 0 | 0 | 0 | 0 | 0 | 0 | 0 | 0 | 0 | 0 | 0 | 0 | 0 | 0 | 0 | 0 | 0 | 0 | 0 | 0 | 0 | 0 | 0 | 0 | 0 | 0 | 0 | 0 | 0 | 0 | 0 | 0 | 0 |  | 1 | 1 | 1 | 1 | 1 | 1 | 1 | 1 | 1 | 0
PG&E GBA | Los Esteros | 115 | 0 | 0 | 0 | 0 | 0 | 0 | 0 | 0 | 0 | 0 | 0 | 0 | 0 | 0 | 0 | 0 | 0 | 0 | 0 | 0 |  | 0 | 0 | 0 | 0 | 0 | 0 | 0 | 0 | 0 | 0 | 0 | 0 | 0 | 3 | 3 | 0 | 0 | 1 | 0 | 0 | 0 | 0 | 0 | 0 | 0 | 0 | 0 | 0 | 0 | 0 | 0 | -2 | -2 | 0 | 0 | 1 |  | 0 | 0 | 0 | 0 | 0 | 0 | 0 | 0 | 0 | 0 | 0 | 0 | 0 | 0 | 0 | 0 | 0 | 0 | 0 | 0 | 0 | 0 | 0 | 0 | 0 | 0 | 0 | 0 | 0 | 0 | 0 | 0 | 0 | 0 | 0 | 0 |  | 0 | 0 | 0 | 0 | 0 | 0 | 0 | 0 | 0 | 0 | 0 | 0 | 0 | 3 | 3 | 0 | 0 | 1 | 0 | 0 | 0 | 0 | 0 | 0 | 0 | 0 | 0 | 0 | 0 | 0 | 0 | 0 | 0 | 0 | 0 | 0 |  | 0 | 0 | 0 | 0 | 0 | 0 | 0 | 307.62 | 0 | 0 | 0 | 0 | 7 | 3 | 310.62 | 0 | 0 | 1 | 0 | 0 | 0 | 0 | 0 | 0 | 0 | -2 | 0 | 0 | 0 | 0 | -2 | 0 | -1 | 0 | 0 | 1 |  | 1 | 1 | 1 | 1+ | 1 | 1 | 1+ | 1 | 1 | 1
PG&E GBA | Los Esteros | 230 | 0 | 0 | 0 | 0 | 0 | 0 | 0 | 0 | 0 | 0 | 0 | 0 | 0 | 0 | 0 | 0 | 0 | 0 | 0 | 0 |  | 0 | 0 | 0 | 0 | 0 | 0 | 0 | 0 | 0 | 0 | 0 | 0 | 0 | 200 | 200 | 0 | 0 | 1 | 0 | 0 | 0 | 0 | 0 | 0 | 0 | 0 | 0 | 0 | 0 | 0 | 0 | -2 | -2 | 0 | 0 | 1 |  | 0 | 0 | 0 | 0 | 0 | 0 | 0 | 0 | 0 | 0 | 0 | 0 | 0 | 200 | 200 | 0 | 0 | 1 | 0 | 0 | 0 | 0 | 0 | 0 | 0 | 0 | 0 | 0 | 0 | 0 | 0 | -2 | -2 | 0 | 0 | 1 |  | 0 | 0 | 0 | 0 | 0 | 0 | 0 | 0 | 0 | 0 | 0 | 0 | 0 | 200 | 200 | 0 | 0 | 1 | 0 | 0 | 0 | 0 | 0 | 0 | 0 | 0 | 0 | 0 | 0 | 0 | 0 | -2 | -2 | 0 | 0 | 1 |  | 0 | 0 | 0 | 0 | 0 | 0 | 0 | 0 | 0 | 0 | 0 | 0 | 0 | 200 | 200 | 0 | 0 | 1 | 0 | 0 | 0 | 0 | 0 | 0 | 0 | 0 | 0 | 0 | 0 | 0 | 0 | -2 | -2 | 0 | 0 | 1 |  | 1 | 1 | 1 | 1 | 1 | 1 | 1 | 4+ | 1 | 1
PG&E GBA | Los Positas | 230 | 0 | 0 | 0 | 0 | 0 | 0 | 0 | 0 | 0 | 0 | 0 | 0 | 0 | 0 | 0 | 0 | 0 | 0 | 0 | 0 |  | 0 | 0 | 0 | 0 | 0 | 0 | 0 | 0 | 0 | 0 | 0 | 0 | 0 | 0 | 0 | 0 | 0 | 0 | 0 | 0 | 0 | 0 | 0 | 0 | 0 | 0 | 0 | 0 | 0 | 0 | 0 | 0 | 0 | 0 | 0 | 0 |  | 0 | 0 | 0 | 0 | 0 | 0 | 0 | 0 | 0 | 0 | 0 | 0 | 4.3 | 0 | 0 | 0 | 0 | 1 | 0 | 0 | 0 | 0 | 0 | 0 | 0 | 0 | 0 | 0 | 0 | 0 | -2 | 0 | 0 | 0 | 0 | 1 |  | 0 | 0 | 0 | 0 | 0 | 0 | 0 | 0 | 0 | 0 | 0 | 0 | 4.3 | 0 | 0 | 0 | 0 | 1 | 0 | 0 | 0 | 0 | 0 | 0 | 0 | 0 | 0 | 0 | 0 | 0 | -2 | 0 | 0 | 0 | 0 | 1 |  | 0 | 0 | 0 | 0 | 0 | 0 | 0 | 0 | 0 | 0 | 0 | 0 | 4.3 | 0 | 0 | 0 | 0 | 1 | 0 | 0 | 0 | 0 | 0 | 0 | 0 | 0 | 0 | 0 | 0 | 0 | -2 | 0 | 0 | 0 | 0 | 1 |  | 1 | 1 | 1 | 1 | 1 | 1 | 4+ | 1 | 1 | 1
PG&E GBA | Los Positas | 60 | 0 | 0 | 0 | 0 | 0 | 0 | 0 | 0 | 0 | 0 | 0 | 0 | 0 | 0 | 0 | 0 | 0 | 0 | 0 | 0 |  | 0 | 0 | 0 | 0 | 0 | 0 | 0 | 0 | 0 | 0 | 0 | 0 | 0 | 0 | 0 | 0 | 0 | 0 | 0 | 0 | 0 | 0 | 0 | 0 | 0 | 0 | 0 | 0 | 0 | 0 | 0 | 0 | 0 | 0 | 0 | 0 |  | 0 | 0 | 0 | 0 | 0 | 0 | 0 | 0 | 0 | 0 | 0 | 0 | 0 | 0 | 0 | 0 | 0 | 0 | 0 | 0 | 0 | 0 | 0 | 0 | 0 | 0 | 0 | 0 | 0 | 0 | 0 | 0 | 0 | 0 | 0 | 0 |  | 0 | 0 | 0 | 0 | 0 | 0 | 0 | 0 | 0 | 0 | 0 | 0 | 0 | 0 | 0 | 0 | 0 | 0 | 0 | 0 | 0 | 0 | 0 | 0 | 0 | 0 | 0 | 0 | 0 | 0 | 0 | 0 | 0 | 0 | 0 | 0 |  | 0 | 0 | 0 | 0 | 0 | 0 | 0 | 0 | 0 | 0 | 0 | 0 | 0 | 0 | 0 | 0 | 0 | 0 | 0 | 0 | 0 | 0 | 0 | 0 | 0 | 0 | 0 | 0 | 0 | 0 | 0 | 0 | 0 | 0 | 0 | 0 |  | 1 | 1 | 1 | 1 | 1 | 1 | 1 | 1 | 1 | 0
SDGE | Loveland | 69 | 0 | 0 | 0 | 0 | 0 | 0 | 0 | 0 | 0 | 0 | 0 | 0 | 0 | 0 | 0 | 0 | 0 | 0 | 0 | 0 |  | 0 | 0 | 0 | 0 | 0 | 0 | 0 | 0 | 0 | 0 | 0 | 0 | 0 | 0 | 0 | 0 | 0 | 0 | 0 | 0 | 0 | 0 | 0 | 0 | 0 | 0 | 0 | 0 | 0 | 0 | 0 | 0 | 0 | 0 | 0 | 0 |  | 0 | 0 | 0 | 0 | 0 | 0 | 0 | 0 | 0 | 0 | 0 | 0 | 0 | 0 | 0 | 0 | 0 | 0 | 0 | 0 | 0 | 0 | 0 | 0 | 0 | 0 | 0 | 0 | 0 | 0 | 0 | 0 | 0 | 0 | 0 | 0 |  | 0 | 0 | 0 | 0 | 0 | 0 | 0 | 0 | 0 | 0 | 0 | 0 | 0 | 0 | 0 | 0 | 0 | 0 | 0 | 0 | 0 | 0 | 0 | 0 | 0 | 0 | 0 | 0 | 0 | 0 | 0 | 0 | 0 | 0 | 0 | 0 |  | 0 | 0 | 0 | 0 | 0 | 0 | 0 | 0 | 0 | 0 | 0 | 0 | 0 | 0 | 0 | 0 | 0 | 0 | 0 | 0 | 0 | 0 | 0 | 0 | 0 | 0 | 0 | 0 | 0 | 0 | 0 | 0 | 0 | 0 | 0 | 0 |  | 1 | 1 | 1 | 1 | 1 | 1 | 1 | 1 | 1 | 0
SCE NOL | Lugo | 230 | 0 | 0 | 0 | 0 | 0 | 0 | 0 | 0 | 0 | 0 | 0 | 0 | 300 | 0 | 300 | 0 | 0 | 0 | 286 | 1 |  | 0 | 0 | 0 | 0 | 0 | 0 | 0 | 0 | 0 | 0 | 0 | 0 | 0 | 0 | 0 | 0 | 0 | 0 | 0 | 0 | 0 | 0 | 0 | 0 | 0 | 0 | 0 | 0 | 0 | 2 | 2 | 0 | 0 | 2 | 2 | 1 |  | 0 | 0 | 0 | 0 | 0 | 0 | 0 | 0 | 0 | 0 | 0 | 0 | 0 | 0 | 0 | 0 | 0 | 0 | 0 | 0 | 0 | 0 | 0 | 0 | 0 | 0 | 0 | 0 | 0 | 2 | 2 | 0 | 0 | 2 | 2 | 1 |  | 0 | 0 | 0 | 0 | 0 | 0 | 0 | 0 | 0 | 0 | 0 | 0 | 0 | 0 | 0 | 0 | 0 | 0 | 0 | 0 | 0 | 0 | 0 | 0 | 0 | 0 | 0 | 0 | 0 | 2 | 2 | 0 | 0 | 2 | 2 | 1 |  | 0 | 0 | 0 | 0 | 0 | 480 | 0 | 480 | 0 | 0 | 0 | 0 | 100 | 0 | 0 | 0 | 0 | 1 | 0 | 0 | 0 | 0 | 0 | -2 | 0 | -2 | 0 | 0 | 0 | 2 | 2 | 0 | 0 | 2 | 2 | 1 |  | 1 | 1 | 1+ | 1+ | 1 | 1 | 5- | 1 | 5- | 1
SCE Metro | Lugo | 500 | 0 | 0 | 0 | 0 | 0 | 0 | 0 | 0 | 0 | 0 | 0 | 0 | 0 | 0 | 0 | 0 | 550 | 550 | 0 | 1 |  | 0 | 0 | 0 | 0 | 0 | 0 | 0 | 0 | 0 | 0 | 0 | 0 | 0 | 0 | 0 | 0 | 0 | 0 | 0 | 0 | 0 | 0 | 0 | 0 | 0 | 0 | 0 | 0 | 0 | 0 | 0 | 2 | 2 | 0 | 0 | 1 |  | 0 | 0 | 0 | 0 | 0 | 0 | 0 | 0 | 0 | 0 | 0 | 0 | 0 | 0 | 0 | 0 | 0 | 0 | 0 | 0 | 0 | 0 | 0 | 0 | 0 | 0 | 0 | 0 | 0 | 0 | 0 | 2 | 2 | 0 | 0 | 1 |  | 0 | 0 | 0 | 0 | 0 | 0 | 0 | 0 | 0 | 0 | 0 | 0 | 0 | 500 | 512.58 | 0 | 0 | 1 | 0 | 0 | 0 | 0 | 0 | 0 | 0 | 0 | 0 | 0 | 0 | 0 | 0 | 0 | 0 | 0 | 0 | 0 |  | 0 | 0 | 0 | 0 | 0 | 0 | 0 | 5344.8787 | 0 | 0 | 0 | 0 | 0 | 500 | 5857.4587 | 0 | 516.8 | 1 | 0 | 0 | 0 | 0 | 0 | 0 | 0 | -2 | 0 | 0 | 0 | 0 | 0 | 0 | -2 | 0 | -2 | 1 |  | 1 | 1 | 1 | 1+ | 1 | 1 | 1 | 1+ | 1+ | 1
PG&E FRESNO | Madera | 70 | 0 | 0 | 0 | 0 | 0 | 0 | 0 | 0 | 0 | 0 | 0 | 0 | 0 | 0 | 0 | 0 | 0 | 0 | 0 | 0 |  | 0 | 0 | 0 | 0 | 0 | 0 | 0 | 0 | 0 | 0 | 0 | 0 | 0 | 0 | 0 | 0 | 0 | 0 | 0 | 0 | 0 | 0 | 0 | 0 | 0 | 0 | 0 | 0 | 0 | 0 | 0 | 0 | 0 | 0 | 0 | 0 |  | 0 | 0 | 0 | 0 | 0 | 0 | 0 | 0 | 0 | 0 | 0 | 0 | 2.754 | 0 | 0 | 0 | 0 | 1 | 0 | 0 | 0 | 0 | 0 | 0 | 0 | 0 | 0 | 0 | 0 | 0 | 0 | 0 | 0 | 0 | 0 | 0 |  | 0 | 0 | 0 | 0 | 0 | 0 | 0 | 0 | 0 | 0 | 0 | 0 | 2.754 | 0 | 0 | 0 | 0 | 1 | 0 | 0 | 0 | 0 | 0 | 0 | 0 | 0 | 0 | 0 | 0 | 0 | 0 | 0 | 0 | 0 | 0 | 0 |  | 0 | 0 | 0 | 0 | 0 | 0 | 0 | 0 | 0 | 0 | 0 | 0 | 2.754 | 0 | 0 | 0 | 0 | 1 | 0 | 0 | 0 | 0 | 0 | 0 | 0 | 0 | 0 | 0 | 0 | 0 | 0 | 0 | 0 | 0 | 0 | 0 |  | 1 | 1 | 1 | 1 | 1 | 1 | 1 | 1 | 1 | 0
PG&E NGBA | Madison | 115 | 0 | 0 | 0 | 0 | 0 | 0 | 0 | 0 | 0 | 0 | 0 | 0 | 0 | 0 | 0 | 0 | 0 | 0 | 0 | 0 |  | 0 | 0 | 0 | 0 | 0 | 0 | 0 | 0 | 0 | 0 | 0 | 0 | 0 | 0 | 0 | 0 | 0 | 0 | 0 | 0 | 0 | 0 | 0 | 0 | 0 | 0 | 0 | 0 | 0 | 0 | 0 | 0 | 0 | 0 | 0 | 0 |  | 0 | 0 | 0 | 0 | 0 | 0 | 0 | 0 | 0 | 0 | 0 | 0 | 0 | 0 | 0 | 0 | 0 | 0 | 0 | 0 | 0 | 0 | 0 | 0 | 0 | 0 | 0 | 0 | 0 | 0 | 0 | 0 | 0 | 0 | 0 | 0 |  | 0 | 0 | 0 | 0 | 0 | 0 | 0 | 0 | 0 | 0 | 0 | 0 | 0 | 0 | 0 | 0 | 0 | 0 | 0 | 0 | 0 | 0 | 0 | 0 | 0 | 0 | 0 | 0 | 0 | 0 | 0 | 0 | 0 | 0 | 0 | 0 |  | 0 | 0 | 0 | 0 | 0 | 0 | 0 | 0 | 0 | 0 | 0 | 0 | 0 | 0 | 0 | 0 | 0 | 0 | 0 | 0 | 0 | 0 | 0 | 0 | 0 | 0 | 0 | 0 | 0 | 0 | 0 | 0 | 0 | 0 | 0 | 0 |  | 1 | 1 | 1 | 1 | 1 | 1 | 1 | 1 | 1 | 0
PG&E KERN | Magunden | 115 | 0 | 0 | 0 | 0 | 0 | 0 | 0 | 0 | 0 | 0 | 0 | 0 | 105 | 115 | 220 | 0 | 0 | 0 | 0 | 1 |  | 0 | 0 | 0 | 0 | 0 | 0 | 0 | 0 | 0 | 0 | 0 | 0 | 0 | 0 | 0 | 0 | 0 | 0 | 0 | 0 | 0 | 0 | 0 | 0 | 0 | 0 | 0 | 0 | 0 | 2 | 2 | 0 | 0 | 0 | 0 | 1 |  | 0 | 0 | 0 | 0 | 0 | 0 | 0 | 0 | 0 | 0 | 0 | 0 | 0 | 0 | 0 | 0 | 0 | 0 | 0 | 0 | 0 | 0 | 0 | 0 | 0 | 0 | 0 | 0 | 0 | 2 | 2 | 0 | 0 | 0 | 0 | 1 |  | 0 | 0 | 0 | 0 | 0 | 0 | 0 | 0 | 0 | 0 | 0 | 0 | 0 | 0 | 0 | 0 | 0 | 0 | 0 | 0 | 0 | 0 | 0 | 0 | 0 | 0 | 0 | 0 | 0 | 2 | 2 | 0 | 0 | 0 | 0 | 1 |  | 0 | 0 | 0 | 0 | 0 | 0 | 0 | 0 | 0 | 0 | 0 | 0 | 0 | 0 | 0 | 0 | 0 | 0 | 0 | 0 | 0 | 0 | 0 | 0 | 0 | 0 | 0 | 0 | 0 | 2 | 2 | 0 | 0 | 0 | 0 | 1 |  | 1 | 1 | 1 | 1 | 1 | 1 | 5- | 1 | 1 | 1
SCE Northern | Magunden | 230 | 0 | 0 | 0 | 0 | 0 | 0 | 0 | 0 | 0 | 0 | 0 | 0 | 0 | 0 | 0 | 0 | 0 | 0 | 0 | 0 |  | 0 | 0 | 0 | 0 | 0 | 0 | 0 | 0 | 0 | 0 | 0 | 0 | 0 | 0 | 0 | 0 | 0 | 0 | 0 | 0 | 0 | 0 | 0 | 0 | 0 | 0 | 0 | 0 | 0 | 0 | 0 | 0 | 0 | 0 | 0 | 0 |  | 0 | 0 | 0 | 0 | 0 | 0 | 0 | 0 | 0 | 0 | 0 | 0 | 3.537 | 0 | 2.537 | 0 | 0 | 1 | 0 | 0 | 0 | 0 | 0 | 0 | 0 | 0 | 0 | 0 | 0 | 0 | -2 | 0 | 0 | 0 | 0 | 1 |  | 0 | 0 | 0 | 0 | 0 | 0 | 0 | 0 | 0 | 0 | 0 | 0 | 3.537 | 0 | 2.537 | 0 | 0 | 1 | 0 | 0 | 0 | 0 | 0 | 0 | 0 | 0 | 0 | 0 | 0 | 0 | -2 | 0 | 0 | 0 | 0 | 1 |  | 0 | 0 | 0 | 0 | 0 | 0 | 0 | 0 | 0 | 0 | 0 | 0 | 3.537 | 0 | 6.537 | 0 | 0 | 1 | 0 | 0 | 0 | 0 | 0 | 0 | 0 | 0 | 0 | 0 | 0 | 0 | -2 | 0 | 0 | 0 | 0 | 1 |  | 1 | 1 | 1 | 1 | 1 | 1 | 4+ | 1 | 1 | 1
PG&E FRESNO | Malaga | 115 | 0 | 0 | 0 | 0 | 0 | 0 | 0 | 0 | 0 | 0 | 0 | 0 | 0 | 0 | 0 | 0 | 0 | 0 | 0 | 0 |  | 0 | 0 | 0 | 0 | 0 | 0 | 0 | 0 | 0 | 0 | 0 | 0 | 0 | 0 | 0 | 0 | 0 | 0 | 0 | 0 | 0 | 0 | 0 | 0 | 0 | 0 | 0 | 0 | 0 | 0 | 0 | 0 | 0 | 0 | 0 | 0 |  | 0 | 0 | 0 | 0 | 0 | 0 | 0 | 0 | 0 | 0 | 0 | 0 | 4.494 | 0 | 0 | 0 | 0 | 1 | 0 | 0 | 0 | 0 | 0 | 0 | 0 | 0 | 0 | 0 | 0 | 0 | -2 | 0 | 0 | 0 | 0 | 1 |  | 0 | 0 | 0 | 0 | 0 | 0 | 0 | 0 | 0 | 0 | 0 | 0 | 4.494 | 0 | 0 | 0 | 0 | 1 | 0 | 0 | 0 | 0 | 0 | 0 | 0 | 0 | 0 | 0 | 0 | 0 | -2 | 0 | 0 | 0 | 0 | 1 |  | 0 | 0 | 0 | 0 | 0 | 0 | 0 | 0 | 0 | 0 | 0 | 0 | 4.494 | 0 | 0 | 0 | 0 | 1 | 0 | 0 | 0 | 0 | 0 | 0 | 0 | 0 | 0 | 0 | 0 | 0 | -2 | 0 | 0 | 0 | 0 | 1 |  | 1 | 1 | 1 | 1 | 1 | 1 | 4+ | 1 | 1 | 1
PG&E NGBA | Malin | 500 | 1383.5 | 0 | 0 | 0 | 0 | 0 | 0 | 0 | 0 | 0 | 0 | 0 | 0 | 0 | 0 | 0 | 0 | 0 | 0 | 1 |  | 0 | 0 | 0 | 0 | 0 | 0 | 0 | 0 | 0 | 0 | 0 | 0 | 0 | 0 | 0 | 0 | 0 | 0 | 2 | 2 | 0 | 0 | 0 | 0 | 0 | 0 | 0 | 0 | 0 | 0 | 0 | 0 | 0 | 0 | 0 | 1 |  | 0 | 0 | 0 | 0 | 0 | 0 | 0 | 0 | 0 | 0 | 0 | 0 | 0 | 0 | 0 | 0 | 0 | 0 | 2 | 2 | 0 | 0 | 0 | 0 | 0 | 0 | 0 | 0 | 0 | 0 | 0 | 0 | 0 | 0 | 0 | 1 |  | 0 | 0 | 0 | 0 | 0 | 0 | 0 | 0 | 0 | 0 | 0 | 0 | 0 | 0 | 0 | 0 | 0 | 0 | 2 | 2 | 0 | 0 | 0 | 0 | 0 | 0 | 0 | 0 | 0 | 0 | 0 | 0 | 0 | 0 | 0 | 1 |  | 0 | 3367.74 | 0 | 0 | 0 | 0 | 0 | 0 | 0 | 0 | 0 | 0 | 0 | 0 | 0 | 0 | 415 | 1 | 2 | -2 | 0 | 0 | 0 | 0 | 0 | 0 | 0 | 0 | 0 | 0 | 0 | 0 | 0 | 0 | -2 | 1 |  | 3- | 1 | 1 | 1 | 1 | 1 | 1 | 1 | 1+ | 1
SCE Northern | Mandalay | 230 | 0 | 0 | 0 | 0 | 0 | 0 | 0 | 0 | 0 | 0 | 0 | 0 | 0 | 0 | 0 | 0 | 0 | 0 | 0 | 0 |  | 0 | 0 | 0 | 0 | 0 | 0 | 0 | 0 | 0 | 0 | 0 | 0 | 0 | 400 | 409 | 0 | 0 | 1 | 0 | 0 | 0 | 0 | 0 | 0 | 0 | 0 | 0 | 0 | 0 | 0 | 0 | -2 | -2 | 0 | 0 | 1 |  | 0 | 0 | 0 | 0 | 0 | 0 | 0 | 0 | 0 | 0 | 0 | 0 | 0 | 0 | 0 | 0 | 0 | 0 | 0 | 0 | 0 | 0 | 0 | 0 | 0 | 0 | 0 | 0 | 0 | 0 | 0 | 0 | 0 | 0 | 0 | 0 |  | 0 | 0 | 0 | 0 | 0 | 0 | 0 | 0 | 0 | 0 | 0 | 0 | 0 | 400 | 409 | 0 | 0 | 1 | 0 | 0 | 0 | 0 | 0 | 0 | 0 | 0 | 0 | 0 | 0 | 0 | 0 | -2 | -2 | 0 | 0 | 1 |  | 0 | 0 | 0 | 0 | 0 | 0 | 0 | 0 | 0 | 0 | 0 | 0 | 0 | 400 | 409 | 0 | 0 | 1 | 0 | 0 | 0 | 0 | 0 | 0 | 0 | 0 | 0 | 0 | 0 | 0 | 0 | -2 | -2 | 0 | 0 | 1 |  | 1 | 1 | 1 | 1 | 1 | 1 | 1 | 4+ | 1 | 1
PG&E FRESNO | Manning | 230 | 0 | 0 | 0 | 0 | 0 | 0 | 0 | 0 | 0 | 0 | 0 | 0 | 0 | 0 | 0 | 0 | 0 | 0 | 0 | 0 |  | 0 | 0 | 0 | 0 | 0 | 0 | 0 | 0 | 0 | 0 | 0 | 0 | 0 | 0 | 0 | 0 | 0 | 0 | 0 | 0 | 0 | 0 | 0 | 0 | 0 | 0 | 0 | 0 | 0 | 0 | 0 | 0 | 0 | 0 | 0 | 0 |  | 0 | 0 | 0 | 0 | 0 | 0 | 0 | 0 | 0 | 0 | 0 | 0 | 0 | 0 | 0 | 0 | 0 | 0 | 0 | 0 | 0 | 0 | 0 | 0 | 0 | 0 | 0 | 0 | 0 | 0 | 0 | 0 | 0 | 0 | 0 | 0 |  | 0 | 0 | 0 | 0 | 0 | 0 | 0 | 0 | 0 | 0 | 0 | 0 | 0 | 0 | 0 | 0 | 0 | 0 | 0 | 0 | 0 | 0 | 0 | 0 | 0 | 0 | 0 | 0 | 0 | 0 | 0 | 0 | 0 | 0 | 0 | 0 |  | 0 | 0 | 0 | 0 | 0 | 0 | 0 | 0 | 0 | 0 | 0 | 0 | 9 | 0 | 0 | 0 | 0 | 1 | 0 | 0 | 0 | 0 | 0 | 0 | 0 | 0 | 0 | 0 | 0 | 0 | -2 | 0 | 0 | 0 | 0 | 1 |  | 1 | 1 | 1 | 1 | 1 | 1 | 1+ | 1 | 1 | 1
PG&E FRESNO | Manning | 500 | 0 | 0 | 0 | 0 | 0 | 0 | 0 | 0 | 0 | 0 | 0 | 0 | 585 | 500 | 1085 | 0 | 280 | 280 | 0 | 1 |  | 0 | 0 | 0 | 0 | 0 | 0 | 0 | 0 | 0 | 0 | 0 | 0 | 0 | 0 | 0 | 0 | 0 | 0 | 0 | 0 | 0 | 0 | 0 | 0 | 0 | 0 | 0 | 0 | 0 | 2 | 2 | 2 | 2 | 0 | 0 | 1 |  | 0 | 0 | 0 | 0 | 0 | 0 | 0 | 0 | 0 | 0 | 0 | 0 | 0 | 0 | 0 | 0 | 0 | 0 | 0 | 0 | 0 | 0 | 0 | 0 | 0 | 0 | 0 | 0 | 0 | 2 | 2 | 2 | 2 | 0 | 0 | 1 |  | 0 | 0 | 0 | 0 | 0 | 0 | 0 | 0 | 0 | 0 | 0 | 0 | 0 | 0 | 0 | 0 | 0 | 0 | 0 | 0 | 0 | 0 | 0 | 0 | 0 | 0 | 0 | 0 | 0 | 2 | 2 | 2 | 2 | 0 | 0 | 1 |  | 0 | 0 | 0 | 0 | 0 | 0 | 0 | 3880.05 | 0 | 0 | 0 | 0 | 2710.875 | 0 | 3880.05 | 0 | 0 | 1 | 0 | 0 | 0 | 0 | 0 | 0 | 0 | -2 | 0 | 0 | 0 | 2 | -2 | 2 | -2 | 0 | 0 | 1 |  | 1 | 1 | 1 | 1+ | 1 | 1 | 3- | 3- | 1 | 1
PG&E GBA | Manteca | 115 | 0 | 0 | 0 | 0 | 0 | 0 | 0 | 0 | 0 | 0 | 0 | 0 | 0 | 0 | 0 | 0 | 0 | 0 | 0 | 0 |  | 0 | 0 | 0 | 0 | 0 | 0 | 0 | 0 | 0 | 0 | 0 | 0 | 0 | 0 | 0 | 0 | 0 | 0 | 0 | 0 | 0 | 0 | 0 | 0 | 0 | 0 | 0 | 0 | 0 | 0 | 0 | 0 | 0 | 0 | 0 | 0 |  | 0 | 0 | 0 | 0 | 0 | 0 | 0 | 0 | 0 | 0 | 0 | 0 | 3 | 0 | 0 | 0 | 0 | 1 | 0 | 0 | 0 | 0 | 0 | 0 | 0 | 0 | 0 | 0 | 0 | 0 | 0 | 0 | 0 | 0 | 0 | 0 |  | 0 | 0 | 0 | 0 | 0 | 0 | 0 | 0 | 0 | 0 | 0 | 0 | 3 | 0 | 0 | 0 | 0 | 1 | 0 | 0 | 0 | 0 | 0 | 0 | 0 | 0 | 0 | 0 | 0 | 0 | 0 | 0 | 0 | 0 | 0 | 0 |  | 0 | 0 | 0 | 0 | 0 | 0 | 0 | 0 | 0 | 0 | 0 | 0 | 7.62 | 0 | 0 | 0 | 0 | 1 | 0 | 0 | 0 | 0 | 0 | 0 | 0 | 0 | 0 | 0 | 0 | 0 | -2 | 0 | 0 | 0 | 0 | 1 |  | 1 | 1 | 1 | 1 | 1 | 1 | 1+ | 1 | 1 | 1
SDGE | Margarita | 138 | 0 | 0 | 0 | 0 | 0 | 0 | 0 | 0 | 0 | 0 | 0 | 0 | 90 | 0 | 90 | 0 | 0 | 0 | 0 | 1 |  | 0 | 0 | 0 | 0 | 0 | 0 | 0 | 0 | 0 | 0 | 0 | 0 | 0 | 0 | 0 | 0 | 0 | 0 | 0 | 0 | 0 | 0 | 0 | 0 | 0 | 0 | 0 | 0 | 0 | 2 | 2 | 0 | 0 | 0 | 0 | 1 |  | 0 | 0 | 0 | 0 | 0 | 0 | 0 | 0 | 0 | 0 | 0 | 0 | 0 | 0 | 0 | 0 | 0 | 0 | 0 | 0 | 0 | 0 | 0 | 0 | 0 | 0 | 0 | 0 | 0 | 2 | 2 | 0 | 0 | 0 | 0 | 1 |  | 0 | 0 | 0 | 0 | 0 | 0 | 0 | 0 | 0 | 0 | 0 | 0 | 0 | 0 | 0 | 0 | 0 | 0 | 0 | 0 | 0 | 0 | 0 | 0 | 0 | 0 | 0 | 0 | 0 | 2 | 2 | 0 | 0 | 0 | 0 | 1 |  | 0 | 0 | 0 | 0 | 0 | 0 | 0 | 123.405 | 0 | 0 | 0 | 0 | 0 | 0 | 123.405 | 0 | 0 | 1 | 0 | 0 | 0 | 0 | 0 | 0 | 0 | -2 | 0 | 0 | 0 | 2 | 2 | 0 | -1 | 0 | 0 | 1 |  | 1 | 1 | 1 | 1+ | 1 | 1 | 5- | 1 | 1 | 1
PG&E GBA | Martin | 230 | 0 | 0 | 0 | 0 | 0 | 0 | 0 | 0 | 0 | 0 | 0 | 0 | 0 | 0 | 0 | 0 | 0 | 0 | 0 | 0 |  | 0 | 0 | 0 | 0 | 0 | 0 | 0 | 0 | 0 | 0 | 0 | 0 | 0 | 0 | 0 | 0 | 0 | 0 | 0 | 0 | 0 | 0 | 0 | 0 | 0 | 0 | 0 | 0 | 0 | 0 | 0 | 0 | 0 | 0 | 0 | 0 |  | 0 | 0 | 0 | 0 | 0 | 0 | 0 | 0 | 0 | 0 | 0 | 0 | 0 | 0 | 0 | 0 | 0 | 0 | 0 | 0 | 0 | 0 | 0 | 0 | 0 | 0 | 0 | 0 | 0 | 0 | 0 | 0 | 0 | 0 | 0 | 0 |  | 0 | 0 | 0 | 0 | 0 | 0 | 0 | 0 | 0 | 0 | 0 | 0 | 0 | 0 | 0 | 0 | 0 | 0 | 0 | 0 | 0 | 0 | 0 | 0 | 0 | 0 | 0 | 0 | 0 | 0 | 0 | 0 | 0 | 0 | 0 | 0 |  | 0 | 0 | 0 | 0 | 0 | 0 | 0 | 0 | 0 | 0 | 0 | 0 | 0 | 0 | 0 | 0 | 0 | 0 | 0 | 0 | 0 | 0 | 0 | 0 | 0 | 0 | 0 | 0 | 0 | 0 | 0 | 0 | 0 | 0 | 0 | 0 |  | 1 | 1 | 1 | 1 | 1 | 1 | 1 | 1 | 1 | 0
PG&E GBA | Martin | 115 | 0 | 0 | 0 | 0 | 0 | 0 | 0 | 0 | 0 | 0 | 0 | 0 | 0 | 0 | 0 | 0 | 0 | 0 | 0 | 0 |  | 0 | 0 | 0 | 0 | 0 | 0 | 0 | 0 | 0 | 0 | 0 | 0 | 0 | 62 | 62 | 0 | 0 | 1 | 0 | 0 | 0 | 0 | 0 | 0 | 0 | 0 | 0 | 0 | 0 | 0 | 0 | -2 | -2 | 0 | 0 | 1 |  | 0 | 0 | 0 | 0 | 0 | 0 | 0 | 0 | 0 | 0 | 0 | 0 | 0 | 62 | 62 | 0 | 0 | 1 | 0 | 0 | 0 | 0 | 0 | 0 | 0 | 0 | 0 | 0 | 0 | 0 | 0 | -2 | -2 | 0 | 0 | 1 |  | 0 | 0 | 0 | 0 | 0 | 0 | 0 | 0 | 0 | 0 | 0 | 0 | 0 | 312 | 312 | 0 | 0 | 1 | 0 | 0 | 0 | 0 | 0 | 0 | 0 | 0 | 0 | 0 | 0 | 0 | 0 | -2 | -2 | 0 | 0 | 1 |  | 0 | 0 | 0 | 0 | 0 | 0 | 0 | 0 | 0 | 0 | 0 | 0 | 0 | 312 | 312 | 0 | 0 | 1 | 0 | 0 | 0 | 0 | 0 | 0 | 0 | 0 | 0 | 0 | 0 | 0 | 0 | -2 | -2 | 0 | 0 | 1 |  | 1 | 1 | 1 | 1 | 1 | 1 | 1 | 4+ | 1 | 1
PG&E GBA | Martinez | 115 | 0 | 0 | 0 | 0 | 0 | 0 | 0 | 0 | 0 | 0 | 0 | 0 | 0 | 0 | 0 | 0 | 0 | 0 | 0 | 0 |  | 0 | 0 | 0 | 0 | 0 | 0 | 0 | 0 | 0 | 0 | 0 | 0 | 0 | 0 | 0 | 0 | 0 | 0 | 0 | 0 | 0 | 0 | 0 | 0 | 0 | 0 | 0 | 0 | 0 | 0 | 0 | 0 | 0 | 0 | 0 | 0 |  | 0 | 0 | 0 | 0 | 0 | 0 | 0 | 0 | 0 | 0 | 0 | 0 | 0 | 0 | 0 | 0 | 0 | 0 | 0 | 0 | 0 | 0 | 0 | 0 | 0 | 0 | 0 | 0 | 0 | 0 | 0 | 0 | 0 | 0 | 0 | 0 |  | 0 | 0 | 0 | 0 | 0 | 0 | 0 | 0 | 0 | 0 | 0 | 0 | 0 | 0 | 0 | 0 | 0 | 0 | 0 | 0 | 0 | 0 | 0 | 0 | 0 | 0 | 0 | 0 | 0 | 0 | 0 | 0 | 0 | 0 | 0 | 0 |  | 0 | 0 | 0 | 0 | 0 | 0 | 0 | 0 | 0 | 0 | 0 | 0 | 0 | 0 | 0 | 0 | 0 | 0 | 0 | 0 | 0 | 0 | 0 | 0 | 0 | 0 | 0 | 0 | 0 | 0 | 0 | 0 | 0 | 0 | 0 | 0 |  | 1 | 1 | 1 | 1 | 1 | 1 | 1 | 1 | 1 | 0
PG&E FRESNO | Mc Mullin | 230 | 0 | 0 | 0 | 0 | 0 | 0 | 0 | 0 | 0 | 0 | 0 | 0 | 0 | 0 | 0 | 0 | 0 | 0 | 0 | 0 |  | 0 | 0 | 0 | 0 | 0 | 0 | 0 | 0 | 0 | 0 | 0 | 0 | 0 | 0 | 0 | 0 | 0 | 0 | 0 | 0 | 0 | 0 | 0 | 0 | 0 | 0 | 0 | 0 | 0 | 0 | 0 | 0 | 0 | 0 | 0 | 0 |  | 0 | 0 | 0 | 0 | 0 | 0 | 0 | 0 | 0 | 0 | 0 | 0 | 0 | 0 | 0 | 0 | 0 | 0 | 0 | 0 | 0 | 0 | 0 | 0 | 0 | 0 | 0 | 0 | 0 | 0 | 0 | 0 | 0 | 0 | 0 | 0 |  | 0 | 0 | 0 | 0 | 0 | 0 | 0 | 0 | 0 | 0 | 0 | 0 | 0 | 0 | 0 | 0 | 0 | 0 | 0 | 0 | 0 | 0 | 0 | 0 | 0 | 0 | 0 | 0 | 0 | 0 | 0 | 0 | 0 | 0 | 0 | 0 |  | 0 | 0 | 0 | 0 | 0 | 0 | 0 | 0 | 0 | 0 | 0 | 0 | 0 | 0 | 0 | 0 | 0 | 0 | 0 | 0 | 0 | 0 | 0 | 0 | 0 | 0 | 0 | 0 | 0 | 0 | 0 | 0 | 0 | 0 | 0 | 0 |  | 1 | 1 | 1 | 1 | 1 | 1 | 1 | 1 | 1 | 0
PG&E FRESNO | McCall | 115 | 0 | 0 | 0 | 0 | 0 | 0 | 0 | 0 | 0 | 0 | 0 | 0 | 0 | 0 | 0 | 0 | 0 | 0 | 0 | 0 |  | 0 | 0 | 0 | 0 | 0 | 0 | 0 | 0 | 0 | 0 | 0 | 0 | 0 | 0 | 0 | 0 | 0 | 0 | 0 | 0 | 0 | 0 | 0 | 0 | 0 | 0 | 0 | 0 | 0 | 0 | 0 | 0 | 0 | 0 | 0 | 0 |  | 0 | 0 | 0 | 0 | 0 | 0 | 0 | 0 | 0 | 0 | 0 | 0 | 0 | 0 | 0 | 0 | 0 | 0 | 0 | 0 | 0 | 0 | 0 | 0 | 0 | 0 | 0 | 0 | 0 | 0 | 0 | 0 | 0 | 0 | 0 | 0 |  | 0 | 0 | 0 | 0 | 0 | 0 | 0 | 0 | 0 | 0 | 0 | 0 | 0 | 0 | 0 | 0 | 0 | 0 | 0 | 0 | 0 | 0 | 0 | 0 | 0 | 0 | 0 | 0 | 0 | 0 | 0 | 0 | 0 | 0 | 0 | 0 |  | 0 | 0 | 0 | 0 | 0 | 0 | 0 | 0 | 0 | 0 | 0 | 0 | 0 | 0 | 0 | 0 | 0 | 0 | 0 | 0 | 0 | 0 | 0 | 0 | 0 | 0 | 0 | 0 | 0 | 0 | 0 | 0 | 0 | 0 | 0 | 0 |  | 1 | 1 | 1 | 1 | 1 | 1 | 1 | 1 | 1 | 0
PG&E FRESNO | McCall | 230 | 0 | 0 | 0 | 0 | 0 | 0 | 0 | 0 | 0 | 0 | 0 | 0 | 0 | 0 | 0 | 0 | 0 | 0 | 0 | 0 |  | 0 | 0 | 0 | 0 | 0 | 0 | 0 | 0 | 0 | 0 | 0 | 0 | 0 | 0 | 0 | 0 | 0 | 0 | 0 | 0 | 0 | 0 | 0 | 0 | 0 | 0 | 0 | 0 | 0 | 0 | 0 | 0 | 0 | 0 | 0 | 0 |  | 0 | 0 | 0 | 0 | 0 | 0 | 0 | 0 | 0 | 0 | 0 | 0 | 7.26 | 0 | 0 | 0 | 0 | 1 | 0 | 0 | 0 | 0 | 0 | 0 | 0 | 0 | 0 | 0 | 0 | 0 | -2 | 0 | 0 | 0 | 0 | 1 |  | 0 | 0 | 0 | 0 | 0 | 0 | 0 | 0 | 0 | 0 | 0 | 0 | 7.26 | 0 | 0 | 0 | 0 | 1 | 0 | 0 | 0 | 0 | 0 | 0 | 0 | 0 | 0 | 0 | 0 | 0 | -2 | 0 | 0 | 0 | 0 | 1 |  | 0 | 0 | 0 | 0 | 0 | 0 | 0 | 0 | 0 | 0 | 0 | 0 | 13.11 | 0 | 0 | 0 | 0 | 1 | 0 | 0 | 0 | 0 | 0 | 0 | 0 | 0 | 0 | 0 | 0 | 0 | -2 | 0 | 0 | 0 | 0 | 1 |  | 1 | 1 | 1 | 1 | 1 | 1 | 4+ | 1 | 1 | 1
PG&E GBA | Meadow Lane | 115 | 0 | 0 | 0 | 0 | 0 | 0 | 0 | 0 | 0 | 0 | 0 | 0 | 0 | 0 | 0 | 0 | 0 | 0 | 0 | 0 |  | 0 | 0 | 0 | 0 | 0 | 0 | 0 | 0 | 0 | 0 | 0 | 0 | 0 | 0 | 0 | 0 | 0 | 0 | 0 | 0 | 0 | 0 | 0 | 0 | 0 | 0 | 0 | 0 | 0 | 0 | 0 | 0 | 0 | 0 | 0 | 0 |  | 0 | 0 | 0 | 0 | 0 | 0 | 0 | 0 | 0 | 0 | 0 | 0 | 1.6979 | 0 | 0.98288 | 0 | 0 | 1 | 0 | 0 | 0 | 0 | 0 | 0 | 0 | 0 | 0 | 0 | 0 | 0 | 0 | 0 | 0 | 0 | 0 | 0 |  | 0 | 0 | 0 | 0 | 0 | 0 | 0 | 0 | 0 | 0 | 0 | 0 | 1.6979 | 0 | 0.98288 | 0 | 0 | 1 | 0 | 0 | 0 | 0 | 0 | 0 | 0 | 0 | 0 | 0 | 0 | 0 | 0 | 0 | 0 | 0 | 0 | 0 |  | 0 | 0 | 0 | 0 | 0 | 0 | 0 | 0 | 0 | 0 | 0 | 0 | 1.6979 | 0 | 0.98288 | 0 | 0 | 1 | 0 | 0 | 0 | 0 | 0 | 0 | 0 | 0 | 0 | 0 | 0 | 0 | 0 | 0 | 0 | 0 | 0 | 0 |  | 1 | 1 | 1 | 1 | 1 | 1 | 1 | 1 | 1 | 0
PG&E GBA | Melones | 115 | 0 | 0 | 0 | 0 | 0 | 0 | 0 | 0 | 0 | 0 | 0 | 0 | 0 | 0 | 0 | 0 | 0 | 0 | 0 | 0 |  | 0 | 0 | 0 | 0 | 0 | 0 | 0 | 0 | 0 | 0 | 0 | 0 | 0 | 0 | 0 | 0 | 0 | 0 | 0 | 0 | 0 | 0 | 0 | 0 | 0 | 0 | 0 | 0 | 0 | 0 | 0 | 0 | 0 | 0 | 0 | 0 |  | 0 | 0 | 0 | 0 | 0 | 0 | 0 | 0 | 0 | 0 | 0 | 0 | 0 | 0 | 0 | 0 | 0 | 0 | 0 | 0 | 0 | 0 | 0 | 0 | 0 | 0 | 0 | 0 | 0 | 0 | 0 | 0 | 0 | 0 | 0 | 0 |  | 0 | 0 | 0 | 0 | 0 | 0 | 0 | 0 | 0 | 0 | 0 | 0 | 0 | 0 | 0 | 0 | 0 | 0 | 0 | 0 | 0 | 0 | 0 | 0 | 0 | 0 | 0 | 0 | 0 | 0 | 0 | 0 | 0 | 0 | 0 | 0 |  | 0 | 0 | 0 | 0 | 0 | 0 | 0 | 0 | 0 | 0 | 0 | 0 | 0 | 0 | 0 | 0 | 0 | 0 | 0 | 0 | 0 | 0 | 0 | 0 | 0 | 0 | 0 | 0 | 0 | 0 | 0 | 0 | 0 | 0 | 0 | 0 |  | 1 | 1 | 1 | 1 | 1 | 1 | 1 | 1 | 1 | 0
PG&E GBA | Melones | 230 | 0 | 0 | 0 | 0 | 0 | 0 | 0 | 0 | 0 | 0 | 0 | 0 | 0 | 0 | 0 | 0 | 0 | 0 | 0 | 0 |  | 0 | 0 | 0 | 0 | 0 | 0 | 0 | 0 | 0 | 0 | 0 | 0 | 0 | 0 | 0 | 0 | 0 | 0 | 0 | 0 | 0 | 0 | 0 | 0 | 0 | 0 | 0 | 0 | 0 | 0 | 0 | 0 | 0 | 0 | 0 | 0 |  | 0 | 0 | 0 | 0 | 0 | 0 | 0 | 0 | 0 | 0 | 0 | 0 | 0 | 0 | 0 | 0 | 0 | 0 | 0 | 0 | 0 | 0 | 0 | 0 | 0 | 0 | 0 | 0 | 0 | 0 | 0 | 0 | 0 | 0 | 0 | 0 |  | 0 | 0 | 0 | 0 | 0 | 0 | 0 | 0 | 0 | 0 | 0 | 0 | 0 | 0 | 0 | 0 | 0 | 0 | 0 | 0 | 0 | 0 | 0 | 0 | 0 | 0 | 0 | 0 | 0 | 0 | 0 | 0 | 0 | 0 | 0 | 0 |  | 0 | 0 | 0 | 0 | 0 | 0 | 0 | 0 | 0 | 0 | 0 | 0 | 0 | 0 | 0 | 0 | 0 | 0 | 0 | 0 | 0 | 0 | 0 | 0 | 0 | 0 | 0 | 0 | 0 | 0 | 0 | 0 | 0 | 0 | 0 | 0 |  | 1 | 1 | 1 | 1 | 1 | 1 | 1 | 1 | 1 | 0
SDGE | Melrose | 69 | 0 | 0 | 0 | 0 | 0 | 0 | 0 | 0 | 0 | 0 | 0 | 0 | 0 | 0 | 0 | 0 | 0 | 0 | 0 | 0 |  | 0 | 0 | 0 | 0 | 0 | 0 | 0 | 0 | 0 | 0 | 0 | 0 | 0 | 0 | 0 | 0 | 0 | 0 | 0 | 0 | 0 | 0 | 0 | 0 | 0 | 0 | 0 | 0 | 0 | 0 | 0 | 0 | 0 | 0 | 0 | 0 |  | 0 | 0 | 0 | 0 | 0 | 0 | 0 | 0 | 0 | 0 | 0 | 0 | 0 | 0 | 0 | 0 | 0 | 0 | 0 | 0 | 0 | 0 | 0 | 0 | 0 | 0 | 0 | 0 | 0 | 0 | 0 | 0 | 0 | 0 | 0 | 0 |  | 0 | 0 | 0 | 0 | 0 | 0 | 0 | 0 | 0 | 0 | 0 | 0 | 0 | 0 | 0 | 0 | 0 | 0 | 0 | 0 | 0 | 0 | 0 | 0 | 0 | 0 | 0 | 0 | 0 | 0 | 0 | 0 | 0 | 0 | 0 | 0 |  | 0 | 0 | 0 | 0 | 0 | 0 | 0 | 0 | 0 | 0 | 0 | 0 | 0 | 0 | 0 | 0 | 0 | 0 | 0 | 0 | 0 | 0 | 0 | 0 | 0 | 0 | 0 | 0 | 0 | 0 | 0 | 0 | 0 | 0 | 0 | 0 |  | 1 | 1 | 1 | 1 | 1 | 1 | 1 | 1 | 1 | 0
PG&E NGBA | Mendocino | 115 | 0 | 0 | 0 | 0 | 0 | 0 | 0 | 0 | 0 | 0 | 0 | 0 | 0 | 0 | 0 | 0 | 0 | 0 | 0 | 0 |  | 0 | 0 | 0 | 0 | 0 | 0 | 0 | 0 | 0 | 0 | 0 | 0 | 0 | 0 | 0 | 0 | 0 | 0 | 0 | 0 | 0 | 0 | 0 | 0 | 0 | 0 | 0 | 0 | 0 | 0 | 0 | 0 | 0 | 0 | 0 | 0 |  | 0 | 0 | 0 | 0 | 0 | 0 | 0 | 0 | 0 | 0 | 0 | 0 | 0 | 0 | 5 | 0 | 0 | 1 | 0 | 0 | 0 | 0 | 0 | 0 | 0 | 0 | 0 | 0 | 0 | 0 | 0 | 0 | -2 | 0 | 0 | 1 |  | 0 | 0 | 0 | 0 | 0 | 0 | 0 | 0 | 0 | 0 | 0 | 0 | 0 | 0 | 5 | 0 | 0 | 1 | 0 | 0 | 0 | 0 | 0 | 0 | 0 | 0 | 0 | 0 | 0 | 0 | 0 | 0 | -2 | 0 | 0 | 1 |  | 0 | 0 | 0 | 0 | 0 | 0 | 0 | 0 | 0 | 0 | 0 | 0 | 0 | 0 | 5 | 0 | 0 | 1 | 0 | 0 | 0 | 0 | 0 | 0 | 0 | 0 | 0 | 0 | 0 | 0 | 0 | 0 | 0 | 0 | 0 | 0 |  | 1 | 1 | 1 | 1 | 1 | 1 | 1 | 4+ | 1 | 1
PG&E NGBA | Mendocino | 60 | 0 | 0 | 0 | 0 | 0 | 0 | 0 | 0 | 0 | 0 | 0 | 0 | 0 | 0 | 0 | 0 | 0 | 0 | 0 | 0 |  | 0 | 0 | 0 | 0 | 0 | 0 | 0 | 0 | 0 | 0 | 0 | 0 | 0 | 0 | 0 | 0 | 0 | 0 | 0 | 0 | 0 | 0 | 0 | 0 | 0 | 0 | 0 | 0 | 0 | 0 | 0 | 0 | 0 | 0 | 0 | 0 |  | 0 | 0 | 0 | 0 | 0 | 0 | 0 | 0 | 0 | 0 | 0 | 0 | 0 | 0 | 0 | 0 | 0 | 0 | 0 | 0 | 0 | 0 | 0 | 0 | 0 | 0 | 0 | 0 | 0 | 0 | 0 | 0 | 0 | 0 | 0 | 0 |  | 0 | 0 | 0 | 0 | 0 | 0 | 0 | 0 | 0 | 0 | 0 | 0 | 0 | 0 | 0 | 0 | 0 | 0 | 0 | 0 | 0 | 0 | 0 | 0 | 0 | 0 | 0 | 0 | 0 | 0 | 0 | 0 | 0 | 0 | 0 | 0 |  | 0 | 0 | 0 | 0 | 0 | 0 | 0 | 0 | 0 | 0 | 0 | 0 | 0 | 0 | 0 | 0 | 0 | 0 | 0 | 0 | 0 | 0 | 0 | 0 | 0 | 0 | 0 | 0 | 0 | 0 | 0 | 0 | 0 | 0 | 0 | 0 |  | 1 | 1 | 1 | 1 | 1 | 1 | 1 | 1 | 1 | 0
PG&E FRESNO | Mendota | 115 | 0 | 0 | 0 | 0 | 0 | 0 | 0 | 0 | 0 | 0 | 0 | 0 | 0 | 0 | 0 | 0 | 0 | 0 | 0 | 0 |  | 0 | 0 | 0 | 0 | 0 | 0 | 0 | 0 | 0 | 0 | 0 | 0 | 0 | 0 | 0 | 0 | 0 | 0 | 0 | 0 | 0 | 0 | 0 | 0 | 0 | 0 | 0 | 0 | 0 | 0 | 0 | 0 | 0 | 0 | 0 | 0 |  | 0 | 0 | 0 | 0 | 0 | 0 | 0 | 0 | 0 | 0 | 0 | 0 | 0 | 0 | 0 | 0 | 0 | 0 | 0 | 0 | 0 | 0 | 0 | 0 | 0 | 0 | 0 | 0 | 0 | 0 | 0 | 0 | 0 | 0 | 0 | 0 |  | 0 | 0 | 0 | 0 | 0 | 0 | 0 | 0 | 0 | 0 | 0 | 0 | 0 | 0 | 0 | 0 | 0 | 0 | 0 | 0 | 0 | 0 | 0 | 0 | 0 | 0 | 0 | 0 | 0 | 0 | 0 | 0 | 0 | 0 | 0 | 0 |  | 0 | 0 | 0 | 0 | 0 | 0 | 0 | 0 | 0 | 0 | 0 | 0 | 0 | 0 | 0 | 0 | 0 | 0 | 0 | 0 | 0 | 0 | 0 | 0 | 0 | 0 | 0 | 0 | 0 | 0 | 0 | 0 | 0 | 0 | 0 | 0 |  | 1 | 1 | 1 | 1 | 1 | 1 | 1 | 1 | 1 | 0
PG&E GBA | Menlo | 60 | 0 | 0 | 0 | 0 | 0 | 0 | 0 | 0 | 0 | 0 | 0 | 0 | 0 | 0 | 0 | 0 | 0 | 0 | 0 | 0 |  | 0 | 0 | 0 | 0 | 0 | 0 | 0 | 0 | 0 | 0 | 0 | 0 | 0 | 0 | 0 | 0 | 0 | 0 | 0 | 0 | 0 | 0 | 0 | 0 | 0 | 0 | 0 | 0 | 0 | 0 | 0 | 0 | 0 | 0 | 0 | 0 |  | 0 | 0 | 0 | 0 | 0 | 0 | 0 | 0 | 0 | 0 | 0 | 0 | 0.345 | 0 | 0 | 0 | 0 | 1 | 0 | 0 | 0 | 0 | 0 | 0 | 0 | 0 | 0 | 0 | 0 | 0 | 0 | 0 | 0 | 0 | 0 | 0 |  | 0 | 0 | 0 | 0 | 0 | 0 | 0 | 0 | 0 | 0 | 0 | 0 | 0.345 | 0 | 0 | 0 | 0 | 1 | 0 | 0 | 0 | 0 | 0 | 0 | 0 | 0 | 0 | 0 | 0 | 0 | 0 | 0 | 0 | 0 | 0 | 0 |  | 0 | 0 | 0 | 0 | 0 | 0 | 0 | 0 | 0 | 0 | 0 | 0 | 1.273 | 0 | 0 | 0 | 0 | 1 | 0 | 0 | 0 | 0 | 0 | 0 | 0 | 0 | 0 | 0 | 0 | 0 | 0 | 0 | 0 | 0 | 0 | 0 |  | 1 | 1 | 1 | 1 | 1 | 1 | 1 | 1 | 1 | 0
PG&E FRESNO | Merced | 115 | 0 | 0 | 0 | 0 | 0 | 0 | 0 | 0 | 0 | 0 | 0 | 0 | 0 | 0 | 0 | 0 | 0 | 0 | 0 | 0 |  | 0 | 0 | 0 | 0 | 0 | 0 | 0 | 0 | 0 | 0 | 0 | 0 | 0 | 0 | 0 | 0 | 0 | 0 | 0 | 0 | 0 | 0 | 0 | 0 | 0 | 0 | 0 | 0 | 0 | 0 | 0 | 0 | 0 | 0 | 0 | 0 |  | 0 | 0 | 0 | 0 | 0 | 0 | 0 | 0 | 0 | 0 | 0 | 0 | 4.125 | 0 | 0 | 0 | 0 | 1 | 0 | 0 | 0 | 0 | 0 | 0 | 0 | 0 | 0 | 0 | 0 | 0 | -2 | 0 | 0 | 0 | 0 | 1 |  | 0 | 0 | 0 | 0 | 0 | 0 | 0 | 0 | 0 | 0 | 0 | 0 | 4.125 | 0 | 0 | 0 | 0 | 1 | 0 | 0 | 0 | 0 | 0 | 0 | 0 | 0 | 0 | 0 | 0 | 0 | -2 | 0 | 0 | 0 | 0 | 1 |  | 0 | 0 | 0 | 0 | 0 | 0 | 0 | 0 | 0 | 0 | 0 | 0 | 4.125 | 0 | 0 | 0 | 0 | 1 | 0 | 0 | 0 | 0 | 0 | 0 | 0 | 0 | 0 | 0 | 0 | 0 | -2 | 0 | 0 | 0 | 0 | 1 |  | 1 | 1 | 1 | 1 | 1 | 1 | 4+ | 1 | 1 | 1
EOP | Mercury | 138 | 0 | 0 | 0 | 0 | 0 | 0 | 0 | 0 | 0 | 0 | 0 | 0 | 0 | 0 | 0 | 0 | 0 | 0 | 0 | 0 |  | 0 | 0 | 0 | 0 | 0 | 0 | 0 | 0 | 0 | 0 | 0 | 0 | 0 | 0 | 0 | 0 | 0 | 0 | 0 | 0 | 0 | 0 | 0 | 0 | 0 | 0 | 0 | 0 | 0 | 0 | 0 | 0 | 0 | 0 | 0 | 0 |  | 0 | 0 | 0 | 0 | 0 | 0 | 0 | 0 | 0 | 0 | 0 | 0 | 0 | 0 | 0 | 0 | 0 | 0 | 0 | 0 | 0 | 0 | 0 | 0 | 0 | 0 | 0 | 0 | 0 | 0 | 0 | 0 | 0 | 0 | 0 | 0 |  | 0 | 0 | 0 | 0 | 0 | 0 | 0 | 0 | 0 | 0 | 0 | 0 | 0 | 0 | 0 | 0 | 0 | 0 | 0 | 0 | 0 | 0 | 0 | 0 | 0 | 0 | 0 | 0 | 0 | 0 | 0 | 0 | 0 | 0 | 0 | 0 |  | 0 | 0 | 0 | 0 | 0 | 0 | 0 | 0 | 0 | 0 | 0 | 0 | 0 | 0 | 0 | 0 | 0 | 0 | 0 | 0 | 0 | 0 | 0 | 0 | 0 | 0 | 0 | 0 | 0 | 0 | 0 | 0 | 0 | 0 | 0 | 0 |  | 1 | 1 | 1 | 1 | 1 | 1 | 1 | 1 | 1 | 0
PG&E FRESNO | Mercy Springs | 70 | 0 | 0 | 0 | 0 | 0 | 0 | 0 | 0 | 0 | 0 | 0 | 0 | 0 | 0 | 0 | 0 | 0 | 0 | 0 | 0 |  | 0 | 0 | 0 | 0 | 0 | 0 | 0 | 0 | 0 | 0 | 0 | 0 | 2.4774 | 0 | 2.4774 | 0 | 0 | 1 | 0 | 0 | 0 | 0 | 0 | 0 | 0 | 0 | 0 | 0 | 0 | 0 | -2 | 0 | -2 | 0 | 0 | 1 |  | 0 | 0 | 0 | 0 | 0 | 0 | 0 | 0 | 0 | 0 | 0 | 0 | 2.4774 | 4 | 40 | 0 | 0 | 1 | 0 | 0 | 0 | 0 | 0 | 0 | 0 | 0 | 0 | 0 | 0 | 0 | 0 | -2 | -2 | 0 | 0 | 1 |  | 0 | 0 | 0 | 0 | 0 | 0 | 0 | 0 | 0 | 0 | 0 | 0 | 2.4774 | 4 | 40 | 0 | 0 | 1 | 0 | 0 | 0 | 0 | 0 | 0 | 0 | 0 | 0 | 0 | 0 | 0 | 0 | -2 | -2 | 0 | 0 | 1 |  | 0 | 0 | 0 | 0 | 0 | 0 | 0 | 0 | 0 | 0 | 0 | 0 | 2.4774 | 4 | 40 | 0 | 0 | 1 | 0 | 0 | 0 | 0 | 0 | 0 | 0 | 0 | 0 | 0 | 0 | 0 | 0 | -2 | -2 | 0 | 0 | 1 |  | 1 | 1 | 1 | 1 | 1 | 1 | 1 | 4+ | 1 | 1
PG&E NGBA | Meridian | 60 | 0 | 0 | 0 | 0 | 0 | 0 | 0 | 0 | 0 | 0 | 0 | 0 | 0 | 0 | 0 | 0 | 0 | 0 | 0 | 0 |  | 0 | 0 | 0 | 0 | 0 | 0 | 0 | 0 | 0 | 0 | 0 | 0 | 0 | 0 | 0 | 0 | 0 | 0 | 0 | 0 | 0 | 0 | 0 | 0 | 0 | 0 | 0 | 0 | 0 | 0 | 0 | 0 | 0 | 0 | 0 | 0 |  | 0 | 0 | 0 | 0 | 0 | 0 | 0 | 0 | 0 | 0 | 0 | 0 | 0 | 0 | 0 | 0 | 0 | 0 | 0 | 0 | 0 | 0 | 0 | 0 | 0 | 0 | 0 | 0 | 0 | 0 | 0 | 0 | 0 | 0 | 0 | 0 |  | 0 | 0 | 0 | 0 | 0 | 0 | 0 | 0 | 0 | 0 | 0 | 0 | 0 | 0 | 0 | 0 | 0 | 0 | 0 | 0 | 0 | 0 | 0 | 0 | 0 | 0 | 0 | 0 | 0 | 0 | 0 | 0 | 0 | 0 | 0 | 0 |  | 0 | 0 | 0 | 0 | 0 | 0 | 0 | 0 | 0 | 0 | 0 | 0 | 0 | 0 | 0 | 0 | 0 | 0 | 0 | 0 | 0 | 0 | 0 | 0 | 0 | 0 | 0 | 0 | 0 | 0 | 0 | 0 | 0 | 0 | 0 | 0 |  | 1 | 1 | 1 | 1 | 1 | 1 | 1 | 1 | 1 | 0
PG&E KERN | Mesa (PGE) | 115 | 0 | 0 | 0 | 0 | 0 | 0 | 0 | 0 | 0 | 0 | 0 | 0 | 0 | 0 | 0 | 0 | 0 | 0 | 0 | 0 |  | 0 | 0 | 0 | 0 | 0 | 0 | 0 | 0 | 0 | 0 | 0 | 0 | 0 | 0 | 0 | 0 | 0 | 0 | 0 | 0 | 0 | 0 | 0 | 0 | 0 | 0 | 0 | 0 | 0 | 0 | 0 | 0 | 0 | 0 | 0 | 0 |  | 0 | 0 | 0 | 0 | 0 | 0 | 0 | 0 | 0 | 0 | 0 | 0 | 0 | 0 | 0 | 0 | 0 | 0 | 0 | 0 | 0 | 0 | 0 | 0 | 0 | 0 | 0 | 0 | 0 | 0 | 0 | 0 | 0 | 0 | 0 | 0 |  | 0 | 0 | 0 | 0 | 0 | 0 | 0 | 0 | 0 | 0 | 0 | 0 | 0 | 0 | 0 | 0 | 0 | 0 | 0 | 0 | 0 | 0 | 0 | 0 | 0 | 0 | 0 | 0 | 0 | 0 | 0 | 0 | 0 | 0 | 0 | 0 |  | 0 | 0 | 0 | 0 | 0 | 0 | 0 | 0 | 0 | 0 | 0 | 0 | 0 | 0 | 0 | 0 | 0 | 0 | 0 | 0 | 0 | 0 | 0 | 0 | 0 | 0 | 0 | 0 | 0 | 0 | 0 | 0 | 0 | 0 | 0 | 0 |  | 1 | 1 | 1 | 1 | 1 | 1 | 1 | 1 | 1 | 0
PG&E KERN | Mesa (PGE) | 230 | 0 | 0 | 0 | 0 | 0 | 0 | 0 | 0 | 0 | 0 | 0 | 0 | 0 | 0 | 0 | 0 | 0 | 0 | 350 | 1 |  | 0 | 0 | 0 | 0 | 0 | 0 | 0 | 0 | 0 | 0 | 0 | 0 | 0 | 0 | 0 | 0 | 0 | 0 | 0 | 0 | 0 | 0 | 0 | 0 | 0 | 0 | 0 | 0 | 0 | 0 | 0 | 0 | 0 | 2 | 2 | 1 |  | 0 | 0 | 0 | 0 | 0 | 0 | 0 | 0 | 0 | 0 | 0 | 0 | 0 | 0 | 0 | 0 | 0 | 0 | 0 | 0 | 0 | 0 | 0 | 0 | 0 | 0 | 0 | 0 | 0 | 0 | 0 | 0 | 0 | 2 | 2 | 1 |  | 0 | 0 | 0 | 0 | 0 | 0 | 0 | 0 | 0 | 0 | 0 | 0 | 0 | 0 | 0 | 0 | 0 | 0 | 0 | 0 | 0 | 0 | 0 | 0 | 0 | 0 | 0 | 0 | 0 | 0 | 0 | 0 | 0 | 2 | 2 | 1 |  | 0 | 0 | 0 | 0 | 0 | 0 | 0 | 0 | 0 | 0 | 0 | 0 | 0 | 0 | 0 | 0 | 0 | 0 | 0 | 0 | 0 | 0 | 0 | 0 | 0 | 0 | 0 | 0 | 0 | 0 | 0 | 0 | 0 | 2 | 2 | 1 |  | 1 | 1 | 1 | 1 | 1 | 1 | 1 | 1 | 5- | 1
SCE Metro | Mesa (SCE) | 230 | 0 | 0 | 0 | 0 | 0 | 0 | 0 | 0 | 0 | 0 | 0 | 0 | 0 | 0 | 0 | 0 | 0 | 0 | 0 | 0 |  | 0 | 0 | 0 | 0 | 0 | 0 | 0 | 0 | 0 | 0 | 0 | 0 | 0 | 0 | 0 | 0 | 0 | 0 | 0 | 0 | 0 | 0 | 0 | 0 | 0 | 0 | 0 | 0 | 0 | 0 | 0 | 0 | 0 | 0 | 0 | 0 |  | 0 | 0 | 0 | 0 | 0 | 0 | 0 | 0 | 0 | 0 | 0 | 0 | 0 | 0 | 3.5 | 0 | 0 | 1 | 0 | 0 | 0 | 0 | 0 | 0 | 0 | 0 | 0 | 0 | 0 | 0 | 0 | 0 | -2 | 0 | 0 | 1 |  | 0 | 0 | 0 | 0 | 0 | 0 | 0 | 0 | 0 | 0 | 0 | 0 | 0 | 0 | 3.5 | 0 | 0 | 1 | 0 | 0 | 0 | 0 | 0 | 0 | 0 | 0 | 0 | 0 | 0 | 0 | 0 | 0 | -2 | 0 | 0 | 1 |  | 0 | 0 | 0 | 0 | 0 | 0 | 0 | 0 | 0 | 0 | 0 | 0 | 0.72 | 0 | 7 | 0 | 0 | 1 | 0 | 0 | 0 | 0 | 0 | 0 | 0 | 0 | 0 | 0 | 0 | 0 | 0 | 0 | 0 | 0 | 0 | 0 |  | 1 | 1 | 1 | 1 | 1 | 1 | 1 | 4+ | 1 | 1
SCE Metro | Mesa (SCE) | 500 | 0 | 0 | 0 | 0 | 0 | 0 | 0 | 0 | 0 | 0 | 0 | 0 | 0 | 0 | 0 | 0 | 0 | 0 | 0 | 0 |  | 0 | 0 | 0 | 0 | 0 | 0 | 0 | 0 | 0 | 0 | 0 | 0 | 0 | 0 | 0 | 0 | 0 | 0 | 0 | 0 | 0 | 0 | 0 | 0 | 0 | 0 | 0 | 0 | 0 | 0 | 0 | 0 | 0 | 0 | 0 | 0 |  | 0 | 0 | 0 | 0 | 0 | 0 | 0 | 0 | 0 | 0 | 0 | 0 | 0 | 0 | 0 | 0 | 0 | 0 | 0 | 0 | 0 | 0 | 0 | 0 | 0 | 0 | 0 | 0 | 0 | 0 | 0 | 0 | 0 | 0 | 0 | 0 |  | 0 | 0 | 0 | 0 | 0 | 0 | 0 | 0 | 0 | 0 | 0 | 0 | 0 | 250 | 252 | 0 | 0 | 1 | 0 | 0 | 0 | 0 | 0 | 0 | 0 | 0 | 0 | 0 | 0 | 0 | 0 | -2 | -2 | 0 | 0 | 1 |  | 0 | 0 | 0 | 0 | 0 | 0 | 0 | 0 | 0 | 0 | 0 | 0 | 0 | 250 | 252 | 0 | 0 | 1 | 0 | 0 | 0 | 0 | 0 | 0 | 0 | 0 | 0 | 0 | 0 | 0 | 0 | -2 | -2 | 0 | 0 | 1 |  | 1 | 1 | 1 | 1 | 1 | 1 | 1 | 4+ | 1 | 1
SDGE | Mesa Heights | 69 | 0 | 0 | 0 | 0 | 0 | 0 | 0 | 0 | 0 | 0 | 0 | 0 | 0 | 0 | 0 | 0 | 0 | 0 | 0 | 0 |  | 0 | 0 | 0 | 0 | 0 | 0 | 0 | 0 | 0 | 0 | 0 | 0 | 0 | 0 | 0 | 0 | 0 | 0 | 0 | 0 | 0 | 0 | 0 | 0 | 0 | 0 | 0 | 0 | 0 | 0 | 0 | 0 | 0 | 0 | 0 | 0 |  | 0 | 0 | 0 | 0 | 0 | 0 | 0 | 0 | 0 | 0 | 0 | 0 | 0 | 0 | 0 | 0 | 0 | 0 | 0 | 0 | 0 | 0 | 0 | 0 | 0 | 0 | 0 | 0 | 0 | 0 | 0 | 0 | 0 | 0 | 0 | 0 |  | 0 | 0 | 0 | 0 | 0 | 0 | 0 | 0 | 0 | 0 | 0 | 0 | 0 | 0 | 0 | 0 | 0 | 0 | 0 | 0 | 0 | 0 | 0 | 0 | 0 | 0 | 0 | 0 | 0 | 0 | 0 | 0 | 0 | 0 | 0 | 0 |  | 0 | 0 | 0 | 0 | 0 | 0 | 0 | 0 | 0 | 0 | 0 | 0 | 0 | 0 | 0 | 0 | 0 | 0 | 0 | 0 | 0 | 0 | 0 | 0 | 0 | 0 | 0 | 0 | 0 | 0 | 0 | 0 | 0 | 0 | 0 | 0 |  | 1 | 1 | 1 | 1 | 1 | 1 | 1 | 1 | 1 | 0
PG&E GBA | Metcalf | 115 | 0 | 0 | 0 | 0 | 0 | 0 | 0 | 0 | 0 | 0 | 0 | 0 | 0 | 0 | 0 | 0 | 0 | 0 | 0 | 0 |  | 0 | 0 | 0 | 0 | 0 | 0 | 0 | 0 | 0 | 0 | 0 | 0 | 0 | 0 | 0 | 0 | 0 | 0 | 0 | 0 | 0 | 0 | 0 | 0 | 0 | 0 | 0 | 0 | 0 | 0 | 0 | 0 | 0 | 0 | 0 | 0 |  | 0 | 0 | 0 | 0 | 0 | 0 | 0 | 0 | 0 | 0 | 0 | 0 | 0 | 0 | 0 | 0 | 0 | 0 | 0 | 0 | 0 | 0 | 0 | 0 | 0 | 0 | 0 | 0 | 0 | 0 | 0 | 0 | 0 | 0 | 0 | 0 |  | 0 | 0 | 0 | 0 | 0 | 0 | 0 | 0 | 0 | 0 | 0 | 0 | 0 | 0 | 0 | 0 | 0 | 0 | 0 | 0 | 0 | 0 | 0 | 0 | 0 | 0 | 0 | 0 | 0 | 0 | 0 | 0 | 0 | 0 | 0 | 0 |  | 0 | 0 | 0 | 0 | 0 | 0 | 0 | 0 | 0 | 0 | 0 | 0 | 0 | 0 | 0 | 0 | 0 | 0 | 0 | 0 | 0 | 0 | 0 | 0 | 0 | 0 | 0 | 0 | 0 | 0 | 0 | 0 | 0 | 0 | 0 | 0 |  | 1 | 1 | 1 | 1 | 1 | 1 | 1 | 1 | 1 | 0
PG&E GBA | Metcalf | 230 | 0 | 0 | 0 | 0 | 0 | 0 | 0 | 0 | 0 | 0 | 0 | 0 | 0 | 0 | 0 | 0 | 0 | 0 | 0 | 0 |  | 0 | 0 | 0 | 0 | 0 | 0 | 0 | 0 | 0 | 0 | 0 | 0 | 0 | 350 | 354.88 | 0 | 0 | 1 | 0 | 0 | 0 | 0 | 0 | 0 | 0 | 0 | 0 | 0 | 0 | 0 | 0 | -2 | -2 | 0 | 0 | 1 |  | 0 | 0 | 0 | 0 | 0 | 0 | 0 | 0 | 0 | 0 | 0 | 0 | 0 | 350 | 354.88 | 0 | 0 | 1 | 0 | 0 | 0 | 0 | 0 | 0 | 0 | 0 | 0 | 0 | 0 | 0 | 0 | -2 | -2 | 0 | 0 | 1 |  | 0 | 0 | 0 | 0 | 0 | 0 | 0 | 0 | 0 | 0 | 0 | 0 | 0 | 350 | 354.88 | 0 | 0 | 1 | 0 | 0 | 0 | 0 | 0 | 0 | 0 | 0 | 0 | 0 | 0 | 0 | 0 | -2 | -2 | 0 | 0 | 1 |  | 0 | 0 | 0 | 0 | 0 | 0 | 0 | 61.8 | 0 | 0 | 0 | 0 | 0 | 350 | 416.68 | 0 | 0 | 1 | 0 | 0 | 0 | 0 | 0 | 0 | 0 | -2 | 0 | 0 | 0 | 0 | 0 | -2 | -2 | 0 | 0 | 1 |  | 1 | 1 | 1 | 1+ | 1 | 1 | 1 | 4+ | 1 | 1
PG&E GBA | Metcalf | 500 | 0 | 0 | 0 | 0 | 0 | 0 | 0 | 0 | 0 | 0 | 0 | 0 | 0 | 0 | 0 | 0 | 0 | 0 | 0 | 0 |  | 0 | 0 | 0 | 0 | 0 | 0 | 0 | 0 | 0 | 0 | 0 | 0 | 0 | 0 | 0 | 0 | 0 | 0 | 0 | 0 | 0 | 0 | 0 | 0 | 0 | 0 | 0 | 0 | 0 | 0 | 0 | 0 | 0 | 0 | 0 | 0 |  | 0 | 0 | 0 | 0 | 0 | 0 | 0 | 0 | 0 | 0 | 0 | 0 | 0 | 0 | 0 | 0 | 0 | 0 | 0 | 0 | 0 | 0 | 0 | 0 | 0 | 0 | 0 | 0 | 0 | 0 | 0 | 0 | 0 | 0 | 0 | 0 |  | 0 | 0 | 0 | 0 | 0 | 0 | 0 | 0 | 0 | 0 | 0 | 0 | 0 | 0 | 0 | 0 | 0 | 0 | 0 | 0 | 0 | 0 | 0 | 0 | 0 | 0 | 0 | 0 | 0 | 0 | 0 | 0 | 0 | 0 | 0 | 0 |  | 0 | 0 | 0 | 0 | 0 | 0 | 0 | 0 | 0 | 0 | 0 | 0 | 0 | 0 | 0 | 0 | 0 | 0 | 0 | 0 | 0 | 0 | 0 | 0 | 0 | 0 | 0 | 0 | 0 | 0 | 0 | 0 | 0 | 0 | 0 | 0 |  | 1 | 1 | 1 | 1 | 1 | 1 | 1 | 1 | 1 | 0
PG&E KERN | Midway | 115 | 0 | 0 | 0 | 0 | 0 | 0 | 0 | 0 | 0 | 0 | 0 | 0 | 205 | 0 | 205 | 0 | 0 | 0 | 0 | 1 |  | 0 | 0 | 0 | 0 | 0 | 0 | 0 | 0 | 0 | 0 | 0 | 204 | 411.4 | 102 | 286 | 0 | 0 | 1 | 0 | 0 | 0 | 0 | 0 | 0 | 0 | 0 | 0 | 0 | 0 | 0 | -2 | -2 | -2 | 0 | 0 | 1 |  | 0 | 0 | 0 | 0 | 0 | 0 | 0 | 0 | 0 | 0 | 0 | 196 | 411.4 | 102 | 286 | 0 | 0 | 1 | 0 | 0 | 0 | 0 | 0 | 0 | 0 | 0 | 0 | 0 | 0 | 0 | -2 | -2 | -2 | 0 | 0 | 1 |  | 0 | 0 | 0 | 0 | 0 | 0 | 0 | 0 | 0 | 0 | 0 | 196 | 411.4 | 102 | 286 | 0 | 0 | 1 | 0 | 0 | 0 | 0 | 0 | 0 | 0 | 0 | 0 | 0 | 0 | 0 | -2 | -2 | -2 | 0 | 0 | 1 |  | 0 | 0 | 0 | 0 | 0 | 0 | 0 | 0 | 0 | 0 | 0 | 196 | 1211.4 | 102 | 1086 | 0 | 0 | 1 | 0 | 0 | 0 | 0 | 0 | 0 | 0 | 0 | 0 | 0 | 0 | 0 | -2 | -2 | -2 | 0 | 0 | 1 |  | 1 | 1 | 1 | 1 | 1 | 1 | 4+ | 4+ | 1 | 1
PG&E KERN | Midway | 230 | 0 | 0 | 0 | 0 | 0 | 0 | 0 | 0 | 0 | 0 | 0 | 0 | 150 | 0 | 150 | 0 | 0 | 0 | 0 | 1 |  | 0 | 0 | 0 | 0 | 0 | 0 | 0 | 0 | 0 | 0 | 0 | 0 | 0 | 0 | 0 | 0 | 0 | 0 | 0 | 0 | 0 | 0 | 0 | 0 | 0 | 0 | 0 | 0 | 0 | 2 | 2 | 0 | 0 | 0 | 0 | 1 |  | 0 | 0 | 0 | 0 | 0 | 0 | 0 | 0 | 0 | 0 | 0 | 0 | 0 | 0 | 0 | 0 | 0 | 0 | 0 | 0 | 0 | 0 | 0 | 0 | 0 | 0 | 0 | 0 | 0 | 2 | 2 | 0 | 0 | 0 | 0 | 1 |  | 0 | 0 | 0 | 0 | 0 | 0 | 0 | 0 | 0 | 0 | 0 | 0 | 0 | 0 | 0 | 0 | 0 | 0 | 0 | 0 | 0 | 0 | 0 | 0 | 0 | 0 | 0 | 0 | 0 | 2 | 2 | 0 | 0 | 0 | 0 | 1 |  | 0 | 0 | 0 | 0 | 0 | 0 | 0 | 0 | 0 | 0 | 0 | 0 | 1300 | 0 | 1300 | 0 | 0 | 1 | 0 | 0 | 0 | 0 | 0 | 0 | 0 | 0 | 0 | 0 | 0 | 2 | -2 | 0 | -2 | 0 | 0 | 1 |  | 1 | 1 | 1 | 1 | 1 | 1 | 3- | 1+ | 1 | 1
PG&E KERN | Midway | 500 | 0 | 0 | 0 | 0 | 0 | 0 | 0 | 0 | 0 | 0 | 0 | 0 | 750 | 450 | 1200 | 0 | 375 | 375 | 0 | 1 |  | 0 | 0 | 0 | 0 | 0 | 0 | 0 | 0 | 0 | 0 | 0 | 0 | 818 | 800 | 818 | 0 | 0 | 1 | 0 | 0 | 0 | 0 | 0 | 0 | 0 | 0 | 0 | 0 | 0 | 2 | 2 | -2 | -2 | 0 | 0 | 1 |  | 0 | 0 | 0 | 0 | 0 | 0 | 0 | 0 | 0 | 0 | 0 | 0 | 1181.19 | 1150 | 1176.2 | 0 | 0 | 1 | 0 | 0 | 0 | 0 | 0 | 0 | 0 | 0 | 0 | 0 | 0 | 2 | 0 | -2 | -2 | 0 | 0 | 1 |  | 0 | 0 | 0 | 0 | 0 | 0 | 0 | 0 | 0 | 0 | 0 | 0 | 1181.19 | 1150 | 1176.2 | 0 | 0 | 1 | 0 | 0 | 0 | 0 | 0 | 0 | 0 | 0 | 0 | 0 | 0 | 2 | 0 | -2 | -2 | 0 | 0 | 1 |  | 0 | 0 | 0 | 0 | 0 | 0 | 0 | 0 | 0 | 0 | 0 | 0 | 1201.126 | 1150 | 1196.2 | 0 | 0 | 1 | 0 | 0 | 0 | 0 | 0 | 0 | 0 | 0 | 0 | 0 | 0 | 2 | 0 | -2 | -2 | 0 | 0 | 1 |  | 1 | 1 | 1 | 1 | 1 | 1 | 1 | 4+ | 1 | 1
SDGE | Miguel | 230 | 0 | 0 | 0 | 0 | 0 | 0 | 0 | 0 | 0 | 0 | 0 | 0 | 0 | 0 | 0 | 0 | 0 | 0 | 0 | 0 |  | 0 | 0 | 0 | 0 | 0 | 0 | 0 | 0 | 0 | 0 | 0 | 0 | 0 | 0 | 0 | 0 | 0 | 0 | 0 | 0 | 0 | 0 | 0 | 0 | 0 | 0 | 0 | 0 | 0 | 0 | 0 | 0 | 0 | 0 | 0 | 0 |  | 0 | 0 | 0 | 0 | 0 | 0 | 0 | 0 | 0 | 0 | 0 | 0 | 0 | 0 | 0 | 0 | 0 | 0 | 0 | 0 | 0 | 0 | 0 | 0 | 0 | 0 | 0 | 0 | 0 | 0 | 0 | 0 | 0 | 0 | 0 | 0 |  | 0 | 0 | 0 | 0 | 0 | 0 | 0 | 0 | 0 | 0 | 0 | 0 | 0 | 0 | 0 | 0 | 0 | 0 | 0 | 0 | 0 | 0 | 0 | 0 | 0 | 0 | 0 | 0 | 0 | 0 | 0 | 0 | 0 | 0 | 0 | 0 |  | 0 | 0 | 0 | 0 | 0 | 0 | 0 | 0 | 0 | 0 | 0 | 0 | 0 | 0 | 0 | 0 | 0 | 0 | 0 | 0 | 0 | 0 | 0 | 0 | 0 | 0 | 0 | 0 | 0 | 0 | 0 | 0 | 0 | 0 | 0 | 0 |  | 1 | 1 | 1 | 1 | 1 | 1 | 1 | 1 | 1 | 0
SDGE | Miguel | 500 | 0 | 0 | 0 | 0 | 0 | 0 | 0 | 0 | 0 | 0 | 0 | 0 | 0 | 0 | 0 | 0 | 0 | 0 | 0 | 0 |  | 0 | 0 | 0 | 0 | 0 | 0 | 0 | 0 | 0 | 0 | 0 | 0 | 0 | 0 | 0 | 0 | 0 | 0 | 0 | 0 | 0 | 0 | 0 | 0 | 0 | 0 | 0 | 0 | 0 | 0 | 0 | 0 | 0 | 0 | 0 | 0 |  | 0 | 0 | 0 | 0 | 0 | 0 | 0 | 0 | 0 | 0 | 0 | 0 | 0 | 0 | 0 | 0 | 0 | 0 | 0 | 0 | 0 | 0 | 0 | 0 | 0 | 0 | 0 | 0 | 0 | 0 | 0 | 0 | 0 | 0 | 0 | 0 |  | 0 | 0 | 0 | 0 | 0 | 0 | 0 | 0 | 0 | 0 | 0 | 0 | 0 | 0 | 0 | 0 | 0 | 0 | 0 | 0 | 0 | 0 | 0 | 0 | 0 | 0 | 0 | 0 | 0 | 0 | 0 | 0 | 0 | 0 | 0 | 0 |  | 0 | 0 | 0 | 0 | 0 | 0 | 0 | 0 | 0 | 0 | 0 | 0 | 0 | 0 | 0 | 0 | 0 | 0 | 0 | 0 | 0 | 0 | 0 | 0 | 0 | 0 | 0 | 0 | 0 | 0 | 0 | 0 | 0 | 0 | 0 | 0 |  | 1 | 1 | 1 | 1 | 1 | 1 | 1 | 1 | 1 | 0
SDGE | Miguel | 69 | 0 | 0 | 0 | 0 | 0 | 0 | 0 | 0 | 0 | 0 | 0 | 0 | 0 | 0 | 0 | 0 | 0 | 0 | 0 | 0 |  | 0 | 0 | 0 | 0 | 0 | 0 | 0 | 0 | 0 | 0 | 0 | 0 | 0 | 0 | 0 | 0 | 0 | 0 | 0 | 0 | 0 | 0 | 0 | 0 | 0 | 0 | 0 | 0 | 0 | 0 | 0 | 0 | 0 | 0 | 0 | 0 |  | 0 | 0 | 0 | 0 | 0 | 0 | 0 | 0 | 0 | 0 | 0 | 0 | 0 | 0 | 0 | 0 | 0 | 0 | 0 | 0 | 0 | 0 | 0 | 0 | 0 | 0 | 0 | 0 | 0 | 0 | 0 | 0 | 0 | 0 | 0 | 0 |  | 0 | 0 | 0 | 0 | 0 | 0 | 0 | 0 | 0 | 0 | 0 | 0 | 0 | 0 | 51.4 | 0 | 0 | 1 | 0 | 0 | 0 | 0 | 0 | 0 | 0 | 0 | 0 | 0 | 0 | 0 | 0 | 0 | -2 | 0 | 0 | 1 |  | 0 | 0 | 0 | 0 | 0 | 0 | 0 | 0 | 0 | 0 | 0 | 0 | 0 | 0 | 51.4 | 0 | 0 | 1 | 0 | 0 | 0 | 0 | 0 | 0 | 0 | 0 | 0 | 0 | 0 | 0 | 0 | 0 | 0 | 0 | 0 | 0 |  | 1 | 1 | 1 | 1 | 1 | 1 | 1 | 2+ | 1 | 1
PG&E GBA | Millbrae | 115 | 0 | 0 | 0 | 0 | 0 | 0 | 0 | 0 | 0 | 0 | 0 | 0 | 0 | 0 | 0 | 0 | 0 | 0 | 0 | 0 |  | 0 | 0 | 0 | 0 | 0 | 0 | 0 | 0 | 0 | 0 | 0 | 0 | 0 | 0 | 0 | 0 | 0 | 0 | 0 | 0 | 0 | 0 | 0 | 0 | 0 | 0 | 0 | 0 | 0 | 0 | 0 | 0 | 0 | 0 | 0 | 0 |  | 0 | 0 | 0 | 0 | 0 | 0 | 0 | 0 | 0 | 0 | 0 | 0 | 6.2558 | 0 | 3.7248 | 0 | 0 | 1 | 0 | 0 | 0 | 0 | 0 | 0 | 0 | 0 | 0 | 0 | 0 | 0 | -2 | 0 | -2 | 0 | 0 | 1 |  | 0 | 0 | 0 | 0 | 0 | 0 | 0 | 0 | 0 | 0 | 0 | 0 | 6.2558 | 0 | 3.7248 | 0 | 0 | 1 | 0 | 0 | 0 | 0 | 0 | 0 | 0 | 0 | 0 | 0 | 0 | 0 | -2 | 0 | -2 | 0 | 0 | 1 |  | 0 | 0 | 0 | 0 | 0 | 0 | 0 | 0 | 0 | 0 | 0 | 0 | 6.2558 | 0 | 3.7248 | 0 | 0 | 1 | 0 | 0 | 0 | 0 | 0 | 0 | 0 | 0 | 0 | 0 | 0 | 0 | -2 | 0 | 0 | 0 | 0 | 1 |  | 1 | 1 | 1 | 1 | 1 | 1 | 4+ | 4+ | 1 | 1
PG&E GBA | Miller | 115 | 0 | 0 | 0 | 0 | 0 | 0 | 0 | 0 | 0 | 0 | 0 | 0 | 0 | 0 | 0 | 0 | 0 | 0 | 0 | 0 |  | 0 | 0 | 0 | 0 | 0 | 0 | 0 | 0 | 0 | 0 | 0 | 0 | 0 | 0 | 0 | 0 | 0 | 0 | 0 | 0 | 0 | 0 | 0 | 0 | 0 | 0 | 0 | 0 | 0 | 0 | 0 | 0 | 0 | 0 | 0 | 0 |  | 0 | 0 | 0 | 0 | 0 | 0 | 0 | 0 | 0 | 0 | 0 | 0 | 0 | 0 | 0 | 0 | 0 | 0 | 0 | 0 | 0 | 0 | 0 | 0 | 0 | 0 | 0 | 0 | 0 | 0 | 0 | 0 | 0 | 0 | 0 | 0 |  | 0 | 0 | 0 | 0 | 0 | 0 | 0 | 0 | 0 | 0 | 0 | 0 | 0 | 0 | 0 | 0 | 0 | 0 | 0 | 0 | 0 | 0 | 0 | 0 | 0 | 0 | 0 | 0 | 0 | 0 | 0 | 0 | 0 | 0 | 0 | 0 |  | 0 | 0 | 0 | 0 | 0 | 0 | 0 | 0 | 0 | 0 | 0 | 0 | 0 | 0 | 0 | 0 | 0 | 0 | 0 | 0 | 0 | 0 | 0 | 0 | 0 | 0 | 0 | 0 | 0 | 0 | 0 | 0 | 0 | 0 | 0 | 0 |  | 1 | 1 | 1 | 1 | 1 | 1 | 1 | 1 | 1 | 0
SCE Metro | Mira Loma | 230 | 0 | 0 | 0 | 0 | 0 | 0 | 0 | 0 | 0 | 0 | 0 | 0 | 0 | 0 | 0 | 0 | 300 | 300 | 0 | 1 |  | 0 | 0 | 0 | 0 | 0 | 0 | 0 | 0 | 0 | 0 | 0 | 0 | 0 | 300 | 312.96 | 0 | 0 | 1 | 0 | 0 | 0 | 0 | 0 | 0 | 0 | 0 | 0 | 0 | 0 | 0 | 0 | 0 | 0 | 0 | 0 | 0 |  | 0 | 0 | 0 | 0 | 0 | 0 | 0 | 0 | 0 | 0 | 0 | 0 | 0 | 300 | 414.16 | 0 | 0 | 1 | 0 | 0 | 0 | 0 | 0 | 0 | 0 | 0 | 0 | 0 | 0 | 0 | 0 | 0 | -1 | 0 | 0 | 1 |  | 0 | 0 | 0 | 0 | 0 | 0 | 0 | 0 | 0 | 0 | 0 | 0 | 0 | 300 | 414.16 | 0 | 0 | 1 | 0 | 0 | 0 | 0 | 0 | 0 | 0 | 0 | 0 | 0 | 0 | 0 | 0 | 0 | -1 | 0 | 0 | 1 |  | 0 | 0 | 0 | 0 | 0 | 0 | 0 | 572.02 | 0 | 0 | 0 | 0 | 100 | 300 | 988.68 | 0 | 0 | 1 | 0 | 0 | 0 | 0 | 0 | 0 | 0 | -2 | 0 | 0 | 0 | 0 | -2 | 0 | -2 | 0 | 0 | 1 |  | 1 | 1 | 1 | 1+ | 1 | 1 | 1+ | 3+ | 1 | 1
SCE Metro | Mira Loma | 500 | 0 | 0 | 0 | 0 | 0 | 0 | 0 | 0 | 0 | 0 | 0 | 0 | 0 | 0 | 0 | 0 | 1050.5 | 1050.5 | 0 | 1 |  | 0 | 0 | 0 | 0 | 0 | 0 | 0 | 0 | 0 | 0 | 0 | 0 | 0 | 0 | 0 | 0 | 0 | 0 | 0 | 0 | 0 | 0 | 0 | 0 | 0 | 0 | 0 | 0 | 0 | 0 | 0 | 2 | 2 | 0 | 0 | 1 |  | 0 | 0 | 0 | 0 | 0 | 0 | 0 | 0 | 0 | 0 | 0 | 0 | 0 | 0 | 0 | 0 | 0 | 0 | 0 | 0 | 0 | 0 | 0 | 0 | 0 | 0 | 0 | 0 | 0 | 0 | 0 | 2 | 2 | 0 | 0 | 1 |  | 0 | 0 | 0 | 0 | 0 | 0 | 0 | 0 | 0 | 0 | 0 | 0 | 1770 | 1770 | 1770 | 0 | 0 | 1 | 0 | 0 | 0 | 0 | 0 | 0 | 0 | 0 | 0 | 0 | 0 | 0 | -2 | -2 | -2 | 0 | 0 | 1 |  | 0 | 0 | 0 | 0 | 0 | 0 | 0 | 0 | 0 | 0 | 0 | 0 | 1770 | 1770 | 1770 | 0 | 0 | 1 | 0 | 0 | 0 | 0 | 0 | 0 | 0 | 0 | 0 | 0 | 0 | 0 | -2 | -2 | -2 | 0 | 0 | 1 |  | 1 | 1 | 1 | 1 | 1 | 1 | 2+ | 4+ | 1 | 1
SCE Eastern | Mirage | 115 | 0 | 0 | 0 | 0 | 0 | 0 | 0 | 0 | 0 | 0 | 0 | 0 | 0 | 0 | 0 | 0 | 0 | 0 | 0 | 0 |  | 0 | 0 | 0 | 0 | 0 | 0 | 0 | 0 | 0 | 0 | 0 | 0 | 0 | 0 | 0 | 0 | 0 | 0 | 0 | 0 | 0 | 0 | 0 | 0 | 0 | 0 | 0 | 0 | 0 | 0 | 0 | 0 | 0 | 0 | 0 | 0 |  | 0 | 0 | 0 | 0 | 0 | 0 | 0 | 0 | 0 | 0 | 0 | 0 | 0 | 0 | 0 | 0 | 0 | 0 | 0 | 0 | 0 | 0 | 0 | 0 | 0 | 0 | 0 | 0 | 0 | 0 | 0 | 0 | 0 | 0 | 0 | 0 |  | 0 | 0 | 0 | 0 | 0 | 0 | 0 | 0 | 0 | 0 | 0 | 0 | 0 | 0 | 0 | 0 | 0 | 0 | 0 | 0 | 0 | 0 | 0 | 0 | 0 | 0 | 0 | 0 | 0 | 0 | 0 | 0 | 0 | 0 | 0 | 0 |  | 0 | 0 | 0 | 0 | 0 | 0 | 0 | 0 | 0 | 0 | 0 | 0 | 0 | 0 | 0 | 0 | 0 | 0 | 0 | 0 | 0 | 0 | 0 | 0 | 0 | 0 | 0 | 0 | 0 | 0 | 0 | 0 | 0 | 0 | 0 | 0 |  | 1 | 1 | 1 | 1 | 1 | 1 | 1 | 1 | 1 | 0
SCE Eastern | Mirage | 230 | 70 | 0 | 0 | 60 | 60 | 0 | 0 | 0 | 0 | 0 | 0 | 0 | 0 | 0 | 0 | 0 | 0 | 0 | 0 | 1 |  | 0 | 0 | 0 | 0 | 0 | 0 | 0 | 0 | 0 | 0 | 0 | 0 | 0 | 0 | 0 | 0 | 0 | 0 | 2 | 2 | 0 | 0 | 0 | 2 | 0 | 0 | 0 | 0 | 0 | 0 | 0 | 0 | 0 | 0 | 0 | 1 |  | 0 | 0 | 0 | 0 | 0 | 0 | 0 | 0 | 0 | 0 | 0 | 0 | 0 | 0 | 0 | 0 | 0 | 0 | 2 | 2 | 0 | 0 | 0 | 2 | 0 | 0 | 0 | 0 | 0 | 0 | 0 | 0 | 0 | 0 | 0 | 1 |  | 0 | 0 | 0 | 0 | 0 | 0 | 0 | 0 | 0 | 0 | 0 | 0 | 0 | 0 | 0 | 0 | 0 | 0 | 2 | 2 | 0 | 0 | 0 | 2 | 0 | 0 | 0 | 0 | 0 | 0 | 0 | 0 | 0 | 0 | 0 | 1 |  | 0 | 0 | 0 | 0 | 0 | 0 | 0 | 0 | 0 | 0 | 0 | 0 | 0 | 0 | 219.949 | 0 | 0 | 1 | 2 | 2 | 0 | 0 | 0 | 2 | 0 | 0 | 0 | 0 | 0 | 0 | 0 | 0 | -1 | 0 | 0 | 1 |  | 5- | 1 | 5- | 1 | 1 | 1 | 1 | 1 | 1 | 1
SDGE | Mission | 138 | 0 | 0 | 0 | 0 | 0 | 0 | 0 | 0 | 0 | 0 | 0 | 0 | 0 | 0 | 0 | 0 | 0 | 0 | 0 | 0 |  | 0 | 0 | 0 | 0 | 0 | 0 | 0 | 0 | 0 | 0 | 0 | 0 | 0 | 0 | 0 | 0 | 0 | 0 | 0 | 0 | 0 | 0 | 0 | 0 | 0 | 0 | 0 | 0 | 0 | 0 | 0 | 0 | 0 | 0 | 0 | 0 |  | 0 | 0 | 0 | 0 | 0 | 0 | 0 | 0 | 0 | 0 | 0 | 0 | 0 | 0 | 0 | 0 | 0 | 0 | 0 | 0 | 0 | 0 | 0 | 0 | 0 | 0 | 0 | 0 | 0 | 0 | 0 | 0 | 0 | 0 | 0 | 0 |  | 0 | 0 | 0 | 0 | 0 | 0 | 0 | 0 | 0 | 0 | 0 | 0 | 0 | 0 | 0 | 0 | 0 | 0 | 0 | 0 | 0 | 0 | 0 | 0 | 0 | 0 | 0 | 0 | 0 | 0 | 0 | 0 | 0 | 0 | 0 | 0 |  | 0 | 0 | 0 | 0 | 0 | 0 | 0 | 0 | 0 | 0 | 0 | 0 | 0 | 0 | 0 | 0 | 0 | 0 | 0 | 0 | 0 | 0 | 0 | 0 | 0 | 0 | 0 | 0 | 0 | 0 | 0 | 0 | 0 | 0 | 0 | 0 |  | 1 | 1 | 1 | 1 | 1 | 1 | 1 | 1 | 1 | 0
SDGE | Mission | 230 | 0 | 0 | 0 | 0 | 0 | 0 | 0 | 0 | 0 | 0 | 0 | 0 | 0 | 0 | 0 | 0 | 0 | 0 | 0 | 0 |  | 0 | 0 | 0 | 0 | 0 | 0 | 0 | 0 | 0 | 0 | 0 | 0 | 0 | 0 | 0 | 0 | 0 | 0 | 0 | 0 | 0 | 0 | 0 | 0 | 0 | 0 | 0 | 0 | 0 | 0 | 0 | 0 | 0 | 0 | 0 | 0 |  | 0 | 0 | 0 | 0 | 0 | 0 | 0 | 0 | 0 | 0 | 0 | 0 | 0 | 0 | 0 | 0 | 0 | 0 | 0 | 0 | 0 | 0 | 0 | 0 | 0 | 0 | 0 | 0 | 0 | 0 | 0 | 0 | 0 | 0 | 0 | 0 |  | 0 | 0 | 0 | 0 | 0 | 0 | 0 | 0 | 0 | 0 | 0 | 0 | 0 | 0 | 0 | 0 | 0 | 0 | 0 | 0 | 0 | 0 | 0 | 0 | 0 | 0 | 0 | 0 | 0 | 0 | 0 | 0 | 0 | 0 | 0 | 0 |  | 0 | 0 | 0 | 0 | 0 | 0 | 0 | 0 | 0 | 0 | 0 | 0 | 0 | 0 | 0 | 0 | 0 | 0 | 0 | 0 | 0 | 0 | 0 | 0 | 0 | 0 | 0 | 0 | 0 | 0 | 0 | 0 | 0 | 0 | 0 | 0 |  | 1 | 1 | 1 | 1 | 1 | 1 | 1 | 1 | 1 | 0
SDGE | Mission | 69 | 0 | 0 | 0 | 0 | 0 | 0 | 0 | 0 | 0 | 0 | 0 | 0 | 0 | 0 | 0 | 0 | 0 | 0 | 0 | 0 |  | 0 | 0 | 0 | 0 | 0 | 0 | 0 | 0 | 0 | 0 | 0 | 0 | 0 | 0 | 0 | 0 | 0 | 0 | 0 | 0 | 0 | 0 | 0 | 0 | 0 | 0 | 0 | 0 | 0 | 0 | 0 | 0 | 0 | 0 | 0 | 0 |  | 0 | 0 | 0 | 0 | 0 | 0 | 0 | 0 | 0 | 0 | 0 | 0 | 0 | 0 | 0 | 0 | 0 | 0 | 0 | 0 | 0 | 0 | 0 | 0 | 0 | 0 | 0 | 0 | 0 | 0 | 0 | 0 | 0 | 0 | 0 | 0 |  | 0 | 0 | 0 | 0 | 0 | 0 | 0 | 0 | 0 | 0 | 0 | 0 | 0 | 0 | 0 | 0 | 0 | 0 | 0 | 0 | 0 | 0 | 0 | 0 | 0 | 0 | 0 | 0 | 0 | 0 | 0 | 0 | 0 | 0 | 0 | 0 |  | 0 | 0 | 0 | 0 | 0 | 0 | 0 | 0 | 0 | 0 | 0 | 0 | 0 | 0 | 0 | 0 | 0 | 0 | 0 | 0 | 0 | 0 | 0 | 0 | 0 | 0 | 0 | 0 | 0 | 0 | 0 | 0 | 0 | 0 | 0 | 0 |  | 1 | 1 | 1 | 1 | 1 | 1 | 1 | 1 | 1 | 0
PG&E GBA | Mi-Wuk | 115 | 0 | 0 | 0 | 0 | 0 | 0 | 0 | 0 | 0 | 0 | 0 | 0 | 0 | 0 | 0 | 0 | 0 | 0 | 0 | 0 |  | 0 | 0 | 0 | 0 | 0 | 0 | 0 | 0 | 0 | 0 | 0 | 0 | 0 | 0 | 0 | 0 | 0 | 0 | 0 | 0 | 0 | 0 | 0 | 0 | 0 | 0 | 0 | 0 | 0 | 0 | 0 | 0 | 0 | 0 | 0 | 0 |  | 0 | 0 | 0 | 0 | 0 | 0 | 0 | 0 | 0 | 0 | 0 | 0 | 0 | 0 | 0 | 0 | 0 | 0 | 0 | 0 | 0 | 0 | 0 | 0 | 0 | 0 | 0 | 0 | 0 | 0 | 0 | 0 | 0 | 0 | 0 | 0 |  | 0 | 0 | 0 | 0 | 0 | 0 | 0 | 0 | 0 | 0 | 0 | 0 | 0 | 0 | 0 | 0 | 0 | 0 | 0 | 0 | 0 | 0 | 0 | 0 | 0 | 0 | 0 | 0 | 0 | 0 | 0 | 0 | 0 | 0 | 0 | 0 |  | 0 | 0 | 0 | 0 | 0 | 0 | 0 | 0 | 0 | 0 | 0 | 0 | 0 | 0 | 0 | 0 | 0 | 0 | 0 | 0 | 0 | 0 | 0 | 0 | 0 | 0 | 0 | 0 | 0 | 0 | 0 | 0 | 0 | 0 | 0 | 0 |  | 1 | 1 | 1 | 1 | 1 | 1 | 1 | 1 | 1 | 0
EOP | Mohave | 500 | 0 | 0 | 150 | 0 | 150 | 0 | 0 | 0 | 0 | 0 | 0 | 0 | 665 | 587 | 1252 | 0 | 0 | 0 | 400 | 1 |  | 0 | 0 | 0 | 0 | 0 | 0 | 0 | 0 | 0 | 0 | 0 | 0 | 820 | 820 | 820 | 0 | 0 | 1 | 0 | 0 | 0 | 0 | 2 | 2 | 0 | 0 | 0 | 0 | 0 | 2 | 2 | -2 | -2 | 2 | 2 | 1 |  | 0 | 0 | 0 | 0 | 0 | 0 | 0 | 0 | 0 | 0 | 0 | 0 | 0 | 0 | 0 | 0 | 0 | 0 | 0 | 0 | 0 | 0 | 2 | 2 | 0 | 0 | 0 | 0 | 0 | 2 | 2 | 0 | 0 | 2 | 2 | 1 |  | 0 | 0 | 0 | 0 | 0 | 0 | 0 | 0 | 0 | 0 | 0 | 0 | 0 | 0 | 0 | 0 | 0 | 0 | 0 | 0 | 0 | 0 | 2 | 2 | 0 | 0 | 0 | 0 | 0 | 2 | 2 | 0 | 0 | 2 | 2 | 1 |  | 0 | 0 | 0 | 0 | 0 | 0 | 0 | 716.4 | 0 | 0 | 0 | 0 | 718.2 | 0 | 716.4 | 0 | 0 | 1 | 0 | 0 | 0 | 0 | 2 | 2 | 0 | -2 | 0 | 0 | 0 | 2 | 2 | 0 | -2 | 2 | 2 | 1 |  | 1 | 1 | 5- | 1+ | 1 | 1 | 5- | 1+ | 5- | 1
PG&E NGBA | Monroe | 115 | 0 | 0 | 0 | 0 | 0 | 0 | 0 | 0 | 0 | 0 | 0 | 0 | 0 | 0 | 0 | 0 | 0 | 0 | 0 | 0 |  | 0 | 0 | 0 | 0 | 0 | 0 | 0 | 0 | 0 | 0 | 0 | 0 | 0 | 0 | 0 | 0 | 0 | 0 | 0 | 0 | 0 | 0 | 0 | 0 | 0 | 0 | 0 | 0 | 0 | 0 | 0 | 0 | 0 | 0 | 0 | 0 |  | 0 | 0 | 0 | 0 | 0 | 0 | 0 | 0 | 0 | 0 | 0 | 0 | 0 | 0 | 0 | 0 | 0 | 0 | 0 | 0 | 0 | 0 | 0 | 0 | 0 | 0 | 0 | 0 | 0 | 0 | 0 | 0 | 0 | 0 | 0 | 0 |  | 0 | 0 | 0 | 0 | 0 | 0 | 0 | 0 | 0 | 0 | 0 | 0 | 0 | 0 | 0 | 0 | 0 | 0 | 0 | 0 | 0 | 0 | 0 | 0 | 0 | 0 | 0 | 0 | 0 | 0 | 0 | 0 | 0 | 0 | 0 | 0 |  | 0 | 0 | 0 | 0 | 0 | 0 | 0 | 0 | 0 | 0 | 0 | 0 | 0 | 0 | 0 | 0 | 0 | 0 | 0 | 0 | 0 | 0 | 0 | 0 | 0 | 0 | 0 | 0 | 0 | 0 | 0 | 0 | 0 | 0 | 0 | 0 |  | 1 | 1 | 1 | 1 | 1 | 1 | 1 | 1 | 1 | 0
SDGE | Monserate | 69 | 0 | 0 | 0 | 0 | 0 | 0 | 0 | 0 | 0 | 0 | 0 | 0 | 0 | 0 | 0 | 0 | 0 | 0 | 0 | 0 |  | 0 | 0 | 0 | 0 | 0 | 0 | 0 | 0 | 0 | 0 | 0 | 0 | 0 | 0 | 0 | 0 | 0 | 0 | 0 | 0 | 0 | 0 | 0 | 0 | 0 | 0 | 0 | 0 | 0 | 0 | 0 | 0 | 0 | 0 | 0 | 0 |  | 0 | 0 | 0 | 0 | 0 | 0 | 0 | 0 | 0 | 0 | 0 | 0 | 0 | 0 | 0 | 0 | 0 | 0 | 0 | 0 | 0 | 0 | 0 | 0 | 0 | 0 | 0 | 0 | 0 | 0 | 0 | 0 | 0 | 0 | 0 | 0 |  | 0 | 0 | 0 | 0 | 0 | 0 | 0 | 0 | 0 | 0 | 0 | 0 | 0 | 0 | 0 | 0 | 0 | 0 | 0 | 0 | 0 | 0 | 0 | 0 | 0 | 0 | 0 | 0 | 0 | 0 | 0 | 0 | 0 | 0 | 0 | 0 |  | 0 | 0 | 0 | 0 | 0 | 0 | 0 | 0 | 0 | 0 | 0 | 0 | 0 | 0 | 0 | 0 | 0 | 0 | 0 | 0 | 0 | 0 | 0 | 0 | 0 | 0 | 0 | 0 | 0 | 0 | 0 | 0 | 0 | 0 | 0 | 0 |  | 1 | 1 | 1 | 1 | 1 | 1 | 1 | 1 | 1 | 0
PG&E GBA | Monta Vista | 115 | 0 | 0 | 0 | 0 | 0 | 0 | 0 | 0 | 0 | 0 | 0 | 0 | 0 | 0 | 0 | 0 | 0 | 0 | 0 | 0 |  | 0 | 0 | 0 | 0 | 0 | 0 | 0 | 0 | 0 | 0 | 0 | 0 | 0 | 0 | 0 | 0 | 0 | 0 | 0 | 0 | 0 | 0 | 0 | 0 | 0 | 0 | 0 | 0 | 0 | 0 | 0 | 0 | 0 | 0 | 0 | 0 |  | 0 | 0 | 0 | 0 | 0 | 0 | 0 | 0 | 0 | 0 | 0 | 0 | 0 | 0 | 0 | 0 | 0 | 0 | 0 | 0 | 0 | 0 | 0 | 0 | 0 | 0 | 0 | 0 | 0 | 0 | 0 | 0 | 0 | 0 | 0 | 0 |  | 0 | 0 | 0 | 0 | 0 | 0 | 0 | 0 | 0 | 0 | 0 | 0 | 0 | 0 | 0 | 0 | 0 | 0 | 0 | 0 | 0 | 0 | 0 | 0 | 0 | 0 | 0 | 0 | 0 | 0 | 0 | 0 | 0 | 0 | 0 | 0 |  | 0 | 0 | 0 | 0 | 0 | 0 | 0 | 0 | 0 | 0 | 0 | 0 | 0 | 0 | 0 | 0 | 0 | 0 | 0 | 0 | 0 | 0 | 0 | 0 | 0 | 0 | 0 | 0 | 0 | 0 | 0 | 0 | 0 | 0 | 0 | 0 |  | 1 | 1 | 1 | 1 | 1 | 1 | 1 | 1 | 1 | 0
PG&E GBA | Monta Vista | 230 | 0 | 0 | 0 | 0 | 0 | 0 | 0 | 0 | 0 | 0 | 0 | 0 | 0 | 0 | 0 | 0 | 0 | 0 | 0 | 0 |  | 0 | 0 | 0 | 0 | 0 | 0 | 0 | 0 | 0 | 0 | 0 | 0 | 0 | 0 | 0 | 0 | 0 | 0 | 0 | 0 | 0 | 0 | 0 | 0 | 0 | 0 | 0 | 0 | 0 | 0 | 0 | 0 | 0 | 0 | 0 | 0 |  | 0 | 0 | 0 | 0 | 0 | 0 | 0 | 0 | 0 | 0 | 0 | 0 | 0 | 0 | 0 | 0 | 0 | 0 | 0 | 0 | 0 | 0 | 0 | 0 | 0 | 0 | 0 | 0 | 0 | 0 | 0 | 0 | 0 | 0 | 0 | 0 |  | 0 | 0 | 0 | 0 | 0 | 0 | 0 | 0 | 0 | 0 | 0 | 0 | 0 | 0 | 0 | 0 | 0 | 0 | 0 | 0 | 0 | 0 | 0 | 0 | 0 | 0 | 0 | 0 | 0 | 0 | 0 | 0 | 0 | 0 | 0 | 0 |  | 0 | 0 | 0 | 0 | 0 | 0 | 0 | 0 | 0 | 0 | 0 | 0 | 0 | 0 | 0 | 0 | 0 | 0 | 0 | 0 | 0 | 0 | 0 | 0 | 0 | 0 | 0 | 0 | 0 | 0 | 0 | 0 | 0 | 0 | 0 | 0 |  | 1 | 1 | 1 | 1 | 1 | 1 | 1 | 1 | 1 | 0
PG&E GBA | Monta Vista | 60 | 0 | 0 | 0 | 0 | 0 | 0 | 0 | 0 | 0 | 0 | 0 | 0 | 0 | 0 | 0 | 0 | 0 | 0 | 0 | 0 |  | 0 | 0 | 0 | 0 | 0 | 0 | 0 | 0 | 0 | 0 | 0 | 0 | 0 | 0 | 0 | 0 | 0 | 0 | 0 | 0 | 0 | 0 | 0 | 0 | 0 | 0 | 0 | 0 | 0 | 0 | 0 | 0 | 0 | 0 | 0 | 0 |  | 0 | 0 | 0 | 0 | 0 | 0 | 0 | 0 | 0 | 0 | 0 | 0 | 0 | 0 | 0 | 0 | 0 | 0 | 0 | 0 | 0 | 0 | 0 | 0 | 0 | 0 | 0 | 0 | 0 | 0 | 0 | 0 | 0 | 0 | 0 | 0 |  | 0 | 0 | 0 | 0 | 0 | 0 | 0 | 0 | 0 | 0 | 0 | 0 | 0 | 0 | 0 | 0 | 0 | 0 | 0 | 0 | 0 | 0 | 0 | 0 | 0 | 0 | 0 | 0 | 0 | 0 | 0 | 0 | 0 | 0 | 0 | 0 |  | 0 | 0 | 0 | 0 | 0 | 0 | 0 | 0 | 0 | 0 | 0 | 0 | 0 | 0 | 0 | 0 | 0 | 0 | 0 | 0 | 0 | 0 | 0 | 0 | 0 | 0 | 0 | 0 | 0 | 0 | 0 | 0 | 0 | 0 | 0 | 0 |  | 1 | 1 | 1 | 1 | 1 | 1 | 1 | 1 | 1 | 0
PG&E NGBA | Monticello | 115 | 0 | 0 | 0 | 0 | 0 | 0 | 0 | 0 | 0 | 0 | 0 | 0 | 0 | 0 | 0 | 0 | 0 | 0 | 0 | 0 |  | 0 | 0 | 0 | 0 | 0 | 0 | 0 | 0 | 0 | 0 | 0 | 0 | 0 | 0 | 0 | 0 | 0 | 0 | 0 | 0 | 0 | 0 | 0 | 0 | 0 | 0 | 0 | 0 | 0 | 0 | 0 | 0 | 0 | 0 | 0 | 0 |  | 0 | 0 | 0 | 0 | 0 | 0 | 0 | 0 | 0 | 0 | 0 | 0 | 0 | 0 | 0 | 0 | 0 | 0 | 0 | 0 | 0 | 0 | 0 | 0 | 0 | 0 | 0 | 0 | 0 | 0 | 0 | 0 | 0 | 0 | 0 | 0 |  | 0 | 0 | 0 | 0 | 0 | 0 | 0 | 0 | 0 | 0 | 0 | 0 | 0 | 0 | 0 | 0 | 0 | 0 | 0 | 0 | 0 | 0 | 0 | 0 | 0 | 0 | 0 | 0 | 0 | 0 | 0 | 0 | 0 | 0 | 0 | 0 |  | 0 | 0 | 0 | 0 | 0 | 0 | 0 | 0 | 0 | 0 | 0 | 0 | 0 | 0 | 0 | 0 | 0 | 0 | 0 | 0 | 0 | 0 | 0 | 0 | 0 | 0 | 0 | 0 | 0 | 0 | 0 | 0 | 0 | 0 | 0 | 0 |  | 1 | 1 | 1 | 1 | 1 | 1 | 1 | 1 | 1 | 0
SCE Northern | Moorpark | 230 | 0 | 0 | 0 | 0 | 0 | 0 | 0 | 0 | 0 | 0 | 0 | 0 | 0 | 0 | 0 | 0 | 0 | 0 | 0 | 0 |  | 0 | 0 | 0 | 0 | 0 | 0 | 0 | 0 | 0 | 0 | 0 | 0 | 0 | 500 | 500 | 0 | 0 | 1 | 0 | 0 | 0 | 0 | 0 | 0 | 0 | 0 | 0 | 0 | 0 | 0 | 0 | -2 | -2 | 0 | 0 | 1 |  | 0 | 0 | 0 | 0 | 0 | 0 | 0 | 0 | 0 | 0 | 0 | 0 | 0 | 500 | 748 | 0 | 0 | 1 | 0 | 0 | 0 | 0 | 0 | 0 | 0 | 0 | 0 | 0 | 0 | 0 | 0 | -2 | -2 | 0 | 0 | 1 |  | 0 | 0 | 0 | 0 | 0 | 0 | 0 | 0 | 0 | 0 | 0 | 0 | 0 | 500 | 1837.525 | 0 | 0 | 1 | 0 | 0 | 0 | 0 | 0 | 0 | 0 | 0 | 0 | 0 | 0 | 0 | 0 | -2 | -2 | 0 | 0 | 1 |  | 0 | 0 | 0 | 0 | 0 | 0 | 0 | 0 | 0 | 0 | 0 | 0 | 0 | 500 | 1926.275 | 0 | 0 | 1 | 0 | 0 | 0 | 0 | 0 | 0 | 0 | 0 | 0 | 0 | 0 | 0 | 0 | -2 | -2 | 0 | 0 | 1 |  | 1 | 1 | 1 | 1 | 1 | 1 | 1 | 4+ | 1 | 1
SCE Northern | Moorpark | 66 | 0 | 0 | 0 | 0 | 0 | 0 | 0 | 0 | 0 | 0 | 0 | 0 | 0 | 0 | 0 | 0 | 0 | 0 | 0 | 0 |  | 0 | 0 | 0 | 0 | 0 | 0 | 0 | 0 | 0 | 0 | 0 | 0 | 0 | 0 | 0 | 0 | 0 | 0 | 0 | 0 | 0 | 0 | 0 | 0 | 0 | 0 | 0 | 0 | 0 | 0 | 0 | 0 | 0 | 0 | 0 | 0 |  | 0 | 0 | 0 | 0 | 0 | 0 | 0 | 0 | 0 | 0 | 0 | 0 | 0 | 0 | 0 | 0 | 0 | 0 | 0 | 0 | 0 | 0 | 0 | 0 | 0 | 0 | 0 | 0 | 0 | 0 | 0 | 0 | 0 | 0 | 0 | 0 |  | 0 | 0 | 0 | 0 | 0 | 0 | 0 | 0 | 0 | 0 | 0 | 0 | 0 | 0 | 0 | 0 | 0 | 0 | 0 | 0 | 0 | 0 | 0 | 0 | 0 | 0 | 0 | 0 | 0 | 0 | 0 | 0 | 0 | 0 | 0 | 0 |  | 0 | 0 | 0 | 0 | 0 | 0 | 0 | 0 | 0 | 0 | 0 | 0 | 0 | 0 | 0 | 0 | 0 | 0 | 0 | 0 | 0 | 0 | 0 | 0 | 0 | 0 | 0 | 0 | 0 | 0 | 0 | 0 | 0 | 0 | 0 | 0 |  | 1 | 1 | 1 | 1 | 1 | 1 | 1 | 1 | 1 | 0
PG&E GBA | Moraga | 115 | 0 | 0 | 0 | 0 | 0 | 0 | 0 | 0 | 0 | 0 | 0 | 0 | 0 | 0 | 0 | 0 | 0 | 0 | 0 | 0 |  | 0 | 0 | 0 | 0 | 0 | 0 | 0 | 0 | 0 | 0 | 0 | 0 | 0 | 0 | 0 | 0 | 0 | 0 | 0 | 0 | 0 | 0 | 0 | 0 | 0 | 0 | 0 | 0 | 0 | 0 | 0 | 0 | 0 | 0 | 0 | 0 |  | 0 | 0 | 0 | 0 | 0 | 0 | 0 | 0 | 0 | 0 | 0 | 0 | 0 | 0 | 0 | 0 | 0 | 0 | 0 | 0 | 0 | 0 | 0 | 0 | 0 | 0 | 0 | 0 | 0 | 0 | 0 | 0 | 0 | 0 | 0 | 0 |  | 0 | 0 | 0 | 0 | 0 | 0 | 0 | 0 | 0 | 0 | 0 | 0 | 0 | 0 | 0 | 0 | 0 | 0 | 0 | 0 | 0 | 0 | 0 | 0 | 0 | 0 | 0 | 0 | 0 | 0 | 0 | 0 | 0 | 0 | 0 | 0 |  | 0 | 0 | 0 | 0 | 0 | 0 | 0 | 0 | 0 | 0 | 0 | 0 | 0 | 0 | 0 | 0 | 0 | 0 | 0 | 0 | 0 | 0 | 0 | 0 | 0 | 0 | 0 | 0 | 0 | 0 | 0 | 0 | 0 | 0 | 0 | 0 |  | 1 | 1 | 1 | 1 | 1 | 1 | 1 | 1 | 1 | 0
PG&E GBA | Moraga | 230 | 0 | 0 | 0 | 0 | 0 | 0 | 0 | 0 | 0 | 0 | 0 | 0 | 0 | 0 | 0 | 0 | 0 | 0 | 0 | 0 |  | 0 | 0 | 0 | 0 | 0 | 0 | 0 | 0 | 0 | 0 | 0 | 0 | 0 | 0 | 0 | 0 | 0 | 0 | 0 | 0 | 0 | 0 | 0 | 0 | 0 | 0 | 0 | 0 | 0 | 0 | 0 | 0 | 0 | 0 | 0 | 0 |  | 0 | 0 | 0 | 0 | 0 | 0 | 0 | 0 | 0 | 0 | 0 | 0 | 0 | 0 | 0 | 0 | 0 | 0 | 0 | 0 | 0 | 0 | 0 | 0 | 0 | 0 | 0 | 0 | 0 | 0 | 0 | 0 | 0 | 0 | 0 | 0 |  | 0 | 0 | 0 | 0 | 0 | 0 | 0 | 0 | 0 | 0 | 0 | 0 | 0 | 0 | 0 | 0 | 0 | 0 | 0 | 0 | 0 | 0 | 0 | 0 | 0 | 0 | 0 | 0 | 0 | 0 | 0 | 0 | 0 | 0 | 0 | 0 |  | 0 | 0 | 0 | 0 | 0 | 0 | 0 | 0 | 0 | 0 | 0 | 0 | 0 | 0 | 0 | 0 | 0 | 0 | 0 | 0 | 0 | 0 | 0 | 0 | 0 | 0 | 0 | 0 | 0 | 0 | 0 | 0 | 0 | 0 | 0 | 0 |  | 1 | 1 | 1 | 1 | 1 | 1 | 1 | 1 | 1 | 0
PG&E GBA | Morgan Hill | 115 | 0 | 0 | 0 | 0 | 0 | 0 | 0 | 0 | 0 | 0 | 0 | 0 | 0 | 0 | 0 | 0 | 0 | 0 | 0 | 0 |  | 0 | 0 | 0 | 0 | 0 | 0 | 0 | 0 | 0 | 0 | 0 | 0 | 0 | 0 | 0 | 0 | 0 | 0 | 0 | 0 | 0 | 0 | 0 | 0 | 0 | 0 | 0 | 0 | 0 | 0 | 0 | 0 | 0 | 0 | 0 | 0 |  | 0 | 0 | 0 | 0 | 0 | 0 | 0 | 0 | 0 | 0 | 0 | 0 | 0 | 0 | 20 | 0 | 0 | 1 | 0 | 0 | 0 | 0 | 0 | 0 | 0 | 0 | 0 | 0 | 0 | 0 | 0 | 0 | -2 | 0 | 0 | 1 |  | 0 | 0 | 0 | 0 | 0 | 0 | 0 | 0 | 0 | 0 | 0 | 0 | 0 | 0 | 20 | 0 | 0 | 1 | 0 | 0 | 0 | 0 | 0 | 0 | 0 | 0 | 0 | 0 | 0 | 0 | 0 | 0 | -2 | 0 | 0 | 1 |  | 0 | 0 | 0 | 0 | 0 | 0 | 0 | 0 | 0 | 0 | 0 | 0 | 0 | 0 | 20 | 0 | 0 | 1 | 0 | 0 | 0 | 0 | 0 | 0 | 0 | 0 | 0 | 0 | 0 | 0 | 0 | 0 | 0 | 0 | 0 | 0 |  | 1 | 1 | 1 | 1 | 1 | 1 | 1 | 4+ | 1 | 1
PG&E KERN | Morro Bay | 115 | 0 | 0 | 0 | 0 | 0 | 0 | 0 | 0 | 0 | 0 | 0 | 0 | 0 | 0 | 0 | 0 | 0 | 0 | 0 | 0 |  | 0 | 0 | 0 | 0 | 0 | 0 | 0 | 0 | 0 | 0 | 0 | 0 | 0 | 0 | 0 | 0 | 0 | 0 | 0 | 0 | 0 | 0 | 0 | 0 | 0 | 0 | 0 | 0 | 0 | 0 | 0 | 0 | 0 | 0 | 0 | 0 |  | 0 | 0 | 0 | 0 | 0 | 0 | 0 | 0 | 0 | 0 | 0 | 0 | 0 | 0 | 0 | 0 | 0 | 0 | 0 | 0 | 0 | 0 | 0 | 0 | 0 | 0 | 0 | 0 | 0 | 0 | 0 | 0 | 0 | 0 | 0 | 0 |  | 0 | 0 | 0 | 0 | 0 | 0 | 0 | 0 | 0 | 0 | 0 | 0 | 0 | 0 | 0 | 0 | 0 | 0 | 0 | 0 | 0 | 0 | 0 | 0 | 0 | 0 | 0 | 0 | 0 | 0 | 0 | 0 | 0 | 0 | 0 | 0 |  | 0 | 0 | 0 | 0 | 0 | 0 | 0 | 0 | 0 | 0 | 0 | 0 | 0 | 0 | 0 | 0 | 0 | 0 | 0 | 0 | 0 | 0 | 0 | 0 | 0 | 0 | 0 | 0 | 0 | 0 | 0 | 0 | 0 | 0 | 0 | 0 |  | 1 | 1 | 1 | 1 | 1 | 1 | 1 | 1 | 1 | 0
PG&E KERN | Morro Bay | 230 | 0 | 0 | 0 | 0 | 0 | 0 | 0 | 0 | 0 | 0 | 0 | 0 | 0 | 0 | 0 | 0 | 0 | 0 | 0 | 0 |  | 0 | 0 | 0 | 0 | 0 | 0 | 0 | 0 | 0 | 0 | 0 | 0 | 0 | 0 | 108 | 464.9 | 520 | 1 | 0 | 0 | 0 | 0 | 0 | 0 | 0 | 0 | 0 | 0 | 0 | 0 | 0 | 0 | -2 | -2 | -2 | 1 |  | 0 | 0 | 0 | 0 | 0 | 0 | 0 | 0 | 0 | 0 | 0 | 0 | 0 | 0 | 0 | 0 | 0 | 0 | 0 | 0 | 0 | 0 | 0 | 0 | 0 | 0 | 0 | 0 | 0 | 0 | 0 | 0 | 0 | 0 | 0 | 0 |  | 0 | 0 | 0 | 0 | 0 | 0 | 0 | 0 | 0 | 0 | 0 | 0 | 0 | 0 | 405.4 | 0 | 0 | 1 | 0 | 0 | 0 | 0 | 0 | 0 | 0 | 0 | 0 | 0 | 0 | 0 | 0 | 0 | -2 | 0 | 0 | 1 |  | 0 | 0 | 0 | 0 | 0 | 0 | 0 | 0 | 0 | 0 | 0 | 0 | 0 | 0 | 405.4 | 0 | 0 | 1 | 0 | 0 | 0 | 0 | 0 | 0 | 0 | 0 | 0 | 0 | 0 | 0 | 0 | 0 | -1 | 0 | 0 | 1 |  | 1 | 1 | 1 | 1 | 1 | 1 | 1 | 2+ | 1 | 1
PG&E KERN | Morro Bay | 500 | 0 | 0 | 0 | 0 | 0 | 0 | 0 | 0 | 0 | 0 | 0 | 0 | 420 | 0 | 420 | 0 | 0 | 0 | 362 | 1 |  | 0 | 0 | 0 | 0 | 0 | 0 | 0 | 0 | 0 | 0 | 0 | 0 | 0 | 0 | 0 | 0 | 0 | 0 | 0 | 0 | 0 | 0 | 0 | 0 | 0 | 0 | 0 | 0 | 0 | 2 | 2 | 0 | 0 | 2 | 2 | 1 |  | 0 | 0 | 0 | 0 | 0 | 0 | 0 | 0 | 0 | 0 | 0 | 0 | 0 | 0 | 0 | 0 | 0 | 0 | 0 | 0 | 0 | 0 | 0 | 0 | 0 | 0 | 0 | 0 | 0 | 2 | 2 | 0 | 0 | 2 | 2 | 1 |  | 0 | 0 | 0 | 0 | 0 | 0 | 0 | 0 | 0 | 0 | 0 | 0 | 0 | 0 | 0 | 0 | 0 | 0 | 0 | 0 | 0 | 0 | 0 | 0 | 0 | 0 | 0 | 0 | 0 | 2 | 2 | 0 | 0 | 2 | 2 | 1 |  | 0 | 0 | 0 | 0 | 0 | 0 | 0 | 0 | 0 | 0 | 0 | 0 | 0 | 0 | 0 | 0 | 0 | 0 | 0 | 0 | 0 | 0 | 0 | 0 | 0 | 0 | 0 | 0 | 0 | 2 | 2 | 0 | 0 | 2 | 2 | 1 |  | 1 | 1 | 1 | 1 | 1 | 1 | 5- | 1 | 5- | 1
PG&E GBA | Moss Landing | 115 | 0 | 0 | 0 | 0 | 0 | 0 | 0 | 0 | 0 | 0 | 0 | 0 | 0 | 0 | 0 | 0 | 0 | 0 | 0 | 0 |  | 0 | 0 | 0 | 0 | 0 | 0 | 0 | 0 | 0 | 0 | 0 | 0 | 0 | 0 | 0 | 0 | 0 | 0 | 0 | 0 | 0 | 0 | 0 | 0 | 0 | 0 | 0 | 0 | 0 | 0 | 0 | 0 | 0 | 0 | 0 | 0 |  | 0 | 0 | 0 | 0 | 0 | 0 | 0 | 0 | 0 | 0 | 0 | 0 | 0 | 0 | 0 | 0 | 0 | 0 | 0 | 0 | 0 | 0 | 0 | 0 | 0 | 0 | 0 | 0 | 0 | 0 | 0 | 0 | 0 | 0 | 0 | 0 |  | 0 | 0 | 0 | 0 | 0 | 0 | 0 | 0 | 0 | 0 | 0 | 0 | 0 | 0 | 0 | 0 | 0 | 0 | 0 | 0 | 0 | 0 | 0 | 0 | 0 | 0 | 0 | 0 | 0 | 0 | 0 | 0 | 0 | 0 | 0 | 0 |  | 0 | 0 | 0 | 0 | 0 | 0 | 0 | 0 | 0 | 0 | 0 | 0 | 0 | 0 | 0 | 0 | 0 | 0 | 0 | 0 | 0 | 0 | 0 | 0 | 0 | 0 | 0 | 0 | 0 | 0 | 0 | 0 | 0 | 0 | 0 | 0 |  | 1 | 1 | 1 | 1 | 1 | 1 | 1 | 1 | 1 | 0
PG&E GBA | Moss Landing | 230 | 0 | 0 | 0 | 0 | 0 | 0 | 0 | 0 | 0 | 0 | 0 | 0 | 0 | 0 | 0 | 0 | 0 | 0 | 0 | 0 |  | 0 | 0 | 0 | 0 | 0 | 0 | 0 | 0 | 0 | 0 | 0 | 0 | 0 | 0 | 0 | 0 | 0 | 0 | 0 | 0 | 0 | 0 | 0 | 0 | 0 | 0 | 0 | 0 | 0 | 0 | 0 | 0 | 0 | 0 | 0 | 0 |  | 0 | 0 | 0 | 0 | 0 | 0 | 0 | 0 | 0 | 0 | 0 | 0 | 0 | 0 | 0 | 0 | 0 | 0 | 0 | 0 | 0 | 0 | 0 | 0 | 0 | 0 | 0 | 0 | 0 | 0 | 0 | 0 | 0 | 0 | 0 | 0 |  | 0 | 0 | 0 | 0 | 0 | 0 | 0 | 0 | 0 | 0 | 0 | 0 | 0 | 0 | 0 | 0 | 0 | 0 | 0 | 0 | 0 | 0 | 0 | 0 | 0 | 0 | 0 | 0 | 0 | 0 | 0 | 0 | 0 | 0 | 0 | 0 |  | 0 | 0 | 0 | 0 | 0 | 0 | 0 | 0 | 0 | 0 | 0 | 0 | 0 | 0 | 0 | 0 | 0 | 0 | 0 | 0 | 0 | 0 | 0 | 0 | 0 | 0 | 0 | 0 | 0 | 0 | 0 | 0 | 0 | 0 | 0 | 0 |  | 1 | 1 | 1 | 1 | 1 | 1 | 1 | 1 | 1 | 0
PG&E GBA | Moss Landing | 500 | 0 | 0 | 0 | 0 | 0 | 0 | 0 | 0 | 0 | 0 | 0 | 0 | 0 | 0 | 0 | 0 | 0 | 0 | 0 | 0 |  | 0 | 0 | 0 | 0 | 0 | 0 | 0 | 0 | 0 | 0 | 0 | 0 | 0 | 750 | 782.79 | 0 | 0 | 1 | 0 | 0 | 0 | 0 | 0 | 0 | 0 | 0 | 0 | 0 | 0 | 0 | 0 | -2 | -2 | 0 | 0 | 1 |  | 0 | 0 | 0 | 0 | 0 | 0 | 0 | 0 | 0 | 0 | 0 | 0 | 0 | 750 | 782.79 | 0 | 0 | 1 | 0 | 0 | 0 | 0 | 0 | 0 | 0 | 0 | 0 | 0 | 0 | 0 | 0 | -2 | -2 | 0 | 0 | 1 |  | 0 | 0 | 0 | 0 | 0 | 1525.172 | 0 | 0 | 0 | 0 | 0 | 0 | 0 | 1500 | 1539.603 | 0 | 0 | 1 | 0 | 0 | 0 | 0 | 0 | -2 | 0 | 0 | 0 | 0 | 0 | 0 | 0 | -2 | -2 | 0 | 0 | 1 |  | 0 | 0 | 0 | 0 | 0 | 1525.172 | 0 | 0 | 0 | 0 | 0 | 0 | 0 | 1500 | 1539.603 | 0 | 0 | 1 | 0 | 0 | 0 | 0 | 0 | -2 | 0 | 0 | 0 | 0 | 0 | 0 | 0 | -2 | -2 | 0 | 0 | 1 |  | 1 | 1 | 2+ | 1 | 1 | 1 | 1 | 4+ | 1 | 1
EOP | Mountain Pass | 115 | 0 | 0 | 0 | 0 | 0 | 0 | 0 | 0 | 0 | 0 | 0 | 0 | 0 | 0 | 0 | 0 | 0 | 0 | 0 | 0 |  | 0 | 0 | 0 | 0 | 0 | 0 | 0 | 0 | 0 | 0 | 0 | 0 | 0 | 0 | 0 | 0 | 0 | 0 | 0 | 0 | 0 | 0 | 0 | 0 | 0 | 0 | 0 | 0 | 0 | 0 | 0 | 0 | 0 | 0 | 0 | 0 |  | 0 | 0 | 0 | 0 | 0 | 0 | 0 | 0 | 0 | 0 | 0 | 0 | 0 | 0 | 0 | 0 | 0 | 0 | 0 | 0 | 0 | 0 | 0 | 0 | 0 | 0 | 0 | 0 | 0 | 0 | 0 | 0 | 0 | 0 | 0 | 0 |  | 0 | 0 | 0 | 0 | 0 | 0 | 0 | 0 | 0 | 0 | 0 | 0 | 0 | 0 | 0 | 0 | 0 | 0 | 0 | 0 | 0 | 0 | 0 | 0 | 0 | 0 | 0 | 0 | 0 | 0 | 0 | 0 | 0 | 0 | 0 | 0 |  | 0 | 0 | 0 | 0 | 0 | 0 | 0 | 0 | 0 | 0 | 0 | 0 | 0 | 0 | 0 | 0 | 0 | 0 | 0 | 0 | 0 | 0 | 0 | 0 | 0 | 0 | 0 | 0 | 0 | 0 | 0 | 0 | 0 | 0 | 0 | 0 |  | 1 | 1 | 1 | 1 | 1 | 1 | 1 | 1 | 1 | 0
PG&E GBA | Mountain View | 115 | 0 | 0 | 0 | 0 | 0 | 0 | 0 | 0 | 0 | 0 | 0 | 0 | 0 | 0 | 0 | 0 | 0 | 0 | 0 | 0 |  | 0 | 0 | 0 | 0 | 0 | 0 | 0 | 0 | 0 | 0 | 0 | 0 | 0 | 0 | 0 | 0 | 0 | 0 | 0 | 0 | 0 | 0 | 0 | 0 | 0 | 0 | 0 | 0 | 0 | 0 | 0 | 0 | 0 | 0 | 0 | 0 |  | 0 | 0 | 0 | 0 | 0 | 0 | 0 | 0 | 0 | 0 | 0 | 0 | 0 | 0 | 0 | 0 | 0 | 0 | 0 | 0 | 0 | 0 | 0 | 0 | 0 | 0 | 0 | 0 | 0 | 0 | 0 | 0 | 0 | 0 | 0 | 0 |  | 0 | 0 | 0 | 0 | 0 | 0 | 0 | 0 | 0 | 0 | 0 | 0 | 0 | 0 | 0 | 0 | 0 | 0 | 0 | 0 | 0 | 0 | 0 | 0 | 0 | 0 | 0 | 0 | 0 | 0 | 0 | 0 | 0 | 0 | 0 | 0 |  | 0 | 0 | 0 | 0 | 0 | 0 | 0 | 0 | 0 | 0 | 0 | 0 | 1.02 | 0 | 0 | 0 | 0 | 1 | 0 | 0 | 0 | 0 | 0 | 0 | 0 | 0 | 0 | 0 | 0 | 0 | 0 | 0 | 0 | 0 | 0 | 0 |  | 1 | 1 | 1 | 1 | 1 | 1 | 1 | 1 | 1 | 0
PG&E GBA | Mt Eden | 115 | 0 | 0 | 0 | 0 | 0 | 0 | 0 | 0 | 0 | 0 | 0 | 0 | 0 | 0 | 0 | 0 | 0 | 0 | 0 | 0 |  | 0 | 0 | 0 | 0 | 0 | 0 | 0 | 0 | 0 | 0 | 0 | 0 | 0 | 0 | 0 | 0 | 0 | 0 | 0 | 0 | 0 | 0 | 0 | 0 | 0 | 0 | 0 | 0 | 0 | 0 | 0 | 0 | 0 | 0 | 0 | 0 |  | 0 | 0 | 0 | 0 | 0 | 0 | 0 | 0 | 0 | 0 | 0 | 0 | 5.162 | 0 | 5.162 | 0 | 0 | 1 | 0 | 0 | 0 | 0 | 0 | 0 | 0 | 0 | 0 | 0 | 0 | 0 | -2 | 0 | -2 | 0 | 0 | 1 |  | 0 | 0 | 0 | 0 | 0 | 0 | 0 | 0 | 0 | 0 | 0 | 0 | 5.162 | 0 | 5.162 | 0 | 0 | 1 | 0 | 0 | 0 | 0 | 0 | 0 | 0 | 0 | 0 | 0 | 0 | 0 | -2 | 0 | -2 | 0 | 0 | 1 |  | 0 | 0 | 0 | 0 | 0 | 0 | 0 | 0 | 0 | 0 | 0 | 0 | 6.366 | 0 | 5.162 | 0 | 0 | 1 | 0 | 0 | 0 | 0 | 0 | 0 | 0 | 0 | 0 | 0 | 0 | 0 | -2 | 0 | 0 | 0 | 0 | 1 |  | 1 | 1 | 1 | 1 | 1 | 1 | 4+ | 4+ | 1 | 1
PG&E KERN | Mt Poso | 115 | 0 | 0 | 0 | 0 | 0 | 0 | 0 | 0 | 0 | 0 | 0 | 0 | 0 | 0 | 0 | 0 | 0 | 0 | 0 | 0 |  | 0 | 0 | 0 | 0 | 0 | 0 | 0 | 0 | 0 | 0 | 0 | 0 | 0 | 0 | 0 | 0 | 0 | 0 | 0 | 0 | 0 | 0 | 0 | 0 | 0 | 0 | 0 | 0 | 0 | 0 | 0 | 0 | 0 | 0 | 0 | 0 |  | 0 | 0 | 0 | 0 | 0 | 0 | 0 | 0 | 0 | 0 | 0 | 0 | 0 | 0 | 0 | 0 | 0 | 0 | 0 | 0 | 0 | 0 | 0 | 0 | 0 | 0 | 0 | 0 | 0 | 0 | 0 | 0 | 0 | 0 | 0 | 0 |  | 0 | 0 | 0 | 0 | 0 | 0 | 0 | 0 | 0 | 0 | 0 | 0 | 0 | 0 | 0 | 0 | 0 | 0 | 0 | 0 | 0 | 0 | 0 | 0 | 0 | 0 | 0 | 0 | 0 | 0 | 0 | 0 | 0 | 0 | 0 | 0 |  | 0 | 0 | 0 | 0 | 0 | 0 | 0 | 0 | 0 | 0 | 0 | 0 | 0 | 0 | 0 | 0 | 0 | 0 | 0 | 0 | 0 | 0 | 0 | 0 | 0 | 0 | 0 | 0 | 0 | 0 | 0 | 0 | 0 | 0 | 0 | 0 |  | 1 | 1 | 1 | 1 | 1 | 1 | 1 | 1 | 1 | 0
SDGE | Murray | 69 | 0 | 0 | 0 | 0 | 0 | 0 | 0 | 0 | 0 | 0 | 0 | 0 | 0 | 0 | 0 | 0 | 0 | 0 | 0 | 0 |  | 0 | 0 | 0 | 0 | 0 | 0 | 0 | 0 | 0 | 0 | 0 | 0 | 0 | 0 | 0 | 0 | 0 | 0 | 0 | 0 | 0 | 0 | 0 | 0 | 0 | 0 | 0 | 0 | 0 | 0 | 0 | 0 | 0 | 0 | 0 | 0 |  | 0 | 0 | 0 | 0 | 0 | 0 | 0 | 0 | 0 | 0 | 0 | 0 | 0 | 0 | 0 | 0 | 0 | 0 | 0 | 0 | 0 | 0 | 0 | 0 | 0 | 0 | 0 | 0 | 0 | 0 | 0 | 0 | 0 | 0 | 0 | 0 |  | 0 | 0 | 0 | 0 | 0 | 0 | 0 | 0 | 0 | 0 | 0 | 0 | 0 | 0 | 0 | 0 | 0 | 0 | 0 | 0 | 0 | 0 | 0 | 0 | 0 | 0 | 0 | 0 | 0 | 0 | 0 | 0 | 0 | 0 | 0 | 0 |  | 0 | 0 | 0 | 0 | 0 | 0 | 0 | 0 | 0 | 0 | 0 | 0 | 0 | 0 | 0 | 0 | 0 | 0 | 0 | 0 | 0 | 0 | 0 | 0 | 0 | 0 | 0 | 0 | 0 | 0 | 0 | 0 | 0 | 0 | 0 | 0 |  | 1 | 1 | 1 | 1 | 1 | 1 | 1 | 1 | 1 | 0
PG&E FRESNO | Mustang | 230 | 0 | 0 | 0 | 0 | 0 | 0 | 0 | 0 | 0 | 0 | 0 | 0 | 0 | 0 | 0 | 0 | 180 | 180 | 0 | 1 |  | 0 | 0 | 0 | 0 | 0 | 0 | 0 | 0 | 0 | 0 | 0 | 0 | 0 | 0 | 0 | 0 | 0 | 0 | 0 | 0 | 0 | 0 | 0 | 0 | 0 | 0 | 0 | 0 | 0 | 0 | 0 | 2 | 2 | 0 | 0 | 1 |  | 0 | 0 | 0 | 0 | 0 | 0 | 0 | 0 | 0 | 0 | 0 | 0 | 310.707 | 180 | 300 | 0 | 0 | 1 | 0 | 0 | 0 | 0 | 0 | 0 | 0 | 0 | 0 | 0 | 0 | 0 | -2 | 0 | -2 | 0 | 0 | 1 |  | 0 | 0 | 0 | 0 | 0 | 0 | 0 | 0 | 0 | 0 | 0 | 0 | 310.707 | 180 | 300 | 0 | 0 | 1 | 0 | 0 | 0 | 0 | 0 | 0 | 0 | 0 | 0 | 0 | 0 | 0 | -2 | 0 | -2 | 0 | 0 | 1 |  | 0 | 0 | 0 | 0 | 0 | 0 | 0 | 0 | 0 | 0 | 0 | 0 | 310.707 | 180 | 300 | 0 | 0 | 1 | 0 | 0 | 0 | 0 | 0 | 0 | 0 | 0 | 0 | 0 | 0 | 0 | -2 | 0 | -2 | 0 | 0 | 1 |  | 1 | 1 | 1 | 1 | 1 | 1 | 4+ | 4+ | 1 | 1
SCE Northern | Neenach | 66 | 0 | 0 | 0 | 0 | 0 | 0 | 0 | 0 | 0 | 0 | 0 | 0 | 0 | 0 | 0 | 0 | 0 | 0 | 0 | 0 |  | 0 | 0 | 0 | 0 | 0 | 0 | 0 | 0 | 0 | 0 | 0 | 0 | 0 | 0 | 0 | 0 | 0 | 0 | 0 | 0 | 0 | 0 | 0 | 0 | 0 | 0 | 0 | 0 | 0 | 0 | 0 | 0 | 0 | 0 | 0 | 0 |  | 0 | 0 | 0 | 0 | 0 | 0 | 0 | 0 | 0 | 0 | 0 | 0 | 0 | 66 | 66 | 0 | 0 | 1 | 0 | 0 | 0 | 0 | 0 | 0 | 0 | 0 | 0 | 0 | 0 | 0 | 0 | -2 | -2 | 0 | 0 | 1 |  | 0 | 0 | 0 | 0 | 0 | 0 | 0 | 0 | 0 | 0 | 0 | 0 | 0 | 66 | 66 | 0 | 0 | 1 | 0 | 0 | 0 | 0 | 0 | 0 | 0 | 0 | 0 | 0 | 0 | 0 | 0 | -2 | -2 | 0 | 0 | 1 |  | 0 | 0 | 0 | 0 | 0 | 0 | 0 | 0 | 0 | 0 | 0 | 0 | 0 | 66 | 66 | 0 | 0 | 1 | 0 | 0 | 0 | 0 | 0 | 0 | 0 | 0 | 0 | 0 | 0 | 0 | 0 | -2 | -2 | 0 | 0 | 1 |  | 1 | 1 | 1 | 1 | 1 | 1 | 1 | 4+ | 1 | 1
PG&E KERN | New Sub - Gates - Midway (Proposed) | 230 | 0 | 0 | 0 | 0 | 0 | 0 | 0 | 0 | 0 | 0 | 0 | 0 | 890 | 280 | 1170 | 0 | 200 | 200 | 0 | 1 |  | 0 | 0 | 0 | 0 | 0 | 0 | 0 | 0 | 0 | 0 | 0 | 0 | 60 | 0.5 | 261.5 | 0 | 0 | 1 | 0 | 0 | 0 | 0 | 0 | 0 | 0 | 0 | 0 | 0 | 0 | 2 | 2 | 2 | -1 | 0 | 0 | 1 |  | 0 | 0 | 0 | 0 | 0 | 0 | 0 | 0 | 0 | 0 | 0 | 0 | 60 | 0.5 | 23 | 0 | 0 | 1 | 0 | 0 | 0 | 0 | 0 | 0 | 0 | 0 | 0 | 0 | 0 | 2 | 2 | 2 | 2 | 0 | 0 | 1 |  | 0 | 0 | 0 | 0 | 0 | 0 | 0 | 0 | 0 | 0 | 0 | 0 | 470 | 0.5 | 434.3018 | 0 | 0 | 1 | 0 | 0 | 0 | 0 | 0 | 0 | 0 | 0 | 0 | 0 | 0 | 2 | 2 | 2 | -2 | 0 | 0 | 1 |  | 0 | 0 | 0 | 0 | 0 | 0 | 0 | 0 | 0 | 0 | 0 | 0 | 470 | 0.5 | 434.3018 | 0 | 0 | 1 | 0 | 0 | 0 | 0 | 0 | 0 | 0 | 0 | 0 | 0 | 0 | 2 | 2 | 2 | -1 | 0 | 0 | 1 |  | 1 | 1 | 1 | 1 | 1 | 1 | 5- | 2- | 1 | 1
PG&E KERN | New Sub - Gates - Templeton (Proposed) | 230 | 0 | 0 | 0 | 0 | 0 | 0 | 0 | 0 | 0 | 0 | 0 | 0 | 0 | 190 | 190 | 0 | 0 | 0 | 0 | 1 |  | 0 | 0 | 0 | 0 | 0 | 0 | 0 | 0 | 0 | 0 | 0 | 0 | 0 | 0 | 0 | 0 | 0 | 0 | 0 | 0 | 0 | 0 | 0 | 0 | 0 | 0 | 0 | 0 | 0 | 0 | 2 | 0 | 0 | 0 | 0 | 1 |  | 0 | 0 | 0 | 0 | 0 | 0 | 0 | 0 | 0 | 0 | 0 | 0 | 303.678 | 285 | 300.951 | 0 | 0 | 1 | 0 | 0 | 0 | 0 | 0 | 0 | 0 | 0 | 0 | 0 | 0 | 0 | -2 | -2 | -2 | 0 | 0 | 1 |  | 0 | 0 | 0 | 0 | 0 | 0 | 0 | 0 | 0 | 0 | 0 | 0 | 303.678 | 285 | 300.951 | 0 | 0 | 1 | 0 | 0 | 0 | 0 | 0 | 0 | 0 | 0 | 0 | 0 | 0 | 0 | -2 | -2 | -2 | 0 | 0 | 1 |  | 0 | 0 | 0 | 0 | 0 | 0 | 0 | 0 | 0 | 0 | 0 | 0 | 303.678 | 285 | 300.951 | 0 | 0 | 1 | 0 | 0 | 0 | 0 | 0 | 0 | 0 | 0 | 0 | 0 | 0 | 0 | -2 | -2 | -2 | 0 | 0 | 1 |  | 1 | 1 | 1 | 1 | 1 | 1 | 4+ | 4+ | 1 | 1
SCE NOL | New Sub - Kramer - Lugo (Proposed) | 230 | 0 | 0 | 0 | 0 | 0 | 0 | 0 | 0 | 0 | 0 | 0 | 0 | 0 | 0 | 0 | 0 | 0 | 0 | 0 | 0 |  | 0 | 0 | 0 | 0 | 0 | 0 | 0 | 0 | 0 | 0 | 0 | 0 | 0 | 0 | 0 | 0 | 0 | 0 | 0 | 0 | 0 | 0 | 0 | 0 | 0 | 0 | 0 | 0 | 0 | 0 | 0 | 0 | 0 | 0 | 0 | 0 |  | 0 | 0 | 0 | 0 | 0 | 0 | 0 | 0 | 0 | 0 | 0 | 0 | 0 | 0 | 0 | 0 | 0 | 0 | 0 | 0 | 0 | 0 | 0 | 0 | 0 | 0 | 0 | 0 | 0 | 0 | 0 | 0 | 0 | 0 | 0 | 0 |  | 0 | 0 | 0 | 0 | 0 | 0 | 0 | 0 | 0 | 0 | 0 | 0 | 0 | 280 | 408.12 | 0 | 0 | 1 | 0 | 0 | 0 | 0 | 0 | 0 | 0 | 0 | 0 | 0 | 0 | 0 | 0 | -2 | -2 | 0 | 0 | 1 |  | 0 | 0 | 0 | 0 | 0 | 0 | 0 | 0 | 0 | 0 | 0 | 0 | 0 | 280 | 408.12 | 0 | 0 | 1 | 0 | 0 | 0 | 0 | 0 | 0 | 0 | 0 | 0 | 0 | 0 | 0 | 0 | -2 | -2 | 0 | 0 | 1 |  | 1 | 1 | 1 | 1 | 1 | 1 | 1 | 4+ | 1 | 1
PG&E FRESNO | New Sub - Los Banos - Midway (Proposed) | 500 | 0 | 0 | 0 | 0 | 0 | 0 | 0 | 0 | 0 | 0 | 0 | 0 | 816 | 0 | 816 | 0 | 246 | 246 | 0 | 1 |  | 0 | 0 | 0 | 0 | 0 | 0 | 0 | 0 | 0 | 0 | 0 | 0 | 0 | 0 | 0 | 0 | 0 | 0 | 0 | 0 | 0 | 0 | 0 | 0 | 0 | 0 | 0 | 0 | 0 | 2 | 2 | 2 | 2 | 0 | 0 | 1 |  | 0 | 0 | 0 | 0 | 0 | 0 | 0 | 0 | 0 | 0 | 0 | 0 | 1182.384 | 1150 | 1182.384 | 0 | 0 | 1 | 0 | 0 | 0 | 0 | 0 | 0 | 0 | 0 | 0 | 0 | 0 | 2 | -1 | -2 | -2 | 0 | 0 | 1 |  | 0 | 0 | 0 | 0 | 0 | 0 | 0 | 0 | 0 | 0 | 0 | 0 | 1182.384 | 1150 | 1182.384 | 0 | 0 | 1 | 0 | 0 | 0 | 0 | 0 | 0 | 0 | 0 | 0 | 0 | 0 | 2 | -1 | -2 | -2 | 0 | 0 | 1 |  | 0 | 0 | 0 | 0 | 0 | 0 | 0 | 0 | 0 | 0 | 0 | 0 | 1182.384 | 1150 | 1182.384 | 0 | 0 | 1 | 0 | 0 | 0 | 0 | 0 | 0 | 0 | 0 | 0 | 0 | 0 | 2 | -1 | -2 | -2 | 0 | 0 | 1 |  | 1 | 1 | 1 | 1 | 1 | 1 | 3+ | 4+ | 1 | 1
SCE NOL | New Sub - Lugo - Pisgah (Proposed) | 230 | 0 | 0 | 0 | 0 | 0 | 0 | 0 | 0 | 0 | 0 | 0 | 0 | 0 | 0 | 0 | 0 | 0 | 0 | 0 | 0 |  | 0 | 0 | 0 | 0 | 0 | 0 | 0 | 0 | 0 | 0 | 0 | 0 | 0 | 0 | 0 | 0 | 0 | 0 | 0 | 0 | 0 | 0 | 0 | 0 | 0 | 0 | 0 | 0 | 0 | 0 | 0 | 0 | 0 | 0 | 0 | 0 |  | 0 | 0 | 0 | 0 | 0 | 0 | 0 | 0 | 0 | 0 | 0 | 0 | 0 | 0 | 0 | 0 | 0 | 0 | 0 | 0 | 0 | 0 | 0 | 0 | 0 | 0 | 0 | 0 | 0 | 0 | 0 | 0 | 0 | 0 | 0 | 0 |  | 0 | 0 | 0 | 0 | 0 | 0 | 0 | 0 | 0 | 0 | 0 | 0 | 0 | 0 | 0 | 0 | 0 | 0 | 0 | 0 | 0 | 0 | 0 | 0 | 0 | 0 | 0 | 0 | 0 | 0 | 0 | 0 | 0 | 0 | 0 | 0 |  | 0 | 0 | 0 | 0 | 0 | 0 | 0 | 0 | 0 | 0 | 0 | 0 | 0 | 0 | 0 | 0 | 0 | 0 | 0 | 0 | 0 | 0 | 0 | 0 | 0 | 0 | 0 | 0 | 0 | 0 | 0 | 0 | 0 | 0 | 0 | 0 |  | 1 | 1 | 1 | 1 | 1 | 1 | 1 | 1 | 1 | 0
PG&E KERN | New Sub - Midway - Wheeler Ridge (Proposed) | 230 | 0 | 0 | 0 | 0 | 0 | 0 | 0 | 0 | 0 | 0 | 0 | 0 | 890 | 275 | 1165 | 0 | 50 | 50 | 0 | 1 |  | 0 | 0 | 0 | 0 | 0 | 0 | 0 | 0 | 0 | 0 | 0 | 0 | 50 | 0 | 0 | 0 | 0 | 1 | 0 | 0 | 0 | 0 | 0 | 0 | 0 | 0 | 0 | 0 | 0 | 2 | 2 | 2 | 2 | 0 | 0 | 1 |  | 0 | 0 | 0 | 0 | 0 | 0 | 0 | 0 | 0 | 0 | 0 | 0 | 102 | 0 | 0 | 0 | 0 | 1 | 0 | 0 | 0 | 0 | 0 | 0 | 0 | 0 | 0 | 0 | 0 | 2 | 2 | 2 | 2 | 0 | 0 | 1 |  | 0 | 0 | 0 | 0 | 0 | 0 | 0 | 0 | 0 | 0 | 0 | 0 | 102 | 0 | 0 | 0 | 0 | 1 | 0 | 0 | 0 | 0 | 0 | 0 | 0 | 0 | 0 | 0 | 0 | 2 | 2 | 2 | 2 | 0 | 0 | 1 |  | 0 | 0 | 0 | 0 | 0 | 0 | 0 | 0 | 0 | 0 | 0 | 0 | 102 | 0 | 0 | 0 | 0 | 1 | 0 | 0 | 0 | 0 | 0 | 0 | 0 | 0 | 0 | 0 | 0 | 2 | 2 | 2 | 2 | 0 | 0 | 1 |  | 1 | 1 | 1 | 1 | 1 | 1 | 5- | 5- | 1 | 1
PG&E NGBA | New Sub - Near existing Leavitt (PSREC) | 345 | 0 | 0 | 172.5 | 0 | 172.5 | 0 | 0 | 0 | 0 | 0 | 0 | 0 | 0 | 0 | 0 | 0 | 0 | 0 | 0 | 1 |  | 0 | 0 | 0 | 0 | 0 | 0 | 0 | 0 | 0 | 0 | 0 | 0 | 0 | 0 | 0 | 0 | 0 | 0 | 0 | 0 | 0 | 0 | 2 | 2 | 0 | 0 | 0 | 0 | 0 | 0 | 0 | 0 | 0 | 0 | 0 | 1 |  | 0 | 0 | 0 | 0 | 0 | 0 | 0 | 0 | 0 | 0 | 0 | 0 | 0 | 0 | 0 | 0 | 0 | 0 | 0 | 0 | 0 | 0 | 2 | 2 | 0 | 0 | 0 | 0 | 0 | 0 | 0 | 0 | 0 | 0 | 0 | 1 |  | 0 | 0 | 0 | 0 | 0 | 0 | 0 | 0 | 0 | 0 | 0 | 0 | 0 | 0 | 0 | 0 | 0 | 0 | 0 | 0 | 0 | 0 | 2 | 2 | 0 | 0 | 0 | 0 | 0 | 0 | 0 | 0 | 0 | 0 | 0 | 1 |  | 0 | 0 | 0 | 0 | 0 | 0 | 0 | 0 | 0 | 0 | 0 | 0 | 0 | 0 | 0 | 0 | 0 | 0 | 0 | 0 | 0 | 0 | 2 | 2 | 0 | 0 | 0 | 0 | 0 | 0 | 0 | 0 | 0 | 0 | 0 | 1 |  | 1 | 1 | 5- | 1 | 1 | 1 | 1 | 1 | 1 | 1
PG&E NGBA | New Sub - Near existing Madeline (NVE) | 345 | 0 | 0 | 700 | 0 | 700 | 0 | 0 | 0 | 0 | 0 | 0 | 0 | 0 | 0 | 0 | 0 | 0 | 0 | 0 | 1 |  | 0 | 0 | 0 | 0 | 0 | 0 | 0 | 0 | 0 | 0 | 0 | 0 | 0 | 0 | 0 | 0 | 0 | 0 | 0 | 0 | 0 | 0 | 2 | 2 | 0 | 0 | 0 | 0 | 0 | 0 | 0 | 0 | 0 | 0 | 0 | 1 |  | 0 | 0 | 0 | 0 | 0 | 0 | 0 | 0 | 0 | 0 | 0 | 0 | 0 | 0 | 0 | 0 | 0 | 0 | 0 | 0 | 0 | 0 | 2 | 2 | 0 | 0 | 0 | 0 | 0 | 0 | 0 | 0 | 0 | 0 | 0 | 1 |  | 0 | 0 | 0 | 0 | 0 | 0 | 0 | 0 | 0 | 0 | 0 | 0 | 0 | 0 | 0 | 0 | 0 | 0 | 0 | 0 | 0 | 0 | 2 | 2 | 0 | 0 | 0 | 0 | 0 | 0 | 0 | 0 | 0 | 0 | 0 | 1 |  | 0 | 0 | 0 | 0 | 0 | 0 | 0 | 0 | 0 | 0 | 0 | 0 | 0 | 0 | 0 | 0 | 0 | 0 | 0 | 0 | 0 | 0 | 2 | 2 | 0 | 0 | 0 | 0 | 0 | 0 | 0 | 0 | 0 | 0 | 0 | 1 |  | 1 | 1 | 5- | 1 | 1 | 1 | 1 | 1 | 1 | 1
SDGE | New Sub - North Gila - IV (Proposed) | 500 | 0 | 0 | 0 | 0 | 0 | 0 | 0 | 0 | 0 | 0 | 0 | 0 | 650 | 500 | 1150 | 0 | 0 | 0 | 0 | 1 |  | 0 | 0 | 0 | 0 | 0 | 0 | 0 | 0 | 0 | 0 | 0 | 0 | 0 | 0 | 0 | 0 | 0 | 0 | 0 | 0 | 0 | 0 | 0 | 0 | 0 | 0 | 0 | 0 | 0 | 2 | 2 | 0 | 0 | 0 | 0 | 1 |  | 0 | 0 | 0 | 0 | 0 | 0 | 0 | 0 | 0 | 0 | 0 | 0 | 0 | 0 | 0 | 0 | 0 | 0 | 0 | 0 | 0 | 0 | 0 | 0 | 0 | 0 | 0 | 0 | 0 | 2 | 2 | 0 | 0 | 0 | 0 | 1 |  | 0 | 0 | 0 | 0 | 0 | 0 | 0 | 0 | 0 | 0 | 0 | 0 | 1182.38 | 1150 | 1182.38 | 0 | 0 | 1 | 0 | 0 | 0 | 0 | 0 | 0 | 0 | 0 | 0 | 0 | 0 | 2 | 0 | -2 | -2 | 0 | 0 | 1 |  | 0 | 0 | 0 | 0 | 0 | 0 | 0 | 0 | 0 | 0 | 0 | 0 | 1182.38 | 1150 | 1182.38 | 0 | 0 | 1 | 0 | 0 | 0 | 0 | 0 | 0 | 0 | 0 | 0 | 0 | 0 | 2 | 0 | -2 | -2 | 0 | 0 | 1 |  | 1 | 1 | 1 | 1 | 1 | 1 | 2- | 4+ | 1 | 1
PG&E NGBA | New Sub - Pit 1 - Cottonwood (Proposed) | 230 | 0 | 0 | 0 | 0 | 0 | 0 | 0 | 0 | 0 | 0 | 0 | 0 | 0 | 0 | 0 | 0 | 0 | 0 | 0 | 0 |  | 0 | 0 | 0 | 0 | 200 | 206 | 0 | 0 | 0 | 0 | 0 | 0 | 0 | 0 | 0 | 0 | 0 | 1 | 0 | 0 | 0 | 0 | -2 | -2 | 0 | 0 | 0 | 0 | 0 | 0 | 0 | 0 | 0 | 0 | 0 | 1 |  | 0 | 0 | 0 | 0 | 200 | 206 | 0 | 0 | 0 | 0 | 0 | 0 | 0 | 0 | 0 | 0 | 0 | 1 | 0 | 0 | 0 | 0 | -2 | -2 | 0 | 0 | 0 | 0 | 0 | 0 | 0 | 0 | 0 | 0 | 0 | 1 |  | 0 | 0 | 0 | 0 | 200 | 206 | 0 | 0 | 0 | 0 | 0 | 0 | 0 | 0 | 0 | 0 | 0 | 1 | 0 | 0 | 0 | 0 | -2 | -2 | 0 | 0 | 0 | 0 | 0 | 0 | 0 | 0 | 0 | 0 | 0 | 1 |  | 0 | 0 | 0 | 0 | 200 | 206 | 0 | 0 | 0 | 0 | 0 | 0 | 0 | 0 | 0 | 0 | 0 | 1 | 0 | 0 | 0 | 0 | -2 | -2 | 0 | 0 | 0 | 0 | 0 | 0 | 0 | 0 | 0 | 0 | 0 | 1 |  | 1 | 1 | 4+ | 1 | 1 | 1 | 1 | 1 | 1 | 1
PG&E GBA | New Sub - Rancho Seco - Bellota (Proposed) | 230 | 0 | 0 | 0 | 0 | 0 | 0 | 0 | 0 | 0 | 0 | 0 | 0 | 0 | 0 | 0 | 0 | 0 | 0 | 0 | 0 |  | 0 | 0 | 0 | 0 | 0 | 0 | 0 | 0 | 0 | 0 | 0 | 0 | 0 | 0 | 0 | 0 | 0 | 0 | 0 | 0 | 0 | 0 | 0 | 0 | 0 | 0 | 0 | 0 | 0 | 0 | 0 | 0 | 0 | 0 | 0 | 0 |  | 0 | 0 | 0 | 0 | 0 | 0 | 0 | 0 | 0 | 0 | 0 | 0 | 0 | 0 | 0 | 0 | 0 | 0 | 0 | 0 | 0 | 0 | 0 | 0 | 0 | 0 | 0 | 0 | 0 | 0 | 0 | 0 | 0 | 0 | 0 | 0 |  | 0 | 0 | 0 | 0 | 0 | 0 | 0 | 0 | 0 | 0 | 0 | 0 | 0 | 0 | 0 | 0 | 0 | 0 | 0 | 0 | 0 | 0 | 0 | 0 | 0 | 0 | 0 | 0 | 0 | 0 | 0 | 0 | 0 | 0 | 0 | 0 |  | 0 | 0 | 0 | 0 | 0 | 0 | 0 | 0 | 0 | 0 | 0 | 0 | 0 | 0 | 0 | 0 | 0 | 0 | 0 | 0 | 0 | 0 | 0 | 0 | 0 | 0 | 0 | 0 | 0 | 0 | 0 | 0 | 0 | 0 | 0 | 0 |  | 1 | 1 | 1 | 1 | 1 | 1 | 1 | 1 | 1 | 0
SDGE | New Sub - Suncrest - Ocotillo (Proposed) | 500 | 0 | 0 | 280 | 0 | 280 | 0 | 0 | 0 | 0 | 0 | 0 | 0 | 0 | 0 | 0 | 0 | 0 | 0 | 0 | 1 |  | 0 | 0 | 0 | 0 | 0 | 400 | 0 | 0 | 0 | 0 | 0 | 0 | 0 | 0 | 0 | 0 | 0 | 1 | 0 | 0 | 0 | 0 | 2 | -1 | 0 | 0 | 0 | 0 | 0 | 0 | 0 | 0 | 0 | 0 | 0 | 1 |  | 0 | 0 | 0 | 0 | 0 | 400 | 0 | 0 | 0 | 0 | 0 | 0 | 0 | 0 | 0 | 0 | 0 | 1 | 0 | 0 | 0 | 0 | 2 | -1 | 0 | 0 | 0 | 0 | 0 | 0 | 0 | 0 | 0 | 0 | 0 | 1 |  | 0 | 0 | 0 | 0 | 0 | 505.8 | 0 | 0 | 0 | 0 | 0 | 0 | 0 | 0 | 313.9193 | 0 | 0 | 1 | 0 | 0 | 0 | 0 | 2 | -2 | 0 | 0 | 0 | 0 | 0 | 0 | 0 | 0 | -2 | 0 | 0 | 1 |  | 0 | 0 | 0 | 0 | 0 | 505.8 | 0 | 0 | 0 | 0 | 0 | 0 | 0 | 0 | 313.9193 | 0 | 0 | 1 | 0 | 0 | 0 | 0 | 2 | -2 | 0 | 0 | 0 | 0 | 0 | 0 | 0 | 0 | -1 | 0 | 0 | 1 |  | 1 | 1 | 3+ | 1 | 1 | 1 | 1 | 2+ | 1 | 1
PG&E FRESNO | New Sub - Westley - Quinto (Proposed) | 230 | 80 | 0 | 0 | 0 | 0 | 0 | 0 | 0 | 0 | 0 | 0 | 0 | 0 | 0 | 0 | 0 | 0 | 0 | 0 | 1 |  | 0 | 0 | 0 | 0 | 0 | 0 | 0 | 0 | 0 | 0 | 0 | 0 | 0 | 0 | 0 | 0 | 0 | 0 | 2 | 2 | 0 | 0 | 0 | 0 | 0 | 0 | 0 | 0 | 0 | 0 | 0 | 0 | 0 | 0 | 0 | 1 |  | 0 | 0 | 0 | 0 | 0 | 0 | 0 | 0 | 0 | 0 | 0 | 0 | 158.9783 | 450 | 523.6878 | 0 | 0 | 1 | 2 | 2 | 0 | 0 | 0 | 0 | 0 | 0 | 0 | 0 | 0 | 0 | -2 | -2 | -2 | 0 | 0 | 1 |  | 0 | 0 | 0 | 0 | 0 | 0 | 0 | 0 | 0 | 0 | 0 | 0 | 158.9783 | 450 | 523.6878 | 0 | 0 | 1 | 2 | 2 | 0 | 0 | 0 | 0 | 0 | 0 | 0 | 0 | 0 | 0 | -2 | -2 | -2 | 0 | 0 | 1 |  | 0 | 0 | 0 | 0 | 0 | 0 | 0 | 0 | 0 | 0 | 0 | 0 | 158.9783 | 450 | 523.6878 | 0 | 0 | 1 | 2 | 2 | 0 | 0 | 0 | 0 | 0 | 0 | 0 | 0 | 0 | 0 | -2 | -2 | -2 | 0 | 0 | 1 |  | 5- | 1 | 1 | 1 | 1 | 1 | 4+ | 4+ | 1 | 1
PG&E GBA | Newark | 115 | 0 | 0 | 0 | 0 | 0 | 0 | 0 | 0 | 0 | 0 | 0 | 0 | 0 | 0 | 0 | 0 | 0 | 0 | 0 | 0 |  | 0 | 0 | 0 | 0 | 0 | 0 | 0 | 0 | 0 | 0 | 0 | 0 | 0 | 0 | 0 | 0 | 0 | 0 | 0 | 0 | 0 | 0 | 0 | 0 | 0 | 0 | 0 | 0 | 0 | 0 | 0 | 0 | 0 | 0 | 0 | 0 |  | 0 | 0 | 0 | 0 | 0 | 0 | 0 | 0 | 0 | 0 | 0 | 0 | 0 | 0 | 0 | 0 | 0 | 0 | 0 | 0 | 0 | 0 | 0 | 0 | 0 | 0 | 0 | 0 | 0 | 0 | 0 | 0 | 0 | 0 | 0 | 0 |  | 0 | 0 | 0 | 0 | 0 | 0 | 0 | 0 | 0 | 0 | 0 | 0 | 0 | 0 | 0 | 0 | 0 | 0 | 0 | 0 | 0 | 0 | 0 | 0 | 0 | 0 | 0 | 0 | 0 | 0 | 0 | 0 | 0 | 0 | 0 | 0 |  | 0 | 0 | 0 | 0 | 0 | 0 | 0 | 0 | 0 | 0 | 0 | 0 | 0 | 0 | 0 | 0 | 0 | 0 | 0 | 0 | 0 | 0 | 0 | 0 | 0 | 0 | 0 | 0 | 0 | 0 | 0 | 0 | 0 | 0 | 0 | 0 |  | 1 | 1 | 1 | 1 | 1 | 1 | 1 | 1 | 1 | 0
PG&E GBA | Newark | 230 | 0 | 0 | 0 | 0 | 0 | 0 | 0 | 0 | 0 | 0 | 0 | 0 | 0 | 0 | 0 | 0 | 0 | 0 | 0 | 0 |  | 0 | 0 | 0 | 0 | 0 | 0 | 0 | 0 | 0 | 0 | 0 | 0 | 0 | 0 | 0 | 0 | 0 | 0 | 0 | 0 | 0 | 0 | 0 | 0 | 0 | 0 | 0 | 0 | 0 | 0 | 0 | 0 | 0 | 0 | 0 | 0 |  | 0 | 0 | 0 | 0 | 0 | 0 | 0 | 0 | 0 | 0 | 0 | 0 | 3.9531 | 0 | 1.7989 | 0 | 0 | 1 | 0 | 0 | 0 | 0 | 0 | 0 | 0 | 0 | 0 | 0 | 0 | 0 | -2 | 0 | 0 | 0 | 0 | 1 |  | 0 | 0 | 0 | 0 | 0 | 0 | 0 | 0 | 0 | 0 | 0 | 0 | 3.9531 | 180 | 253.7989 | 0 | 0 | 1 | 0 | 0 | 0 | 0 | 0 | 0 | 0 | 0 | 0 | 0 | 0 | 0 | -2 | -2 | -2 | 0 | 0 | 1 |  | 0 | 0 | 0 | 0 | 0 | 0 | 0 | 0 | 0 | 0 | 0 | 0 | 4.4531 | 180 | 253.9789 | 0 | 0 | 1 | 0 | 0 | 0 | 0 | 0 | 0 | 0 | 0 | 0 | 0 | 0 | 0 | -2 | -2 | -2 | 0 | 0 | 1 |  | 1 | 1 | 1 | 1 | 1 | 1 | 4+ | 4+ | 1 | 1
PG&E GBA | Newark | 60 | 0 | 0 | 0 | 0 | 0 | 0 | 0 | 0 | 0 | 0 | 0 | 0 | 0 | 0 | 0 | 0 | 0 | 0 | 0 | 0 |  | 0 | 0 | 0 | 0 | 0 | 0 | 0 | 0 | 0 | 0 | 0 | 0 | 0 | 0 | 0 | 0 | 0 | 0 | 0 | 0 | 0 | 0 | 0 | 0 | 0 | 0 | 0 | 0 | 0 | 0 | 0 | 0 | 0 | 0 | 0 | 0 |  | 0 | 0 | 0 | 0 | 0 | 0 | 0 | 0 | 0 | 0 | 0 | 0 | 0 | 0 | 0 | 0 | 0 | 0 | 0 | 0 | 0 | 0 | 0 | 0 | 0 | 0 | 0 | 0 | 0 | 0 | 0 | 0 | 0 | 0 | 0 | 0 |  | 0 | 0 | 0 | 0 | 0 | 0 | 0 | 0 | 0 | 0 | 0 | 0 | 0 | 0 | 0 | 0 | 0 | 0 | 0 | 0 | 0 | 0 | 0 | 0 | 0 | 0 | 0 | 0 | 0 | 0 | 0 | 0 | 0 | 0 | 0 | 0 |  | 0 | 0 | 0 | 0 | 0 | 0 | 0 | 0 | 0 | 0 | 0 | 0 | 0 | 0 | 0 | 0 | 0 | 0 | 0 | 0 | 0 | 0 | 0 | 0 | 0 | 0 | 0 | 0 | 0 | 0 | 0 | 0 | 0 | 0 | 0 | 0 |  | 1 | 1 | 1 | 1 | 1 | 1 | 1 | 1 | 1 | 0
PG&E FRESNO | Newhall | 115 | 0 | 0 | 0 | 0 | 0 | 0 | 0 | 0 | 0 | 0 | 0 | 0 | 0 | 0 | 0 | 0 | 0 | 0 | 0 | 0 |  | 0 | 0 | 0 | 0 | 0 | 0 | 0 | 0 | 0 | 0 | 0 | 0 | 0 | 0 | 0 | 0 | 0 | 0 | 0 | 0 | 0 | 0 | 0 | 0 | 0 | 0 | 0 | 0 | 0 | 0 | 0 | 0 | 0 | 0 | 0 | 0 |  | 0 | 0 | 0 | 0 | 0 | 0 | 0 | 0 | 0 | 0 | 0 | 0 | 9.7 | 0 | 9.7 | 0 | 0 | 1 | 0 | 0 | 0 | 0 | 0 | 0 | 0 | 0 | 0 | 0 | 0 | 0 | -2 | 0 | -2 | 0 | 0 | 1 |  | 0 | 0 | 0 | 0 | 0 | 0 | 0 | 0 | 0 | 0 | 0 | 0 | 9.7 | 0 | 9.7 | 0 | 0 | 1 | 0 | 0 | 0 | 0 | 0 | 0 | 0 | 0 | 0 | 0 | 0 | 0 | -2 | 0 | -2 | 0 | 0 | 1 |  | 0 | 0 | 0 | 0 | 0 | 0 | 0 | 0 | 0 | 0 | 0 | 0 | 9.7 | 0 | 9.7 | 0 | 0 | 1 | 0 | 0 | 0 | 0 | 0 | 0 | 0 | 0 | 0 | 0 | 0 | 0 | -2 | 0 | 0 | 0 | 0 | 1 |  | 1 | 1 | 1 | 1 | 1 | 1 | 4+ | 4+ | 1 | 1
PG&E KERN | Norco | 115 | 0 | 0 | 0 | 0 | 0 | 0 | 0 | 0 | 0 | 0 | 0 | 0 | 0 | 0 | 0 | 0 | 0 | 0 | 0 | 0 |  | 0 | 0 | 0 | 0 | 0 | 0 | 0 | 0 | 0 | 0 | 0 | 0 | 0 | 0 | 0 | 0 | 0 | 0 | 0 | 0 | 0 | 0 | 0 | 0 | 0 | 0 | 0 | 0 | 0 | 0 | 0 | 0 | 0 | 0 | 0 | 0 |  | 0 | 0 | 0 | 0 | 0 | 0 | 0 | 0 | 0 | 0 | 0 | 0 | 0 | 0 | 0 | 0 | 0 | 0 | 0 | 0 | 0 | 0 | 0 | 0 | 0 | 0 | 0 | 0 | 0 | 0 | 0 | 0 | 0 | 0 | 0 | 0 |  | 0 | 0 | 0 | 0 | 0 | 0 | 0 | 0 | 0 | 0 | 0 | 0 | 0 | 0 | 0 | 0 | 0 | 0 | 0 | 0 | 0 | 0 | 0 | 0 | 0 | 0 | 0 | 0 | 0 | 0 | 0 | 0 | 0 | 0 | 0 | 0 |  | 0 | 0 | 0 | 0 | 0 | 0 | 0 | 0 | 0 | 0 | 0 | 0 | 0 | 0 | 0 | 0 | 0 | 0 | 0 | 0 | 0 | 0 | 0 | 0 | 0 | 0 | 0 | 0 | 0 | 0 | 0 | 0 | 0 | 0 | 0 | 0 |  | 1 | 1 | 1 | 1 | 1 | 1 | 1 | 1 | 1 | 0
PG&E GBA | Nortech | 115 | 0 | 0 | 0 | 0 | 0 | 0 | 0 | 0 | 0 | 0 | 0 | 0 | 0 | 0 | 0 | 0 | 0 | 0 | 0 | 0 |  | 0 | 0 | 0 | 0 | 0 | 0 | 0 | 0 | 0 | 0 | 0 | 0 | 0 | 0 | 0 | 0 | 0 | 0 | 0 | 0 | 0 | 0 | 0 | 0 | 0 | 0 | 0 | 0 | 0 | 0 | 0 | 0 | 0 | 0 | 0 | 0 |  | 0 | 0 | 0 | 0 | 0 | 0 | 0 | 0 | 0 | 0 | 0 | 0 | 5.353 | 0 | 0 | 0 | 0 | 1 | 0 | 0 | 0 | 0 | 0 | 0 | 0 | 0 | 0 | 0 | 0 | 0 | -2 | 0 | 0 | 0 | 0 | 1 |  | 0 | 0 | 0 | 0 | 0 | 0 | 0 | 0 | 0 | 0 | 0 | 0 | 5.353 | 0 | 0 | 0 | 0 | 1 | 0 | 0 | 0 | 0 | 0 | 0 | 0 | 0 | 0 | 0 | 0 | 0 | -2 | 0 | 0 | 0 | 0 | 1 |  | 0 | 0 | 0 | 0 | 0 | 0 | 0 | 0 | 0 | 0 | 0 | 0 | 7.127 | 0 | 0 | 0 | 0 | 1 | 0 | 0 | 0 | 0 | 0 | 0 | 0 | 0 | 0 | 0 | 0 | 0 | -2 | 0 | 0 | 0 | 0 | 1 |  | 1 | 1 | 1 | 1 | 1 | 1 | 4+ | 1 | 1 | 1
SDGE | North City Metering | 138 | 0 | 0 | 0 | 0 | 0 | 0 | 0 | 0 | 0 | 0 | 0 | 0 | 0 | 0 | 0 | 0 | 0 | 0 | 0 | 0 |  | 0 | 0 | 0 | 0 | 0 | 0 | 0 | 0 | 0 | 0 | 0 | 0 | 0 | 0 | 0 | 0 | 0 | 0 | 0 | 0 | 0 | 0 | 0 | 0 | 0 | 0 | 0 | 0 | 0 | 0 | 0 | 0 | 0 | 0 | 0 | 0 |  | 0 | 0 | 0 | 0 | 0 | 0 | 0 | 0 | 0 | 0 | 0 | 0 | 0 | 0 | 0 | 0 | 0 | 0 | 0 | 0 | 0 | 0 | 0 | 0 | 0 | 0 | 0 | 0 | 0 | 0 | 0 | 0 | 0 | 0 | 0 | 0 |  | 0 | 0 | 0 | 0 | 0 | 0 | 0 | 0 | 0 | 0 | 0 | 0 | 0 | 0 | 0 | 0 | 0 | 0 | 0 | 0 | 0 | 0 | 0 | 0 | 0 | 0 | 0 | 0 | 0 | 0 | 0 | 0 | 0 | 0 | 0 | 0 |  | 0 | 0 | 0 | 0 | 0 | 0 | 0 | 0 | 0 | 0 | 0 | 0 | 0 | 0 | 0 | 0 | 0 | 0 | 0 | 0 | 0 | 0 | 0 | 0 | 0 | 0 | 0 | 0 | 0 | 0 | 0 | 0 | 0 | 0 | 0 | 0 |  | 1 | 1 | 1 | 1 | 1 | 1 | 1 | 1 | 1 | 0
PG&E GBA | North Dublin | 230 | 0 | 0 | 0 | 0 | 0 | 0 | 0 | 0 | 0 | 0 | 0 | 0 | 0 | 0 | 0 | 0 | 0 | 0 | 0 | 0 |  | 0 | 0 | 0 | 0 | 0 | 0 | 0 | 0 | 0 | 0 | 0 | 0 | 0 | 0 | 0 | 0 | 0 | 0 | 0 | 0 | 0 | 0 | 0 | 0 | 0 | 0 | 0 | 0 | 0 | 0 | 0 | 0 | 0 | 0 | 0 | 0 |  | 0 | 0 | 0 | 0 | 0 | 0 | 0 | 0 | 0 | 0 | 0 | 0 | 0 | 0 | 0 | 0 | 0 | 0 | 0 | 0 | 0 | 0 | 0 | 0 | 0 | 0 | 0 | 0 | 0 | 0 | 0 | 0 | 0 | 0 | 0 | 0 |  | 0 | 0 | 0 | 0 | 0 | 0 | 0 | 0 | 0 | 0 | 0 | 0 | 0 | 0 | 0 | 0 | 0 | 0 | 0 | 0 | 0 | 0 | 0 | 0 | 0 | 0 | 0 | 0 | 0 | 0 | 0 | 0 | 0 | 0 | 0 | 0 |  | 0 | 0 | 0 | 0 | 0 | 0 | 0 | 0 | 0 | 0 | 0 | 0 | 0 | 0 | 0 | 0 | 0 | 0 | 0 | 0 | 0 | 0 | 0 | 0 | 0 | 0 | 0 | 0 | 0 | 0 | 0 | 0 | 0 | 0 | 0 | 0 |  | 1 | 1 | 1 | 1 | 1 | 1 | 1 | 1 | 1 | 0
SDGE | North Gila | 500 | 0 | 0 | 0 | 0 | 0 | 0 | 0 | 0 | 0 | 0 | 0 | 0 | 200 | 200 | 400 | 0 | 0 | 0 | 0 | 1 |  | 0 | 0 | 0 | 0 | 0 | 0 | 0 | 0 | 0 | 0 | 0 | 0 | 0 | 0 | 0 | 0 | 0 | 0 | 0 | 0 | 0 | 0 | 0 | 0 | 0 | 0 | 0 | 0 | 0 | 2 | 2 | 0 | 0 | 0 | 0 | 1 |  | 0 | 0 | 0 | 0 | 0 | 0 | 0 | 0 | 0 | 0 | 0 | 0 | 0 | 0 | 0 | 0 | 0 | 0 | 0 | 0 | 0 | 0 | 0 | 0 | 0 | 0 | 0 | 0 | 0 | 2 | 2 | 0 | 0 | 0 | 0 | 1 |  | 0 | 0 | 0 | 0 | 0 | 0 | 0 | 0 | 0 | 0 | 0 | 0 | 0 | 0 | 0 | 0 | 0 | 0 | 0 | 0 | 0 | 0 | 0 | 0 | 0 | 0 | 0 | 0 | 0 | 2 | 2 | 0 | 0 | 0 | 0 | 1 |  | 0 | 0 | 0 | 0 | 0 | 0 | 0 | 0 | 0 | 0 | 0 | 0 | 1000 | 0 | 0 | 0 | 0 | 1 | 0 | 0 | 0 | 0 | 0 | 0 | 0 | 0 | 0 | 0 | 0 | 2 | -2 | 0 | 0 | 0 | 0 | 1 |  | 1 | 1 | 1 | 1 | 1 | 1 | 3- | 1 | 1 | 1
SCE Metro | North of SONGS | 230 | 0 | 0 | 0 | 0 | 0 | 0 | 0 | 0 | 0 | 0 | 0 | 0 | 0 | 0 | 0 | 0 | 0 | 0 | 0 | 0 |  | 0 | 0 | 0 | 0 | 0 | 0 | 0 | 0 | 0 | 0 | 0 | 0 | 0 | 0 | 0 | 0 | 0 | 0 | 0 | 0 | 0 | 0 | 0 | 0 | 0 | 0 | 0 | 0 | 0 | 0 | 0 | 0 | 0 | 0 | 0 | 0 |  | 0 | 0 | 0 | 0 | 0 | 0 | 0 | 0 | 0 | 0 | 0 | 0 | 0 | 0 | 0 | 0 | 0 | 0 | 0 | 0 | 0 | 0 | 0 | 0 | 0 | 0 | 0 | 0 | 0 | 0 | 0 | 0 | 0 | 0 | 0 | 0 |  | 0 | 0 | 0 | 0 | 0 | 0 | 0 | 0 | 0 | 0 | 0 | 0 | 0 | 0 | 0 | 0 | 0 | 0 | 0 | 0 | 0 | 0 | 0 | 0 | 0 | 0 | 0 | 0 | 0 | 0 | 0 | 0 | 0 | 0 | 0 | 0 |  | 0 | 0 | 0 | 0 | 0 | 0 | 0 | 0 | 0 | 0 | 0 | 0 | 0 | 0 | 0 | 0 | 0 | 0 | 0 | 0 | 0 | 0 | 0 | 0 | 0 | 0 | 0 | 0 | 0 | 0 | 0 | 0 | 0 | 0 | 0 | 0 |  | 1 | 1 | 1 | 1 | 1 | 1 | 1 | 1 | 1 | 0
SCE Metro | North of SONGS | 500 | 0 | 0 | 0 | 0 | 0 | 0 | 0 | 0 | 0 | 0 | 0 | 0 | 0 | 0 | 0 | 0 | 0 | 0 | 0 | 0 |  | 0 | 0 | 0 | 0 | 0 | 0 | 0 | 0 | 0 | 0 | 0 | 0 | 0 | 0 | 0 | 0 | 0 | 0 | 0 | 0 | 0 | 0 | 0 | 0 | 0 | 0 | 0 | 0 | 0 | 0 | 0 | 0 | 0 | 0 | 0 | 0 |  | 0 | 0 | 0 | 0 | 0 | 0 | 0 | 0 | 0 | 0 | 0 | 0 | 0 | 0 | 0 | 0 | 0 | 0 | 0 | 0 | 0 | 0 | 0 | 0 | 0 | 0 | 0 | 0 | 0 | 0 | 0 | 0 | 0 | 0 | 0 | 0 |  | 0 | 0 | 0 | 0 | 0 | 0 | 0 | 0 | 0 | 0 | 0 | 0 | 0 | 0 | 0 | 0 | 0 | 0 | 0 | 0 | 0 | 0 | 0 | 0 | 0 | 0 | 0 | 0 | 0 | 0 | 0 | 0 | 0 | 0 | 0 | 0 |  | 0 | 0 | 0 | 0 | 0 | 0 | 0 | 0 | 0 | 0 | 0 | 0 | 0 | 0 | 0 | 0 | 0 | 0 | 0 | 0 | 0 | 0 | 0 | 0 | 0 | 0 | 0 | 0 | 0 | 0 | 0 | 0 | 0 | 0 | 0 | 0 |  | 1 | 1 | 1 | 1 | 1 | 1 | 1 | 1 | 1 | 0
PG&E NGBA | Notre Dame | 115 | 0 | 0 | 0 | 0 | 0 | 0 | 0 | 0 | 0 | 0 | 0 | 0 | 0 | 0 | 0 | 0 | 0 | 0 | 0 | 0 |  | 0 | 0 | 0 | 0 | 0 | 0 | 0 | 0 | 0 | 0 | 0 | 0 | 0 | 0 | 0 | 0 | 0 | 0 | 0 | 0 | 0 | 0 | 0 | 0 | 0 | 0 | 0 | 0 | 0 | 0 | 0 | 0 | 0 | 0 | 0 | 0 |  | 0 | 0 | 0 | 0 | 0 | 0 | 0 | 0 | 0 | 0 | 0 | 0 | 0 | 0 | 0 | 0 | 0 | 0 | 0 | 0 | 0 | 0 | 0 | 0 | 0 | 0 | 0 | 0 | 0 | 0 | 0 | 0 | 0 | 0 | 0 | 0 |  | 0 | 0 | 0 | 0 | 0 | 0 | 0 | 0 | 0 | 0 | 0 | 0 | 0 | 0 | 0 | 0 | 0 | 0 | 0 | 0 | 0 | 0 | 0 | 0 | 0 | 0 | 0 | 0 | 0 | 0 | 0 | 0 | 0 | 0 | 0 | 0 |  | 0 | 0 | 0 | 0 | 0 | 0 | 0 | 0 | 0 | 0 | 0 | 0 | 10.966 | 0 | 0 | 0 | 0 | 1 | 0 | 0 | 0 | 0 | 0 | 0 | 0 | 0 | 0 | 0 | 0 | 0 | -2 | 0 | 0 | 0 | 0 | 1 |  | 1 | 1 | 1 | 1 | 1 | 1 | 1+ | 1 | 1 | 1
PG&E GBA | Oakland C | 115 | 0 | 0 | 0 | 0 | 0 | 0 | 0 | 0 | 0 | 0 | 0 | 0 | 0 | 0 | 0 | 0 | 0 | 0 | 0 | 0 |  | 0 | 0 | 0 | 0 | 0 | 0 | 0 | 0 | 0 | 0 | 0 | 0 | 0 | 0 | 0 | 0 | 0 | 0 | 0 | 0 | 0 | 0 | 0 | 0 | 0 | 0 | 0 | 0 | 0 | 0 | 0 | 0 | 0 | 0 | 0 | 0 |  | 0 | 0 | 0 | 0 | 0 | 0 | 0 | 0 | 0 | 0 | 0 | 0 | 0 | 0 | 0 | 0 | 0 | 0 | 0 | 0 | 0 | 0 | 0 | 0 | 0 | 0 | 0 | 0 | 0 | 0 | 0 | 0 | 0 | 0 | 0 | 0 |  | 0 | 0 | 0 | 0 | 0 | 0 | 0 | 0 | 0 | 0 | 0 | 0 | 0 | 0 | 75.6 | 0 | 0 | 1 | 0 | 0 | 0 | 0 | 0 | 0 | 0 | 0 | 0 | 0 | 0 | 0 | 0 | 0 | -2 | 0 | 0 | 1 |  | 0 | 0 | 0 | 0 | 0 | 0 | 0 | 0 | 0 | 0 | 0 | 0 | 0 | 0 | 75.6 | 0 | 0 | 1 | 0 | 0 | 0 | 0 | 0 | 0 | 0 | 0 | 0 | 0 | 0 | 0 | 0 | 0 | 0 | 0 | 0 | 0 |  | 1 | 1 | 1 | 1 | 1 | 1 | 1 | 2+ | 1 | 1
PG&E GBA | Oakland J | 115 | 0 | 0 | 0 | 0 | 0 | 0 | 0 | 0 | 0 | 0 | 0 | 0 | 0 | 0 | 0 | 0 | 0 | 0 | 0 | 0 |  | 0 | 0 | 0 | 0 | 0 | 0 | 0 | 0 | 0 | 0 | 0 | 0 | 0 | 0 | 0 | 0 | 0 | 0 | 0 | 0 | 0 | 0 | 0 | 0 | 0 | 0 | 0 | 0 | 0 | 0 | 0 | 0 | 0 | 0 | 0 | 0 |  | 0 | 0 | 0 | 0 | 0 | 0 | 0 | 0 | 0 | 0 | 0 | 0 | 2.254 | 0 | 0.072 | 0 | 0 | 1 | 0 | 0 | 0 | 0 | 0 | 0 | 0 | 0 | 0 | 0 | 0 | 0 | 0 | 0 | 0 | 0 | 0 | 0 |  | 0 | 0 | 0 | 0 | 0 | 0 | 0 | 0 | 0 | 0 | 0 | 0 | 2.254 | 50 | 50.072 | 0 | 0 | 1 | 0 | 0 | 0 | 0 | 0 | 0 | 0 | 0 | 0 | 0 | 0 | 0 | 0 | -2 | -2 | 0 | 0 | 1 |  | 0 | 0 | 0 | 0 | 0 | 0 | 0 | 0 | 0 | 0 | 0 | 0 | 2.254 | 50 | 62.552 | 0 | 0 | 1 | 0 | 0 | 0 | 0 | 0 | 0 | 0 | 0 | 0 | 0 | 0 | 0 | 0 | -2 | -2 | 0 | 0 | 1 |  | 1 | 1 | 1 | 1 | 1 | 1 | 1 | 4+ | 1 | 1
PG&E GBA | Oakland L | 115 | 0 | 0 | 0 | 0 | 0 | 0 | 0 | 0 | 0 | 0 | 0 | 0 | 0 | 0 | 0 | 0 | 0 | 0 | 0 | 0 |  | 0 | 0 | 0 | 0 | 0 | 0 | 0 | 0 | 0 | 0 | 0 | 0 | 0 | 0 | 0 | 0 | 0 | 0 | 0 | 0 | 0 | 0 | 0 | 0 | 0 | 0 | 0 | 0 | 0 | 0 | 0 | 0 | 0 | 0 | 0 | 0 |  | 0 | 0 | 0 | 0 | 0 | 0 | 0 | 0 | 0 | 0 | 0 | 0 | 0.01445 | 0 | 0 | 0 | 0 | 1 | 0 | 0 | 0 | 0 | 0 | 0 | 0 | 0 | 0 | 0 | 0 | 0 | 0 | 0 | 0 | 0 | 0 | 0 |  | 0 | 0 | 0 | 0 | 0 | 0 | 0 | 0 | 0 | 0 | 0 | 0 | 0.01445 | 0 | 0 | 0 | 0 | 1 | 0 | 0 | 0 | 0 | 0 | 0 | 0 | 0 | 0 | 0 | 0 | 0 | 0 | 0 | 0 | 0 | 0 | 0 |  | 0 | 0 | 0 | 0 | 0 | 0 | 0 | 0 | 0 | 0 | 0 | 0 | 0.01445 | 0 | 0 | 0 | 0 | 1 | 0 | 0 | 0 | 0 | 0 | 0 | 0 | 0 | 0 | 0 | 0 | 0 | 0 | 0 | 0 | 0 | 0 | 0 |  | 1 | 1 | 1 | 1 | 1 | 1 | 1 | 1 | 1 | 0
PG&E GBA | Oakland X | 115 | 0 | 0 | 0 | 0 | 0 | 0 | 0 | 0 | 0 | 0 | 0 | 0 | 0 | 70 | 70 | 0 | 0 | 0 | 0 | 1 |  | 0 | 0 | 0 | 0 | 0 | 0 | 0 | 0 | 0 | 0 | 0 | 0 | 0 | 0 | 0 | 0 | 0 | 0 | 0 | 0 | 0 | 0 | 0 | 0 | 0 | 0 | 0 | 0 | 0 | 0 | 2 | 0 | 0 | 0 | 0 | 1 |  | 0 | 0 | 0 | 0 | 0 | 0 | 0 | 0 | 0 | 0 | 0 | 0 | 0 | 0 | 0 | 0 | 0 | 0 | 0 | 0 | 0 | 0 | 0 | 0 | 0 | 0 | 0 | 0 | 0 | 0 | 2 | 0 | 0 | 0 | 0 | 1 |  | 0 | 0 | 0 | 0 | 0 | 0 | 0 | 0 | 0 | 0 | 0 | 0 | 0 | 0 | 0 | 0 | 0 | 0 | 0 | 0 | 0 | 0 | 0 | 0 | 0 | 0 | 0 | 0 | 0 | 0 | 2 | 0 | 0 | 0 | 0 | 1 |  | 0 | 0 | 0 | 0 | 0 | 0 | 0 | 0 | 0 | 0 | 0 | 0 | 0 | 0 | 0 | 0 | 0 | 0 | 0 | 0 | 0 | 0 | 0 | 0 | 0 | 0 | 0 | 0 | 0 | 0 | 2 | 0 | 0 | 0 | 0 | 1 |  | 1 | 1 | 1 | 1 | 1 | 1 | 5- | 1 | 1 | 1
SDGE | Ocean Ranch | 69 | 0 | 0 | 0 | 0 | 0 | 0 | 0 | 0 | 0 | 0 | 0 | 0 | 0 | 0 | 0 | 0 | 0 | 0 | 0 | 0 |  | 0 | 0 | 0 | 0 | 0 | 0 | 0 | 0 | 0 | 0 | 0 | 0 | 0 | 0 | 0 | 0 | 0 | 0 | 0 | 0 | 0 | 0 | 0 | 0 | 0 | 0 | 0 | 0 | 0 | 0 | 0 | 0 | 0 | 0 | 0 | 0 |  | 0 | 0 | 0 | 0 | 0 | 0 | 0 | 0 | 0 | 0 | 0 | 0 | 0 | 0 | 0 | 0 | 0 | 0 | 0 | 0 | 0 | 0 | 0 | 0 | 0 | 0 | 0 | 0 | 0 | 0 | 0 | 0 | 0 | 0 | 0 | 0 |  | 0 | 0 | 0 | 0 | 0 | 0 | 0 | 0 | 0 | 0 | 0 | 0 | 0 | 0 | 105 | 0 | 0 | 1 | 0 | 0 | 0 | 0 | 0 | 0 | 0 | 0 | 0 | 0 | 0 | 0 | 0 | 0 | -2 | 0 | 0 | 1 |  | 0 | 0 | 0 | 0 | 0 | 0 | 0 | 0 | 0 | 0 | 0 | 0 | 0 | 0 | 105 | 0 | 0 | 1 | 0 | 0 | 0 | 0 | 0 | 0 | 0 | 0 | 0 | 0 | 0 | 0 | 0 | 0 | -1 | 0 | 0 | 1 |  | 1 | 1 | 1 | 1 | 1 | 1 | 1 | 2+ | 1 | 1
PG&E KERN | Oceano | 115 | 0 | 0 | 0 | 0 | 0 | 0 | 0 | 0 | 0 | 0 | 0 | 0 | 0 | 0 | 0 | 0 | 0 | 0 | 0 | 0 |  | 0 | 0 | 0 | 0 | 0 | 0 | 0 | 0 | 0 | 0 | 0 | 0 | 0 | 0 | 0 | 0 | 0 | 0 | 0 | 0 | 0 | 0 | 0 | 0 | 0 | 0 | 0 | 0 | 0 | 0 | 0 | 0 | 0 | 0 | 0 | 0 |  | 0 | 0 | 0 | 0 | 0 | 0 | 0 | 0 | 0 | 0 | 0 | 0 | 0 | 0 | 0 | 0 | 0 | 0 | 0 | 0 | 0 | 0 | 0 | 0 | 0 | 0 | 0 | 0 | 0 | 0 | 0 | 0 | 0 | 0 | 0 | 0 |  | 0 | 0 | 0 | 0 | 0 | 0 | 0 | 0 | 0 | 0 | 0 | 0 | 0 | 0 | 0 | 0 | 0 | 0 | 0 | 0 | 0 | 0 | 0 | 0 | 0 | 0 | 0 | 0 | 0 | 0 | 0 | 0 | 0 | 0 | 0 | 0 |  | 0 | 0 | 0 | 0 | 0 | 0 | 0 | 0 | 0 | 0 | 0 | 0 | 0 | 0 | 0 | 0 | 0 | 0 | 0 | 0 | 0 | 0 | 0 | 0 | 0 | 0 | 0 | 0 | 0 | 0 | 0 | 0 | 0 | 0 | 0 | 0 |  | 1 | 1 | 1 | 1 | 1 | 1 | 1 | 1 | 1 | 0
SDGE | Ocotillo Express | 500 | 0 | 0 | 130 | 0 | 130 | 0 | 0 | 0 | 0 | 0 | 0 | 0 | 0 | 0 | 0 | 0 | 0 | 0 | 0 | 1 |  | 0 | 0 | 0 | 0 | 0 | 0 | 0 | 0 | 0 | 0 | 0 | 0 | 0 | 0 | 0 | 0 | 0 | 0 | 0 | 0 | 0 | 0 | 2 | 2 | 0 | 0 | 0 | 0 | 0 | 0 | 0 | 0 | 0 | 0 | 0 | 1 |  | 0 | 0 | 0 | 0 | 0 | 0 | 0 | 0 | 0 | 0 | 0 | 0 | 0 | 0 | 0 | 0 | 0 | 0 | 0 | 0 | 0 | 0 | 2 | 2 | 0 | 0 | 0 | 0 | 0 | 0 | 0 | 0 | 0 | 0 | 0 | 1 |  | 0 | 0 | 0 | 0 | 0 | 0 | 0 | 0 | 0 | 0 | 0 | 0 | 0 | 0 | 0 | 0 | 0 | 0 | 0 | 0 | 0 | 0 | 2 | 2 | 0 | 0 | 0 | 0 | 0 | 0 | 0 | 0 | 0 | 0 | 0 | 1 |  | 0 | 0 | 0 | 0 | 0 | 0 | 0 | 0 | 0 | 0 | 0 | 0 | 0 | 0 | 0 | 0 | 0 | 0 | 0 | 0 | 0 | 0 | 2 | 2 | 0 | 0 | 0 | 0 | 0 | 0 | 0 | 0 | 0 | 0 | 0 | 1 |  | 1 | 1 | 5- | 1 | 1 | 1 | 1 | 1 | 1 | 1
PG&E KERN | Old River | 70 | 0 | 0 | 0 | 0 | 0 | 0 | 0 | 0 | 0 | 0 | 0 | 0 | 0 | 0 | 0 | 0 | 0 | 0 | 0 | 0 |  | 0 | 0 | 0 | 0 | 0 | 0 | 0 | 0 | 0 | 0 | 0 | 0 | 0 | 0 | 0 | 0 | 0 | 0 | 0 | 0 | 0 | 0 | 0 | 0 | 0 | 0 | 0 | 0 | 0 | 0 | 0 | 0 | 0 | 0 | 0 | 0 |  | 0 | 0 | 0 | 0 | 0 | 0 | 0 | 0 | 0 | 0 | 0 | 0 | 2.9028 | 0 | 0.05626 | 0 | 0 | 1 | 0 | 0 | 0 | 0 | 0 | 0 | 0 | 0 | 0 | 0 | 0 | 0 | 0 | 0 | 0 | 0 | 0 | 0 |  | 0 | 0 | 0 | 0 | 0 | 0 | 0 | 0 | 0 | 0 | 0 | 0 | 2.9028 | 0 | 0.05626 | 0 | 0 | 1 | 0 | 0 | 0 | 0 | 0 | 0 | 0 | 0 | 0 | 0 | 0 | 0 | 0 | 0 | 0 | 0 | 0 | 0 |  | 0 | 0 | 0 | 0 | 0 | 0 | 0 | 0 | 0 | 0 | 0 | 0 | 2.9028 | 0 | 0.05626 | 0 | 0 | 1 | 0 | 0 | 0 | 0 | 0 | 0 | 0 | 0 | 0 | 0 | 0 | 0 | 0 | 0 | 0 | 0 | 0 | 0 |  | 1 | 1 | 1 | 1 | 1 | 1 | 1 | 1 | 1 | 0
SDGE | Old Town | 230 | 0 | 0 | 0 | 0 | 0 | 0 | 0 | 0 | 0 | 0 | 0 | 0 | 0 | 0 | 0 | 0 | 0 | 0 | 0 | 0 |  | 0 | 0 | 0 | 0 | 0 | 0 | 0 | 0 | 0 | 0 | 0 | 0 | 0 | 0 | 0 | 0 | 0 | 0 | 0 | 0 | 0 | 0 | 0 | 0 | 0 | 0 | 0 | 0 | 0 | 0 | 0 | 0 | 0 | 0 | 0 | 0 |  | 0 | 0 | 0 | 0 | 0 | 0 | 0 | 0 | 0 | 0 | 0 | 0 | 0 | 0 | 0 | 0 | 0 | 0 | 0 | 0 | 0 | 0 | 0 | 0 | 0 | 0 | 0 | 0 | 0 | 0 | 0 | 0 | 0 | 0 | 0 | 0 |  | 0 | 0 | 0 | 0 | 0 | 0 | 0 | 0 | 0 | 0 | 0 | 0 | 0 | 0 | 0 | 0 | 0 | 0 | 0 | 0 | 0 | 0 | 0 | 0 | 0 | 0 | 0 | 0 | 0 | 0 | 0 | 0 | 0 | 0 | 0 | 0 |  | 0 | 0 | 0 | 0 | 0 | 0 | 0 | 0 | 0 | 0 | 0 | 0 | 0 | 0 | 0 | 0 | 0 | 0 | 0 | 0 | 0 | 0 | 0 | 0 | 0 | 0 | 0 | 0 | 0 | 0 | 0 | 0 | 0 | 0 | 0 | 0 |  | 1 | 1 | 1 | 1 | 1 | 1 | 1 | 1 | 1 | 0
SCE Metro | Olinda | 230 | 0 | 0 | 0 | 0 | 0 | 0 | 0 | 0 | 0 | 0 | 0 | 0 | 0 | 0 | 0 | 0 | 0 | 0 | 0 | 0 |  | 0 | 0 | 0 | 0 | 0 | 0 | 0 | 0 | 0 | 0 | 0 | 0 | 0 | 0 | 0 | 0 | 0 | 0 | 0 | 0 | 0 | 0 | 0 | 0 | 0 | 0 | 0 | 0 | 0 | 0 | 0 | 0 | 0 | 0 | 0 | 0 |  | 0 | 0 | 0 | 0 | 0 | 0 | 0 | 0 | 0 | 0 | 0 | 0 | 0 | 0 | 0 | 0 | 0 | 0 | 0 | 0 | 0 | 0 | 0 | 0 | 0 | 0 | 0 | 0 | 0 | 0 | 0 | 0 | 0 | 0 | 0 | 0 |  | 0 | 0 | 0 | 0 | 0 | 0 | 0 | 0 | 0 | 0 | 0 | 0 | 0 | 0 | 0 | 0 | 0 | 0 | 0 | 0 | 0 | 0 | 0 | 0 | 0 | 0 | 0 | 0 | 0 | 0 | 0 | 0 | 0 | 0 | 0 | 0 |  | 0 | 0 | 0 | 0 | 0 | 0 | 0 | 0 | 0 | 0 | 0 | 0 | 0 | 0 | 144.77 | 0 | 0 | 1 | 0 | 0 | 0 | 0 | 0 | 0 | 0 | 0 | 0 | 0 | 0 | 0 | 0 | 0 | -1 | 0 | 0 | 1 |  | 1 | 1 | 1 | 1 | 1 | 1 | 1 | 1 | 1 | 0
PG&E FRESNO | Olive | 115 | 0 | 0 | 0 | 0 | 0 | 0 | 0 | 0 | 0 | 0 | 0 | 0 | 0 | 0 | 0 | 0 | 0 | 0 | 0 | 0 |  | 0 | 0 | 0 | 0 | 0 | 0 | 0 | 0 | 0 | 0 | 0 | 0 | 0 | 0 | 0 | 0 | 0 | 0 | 0 | 0 | 0 | 0 | 0 | 0 | 0 | 0 | 0 | 0 | 0 | 0 | 0 | 0 | 0 | 0 | 0 | 0 |  | 0 | 0 | 0 | 0 | 0 | 0 | 0 | 0 | 0 | 0 | 0 | 0 | 0 | 0 | 0 | 0 | 0 | 0 | 0 | 0 | 0 | 0 | 0 | 0 | 0 | 0 | 0 | 0 | 0 | 0 | 0 | 0 | 0 | 0 | 0 | 0 |  | 0 | 0 | 0 | 0 | 0 | 0 | 0 | 0 | 0 | 0 | 0 | 0 | 0 | 0 | 0 | 0 | 0 | 0 | 0 | 0 | 0 | 0 | 0 | 0 | 0 | 0 | 0 | 0 | 0 | 0 | 0 | 0 | 0 | 0 | 0 | 0 |  | 0 | 0 | 0 | 0 | 0 | 0 | 0 | 0 | 0 | 0 | 0 | 0 | 0 | 0 | 0 | 0 | 0 | 0 | 0 | 0 | 0 | 0 | 0 | 0 | 0 | 0 | 0 | 0 | 0 | 0 | 0 | 0 | 0 | 0 | 0 | 0 |  | 1 | 1 | 1 | 1 | 1 | 1 | 1 | 1 | 1 | 0
PG&E NGBA | Olivehurst | 115 | 0 | 0 | 0 | 0 | 0 | 0 | 0 | 0 | 0 | 0 | 0 | 0 | 0 | 0 | 0 | 0 | 0 | 0 | 0 | 0 |  | 0 | 0 | 0 | 0 | 0 | 0 | 0 | 0 | 0 | 0 | 0 | 0 | 0 | 0 | 0 | 0 | 0 | 0 | 0 | 0 | 0 | 0 | 0 | 0 | 0 | 0 | 0 | 0 | 0 | 0 | 0 | 0 | 0 | 0 | 0 | 0 |  | 0 | 0 | 0 | 0 | 0 | 0 | 0 | 0 | 0 | 0 | 0 | 0 | 0 | 0 | 0 | 0 | 0 | 0 | 0 | 0 | 0 | 0 | 0 | 0 | 0 | 0 | 0 | 0 | 0 | 0 | 0 | 0 | 0 | 0 | 0 | 0 |  | 0 | 0 | 0 | 0 | 0 | 0 | 0 | 0 | 0 | 0 | 0 | 0 | 0 | 0 | 0 | 0 | 0 | 0 | 0 | 0 | 0 | 0 | 0 | 0 | 0 | 0 | 0 | 0 | 0 | 0 | 0 | 0 | 0 | 0 | 0 | 0 |  | 0 | 0 | 0 | 0 | 0 | 0 | 0 | 0 | 0 | 0 | 0 | 0 | 0.996 | 0 | 0 | 0 | 0 | 1 | 0 | 0 | 0 | 0 | 0 | 0 | 0 | 0 | 0 | 0 | 0 | 0 | 0 | 0 | 0 | 0 | 0 | 0 |  | 1 | 1 | 1 | 1 | 1 | 1 | 1 | 1 | 1 | 0
PG&E NGBA | Oregon Trail | 60 | 0 | 0 | 0 | 0 | 0 | 0 | 0 | 0 | 0 | 0 | 0 | 0 | 0 | 0 | 0 | 0 | 0 | 0 | 0 | 0 |  | 0 | 0 | 0 | 0 | 0 | 0 | 0 | 0 | 0 | 0 | 0 | 0 | 0 | 0 | 0 | 0 | 0 | 0 | 0 | 0 | 0 | 0 | 0 | 0 | 0 | 0 | 0 | 0 | 0 | 0 | 0 | 0 | 0 | 0 | 0 | 0 |  | 0 | 0 | 0 | 0 | 0 | 0 | 0 | 0 | 0 | 0 | 0 | 0 | 1.927 | 0 | 1.927 | 0 | 0 | 1 | 0 | 0 | 0 | 0 | 0 | 0 | 0 | 0 | 0 | 0 | 0 | 0 | 0 | 0 | 0 | 0 | 0 | 0 |  | 0 | 0 | 0 | 0 | 0 | 0 | 0 | 0 | 0 | 0 | 0 | 0 | 1.927 | 0 | 1.927 | 0 | 0 | 1 | 0 | 0 | 0 | 0 | 0 | 0 | 0 | 0 | 0 | 0 | 0 | 0 | 0 | 0 | 0 | 0 | 0 | 0 |  | 0 | 0 | 0 | 0 | 0 | 0 | 0 | 0 | 0 | 0 | 0 | 0 | 4.327 | 0 | 1.927 | 0 | 0 | 1 | 0 | 0 | 0 | 0 | 0 | 0 | 0 | 0 | 0 | 0 | 0 | 0 | -2 | 0 | 0 | 0 | 0 | 1 |  | 1 | 1 | 1 | 1 | 1 | 1 | 1+ | 1 | 1 | 1
SCE Northern | Ormond Beach | 230 | 0 | 0 | 0 | 0 | 0 | 0 | 0 | 0 | 0 | 0 | 0 | 0 | 332 | 0 | 332 | 0 | 0 | 0 | 0 | 1 |  | 0 | 0 | 0 | 0 | 0 | 0 | 0 | 0 | 0 | 0 | 0 | 0 | 0 | 0 | 0 | 0 | 0 | 0 | 0 | 0 | 0 | 0 | 0 | 0 | 0 | 0 | 0 | 0 | 0 | 2 | 2 | 0 | 0 | 0 | 0 | 1 |  | 0 | 0 | 0 | 0 | 0 | 0 | 0 | 0 | 0 | 0 | 0 | 0 | 0 | 0 | 0 | 0 | 0 | 0 | 0 | 0 | 0 | 0 | 0 | 0 | 0 | 0 | 0 | 0 | 0 | 2 | 2 | 0 | 0 | 0 | 0 | 1 |  | 0 | 0 | 0 | 0 | 0 | 0 | 0 | 0 | 0 | 0 | 0 | 0 | 0 | 0 | 0 | 0 | 0 | 0 | 0 | 0 | 0 | 0 | 0 | 0 | 0 | 0 | 0 | 0 | 0 | 2 | 2 | 0 | 0 | 0 | 0 | 1 |  | 0 | 0 | 0 | 0 | 0 | 0 | 0 | 0 | 0 | 0 | 0 | 0 | 0 | 0 | 0 | 0 | 0 | 0 | 0 | 0 | 0 | 0 | 0 | 0 | 0 | 0 | 0 | 0 | 0 | 2 | 2 | 0 | 0 | 0 | 0 | 1 |  | 1 | 1 | 1 | 1 | 1 | 1 | 5- | 1 | 1 | 1
PG&E FRESNO | Oro Loma | 115 | 0 | 0 | 0 | 0 | 0 | 0 | 0 | 0 | 0 | 0 | 0 | 0 | 110 | 0 | 110 | 0 | 0 | 0 | 0 | 1 |  | 0 | 0 | 0 | 0 | 0 | 0 | 0 | 0 | 0 | 0 | 0 | 0 | 0 | 0 | 0 | 0 | 0 | 0 | 0 | 0 | 0 | 0 | 0 | 0 | 0 | 0 | 0 | 0 | 0 | 2 | 2 | 0 | 0 | 0 | 0 | 1 |  | 0 | 0 | 0 | 0 | 0 | 0 | 0 | 0 | 0 | 0 | 0 | 0 | 11.4748 | 0 | 0 | 0 | 0 | 1 | 0 | 0 | 0 | 0 | 0 | 0 | 0 | 0 | 0 | 0 | 0 | 2 | 2 | 0 | 0 | 0 | 0 | 1 |  | 0 | 0 | 0 | 0 | 0 | 0 | 0 | 0 | 0 | 0 | 0 | 0 | 11.4748 | 0 | 0 | 0 | 0 | 1 | 0 | 0 | 0 | 0 | 0 | 0 | 0 | 0 | 0 | 0 | 0 | 2 | 2 | 0 | 0 | 0 | 0 | 1 |  | 0 | 0 | 0 | 0 | 0 | 0 | 0 | 102.7 | 0 | 0 | 0 | 0 | 119.1748 | 0 | 102.7 | 0 | 0 | 1 | 0 | 0 | 0 | 0 | 0 | 0 | 0 | -2 | 0 | 0 | 0 | 2 | 0 | 0 | -1 | 0 | 0 | 1 |  | 1 | 1 | 1 | 1+ | 1 | 1 | 3- | 1 | 1 | 1
PG&E FRESNO | Oro Loma | 70 | 0 | 0 | 0 | 0 | 0 | 0 | 0 | 0 | 0 | 0 | 0 | 0 | 0 | 0 | 0 | 0 | 0 | 0 | 0 | 0 |  | 0 | 0 | 0 | 0 | 0 | 0 | 0 | 0 | 0 | 0 | 0 | 0 | 0 | 0 | 0 | 0 | 0 | 0 | 0 | 0 | 0 | 0 | 0 | 0 | 0 | 0 | 0 | 0 | 0 | 0 | 0 | 0 | 0 | 0 | 0 | 0 |  | 0 | 0 | 0 | 0 | 0 | 0 | 0 | 0 | 0 | 0 | 0 | 0 | 0 | 0 | 0 | 0 | 0 | 0 | 0 | 0 | 0 | 0 | 0 | 0 | 0 | 0 | 0 | 0 | 0 | 0 | 0 | 0 | 0 | 0 | 0 | 0 |  | 0 | 0 | 0 | 0 | 0 | 0 | 0 | 0 | 0 | 0 | 0 | 0 | 0 | 0 | 0 | 0 | 0 | 0 | 0 | 0 | 0 | 0 | 0 | 0 | 0 | 0 | 0 | 0 | 0 | 0 | 0 | 0 | 0 | 0 | 0 | 0 |  | 0 | 0 | 0 | 0 | 0 | 0 | 0 | 103.226 | 0 | 0 | 0 | 0 | 103.226 | 0 | 103.226 | 0 | 0 | 1 | 0 | 0 | 0 | 0 | 0 | 0 | 0 | -2 | 0 | 0 | 0 | 0 | -2 | 0 | -1 | 0 | 0 | 1 |  | 1 | 1 | 1 | 1+ | 1 | 1 | 1+ | 1 | 1 | 1
PG&E FRESNO | Orosi | 70 | 0 | 0 | 0 | 0 | 0 | 0 | 0 | 0 | 0 | 0 | 0 | 0 | 0 | 0 | 0 | 0 | 0 | 0 | 0 | 0 |  | 0 | 0 | 0 | 0 | 0 | 0 | 0 | 0 | 0 | 0 | 0 | 0 | 0 | 0 | 0 | 0 | 0 | 0 | 0 | 0 | 0 | 0 | 0 | 0 | 0 | 0 | 0 | 0 | 0 | 0 | 0 | 0 | 0 | 0 | 0 | 0 |  | 0 | 0 | 0 | 0 | 0 | 0 | 0 | 0 | 0 | 0 | 0 | 0 | 0 | 0 | 0 | 0 | 0 | 0 | 0 | 0 | 0 | 0 | 0 | 0 | 0 | 0 | 0 | 0 | 0 | 0 | 0 | 0 | 0 | 0 | 0 | 0 |  | 0 | 0 | 0 | 0 | 0 | 0 | 0 | 0 | 0 | 0 | 0 | 0 | 0 | 0 | 0 | 0 | 0 | 0 | 0 | 0 | 0 | 0 | 0 | 0 | 0 | 0 | 0 | 0 | 0 | 0 | 0 | 0 | 0 | 0 | 0 | 0 |  | 0 | 0 | 0 | 0 | 0 | 0 | 0 | 0 | 0 | 0 | 0 | 0 | 20 | 0 | 0 | 0 | 0 | 1 | 0 | 0 | 0 | 0 | 0 | 0 | 0 | 0 | 0 | 0 | 0 | 0 | -2 | 0 | 0 | 0 | 0 | 1 |  | 1 | 1 | 1 | 1 | 1 | 1 | 1+ | 1 | 1 | 1
SDGE | Otay | 69 | 0 | 0 | 0 | 0 | 0 | 0 | 0 | 0 | 0 | 0 | 0 | 0 | 0 | 0 | 0 | 0 | 0 | 0 | 0 | 0 |  | 0 | 0 | 0 | 0 | 0 | 0 | 0 | 0 | 0 | 0 | 0 | 0 | 0 | 0 | 0 | 0 | 0 | 0 | 0 | 0 | 0 | 0 | 0 | 0 | 0 | 0 | 0 | 0 | 0 | 0 | 0 | 0 | 0 | 0 | 0 | 0 |  | 0 | 0 | 0 | 0 | 0 | 0 | 0 | 0 | 0 | 0 | 0 | 0 | 0 | 0 | 0 | 0 | 0 | 0 | 0 | 0 | 0 | 0 | 0 | 0 | 0 | 0 | 0 | 0 | 0 | 0 | 0 | 0 | 0 | 0 | 0 | 0 |  | 0 | 0 | 0 | 0 | 0 | 0 | 0 | 0 | 0 | 0 | 0 | 0 | 0 | 0 | 0 | 0 | 0 | 0 | 0 | 0 | 0 | 0 | 0 | 0 | 0 | 0 | 0 | 0 | 0 | 0 | 0 | 0 | 0 | 0 | 0 | 0 |  | 0 | 0 | 0 | 0 | 0 | 0 | 0 | 0 | 0 | 0 | 0 | 0 | 0 | 0 | 0 | 0 | 0 | 0 | 0 | 0 | 0 | 0 | 0 | 0 | 0 | 0 | 0 | 0 | 0 | 0 | 0 | 0 | 0 | 0 | 0 | 0 |  | 1 | 1 | 1 | 1 | 1 | 1 | 1 | 1 | 1 | 0
SDGE | Otay Mesa | 230 | 0 | 0 | 0 | 0 | 0 | 0 | 0 | 0 | 0 | 0 | 0 | 0 | 0 | 0 | 0 | 0 | 0 | 0 | 0 | 0 |  | 0 | 0 | 0 | 0 | 0 | 0 | 0 | 0 | 0 | 0 | 0 | 0 | 0 | 0 | 0 | 0 | 0 | 0 | 0 | 0 | 0 | 0 | 0 | 0 | 0 | 0 | 0 | 0 | 0 | 0 | 0 | 0 | 0 | 0 | 0 | 0 |  | 0 | 0 | 0 | 0 | 0 | 0 | 0 | 0 | 0 | 0 | 0 | 0 | 0 | 0 | 312.96 | 0 | 0 | 1 | 0 | 0 | 0 | 0 | 0 | 0 | 0 | 0 | 0 | 0 | 0 | 0 | 0 | 0 | -2 | 0 | 0 | 1 |  | 0 | 0 | 0 | 0 | 0 | 0 | 0 | 0 | 0 | 0 | 0 | 0 | 0 | 0 | 882.21 | 0 | 0 | 1 | 0 | 0 | 0 | 0 | 0 | 0 | 0 | 0 | 0 | 0 | 0 | 0 | 0 | 0 | -2 | 0 | 0 | 1 |  | 0 | 0 | 0 | 0 | 0 | 0 | 0 | 0 | 0 | 0 | 0 | 0 | 0 | 0 | 882.21 | 0 | 0 | 1 | 0 | 0 | 0 | 0 | 0 | 0 | 0 | 0 | 0 | 0 | 0 | 0 | 0 | 0 | -2 | 0 | 0 | 1 |  | 1 | 1 | 1 | 1 | 1 | 1 | 1 | 4+ | 1 | 1
PG&E FRESNO | Padre Flats SW STA | 230 | 0 | 0 | 0 | 0 | 0 | 0 | 0 | 0 | 0 | 0 | 0 | 0 | 370 | 0 | 370 | 0 | 31 | 31 | 0 | 1 |  | 0 | 0 | 0 | 0 | 0 | 0 | 0 | 0 | 0 | 0 | 0 | 0 | 0 | 0 | 0 | 0 | 0 | 0 | 0 | 0 | 0 | 0 | 0 | 0 | 0 | 0 | 0 | 0 | 0 | 2 | 2 | 2 | 2 | 0 | 0 | 1 |  | 0 | 0 | 0 | 0 | 0 | 0 | 0 | 0 | 0 | 0 | 0 | 0 | 0 | 0 | 0 | 0 | 0 | 0 | 0 | 0 | 0 | 0 | 0 | 0 | 0 | 0 | 0 | 0 | 0 | 2 | 2 | 2 | 2 | 0 | 0 | 1 |  | 0 | 0 | 0 | 0 | 0 | 0 | 0 | 0 | 0 | 0 | 0 | 0 | 0 | 0 | 0 | 0 | 0 | 0 | 0 | 0 | 0 | 0 | 0 | 0 | 0 | 0 | 0 | 0 | 0 | 2 | 2 | 2 | 2 | 0 | 0 | 1 |  | 0 | 0 | 0 | 0 | 0 | 0 | 0 | 0 | 0 | 0 | 0 | 0 | 0 | 0 | 0 | 0 | 0 | 0 | 0 | 0 | 0 | 0 | 0 | 0 | 0 | 0 | 0 | 0 | 0 | 2 | 2 | 2 | 2 | 0 | 0 | 1 |  | 1 | 1 | 1 | 1 | 1 | 1 | 5- | 5- | 1 | 1
EOP | Pahrump | 138 | 0 | 0 | 0 | 0 | 0 | 0 | 0 | 0 | 0 | 0 | 0 | 0 | 0 | 0 | 0 | 0 | 0 | 0 | 0 | 0 |  | 0 | 0 | 0 | 0 | 0 | 0 | 0 | 0 | 0 | 0 | 0 | 0 | 0 | 0 | 0 | 0 | 0 | 0 | 0 | 0 | 0 | 0 | 0 | 0 | 0 | 0 | 0 | 0 | 0 | 0 | 0 | 0 | 0 | 0 | 0 | 0 |  | 0 | 0 | 0 | 0 | 0 | 0 | 0 | 0 | 0 | 0 | 0 | 0 | 0 | 0 | 0 | 0 | 0 | 0 | 0 | 0 | 0 | 0 | 0 | 0 | 0 | 0 | 0 | 0 | 0 | 0 | 0 | 0 | 0 | 0 | 0 | 0 |  | 0 | 0 | 0 | 0 | 0 | 0 | 0 | 0 | 0 | 0 | 0 | 0 | 0 | 0 | 0 | 0 | 0 | 0 | 0 | 0 | 0 | 0 | 0 | 0 | 0 | 0 | 0 | 0 | 0 | 0 | 0 | 0 | 0 | 0 | 0 | 0 |  | 0 | 0 | 0 | 0 | 0 | 0 | 0 | 0 | 0 | 0 | 0 | 0 | 0 | 0 | 0 | 0 | 0 | 0 | 0 | 0 | 0 | 0 | 0 | 0 | 0 | 0 | 0 | 0 | 0 | 0 | 0 | 0 | 0 | 0 | 0 | 0 |  | 1 | 1 | 1 | 1 | 1 | 1 | 1 | 1 | 1 | 0
EOP | Pahrump | 230 | 0 | 0 | 0 | 0 | 0 | 0 | 0 | 0 | 0 | 0 | 0 | 0 | 0 | 0 | 0 | 0 | 0 | 0 | 0 | 0 |  | 0 | 0 | 0 | 0 | 0 | 0 | 0 | 0 | 0 | 0 | 0 | 0 | 0 | 0 | 0 | 0 | 0 | 0 | 0 | 0 | 0 | 0 | 0 | 0 | 0 | 0 | 0 | 0 | 0 | 0 | 0 | 0 | 0 | 0 | 0 | 0 |  | 0 | 0 | 0 | 0 | 0 | 0 | 0 | 0 | 0 | 0 | 0 | 0 | 0 | 0 | 0 | 0 | 0 | 0 | 0 | 0 | 0 | 0 | 0 | 0 | 0 | 0 | 0 | 0 | 0 | 0 | 0 | 0 | 0 | 0 | 0 | 0 |  | 0 | 0 | 0 | 0 | 0 | 0 | 0 | 0 | 0 | 0 | 0 | 0 | 0 | 0 | 0 | 0 | 0 | 0 | 0 | 0 | 0 | 0 | 0 | 0 | 0 | 0 | 0 | 0 | 0 | 0 | 0 | 0 | 0 | 0 | 0 | 0 |  | 0 | 0 | 0 | 0 | 0 | 0 | 0 | 0 | 0 | 0 | 0 | 0 | 0 | 0 | 0 | 0 | 0 | 0 | 0 | 0 | 0 | 0 | 0 | 0 | 0 | 0 | 0 | 0 | 0 | 0 | 0 | 0 | 0 | 0 | 0 | 0 |  | 1 | 1 | 1 | 1 | 1 | 1 | 1 | 1 | 1 | 0
SDGE | Pala | 69 | 0 | 0 | 0 | 0 | 0 | 0 | 0 | 0 | 0 | 0 | 0 | 0 | 0 | 0 | 0 | 0 | 0 | 0 | 0 | 0 |  | 0 | 0 | 0 | 0 | 0 | 0 | 0 | 0 | 0 | 0 | 0 | 0 | 0 | 0 | 0 | 0 | 0 | 0 | 0 | 0 | 0 | 0 | 0 | 0 | 0 | 0 | 0 | 0 | 0 | 0 | 0 | 0 | 0 | 0 | 0 | 0 |  | 0 | 0 | 0 | 0 | 0 | 0 | 0 | 0 | 0 | 0 | 0 | 0 | 0 | 0 | 0 | 0 | 0 | 0 | 0 | 0 | 0 | 0 | 0 | 0 | 0 | 0 | 0 | 0 | 0 | 0 | 0 | 0 | 0 | 0 | 0 | 0 |  | 0 | 0 | 0 | 0 | 0 | 0 | 0 | 0 | 0 | 0 | 0 | 0 | 0 | 0 | 0 | 0 | 0 | 0 | 0 | 0 | 0 | 0 | 0 | 0 | 0 | 0 | 0 | 0 | 0 | 0 | 0 | 0 | 0 | 0 | 0 | 0 |  | 0 | 0 | 0 | 0 | 0 | 0 | 0 | 0 | 0 | 0 | 0 | 0 | 0 | 0 | 0 | 0 | 0 | 0 | 0 | 0 | 0 | 0 | 0 | 0 | 0 | 0 | 0 | 0 | 0 | 0 | 0 | 0 | 0 | 0 | 0 | 0 |  | 1 | 1 | 1 | 1 | 1 | 1 | 1 | 1 | 1 | 0
PG&E NGBA | Palermo | 115 | 0 | 0 | 0 | 0 | 0 | 0 | 0 | 0 | 0 | 0 | 0 | 0 | 0 | 0 | 0 | 0 | 0 | 0 | 0 | 0 |  | 0 | 0 | 0 | 0 | 0 | 0 | 0 | 0 | 0 | 0 | 0 | 0 | 0 | 0 | 0 | 0 | 0 | 0 | 0 | 0 | 0 | 0 | 0 | 0 | 0 | 0 | 0 | 0 | 0 | 0 | 0 | 0 | 0 | 0 | 0 | 0 |  | 0 | 0 | 0 | 0 | 0 | 0 | 0 | 0 | 0 | 0 | 0 | 0 | 0 | 0 | 0 | 0 | 0 | 0 | 0 | 0 | 0 | 0 | 0 | 0 | 0 | 0 | 0 | 0 | 0 | 0 | 0 | 0 | 0 | 0 | 0 | 0 |  | 0 | 0 | 0 | 0 | 0 | 0 | 0 | 0 | 0 | 0 | 0 | 0 | 0 | 0 | 0 | 0 | 0 | 0 | 0 | 0 | 0 | 0 | 0 | 0 | 0 | 0 | 0 | 0 | 0 | 0 | 0 | 0 | 0 | 0 | 0 | 0 |  | 0 | 0 | 0 | 0 | 0 | 0 | 0 | 0 | 0 | 0 | 0 | 0 | 0 | 0 | 0 | 0 | 0 | 0 | 0 | 0 | 0 | 0 | 0 | 0 | 0 | 0 | 0 | 0 | 0 | 0 | 0 | 0 | 0 | 0 | 0 | 0 |  | 1 | 1 | 1 | 1 | 1 | 1 | 1 | 1 | 1 | 0
PG&E NGBA | Palermo | 230 | 20 | 0 | 0 | 0 | 0 | 0 | 0 | 0 | 0 | 0 | 0 | 0 | 0 | 0 | 0 | 0 | 0 | 0 | 0 | 1 |  | 0 | 0 | 0 | 0 | 0 | 0 | 0 | 0 | 0 | 0 | 0 | 0 | 0 | 0 | 0 | 0 | 0 | 0 | 2 | 2 | 0 | 0 | 0 | 0 | 0 | 0 | 0 | 0 | 0 | 0 | 0 | 0 | 0 | 0 | 0 | 1 |  | 0 | 0 | 0 | 0 | 0 | 0 | 0 | 0 | 0 | 0 | 0 | 0 | 0 | 0 | 0 | 0 | 0 | 0 | 2 | 2 | 0 | 0 | 0 | 0 | 0 | 0 | 0 | 0 | 0 | 0 | 0 | 0 | 0 | 0 | 0 | 1 |  | 0 | 0 | 0 | 0 | 0 | 0 | 0 | 0 | 0 | 0 | 0 | 0 | 0 | 0 | 0 | 0 | 0 | 0 | 2 | 2 | 0 | 0 | 0 | 0 | 0 | 0 | 0 | 0 | 0 | 0 | 0 | 0 | 0 | 0 | 0 | 1 |  | 0 | 0 | 0 | 0 | 0 | 0 | 0 | 0 | 0 | 0 | 0 | 0 | 0 | 0 | 0 | 0 | 0 | 0 | 2 | 2 | 0 | 0 | 0 | 0 | 0 | 0 | 0 | 0 | 0 | 0 | 0 | 0 | 0 | 0 | 0 | 1 |  | 5- | 1 | 1 | 1 | 1 | 1 | 1 | 1 | 1 | 1
SCE Eastern | Palo Verde | 500 | 0 | 0 | 0 | 0 | 0 | 2651 | 0 | 2651 | 0 | 0 | 0 | 0 | 0 | 0 | 0 | 0 | 0 | 0 | 0 | 1 |  | 0 | 0 | 0 | 0 | 0 | 0 | 0 | 0 | 0 | 0 | 0 | 0 | 0 | 0 | 0 | 0 | 0 | 0 | 0 | 0 | 0 | 0 | 0 | 0 | 2 | 2 | 0 | 0 | 0 | 0 | 0 | 0 | 0 | 0 | 0 | 1 |  | 0 | 0 | 0 | 0 | 0 | 0 | 0 | 0 | 0 | 0 | 0 | 0 | 0 | 0 | 0 | 0 | 0 | 0 | 0 | 0 | 0 | 0 | 0 | 0 | 2 | 2 | 0 | 0 | 0 | 0 | 0 | 0 | 0 | 0 | 0 | 1 |  | 0 | 0 | 0 | 0 | 0 | 0 | 0 | 0 | 0 | 0 | 0 | 0 | 0 | 0 | 0 | 0 | 0 | 0 | 0 | 0 | 0 | 0 | 0 | 0 | 2 | 2 | 0 | 0 | 0 | 0 | 0 | 0 | 0 | 0 | 0 | 1 |  | 0 | 0 | 0 | 0 | 0 | 0 | 0 | 0 | 0 | 0 | 0 | 0 | 0 | 0 | 0 | 0 | 0 | 0 | 0 | 0 | 0 | 0 | 0 | 0 | 2 | 2 | 0 | 0 | 0 | 0 | 0 | 0 | 0 | 0 | 0 | 1 |  | 1 | 1 | 1 | 5- | 1 | 1 | 1 | 1 | 1 | 1
SDGE | Palomar Energy | 230 | 0 | 0 | 0 | 0 | 0 | 0 | 0 | 0 | 0 | 0 | 0 | 0 | 0 | 0 | 0 | 0 | 0 | 0 | 0 | 0 |  | 0 | 0 | 0 | 0 | 0 | 0 | 0 | 0 | 0 | 0 | 0 | 0 | 0 | 0 | 0 | 0 | 0 | 0 | 0 | 0 | 0 | 0 | 0 | 0 | 0 | 0 | 0 | 0 | 0 | 0 | 0 | 0 | 0 | 0 | 0 | 0 |  | 0 | 0 | 0 | 0 | 0 | 0 | 0 | 0 | 0 | 0 | 0 | 0 | 0 | 0 | 0 | 0 | 0 | 0 | 0 | 0 | 0 | 0 | 0 | 0 | 0 | 0 | 0 | 0 | 0 | 0 | 0 | 0 | 0 | 0 | 0 | 0 |  | 0 | 0 | 0 | 0 | 0 | 0 | 0 | 0 | 0 | 0 | 0 | 0 | 0 | 0 | 0 | 0 | 0 | 0 | 0 | 0 | 0 | 0 | 0 | 0 | 0 | 0 | 0 | 0 | 0 | 0 | 0 | 0 | 0 | 0 | 0 | 0 |  | 0 | 0 | 0 | 0 | 0 | 0 | 0 | 0 | 0 | 0 | 0 | 0 | 0 | 0 | 0 | 0 | 0 | 0 | 0 | 0 | 0 | 0 | 0 | 0 | 0 | 0 | 0 | 0 | 0 | 0 | 0 | 0 | 0 | 0 | 0 | 0 |  | 1 | 1 | 1 | 1 | 1 | 1 | 1 | 1 | 1 | 0
PG&E KERN | Panama | 70 | 0 | 0 | 0 | 0 | 0 | 0 | 0 | 0 | 0 | 0 | 0 | 0 | 0 | 0 | 0 | 0 | 0 | 0 | 0 | 0 |  | 0 | 0 | 0 | 0 | 0 | 0 | 0 | 0 | 0 | 0 | 0 | 0 | 0 | 0 | 0 | 0 | 0 | 0 | 0 | 0 | 0 | 0 | 0 | 0 | 0 | 0 | 0 | 0 | 0 | 0 | 0 | 0 | 0 | 0 | 0 | 0 |  | 0 | 0 | 0 | 0 | 0 | 0 | 0 | 0 | 0 | 0 | 0 | 0 | 0 | 0 | 0 | 0 | 0 | 0 | 0 | 0 | 0 | 0 | 0 | 0 | 0 | 0 | 0 | 0 | 0 | 0 | 0 | 0 | 0 | 0 | 0 | 0 |  | 0 | 0 | 0 | 0 | 0 | 0 | 0 | 0 | 0 | 0 | 0 | 0 | 0 | 0 | 0 | 0 | 0 | 0 | 0 | 0 | 0 | 0 | 0 | 0 | 0 | 0 | 0 | 0 | 0 | 0 | 0 | 0 | 0 | 0 | 0 | 0 |  | 0 | 0 | 0 | 0 | 0 | 0 | 0 | 0 | 0 | 0 | 0 | 0 | 0 | 0 | 0 | 0 | 0 | 0 | 0 | 0 | 0 | 0 | 0 | 0 | 0 | 0 | 0 | 0 | 0 | 0 | 0 | 0 | 0 | 0 | 0 | 0 |  | 1 | 1 | 1 | 1 | 1 | 1 | 1 | 1 | 1 | 0
PG&E FRESNO | Panoche | 115 | 0 | 0 | 0 | 0 | 0 | 0 | 0 | 0 | 0 | 0 | 0 | 0 | 0 | 0 | 0 | 0 | 0 | 0 | 0 | 0 |  | 0 | 0 | 0 | 0 | 0 | 0 | 0 | 0 | 0 | 0 | 0 | 0 | 0 | 0 | 0 | 0 | 0 | 0 | 0 | 0 | 0 | 0 | 0 | 0 | 0 | 0 | 0 | 0 | 0 | 0 | 0 | 0 | 0 | 0 | 0 | 0 |  | 0 | 0 | 0 | 0 | 0 | 0 | 0 | 0 | 0 | 0 | 0 | 0 | 0 | 119.9 | 119.9 | 0 | 0 | 1 | 0 | 0 | 0 | 0 | 0 | 0 | 0 | 0 | 0 | 0 | 0 | 0 | 0 | -2 | -2 | 0 | 0 | 1 |  | 0 | 0 | 0 | 0 | 0 | 0 | 0 | 0 | 0 | 0 | 0 | 0 | 0 | 119.9 | 124.9 | 0 | 0 | 1 | 0 | 0 | 0 | 0 | 0 | 0 | 0 | 0 | 0 | 0 | 0 | 0 | 0 | -2 | -2 | 0 | 0 | 1 |  | 0 | 0 | 0 | 0 | 0 | 0 | 0 | 0 | 0 | 0 | 0 | 0 | 0 | 119.9 | 124.9 | 0 | 0 | 1 | 0 | 0 | 0 | 0 | 0 | 0 | 0 | 0 | 0 | 0 | 0 | 0 | 0 | -2 | -2 | 0 | 0 | 1 |  | 1 | 1 | 1 | 1 | 1 | 1 | 1 | 4+ | 1 | 1
PG&E FRESNO | Panoche | 230 | 0 | 0 | 0 | 0 | 0 | 0 | 0 | 0 | 0 | 0 | 0 | 0 | 0 | 280 | 280 | 0 | 0 | 0 | 0 | 1 |  | 0 | 0 | 0 | 0 | 0 | 0 | 0 | 0 | 0 | 0 | 0 | 0 | 0 | 0 | 0 | 0 | 0 | 0 | 0 | 0 | 0 | 0 | 0 | 0 | 0 | 0 | 0 | 0 | 0 | 0 | 2 | 0 | 0 | 0 | 0 | 1 |  | 0 | 0 | 0 | 0 | 0 | 0 | 0 | 0 | 0 | 0 | 0 | 0 | 6.15 | 0 | 0 | 0 | 0 | 1 | 0 | 0 | 0 | 0 | 0 | 0 | 0 | 0 | 0 | 0 | 0 | 0 | 2 | 0 | 0 | 0 | 0 | 1 |  | 0 | 0 | 0 | 0 | 0 | 0 | 0 | 0 | 0 | 0 | 0 | 0 | 6.15 | 0 | 0 | 0 | 0 | 1 | 0 | 0 | 0 | 0 | 0 | 0 | 0 | 0 | 0 | 0 | 0 | 0 | 2 | 0 | 0 | 0 | 0 | 1 |  | 0 | 0 | 0 | 0 | 0 | 0 | 0 | 0 | 0 | 0 | 0 | 0 | 6.15 | 0 | 0 | 0 | 0 | 1 | 0 | 0 | 0 | 0 | 0 | 0 | 0 | 0 | 0 | 0 | 0 | 0 | 2 | 0 | 0 | 0 | 0 | 1 |  | 1 | 1 | 1 | 1 | 1 | 1 | 5- | 1 | 1 | 1
SCE Northern | Pardee | 230 | 0 | 0 | 0 | 0 | 0 | 0 | 0 | 0 | 0 | 0 | 0 | 0 | 0 | 0 | 0 | 0 | 0 | 0 | 0 | 0 |  | 0 | 0 | 0 | 0 | 0 | 0 | 0 | 0 | 0 | 0 | 0 | 0 | 0 | 0 | 0 | 0 | 0 | 0 | 0 | 0 | 0 | 0 | 0 | 0 | 0 | 0 | 0 | 0 | 0 | 0 | 0 | 0 | 0 | 0 | 0 | 0 |  | 0 | 0 | 0 | 0 | 0 | 0 | 0 | 0 | 0 | 0 | 0 | 0 | 0 | 0 | 103 | 0 | 0 | 1 | 0 | 0 | 0 | 0 | 0 | 0 | 0 | 0 | 0 | 0 | 0 | 0 | 0 | 0 | -2 | 0 | 0 | 1 |  | 0 | 0 | 0 | 0 | 0 | 0 | 0 | 0 | 0 | 0 | 0 | 0 | 0 | 0 | 103 | 0 | 0 | 1 | 0 | 0 | 0 | 0 | 0 | 0 | 0 | 0 | 0 | 0 | 0 | 0 | 0 | 0 | -2 | 0 | 0 | 1 |  | 0 | 0 | 0 | 0 | 0 | 0 | 0 | 0 | 0 | 0 | 0 | 0 | 0 | 0 | 103 | 0 | 0 | 1 | 0 | 0 | 0 | 0 | 0 | 0 | 0 | 0 | 0 | 0 | 0 | 0 | 0 | 0 | -1 | 0 | 0 | 1 |  | 1 | 1 | 1 | 1 | 1 | 1 | 1 | 4+ | 1 | 1
PG&E NGBA | Parkway | 230 | 0 | 0 | 0 | 0 | 0 | 0 | 0 | 0 | 0 | 0 | 0 | 0 | 0 | 0 | 0 | 0 | 0 | 0 | 0 | 0 |  | 0 | 0 | 0 | 0 | 0 | 0 | 0 | 0 | 0 | 0 | 0 | 0 | 0 | 0 | 0 | 0 | 0 | 0 | 0 | 0 | 0 | 0 | 0 | 0 | 0 | 0 | 0 | 0 | 0 | 0 | 0 | 0 | 0 | 0 | 0 | 0 |  | 0 | 0 | 0 | 0 | 0 | 0 | 0 | 0 | 0 | 0 | 0 | 0 | 0 | 0 | 0 | 0 | 0 | 0 | 0 | 0 | 0 | 0 | 0 | 0 | 0 | 0 | 0 | 0 | 0 | 0 | 0 | 0 | 0 | 0 | 0 | 0 |  | 0 | 0 | 0 | 0 | 0 | 0 | 0 | 0 | 0 | 0 | 0 | 0 | 0 | 0 | 0 | 0 | 0 | 0 | 0 | 0 | 0 | 0 | 0 | 0 | 0 | 0 | 0 | 0 | 0 | 0 | 0 | 0 | 0 | 0 | 0 | 0 |  | 0 | 0 | 0 | 0 | 0 | 0 | 0 | 0 | 0 | 0 | 0 | 0 | 0 | 0 | 0 | 0 | 0 | 0 | 0 | 0 | 0 | 0 | 0 | 0 | 0 | 0 | 0 | 0 | 0 | 0 | 0 | 0 | 0 | 0 | 0 | 0 |  | 1 | 1 | 1 | 1 | 1 | 1 | 1 | 1 | 1 | 0
SCE Northern | Pastoria | 230 | 0 | 0 | 0 | 0 | 0 | 0 | 0 | 0 | 0 | 0 | 0 | 0 | 0 | 0 | 0 | 0 | 0 | 0 | 0 | 0 |  | 0 | 0 | 0 | 0 | 0 | 0 | 0 | 0 | 0 | 0 | 0 | 0 | 1.875 | 0 | 0 | 0 | 0 | 1 | 0 | 0 | 0 | 0 | 0 | 0 | 0 | 0 | 0 | 0 | 0 | 0 | -2 | 0 | 0 | 0 | 0 | 1 |  | 0 | 0 | 0 | 0 | 0 | 0 | 0 | 0 | 0 | 0 | 0 | 0 | 1.875 | 0 | 0 | 0 | 0 | 1 | 0 | 0 | 0 | 0 | 0 | 0 | 0 | 0 | 0 | 0 | 0 | 0 | 0 | 0 | 0 | 0 | 0 | 0 |  | 0 | 0 | 0 | 0 | 0 | 0 | 0 | 0 | 0 | 0 | 0 | 0 | 1.875 | 0 | 0 | 0 | 0 | 1 | 0 | 0 | 0 | 0 | 0 | 0 | 0 | 0 | 0 | 0 | 0 | 0 | 0 | 0 | 0 | 0 | 0 | 0 |  | 0 | 0 | 0 | 0 | 0 | 0 | 0 | 0 | 0 | 0 | 0 | 0 | 1.875 | 0 | 0 | 0 | 0 | 1 | 0 | 0 | 0 | 0 | 0 | 0 | 0 | 0 | 0 | 0 | 0 | 0 | 0 | 0 | 0 | 0 | 0 | 0 |  | 1 | 1 | 1 | 1 | 1 | 1 | 1 | 1 | 1 | 0
SCE Metro | Pauda | 230 | 0 | 0 | 0 | 0 | 0 | 0 | 0 | 0 | 0 | 0 | 0 | 0 | 0 | 0 | 0 | 0 | 0 | 0 | 0 | 0 |  | 0 | 0 | 0 | 0 | 0 | 0 | 0 | 0 | 0 | 0 | 0 | 0 | 0 | 0 | 0 | 0 | 0 | 0 | 0 | 0 | 0 | 0 | 0 | 0 | 0 | 0 | 0 | 0 | 0 | 0 | 0 | 0 | 0 | 0 | 0 | 0 |  | 0 | 0 | 0 | 0 | 0 | 0 | 0 | 0 | 0 | 0 | 0 | 0 | 0 | 0 | 0 | 0 | 0 | 0 | 0 | 0 | 0 | 0 | 0 | 0 | 0 | 0 | 0 | 0 | 0 | 0 | 0 | 0 | 0 | 0 | 0 | 0 |  | 0 | 0 | 0 | 0 | 0 | 0 | 0 | 0 | 0 | 0 | 0 | 0 | 0 | 0 | 0 | 0 | 0 | 0 | 0 | 0 | 0 | 0 | 0 | 0 | 0 | 0 | 0 | 0 | 0 | 0 | 0 | 0 | 0 | 0 | 0 | 0 |  | 0 | 0 | 0 | 0 | 0 | 0 | 0 | 0 | 0 | 0 | 0 | 0 | 0 | 0 | 0 | 0 | 0 | 0 | 0 | 0 | 0 | 0 | 0 | 0 | 0 | 0 | 0 | 0 | 0 | 0 | 0 | 0 | 0 | 0 | 0 | 0 |  | 1 | 1 | 1 | 1 | 1 | 1 | 1 | 1 | 1 | 0
PG&E GBA | Paul Sweet | 115 | 0 | 0 | 0 | 0 | 0 | 0 | 0 | 0 | 0 | 0 | 0 | 0 | 0 | 0 | 0 | 0 | 0 | 0 | 0 | 0 |  | 0 | 0 | 0 | 0 | 0 | 0 | 0 | 0 | 0 | 0 | 0 | 0 | 0 | 0 | 0 | 0 | 0 | 0 | 0 | 0 | 0 | 0 | 0 | 0 | 0 | 0 | 0 | 0 | 0 | 0 | 0 | 0 | 0 | 0 | 0 | 0 |  | 0 | 0 | 0 | 0 | 0 | 0 | 0 | 0 | 0 | 0 | 0 | 0 | 3.9452 | 0 | 3.5543 | 0 | 0 | 1 | 0 | 0 | 0 | 0 | 0 | 0 | 0 | 0 | 0 | 0 | 0 | 0 | -2 | 0 | -2 | 0 | 0 | 1 |  | 0 | 0 | 0 | 0 | 0 | 0 | 0 | 0 | 0 | 0 | 0 | 0 | 3.9452 | 0 | 3.5543 | 0 | 0 | 1 | 0 | 0 | 0 | 0 | 0 | 0 | 0 | 0 | 0 | 0 | 0 | 0 | -2 | 0 | -2 | 0 | 0 | 1 |  | 0 | 0 | 0 | 0 | 0 | 0 | 0 | 0 | 0 | 0 | 0 | 0 | 4.0702 | 0 | 3.5543 | 0 | 0 | 1 | 0 | 0 | 0 | 0 | 0 | 0 | 0 | 0 | 0 | 0 | 0 | 0 | -2 | 0 | 0 | 0 | 0 | 1 |  | 1 | 1 | 1 | 1 | 1 | 1 | 4+ | 4+ | 1 | 1
PG&E NGBA | Peabody | 230 | 0 | 0 | 0 | 0 | 0 | 0 | 0 | 0 | 0 | 0 | 0 | 0 | 0 | 0 | 0 | 0 | 0 | 0 | 0 | 0 |  | 0 | 0 | 0 | 0 | 0 | 0 | 0 | 0 | 0 | 0 | 0 | 0 | 0 | 0 | 0 | 0 | 0 | 0 | 0 | 0 | 0 | 0 | 0 | 0 | 0 | 0 | 0 | 0 | 0 | 0 | 0 | 0 | 0 | 0 | 0 | 0 |  | 0 | 0 | 0 | 0 | 0 | 0 | 0 | 0 | 0 | 0 | 0 | 0 | 9.0298 | 0 | 4.2574 | 0 | 0 | 1 | 0 | 0 | 0 | 0 | 0 | 0 | 0 | 0 | 0 | 0 | 0 | 0 | -2 | 0 | -2 | 0 | 0 | 1 |  | 0 | 0 | 0 | 0 | 0 | 0 | 0 | 0 | 0 | 0 | 0 | 0 | 9.0298 | 0 | 4.2574 | 0 | 0 | 1 | 0 | 0 | 0 | 0 | 0 | 0 | 0 | 0 | 0 | 0 | 0 | 0 | -2 | 0 | -2 | 0 | 0 | 1 |  | 0 | 0 | 0 | 0 | 0 | 0 | 0 | 0 | 0 | 0 | 0 | 0 | 11.2048 | 0 | 4.2574 | 0 | 0 | 1 | 0 | 0 | 0 | 0 | 0 | 0 | 0 | 0 | 0 | 0 | 0 | 0 | -2 | 0 | 0 | 0 | 0 | 1 |  | 1 | 1 | 1 | 1 | 1 | 1 | 4+ | 4+ | 1 | 1
PG&E NGBA | Pease | 115 | 0 | 0 | 0 | 0 | 0 | 0 | 0 | 0 | 0 | 0 | 0 | 0 | 0 | 0 | 0 | 0 | 0 | 0 | 0 | 0 |  | 0 | 0 | 0 | 0 | 0 | 0 | 0 | 0 | 0 | 0 | 0 | 0 | 0 | 0 | 0 | 0 | 0 | 0 | 0 | 0 | 0 | 0 | 0 | 0 | 0 | 0 | 0 | 0 | 0 | 0 | 0 | 0 | 0 | 0 | 0 | 0 |  | 0 | 0 | 0 | 0 | 0 | 0 | 0 | 0 | 0 | 0 | 0 | 0 | 3.2 | 0 | 0 | 0 | 0 | 1 | 0 | 0 | 0 | 0 | 0 | 0 | 0 | 0 | 0 | 0 | 0 | 0 | -2 | 0 | 0 | 0 | 0 | 1 |  | 0 | 0 | 0 | 0 | 0 | 0 | 0 | 0 | 0 | 0 | 0 | 0 | 3.2 | 0 | 0 | 0 | 0 | 1 | 0 | 0 | 0 | 0 | 0 | 0 | 0 | 0 | 0 | 0 | 0 | 0 | -2 | 0 | 0 | 0 | 0 | 1 |  | 0 | 0 | 0 | 0 | 0 | 0 | 0 | 0 | 0 | 0 | 0 | 0 | 3.2 | 0 | 0 | 0 | 0 | 1 | 0 | 0 | 0 | 0 | 0 | 0 | 0 | 0 | 0 | 0 | 0 | 0 | -2 | 0 | 0 | 0 | 0 | 1 |  | 1 | 1 | 1 | 1 | 1 | 1 | 4+ | 1 | 1 | 1
PG&E NGBA | Pease | 60 | 0 | 0 | 0 | 0 | 0 | 0 | 0 | 0 | 0 | 0 | 0 | 0 | 0 | 0 | 0 | 0 | 0 | 0 | 0 | 0 |  | 0 | 0 | 0 | 0 | 0 | 0 | 0 | 0 | 0 | 0 | 0 | 0 | 0 | 0 | 0 | 0 | 0 | 0 | 0 | 0 | 0 | 0 | 0 | 0 | 0 | 0 | 0 | 0 | 0 | 0 | 0 | 0 | 0 | 0 | 0 | 0 |  | 0 | 0 | 0 | 0 | 0 | 0 | 0 | 0 | 0 | 0 | 0 | 0 | 0 | 0 | 0 | 0 | 0 | 0 | 0 | 0 | 0 | 0 | 0 | 0 | 0 | 0 | 0 | 0 | 0 | 0 | 0 | 0 | 0 | 0 | 0 | 0 |  | 0 | 0 | 0 | 0 | 0 | 0 | 0 | 0 | 0 | 0 | 0 | 0 | 0 | 0 | 50.5 | 0 | 0 | 1 | 0 | 0 | 0 | 0 | 0 | 0 | 0 | 0 | 0 | 0 | 0 | 0 | 0 | 0 | -2 | 0 | 0 | 1 |  | 0 | 0 | 0 | 0 | 0 | 0 | 0 | 0 | 0 | 0 | 0 | 0 | 0 | 0 | 50.5 | 0 | 0 | 1 | 0 | 0 | 0 | 0 | 0 | 0 | 0 | 0 | 0 | 0 | 0 | 0 | 0 | 0 | 0 | 0 | 0 | 0 |  | 1 | 1 | 1 | 1 | 1 | 1 | 1 | 2+ | 1 | 1
SDGE | Penasquitos | 138 | 0 | 0 | 0 | 0 | 0 | 0 | 0 | 0 | 0 | 0 | 0 | 0 | 0 | 0 | 0 | 0 | 0 | 0 | 0 | 0 |  | 0 | 0 | 0 | 0 | 0 | 0 | 0 | 0 | 0 | 0 | 0 | 0 | 0 | 0 | 0 | 0 | 0 | 0 | 0 | 0 | 0 | 0 | 0 | 0 | 0 | 0 | 0 | 0 | 0 | 0 | 0 | 0 | 0 | 0 | 0 | 0 |  | 0 | 0 | 0 | 0 | 0 | 0 | 0 | 0 | 0 | 0 | 0 | 0 | 0 | 0 | 0 | 0 | 0 | 0 | 0 | 0 | 0 | 0 | 0 | 0 | 0 | 0 | 0 | 0 | 0 | 0 | 0 | 0 | 0 | 0 | 0 | 0 |  | 0 | 0 | 0 | 0 | 0 | 0 | 0 | 0 | 0 | 0 | 0 | 0 | 0 | 0 | 0 | 0 | 0 | 0 | 0 | 0 | 0 | 0 | 0 | 0 | 0 | 0 | 0 | 0 | 0 | 0 | 0 | 0 | 0 | 0 | 0 | 0 |  | 0 | 0 | 0 | 0 | 0 | 0 | 0 | 0 | 0 | 0 | 0 | 0 | 0 | 0 | 0 | 0 | 0 | 0 | 0 | 0 | 0 | 0 | 0 | 0 | 0 | 0 | 0 | 0 | 0 | 0 | 0 | 0 | 0 | 0 | 0 | 0 |  | 1 | 1 | 1 | 1 | 1 | 1 | 1 | 1 | 1 | 0
SDGE | Penasquitos | 230 | 0 | 0 | 0 | 0 | 0 | 0 | 0 | 0 | 0 | 0 | 0 | 0 | 0 | 0 | 0 | 0 | 0 | 0 | 0 | 0 |  | 0 | 0 | 0 | 0 | 0 | 0 | 0 | 0 | 0 | 0 | 0 | 0 | 0 | 0 | 0 | 0 | 0 | 0 | 0 | 0 | 0 | 0 | 0 | 0 | 0 | 0 | 0 | 0 | 0 | 0 | 0 | 0 | 0 | 0 | 0 | 0 |  | 0 | 0 | 0 | 0 | 0 | 0 | 0 | 0 | 0 | 0 | 0 | 0 | 0 | 0 | 0 | 0 | 0 | 0 | 0 | 0 | 0 | 0 | 0 | 0 | 0 | 0 | 0 | 0 | 0 | 0 | 0 | 0 | 0 | 0 | 0 | 0 |  | 0 | 0 | 0 | 0 | 0 | 0 | 0 | 0 | 0 | 0 | 0 | 0 | 0 | 0 | 0 | 0 | 0 | 0 | 0 | 0 | 0 | 0 | 0 | 0 | 0 | 0 | 0 | 0 | 0 | 0 | 0 | 0 | 0 | 0 | 0 | 0 |  | 0 | 0 | 0 | 0 | 0 | 0 | 0 | 0 | 0 | 0 | 0 | 0 | 0 | 0 | 0 | 0 | 0 | 0 | 0 | 0 | 0 | 0 | 0 | 0 | 0 | 0 | 0 | 0 | 0 | 0 | 0 | 0 | 0 | 0 | 0 | 0 |  | 1 | 1 | 1 | 1 | 1 | 1 | 1 | 1 | 1 | 0
SDGE | Penasquitos | 69 | 0 | 0 | 0 | 0 | 0 | 0 | 0 | 0 | 0 | 0 | 0 | 0 | 0 | 0 | 0 | 0 | 0 | 0 | 0 | 0 |  | 0 | 0 | 0 | 0 | 0 | 0 | 0 | 0 | 0 | 0 | 0 | 0 | 0 | 0 | 0 | 0 | 0 | 0 | 0 | 0 | 0 | 0 | 0 | 0 | 0 | 0 | 0 | 0 | 0 | 0 | 0 | 0 | 0 | 0 | 0 | 0 |  | 0 | 0 | 0 | 0 | 0 | 0 | 0 | 0 | 0 | 0 | 0 | 0 | 0 | 0 | 0 | 0 | 0 | 0 | 0 | 0 | 0 | 0 | 0 | 0 | 0 | 0 | 0 | 0 | 0 | 0 | 0 | 0 | 0 | 0 | 0 | 0 |  | 0 | 0 | 0 | 0 | 0 | 0 | 0 | 0 | 0 | 0 | 0 | 0 | 0 | 0 | 0 | 0 | 0 | 0 | 0 | 0 | 0 | 0 | 0 | 0 | 0 | 0 | 0 | 0 | 0 | 0 | 0 | 0 | 0 | 0 | 0 | 0 |  | 0 | 0 | 0 | 0 | 0 | 0 | 0 | 0 | 0 | 0 | 0 | 0 | 0 | 0 | 0 | 0 | 0 | 0 | 0 | 0 | 0 | 0 | 0 | 0 | 0 | 0 | 0 | 0 | 0 | 0 | 0 | 0 | 0 | 0 | 0 | 0 |  | 1 | 1 | 1 | 1 | 1 | 1 | 1 | 1 | 1 | 0
SDGE | Pendleton | 69 | 0 | 0 | 0 | 0 | 0 | 0 | 0 | 0 | 0 | 0 | 0 | 0 | 0 | 0 | 0 | 0 | 0 | 0 | 0 | 0 |  | 0 | 0 | 0 | 0 | 0 | 0 | 0 | 0 | 0 | 0 | 0 | 0 | 0 | 0 | 0 | 0 | 0 | 0 | 0 | 0 | 0 | 0 | 0 | 0 | 0 | 0 | 0 | 0 | 0 | 0 | 0 | 0 | 0 | 0 | 0 | 0 |  | 0 | 0 | 0 | 0 | 0 | 0 | 0 | 0 | 0 | 0 | 0 | 0 | 0 | 0 | 0 | 0 | 0 | 0 | 0 | 0 | 0 | 0 | 0 | 0 | 0 | 0 | 0 | 0 | 0 | 0 | 0 | 0 | 0 | 0 | 0 | 0 |  | 0 | 0 | 0 | 0 | 0 | 0 | 0 | 0 | 0 | 0 | 0 | 0 | 0 | 0 | 0 | 0 | 0 | 0 | 0 | 0 | 0 | 0 | 0 | 0 | 0 | 0 | 0 | 0 | 0 | 0 | 0 | 0 | 0 | 0 | 0 | 0 |  | 0 | 0 | 0 | 0 | 0 | 0 | 0 | 0 | 0 | 0 | 0 | 0 | 0 | 0 | 0 | 0 | 0 | 0 | 0 | 0 | 0 | 0 | 0 | 0 | 0 | 0 | 0 | 0 | 0 | 0 | 0 | 0 | 0 | 0 | 0 | 0 |  | 1 | 1 | 1 | 1 | 1 | 1 | 1 | 1 | 1 | 0
PG&E NGBA | Penngrove | 115 | 0 | 0 | 0 | 0 | 0 | 0 | 0 | 0 | 0 | 0 | 0 | 0 | 0 | 0 | 0 | 0 | 0 | 0 | 0 | 0 |  | 0 | 0 | 0 | 0 | 0 | 0 | 0 | 0 | 0 | 0 | 0 | 0 | 0 | 0 | 0 | 0 | 0 | 0 | 0 | 0 | 0 | 0 | 0 | 0 | 0 | 0 | 0 | 0 | 0 | 0 | 0 | 0 | 0 | 0 | 0 | 0 |  | 0 | 0 | 0 | 0 | 0 | 0 | 0 | 0 | 0 | 0 | 0 | 0 | 6.025 | 0 | 6.025 | 0 | 0 | 1 | 0 | 0 | 0 | 0 | 0 | 0 | 0 | 0 | 0 | 0 | 0 | 0 | -2 | 0 | -2 | 0 | 0 | 1 |  | 0 | 0 | 0 | 0 | 0 | 0 | 0 | 0 | 0 | 0 | 0 | 0 | 6.025 | 0 | 6.025 | 0 | 0 | 1 | 0 | 0 | 0 | 0 | 0 | 0 | 0 | 0 | 0 | 0 | 0 | 0 | -2 | 0 | -2 | 0 | 0 | 1 |  | 0 | 0 | 0 | 0 | 0 | 0 | 0 | 0 | 0 | 0 | 0 | 0 | 6.025 | 0 | 6.025 | 0 | 0 | 1 | 0 | 0 | 0 | 0 | 0 | 0 | 0 | 0 | 0 | 0 | 0 | 0 | -2 | 0 | 0 | 0 | 0 | 1 |  | 1 | 1 | 1 | 1 | 1 | 1 | 4+ | 4+ | 1 | 1
PG&E GBA | Peoria | 115 | 0 | 0 | 0 | 0 | 0 | 0 | 0 | 0 | 0 | 0 | 0 | 0 | 0 | 0 | 0 | 0 | 0 | 0 | 0 | 0 |  | 0 | 0 | 0 | 0 | 0 | 0 | 0 | 0 | 0 | 0 | 0 | 0 | 0 | 0 | 0 | 0 | 0 | 0 | 0 | 0 | 0 | 0 | 0 | 0 | 0 | 0 | 0 | 0 | 0 | 0 | 0 | 0 | 0 | 0 | 0 | 0 |  | 0 | 0 | 0 | 0 | 0 | 0 | 0 | 0 | 0 | 0 | 0 | 0 | 0 | 0 | 0 | 0 | 0 | 0 | 0 | 0 | 0 | 0 | 0 | 0 | 0 | 0 | 0 | 0 | 0 | 0 | 0 | 0 | 0 | 0 | 0 | 0 |  | 0 | 0 | 0 | 0 | 0 | 0 | 0 | 0 | 0 | 0 | 0 | 0 | 0 | 0 | 0 | 0 | 0 | 0 | 0 | 0 | 0 | 0 | 0 | 0 | 0 | 0 | 0 | 0 | 0 | 0 | 0 | 0 | 0 | 0 | 0 | 0 |  | 0 | 0 | 0 | 0 | 0 | 0 | 0 | 0 | 0 | 0 | 0 | 0 | 0 | 0 | 0 | 0 | 0 | 0 | 0 | 0 | 0 | 0 | 0 | 0 | 0 | 0 | 0 | 0 | 0 | 0 | 0 | 0 | 0 | 0 | 0 | 0 |  | 1 | 1 | 1 | 1 | 1 | 1 | 1 | 1 | 1 | 0
PG&E GBA | Piercy | 115 | 0 | 0 | 0 | 0 | 0 | 0 | 0 | 0 | 0 | 0 | 0 | 0 | 0 | 0 | 0 | 0 | 0 | 0 | 0 | 0 |  | 0 | 0 | 0 | 0 | 0 | 0 | 0 | 0 | 0 | 0 | 0 | 0 | 0 | 0 | 0 | 0 | 0 | 0 | 0 | 0 | 0 | 0 | 0 | 0 | 0 | 0 | 0 | 0 | 0 | 0 | 0 | 0 | 0 | 0 | 0 | 0 |  | 0 | 0 | 0 | 0 | 0 | 0 | 0 | 0 | 0 | 0 | 0 | 0 | 0 | 0 | 0 | 0 | 0 | 0 | 0 | 0 | 0 | 0 | 0 | 0 | 0 | 0 | 0 | 0 | 0 | 0 | 0 | 0 | 0 | 0 | 0 | 0 |  | 0 | 0 | 0 | 0 | 0 | 0 | 0 | 0 | 0 | 0 | 0 | 0 | 0 | 0 | 0 | 0 | 0 | 0 | 0 | 0 | 0 | 0 | 0 | 0 | 0 | 0 | 0 | 0 | 0 | 0 | 0 | 0 | 0 | 0 | 0 | 0 |  | 0 | 0 | 0 | 0 | 0 | 0 | 0 | 205 | 0 | 0 | 0 | 0 | 5 | 0 | 205 | 0 | 0 | 1 | 0 | 0 | 0 | 0 | 0 | 0 | 0 | -2 | 0 | 0 | 0 | 0 | -2 | 0 | -1 | 0 | 0 | 1 |  | 1 | 1 | 1 | 1+ | 1 | 1 | 1+ | 1 | 1 | 1
PG&E FRESNO | Pine Flat | 230 | 0 | 0 | 0 | 0 | 0 | 0 | 0 | 0 | 0 | 0 | 0 | 0 | 0 | 0 | 0 | 0 | 0 | 0 | 0 | 0 |  | 0 | 0 | 0 | 0 | 0 | 0 | 0 | 0 | 0 | 0 | 0 | 0 | 0 | 0 | 0 | 0 | 0 | 0 | 0 | 0 | 0 | 0 | 0 | 0 | 0 | 0 | 0 | 0 | 0 | 0 | 0 | 0 | 0 | 0 | 0 | 0 |  | 0 | 0 | 0 | 0 | 0 | 0 | 0 | 0 | 0 | 0 | 0 | 0 | 0 | 0 | 0 | 0 | 0 | 0 | 0 | 0 | 0 | 0 | 0 | 0 | 0 | 0 | 0 | 0 | 0 | 0 | 0 | 0 | 0 | 0 | 0 | 0 |  | 0 | 0 | 0 | 0 | 0 | 0 | 0 | 0 | 0 | 0 | 0 | 0 | 0 | 0 | 0 | 0 | 0 | 0 | 0 | 0 | 0 | 0 | 0 | 0 | 0 | 0 | 0 | 0 | 0 | 0 | 0 | 0 | 0 | 0 | 0 | 0 |  | 0 | 0 | 0 | 0 | 0 | 0 | 0 | 0 | 0 | 0 | 0 | 0 | 0 | 0 | 0 | 0 | 0 | 0 | 0 | 0 | 0 | 0 | 0 | 0 | 0 | 0 | 0 | 0 | 0 | 0 | 0 | 0 | 0 | 0 | 0 | 0 |  | 1 | 1 | 1 | 1 | 1 | 1 | 1 | 1 | 1 | 0
SCE NOL | Pisgah | 230 | 0 | 0 | 0 | 0 | 0 | 0 | 0 | 0 | 0 | 0 | 0 | 0 | 0 | 0 | 0 | 20 | 0 | 20 | 0 | 1 |  | 0 | 0 | 0 | 0 | 0 | 0 | 0 | 0 | 0 | 0 | 0 | 0 | 0 | 0 | 0 | 0 | 0 | 0 | 0 | 0 | 0 | 0 | 0 | 0 | 0 | 0 | 0 | 0 | 0 | 0 | 0 | 2 | 2 | 0 | 0 | 1 |  | 0 | 0 | 0 | 0 | 0 | 0 | 0 | 0 | 0 | 0 | 0 | 0 | 0 | 0 | 0 | 0 | 0 | 0 | 0 | 0 | 0 | 0 | 0 | 0 | 0 | 0 | 0 | 0 | 0 | 0 | 0 | 2 | 2 | 0 | 0 | 1 |  | 0 | 0 | 0 | 0 | 0 | 0 | 0 | 0 | 0 | 0 | 0 | 0 | 312.96 | 240 | 312.96 | 0 | 0 | 1 | 0 | 0 | 0 | 0 | 0 | 0 | 0 | 0 | 0 | 0 | 0 | 0 | -2 | -2 | -2 | 0 | 0 | 1 |  | 0 | 0 | 0 | 0 | 0 | 0 | 0 | 0 | 0 | 0 | 0 | 0 | 630.245 | 240 | 312.96 | 0 | 0 | 1 | 0 | 0 | 0 | 0 | 0 | 0 | 0 | 0 | 0 | 0 | 0 | 0 | -2 | -2 | -2 | 0 | 0 | 1 |  | 1 | 1 | 1 | 1 | 1 | 1 | 2+ | 4+ | 1 | 1
PG&E NGBA | Pit 1 | 230 | 0 | 0 | 0 | 0 | 0 | 0 | 0 | 0 | 0 | 0 | 0 | 0 | 0 | 0 | 0 | 0 | 0 | 0 | 0 | 0 |  | 0 | 0 | 0 | 0 | 0 | 0 | 0 | 0 | 0 | 0 | 0 | 0 | 0 | 0 | 0 | 0 | 0 | 0 | 0 | 0 | 0 | 0 | 0 | 0 | 0 | 0 | 0 | 0 | 0 | 0 | 0 | 0 | 0 | 0 | 0 | 0 |  | 0 | 0 | 0 | 0 | 0 | 0 | 0 | 0 | 0 | 0 | 0 | 0 | 0 | 0 | 0 | 0 | 0 | 0 | 0 | 0 | 0 | 0 | 0 | 0 | 0 | 0 | 0 | 0 | 0 | 0 | 0 | 0 | 0 | 0 | 0 | 0 |  | 0 | 0 | 0 | 0 | 0 | 0 | 0 | 0 | 0 | 0 | 0 | 0 | 0 | 0 | 0 | 0 | 0 | 0 | 0 | 0 | 0 | 0 | 0 | 0 | 0 | 0 | 0 | 0 | 0 | 0 | 0 | 0 | 0 | 0 | 0 | 0 |  | 0 | 0 | 0 | 0 | 0 | 0 | 0 | 0 | 0 | 0 | 0 | 0 | 0 | 0 | 0 | 0 | 0 | 0 | 0 | 0 | 0 | 0 | 0 | 0 | 0 | 0 | 0 | 0 | 0 | 0 | 0 | 0 | 0 | 0 | 0 | 0 |  | 1 | 1 | 1 | 1 | 1 | 1 | 1 | 1 | 1 | 0
PG&E NGBA | Pit 1 | 60 | 0 | 0 | 0 | 0 | 0 | 0 | 0 | 0 | 0 | 0 | 0 | 0 | 0 | 0 | 0 | 0 | 0 | 0 | 0 | 0 |  | 0 | 0 | 0 | 0 | 0 | 0 | 0 | 0 | 0 | 0 | 0 | 0 | 0 | 0 | 0 | 0 | 0 | 0 | 0 | 0 | 0 | 0 | 0 | 0 | 0 | 0 | 0 | 0 | 0 | 0 | 0 | 0 | 0 | 0 | 0 | 0 |  | 0 | 0 | 0 | 0 | 0 | 0 | 0 | 0 | 0 | 0 | 0 | 0 | 0 | 0 | 0 | 0 | 0 | 0 | 0 | 0 | 0 | 0 | 0 | 0 | 0 | 0 | 0 | 0 | 0 | 0 | 0 | 0 | 0 | 0 | 0 | 0 |  | 0 | 0 | 0 | 0 | 0 | 0 | 0 | 0 | 0 | 0 | 0 | 0 | 0 | 0 | 0 | 0 | 0 | 0 | 0 | 0 | 0 | 0 | 0 | 0 | 0 | 0 | 0 | 0 | 0 | 0 | 0 | 0 | 0 | 0 | 0 | 0 |  | 0 | 0 | 0 | 0 | 0 | 0 | 0 | 0 | 0 | 0 | 0 | 0 | 0 | 0 | 0 | 0 | 0 | 0 | 0 | 0 | 0 | 0 | 0 | 0 | 0 | 0 | 0 | 0 | 0 | 0 | 0 | 0 | 0 | 0 | 0 | 0 |  | 1 | 1 | 1 | 1 | 1 | 1 | 1 | 1 | 1 | 0
PG&E NGBA | Pit 3 | 230 | 0 | 0 | 0 | 0 | 0 | 0 | 0 | 0 | 0 | 0 | 0 | 0 | 0 | 0 | 0 | 0 | 0 | 0 | 0 | 0 |  | 0 | 0 | 0 | 0 | 0 | 0 | 0 | 0 | 0 | 0 | 0 | 0 | 0 | 0 | 0 | 0 | 0 | 0 | 0 | 0 | 0 | 0 | 0 | 0 | 0 | 0 | 0 | 0 | 0 | 0 | 0 | 0 | 0 | 0 | 0 | 0 |  | 0 | 0 | 0 | 0 | 0 | 0 | 0 | 0 | 0 | 0 | 0 | 0 | 0 | 0 | 0 | 0 | 0 | 0 | 0 | 0 | 0 | 0 | 0 | 0 | 0 | 0 | 0 | 0 | 0 | 0 | 0 | 0 | 0 | 0 | 0 | 0 |  | 0 | 0 | 0 | 0 | 0 | 0 | 0 | 0 | 0 | 0 | 0 | 0 | 0 | 0 | 0 | 0 | 0 | 0 | 0 | 0 | 0 | 0 | 0 | 0 | 0 | 0 | 0 | 0 | 0 | 0 | 0 | 0 | 0 | 0 | 0 | 0 |  | 0 | 0 | 0 | 0 | 0 | 0 | 0 | 0 | 0 | 0 | 0 | 0 | 0 | 0 | 0 | 0 | 0 | 0 | 0 | 0 | 0 | 0 | 0 | 0 | 0 | 0 | 0 | 0 | 0 | 0 | 0 | 0 | 0 | 0 | 0 | 0 |  | 1 | 1 | 1 | 1 | 1 | 1 | 1 | 1 | 1 | 0
PG&E NGBA | Pit 4 | 230 | 0 | 0 | 0 | 0 | 0 | 0 | 0 | 0 | 0 | 0 | 0 | 0 | 0 | 0 | 0 | 0 | 0 | 0 | 0 | 0 |  | 0 | 0 | 0 | 0 | 0 | 0 | 0 | 0 | 0 | 0 | 0 | 0 | 0 | 0 | 0 | 0 | 0 | 0 | 0 | 0 | 0 | 0 | 0 | 0 | 0 | 0 | 0 | 0 | 0 | 0 | 0 | 0 | 0 | 0 | 0 | 0 |  | 0 | 0 | 0 | 0 | 0 | 0 | 0 | 0 | 0 | 0 | 0 | 0 | 0 | 0 | 0 | 0 | 0 | 0 | 0 | 0 | 0 | 0 | 0 | 0 | 0 | 0 | 0 | 0 | 0 | 0 | 0 | 0 | 0 | 0 | 0 | 0 |  | 0 | 0 | 0 | 0 | 0 | 0 | 0 | 0 | 0 | 0 | 0 | 0 | 0 | 0 | 0 | 0 | 0 | 0 | 0 | 0 | 0 | 0 | 0 | 0 | 0 | 0 | 0 | 0 | 0 | 0 | 0 | 0 | 0 | 0 | 0 | 0 |  | 0 | 0 | 0 | 0 | 0 | 0 | 0 | 0 | 0 | 0 | 0 | 0 | 0 | 0 | 0 | 0 | 0 | 0 | 0 | 0 | 0 | 0 | 0 | 0 | 0 | 0 | 0 | 0 | 0 | 0 | 0 | 0 | 0 | 0 | 0 | 0 |  | 1 | 1 | 1 | 1 | 1 | 1 | 1 | 1 | 1 | 0
PG&E GBA | Pittsburg | 115 | 0 | 0 | 0 | 0 | 0 | 0 | 0 | 0 | 0 | 0 | 0 | 0 | 0 | 0 | 0 | 0 | 0 | 0 | 0 | 0 |  | 0 | 0 | 0 | 0 | 0 | 0 | 0 | 0 | 0 | 0 | 0 | 0 | 0 | 0 | 0 | 0 | 0 | 0 | 0 | 0 | 0 | 0 | 0 | 0 | 0 | 0 | 0 | 0 | 0 | 0 | 0 | 0 | 0 | 0 | 0 | 0 |  | 0 | 0 | 0 | 0 | 0 | 0 | 0 | 0 | 0 | 0 | 0 | 0 | 0 | 0 | 0 | 0 | 0 | 0 | 0 | 0 | 0 | 0 | 0 | 0 | 0 | 0 | 0 | 0 | 0 | 0 | 0 | 0 | 0 | 0 | 0 | 0 |  | 0 | 0 | 0 | 0 | 0 | 0 | 0 | 0 | 0 | 0 | 0 | 0 | 0 | 325 | 353.2 | 0 | 0 | 1 | 0 | 0 | 0 | 0 | 0 | 0 | 0 | 0 | 0 | 0 | 0 | 0 | 0 | -2 | -2 | 0 | 0 | 1 |  | 0 | 0 | 0 | 0 | 0 | 0 | 0 | 0 | 0 | 0 | 0 | 0 | 0 | 325 | 353.2 | 0 | 0 | 1 | 0 | 0 | 0 | 0 | 0 | 0 | 0 | 0 | 0 | 0 | 0 | 0 | 0 | -2 | -2 | 0 | 0 | 1 |  | 1 | 1 | 1 | 1 | 1 | 1 | 1 | 4+ | 1 | 1
PG&E GBA | Pittsburg | 230 | 0 | 0 | 0 | 0 | 0 | 0 | 0 | 0 | 0 | 0 | 0 | 0 | 0 | 0 | 0 | 0 | 0 | 0 | 0 | 0 |  | 0 | 0 | 0 | 0 | 0 | 0 | 0 | 0 | 0 | 0 | 0 | 0 | 0 | 0 | 675 | 0 | 0 | 1 | 0 | 0 | 0 | 0 | 0 | 0 | 0 | 0 | 0 | 0 | 0 | 0 | 0 | 0 | -2 | 0 | 0 | 1 |  | 0 | 0 | 0 | 0 | 0 | 0 | 0 | 0 | 0 | 0 | 0 | 0 | 0 | 0 | 675 | 0 | 0 | 1 | 0 | 0 | 0 | 0 | 0 | 0 | 0 | 0 | 0 | 0 | 0 | 0 | 0 | 0 | -2 | 0 | 0 | 1 |  | 0 | 0 | 0 | 0 | 0 | 0 | 0 | 0 | 0 | 0 | 0 | 0 | 0 | 175 | 1358.4 | 0 | 0 | 1 | 0 | 0 | 0 | 0 | 0 | 0 | 0 | 0 | 0 | 0 | 0 | 0 | 0 | -2 | -2 | 0 | 0 | 1 |  | 0 | 0 | 0 | 0 | 0 | 0 | 0 | 0 | 0 | 0 | 0 | 0 | 0 | 175 | 1358.4 | 0 | 0 | 1 | 0 | 0 | 0 | 0 | 0 | 0 | 0 | 0 | 0 | 0 | 0 | 0 | 0 | -2 | -2 | 0 | 0 | 1 |  | 1 | 1 | 1 | 1 | 1 | 1 | 1 | 4+ | 1 | 1
PG&E NGBA | Pleasant Grove | 115 | 0 | 0 | 0 | 0 | 0 | 0 | 0 | 0 | 0 | 0 | 0 | 0 | 0 | 0 | 0 | 0 | 0 | 0 | 0 | 0 |  | 0 | 0 | 0 | 0 | 0 | 0 | 0 | 0 | 0 | 0 | 0 | 0 | 0 | 0 | 0 | 0 | 0 | 0 | 0 | 0 | 0 | 0 | 0 | 0 | 0 | 0 | 0 | 0 | 0 | 0 | 0 | 0 | 0 | 0 | 0 | 0 |  | 0 | 0 | 0 | 0 | 0 | 0 | 0 | 0 | 0 | 0 | 0 | 0 | 3.491 | 0 | 0 | 0 | 0 | 1 | 0 | 0 | 0 | 0 | 0 | 0 | 0 | 0 | 0 | 0 | 0 | 0 | -2 | 0 | 0 | 0 | 0 | 1 |  | 0 | 0 | 0 | 0 | 0 | 0 | 0 | 0 | 0 | 0 | 0 | 0 | 3.491 | 0 | 0 | 0 | 0 | 1 | 0 | 0 | 0 | 0 | 0 | 0 | 0 | 0 | 0 | 0 | 0 | 0 | -2 | 0 | 0 | 0 | 0 | 1 |  | 0 | 0 | 0 | 0 | 0 | 0 | 0 | 0 | 0 | 0 | 0 | 0 | 3.491 | 0 | 0 | 0 | 0 | 1 | 0 | 0 | 0 | 0 | 0 | 0 | 0 | 0 | 0 | 0 | 0 | 0 | -2 | 0 | 0 | 0 | 0 | 1 |  | 1 | 1 | 1 | 1 | 1 | 1 | 4+ | 1 | 1 | 1
PG&E NGBA | POE | 230 | 0 | 0 | 0 | 0 | 0 | 0 | 0 | 0 | 0 | 0 | 0 | 0 | 0 | 0 | 0 | 0 | 0 | 0 | 0 | 0 |  | 0 | 0 | 0 | 0 | 0 | 0 | 0 | 0 | 0 | 0 | 0 | 0 | 0 | 0 | 0 | 0 | 0 | 0 | 0 | 0 | 0 | 0 | 0 | 0 | 0 | 0 | 0 | 0 | 0 | 0 | 0 | 0 | 0 | 0 | 0 | 0 |  | 0 | 0 | 0 | 0 | 0 | 0 | 0 | 0 | 0 | 0 | 0 | 0 | 0 | 0 | 0 | 0 | 0 | 0 | 0 | 0 | 0 | 0 | 0 | 0 | 0 | 0 | 0 | 0 | 0 | 0 | 0 | 0 | 0 | 0 | 0 | 0 |  | 0 | 0 | 0 | 0 | 0 | 0 | 0 | 0 | 0 | 0 | 0 | 0 | 0 | 0 | 0 | 0 | 0 | 0 | 0 | 0 | 0 | 0 | 0 | 0 | 0 | 0 | 0 | 0 | 0 | 0 | 0 | 0 | 0 | 0 | 0 | 0 |  | 0 | 0 | 0 | 0 | 0 | 0 | 0 | 0 | 0 | 0 | 0 | 0 | 0 | 0 | 0 | 0 | 0 | 0 | 0 | 0 | 0 | 0 | 0 | 0 | 0 | 0 | 0 | 0 | 0 | 0 | 0 | 0 | 0 | 0 | 0 | 0 |  | 1 | 1 | 1 | 1 | 1 | 1 | 1 | 1 | 1 | 0
SDGE | Point Loma | 69 | 0 | 0 | 0 | 0 | 0 | 0 | 0 | 0 | 0 | 0 | 0 | 0 | 0 | 0 | 0 | 0 | 0 | 0 | 0 | 0 |  | 0 | 0 | 0 | 0 | 0 | 0 | 0 | 0 | 0 | 0 | 0 | 0 | 0 | 0 | 0 | 0 | 0 | 0 | 0 | 0 | 0 | 0 | 0 | 0 | 0 | 0 | 0 | 0 | 0 | 0 | 0 | 0 | 0 | 0 | 0 | 0 |  | 0 | 0 | 0 | 0 | 0 | 0 | 0 | 0 | 0 | 0 | 0 | 0 | 0 | 0 | 0 | 0 | 0 | 0 | 0 | 0 | 0 | 0 | 0 | 0 | 0 | 0 | 0 | 0 | 0 | 0 | 0 | 0 | 0 | 0 | 0 | 0 |  | 0 | 0 | 0 | 0 | 0 | 0 | 0 | 0 | 0 | 0 | 0 | 0 | 0 | 0 | 0 | 0 | 0 | 0 | 0 | 0 | 0 | 0 | 0 | 0 | 0 | 0 | 0 | 0 | 0 | 0 | 0 | 0 | 0 | 0 | 0 | 0 |  | 0 | 0 | 0 | 0 | 0 | 0 | 0 | 0 | 0 | 0 | 0 | 0 | 0 | 0 | 0 | 0 | 0 | 0 | 0 | 0 | 0 | 0 | 0 | 0 | 0 | 0 | 0 | 0 | 0 | 0 | 0 | 0 | 0 | 0 | 0 | 0 |  | 1 | 1 | 1 | 1 | 1 | 1 | 1 | 1 | 1 | 0
SDGE | Pomerado | 69 | 0 | 0 | 0 | 0 | 0 | 0 | 0 | 0 | 0 | 0 | 0 | 0 | 0 | 0 | 0 | 0 | 0 | 0 | 0 | 0 |  | 0 | 0 | 0 | 0 | 0 | 0 | 0 | 0 | 0 | 0 | 0 | 0 | 0 | 0 | 0 | 0 | 0 | 0 | 0 | 0 | 0 | 0 | 0 | 0 | 0 | 0 | 0 | 0 | 0 | 0 | 0 | 0 | 0 | 0 | 0 | 0 |  | 0 | 0 | 0 | 0 | 0 | 0 | 0 | 0 | 0 | 0 | 0 | 0 | 0 | 0 | 0 | 0 | 0 | 0 | 0 | 0 | 0 | 0 | 0 | 0 | 0 | 0 | 0 | 0 | 0 | 0 | 0 | 0 | 0 | 0 | 0 | 0 |  | 0 | 0 | 0 | 0 | 0 | 0 | 0 | 0 | 0 | 0 | 0 | 0 | 0 | 0 | 0 | 0 | 0 | 0 | 0 | 0 | 0 | 0 | 0 | 0 | 0 | 0 | 0 | 0 | 0 | 0 | 0 | 0 | 0 | 0 | 0 | 0 |  | 0 | 0 | 0 | 0 | 0 | 0 | 0 | 0 | 0 | 0 | 0 | 0 | 0 | 0 | 0 | 0 | 0 | 0 | 0 | 0 | 0 | 0 | 0 | 0 | 0 | 0 | 0 | 0 | 0 | 0 | 0 | 0 | 0 | 0 | 0 | 0 |  | 1 | 1 | 1 | 1 | 1 | 1 | 1 | 1 | 1 | 0
PG&E KERN | Poso Mountain | 115 | 0 | 0 | 0 | 0 | 0 | 0 | 0 | 0 | 0 | 0 | 0 | 0 | 100 | 150 | 250 | 0 | 0 | 0 | 0 | 1 |  | 0 | 0 | 0 | 0 | 0 | 0 | 0 | 0 | 0 | 0 | 0 | 0 | 0 | 0 | 0 | 0 | 0 | 0 | 0 | 0 | 0 | 0 | 0 | 0 | 0 | 0 | 0 | 0 | 0 | 2 | 2 | 0 | 0 | 0 | 0 | 1 |  | 0 | 0 | 0 | 0 | 0 | 0 | 0 | 0 | 0 | 0 | 0 | 0 | 0 | 0 | 0 | 0 | 0 | 0 | 0 | 0 | 0 | 0 | 0 | 0 | 0 | 0 | 0 | 0 | 0 | 2 | 2 | 0 | 0 | 0 | 0 | 1 |  | 0 | 0 | 0 | 0 | 0 | 0 | 0 | 0 | 0 | 0 | 0 | 0 | 0 | 0 | 0 | 0 | 0 | 0 | 0 | 0 | 0 | 0 | 0 | 0 | 0 | 0 | 0 | 0 | 0 | 2 | 2 | 0 | 0 | 0 | 0 | 1 |  | 0 | 0 | 0 | 0 | 0 | 0 | 0 | 0 | 0 | 0 | 0 | 0 | 0 | 0 | 0 | 0 | 0 | 0 | 0 | 0 | 0 | 0 | 0 | 0 | 0 | 0 | 0 | 0 | 0 | 2 | 2 | 0 | 0 | 0 | 0 | 1 |  | 1 | 1 | 1 | 1 | 1 | 1 | 5- | 1 | 1 | 1
EOP | Primm | 230 | 0 | 0 | 0 | 0 | 0 | 0 | 0 | 0 | 0 | 0 | 0 | 0 | 0 | 0 | 0 | 0 | 0 | 0 | 0 | 0 |  | 0 | 0 | 0 | 0 | 0 | 0 | 0 | 0 | 0 | 0 | 0 | 0 | 0 | 0 | 0 | 0 | 0 | 0 | 0 | 0 | 0 | 0 | 0 | 0 | 0 | 0 | 0 | 0 | 0 | 0 | 0 | 0 | 0 | 0 | 0 | 0 |  | 0 | 0 | 0 | 0 | 0 | 0 | 0 | 0 | 0 | 0 | 0 | 0 | 0 | 0 | 0 | 0 | 0 | 0 | 0 | 0 | 0 | 0 | 0 | 0 | 0 | 0 | 0 | 0 | 0 | 0 | 0 | 0 | 0 | 0 | 0 | 0 |  | 0 | 0 | 0 | 0 | 0 | 0 | 0 | 0 | 0 | 0 | 0 | 0 | 0 | 0 | 0 | 0 | 0 | 0 | 0 | 0 | 0 | 0 | 0 | 0 | 0 | 0 | 0 | 0 | 0 | 0 | 0 | 0 | 0 | 0 | 0 | 0 |  | 0 | 0 | 0 | 0 | 0 | 0 | 0 | 0 | 0 | 0 | 0 | 0 | 0 | 0 | 0 | 0 | 0 | 0 | 0 | 0 | 0 | 0 | 0 | 0 | 0 | 0 | 0 | 0 | 0 | 0 | 0 | 0 | 0 | 0 | 0 | 0 |  | 1 | 1 | 1 | 1 | 1 | 1 | 1 | 1 | 1 | 0
PG&E NGBA | Putah Creek | 115 | 0 | 0 | 0 | 0 | 0 | 0 | 0 | 0 | 0 | 0 | 0 | 0 | 0 | 0 | 0 | 0 | 0 | 0 | 0 | 0 |  | 0 | 0 | 0 | 0 | 0 | 0 | 0 | 0 | 0 | 0 | 0 | 0 | 0 | 0 | 0 | 0 | 0 | 0 | 0 | 0 | 0 | 0 | 0 | 0 | 0 | 0 | 0 | 0 | 0 | 0 | 0 | 0 | 0 | 0 | 0 | 0 |  | 0 | 0 | 0 | 0 | 0 | 0 | 0 | 0 | 0 | 0 | 0 | 0 | 4.375 | 0 | 0 | 0 | 0 | 1 | 0 | 0 | 0 | 0 | 0 | 0 | 0 | 0 | 0 | 0 | 0 | 0 | -2 | 0 | 0 | 0 | 0 | 1 |  | 0 | 0 | 0 | 0 | 0 | 0 | 0 | 0 | 0 | 0 | 0 | 0 | 4.375 | 0 | 0 | 0 | 0 | 1 | 0 | 0 | 0 | 0 | 0 | 0 | 0 | 0 | 0 | 0 | 0 | 0 | -2 | 0 | 0 | 0 | 0 | 1 |  | 0 | 0 | 0 | 0 | 0 | 0 | 0 | 0 | 0 | 0 | 0 | 0 | 4.375 | 0 | 0 | 0 | 0 | 1 | 0 | 0 | 0 | 0 | 0 | 0 | 0 | 0 | 0 | 0 | 0 | 0 | -2 | 0 | 0 | 0 | 0 | 1 |  | 1 | 1 | 1 | 1 | 1 | 1 | 4+ | 1 | 1 | 1
SDGE | Q1806 | 138 | 0 | 0 | 0 | 0 | 0 | 0 | 0 | 0 | 0 | 0 | 0 | 0 | 0 | 0 | 0 | 0 | 0 | 0 | 0 | 0 |  | 0 | 0 | 0 | 0 | 0 | 0 | 0 | 0 | 0 | 0 | 0 | 0 | 0 | 0 | 0 | 0 | 0 | 0 | 0 | 0 | 0 | 0 | 0 | 0 | 0 | 0 | 0 | 0 | 0 | 0 | 0 | 0 | 0 | 0 | 0 | 0 |  | 0 | 0 | 0 | 0 | 0 | 0 | 0 | 0 | 0 | 0 | 0 | 0 | 0 | 0 | 0 | 0 | 0 | 0 | 0 | 0 | 0 | 0 | 0 | 0 | 0 | 0 | 0 | 0 | 0 | 0 | 0 | 0 | 0 | 0 | 0 | 0 |  | 0 | 0 | 0 | 0 | 0 | 0 | 0 | 0 | 0 | 0 | 0 | 0 | 0 | 0 | 0 | 0 | 0 | 0 | 0 | 0 | 0 | 0 | 0 | 0 | 0 | 0 | 0 | 0 | 0 | 0 | 0 | 0 | 0 | 0 | 0 | 0 |  | 0 | 0 | 0 | 0 | 0 | 0 | 0 | 0 | 0 | 0 | 0 | 0 | 0 | 0 | 0 | 0 | 0 | 0 | 0 | 0 | 0 | 0 | 0 | 0 | 0 | 0 | 0 | 0 | 0 | 0 | 0 | 0 | 0 | 0 | 0 | 0 |  | 1 | 1 | 1 | 1 | 1 | 1 | 1 | 1 | 1 | 0
PG&E FRESNO | Quinto | 230 | 0 | 0 | 0 | 0 | 0 | 0 | 0 | 0 | 0 | 0 | 0 | 0 | 370 | 0 | 370 | 0 | 0 | 0 | 0 | 1 |  | 0 | 0 | 0 | 0 | 0 | 0 | 0 | 0 | 0 | 0 | 0 | 0 | 0 | 0 | 0 | 0 | 0 | 0 | 0 | 0 | 0 | 0 | 0 | 0 | 0 | 0 | 0 | 0 | 0 | 2 | 2 | 0 | 0 | 0 | 0 | 1 |  | 0 | 0 | 0 | 0 | 0 | 0 | 0 | 0 | 0 | 0 | 0 | 0 | 0 | 0 | 0 | 0 | 0 | 0 | 0 | 0 | 0 | 0 | 0 | 0 | 0 | 0 | 0 | 0 | 0 | 2 | 2 | 0 | 0 | 0 | 0 | 1 |  | 0 | 0 | 0 | 0 | 0 | 0 | 0 | 0 | 0 | 0 | 0 | 0 | 0 | 0 | 0 | 0 | 0 | 0 | 0 | 0 | 0 | 0 | 0 | 0 | 0 | 0 | 0 | 0 | 0 | 2 | 2 | 0 | 0 | 0 | 0 | 1 |  | 0 | 0 | 0 | 0 | 0 | 0 | 0 | 0 | 0 | 0 | 0 | 0 | 0 | 0 | 0 | 0 | 0 | 0 | 0 | 0 | 0 | 0 | 0 | 0 | 0 | 0 | 0 | 0 | 0 | 2 | 2 | 0 | 0 | 0 | 0 | 1 |  | 1 | 1 | 1 | 1 | 1 | 1 | 5- | 1 | 1 | 1
PG&E GBA | Race Track | 115 | 0 | 0 | 0 | 0 | 0 | 0 | 0 | 0 | 0 | 0 | 0 | 0 | 0 | 0 | 0 | 0 | 0 | 0 | 0 | 0 |  | 0 | 0 | 0 | 0 | 0 | 0 | 0 | 0 | 0 | 0 | 0 | 0 | 0 | 0 | 0 | 0 | 0 | 0 | 0 | 0 | 0 | 0 | 0 | 0 | 0 | 0 | 0 | 0 | 0 | 0 | 0 | 0 | 0 | 0 | 0 | 0 |  | 0 | 0 | 0 | 0 | 0 | 0 | 0 | 0 | 0 | 0 | 0 | 0 | 0 | 0 | 0 | 0 | 0 | 0 | 0 | 0 | 0 | 0 | 0 | 0 | 0 | 0 | 0 | 0 | 0 | 0 | 0 | 0 | 0 | 0 | 0 | 0 |  | 0 | 0 | 0 | 0 | 0 | 0 | 0 | 0 | 0 | 0 | 0 | 0 | 0 | 0 | 0 | 0 | 0 | 0 | 0 | 0 | 0 | 0 | 0 | 0 | 0 | 0 | 0 | 0 | 0 | 0 | 0 | 0 | 0 | 0 | 0 | 0 |  | 0 | 0 | 0 | 0 | 0 | 0 | 0 | 0 | 0 | 0 | 0 | 0 | 0 | 0 | 0 | 0 | 0 | 0 | 0 | 0 | 0 | 0 | 0 | 0 | 0 | 0 | 0 | 0 | 0 | 0 | 0 | 0 | 0 | 0 | 0 | 0 |  | 1 | 1 | 1 | 1 | 1 | 1 | 1 | 1 | 1 | 0
SDGE | Rancho Mission Viejo | 138 | 0 | 0 | 0 | 0 | 0 | 0 | 0 | 0 | 0 | 0 | 0 | 0 | 0 | 0 | 0 | 0 | 0 | 0 | 0 | 0 |  | 0 | 0 | 0 | 0 | 0 | 0 | 0 | 0 | 0 | 0 | 0 | 0 | 0 | 0 | 0 | 0 | 0 | 0 | 0 | 0 | 0 | 0 | 0 | 0 | 0 | 0 | 0 | 0 | 0 | 0 | 0 | 0 | 0 | 0 | 0 | 0 |  | 0 | 0 | 0 | 0 | 0 | 0 | 0 | 0 | 0 | 0 | 0 | 0 | 0 | 0 | 0 | 0 | 0 | 0 | 0 | 0 | 0 | 0 | 0 | 0 | 0 | 0 | 0 | 0 | 0 | 0 | 0 | 0 | 0 | 0 | 0 | 0 |  | 0 | 0 | 0 | 0 | 0 | 0 | 0 | 0 | 0 | 0 | 0 | 0 | 0 | 0 | 0 | 0 | 0 | 0 | 0 | 0 | 0 | 0 | 0 | 0 | 0 | 0 | 0 | 0 | 0 | 0 | 0 | 0 | 0 | 0 | 0 | 0 |  | 0 | 0 | 0 | 0 | 0 | 0 | 0 | 0 | 0 | 0 | 0 | 0 | 0 | 0 | 0 | 0 | 0 | 0 | 0 | 0 | 0 | 0 | 0 | 0 | 0 | 0 | 0 | 0 | 0 | 0 | 0 | 0 | 0 | 0 | 0 | 0 |  | 1 | 1 | 1 | 1 | 1 | 1 | 1 | 1 | 1 | 0
PG&E GBA | Rancho Seco | 230 | 0 | 0 | 0 | 0 | 0 | 0 | 0 | 0 | 0 | 0 | 0 | 0 | 0 | 100 | 100 | 0 | 0 | 0 | 0 | 1 |  | 0 | 0 | 0 | 0 | 0 | 0 | 0 | 0 | 0 | 0 | 0 | 0 | 0 | 0 | 0 | 0 | 0 | 0 | 0 | 0 | 0 | 0 | 0 | 0 | 0 | 0 | 0 | 0 | 0 | 0 | 2 | 0 | 0 | 0 | 0 | 1 |  | 0 | 0 | 0 | 0 | 0 | 0 | 0 | 0 | 0 | 0 | 0 | 0 | 0 | 0 | 0 | 0 | 0 | 0 | 0 | 0 | 0 | 0 | 0 | 0 | 0 | 0 | 0 | 0 | 0 | 0 | 2 | 0 | 0 | 0 | 0 | 1 |  | 0 | 0 | 0 | 0 | 0 | 0 | 0 | 0 | 0 | 0 | 0 | 0 | 0 | 0 | 0 | 0 | 0 | 0 | 0 | 0 | 0 | 0 | 0 | 0 | 0 | 0 | 0 | 0 | 0 | 0 | 2 | 0 | 0 | 0 | 0 | 1 |  | 0 | 0 | 0 | 0 | 0 | 0 | 0 | 0 | 0 | 0 | 0 | 0 | 0 | 0 | 275 | 0 | 0 | 1 | 0 | 0 | 0 | 0 | 0 | 0 | 0 | 0 | 0 | 0 | 0 | 0 | 2 | 0 | -1 | 0 | 0 | 1 |  | 1 | 1 | 1 | 1 | 1 | 1 | 5- | 1 | 1 | 1
SCE Metro | Rancho Vista | 230 | 0 | 0 | 0 | 0 | 0 | 0 | 0 | 0 | 0 | 0 | 0 | 0 | 0 | 0 | 0 | 0 | 0 | 0 | 0 | 0 |  | 0 | 0 | 0 | 0 | 0 | 0 | 0 | 0 | 0 | 0 | 0 | 0 | 0 | 0 | 0 | 0 | 0 | 0 | 0 | 0 | 0 | 0 | 0 | 0 | 0 | 0 | 0 | 0 | 0 | 0 | 0 | 0 | 0 | 0 | 0 | 0 |  | 0 | 0 | 0 | 0 | 0 | 0 | 0 | 0 | 0 | 0 | 0 | 0 | 0 | 0 | 0 | 0 | 0 | 0 | 0 | 0 | 0 | 0 | 0 | 0 | 0 | 0 | 0 | 0 | 0 | 0 | 0 | 0 | 0 | 0 | 0 | 0 |  | 0 | 0 | 0 | 0 | 0 | 0 | 0 | 0 | 0 | 0 | 0 | 0 | 0 | 0 | 0 | 0 | 0 | 0 | 0 | 0 | 0 | 0 | 0 | 0 | 0 | 0 | 0 | 0 | 0 | 0 | 0 | 0 | 0 | 0 | 0 | 0 |  | 0 | 0 | 0 | 0 | 0 | 0 | 0 | 513.99 | 0 | 0 | 0 | 0 | 0 | 0 | 513.99 | 0 | 0 | 1 | 0 | 0 | 0 | 0 | 0 | 0 | 0 | -2 | 0 | 0 | 0 | 0 | 0 | 0 | -2 | 0 | 0 | 1 |  | 1 | 1 | 1 | 1+ | 1 | 1 | 1 | 1+ | 1 | 1
SCE Metro | Rancho Vista | 500 | 0 | 0 | 0 | 0 | 0 | 0 | 0 | 0 | 0 | 0 | 0 | 0 | 0 | 0 | 0 | 0 | 0 | 0 | 0 | 0 |  | 0 | 0 | 0 | 0 | 0 | 0 | 0 | 0 | 0 | 0 | 0 | 0 | 0 | 0 | 0 | 0 | 0 | 0 | 0 | 0 | 0 | 0 | 0 | 0 | 0 | 0 | 0 | 0 | 0 | 0 | 0 | 0 | 0 | 0 | 0 | 0 |  | 0 | 0 | 0 | 0 | 0 | 0 | 0 | 0 | 0 | 0 | 0 | 0 | 0 | 0 | 0 | 0 | 0 | 0 | 0 | 0 | 0 | 0 | 0 | 0 | 0 | 0 | 0 | 0 | 0 | 0 | 0 | 0 | 0 | 0 | 0 | 0 |  | 0 | 0 | 0 | 0 | 0 | 0 | 0 | 0 | 0 | 0 | 0 | 0 | 0 | 0 | 0 | 0 | 0 | 0 | 0 | 0 | 0 | 0 | 0 | 0 | 0 | 0 | 0 | 0 | 0 | 0 | 0 | 0 | 0 | 0 | 0 | 0 |  | 0 | 0 | 0 | 0 | 0 | 0 | 0 | 0 | 0 | 0 | 0 | 0 | 0 | 0 | 0 | 0 | 0 | 0 | 0 | 0 | 0 | 0 | 0 | 0 | 0 | 0 | 0 | 0 | 0 | 0 | 0 | 0 | 0 | 0 | 0 | 0 |  | 1 | 1 | 1 | 1 | 1 | 1 | 1 | 1 | 1 | 0
SCE NOL | Ransburg | 115 | 0 | 0 | 0 | 0 | 0 | 0 | 0 | 0 | 0 | 0 | 0 | 0 | 0 | 0 | 0 | 0 | 0 | 0 | 0 | 0 |  | 0 | 0 | 0 | 0 | 0 | 0 | 0 | 0 | 0 | 0 | 0 | 0 | 0 | 0 | 0 | 0 | 0 | 0 | 0 | 0 | 0 | 0 | 0 | 0 | 0 | 0 | 0 | 0 | 0 | 0 | 0 | 0 | 0 | 0 | 0 | 0 |  | 0 | 0 | 0 | 0 | 0 | 0 | 0 | 0 | 0 | 0 | 0 | 0 | 0 | 0 | 0 | 0 | 0 | 0 | 0 | 0 | 0 | 0 | 0 | 0 | 0 | 0 | 0 | 0 | 0 | 0 | 0 | 0 | 0 | 0 | 0 | 0 |  | 0 | 0 | 0 | 0 | 0 | 0 | 0 | 0 | 0 | 0 | 0 | 0 | 0 | 0 | 0 | 0 | 0 | 0 | 0 | 0 | 0 | 0 | 0 | 0 | 0 | 0 | 0 | 0 | 0 | 0 | 0 | 0 | 0 | 0 | 0 | 0 |  | 0 | 0 | 0 | 0 | 0 | 0 | 0 | 0 | 0 | 0 | 0 | 0 | 0 | 0 | 0 | 0 | 0 | 0 | 0 | 0 | 0 | 0 | 0 | 0 | 0 | 0 | 0 | 0 | 0 | 0 | 0 | 0 | 0 | 0 | 0 | 0 |  | 1 | 1 | 1 | 1 | 1 | 1 | 1 | 1 | 1 | 0
PG&E GBA | Ravenswood | 115 | 0 | 0 | 0 | 0 | 0 | 0 | 0 | 0 | 0 | 0 | 0 | 0 | 0 | 0 | 0 | 0 | 0 | 0 | 0 | 0 |  | 0 | 0 | 0 | 0 | 0 | 0 | 0 | 0 | 0 | 0 | 0 | 0 | 0 | 0 | 0 | 0 | 0 | 0 | 0 | 0 | 0 | 0 | 0 | 0 | 0 | 0 | 0 | 0 | 0 | 0 | 0 | 0 | 0 | 0 | 0 | 0 |  | 0 | 0 | 0 | 0 | 0 | 0 | 0 | 0 | 0 | 0 | 0 | 0 | 0 | 0 | 0 | 0 | 0 | 0 | 0 | 0 | 0 | 0 | 0 | 0 | 0 | 0 | 0 | 0 | 0 | 0 | 0 | 0 | 0 | 0 | 0 | 0 |  | 0 | 0 | 0 | 0 | 0 | 0 | 0 | 0 | 0 | 0 | 0 | 0 | 0 | 0 | 0 | 0 | 0 | 0 | 0 | 0 | 0 | 0 | 0 | 0 | 0 | 0 | 0 | 0 | 0 | 0 | 0 | 0 | 0 | 0 | 0 | 0 |  | 0 | 0 | 0 | 0 | 0 | 0 | 0 | 0 | 0 | 0 | 0 | 0 | 0 | 0 | 0 | 0 | 0 | 0 | 0 | 0 | 0 | 0 | 0 | 0 | 0 | 0 | 0 | 0 | 0 | 0 | 0 | 0 | 0 | 0 | 0 | 0 |  | 1 | 1 | 1 | 1 | 1 | 1 | 1 | 1 | 1 | 0
PG&E GBA | Ravenswood | 230 | 0 | 0 | 0 | 0 | 0 | 0 | 0 | 0 | 0 | 0 | 0 | 0 | 0 | 0 | 0 | 0 | 0 | 0 | 0 | 0 |  | 0 | 0 | 0 | 0 | 0 | 0 | 0 | 0 | 0 | 0 | 0 | 0 | 0 | 0 | 0 | 0 | 0 | 0 | 0 | 0 | 0 | 0 | 0 | 0 | 0 | 0 | 0 | 0 | 0 | 0 | 0 | 0 | 0 | 0 | 0 | 0 |  | 0 | 0 | 0 | 0 | 0 | 0 | 0 | 0 | 0 | 0 | 0 | 0 | 0 | 0 | 0 | 0 | 0 | 0 | 0 | 0 | 0 | 0 | 0 | 0 | 0 | 0 | 0 | 0 | 0 | 0 | 0 | 0 | 0 | 0 | 0 | 0 |  | 0 | 0 | 0 | 0 | 0 | 0 | 0 | 0 | 0 | 0 | 0 | 0 | 0 | 0 | 0 | 0 | 0 | 0 | 0 | 0 | 0 | 0 | 0 | 0 | 0 | 0 | 0 | 0 | 0 | 0 | 0 | 0 | 0 | 0 | 0 | 0 |  | 0 | 0 | 0 | 0 | 0 | 0 | 0 | 0 | 0 | 0 | 0 | 0 | 0 | 0 | 0 | 0 | 0 | 0 | 0 | 0 | 0 | 0 | 0 | 0 | 0 | 0 | 0 | 0 | 0 | 0 | 0 | 0 | 0 | 0 | 0 | 0 |  | 1 | 1 | 1 | 1 | 1 | 1 | 1 | 1 | 1 | 0
SCE Northern | Rector | 230 | 0 | 0 | 0 | 0 | 0 | 0 | 0 | 0 | 0 | 0 | 0 | 0 | 170 | 0 | 170 | 0 | 0 | 0 | 0 | 1 |  | 0 | 0 | 0 | 0 | 0 | 0 | 0 | 0 | 0 | 0 | 0 | 0 | 0 | 0 | 0 | 0 | 0 | 0 | 0 | 0 | 0 | 0 | 0 | 0 | 0 | 0 | 0 | 0 | 0 | 2 | 2 | 0 | 0 | 0 | 0 | 1 |  | 0 | 0 | 0 | 0 | 0 | 0 | 0 | 0 | 0 | 0 | 0.55 | 0 | 5.55 | 0 | 94.134 | 0 | 0 | 1 | 0 | 0 | 0 | 0 | 0 | 0 | 0 | 0 | 0 | 0 | -2 | 2 | 2 | 0 | -2 | 0 | 0 | 1 |  | 0 | 0 | 0 | 0 | 0 | 0 | 0 | 0 | 0 | 0 | 0.55 | 0 | 220.9624 | 0 | 721.3323 | 0 | 0 | 1 | 0 | 0 | 0 | 0 | 0 | 0 | 0 | 0 | 0 | 0 | -2 | 2 | -1 | 0 | -2 | 0 | 0 | 1 |  | 0 | 0 | 0 | 0 | 0 | 0 | 0 | 0 | 0 | 0 | 1 | 0 | 288.6864 | 0 | 919.5323 | 0 | 0 | 1 | 0 | 0 | 0 | 0 | 0 | 0 | 0 | 0 | 0 | 0 | -2 | 2 | -2 | 0 | -2 | 0 | 0 | 1 |  | 1 | 1 | 1 | 1 | 1 | 4+ | 2- | 4+ | 1 | 1
SCE Eastern | Red Bluff | 230 | 0 | 0 | 0 | 0 | 0 | 0 | 0 | 0 | 0 | 0 | 0 | 0 | 0 | 500 | 500 | 0 | 0 | 0 | 0 | 1 |  | 0 | 0 | 0 | 0 | 0 | 0 | 0 | 0 | 0 | 0 | 0 | 0 | 8 | 420 | 420 | 0 | 0 | 1 | 0 | 0 | 0 | 0 | 0 | 0 | 0 | 0 | 0 | 0 | 0 | 0 | 2 | -2 | -2 | 0 | 0 | 1 |  | 0 | 0 | 0 | 0 | 0 | 0 | 0 | 0 | 0 | 0 | 0 | 0 | 543.4 | 937 | 1105.4 | 0 | 0 | 1 | 0 | 0 | 0 | 0 | 0 | 0 | 0 | 0 | 0 | 0 | 0 | 0 | 0 | -2 | -2 | 0 | 0 | 1 |  | 0 | 0 | 0 | 0 | 0 | 0 | 0 | 0 | 0 | 0 | 0 | 0 | 816.4212 | 1627 | 1883.6538 | 0 | 0 | 1 | 0 | 0 | 0 | 0 | 0 | 0 | 0 | 0 | 0 | 0 | 0 | 0 | -2 | -2 | -2 | 0 | 0 | 1 |  | 0 | 0 | 0 | 0 | 0 | 0 | 0 | 0 | 0 | 0 | 0 | 0 | 1456.8897 | 1627 | 1883.6538 | 0 | 0 | 1 | 0 | 0 | 0 | 0 | 0 | 0 | 0 | 0 | 0 | 0 | 0 | 0 | -2 | -2 | -2 | 0 | 0 | 1 |  | 1 | 1 | 1 | 1 | 1 | 1 | 2+ | 4+ | 1 | 1
SCE Eastern | Red Bluff | 500 | 0 | 0 | 0 | 0 | 0 | 0 | 0 | 0 | 0 | 0 | 0 | 0 | 0 | 0 | 0 | 0 | 0 | 0 | 0 | 0 |  | 0 | 0 | 0 | 0 | 0 | 0 | 0 | 0 | 0 | 0 | 0 | 0 | 418.4 | 400 | 568.4 | 0 | 0 | 1 | 0 | 0 | 0 | 0 | 0 | 0 | 0 | 0 | 0 | 0 | 0 | 0 | -2 | -2 | -2 | 0 | 0 | 1 |  | 0 | 0 | 0 | 0 | 0 | 0 | 0 | 0 | 0 | 0 | 0 | 0 | 175 | 348.5 | 520 | 0 | 0 | 1 | 0 | 0 | 0 | 0 | 0 | 0 | 0 | 0 | 0 | 0 | 0 | 0 | -2 | -2 | -2 | 0 | 0 | 1 |  | 0 | 0 | 0 | 0 | 0 | 0 | 0 | 0 | 0 | 0 | 0 | 0 | 175 | 348.5 | 1954.4 | 0 | 1417 | 1 | 0 | 0 | 0 | 0 | 0 | 0 | 0 | 0 | 0 | 0 | 0 | 0 | -2 | -2 | -2 | 0 | -2 | 1 |  | 0 | 0 | 0 | 0 | 0 | 0 | 0 | 0 | 0 | 0 | 0 | 0 | 372.2076 | 348.5 | 1959.39 | 0 | 1417 | 1 | 0 | 0 | 0 | 0 | 0 | 0 | 0 | 0 | 0 | 0 | 0 | 0 | -2 | -2 | -2 | 0 | -2 | 1 |  | 1 | 1 | 1 | 1 | 1 | 1 | 4+ | 4+ | 2+ | 1
PG&E NGBA | Redbud | 115 | 241 | 0 | 0 | 0 | 0 | 0 | 0 | 0 | 0 | 0 | 0 | 0 | 0 | 0 | 0 | 0 | 0 | 0 | 0 | 1 |  | 0 | 0 | 0 | 0 | 0 | 0 | 0 | 0 | 0 | 0 | 0 | 0 | 0 | 0 | 0 | 0 | 0 | 0 | 2 | 2 | 0 | 0 | 0 | 0 | 0 | 0 | 0 | 0 | 0 | 0 | 0 | 0 | 0 | 0 | 0 | 1 |  | 0 | 0 | 0 | 0 | 0 | 0 | 0 | 0 | 0 | 0 | 0 | 0 | 0 | 0 | 0 | 0 | 0 | 0 | 2 | 2 | 0 | 0 | 0 | 0 | 0 | 0 | 0 | 0 | 0 | 0 | 0 | 0 | 0 | 0 | 0 | 1 |  | 0 | 0 | 0 | 0 | 0 | 0 | 0 | 0 | 0 | 0 | 0 | 0 | 0 | 0 | 0 | 0 | 0 | 0 | 2 | 2 | 0 | 0 | 0 | 0 | 0 | 0 | 0 | 0 | 0 | 0 | 0 | 0 | 0 | 0 | 0 | 1 |  | 0 | 0 | 0 | 0 | 0 | 0 | 0 | 0 | 0 | 0 | 0 | 0 | 0 | 0 | 3.912 | 0 | 0 | 1 | 2 | 2 | 0 | 0 | 0 | 0 | 0 | 0 | 0 | 0 | 0 | 0 | 0 | 0 | 0 | 0 | 0 | 1 |  | 5- | 1 | 1 | 1 | 1 | 1 | 1 | 1 | 1 | 1
SCE Metro | Redondo | 230 | 0 | 0 | 0 | 0 | 0 | 0 | 0 | 0 | 0 | 0 | 0 | 0 | 0 | 0 | 0 | 0 | 0 | 0 | 0 | 0 |  | 0 | 0 | 0 | 0 | 0 | 0 | 0 | 0 | 0 | 0 | 0 | 0 | 0 | 0 | 0 | 0 | 0 | 0 | 0 | 0 | 0 | 0 | 0 | 0 | 0 | 0 | 0 | 0 | 0 | 0 | 0 | 0 | 0 | 0 | 0 | 0 |  | 0 | 0 | 0 | 0 | 0 | 0 | 0 | 0 | 0 | 0 | 0 | 0 | 0 | 0 | 0 | 0 | 0 | 0 | 0 | 0 | 0 | 0 | 0 | 0 | 0 | 0 | 0 | 0 | 0 | 0 | 0 | 0 | 0 | 0 | 0 | 0 |  | 0 | 0 | 0 | 0 | 0 | 0 | 0 | 0 | 0 | 0 | 0 | 0 | 0 | 0 | 0 | 0 | 0 | 0 | 0 | 0 | 0 | 0 | 0 | 0 | 0 | 0 | 0 | 0 | 0 | 0 | 0 | 0 | 0 | 0 | 0 | 0 |  | 0 | 0 | 0 | 0 | 0 | 0 | 0 | 0 | 0 | 0 | 0 | 0 | 0 | 0 | 0 | 0 | 0 | 0 | 0 | 0 | 0 | 0 | 0 | 0 | 0 | 0 | 0 | 0 | 0 | 0 | 0 | 0 | 0 | 0 | 0 | 0 |  | 1 | 1 | 1 | 1 | 1 | 1 | 1 | 1 | 1 | 0
PG&E FRESNO | Reedley | 115 | 0 | 0 | 0 | 0 | 0 | 0 | 0 | 0 | 0 | 0 | 0 | 0 | 0 | 0 | 0 | 0 | 0 | 0 | 0 | 0 |  | 0 | 0 | 0 | 0 | 0 | 0 | 0 | 0 | 0 | 0 | 0 | 0 | 0 | 0 | 0 | 0 | 0 | 0 | 0 | 0 | 0 | 0 | 0 | 0 | 0 | 0 | 0 | 0 | 0 | 0 | 0 | 0 | 0 | 0 | 0 | 0 |  | 0 | 0 | 0 | 0 | 0 | 0 | 0 | 0 | 0 | 0 | 0 | 0 | 2.9903 | 0 | 0 | 0 | 0 | 1 | 0 | 0 | 0 | 0 | 0 | 0 | 0 | 0 | 0 | 0 | 0 | 0 | 0 | 0 | 0 | 0 | 0 | 0 |  | 0 | 0 | 0 | 0 | 0 | 0 | 0 | 0 | 0 | 0 | 0 | 0 | 2.9903 | 0 | 0 | 0 | 0 | 1 | 0 | 0 | 0 | 0 | 0 | 0 | 0 | 0 | 0 | 0 | 0 | 0 | 0 | 0 | 0 | 0 | 0 | 0 |  | 0 | 0 | 0 | 0 | 0 | 0 | 0 | 0 | 0 | 0 | 0 | 0 | 2.9903 | 0 | 9.525 | 0 | 0 | 1 | 0 | 0 | 0 | 0 | 0 | 0 | 0 | 0 | 0 | 0 | 0 | 0 | 0 | 0 | 0 | 0 | 0 | 0 |  | 1 | 1 | 1 | 1 | 1 | 1 | 1 | 1 | 1 | 0
PG&E KERN | Renfro | 115 | 0 | 0 | 0 | 0 | 0 | 0 | 0 | 0 | 0 | 0 | 0 | 0 | 0 | 0 | 0 | 0 | 0 | 0 | 0 | 0 |  | 0 | 0 | 0 | 0 | 0 | 0 | 0 | 0 | 0 | 0 | 0 | 0 | 0 | 0 | 0 | 0 | 0 | 0 | 0 | 0 | 0 | 0 | 0 | 0 | 0 | 0 | 0 | 0 | 0 | 0 | 0 | 0 | 0 | 0 | 0 | 0 |  | 0 | 0 | 0 | 0 | 0 | 0 | 0 | 0 | 0 | 0 | 0 | 0 | 0 | 0 | 0 | 0 | 0 | 0 | 0 | 0 | 0 | 0 | 0 | 0 | 0 | 0 | 0 | 0 | 0 | 0 | 0 | 0 | 0 | 0 | 0 | 0 |  | 0 | 0 | 0 | 0 | 0 | 0 | 0 | 0 | 0 | 0 | 0 | 0 | 0 | 0 | 0 | 0 | 0 | 0 | 0 | 0 | 0 | 0 | 0 | 0 | 0 | 0 | 0 | 0 | 0 | 0 | 0 | 0 | 0 | 0 | 0 | 0 |  | 0 | 0 | 0 | 0 | 0 | 0 | 0 | 0 | 0 | 0 | 0 | 0 | 0 | 0 | 0 | 0 | 0 | 0 | 0 | 0 | 0 | 0 | 0 | 0 | 0 | 0 | 0 | 0 | 0 | 0 | 0 | 0 | 0 | 0 | 0 | 0 |  | 1 | 1 | 1 | 1 | 1 | 1 | 1 | 1 | 1 | 0
PG&E GBA | Richmond R | 115 | 0 | 0 | 0 | 0 | 0 | 0 | 0 | 0 | 0 | 0 | 0 | 0 | 0 | 0 | 0 | 0 | 0 | 0 | 0 | 0 |  | 0 | 0 | 0 | 0 | 0 | 0 | 0 | 0 | 0 | 0 | 0 | 0 | 0 | 0 | 0 | 0 | 0 | 0 | 0 | 0 | 0 | 0 | 0 | 0 | 0 | 0 | 0 | 0 | 0 | 0 | 0 | 0 | 0 | 0 | 0 | 0 |  | 0 | 0 | 0 | 0 | 0 | 0 | 0 | 0 | 0 | 0 | 0 | 0 | 9.815 | 0 | 0 | 0 | 0 | 1 | 0 | 0 | 0 | 0 | 0 | 0 | 0 | 0 | 0 | 0 | 0 | 0 | -2 | 0 | 0 | 0 | 0 | 1 |  | 0 | 0 | 0 | 0 | 0 | 0 | 0 | 0 | 0 | 0 | 0 | 0 | 9.815 | 0 | 0 | 0 | 0 | 1 | 0 | 0 | 0 | 0 | 0 | 0 | 0 | 0 | 0 | 0 | 0 | 0 | -2 | 0 | 0 | 0 | 0 | 1 |  | 0 | 0 | 0 | 0 | 0 | 0 | 0 | 0 | 0 | 0 | 0 | 0 | 9.815 | 0 | 0 | 0 | 0 | 1 | 0 | 0 | 0 | 0 | 0 | 0 | 0 | 0 | 0 | 0 | 0 | 0 | -2 | 0 | 0 | 0 | 0 | 1 |  | 1 | 1 | 1 | 1 | 1 | 1 | 4+ | 1 | 1 | 1
PG&E NGBA | Rincon | 115 | 50 | 0 | 0 | 0 | 0 | 0 | 0 | 0 | 0 | 0 | 0 | 0 | 0 | 0 | 0 | 0 | 0 | 0 | 0 | 1 |  | 0 | 0 | 0 | 0 | 0 | 0 | 0 | 0 | 0 | 0 | 0 | 0 | 0 | 0 | 0 | 0 | 0 | 0 | 2 | 2 | 0 | 0 | 0 | 0 | 0 | 0 | 0 | 0 | 0 | 0 | 0 | 0 | 0 | 0 | 0 | 1 |  | 0 | 0 | 0 | 0 | 0 | 0 | 0 | 0 | 0 | 0 | 0 | 0 | 0.13 | 0 | 0 | 0 | 0 | 1 | 2 | 2 | 0 | 0 | 0 | 0 | 0 | 0 | 0 | 0 | 0 | 0 | 0 | 0 | 0 | 0 | 0 | 1 |  | 0 | 0 | 0 | 0 | 0 | 0 | 0 | 0 | 0 | 0 | 0 | 0 | 0.13 | 0 | 0 | 0 | 0 | 1 | 2 | 2 | 0 | 0 | 0 | 0 | 0 | 0 | 0 | 0 | 0 | 0 | 0 | 0 | 0 | 0 | 0 | 1 |  | 0 | 0 | 0 | 0 | 0 | 0 | 0 | 0 | 0 | 0 | 0 | 0 | 0.13 | 0 | 0 | 0 | 0 | 1 | 2 | 2 | 0 | 0 | 0 | 0 | 0 | 0 | 0 | 0 | 0 | 0 | 0 | 0 | 0 | 0 | 0 | 1 |  | 5- | 1 | 1 | 1 | 1 | 1 | 1 | 1 | 1 | 1
PG&E KERN | Rio Bravo | 115 | 0 | 0 | 0 | 0 | 0 | 0 | 0 | 0 | 0 | 0 | 0 | 0 | 0 | 0 | 0 | 0 | 0 | 0 | 0 | 0 |  | 0 | 0 | 0 | 0 | 0 | 0 | 0 | 0 | 0 | 0 | 0 | 0 | 0 | 0 | 0 | 0 | 0 | 0 | 0 | 0 | 0 | 0 | 0 | 0 | 0 | 0 | 0 | 0 | 0 | 0 | 0 | 0 | 0 | 0 | 0 | 0 |  | 0 | 0 | 0 | 0 | 0 | 0 | 0 | 0 | 0 | 0 | 0 | 0 | 2.75 | 0 | 0 | 0 | 0 | 1 | 0 | 0 | 0 | 0 | 0 | 0 | 0 | 0 | 0 | 0 | 0 | 0 | 0 | 0 | 0 | 0 | 0 | 0 |  | 0 | 0 | 0 | 0 | 0 | 0 | 0 | 0 | 0 | 0 | 0 | 0 | 2.75 | 0 | 0 | 0 | 0 | 1 | 0 | 0 | 0 | 0 | 0 | 0 | 0 | 0 | 0 | 0 | 0 | 0 | 0 | 0 | 0 | 0 | 0 | 0 |  | 0 | 0 | 0 | 0 | 0 | 0 | 0 | 0 | 0 | 0 | 0 | 0 | 6.782 | 0 | 0 | 0 | 0 | 1 | 0 | 0 | 0 | 0 | 0 | 0 | 0 | 0 | 0 | 0 | 0 | 0 | -2 | 0 | 0 | 0 | 0 | 1 |  | 1 | 1 | 1 | 1 | 1 | 1 | 1+ | 1 | 1 | 1
SCE Metro | Rio Hondo | 230 | 0 | 0 | 0 | 0 | 0 | 0 | 0 | 0 | 0 | 0 | 0 | 0 | 0 | 0 | 0 | 0 | 776 | 776 | 0 | 1 |  | 0 | 0 | 0 | 0 | 0 | 0 | 0 | 0 | 0 | 0 | 0 | 0 | 0 | 0 | 0 | 0 | 0 | 0 | 0 | 0 | 0 | 0 | 0 | 0 | 0 | 0 | 0 | 0 | 0 | 0 | 0 | 2 | 2 | 0 | 0 | 1 |  | 0 | 0 | 0 | 0 | 0 | 0 | 0 | 0 | 0 | 0 | 0 | 0 | 0.999 | 525 | 443.7109 | 0 | 0 | 1 | 0 | 0 | 0 | 0 | 0 | 0 | 0 | 0 | 0 | 0 | 0 | 0 | 0 | 2 | 2 | 0 | 0 | 1 |  | 0 | 0 | 0 | 0 | 0 | 0 | 0 | 0 | 0 | 0 | 0 | 0 | 0.999 | 825 | 746.1109 | 0 | 0 | 1 | 0 | 0 | 0 | 0 | 0 | 0 | 0 | 0 | 0 | 0 | 0 | 0 | 0 | 0 | 0 | 0 | 0 | 0 |  | 0 | 0 | 0 | 0 | 0 | 0 | 0 | 0 | 0 | 0 | 0 | 0 | 0.999 | 825 | 855.0109 | 0 | 0 | 1 | 0 | 0 | 0 | 0 | 0 | 0 | 0 | 0 | 0 | 0 | 0 | 0 | 0 | 0 | 0 | 0 | 0 | 0 |  | 1 | 1 | 1 | 1 | 1 | 1 | 1 | 1 | 1 | 0
PG&E NGBA | Rio Oso | 115 | 0 | 0 | 0 | 0 | 0 | 0 | 0 | 0 | 0 | 0 | 0 | 0 | 0 | 0 | 0 | 0 | 0 | 0 | 0 | 0 |  | 0 | 0 | 0 | 0 | 0 | 0 | 0 | 0 | 0 | 0 | 0 | 0 | 0 | 0 | 0 | 0 | 0 | 0 | 0 | 0 | 0 | 0 | 0 | 0 | 0 | 0 | 0 | 0 | 0 | 0 | 0 | 0 | 0 | 0 | 0 | 0 |  | 0 | 0 | 0 | 0 | 0 | 0 | 0 | 0 | 0 | 0 | 0 | 0 | 0 | 0 | 0 | 0 | 0 | 0 | 0 | 0 | 0 | 0 | 0 | 0 | 0 | 0 | 0 | 0 | 0 | 0 | 0 | 0 | 0 | 0 | 0 | 0 |  | 0 | 0 | 0 | 0 | 0 | 0 | 0 | 0 | 0 | 0 | 0 | 0 | 0 | 0 | 0 | 0 | 0 | 0 | 0 | 0 | 0 | 0 | 0 | 0 | 0 | 0 | 0 | 0 | 0 | 0 | 0 | 0 | 0 | 0 | 0 | 0 |  | 0 | 0 | 0 | 0 | 0 | 0 | 0 | 0 | 0 | 0 | 0 | 0 | 0 | 0 | 0 | 0 | 0 | 0 | 0 | 0 | 0 | 0 | 0 | 0 | 0 | 0 | 0 | 0 | 0 | 0 | 0 | 0 | 0 | 0 | 0 | 0 |  | 1 | 1 | 1 | 1 | 1 | 1 | 1 | 1 | 1 | 0
PG&E NGBA | Rio Oso | 230 | 0 | 0 | 0 | 0 | 0 | 0 | 0 | 0 | 0 | 0 | 0 | 0 | 0 | 0 | 0 | 0 | 0 | 0 | 0 | 0 |  | 0 | 0 | 0 | 0 | 0 | 0 | 0 | 0 | 0 | 0 | 0 | 0 | 0 | 0 | 0 | 0 | 0 | 0 | 0 | 0 | 0 | 0 | 0 | 0 | 0 | 0 | 0 | 0 | 0 | 0 | 0 | 0 | 0 | 0 | 0 | 0 |  | 0 | 0 | 0 | 0 | 0 | 0 | 0 | 0 | 0 | 0 | 0 | 0 | 0 | 0 | 0 | 0 | 0 | 0 | 0 | 0 | 0 | 0 | 0 | 0 | 0 | 0 | 0 | 0 | 0 | 0 | 0 | 0 | 0 | 0 | 0 | 0 |  | 0 | 0 | 0 | 0 | 0 | 0 | 0 | 0 | 0 | 0 | 0 | 0 | 0 | 0 | 0 | 0 | 0 | 0 | 0 | 0 | 0 | 0 | 0 | 0 | 0 | 0 | 0 | 0 | 0 | 0 | 0 | 0 | 0 | 0 | 0 | 0 |  | 0 | 0 | 0 | 0 | 0 | 0 | 0 | 0 | 0 | 0 | 0 | 0 | 414.4 | 0 | 0 | 0 | 0 | 1 | 0 | 0 | 0 | 0 | 0 | 0 | 0 | 0 | 0 | 0 | 0 | 0 | -2 | 0 | 0 | 0 | 0 | 1 |  | 1 | 1 | 1 | 1 | 1 | 1 | 1+ | 1 | 1 | 1
PG&E GBA | Ripon | 115 | 0 | 0 | 0 | 0 | 0 | 0 | 0 | 0 | 0 | 0 | 0 | 0 | 0 | 0 | 0 | 0 | 0 | 0 | 0 | 0 |  | 0 | 0 | 0 | 0 | 0 | 0 | 0 | 0 | 0 | 0 | 0 | 0 | 0 | 0 | 0 | 0 | 0 | 0 | 0 | 0 | 0 | 0 | 0 | 0 | 0 | 0 | 0 | 0 | 0 | 0 | 0 | 0 | 0 | 0 | 0 | 0 |  | 0 | 0 | 0 | 0 | 0 | 0 | 0 | 0 | 0 | 0 | 0 | 0 | 2.631 | 39 | 9 | 0 | 0 | 1 | 0 | 0 | 0 | 0 | 0 | 0 | 0 | 0 | 0 | 0 | 0 | 0 | 0 | -2 | -2 | 0 | 0 | 1 |  | 0 | 0 | 0 | 0 | 0 | 0 | 0 | 0 | 0 | 0 | 0 | 0 | 2.631 | 39 | 9 | 0 | 0 | 1 | 0 | 0 | 0 | 0 | 0 | 0 | 0 | 0 | 0 | 0 | 0 | 0 | 0 | -2 | -2 | 0 | 0 | 1 |  | 0 | 0 | 0 | 0 | 0 | 0 | 0 | 0 | 0 | 0 | 0 | 0 | 2.631 | 39 | 9 | 0 | 0 | 1 | 0 | 0 | 0 | 0 | 0 | 0 | 0 | 0 | 0 | 0 | 0 | 0 | 0 | -2 | -2 | 0 | 0 | 1 |  | 1 | 1 | 1 | 1 | 1 | 1 | 1 | 4+ | 1 | 1
PG&E GBA | Riverbank | 115 | 0 | 0 | 0 | 0 | 0 | 0 | 0 | 0 | 0 | 0 | 0 | 0 | 0 | 0 | 0 | 0 | 0 | 0 | 0 | 0 |  | 0 | 0 | 0 | 0 | 0 | 0 | 0 | 0 | 0 | 0 | 0 | 0 | 0 | 0 | 0 | 0 | 0 | 0 | 0 | 0 | 0 | 0 | 0 | 0 | 0 | 0 | 0 | 0 | 0 | 0 | 0 | 0 | 0 | 0 | 0 | 0 |  | 0 | 0 | 0 | 0 | 0 | 0 | 0 | 0 | 0 | 0 | 0 | 0 | 0 | 0 | 0 | 0 | 0 | 0 | 0 | 0 | 0 | 0 | 0 | 0 | 0 | 0 | 0 | 0 | 0 | 0 | 0 | 0 | 0 | 0 | 0 | 0 |  | 0 | 0 | 0 | 0 | 0 | 0 | 0 | 0 | 0 | 0 | 0 | 0 | 0 | 0 | 0 | 0 | 0 | 0 | 0 | 0 | 0 | 0 | 0 | 0 | 0 | 0 | 0 | 0 | 0 | 0 | 0 | 0 | 0 | 0 | 0 | 0 |  | 0 | 0 | 0 | 0 | 0 | 0 | 0 | 0 | 0 | 0 | 0 | 0 | 2.75 | 0 | 0 | 0 | 0 | 1 | 0 | 0 | 0 | 0 | 0 | 0 | 0 | 0 | 0 | 0 | 0 | 0 | 0 | 0 | 0 | 0 | 0 | 0 |  | 1 | 1 | 1 | 1 | 1 | 1 | 1 | 1 | 1 | 0
SCE NOL | Roadway | 115 | 0 | 0 | 0 | 0 | 0 | 0 | 0 | 0 | 0 | 0 | 0 | 0 | 0 | 0 | 0 | 0 | 0 | 0 | 0 | 0 |  | 0 | 0 | 0 | 0 | 0 | 0 | 0 | 0 | 0 | 0 | 0 | 10.88 | 45.92 | 24.9 | 34.94 | 0 | 0 | 1 | 0 | 0 | 0 | 0 | 0 | 0 | 0 | 0 | 0 | 0 | 0 | -2 | -2 | -2 | -2 | 0 | 0 | 1 |  | 0 | 0 | 0 | 0 | 0 | 0 | 0 | 0 | 0 | 0 | 0 | 0 | 75 | 50 | 50 | 0 | 0 | 1 | 0 | 0 | 0 | 0 | 0 | 0 | 0 | 0 | 0 | 0 | 0 | 0 | -2 | -2 | -2 | 0 | 0 | 1 |  | 0 | 0 | 0 | 0 | 0 | 0 | 0 | 0 | 0 | 0 | 0 | 0 | 75 | 50 | 50 | 0 | 0 | 1 | 0 | 0 | 0 | 0 | 0 | 0 | 0 | 0 | 0 | 0 | 0 | 0 | -2 | -2 | -2 | 0 | 0 | 1 |  | 0 | 0 | 0 | 0 | 0 | 0 | 0 | 0 | 0 | 0 | 0 | 0 | 75 | 50 | 50 | 0 | 0 | 1 | 0 | 0 | 0 | 0 | 0 | 0 | 0 | 0 | 0 | 0 | 0 | 0 | -2 | -2 | -2 | 0 | 0 | 1 |  | 1 | 1 | 1 | 1 | 1 | 1 | 4+ | 4+ | 1 | 1
PG&E NGBA | Rock Creek 1 | 230 | 0 | 0 | 0 | 0 | 0 | 0 | 0 | 0 | 0 | 0 | 0 | 0 | 0 | 0 | 0 | 0 | 0 | 0 | 0 | 0 |  | 0 | 0 | 0 | 0 | 0 | 0 | 0 | 0 | 0 | 0 | 0 | 0 | 0 | 0 | 0 | 0 | 0 | 0 | 0 | 0 | 0 | 0 | 0 | 0 | 0 | 0 | 0 | 0 | 0 | 0 | 0 | 0 | 0 | 0 | 0 | 0 |  | 0 | 0 | 0 | 0 | 0 | 0 | 0 | 0 | 0 | 0 | 0 | 0 | 0 | 0 | 0 | 0 | 0 | 0 | 0 | 0 | 0 | 0 | 0 | 0 | 0 | 0 | 0 | 0 | 0 | 0 | 0 | 0 | 0 | 0 | 0 | 0 |  | 0 | 0 | 0 | 0 | 0 | 0 | 0 | 0 | 0 | 0 | 0 | 0 | 0 | 0 | 0 | 0 | 0 | 0 | 0 | 0 | 0 | 0 | 0 | 0 | 0 | 0 | 0 | 0 | 0 | 0 | 0 | 0 | 0 | 0 | 0 | 0 |  | 0 | 0 | 0 | 0 | 0 | 0 | 0 | 0 | 0 | 0 | 0 | 0 | 0 | 0 | 0 | 0 | 0 | 0 | 0 | 0 | 0 | 0 | 0 | 0 | 0 | 0 | 0 | 0 | 0 | 0 | 0 | 0 | 0 | 0 | 0 | 0 |  | 1 | 1 | 1 | 1 | 1 | 1 | 1 | 1 | 1 | 0
SCE Northern | Rosamond | 66 | 0 | 0 | 0 | 0 | 0 | 0 | 0 | 0 | 0 | 0 | 0 | 0 | 0 | 0 | 0 | 0 | 0 | 0 | 0 | 0 |  | 0 | 0 | 0 | 0 | 0 | 0 | 0 | 0 | 0 | 0 | 0 | 0 | 0 | 0 | 0 | 0 | 0 | 0 | 0 | 0 | 0 | 0 | 0 | 0 | 0 | 0 | 0 | 0 | 0 | 0 | 0 | 0 | 0 | 0 | 0 | 0 |  | 0 | 0 | 0 | 0 | 0 | 0 | 0 | 0 | 0 | 0 | 0 | 0 | 0 | 0 | 0 | 0 | 0 | 0 | 0 | 0 | 0 | 0 | 0 | 0 | 0 | 0 | 0 | 0 | 0 | 0 | 0 | 0 | 0 | 0 | 0 | 0 |  | 0 | 0 | 0 | 0 | 0 | 0 | 0 | 0 | 0 | 0 | 0 | 0 | 0 | 0 | 0 | 0 | 0 | 0 | 0 | 0 | 0 | 0 | 0 | 0 | 0 | 0 | 0 | 0 | 0 | 0 | 0 | 0 | 0 | 0 | 0 | 0 |  | 0 | 0 | 0 | 0 | 0 | 0 | 0 | 0 | 0 | 0 | 0 | 0 | 0 | 0 | 0 | 0 | 0 | 0 | 0 | 0 | 0 | 0 | 0 | 0 | 0 | 0 | 0 | 0 | 0 | 0 | 0 | 0 | 0 | 0 | 0 | 0 |  | 1 | 1 | 1 | 1 | 1 | 1 | 1 | 1 | 1 | 0
PG&E GBA | Rossmoor | 230 | 0 | 0 | 0 | 0 | 0 | 0 | 0 | 0 | 0 | 0 | 0 | 0 | 0 | 0 | 0 | 0 | 0 | 0 | 0 | 0 |  | 0 | 0 | 0 | 0 | 0 | 0 | 0 | 0 | 0 | 0 | 0 | 0 | 0 | 0 | 0 | 0 | 0 | 0 | 0 | 0 | 0 | 0 | 0 | 0 | 0 | 0 | 0 | 0 | 0 | 0 | 0 | 0 | 0 | 0 | 0 | 0 |  | 0 | 0 | 0 | 0 | 0 | 0 | 0 | 0 | 0 | 0 | 0 | 0 | 0 | 0 | 0.036 | 0 | 0 | 1 | 0 | 0 | 0 | 0 | 0 | 0 | 0 | 0 | 0 | 0 | 0 | 0 | 0 | 0 | 0 | 0 | 0 | 0 |  | 0 | 0 | 0 | 0 | 0 | 0 | 0 | 0 | 0 | 0 | 0 | 0 | 0 | 0 | 0.036 | 0 | 0 | 1 | 0 | 0 | 0 | 0 | 0 | 0 | 0 | 0 | 0 | 0 | 0 | 0 | 0 | 0 | 0 | 0 | 0 | 0 |  | 0 | 0 | 0 | 0 | 0 | 0 | 0 | 0 | 0 | 0 | 0 | 0 | 0 | 0 | 0.036 | 0 | 0 | 1 | 0 | 0 | 0 | 0 | 0 | 0 | 0 | 0 | 0 | 0 | 0 | 0 | 0 | 0 | 0 | 0 | 0 | 0 |  | 1 | 1 | 1 | 1 | 1 | 1 | 1 | 1 | 1 | 0
PG&E NGBA | Round Mountain | 230 | 0 | 0 | 0 | 0 | 0 | 0 | 0 | 0 | 0 | 0 | 0 | 0 | 0 | 0 | 0 | 0 | 0 | 0 | 0 | 0 |  | 0 | 0 | 0 | 0 | 0 | 0 | 0 | 0 | 0 | 0 | 0 | 0 | 0 | 0 | 0 | 0 | 0 | 0 | 0 | 0 | 0 | 0 | 0 | 0 | 0 | 0 | 0 | 0 | 0 | 0 | 0 | 0 | 0 | 0 | 0 | 0 |  | 0 | 0 | 0 | 0 | 0 | 0 | 0 | 0 | 0 | 0 | 0 | 0 | 0 | 0 | 0 | 0 | 0 | 0 | 0 | 0 | 0 | 0 | 0 | 0 | 0 | 0 | 0 | 0 | 0 | 0 | 0 | 0 | 0 | 0 | 0 | 0 |  | 0 | 0 | 0 | 0 | 0 | 0 | 0 | 0 | 0 | 0 | 0 | 0 | 0 | 0 | 0 | 0 | 0 | 0 | 0 | 0 | 0 | 0 | 0 | 0 | 0 | 0 | 0 | 0 | 0 | 0 | 0 | 0 | 0 | 0 | 0 | 0 |  | 0 | 0 | 0 | 0 | 0 | 0 | 0 | 0 | 0 | 0 | 0 | 0 | 0 | 0 | 0 | 0 | 0 | 0 | 0 | 0 | 0 | 0 | 0 | 0 | 0 | 0 | 0 | 0 | 0 | 0 | 0 | 0 | 0 | 0 | 0 | 0 |  | 1 | 1 | 1 | 1 | 1 | 1 | 1 | 1 | 1 | 0
PG&E NGBA | Round Mountain | 500 | 0 | 0 | 0 | 0 | 0 | 0 | 0 | 0 | 0 | 0 | 0 | 0 | 0 | 0 | 0 | 0 | 0 | 0 | 0 | 0 |  | 0 | 0 | 0 | 0 | 0 | 0 | 0 | 0 | 0 | 0 | 0 | 0 | 0 | 0 | 0 | 0 | 0 | 0 | 0 | 0 | 0 | 0 | 0 | 0 | 0 | 0 | 0 | 0 | 0 | 0 | 0 | 0 | 0 | 0 | 0 | 0 |  | 0 | 0 | 0 | 0 | 0 | 0 | 0 | 0 | 0 | 0 | 0 | 0 | 0 | 0 | 0 | 0 | 0 | 0 | 0 | 0 | 0 | 0 | 0 | 0 | 0 | 0 | 0 | 0 | 0 | 0 | 0 | 0 | 0 | 0 | 0 | 0 |  | 0 | 0 | 0 | 0 | 0 | 0 | 0 | 0 | 0 | 0 | 0 | 0 | 0 | 0 | 0 | 0 | 0 | 0 | 0 | 0 | 0 | 0 | 0 | 0 | 0 | 0 | 0 | 0 | 0 | 0 | 0 | 0 | 0 | 0 | 0 | 0 |  | 0 | 0 | 0 | 0 | 0 | 0 | 0 | 0 | 0 | 0 | 0 | 0 | 0 | 0 | 0 | 0 | 0 | 0 | 0 | 0 | 0 | 0 | 0 | 0 | 0 | 0 | 0 | 0 | 0 | 0 | 0 | 0 | 0 | 0 | 0 | 0 |  | 1 | 1 | 1 | 1 | 1 | 1 | 1 | 1 | 1 | 0
PG&E GBA | Salado | 115 | 0 | 0 | 0 | 0 | 0 | 0 | 0 | 0 | 0 | 0 | 0 | 0 | 0 | 0 | 0 | 0 | 0 | 0 | 0 | 0 |  | 0 | 0 | 0 | 0 | 0 | 0 | 0 | 0 | 0 | 0 | 0 | 0 | 0 | 0 | 0 | 0 | 0 | 0 | 0 | 0 | 0 | 0 | 0 | 0 | 0 | 0 | 0 | 0 | 0 | 0 | 0 | 0 | 0 | 0 | 0 | 0 |  | 0 | 0 | 0 | 0 | 0 | 0 | 0 | 0 | 0 | 0 | 0 | 0 | 0 | 0 | 0 | 0 | 0 | 0 | 0 | 0 | 0 | 0 | 0 | 0 | 0 | 0 | 0 | 0 | 0 | 0 | 0 | 0 | 0 | 0 | 0 | 0 |  | 0 | 0 | 0 | 0 | 0 | 0 | 0 | 0 | 0 | 0 | 0 | 0 | 0 | 0 | 0 | 0 | 0 | 0 | 0 | 0 | 0 | 0 | 0 | 0 | 0 | 0 | 0 | 0 | 0 | 0 | 0 | 0 | 0 | 0 | 0 | 0 |  | 0 | 0 | 0 | 0 | 0 | 0 | 0 | 64.36 | 0 | 0 | 0 | 0 | 95 | 0 | 64.36 | 0 | 0 | 1 | 0 | 0 | 0 | 0 | 0 | 0 | 0 | -2 | 0 | 0 | 0 | 0 | -2 | 0 | 0 | 0 | 0 | 1 |  | 1 | 1 | 1 | 1+ | 1 | 1 | 1+ | 1 | 1 | 1
PG&E GBA | Salado | 60 | 0 | 0 | 0 | 0 | 0 | 0 | 0 | 0 | 0 | 0 | 0 | 0 | 0 | 0 | 0 | 0 | 0 | 0 | 0 | 0 |  | 0 | 0 | 0 | 0 | 0 | 0 | 0 | 0 | 0 | 0 | 0 | 0 | 0 | 0 | 0 | 0 | 0 | 0 | 0 | 0 | 0 | 0 | 0 | 0 | 0 | 0 | 0 | 0 | 0 | 0 | 0 | 0 | 0 | 0 | 0 | 0 |  | 0 | 0 | 0 | 0 | 0 | 0 | 0 | 0 | 0 | 0 | 0 | 0 | 0 | 0 | 20 | 0 | 0 | 1 | 0 | 0 | 0 | 0 | 0 | 0 | 0 | 0 | 0 | 0 | 0 | 0 | 0 | 0 | -2 | 0 | 0 | 1 |  | 0 | 0 | 0 | 0 | 0 | 0 | 0 | 0 | 0 | 0 | 0 | 0 | 0 | 0 | 20 | 0 | 0 | 1 | 0 | 0 | 0 | 0 | 0 | 0 | 0 | 0 | 0 | 0 | 0 | 0 | 0 | 0 | -2 | 0 | 0 | 1 |  | 0 | 0 | 0 | 0 | 0 | 0 | 0 | 0 | 0 | 0 | 0 | 0 | 0 | 0 | 20 | 0 | 0 | 1 | 0 | 0 | 0 | 0 | 0 | 0 | 0 | 0 | 0 | 0 | 0 | 0 | 0 | 0 | 0 | 0 | 0 | 0 |  | 1 | 1 | 1 | 1 | 1 | 1 | 1 | 4+ | 1 | 1
PG&E GBA | Salinas | 115 | 0 | 0 | 0 | 0 | 0 | 0 | 0 | 0 | 0 | 0 | 0 | 0 | 0 | 0 | 0 | 0 | 0 | 0 | 0 | 0 |  | 0 | 0 | 0 | 0 | 0 | 0 | 0 | 0 | 0 | 0 | 0 | 0 | 0 | 0 | 0 | 0 | 0 | 0 | 0 | 0 | 0 | 0 | 0 | 0 | 0 | 0 | 0 | 0 | 0 | 0 | 0 | 0 | 0 | 0 | 0 | 0 |  | 0 | 0 | 0 | 0 | 0 | 0 | 0 | 0 | 0 | 0 | 0 | 0 | 5.2435 | 0 | 2.0715 | 0 | 0 | 1 | 0 | 0 | 0 | 0 | 0 | 0 | 0 | 0 | 0 | 0 | 0 | 0 | -2 | 0 | 0 | 0 | 0 | 1 |  | 0 | 0 | 0 | 0 | 0 | 0 | 0 | 0 | 0 | 0 | 0 | 0 | 5.2435 | 0 | 2.0715 | 0 | 0 | 1 | 0 | 0 | 0 | 0 | 0 | 0 | 0 | 0 | 0 | 0 | 0 | 0 | -2 | 0 | 0 | 0 | 0 | 1 |  | 0 | 0 | 0 | 0 | 0 | 0 | 0 | 0 | 0 | 0 | 0 | 0 | 5.2435 | 0 | 2.0715 | 0 | 0 | 1 | 0 | 0 | 0 | 0 | 0 | 0 | 0 | 0 | 0 | 0 | 0 | 0 | -2 | 0 | 0 | 0 | 0 | 1 |  | 1 | 1 | 1 | 1 | 1 | 1 | 4+ | 1 | 1 | 1
SDGE | Salt Creek | 69 | 0 | 0 | 0 | 0 | 0 | 0 | 0 | 0 | 0 | 0 | 0 | 0 | 0 | 0 | 0 | 0 | 0 | 0 | 0 | 0 |  | 0 | 0 | 0 | 0 | 0 | 0 | 0 | 0 | 0 | 0 | 0 | 0 | 0 | 0 | 0 | 0 | 0 | 0 | 0 | 0 | 0 | 0 | 0 | 0 | 0 | 0 | 0 | 0 | 0 | 0 | 0 | 0 | 0 | 0 | 0 | 0 |  | 0 | 0 | 0 | 0 | 0 | 0 | 0 | 0 | 0 | 0 | 0 | 0 | 0 | 0 | 0 | 0 | 0 | 0 | 0 | 0 | 0 | 0 | 0 | 0 | 0 | 0 | 0 | 0 | 0 | 0 | 0 | 0 | 0 | 0 | 0 | 0 |  | 0 | 0 | 0 | 0 | 0 | 0 | 0 | 0 | 0 | 0 | 0 | 0 | 0 | 0 | 102.04 | 0 | 0 | 1 | 0 | 0 | 0 | 0 | 0 | 0 | 0 | 0 | 0 | 0 | 0 | 0 | 0 | 0 | -2 | 0 | 0 | 1 |  | 0 | 0 | 0 | 0 | 0 | 0 | 0 | 0 | 0 | 0 | 0 | 0 | 0 | 0 | 102.04 | 0 | 0 | 1 | 0 | 0 | 0 | 0 | 0 | 0 | 0 | 0 | 0 | 0 | 0 | 0 | 0 | 0 | -1 | 0 | 0 | 1 |  | 1 | 1 | 1 | 1 | 1 | 1 | 1 | 2+ | 1 | 1
SCE Eastern | San Bernardino | 230 | 0 | 0 | 0 | 0 | 0 | 0 | 0 | 0 | 0 | 0 | 0 | 0 | 0 | 0 | 0 | 0 | 0 | 0 | 0 | 0 |  | 0 | 0 | 0 | 0 | 0 | 0 | 0 | 0 | 0 | 0 | 0 | 0 | 0 | 0 | 0 | 0 | 0 | 0 | 0 | 0 | 0 | 0 | 0 | 0 | 0 | 0 | 0 | 0 | 0 | 0 | 0 | 0 | 0 | 0 | 0 | 0 |  | 0 | 0 | 0 | 0 | 0 | 0 | 0 | 0 | 0 | 0 | 0.05 | 0 | 1.25 | 0 | 2.667 | 0 | 0 | 1 | 0 | 0 | 0 | 0 | 0 | 0 | 0 | 0 | 0 | 0 | -2 | 0 | 0 | 0 | 0 | 0 | 0 | 1 |  | 0 | 0 | 0 | 0 | 0 | 0 | 0 | 0 | 0 | 0 | 0.05 | 0 | 1.25 | 0 | 205.467 | 0 | 0 | 1 | 0 | 0 | 0 | 0 | 0 | 0 | 0 | 0 | 0 | 0 | -2 | 0 | 0 | 0 | -2 | 0 | 0 | 1 |  | 0 | 0 | 0 | 0 | 0 | 0 | 0 | 0 | 0 | 0 | 0.05 | 0 | 3.5 | 0 | 335.067 | 0 | 0 | 1 | 0 | 0 | 0 | 0 | 0 | 0 | 0 | 0 | 0 | 0 | -2 | 0 | -2 | 0 | -1 | 0 | 0 | 1 |  | 1 | 1 | 1 | 1 | 1 | 4+ | 1+ | 2+ | 1 | 1
PG&E GBA | SAN FRAN A (POTRERO PP) | 115 | 0 | 0 | 0 | 0 | 0 | 0 | 0 | 0 | 0 | 0 | 0 | 0 | 0 | 0 | 0 | 0 | 0 | 0 | 0 | 0 |  | 0 | 0 | 0 | 0 | 0 | 0 | 0 | 0 | 0 | 0 | 0 | 0 | 0 | 0 | 0 | 0 | 0 | 0 | 0 | 0 | 0 | 0 | 0 | 0 | 0 | 0 | 0 | 0 | 0 | 0 | 0 | 0 | 0 | 0 | 0 | 0 |  | 0 | 0 | 0 | 0 | 0 | 0 | 0 | 0 | 0 | 0 | 0 | 0 | 0 | 0 | 0 | 0 | 0 | 0 | 0 | 0 | 0 | 0 | 0 | 0 | 0 | 0 | 0 | 0 | 0 | 0 | 0 | 0 | 0 | 0 | 0 | 0 |  | 0 | 0 | 0 | 0 | 0 | 0 | 0 | 0 | 0 | 0 | 0 | 0 | 0 | 0 | 0 | 0 | 0 | 0 | 0 | 0 | 0 | 0 | 0 | 0 | 0 | 0 | 0 | 0 | 0 | 0 | 0 | 0 | 0 | 0 | 0 | 0 |  | 0 | 0 | 0 | 0 | 0 | 0 | 0 | 0 | 0 | 0 | 0 | 0 | 0 | 0 | 0 | 0 | 0 | 0 | 0 | 0 | 0 | 0 | 0 | 0 | 0 | 0 | 0 | 0 | 0 | 0 | 0 | 0 | 0 | 0 | 0 | 0 |  | 1 | 1 | 1 | 1 | 1 | 1 | 1 | 1 | 1 | 0
PG&E GBA | SAN FRAN A (POTRERO PP) | 230 | 0 | 0 | 0 | 0 | 0 | 0 | 0 | 0 | 0 | 0 | 0 | 0 | 0 | 0 | 0 | 0 | 0 | 0 | 0 | 0 |  | 0 | 0 | 0 | 0 | 0 | 0 | 0 | 0 | 0 | 0 | 0 | 0 | 0 | 0 | 0 | 0 | 0 | 0 | 0 | 0 | 0 | 0 | 0 | 0 | 0 | 0 | 0 | 0 | 0 | 0 | 0 | 0 | 0 | 0 | 0 | 0 |  | 0 | 0 | 0 | 0 | 0 | 0 | 0 | 0 | 0 | 0 | 0 | 0 | 2.95 | 0 | 0.036 | 0 | 0 | 1 | 0 | 0 | 0 | 0 | 0 | 0 | 0 | 0 | 0 | 0 | 0 | 0 | 0 | 0 | 0 | 0 | 0 | 0 |  | 0 | 0 | 0 | 0 | 0 | 0 | 0 | 0 | 0 | 0 | 0 | 0 | 2.95 | 0 | 0.036 | 0 | 0 | 1 | 0 | 0 | 0 | 0 | 0 | 0 | 0 | 0 | 0 | 0 | 0 | 0 | 0 | 0 | 0 | 0 | 0 | 0 |  | 0 | 0 | 0 | 0 | 0 | 0 | 0 | 0 | 0 | 0 | 0 | 0 | 2.95 | 0 | 0.036 | 0 | 0 | 1 | 0 | 0 | 0 | 0 | 0 | 0 | 0 | 0 | 0 | 0 | 0 | 0 | 0 | 0 | 0 | 0 | 0 | 0 |  | 1 | 1 | 1 | 1 | 1 | 1 | 1 | 1 | 1 | 0
PG&E GBA | San Jose A | 115 | 0 | 0 | 0 | 0 | 0 | 0 | 0 | 0 | 0 | 0 | 0 | 0 | 0 | 0 | 0 | 0 | 0 | 0 | 0 | 0 |  | 0 | 0 | 0 | 0 | 0 | 0 | 0 | 0 | 0 | 0 | 0 | 0 | 0 | 0 | 0 | 0 | 0 | 0 | 0 | 0 | 0 | 0 | 0 | 0 | 0 | 0 | 0 | 0 | 0 | 0 | 0 | 0 | 0 | 0 | 0 | 0 |  | 0 | 0 | 0 | 0 | 0 | 0 | 0 | 0 | 0 | 0 | 0 | 0 | 0 | 0 | 0 | 0 | 0 | 0 | 0 | 0 | 0 | 0 | 0 | 0 | 0 | 0 | 0 | 0 | 0 | 0 | 0 | 0 | 0 | 0 | 0 | 0 |  | 0 | 0 | 0 | 0 | 0 | 0 | 0 | 0 | 0 | 0 | 0 | 0 | 0 | 0 | 0 | 0 | 0 | 0 | 0 | 0 | 0 | 0 | 0 | 0 | 0 | 0 | 0 | 0 | 0 | 0 | 0 | 0 | 0 | 0 | 0 | 0 |  | 0 | 0 | 0 | 0 | 0 | 0 | 0 | 0 | 0 | 0 | 0 | 0 | 0 | 0 | 0 | 0 | 0 | 0 | 0 | 0 | 0 | 0 | 0 | 0 | 0 | 0 | 0 | 0 | 0 | 0 | 0 | 0 | 0 | 0 | 0 | 0 |  | 1 | 1 | 1 | 1 | 1 | 1 | 1 | 1 | 1 | 0
PG&E GBA | San Jose B | 115 | 0 | 0 | 0 | 0 | 0 | 0 | 0 | 0 | 0 | 0 | 0 | 0 | 0 | 0 | 0 | 0 | 0 | 0 | 0 | 0 |  | 0 | 0 | 0 | 0 | 0 | 0 | 0 | 0 | 0 | 0 | 0 | 0 | 0 | 0 | 0 | 0 | 0 | 0 | 0 | 0 | 0 | 0 | 0 | 0 | 0 | 0 | 0 | 0 | 0 | 0 | 0 | 0 | 0 | 0 | 0 | 0 |  | 0 | 0 | 0 | 0 | 0 | 0 | 0 | 0 | 0 | 0 | 0 | 0 | 0 | 0 | 0 | 0 | 0 | 0 | 0 | 0 | 0 | 0 | 0 | 0 | 0 | 0 | 0 | 0 | 0 | 0 | 0 | 0 | 0 | 0 | 0 | 0 |  | 0 | 0 | 0 | 0 | 0 | 0 | 0 | 0 | 0 | 0 | 0 | 0 | 0 | 0 | 0 | 0 | 0 | 0 | 0 | 0 | 0 | 0 | 0 | 0 | 0 | 0 | 0 | 0 | 0 | 0 | 0 | 0 | 0 | 0 | 0 | 0 |  | 0 | 0 | 0 | 0 | 0 | 0 | 0 | 0 | 0 | 0 | 0 | 0 | 0 | 0 | 0 | 0 | 0 | 0 | 0 | 0 | 0 | 0 | 0 | 0 | 0 | 0 | 0 | 0 | 0 | 0 | 0 | 0 | 0 | 0 | 0 | 0 |  | 1 | 1 | 1 | 1 | 1 | 1 | 1 | 1 | 1 | 0
PG&E GBA | San Leandro U | 115 | 0 | 0 | 0 | 0 | 0 | 0 | 0 | 0 | 0 | 0 | 0 | 0 | 0 | 0 | 0 | 0 | 0 | 0 | 0 | 0 |  | 0 | 0 | 0 | 0 | 0 | 0 | 0 | 0 | 0 | 0 | 0 | 0 | 0 | 0 | 0 | 0 | 0 | 0 | 0 | 0 | 0 | 0 | 0 | 0 | 0 | 0 | 0 | 0 | 0 | 0 | 0 | 0 | 0 | 0 | 0 | 0 |  | 0 | 0 | 0 | 0 | 0 | 0 | 0 | 0 | 0 | 0 | 0 | 0 | 8.0881 | 0 | 2.6311 | 0 | 0 | 1 | 0 | 0 | 0 | 0 | 0 | 0 | 0 | 0 | 0 | 0 | 0 | 0 | -2 | 0 | 0 | 0 | 0 | 1 |  | 0 | 0 | 0 | 0 | 0 | 0 | 0 | 0 | 0 | 0 | 0 | 0 | 8.0881 | 0 | 2.6311 | 0 | 0 | 1 | 0 | 0 | 0 | 0 | 0 | 0 | 0 | 0 | 0 | 0 | 0 | 0 | -2 | 0 | 0 | 0 | 0 | 1 |  | 0 | 0 | 0 | 0 | 0 | 0 | 0 | 0 | 0 | 0 | 0 | 0 | 8.0881 | 0 | 2.6311 | 0 | 0 | 1 | 0 | 0 | 0 | 0 | 0 | 0 | 0 | 0 | 0 | 0 | 0 | 0 | -2 | 0 | 0 | 0 | 0 | 1 |  | 1 | 1 | 1 | 1 | 1 | 1 | 4+ | 1 | 1 | 1
PG&E KERN | San Luis Obispo | 115 | 0 | 0 | 0 | 0 | 0 | 0 | 0 | 0 | 0 | 0 | 0 | 0 | 0 | 0 | 0 | 0 | 0 | 0 | 0 | 0 |  | 0 | 0 | 0 | 0 | 0 | 0 | 0 | 0 | 0 | 0 | 0 | 0 | 0 | 0 | 0 | 0 | 0 | 0 | 0 | 0 | 0 | 0 | 0 | 0 | 0 | 0 | 0 | 0 | 0 | 0 | 0 | 0 | 0 | 0 | 0 | 0 |  | 0 | 0 | 0 | 0 | 0 | 0 | 0 | 0 | 0 | 0 | 0 | 0 | 1.076 | 0 | 0 | 0 | 0 | 1 | 0 | 0 | 0 | 0 | 0 | 0 | 0 | 0 | 0 | 0 | 0 | 0 | 0 | 0 | 0 | 0 | 0 | 0 |  | 0 | 0 | 0 | 0 | 0 | 0 | 0 | 0 | 0 | 0 | 0 | 0 | 1.076 | 0 | 0 | 0 | 0 | 1 | 0 | 0 | 0 | 0 | 0 | 0 | 0 | 0 | 0 | 0 | 0 | 0 | 0 | 0 | 0 | 0 | 0 | 0 |  | 0 | 0 | 0 | 0 | 0 | 0 | 0 | 0 | 0 | 0 | 0 | 0 | 1.076 | 0 | 0 | 0 | 0 | 1 | 0 | 0 | 0 | 0 | 0 | 0 | 0 | 0 | 0 | 0 | 0 | 0 | 0 | 0 | 0 | 0 | 0 | 0 |  | 1 | 1 | 1 | 1 | 1 | 1 | 1 | 1 | 1 | 0
PG&E KERN | San Luis Obispo | 70 | 0 | 0 | 0 | 0 | 0 | 0 | 0 | 0 | 0 | 0 | 0 | 0 | 0 | 0 | 0 | 0 | 0 | 0 | 0 | 0 |  | 0 | 0 | 0 | 0 | 0 | 0 | 0 | 0 | 0 | 0 | 0 | 0 | 0 | 0 | 0 | 0 | 0 | 0 | 0 | 0 | 0 | 0 | 0 | 0 | 0 | 0 | 0 | 0 | 0 | 0 | 0 | 0 | 0 | 0 | 0 | 0 |  | 0 | 0 | 0 | 0 | 0 | 0 | 0 | 0 | 0 | 0 | 0 | 0 | 0 | 0 | 0 | 0 | 0 | 0 | 0 | 0 | 0 | 0 | 0 | 0 | 0 | 0 | 0 | 0 | 0 | 0 | 0 | 0 | 0 | 0 | 0 | 0 |  | 0 | 0 | 0 | 0 | 0 | 0 | 0 | 0 | 0 | 0 | 0 | 0 | 0 | 0 | 0 | 0 | 0 | 0 | 0 | 0 | 0 | 0 | 0 | 0 | 0 | 0 | 0 | 0 | 0 | 0 | 0 | 0 | 0 | 0 | 0 | 0 |  | 0 | 0 | 0 | 0 | 0 | 0 | 0 | 0 | 0 | 0 | 0 | 0 | 0 | 0 | 0 | 0 | 0 | 0 | 0 | 0 | 0 | 0 | 0 | 0 | 0 | 0 | 0 | 0 | 0 | 0 | 0 | 0 | 0 | 0 | 0 | 0 |  | 1 | 1 | 1 | 1 | 1 | 1 | 1 | 1 | 1 | 0
SDGE | San Luis Rey | 230 | 0 | 0 | 0 | 0 | 0 | 0 | 0 | 0 | 0 | 0 | 0 | 0 | 0 | 0 | 0 | 0 | 0 | 0 | 0 | 0 |  | 0 | 0 | 0 | 0 | 0 | 0 | 0 | 0 | 0 | 0 | 0 | 0 | 0 | 0 | 0 | 0 | 0 | 0 | 0 | 0 | 0 | 0 | 0 | 0 | 0 | 0 | 0 | 0 | 0 | 0 | 0 | 0 | 0 | 0 | 0 | 0 |  | 0 | 0 | 0 | 0 | 0 | 0 | 0 | 0 | 0 | 0 | 0 | 0 | 0 | 0 | 0 | 0 | 0 | 0 | 0 | 0 | 0 | 0 | 0 | 0 | 0 | 0 | 0 | 0 | 0 | 0 | 0 | 0 | 0 | 0 | 0 | 0 |  | 0 | 0 | 0 | 0 | 0 | 0 | 0 | 0 | 0 | 0 | 0 | 0 | 0 | 0 | 256 | 0 | 0 | 1 | 0 | 0 | 0 | 0 | 0 | 0 | 0 | 0 | 0 | 0 | 0 | 0 | 0 | 0 | -2 | 0 | 0 | 1 |  | 0 | 0 | 0 | 0 | 0 | 0 | 0 | 0 | 0 | 0 | 0 | 0 | 0 | 0 | 256 | 0 | 0 | 1 | 0 | 0 | 0 | 0 | 0 | 0 | 0 | 0 | 0 | 0 | 0 | 0 | 0 | 0 | -1 | 0 | 0 | 1 |  | 1 | 1 | 1 | 1 | 1 | 1 | 1 | 2+ | 1 | 1
SDGE | San Luis Rey | 69 | 0 | 0 | 0 | 0 | 0 | 0 | 0 | 0 | 0 | 0 | 0 | 0 | 0 | 0 | 0 | 0 | 0 | 0 | 0 | 0 |  | 0 | 0 | 0 | 0 | 0 | 0 | 0 | 0 | 0 | 0 | 0 | 0 | 0 | 0 | 0 | 0 | 0 | 0 | 0 | 0 | 0 | 0 | 0 | 0 | 0 | 0 | 0 | 0 | 0 | 0 | 0 | 0 | 0 | 0 | 0 | 0 |  | 0 | 0 | 0 | 0 | 0 | 0 | 0 | 0 | 0 | 0 | 0 | 0 | 0 | 0 | 0 | 0 | 0 | 0 | 0 | 0 | 0 | 0 | 0 | 0 | 0 | 0 | 0 | 0 | 0 | 0 | 0 | 0 | 0 | 0 | 0 | 0 |  | 0 | 0 | 0 | 0 | 0 | 0 | 0 | 0 | 0 | 0 | 0 | 0 | 0 | 0 | 0 | 0 | 0 | 0 | 0 | 0 | 0 | 0 | 0 | 0 | 0 | 0 | 0 | 0 | 0 | 0 | 0 | 0 | 0 | 0 | 0 | 0 |  | 0 | 0 | 0 | 0 | 0 | 0 | 0 | 0 | 0 | 0 | 0 | 0 | 0 | 0 | 0 | 0 | 0 | 0 | 0 | 0 | 0 | 0 | 0 | 0 | 0 | 0 | 0 | 0 | 0 | 0 | 0 | 0 | 0 | 0 | 0 | 0 |  | 1 | 1 | 1 | 1 | 1 | 1 | 1 | 1 | 1 | 0
SDGE | San Marcos | 69 | 0 | 0 | 0 | 0 | 0 | 0 | 0 | 0 | 0 | 0 | 0 | 0 | 0 | 0 | 0 | 0 | 0 | 0 | 0 | 0 |  | 0 | 0 | 0 | 0 | 0 | 0 | 0 | 0 | 0 | 0 | 0 | 0 | 0 | 0 | 0 | 0 | 0 | 0 | 0 | 0 | 0 | 0 | 0 | 0 | 0 | 0 | 0 | 0 | 0 | 0 | 0 | 0 | 0 | 0 | 0 | 0 |  | 0 | 0 | 0 | 0 | 0 | 0 | 0 | 0 | 0 | 0 | 0 | 0 | 0 | 0 | 0 | 0 | 0 | 0 | 0 | 0 | 0 | 0 | 0 | 0 | 0 | 0 | 0 | 0 | 0 | 0 | 0 | 0 | 0 | 0 | 0 | 0 |  | 0 | 0 | 0 | 0 | 0 | 0 | 0 | 0 | 0 | 0 | 0 | 0 | 0 | 0 | 0 | 0 | 0 | 0 | 0 | 0 | 0 | 0 | 0 | 0 | 0 | 0 | 0 | 0 | 0 | 0 | 0 | 0 | 0 | 0 | 0 | 0 |  | 0 | 0 | 0 | 0 | 0 | 0 | 0 | 0 | 0 | 0 | 0 | 0 | 0 | 0 | 0 | 0 | 0 | 0 | 0 | 0 | 0 | 0 | 0 | 0 | 0 | 0 | 0 | 0 | 0 | 0 | 0 | 0 | 0 | 0 | 0 | 0 |  | 1 | 1 | 1 | 1 | 1 | 1 | 1 | 1 | 1 | 0
SCE Metro | San Onofre | 230 | 0 | 0 | 0 | 0 | 0 | 0 | 0 | 0 | 0 | 0 | 0 | 0 | 0 | 0 | 0 | 0 | 0 | 0 | 0 | 0 |  | 0 | 0 | 0 | 0 | 0 | 0 | 0 | 0 | 0 | 0 | 0 | 0 | 0 | 0 | 0 | 0 | 0 | 0 | 0 | 0 | 0 | 0 | 0 | 0 | 0 | 0 | 0 | 0 | 0 | 0 | 0 | 0 | 0 | 0 | 0 | 0 |  | 0 | 0 | 0 | 0 | 0 | 0 | 0 | 0 | 0 | 0 | 0 | 0 | 0 | 0 | 0 | 0 | 0 | 0 | 0 | 0 | 0 | 0 | 0 | 0 | 0 | 0 | 0 | 0 | 0 | 0 | 0 | 0 | 0 | 0 | 0 | 0 |  | 0 | 0 | 0 | 0 | 0 | 0 | 0 | 0 | 0 | 0 | 0 | 0 | 0 | 0 | 0 | 0 | 0 | 0 | 0 | 0 | 0 | 0 | 0 | 0 | 0 | 0 | 0 | 0 | 0 | 0 | 0 | 0 | 0 | 0 | 0 | 0 |  | 0 | 0 | 0 | 0 | 0 | 0 | 0 | 0 | 0 | 0 | 0 | 0 | 0 | 0 | 0 | 0 | 0 | 0 | 0 | 0 | 0 | 0 | 0 | 0 | 0 | 0 | 0 | 0 | 0 | 0 | 0 | 0 | 0 | 0 | 0 | 0 |  | 1 | 1 | 1 | 1 | 1 | 1 | 1 | 1 | 1 | 0
PG&E GBA | San Pablo | 115 | 0 | 0 | 0 | 0 | 0 | 0 | 0 | 0 | 0 | 0 | 0 | 0 | 0 | 40 | 40 | 0 | 0 | 0 | 0 | 1 |  | 0 | 0 | 0 | 0 | 0 | 0 | 0 | 0 | 0 | 0 | 0 | 0 | 0 | 0 | 0 | 0 | 0 | 0 | 0 | 0 | 0 | 0 | 0 | 0 | 0 | 0 | 0 | 0 | 0 | 0 | 2 | 0 | 0 | 0 | 0 | 1 |  | 0 | 0 | 0 | 0 | 0 | 0 | 0 | 0 | 0 | 0 | 0 | 0 | 0 | 0 | 0 | 0 | 0 | 0 | 0 | 0 | 0 | 0 | 0 | 0 | 0 | 0 | 0 | 0 | 0 | 0 | 2 | 0 | 0 | 0 | 0 | 1 |  | 0 | 0 | 0 | 0 | 0 | 0 | 0 | 0 | 0 | 0 | 0 | 0 | 0 | 0 | 0 | 0 | 0 | 0 | 0 | 0 | 0 | 0 | 0 | 0 | 0 | 0 | 0 | 0 | 0 | 0 | 2 | 0 | 0 | 0 | 0 | 1 |  | 0 | 0 | 0 | 0 | 0 | 0 | 0 | 0 | 0 | 0 | 0 | 0 | 0 | 0 | 0 | 0 | 0 | 0 | 0 | 0 | 0 | 0 | 0 | 0 | 0 | 0 | 0 | 0 | 0 | 0 | 2 | 0 | 0 | 0 | 0 | 1 |  | 1 | 1 | 1 | 1 | 1 | 1 | 5- | 1 | 1 | 1
PG&E GBA | San Ramon | 230 | 0 | 0 | 0 | 0 | 0 | 0 | 0 | 0 | 0 | 0 | 0 | 0 | 0 | 0 | 0 | 0 | 0 | 0 | 0 | 0 |  | 0 | 0 | 0 | 0 | 0 | 0 | 0 | 0 | 0 | 0 | 0 | 0 | 0 | 0 | 0 | 0 | 0 | 0 | 0 | 0 | 0 | 0 | 0 | 0 | 0 | 0 | 0 | 0 | 0 | 0 | 0 | 0 | 0 | 0 | 0 | 0 |  | 0 | 0 | 0 | 0 | 0 | 0 | 0 | 0 | 0 | 0 | 0 | 0 | 12.5568 | 0 | 10.395 | 0 | 0 | 1 | 0 | 0 | 0 | 0 | 0 | 0 | 0 | 0 | 0 | 0 | 0 | 0 | -2 | 0 | -2 | 0 | 0 | 1 |  | 0 | 0 | 0 | 0 | 0 | 0 | 0 | 0 | 0 | 0 | 0 | 0 | 12.5568 | 0 | 10.395 | 0 | 0 | 1 | 0 | 0 | 0 | 0 | 0 | 0 | 0 | 0 | 0 | 0 | 0 | 0 | -2 | 0 | -2 | 0 | 0 | 1 |  | 0 | 0 | 0 | 0 | 0 | 0 | 0 | 0 | 0 | 0 | 0 | 0 | 12.5568 | 0 | 10.395 | 0 | 0 | 1 | 0 | 0 | 0 | 0 | 0 | 0 | 0 | 0 | 0 | 0 | 0 | 0 | -2 | 0 | 0 | 0 | 0 | 1 |  | 1 | 1 | 1 | 1 | 1 | 1 | 4+ | 4+ | 1 | 1
SDGE | San Ysidro | 69 | 0 | 0 | 0 | 0 | 0 | 0 | 0 | 0 | 0 | 0 | 0 | 0 | 0 | 0 | 0 | 0 | 0 | 0 | 0 | 0 |  | 0 | 0 | 0 | 0 | 0 | 0 | 0 | 0 | 0 | 0 | 0 | 0 | 0 | 0 | 0 | 0 | 0 | 0 | 0 | 0 | 0 | 0 | 0 | 0 | 0 | 0 | 0 | 0 | 0 | 0 | 0 | 0 | 0 | 0 | 0 | 0 |  | 0 | 0 | 0 | 0 | 0 | 0 | 0 | 0 | 0 | 0 | 0 | 0 | 0 | 0 | 0 | 0 | 0 | 0 | 0 | 0 | 0 | 0 | 0 | 0 | 0 | 0 | 0 | 0 | 0 | 0 | 0 | 0 | 0 | 0 | 0 | 0 |  | 0 | 0 | 0 | 0 | 0 | 0 | 0 | 0 | 0 | 0 | 0 | 0 | 0 | 0 | 0 | 0 | 0 | 0 | 0 | 0 | 0 | 0 | 0 | 0 | 0 | 0 | 0 | 0 | 0 | 0 | 0 | 0 | 0 | 0 | 0 | 0 |  | 0 | 0 | 0 | 0 | 0 | 0 | 0 | 0 | 0 | 0 | 0 | 0 | 0 | 0 | 0 | 0 | 0 | 0 | 0 | 0 | 0 | 0 | 0 | 0 | 0 | 0 | 0 | 0 | 0 | 0 | 0 | 0 | 0 | 0 | 0 | 0 |  | 1 | 1 | 1 | 1 | 1 | 1 | 1 | 1 | 1 | 0
SCE NOL | Sandlot | 230 | 0 | 0 | 0 | 0 | 0 | 0 | 0 | 0 | 0 | 0 | 0 | 0 | 0 | 0 | 0 | 0 | 0 | 0 | 0 | 0 |  | 0 | 0 | 0 | 0 | 0 | 0 | 0 | 0 | 0 | 0 | 0 | 0 | 0 | 0 | 0 | 0 | 0 | 0 | 0 | 0 | 0 | 0 | 0 | 0 | 0 | 0 | 0 | 0 | 0 | 0 | 0 | 0 | 0 | 0 | 0 | 0 |  | 0 | 0 | 0 | 0 | 0 | 0 | 0 | 0 | 0 | 0 | 0 | 0 | 0 | 0 | 0 | 0 | 0 | 0 | 0 | 0 | 0 | 0 | 0 | 0 | 0 | 0 | 0 | 0 | 0 | 0 | 0 | 0 | 0 | 0 | 0 | 0 |  | 0 | 0 | 0 | 0 | 0 | 0 | 0 | 0 | 0 | 0 | 0 | 0 | 0 | 0 | 0 | 0 | 0 | 0 | 0 | 0 | 0 | 0 | 0 | 0 | 0 | 0 | 0 | 0 | 0 | 0 | 0 | 0 | 0 | 0 | 0 | 0 |  | 0 | 0 | 0 | 0 | 0 | 0 | 0 | 0 | 0 | 0 | 0 | 0 | 0 | 0 | 0 | 0 | 0 | 0 | 0 | 0 | 0 | 0 | 0 | 0 | 0 | 0 | 0 | 0 | 0 | 0 | 0 | 0 | 0 | 0 | 0 | 0 |  | 1 | 1 | 1 | 1 | 1 | 1 | 1 | 1 | 1 | 0
EOP | Sandy | 138 | 0 | 0 | 0 | 0 | 0 | 0 | 0 | 0 | 0 | 0 | 0 | 0 | 0 | 0 | 0 | 0 | 0 | 0 | 0 | 0 |  | 0 | 0 | 0 | 0 | 0 | 0 | 0 | 0 | 0 | 0 | 0 | 0 | 0 | 0 | 0 | 0 | 0 | 0 | 0 | 0 | 0 | 0 | 0 | 0 | 0 | 0 | 0 | 0 | 0 | 0 | 0 | 0 | 0 | 0 | 0 | 0 |  | 0 | 0 | 0 | 0 | 0 | 0 | 0 | 0 | 0 | 0 | 0 | 0 | 0 | 0 | 0 | 0 | 0 | 0 | 0 | 0 | 0 | 0 | 0 | 0 | 0 | 0 | 0 | 0 | 0 | 0 | 0 | 0 | 0 | 0 | 0 | 0 |  | 0 | 0 | 0 | 0 | 0 | 0 | 0 | 0 | 0 | 0 | 0 | 0 | 0 | 0 | 0 | 0 | 0 | 0 | 0 | 0 | 0 | 0 | 0 | 0 | 0 | 0 | 0 | 0 | 0 | 0 | 0 | 0 | 0 | 0 | 0 | 0 |  | 0 | 0 | 0 | 0 | 0 | 0 | 0 | 0 | 0 | 0 | 0 | 0 | 0 | 0 | 0 | 0 | 0 | 0 | 0 | 0 | 0 | 0 | 0 | 0 | 0 | 0 | 0 | 0 | 0 | 0 | 0 | 0 | 0 | 0 | 0 | 0 |  | 1 | 1 | 1 | 1 | 1 | 1 | 1 | 1 | 1 | 0
PG&E FRESNO | Sanger | 115 | 0 | 0 | 0 | 0 | 0 | 0 | 0 | 0 | 0 | 0 | 0 | 0 | 0 | 0 | 0 | 0 | 0 | 0 | 0 | 0 |  | 0 | 0 | 0 | 0 | 0 | 0 | 0 | 0 | 0 | 0 | 0 | 0 | 0 | 0 | 0 | 0 | 0 | 0 | 0 | 0 | 0 | 0 | 0 | 0 | 0 | 0 | 0 | 0 | 0 | 0 | 0 | 0 | 0 | 0 | 0 | 0 |  | 0 | 0 | 0 | 0 | 0 | 0 | 0 | 0 | 0 | 0 | 0 | 0 | 4.56 | 200 | 203.699 | 0 | 0 | 1 | 0 | 0 | 0 | 0 | 0 | 0 | 0 | 0 | 0 | 0 | 0 | 0 | -2 | -2 | -2 | 0 | 0 | 1 |  | 0 | 0 | 0 | 0 | 0 | 0 | 0 | 0 | 0 | 0 | 0 | 0 | 4.56 | 200 | 203.699 | 0 | 0 | 1 | 0 | 0 | 0 | 0 | 0 | 0 | 0 | 0 | 0 | 0 | 0 | 0 | -2 | -2 | -2 | 0 | 0 | 1 |  | 0 | 0 | 0 | 0 | 0 | 0 | 0 | 0 | 0 | 0 | 0 | 0 | 4.56 | 200 | 203.699 | 0 | 0 | 1 | 0 | 0 | 0 | 0 | 0 | 0 | 0 | 0 | 0 | 0 | 0 | 0 | -2 | -2 | -2 | 0 | 0 | 1 |  | 1 | 1 | 1 | 1 | 1 | 1 | 4+ | 4+ | 1 | 1
SCE Northern | Santa Clara | 230 | 0 | 0 | 0 | 0 | 0 | 0 | 0 | 0 | 0 | 0 | 0 | 0 | 0 | 0 | 0 | 0 | 0 | 0 | 0 | 0 |  | 0 | 0 | 0 | 0 | 0 | 0 | 0 | 0 | 0 | 0 | 0 | 0 | 0 | 0 | 0 | 0 | 0 | 0 | 0 | 0 | 0 | 0 | 0 | 0 | 0 | 0 | 0 | 0 | 0 | 0 | 0 | 0 | 0 | 0 | 0 | 0 |  | 0 | 0 | 0 | 0 | 0 | 0 | 0 | 0 | 0 | 0 | 0 | 0 | 0 | 0 | 0 | 0 | 0 | 0 | 0 | 0 | 0 | 0 | 0 | 0 | 0 | 0 | 0 | 0 | 0 | 0 | 0 | 0 | 0 | 0 | 0 | 0 |  | 0 | 0 | 0 | 0 | 0 | 0 | 0 | 0 | 0 | 0 | 0 | 0 | 0 | 0 | 0 | 0 | 0 | 0 | 0 | 0 | 0 | 0 | 0 | 0 | 0 | 0 | 0 | 0 | 0 | 0 | 0 | 0 | 0 | 0 | 0 | 0 |  | 0 | 0 | 0 | 0 | 0 | 0 | 0 | 0 | 0 | 0 | 0 | 0 | 0 | 19.08 | 192 | 0 | 0 | 1 | 0 | 0 | 0 | 0 | 0 | 0 | 0 | 0 | 0 | 0 | 0 | 0 | 0 | -2 | -2 | 0 | 0 | 1 |  | 1 | 1 | 1 | 1 | 1 | 1 | 1 | 1+ | 1 | 1
PG&E NGBA | Santa Rosa A | 115 | 0 | 0 | 0 | 0 | 0 | 0 | 0 | 0 | 0 | 0 | 0 | 0 | 0 | 0 | 0 | 0 | 0 | 0 | 0 | 0 |  | 0 | 0 | 0 | 0 | 0 | 0 | 0 | 0 | 0 | 0 | 0 | 0 | 0 | 0 | 0 | 0 | 0 | 0 | 0 | 0 | 0 | 0 | 0 | 0 | 0 | 0 | 0 | 0 | 0 | 0 | 0 | 0 | 0 | 0 | 0 | 0 |  | 0 | 0 | 0 | 0 | 0 | 0 | 0 | 0 | 0 | 0 | 0 | 0 | 0 | 0 | 1.8786 | 0 | 0 | 1 | 0 | 0 | 0 | 0 | 0 | 0 | 0 | 0 | 0 | 0 | 0 | 0 | 0 | 0 | 0 | 0 | 0 | 0 |  | 0 | 0 | 0 | 0 | 0 | 0 | 0 | 0 | 0 | 0 | 0 | 0 | 0 | 0 | 1.8786 | 0 | 0 | 1 | 0 | 0 | 0 | 0 | 0 | 0 | 0 | 0 | 0 | 0 | 0 | 0 | 0 | 0 | 0 | 0 | 0 | 0 |  | 0 | 0 | 0 | 0 | 0 | 0 | 0 | 0 | 0 | 0 | 0 | 0 | 1.396 | 0 | 1.8786 | 0 | 0 | 1 | 0 | 0 | 0 | 0 | 0 | 0 | 0 | 0 | 0 | 0 | 0 | 0 | 0 | 0 | 0 | 0 | 0 | 0 |  | 1 | 1 | 1 | 1 | 1 | 1 | 1 | 1 | 1 | 0
PG&E GBA | Santa Teresa | 115 | 0 | 0 | 0 | 0 | 0 | 0 | 0 | 0 | 0 | 0 | 0 | 0 | 0 | 0 | 0 | 0 | 0 | 0 | 0 | 0 |  | 0 | 0 | 0 | 0 | 0 | 0 | 0 | 0 | 0 | 0 | 0 | 0 | 0 | 0 | 0 | 0 | 0 | 0 | 0 | 0 | 0 | 0 | 0 | 0 | 0 | 0 | 0 | 0 | 0 | 0 | 0 | 0 | 0 | 0 | 0 | 0 |  | 0 | 0 | 0 | 0 | 0 | 0 | 0 | 0 | 0 | 0 | 0 | 0 | 0 | 100 | 101.888 | 0 | 0 | 1 | 0 | 0 | 0 | 0 | 0 | 0 | 0 | 0 | 0 | 0 | 0 | 0 | 0 | -2 | -2 | 0 | 0 | 1 |  | 0 | 0 | 0 | 0 | 0 | 0 | 0 | 0 | 0 | 0 | 0 | 0 | 0 | 100 | 101.888 | 0 | 0 | 1 | 0 | 0 | 0 | 0 | 0 | 0 | 0 | 0 | 0 | 0 | 0 | 0 | 0 | -2 | -2 | 0 | 0 | 1 |  | 0 | 0 | 0 | 0 | 0 | 0 | 0 | 0 | 0 | 0 | 0 | 0 | 0 | 100 | 101.888 | 0 | 0 | 1 | 0 | 0 | 0 | 0 | 0 | 0 | 0 | 0 | 0 | 0 | 0 | 0 | 0 | -2 | -2 | 0 | 0 | 1 |  | 1 | 1 | 1 | 1 | 1 | 1 | 1 | 4+ | 1 | 1
SDGE | Santee | 138 | 0 | 0 | 0 | 0 | 0 | 0 | 0 | 0 | 0 | 0 | 0 | 0 | 0 | 0 | 0 | 0 | 0 | 0 | 0 | 0 |  | 0 | 0 | 0 | 0 | 0 | 0 | 0 | 0 | 0 | 0 | 0 | 0 | 0 | 0 | 0 | 0 | 0 | 0 | 0 | 0 | 0 | 0 | 0 | 0 | 0 | 0 | 0 | 0 | 0 | 0 | 0 | 0 | 0 | 0 | 0 | 0 |  | 0 | 0 | 0 | 0 | 0 | 0 | 0 | 0 | 0 | 0 | 0 | 0 | 0 | 0 | 0 | 0 | 0 | 0 | 0 | 0 | 0 | 0 | 0 | 0 | 0 | 0 | 0 | 0 | 0 | 0 | 0 | 0 | 0 | 0 | 0 | 0 |  | 0 | 0 | 0 | 0 | 0 | 0 | 0 | 0 | 0 | 0 | 0 | 0 | 0 | 0 | 0 | 0 | 0 | 0 | 0 | 0 | 0 | 0 | 0 | 0 | 0 | 0 | 0 | 0 | 0 | 0 | 0 | 0 | 0 | 0 | 0 | 0 |  | 0 | 0 | 0 | 0 | 0 | 0 | 0 | 0 | 0 | 0 | 0 | 0 | 0 | 10 | 0 | 0 | 0 | 1 | 0 | 0 | 0 | 0 | 0 | 0 | 0 | 0 | 0 | 0 | 0 | 0 | 0 | -2 | 0 | 0 | 0 | 1 |  | 1 | 1 | 1 | 1 | 1 | 1 | 1 | 1 | 1 | 0
SCE Metro | Santiago | 230 | 0 | 0 | 0 | 0 | 0 | 0 | 0 | 0 | 0 | 0 | 0 | 0 | 0 | 0 | 0 | 0 | 0 | 0 | 0 | 0 |  | 0 | 0 | 0 | 0 | 0 | 0 | 0 | 0 | 0 | 0 | 0 | 0 | 0 | 0 | 0 | 0 | 0 | 0 | 0 | 0 | 0 | 0 | 0 | 0 | 0 | 0 | 0 | 0 | 0 | 0 | 0 | 0 | 0 | 0 | 0 | 0 |  | 0 | 0 | 0 | 0 | 0 | 0 | 0 | 0 | 0 | 0 | 0 | 0 | 0.233 | 0 | 0 | 0 | 0 | 1 | 0 | 0 | 0 | 0 | 0 | 0 | 0 | 0 | 0 | 0 | 0 | 0 | 0 | 0 | 0 | 0 | 0 | 0 |  | 0 | 0 | 0 | 0 | 0 | 0 | 0 | 0 | 0 | 0 | 0 | 0 | 0.233 | 0 | 0 | 0 | 0 | 1 | 0 | 0 | 0 | 0 | 0 | 0 | 0 | 0 | 0 | 0 | 0 | 0 | 0 | 0 | 0 | 0 | 0 | 0 |  | 0 | 0 | 0 | 0 | 0 | 0 | 0 | 0 | 0 | 0 | 0 | 0 | 0.233 | 0 | 0 | 0 | 0 | 1 | 0 | 0 | 0 | 0 | 0 | 0 | 0 | 0 | 0 | 0 | 0 | 0 | 0 | 0 | 0 | 0 | 0 | 0 |  | 1 | 1 | 1 | 1 | 1 | 1 | 1 | 1 | 1 | 0
PG&E GBA | Saratoga | 230 | 0 | 0 | 0 | 0 | 0 | 0 | 0 | 0 | 0 | 0 | 0 | 0 | 0 | 0 | 0 | 0 | 0 | 0 | 0 | 0 |  | 0 | 0 | 0 | 0 | 0 | 0 | 0 | 0 | 0 | 0 | 0 | 0 | 0 | 0 | 0 | 0 | 0 | 0 | 0 | 0 | 0 | 0 | 0 | 0 | 0 | 0 | 0 | 0 | 0 | 0 | 0 | 0 | 0 | 0 | 0 | 0 |  | 0 | 0 | 0 | 0 | 0 | 0 | 0 | 0 | 0 | 0 | 0 | 0 | 0 | 0 | 0 | 0 | 0 | 0 | 0 | 0 | 0 | 0 | 0 | 0 | 0 | 0 | 0 | 0 | 0 | 0 | 0 | 0 | 0 | 0 | 0 | 0 |  | 0 | 0 | 0 | 0 | 0 | 0 | 0 | 0 | 0 | 0 | 0 | 0 | 0 | 0 | 0 | 0 | 0 | 0 | 0 | 0 | 0 | 0 | 0 | 0 | 0 | 0 | 0 | 0 | 0 | 0 | 0 | 0 | 0 | 0 | 0 | 0 |  | 0 | 0 | 0 | 0 | 0 | 0 | 0 | 0 | 0 | 0 | 0 | 0 | 0 | 0 | 0 | 0 | 0 | 0 | 0 | 0 | 0 | 0 | 0 | 0 | 0 | 0 | 0 | 0 | 0 | 0 | 0 | 0 | 0 | 0 | 0 | 0 |  | 1 | 1 | 1 | 1 | 1 | 1 | 1 | 1 | 1 | 0
SCE Northern | Saugus | 230 | 0 | 0 | 0 | 0 | 0 | 0 | 0 | 0 | 0 | 0 | 0 | 0 | 0 | 0 | 0 | 0 | 0 | 0 | 0 | 0 |  | 0 | 0 | 0 | 0 | 0 | 0 | 0 | 0 | 0 | 0 | 0 | 0 | 0 | 0 | 0 | 0 | 0 | 0 | 0 | 0 | 0 | 0 | 0 | 0 | 0 | 0 | 0 | 0 | 0 | 0 | 0 | 0 | 0 | 0 | 0 | 0 |  | 0 | 0 | 0 | 0 | 0 | 0 | 0 | 0 | 0 | 0 | 0 | 0 | 0 | 0 | 0 | 0 | 0 | 0 | 0 | 0 | 0 | 0 | 0 | 0 | 0 | 0 | 0 | 0 | 0 | 0 | 0 | 0 | 0 | 0 | 0 | 0 |  | 0 | 0 | 0 | 0 | 0 | 0 | 0 | 0 | 0 | 0 | 0 | 0 | 0 | 0 | 0 | 0 | 0 | 0 | 0 | 0 | 0 | 0 | 0 | 0 | 0 | 0 | 0 | 0 | 0 | 0 | 0 | 0 | 0 | 0 | 0 | 0 |  | 0 | 0 | 0 | 0 | 0 | 0 | 0 | 0 | 0 | 0 | 0 | 0 | 0 | 0 | 0 | 0 | 0 | 0 | 0 | 0 | 0 | 0 | 0 | 0 | 0 | 0 | 0 | 0 | 0 | 0 | 0 | 0 | 0 | 0 | 0 | 0 |  | 1 | 1 | 1 | 1 | 1 | 1 | 1 | 1 | 1 | 0
PG&E FRESNO | Schindler | 115 | 0 | 0 | 0 | 0 | 0 | 0 | 0 | 0 | 0 | 0 | 0 | 0 | 210 | 0 | 210 | 0 | 0 | 0 | 0 | 1 |  | 0 | 0 | 0 | 0 | 0 | 0 | 0 | 0 | 0 | 0 | 0 | 0 | 0 | 0 | 0 | 0 | 0 | 0 | 0 | 0 | 0 | 0 | 0 | 0 | 0 | 0 | 0 | 0 | 0 | 2 | 2 | 0 | 0 | 0 | 0 | 1 |  | 0 | 0 | 0 | 0 | 0 | 0 | 0 | 0 | 0 | 0 | 0 | 0 | 3 | 6 | 60 | 0 | 0 | 1 | 0 | 0 | 0 | 0 | 0 | 0 | 0 | 0 | 0 | 0 | 0 | 2 | 2 | -2 | -2 | 0 | 0 | 1 |  | 0 | 0 | 0 | 0 | 0 | 0 | 0 | 0 | 0 | 0 | 0 | 0 | 3 | 6 | 60 | 0 | 0 | 1 | 0 | 0 | 0 | 0 | 0 | 0 | 0 | 0 | 0 | 0 | 0 | 2 | 2 | -2 | -2 | 0 | 0 | 1 |  | 0 | 0 | 0 | 0 | 0 | 0 | 0 | 0 | 0 | 0 | 0 | 0 | 3 | 6 | 60 | 0 | 0 | 1 | 0 | 0 | 0 | 0 | 0 | 0 | 0 | 0 | 0 | 0 | 0 | 2 | 2 | -2 | -2 | 0 | 0 | 1 |  | 1 | 1 | 1 | 1 | 1 | 1 | 5- | 4+ | 1 | 1
PG&E FRESNO | Schindler | 70 | 0 | 0 | 0 | 0 | 0 | 0 | 0 | 0 | 0 | 0 | 0 | 0 | 0 | 0 | 0 | 0 | 0 | 0 | 0 | 0 |  | 0 | 0 | 0 | 0 | 0 | 0 | 0 | 0 | 0 | 0 | 0 | 0 | 0 | 0 | 0 | 0 | 0 | 0 | 0 | 0 | 0 | 0 | 0 | 0 | 0 | 0 | 0 | 0 | 0 | 0 | 0 | 0 | 0 | 0 | 0 | 0 |  | 0 | 0 | 0 | 0 | 0 | 0 | 0 | 0 | 0 | 0 | 0 | 0 | 0 | 0 | 0 | 0 | 0 | 0 | 0 | 0 | 0 | 0 | 0 | 0 | 0 | 0 | 0 | 0 | 0 | 0 | 0 | 0 | 0 | 0 | 0 | 0 |  | 0 | 0 | 0 | 0 | 0 | 0 | 0 | 0 | 0 | 0 | 0 | 0 | 0 | 0 | 0 | 0 | 0 | 0 | 0 | 0 | 0 | 0 | 0 | 0 | 0 | 0 | 0 | 0 | 0 | 0 | 0 | 0 | 0 | 0 | 0 | 0 |  | 0 | 0 | 0 | 0 | 0 | 0 | 0 | 0 | 0 | 0 | 0 | 0 | 0 | 0 | 0 | 0 | 0 | 0 | 0 | 0 | 0 | 0 | 0 | 0 | 0 | 0 | 0 | 0 | 0 | 0 | 0 | 0 | 0 | 0 | 0 | 0 |  | 1 | 1 | 1 | 1 | 1 | 1 | 1 | 1 | 1 | 0
PG&E GBA | Schulte | 115 | 0 | 0 | 0 | 0 | 0 | 0 | 0 | 0 | 0 | 0 | 0 | 0 | 0 | 0 | 0 | 0 | 0 | 0 | 0 | 0 |  | 0 | 0 | 0 | 0 | 0 | 0 | 0 | 0 | 0 | 0 | 0 | 0 | 0 | 0 | 0 | 0 | 0 | 0 | 0 | 0 | 0 | 0 | 0 | 0 | 0 | 0 | 0 | 0 | 0 | 0 | 0 | 0 | 0 | 0 | 0 | 0 |  | 0 | 0 | 0 | 0 | 0 | 0 | 0 | 0 | 0 | 0 | 0 | 0 | 0 | 130 | 253.55 | 0 | 0 | 1 | 0 | 0 | 0 | 0 | 0 | 0 | 0 | 0 | 0 | 0 | 0 | 0 | 0 | -2 | -2 | 0 | 0 | 1 |  | 0 | 0 | 0 | 0 | 0 | 0 | 0 | 0 | 0 | 0 | 0 | 0 | 0 | 130 | 716.12 | 0 | 0 | 1 | 0 | 0 | 0 | 0 | 0 | 0 | 0 | 0 | 0 | 0 | 0 | 0 | 0 | -2 | -2 | 0 | 0 | 1 |  | 0 | 0 | 0 | 0 | 0 | 0 | 0 | 0 | 0 | 0 | 0 | 0 | 0 | 130 | 716.12 | 0 | 0 | 1 | 0 | 0 | 0 | 0 | 0 | 0 | 0 | 0 | 0 | 0 | 0 | 0 | 0 | -2 | -2 | 0 | 0 | 1 |  | 1 | 1 | 1 | 1 | 1 | 1 | 1 | 4+ | 1 | 1
SDGE | Scripps | 69 | 0 | 0 | 0 | 0 | 0 | 0 | 0 | 0 | 0 | 0 | 0 | 0 | 0 | 0 | 0 | 0 | 0 | 0 | 0 | 0 |  | 0 | 0 | 0 | 0 | 0 | 0 | 0 | 0 | 0 | 0 | 0 | 0 | 0 | 0 | 0 | 0 | 0 | 0 | 0 | 0 | 0 | 0 | 0 | 0 | 0 | 0 | 0 | 0 | 0 | 0 | 0 | 0 | 0 | 0 | 0 | 0 |  | 0 | 0 | 0 | 0 | 0 | 0 | 0 | 0 | 0 | 0 | 0 | 0 | 0 | 0 | 0 | 0 | 0 | 0 | 0 | 0 | 0 | 0 | 0 | 0 | 0 | 0 | 0 | 0 | 0 | 0 | 0 | 0 | 0 | 0 | 0 | 0 |  | 0 | 0 | 0 | 0 | 0 | 0 | 0 | 0 | 0 | 0 | 0 | 0 | 0 | 0 | 71.3 | 0 | 0 | 1 | 0 | 0 | 0 | 0 | 0 | 0 | 0 | 0 | 0 | 0 | 0 | 0 | 0 | 0 | -2 | 0 | 0 | 1 |  | 0 | 0 | 0 | 0 | 0 | 0 | 0 | 0 | 0 | 0 | 0 | 0 | 0 | 0 | 71.3 | 0 | 0 | 1 | 0 | 0 | 0 | 0 | 0 | 0 | 0 | 0 | 0 | 0 | 0 | 0 | 0 | 0 | 0 | 0 | 0 | 0 |  | 1 | 1 | 1 | 1 | 1 | 1 | 1 | 2+ | 1 | 1
PG&E KERN | Semitropic | 115 | 0 | 0 | 0 | 0 | 0 | 0 | 0 | 0 | 0 | 0 | 0 | 0 | 0 | 0 | 0 | 0 | 0 | 0 | 0 | 0 |  | 0 | 0 | 0 | 0 | 0 | 0 | 0 | 0 | 0 | 0 | 0 | 0 | 0 | 0 | 0 | 0 | 0 | 0 | 0 | 0 | 0 | 0 | 0 | 0 | 0 | 0 | 0 | 0 | 0 | 0 | 0 | 0 | 0 | 0 | 0 | 0 |  | 0 | 0 | 0 | 0 | 0 | 0 | 0 | 0 | 0 | 0 | 0 | 0 | 7.9642 | 0 | 0 | 0 | 0 | 1 | 0 | 0 | 0 | 0 | 0 | 0 | 0 | 0 | 0 | 0 | 0 | 0 | -2 | 0 | 0 | 0 | 0 | 1 |  | 0 | 0 | 0 | 0 | 0 | 0 | 0 | 0 | 0 | 0 | 0 | 0 | 7.9642 | 0 | 0 | 0 | 0 | 1 | 0 | 0 | 0 | 0 | 0 | 0 | 0 | 0 | 0 | 0 | 0 | 0 | -2 | 0 | 0 | 0 | 0 | 1 |  | 0 | 0 | 0 | 0 | 0 | 0 | 0 | 0 | 0 | 0 | 0 | 0 | 9.5143 | 0 | 0 | 0 | 0 | 1 | 0 | 0 | 0 | 0 | 0 | 0 | 0 | 0 | 0 | 0 | 0 | 0 | -2 | 0 | 0 | 0 | 0 | 1 |  | 1 | 1 | 1 | 1 | 1 | 1 | 4+ | 1 | 1 | 1
SCE Metro | Serrano | 230 | 0 | 0 | 0 | 0 | 0 | 0 | 0 | 0 | 0 | 0 | 0 | 0 | 0 | 0 | 0 | 0 | 0 | 0 | 0 | 0 |  | 0 | 0 | 0 | 0 | 0 | 0 | 0 | 0 | 0 | 0 | 0 | 0 | 0 | 0 | 0 | 0 | 0 | 0 | 0 | 0 | 0 | 0 | 0 | 0 | 0 | 0 | 0 | 0 | 0 | 0 | 0 | 0 | 0 | 0 | 0 | 0 |  | 0 | 0 | 0 | 0 | 0 | 0 | 0 | 0 | 0 | 0 | 0 | 0 | 0 | 0 | 0 | 0 | 0 | 0 | 0 | 0 | 0 | 0 | 0 | 0 | 0 | 0 | 0 | 0 | 0 | 0 | 0 | 0 | 0 | 0 | 0 | 0 |  | 0 | 0 | 0 | 0 | 0 | 0 | 0 | 0 | 0 | 0 | 0 | 0 | 0 | 0 | 0 | 0 | 0 | 0 | 0 | 0 | 0 | 0 | 0 | 0 | 0 | 0 | 0 | 0 | 0 | 0 | 0 | 0 | 0 | 0 | 0 | 0 |  | 0 | 0 | 0 | 0 | 0 | 0 | 0 | 0 | 0 | 0 | 0 | 0 | 0 | 0 | 0 | 0 | 0 | 0 | 0 | 0 | 0 | 0 | 0 | 0 | 0 | 0 | 0 | 0 | 0 | 0 | 0 | 0 | 0 | 0 | 0 | 0 |  | 1 | 1 | 1 | 1 | 1 | 1 | 1 | 1 | 1 | 0
SCE Metro | Serrano | 500 | 0 | 0 | 0 | 0 | 0 | 0 | 0 | 0 | 0 | 0 | 0 | 0 | 0 | 0 | 0 | 0 | 0 | 0 | 0 | 0 |  | 0 | 0 | 0 | 0 | 0 | 0 | 0 | 0 | 0 | 0 | 0 | 0 | 0 | 0 | 0 | 0 | 0 | 0 | 0 | 0 | 0 | 0 | 0 | 0 | 0 | 0 | 0 | 0 | 0 | 0 | 0 | 0 | 0 | 0 | 0 | 0 |  | 0 | 0 | 0 | 0 | 0 | 0 | 0 | 0 | 0 | 0 | 0 | 0 | 0 | 0 | 0 | 0 | 0 | 0 | 0 | 0 | 0 | 0 | 0 | 0 | 0 | 0 | 0 | 0 | 0 | 0 | 0 | 0 | 0 | 0 | 0 | 0 |  | 0 | 0 | 0 | 0 | 0 | 0 | 0 | 0 | 0 | 0 | 0 | 0 | 0 | 0 | 0 | 0 | 0 | 0 | 0 | 0 | 0 | 0 | 0 | 0 | 0 | 0 | 0 | 0 | 0 | 0 | 0 | 0 | 0 | 0 | 0 | 0 |  | 0 | 0 | 0 | 0 | 0 | 0 | 0 | 0 | 0 | 0 | 0 | 0 | 0 | 0 | 0 | 0 | 0 | 0 | 0 | 0 | 0 | 0 | 0 | 0 | 0 | 0 | 0 | 0 | 0 | 0 | 0 | 0 | 0 | 0 | 0 | 0 |  | 1 | 1 | 1 | 1 | 1 | 1 | 1 | 1 | 1 | 0
SDGE | Shadowridge | 138 | 0 | 0 | 0 | 0 | 0 | 0 | 0 | 0 | 0 | 0 | 0 | 0 | 0 | 0 | 0 | 0 | 0 | 0 | 0 | 0 |  | 0 | 0 | 0 | 0 | 0 | 0 | 0 | 0 | 0 | 0 | 0 | 0 | 0 | 0 | 0 | 0 | 0 | 0 | 0 | 0 | 0 | 0 | 0 | 0 | 0 | 0 | 0 | 0 | 0 | 0 | 0 | 0 | 0 | 0 | 0 | 0 |  | 0 | 0 | 0 | 0 | 0 | 0 | 0 | 0 | 0 | 0 | 0 | 0 | 0 | 0 | 0 | 0 | 0 | 0 | 0 | 0 | 0 | 0 | 0 | 0 | 0 | 0 | 0 | 0 | 0 | 0 | 0 | 0 | 0 | 0 | 0 | 0 |  | 0 | 0 | 0 | 0 | 0 | 0 | 0 | 0 | 0 | 0 | 0 | 0 | 0 | 0 | 0 | 0 | 0 | 0 | 0 | 0 | 0 | 0 | 0 | 0 | 0 | 0 | 0 | 0 | 0 | 0 | 0 | 0 | 0 | 0 | 0 | 0 |  | 0 | 0 | 0 | 0 | 0 | 0 | 0 | 0 | 0 | 0 | 0 | 0 | 0 | 0 | 0 | 0 | 0 | 0 | 0 | 0 | 0 | 0 | 0 | 0 | 0 | 0 | 0 | 0 | 0 | 0 | 0 | 0 | 0 | 0 | 0 | 0 |  | 1 | 1 | 1 | 1 | 1 | 1 | 1 | 1 | 1 | 0
PG&E KERN | Shafter | 115 | 0 | 0 | 0 | 0 | 0 | 0 | 0 | 0 | 0 | 0 | 0 | 0 | 75 | 45 | 120 | 0 | 0 | 0 | 0 | 1 |  | 0 | 0 | 0 | 0 | 0 | 0 | 0 | 0 | 0 | 0 | 0 | 0 | 0 | 0 | 0 | 0 | 0 | 0 | 0 | 0 | 0 | 0 | 0 | 0 | 0 | 0 | 0 | 0 | 0 | 2 | 2 | 0 | 0 | 0 | 0 | 1 |  | 0 | 0 | 0 | 0 | 0 | 0 | 0 | 0 | 0 | 0 | 0 | 0 | 2.5838 | 0 | 0.7 | 0 | 0 | 1 | 0 | 0 | 0 | 0 | 0 | 0 | 0 | 0 | 0 | 0 | 0 | 2 | 2 | 0 | 0 | 0 | 0 | 1 |  | 0 | 0 | 0 | 0 | 0 | 0 | 0 | 0 | 0 | 0 | 0 | 0 | 104.8378 | 0 | 102.4635 | 0 | 0 | 1 | 0 | 0 | 0 | 0 | 0 | 0 | 0 | 0 | 0 | 0 | 0 | 2 | 1 | 0 | -2 | 0 | 0 | 1 |  | 0 | 0 | 0 | 0 | 0 | 0 | 0 | 0 | 0 | 0 | 0 | 0 | 110.9718 | 0 | 102.4635 | 0 | 0 | 1 | 0 | 0 | 0 | 0 | 0 | 0 | 0 | 0 | 0 | 0 | 0 | 2 | 0 | 0 | -1 | 0 | 0 | 1 |  | 1 | 1 | 1 | 1 | 1 | 1 | 3- | 2+ | 1 | 1
PG&E NGBA | Silverado | 115 | 0 | 0 | 0 | 0 | 0 | 0 | 0 | 0 | 0 | 0 | 0 | 0 | 0 | 0 | 0 | 0 | 0 | 0 | 0 | 0 |  | 0 | 0 | 0 | 0 | 0 | 0 | 0 | 0 | 0 | 0 | 0 | 0 | 0 | 0 | 0 | 0 | 0 | 0 | 0 | 0 | 0 | 0 | 0 | 0 | 0 | 0 | 0 | 0 | 0 | 0 | 0 | 0 | 0 | 0 | 0 | 0 |  | 0 | 0 | 0 | 0 | 0 | 0 | 0 | 0 | 0 | 0 | 0 | 0 | 2.4412 | 0 | 0 | 0 | 0 | 1 | 0 | 0 | 0 | 0 | 0 | 0 | 0 | 0 | 0 | 0 | 0 | 0 | 0 | 0 | 0 | 0 | 0 | 0 |  | 0 | 0 | 0 | 0 | 0 | 0 | 0 | 0 | 0 | 0 | 0 | 0 | 2.4412 | 0 | 0 | 0 | 0 | 1 | 0 | 0 | 0 | 0 | 0 | 0 | 0 | 0 | 0 | 0 | 0 | 0 | 0 | 0 | 0 | 0 | 0 | 0 |  | 0 | 0 | 0 | 0 | 0 | 0 | 0 | 0 | 0 | 0 | 0 | 0 | 2.4412 | 0 | 0 | 0 | 0 | 1 | 0 | 0 | 0 | 0 | 0 | 0 | 0 | 0 | 0 | 0 | 0 | 0 | 0 | 0 | 0 | 0 | 0 | 0 |  | 1 | 1 | 1 | 1 | 1 | 1 | 1 | 1 | 1 | 0
SDGE | Silvergate | 230 | 0 | 0 | 0 | 0 | 0 | 0 | 0 | 0 | 0 | 0 | 0 | 0 | 60 | 0 | 60 | 0 | 0 | 0 | 0 | 1 |  | 0 | 0 | 0 | 0 | 0 | 0 | 0 | 0 | 0 | 0 | 0 | 0 | 0 | 0 | 0 | 0 | 0 | 0 | 0 | 0 | 0 | 0 | 0 | 0 | 0 | 0 | 0 | 0 | 0 | 2 | 2 | 0 | 0 | 0 | 0 | 1 |  | 0 | 0 | 0 | 0 | 0 | 0 | 0 | 0 | 0 | 0 | 0 | 0 | 0 | 0 | 0 | 0 | 0 | 0 | 0 | 0 | 0 | 0 | 0 | 0 | 0 | 0 | 0 | 0 | 0 | 2 | 2 | 0 | 0 | 0 | 0 | 1 |  | 0 | 0 | 0 | 0 | 0 | 0 | 0 | 0 | 0 | 0 | 0 | 0 | 0 | 0 | 213.5487 | 0 | 0 | 1 | 0 | 0 | 0 | 0 | 0 | 0 | 0 | 0 | 0 | 0 | 0 | 2 | 2 | 0 | -2 | 0 | 0 | 1 |  | 0 | 0 | 0 | 0 | 0 | 0 | 0 | 0 | 0 | 0 | 0 | 0 | 0 | 0 | 213.5487 | 0 | 0 | 1 | 0 | 0 | 0 | 0 | 0 | 0 | 0 | 0 | 0 | 0 | 0 | 2 | 2 | 0 | -1 | 0 | 0 | 1 |  | 1 | 1 | 1 | 1 | 1 | 1 | 5- | 2+ | 1 | 1
SDGE | Silvergate | 69 | 0 | 0 | 0 | 0 | 0 | 0 | 0 | 0 | 0 | 0 | 0 | 0 | 0 | 0 | 0 | 0 | 0 | 0 | 0 | 0 |  | 0 | 0 | 0 | 0 | 0 | 0 | 0 | 0 | 0 | 0 | 0 | 0 | 0 | 0 | 0 | 0 | 0 | 0 | 0 | 0 | 0 | 0 | 0 | 0 | 0 | 0 | 0 | 0 | 0 | 0 | 0 | 0 | 0 | 0 | 0 | 0 |  | 0 | 0 | 0 | 0 | 0 | 0 | 0 | 0 | 0 | 0 | 0 | 0 | 0 | 0 | 0 | 0 | 0 | 0 | 0 | 0 | 0 | 0 | 0 | 0 | 0 | 0 | 0 | 0 | 0 | 0 | 0 | 0 | 0 | 0 | 0 | 0 |  | 0 | 0 | 0 | 0 | 0 | 0 | 0 | 0 | 0 | 0 | 0 | 0 | 0 | 0 | 0 | 0 | 0 | 0 | 0 | 0 | 0 | 0 | 0 | 0 | 0 | 0 | 0 | 0 | 0 | 0 | 0 | 0 | 0 | 0 | 0 | 0 |  | 0 | 0 | 0 | 0 | 0 | 0 | 0 | 0 | 0 | 0 | 0 | 0 | 0 | 0 | 0 | 0 | 0 | 0 | 0 | 0 | 0 | 0 | 0 | 0 | 0 | 0 | 0 | 0 | 0 | 0 | 0 | 0 | 0 | 0 | 0 | 0 |  | 1 | 1 | 1 | 1 | 1 | 1 | 1 | 1 | 1 | 0
PG&E KERN | Sisquoc | 115 | 0 | 0 | 0 | 0 | 0 | 0 | 0 | 0 | 0 | 0 | 0 | 0 | 0 | 100 | 100 | 0 | 0 | 0 | 0 | 1 |  | 0 | 0 | 0 | 0 | 0 | 0 | 0 | 0 | 0 | 0 | 0 | 0 | 0 | 0 | 0 | 0 | 0 | 0 | 0 | 0 | 0 | 0 | 0 | 0 | 0 | 0 | 0 | 0 | 0 | 0 | 2 | 0 | 0 | 0 | 0 | 1 |  | 0 | 0 | 0 | 0 | 0 | 0 | 0 | 0 | 0 | 0 | 0 | 0 | 0 | 0 | 0 | 0 | 0 | 0 | 0 | 0 | 0 | 0 | 0 | 0 | 0 | 0 | 0 | 0 | 0 | 0 | 2 | 0 | 0 | 0 | 0 | 1 |  | 0 | 0 | 0 | 0 | 0 | 0 | 0 | 0 | 0 | 0 | 0 | 0 | 0 | 0 | 0 | 0 | 0 | 0 | 0 | 0 | 0 | 0 | 0 | 0 | 0 | 0 | 0 | 0 | 0 | 0 | 2 | 0 | 0 | 0 | 0 | 1 |  | 0 | 0 | 0 | 0 | 0 | 0 | 0 | 0 | 0 | 0 | 0 | 0 | 0 | 0 | 0 | 0 | 0 | 0 | 0 | 0 | 0 | 0 | 0 | 0 | 0 | 0 | 0 | 0 | 0 | 0 | 2 | 0 | 0 | 0 | 0 | 1 |  | 1 | 1 | 1 | 1 | 1 | 1 | 5- | 1 | 1 | 1
EOP | Sloan Canyon | 230 | 0 | 0 | 0 | 0 | 0 | 0 | 0 | 0 | 0 | 0 | 0 | 0 | 0 | 0 | 0 | 0 | 0 | 0 | 0 | 0 |  | 0 | 0 | 0 | 0 | 0 | 0 | 0 | 0 | 0 | 0 | 0 | 0 | 0 | 0 | 0 | 0 | 0 | 0 | 0 | 0 | 0 | 0 | 0 | 0 | 0 | 0 | 0 | 0 | 0 | 0 | 0 | 0 | 0 | 0 | 0 | 0 |  | 0 | 0 | 0 | 0 | 65.8196 | 310 | 0 | 0 | 0 | 0 | 0 | 0 | 0 | 95 | 95 | 0 | 0 | 1 | 0 | 0 | 0 | 0 | -2 | -2 | 0 | 0 | 0 | 0 | 0 | 0 | 0 | -2 | -2 | 0 | 0 | 1 |  | 0 | 0 | 0 | 0 | 65.8196 | 310 | 0 | 0 | 0 | 0 | 0 | 0 | 0 | 95 | 95 | 0 | 0 | 1 | 0 | 0 | 0 | 0 | -2 | -2 | 0 | 0 | 0 | 0 | 0 | 0 | 0 | -2 | -2 | 0 | 0 | 1 |  | 0 | 0 | 0 | 0 | 65.8196 | 310 | 0 | 0 | 0 | 0 | 0 | 0 | 0 | 95 | 95 | 0 | 0 | 1 | 0 | 0 | 0 | 0 | -2 | -2 | 0 | 0 | 0 | 0 | 0 | 0 | 0 | -2 | -2 | 0 | 0 | 1 |  | 1 | 1 | 4+ | 1 | 1 | 1 | 1 | 4+ | 1 | 1
EOP | Sloan Canyon | 500 | 0 | 0 | 0 | 0 | 0 | 0 | 0 | 0 | 0 | 0 | 0 | 0 | 0 | 0 | 0 | 0 | 0 | 0 | 0 | 0 |  | 0 | 0 | 0 | 0 | 0 | 0 | 0 | 0 | 0 | 0 | 0 | 0 | 0 | 0 | 0 | 0 | 0 | 0 | 0 | 0 | 0 | 0 | 0 | 0 | 0 | 0 | 0 | 0 | 0 | 0 | 0 | 0 | 0 | 0 | 0 | 0 |  | 0 | 0 | 0 | 0 | 0 | 0 | 0 | 0 | 0 | 0 | 0 | 0 | 0 | 0 | 0 | 0 | 0 | 0 | 0 | 0 | 0 | 0 | 0 | 0 | 0 | 0 | 0 | 0 | 0 | 0 | 0 | 0 | 0 | 0 | 0 | 0 |  | 0 | 0 | 0 | 0 | 0 | 0 | 0 | 0 | 0 | 0 | 0 | 0 | 0 | 0 | 0 | 0 | 0 | 0 | 0 | 0 | 0 | 0 | 0 | 0 | 0 | 0 | 0 | 0 | 0 | 0 | 0 | 0 | 0 | 0 | 0 | 0 |  | 0 | 0 | 0 | 0 | 0 | 0 | 0 | 0 | 0 | 0 | 0 | 0 | 0 | 0 | 0 | 0 | 0 | 0 | 0 | 0 | 0 | 0 | 0 | 0 | 0 | 0 | 0 | 0 | 0 | 0 | 0 | 0 | 0 | 0 | 0 | 0 |  | 1 | 1 | 1 | 1 | 1 | 1 | 1 | 1 | 1 | 0
PG&E KERN | Smyrna | 115 | 0 | 0 | 0 | 0 | 0 | 0 | 0 | 0 | 0 | 0 | 0 | 0 | 0 | 0 | 0 | 0 | 0 | 0 | 0 | 0 |  | 0 | 0 | 0 | 0 | 0 | 0 | 0 | 0 | 0 | 0 | 0 | 0 | 0 | 0 | 0 | 0 | 0 | 0 | 0 | 0 | 0 | 0 | 0 | 0 | 0 | 0 | 0 | 0 | 0 | 0 | 0 | 0 | 0 | 0 | 0 | 0 |  | 0 | 0 | 0 | 0 | 0 | 0 | 0 | 0 | 0 | 0 | 0 | 0 | 11.365 | 0 | 4.99 | 0 | 0 | 1 | 0 | 0 | 0 | 0 | 0 | 0 | 0 | 0 | 0 | 0 | 0 | 0 | -2 | 0 | -2 | 0 | 0 | 1 |  | 0 | 0 | 0 | 0 | 0 | 0 | 0 | 0 | 0 | 0 | 0 | 0 | 11.365 | 0 | 4.99 | 0 | 0 | 1 | 0 | 0 | 0 | 0 | 0 | 0 | 0 | 0 | 0 | 0 | 0 | 0 | -2 | 0 | -2 | 0 | 0 | 1 |  | 0 | 0 | 0 | 0 | 0 | 0 | 0 | 0 | 0 | 0 | 0 | 0 | 11.365 | 0 | 4.99 | 0 | 0 | 1 | 0 | 0 | 0 | 0 | 0 | 0 | 0 | 0 | 0 | 0 | 0 | 0 | -2 | 0 | 0 | 0 | 0 | 1 |  | 1 | 1 | 1 | 1 | 1 | 1 | 4+ | 4+ | 1 | 1
PG&E GBA | Sobrante | 115 | 0 | 0 | 0 | 0 | 0 | 0 | 0 | 0 | 0 | 0 | 0 | 0 | 0 | 40 | 40 | 0 | 0 | 0 | 0 | 1 |  | 0 | 0 | 0 | 0 | 0 | 0 | 0 | 0 | 0 | 0 | 0 | 0 | 0 | 0 | 0 | 0 | 0 | 0 | 0 | 0 | 0 | 0 | 0 | 0 | 0 | 0 | 0 | 0 | 0 | 0 | 2 | 0 | 0 | 0 | 0 | 1 |  | 0 | 0 | 0 | 0 | 0 | 0 | 0 | 0 | 0 | 0 | 0 | 0 | 0 | 0 | 0 | 0 | 0 | 0 | 0 | 0 | 0 | 0 | 0 | 0 | 0 | 0 | 0 | 0 | 0 | 0 | 2 | 0 | 0 | 0 | 0 | 1 |  | 0 | 0 | 0 | 0 | 0 | 0 | 0 | 0 | 0 | 0 | 0 | 0 | 0 | 0 | 0 | 0 | 0 | 0 | 0 | 0 | 0 | 0 | 0 | 0 | 0 | 0 | 0 | 0 | 0 | 0 | 2 | 0 | 0 | 0 | 0 | 1 |  | 0 | 0 | 0 | 0 | 0 | 0 | 0 | 0 | 0 | 0 | 0 | 0 | 0 | 0 | 0 | 0 | 0 | 0 | 0 | 0 | 0 | 0 | 0 | 0 | 0 | 0 | 0 | 0 | 0 | 0 | 2 | 0 | 0 | 0 | 0 | 1 |  | 1 | 1 | 1 | 1 | 1 | 1 | 5- | 1 | 1 | 1
PG&E GBA | Sobrante | 230 | 0 | 0 | 0 | 0 | 0 | 0 | 0 | 0 | 0 | 0 | 0 | 0 | 0 | 0 | 0 | 0 | 0 | 0 | 0 | 0 |  | 0 | 0 | 0 | 0 | 0 | 0 | 0 | 0 | 0 | 0 | 0 | 0 | 0 | 0 | 0 | 0 | 0 | 0 | 0 | 0 | 0 | 0 | 0 | 0 | 0 | 0 | 0 | 0 | 0 | 0 | 0 | 0 | 0 | 0 | 0 | 0 |  | 0 | 0 | 0 | 0 | 0 | 0 | 0 | 0 | 0 | 0 | 0 | 0 | 5 | 0 | 0 | 0 | 0 | 1 | 0 | 0 | 0 | 0 | 0 | 0 | 0 | 0 | 0 | 0 | 0 | 0 | -2 | 0 | 0 | 0 | 0 | 1 |  | 0 | 0 | 0 | 0 | 0 | 0 | 0 | 0 | 0 | 0 | 0 | 0 | 5 | 0 | 0 | 0 | 0 | 1 | 0 | 0 | 0 | 0 | 0 | 0 | 0 | 0 | 0 | 0 | 0 | 0 | -2 | 0 | 0 | 0 | 0 | 1 |  | 0 | 0 | 0 | 0 | 0 | 0 | 0 | 0 | 0 | 0 | 0 | 0 | 5 | 0 | 0 | 0 | 0 | 1 | 0 | 0 | 0 | 0 | 0 | 0 | 0 | 0 | 0 | 0 | 0 | 0 | -2 | 0 | 0 | 0 | 0 | 1 |  | 1 | 1 | 1 | 1 | 1 | 1 | 4+ | 1 | 1 | 1
PG&E KERN | Solar | 230 | 0 | 0 | 0 | 0 | 0 | 0 | 0 | 0 | 0 | 0 | 0 | 0 | 0 | 0 | 0 | 0 | 0 | 0 | 0 | 0 |  | 0 | 0 | 0 | 0 | 0 | 0 | 0 | 0 | 0 | 0 | 0 | 0 | 0 | 0 | 0 | 0 | 0 | 0 | 0 | 0 | 0 | 0 | 0 | 0 | 0 | 0 | 0 | 0 | 0 | 0 | 0 | 0 | 0 | 0 | 0 | 0 |  | 0 | 0 | 0 | 0 | 0 | 0 | 0 | 0 | 0 | 0 | 0 | 0 | 0 | 0 | 0 | 0 | 0 | 0 | 0 | 0 | 0 | 0 | 0 | 0 | 0 | 0 | 0 | 0 | 0 | 0 | 0 | 0 | 0 | 0 | 0 | 0 |  | 0 | 0 | 0 | 0 | 0 | 0 | 0 | 0 | 0 | 0 | 0 | 0 | 0 | 0 | 0 | 0 | 0 | 0 | 0 | 0 | 0 | 0 | 0 | 0 | 0 | 0 | 0 | 0 | 0 | 0 | 0 | 0 | 0 | 0 | 0 | 0 |  | 0 | 0 | 0 | 0 | 0 | 0 | 0 | 0 | 0 | 0 | 0 | 0 | 0 | 0 | 0 | 0 | 0 | 0 | 0 | 0 | 0 | 0 | 0 | 0 | 0 | 0 | 0 | 0 | 0 | 0 | 0 | 0 | 0 | 0 | 0 | 0 |  | 1 | 1 | 1 | 1 | 1 | 1 | 1 | 1 | 1 | 0
PG&E GBA | Soledad | 115 | 0 | 0 | 0 | 0 | 0 | 0 | 0 | 0 | 0 | 0 | 0 | 0 | 0 | 0 | 0 | 0 | 0 | 0 | 0 | 0 |  | 0 | 0 | 0 | 0 | 0 | 0 | 0 | 0 | 0 | 0 | 0 | 0 | 0 | 0 | 0 | 0 | 0 | 0 | 0 | 0 | 0 | 0 | 0 | 0 | 0 | 0 | 0 | 0 | 0 | 0 | 0 | 0 | 0 | 0 | 0 | 0 |  | 0 | 0 | 0 | 0 | 0 | 0 | 0 | 0 | 0 | 0 | 0 | 0 | 0 | 0 | 0 | 0 | 0 | 0 | 0 | 0 | 0 | 0 | 0 | 0 | 0 | 0 | 0 | 0 | 0 | 0 | 0 | 0 | 0 | 0 | 0 | 0 |  | 0 | 0 | 0 | 0 | 0 | 0 | 0 | 0 | 0 | 0 | 0 | 0 | 0 | 0 | 0 | 0 | 0 | 0 | 0 | 0 | 0 | 0 | 0 | 0 | 0 | 0 | 0 | 0 | 0 | 0 | 0 | 0 | 0 | 0 | 0 | 0 |  | 0 | 0 | 0 | 0 | 0 | 0 | 0 | 0 | 0 | 0 | 0 | 0 | 0.96 | 0 | 0 | 0 | 0 | 1 | 0 | 0 | 0 | 0 | 0 | 0 | 0 | 0 | 0 | 0 | 0 | 0 | 0 | 0 | 0 | 0 | 0 | 0 |  | 1 | 1 | 1 | 1 | 1 | 1 | 1 | 1 | 1 | 0
PG&E GBA | Soledad | 60 | 0 | 0 | 0 | 0 | 0 | 0 | 0 | 0 | 0 | 0 | 0 | 0 | 0 | 0 | 0 | 0 | 0 | 0 | 0 | 0 |  | 0 | 0 | 0 | 0 | 0 | 0 | 0 | 0 | 0 | 0 | 0 | 0 | 0 | 0 | 0 | 0 | 0 | 0 | 0 | 0 | 0 | 0 | 0 | 0 | 0 | 0 | 0 | 0 | 0 | 0 | 0 | 0 | 0 | 0 | 0 | 0 |  | 0 | 0 | 0 | 0 | 0 | 0 | 0 | 0 | 0 | 0 | 0 | 0 | 0 | 0 | 0 | 0 | 0 | 0 | 0 | 0 | 0 | 0 | 0 | 0 | 0 | 0 | 0 | 0 | 0 | 0 | 0 | 0 | 0 | 0 | 0 | 0 |  | 0 | 0 | 0 | 0 | 0 | 0 | 0 | 0 | 0 | 0 | 0 | 0 | 0 | 0 | 0 | 0 | 0 | 0 | 0 | 0 | 0 | 0 | 0 | 0 | 0 | 0 | 0 | 0 | 0 | 0 | 0 | 0 | 0 | 0 | 0 | 0 |  | 0 | 0 | 0 | 0 | 0 | 0 | 0 | 0 | 0 | 0 | 0 | 0 | 0 | 0 | 0 | 0 | 0 | 0 | 0 | 0 | 0 | 0 | 0 | 0 | 0 | 0 | 0 | 0 | 0 | 0 | 0 | 0 | 0 | 0 | 0 | 0 |  | 1 | 1 | 1 | 1 | 1 | 1 | 1 | 1 | 1 | 0
SDGE | Spring Valley | 69 | 0 | 0 | 0 | 0 | 0 | 0 | 0 | 0 | 0 | 0 | 0 | 0 | 0 | 0 | 0 | 0 | 0 | 0 | 0 | 0 |  | 0 | 0 | 0 | 0 | 0 | 0 | 0 | 0 | 0 | 0 | 0 | 0 | 0 | 0 | 0 | 0 | 0 | 0 | 0 | 0 | 0 | 0 | 0 | 0 | 0 | 0 | 0 | 0 | 0 | 0 | 0 | 0 | 0 | 0 | 0 | 0 |  | 0 | 0 | 0 | 0 | 0 | 0 | 0 | 0 | 0 | 0 | 0 | 0 | 0 | 0 | 0 | 0 | 0 | 0 | 0 | 0 | 0 | 0 | 0 | 0 | 0 | 0 | 0 | 0 | 0 | 0 | 0 | 0 | 0 | 0 | 0 | 0 |  | 0 | 0 | 0 | 0 | 0 | 0 | 0 | 0 | 0 | 0 | 0 | 0 | 0 | 0 | 0 | 0 | 0 | 0 | 0 | 0 | 0 | 0 | 0 | 0 | 0 | 0 | 0 | 0 | 0 | 0 | 0 | 0 | 0 | 0 | 0 | 0 |  | 0 | 0 | 0 | 0 | 0 | 0 | 0 | 0 | 0 | 0 | 0 | 0 | 0 | 0 | 0 | 0 | 0 | 0 | 0 | 0 | 0 | 0 | 0 | 0 | 0 | 0 | 0 | 0 | 0 | 0 | 0 | 0 | 0 | 0 | 0 | 0 |  | 1 | 1 | 1 | 1 | 1 | 1 | 1 | 1 | 1 | 0
SCE Northern | Springville | 230 | 0 | 0 | 0 | 0 | 0 | 0 | 0 | 0 | 0 | 0 | 0 | 0 | 0 | 0 | 0 | 0 | 0 | 0 | 0 | 0 |  | 0 | 0 | 0 | 0 | 0 | 0 | 0 | 0 | 0 | 0 | 0 | 0 | 0 | 0 | 0 | 0 | 0 | 0 | 0 | 0 | 0 | 0 | 0 | 0 | 0 | 0 | 0 | 0 | 0 | 0 | 0 | 0 | 0 | 0 | 0 | 0 |  | 0 | 0 | 0 | 0 | 0 | 0 | 0 | 0 | 0 | 0 | 14.186 | 0 | 61.186 | 0 | 51.4 | 0 | 0 | 1 | 0 | 0 | 0 | 0 | 0 | 0 | 0 | 0 | 0 | 0 | -2 | 0 | -2 | 0 | -2 | 0 | 0 | 1 |  | 0 | 0 | 0 | 0 | 0 | 0 | 0 | 0 | 0 | 0 | 14.186 | 0 | 525.606 | 0 | 396.4 | 0 | 0 | 1 | 0 | 0 | 0 | 0 | 0 | 0 | 0 | 0 | 0 | 0 | -2 | 0 | -2 | 0 | -2 | 0 | 0 | 1 |  | 0 | 0 | 0 | 0 | 0 | 0 | 0 | 0 | 0 | 0 | 33.489 | 0 | 595.299 | 0 | 681.484 | 0 | 0 | 1 | 0 | 0 | 0 | 0 | 0 | 0 | 0 | 0 | 0 | 0 | -2 | 0 | -2 | 0 | -2 | 0 | 0 | 1 |  | 1 | 1 | 1 | 1 | 1 | 4+ | 4+ | 4+ | 1 | 1
PG&E GBA | Stagg | 230 | 0 | 0 | 0 | 0 | 0 | 0 | 0 | 0 | 0 | 0 | 0 | 0 | 0 | 0 | 0 | 0 | 0 | 0 | 0 | 0 |  | 0 | 0 | 0 | 0 | 0 | 0 | 0 | 0 | 0 | 0 | 0 | 0 | 0 | 0 | 0 | 0 | 0 | 0 | 0 | 0 | 0 | 0 | 0 | 0 | 0 | 0 | 0 | 0 | 0 | 0 | 0 | 0 | 0 | 0 | 0 | 0 |  | 0 | 0 | 0 | 0 | 0 | 0 | 0 | 0 | 0 | 0 | 0 | 0 | 0 | 0 | 20 | 0 | 0 | 1 | 0 | 0 | 0 | 0 | 0 | 0 | 0 | 0 | 0 | 0 | 0 | 0 | 0 | 0 | -2 | 0 | 0 | 1 |  | 0 | 0 | 0 | 0 | 0 | 0 | 0 | 0 | 0 | 0 | 0 | 0 | 0 | 0 | 20 | 0 | 0 | 1 | 0 | 0 | 0 | 0 | 0 | 0 | 0 | 0 | 0 | 0 | 0 | 0 | 0 | 0 | -2 | 0 | 0 | 1 |  | 0 | 0 | 0 | 0 | 0 | 0 | 0 | 0 | 0 | 0 | 0 | 0 | 0 | 0 | 20 | 0 | 0 | 1 | 0 | 0 | 0 | 0 | 0 | 0 | 0 | 0 | 0 | 0 | 0 | 0 | 0 | 0 | 0 | 0 | 0 | 0 |  | 1 | 1 | 1 | 1 | 1 | 1 | 1 | 4+ | 1 | 1
PG&E GBA | Standard Oil | 115 | 0 | 0 | 0 | 0 | 0 | 0 | 0 | 0 | 0 | 0 | 0 | 0 | 0 | 40 | 40 | 0 | 0 | 0 | 0 | 1 |  | 0 | 0 | 0 | 0 | 0 | 0 | 0 | 0 | 0 | 0 | 0 | 0 | 0 | 0 | 0 | 0 | 0 | 0 | 0 | 0 | 0 | 0 | 0 | 0 | 0 | 0 | 0 | 0 | 0 | 0 | 2 | 0 | 0 | 0 | 0 | 1 |  | 0 | 0 | 0 | 0 | 0 | 0 | 0 | 0 | 0 | 0 | 0 | 0 | 0 | 0 | 0 | 0 | 0 | 0 | 0 | 0 | 0 | 0 | 0 | 0 | 0 | 0 | 0 | 0 | 0 | 0 | 2 | 0 | 0 | 0 | 0 | 1 |  | 0 | 0 | 0 | 0 | 0 | 0 | 0 | 0 | 0 | 0 | 0 | 0 | 0 | 0 | 0 | 0 | 0 | 0 | 0 | 0 | 0 | 0 | 0 | 0 | 0 | 0 | 0 | 0 | 0 | 0 | 2 | 0 | 0 | 0 | 0 | 1 |  | 0 | 0 | 0 | 0 | 0 | 0 | 0 | 0 | 0 | 0 | 0 | 0 | 0 | 0 | 0 | 0 | 0 | 0 | 0 | 0 | 0 | 0 | 0 | 0 | 0 | 0 | 0 | 0 | 0 | 0 | 2 | 0 | 0 | 0 | 0 | 1 |  | 1 | 1 | 1 | 1 | 1 | 1 | 5- | 1 | 1 | 1
PG&E GBA | Stanislaus | 115 | 0 | 0 | 0 | 0 | 0 | 0 | 0 | 0 | 0 | 0 | 0 | 0 | 0 | 0 | 0 | 0 | 0 | 0 | 0 | 0 |  | 0 | 0 | 0 | 0 | 0 | 0 | 0 | 0 | 0 | 0 | 0 | 0 | 0 | 0 | 0 | 0 | 0 | 0 | 0 | 0 | 0 | 0 | 0 | 0 | 0 | 0 | 0 | 0 | 0 | 0 | 0 | 0 | 0 | 0 | 0 | 0 |  | 0 | 0 | 0 | 0 | 0 | 0 | 0 | 0 | 0 | 0 | 0 | 0 | 0 | 0 | 0 | 0 | 0 | 0 | 0 | 0 | 0 | 0 | 0 | 0 | 0 | 0 | 0 | 0 | 0 | 0 | 0 | 0 | 0 | 0 | 0 | 0 |  | 0 | 0 | 0 | 0 | 0 | 0 | 0 | 0 | 0 | 0 | 0 | 0 | 0 | 0 | 0 | 0 | 0 | 0 | 0 | 0 | 0 | 0 | 0 | 0 | 0 | 0 | 0 | 0 | 0 | 0 | 0 | 0 | 0 | 0 | 0 | 0 |  | 0 | 0 | 0 | 0 | 0 | 0 | 0 | 0 | 0 | 0 | 0 | 0 | 0 | 0 | 0 | 0 | 0 | 0 | 0 | 0 | 0 | 0 | 0 | 0 | 0 | 0 | 0 | 0 | 0 | 0 | 0 | 0 | 0 | 0 | 0 | 0 |  | 1 | 1 | 1 | 1 | 1 | 1 | 1 | 1 | 1 | 0
PG&E KERN | Stockdale | 115 | 0 | 0 | 0 | 0 | 0 | 0 | 0 | 0 | 0 | 0 | 0 | 0 | 0 | 0 | 0 | 0 | 0 | 0 | 0 | 0 |  | 0 | 0 | 0 | 0 | 0 | 0 | 0 | 0 | 0 | 0 | 0 | 0 | 0 | 0 | 0 | 0 | 0 | 0 | 0 | 0 | 0 | 0 | 0 | 0 | 0 | 0 | 0 | 0 | 0 | 0 | 0 | 0 | 0 | 0 | 0 | 0 |  | 0 | 0 | 0 | 0 | 0 | 0 | 0 | 0 | 0 | 0 | 0 | 0 | 0 | 0 | 0 | 0 | 0 | 0 | 0 | 0 | 0 | 0 | 0 | 0 | 0 | 0 | 0 | 0 | 0 | 0 | 0 | 0 | 0 | 0 | 0 | 0 |  | 0 | 0 | 0 | 0 | 0 | 0 | 0 | 0 | 0 | 0 | 0 | 0 | 0 | 0 | 0 | 0 | 0 | 0 | 0 | 0 | 0 | 0 | 0 | 0 | 0 | 0 | 0 | 0 | 0 | 0 | 0 | 0 | 0 | 0 | 0 | 0 |  | 0 | 0 | 0 | 0 | 0 | 0 | 0 | 0 | 0 | 0 | 0 | 0 | 0 | 0 | 0 | 0 | 0 | 0 | 0 | 0 | 0 | 0 | 0 | 0 | 0 | 0 | 0 | 0 | 0 | 0 | 0 | 0 | 0 | 0 | 0 | 0 |  | 1 | 1 | 1 | 1 | 1 | 1 | 1 | 1 | 1 | 0
PG&E KERN | Stockdale | 230 | 0 | 0 | 0 | 0 | 0 | 0 | 0 | 0 | 0 | 0 | 0 | 0 | 0 | 0 | 0 | 0 | 0 | 0 | 0 | 0 |  | 0 | 0 | 0 | 0 | 0 | 0 | 0 | 0 | 0 | 0 | 0 | 0 | 0 | 0 | 0 | 0 | 0 | 0 | 0 | 0 | 0 | 0 | 0 | 0 | 0 | 0 | 0 | 0 | 0 | 0 | 0 | 0 | 0 | 0 | 0 | 0 |  | 0 | 0 | 0 | 0 | 0 | 0 | 0 | 0 | 0 | 0 | 0 | 0 | 7.874 | 0 | 6.032 | 0 | 0 | 1 | 0 | 0 | 0 | 0 | 0 | 0 | 0 | 0 | 0 | 0 | 0 | 0 | -2 | 0 | -2 | 0 | 0 | 1 |  | 0 | 0 | 0 | 0 | 0 | 0 | 0 | 0 | 0 | 0 | 0 | 0 | 7.874 | 0 | 6.032 | 0 | 0 | 1 | 0 | 0 | 0 | 0 | 0 | 0 | 0 | 0 | 0 | 0 | 0 | 0 | -2 | 0 | -2 | 0 | 0 | 1 |  | 0 | 0 | 0 | 0 | 0 | 0 | 0 | 0 | 0 | 0 | 0 | 0 | 8.174 | 0 | 6.032 | 0 | 0 | 1 | 0 | 0 | 0 | 0 | 0 | 0 | 0 | 0 | 0 | 0 | 0 | 0 | -2 | 0 | 0 | 0 | 0 | 1 |  | 1 | 1 | 1 | 1 | 1 | 1 | 4+ | 4+ | 1 | 1
PG&E GBA | Stockton A | 115 | 0 | 0 | 0 | 0 | 0 | 0 | 0 | 0 | 0 | 0 | 0 | 0 | 0 | 0 | 0 | 0 | 0 | 0 | 0 | 0 |  | 0 | 0 | 0 | 0 | 0 | 0 | 0 | 0 | 0 | 0 | 0 | 0 | 0 | 0 | 0 | 0 | 0 | 0 | 0 | 0 | 0 | 0 | 0 | 0 | 0 | 0 | 0 | 0 | 0 | 0 | 0 | 0 | 0 | 0 | 0 | 0 |  | 0 | 0 | 0 | 0 | 0 | 0 | 0 | 0 | 0 | 0 | 0 | 0 | 1.1 | 0 | 0 | 0 | 0 | 1 | 0 | 0 | 0 | 0 | 0 | 0 | 0 | 0 | 0 | 0 | 0 | 0 | 0 | 0 | 0 | 0 | 0 | 0 |  | 0 | 0 | 0 | 0 | 0 | 0 | 0 | 0 | 0 | 0 | 0 | 0 | 1.1 | 0 | 0 | 0 | 0 | 1 | 0 | 0 | 0 | 0 | 0 | 0 | 0 | 0 | 0 | 0 | 0 | 0 | 0 | 0 | 0 | 0 | 0 | 0 |  | 0 | 0 | 0 | 0 | 0 | 0 | 0 | 0 | 0 | 0 | 0 | 0 | 1.1 | 0 | 0 | 0 | 0 | 1 | 0 | 0 | 0 | 0 | 0 | 0 | 0 | 0 | 0 | 0 | 0 | 0 | 0 | 0 | 0 | 0 | 0 | 0 |  | 1 | 1 | 1 | 1 | 1 | 1 | 1 | 1 | 1 | 0
PG&E GBA | Stone | 115 | 0 | 0 | 0 | 0 | 0 | 0 | 0 | 0 | 0 | 0 | 0 | 0 | 0 | 0 | 0 | 0 | 0 | 0 | 0 | 0 |  | 0 | 0 | 0 | 0 | 0 | 0 | 0 | 0 | 0 | 0 | 0 | 0 | 0 | 0 | 0 | 0 | 0 | 0 | 0 | 0 | 0 | 0 | 0 | 0 | 0 | 0 | 0 | 0 | 0 | 0 | 0 | 0 | 0 | 0 | 0 | 0 |  | 0 | 0 | 0 | 0 | 0 | 0 | 0 | 0 | 0 | 0 | 0 | 0 | 1.98 | 0 | 0 | 0 | 0 | 1 | 0 | 0 | 0 | 0 | 0 | 0 | 0 | 0 | 0 | 0 | 0 | 0 | 0 | 0 | 0 | 0 | 0 | 0 |  | 0 | 0 | 0 | 0 | 0 | 0 | 0 | 0 | 0 | 0 | 0 | 0 | 1.98 | 0 | 0 | 0 | 0 | 1 | 0 | 0 | 0 | 0 | 0 | 0 | 0 | 0 | 0 | 0 | 0 | 0 | 0 | 0 | 0 | 0 | 0 | 0 |  | 0 | 0 | 0 | 0 | 0 | 0 | 0 | 0 | 0 | 0 | 0 | 0 | 1.98 | 0 | 0 | 0 | 0 | 1 | 0 | 0 | 0 | 0 | 0 | 0 | 0 | 0 | 0 | 0 | 0 | 0 | 0 | 0 | 0 | 0 | 0 | 0 |  | 1 | 1 | 1 | 1 | 1 | 1 | 1 | 1 | 1 | 0
PG&E FRESNO | Storey | 230 | 0 | 0 | 0 | 0 | 0 | 0 | 0 | 0 | 0 | 0 | 0 | 0 | 0 | 0 | 0 | 0 | 0 | 0 | 0 | 0 |  | 0 | 0 | 0 | 0 | 0 | 0 | 0 | 0 | 0 | 0 | 0 | 0 | 0 | 0 | 0 | 0 | 0 | 0 | 0 | 0 | 0 | 0 | 0 | 0 | 0 | 0 | 0 | 0 | 0 | 0 | 0 | 0 | 0 | 0 | 0 | 0 |  | 0 | 0 | 0 | 0 | 0 | 0 | 0 | 0 | 0 | 0 | 0 | 0 | 1.5 | 0 | 0 | 0 | 0 | 1 | 0 | 0 | 0 | 0 | 0 | 0 | 0 | 0 | 0 | 0 | 0 | 0 | 0 | 0 | 0 | 0 | 0 | 0 |  | 0 | 0 | 0 | 0 | 0 | 0 | 0 | 0 | 0 | 0 | 0 | 0 | 1.5 | 0 | 0 | 0 | 0 | 1 | 0 | 0 | 0 | 0 | 0 | 0 | 0 | 0 | 0 | 0 | 0 | 0 | 0 | 0 | 0 | 0 | 0 | 0 |  | 0 | 0 | 0 | 0 | 0 | 0 | 0 | 0 | 0 | 0 | 0 | 0 | 1.5 | 0 | 0 | 0 | 0 | 1 | 0 | 0 | 0 | 0 | 0 | 0 | 0 | 0 | 0 | 0 | 0 | 0 | 0 | 0 | 0 | 0 | 0 | 0 |  | 1 | 1 | 1 | 1 | 1 | 1 | 1 | 1 | 1 | 0
PG&E NGBA | Summit | 115 | 0 | 0 | 0 | 0 | 0 | 0 | 0 | 0 | 0 | 0 | 0 | 0 | 0 | 0 | 0 | 0 | 0 | 0 | 0 | 0 |  | 0 | 0 | 0 | 0 | 0 | 0 | 0 | 0 | 0 | 0 | 0 | 0 | 0 | 0 | 0 | 0 | 0 | 0 | 0 | 0 | 0 | 0 | 0 | 0 | 0 | 0 | 0 | 0 | 0 | 0 | 0 | 0 | 0 | 0 | 0 | 0 |  | 0 | 0 | 0 | 0 | 0 | 0 | 0 | 0 | 0 | 0 | 0 | 0 | 0 | 0 | 0 | 0 | 0 | 0 | 0 | 0 | 0 | 0 | 0 | 0 | 0 | 0 | 0 | 0 | 0 | 0 | 0 | 0 | 0 | 0 | 0 | 0 |  | 0 | 0 | 0 | 0 | 0 | 0 | 0 | 0 | 0 | 0 | 0 | 0 | 0 | 0 | 0 | 0 | 0 | 0 | 0 | 0 | 0 | 0 | 0 | 0 | 0 | 0 | 0 | 0 | 0 | 0 | 0 | 0 | 0 | 0 | 0 | 0 |  | 0 | 0 | 0 | 0 | 0 | 0 | 0 | 0 | 0 | 0 | 0 | 0 | 0 | 0 | 0 | 0 | 0 | 0 | 0 | 0 | 0 | 0 | 0 | 0 | 0 | 0 | 0 | 0 | 0 | 0 | 0 | 0 | 0 | 0 | 0 | 0 |  | 1 | 1 | 1 | 1 | 1 | 1 | 1 | 1 | 1 | 0
SDGE | Suncrest | 230 | 0 | 0 | 0 | 0 | 0 | 0 | 0 | 0 | 0 | 0 | 0 | 0 | 0 | 0 | 0 | 0 | 0 | 0 | 0 | 0 |  | 0 | 0 | 0 | 0 | 0 | 0 | 0 | 0 | 0 | 0 | 0 | 0 | 0 | 0 | 0 | 0 | 0 | 0 | 0 | 0 | 0 | 0 | 0 | 0 | 0 | 0 | 0 | 0 | 0 | 0 | 0 | 0 | 0 | 0 | 0 | 0 |  | 0 | 0 | 0 | 0 | 0 | 0 | 0 | 0 | 0 | 0 | 0 | 0 | 0 | 0 | 0 | 0 | 0 | 0 | 0 | 0 | 0 | 0 | 0 | 0 | 0 | 0 | 0 | 0 | 0 | 0 | 0 | 0 | 0 | 0 | 0 | 0 |  | 0 | 0 | 0 | 0 | 0 | 0 | 0 | 0 | 0 | 0 | 0 | 0 | 0 | 0 | 312.96 | 0 | 0 | 1 | 0 | 0 | 0 | 0 | 0 | 0 | 0 | 0 | 0 | 0 | 0 | 0 | 0 | 0 | -2 | 0 | 0 | 1 |  | 0 | 0 | 0 | 0 | 0 | 0 | 0 | 0 | 0 | 0 | 0 | 0 | 0 | 0 | 312.96 | 0 | 0 | 1 | 0 | 0 | 0 | 0 | 0 | 0 | 0 | 0 | 0 | 0 | 0 | 0 | 0 | 0 | -1 | 0 | 0 | 1 |  | 1 | 1 | 1 | 1 | 1 | 1 | 1 | 2+ | 1 | 1
SDGE | Suncrest | 500 | 0 | 0 | 0 | 0 | 0 | 0 | 0 | 0 | 0 | 0 | 0 | 0 | 0 | 0 | 0 | 0 | 0 | 0 | 0 | 0 |  | 0 | 0 | 0 | 0 | 0 | 0 | 0 | 0 | 0 | 0 | 0 | 0 | 0 | 0 | 0 | 0 | 0 | 0 | 0 | 0 | 0 | 0 | 0 | 0 | 0 | 0 | 0 | 0 | 0 | 0 | 0 | 0 | 0 | 0 | 0 | 0 |  | 0 | 0 | 0 | 0 | 0 | 0 | 0 | 0 | 0 | 0 | 0 | 0 | 0 | 0 | 0 | 0 | 0 | 0 | 0 | 0 | 0 | 0 | 0 | 0 | 0 | 0 | 0 | 0 | 0 | 0 | 0 | 0 | 0 | 0 | 0 | 0 |  | 0 | 0 | 0 | 0 | 0 | 0 | 0 | 0 | 0 | 0 | 0 | 0 | 0 | 0 | 0 | 0 | 0 | 0 | 0 | 0 | 0 | 0 | 0 | 0 | 0 | 0 | 0 | 0 | 0 | 0 | 0 | 0 | 0 | 0 | 0 | 0 |  | 0 | 0 | 0 | 0 | 0 | 0 | 0 | 0 | 0 | 0 | 0 | 0 | 0 | 0 | 0 | 0 | 0 | 0 | 0 | 0 | 0 | 0 | 0 | 0 | 0 | 0 | 0 | 0 | 0 | 0 | 0 | 0 | 0 | 0 | 0 | 0 |  | 1 | 1 | 1 | 1 | 1 | 1 | 1 | 1 | 1 | 0
PG&E KERN | Sunrise | 230 | 0 | 0 | 0 | 0 | 0 | 0 | 0 | 0 | 0 | 0 | 0 | 0 | 0 | 0 | 0 | 0 | 0 | 0 | 0 | 0 |  | 0 | 0 | 0 | 0 | 0 | 0 | 0 | 0 | 0 | 0 | 0 | 0 | 0 | 0 | 0 | 0 | 0 | 0 | 0 | 0 | 0 | 0 | 0 | 0 | 0 | 0 | 0 | 0 | 0 | 0 | 0 | 0 | 0 | 0 | 0 | 0 |  | 0 | 0 | 0 | 0 | 0 | 0 | 0 | 0 | 0 | 0 | 0 | 0 | 0 | 0 | 0 | 0 | 0 | 0 | 0 | 0 | 0 | 0 | 0 | 0 | 0 | 0 | 0 | 0 | 0 | 0 | 0 | 0 | 0 | 0 | 0 | 0 |  | 0 | 0 | 0 | 0 | 0 | 0 | 0 | 0 | 0 | 0 | 0 | 0 | 0 | 0 | 0 | 0 | 0 | 0 | 0 | 0 | 0 | 0 | 0 | 0 | 0 | 0 | 0 | 0 | 0 | 0 | 0 | 0 | 0 | 0 | 0 | 0 |  | 0 | 0 | 0 | 0 | 0 | 0 | 0 | 0 | 0 | 0 | 0 | 0 | 0 | 0 | 0 | 0 | 0 | 0 | 0 | 0 | 0 | 0 | 0 | 0 | 0 | 0 | 0 | 0 | 0 | 0 | 0 | 0 | 0 | 0 | 0 | 0 |  | 1 | 1 | 1 | 1 | 1 | 1 | 1 | 1 | 1 | 0
PG&E KERN | Sunset | 230 | 0 | 0 | 0 | 0 | 0 | 0 | 0 | 0 | 0 | 0 | 0 | 0 | 0 | 0 | 0 | 0 | 0 | 0 | 0 | 0 |  | 0 | 0 | 0 | 0 | 0 | 0 | 0 | 0 | 0 | 0 | 0 | 0 | 0 | 0 | 0 | 0 | 0 | 0 | 0 | 0 | 0 | 0 | 0 | 0 | 0 | 0 | 0 | 0 | 0 | 0 | 0 | 0 | 0 | 0 | 0 | 0 |  | 0 | 0 | 0 | 0 | 0 | 0 | 0 | 0 | 0 | 0 | 0 | 0 | 0 | 0 | 0 | 0 | 0 | 0 | 0 | 0 | 0 | 0 | 0 | 0 | 0 | 0 | 0 | 0 | 0 | 0 | 0 | 0 | 0 | 0 | 0 | 0 |  | 0 | 0 | 0 | 0 | 0 | 0 | 0 | 0 | 0 | 0 | 0 | 0 | 0 | 0 | 0 | 0 | 0 | 0 | 0 | 0 | 0 | 0 | 0 | 0 | 0 | 0 | 0 | 0 | 0 | 0 | 0 | 0 | 0 | 0 | 0 | 0 |  | 0 | 0 | 0 | 0 | 0 | 0 | 0 | 0 | 0 | 0 | 0 | 0 | 0 | 0 | 0 | 0 | 0 | 0 | 0 | 0 | 0 | 0 | 0 | 0 | 0 | 0 | 0 | 0 | 0 | 0 | 0 | 0 | 0 | 0 | 0 | 0 |  | 1 | 1 | 1 | 1 | 1 | 1 | 1 | 1 | 1 | 0
PG&E GBA | Swift | 115 | 0 | 0 | 0 | 0 | 0 | 0 | 0 | 0 | 0 | 0 | 0 | 0 | 0 | 0 | 0 | 0 | 0 | 0 | 0 | 0 |  | 0 | 0 | 0 | 0 | 0 | 0 | 0 | 0 | 0 | 0 | 0 | 0 | 0 | 0 | 0 | 0 | 0 | 0 | 0 | 0 | 0 | 0 | 0 | 0 | 0 | 0 | 0 | 0 | 0 | 0 | 0 | 0 | 0 | 0 | 0 | 0 |  | 0 | 0 | 0 | 0 | 0 | 0 | 0 | 0 | 0 | 0 | 0 | 0 | 0 | 0 | 0 | 0 | 0 | 0 | 0 | 0 | 0 | 0 | 0 | 0 | 0 | 0 | 0 | 0 | 0 | 0 | 0 | 0 | 0 | 0 | 0 | 0 |  | 0 | 0 | 0 | 0 | 0 | 0 | 0 | 0 | 0 | 0 | 0 | 0 | 0 | 0 | 0 | 0 | 0 | 0 | 0 | 0 | 0 | 0 | 0 | 0 | 0 | 0 | 0 | 0 | 0 | 0 | 0 | 0 | 0 | 0 | 0 | 0 |  | 0 | 0 | 0 | 0 | 0 | 0 | 0 | 0 | 0 | 0 | 0 | 0 | 0 | 0 | 0 | 0 | 0 | 0 | 0 | 0 | 0 | 0 | 0 | 0 | 0 | 0 | 0 | 0 | 0 | 0 | 0 | 0 | 0 | 0 | 0 | 0 |  | 1 | 1 | 1 | 1 | 1 | 1 | 1 | 1 | 1 | 0
SDGE | Sycamore Canyon | 138 | 0 | 0 | 0 | 0 | 0 | 0 | 0 | 0 | 0 | 0 | 0 | 0 | 0 | 0 | 0 | 0 | 0 | 0 | 0 | 0 |  | 0 | 0 | 0 | 0 | 0 | 0 | 0 | 0 | 0 | 0 | 0 | 0 | 0 | 0 | 0 | 0 | 0 | 0 | 0 | 0 | 0 | 0 | 0 | 0 | 0 | 0 | 0 | 0 | 0 | 0 | 0 | 0 | 0 | 0 | 0 | 0 |  | 0 | 0 | 0 | 0 | 0 | 0 | 0 | 0 | 0 | 0 | 0 | 0 | 0 | 0 | 0 | 0 | 0 | 0 | 0 | 0 | 0 | 0 | 0 | 0 | 0 | 0 | 0 | 0 | 0 | 0 | 0 | 0 | 0 | 0 | 0 | 0 |  | 0 | 0 | 0 | 0 | 0 | 0 | 0 | 0 | 0 | 0 | 0 | 0 | 0 | 0 | 0 | 0 | 0 | 0 | 0 | 0 | 0 | 0 | 0 | 0 | 0 | 0 | 0 | 0 | 0 | 0 | 0 | 0 | 0 | 0 | 0 | 0 |  | 0 | 0 | 0 | 0 | 0 | 0 | 0 | 0 | 0 | 0 | 0 | 0 | 0 | 0 | 0 | 0 | 0 | 0 | 0 | 0 | 0 | 0 | 0 | 0 | 0 | 0 | 0 | 0 | 0 | 0 | 0 | 0 | 0 | 0 | 0 | 0 |  | 1 | 1 | 1 | 1 | 1 | 1 | 1 | 1 | 1 | 0
SDGE | Sycamore Canyon | 230 | 0 | 0 | 0 | 0 | 0 | 0 | 0 | 0 | 0 | 0 | 0 | 0 | 0 | 0 | 0 | 0 | 0 | 0 | 500 | 1 |  | 0 | 0 | 0 | 0 | 0 | 0 | 0 | 0 | 0 | 0 | 0 | 0 | 0 | 0 | 0 | 0 | 0 | 0 | 0 | 0 | 0 | 0 | 0 | 0 | 0 | 0 | 0 | 0 | 0 | 0 | 0 | 0 | 0 | 2 | 2 | 1 |  | 0 | 0 | 0 | 0 | 0 | 0 | 0 | 0 | 0 | 0 | 0 | 0 | 0 | 0 | 0 | 0 | 0 | 0 | 0 | 0 | 0 | 0 | 0 | 0 | 0 | 0 | 0 | 0 | 0 | 0 | 0 | 0 | 0 | 2 | 2 | 1 |  | 0 | 0 | 0 | 0 | 0 | 0 | 0 | 0 | 0 | 0 | 0 | 0 | 0 | 0 | 0 | 0 | 0 | 0 | 0 | 0 | 0 | 0 | 0 | 0 | 0 | 0 | 0 | 0 | 0 | 0 | 0 | 0 | 0 | 2 | 2 | 1 |  | 0 | 0 | 0 | 0 | 0 | 0 | 0 | 0 | 0 | 0 | 0 | 0 | 0 | 0 | 0 | 0 | 500 | 1 | 0 | 0 | 0 | 0 | 0 | 0 | 0 | 0 | 0 | 0 | 0 | 0 | 0 | 0 | 0 | 2 | 0 | 1 |  | 1 | 1 | 1 | 1 | 1 | 1 | 1 | 1 | 3- | 1
SDGE | Sycamore Canyon | 69 | 0 | 0 | 0 | 0 | 0 | 0 | 0 | 0 | 0 | 0 | 0 | 0 | 0 | 0 | 0 | 0 | 0 | 0 | 0 | 0 |  | 0 | 0 | 0 | 0 | 0 | 0 | 0 | 0 | 0 | 0 | 0 | 0 | 0 | 0 | 0 | 0 | 0 | 0 | 0 | 0 | 0 | 0 | 0 | 0 | 0 | 0 | 0 | 0 | 0 | 0 | 0 | 0 | 0 | 0 | 0 | 0 |  | 0 | 0 | 0 | 0 | 0 | 0 | 0 | 0 | 0 | 0 | 0 | 0 | 0 | 0 | 0 | 0 | 0 | 0 | 0 | 0 | 0 | 0 | 0 | 0 | 0 | 0 | 0 | 0 | 0 | 0 | 0 | 0 | 0 | 0 | 0 | 0 |  | 0 | 0 | 0 | 0 | 0 | 0 | 0 | 0 | 0 | 0 | 0 | 0 | 0 | 0 | 0 | 0 | 0 | 0 | 0 | 0 | 0 | 0 | 0 | 0 | 0 | 0 | 0 | 0 | 0 | 0 | 0 | 0 | 0 | 0 | 0 | 0 |  | 0 | 0 | 0 | 0 | 0 | 0 | 0 | 0 | 0 | 0 | 0 | 0 | 0 | 0 | 0 | 0 | 0 | 0 | 0 | 0 | 0 | 0 | 0 | 0 | 0 | 0 | 0 | 0 | 0 | 0 | 0 | 0 | 0 | 0 | 0 | 0 |  | 1 | 1 | 1 | 1 | 1 | 1 | 1 | 1 | 1 | 0
SCE Northern | Sylmar | 230 | 0 | 0 | 0 | 0 | 0 | 0 | 0 | 0 | 0 | 0 | 0 | 0 | 0 | 0 | 0 | 0 | 0 | 0 | 0 | 0 |  | 0 | 0 | 0 | 0 | 0 | 0 | 0 | 0 | 0 | 0 | 0 | 0 | 0 | 0 | 0 | 0 | 0 | 0 | 0 | 0 | 0 | 0 | 0 | 0 | 0 | 0 | 0 | 0 | 0 | 0 | 0 | 0 | 0 | 0 | 0 | 0 |  | 0 | 0 | 0 | 0 | 0 | 0 | 0 | 0 | 0 | 0 | 0 | 0 | 0 | 0 | 0 | 0 | 0 | 0 | 0 | 0 | 0 | 0 | 0 | 0 | 0 | 0 | 0 | 0 | 0 | 0 | 0 | 0 | 0 | 0 | 0 | 0 |  | 0 | 0 | 0 | 0 | 0 | 0 | 0 | 0 | 0 | 0 | 0 | 0 | 0 | 0 | 0 | 0 | 0 | 0 | 0 | 0 | 0 | 0 | 0 | 0 | 0 | 0 | 0 | 0 | 0 | 0 | 0 | 0 | 0 | 0 | 0 | 0 |  | 0 | 0 | 0 | 0 | 0 | 0 | 0 | 0 | 0 | 0 | 0 | 0 | 0 | 0 | 0 | 0 | 0 | 0 | 0 | 0 | 0 | 0 | 0 | 0 | 0 | 0 | 0 | 0 | 0 | 0 | 0 | 0 | 0 | 0 | 0 | 0 |  | 1 | 1 | 1 | 1 | 1 | 1 | 1 | 1 | 1 | 0
PG&E NGBA | Table Mountain | 115 | 0 | 0 | 0 | 0 | 0 | 0 | 0 | 0 | 0 | 0 | 0 | 0 | 0 | 0 | 0 | 0 | 0 | 0 | 0 | 0 |  | 0 | 0 | 0 | 0 | 0 | 0 | 0 | 0 | 0 | 0 | 0 | 0 | 0 | 0 | 0 | 0 | 0 | 0 | 0 | 0 | 0 | 0 | 0 | 0 | 0 | 0 | 0 | 0 | 0 | 0 | 0 | 0 | 0 | 0 | 0 | 0 |  | 0 | 0 | 0 | 0 | 0 | 0 | 0 | 0 | 0 | 0 | 0 | 0 | 0 | 0 | 0 | 0 | 0 | 0 | 0 | 0 | 0 | 0 | 0 | 0 | 0 | 0 | 0 | 0 | 0 | 0 | 0 | 0 | 0 | 0 | 0 | 0 |  | 0 | 0 | 0 | 0 | 0 | 0 | 0 | 0 | 0 | 0 | 0 | 0 | 0 | 0 | 0 | 0 | 0 | 0 | 0 | 0 | 0 | 0 | 0 | 0 | 0 | 0 | 0 | 0 | 0 | 0 | 0 | 0 | 0 | 0 | 0 | 0 |  | 0 | 0 | 0 | 0 | 0 | 0 | 0 | 0 | 0 | 0 | 0 | 0 | 0 | 0 | 0 | 0 | 0 | 0 | 0 | 0 | 0 | 0 | 0 | 0 | 0 | 0 | 0 | 0 | 0 | 0 | 0 | 0 | 0 | 0 | 0 | 0 |  | 1 | 1 | 1 | 1 | 1 | 1 | 1 | 1 | 1 | 0
PG&E NGBA | Table Mountain | 230 | 0 | 0 | 0 | 0 | 0 | 0 | 0 | 0 | 0 | 0 | 0 | 0 | 0 | 0 | 0 | 0 | 0 | 0 | 0 | 0 |  | 0 | 0 | 0 | 0 | 0 | 0 | 0 | 0 | 0 | 0 | 0 | 0 | 0 | 0 | 0 | 0 | 0 | 0 | 0 | 0 | 0 | 0 | 0 | 0 | 0 | 0 | 0 | 0 | 0 | 0 | 0 | 0 | 0 | 0 | 0 | 0 |  | 0 | 0 | 0 | 0 | 0 | 0 | 0 | 0 | 0 | 0 | 0 | 0 | 0 | 0 | 0 | 0 | 0 | 0 | 0 | 0 | 0 | 0 | 0 | 0 | 0 | 0 | 0 | 0 | 0 | 0 | 0 | 0 | 0 | 0 | 0 | 0 |  | 0 | 0 | 0 | 0 | 0 | 0 | 0 | 0 | 0 | 0 | 0 | 0 | 0 | 0 | 0 | 0 | 0 | 0 | 0 | 0 | 0 | 0 | 0 | 0 | 0 | 0 | 0 | 0 | 0 | 0 | 0 | 0 | 0 | 0 | 0 | 0 |  | 0 | 0 | 0 | 0 | 0 | 0 | 0 | 0 | 0 | 0 | 0 | 0 | 0 | 0 | 0 | 0 | 0 | 0 | 0 | 0 | 0 | 0 | 0 | 0 | 0 | 0 | 0 | 0 | 0 | 0 | 0 | 0 | 0 | 0 | 0 | 0 |  | 1 | 1 | 1 | 1 | 1 | 1 | 1 | 1 | 1 | 0
PG&E NGBA | Table Mountain | 500 | 0 | 0 | 0 | 0 | 0 | 0 | 0 | 0 | 0 | 0 | 0 | 0 | 0 | 0 | 0 | 0 | 0 | 0 | 0 | 0 |  | 0 | 0 | 0 | 0 | 0 | 0 | 0 | 0 | 0 | 0 | 0 | 0 | 0 | 0 | 0 | 0 | 0 | 0 | 0 | 0 | 0 | 0 | 0 | 0 | 0 | 0 | 0 | 0 | 0 | 0 | 0 | 0 | 0 | 0 | 0 | 0 |  | 0 | 0 | 0 | 0 | 0 | 0 | 0 | 0 | 0 | 0 | 0 | 0 | 0 | 0 | 0 | 0 | 0 | 0 | 0 | 0 | 0 | 0 | 0 | 0 | 0 | 0 | 0 | 0 | 0 | 0 | 0 | 0 | 0 | 0 | 0 | 0 |  | 0 | 0 | 0 | 0 | 0 | 0 | 0 | 0 | 0 | 0 | 0 | 0 | 0 | 0 | 0 | 0 | 0 | 0 | 0 | 0 | 0 | 0 | 0 | 0 | 0 | 0 | 0 | 0 | 0 | 0 | 0 | 0 | 0 | 0 | 0 | 0 |  | 0 | 0 | 0 | 0 | 0 | 0 | 0 | 0 | 0 | 0 | 0 | 0 | 0 | 0 | 0 | 0 | 0 | 0 | 0 | 0 | 0 | 0 | 0 | 0 | 0 | 0 | 0 | 0 | 0 | 0 | 0 | 0 | 0 | 0 | 0 | 0 |  | 1 | 1 | 1 | 1 | 1 | 1 | 1 | 1 | 1 | 0
PG&E NGBA | Table Mountain | 60 | 0 | 0 | 0 | 0 | 0 | 0 | 0 | 0 | 0 | 0 | 0 | 0 | 0 | 0 | 0 | 0 | 0 | 0 | 0 | 0 |  | 0 | 0 | 0 | 0 | 0 | 0 | 0 | 0 | 0 | 0 | 0 | 0 | 0 | 0 | 0 | 0 | 0 | 0 | 0 | 0 | 0 | 0 | 0 | 0 | 0 | 0 | 0 | 0 | 0 | 0 | 0 | 0 | 0 | 0 | 0 | 0 |  | 0 | 0 | 0 | 0 | 0 | 0 | 0 | 0 | 0 | 0 | 0 | 0 | 0 | 0 | 0 | 0 | 0 | 0 | 0 | 0 | 0 | 0 | 0 | 0 | 0 | 0 | 0 | 0 | 0 | 0 | 0 | 0 | 0 | 0 | 0 | 0 |  | 0 | 0 | 0 | 0 | 0 | 0 | 0 | 0 | 0 | 0 | 0 | 0 | 0 | 0 | 0 | 0 | 0 | 0 | 0 | 0 | 0 | 0 | 0 | 0 | 0 | 0 | 0 | 0 | 0 | 0 | 0 | 0 | 0 | 0 | 0 | 0 |  | 0 | 0 | 0 | 0 | 0 | 0 | 0 | 0 | 0 | 0 | 0 | 0 | 0 | 0 | 0 | 0 | 0 | 0 | 0 | 0 | 0 | 0 | 0 | 0 | 0 | 0 | 0 | 0 | 0 | 0 | 0 | 0 | 0 | 0 | 0 | 0 |  | 1 | 1 | 1 | 1 | 1 | 1 | 1 | 1 | 1 | 0
PG&E KERN | Taft | 115 | 0 | 0 | 0 | 0 | 0 | 0 | 0 | 0 | 0 | 0 | 0 | 0 | 0 | 0 | 0 | 0 | 0 | 0 | 0 | 0 |  | 0 | 0 | 0 | 0 | 0 | 0 | 0 | 0 | 0 | 0 | 0 | 0 | 0 | 0 | 0 | 0 | 0 | 0 | 0 | 0 | 0 | 0 | 0 | 0 | 0 | 0 | 0 | 0 | 0 | 0 | 0 | 0 | 0 | 0 | 0 | 0 |  | 0 | 0 | 0 | 0 | 0 | 0 | 0 | 0 | 0 | 0 | 0 | 0 | 25.3348 | 0 | 0 | 0 | 0 | 1 | 0 | 0 | 0 | 0 | 0 | 0 | 0 | 0 | 0 | 0 | 0 | 0 | -2 | 0 | 0 | 0 | 0 | 1 |  | 0 | 0 | 0 | 0 | 0 | 0 | 0 | 0 | 0 | 0 | 0 | 0 | 25.3348 | 0 | 0 | 0 | 0 | 1 | 0 | 0 | 0 | 0 | 0 | 0 | 0 | 0 | 0 | 0 | 0 | 0 | -2 | 0 | 0 | 0 | 0 | 1 |  | 0 | 0 | 0 | 0 | 0 | 0 | 0 | 0 | 0 | 0 | 0 | 0 | 25.3348 | 0 | 0 | 0 | 0 | 1 | 0 | 0 | 0 | 0 | 0 | 0 | 0 | 0 | 0 | 0 | 0 | 0 | -2 | 0 | 0 | 0 | 0 | 1 |  | 1 | 1 | 1 | 1 | 1 | 1 | 4+ | 1 | 1 | 1
SDGE | Talega | 138 | 0 | 0 | 0 | 0 | 0 | 0 | 0 | 0 | 0 | 0 | 0 | 0 | 0 | 0 | 0 | 0 | 0 | 0 | 0 | 0 |  | 0 | 0 | 0 | 0 | 0 | 0 | 0 | 0 | 0 | 0 | 0 | 0 | 0 | 100 | 200 | 0 | 0 | 1 | 0 | 0 | 0 | 0 | 0 | 0 | 0 | 0 | 0 | 0 | 0 | 0 | 0 | -2 | -2 | 0 | 0 | 1 |  | 0 | 0 | 0 | 0 | 0 | 0 | 0 | 0 | 0 | 0 | 0 | 0 | 0 | 100 | 200 | 0 | 0 | 1 | 0 | 0 | 0 | 0 | 0 | 0 | 0 | 0 | 0 | 0 | 0 | 0 | 0 | -2 | -2 | 0 | 0 | 1 |  | 0 | 0 | 0 | 0 | 0 | 0 | 0 | 0 | 0 | 0 | 0 | 0 | 0 | 100 | 200 | 0 | 0 | 1 | 0 | 0 | 0 | 0 | 0 | 0 | 0 | 0 | 0 | 0 | 0 | 0 | 0 | -2 | -2 | 0 | 0 | 1 |  | 0 | 0 | 0 | 0 | 0 | 0 | 0 | 102.91 | 0 | 0 | 0 | 0 | 0 | 100 | 302.91 | 0 | 0 | 1 | 0 | 0 | 0 | 0 | 0 | 0 | 0 | -2 | 0 | 0 | 0 | 0 | 0 | -2 | -2 | 0 | 0 | 1 |  | 1 | 1 | 1 | 1+ | 1 | 1 | 1 | 4+ | 1 | 1
SDGE | Talega | 230 | 0 | 0 | 0 | 0 | 0 | 0 | 0 | 0 | 0 | 0 | 0 | 0 | 0 | 0 | 0 | 0 | 0 | 0 | 0 | 0 |  | 0 | 0 | 0 | 0 | 0 | 0 | 0 | 0 | 0 | 0 | 0 | 0 | 0 | 0 | 0 | 0 | 0 | 0 | 0 | 0 | 0 | 0 | 0 | 0 | 0 | 0 | 0 | 0 | 0 | 0 | 0 | 0 | 0 | 0 | 0 | 0 |  | 0 | 0 | 0 | 0 | 0 | 0 | 0 | 0 | 0 | 0 | 0 | 0 | 0 | 0 | 0 | 0 | 0 | 0 | 0 | 0 | 0 | 0 | 0 | 0 | 0 | 0 | 0 | 0 | 0 | 0 | 0 | 0 | 0 | 0 | 0 | 0 |  | 0 | 0 | 0 | 0 | 0 | 0 | 0 | 0 | 0 | 0 | 0 | 0 | 0 | 0 | 0 | 0 | 0 | 0 | 0 | 0 | 0 | 0 | 0 | 0 | 0 | 0 | 0 | 0 | 0 | 0 | 0 | 0 | 0 | 0 | 0 | 0 |  | 0 | 0 | 0 | 0 | 0 | 0 | 0 | 0 | 0 | 0 | 0 | 0 | 0 | 0 | 0 | 0 | 0 | 0 | 0 | 0 | 0 | 0 | 0 | 0 | 0 | 0 | 0 | 0 | 0 | 0 | 0 | 0 | 0 | 0 | 0 | 0 |  | 1 | 1 | 1 | 1 | 1 | 1 | 1 | 1 | 1 | 0
PG&E GBA | Tassajara | 230 | 0 | 0 | 0 | 0 | 0 | 0 | 0 | 0 | 0 | 0 | 0 | 0 | 0 | 0 | 0 | 0 | 0 | 0 | 0 | 0 |  | 0 | 0 | 0 | 0 | 0 | 0 | 0 | 0 | 0 | 0 | 0 | 0 | 0 | 0 | 0 | 0 | 0 | 0 | 0 | 0 | 0 | 0 | 0 | 0 | 0 | 0 | 0 | 0 | 0 | 0 | 0 | 0 | 0 | 0 | 0 | 0 |  | 0 | 0 | 0 | 0 | 0 | 0 | 0 | 0 | 0 | 0 | 0 | 0 | 0 | 0 | 0 | 0 | 0 | 0 | 0 | 0 | 0 | 0 | 0 | 0 | 0 | 0 | 0 | 0 | 0 | 0 | 0 | 0 | 0 | 0 | 0 | 0 |  | 0 | 0 | 0 | 0 | 0 | 0 | 0 | 0 | 0 | 0 | 0 | 0 | 0 | 0 | 0 | 0 | 0 | 0 | 0 | 0 | 0 | 0 | 0 | 0 | 0 | 0 | 0 | 0 | 0 | 0 | 0 | 0 | 0 | 0 | 0 | 0 |  | 0 | 0 | 0 | 0 | 0 | 0 | 0 | 0 | 0 | 0 | 0 | 0 | 0 | 0 | 0 | 0 | 0 | 0 | 0 | 0 | 0 | 0 | 0 | 0 | 0 | 0 | 0 | 0 | 0 | 0 | 0 | 0 | 0 | 0 | 0 | 0 |  | 1 | 1 | 1 | 1 | 1 | 1 | 1 | 1 | 1 | 0
PG&E KERN | Tejon | 70 | 0 | 0 | 0 | 0 | 0 | 0 | 0 | 0 | 0 | 0 | 0 | 0 | 0 | 0 | 0 | 0 | 0 | 0 | 0 | 0 |  | 0 | 0 | 0 | 0 | 0 | 0 | 0 | 0 | 0 | 0 | 0 | 0 | 0 | 0 | 0 | 0 | 0 | 0 | 0 | 0 | 0 | 0 | 0 | 0 | 0 | 0 | 0 | 0 | 0 | 0 | 0 | 0 | 0 | 0 | 0 | 0 |  | 0 | 0 | 0 | 0 | 0 | 0 | 0 | 0 | 0 | 0 | 0 | 0 | 13.8275 | 0 | 1.1875 | 0 | 0 | 1 | 0 | 0 | 0 | 0 | 0 | 0 | 0 | 0 | 0 | 0 | 0 | 0 | -2 | 0 | 0 | 0 | 0 | 1 |  | 0 | 0 | 0 | 0 | 0 | 0 | 0 | 0 | 0 | 0 | 0 | 0 | 13.8275 | 0 | 1.1875 | 0 | 0 | 1 | 0 | 0 | 0 | 0 | 0 | 0 | 0 | 0 | 0 | 0 | 0 | 0 | -2 | 0 | 0 | 0 | 0 | 1 |  | 0 | 0 | 0 | 0 | 0 | 0 | 0 | 0 | 0 | 0 | 0 | 0 | 15.8275 | 0 | 1.1875 | 0 | 0 | 1 | 0 | 0 | 0 | 0 | 0 | 0 | 0 | 0 | 0 | 0 | 0 | 0 | -2 | 0 | 0 | 0 | 0 | 1 |  | 1 | 1 | 1 | 1 | 1 | 1 | 4+ | 1 | 1 | 1
SDGE | Telegraph Canyon | 138 | 0 | 0 | 0 | 0 | 0 | 0 | 0 | 0 | 0 | 0 | 0 | 0 | 0 | 0 | 0 | 0 | 0 | 0 | 0 | 0 |  | 0 | 0 | 0 | 0 | 0 | 0 | 0 | 0 | 0 | 0 | 0 | 0 | 0 | 0 | 0 | 0 | 0 | 0 | 0 | 0 | 0 | 0 | 0 | 0 | 0 | 0 | 0 | 0 | 0 | 0 | 0 | 0 | 0 | 0 | 0 | 0 |  | 0 | 0 | 0 | 0 | 0 | 0 | 0 | 0 | 0 | 0 | 0 | 0 | 0 | 0 | 0 | 0 | 0 | 0 | 0 | 0 | 0 | 0 | 0 | 0 | 0 | 0 | 0 | 0 | 0 | 0 | 0 | 0 | 0 | 0 | 0 | 0 |  | 0 | 0 | 0 | 0 | 0 | 0 | 0 | 0 | 0 | 0 | 0 | 0 | 0 | 0 | 0 | 0 | 0 | 0 | 0 | 0 | 0 | 0 | 0 | 0 | 0 | 0 | 0 | 0 | 0 | 0 | 0 | 0 | 0 | 0 | 0 | 0 |  | 0 | 0 | 0 | 0 | 0 | 0 | 0 | 0 | 0 | 0 | 0 | 0 | 0 | 0 | 0 | 0 | 0 | 0 | 0 | 0 | 0 | 0 | 0 | 0 | 0 | 0 | 0 | 0 | 0 | 0 | 0 | 0 | 0 | 0 | 0 | 0 |  | 1 | 1 | 1 | 1 | 1 | 1 | 1 | 1 | 1 | 0
PG&E KERN | Temblor | 115 | 0 | 0 | 0 | 0 | 0 | 0 | 0 | 0 | 0 | 0 | 0 | 0 | 0 | 0 | 0 | 0 | 0 | 0 | 0 | 0 |  | 0 | 0 | 0 | 0 | 0 | 0 | 0 | 0 | 0 | 0 | 0 | 0 | 0 | 0 | 0 | 0 | 0 | 0 | 0 | 0 | 0 | 0 | 0 | 0 | 0 | 0 | 0 | 0 | 0 | 0 | 0 | 0 | 0 | 0 | 0 | 0 |  | 0 | 0 | 0 | 0 | 0 | 0 | 0 | 0 | 0 | 0 | 0 | 0 | 0 | 0 | 20 | 0 | 0 | 1 | 0 | 0 | 0 | 0 | 0 | 0 | 0 | 0 | 0 | 0 | 0 | 0 | 0 | 0 | -2 | 0 | 0 | 1 |  | 0 | 0 | 0 | 0 | 0 | 0 | 0 | 0 | 0 | 0 | 0 | 0 | 0 | 0 | 20 | 0 | 0 | 1 | 0 | 0 | 0 | 0 | 0 | 0 | 0 | 0 | 0 | 0 | 0 | 0 | 0 | 0 | -2 | 0 | 0 | 1 |  | 0 | 0 | 0 | 0 | 0 | 0 | 0 | 0 | 0 | 0 | 0 | 0 | 3 | 0 | 20 | 0 | 0 | 1 | 0 | 0 | 0 | 0 | 0 | 0 | 0 | 0 | 0 | 0 | 0 | 0 | 0 | 0 | 0 | 0 | 0 | 0 |  | 1 | 1 | 1 | 1 | 1 | 1 | 1 | 4+ | 1 | 1
PG&E KERN | Templeton | 230 | 0 | 0 | 0 | 0 | 0 | 0 | 0 | 0 | 0 | 0 | 0 | 0 | 0 | 0 | 0 | 0 | 0 | 0 | 0 | 0 |  | 0 | 0 | 0 | 0 | 0 | 0 | 0 | 0 | 0 | 0 | 0 | 0 | 0 | 0 | 0 | 0 | 0 | 0 | 0 | 0 | 0 | 0 | 0 | 0 | 0 | 0 | 0 | 0 | 0 | 0 | 0 | 0 | 0 | 0 | 0 | 0 |  | 0 | 0 | 0 | 0 | 0 | 0 | 0 | 0 | 0 | 0 | 0 | 0 | 0 | 0 | 0.9 | 0 | 0 | 1 | 0 | 0 | 0 | 0 | 0 | 0 | 0 | 0 | 0 | 0 | 0 | 0 | 0 | 0 | 0 | 0 | 0 | 0 |  | 0 | 0 | 0 | 0 | 0 | 0 | 0 | 0 | 0 | 0 | 0 | 0 | 0 | 0 | 0.9 | 0 | 0 | 1 | 0 | 0 | 0 | 0 | 0 | 0 | 0 | 0 | 0 | 0 | 0 | 0 | 0 | 0 | 0 | 0 | 0 | 0 |  | 0 | 0 | 0 | 0 | 0 | 0 | 0 | 0 | 0 | 0 | 0 | 0 | 2.375 | 0 | 0.9 | 0 | 0 | 1 | 0 | 0 | 0 | 0 | 0 | 0 | 0 | 0 | 0 | 0 | 0 | 0 | 0 | 0 | 0 | 0 | 0 | 0 |  | 1 | 1 | 1 | 1 | 1 | 1 | 1 | 1 | 1 | 0
PG&E KERN | Templeton | 70 | 0 | 0 | 0 | 0 | 0 | 0 | 0 | 0 | 0 | 0 | 0 | 0 | 0 | 0 | 0 | 0 | 0 | 0 | 0 | 0 |  | 0 | 0 | 0 | 0 | 0 | 0 | 0 | 0 | 0 | 0 | 0 | 0 | 0 | 0 | 0 | 0 | 0 | 0 | 0 | 0 | 0 | 0 | 0 | 0 | 0 | 0 | 0 | 0 | 0 | 0 | 0 | 0 | 0 | 0 | 0 | 0 |  | 0 | 0 | 0 | 0 | 0 | 0 | 0 | 0 | 0 | 0 | 0 | 0 | 0 | 0 | 0 | 0 | 0 | 0 | 0 | 0 | 0 | 0 | 0 | 0 | 0 | 0 | 0 | 0 | 0 | 0 | 0 | 0 | 0 | 0 | 0 | 0 |  | 0 | 0 | 0 | 0 | 0 | 0 | 0 | 0 | 0 | 0 | 0 | 0 | 0 | 0 | 0 | 0 | 0 | 0 | 0 | 0 | 0 | 0 | 0 | 0 | 0 | 0 | 0 | 0 | 0 | 0 | 0 | 0 | 0 | 0 | 0 | 0 |  | 0 | 0 | 0 | 0 | 0 | 0 | 0 | 0 | 0 | 0 | 0 | 0 | 0 | 0 | 0 | 0 | 0 | 0 | 0 | 0 | 0 | 0 | 0 | 0 | 0 | 0 | 0 | 0 | 0 | 0 | 0 | 0 | 0 | 0 | 0 | 0 |  | 1 | 1 | 1 | 1 | 1 | 1 | 1 | 1 | 1 | 0
PG&E GBA | Tesla | 115 | 0 | 0 | 0 | 0 | 0 | 0 | 0 | 0 | 0 | 0 | 0 | 0 | 0 | 0 | 0 | 0 | 0 | 0 | 0 | 0 |  | 0 | 0 | 0 | 0 | 0 | 0 | 0 | 0 | 0 | 0 | 0 | 0 | 0 | 0 | 0 | 0 | 0 | 0 | 0 | 0 | 0 | 0 | 0 | 0 | 0 | 0 | 0 | 0 | 0 | 0 | 0 | 0 | 0 | 0 | 0 | 0 |  | 0 | 0 | 0 | 0 | 0 | 0 | 0 | 0 | 0 | 0 | 0 | 0 | 0 | 0 | 0 | 0 | 0 | 0 | 0 | 0 | 0 | 0 | 0 | 0 | 0 | 0 | 0 | 0 | 0 | 0 | 0 | 0 | 0 | 0 | 0 | 0 |  | 0 | 0 | 0 | 0 | 0 | 0 | 0 | 0 | 0 | 0 | 0 | 0 | 0 | 0 | 0 | 0 | 0 | 0 | 0 | 0 | 0 | 0 | 0 | 0 | 0 | 0 | 0 | 0 | 0 | 0 | 0 | 0 | 0 | 0 | 0 | 0 |  | 0 | 0 | 0 | 0 | 0 | 0 | 0 | 0 | 0 | 0 | 0 | 0 | 0 | 0 | 0 | 0 | 0 | 0 | 0 | 0 | 0 | 0 | 0 | 0 | 0 | 0 | 0 | 0 | 0 | 0 | 0 | 0 | 0 | 0 | 0 | 0 |  | 1 | 1 | 1 | 1 | 1 | 1 | 1 | 1 | 1 | 0
PG&E GBA | Tesla | 230 | 0 | 0 | 0 | 0 | 0 | 0 | 0 | 0 | 0 | 0 | 0 | 0 | 0 | 0 | 0 | 0 | 0 | 0 | 0 | 0 |  | 0 | 0 | 0 | 0 | 60 | 62.5 | 0 | 0 | 0 | 0 | 0 | 0 | 0 | 0 | 0 | 0 | 0 | 1 | 0 | 0 | 0 | 0 | -2 | -2 | 0 | 0 | 0 | 0 | 0 | 0 | 0 | 0 | 0 | 0 | 0 | 1 |  | 0 | 0 | 0 | 0 | 80 | 176.5 | 0 | 0 | 0 | 0 | 0 | 0 | 0 | 175 | 240.12 | 0 | 0 | 1 | 0 | 0 | 0 | 0 | -2 | -2 | 0 | 0 | 0 | 0 | 0 | 0 | 0 | -2 | -2 | 0 | 0 | 1 |  | 0 | 0 | 0 | 0 | 80 | 176.5 | 0 | 0 | 0 | 0 | 0 | 0 | 0 | 675 | 744.12 | 0 | 0 | 1 | 0 | 0 | 0 | 0 | -2 | -2 | 0 | 0 | 0 | 0 | 0 | 0 | 0 | -2 | -2 | 0 | 0 | 1 |  | 0 | 0 | 0 | 0 | 80 | 176.5 | 0 | 0 | 0 | 0 | 0 | 0 | 0 | 675 | 744.12 | 0 | 0 | 1 | 0 | 0 | 0 | 0 | -2 | -2 | 0 | 0 | 0 | 0 | 0 | 0 | 0 | -2 | -2 | 0 | 0 | 1 |  | 1 | 1 | 4+ | 1 | 1 | 1 | 1 | 4+ | 1 | 1
PG&E GBA | Tesla | 500 | 0 | 0 | 0 | 0 | 0 | 0 | 0 | 0 | 0 | 0 | 0 | 0 | 0 | 300 | 300 | 0 | 0 | 0 | 0 | 1 |  | 0 | 0 | 0 | 0 | 0 | 408.8 | 0 | 0 | 0 | 0 | 0 | 0 | 410.04 | 400 | 405.9 | 0 | 0 | 1 | 0 | 0 | 0 | 0 | 0 | -2 | 0 | 0 | 0 | 0 | 0 | 0 | -1 | -2 | -2 | 0 | 0 | 1 |  | 0 | 0 | 0 | 0 | 0 | 408.8 | 0 | 0 | 0 | 0 | 0 | 0 | 412.424 | 900 | 921.318 | 0 | 0 | 1 | 0 | 0 | 0 | 0 | 0 | -2 | 0 | 0 | 0 | 0 | 0 | 0 | -1 | -2 | -2 | 0 | 0 | 1 |  | 0 | 0 | 0 | 0 | 0 | 408.8 | 0 | 0 | 0 | 0 | 0 | 0 | 412.424 | 900 | 921.318 | 0 | 0 | 1 | 0 | 0 | 0 | 0 | 0 | -2 | 0 | 0 | 0 | 0 | 0 | 0 | -1 | -2 | -2 | 0 | 0 | 1 |  | 0 | 0 | 0 | 0 | 0 | 408.8 | 0 | 514.368 | 0 | 0 | 0 | 0 | 412.424 | 900 | 1435.686 | 0 | 0 | 1 | 0 | 0 | 0 | 0 | 0 | -2 | 0 | -2 | 0 | 0 | 0 | 0 | -1 | -2 | -2 | 0 | 0 | 1 |  | 1 | 1 | 4+ | 1+ | 1 | 1 | 3+ | 4+ | 1 | 1
PG&E KERN | Tevis | 115 | 0 | 0 | 0 | 0 | 0 | 0 | 0 | 0 | 0 | 0 | 0 | 0 | 0 | 0 | 0 | 0 | 0 | 0 | 0 | 0 |  | 0 | 0 | 0 | 0 | 0 | 0 | 0 | 0 | 0 | 0 | 0 | 0 | 0 | 0 | 0 | 0 | 0 | 0 | 0 | 0 | 0 | 0 | 0 | 0 | 0 | 0 | 0 | 0 | 0 | 0 | 0 | 0 | 0 | 0 | 0 | 0 |  | 0 | 0 | 0 | 0 | 0 | 0 | 0 | 0 | 0 | 0 | 0 | 0 | 2.242 | 0 | 0 | 0 | 0 | 1 | 0 | 0 | 0 | 0 | 0 | 0 | 0 | 0 | 0 | 0 | 0 | 0 | 0 | 0 | 0 | 0 | 0 | 0 |  | 0 | 0 | 0 | 0 | 0 | 0 | 0 | 0 | 0 | 0 | 0 | 0 | 2.242 | 0 | 0 | 0 | 0 | 1 | 0 | 0 | 0 | 0 | 0 | 0 | 0 | 0 | 0 | 0 | 0 | 0 | 0 | 0 | 0 | 0 | 0 | 0 |  | 0 | 0 | 0 | 0 | 0 | 0 | 0 | 0 | 0 | 0 | 0 | 0 | 2.242 | 0 | 0 | 0 | 0 | 1 | 0 | 0 | 0 | 0 | 0 | 0 | 0 | 0 | 0 | 0 | 0 | 0 | 0 | 0 | 0 | 0 | 0 | 0 |  | 1 | 1 | 1 | 1 | 1 | 1 | 1 | 1 | 1 | 0
EOP | Thousandaire | 138 | 0 | 0 | 0 | 0 | 0 | 0 | 0 | 0 | 0 | 0 | 0 | 0 | 0 | 0 | 0 | 0 | 0 | 0 | 0 | 0 |  | 0 | 0 | 0 | 0 | 0 | 0 | 0 | 0 | 0 | 0 | 0 | 0 | 0 | 0 | 0 | 0 | 0 | 0 | 0 | 0 | 0 | 0 | 0 | 0 | 0 | 0 | 0 | 0 | 0 | 0 | 0 | 0 | 0 | 0 | 0 | 0 |  | 0 | 0 | 0 | 0 | 0 | 0 | 0 | 0 | 0 | 0 | 0 | 0 | 0 | 0 | 0 | 0 | 0 | 0 | 0 | 0 | 0 | 0 | 0 | 0 | 0 | 0 | 0 | 0 | 0 | 0 | 0 | 0 | 0 | 0 | 0 | 0 |  | 0 | 0 | 0 | 0 | 0 | 0 | 0 | 0 | 0 | 0 | 0 | 0 | 0 | 0 | 0 | 0 | 0 | 0 | 0 | 0 | 0 | 0 | 0 | 0 | 0 | 0 | 0 | 0 | 0 | 0 | 0 | 0 | 0 | 0 | 0 | 0 |  | 0 | 0 | 0 | 0 | 0 | 0 | 0 | 0 | 0 | 0 | 0 | 0 | 0 | 0 | 0 | 0 | 0 | 0 | 0 | 0 | 0 | 0 | 0 | 0 | 0 | 0 | 0 | 0 | 0 | 0 | 0 | 0 | 0 | 0 | 0 | 0 |  | 1 | 1 | 1 | 1 | 1 | 1 | 1 | 1 | 1 | 0
PG&E KERN | Topaz | 230 | 0 | 0 | 0 | 0 | 0 | 0 | 0 | 0 | 0 | 0 | 0 | 0 | 0 | 0 | 0 | 0 | 0 | 0 | 0 | 0 |  | 0 | 0 | 0 | 0 | 0 | 0 | 0 | 0 | 0 | 0 | 0 | 0 | 0 | 0 | 0 | 0 | 0 | 0 | 0 | 0 | 0 | 0 | 0 | 0 | 0 | 0 | 0 | 0 | 0 | 0 | 0 | 0 | 0 | 0 | 0 | 0 |  | 0 | 0 | 0 | 0 | 0 | 0 | 0 | 0 | 0 | 0 | 0 | 0 | 0 | 0 | 0 | 0 | 0 | 0 | 0 | 0 | 0 | 0 | 0 | 0 | 0 | 0 | 0 | 0 | 0 | 0 | 0 | 0 | 0 | 0 | 0 | 0 |  | 0 | 0 | 0 | 0 | 0 | 0 | 0 | 0 | 0 | 0 | 0 | 0 | 0 | 0 | 0 | 0 | 0 | 0 | 0 | 0 | 0 | 0 | 0 | 0 | 0 | 0 | 0 | 0 | 0 | 0 | 0 | 0 | 0 | 0 | 0 | 0 |  | 0 | 0 | 0 | 0 | 0 | 0 | 0 | 0 | 0 | 0 | 0 | 0 | 0 | 0 | 0 | 0 | 0 | 0 | 0 | 0 | 0 | 0 | 0 | 0 | 0 | 0 | 0 | 0 | 0 | 0 | 0 | 0 | 0 | 0 | 0 | 0 |  | 1 | 1 | 1 | 1 | 1 | 1 | 1 | 1 | 1 | 0
SCE NOL | Tortilla | 115 | 0 | 0 | 0 | 0 | 0 | 0 | 0 | 0 | 0 | 0 | 0 | 0 | 0 | 0 | 0 | 0 | 0 | 0 | 0 | 0 |  | 0 | 0 | 0 | 0 | 0 | 0 | 0 | 0 | 0 | 0 | 0 | 0 | 0 | 0 | 0 | 0 | 0 | 0 | 0 | 0 | 0 | 0 | 0 | 0 | 0 | 0 | 0 | 0 | 0 | 0 | 0 | 0 | 0 | 0 | 0 | 0 |  | 0 | 0 | 0 | 0 | 0 | 0 | 0 | 0 | 0 | 0 | 0 | 0 | 0 | 0 | 0 | 0 | 0 | 0 | 0 | 0 | 0 | 0 | 0 | 0 | 0 | 0 | 0 | 0 | 0 | 0 | 0 | 0 | 0 | 0 | 0 | 0 |  | 0 | 0 | 0 | 0 | 0 | 0 | 0 | 0 | 0 | 0 | 0 | 0 | 0 | 0 | 0 | 0 | 0 | 0 | 0 | 0 | 0 | 0 | 0 | 0 | 0 | 0 | 0 | 0 | 0 | 0 | 0 | 0 | 0 | 0 | 0 | 0 |  | 0 | 0 | 0 | 0 | 0 | 0 | 0 | 0 | 0 | 0 | 17.8 | 0 | 40.8 | 0 | 12.6 | 0 | 0 | 1 | 0 | 0 | 0 | 0 | 0 | 0 | 0 | 0 | 0 | 0 | -2 | 0 | -2 | 0 | 0 | 0 | 0 | 1 |  | 1 | 1 | 1 | 1 | 1 | 1+ | 1+ | 1 | 1 | 1
SDGE | Trabuco | 138 | 0 | 0 | 0 | 0 | 0 | 0 | 0 | 0 | 0 | 0 | 0 | 0 | 0 | 0 | 0 | 0 | 0 | 0 | 0 | 0 |  | 0 | 0 | 0 | 0 | 0 | 0 | 0 | 0 | 0 | 0 | 0 | 0 | 0 | 0 | 0 | 0 | 0 | 0 | 0 | 0 | 0 | 0 | 0 | 0 | 0 | 0 | 0 | 0 | 0 | 0 | 0 | 0 | 0 | 0 | 0 | 0 |  | 0 | 0 | 0 | 0 | 0 | 0 | 0 | 0 | 0 | 0 | 0 | 0 | 0 | 0 | 0 | 0 | 0 | 0 | 0 | 0 | 0 | 0 | 0 | 0 | 0 | 0 | 0 | 0 | 0 | 0 | 0 | 0 | 0 | 0 | 0 | 0 |  | 0 | 0 | 0 | 0 | 0 | 0 | 0 | 0 | 0 | 0 | 0 | 0 | 0 | 0 | 0 | 0 | 0 | 0 | 0 | 0 | 0 | 0 | 0 | 0 | 0 | 0 | 0 | 0 | 0 | 0 | 0 | 0 | 0 | 0 | 0 | 0 |  | 0 | 0 | 0 | 0 | 0 | 0 | 0 | 0 | 0 | 0 | 0 | 0 | 0 | 0 | 0 | 0 | 0 | 0 | 0 | 0 | 0 | 0 | 0 | 0 | 0 | 0 | 0 | 0 | 0 | 0 | 0 | 0 | 0 | 0 | 0 | 0 |  | 1 | 1 | 1 | 1 | 1 | 1 | 1 | 1 | 1 | 0
PG&E GBA | Tracy | 115 | 0 | 0 | 0 | 0 | 0 | 0 | 0 | 0 | 0 | 0 | 0 | 0 | 0 | 0 | 0 | 0 | 0 | 0 | 0 | 0 |  | 0 | 0 | 0 | 0 | 0 | 0 | 0 | 0 | 0 | 0 | 0 | 0 | 0 | 0 | 0 | 0 | 0 | 0 | 0 | 0 | 0 | 0 | 0 | 0 | 0 | 0 | 0 | 0 | 0 | 0 | 0 | 0 | 0 | 0 | 0 | 0 |  | 0 | 0 | 0 | 0 | 0 | 0 | 0 | 0 | 0 | 0 | 0 | 0 | 6.598 | 0 | 1.285 | 0 | 0 | 1 | 0 | 0 | 0 | 0 | 0 | 0 | 0 | 0 | 0 | 0 | 0 | 0 | -2 | 0 | 0 | 0 | 0 | 1 |  | 0 | 0 | 0 | 0 | 0 | 0 | 0 | 0 | 0 | 0 | 0 | 0 | 6.598 | 0 | 1.285 | 0 | 0 | 1 | 0 | 0 | 0 | 0 | 0 | 0 | 0 | 0 | 0 | 0 | 0 | 0 | -2 | 0 | 0 | 0 | 0 | 1 |  | 0 | 0 | 0 | 0 | 0 | 0 | 0 | 0 | 0 | 0 | 0 | 0 | 9.598 | 0 | 2.57 | 0 | 0 | 1 | 0 | 0 | 0 | 0 | 0 | 0 | 0 | 0 | 0 | 0 | 0 | 0 | -2 | 0 | 0 | 0 | 0 | 1 |  | 1 | 1 | 1 | 1 | 1 | 1 | 4+ | 1 | 1 | 1
PG&E FRESNO | Tranquility | 230 | 0 | 0 | 0 | 0 | 0 | 0 | 0 | 0 | 0 | 0 | 0 | 0 | 100 | 360 | 460 | 0 | 0 | 0 | 0 | 1 |  | 0 | 0 | 0 | 0 | 0 | 0 | 0 | 0 | 0 | 0 | 0 | 0 | 316.09 | 50.5 | 50.5 | 0 | 0 | 1 | 0 | 0 | 0 | 0 | 0 | 0 | 0 | 0 | 0 | 0 | 0 | 2 | 2 | -2 | -2 | 0 | 0 | 1 |  | 0 | 0 | 0 | 0 | 0 | 0 | 0 | 0 | 0 | 0 | 0 | 0 | 722.03 | 485.5 | 720.25 | 0 | 0 | 1 | 0 | 0 | 0 | 0 | 0 | 0 | 0 | 0 | 0 | 0 | 0 | 2 | -2 | -2 | -2 | 0 | 0 | 1 |  | 0 | 0 | 0 | 0 | 0 | 0 | 0 | 0 | 0 | 0 | 0 | 0 | 722.03 | 485.5 | 720.25 | 0 | 0 | 1 | 0 | 0 | 0 | 0 | 0 | 0 | 0 | 0 | 0 | 0 | 0 | 2 | -2 | -2 | -2 | 0 | 0 | 1 |  | 0 | 0 | 0 | 0 | 0 | 0 | 0 | 0 | 0 | 0 | 0 | 0 | 722.03 | 485.5 | 720.25 | 0 | 0 | 1 | 0 | 0 | 0 | 0 | 0 | 0 | 0 | 0 | 0 | 0 | 0 | 2 | -2 | -2 | -2 | 0 | 0 | 1 |  | 1 | 1 | 1 | 1 | 1 | 1 | 4+ | 4+ | 1 | 1
PG&E GBA | Trimble | 115 | 0 | 0 | 0 | 0 | 0 | 0 | 0 | 0 | 0 | 0 | 0 | 0 | 0 | 0 | 0 | 0 | 0 | 0 | 0 | 0 |  | 0 | 0 | 0 | 0 | 0 | 0 | 0 | 0 | 0 | 0 | 0 | 0 | 0 | 0 | 0 | 0 | 0 | 0 | 0 | 0 | 0 | 0 | 0 | 0 | 0 | 0 | 0 | 0 | 0 | 0 | 0 | 0 | 0 | 0 | 0 | 0 |  | 0 | 0 | 0 | 0 | 0 | 0 | 0 | 0 | 0 | 0 | 0 | 0 | 2.5255 | 0 | 2.5255 | 0 | 0 | 1 | 0 | 0 | 0 | 0 | 0 | 0 | 0 | 0 | 0 | 0 | 0 | 0 | 0 | 0 | 0 | 0 | 0 | 0 |  | 0 | 0 | 0 | 0 | 0 | 0 | 0 | 0 | 0 | 0 | 0 | 0 | 2.5255 | 0 | 2.5255 | 0 | 0 | 1 | 0 | 0 | 0 | 0 | 0 | 0 | 0 | 0 | 0 | 0 | 0 | 0 | 0 | 0 | 0 | 0 | 0 | 0 |  | 0 | 0 | 0 | 0 | 0 | 0 | 0 | 0 | 0 | 0 | 0 | 0 | 2.5255 | 0 | 2.5255 | 0 | 0 | 1 | 0 | 0 | 0 | 0 | 0 | 0 | 0 | 0 | 0 | 0 | 0 | 0 | 0 | 0 | 0 | 0 | 0 | 0 |  | 1 | 1 | 1 | 1 | 1 | 1 | 1 | 1 | 1 | 0
EOP | Trout Canyon | 230 | 0 | 0 | 0 | 0 | 0 | 0 | 0 | 0 | 0 | 0 | 0 | 0 | 835 | 216 | 1051 | 0 | 0 | 0 | 0 | 1 |  | 0 | 0 | 0 | 0 | 0 | 0 | 0 | 0 | 0 | 0 | 0 | 0 | 0 | 0 | 0 | 0 | 0 | 0 | 0 | 0 | 0 | 0 | 0 | 0 | 0 | 0 | 0 | 0 | 0 | 2 | 2 | 0 | 0 | 0 | 0 | 1 |  | 0 | 0 | 0 | 0 | 0 | 0 | 0 | 0 | 0 | 0 | 0 | 416.6667 | 2172.37 | 1369 | 1914.1267 | 0 | 0 | 1 | 0 | 0 | 0 | 0 | 0 | 0 | 0 | 0 | 0 | 0 | 0 | 2 | -2 | -2 | -2 | 0 | 0 | 1 |  | 0 | 0 | 0 | 0 | 0 | 0 | 0 | 0 | 0 | 0 | 0 | 416.6667 | 2479.37 | 1369 | 2221.1267 | 0 | 0 | 1 | 0 | 0 | 0 | 0 | 0 | 0 | 0 | 0 | 0 | 0 | 0 | 2 | -2 | -2 | -2 | 0 | 0 | 1 |  | 0 | 0 | 0 | 0 | 0 | 0 | 0 | 0 | 0 | 0 | 0 | 416.6667 | 2479.37 | 1369 | 2221.1267 | 0 | 0 | 1 | 0 | 0 | 0 | 0 | 0 | 0 | 0 | 0 | 0 | 0 | 0 | 2 | -2 | -2 | -2 | 0 | 0 | 1 |  | 1 | 1 | 1 | 1 | 1 | 1 | 4+ | 4+ | 1 | 1
EOP | Trout Canyon | 500 | 0 | 0 | 0 | 0 | 0 | 0 | 0 | 0 | 0 | 0 | 0 | 0 | 0 | 0 | 0 | 0 | 0 | 0 | 0 | 0 |  | 0 | 0 | 0 | 0 | 0 | 0 | 0 | 0 | 0 | 0 | 0 | 0 | 0 | 0 | 0 | 0 | 0 | 0 | 0 | 0 | 0 | 0 | 0 | 0 | 0 | 0 | 0 | 0 | 0 | 0 | 0 | 0 | 0 | 0 | 0 | 0 |  | 0 | 0 | 0 | 0 | 0 | 0 | 0 | 0 | 0 | 0 | 0 | 0 | 0 | 0 | 0 | 0 | 0 | 0 | 0 | 0 | 0 | 0 | 0 | 0 | 0 | 0 | 0 | 0 | 0 | 0 | 0 | 0 | 0 | 0 | 0 | 0 |  | 0 | 0 | 0 | 0 | 0 | 0 | 0 | 0 | 0 | 0 | 0 | 0 | 0 | 0 | 0 | 0 | 0 | 0 | 0 | 0 | 0 | 0 | 0 | 0 | 0 | 0 | 0 | 0 | 0 | 0 | 0 | 0 | 0 | 0 | 0 | 0 |  | 0 | 0 | 0 | 0 | 0 | 0 | 0 | 0 | 0 | 0 | 0 | 0 | 0 | 0 | 0 | 0 | 0 | 0 | 0 | 0 | 0 | 0 | 0 | 0 | 0 | 0 | 0 | 0 | 0 | 0 | 0 | 0 | 0 | 0 | 0 | 0 |  | 1 | 1 | 1 | 1 | 1 | 1 | 1 | 1 | 1 | 0
PG&E NGBA | Tulucay | 230 | 0 | 0 | 0 | 0 | 0 | 0 | 0 | 0 | 0 | 0 | 0 | 0 | 0 | 0 | 0 | 0 | 0 | 0 | 0 | 0 |  | 0 | 0 | 0 | 0 | 0 | 0 | 0 | 0 | 0 | 0 | 0 | 0 | 0 | 0 | 0 | 0 | 0 | 0 | 0 | 0 | 0 | 0 | 0 | 0 | 0 | 0 | 0 | 0 | 0 | 0 | 0 | 0 | 0 | 0 | 0 | 0 |  | 0 | 0 | 0 | 0 | 0 | 0 | 0 | 0 | 0 | 0 | 0 | 0 | 0 | 0 | 6.715 | 0 | 0 | 1 | 0 | 0 | 0 | 0 | 0 | 0 | 0 | 0 | 0 | 0 | 0 | 0 | 0 | 0 | -2 | 0 | 0 | 1 |  | 0 | 0 | 0 | 0 | 0 | 0 | 0 | 0 | 0 | 0 | 0 | 0 | 0 | 0 | 258.715 | 0 | 0 | 1 | 0 | 0 | 0 | 0 | 0 | 0 | 0 | 0 | 0 | 0 | 0 | 0 | 0 | 0 | -2 | 0 | 0 | 1 |  | 0 | 0 | 0 | 0 | 0 | 0 | 0 | 0 | 0 | 0 | 0 | 0 | 0 | 0 | 258.715 | 0 | 0 | 1 | 0 | 0 | 0 | 0 | 0 | 0 | 0 | 0 | 0 | 0 | 0 | 0 | 0 | 0 | -1 | 0 | 0 | 1 |  | 1 | 1 | 1 | 1 | 1 | 1 | 1 | 4+ | 1 | 1
PG&E NGBA | Tulucay | 60 | 0 | 0 | 0 | 0 | 0 | 0 | 0 | 0 | 0 | 0 | 0 | 0 | 0 | 0 | 0 | 0 | 0 | 0 | 0 | 0 |  | 0 | 0 | 0 | 0 | 0 | 0 | 0 | 0 | 0 | 0 | 0 | 0 | 0 | 0 | 0 | 0 | 0 | 0 | 0 | 0 | 0 | 0 | 0 | 0 | 0 | 0 | 0 | 0 | 0 | 0 | 0 | 0 | 0 | 0 | 0 | 0 |  | 0 | 0 | 0 | 0 | 0 | 0 | 0 | 0 | 0 | 0 | 0 | 24.5 | 24.5 | 0 | 0 | 0 | 0 | 1 | 0 | 0 | 0 | 0 | 0 | 0 | 0 | 0 | 0 | 0 | 0 | -2 | -2 | 0 | 0 | 0 | 0 | 1 |  | 0 | 0 | 0 | 0 | 0 | 0 | 0 | 0 | 0 | 0 | 0 | 24.5 | 24.5 | 0 | 0 | 0 | 0 | 1 | 0 | 0 | 0 | 0 | 0 | 0 | 0 | 0 | 0 | 0 | 0 | -2 | -2 | 0 | 0 | 0 | 0 | 1 |  | 0 | 0 | 0 | 0 | 0 | 0 | 0 | 0 | 0 | 0 | 0 | 24.5 | 24.5 | 0 | 0 | 0 | 0 | 1 | 0 | 0 | 0 | 0 | 0 | 0 | 0 | 0 | 0 | 0 | 0 | -2 | -2 | 0 | 0 | 0 | 0 | 1 |  | 1 | 1 | 1 | 1 | 1 | 1 | 4+ | 1 | 1 | 1
PG&E KERN | Tupman | 115 | 0 | 0 | 0 | 0 | 0 | 0 | 0 | 0 | 0 | 0 | 0 | 0 | 0 | 0 | 0 | 0 | 0 | 0 | 0 | 0 |  | 0 | 0 | 0 | 0 | 0 | 0 | 0 | 0 | 0 | 0 | 0 | 0 | 0 | 0 | 0 | 0 | 0 | 0 | 0 | 0 | 0 | 0 | 0 | 0 | 0 | 0 | 0 | 0 | 0 | 0 | 0 | 0 | 0 | 0 | 0 | 0 |  | 0 | 0 | 0 | 0 | 0 | 0 | 0 | 0 | 0 | 0 | 0 | 0 | 17.232 | 0 | 0 | 0 | 0 | 1 | 0 | 0 | 0 | 0 | 0 | 0 | 0 | 0 | 0 | 0 | 0 | 0 | -2 | 0 | 0 | 0 | 0 | 1 |  | 0 | 0 | 0 | 0 | 0 | 0 | 0 | 0 | 0 | 0 | 0 | 0 | 17.232 | 0 | 0 | 0 | 0 | 1 | 0 | 0 | 0 | 0 | 0 | 0 | 0 | 0 | 0 | 0 | 0 | 0 | -2 | 0 | 0 | 0 | 0 | 1 |  | 0 | 0 | 0 | 0 | 0 | 0 | 0 | 0 | 0 | 0 | 0 | 0 | 17.232 | 0 | 0 | 0 | 0 | 1 | 0 | 0 | 0 | 0 | 0 | 0 | 0 | 0 | 0 | 0 | 0 | 0 | -2 | 0 | 0 | 0 | 0 | 1 |  | 1 | 1 | 1 | 1 | 1 | 1 | 4+ | 1 | 1 | 1
PG&E NGBA | Ukiah | 115 | 0 | 0 | 0 | 0 | 0 | 0 | 0 | 0 | 0 | 0 | 0 | 0 | 0 | 0 | 0 | 0 | 0 | 0 | 0 | 0 |  | 0 | 0 | 0 | 0 | 0 | 0 | 0 | 0 | 0 | 0 | 0 | 0 | 0 | 0 | 0 | 0 | 0 | 0 | 0 | 0 | 0 | 0 | 0 | 0 | 0 | 0 | 0 | 0 | 0 | 0 | 0 | 0 | 0 | 0 | 0 | 0 |  | 0 | 0 | 0 | 0 | 0 | 0 | 0 | 0 | 0 | 0 | 0 | 0 | 0 | 0 | 0 | 0 | 0 | 0 | 0 | 0 | 0 | 0 | 0 | 0 | 0 | 0 | 0 | 0 | 0 | 0 | 0 | 0 | 0 | 0 | 0 | 0 |  | 0 | 0 | 0 | 0 | 0 | 0 | 0 | 0 | 0 | 0 | 0 | 0 | 0 | 0 | 0 | 0 | 0 | 0 | 0 | 0 | 0 | 0 | 0 | 0 | 0 | 0 | 0 | 0 | 0 | 0 | 0 | 0 | 0 | 0 | 0 | 0 |  | 0 | 0 | 0 | 0 | 0 | 0 | 0 | 0 | 0 | 0 | 0 | 0 | 0 | 0 | 0 | 0 | 0 | 0 | 0 | 0 | 0 | 0 | 0 | 0 | 0 | 0 | 0 | 0 | 0 | 0 | 0 | 0 | 0 | 0 | 0 | 0 |  | 1 | 1 | 1 | 1 | 1 | 1 | 1 | 1 | 1 | 0
PG&E KERN | Union (Estrella) | 70 | 0 | 0 | 0 | 0 | 0 | 0 | 0 | 0 | 0 | 0 | 0 | 0 | 0 | 0 | 0 | 0 | 0 | 0 | 0 | 0 |  | 0 | 0 | 0 | 0 | 0 | 0 | 0 | 0 | 0 | 0 | 0 | 0 | 0 | 0 | 0 | 0 | 0 | 0 | 0 | 0 | 0 | 0 | 0 | 0 | 0 | 0 | 0 | 0 | 0 | 0 | 0 | 0 | 0 | 0 | 0 | 0 |  | 0 | 0 | 0 | 0 | 0 | 0 | 0 | 0 | 0 | 0 | 0 | 0 | 0 | 0 | 0 | 0 | 0 | 0 | 0 | 0 | 0 | 0 | 0 | 0 | 0 | 0 | 0 | 0 | 0 | 0 | 0 | 0 | 0 | 0 | 0 | 0 |  | 0 | 0 | 0 | 0 | 0 | 0 | 0 | 0 | 0 | 0 | 0 | 0 | 0 | 0 | 0 | 0 | 0 | 0 | 0 | 0 | 0 | 0 | 0 | 0 | 0 | 0 | 0 | 0 | 0 | 0 | 0 | 0 | 0 | 0 | 0 | 0 |  | 0 | 0 | 0 | 0 | 0 | 0 | 0 | 0 | 0 | 0 | 0 | 0 | 0 | 0 | 0 | 0 | 0 | 0 | 0 | 0 | 0 | 0 | 0 | 0 | 0 | 0 | 0 | 0 | 0 | 0 | 0 | 0 | 0 | 0 | 0 | 0 |  | 1 | 1 | 1 | 1 | 1 | 1 | 1 | 1 | 1 | 0
PG&E NGBA | Vaca Dixon | 115 | 0 | 0 | 0 | 0 | 0 | 0 | 0 | 0 | 0 | 0 | 0 | 0 | 0 | 0 | 0 | 0 | 0 | 0 | 0 | 0 |  | 0 | 0 | 0 | 0 | 0 | 0 | 0 | 0 | 0 | 0 | 0 | 0 | 0 | 0 | 0 | 0 | 0 | 0 | 0 | 0 | 0 | 0 | 0 | 0 | 0 | 0 | 0 | 0 | 0 | 0 | 0 | 0 | 0 | 0 | 0 | 0 |  | 0 | 0 | 0 | 0 | 0 | 0 | 0 | 0 | 0 | 0 | 0 | 0 | 0 | 0 | 0 | 0 | 0 | 0 | 0 | 0 | 0 | 0 | 0 | 0 | 0 | 0 | 0 | 0 | 0 | 0 | 0 | 0 | 0 | 0 | 0 | 0 |  | 0 | 0 | 0 | 0 | 0 | 0 | 0 | 0 | 0 | 0 | 0 | 0 | 0 | 0 | 102.15 | 0 | 0 | 1 | 0 | 0 | 0 | 0 | 0 | 0 | 0 | 0 | 0 | 0 | 0 | 0 | 0 | 0 | -2 | 0 | 0 | 1 |  | 0 | 0 | 0 | 0 | 0 | 0 | 0 | 0 | 0 | 0 | 0 | 0 | 0 | 0 | 102.15 | 0 | 0 | 1 | 0 | 0 | 0 | 0 | 0 | 0 | 0 | 0 | 0 | 0 | 0 | 0 | 0 | 0 | -1 | 0 | 0 | 1 |  | 1 | 1 | 1 | 1 | 1 | 1 | 1 | 2+ | 1 | 1
PG&E NGBA | Vaca Dixon | 230 | 0 | 0 | 0 | 0 | 0 | 0 | 0 | 0 | 0 | 0 | 0 | 0 | 0 | 0 | 0 | 0 | 0 | 0 | 0 | 0 |  | 0 | 0 | 0 | 0 | 0 | 0 | 0 | 0 | 0 | 0 | 0 | 0 | 0 | 0 | 0 | 0 | 0 | 0 | 0 | 0 | 0 | 0 | 0 | 0 | 0 | 0 | 0 | 0 | 0 | 0 | 0 | 0 | 0 | 0 | 0 | 0 |  | 0 | 0 | 0 | 0 | 0 | 0 | 0 | 0 | 0 | 0 | 0 | 0 | 0 | 0 | 2.75 | 0 | 0 | 1 | 0 | 0 | 0 | 0 | 0 | 0 | 0 | 0 | 0 | 0 | 0 | 0 | 0 | 0 | 0 | 0 | 0 | 0 |  | 0 | 0 | 0 | 0 | 0 | 0 | 0 | 0 | 0 | 0 | 0 | 0 | 0 | 0 | 478.71 | 0 | 0 | 1 | 0 | 0 | 0 | 0 | 0 | 0 | 0 | 0 | 0 | 0 | 0 | 0 | 0 | 0 | -2 | 0 | 0 | 1 |  | 0 | 0 | 0 | 0 | 0 | 0 | 0 | 0 | 0 | 0 | 0 | 0 | 0 | 0 | 478.71 | 0 | 0 | 1 | 0 | 0 | 0 | 0 | 0 | 0 | 0 | 0 | 0 | 0 | 0 | 0 | 0 | 0 | -1 | 0 | 0 | 1 |  | 1 | 1 | 1 | 1 | 1 | 1 | 1 | 2+ | 1 | 1
PG&E NGBA | Vaca Dixon | 500 | 0 | 0 | 0 | 0 | 0 | 0 | 0 | 0 | 0 | 0 | 0 | 0 | 0 | 0 | 0 | 0 | 0 | 0 | 0 | 0 |  | 0 | 0 | 0 | 0 | 0 | 0 | 0 | 0 | 0 | 0 | 0 | 0 | 0 | 0 | 0 | 0 | 0 | 0 | 0 | 0 | 0 | 0 | 0 | 0 | 0 | 0 | 0 | 0 | 0 | 0 | 0 | 0 | 0 | 0 | 0 | 0 |  | 0 | 0 | 0 | 0 | 0 | 0 | 0 | 0 | 0 | 0 | 0 | 0 | 2.914 | 0 | 0 | 0 | 0 | 1 | 0 | 0 | 0 | 0 | 0 | 0 | 0 | 0 | 0 | 0 | 0 | 0 | 0 | 0 | 0 | 0 | 0 | 0 |  | 0 | 0 | 0 | 0 | 0 | 0 | 0 | 0 | 0 | 0 | 0 | 0 | 2.914 | 0 | 710.6 | 0 | 0 | 1 | 0 | 0 | 0 | 0 | 0 | 0 | 0 | 0 | 0 | 0 | 0 | 0 | 0 | 0 | -2 | 0 | 0 | 1 |  | 0 | 0 | 0 | 0 | 0 | 0 | 0 | 0 | 0 | 0 | 0 | 0 | 2.914 | 0 | 710.6 | 0 | 0 | 1 | 0 | 0 | 0 | 0 | 0 | 0 | 0 | 0 | 0 | 0 | 0 | 0 | 0 | 0 | -2 | 0 | 0 | 1 |  | 1 | 1 | 1 | 1 | 1 | 1 | 1 | 2+ | 1 | 1
PG&E NGBA | Vaca Dixon | 60 | 0 | 0 | 0 | 0 | 0 | 0 | 0 | 0 | 0 | 0 | 0 | 0 | 0 | 0 | 0 | 0 | 0 | 0 | 0 | 0 |  | 0 | 0 | 0 | 0 | 0 | 0 | 0 | 0 | 0 | 0 | 0 | 0 | 0 | 0 | 0 | 0 | 0 | 0 | 0 | 0 | 0 | 0 | 0 | 0 | 0 | 0 | 0 | 0 | 0 | 0 | 0 | 0 | 0 | 0 | 0 | 0 |  | 0 | 0 | 0 | 0 | 0 | 0 | 0 | 0 | 0 | 0 | 0 | 0 | 0 | 0 | 0 | 0 | 0 | 0 | 0 | 0 | 0 | 0 | 0 | 0 | 0 | 0 | 0 | 0 | 0 | 0 | 0 | 0 | 0 | 0 | 0 | 0 |  | 0 | 0 | 0 | 0 | 0 | 0 | 0 | 0 | 0 | 0 | 0 | 0 | 0 | 0 | 0 | 0 | 0 | 0 | 0 | 0 | 0 | 0 | 0 | 0 | 0 | 0 | 0 | 0 | 0 | 0 | 0 | 0 | 0 | 0 | 0 | 0 |  | 0 | 0 | 0 | 0 | 0 | 0 | 0 | 0 | 0 | 0 | 0 | 0 | 0 | 0 | 0 | 0 | 0 | 0 | 0 | 0 | 0 | 0 | 0 | 0 | 0 | 0 | 0 | 0 | 0 | 0 | 0 | 0 | 0 | 0 | 0 | 0 |  | 1 | 1 | 1 | 1 | 1 | 1 | 1 | 1 | 1 | 0
SCE Eastern | Valley (SCE) | 500 | 0 | 0 | 0 | 0 | 0 | 0 | 0 | 0 | 0 | 0 | 0 | 0 | 0 | 0 | 0 | 0 | 0 | 0 | 0 | 0 |  | 0 | 0 | 0 | 0 | 0 | 0 | 0 | 0 | 0 | 0 | 0 | 0 | 0 | 60 | 60 | 0 | 0 | 1 | 0 | 0 | 0 | 0 | 0 | 0 | 0 | 0 | 0 | 0 | 0 | 0 | 0 | -2 | -2 | 0 | 0 | 1 |  | 0 | 0 | 0 | 0 | 0 | 0 | 0 | 0 | 0 | 0 | 0 | 0 | 0 | 560 | 567.6 | 0 | 0 | 1 | 0 | 0 | 0 | 0 | 0 | 0 | 0 | 0 | 0 | 0 | 0 | 0 | 0 | -2 | -2 | 0 | 0 | 1 |  | 0 | 0 | 0 | 0 | 0 | 0 | 0 | 0 | 0 | 0 | 0 | 0 | 0 | 560 | 567.6 | 0 | 0 | 1 | 0 | 0 | 0 | 0 | 0 | 0 | 0 | 0 | 0 | 0 | 0 | 0 | 0 | -2 | -2 | 0 | 0 | 1 |  | 0 | 0 | 0 | 0 | 0 | 0 | 0 | 0 | 0 | 0 | 0 | 0 | 0 | 560 | 567.6 | 0 | 0 | 1 | 0 | 0 | 0 | 0 | 0 | 0 | 0 | 0 | 0 | 0 | 0 | 0 | 0 | -2 | -2 | 0 | 0 | 1 |  | 1 | 1 | 1 | 1 | 1 | 1 | 1 | 4+ | 1 | 1
EOP | Valley (VEA) | 138 | 0 | 0 | 0 | 0 | 0 | 0 | 0 | 0 | 0 | 0 | 0 | 0 | 0 | 0 | 0 | 0 | 0 | 0 | 0 | 0 |  | 0 | 0 | 0 | 0 | 0 | 0 | 0 | 0 | 0 | 0 | 0 | 0 | 0 | 40 | 40 | 0 | 0 | 1 | 0 | 0 | 0 | 0 | 0 | 0 | 0 | 0 | 0 | 0 | 0 | 0 | 0 | -2 | -2 | 0 | 0 | 1 |  | 0 | 0 | 0 | 0 | 0 | 0 | 0 | 0 | 0 | 0 | 0 | 0 | 0 | 40 | 40 | 0 | 0 | 1 | 0 | 0 | 0 | 0 | 0 | 0 | 0 | 0 | 0 | 0 | 0 | 0 | 0 | -2 | -2 | 0 | 0 | 1 |  | 0 | 0 | 0 | 0 | 0 | 0 | 0 | 0 | 0 | 0 | 0 | 0 | 0 | 40 | 40 | 0 | 0 | 1 | 0 | 0 | 0 | 0 | 0 | 0 | 0 | 0 | 0 | 0 | 0 | 0 | 0 | -2 | -2 | 0 | 0 | 1 |  | 0 | 0 | 0 | 0 | 0 | 0 | 0 | 0 | 0 | 0 | 0 | 0 | 0 | 40 | 40 | 0 | 0 | 1 | 0 | 0 | 0 | 0 | 0 | 0 | 0 | 0 | 0 | 0 | 0 | 0 | 0 | -2 | -2 | 0 | 0 | 1 |  | 1 | 1 | 1 | 1 | 1 | 1 | 1 | 4+ | 1 | 1
SDGE | Valley Center | 69 | 0 | 0 | 0 | 0 | 0 | 0 | 0 | 0 | 0 | 0 | 0 | 0 | 0 | 0 | 0 | 0 | 0 | 0 | 0 | 0 |  | 0 | 0 | 0 | 0 | 0 | 0 | 0 | 0 | 0 | 0 | 0 | 0 | 0 | 0 | 0 | 0 | 0 | 0 | 0 | 0 | 0 | 0 | 0 | 0 | 0 | 0 | 0 | 0 | 0 | 0 | 0 | 0 | 0 | 0 | 0 | 0 |  | 0 | 0 | 0 | 0 | 0 | 0 | 0 | 0 | 0 | 0 | 0 | 0 | 0 | 0 | 0 | 0 | 0 | 0 | 0 | 0 | 0 | 0 | 0 | 0 | 0 | 0 | 0 | 0 | 0 | 0 | 0 | 0 | 0 | 0 | 0 | 0 |  | 0 | 0 | 0 | 0 | 0 | 0 | 0 | 0 | 0 | 0 | 0 | 0 | 0 | 0 | 0 | 0 | 0 | 0 | 0 | 0 | 0 | 0 | 0 | 0 | 0 | 0 | 0 | 0 | 0 | 0 | 0 | 0 | 0 | 0 | 0 | 0 |  | 0 | 0 | 0 | 0 | 0 | 0 | 0 | 0 | 0 | 0 | 9.99 | 0 | 0 | 0 | 0 | 0 | 0 | 1 | 0 | 0 | 0 | 0 | 0 | 0 | 0 | 0 | 0 | 0 | -2 | 0 | 0 | 0 | 0 | 0 | 0 | 1 |  | 1 | 1 | 1 | 1 | 1 | 1+ | 1 | 1 | 1 | 1
PG&E GBA | Valley Home | 115 | 0 | 0 | 0 | 0 | 0 | 0 | 0 | 0 | 0 | 0 | 0 | 0 | 0 | 0 | 0 | 0 | 0 | 0 | 0 | 0 |  | 0 | 0 | 0 | 0 | 0 | 0 | 0 | 0 | 0 | 0 | 0 | 0 | 0 | 0 | 0 | 0 | 0 | 0 | 0 | 0 | 0 | 0 | 0 | 0 | 0 | 0 | 0 | 0 | 0 | 0 | 0 | 0 | 0 | 0 | 0 | 0 |  | 0 | 0 | 0 | 0 | 0 | 0 | 0 | 0 | 0 | 0 | 0 | 0 | 0 | 0 | 0 | 0 | 0 | 0 | 0 | 0 | 0 | 0 | 0 | 0 | 0 | 0 | 0 | 0 | 0 | 0 | 0 | 0 | 0 | 0 | 0 | 0 |  | 0 | 0 | 0 | 0 | 0 | 0 | 0 | 0 | 0 | 0 | 0 | 0 | 0 | 0 | 0 | 0 | 0 | 0 | 0 | 0 | 0 | 0 | 0 | 0 | 0 | 0 | 0 | 0 | 0 | 0 | 0 | 0 | 0 | 0 | 0 | 0 |  | 0 | 0 | 0 | 0 | 0 | 0 | 0 | 0 | 0 | 0 | 0 | 0 | 2.75 | 0 | 0 | 0 | 0 | 1 | 0 | 0 | 0 | 0 | 0 | 0 | 0 | 0 | 0 | 0 | 0 | 0 | 0 | 0 | 0 | 0 | 0 | 0 |  | 1 | 1 | 1 | 1 | 1 | 1 | 1 | 1 | 1 | 0
PG&E GBA | Valley Springs | 230 | 0 | 0 | 0 | 0 | 0 | 0 | 0 | 0 | 0 | 0 | 0 | 0 | 0 | 0 | 0 | 0 | 0 | 0 | 0 | 0 |  | 0 | 0 | 0 | 0 | 0 | 0 | 0 | 0 | 0 | 0 | 0 | 0 | 0 | 0 | 0 | 0 | 0 | 0 | 0 | 0 | 0 | 0 | 0 | 0 | 0 | 0 | 0 | 0 | 0 | 0 | 0 | 0 | 0 | 0 | 0 | 0 |  | 0 | 0 | 0 | 0 | 0 | 0 | 0 | 0 | 0 | 0 | 0 | 0 | 0 | 0 | 0 | 0 | 0 | 0 | 0 | 0 | 0 | 0 | 0 | 0 | 0 | 0 | 0 | 0 | 0 | 0 | 0 | 0 | 0 | 0 | 0 | 0 |  | 0 | 0 | 0 | 0 | 0 | 0 | 0 | 0 | 0 | 0 | 0 | 0 | 0 | 0 | 0 | 0 | 0 | 0 | 0 | 0 | 0 | 0 | 0 | 0 | 0 | 0 | 0 | 0 | 0 | 0 | 0 | 0 | 0 | 0 | 0 | 0 |  | 0 | 0 | 0 | 0 | 0 | 0 | 0 | 128.4 | 0 | 0 | 0 | 0 | 99 | 0 | 128.4 | 0 | 0 | 1 | 0 | 0 | 0 | 0 | 0 | 0 | 0 | -2 | 0 | 0 | 0 | 0 | -2 | 0 | -1 | 0 | 0 | 1 |  | 1 | 1 | 1 | 1+ | 1 | 1 | 1+ | 1 | 1 | 1
PG&E GBA | Valley Springs | 60 | 0 | 0 | 0 | 0 | 0 | 0 | 0 | 0 | 0 | 0 | 0 | 0 | 0 | 0 | 0 | 0 | 0 | 0 | 0 | 0 |  | 0 | 0 | 0 | 0 | 0 | 0 | 0 | 0 | 0 | 0 | 0 | 0 | 0 | 0 | 0 | 0 | 0 | 0 | 0 | 0 | 0 | 0 | 0 | 0 | 0 | 0 | 0 | 0 | 0 | 0 | 0 | 0 | 0 | 0 | 0 | 0 |  | 0 | 0 | 0 | 0 | 0 | 0 | 0 | 0 | 0 | 0 | 0 | 0 | 0 | 100 | 101 | 0 | 0 | 1 | 0 | 0 | 0 | 0 | 0 | 0 | 0 | 0 | 0 | 0 | 0 | 0 | 0 | -2 | -2 | 0 | 0 | 1 |  | 0 | 0 | 0 | 0 | 0 | 0 | 0 | 0 | 0 | 0 | 0 | 0 | 0 | 100 | 101 | 0 | 0 | 1 | 0 | 0 | 0 | 0 | 0 | 0 | 0 | 0 | 0 | 0 | 0 | 0 | 0 | -2 | -2 | 0 | 0 | 1 |  | 0 | 0 | 0 | 0 | 0 | 0 | 0 | 0 | 0 | 0 | 0 | 0 | 0 | 100 | 101 | 0 | 0 | 1 | 0 | 0 | 0 | 0 | 0 | 0 | 0 | 0 | 0 | 0 | 0 | 0 | 0 | -2 | -2 | 0 | 0 | 1 |  | 1 | 1 | 1 | 1 | 1 | 1 | 1 | 4+ | 1 | 1
EOP | Valley Switch | 138 | 0 | 0 | 0 | 0 | 0 | 0 | 0 | 0 | 0 | 0 | 0 | 0 | 0 | 0 | 0 | 0 | 0 | 0 | 0 | 0 |  | 0 | 0 | 0 | 0 | 0 | 0 | 0 | 0 | 0 | 0 | 0 | 0 | 0 | 0 | 0 | 0 | 0 | 0 | 0 | 0 | 0 | 0 | 0 | 0 | 0 | 0 | 0 | 0 | 0 | 0 | 0 | 0 | 0 | 0 | 0 | 0 |  | 0 | 0 | 0 | 0 | 0 | 0 | 0 | 0 | 0 | 0 | 0 | 0 | 0 | 0 | 0 | 0 | 0 | 0 | 0 | 0 | 0 | 0 | 0 | 0 | 0 | 0 | 0 | 0 | 0 | 0 | 0 | 0 | 0 | 0 | 0 | 0 |  | 0 | 0 | 0 | 0 | 0 | 0 | 0 | 0 | 0 | 0 | 0 | 0 | 0 | 0 | 0 | 0 | 0 | 0 | 0 | 0 | 0 | 0 | 0 | 0 | 0 | 0 | 0 | 0 | 0 | 0 | 0 | 0 | 0 | 0 | 0 | 0 |  | 0 | 0 | 0 | 0 | 0 | 0 | 0 | 0 | 0 | 0 | 0 | 0 | 19 | 0 | 0 | 0 | 0 | 1 | 0 | 0 | 0 | 0 | 0 | 0 | 0 | 0 | 0 | 0 | 0 | 0 | -2 | 0 | 0 | 0 | 0 | 1 |  | 1 | 1 | 1 | 1 | 1 | 1 | 1+ | 1 | 1 | 1
EOP | Valley Switch | 230 | 0 | 0 | 0 | 0 | 0 | 0 | 0 | 0 | 0 | 0 | 0 | 0 | 0 | 0 | 0 | 0 | 0 | 0 | 0 | 0 |  | 0 | 0 | 0 | 0 | 0 | 0 | 0 | 0 | 0 | 0 | 0 | 0 | 0 | 0 | 0 | 0 | 0 | 0 | 0 | 0 | 0 | 0 | 0 | 0 | 0 | 0 | 0 | 0 | 0 | 0 | 0 | 0 | 0 | 0 | 0 | 0 |  | 0 | 0 | 0 | 0 | 0 | 0 | 0 | 0 | 0 | 0 | 0 | 0 | 0 | 0 | 0 | 0 | 0 | 0 | 0 | 0 | 0 | 0 | 0 | 0 | 0 | 0 | 0 | 0 | 0 | 0 | 0 | 0 | 0 | 0 | 0 | 0 |  | 0 | 0 | 0 | 0 | 0 | 0 | 0 | 0 | 0 | 0 | 0 | 0 | 0 | 0 | 0 | 0 | 0 | 0 | 0 | 0 | 0 | 0 | 0 | 0 | 0 | 0 | 0 | 0 | 0 | 0 | 0 | 0 | 0 | 0 | 0 | 0 |  | 0 | 0 | 0 | 0 | 0 | 0 | 0 | 460.14 | 0 | 0 | 0 | 0 | 1483.82 | 0 | 460.14 | 0 | 0 | 1 | 0 | 0 | 0 | 0 | 0 | 0 | 0 | -2 | 0 | 0 | 0 | 0 | -2 | 0 | -1 | 0 | 0 | 1 |  | 1 | 1 | 1 | 1+ | 1 | 1 | 1+ | 1 | 1 | 1
PG&E GBA | Vasco | 230 | 0 | 0 | 0 | 0 | 0 | 0 | 0 | 0 | 0 | 0 | 0 | 0 | 0 | 0 | 0 | 0 | 0 | 0 | 0 | 0 |  | 0 | 0 | 0 | 0 | 0 | 0 | 0 | 0 | 0 | 0 | 0 | 0 | 0 | 0 | 0 | 0 | 0 | 0 | 0 | 0 | 0 | 0 | 0 | 0 | 0 | 0 | 0 | 0 | 0 | 0 | 0 | 0 | 0 | 0 | 0 | 0 |  | 0 | 0 | 0 | 0 | 0 | 0 | 0 | 0 | 0 | 0 | 0 | 0 | 0 | 0 | 0 | 0 | 0 | 0 | 0 | 0 | 0 | 0 | 0 | 0 | 0 | 0 | 0 | 0 | 0 | 0 | 0 | 0 | 0 | 0 | 0 | 0 |  | 0 | 0 | 0 | 0 | 0 | 0 | 0 | 0 | 0 | 0 | 0 | 0 | 0 | 0 | 0 | 0 | 0 | 0 | 0 | 0 | 0 | 0 | 0 | 0 | 0 | 0 | 0 | 0 | 0 | 0 | 0 | 0 | 0 | 0 | 0 | 0 |  | 0 | 0 | 0 | 0 | 0 | 0 | 0 | 0 | 0 | 0 | 0 | 0 | 0 | 0 | 0 | 0 | 0 | 0 | 0 | 0 | 0 | 0 | 0 | 0 | 0 | 0 | 0 | 0 | 0 | 0 | 0 | 0 | 0 | 0 | 0 | 0 |  | 1 | 1 | 1 | 1 | 1 | 1 | 1 | 1 | 1 | 0
PG&E GBA | Vasona | 230 | 0 | 0 | 0 | 0 | 0 | 0 | 0 | 0 | 0 | 0 | 0 | 0 | 0 | 0 | 0 | 0 | 0 | 0 | 0 | 0 |  | 0 | 0 | 0 | 0 | 0 | 0 | 0 | 0 | 0 | 0 | 0 | 0 | 0 | 0 | 0 | 0 | 0 | 0 | 0 | 0 | 0 | 0 | 0 | 0 | 0 | 0 | 0 | 0 | 0 | 0 | 0 | 0 | 0 | 0 | 0 | 0 |  | 0 | 0 | 0 | 0 | 0 | 0 | 0 | 0 | 0 | 0 | 0 | 0 | 0 | 0 | 0.036 | 0 | 0 | 1 | 0 | 0 | 0 | 0 | 0 | 0 | 0 | 0 | 0 | 0 | 0 | 0 | 0 | 0 | 0 | 0 | 0 | 0 |  | 0 | 0 | 0 | 0 | 0 | 0 | 0 | 0 | 0 | 0 | 0 | 0 | 0 | 0 | 0.036 | 0 | 0 | 1 | 0 | 0 | 0 | 0 | 0 | 0 | 0 | 0 | 0 | 0 | 0 | 0 | 0 | 0 | 0 | 0 | 0 | 0 |  | 0 | 0 | 0 | 0 | 0 | 0 | 0 | 0 | 0 | 0 | 0 | 0 | 0.345 | 0 | 0.036 | 0 | 0 | 1 | 0 | 0 | 0 | 0 | 0 | 0 | 0 | 0 | 0 | 0 | 0 | 0 | 0 | 0 | 0 | 0 | 0 | 0 |  | 1 | 1 | 1 | 1 | 1 | 1 | 1 | 1 | 1 | 0
SCE Northern | Vestal | 230 | 0 | 0 | 0 | 0 | 0 | 0 | 0 | 0 | 0 | 0 | 0 | 0 | 92 | 0 | 92 | 0 | 0 | 0 | 0 | 1 |  | 0 | 0 | 0 | 0 | 0 | 0 | 0 | 0 | 0 | 0 | 0 | 0 | 400 | 400 | 400 | 0 | 0 | 1 | 0 | 0 | 0 | 0 | 0 | 0 | 0 | 0 | 0 | 0 | 0 | 2 | -2 | -2 | -2 | 0 | 0 | 1 |  | 0 | 0 | 0 | 0 | 0 | 0 | 0 | 0 | 0 | 0 | 4 | 0 | 54.975 | 0 | 143 | 0 | 0 | 1 | 0 | 0 | 0 | 0 | 0 | 0 | 0 | 0 | 0 | 0 | -2 | 2 | 2 | 0 | -2 | 0 | 0 | 1 |  | 0 | 0 | 0 | 0 | 0 | 0 | 0 | 0 | 0 | 0 | 4 | 0 | 454.975 | 400 | 543 | 0 | 0 | 1 | 0 | 0 | 0 | 0 | 0 | 0 | 0 | 0 | 0 | 0 | -2 | 2 | -2 | -2 | -2 | 0 | 0 | 1 |  | 0 | 0 | 0 | 0 | 0 | 0 | 0 | 0 | 0 | 0 | 6.17 | 0 | 541.891 | 400 | 543 | 0 | 0 | 1 | 0 | 0 | 0 | 0 | 0 | 0 | 0 | 0 | 0 | 0 | -2 | 2 | -2 | -2 | -2 | 0 | 0 | 1 |  | 1 | 1 | 1 | 1 | 1 | 4+ | 2- | 4+ | 1 | 1
SCE Northern | Vestal | 66 | 0 | 0 | 0 | 0 | 0 | 0 | 0 | 0 | 0 | 0 | 0 | 0 | 0 | 0 | 0 | 0 | 0 | 0 | 0 | 0 |  | 0 | 0 | 0 | 0 | 0 | 0 | 0 | 0 | 0 | 0 | 0 | 0 | 0 | 0 | 0 | 0 | 0 | 0 | 0 | 0 | 0 | 0 | 0 | 0 | 0 | 0 | 0 | 0 | 0 | 0 | 0 | 0 | 0 | 0 | 0 | 0 |  | 0 | 0 | 0 | 0 | 0 | 0 | 0 | 0 | 0 | 0 | 0 | 0 | 0 | 0 | 0 | 0 | 0 | 0 | 0 | 0 | 0 | 0 | 0 | 0 | 0 | 0 | 0 | 0 | 0 | 0 | 0 | 0 | 0 | 0 | 0 | 0 |  | 0 | 0 | 0 | 0 | 0 | 0 | 0 | 0 | 0 | 0 | 0 | 0 | 0 | 0 | 0 | 0 | 0 | 0 | 0 | 0 | 0 | 0 | 0 | 0 | 0 | 0 | 0 | 0 | 0 | 0 | 0 | 0 | 0 | 0 | 0 | 0 |  | 0 | 0 | 0 | 0 | 0 | 0 | 0 | 0 | 0 | 0 | 0 | 0 | 0 | 0 | 0 | 0 | 0 | 0 | 0 | 0 | 0 | 0 | 0 | 0 | 0 | 0 | 0 | 0 | 0 | 0 | 0 | 0 | 0 | 0 | 0 | 0 |  | 1 | 1 | 1 | 1 | 1 | 1 | 1 | 1 | 1 | 0
SCE NOL | Victor | 115 | 0 | 0 | 0 | 0 | 0 | 0 | 0 | 0 | 0 | 0 | 0 | 0 | 0 | 0 | 0 | 0 | 0 | 0 | 0 | 0 |  | 0 | 0 | 0 | 0 | 0 | 0 | 0 | 0 | 0 | 0 | 0 | 0 | 0 | 0 | 0 | 0 | 0 | 0 | 0 | 0 | 0 | 0 | 0 | 0 | 0 | 0 | 0 | 0 | 0 | 0 | 0 | 0 | 0 | 0 | 0 | 0 |  | 0 | 0 | 0 | 0 | 0 | 0 | 0 | 0 | 0 | 0 | 0 | 0 | 0 | 0 | 0 | 0 | 0 | 0 | 0 | 0 | 0 | 0 | 0 | 0 | 0 | 0 | 0 | 0 | 0 | 0 | 0 | 0 | 0 | 0 | 0 | 0 |  | 0 | 0 | 0 | 0 | 0 | 0 | 0 | 0 | 0 | 0 | 0 | 0 | 0 | 0 | 0 | 0 | 0 | 0 | 0 | 0 | 0 | 0 | 0 | 0 | 0 | 0 | 0 | 0 | 0 | 0 | 0 | 0 | 0 | 0 | 0 | 0 |  | 0 | 0 | 0 | 0 | 0 | 0 | 0 | 0 | 0 | 0 | 0.066 | 0 | 1.8 | 0 | 0 | 0 | 0 | 1 | 0 | 0 | 0 | 0 | 0 | 0 | 0 | 0 | 0 | 0 | -2 | 0 | 0 | 0 | 0 | 0 | 0 | 1 |  | 1 | 1 | 1 | 1 | 1 | 1+ | 1 | 1 | 1 | 1
SCE NOL | Victor | 230 | 0 | 0 | 0 | 0 | 0 | 0 | 0 | 0 | 0 | 0 | 0 | 0 | 150 | 50 | 200 | 0 | 128.4 | 128.4 | 0 | 1 |  | 0 | 0 | 0 | 0 | 0 | 0 | 0 | 0 | 0 | 0 | 0 | 0 | 0 | 0 | 0 | 0 | 0 | 0 | 0 | 0 | 0 | 0 | 0 | 0 | 0 | 0 | 0 | 0 | 0 | 2 | 2 | 2 | 2 | 0 | 0 | 1 |  | 0 | 0 | 0 | 0 | 0 | 0 | 0 | 0 | 0 | 0 | 1.884 | 0 | 11.634 | 0 | 25.282 | 0 | 0 | 1 | 0 | 0 | 0 | 0 | 0 | 0 | 0 | 0 | 0 | 0 | -2 | 2 | 2 | 2 | 2 | 0 | 0 | 1 |  | 0 | 0 | 0 | 0 | 0 | 0 | 0 | 0 | 0 | 0 | 1.884 | 0 | 11.634 | 400 | 436.042 | 0 | 0 | 1 | 0 | 0 | 0 | 0 | 0 | 0 | 0 | 0 | 0 | 0 | -2 | 2 | 2 | -2 | -2 | 0 | 0 | 1 |  | 0 | 0 | 0 | 0 | 0 | 0 | 0 | 0 | 0 | 0 | 5.53 | 0 | 121.264 | 400 | 649.134 | 0 | 0 | 1 | 0 | 0 | 0 | 0 | 0 | 0 | 0 | 0 | 0 | 0 | -2 | 2 | 2 | -2 | -2 | 0 | 0 | 1 |  | 1 | 1 | 1 | 1 | 1 | 4+ | 5- | 4+ | 1 | 1
SCE Metro | Viejo | 230 | 0 | 0 | 0 | 0 | 0 | 0 | 0 | 0 | 0 | 0 | 0 | 0 | 0 | 0 | 0 | 0 | 300 | 300 | 0 | 1 |  | 0 | 0 | 0 | 0 | 0 | 0 | 0 | 0 | 0 | 0 | 0 | 0 | 0 | 0 | 0 | 0 | 0 | 0 | 0 | 0 | 0 | 0 | 0 | 0 | 0 | 0 | 0 | 0 | 0 | 0 | 0 | 2 | 2 | 0 | 0 | 1 |  | 0 | 0 | 0 | 0 | 0 | 0 | 0 | 0 | 0 | 0 | 0 | 0 | 0.495 | 0 | 0 | 0 | 0 | 1 | 0 | 0 | 0 | 0 | 0 | 0 | 0 | 0 | 0 | 0 | 0 | 0 | 0 | 2 | 2 | 0 | 0 | 1 |  | 0 | 0 | 0 | 0 | 0 | 0 | 0 | 0 | 0 | 0 | 0 | 0 | 0.495 | 300 | 302.4 | 0 | 0 | 1 | 0 | 0 | 0 | 0 | 0 | 0 | 0 | 0 | 0 | 0 | 0 | 0 | 0 | 0 | 0 | 0 | 0 | 0 |  | 0 | 0 | 0 | 0 | 0 | 0 | 0 | 1029 | 0 | 0 | 0 | 0 | 0.495 | 300 | 1331.4 | 0 | 0 | 1 | 0 | 0 | 0 | 0 | 0 | 0 | 0 | -2 | 0 | 0 | 0 | 0 | 0 | 0 | -2 | 0 | 0 | 1 |  | 1 | 1 | 1 | 1+ | 1 | 1 | 1 | 1+ | 1 | 1
PG&E GBA | Vierra | 115 | 0 | 0 | 0 | 0 | 0 | 0 | 0 | 0 | 0 | 0 | 0 | 0 | 0 | 0 | 0 | 0 | 0 | 0 | 0 | 0 |  | 0 | 0 | 0 | 0 | 0 | 0 | 0 | 0 | 0 | 0 | 0 | 0 | 0 | 1.104 | 10 | 0 | 0 | 1 | 0 | 0 | 0 | 0 | 0 | 0 | 0 | 0 | 0 | 0 | 0 | 0 | 0 | -2 | -2 | 0 | 0 | 1 |  | 0 | 0 | 0 | 0 | 0 | 0 | 0 | 0 | 0 | 0 | 0 | 0 | 8.6111 | 1.104 | 12.5391 | 0 | 0 | 1 | 0 | 0 | 0 | 0 | 0 | 0 | 0 | 0 | 0 | 0 | 0 | 0 | -2 | 0 | -2 | 0 | 0 | 1 |  | 0 | 0 | 0 | 0 | 0 | 0 | 0 | 0 | 0 | 0 | 0 | 0 | 8.6111 | 1.104 | 12.5391 | 0 | 0 | 1 | 0 | 0 | 0 | 0 | 0 | 0 | 0 | 0 | 0 | 0 | 0 | 0 | -2 | 0 | -2 | 0 | 0 | 1 |  | 0 | 0 | 0 | 0 | 0 | 0 | 0 | 0 | 0 | 0 | 0 | 0 | 8.6111 | 1.104 | 12.5391 | 0 | 0 | 1 | 0 | 0 | 0 | 0 | 0 | 0 | 0 | 0 | 0 | 0 | 0 | 0 | -2 | 0 | 0 | 0 | 0 | 1 |  | 1 | 1 | 1 | 1 | 1 | 1 | 4+ | 4+ | 1 | 1
SCE Metro | Villa Park | 230 | 0 | 0 | 0 | 0 | 0 | 0 | 0 | 0 | 0 | 0 | 0 | 0 | 0 | 0 | 0 | 0 | 0 | 0 | 0 | 0 |  | 0 | 0 | 0 | 0 | 0 | 0 | 0 | 0 | 0 | 0 | 0 | 0 | 0 | 0 | 0 | 0 | 0 | 0 | 0 | 0 | 0 | 0 | 0 | 0 | 0 | 0 | 0 | 0 | 0 | 0 | 0 | 0 | 0 | 0 | 0 | 0 |  | 0 | 0 | 0 | 0 | 0 | 0 | 0 | 0 | 0 | 0 | 0 | 0 | 0 | 0 | 0 | 0 | 0 | 0 | 0 | 0 | 0 | 0 | 0 | 0 | 0 | 0 | 0 | 0 | 0 | 0 | 0 | 0 | 0 | 0 | 0 | 0 |  | 0 | 0 | 0 | 0 | 0 | 0 | 0 | 0 | 0 | 0 | 0 | 0 | 0 | 0 | 0 | 0 | 0 | 0 | 0 | 0 | 0 | 0 | 0 | 0 | 0 | 0 | 0 | 0 | 0 | 0 | 0 | 0 | 0 | 0 | 0 | 0 |  | 0 | 0 | 0 | 0 | 0 | 0 | 0 | 0 | 0 | 0 | 0 | 0 | 0 | 0 | 0 | 0 | 0 | 0 | 0 | 0 | 0 | 0 | 0 | 0 | 0 | 0 | 0 | 0 | 0 | 0 | 0 | 0 | 0 | 0 | 0 | 0 |  | 1 | 1 | 1 | 1 | 1 | 1 | 1 | 1 | 1 | 0
SCE Northern | Vincent | 230 | 0 | 0 | 0 | 0 | 0 | 0 | 0 | 0 | 0 | 0 | 0 | 0 | 1200 | 0 | 1200 | 0 | 600 | 600 | 200 | 1 |  | 0 | 0 | 0 | 0 | 0 | 0 | 0 | 0 | 0 | 0 | 0 | 0 | 1150 | 1150 | 1155 | 0 | 0 | 1 | 0 | 0 | 0 | 0 | 0 | 0 | 0 | 0 | 0 | 0 | 0 | 2 | 0 | -2 | -2 | 2 | 2 | 1 |  | 0 | 0 | 0 | 0 | 0 | 0 | 0 | 0 | 0 | 0 | 0 | 0 | 1150 | 1270 | 1275 | 0 | 0 | 1 | 0 | 0 | 0 | 0 | 0 | 0 | 0 | 0 | 0 | 0 | 0 | 2 | 0 | -2 | -2 | 2 | 2 | 1 |  | 0 | 0 | 0 | 0 | 0 | 0 | 0 | 0 | 0 | 0 | 0 | 0 | 1303.5 | 2020 | 2212.5 | 0 | 0 | 1 | 0 | 0 | 0 | 0 | 0 | 0 | 0 | 0 | 0 | 0 | 0 | 2 | -1 | -2 | -2 | 2 | 2 | 1 |  | 0 | 0 | 0 | 0 | 0 | 0 | 0 | 1270.9885 | 0 | 0 | 0 | 0 | 1313.5 | 2020 | 3483.4885 | 0 | 0 | 1 | 0 | 0 | 0 | 0 | 0 | 0 | 0 | -2 | 0 | 0 | 0 | 2 | -1 | -2 | -2 | 2 | 2 | 1 |  | 1 | 1 | 1 | 1+ | 1 | 1 | 2+ | 4+ | 5- | 1
SCE Northern | Vincent | 500 | 0 | 0 | 0 | 0 | 0 | 0 | 0 | 0 | 0 | 0 | 0 | 0 | 0 | 0 | 0 | 0 | 0 | 0 | 600 | 1 |  | 0 | 0 | 0 | 0 | 0 | 0 | 0 | 0 | 0 | 0 | 0 | 0 | 0 | 0 | 0 | 0 | 0 | 0 | 0 | 0 | 0 | 0 | 0 | 0 | 0 | 0 | 0 | 0 | 0 | 0 | 0 | 0 | 0 | 2 | 2 | 1 |  | 0 | 0 | 0 | 0 | 0 | 0 | 0 | 0 | 0 | 0 | 0 | 0 | 0 | 0 | 0 | 0 | 0 | 0 | 0 | 0 | 0 | 0 | 0 | 0 | 0 | 0 | 0 | 0 | 0 | 0 | 0 | 0 | 0 | 2 | 2 | 1 |  | 0 | 0 | 0 | 0 | 0 | 0 | 0 | 0 | 0 | 0 | 0 | 0 | 0 | 0 | 0 | 0 | 0 | 0 | 0 | 0 | 0 | 0 | 0 | 0 | 0 | 0 | 0 | 0 | 0 | 0 | 0 | 0 | 0 | 2 | 2 | 1 |  | 0 | 0 | 0 | 0 | 0 | 0 | 0 | 1025.63 | 0 | 0 | 0 | 0 | 0 | 0 | 1025.63 | 0 | 0 | 1 | 0 | 0 | 0 | 0 | 0 | 0 | 0 | -2 | 0 | 0 | 0 | 0 | 0 | 0 | -2 | 2 | 2 | 1 |  | 1 | 1 | 1 | 1+ | 1 | 1 | 1 | 1+ | 5- | 1
PG&E GBA | Vineyard | 230 | 0 | 0 | 0 | 0 | 0 | 0 | 0 | 0 | 0 | 0 | 0 | 0 | 0 | 0 | 0 | 0 | 0 | 0 | 0 | 0 |  | 0 | 0 | 0 | 0 | 0 | 0 | 0 | 0 | 0 | 0 | 0 | 0 | 0 | 0 | 0 | 0 | 0 | 0 | 0 | 0 | 0 | 0 | 0 | 0 | 0 | 0 | 0 | 0 | 0 | 0 | 0 | 0 | 0 | 0 | 0 | 0 |  | 0 | 0 | 0 | 0 | 0 | 0 | 0 | 0 | 0 | 0 | 0 | 0 | 4.1037 | 0 | 2.7287 | 0 | 0 | 1 | 0 | 0 | 0 | 0 | 0 | 0 | 0 | 0 | 0 | 0 | 0 | 0 | -2 | 0 | 0 | 0 | 0 | 1 |  | 0 | 0 | 0 | 0 | 0 | 0 | 0 | 0 | 0 | 0 | 0 | 0 | 4.1037 | 0 | 2.7287 | 0 | 0 | 1 | 0 | 0 | 0 | 0 | 0 | 0 | 0 | 0 | 0 | 0 | 0 | 0 | -2 | 0 | 0 | 0 | 0 | 1 |  | 0 | 0 | 0 | 0 | 0 | 0 | 0 | 0 | 0 | 0 | 0 | 0 | 4.1037 | 0 | 2.7287 | 0 | 0 | 1 | 0 | 0 | 0 | 0 | 0 | 0 | 0 | 0 | 0 | 0 | 0 | 0 | -2 | 0 | 0 | 0 | 0 | 1 |  | 1 | 1 | 1 | 1 | 1 | 1 | 4+ | 1 | 1 | 1
SDGE | Vineyard | 69 | 0 | 0 | 0 | 0 | 0 | 0 | 0 | 0 | 0 | 0 | 0 | 0 | 0 | 0 | 0 | 0 | 0 | 0 | 0 | 0 |  | 0 | 0 | 0 | 0 | 0 | 0 | 0 | 0 | 0 | 0 | 0 | 0 | 0 | 0 | 0 | 0 | 0 | 0 | 0 | 0 | 0 | 0 | 0 | 0 | 0 | 0 | 0 | 0 | 0 | 0 | 0 | 0 | 0 | 0 | 0 | 0 |  | 0 | 0 | 0 | 0 | 0 | 0 | 0 | 0 | 0 | 0 | 0 | 0 | 0 | 0 | 0 | 0 | 0 | 0 | 0 | 0 | 0 | 0 | 0 | 0 | 0 | 0 | 0 | 0 | 0 | 0 | 0 | 0 | 0 | 0 | 0 | 0 |  | 0 | 0 | 0 | 0 | 0 | 0 | 0 | 0 | 0 | 0 | 0 | 0 | 0 | 0 | 0 | 0 | 0 | 0 | 0 | 0 | 0 | 0 | 0 | 0 | 0 | 0 | 0 | 0 | 0 | 0 | 0 | 0 | 0 | 0 | 0 | 0 |  | 0 | 0 | 0 | 0 | 0 | 0 | 0 | 0 | 0 | 0 | 0 | 0 | 0 | 0 | 0 | 0 | 0 | 0 | 0 | 0 | 0 | 0 | 0 | 0 | 0 | 0 | 0 | 0 | 0 | 0 | 0 | 0 | 0 | 0 | 0 | 0 |  | 1 | 1 | 1 | 1 | 1 | 1 | 1 | 1 | 1 | 0
SCE Eastern | Vista (SCE) | 230 | 0 | 0 | 0 | 0 | 0 | 0 | 0 | 0 | 0 | 0 | 0 | 0 | 0 | 0 | 0 | 0 | 0 | 0 | 0 | 0 |  | 0 | 0 | 0 | 0 | 0 | 0 | 0 | 0 | 0 | 0 | 0 | 0 | 0 | 0 | 0 | 0 | 0 | 0 | 0 | 0 | 0 | 0 | 0 | 0 | 0 | 0 | 0 | 0 | 0 | 0 | 0 | 0 | 0 | 0 | 0 | 0 |  | 0 | 0 | 0 | 0 | 0 | 0 | 0 | 0 | 0 | 0 | 0 | 0 | 0 | 0 | 260.7 | 0 | 0 | 1 | 0 | 0 | 0 | 0 | 0 | 0 | 0 | 0 | 0 | 0 | 0 | 0 | 0 | 0 | -2 | 0 | 0 | 1 |  | 0 | 0 | 0 | 0 | 0 | 0 | 0 | 0 | 0 | 0 | 0 | 0 | 223.33 | 0 | 371.57 | 0 | 0 | 1 | 0 | 0 | 0 | 0 | 0 | 0 | 0 | 0 | 0 | 0 | 0 | 0 | -2 | 0 | -2 | 0 | 0 | 1 |  | 0 | 0 | 0 | 0 | 0 | 0 | 0 | 0 | 0 | 0 | 0 | 0 | 223.33 | 0 | 492.79 | 0 | 0 | 1 | 0 | 0 | 0 | 0 | 0 | 0 | 0 | 0 | 0 | 0 | 0 | 0 | -2 | 0 | -1 | 0 | 0 | 1 |  | 1 | 1 | 1 | 1 | 1 | 1 | 2+ | 4+ | 1 | 1
EOP | Vista (VEA) | 138 | 0 | 0 | 0 | 0 | 0 | 0 | 0 | 0 | 0 | 0 | 0 | 0 | 0 | 0 | 0 | 0 | 0 | 0 | 0 | 0 |  | 0 | 0 | 0 | 0 | 0 | 0 | 0 | 0 | 0 | 0 | 0 | 0 | 0 | 0 | 0 | 0 | 0 | 0 | 0 | 0 | 0 | 0 | 0 | 0 | 0 | 0 | 0 | 0 | 0 | 0 | 0 | 0 | 0 | 0 | 0 | 0 |  | 0 | 0 | 0 | 0 | 0 | 0 | 0 | 0 | 0 | 0 | 0 | 0 | 0 | 0 | 0 | 0 | 0 | 0 | 0 | 0 | 0 | 0 | 0 | 0 | 0 | 0 | 0 | 0 | 0 | 0 | 0 | 0 | 0 | 0 | 0 | 0 |  | 0 | 0 | 0 | 0 | 0 | 0 | 0 | 0 | 0 | 0 | 0 | 0 | 0 | 0 | 0 | 0 | 0 | 0 | 0 | 0 | 0 | 0 | 0 | 0 | 0 | 0 | 0 | 0 | 0 | 0 | 0 | 0 | 0 | 0 | 0 | 0 |  | 0 | 0 | 0 | 0 | 0 | 0 | 0 | 0 | 0 | 0 | 0 | 0 | 0 | 0 | 0 | 0 | 0 | 0 | 0 | 0 | 0 | 0 | 0 | 0 | 0 | 0 | 0 | 0 | 0 | 0 | 0 | 0 | 0 | 0 | 0 | 0 |  | 1 | 1 | 1 | 1 | 1 | 1 | 1 | 1 | 1 | 0
EOP | Vista (VEA) | 230 | 0 | 0 | 0 | 0 | 0 | 0 | 0 | 0 | 0 | 0 | 0 | 0 | 0 | 0 | 0 | 0 | 0 | 0 | 0 | 0 |  | 0 | 0 | 0 | 0 | 0 | 0 | 0 | 0 | 0 | 0 | 0 | 0 | 0 | 0 | 0 | 0 | 0 | 0 | 0 | 0 | 0 | 0 | 0 | 0 | 0 | 0 | 0 | 0 | 0 | 0 | 0 | 0 | 0 | 0 | 0 | 0 |  | 0 | 0 | 0 | 0 | 0 | 0 | 0 | 0 | 0 | 0 | 0 | 0 | 0 | 0 | 0 | 0 | 0 | 0 | 0 | 0 | 0 | 0 | 0 | 0 | 0 | 0 | 0 | 0 | 0 | 0 | 0 | 0 | 0 | 0 | 0 | 0 |  | 0 | 0 | 0 | 0 | 0 | 0 | 0 | 0 | 0 | 0 | 0 | 0 | 0 | 0 | 0 | 0 | 0 | 0 | 0 | 0 | 0 | 0 | 0 | 0 | 0 | 0 | 0 | 0 | 0 | 0 | 0 | 0 | 0 | 0 | 0 | 0 |  | 0 | 0 | 0 | 0 | 0 | 0 | 0 | 0 | 0 | 0 | 0 | 0 | 0 | 0 | 0 | 0 | 0 | 0 | 0 | 0 | 0 | 0 | 0 | 0 | 0 | 0 | 0 | 0 | 0 | 0 | 0 | 0 | 0 | 0 | 0 | 0 |  | 1 | 1 | 1 | 1 | 1 | 1 | 1 | 1 | 1 | 0
PG&E FRESNO | Wahtoke | 115 | 0 | 0 | 0 | 0 | 0 | 0 | 0 | 0 | 0 | 0 | 0 | 0 | 0 | 0 | 0 | 0 | 0 | 0 | 0 | 0 |  | 0 | 0 | 0 | 0 | 0 | 0 | 0 | 0 | 0 | 0 | 0 | 0 | 0 | 0 | 0 | 0 | 0 | 0 | 0 | 0 | 0 | 0 | 0 | 0 | 0 | 0 | 0 | 0 | 0 | 0 | 0 | 0 | 0 | 0 | 0 | 0 |  | 0 | 0 | 0 | 0 | 0 | 0 | 0 | 0 | 0 | 0 | 0 | 0 | 3.7445 | 0 | 2.7445 | 0 | 0 | 1 | 0 | 0 | 0 | 0 | 0 | 0 | 0 | 0 | 0 | 0 | 0 | 0 | -2 | 0 | 0 | 0 | 0 | 1 |  | 0 | 0 | 0 | 0 | 0 | 0 | 0 | 0 | 0 | 0 | 0 | 0 | 3.7445 | 0 | 2.7445 | 0 | 0 | 1 | 0 | 0 | 0 | 0 | 0 | 0 | 0 | 0 | 0 | 0 | 0 | 0 | -2 | 0 | 0 | 0 | 0 | 1 |  | 0 | 0 | 0 | 0 | 0 | 0 | 0 | 0 | 0 | 0 | 0 | 0 | 4.7445 | 0 | 2.7445 | 0 | 0 | 1 | 0 | 0 | 0 | 0 | 0 | 0 | 0 | 0 | 0 | 0 | 0 | 0 | -2 | 0 | 0 | 0 | 0 | 1 |  | 1 | 1 | 1 | 1 | 1 | 1 | 4+ | 1 | 1 | 1
SCE Northern | Wakefield | 66 | 0 | 0 | 0 | 0 | 0 | 0 | 0 | 0 | 0 | 0 | 0 | 0 | 0 | 0 | 0 | 0 | 0 | 0 | 0 | 0 |  | 0 | 0 | 0 | 0 | 0 | 0 | 0 | 0 | 0 | 0 | 0 | 0 | 0 | 0 | 0 | 0 | 0 | 0 | 0 | 0 | 0 | 0 | 0 | 0 | 0 | 0 | 0 | 0 | 0 | 0 | 0 | 0 | 0 | 0 | 0 | 0 |  | 0 | 0 | 0 | 0 | 0 | 0 | 0 | 0 | 0 | 0 | 0 | 0 | 0 | 0 | 0 | 0 | 0 | 0 | 0 | 0 | 0 | 0 | 0 | 0 | 0 | 0 | 0 | 0 | 0 | 0 | 0 | 0 | 0 | 0 | 0 | 0 |  | 0 | 0 | 0 | 0 | 0 | 0 | 0 | 0 | 0 | 0 | 0 | 0 | 0 | 0 | 0 | 0 | 0 | 0 | 0 | 0 | 0 | 0 | 0 | 0 | 0 | 0 | 0 | 0 | 0 | 0 | 0 | 0 | 0 | 0 | 0 | 0 |  | 0 | 0 | 0 | 0 | 0 | 0 | 0 | 0 | 0 | 0 | 0 | 0 | 0 | 0 | 0 | 0 | 0 | 0 | 0 | 0 | 0 | 0 | 0 | 0 | 0 | 0 | 0 | 0 | 0 | 0 | 0 | 0 | 0 | 0 | 0 | 0 |  | 1 | 1 | 1 | 1 | 1 | 1 | 1 | 1 | 1 | 0
SCE Metro | Walnut | 230 | 0 | 0 | 0 | 0 | 0 | 0 | 0 | 0 | 0 | 0 | 0 | 0 | 0 | 0 | 0 | 0 | 200 | 200 | 0 | 1 |  | 0 | 0 | 0 | 0 | 0 | 0 | 0 | 0 | 0 | 0 | 0 | 0 | 0 | 200 | 200 | 0 | 0 | 1 | 0 | 0 | 0 | 0 | 0 | 0 | 0 | 0 | 0 | 0 | 0 | 0 | 0 | 0 | 0 | 0 | 0 | 0 |  | 0 | 0 | 0 | 0 | 0 | 0 | 0 | 0 | 0 | 0 | 0 | 0 | 1 | 200 | 200 | 0 | 0 | 1 | 0 | 0 | 0 | 0 | 0 | 0 | 0 | 0 | 0 | 0 | 0 | 0 | 0 | 0 | 0 | 0 | 0 | 0 |  | 0 | 0 | 0 | 0 | 0 | 0 | 0 | 0 | 0 | 0 | 0 | 0 | 1 | 200 | 200 | 0 | 0 | 1 | 0 | 0 | 0 | 0 | 0 | 0 | 0 | 0 | 0 | 0 | 0 | 0 | 0 | 0 | 0 | 0 | 0 | 0 |  | 0 | 0 | 0 | 0 | 0 | 0 | 0 | 0 | 0 | 0 | 0 | 0 | 1 | 200 | 310 | 0 | 0 | 1 | 0 | 0 | 0 | 0 | 0 | 0 | 0 | 0 | 0 | 0 | 0 | 0 | 0 | 0 | -2 | 0 | 0 | 1 |  | 1 | 1 | 1 | 1 | 1 | 1 | 1 | 1+ | 1 | 1
SCE Northern | Warne | 230 | 0 | 0 | 0 | 0 | 0 | 0 | 0 | 0 | 0 | 0 | 0 | 0 | 0 | 0 | 0 | 0 | 0 | 0 | 0 | 0 |  | 0 | 0 | 0 | 0 | 0 | 0 | 0 | 0 | 0 | 0 | 0 | 0 | 0 | 0 | 0 | 0 | 0 | 0 | 0 | 0 | 0 | 0 | 0 | 0 | 0 | 0 | 0 | 0 | 0 | 0 | 0 | 0 | 0 | 0 | 0 | 0 |  | 0 | 0 | 0 | 0 | 0 | 0 | 0 | 0 | 0 | 0 | 0 | 0 | 0 | 0 | 0 | 0 | 0 | 0 | 0 | 0 | 0 | 0 | 0 | 0 | 0 | 0 | 0 | 0 | 0 | 0 | 0 | 0 | 0 | 0 | 0 | 0 |  | 0 | 0 | 0 | 0 | 0 | 0 | 0 | 0 | 0 | 0 | 0 | 0 | 0 | 0 | 0 | 0 | 0 | 0 | 0 | 0 | 0 | 0 | 0 | 0 | 0 | 0 | 0 | 0 | 0 | 0 | 0 | 0 | 0 | 0 | 0 | 0 |  | 0 | 0 | 0 | 0 | 0 | 0 | 0 | 0 | 0 | 0 | 0 | 0 | 0 | 0 | 0 | 0 | 0 | 0 | 0 | 0 | 0 | 0 | 0 | 0 | 0 | 0 | 0 | 0 | 0 | 0 | 0 | 0 | 0 | 0 | 0 | 0 |  | 1 | 1 | 1 | 1 | 1 | 1 | 1 | 1 | 1 | 0
PG&E GBA | Warnerville | 230 | 0 | 0 | 0 | 0 | 0 | 0 | 0 | 0 | 0 | 0 | 0 | 0 | 0 | 0 | 0 | 0 | 0 | 0 | 0 | 0 |  | 0 | 0 | 0 | 0 | 0 | 0 | 0 | 0 | 0 | 0 | 0 | 0 | 0 | 0 | 0 | 0 | 0 | 0 | 0 | 0 | 0 | 0 | 0 | 0 | 0 | 0 | 0 | 0 | 0 | 0 | 0 | 0 | 0 | 0 | 0 | 0 |  | 0 | 0 | 0 | 0 | 0 | 0 | 0 | 0 | 0 | 0 | 0 | 0 | 0 | 0 | 0 | 0 | 0 | 0 | 0 | 0 | 0 | 0 | 0 | 0 | 0 | 0 | 0 | 0 | 0 | 0 | 0 | 0 | 0 | 0 | 0 | 0 |  | 0 | 0 | 0 | 0 | 0 | 0 | 0 | 0 | 0 | 0 | 0 | 0 | 0 | 0 | 0 | 0 | 0 | 0 | 0 | 0 | 0 | 0 | 0 | 0 | 0 | 0 | 0 | 0 | 0 | 0 | 0 | 0 | 0 | 0 | 0 | 0 |  | 0 | 0 | 0 | 0 | 0 | 0 | 0 | 0 | 0 | 0 | 0 | 0 | 0 | 0 | 0 | 0 | 0 | 0 | 0 | 0 | 0 | 0 | 0 | 0 | 0 | 0 | 0 | 0 | 0 | 0 | 0 | 0 | 0 | 0 | 0 | 0 |  | 1 | 1 | 1 | 1 | 1 | 1 | 1 | 1 | 1 | 0
PG&E FRESNO | Waukena | 115 | 0 | 0 | 0 | 0 | 0 | 0 | 0 | 0 | 0 | 0 | 0 | 0 | 0 | 0 | 0 | 0 | 0 | 0 | 0 | 0 |  | 0 | 0 | 0 | 0 | 0 | 0 | 0 | 0 | 0 | 0 | 0 | 0 | 0 | 0 | 0 | 0 | 0 | 0 | 0 | 0 | 0 | 0 | 0 | 0 | 0 | 0 | 0 | 0 | 0 | 0 | 0 | 0 | 0 | 0 | 0 | 0 |  | 0 | 0 | 0 | 0 | 0 | 0 | 0 | 0 | 0 | 0 | 0 | 0 | 0 | 0 | 0 | 0 | 0 | 0 | 0 | 0 | 0 | 0 | 0 | 0 | 0 | 0 | 0 | 0 | 0 | 0 | 0 | 0 | 0 | 0 | 0 | 0 |  | 0 | 0 | 0 | 0 | 0 | 0 | 0 | 0 | 0 | 0 | 0 | 0 | 0 | 0 | 0 | 0 | 0 | 0 | 0 | 0 | 0 | 0 | 0 | 0 | 0 | 0 | 0 | 0 | 0 | 0 | 0 | 0 | 0 | 0 | 0 | 0 |  | 0 | 0 | 0 | 0 | 0 | 0 | 0 | 0 | 0 | 0 | 0 | 0 | 0 | 0 | 0 | 0 | 0 | 0 | 0 | 0 | 0 | 0 | 0 | 0 | 0 | 0 | 0 | 0 | 0 | 0 | 0 | 0 | 0 | 0 | 0 | 0 |  | 1 | 1 | 1 | 1 | 1 | 1 | 1 | 1 | 1 | 0
PG&E GBA | Weber | 230 | 0 | 0 | 0 | 0 | 0 | 0 | 0 | 0 | 0 | 0 | 0 | 0 | 0 | 0 | 0 | 0 | 0 | 0 | 0 | 0 |  | 0 | 0 | 0 | 0 | 0 | 0 | 0 | 0 | 0 | 0 | 0 | 0 | 0 | 0 | 0 | 0 | 0 | 0 | 0 | 0 | 0 | 0 | 0 | 0 | 0 | 0 | 0 | 0 | 0 | 0 | 0 | 0 | 0 | 0 | 0 | 0 |  | 0 | 0 | 0 | 0 | 0 | 0 | 0 | 0 | 0 | 0 | 0 | 0 | 12.552 | 0 | 1.6 | 0 | 0 | 1 | 0 | 0 | 0 | 0 | 0 | 0 | 0 | 0 | 0 | 0 | 0 | 0 | -2 | 0 | 0 | 0 | 0 | 1 |  | 0 | 0 | 0 | 0 | 0 | 0 | 0 | 0 | 0 | 0 | 0 | 0 | 12.552 | 0 | 1.6 | 0 | 0 | 1 | 0 | 0 | 0 | 0 | 0 | 0 | 0 | 0 | 0 | 0 | 0 | 0 | -2 | 0 | 0 | 0 | 0 | 1 |  | 0 | 0 | 0 | 0 | 0 | 0 | 0 | 0 | 0 | 0 | 0 | 0 | 34.657 | 0 | 19.6 | 0 | 0 | 1 | 0 | 0 | 0 | 0 | 0 | 0 | 0 | 0 | 0 | 0 | 0 | 0 | -2 | 0 | 0 | 0 | 0 | 1 |  | 1 | 1 | 1 | 1 | 1 | 1 | 4+ | 1 | 1 | 1
PG&E GBA | Weber | 60 | 0 | 0 | 0 | 0 | 0 | 0 | 0 | 0 | 0 | 0 | 0 | 0 | 0 | 0 | 0 | 0 | 0 | 0 | 0 | 0 |  | 0 | 0 | 0 | 0 | 0 | 0 | 0 | 0 | 0 | 0 | 0 | 0 | 0 | 0 | 0.25 | 0 | 0 | 1 | 0 | 0 | 0 | 0 | 0 | 0 | 0 | 0 | 0 | 0 | 0 | 0 | 0 | 0 | -2 | 0 | 0 | 1 |  | 0 | 0 | 0 | 0 | 0 | 0 | 0 | 0 | 0 | 0 | 0 | 0 | 0 | 260 | 268.065 | 0 | 0 | 1 | 0 | 0 | 0 | 0 | 0 | 0 | 0 | 0 | 0 | 0 | 0 | 0 | 0 | -2 | -2 | 0 | 0 | 1 |  | 0 | 0 | 0 | 0 | 0 | 0 | 0 | 0 | 0 | 0 | 0 | 0 | 0 | 260 | 268.315 | 0 | 0 | 1 | 0 | 0 | 0 | 0 | 0 | 0 | 0 | 0 | 0 | 0 | 0 | 0 | 0 | -2 | -2 | 0 | 0 | 1 |  | 0 | 0 | 0 | 0 | 0 | 0 | 0 | 0 | 0 | 0 | 0 | 0 | 0 | 260 | 268.315 | 0 | 0 | 1 | 0 | 0 | 0 | 0 | 0 | 0 | 0 | 0 | 0 | 0 | 0 | 0 | 0 | -2 | -2 | 0 | 0 | 1 |  | 1 | 1 | 1 | 1 | 1 | 1 | 1 | 4+ | 1 | 1
PG&E FRESNO | West Fresno | 115 | 0 | 0 | 0 | 0 | 0 | 0 | 0 | 0 | 0 | 0 | 0 | 0 | 0 | 0 | 0 | 0 | 0 | 0 | 0 | 0 |  | 0 | 0 | 0 | 0 | 0 | 0 | 0 | 0 | 0 | 0 | 0 | 0 | 0 | 0 | 0 | 0 | 0 | 0 | 0 | 0 | 0 | 0 | 0 | 0 | 0 | 0 | 0 | 0 | 0 | 0 | 0 | 0 | 0 | 0 | 0 | 0 |  | 0 | 0 | 0 | 0 | 0 | 0 | 0 | 0 | 0 | 0 | 0 | 0 | 0 | 0 | 0 | 0 | 0 | 0 | 0 | 0 | 0 | 0 | 0 | 0 | 0 | 0 | 0 | 0 | 0 | 0 | 0 | 0 | 0 | 0 | 0 | 0 |  | 0 | 0 | 0 | 0 | 0 | 0 | 0 | 0 | 0 | 0 | 0 | 0 | 0 | 0 | 0 | 0 | 0 | 0 | 0 | 0 | 0 | 0 | 0 | 0 | 0 | 0 | 0 | 0 | 0 | 0 | 0 | 0 | 0 | 0 | 0 | 0 |  | 0 | 0 | 0 | 0 | 0 | 0 | 0 | 0 | 0 | 0 | 0 | 0 | 2.326 | 0 | 2.326 | 0 | 0 | 1 | 0 | 0 | 0 | 0 | 0 | 0 | 0 | 0 | 0 | 0 | 0 | 0 | 0 | 0 | 0 | 0 | 0 | 0 |  | 1 | 1 | 1 | 1 | 1 | 1 | 1 | 1 | 1 | 0
PG&E FRESNO | Westley | 230 | 0 | 0 | 0 | 0 | 0 | 0 | 0 | 0 | 0 | 0 | 0 | 0 | 0 | 0 | 0 | 0 | 0 | 0 | 0 | 0 |  | 0 | 0 | 0 | 0 | 0 | 0 | 0 | 0 | 0 | 0 | 0 | 0 | 0 | 0 | 0 | 0 | 0 | 0 | 0 | 0 | 0 | 0 | 0 | 0 | 0 | 0 | 0 | 0 | 0 | 0 | 0 | 0 | 0 | 0 | 0 | 0 |  | 0 | 0 | 0 | 0 | 0 | 0 | 0 | 0 | 0 | 0 | 0 | 0 | 0 | 0 | 0 | 0 | 0 | 0 | 0 | 0 | 0 | 0 | 0 | 0 | 0 | 0 | 0 | 0 | 0 | 0 | 0 | 0 | 0 | 0 | 0 | 0 |  | 0 | 0 | 0 | 0 | 0 | 0 | 0 | 0 | 0 | 0 | 0 | 0 | 0 | 0 | 0 | 0 | 0 | 0 | 0 | 0 | 0 | 0 | 0 | 0 | 0 | 0 | 0 | 0 | 0 | 0 | 0 | 0 | 0 | 0 | 0 | 0 |  | 0 | 0 | 0 | 0 | 0 | 0 | 0 | 0 | 0 | 0 | 0 | 0 | 3.8 | 0 | 0 | 0 | 0 | 1 | 0 | 0 | 0 | 0 | 0 | 0 | 0 | 0 | 0 | 0 | 0 | 0 | -2 | 0 | 0 | 0 | 0 | 1 |  | 1 | 1 | 1 | 1 | 1 | 1 | 1+ | 1 | 1 | 1
PG&E KERN | Westpark | 115 | 0 | 0 | 0 | 0 | 0 | 0 | 0 | 0 | 0 | 0 | 0 | 0 | 0 | 0 | 0 | 0 | 0 | 0 | 0 | 0 |  | 0 | 0 | 0 | 0 | 0 | 0 | 0 | 0 | 0 | 0 | 0 | 0 | 0 | 0 | 0 | 0 | 0 | 0 | 0 | 0 | 0 | 0 | 0 | 0 | 0 | 0 | 0 | 0 | 0 | 0 | 0 | 0 | 0 | 0 | 0 | 0 |  | 0 | 0 | 0 | 0 | 0 | 0 | 0 | 0 | 0 | 0 | 0 | 0 | 1.798 | 0 | 0 | 0 | 0 | 1 | 0 | 0 | 0 | 0 | 0 | 0 | 0 | 0 | 0 | 0 | 0 | 0 | 0 | 0 | 0 | 0 | 0 | 0 |  | 0 | 0 | 0 | 0 | 0 | 0 | 0 | 0 | 0 | 0 | 0 | 0 | 1.798 | 0 | 0 | 0 | 0 | 1 | 0 | 0 | 0 | 0 | 0 | 0 | 0 | 0 | 0 | 0 | 0 | 0 | 0 | 0 | 0 | 0 | 0 | 0 |  | 0 | 0 | 0 | 0 | 0 | 0 | 0 | 0 | 0 | 0 | 0 | 0 | 1.798 | 0 | 0 | 0 | 0 | 1 | 0 | 0 | 0 | 0 | 0 | 0 | 0 | 0 | 0 | 0 | 0 | 0 | 0 | 0 | 0 | 0 | 0 | 0 |  | 1 | 1 | 1 | 1 | 1 | 1 | 1 | 1 | 1 | 0
PG&E KERN | Wheeler Ridge | 230 | 0 | 0 | 0 | 0 | 0 | 0 | 0 | 0 | 0 | 0 | 0 | 0 | 0 | 90 | 90 | 0 | 180 | 180 | 0 | 1 |  | 0 | 0 | 0 | 0 | 0 | 0 | 0 | 0 | 0 | 0 | 0 | 0 | 0 | 0 | 0 | 0 | 0 | 0 | 0 | 0 | 0 | 0 | 0 | 0 | 0 | 0 | 0 | 0 | 0 | 0 | 2 | 2 | 2 | 0 | 0 | 1 |  | 0 | 0 | 0 | 0 | 0 | 0 | 0 | 0 | 0 | 0 | 0 | 0 | 16.914 | 0 | 9.7 | 0 | 0 | 1 | 0 | 0 | 0 | 0 | 0 | 0 | 0 | 0 | 0 | 0 | 0 | 0 | 2 | 2 | 2 | 0 | 0 | 1 |  | 0 | 0 | 0 | 0 | 0 | 0 | 0 | 0 | 0 | 0 | 0 | 0 | 327.544 | 0 | 320.33 | 0 | 0 | 1 | 0 | 0 | 0 | 0 | 0 | 0 | 0 | 0 | 0 | 0 | 0 | 0 | -2 | 2 | -2 | 0 | 0 | 1 |  | 0 | 0 | 0 | 0 | 0 | 0 | 0 | 0 | 0 | 0 | 0 | 0 | 327.544 | 0 | 327.544 | 0 | 0 | 1 | 0 | 0 | 0 | 0 | 0 | 0 | 0 | 0 | 0 | 0 | 0 | 0 | -2 | 2 | -1 | 0 | 0 | 1 |  | 1 | 1 | 1 | 1 | 1 | 1 | 2+ | 2- | 1 | 1
PG&E KERN | Wheeler Ridge | 115 | 0 | 0 | 0 | 0 | 0 | 0 | 0 | 0 | 0 | 0 | 0 | 0 | 95 | 0 | 95 | 0 | 0 | 0 | 0 | 1 |  | 0 | 0 | 0 | 0 | 0 | 0 | 0 | 0 | 0 | 0 | 0 | 0 | 0 | 0 | 0 | 0 | 0 | 0 | 0 | 0 | 0 | 0 | 0 | 0 | 0 | 0 | 0 | 0 | 0 | 2 | 2 | 0 | 0 | 0 | 0 | 1 |  | 0 | 0 | 0 | 0 | 0 | 0 | 0 | 0 | 0 | 0 | 0 | 0 | 0 | 0 | 0 | 0 | 0 | 0 | 0 | 0 | 0 | 0 | 0 | 0 | 0 | 0 | 0 | 0 | 0 | 2 | 2 | 0 | 0 | 0 | 0 | 1 |  | 0 | 0 | 0 | 0 | 0 | 0 | 0 | 0 | 0 | 0 | 0 | 0 | 0 | 0 | 0 | 0 | 0 | 0 | 0 | 0 | 0 | 0 | 0 | 0 | 0 | 0 | 0 | 0 | 0 | 2 | 2 | 0 | 0 | 0 | 0 | 1 |  | 0 | 0 | 0 | 0 | 0 | 0 | 0 | 0 | 0 | 0 | 0 | 0 | 0 | 0 | 0 | 0 | 0 | 0 | 0 | 0 | 0 | 0 | 0 | 0 | 0 | 0 | 0 | 0 | 0 | 2 | 2 | 0 | 0 | 0 | 0 | 1 |  | 1 | 1 | 1 | 1 | 1 | 1 | 5- | 1 | 1 | 1
PG&E KERN | Wheeler Ridge | 70 | 0 | 0 | 0 | 0 | 0 | 0 | 0 | 0 | 0 | 0 | 0 | 0 | 0 | 0 | 0 | 0 | 0 | 0 | 0 | 0 |  | 0 | 0 | 0 | 0 | 0 | 0 | 0 | 0 | 0 | 0 | 0 | 0 | 0 | 0 | 0 | 0 | 0 | 0 | 0 | 0 | 0 | 0 | 0 | 0 | 0 | 0 | 0 | 0 | 0 | 0 | 0 | 0 | 0 | 0 | 0 | 0 |  | 0 | 0 | 0 | 0 | 0 | 0 | 0 | 0 | 0 | 0 | 0 | 0 | 0 | 62 | 0 | 0 | 0 | 1 | 0 | 0 | 0 | 0 | 0 | 0 | 0 | 0 | 0 | 0 | 0 | 0 | 0 | -2 | 0 | 0 | 0 | 1 |  | 0 | 0 | 0 | 0 | 0 | 0 | 0 | 0 | 0 | 0 | 0 | 0 | 0 | 62 | 0 | 0 | 0 | 1 | 0 | 0 | 0 | 0 | 0 | 0 | 0 | 0 | 0 | 0 | 0 | 0 | 0 | -2 | 0 | 0 | 0 | 1 |  | 0 | 0 | 0 | 0 | 0 | 0 | 0 | 0 | 0 | 0 | 0 | 0 | 0 | 62 | 0 | 0 | 0 | 1 | 0 | 0 | 0 | 0 | 0 | 0 | 0 | 0 | 0 | 0 | 0 | 0 | 0 | -2 | 0 | 0 | 0 | 1 |  | 1 | 1 | 1 | 1 | 1 | 1 | 1 | 4+ | 1 | 1
SCE Northern | Whirlwind | 230 | 0 | 0 | 0 | 0 | 0 | 0 | 0 | 0 | 0 | 0 | 0 | 0 | 1441 | 0 | 1441 | 0 | 0 | 0 | 300 | 1 |  | 0 | 0 | 0 | 0 | 100 | 100 | 0 | 0 | 0 | 0 | 0 | 0.88 | 88.772 | 139.52 | 141.42 | 0 | 0 | 1 | 0 | 0 | 0 | 0 | -2 | -2 | 0 | 0 | 0 | 0 | 0 | 2 | 2 | -2 | -2 | 2 | 2 | 1 |  | 0 | 0 | 0 | 0 | 100 | 100 | 0 | 0 | 0 | 0 | 0 | 0.88 | 626.41 | 851.62 | 477 | 300 | 312 | 1 | 0 | 0 | 0 | 0 | -2 | -2 | 0 | 0 | 0 | 0 | 0 | 2 | 2 | -2 | -2 | 0 | 0 | 1 |  | 0 | 0 | 0 | 0 | 100 | 100 | 0 | 0 | 0 | 0 | 0 | 0.88 | 626.41 | 851.62 | 477 | 300 | 312 | 1 | 0 | 0 | 0 | 0 | -2 | -2 | 0 | 0 | 0 | 0 | 0 | 2 | 2 | -2 | -2 | 0 | 0 | 1 |  | 0 | 0 | 0 | 0 | 100 | 100 | 0 | 810.8874 | 0 | 0 | 0 | 0.88 | 721.41 | 851.62 | 1287.8874 | 300 | 312 | 1 | 0 | 0 | 0 | 0 | -2 | -2 | 0 | -2 | 0 | 0 | 0 | 2 | 2 | -2 | -2 | 0 | 0 | 1 |  | 1 | 1 | 4+ | 1+ | 1 | 1 | 5- | 4+ | 1 | 1
SCE Northern | Whirlwind | 500 | 0 | 0 | 0 | 0 | 0 | 0 | 0 | 0 | 0 | 0 | 0 | 0 | 1032 | 0 | 1032 | 0 | 0 | 0 | 480 | 1 |  | 0 | 0 | 0 | 0 | 0 | 0 | 0 | 0 | 0 | 0 | 0 | 0 | 0 | 0 | 0 | 0 | 0 | 0 | 0 | 0 | 0 | 0 | 0 | 0 | 0 | 0 | 0 | 0 | 0 | 2 | 2 | 0 | 0 | 2 | 2 | 1 |  | 0 | 0 | 0 | 0 | 0 | 0 | 0 | 0 | 0 | 0 | 0 | 0 | 0 | 0 | 0 | 0 | 0 | 0 | 0 | 0 | 0 | 0 | 0 | 0 | 0 | 0 | 0 | 0 | 0 | 2 | 2 | 0 | 0 | 2 | 2 | 1 |  | 0 | 0 | 0 | 0 | 0 | 0 | 0 | 0 | 0 | 0 | 0 | 0 | 0 | 500 | 513.2 | 0 | 0 | 1 | 0 | 0 | 0 | 0 | 0 | 0 | 0 | 0 | 0 | 0 | 0 | 2 | 2 | -2 | -2 | 2 | 2 | 1 |  | 0 | 0 | 0 | 0 | 0 | 0 | 0 | 0 | 0 | 0 | 0 | 0 | 0 | 500 | 513.2 | 0 | 0 | 1 | 0 | 0 | 0 | 0 | 0 | 0 | 0 | 0 | 0 | 0 | 0 | 2 | 2 | -2 | -2 | 2 | 2 | 1 |  | 1 | 1 | 1 | 1 | 1 | 1 | 5- | 4+ | 5- | 1
PG&E GBA | Whisman | 115 | 0 | 0 | 0 | 0 | 0 | 0 | 0 | 0 | 0 | 0 | 0 | 0 | 0 | 0 | 0 | 0 | 0 | 0 | 0 | 0 |  | 0 | 0 | 0 | 0 | 0 | 0 | 0 | 0 | 0 | 0 | 0 | 0 | 0 | 0 | 0 | 0 | 0 | 0 | 0 | 0 | 0 | 0 | 0 | 0 | 0 | 0 | 0 | 0 | 0 | 0 | 0 | 0 | 0 | 0 | 0 | 0 |  | 0 | 0 | 0 | 0 | 0 | 0 | 0 | 0 | 0 | 0 | 0 | 0 | 1.31 | 0 | 0 | 0 | 0 | 1 | 0 | 0 | 0 | 0 | 0 | 0 | 0 | 0 | 0 | 0 | 0 | 0 | 0 | 0 | 0 | 0 | 0 | 0 |  | 0 | 0 | 0 | 0 | 0 | 0 | 0 | 0 | 0 | 0 | 0 | 0 | 1.31 | 0 | 0 | 0 | 0 | 1 | 0 | 0 | 0 | 0 | 0 | 0 | 0 | 0 | 0 | 0 | 0 | 0 | 0 | 0 | 0 | 0 | 0 | 0 |  | 0 | 0 | 0 | 0 | 0 | 0 | 0 | 0 | 0 | 0 | 0 | 0 | 1.31 | 0 | 0 | 0 | 0 | 1 | 0 | 0 | 0 | 0 | 0 | 0 | 0 | 0 | 0 | 0 | 0 | 0 | 0 | 0 | 0 | 0 | 0 | 0 |  | 1 | 1 | 1 | 1 | 1 | 1 | 1 | 1 | 1 | 0
SCE Eastern | Wildlife | 230 | 0 | 0 | 0 | 0 | 0 | 0 | 0 | 0 | 0 | 0 | 0 | 0 | 0 | 0 | 0 | 0 | 0 | 0 | 0 | 0 |  | 0 | 0 | 0 | 0 | 0 | 0 | 0 | 0 | 0 | 0 | 0 | 0 | 0 | 0 | 0 | 0 | 0 | 0 | 0 | 0 | 0 | 0 | 0 | 0 | 0 | 0 | 0 | 0 | 0 | 0 | 0 | 0 | 0 | 0 | 0 | 0 |  | 0 | 0 | 0 | 0 | 0 | 0 | 0 | 0 | 0 | 0 | 0 | 0 | 0 | 0 | 0 | 0 | 0 | 0 | 0 | 0 | 0 | 0 | 0 | 0 | 0 | 0 | 0 | 0 | 0 | 0 | 0 | 0 | 0 | 0 | 0 | 0 |  | 0 | 0 | 0 | 0 | 0 | 0 | 0 | 0 | 0 | 0 | 0 | 0 | 0 | 0 | 206.091 | 0 | 0 | 1 | 0 | 0 | 0 | 0 | 0 | 0 | 0 | 0 | 0 | 0 | 0 | 0 | 0 | 0 | -2 | 0 | 0 | 1 |  | 0 | 0 | 0 | 0 | 0 | 0 | 0 | 0 | 0 | 0 | 0 | 0 | 0 | 0 | 206.091 | 0 | 0 | 1 | 0 | 0 | 0 | 0 | 0 | 0 | 0 | 0 | 0 | 0 | 0 | 0 | 0 | 0 | -1 | 0 | 0 | 1 |  | 1 | 1 | 1 | 1 | 1 | 1 | 1 | 2+ | 1 | 1
PG&E FRESNO | Wilson | 115 | 0 | 0 | 0 | 0 | 0 | 0 | 0 | 0 | 0 | 0 | 0 | 0 | 0 | 0 | 0 | 0 | 0 | 0 | 0 | 0 |  | 0 | 0 | 0 | 0 | 0 | 0 | 0 | 0 | 0 | 0 | 0 | 0 | 0 | 0 | 0 | 0 | 0 | 0 | 0 | 0 | 0 | 0 | 0 | 0 | 0 | 0 | 0 | 0 | 0 | 0 | 0 | 0 | 0 | 0 | 0 | 0 |  | 0 | 0 | 0 | 0 | 0 | 0 | 0 | 0 | 0 | 0 | 0 | 0 | 0 | 0 | 0 | 0 | 0 | 0 | 0 | 0 | 0 | 0 | 0 | 0 | 0 | 0 | 0 | 0 | 0 | 0 | 0 | 0 | 0 | 0 | 0 | 0 |  | 0 | 0 | 0 | 0 | 0 | 0 | 0 | 0 | 0 | 0 | 0 | 0 | 0 | 0 | 0 | 0 | 0 | 0 | 0 | 0 | 0 | 0 | 0 | 0 | 0 | 0 | 0 | 0 | 0 | 0 | 0 | 0 | 0 | 0 | 0 | 0 |  | 0 | 0 | 0 | 0 | 0 | 0 | 0 | 0 | 0 | 0 | 0 | 0 | 0 | 0 | 0 | 0 | 0 | 0 | 0 | 0 | 0 | 0 | 0 | 0 | 0 | 0 | 0 | 0 | 0 | 0 | 0 | 0 | 0 | 0 | 0 | 0 |  | 1 | 1 | 1 | 1 | 1 | 1 | 1 | 1 | 1 | 0
PG&E FRESNO | Wilson | 230 | 0 | 0 | 0 | 0 | 0 | 0 | 0 | 0 | 0 | 0 | 0 | 0 | 0 | 0 | 0 | 0 | 0 | 0 | 0 | 0 |  | 0 | 0 | 0 | 0 | 0 | 0 | 0 | 0 | 0 | 0 | 0 | 0 | 0 | 0 | 0 | 0 | 0 | 0 | 0 | 0 | 0 | 0 | 0 | 0 | 0 | 0 | 0 | 0 | 0 | 0 | 0 | 0 | 0 | 0 | 0 | 0 |  | 0 | 0 | 0 | 0 | 0 | 0 | 0 | 0 | 0 | 0 | 0 | 0 | 0 | 0 | 0 | 0 | 0 | 0 | 0 | 0 | 0 | 0 | 0 | 0 | 0 | 0 | 0 | 0 | 0 | 0 | 0 | 0 | 0 | 0 | 0 | 0 |  | 0 | 0 | 0 | 0 | 0 | 0 | 0 | 0 | 0 | 0 | 0 | 0 | 0 | 0 | 256.29 | 0 | 0 | 1 | 0 | 0 | 0 | 0 | 0 | 0 | 0 | 0 | 0 | 0 | 0 | 0 | 0 | 0 | -2 | 0 | 0 | 1 |  | 0 | 0 | 0 | 0 | 0 | 0 | 0 | 0 | 0 | 0 | 0 | 0 | 0 | 0 | 256.29 | 0 | 0 | 1 | 0 | 0 | 0 | 0 | 0 | 0 | 0 | 0 | 0 | 0 | 0 | 0 | 0 | 0 | -1 | 0 | 0 | 1 |  | 1 | 1 | 1 | 1 | 1 | 1 | 1 | 2+ | 1 | 1
SCE Northern | Windhub | 230 | 0 | 0 | 0 | 0 | 0 | 0 | 0 | 0 | 0 | 0 | 0 | 0 | 0 | 0 | 0 | 0 | 0 | 0 | 0 | 0 |  | 0 | 0 | 0 | 0 | 0 | 0 | 0 | 0 | 0 | 0 | 0 | 84 | 134 | 39.5 | 89.5 | 0 | 0 | 1 | 0 | 0 | 0 | 0 | 0 | 0 | 0 | 0 | 0 | 0 | 0 | -2 | -2 | -2 | -2 | 0 | 0 | 1 |  | 0 | 0 | 0 | 0 | 0 | 0 | 0 | 0 | 0 | 0 | 0 | 182 | 382 | 405 | 1179.8854 | 0 | 0 | 1 | 0 | 0 | 0 | 0 | 0 | 0 | 0 | 0 | 0 | 0 | 0 | -2 | -2 | -2 | -2 | 0 | 0 | 1 |  | 0 | 0 | 0 | 0 | 0 | 0 | 0 | 0 | 0 | 0 | 0 | 182 | 382 | 405 | 1179.8854 | 0 | 0 | 1 | 0 | 0 | 0 | 0 | 0 | 0 | 0 | 0 | 0 | 0 | 0 | -2 | -2 | -2 | -2 | 0 | 0 | 1 |  | 0 | 0 | 0 | 0 | 0 | 24 | 0 | 0 | 0 | 0 | 6.5 | 182 | 978.855 | 405 | 1187.8854 | 0 | 0 | 1 | 0 | 0 | 0 | 0 | 0 | -2 | 0 | 0 | 0 | 0 | -2 | -2 | -2 | -2 | -2 | 0 | 0 | 1 |  | 1 | 1 | 1+ | 1 | 1 | 1+ | 4+ | 4+ | 1 | 1
SCE Northern | Windhub | 500 | 0 | 0 | 0 | 0 | 0 | 0 | 0 | 0 | 0 | 0 | 0 | 0 | 0 | 0 | 0 | 0 | 0 | 0 | 0 | 0 |  | 0 | 0 | 0 | 0 | 0 | 0 | 0 | 0 | 0 | 0 | 0 | 625.5456 | 625.5456 | 656.55 | 656.55 | 0 | 0 | 1 | 0 | 0 | 0 | 0 | 0 | 0 | 0 | 0 | 0 | 0 | 0 | -2 | -2 | -2 | -2 | 0 | 0 | 1 |  | 0 | 0 | 0 | 0 | 0 | 0 | 0 | 0 | 0 | 0 | 0 | 625.5456 | 625.5456 | 656.55 | 664.55 | 0 | 0 | 1 | 0 | 0 | 0 | 0 | 0 | 0 | 0 | 0 | 0 | 0 | 0 | -2 | -2 | -2 | -2 | 0 | 0 | 1 |  | 0 | 0 | 0 | 0 | 0 | 0 | 0 | 0 | 0 | 0 | 0 | 625.5456 | 997.8456 | 656.55 | 889.55 | 0 | 0 | 1 | 0 | 0 | 0 | 0 | 0 | 0 | 0 | 0 | 0 | 0 | 0 | -2 | -2 | -2 | -2 | 0 | 0 | 1 |  | 0 | 0 | 0 | 0 | 0 | 0 | 0 | 0 | 0 | 0 | 0 | 625.5456 | 1504.8456 | 656.55 | 889.55 | 0 | 0 | 1 | 0 | 0 | 0 | 0 | 0 | 0 | 0 | 0 | 0 | 0 | 0 | -2 | -2 | -2 | -2 | 0 | 0 | 1 |  | 1 | 1 | 1 | 1 | 1 | 1 | 4+ | 4+ | 1 | 1
PG&E GBA | Windmaster | 230 | 0 | 0 | 0 | 0 | 0 | 0 | 0 | 0 | 0 | 0 | 0 | 0 | 260 | 0 | 260 | 0 | 0 | 0 | 0 | 1 |  | 0 | 0 | 0 | 0 | 0 | 0 | 0 | 0 | 0 | 0 | 0 | 0 | 0 | 0 | 0 | 0 | 0 | 0 | 0 | 0 | 0 | 0 | 0 | 0 | 0 | 0 | 0 | 0 | 0 | 2 | 2 | 0 | 0 | 0 | 0 | 1 |  | 0 | 0 | 0 | 0 | 0 | 0 | 0 | 0 | 0 | 0 | 0 | 0 | 0 | 0 | 0 | 0 | 0 | 0 | 0 | 0 | 0 | 0 | 0 | 0 | 0 | 0 | 0 | 0 | 0 | 2 | 2 | 0 | 0 | 0 | 0 | 1 |  | 0 | 0 | 0 | 0 | 0 | 0 | 0 | 0 | 0 | 0 | 0 | 0 | 0 | 0 | 0 | 0 | 0 | 0 | 0 | 0 | 0 | 0 | 0 | 0 | 0 | 0 | 0 | 0 | 0 | 2 | 2 | 0 | 0 | 0 | 0 | 1 |  | 0 | 0 | 0 | 0 | 0 | 0 | 0 | 0 | 0 | 0 | 0 | 0 | 0 | 0 | 0 | 0 | 0 | 0 | 0 | 0 | 0 | 0 | 0 | 0 | 0 | 0 | 0 | 0 | 0 | 2 | 2 | 0 | 0 | 0 | 0 | 1 |  | 1 | 1 | 1 | 1 | 1 | 1 | 5- | 1 | 1 | 1
PG&E NGBA | Windsor | 60 | 0 | 0 | 0 | 0 | 0 | 0 | 0 | 0 | 0 | 0 | 0 | 0 | 0 | 0 | 0 | 0 | 0 | 0 | 0 | 0 |  | 0 | 0 | 0 | 0 | 0 | 0 | 0 | 0 | 0 | 0 | 0 | 0 | 0 | 0 | 0 | 0 | 0 | 0 | 0 | 0 | 0 | 0 | 0 | 0 | 0 | 0 | 0 | 0 | 0 | 0 | 0 | 0 | 0 | 0 | 0 | 0 |  | 0 | 0 | 0 | 0 | 0 | 0 | 0 | 0 | 0 | 0 | 0 | 0 | 2.054 | 0 | 0 | 0 | 0 | 1 | 0 | 0 | 0 | 0 | 0 | 0 | 0 | 0 | 0 | 0 | 0 | 0 | 0 | 0 | 0 | 0 | 0 | 0 |  | 0 | 0 | 0 | 0 | 0 | 0 | 0 | 0 | 0 | 0 | 0 | 0 | 2.054 | 0 | 0 | 0 | 0 | 1 | 0 | 0 | 0 | 0 | 0 | 0 | 0 | 0 | 0 | 0 | 0 | 0 | 0 | 0 | 0 | 0 | 0 | 0 |  | 0 | 0 | 0 | 0 | 0 | 0 | 0 | 0 | 0 | 0 | 0 | 0 | 2.054 | 0 | 0 | 0 | 0 | 1 | 0 | 0 | 0 | 0 | 0 | 0 | 0 | 0 | 0 | 0 | 0 | 0 | 0 | 0 | 0 | 0 | 0 | 0 |  | 1 | 1 | 1 | 1 | 1 | 1 | 1 | 1 | 1 | 0
PG&E NGBA | Woodland | 115 | 0 | 0 | 0 | 0 | 0 | 0 | 0 | 0 | 0 | 0 | 0 | 0 | 0 | 0 | 0 | 0 | 0 | 0 | 0 | 0 |  | 0 | 0 | 0 | 0 | 0 | 0 | 0 | 0 | 0 | 0 | 0 | 0 | 0 | 0 | 0 | 0 | 0 | 0 | 0 | 0 | 0 | 0 | 0 | 0 | 0 | 0 | 0 | 0 | 0 | 0 | 0 | 0 | 0 | 0 | 0 | 0 |  | 0 | 0 | 0 | 0 | 0 | 0 | 0 | 0 | 0 | 0 | 0 | 0 | 10.522 | 0 | 3.05 | 0 | 0 | 1 | 0 | 0 | 0 | 0 | 0 | 0 | 0 | 0 | 0 | 0 | 0 | 0 | -2 | 0 | -2 | 0 | 0 | 1 |  | 0 | 0 | 0 | 0 | 0 | 0 | 0 | 0 | 0 | 0 | 0 | 0 | 10.522 | 0 | 3.05 | 0 | 0 | 1 | 0 | 0 | 0 | 0 | 0 | 0 | 0 | 0 | 0 | 0 | 0 | 0 | -2 | 0 | -2 | 0 | 0 | 1 |  | 0 | 0 | 0 | 0 | 0 | 0 | 0 | 0 | 0 | 0 | 0 | 0 | 10.522 | 0 | 3.05 | 0 | 0 | 1 | 0 | 0 | 0 | 0 | 0 | 0 | 0 | 0 | 0 | 0 | 0 | 0 | -2 | 0 | 0 | 0 | 0 | 1 |  | 1 | 1 | 1 | 1 | 1 | 1 | 4+ | 4+ | 1 | 1
PG&E FRESNO | Woodward | 115 | 0 | 0 | 0 | 0 | 0 | 0 | 0 | 0 | 0 | 0 | 0 | 0 | 0 | 0 | 0 | 0 | 0 | 0 | 0 | 0 |  | 0 | 0 | 0 | 0 | 0 | 0 | 0 | 0 | 0 | 0 | 0 | 0 | 0 | 0 | 0 | 0 | 0 | 0 | 0 | 0 | 0 | 0 | 0 | 0 | 0 | 0 | 0 | 0 | 0 | 0 | 0 | 0 | 0 | 0 | 0 | 0 |  | 0 | 0 | 0 | 0 | 0 | 0 | 0 | 0 | 0 | 0 | 0 | 0 | 2.757 | 0 | 2.185 | 0 | 0 | 1 | 0 | 0 | 0 | 0 | 0 | 0 | 0 | 0 | 0 | 0 | 0 | 0 | 0 | 0 | 0 | 0 | 0 | 0 |  | 0 | 0 | 0 | 0 | 0 | 0 | 0 | 0 | 0 | 0 | 0 | 0 | 2.757 | 0 | 2.185 | 0 | 0 | 1 | 0 | 0 | 0 | 0 | 0 | 0 | 0 | 0 | 0 | 0 | 0 | 0 | 0 | 0 | 0 | 0 | 0 | 0 |  | 0 | 0 | 0 | 0 | 0 | 0 | 0 | 0 | 0 | 0 | 0 | 0 | 2.757 | 0 | 2.185 | 0 | 0 | 1 | 0 | 0 | 0 | 0 | 0 | 0 | 0 | 0 | 0 | 0 | 0 | 0 | 0 | 0 | 0 | 0 | 0 | 0 |  | 1 | 1 | 1 | 1 | 1 | 1 | 1 | 1 | 1 | 0
PG&E NGBA | Wyandotte | 115 | 0 | 0 | 0 | 0 | 0 | 0 | 0 | 0 | 0 | 0 | 0 | 0 | 0 | 0 | 0 | 0 | 0 | 0 | 0 | 0 |  | 0 | 0 | 0 | 0 | 0 | 0 | 0 | 0 | 0 | 0 | 0 | 0 | 0 | 0 | 0 | 0 | 0 | 0 | 0 | 0 | 0 | 0 | 0 | 0 | 0 | 0 | 0 | 0 | 0 | 0 | 0 | 0 | 0 | 0 | 0 | 0 |  | 0 | 0 | 0 | 0 | 0 | 0 | 0 | 0 | 0 | 0 | 0 | 0 | 3.6916 | 0 | 0 | 0 | 0 | 1 | 0 | 0 | 0 | 0 | 0 | 0 | 0 | 0 | 0 | 0 | 0 | 0 | -2 | 0 | 0 | 0 | 0 | 1 |  | 0 | 0 | 0 | 0 | 0 | 0 | 0 | 0 | 0 | 0 | 0 | 0 | 3.6916 | 0 | 0 | 0 | 0 | 1 | 0 | 0 | 0 | 0 | 0 | 0 | 0 | 0 | 0 | 0 | 0 | 0 | -2 | 0 | 0 | 0 | 0 | 1 |  | 0 | 0 | 0 | 0 | 0 | 0 | 0 | 0 | 0 | 0 | 0 | 0 | 24.7276 | 0 | 0 | 0 | 0 | 1 | 0 | 0 | 0 | 0 | 0 | 0 | 0 | 0 | 0 | 0 | 0 | 0 | -2 | 0 | 0 | 0 | 0 | 1 |  | 1 | 1 | 1 | 1 | 1 | 1 | 4+ | 1 | 1 | 1

## CI_Analysis_2041
Commercial criteria alignment analysis for the 2041 portfolio. Tab shows mapped generic resources by substation compared to commercial interest resources by the three confidence categories (Executed IA, Phase II complete, or all projects, which includes Cluster 15 application projects). Columns FQ through FY show the mapped resources alignment with the commercial interest criteria by resource type. Tab also shows comparison to projects identified as Available for Near-term Interconnection. | [86 empty] | MW | Percentage | Flag |  |  | MW | Percentage | Flag
[23 empty] | Available for Near-term Interconnection | [36 empty] | Executed Interconnection Agreement | [24 empty] | Less |  | 100 | 10% | 1 | More |  | -100 | -10% | -1 |  |  | Phase II Study Complete | [36 empty] | All Queue Projects (including Cluster 15 applicant projects)
|  |  | Mapped Generic Resources | [20 empty] | MW amount of resources Availale for Near-term Interconenction | [17 empty] | Flags for Near-term Interconnection Amounts | [18 empty] | MW amount of resources with executed interconnection agreements | [17 empty] | Differences for Executed Interconnection Agreement Amounts | [5 empty] | Signifcantly Less |  | 500 | 33% | 2 | Significantly More |  | -500 | -33% | -2 |  |  |  | MW amount of resources with Phase II Study Complete | [17 empty] | Difference for Phase II Study Complete Amounts | [18 empty] | MW amount of resources Queue | [17 empty] | Difference for Queue Amounts | [17 empty] | Criteria Alignment Level by Resource
|  |  | Geothermal | Biomass | Wind | Wind | Wind | OOS Wind | OOS Wind | OOS Wind | Offshore Wind | Offshore Wind | Offshore Wind | Distributed Solar | Solar | Solar | Solar | Battery_4hr | Battery_8hr | Battery | LDES | Has |  | Geothermal | Geothermal | Biomass | Biomass | Wind | Wind | OOS Wind | OOS Wind | Offshore Wind | Offshore Wind | Distributed Solar | Solar | Solar | Battery | Battery | LDES | LDES | Has | Geothermal | Geothermal | Biomass | Biomass | Wind | Wind | OOS Wind | OOS Wind | Offshore Wind | Offshore Wind | Distributed Solar | Solar | Solar | Battery | Battery | LDES | LDES | Has |  | Geothermal | Geothermal | Biomass | Biomass | Wind | Wind | OOS Wind | OOS Wind | Offshore Wind | Offshore Wind | Distributed Solar | Solar | Solar | Battery | Battery | LDES | LDES | Has | Geothermal | Geothermal | Biomass | Biomass | Wind | Wind | OOS Wind | OOS Wind | Offshore Wind | Offshore Wind | Distributed Solar | Solar | Solar | Battery | Battery | LDES | LDES | Has |  | Geothermal | Geothermal | Biomass | Biomass | Wind | Wind | OOS Wind | OOS Wind | Offshore Wind | Offshore Wind | Distributed Solar | Solar | Solar | Battery | Battery | LDES | LDES | Has | Geothermal | Geothermal | Biomass | Biomass | Wind | Wind | OOS Wind | OOS Wind | Offshore Wind | Offshore Wind | Distributed Solar | Solar | Solar | Battery | Battery | LDES | LDES | Has |  | Geothermal | Geothermal | Biomass | Biomass | Wind | Wind | OOS Wind | OOS Wind | Offshore Wind | Offshore Wind | Distributed Solar | Solar | Solar | Battery | Battery | LDES | LDES | Has | Geothermal | Geothermal | Biomass | Biomass | Wind | Wind | OOS Wind | OOS Wind | Offshore Wind | Offshore Wind | Distributed Solar | Solar | Solar | Battery | Battery | LDES | LDES | Has |  | Geothermal | Biomass | Wind | OOS Wind | Offshore Wind | Distributed Solar | Solar | Li_Battery | LDES | Has Non-
CAISO Study Area | Substation | Voltage | FCDS | FCDS | FCDS | EODS | Total | FCDS | EODS | Total | FCDS | EODS | Total | EODS | FCDS | EODS | Total | FCDS | FCDS | Total | FCDS | Res |  | FCDS (TPD) | Total | FCDS (TPD) | Total | FCDS (TPD) | Total | FCDS (TPD) | Total | FCDS (TPD) | Total | Total | FCDS (TPD) | Total | FCDS (TPD) | Total | FCDS (TPD) | Total | Res | FCDS (TPD) | Total | FCDS (TPD) | Total | FCDS (TPD) | Total | FCDS (TPD) | Total | FCDS (TPD) | Total | Total | FCDS (TPD) | Total | FCDS (TPD) | Total | FCDS (TPD) | Total | Flag |  | FCDS (TPD) | Total | FCDS (TPD) | Total | FCDS (TPD) | Total | FCDS (TPD) | Total | FCDS (TPD) | Total | Total | FCDS (TPD) | Total | FCDS (TPD) | Total | FCDS (TPD) | Total | Res | FCDS (TPD) | Total | FCDS (TPD) | Total | FCDS (TPD) | Total | FCDS (TPD) | Total | FCDS (TPD) | Total | Total | FCDS (TPD) | Total | FCDS (TPD) | Total | FCDS (TPD) | Total | Flag |  | FCDS (TPD) | Total | FCDS (TPD) | Total | FCDS (TPD) | Total | FCDS (TPD) | Total | FCDS (TPD) | Total | Total | FCDS (TPD) | Total | FCDS (TPD) | Total | FCDS (TPD) | Total | Res | FCDS (TPD) | Total | FCDS (TPD) | Total | FCDS (TPD) | Total | FCDS (TPD) | Total | FCDS (TPD) | Total | Total | FCDS (TPD) | Total | FCDS (TPD) | Total | FCDS (TPD) | Total | Flag |  | FCDS (TPD) | Total | FCDS (TPD) | Total | FCDS (TPD) | Total | FCDS (TPD) | Total | FCDS (TPD) | Total | Total | FCDS (TPD) | Total | FCDS (TPD) | Total | FCDS (TPD) | Total | Res | FCDS (TPD) | Total | FCDS (TPD) | Total | FCDS (TPD) | Total | FCDS (TPD) | Total | FCDS (TPD) | Total | Total | FCDS (TPD) | Total | FCDS (TPD) | Total | FCDS (TPD) | Total | Flag |  | Alignment Level | Alignment Level | Alignment Level | Alignment Level | Alignment Level | Alignment Level | Alignment Level | Alignment Level | Alignment Level | Alignment
PG&E KERN | 7th Standard | 115 | 0 | 0 | 0 | 0 | 0 | 0 | 0 | 0 | 0 | 0 | 0 | 0 | 0 | 0 | 0 | 0 | 0 | 0 | 0 | 0 |  | 0 | 0 | 0 | 0 | 0 | 0 | 0 | 0 | 0 | 0 | 0 | 0 | 0 | 0 | 0 | 0 | 0 | 0 | 0 | 0 | 0 | 0 | 0 | 0 | 0 | 0 | 0 | 0 | 0 | 0 | 0 | 0 | 0 | 0 | 0 | 0 |  | 0 | 0 | 0 | 0 | 0 | 0 | 0 | 0 | 0 | 0 | 0 | 0 | 2.95 | 0 | 0 | 0 | 0 | 1 | 0 | 0 | 0 | 0 | 0 | 0 | 0 | 0 | 0 | 0 | 0 | 0 | 0 | 0 | 0 | 0 | 0 | 0 |  | 0 | 0 | 0 | 0 | 0 | 0 | 0 | 0 | 0 | 0 | 0 | 0 | 2.95 | 0 | 0 | 0 | 0 | 1 | 0 | 0 | 0 | 0 | 0 | 0 | 0 | 0 | 0 | 0 | 0 | 0 | -2 | 0 | 0 | 0 | 0 | 1 |  | 0 | 0 | 0 | 0 | 0 | 0 | 0 | 0 | 0 | 0 | 0 | 0 | 2.95 | 0 | 0 | 0 | 0 | 1 | 0 | 0 | 0 | 0 | 0 | 0 | 0 | 0 | 0 | 0 | 0 | 0 | 0 | 0 | 0 | 0 | 0 | 0 |  | 1 | 1 | 1 | 1 | 1 | 1 | 2+ | 1 | 1 | 1
SCE Metro | Alamitos | 230 | 0 | 0 | 0 | 0 | 0 | 0 | 0 | 0 | 0 | 0 | 0 | 0 | 0 | 0 | 0 | 0 | 188 | 188 | 0 | 1 |  | 0 | 0 | 0 | 0 | 0 | 0 | 0 | 0 | 0 | 0 | 0 | 0 | 0 | 0 | 0 | 0 | 0 | 0 | 0 | 0 | 0 | 0 | 0 | 0 | 0 | 0 | 0 | 0 | 0 | 0 | 0 | 2 | 2 | 0 | 0 | 1 |  | 0 | 0 | 0 | 0 | 0 | 0 | 0 | 0 | 0 | 0 | 0 | 0 | 0 | 0 | 0 | 0 | 0 | 0 | 0 | 0 | 0 | 0 | 0 | 0 | 0 | 0 | 0 | 0 | 0 | 0 | 0 | 2 | 2 | 0 | 0 | 1 |  | 0 | 0 | 0 | 0 | 0 | 0 | 0 | 0 | 0 | 0 | 0 | 0 | 0 | 236 | 241.5 | 0 | 0 | 1 | 0 | 0 | 0 | 0 | 0 | 0 | 0 | 0 | 0 | 0 | 0 | 0 | 0 | -1 | -1 | 0 | 0 | 1 |  | 0 | 0 | 0 | 0 | 0 | 0 | 0 | 0 | 0 | 0 | 0 | 0 | 0 | 236 | 241.5 | 0 | 0 | 1 | 0 | 0 | 0 | 0 | 0 | 0 | 0 | 0 | 0 | 0 | 0 | 0 | 0 | -1 | -1 | 0 | 0 | 1 |  | 1 | 1 | 1 | 1 | 1 | 1 | 1 | 3+ | 1 | 1
SCE Eastern | Alberhill | 115 | 0 | 0 | 0 | 0 | 0 | 0 | 0 | 0 | 0 | 0 | 0 | 0 | 0 | 0 | 0 | 0 | 0 | 0 | 0 | 0 |  | 0 | 0 | 0 | 0 | 0 | 0 | 0 | 0 | 0 | 0 | 0 | 0 | 0 | 0 | 0 | 0 | 0 | 0 | 0 | 0 | 0 | 0 | 0 | 0 | 0 | 0 | 0 | 0 | 0 | 0 | 0 | 0 | 0 | 0 | 0 | 0 |  | 0 | 0 | 0 | 0 | 0 | 0 | 0 | 0 | 0 | 0 | 0 | 0 | 0 | 0 | 0 | 0 | 0 | 0 | 0 | 0 | 0 | 0 | 0 | 0 | 0 | 0 | 0 | 0 | 0 | 0 | 0 | 0 | 0 | 0 | 0 | 0 |  | 0 | 0 | 0 | 0 | 0 | 0 | 0 | 0 | 0 | 0 | 0 | 0 | 0 | 0 | 0 | 0 | 0 | 0 | 0 | 0 | 0 | 0 | 0 | 0 | 0 | 0 | 0 | 0 | 0 | 0 | 0 | 0 | 0 | 0 | 0 | 0 |  | 0 | 0 | 0 | 0 | 0 | 0 | 0 | 0 | 0 | 0 | 0 | 0 | 0 | 0 | 0 | 0 | 0 | 0 | 0 | 0 | 0 | 0 | 0 | 0 | 0 | 0 | 0 | 0 | 0 | 0 | 0 | 0 | 0 | 0 | 0 | 0 |  | 1 | 1 | 1 | 1 | 1 | 1 | 1 | 1 | 1 | 0
SCE Eastern | Alberhill | 500 | 0 | 0 | 0 | 0 | 0 | 0 | 0 | 0 | 0 | 0 | 0 | 0 | 0 | 0 | 0 | 0 | 0 | 0 | 200 | 1 |  | 0 | 0 | 0 | 0 | 0 | 0 | 0 | 0 | 0 | 0 | 0 | 0 | 0 | 0 | 0 | 0 | 0 | 0 | 0 | 0 | 0 | 0 | 0 | 0 | 0 | 0 | 0 | 0 | 0 | 0 | 0 | 0 | 0 | 2 | 2 | 1 |  | 0 | 0 | 0 | 0 | 0 | 0 | 0 | 0 | 0 | 0 | 0 | 0 | 0 | 0 | 0 | 500 | 500 | 1 | 0 | 0 | 0 | 0 | 0 | 0 | 0 | 0 | 0 | 0 | 0 | 0 | 0 | 0 | 0 | -2 | -2 | 1 |  | 0 | 0 | 0 | 0 | 0 | 0 | 0 | 0 | 0 | 0 | 0 | 0 | 0 | 0 | 0 | 500 | 500 | 1 | 0 | 0 | 0 | 0 | 0 | 0 | 0 | 0 | 0 | 0 | 0 | 0 | 0 | 0 | 0 | -2 | -2 | 1 |  | 0 | 0 | 0 | 0 | 0 | 0 | 0 | 0 | 0 | 0 | 0 | 0 | 0 | 0 | 695.626 | 500 | 500 | 1 | 0 | 0 | 0 | 0 | 0 | 0 | 0 | 0 | 0 | 0 | 0 | 0 | 0 | 0 | -2 | -2 | -2 | 1 |  | 1 | 1 | 1 | 1 | 1 | 1 | 1 | 1+ | 4+ | 1
PG&E GBA | Alhambra | 115 | 0 | 0 | 0 | 0 | 0 | 0 | 0 | 0 | 0 | 0 | 0 | 0 | 0 | 0 | 0 | 0 | 0 | 0 | 0 | 0 |  | 0 | 0 | 0 | 0 | 0 | 0 | 0 | 0 | 0 | 0 | 0 | 0 | 0 | 0 | 0 | 0 | 0 | 0 | 0 | 0 | 0 | 0 | 0 | 0 | 0 | 0 | 0 | 0 | 0 | 0 | 0 | 0 | 0 | 0 | 0 | 0 |  | 0 | 0 | 0 | 0 | 0 | 0 | 0 | 0 | 0 | 0 | 0 | 0 | 0 | 0 | 0 | 0 | 0 | 0 | 0 | 0 | 0 | 0 | 0 | 0 | 0 | 0 | 0 | 0 | 0 | 0 | 0 | 0 | 0 | 0 | 0 | 0 |  | 0 | 0 | 0 | 0 | 0 | 0 | 0 | 0 | 0 | 0 | 0 | 0 | 0 | 0 | 0 | 0 | 0 | 0 | 0 | 0 | 0 | 0 | 0 | 0 | 0 | 0 | 0 | 0 | 0 | 0 | 0 | 0 | 0 | 0 | 0 | 0 |  | 0 | 0 | 0 | 0 | 0 | 0 | 0 | 0 | 0 | 0 | 0 | 0 | 0 | 0 | 0 | 0 | 0 | 0 | 0 | 0 | 0 | 0 | 0 | 0 | 0 | 0 | 0 | 0 | 0 | 0 | 0 | 0 | 0 | 0 | 0 | 0 |  | 1 | 1 | 1 | 1 | 1 | 1 | 1 | 1 | 1 | 0
PG&E FRESNO | Alpaugh | 115 | 0 | 0 | 0 | 0 | 0 | 0 | 0 | 0 | 0 | 0 | 0 | 0 | 0 | 0 | 0 | 0 | 0 | 0 | 0 | 0 |  | 0 | 0 | 0 | 0 | 0 | 0 | 0 | 0 | 0 | 0 | 0 | 0 | 0 | 0 | 0 | 0 | 0 | 0 | 0 | 0 | 0 | 0 | 0 | 0 | 0 | 0 | 0 | 0 | 0 | 0 | 0 | 0 | 0 | 0 | 0 | 0 |  | 0 | 0 | 0 | 0 | 0 | 0 | 0 | 0 | 0 | 0 | 0 | 0 | 3 | 0 | 0 | 0 | 0 | 1 | 0 | 0 | 0 | 0 | 0 | 0 | 0 | 0 | 0 | 0 | 0 | 0 | 0 | 0 | 0 | 0 | 0 | 0 |  | 0 | 0 | 0 | 0 | 0 | 0 | 0 | 0 | 0 | 0 | 0 | 0 | 339.103 | 0 | 336.103 | 0 | 0 | 1 | 0 | 0 | 0 | 0 | 0 | 0 | 0 | 0 | 0 | 0 | 0 | 0 | -1 | 0 | -2 | 0 | 0 | 1 |  | 0 | 0 | 0 | 0 | 0 | 0 | 0 | 0 | 0 | 0 | 0 | 0 | 339.103 | 0 | 336.103 | 0 | 0 | 1 | 0 | 0 | 0 | 0 | 0 | 0 | 0 | 0 | 0 | 0 | 0 | 0 | -2 | 0 | -2 | 0 | 0 | 1 |  | 1 | 1 | 1 | 1 | 1 | 1 | 2+ | 2+ | 1 | 1
SDGE | Alpine | 69 | 0 | 0 | 0 | 0 | 0 | 0 | 0 | 0 | 0 | 0 | 0 | 0 | 0 | 0 | 0 | 0 | 0 | 0 | 0 | 0 |  | 0 | 0 | 0 | 0 | 0 | 0 | 0 | 0 | 0 | 0 | 0 | 0 | 0 | 0 | 0 | 0 | 0 | 0 | 0 | 0 | 0 | 0 | 0 | 0 | 0 | 0 | 0 | 0 | 0 | 0 | 0 | 0 | 0 | 0 | 0 | 0 |  | 0 | 0 | 0 | 0 | 0 | 0 | 0 | 0 | 0 | 0 | 0 | 0 | 0 | 0 | 0 | 0 | 0 | 0 | 0 | 0 | 0 | 0 | 0 | 0 | 0 | 0 | 0 | 0 | 0 | 0 | 0 | 0 | 0 | 0 | 0 | 0 |  | 0 | 0 | 0 | 0 | 0 | 0 | 0 | 0 | 0 | 0 | 0 | 0 | 0 | 0 | 100.6499 | 0 | 0 | 1 | 0 | 0 | 0 | 0 | 0 | 0 | 0 | 0 | 0 | 0 | 0 | 0 | 0 | 0 | -2 | 0 | 0 | 1 |  | 0 | 0 | 0 | 0 | 0 | 0 | 0 | 0 | 0 | 0 | 0 | 0 | 0 | 0 | 100.6499 | 0 | 0 | 1 | 0 | 0 | 0 | 0 | 0 | 0 | 0 | 0 | 0 | 0 | 0 | 0 | 0 | 0 | -2 | 0 | 0 | 1 |  | 1 | 1 | 1 | 1 | 1 | 1 | 1 | 2+ | 1 | 1
PG&E GBA | Altamont Midway (Sandhill) | 230 | 0 | 0 | 0 | 0 | 0 | 0 | 0 | 0 | 0 | 0 | 0 | 0 | 0 | 0 | 0 | 0 | 0 | 0 | 0 | 0 |  | 0 | 0 | 0 | 0 | 0 | 5 | 0 | 0 | 0 | 0 | 0 | 0 | 0 | 0 | 0 | 0 | 0 | 1 | 0 | 0 | 0 | 0 | 0 | -2 | 0 | 0 | 0 | 0 | 0 | 0 | 0 | 0 | 0 | 0 | 0 | 1 |  | 0 | 0 | 0 | 0 | 80.8 | 89.25 | 0 | 0 | 0 | 0 | 0 | 0 | 0 | 0 | 0 | 0 | 0 | 1 | 0 | 0 | 0 | 0 | -2 | -2 | 0 | 0 | 0 | 0 | 0 | 0 | 0 | 0 | 0 | 0 | 0 | 1 |  | 0 | 0 | 0 | 0 | 80.8 | 89.25 | 0 | 0 | 0 | 0 | 0 | 0 | 0 | 0 | 0 | 0 | 0 | 1 | 0 | 0 | 0 | 0 | -2 | -2 | 0 | 0 | 0 | 0 | 0 | 0 | 0 | 0 | 0 | 0 | 0 | 1 |  | 0 | 0 | 0 | 0 | 80.8 | 89.25 | 0 | 0 | 0 | 0 | 0 | 0 | 0 | 0 | 0 | 0 | 0 | 1 | 0 | 0 | 0 | 0 | -2 | -2 | 0 | 0 | 0 | 0 | 0 | 0 | 0 | 0 | 0 | 0 | 0 | 1 |  | 1 | 1 | 4+ | 1 | 1 | 1 | 1 | 1 | 1 | 1
SCE Northern | Antelope | 66 | 0 | 0 | 0 | 0 | 0 | 0 | 0 | 0 | 0 | 0 | 0 | 0 | 0 | 0 | 0 | 0 | 0 | 0 | 0 | 0 |  | 0 | 0 | 0 | 0 | 0 | 0 | 0 | 0 | 0 | 0 | 0 | 0 | 0 | 0 | 0 | 0 | 0 | 0 | 0 | 0 | 0 | 0 | 0 | 0 | 0 | 0 | 0 | 0 | 0 | 0 | 0 | 0 | 0 | 0 | 0 | 0 |  | 0 | 0 | 0 | 0 | 0 | 0 | 0 | 0 | 0 | 0 | 0.3 | 0 | 3.3 | 0 | 4.6 | 0 | 0 | 1 | 0 | 0 | 0 | 0 | 0 | 0 | 0 | 0 | 0 | 0 | -2 | 0 | -2 | 0 | -2 | 0 | 0 | 1 |  | 0 | 0 | 0 | 0 | 0 | 0 | 0 | 0 | 0 | 0 | 0.3 | 0 | 3.3 | 0 | 4.6 | 0 | 0 | 1 | 0 | 0 | 0 | 0 | 0 | 0 | 0 | 0 | 0 | 0 | -2 | 0 | -1 | 0 | -2 | 0 | 0 | 1 |  | 0 | 0 | 0 | 0 | 0 | 0 | 0 | 0 | 0 | 0 | 0.31 | 0 | 7.3 | 0 | 97.4 | 0 | 0 | 1 | 0 | 0 | 0 | 0 | 0 | 0 | 0 | 0 | 0 | 0 | -2 | 0 | -2 | 0 | -2 | 0 | 0 | 1 |  | 1 | 1 | 1 | 1 | 1 | 4+ | 4+ | 4+ | 1 | 1
SCE Northern | Antelope | 230 | 0 | 0 | 0 | 0 | 0 | 0 | 0 | 0 | 0 | 0 | 0 | 0 | 713 | 0 | 713 | 0 | 157 | 157 | 0 | 1 |  | 0 | 0 | 0 | 0 | 0 | 0 | 0 | 0 | 0 | 0 | 0 | 0 | 0 | 187.28 | 187.28 | 0 | 0 | 1 | 0 | 0 | 0 | 0 | 0 | 0 | 0 | 0 | 0 | 0 | 0 | 2 | 2 | -1 | -1 | 0 | 0 | 1 |  | 0 | 0 | 0 | 0 | 0 | 0 | 0 | 0 | 0 | 0 | 13.49 | 0 | 112.03 | 437.28 | 503.38 | 0 | 0 | 1 | 0 | 0 | 0 | 0 | 0 | 0 | 0 | 0 | 0 | 0 | -2 | 2 | 2 | -2 | -2 | 0 | 0 | 1 |  | 0 | 0 | 0 | 0 | 0 | 0 | 0 | 0 | 0 | 0 | 13.49 | 0 | 225.862 | 937.28 | 1422.0446 | 0 | 0 | 1 | 0 | 0 | 0 | 0 | 0 | 0 | 0 | 0 | 0 | 0 | -2 | 2 | 2 | -2 | -2 | 0 | 0 | 1 |  | 0 | 0 | 0 | 0 | 0 | 0 | 0 | 202.2668 | 0 | 0 | 16.333 | 0 | 339.485 | 937.28 | 1943.9384 | 0 | 0 | 1 | 0 | 0 | 0 | 0 | 0 | 0 | 0 | -2 | 0 | 0 | -2 | 2 | 2 | -2 | -2 | 0 | 0 | 1 |  | 1 | 1 | 1 | 1+ | 1 | 4+ | 5- | 4+ | 1 | 1
SCE Northern | Antelope | 500 | 0 | 0 | 0 | 0 | 0 | 0 | 0 | 0 | 0 | 0 | 0 | 0 | 326 | 0 | 326 | 0 | 0 | 0 | 0 | 1 |  | 0 | 0 | 0 | 0 | 0 | 0 | 0 | 0 | 0 | 0 | 0 | 0 | 0 | 0 | 0 | 0 | 0 | 0 | 0 | 0 | 0 | 0 | 0 | 0 | 0 | 0 | 0 | 0 | 0 | 2 | 2 | 0 | 0 | 0 | 0 | 1 |  | 0 | 0 | 0 | 0 | 0 | 0 | 0 | 0 | 0 | 0 | 0 | 0 | 8.5 | 0 | 0 | 0 | 0 | 1 | 0 | 0 | 0 | 0 | 0 | 0 | 0 | 0 | 0 | 0 | 0 | 2 | 2 | 0 | 0 | 0 | 0 | 1 |  | 0 | 0 | 0 | 0 | 0 | 0 | 0 | 0 | 0 | 0 | 0 | 0 | 8.5 | 0 | 0 | 0 | 0 | 1 | 0 | 0 | 0 | 0 | 0 | 0 | 0 | 0 | 0 | 0 | 0 | 2 | 2 | 0 | 0 | 0 | 0 | 1 |  | 0 | 0 | 0 | 0 | 0 | 0 | 0 | 0 | 0 | 0 | 0 | 0 | 8.5 | 0 | 0 | 0 | 0 | 1 | 0 | 0 | 0 | 0 | 0 | 0 | 0 | 0 | 0 | 0 | 0 | 2 | 2 | 0 | 0 | 0 | 0 | 1 |  | 1 | 1 | 1 | 1 | 1 | 1 | 5- | 1 | 1 | 1
PG&E NGBA | Arcata | 60 | 0 | 0 | 0 | 0 | 0 | 0 | 0 | 0 | 0 | 0 | 0 | 0 | 0 | 0 | 0 | 0 | 0 | 0 | 0 | 0 |  | 0 | 0 | 0 | 0 | 0 | 0 | 0 | 0 | 0 | 0 | 0 | 0 | 0 | 0 | 0 | 0 | 0 | 0 | 0 | 0 | 0 | 0 | 0 | 0 | 0 | 0 | 0 | 0 | 0 | 0 | 0 | 0 | 0 | 0 | 0 | 0 |  | 0 | 0 | 0 | 0 | 0 | 0 | 0 | 0 | 0 | 0 | 0 | 0 | 0 | 0 | 0 | 0 | 0 | 0 | 0 | 0 | 0 | 0 | 0 | 0 | 0 | 0 | 0 | 0 | 0 | 0 | 0 | 0 | 0 | 0 | 0 | 0 |  | 0 | 0 | 0 | 0 | 0 | 0 | 0 | 0 | 0 | 0 | 0 | 0 | 0 | 0 | 0 | 0 | 0 | 0 | 0 | 0 | 0 | 0 | 0 | 0 | 0 | 0 | 0 | 0 | 0 | 0 | 0 | 0 | 0 | 0 | 0 | 0 |  | 0 | 0 | 0 | 0 | 0 | 0 | 0 | 0 | 0 | 0 | 0 | 0 | 0 | 0 | 0 | 0 | 0 | 0 | 0 | 0 | 0 | 0 | 0 | 0 | 0 | 0 | 0 | 0 | 0 | 0 | 0 | 0 | 0 | 0 | 0 | 0 |  | 1 | 1 | 1 | 1 | 1 | 1 | 1 | 1 | 1 | 0
PG&E KERN | Arco | 230 | 0 | 0 | 0 | 0 | 0 | 0 | 0 | 0 | 0 | 0 | 0 | 0 | 870 | 455 | 1325 | 0 | 0 | 0 | 0 | 1 |  | 0 | 0 | 0 | 0 | 0 | 0 | 0 | 0 | 0 | 0 | 0 | 41.8433 | 671.974 | 292.075 | 606.07 | 0 | 0 | 1 | 0 | 0 | 0 | 0 | 0 | 0 | 0 | 0 | 0 | 0 | 0 | 2 | 2 | -2 | -2 | 0 | 0 | 1 |  | 0 | 0 | 0 | 0 | 0 | 0 | 0 | 0 | 0 | 0 | 0 | 66.6 | 168.38 | 0.2 | 101.98 | 0 | 0 | 1 | 0 | 0 | 0 | 0 | 0 | 0 | 0 | 0 | 0 | 0 | 0 | 2 | 2 | 0 | -2 | 0 | 0 | 1 |  | 0 | 0 | 0 | 0 | 0 | 0 | 0 | 0 | 0 | 0 | 0 | 66.6 | 1092.9039 | 388.075 | 1025.5168 | 0 | 0 | 1 | 0 | 0 | 0 | 0 | 0 | 0 | 0 | 0 | 0 | 0 | 0 | 2 | 1 | -2 | -2 | 0 | 0 | 1 |  | 0 | 0 | 0 | 0 | 0 | 0 | 0 | 0 | 0 | 0 | 0 | 66.6 | 1092.9039 | 388.075 | 1025.5168 | 0 | 0 | 1 | 0 | 0 | 0 | 0 | 0 | 0 | 0 | 0 | 0 | 0 | 0 | 2 | 1 | -2 | -2 | 0 | 0 | 1 |  | 1 | 1 | 1 | 1 | 1 | 1 | 4- | 4+ | 1 | 1
PG&E KERN | Arco | 70 | 0 | 0 | 0 | 0 | 0 | 0 | 0 | 0 | 0 | 0 | 0 | 0 | 0 | 0 | 0 | 0 | 0 | 0 | 0 | 0 |  | 0 | 0 | 0 | 0 | 0 | 0 | 0 | 0 | 0 | 0 | 0 | 0 | 1.3 | 0 | 0 | 0 | 0 | 1 | 0 | 0 | 0 | 0 | 0 | 0 | 0 | 0 | 0 | 0 | 0 | 0 | -2 | 0 | 0 | 0 | 0 | 1 |  | 0 | 0 | 0 | 0 | 0 | 0 | 0 | 0 | 0 | 0 | 0 | 0 | 0 | 0 | 0 | 0 | 0 | 0 | 0 | 0 | 0 | 0 | 0 | 0 | 0 | 0 | 0 | 0 | 0 | 0 | 0 | 0 | 0 | 0 | 0 | 0 |  | 0 | 0 | 0 | 0 | 0 | 0 | 0 | 0 | 0 | 0 | 0 | 0 | 0 | 0 | 30.8 | 0 | 0 | 1 | 0 | 0 | 0 | 0 | 0 | 0 | 0 | 0 | 0 | 0 | 0 | 0 | 0 | 0 | -2 | 0 | 0 | 1 |  | 0 | 0 | 0 | 0 | 0 | 0 | 0 | 0 | 0 | 0 | 0 | 0 | 0 | 0 | 30.8 | 0 | 0 | 1 | 0 | 0 | 0 | 0 | 0 | 0 | 0 | 0 | 0 | 0 | 0 | 0 | 0 | 0 | -2 | 0 | 0 | 1 |  | 1 | 1 | 1 | 1 | 1 | 1 | 1 | 2+ | 1 | 1
SCE Metro | ArcoGen | 230 | 0 | 0 | 0 | 0 | 0 | 0 | 0 | 0 | 0 | 0 | 0 | 0 | 0 | 0 | 0 | 0 | 0 | 0 | 0 | 0 |  | 0 | 0 | 0 | 0 | 0 | 0 | 0 | 0 | 0 | 0 | 0 | 0 | 0 | 0 | 0 | 0 | 0 | 0 | 0 | 0 | 0 | 0 | 0 | 0 | 0 | 0 | 0 | 0 | 0 | 0 | 0 | 0 | 0 | 0 | 0 | 0 |  | 0 | 0 | 0 | 0 | 0 | 0 | 0 | 0 | 0 | 0 | 0 | 0 | 0 | 0 | 0 | 0 | 0 | 0 | 0 | 0 | 0 | 0 | 0 | 0 | 0 | 0 | 0 | 0 | 0 | 0 | 0 | 0 | 0 | 0 | 0 | 0 |  | 0 | 0 | 0 | 0 | 0 | 0 | 0 | 0 | 0 | 0 | 0 | 0 | 0 | 0 | 0 | 0 | 0 | 0 | 0 | 0 | 0 | 0 | 0 | 0 | 0 | 0 | 0 | 0 | 0 | 0 | 0 | 0 | 0 | 0 | 0 | 0 |  | 0 | 0 | 0 | 0 | 0 | 0 | 0 | 0 | 0 | 0 | 0 | 0 | 0 | 0 | 0 | 0 | 0 | 0 | 0 | 0 | 0 | 0 | 0 | 0 | 0 | 0 | 0 | 0 | 0 | 0 | 0 | 0 | 0 | 0 | 0 | 0 |  | 1 | 1 | 1 | 1 | 1 | 1 | 1 | 1 | 1 | 0
SDGE | Artesian | 230 | 0 | 0 | 0 | 0 | 0 | 0 | 0 | 0 | 0 | 0 | 0 | 0 | 0 | 0 | 0 | 0 | 0 | 0 | 0 | 0 |  | 0 | 0 | 0 | 0 | 0 | 0 | 0 | 0 | 0 | 0 | 0 | 0 | 0 | 0 | 0 | 0 | 0 | 0 | 0 | 0 | 0 | 0 | 0 | 0 | 0 | 0 | 0 | 0 | 0 | 0 | 0 | 0 | 0 | 0 | 0 | 0 |  | 0 | 0 | 0 | 0 | 0 | 0 | 0 | 0 | 0 | 0 | 0 | 0 | 0 | 0 | 0 | 0 | 0 | 0 | 0 | 0 | 0 | 0 | 0 | 0 | 0 | 0 | 0 | 0 | 0 | 0 | 0 | 0 | 0 | 0 | 0 | 0 |  | 0 | 0 | 0 | 0 | 0 | 0 | 0 | 0 | 0 | 0 | 0 | 0 | 0 | 0 | 0 | 0 | 0 | 0 | 0 | 0 | 0 | 0 | 0 | 0 | 0 | 0 | 0 | 0 | 0 | 0 | 0 | 0 | 0 | 0 | 0 | 0 |  | 0 | 0 | 0 | 0 | 0 | 0 | 0 | 0 | 0 | 0 | 0 | 0 | 0 | 0 | 0 | 0 | 0 | 0 | 0 | 0 | 0 | 0 | 0 | 0 | 0 | 0 | 0 | 0 | 0 | 0 | 0 | 0 | 0 | 0 | 0 | 0 |  | 1 | 1 | 1 | 1 | 1 | 1 | 1 | 1 | 1 | 0
SDGE | Artesian | 69 | 0 | 0 | 0 | 0 | 0 | 0 | 0 | 0 | 0 | 0 | 0 | 0 | 0 | 0 | 0 | 0 | 0 | 0 | 0 | 0 |  | 0 | 0 | 0 | 0 | 0 | 0 | 0 | 0 | 0 | 0 | 0 | 0 | 0 | 0 | 0 | 0 | 0 | 0 | 0 | 0 | 0 | 0 | 0 | 0 | 0 | 0 | 0 | 0 | 0 | 0 | 0 | 0 | 0 | 0 | 0 | 0 |  | 0 | 0 | 0 | 0 | 0 | 0 | 0 | 0 | 0 | 0 | 0 | 0 | 0 | 0 | 0 | 0 | 0 | 0 | 0 | 0 | 0 | 0 | 0 | 0 | 0 | 0 | 0 | 0 | 0 | 0 | 0 | 0 | 0 | 0 | 0 | 0 |  | 0 | 0 | 0 | 0 | 0 | 0 | 0 | 0 | 0 | 0 | 0 | 0 | 0 | 0 | 0 | 0 | 0 | 0 | 0 | 0 | 0 | 0 | 0 | 0 | 0 | 0 | 0 | 0 | 0 | 0 | 0 | 0 | 0 | 0 | 0 | 0 |  | 0 | 0 | 0 | 0 | 0 | 0 | 0 | 0 | 0 | 0 | 0 | 0 | 0 | 0 | 0 | 0 | 0 | 0 | 0 | 0 | 0 | 0 | 0 | 0 | 0 | 0 | 0 | 0 | 0 | 0 | 0 | 0 | 0 | 0 | 0 | 0 |  | 1 | 1 | 1 | 1 | 1 | 1 | 1 | 1 | 1 | 0
PG&E FRESNO | Ashlan | 230 | 0 | 0 | 0 | 0 | 0 | 0 | 0 | 0 | 0 | 0 | 0 | 0 | 0 | 0 | 0 | 0 | 0 | 0 | 0 | 0 |  | 0 | 0 | 0 | 0 | 0 | 0 | 0 | 0 | 0 | 0 | 0 | 0 | 0 | 0 | 0 | 0 | 0 | 0 | 0 | 0 | 0 | 0 | 0 | 0 | 0 | 0 | 0 | 0 | 0 | 0 | 0 | 0 | 0 | 0 | 0 | 0 |  | 0 | 0 | 0 | 0 | 0 | 0 | 0 | 0 | 0 | 0 | 0 | 0 | 0 | 0 | 0 | 0 | 0 | 0 | 0 | 0 | 0 | 0 | 0 | 0 | 0 | 0 | 0 | 0 | 0 | 0 | 0 | 0 | 0 | 0 | 0 | 0 |  | 0 | 0 | 0 | 0 | 0 | 0 | 0 | 0 | 0 | 0 | 0 | 0 | 0 | 0 | 0 | 0 | 0 | 0 | 0 | 0 | 0 | 0 | 0 | 0 | 0 | 0 | 0 | 0 | 0 | 0 | 0 | 0 | 0 | 0 | 0 | 0 |  | 0 | 0 | 0 | 0 | 0 | 0 | 0 | 0 | 0 | 0 | 0 | 0 | 0 | 0 | 0 | 0 | 0 | 0 | 0 | 0 | 0 | 0 | 0 | 0 | 0 | 0 | 0 | 0 | 0 | 0 | 0 | 0 | 0 | 0 | 0 | 0 |  | 1 | 1 | 1 | 1 | 1 | 1 | 1 | 1 | 1 | 0
PG&E NGBA | Atlantic | 115 | 0 | 0 | 0 | 0 | 0 | 0 | 0 | 0 | 0 | 0 | 0 | 0 | 0 | 0 | 0 | 0 | 0 | 0 | 0 | 0 |  | 0 | 0 | 0 | 0 | 0 | 0 | 0 | 0 | 0 | 0 | 0 | 0 | 0 | 0 | 0 | 0 | 0 | 0 | 0 | 0 | 0 | 0 | 0 | 0 | 0 | 0 | 0 | 0 | 0 | 0 | 0 | 0 | 0 | 0 | 0 | 0 |  | 0 | 0 | 0 | 0 | 0 | 0 | 0 | 0 | 0 | 0 | 0 | 0 | 0 | 0 | 0 | 0 | 0 | 0 | 0 | 0 | 0 | 0 | 0 | 0 | 0 | 0 | 0 | 0 | 0 | 0 | 0 | 0 | 0 | 0 | 0 | 0 |  | 0 | 0 | 0 | 0 | 0 | 0 | 0 | 0 | 0 | 0 | 0 | 0 | 0 | 0 | 0 | 0 | 0 | 0 | 0 | 0 | 0 | 0 | 0 | 0 | 0 | 0 | 0 | 0 | 0 | 0 | 0 | 0 | 0 | 0 | 0 | 0 |  | 0 | 0 | 0 | 0 | 0 | 0 | 0 | 0 | 0 | 0 | 0 | 0 | 0 | 0 | 0 | 0 | 0 | 0 | 0 | 0 | 0 | 0 | 0 | 0 | 0 | 0 | 0 | 0 | 0 | 0 | 0 | 0 | 0 | 0 | 0 | 0 |  | 1 | 1 | 1 | 1 | 1 | 1 | 1 | 1 | 1 | 0
PG&E NGBA | Atlantic | 230 | 0 | 0 | 0 | 0 | 0 | 0 | 0 | 0 | 0 | 0 | 0 | 0 | 0 | 0 | 0 | 0 | 0 | 0 | 0 | 0 |  | 0 | 0 | 0 | 0 | 0 | 0 | 0 | 0 | 0 | 0 | 0 | 0 | 0 | 0 | 0 | 0 | 0 | 0 | 0 | 0 | 0 | 0 | 0 | 0 | 0 | 0 | 0 | 0 | 0 | 0 | 0 | 0 | 0 | 0 | 0 | 0 |  | 0 | 0 | 0 | 0 | 0 | 0 | 0 | 0 | 0 | 0 | 0 | 0 | 0 | 0 | 0 | 0 | 0 | 0 | 0 | 0 | 0 | 0 | 0 | 0 | 0 | 0 | 0 | 0 | 0 | 0 | 0 | 0 | 0 | 0 | 0 | 0 |  | 0 | 0 | 0 | 0 | 0 | 0 | 0 | 0 | 0 | 0 | 0 | 0 | 0 | 0 | 0 | 0 | 0 | 0 | 0 | 0 | 0 | 0 | 0 | 0 | 0 | 0 | 0 | 0 | 0 | 0 | 0 | 0 | 0 | 0 | 0 | 0 |  | 0 | 0 | 0 | 0 | 0 | 0 | 0 | 0 | 0 | 0 | 0 | 0 | 0 | 0 | 0 | 0 | 0 | 0 | 0 | 0 | 0 | 0 | 0 | 0 | 0 | 0 | 0 | 0 | 0 | 0 | 0 | 0 | 0 | 0 | 0 | 0 |  | 1 | 1 | 1 | 1 | 1 | 1 | 1 | 1 | 1 | 0
PG&E NGBA | Atlantic | 60 | 0 | 0 | 0 | 0 | 0 | 0 | 0 | 0 | 0 | 0 | 0 | 0 | 0 | 0 | 0 | 0 | 0 | 0 | 0 | 0 |  | 0 | 0 | 0 | 0 | 0 | 0 | 0 | 0 | 0 | 0 | 0 | 0 | 0 | 0 | 0 | 0 | 0 | 0 | 0 | 0 | 0 | 0 | 0 | 0 | 0 | 0 | 0 | 0 | 0 | 0 | 0 | 0 | 0 | 0 | 0 | 0 |  | 0 | 0 | 0 | 0 | 0 | 0 | 0 | 0 | 0 | 0 | 0 | 0 | 0 | 0 | 0 | 0 | 0 | 0 | 0 | 0 | 0 | 0 | 0 | 0 | 0 | 0 | 0 | 0 | 0 | 0 | 0 | 0 | 0 | 0 | 0 | 0 |  | 0 | 0 | 0 | 0 | 0 | 0 | 0 | 0 | 0 | 0 | 0 | 0 | 0 | 0 | 0 | 0 | 0 | 0 | 0 | 0 | 0 | 0 | 0 | 0 | 0 | 0 | 0 | 0 | 0 | 0 | 0 | 0 | 0 | 0 | 0 | 0 |  | 0 | 0 | 0 | 0 | 0 | 0 | 0 | 0 | 0 | 0 | 0 | 0 | 0 | 0 | 0 | 0 | 0 | 0 | 0 | 0 | 0 | 0 | 0 | 0 | 0 | 0 | 0 | 0 | 0 | 0 | 0 | 0 | 0 | 0 | 0 | 0 |  | 1 | 1 | 1 | 1 | 1 | 1 | 1 | 1 | 1 | 0
PG&E FRESNO | Atwater | 115 | 0 | 0 | 0 | 0 | 0 | 0 | 0 | 0 | 0 | 0 | 0 | 0 | 0 | 0 | 0 | 0 | 0 | 0 | 0 | 0 |  | 0 | 0 | 0 | 0 | 0 | 0 | 0 | 0 | 0 | 0 | 0 | 0 | 0 | 0 | 0 | 0 | 0 | 0 | 0 | 0 | 0 | 0 | 0 | 0 | 0 | 0 | 0 | 0 | 0 | 0 | 0 | 0 | 0 | 0 | 0 | 0 |  | 0 | 0 | 0 | 0 | 0 | 0 | 0 | 0 | 0 | 0 | 0 | 0 | 16.4212 | 0 | 8.1643 | 0 | 0 | 1 | 0 | 0 | 0 | 0 | 0 | 0 | 0 | 0 | 0 | 0 | 0 | 0 | -2 | 0 | -2 | 0 | 0 | 1 |  | 0 | 0 | 0 | 0 | 0 | 0 | 0 | 0 | 0 | 0 | 0 | 0 | 16.4212 | 0 | 8.1643 | 0 | 0 | 1 | 0 | 0 | 0 | 0 | 0 | 0 | 0 | 0 | 0 | 0 | 0 | 0 | -1 | 0 | -2 | 0 | 0 | 1 |  | 0 | 0 | 0 | 0 | 0 | 0 | 0 | 0 | 0 | 0 | 0 | 0 | 18.9212 | 0 | 8.1643 | 0 | 0 | 1 | 0 | 0 | 0 | 0 | 0 | 0 | 0 | 0 | 0 | 0 | 0 | 0 | -2 | 0 | -2 | 0 | 0 | 1 |  | 1 | 1 | 1 | 1 | 1 | 1 | 4+ | 4+ | 1 | 1
PG&E GBA | Avena | 115 | 0 | 0 | 0 | 0 | 0 | 0 | 0 | 0 | 0 | 0 | 0 | 0 | 0 | 0 | 0 | 0 | 0 | 0 | 0 | 0 |  | 0 | 0 | 0 | 0 | 0 | 0 | 0 | 0 | 0 | 0 | 0 | 0 | 0 | 0 | 0 | 0 | 0 | 0 | 0 | 0 | 0 | 0 | 0 | 0 | 0 | 0 | 0 | 0 | 0 | 0 | 0 | 0 | 0 | 0 | 0 | 0 |  | 0 | 0 | 0 | 0 | 0 | 0 | 0 | 0 | 0 | 0 | 0 | 0 | 0 | 0 | 0 | 0 | 0 | 0 | 0 | 0 | 0 | 0 | 0 | 0 | 0 | 0 | 0 | 0 | 0 | 0 | 0 | 0 | 0 | 0 | 0 | 0 |  | 0 | 0 | 0 | 0 | 0 | 0 | 0 | 0 | 0 | 0 | 0 | 0 | 0 | 0 | 0 | 0 | 0 | 0 | 0 | 0 | 0 | 0 | 0 | 0 | 0 | 0 | 0 | 0 | 0 | 0 | 0 | 0 | 0 | 0 | 0 | 0 |  | 0 | 0 | 0 | 0 | 0 | 0 | 0 | 0 | 0 | 0 | 0 | 0 | 3 | 0 | 0 | 0 | 0 | 1 | 0 | 0 | 0 | 0 | 0 | 0 | 0 | 0 | 0 | 0 | 0 | 0 | 0 | 0 | 0 | 0 | 0 | 0 |  | 1 | 1 | 1 | 1 | 1 | 1 | 1 | 1 | 1 | 0
SDGE | Avocado | 69 | 0 | 0 | 0 | 0 | 0 | 0 | 0 | 0 | 0 | 0 | 0 | 0 | 0 | 0 | 0 | 0 | 0 | 0 | 0 | 0 |  | 0 | 0 | 0 | 0 | 0 | 0 | 0 | 0 | 0 | 0 | 0 | 0 | 0 | 0 | 0 | 0 | 0 | 0 | 0 | 0 | 0 | 0 | 0 | 0 | 0 | 0 | 0 | 0 | 0 | 0 | 0 | 0 | 0 | 0 | 0 | 0 |  | 0 | 0 | 0 | 0 | 0 | 0 | 0 | 0 | 0 | 0 | 0 | 0 | 0 | 29.6 | 29.6 | 0 | 0 | 1 | 0 | 0 | 0 | 0 | 0 | 0 | 0 | 0 | 0 | 0 | 0 | 0 | 0 | -2 | -2 | 0 | 0 | 1 |  | 0 | 0 | 0 | 0 | 0 | 0 | 0 | 0 | 0 | 0 | 0 | 0 | 0 | 29.6 | 29.6 | 0 | 0 | 1 | 0 | 0 | 0 | 0 | 0 | 0 | 0 | 0 | 0 | 0 | 0 | 0 | 0 | -2 | -2 | 0 | 0 | 1 |  | 0 | 0 | 0 | 0 | 0 | 0 | 0 | 0 | 0 | 0 | 0 | 0 | 0 | 29.6 | 29.6 | 0 | 0 | 1 | 0 | 0 | 0 | 0 | 0 | 0 | 0 | 0 | 0 | 0 | 0 | 0 | 0 | -2 | -2 | 0 | 0 | 1 |  | 1 | 1 | 1 | 1 | 1 | 1 | 1 | 4+ | 1 | 1
PG&E NGBA | Bahia | 230 | 0 | 0 | 0 | 0 | 0 | 0 | 0 | 0 | 0 | 0 | 0 | 0 | 0 | 0 | 0 | 0 | 0 | 0 | 0 | 0 |  | 0 | 0 | 0 | 0 | 0 | 0 | 0 | 0 | 0 | 0 | 0 | 0 | 0 | 0 | 0 | 0 | 0 | 0 | 0 | 0 | 0 | 0 | 0 | 0 | 0 | 0 | 0 | 0 | 0 | 0 | 0 | 0 | 0 | 0 | 0 | 0 |  | 0 | 0 | 0 | 0 | 0 | 0 | 0 | 0 | 0 | 0 | 0 | 0 | 1.28 | 0 | 0 | 0 | 0 | 1 | 0 | 0 | 0 | 0 | 0 | 0 | 0 | 0 | 0 | 0 | 0 | 0 | 0 | 0 | 0 | 0 | 0 | 0 |  | 0 | 0 | 0 | 0 | 0 | 0 | 0 | 0 | 0 | 0 | 0 | 0 | 1.28 | 0 | 0 | 0 | 0 | 1 | 0 | 0 | 0 | 0 | 0 | 0 | 0 | 0 | 0 | 0 | 0 | 0 | -2 | 0 | 0 | 0 | 0 | 1 |  | 0 | 0 | 0 | 0 | 0 | 0 | 0 | 0 | 0 | 0 | 0 | 0 | 1.28 | 0 | 0 | 0 | 0 | 1 | 0 | 0 | 0 | 0 | 0 | 0 | 0 | 0 | 0 | 0 | 0 | 0 | 0 | 0 | 0 | 0 | 0 | 0 |  | 1 | 1 | 1 | 1 | 1 | 1 | 2+ | 1 | 1 | 1
SCE Northern | Bailey | 230 | 0 | 0 | 0 | 0 | 0 | 0 | 0 | 0 | 0 | 0 | 0 | 0 | 0 | 0 | 0 | 0 | 0 | 0 | 0 | 0 |  | 0 | 0 | 0 | 0 | 0 | 0 | 0 | 0 | 0 | 0 | 0 | 0 | 0 | 0 | 0 | 0 | 0 | 0 | 0 | 0 | 0 | 0 | 0 | 0 | 0 | 0 | 0 | 0 | 0 | 0 | 0 | 0 | 0 | 0 | 0 | 0 |  | 0 | 0 | 0 | 0 | 0 | 0.15 | 0 | 0 | 0 | 0 | 0 | 0 | 0 | 0 | 0 | 0 | 0 | 1 | 0 | 0 | 0 | 0 | 0 | -2 | 0 | 0 | 0 | 0 | 0 | 0 | 0 | 0 | 0 | 0 | 0 | 1 |  | 0 | 0 | 0 | 0 | 0 | 0.15 | 0 | 0 | 0 | 0 | 0 | 0 | 0 | 0 | 0 | 0 | 0 | 1 | 0 | 0 | 0 | 0 | 0 | -2 | 0 | 0 | 0 | 0 | 0 | 0 | 0 | 0 | 0 | 0 | 0 | 1 |  | 0 | 0 | 0 | 0 | 0 | 0.15 | 0 | 0 | 0 | 0 | 0 | 0 | 0 | 0 | 0 | 0 | 1000 | 1 | 0 | 0 | 0 | 0 | 0 | -2 | 0 | 0 | 0 | 0 | 0 | 0 | 0 | 0 | 0 | 0 | -2 | 1 |  | 1 | 1 | 4+ | 1 | 1 | 1 | 1 | 1 | 1+ | 1
SCE NOL | Baker | 115 | 0 | 0 | 0 | 0 | 0 | 0 | 0 | 0 | 0 | 0 | 0 | 0 | 0 | 0 | 0 | 0 | 0 | 0 | 0 | 0 |  | 0 | 0 | 0 | 0 | 0 | 0 | 0 | 0 | 0 | 0 | 0 | 0 | 0 | 0 | 0 | 0 | 0 | 0 | 0 | 0 | 0 | 0 | 0 | 0 | 0 | 0 | 0 | 0 | 0 | 0 | 0 | 0 | 0 | 0 | 0 | 0 |  | 0 | 0 | 0 | 0 | 0 | 0 | 0 | 0 | 0 | 0 | 0 | 0 | 0 | 0 | 0 | 0 | 0 | 0 | 0 | 0 | 0 | 0 | 0 | 0 | 0 | 0 | 0 | 0 | 0 | 0 | 0 | 0 | 0 | 0 | 0 | 0 |  | 0 | 0 | 0 | 0 | 0 | 0 | 0 | 0 | 0 | 0 | 0 | 0 | 0 | 0 | 0 | 0 | 0 | 0 | 0 | 0 | 0 | 0 | 0 | 0 | 0 | 0 | 0 | 0 | 0 | 0 | 0 | 0 | 0 | 0 | 0 | 0 |  | 0 | 0 | 0 | 0 | 0 | 0 | 0 | 0 | 0 | 0 | 0 | 0 | 0 | 0 | 0 | 0 | 0 | 0 | 0 | 0 | 0 | 0 | 0 | 0 | 0 | 0 | 0 | 0 | 0 | 0 | 0 | 0 | 0 | 0 | 0 | 0 |  | 1 | 1 | 1 | 1 | 1 | 1 | 1 | 1 | 1 | 0
PG&E KERN | Bakersfield | 230 | 0 | 0 | 0 | 0 | 0 | 0 | 0 | 0 | 0 | 0 | 0 | 0 | 440 | 0 | 440 | 0 | 0 | 0 | 0 | 1 |  | 0 | 0 | 0 | 0 | 0 | 0 | 0 | 0 | 0 | 0 | 0 | 0 | 0 | 0 | 0 | 0 | 0 | 0 | 0 | 0 | 0 | 0 | 0 | 0 | 0 | 0 | 0 | 0 | 0 | 2 | 2 | 0 | 0 | 0 | 0 | 1 |  | 0 | 0 | 0 | 0 | 0 | 0 | 0 | 0 | 0 | 0 | 0 | 0 | 0 | 0 | 0.985 | 0 | 0 | 1 | 0 | 0 | 0 | 0 | 0 | 0 | 0 | 0 | 0 | 0 | 0 | 2 | 2 | 0 | 0 | 0 | 0 | 1 |  | 0 | 0 | 0 | 0 | 0 | 0 | 0 | 0 | 0 | 0 | 0 | 0 | 0 | 0 | 0.985 | 0 | 0 | 1 | 0 | 0 | 0 | 0 | 0 | 0 | 0 | 0 | 0 | 0 | 0 | 2 | 2 | 0 | 0 | 0 | 0 | 1 |  | 0 | 0 | 0 | 0 | 0 | 0 | 0 | 0 | 0 | 0 | 0 | 0 | 0 | 0 | 0.985 | 0 | 0 | 1 | 0 | 0 | 0 | 0 | 0 | 0 | 0 | 0 | 0 | 0 | 0 | 2 | 2 | 0 | 0 | 0 | 0 | 1 |  | 1 | 1 | 1 | 1 | 1 | 1 | 5- | 1 | 1 | 1
PG&E FRESNO | Balch | 230 | 0 | 0 | 0 | 0 | 0 | 0 | 0 | 0 | 0 | 0 | 0 | 0 | 190 | 0 | 190 | 0 | 0 | 0 | 0 | 1 |  | 0 | 0 | 0 | 0 | 0 | 0 | 0 | 0 | 0 | 0 | 0 | 0 | 0 | 0 | 0 | 0 | 0 | 0 | 0 | 0 | 0 | 0 | 0 | 0 | 0 | 0 | 0 | 0 | 0 | 2 | 2 | 0 | 0 | 0 | 0 | 1 |  | 0 | 0 | 0 | 0 | 0 | 0 | 0 | 0 | 0 | 0 | 0 | 0 | 0 | 0 | 0 | 0 | 0 | 0 | 0 | 0 | 0 | 0 | 0 | 0 | 0 | 0 | 0 | 0 | 0 | 2 | 2 | 0 | 0 | 0 | 0 | 1 |  | 0 | 0 | 0 | 0 | 0 | 0 | 0 | 0 | 0 | 0 | 0 | 0 | 0 | 0 | 0 | 0 | 0 | 0 | 0 | 0 | 0 | 0 | 0 | 0 | 0 | 0 | 0 | 0 | 0 | 2 | 2 | 0 | 0 | 0 | 0 | 1 |  | 0 | 0 | 0 | 0 | 0 | 0 | 0 | 0 | 0 | 0 | 0 | 0 | 0 | 0 | 0 | 0 | 0 | 0 | 0 | 0 | 0 | 0 | 0 | 0 | 0 | 0 | 0 | 0 | 0 | 2 | 2 | 0 | 0 | 0 | 0 | 1 |  | 1 | 1 | 1 | 1 | 1 | 1 | 5- | 1 | 1 | 1
SCE Eastern | Bannister | 230 | 0 | 0 | 0 | 0 | 0 | 0 | 0 | 0 | 0 | 0 | 0 | 0 | 0 | 0 | 0 | 0 | 0 | 0 | 0 | 0 |  | 0 | 0 | 0 | 0 | 0 | 0 | 0 | 0 | 0 | 0 | 0 | 0 | 0 | 0 | 0 | 0 | 0 | 0 | 0 | 0 | 0 | 0 | 0 | 0 | 0 | 0 | 0 | 0 | 0 | 0 | 0 | 0 | 0 | 0 | 0 | 0 |  | 0 | 0 | 0 | 0 | 0 | 0 | 0 | 0 | 0 | 0 | 0 | 0 | 0 | 0 | 0 | 0 | 0 | 0 | 0 | 0 | 0 | 0 | 0 | 0 | 0 | 0 | 0 | 0 | 0 | 0 | 0 | 0 | 0 | 0 | 0 | 0 |  | 0 | 0 | 0 | 0 | 0 | 0 | 0 | 0 | 0 | 0 | 0 | 0 | 65 | 0 | 404.8 | 0 | 0 | 1 | 0 | 0 | 0 | 0 | 0 | 0 | 0 | 0 | 0 | 0 | 0 | 0 | -1 | 0 | -2 | 0 | 0 | 1 |  | 0 | 0 | 0 | 0 | 0 | 0 | 0 | 0 | 0 | 0 | 0 | 0 | 65 | 0 | 404.8 | 0 | 0 | 1 | 0 | 0 | 0 | 0 | 0 | 0 | 0 | 0 | 0 | 0 | 0 | 0 | -2 | 0 | -2 | 0 | 0 | 1 |  | 1 | 1 | 1 | 1 | 1 | 1 | 2+ | 2+ | 1 | 1
SCE Metro | Barre | 230 | 0 | 0 | 0 | 0 | 0 | 0 | 0 | 0 | 0 | 0 | 0 | 0 | 0 | 0 | 0 | 0 | 72 | 72 | 0 | 1 |  | 0 | 0 | 0 | 0 | 0 | 0 | 0 | 0 | 0 | 0 | 0 | 0 | 0 | 0 | 0 | 0 | 0 | 0 | 0 | 0 | 0 | 0 | 0 | 0 | 0 | 0 | 0 | 0 | 0 | 0 | 0 | 2 | 2 | 0 | 0 | 1 |  | 0 | 0 | 0 | 0 | 0 | 0 | 0 | 0 | 0 | 0 | 3.2 | 0 | 23.2 | 0 | 43.4 | 0 | 0 | 1 | 0 | 0 | 0 | 0 | 0 | 0 | 0 | 0 | 0 | 0 | -2 | 0 | -2 | 2 | 2 | 0 | 0 | 1 |  | 0 | 0 | 0 | 0 | 0 | 0 | 0 | 0 | 0 | 0 | 3.2 | 0 | 23.2 | 0 | 43.4 | 0 | 0 | 1 | 0 | 0 | 0 | 0 | 0 | 0 | 0 | 0 | 0 | 0 | -2 | 0 | -1 | 2 | 2 | 0 | 0 | 1 |  | 0 | 0 | 0 | 0 | 0 | 0 | 0 | 0 | 0 | 0 | 3.2 | 0 | 23.2 | 0 | 260.45 | 0 | 0 | 1 | 0 | 0 | 0 | 0 | 0 | 0 | 0 | 0 | 0 | 0 | -2 | 0 | -2 | 2 | -2 | 0 | 0 | 1 |  | 1 | 1 | 1 | 1 | 1 | 4+ | 4+ | 3- | 1 | 1
SDGE | Bay Boulevard | 69 | 0 | 0 | 0 | 0 | 0 | 0 | 0 | 0 | 0 | 0 | 0 | 0 | 0 | 0 | 0 | 0 | 0 | 0 | 0 | 0 |  | 0 | 0 | 0 | 0 | 0 | 0 | 0 | 0 | 0 | 0 | 0 | 0 | 0 | 0 | 0 | 0 | 0 | 0 | 0 | 0 | 0 | 0 | 0 | 0 | 0 | 0 | 0 | 0 | 0 | 0 | 0 | 0 | 0 | 0 | 0 | 0 |  | 0 | 0 | 0 | 0 | 0 | 0 | 0 | 0 | 0 | 0 | 0 | 0 | 0 | 0 | 0 | 0 | 0 | 0 | 0 | 0 | 0 | 0 | 0 | 0 | 0 | 0 | 0 | 0 | 0 | 0 | 0 | 0 | 0 | 0 | 0 | 0 |  | 0 | 0 | 0 | 0 | 0 | 0 | 0 | 0 | 0 | 0 | 0 | 0 | 0 | 0 | 0 | 0 | 0 | 0 | 0 | 0 | 0 | 0 | 0 | 0 | 0 | 0 | 0 | 0 | 0 | 0 | 0 | 0 | 0 | 0 | 0 | 0 |  | 0 | 0 | 0 | 0 | 0 | 0 | 0 | 0 | 0 | 0 | 0 | 0 | 0 | 0 | 0 | 0 | 0 | 0 | 0 | 0 | 0 | 0 | 0 | 0 | 0 | 0 | 0 | 0 | 0 | 0 | 0 | 0 | 0 | 0 | 0 | 0 |  | 1 | 1 | 1 | 1 | 1 | 1 | 1 | 1 | 1 | 0
SDGE | Bay Boulevard | 230 | 0 | 0 | 0 | 0 | 0 | 0 | 0 | 0 | 0 | 0 | 0 | 0 | 0 | 0 | 0 | 0 | 0 | 0 | 0 | 0 |  | 0 | 0 | 0 | 0 | 0 | 0 | 0 | 0 | 0 | 0 | 0 | 0 | 0 | 0 | 0 | 0 | 0 | 0 | 0 | 0 | 0 | 0 | 0 | 0 | 0 | 0 | 0 | 0 | 0 | 0 | 0 | 0 | 0 | 0 | 0 | 0 |  | 0 | 0 | 0 | 0 | 0 | 0 | 0 | 0 | 0 | 0 | 0 | 0 | 0 | 0 | 0 | 0 | 0 | 0 | 0 | 0 | 0 | 0 | 0 | 0 | 0 | 0 | 0 | 0 | 0 | 0 | 0 | 0 | 0 | 0 | 0 | 0 |  | 0 | 0 | 0 | 0 | 0 | 0 | 0 | 0 | 0 | 0 | 0 | 0 | 0 | 0 | 0 | 0 | 0 | 0 | 0 | 0 | 0 | 0 | 0 | 0 | 0 | 0 | 0 | 0 | 0 | 0 | 0 | 0 | 0 | 0 | 0 | 0 |  | 0 | 0 | 0 | 0 | 0 | 0 | 0 | 0 | 0 | 0 | 0 | 0 | 0 | 0 | 0 | 0 | 0 | 0 | 0 | 0 | 0 | 0 | 0 | 0 | 0 | 0 | 0 | 0 | 0 | 0 | 0 | 0 | 0 | 0 | 0 | 0 |  | 1 | 1 | 1 | 1 | 1 | 1 | 1 | 1 | 1 | 0
EOP | Beatty | 138 | 0 | 0 | 0 | 0 | 0 | 0 | 0 | 0 | 0 | 0 | 0 | 0 | 0 | 0 | 0 | 0 | 0 | 0 | 0 | 0 |  | 0 | 0 | 0 | 0 | 0 | 0 | 0 | 0 | 0 | 0 | 0 | 0 | 0 | 0 | 0 | 0 | 0 | 0 | 0 | 0 | 0 | 0 | 0 | 0 | 0 | 0 | 0 | 0 | 0 | 0 | 0 | 0 | 0 | 0 | 0 | 0 |  | 0 | 0 | 0 | 0 | 0 | 0 | 0 | 0 | 0 | 0 | 0 | 0 | 0 | 0 | 0 | 0 | 0 | 0 | 0 | 0 | 0 | 0 | 0 | 0 | 0 | 0 | 0 | 0 | 0 | 0 | 0 | 0 | 0 | 0 | 0 | 0 |  | 0 | 0 | 0 | 0 | 0 | 0 | 0 | 0 | 0 | 0 | 0 | 0 | 0 | 0 | 0 | 0 | 0 | 0 | 0 | 0 | 0 | 0 | 0 | 0 | 0 | 0 | 0 | 0 | 0 | 0 | 0 | 0 | 0 | 0 | 0 | 0 |  | 0 | 0 | 0 | 0 | 0 | 0 | 0 | 0 | 0 | 0 | 0 | 0 | 0 | 0 | 0 | 0 | 0 | 0 | 0 | 0 | 0 | 0 | 0 | 0 | 0 | 0 | 0 | 0 | 0 | 0 | 0 | 0 | 0 | 0 | 0 | 0 |  | 1 | 1 | 1 | 1 | 1 | 1 | 1 | 1 | 1 | 0
EOP | Beatty | 230 | 436 | 0 | 0 | 0 | 0 | 0 | 0 | 0 | 0 | 0 | 0 | 0 | 500 | 0 | 500 | 0 | 170 | 170 | 0 | 1 |  | 0 | 0 | 0 | 0 | 0 | 0 | 0 | 0 | 0 | 0 | 0 | 0 | 0 | 0 | 0 | 0 | 0 | 0 | 2 | 2 | 0 | 0 | 0 | 0 | 0 | 0 | 0 | 0 | 0 | 2 | 2 | 2 | 2 | 0 | 0 | 1 |  | 0 | 0 | 0 | 0 | 0 | 0 | 0 | 0 | 0 | 0 | 0 | 0 | 508.56 | 0 | 515.08 | 0 | 0 | 1 | 2 | 2 | 0 | 0 | 0 | 0 | 0 | 0 | 0 | 0 | 0 | 2 | 0 | 2 | -2 | 0 | 0 | 1 |  | 0 | 0 | 0 | 0 | 0 | 0 | 0 | 0 | 0 | 0 | 0 | 0 | 508.56 | 0 | 515.08 | 0 | 0 | 1 | 2 | 2 | 0 | 0 | 0 | 0 | 0 | 0 | 0 | 0 | 0 | 2 | 0 | 2 | -2 | 0 | 0 | 1 |  | 0 | 0 | 0 | 0 | 0 | 0 | 0 | 0 | 0 | 0 | 0 | 0 | 508.56 | 0 | 515.08 | 0 | 0 | 1 | 2 | 2 | 0 | 0 | 0 | 0 | 0 | 0 | 0 | 0 | 0 | 2 | 0 | 2 | -2 | 0 | 0 | 1 |  | 5- | 1 | 1 | 1 | 1 | 1 | 1 | 4+ | 1 | 1
PG&E NGBA | Belden | 230 | 0 | 0 | 0 | 0 | 0 | 0 | 0 | 0 | 0 | 0 | 0 | 0 | 0 | 0 | 0 | 0 | 0 | 0 | 0 | 0 |  | 0 | 0 | 0 | 0 | 0 | 0 | 0 | 0 | 0 | 0 | 0 | 0 | 0 | 0 | 0 | 0 | 0 | 0 | 0 | 0 | 0 | 0 | 0 | 0 | 0 | 0 | 0 | 0 | 0 | 0 | 0 | 0 | 0 | 0 | 0 | 0 |  | 0 | 0 | 0 | 0 | 0 | 0 | 0 | 0 | 0 | 0 | 0 | 0 | 0 | 0 | 0 | 0 | 0 | 0 | 0 | 0 | 0 | 0 | 0 | 0 | 0 | 0 | 0 | 0 | 0 | 0 | 0 | 0 | 0 | 0 | 0 | 0 |  | 0 | 0 | 0 | 0 | 0 | 0 | 0 | 0 | 0 | 0 | 0 | 0 | 0 | 0 | 0 | 0 | 0 | 0 | 0 | 0 | 0 | 0 | 0 | 0 | 0 | 0 | 0 | 0 | 0 | 0 | 0 | 0 | 0 | 0 | 0 | 0 |  | 0 | 0 | 0 | 0 | 0 | 0 | 0 | 0 | 0 | 0 | 0 | 0 | 0 | 0 | 0 | 0 | 0 | 0 | 0 | 0 | 0 | 0 | 0 | 0 | 0 | 0 | 0 | 0 | 0 | 0 | 0 | 0 | 0 | 0 | 0 | 0 |  | 1 | 1 | 1 | 1 | 1 | 1 | 1 | 1 | 1 | 0
PG&E NGBA | Bell | 115 | 0 | 0 | 0 | 0 | 0 | 0 | 0 | 0 | 0 | 0 | 0 | 0 | 0 | 0 | 0 | 0 | 0 | 0 | 0 | 0 |  | 0 | 0 | 0 | 0 | 0 | 0 | 0 | 0 | 0 | 0 | 0 | 0 | 0 | 0 | 0 | 0 | 0 | 0 | 0 | 0 | 0 | 0 | 0 | 0 | 0 | 0 | 0 | 0 | 0 | 0 | 0 | 0 | 0 | 0 | 0 | 0 |  | 0 | 0 | 0 | 0 | 0 | 0 | 0 | 0 | 0 | 0 | 0 | 0 | 0 | 0 | 0 | 0 | 0 | 0 | 0 | 0 | 0 | 0 | 0 | 0 | 0 | 0 | 0 | 0 | 0 | 0 | 0 | 0 | 0 | 0 | 0 | 0 |  | 0 | 0 | 0 | 0 | 0 | 0 | 0 | 0 | 0 | 0 | 0 | 0 | 0 | 0 | 0 | 0 | 0 | 0 | 0 | 0 | 0 | 0 | 0 | 0 | 0 | 0 | 0 | 0 | 0 | 0 | 0 | 0 | 0 | 0 | 0 | 0 |  | 0 | 0 | 0 | 0 | 0 | 0 | 0 | 0 | 0 | 0 | 0 | 0 | 0 | 0 | 0 | 0 | 0 | 0 | 0 | 0 | 0 | 0 | 0 | 0 | 0 | 0 | 0 | 0 | 0 | 0 | 0 | 0 | 0 | 0 | 0 | 0 |  | 1 | 1 | 1 | 1 | 1 | 1 | 1 | 1 | 1 | 0
PG&E NGBA | Bellevue | 115 | 0 | 0 | 0 | 0 | 0 | 0 | 0 | 0 | 0 | 0 | 0 | 0 | 0 | 0 | 0 | 0 | 0 | 0 | 0 | 0 |  | 0 | 0 | 0 | 0 | 0 | 0 | 0 | 0 | 0 | 0 | 0 | 0 | 0 | 0 | 0 | 0 | 0 | 0 | 0 | 0 | 0 | 0 | 0 | 0 | 0 | 0 | 0 | 0 | 0 | 0 | 0 | 0 | 0 | 0 | 0 | 0 |  | 0 | 0 | 0 | 0 | 0 | 0 | 0 | 0 | 0 | 0 | 0 | 0 | 0 | 0 | 0.03026 | 0 | 0 | 1 | 0 | 0 | 0 | 0 | 0 | 0 | 0 | 0 | 0 | 0 | 0 | 0 | 0 | 0 | 0 | 0 | 0 | 0 |  | 0 | 0 | 0 | 0 | 0 | 0 | 0 | 0 | 0 | 0 | 0 | 0 | 0 | 0 | 0.03026 | 0 | 0 | 1 | 0 | 0 | 0 | 0 | 0 | 0 | 0 | 0 | 0 | 0 | 0 | 0 | 0 | 0 | 0 | 0 | 0 | 0 |  | 0 | 0 | 0 | 0 | 0 | 0 | 0 | 0 | 0 | 0 | 0 | 0 | 26.247 | 0 | 0.03026 | 0 | 0 | 1 | 0 | 0 | 0 | 0 | 0 | 0 | 0 | 0 | 0 | 0 | 0 | 0 | -2 | 0 | 0 | 0 | 0 | 1 |  | 1 | 1 | 1 | 1 | 1 | 1 | 1+ | 1 | 1 | 1
PG&E GBA | Bellota | 115 | 0 | 0 | 0 | 0 | 0 | 0 | 0 | 0 | 0 | 0 | 0 | 0 | 0 | 0 | 0 | 0 | 0 | 0 | 0 | 0 |  | 0 | 0 | 0 | 0 | 0 | 0 | 0 | 0 | 0 | 0 | 0 | 0 | 0 | 0 | 0 | 0 | 0 | 0 | 0 | 0 | 0 | 0 | 0 | 0 | 0 | 0 | 0 | 0 | 0 | 0 | 0 | 0 | 0 | 0 | 0 | 0 |  | 0 | 0 | 0 | 0 | 0 | 0 | 0 | 0 | 0 | 0 | 0 | 0 | 0 | 0 | 0 | 0 | 0 | 0 | 0 | 0 | 0 | 0 | 0 | 0 | 0 | 0 | 0 | 0 | 0 | 0 | 0 | 0 | 0 | 0 | 0 | 0 |  | 0 | 0 | 0 | 0 | 0 | 0 | 0 | 0 | 0 | 0 | 0 | 0 | 0 | 0 | 365.12 | 0 | 0 | 1 | 0 | 0 | 0 | 0 | 0 | 0 | 0 | 0 | 0 | 0 | 0 | 0 | 0 | 0 | -2 | 0 | 0 | 1 |  | 0 | 0 | 0 | 0 | 0 | 0 | 0 | 0 | 0 | 0 | 0 | 0 | 0 | 0 | 365.12 | 0 | 0 | 1 | 0 | 0 | 0 | 0 | 0 | 0 | 0 | 0 | 0 | 0 | 0 | 0 | 0 | 0 | -2 | 0 | 0 | 1 |  | 1 | 1 | 1 | 1 | 1 | 1 | 1 | 2+ | 1 | 1
PG&E GBA | Bellota | 230 | 0 | 0 | 0 | 0 | 0 | 0 | 0 | 0 | 0 | 0 | 0 | 0 | 0 | 0 | 0 | 0 | 0 | 0 | 400 | 1 |  | 0 | 0 | 0 | 0 | 0 | 0 | 0 | 0 | 0 | 0 | 0 | 0 | 0 | 0 | 0 | 0 | 0 | 0 | 0 | 0 | 0 | 0 | 0 | 0 | 0 | 0 | 0 | 0 | 0 | 0 | 0 | 0 | 0 | 2 | 2 | 1 |  | 0 | 0 | 0 | 0 | 0 | 0 | 0 | 0 | 0 | 0 | 0 | 0 | 0 | 0 | 0 | 0 | 0 | 0 | 0 | 0 | 0 | 0 | 0 | 0 | 0 | 0 | 0 | 0 | 0 | 0 | 0 | 0 | 0 | 2 | 2 | 1 |  | 0 | 0 | 0 | 0 | 0 | 0 | 0 | 0 | 0 | 0 | 0 | 0 | 0 | 0 | 0 | 0 | 0 | 0 | 0 | 0 | 0 | 0 | 0 | 0 | 0 | 0 | 0 | 0 | 0 | 0 | 0 | 0 | 0 | 2 | 2 | 1 |  | 0 | 0 | 0 | 0 | 0 | 0 | 0 | 514.08 | 0 | 0 | 0 | 0 | 0 | 0 | 514.08 | 0 | 0 | 1 | 0 | 0 | 0 | 0 | 0 | 0 | 0 | -2 | 0 | 0 | 0 | 0 | 0 | 0 | -2 | 2 | 2 | 1 |  | 1 | 1 | 1 | 1+ | 1 | 1 | 1 | 1+ | 5- | 1
SCE Northern | Big Creek | 230 | 0 | 0 | 0 | 0 | 0 | 0 | 0 | 0 | 0 | 0 | 0 | 0 | 0 | 0 | 0 | 0 | 0 | 0 | 100 | 1 |  | 0 | 0 | 0 | 0 | 0 | 0 | 0 | 0 | 0 | 0 | 0 | 0 | 0 | 0 | 0 | 0 | 0 | 0 | 0 | 0 | 0 | 0 | 0 | 0 | 0 | 0 | 0 | 0 | 0 | 0 | 0 | 0 | 0 | 2 | 2 | 1 |  | 0 | 0 | 0 | 0 | 0 | 0 | 0 | 0 | 0 | 0 | 0 | 0 | 0 | 0 | 0 | 0 | 0 | 0 | 0 | 0 | 0 | 0 | 0 | 0 | 0 | 0 | 0 | 0 | 0 | 0 | 0 | 0 | 0 | 2 | 2 | 1 |  | 0 | 0 | 0 | 0 | 0 | 0 | 0 | 0 | 0 | 0 | 0 | 0 | 0 | 0 | 0 | 0 | 0 | 0 | 0 | 0 | 0 | 0 | 0 | 0 | 0 | 0 | 0 | 0 | 0 | 0 | 0 | 0 | 0 | 2 | 2 | 1 |  | 0 | 0 | 0 | 0 | 0 | 0 | 0 | 0 | 0 | 0 | 0 | 0 | 0 | 0 | 0 | 0 | 0 | 0 | 0 | 0 | 0 | 0 | 0 | 0 | 0 | 0 | 0 | 0 | 0 | 0 | 0 | 0 | 0 | 2 | 2 | 1 |  | 1 | 1 | 1 | 1 | 1 | 1 | 1 | 1 | 5- | 1
PG&E FRESNO | Biola | 70 | 0 | 0 | 0 | 0 | 0 | 0 | 0 | 0 | 0 | 0 | 0 | 0 | 0 | 0 | 0 | 0 | 0 | 0 | 0 | 0 |  | 0 | 0 | 0 | 0 | 0 | 0 | 0 | 0 | 0 | 0 | 0 | 0 | 0 | 0 | 0 | 0 | 0 | 0 | 0 | 0 | 0 | 0 | 0 | 0 | 0 | 0 | 0 | 0 | 0 | 0 | 0 | 0 | 0 | 0 | 0 | 0 |  | 0 | 0 | 0 | 0 | 0 | 0 | 0 | 0 | 0 | 0 | 0 | 0 | 0 | 0 | 0 | 0 | 0 | 0 | 0 | 0 | 0 | 0 | 0 | 0 | 0 | 0 | 0 | 0 | 0 | 0 | 0 | 0 | 0 | 0 | 0 | 0 |  | 0 | 0 | 0 | 0 | 0 | 0 | 0 | 0 | 0 | 0 | 0 | 0 | 0 | 0 | 0 | 0 | 0 | 0 | 0 | 0 | 0 | 0 | 0 | 0 | 0 | 0 | 0 | 0 | 0 | 0 | 0 | 0 | 0 | 0 | 0 | 0 |  | 0 | 0 | 0 | 0 | 0 | 0 | 0 | 0 | 0 | 0 | 0 | 0 | 0 | 0 | 0 | 0 | 0 | 0 | 0 | 0 | 0 | 0 | 0 | 0 | 0 | 0 | 0 | 0 | 0 | 0 | 0 | 0 | 0 | 0 | 0 | 0 |  | 1 | 1 | 1 | 1 | 1 | 1 | 1 | 1 | 1 | 0
PG&E GBA | Birds Landing | 230 | 0 | 0 | 0 | 0 | 0 | 0 | 0 | 0 | 0 | 0 | 0 | 0 | 0 | 0 | 0 | 0 | 0 | 0 | 0 | 0 |  | 0 | 0 | 0 | 0 | 0 | 207.2 | 0 | 0 | 0 | 0 | 0 | 0 | 205.02 | 65.02 | 295.94 | 0 | 0 | 1 | 0 | 0 | 0 | 0 | 0 | -2 | 0 | 0 | 0 | 0 | 0 | 0 | -2 | -2 | -2 | 0 | 0 | 1 |  | 0 | 0 | 0 | 0 | 0 | 0 | 0 | 0 | 0 | 0 | 0 | 0 | 0 | 65.02 | 92 | 0 | 0 | 1 | 0 | 0 | 0 | 0 | 0 | 0 | 0 | 0 | 0 | 0 | 0 | 0 | 0 | -2 | -2 | 0 | 0 | 1 |  | 0 | 0 | 0 | 0 | 0 | 0 | 0 | 0 | 0 | 0 | 0 | 0 | 0 | 46.02 | 174.62 | 0 | 0 | 1 | 0 | 0 | 0 | 0 | 0 | 0 | 0 | 0 | 0 | 0 | 0 | 0 | 0 | -2 | -2 | 0 | 0 | 1 |  | 0 | 0 | 0 | 0 | 0 | 0 | 0 | 0 | 0 | 0 | 0 | 0 | 30 | 65.02 | 212.62 | 0 | 0 | 1 | 0 | 0 | 0 | 0 | 0 | 0 | 0 | 0 | 0 | 0 | 0 | 0 | -2 | -2 | -2 | 0 | 0 | 1 |  | 1 | 1 | 1 | 1 | 1 | 1 | 1+ | 4+ | 1 | 1
SCE Northern | Bliss | 66 | 0 | 0 | 0 | 0 | 0 | 0 | 0 | 0 | 0 | 0 | 0 | 0 | 0 | 0 | 0 | 0 | 0 | 0 | 0 | 0 |  | 0 | 0 | 0 | 0 | 0 | 0 | 0 | 0 | 0 | 0 | 0 | 0 | 0 | 0 | 0 | 0 | 0 | 0 | 0 | 0 | 0 | 0 | 0 | 0 | 0 | 0 | 0 | 0 | 0 | 0 | 0 | 0 | 0 | 0 | 0 | 0 |  | 0 | 0 | 0 | 0 | 0 | 0 | 0 | 0 | 0 | 0 | 0 | 0 | 0 | 0 | 0 | 0 | 0 | 0 | 0 | 0 | 0 | 0 | 0 | 0 | 0 | 0 | 0 | 0 | 0 | 0 | 0 | 0 | 0 | 0 | 0 | 0 |  | 0 | 0 | 0 | 0 | 0 | 0 | 0 | 0 | 0 | 0 | 0 | 0 | 0 | 0 | 0 | 0 | 0 | 0 | 0 | 0 | 0 | 0 | 0 | 0 | 0 | 0 | 0 | 0 | 0 | 0 | 0 | 0 | 0 | 0 | 0 | 0 |  | 0 | 0 | 0 | 0 | 0 | 0 | 0 | 0 | 0 | 0 | 0 | 0 | 0 | 0 | 0 | 0 | 0 | 0 | 0 | 0 | 0 | 0 | 0 | 0 | 0 | 0 | 0 | 0 | 0 | 0 | 0 | 0 | 0 | 0 | 0 | 0 |  | 1 | 1 | 1 | 1 | 1 | 1 | 1 | 1 | 1 | 0
SCE Eastern | Blythe | 161 | 0 | 0 | 0 | 0 | 0 | 0 | 0 | 0 | 0 | 0 | 0 | 0 | 0 | 0 | 0 | 0 | 0 | 0 | 0 | 0 |  | 0 | 0 | 0 | 0 | 0 | 0 | 0 | 0 | 0 | 0 | 0 | 0 | 0 | 0 | 0 | 0 | 0 | 0 | 0 | 0 | 0 | 0 | 0 | 0 | 0 | 0 | 0 | 0 | 0 | 0 | 0 | 0 | 0 | 0 | 0 | 0 |  | 0 | 0 | 0 | 0 | 0 | 0 | 0 | 0 | 0 | 0 | 6.684 | 0 | 11.684 | 0 | 6.134 | 0 | 0 | 1 | 0 | 0 | 0 | 0 | 0 | 0 | 0 | 0 | 0 | 0 | -2 | 0 | -2 | 0 | -2 | 0 | 0 | 1 |  | 0 | 0 | 0 | 0 | 0 | 0 | 0 | 0 | 0 | 0 | 6.684 | 0 | 11.684 | 0 | 6.134 | 0 | 0 | 1 | 0 | 0 | 0 | 0 | 0 | 0 | 0 | 0 | 0 | 0 | -2 | 0 | -1 | 0 | -2 | 0 | 0 | 1 |  | 0 | 0 | 0 | 0 | 0 | 0 | 0 | 0 | 0 | 0 | 10.204 | 0 | 26.204 | 0 | 6.134 | 0 | 0 | 1 | 0 | 0 | 0 | 0 | 0 | 0 | 0 | 0 | 0 | 0 | -2 | 0 | -2 | 0 | -2 | 0 | 0 | 1 |  | 1 | 1 | 1 | 1 | 1 | 4+ | 4+ | 4+ | 1 | 1
PG&E NGBA | Bogue | 115 | 0 | 0 | 0 | 0 | 0 | 0 | 0 | 0 | 0 | 0 | 0 | 0 | 0 | 0 | 0 | 0 | 0 | 0 | 0 | 0 |  | 0 | 0 | 0 | 0 | 0 | 0 | 0 | 0 | 0 | 0 | 0 | 0 | 0 | 0 | 0 | 0 | 0 | 0 | 0 | 0 | 0 | 0 | 0 | 0 | 0 | 0 | 0 | 0 | 0 | 0 | 0 | 0 | 0 | 0 | 0 | 0 |  | 0 | 0 | 0 | 0 | 0 | 0 | 0 | 0 | 0 | 0 | 0 | 0 | 0 | 0 | 0 | 0 | 0 | 0 | 0 | 0 | 0 | 0 | 0 | 0 | 0 | 0 | 0 | 0 | 0 | 0 | 0 | 0 | 0 | 0 | 0 | 0 |  | 0 | 0 | 0 | 0 | 0 | 0 | 0 | 0 | 0 | 0 | 0 | 0 | 0 | 0 | 0 | 0 | 0 | 0 | 0 | 0 | 0 | 0 | 0 | 0 | 0 | 0 | 0 | 0 | 0 | 0 | 0 | 0 | 0 | 0 | 0 | 0 |  | 0 | 0 | 0 | 0 | 0 | 0 | 0 | 0 | 0 | 0 | 0 | 0 | 0 | 0 | 0 | 0 | 0 | 0 | 0 | 0 | 0 | 0 | 0 | 0 | 0 | 0 | 0 | 0 | 0 | 0 | 0 | 0 | 0 | 0 | 0 | 0 |  | 1 | 1 | 1 | 1 | 1 | 1 | 1 | 1 | 1 | 0
PG&E FRESNO | Borden | 230 | 0 | 0 | 0 | 0 | 0 | 0 | 0 | 0 | 0 | 0 | 0 | 0 | 0 | 0 | 0 | 0 | 0 | 0 | 0 | 0 |  | 0 | 0 | 0 | 0 | 0 | 0 | 0 | 0 | 0 | 0 | 0 | 0 | 0 | 0 | 0 | 0 | 0 | 0 | 0 | 0 | 0 | 0 | 0 | 0 | 0 | 0 | 0 | 0 | 0 | 0 | 0 | 0 | 0 | 0 | 0 | 0 |  | 0 | 0 | 0 | 0 | 0 | 0 | 0 | 0 | 0 | 0 | 0 | 0 | 4.4741 | 0 | 0 | 0 | 0 | 1 | 0 | 0 | 0 | 0 | 0 | 0 | 0 | 0 | 0 | 0 | 0 | 0 | -2 | 0 | 0 | 0 | 0 | 1 |  | 0 | 0 | 0 | 0 | 0 | 0 | 0 | 0 | 0 | 0 | 0 | 0 | 207.6741 | 0 | 406.899 | 0 | 0 | 1 | 0 | 0 | 0 | 0 | 0 | 0 | 0 | 0 | 0 | 0 | 0 | 0 | -1 | 0 | -2 | 0 | 0 | 1 |  | 0 | 0 | 0 | 0 | 0 | 0 | 0 | 0 | 0 | 0 | 0 | 0 | 207.6741 | 0 | 406.899 | 0 | 0 | 1 | 0 | 0 | 0 | 0 | 0 | 0 | 0 | 0 | 0 | 0 | 0 | 0 | -2 | 0 | -2 | 0 | 0 | 1 |  | 1 | 1 | 1 | 1 | 1 | 1 | 4+ | 2+ | 1 | 1
PG&E FRESNO | Borden | 70 | 0 | 0 | 0 | 0 | 0 | 0 | 0 | 0 | 0 | 0 | 0 | 0 | 0 | 0 | 0 | 0 | 0 | 0 | 0 | 0 |  | 0 | 0 | 0 | 0 | 0 | 0 | 0 | 0 | 0 | 0 | 0 | 0 | 0 | 0 | 0 | 0 | 0 | 0 | 0 | 0 | 0 | 0 | 0 | 0 | 0 | 0 | 0 | 0 | 0 | 0 | 0 | 0 | 0 | 0 | 0 | 0 |  | 0 | 0 | 0 | 0 | 0 | 0 | 0 | 0 | 0 | 0 | 0 | 0 | 0 | 0 | 0 | 0 | 0 | 0 | 0 | 0 | 0 | 0 | 0 | 0 | 0 | 0 | 0 | 0 | 0 | 0 | 0 | 0 | 0 | 0 | 0 | 0 |  | 0 | 0 | 0 | 0 | 0 | 0 | 0 | 0 | 0 | 0 | 0 | 0 | 0 | 0 | 0 | 0 | 0 | 0 | 0 | 0 | 0 | 0 | 0 | 0 | 0 | 0 | 0 | 0 | 0 | 0 | 0 | 0 | 0 | 0 | 0 | 0 |  | 0 | 0 | 0 | 0 | 0 | 0 | 0 | 0 | 0 | 0 | 0 | 0 | 0 | 0 | 0 | 0 | 0 | 0 | 0 | 0 | 0 | 0 | 0 | 0 | 0 | 0 | 0 | 0 | 0 | 0 | 0 | 0 | 0 | 0 | 0 | 0 |  | 1 | 1 | 1 | 1 | 1 | 1 | 1 | 1 | 1 | 0
SDGE | Boulevard East | 138 | 0 | 0 | 180 | 0 | 180 | 0 | 0 | 0 | 0 | 0 | 0 | 0 | 20 | 10 | 30 | 0 | 0 | 0 | 0 | 1 |  | 0 | 0 | 0 | 0 | 0 | 63.3 | 0 | 0 | 0 | 0 | 0 | 0 | 0 | 0 | 0 | 0 | 0 | 1 | 0 | 0 | 0 | 0 | 2 | 2 | 0 | 0 | 0 | 0 | 0 | 2 | 2 | 0 | 0 | 0 | 0 | 1 |  | 0 | 0 | 0 | 0 | 0 | 63.3 | 0 | 0 | 0 | 0 | 0 | 0 | 0 | 200 | 206.31 | 0 | 0 | 1 | 0 | 0 | 0 | 0 | 2 | 2 | 0 | 0 | 0 | 0 | 0 | 2 | 2 | -2 | -2 | 0 | 0 | 1 |  | 0 | 0 | 0 | 0 | 0 | 63.3 | 0 | 0 | 0 | 0 | 0 | 0 | 0 | 200 | 206.31 | 0 | 0 | 1 | 0 | 0 | 0 | 0 | 2 | 2 | 0 | 0 | 0 | 0 | 0 | 2 | 2 | -2 | -2 | 0 | 0 | 1 |  | 0 | 0 | 0 | 0 | 0 | 63.3 | 0 | 0 | 0 | 0 | 2 | 0 | 0 | 200 | 206.31 | 0 | 0 | 1 | 0 | 0 | 0 | 0 | 2 | 2 | 0 | 0 | 0 | 0 | -2 | 2 | 2 | -2 | -2 | 0 | 0 | 1 |  | 1 | 1 | 5- | 1 | 1 | 1+ | 5- | 4+ | 1 | 1
SDGE | Boulevard East | 69 | 0 | 0 | 0 | 0 | 0 | 0 | 0 | 0 | 0 | 0 | 0 | 0 | 0 | 0 | 0 | 0 | 0 | 0 | 0 | 0 |  | 0 | 0 | 0 | 0 | 0 | 0 | 0 | 0 | 0 | 0 | 0 | 0 | 71.88 | 0 | 0 | 0 | 0 | 1 | 0 | 0 | 0 | 0 | 0 | 0 | 0 | 0 | 0 | 0 | 0 | 0 | -2 | 0 | 0 | 0 | 0 | 1 |  | 0 | 0 | 0 | 0 | 0 | 0 | 0 | 0 | 0 | 0 | 0 | 0 | 20 | 17.4 | 17.4 | 0 | 0 | 1 | 0 | 0 | 0 | 0 | 0 | 0 | 0 | 0 | 0 | 0 | 0 | 0 | -2 | -2 | -2 | 0 | 0 | 1 |  | 0 | 0 | 0 | 0 | 0 | 0 | 0 | 0 | 0 | 0 | 0 | 0 | 20 | 17.4 | 17.4 | 0 | 0 | 1 | 0 | 0 | 0 | 0 | 0 | 0 | 0 | 0 | 0 | 0 | 0 | 0 | -1 | -2 | -2 | 0 | 0 | 1 |  | 0 | 0 | 0 | 0 | 0 | 0 | 0 | 0 | 0 | 0 | 0 | 0 | 20 | 17.4 | 17.4 | 0 | 0 | 1 | 0 | 0 | 0 | 0 | 0 | 0 | 0 | 0 | 0 | 0 | 0 | 0 | -2 | -2 | -2 | 0 | 0 | 1 |  | 1 | 1 | 1 | 1 | 1 | 1 | 4+ | 4+ | 1 | 1
PG&E GBA | Brentwood | 230 | 0 | 0 | 0 | 0 | 0 | 0 | 0 | 0 | 0 | 0 | 0 | 0 | 0 | 0 | 0 | 0 | 0 | 0 | 0 | 0 |  | 0 | 0 | 0 | 0 | 0 | 0 | 0 | 0 | 0 | 0 | 0 | 0 | 0 | 0 | 0 | 0 | 0 | 0 | 0 | 0 | 0 | 0 | 0 | 0 | 0 | 0 | 0 | 0 | 0 | 0 | 0 | 0 | 0 | 0 | 0 | 0 |  | 0 | 0 | 0 | 0 | 0 | 0 | 0 | 0 | 0 | 0 | 0 | 0 | 5.5 | 0 | 0 | 0 | 0 | 1 | 0 | 0 | 0 | 0 | 0 | 0 | 0 | 0 | 0 | 0 | 0 | 0 | -2 | 0 | 0 | 0 | 0 | 1 |  | 0 | 0 | 0 | 0 | 0 | 0 | 0 | 0 | 0 | 0 | 0 | 0 | 5.5 | 0 | 0 | 0 | 0 | 1 | 0 | 0 | 0 | 0 | 0 | 0 | 0 | 0 | 0 | 0 | 0 | 0 | -1 | 0 | 0 | 0 | 0 | 1 |  | 0 | 0 | 0 | 0 | 0 | 0 | 0 | 0 | 0 | 0 | 0 | 0 | 5.5 | 0 | 4.99 | 0 | 0 | 1 | 0 | 0 | 0 | 0 | 0 | 0 | 0 | 0 | 0 | 0 | 0 | 0 | -2 | 0 | -2 | 0 | 0 | 1 |  | 1 | 1 | 1 | 1 | 1 | 1 | 4+ | 1+ | 1 | 1
PG&E NGBA | Bridgeville | 115 | 185 | 0 | 214.5 | 0 | 214.5 | 0 | 0 | 0 | 0 | 0 | 0 | 0 | 0 | 0 | 0 | 0 | 0 | 0 | 0 | 1 |  | 0 | 0 | 0 | 0 | 0 | 0 | 0 | 0 | 0 | 0 | 0 | 0 | 0 | 0 | 0 | 0 | 0 | 0 | 2 | 2 | 0 | 0 | 2 | 2 | 0 | 0 | 0 | 0 | 0 | 0 | 0 | 0 | 0 | 0 | 0 | 1 |  | 0 | 0 | 0 | 0 | 0 | 0 | 0 | 0 | 0 | 0 | 0 | 0 | 0 | 0 | 0 | 0 | 0 | 0 | 2 | 2 | 0 | 0 | 2 | 2 | 0 | 0 | 0 | 0 | 0 | 0 | 0 | 0 | 0 | 0 | 0 | 1 |  | 0 | 0 | 0 | 0 | 0 | 0 | 0 | 0 | 0 | 0 | 0 | 0 | 0 | 0 | 0 | 0 | 0 | 0 | 2 | 2 | 0 | 0 | 2 | 2 | 0 | 0 | 0 | 0 | 0 | 0 | 0 | 0 | 0 | 0 | 0 | 1 |  | 0 | 0 | 0 | 0 | 0 | 0 | 0 | 0 | 0 | 0 | 0 | 0 | 0 | 0 | 0 | 0 | 0 | 0 | 2 | 2 | 0 | 0 | 2 | 2 | 0 | 0 | 0 | 0 | 0 | 0 | 0 | 0 | 0 | 0 | 0 | 1 |  | 5- | 1 | 5- | 1 | 1 | 1 | 1 | 1 | 1 | 1
PG&E NGBA | Brighton | 115 | 0 | 0 | 0 | 0 | 0 | 0 | 0 | 0 | 0 | 0 | 0 | 0 | 0 | 0 | 0 | 0 | 0 | 0 | 0 | 0 |  | 0 | 0 | 0 | 0 | 0 | 0 | 0 | 0 | 0 | 0 | 0 | 0 | 0 | 0 | 0 | 0 | 0 | 0 | 0 | 0 | 0 | 0 | 0 | 0 | 0 | 0 | 0 | 0 | 0 | 0 | 0 | 0 | 0 | 0 | 0 | 0 |  | 0 | 0 | 0 | 0 | 0 | 0 | 0 | 0 | 0 | 0 | 0 | 0 | 0 | 0 | 0 | 0 | 0 | 0 | 0 | 0 | 0 | 0 | 0 | 0 | 0 | 0 | 0 | 0 | 0 | 0 | 0 | 0 | 0 | 0 | 0 | 0 |  | 0 | 0 | 0 | 0 | 0 | 0 | 0 | 0 | 0 | 0 | 0 | 0 | 0 | 0 | 0 | 0 | 0 | 0 | 0 | 0 | 0 | 0 | 0 | 0 | 0 | 0 | 0 | 0 | 0 | 0 | 0 | 0 | 0 | 0 | 0 | 0 |  | 0 | 0 | 0 | 0 | 0 | 0 | 0 | 0 | 0 | 0 | 0 | 0 | 0 | 0 | 0 | 0 | 0 | 0 | 0 | 0 | 0 | 0 | 0 | 0 | 0 | 0 | 0 | 0 | 0 | 0 | 0 | 0 | 0 | 0 | 0 | 0 |  | 1 | 1 | 1 | 1 | 1 | 1 | 1 | 1 | 1 | 0
PG&E NGBA | Brighton | 230 | 0 | 0 | 0 | 0 | 0 | 0 | 0 | 0 | 0 | 0 | 0 | 0 | 0 | 0 | 0 | 0 | 0 | 0 | 0 | 0 |  | 0 | 0 | 0 | 0 | 0 | 0 | 0 | 0 | 0 | 0 | 0 | 0 | 0 | 0 | 0 | 0 | 0 | 0 | 0 | 0 | 0 | 0 | 0 | 0 | 0 | 0 | 0 | 0 | 0 | 0 | 0 | 0 | 0 | 0 | 0 | 0 |  | 0 | 0 | 0 | 0 | 0 | 0 | 0 | 0 | 0 | 0 | 0 | 0 | 0 | 0 | 0 | 0 | 0 | 0 | 0 | 0 | 0 | 0 | 0 | 0 | 0 | 0 | 0 | 0 | 0 | 0 | 0 | 0 | 0 | 0 | 0 | 0 |  | 0 | 0 | 0 | 0 | 0 | 0 | 0 | 0 | 0 | 0 | 0 | 0 | 0 | 0 | 0 | 0 | 0 | 0 | 0 | 0 | 0 | 0 | 0 | 0 | 0 | 0 | 0 | 0 | 0 | 0 | 0 | 0 | 0 | 0 | 0 | 0 |  | 0 | 0 | 0 | 0 | 0 | 0 | 0 | 0 | 0 | 0 | 0 | 0 | 0 | 0 | 0 | 0 | 0 | 0 | 0 | 0 | 0 | 0 | 0 | 0 | 0 | 0 | 0 | 0 | 0 | 0 | 0 | 0 | 0 | 0 | 0 | 0 |  | 1 | 1 | 1 | 1 | 1 | 1 | 1 | 1 | 1 | 0
PG&E NGBA | Brunswick | 115 | 0 | 0 | 0 | 0 | 0 | 0 | 0 | 0 | 0 | 0 | 0 | 0 | 0 | 0 | 0 | 0 | 0 | 0 | 0 | 0 |  | 0 | 0 | 0 | 0 | 0 | 0 | 0 | 0 | 0 | 0 | 0 | 0 | 0 | 0 | 0 | 0 | 0 | 0 | 0 | 0 | 0 | 0 | 0 | 0 | 0 | 0 | 0 | 0 | 0 | 0 | 0 | 0 | 0 | 0 | 0 | 0 |  | 0 | 0 | 0 | 0 | 0 | 0 | 0 | 0 | 0 | 0 | 0 | 0 | 3.0628 | 0 | 2.2208 | 0 | 0 | 1 | 0 | 0 | 0 | 0 | 0 | 0 | 0 | 0 | 0 | 0 | 0 | 0 | -2 | 0 | 0 | 0 | 0 | 1 |  | 0 | 0 | 0 | 0 | 0 | 0 | 0 | 0 | 0 | 0 | 0 | 0 | 3.0628 | 0 | 2.2208 | 0 | 0 | 1 | 0 | 0 | 0 | 0 | 0 | 0 | 0 | 0 | 0 | 0 | 0 | 0 | -1 | 0 | 0 | 0 | 0 | 1 |  | 0 | 0 | 0 | 0 | 0 | 0 | 0 | 0 | 0 | 0 | 0 | 0 | 3.0628 | 0 | 2.2208 | 0 | 0 | 1 | 0 | 0 | 0 | 0 | 0 | 0 | 0 | 0 | 0 | 0 | 0 | 0 | -2 | 0 | 0 | 0 | 0 | 1 |  | 1 | 1 | 1 | 1 | 1 | 1 | 4+ | 1 | 1 | 1
PG&E NGBA | Bucks Creek | 230 | 0 | 0 | 0 | 0 | 0 | 0 | 0 | 0 | 0 | 0 | 0 | 0 | 0 | 0 | 0 | 0 | 0 | 0 | 0 | 0 |  | 0 | 0 | 0 | 0 | 0 | 0 | 0 | 0 | 0 | 0 | 0 | 0 | 0 | 0 | 0 | 0 | 0 | 0 | 0 | 0 | 0 | 0 | 0 | 0 | 0 | 0 | 0 | 0 | 0 | 0 | 0 | 0 | 0 | 0 | 0 | 0 |  | 0 | 0 | 0 | 0 | 0 | 0 | 0 | 0 | 0 | 0 | 0 | 0 | 0 | 0 | 0 | 0 | 0 | 0 | 0 | 0 | 0 | 0 | 0 | 0 | 0 | 0 | 0 | 0 | 0 | 0 | 0 | 0 | 0 | 0 | 0 | 0 |  | 0 | 0 | 0 | 0 | 0 | 0 | 0 | 0 | 0 | 0 | 0 | 0 | 0 | 0 | 0 | 0 | 0 | 0 | 0 | 0 | 0 | 0 | 0 | 0 | 0 | 0 | 0 | 0 | 0 | 0 | 0 | 0 | 0 | 0 | 0 | 0 |  | 0 | 0 | 0 | 0 | 0 | 0 | 0 | 0 | 0 | 0 | 0 | 0 | 0 | 0 | 0 | 0 | 0 | 0 | 0 | 0 | 0 | 0 | 0 | 0 | 0 | 0 | 0 | 0 | 0 | 0 | 0 | 0 | 0 | 0 | 0 | 0 |  | 1 | 1 | 1 | 1 | 1 | 1 | 1 | 1 | 1 | 0
PG&E KERN | Buena Vista | 230 | 0 | 0 | 0 | 0 | 0 | 0 | 0 | 0 | 0 | 0 | 0 | 0 | 5 | 295 | 300 | 0 | 0 | 0 | 0 | 1 |  | 0 | 0 | 0 | 0 | 0 | 0 | 0 | 0 | 0 | 0 | 0 | 0 | 0 | 0 | 0 | 0 | 0 | 0 | 0 | 0 | 0 | 0 | 0 | 0 | 0 | 0 | 0 | 0 | 0 | 2 | 2 | 0 | 0 | 0 | 0 | 1 |  | 0 | 0 | 0 | 0 | 0 | 0 | 0 | 0 | 0 | 0 | 0 | 0 | 0 | 0 | 0 | 0 | 0 | 0 | 0 | 0 | 0 | 0 | 0 | 0 | 0 | 0 | 0 | 0 | 0 | 2 | 2 | 0 | 0 | 0 | 0 | 1 |  | 0 | 0 | 0 | 0 | 0 | 0 | 0 | 0 | 0 | 0 | 0 | 0 | 0 | 0 | 0 | 0 | 0 | 0 | 0 | 0 | 0 | 0 | 0 | 0 | 0 | 0 | 0 | 0 | 0 | 2 | 2 | 0 | 0 | 0 | 0 | 1 |  | 0 | 0 | 0 | 0 | 0 | 0 | 0 | 0 | 0 | 0 | 0 | 0 | 0 | 0 | 0 | 0 | 0 | 0 | 0 | 0 | 0 | 0 | 0 | 0 | 0 | 0 | 0 | 0 | 0 | 2 | 2 | 0 | 0 | 0 | 0 | 1 |  | 1 | 1 | 1 | 1 | 1 | 1 | 5- | 1 | 1 | 1
PG&E FRESNO | Bullard | 115 | 0 | 0 | 0 | 0 | 0 | 0 | 0 | 0 | 0 | 0 | 0 | 0 | 0 | 0 | 0 | 0 | 0 | 0 | 0 | 0 |  | 0 | 0 | 0 | 0 | 0 | 0 | 0 | 0 | 0 | 0 | 0 | 0 | 0 | 0 | 0 | 0 | 0 | 0 | 0 | 0 | 0 | 0 | 0 | 0 | 0 | 0 | 0 | 0 | 0 | 0 | 0 | 0 | 0 | 0 | 0 | 0 |  | 0 | 0 | 0 | 0 | 0 | 0 | 0 | 0 | 0 | 0 | 0 | 0 | 11.7 | 0 | 0 | 0 | 0 | 1 | 0 | 0 | 0 | 0 | 0 | 0 | 0 | 0 | 0 | 0 | 0 | 0 | -2 | 0 | 0 | 0 | 0 | 1 |  | 0 | 0 | 0 | 0 | 0 | 0 | 0 | 0 | 0 | 0 | 0 | 0 | 11.7 | 0 | 0 | 0 | 0 | 1 | 0 | 0 | 0 | 0 | 0 | 0 | 0 | 0 | 0 | 0 | 0 | 0 | -1 | 0 | 0 | 0 | 0 | 1 |  | 0 | 0 | 0 | 0 | 0 | 0 | 0 | 0 | 0 | 0 | 0 | 0 | 12.75 | 0 | 0 | 0 | 0 | 1 | 0 | 0 | 0 | 0 | 0 | 0 | 0 | 0 | 0 | 0 | 0 | 0 | -2 | 0 | 0 | 0 | 0 | 1 |  | 1 | 1 | 1 | 1 | 1 | 1 | 4+ | 1 | 1 | 1
PG&E GBA | Burlingame | 115 | 0 | 0 | 0 | 0 | 0 | 0 | 0 | 0 | 0 | 0 | 0 | 0 | 40 | 0 | 40 | 0 | 0 | 0 | 0 | 1 |  | 0 | 0 | 0 | 0 | 0 | 0 | 0 | 0 | 0 | 0 | 0 | 0 | 0 | 0 | 0 | 0 | 0 | 0 | 0 | 0 | 0 | 0 | 0 | 0 | 0 | 0 | 0 | 0 | 0 | 2 | 2 | 0 | 0 | 0 | 0 | 1 |  | 0 | 0 | 0 | 0 | 0 | 0 | 0 | 0 | 0 | 0 | 0 | 0 | 0 | 0 | 0 | 0 | 0 | 0 | 0 | 0 | 0 | 0 | 0 | 0 | 0 | 0 | 0 | 0 | 0 | 2 | 2 | 0 | 0 | 0 | 0 | 1 |  | 0 | 0 | 0 | 0 | 0 | 0 | 0 | 0 | 0 | 0 | 0 | 0 | 0 | 0 | 0 | 0 | 0 | 0 | 0 | 0 | 0 | 0 | 0 | 0 | 0 | 0 | 0 | 0 | 0 | 2 | 2 | 0 | 0 | 0 | 0 | 1 |  | 0 | 0 | 0 | 0 | 0 | 0 | 0 | 0 | 0 | 0 | 0 | 0 | 0 | 0 | 0 | 0 | 0 | 0 | 0 | 0 | 0 | 0 | 0 | 0 | 0 | 0 | 0 | 0 | 0 | 2 | 2 | 0 | 0 | 0 | 0 | 1 |  | 1 | 1 | 1 | 1 | 1 | 1 | 5- | 1 | 1 | 1
PG&E NGBA | Burney Forest | 230 | 0 | 0 | 0 | 0 | 0 | 0 | 0 | 0 | 0 | 0 | 0 | 0 | 0 | 0 | 0 | 0 | 0 | 0 | 0 | 0 |  | 0 | 0 | 0 | 0 | 0 | 0 | 0 | 0 | 0 | 0 | 0 | 0 | 0 | 0 | 0 | 0 | 0 | 0 | 0 | 0 | 0 | 0 | 0 | 0 | 0 | 0 | 0 | 0 | 0 | 0 | 0 | 0 | 0 | 0 | 0 | 0 |  | 0 | 0 | 0 | 0 | 0 | 0 | 0 | 0 | 0 | 0 | 0 | 0 | 0 | 0 | 0 | 0 | 0 | 0 | 0 | 0 | 0 | 0 | 0 | 0 | 0 | 0 | 0 | 0 | 0 | 0 | 0 | 0 | 0 | 0 | 0 | 0 |  | 0 | 0 | 0 | 0 | 0 | 0 | 0 | 0 | 0 | 0 | 0 | 0 | 0 | 0 | 0 | 0 | 0 | 0 | 0 | 0 | 0 | 0 | 0 | 0 | 0 | 0 | 0 | 0 | 0 | 0 | 0 | 0 | 0 | 0 | 0 | 0 |  | 0 | 0 | 0 | 0 | 0 | 0 | 0 | 0 | 0 | 0 | 0 | 0 | 0 | 0 | 0 | 0 | 0 | 0 | 0 | 0 | 0 | 0 | 0 | 0 | 0 | 0 | 0 | 0 | 0 | 0 | 0 | 0 | 0 | 0 | 0 | 0 |  | 1 | 1 | 1 | 1 | 1 | 1 | 1 | 1 | 1 | 0
PG&E NGBA | Butte | 115 | 0 | 0 | 0 | 0 | 0 | 0 | 0 | 0 | 0 | 0 | 0 | 0 | 0 | 0 | 0 | 0 | 0 | 0 | 0 | 0 |  | 0 | 0 | 0 | 0 | 0 | 0 | 0 | 0 | 0 | 0 | 0 | 0 | 0 | 0 | 0 | 0 | 0 | 0 | 0 | 0 | 0 | 0 | 0 | 0 | 0 | 0 | 0 | 0 | 0 | 0 | 0 | 0 | 0 | 0 | 0 | 0 |  | 0 | 0 | 0 | 0 | 0 | 0 | 0 | 0 | 0 | 0 | 0 | 0 | 0.672 | 0 | 0 | 0 | 0 | 1 | 0 | 0 | 0 | 0 | 0 | 0 | 0 | 0 | 0 | 0 | 0 | 0 | 0 | 0 | 0 | 0 | 0 | 0 |  | 0 | 0 | 0 | 0 | 0 | 0 | 0 | 0 | 0 | 0 | 0 | 0 | 0.672 | 0 | 0 | 0 | 0 | 1 | 0 | 0 | 0 | 0 | 0 | 0 | 0 | 0 | 0 | 0 | 0 | 0 | -2 | 0 | 0 | 0 | 0 | 1 |  | 0 | 0 | 0 | 0 | 0 | 0 | 0 | 0 | 0 | 0 | 0 | 0 | 4.572 | 0 | 0 | 0 | 0 | 1 | 0 | 0 | 0 | 0 | 0 | 0 | 0 | 0 | 0 | 0 | 0 | 0 | -2 | 0 | 0 | 0 | 0 | 1 |  | 1 | 1 | 1 | 1 | 1 | 1 | 2+ | 1 | 1 | 1
PG&E KERN | Cabrillo | 115 | 0 | 0 | 0 | 0 | 0 | 0 | 0 | 0 | 0 | 0 | 0 | 0 | 0 | 0 | 0 | 0 | 0 | 0 | 0 | 0 |  | 0 | 0 | 0 | 0 | 0 | 0 | 0 | 0 | 0 | 0 | 0 | 0 | 0 | 0 | 0 | 0 | 0 | 0 | 0 | 0 | 0 | 0 | 0 | 0 | 0 | 0 | 0 | 0 | 0 | 0 | 0 | 0 | 0 | 0 | 0 | 0 |  | 0 | 0 | 0 | 0 | 0 | 0 | 0 | 0 | 0 | 0 | 0 | 0 | 0 | 0 | 0 | 0 | 0 | 0 | 0 | 0 | 0 | 0 | 0 | 0 | 0 | 0 | 0 | 0 | 0 | 0 | 0 | 0 | 0 | 0 | 0 | 0 |  | 0 | 0 | 0 | 0 | 0 | 0 | 0 | 0 | 0 | 0 | 0 | 0 | 0 | 0 | 0 | 0 | 0 | 0 | 0 | 0 | 0 | 0 | 0 | 0 | 0 | 0 | 0 | 0 | 0 | 0 | 0 | 0 | 0 | 0 | 0 | 0 |  | 0 | 0 | 0 | 0 | 0 | 110 | 0 | 0 | 0 | 0 | 0 | 0 | 50 | 0 | 0 | 0 | 0 | 1 | 0 | 0 | 0 | 0 | 0 | -2 | 0 | 0 | 0 | 0 | 0 | 0 | -2 | 0 | 0 | 0 | 0 | 1 |  | 1 | 1 | 1+ | 1 | 1 | 1 | 1+ | 1 | 1 | 1
PG&E FRESNO | Cal Flats | 230 | 0 | 0 | 0 | 0 | 0 | 0 | 0 | 0 | 0 | 0 | 0 | 0 | 0 | 0 | 0 | 0 | 0 | 0 | 0 | 0 |  | 0 | 0 | 0 | 0 | 0 | 0 | 0 | 0 | 0 | 0 | 0 | 0 | 0 | 0 | 0 | 0 | 0 | 0 | 0 | 0 | 0 | 0 | 0 | 0 | 0 | 0 | 0 | 0 | 0 | 0 | 0 | 0 | 0 | 0 | 0 | 0 |  | 0 | 0 | 0 | 0 | 0 | 0 | 0 | 0 | 0 | 0 | 0 | 0 | 0 | 0 | 0 | 0 | 0 | 0 | 0 | 0 | 0 | 0 | 0 | 0 | 0 | 0 | 0 | 0 | 0 | 0 | 0 | 0 | 0 | 0 | 0 | 0 |  | 0 | 0 | 0 | 0 | 0 | 0 | 0 | 0 | 0 | 0 | 0 | 0 | 0 | 0 | 0 | 0 | 0 | 0 | 0 | 0 | 0 | 0 | 0 | 0 | 0 | 0 | 0 | 0 | 0 | 0 | 0 | 0 | 0 | 0 | 0 | 0 |  | 0 | 0 | 0 | 0 | 0 | 0 | 0 | 0 | 0 | 0 | 0 | 0 | 0 | 0 | 0 | 0 | 0 | 0 | 0 | 0 | 0 | 0 | 0 | 0 | 0 | 0 | 0 | 0 | 0 | 0 | 0 | 0 | 0 | 0 | 0 | 0 |  | 1 | 1 | 1 | 1 | 1 | 1 | 1 | 1 | 1 | 0
SCE NOL | Calcite | 230 | 0 | 0 | 0 | 0 | 0 | 0 | 0 | 0 | 0 | 0 | 0 | 0 | 106 | 0 | 106 | 0 | 0 | 0 | 0 | 1 |  | 0 | 0 | 0 | 0 | 0 | 0 | 0 | 0 | 0 | 0 | 0 | 200 | 400 | 236 | 250 | 0 | 0 | 1 | 0 | 0 | 0 | 0 | 0 | 0 | 0 | 0 | 0 | 0 | 0 | -2 | -2 | -2 | -2 | 0 | 0 | 1 |  | 0 | 0 | 0 | 0 | 0 | 0 | 0 | 0 | 0 | 0 | 0 | 0 | 200 | 186 | 200 | 0 | 0 | 1 | 0 | 0 | 0 | 0 | 0 | 0 | 0 | 0 | 0 | 0 | 0 | 2 | -2 | -2 | -2 | 0 | 0 | 1 |  | 0 | 0 | 0 | 0 | 0 | 0 | 0 | 0 | 0 | 0 | 0 | 0 | 256 | 241 | 256 | 0 | 0 | 1 | 0 | 0 | 0 | 0 | 0 | 0 | 0 | 0 | 0 | 0 | 0 | 2 | -1 | -2 | -2 | 0 | 0 | 1 |  | 0 | 0 | 0 | 0 | 0 | 0 | 0 | 288 | 0 | 0 | 0 | 0 | 896.0165 | 241 | 544 | 0 | 0 | 1 | 0 | 0 | 0 | 0 | 0 | 0 | 0 | -2 | 0 | 0 | 0 | 2 | -2 | -2 | -2 | 0 | 0 | 1 |  | 1 | 1 | 1 | 1+ | 1 | 1 | 4+ | 4+ | 1 | 1
PG&E KERN | Caliente | 230 | 0 | 0 | 0 | 0 | 0 | 0 | 0 | 0 | 0 | 0 | 0 | 0 | 0 | 0 | 0 | 0 | 0 | 0 | 0 | 0 |  | 0 | 0 | 0 | 0 | 0 | 0 | 0 | 0 | 0 | 0 | 0 | 0 | 0 | 0 | 75 | 0 | 0 | 1 | 0 | 0 | 0 | 0 | 0 | 0 | 0 | 0 | 0 | 0 | 0 | 0 | 0 | 0 | -2 | 0 | 0 | 1 |  | 0 | 0 | 0 | 0 | 0 | 0 | 0 | 0 | 0 | 0 | 0 | 0 | 0 | 0 | 0 | 0 | 0 | 0 | 0 | 0 | 0 | 0 | 0 | 0 | 0 | 0 | 0 | 0 | 0 | 0 | 0 | 0 | 0 | 0 | 0 | 0 |  | 0 | 0 | 0 | 0 | 0 | 0 | 0 | 0 | 0 | 0 | 0 | 0 | 0 | 0 | 75 | 0 | 0 | 1 | 0 | 0 | 0 | 0 | 0 | 0 | 0 | 0 | 0 | 0 | 0 | 0 | 0 | 0 | -2 | 0 | 0 | 1 |  | 0 | 0 | 0 | 0 | 0 | 0 | 0 | 0 | 0 | 0 | 0 | 0 | 0 | 0 | 75 | 0 | 0 | 1 | 0 | 0 | 0 | 0 | 0 | 0 | 0 | 0 | 0 | 0 | 0 | 0 | 0 | 0 | -2 | 0 | 0 | 1 |  | 1 | 1 | 1 | 1 | 1 | 1 | 1 | 2+ | 1 | 1
PG&E FRESNO | California Ave | 115 | 0 | 0 | 0 | 0 | 0 | 0 | 0 | 0 | 0 | 0 | 0 | 0 | 0 | 0 | 0 | 0 | 0 | 0 | 0 | 0 |  | 0 | 0 | 0 | 0 | 0 | 0 | 0 | 0 | 0 | 0 | 0 | 0 | 0 | 0 | 0 | 0 | 0 | 0 | 0 | 0 | 0 | 0 | 0 | 0 | 0 | 0 | 0 | 0 | 0 | 0 | 0 | 0 | 0 | 0 | 0 | 0 |  | 0 | 0 | 0 | 0 | 0 | 0 | 0 | 0 | 0 | 0 | 0 | 0 | 5.021 | 0 | 2.57 | 0 | 0 | 1 | 0 | 0 | 0 | 0 | 0 | 0 | 0 | 0 | 0 | 0 | 0 | 0 | -2 | 0 | 0 | 0 | 0 | 1 |  | 0 | 0 | 0 | 0 | 0 | 0 | 0 | 0 | 0 | 0 | 0 | 0 | 5.021 | 0 | 2.57 | 0 | 0 | 1 | 0 | 0 | 0 | 0 | 0 | 0 | 0 | 0 | 0 | 0 | 0 | 0 | -1 | 0 | 0 | 0 | 0 | 1 |  | 0 | 0 | 0 | 0 | 0 | 0 | 0 | 0 | 0 | 0 | 0 | 0 | 8.211 | 0 | 2.57 | 0 | 0 | 1 | 0 | 0 | 0 | 0 | 0 | 0 | 0 | 0 | 0 | 0 | 0 | 0 | -2 | 0 | 0 | 0 | 0 | 1 |  | 1 | 1 | 1 | 1 | 1 | 1 | 4+ | 1 | 1 | 1
PG&E KERN | Callender | 115 | 0 | 0 | 0 | 0 | 0 | 0 | 0 | 0 | 0 | 0 | 0 | 0 | 0 | 0 | 0 | 0 | 0 | 0 | 0 | 0 |  | 0 | 0 | 0 | 0 | 0 | 0 | 0 | 0 | 0 | 0 | 0 | 0 | 0 | 0 | 0 | 0 | 0 | 0 | 0 | 0 | 0 | 0 | 0 | 0 | 0 | 0 | 0 | 0 | 0 | 0 | 0 | 0 | 0 | 0 | 0 | 0 |  | 0 | 0 | 0 | 0 | 0 | 0 | 0 | 0 | 0 | 0 | 0 | 0 | 0 | 0 | 0 | 0 | 0 | 0 | 0 | 0 | 0 | 0 | 0 | 0 | 0 | 0 | 0 | 0 | 0 | 0 | 0 | 0 | 0 | 0 | 0 | 0 |  | 0 | 0 | 0 | 0 | 0 | 0 | 0 | 0 | 0 | 0 | 0 | 0 | 0 | 0 | 0 | 0 | 0 | 0 | 0 | 0 | 0 | 0 | 0 | 0 | 0 | 0 | 0 | 0 | 0 | 0 | 0 | 0 | 0 | 0 | 0 | 0 |  | 0 | 0 | 0 | 0 | 0 | 0 | 0 | 0 | 0 | 0 | 0 | 0 | 0 | 0 | 0 | 0 | 0 | 0 | 0 | 0 | 0 | 0 | 0 | 0 | 0 | 0 | 0 | 0 | 0 | 0 | 0 | 0 | 0 | 0 | 0 | 0 |  | 1 | 1 | 1 | 1 | 1 | 1 | 1 | 1 | 1 | 0
PG&E NGBA | Calpella | 115 | 0 | 0 | 0 | 0 | 0 | 0 | 0 | 0 | 0 | 0 | 0 | 0 | 0 | 0 | 0 | 0 | 0 | 0 | 0 | 0 |  | 0 | 0 | 0 | 0 | 0 | 0 | 0 | 0 | 0 | 0 | 0 | 0 | 0 | 0 | 0 | 0 | 0 | 0 | 0 | 0 | 0 | 0 | 0 | 0 | 0 | 0 | 0 | 0 | 0 | 0 | 0 | 0 | 0 | 0 | 0 | 0 |  | 0 | 0 | 0 | 0 | 0 | 0 | 0 | 0 | 0 | 0 | 0 | 0 | 5.05 | 0 | 0 | 0 | 0 | 1 | 0 | 0 | 0 | 0 | 0 | 0 | 0 | 0 | 0 | 0 | 0 | 0 | -2 | 0 | 0 | 0 | 0 | 1 |  | 0 | 0 | 0 | 0 | 0 | 0 | 0 | 0 | 0 | 0 | 0 | 0 | 5.05 | 0 | 0 | 0 | 0 | 1 | 0 | 0 | 0 | 0 | 0 | 0 | 0 | 0 | 0 | 0 | 0 | 0 | -1 | 0 | 0 | 0 | 0 | 1 |  | 0 | 0 | 0 | 0 | 0 | 0 | 0 | 0 | 0 | 0 | 0 | 0 | 5.05 | 0 | 0 | 0 | 0 | 1 | 0 | 0 | 0 | 0 | 0 | 0 | 0 | 0 | 0 | 0 | 0 | 0 | -2 | 0 | 0 | 0 | 0 | 1 |  | 1 | 1 | 1 | 1 | 1 | 1 | 4+ | 1 | 1 | 1
PG&E GBA | Camanche | 230 | 0 | 0 | 0 | 0 | 0 | 0 | 0 | 0 | 0 | 0 | 0 | 0 | 0 | 0 | 0 | 0 | 0 | 0 | 0 | 0 |  | 0 | 0 | 0 | 0 | 0 | 0 | 0 | 0 | 0 | 0 | 0 | 0 | 0 | 0 | 0 | 0 | 0 | 0 | 0 | 0 | 0 | 0 | 0 | 0 | 0 | 0 | 0 | 0 | 0 | 0 | 0 | 0 | 0 | 0 | 0 | 0 |  | 0 | 0 | 0 | 0 | 0 | 0 | 0 | 0 | 0 | 0 | 0 | 0 | 356.592 | 350 | 356.592 | 0 | 0 | 1 | 0 | 0 | 0 | 0 | 0 | 0 | 0 | 0 | 0 | 0 | 0 | 0 | -2 | -2 | -2 | 0 | 0 | 1 |  | 0 | 0 | 0 | 0 | 0 | 0 | 0 | 0 | 0 | 0 | 0 | 0 | 356.592 | 350 | 356.592 | 0 | 0 | 1 | 0 | 0 | 0 | 0 | 0 | 0 | 0 | 0 | 0 | 0 | 0 | 0 | -1 | -2 | -2 | 0 | 0 | 1 |  | 0 | 0 | 0 | 0 | 0 | 0 | 0 | 0 | 0 | 0 | 0 | 0 | 356.592 | 350 | 356.592 | 0 | 0 | 1 | 0 | 0 | 0 | 0 | 0 | 0 | 0 | 0 | 0 | 0 | 0 | 0 | -2 | -2 | -2 | 0 | 0 | 1 |  | 1 | 1 | 1 | 1 | 1 | 1 | 4+ | 4+ | 1 | 1
SDGE | Cameron | 69 | 0 | 0 | 0 | 0 | 0 | 0 | 0 | 0 | 0 | 0 | 0 | 0 | 0 | 0 | 0 | 0 | 0 | 0 | 0 | 0 |  | 0 | 0 | 0 | 0 | 0 | 0 | 0 | 0 | 0 | 0 | 0 | 0 | 0 | 0 | 0 | 0 | 0 | 0 | 0 | 0 | 0 | 0 | 0 | 0 | 0 | 0 | 0 | 0 | 0 | 0 | 0 | 0 | 0 | 0 | 0 | 0 |  | 0 | 0 | 0 | 0 | 0 | 0 | 0 | 0 | 0 | 0 | 0 | 0 | 0 | 0 | 0 | 0 | 0 | 0 | 0 | 0 | 0 | 0 | 0 | 0 | 0 | 0 | 0 | 0 | 0 | 0 | 0 | 0 | 0 | 0 | 0 | 0 |  | 0 | 0 | 0 | 0 | 0 | 0 | 0 | 0 | 0 | 0 | 0 | 0 | 0 | 0 | 0 | 0 | 0 | 0 | 0 | 0 | 0 | 0 | 0 | 0 | 0 | 0 | 0 | 0 | 0 | 0 | 0 | 0 | 0 | 0 | 0 | 0 |  | 0 | 0 | 0 | 0 | 0 | 0 | 0 | 0 | 0 | 0 | 0 | 0 | 0 | 0 | 0 | 0 | 0 | 0 | 0 | 0 | 0 | 0 | 0 | 0 | 0 | 0 | 0 | 0 | 0 | 0 | 0 | 0 | 0 | 0 | 0 | 0 |  | 1 | 1 | 1 | 1 | 1 | 1 | 1 | 1 | 1 | 0
SDGE | Cannon | 69 | 0 | 0 | 0 | 0 | 0 | 0 | 0 | 0 | 0 | 0 | 0 | 0 | 0 | 0 | 0 | 0 | 0 | 0 | 0 | 0 |  | 0 | 0 | 0 | 0 | 0 | 0 | 0 | 0 | 0 | 0 | 0 | 0 | 0 | 0 | 0 | 0 | 0 | 0 | 0 | 0 | 0 | 0 | 0 | 0 | 0 | 0 | 0 | 0 | 0 | 0 | 0 | 0 | 0 | 0 | 0 | 0 |  | 0 | 0 | 0 | 0 | 0 | 0 | 0 | 0 | 0 | 0 | 0 | 0 | 0 | 0 | 0 | 0 | 0 | 0 | 0 | 0 | 0 | 0 | 0 | 0 | 0 | 0 | 0 | 0 | 0 | 0 | 0 | 0 | 0 | 0 | 0 | 0 |  | 0 | 0 | 0 | 0 | 0 | 0 | 0 | 0 | 0 | 0 | 0 | 0 | 0 | 0 | 0 | 0 | 0 | 0 | 0 | 0 | 0 | 0 | 0 | 0 | 0 | 0 | 0 | 0 | 0 | 0 | 0 | 0 | 0 | 0 | 0 | 0 |  | 0 | 0 | 0 | 0 | 0 | 0 | 0 | 0 | 0 | 0 | 0 | 0 | 0 | 0 | 0 | 0 | 0 | 0 | 0 | 0 | 0 | 0 | 0 | 0 | 0 | 0 | 0 | 0 | 0 | 0 | 0 | 0 | 0 | 0 | 0 | 0 |  | 1 | 1 | 1 | 1 | 1 | 1 | 1 | 1 | 1 | 0
PG&E FRESNO | Cantua | 115 | 0 | 0 | 0 | 0 | 0 | 0 | 0 | 0 | 0 | 0 | 0 | 0 | 100 | 0 | 100 | 0 | 0 | 0 | 0 | 1 |  | 0 | 0 | 0 | 0 | 0 | 0 | 0 | 0 | 0 | 0 | 0 | 0 | 0 | 0 | 0 | 0 | 0 | 0 | 0 | 0 | 0 | 0 | 0 | 0 | 0 | 0 | 0 | 0 | 0 | 2 | 2 | 0 | 0 | 0 | 0 | 1 |  | 0 | 0 | 0 | 0 | 0 | 0 | 0 | 0 | 0 | 0 | 0 | 0 | 3.025 | 0 | 0 | 0 | 0 | 1 | 0 | 0 | 0 | 0 | 0 | 0 | 0 | 0 | 0 | 0 | 0 | 2 | 2 | 0 | 0 | 0 | 0 | 1 |  | 0 | 0 | 0 | 0 | 0 | 0 | 0 | 0 | 0 | 0 | 0 | 0 | 3.025 | 0 | 0 | 0 | 0 | 1 | 0 | 0 | 0 | 0 | 0 | 0 | 0 | 0 | 0 | 0 | 0 | 2 | 2 | 0 | 0 | 0 | 0 | 1 |  | 0 | 0 | 0 | 0 | 0 | 0 | 0 | 0 | 0 | 0 | 0 | 0 | 3.025 | 0 | 0 | 0 | 0 | 1 | 0 | 0 | 0 | 0 | 0 | 0 | 0 | 0 | 0 | 0 | 0 | 2 | 2 | 0 | 0 | 0 | 0 | 1 |  | 1 | 1 | 1 | 1 | 1 | 1 | 5- | 1 | 1 | 1
SDGE | Capistrano | 138 | 0 | 0 | 0 | 0 | 0 | 0 | 0 | 0 | 0 | 0 | 0 | 0 | 0 | 0 | 0 | 0 | 0 | 0 | 0 | 0 |  | 0 | 0 | 0 | 0 | 0 | 0 | 0 | 0 | 0 | 0 | 0 | 0 | 0 | 0 | 0 | 0 | 0 | 0 | 0 | 0 | 0 | 0 | 0 | 0 | 0 | 0 | 0 | 0 | 0 | 0 | 0 | 0 | 0 | 0 | 0 | 0 |  | 0 | 0 | 0 | 0 | 0 | 0 | 0 | 0 | 0 | 0 | 0 | 0 | 0 | 250 | 256.875 | 0 | 0 | 1 | 0 | 0 | 0 | 0 | 0 | 0 | 0 | 0 | 0 | 0 | 0 | 0 | 0 | -2 | -2 | 0 | 0 | 1 |  | 0 | 0 | 0 | 0 | 0 | 0 | 0 | 0 | 0 | 0 | 0 | 0 | 0 | 250 | 256.875 | 0 | 0 | 1 | 0 | 0 | 0 | 0 | 0 | 0 | 0 | 0 | 0 | 0 | 0 | 0 | 0 | -2 | -2 | 0 | 0 | 1 |  | 0 | 0 | 0 | 0 | 0 | 0 | 0 | 0 | 0 | 0 | 0 | 0 | 0 | 250 | 256.875 | 0 | 0 | 1 | 0 | 0 | 0 | 0 | 0 | 0 | 0 | 0 | 0 | 0 | 0 | 0 | 0 | -2 | -2 | 0 | 0 | 1 |  | 1 | 1 | 1 | 1 | 1 | 1 | 1 | 4+ | 1 | 1
SDGE | Capistrano | 230 | 0 | 0 | 0 | 0 | 0 | 0 | 0 | 0 | 0 | 0 | 0 | 0 | 0 | 0 | 0 | 0 | 0 | 0 | 0 | 0 |  | 0 | 0 | 0 | 0 | 0 | 0 | 0 | 0 | 0 | 0 | 0 | 0 | 0 | 0 | 0 | 0 | 0 | 0 | 0 | 0 | 0 | 0 | 0 | 0 | 0 | 0 | 0 | 0 | 0 | 0 | 0 | 0 | 0 | 0 | 0 | 0 |  | 0 | 0 | 0 | 0 | 0 | 0 | 0 | 0 | 0 | 0 | 0 | 0 | 0 | 0 | 0 | 0 | 0 | 0 | 0 | 0 | 0 | 0 | 0 | 0 | 0 | 0 | 0 | 0 | 0 | 0 | 0 | 0 | 0 | 0 | 0 | 0 |  | 0 | 0 | 0 | 0 | 0 | 0 | 0 | 0 | 0 | 0 | 0 | 0 | 0 | 0 | 0 | 0 | 0 | 0 | 0 | 0 | 0 | 0 | 0 | 0 | 0 | 0 | 0 | 0 | 0 | 0 | 0 | 0 | 0 | 0 | 0 | 0 |  | 0 | 0 | 0 | 0 | 0 | 0 | 0 | 0 | 0 | 0 | 0 | 0 | 0 | 0 | 0 | 0 | 0 | 0 | 0 | 0 | 0 | 0 | 0 | 0 | 0 | 0 | 0 | 0 | 0 | 0 | 0 | 0 | 0 | 0 | 0 | 0 |  | 1 | 1 | 1 | 1 | 1 | 1 | 1 | 1 | 1 | 0
PG&E NGBA | Carberry | 230 | 0 | 0 | 0 | 0 | 0 | 0 | 0 | 0 | 0 | 0 | 0 | 0 | 0 | 0 | 0 | 0 | 0 | 0 | 0 | 0 |  | 0 | 0 | 0 | 0 | 0 | 0 | 0 | 0 | 0 | 0 | 0 | 0 | 0 | 0 | 0 | 0 | 0 | 0 | 0 | 0 | 0 | 0 | 0 | 0 | 0 | 0 | 0 | 0 | 0 | 0 | 0 | 0 | 0 | 0 | 0 | 0 |  | 0 | 0 | 0 | 0 | 0 | 0 | 0 | 0 | 0 | 0 | 0 | 0 | 0 | 0 | 0 | 0 | 0 | 0 | 0 | 0 | 0 | 0 | 0 | 0 | 0 | 0 | 0 | 0 | 0 | 0 | 0 | 0 | 0 | 0 | 0 | 0 |  | 0 | 0 | 0 | 0 | 0 | 0 | 0 | 0 | 0 | 0 | 0 | 0 | 0 | 0 | 0 | 0 | 0 | 0 | 0 | 0 | 0 | 0 | 0 | 0 | 0 | 0 | 0 | 0 | 0 | 0 | 0 | 0 | 0 | 0 | 0 | 0 |  | 0 | 0 | 0 | 0 | 0 | 0 | 0 | 0 | 0 | 0 | 0 | 0 | 0 | 0 | 0 | 0 | 0 | 0 | 0 | 0 | 0 | 0 | 0 | 0 | 0 | 0 | 0 | 0 | 0 | 0 | 0 | 0 | 0 | 0 | 0 | 0 |  | 1 | 1 | 1 | 1 | 1 | 1 | 1 | 1 | 1 | 0
SCE Eastern | Cardiff | 66 | 0 | 0 | 0 | 0 | 0 | 0 | 0 | 0 | 0 | 0 | 0 | 0 | 0 | 0 | 0 | 0 | 0 | 0 | 0 | 0 |  | 0 | 0 | 0 | 0 | 0 | 0 | 0 | 0 | 0 | 0 | 0 | 0 | 0 | 0 | 0 | 0 | 0 | 0 | 0 | 0 | 0 | 0 | 0 | 0 | 0 | 0 | 0 | 0 | 0 | 0 | 0 | 0 | 0 | 0 | 0 | 0 |  | 0 | 0 | 0 | 0 | 0 | 0 | 0 | 0 | 0 | 0 | 0 | 0 | 0 | 0 | 0 | 0 | 0 | 0 | 0 | 0 | 0 | 0 | 0 | 0 | 0 | 0 | 0 | 0 | 0 | 0 | 0 | 0 | 0 | 0 | 0 | 0 |  | 0 | 0 | 0 | 0 | 0 | 0 | 0 | 0 | 0 | 0 | 0 | 0 | 0 | 0 | 0 | 0 | 0 | 0 | 0 | 0 | 0 | 0 | 0 | 0 | 0 | 0 | 0 | 0 | 0 | 0 | 0 | 0 | 0 | 0 | 0 | 0 |  | 0 | 0 | 0 | 0 | 0 | 0 | 0 | 0 | 0 | 0 | 0 | 0 | 0 | 0 | 0 | 0 | 0 | 0 | 0 | 0 | 0 | 0 | 0 | 0 | 0 | 0 | 0 | 0 | 0 | 0 | 0 | 0 | 0 | 0 | 0 | 0 |  | 1 | 1 | 1 | 1 | 1 | 1 | 1 | 1 | 1 | 0
PG&E NGBA | Caribou | 60 | 0 | 0 | 0 | 0 | 0 | 0 | 0 | 0 | 0 | 0 | 0 | 0 | 0 | 0 | 0 | 0 | 0 | 0 | 0 | 0 |  | 0 | 0 | 0 | 0 | 0 | 0 | 0 | 0 | 0 | 0 | 0 | 0 | 0 | 0 | 0 | 0 | 0 | 0 | 0 | 0 | 0 | 0 | 0 | 0 | 0 | 0 | 0 | 0 | 0 | 0 | 0 | 0 | 0 | 0 | 0 | 0 |  | 0 | 0 | 0 | 0 | 0 | 0 | 0 | 0 | 0 | 0 | 0 | 0 | 0 | 0 | 0 | 0 | 0 | 0 | 0 | 0 | 0 | 0 | 0 | 0 | 0 | 0 | 0 | 0 | 0 | 0 | 0 | 0 | 0 | 0 | 0 | 0 |  | 0 | 0 | 0 | 0 | 0 | 0 | 0 | 0 | 0 | 0 | 0 | 0 | 0 | 0 | 0 | 0 | 0 | 0 | 0 | 0 | 0 | 0 | 0 | 0 | 0 | 0 | 0 | 0 | 0 | 0 | 0 | 0 | 0 | 0 | 0 | 0 |  | 0 | 0 | 0 | 0 | 0 | 0 | 0 | 0 | 0 | 0 | 0 | 0 | 0 | 0 | 0 | 0 | 0 | 0 | 0 | 0 | 0 | 0 | 0 | 0 | 0 | 0 | 0 | 0 | 0 | 0 | 0 | 0 | 0 | 0 | 0 | 0 |  | 1 | 1 | 1 | 1 | 1 | 1 | 1 | 1 | 1 | 0
PG&E NGBA | Caribou | 115 | 0 | 0 | 0 | 0 | 0 | 0 | 0 | 0 | 0 | 0 | 0 | 0 | 0 | 0 | 0 | 0 | 0 | 0 | 0 | 0 |  | 0 | 0 | 0 | 0 | 0 | 0 | 0 | 0 | 0 | 0 | 0 | 0 | 0 | 0 | 0 | 0 | 0 | 0 | 0 | 0 | 0 | 0 | 0 | 0 | 0 | 0 | 0 | 0 | 0 | 0 | 0 | 0 | 0 | 0 | 0 | 0 |  | 0 | 0 | 0 | 0 | 0 | 0 | 0 | 0 | 0 | 0 | 0 | 0 | 0 | 0 | 0 | 0 | 0 | 0 | 0 | 0 | 0 | 0 | 0 | 0 | 0 | 0 | 0 | 0 | 0 | 0 | 0 | 0 | 0 | 0 | 0 | 0 |  | 0 | 0 | 0 | 0 | 0 | 0 | 0 | 0 | 0 | 0 | 0 | 0 | 0 | 0 | 0 | 0 | 0 | 0 | 0 | 0 | 0 | 0 | 0 | 0 | 0 | 0 | 0 | 0 | 0 | 0 | 0 | 0 | 0 | 0 | 0 | 0 |  | 0 | 0 | 0 | 0 | 0 | 0 | 0 | 0 | 0 | 0 | 0 | 0 | 0 | 0 | 0 | 0 | 0 | 0 | 0 | 0 | 0 | 0 | 0 | 0 | 0 | 0 | 0 | 0 | 0 | 0 | 0 | 0 | 0 | 0 | 0 | 0 |  | 1 | 1 | 1 | 1 | 1 | 1 | 1 | 1 | 1 | 0
PG&E NGBA | Caribou | 230 | 0 | 0 | 0 | 0 | 0 | 0 | 0 | 0 | 0 | 0 | 0 | 0 | 0 | 0 | 0 | 0 | 0 | 0 | 0 | 0 |  | 0 | 0 | 0 | 0 | 0 | 0 | 0 | 0 | 0 | 0 | 0 | 0 | 0 | 0 | 0 | 0 | 0 | 0 | 0 | 0 | 0 | 0 | 0 | 0 | 0 | 0 | 0 | 0 | 0 | 0 | 0 | 0 | 0 | 0 | 0 | 0 |  | 0 | 0 | 0 | 0 | 0 | 0 | 0 | 0 | 0 | 0 | 0 | 0 | 0 | 0 | 0 | 0 | 0 | 0 | 0 | 0 | 0 | 0 | 0 | 0 | 0 | 0 | 0 | 0 | 0 | 0 | 0 | 0 | 0 | 0 | 0 | 0 |  | 0 | 0 | 0 | 0 | 0 | 0 | 0 | 0 | 0 | 0 | 0 | 0 | 0 | 0 | 0 | 0 | 0 | 0 | 0 | 0 | 0 | 0 | 0 | 0 | 0 | 0 | 0 | 0 | 0 | 0 | 0 | 0 | 0 | 0 | 0 | 0 |  | 0 | 0 | 0 | 0 | 0 | 0 | 0 | 0 | 0 | 0 | 0 | 0 | 0 | 0 | 0 | 0 | 0 | 0 | 0 | 0 | 0 | 0 | 0 | 0 | 0 | 0 | 0 | 0 | 0 | 0 | 0 | 0 | 0 | 0 | 0 | 0 |  | 1 | 1 | 1 | 1 | 1 | 1 | 1 | 1 | 1 | 0
EOP | Carpenter Canyon (fka Gamebird) | 138 | 0 | 0 | 0 | 0 | 0 | 0 | 0 | 0 | 0 | 0 | 0 | 0 | 0 | 0 | 0 | 0 | 0 | 0 | 0 | 0 |  | 0 | 0 | 0 | 0 | 0 | 0 | 0 | 0 | 0 | 0 | 0 | 0 | 0 | 0 | 0 | 0 | 0 | 0 | 0 | 0 | 0 | 0 | 0 | 0 | 0 | 0 | 0 | 0 | 0 | 0 | 0 | 0 | 0 | 0 | 0 | 0 |  | 0 | 0 | 0 | 0 | 0 | 0 | 0 | 0 | 0 | 0 | 0 | 0 | 0 | 0 | 0 | 0 | 0 | 0 | 0 | 0 | 0 | 0 | 0 | 0 | 0 | 0 | 0 | 0 | 0 | 0 | 0 | 0 | 0 | 0 | 0 | 0 |  | 0 | 0 | 0 | 0 | 0 | 0 | 0 | 0 | 0 | 0 | 0 | 0 | 0 | 0 | 0 | 0 | 0 | 0 | 0 | 0 | 0 | 0 | 0 | 0 | 0 | 0 | 0 | 0 | 0 | 0 | 0 | 0 | 0 | 0 | 0 | 0 |  | 0 | 0 | 0 | 0 | 0 | 0 | 0 | 0 | 0 | 0 | 0 | 0 | 0 | 0 | 0 | 0 | 0 | 0 | 0 | 0 | 0 | 0 | 0 | 0 | 0 | 0 | 0 | 0 | 0 | 0 | 0 | 0 | 0 | 0 | 0 | 0 |  | 1 | 1 | 1 | 1 | 1 | 1 | 1 | 1 | 1 | 0
EOP | Carpenter Canyon (fka Gamebird) | 230 | 0 | 0 | 0 | 0 | 0 | 0 | 0 | 0 | 0 | 0 | 0 | 0 | 550 | 180 | 730 | 0 | 36.5 | 36.5 | 0 | 1 |  | 0 | 0 | 0 | 0 | 0 | 0 | 0 | 0 | 0 | 0 | 0 | 0 | 716.7638 | 200 | 716.7638 | 0 | 0 | 1 | 0 | 0 | 0 | 0 | 0 | 0 | 0 | 0 | 0 | 0 | 0 | 2 | 0 | -2 | -2 | 0 | 0 | 1 |  | 0 | 0 | 0 | 0 | 0 | 0 | 0 | 0 | 0 | 0 | 0 | 0 | 200 | 200 | 244 | 0 | 0 | 1 | 0 | 0 | 0 | 0 | 0 | 0 | 0 | 0 | 0 | 0 | 0 | 2 | 2 | -2 | -2 | 0 | 0 | 1 |  | 0 | 0 | 0 | 0 | 0 | 0 | 0 | 0 | 0 | 0 | 0 | 0 | 716.7638 | 200 | 760.7638 | 0 | 0 | 1 | 0 | 0 | 0 | 0 | 0 | 0 | 0 | 0 | 0 | 0 | 0 | 2 | 0 | -2 | -2 | 0 | 0 | 1 |  | 0 | 0 | 0 | 0 | 0 | 0 | 0 | 0 | 0 | 0 | 0 | 0 | 716.7638 | 200 | 760.7638 | 0 | 0 | 1 | 0 | 0 | 0 | 0 | 0 | 0 | 0 | 0 | 0 | 0 | 0 | 2 | 0 | -2 | -2 | 0 | 0 | 1 |  | 1 | 1 | 1 | 1 | 1 | 1 | 2- | 4+ | 1 | 1
PG&E NGBA | Carquinez | 115 | 0 | 0 | 0 | 0 | 0 | 0 | 0 | 0 | 0 | 0 | 0 | 0 | 0 | 0 | 0 | 0 | 0 | 0 | 0 | 0 |  | 0 | 0 | 0 | 0 | 0 | 0 | 0 | 0 | 0 | 0 | 0 | 0 | 0 | 0 | 0 | 0 | 0 | 0 | 0 | 0 | 0 | 0 | 0 | 0 | 0 | 0 | 0 | 0 | 0 | 0 | 0 | 0 | 0 | 0 | 0 | 0 |  | 0 | 0 | 0 | 0 | 0 | 0 | 0 | 0 | 0 | 0 | 0 | 0 | 0 | 0 | 0 | 0 | 0 | 0 | 0 | 0 | 0 | 0 | 0 | 0 | 0 | 0 | 0 | 0 | 0 | 0 | 0 | 0 | 0 | 0 | 0 | 0 |  | 0 | 0 | 0 | 0 | 0 | 0 | 0 | 0 | 0 | 0 | 0 | 0 | 0 | 0 | 0 | 0 | 0 | 0 | 0 | 0 | 0 | 0 | 0 | 0 | 0 | 0 | 0 | 0 | 0 | 0 | 0 | 0 | 0 | 0 | 0 | 0 |  | 0 | 0 | 0 | 0 | 0 | 0 | 0 | 0 | 0 | 0 | 0 | 0 | 0 | 0 | 0 | 0 | 0 | 0 | 0 | 0 | 0 | 0 | 0 | 0 | 0 | 0 | 0 | 0 | 0 | 0 | 0 | 0 | 0 | 0 | 0 | 0 |  | 1 | 1 | 1 | 1 | 1 | 1 | 1 | 1 | 1 | 0
SDGE | Carrizo Gorge | 138 | 0 | 0 | 0 | 0 | 0 | 0 | 0 | 0 | 0 | 0 | 0 | 0 | 0 | 0 | 0 | 0 | 0 | 0 | 0 | 0 |  | 0 | 0 | 0 | 0 | 0 | 0 | 0 | 0 | 0 | 0 | 0 | 0 | 0 | 20 | 20 | 0 | 0 | 1 | 0 | 0 | 0 | 0 | 0 | 0 | 0 | 0 | 0 | 0 | 0 | 0 | 0 | -2 | -2 | 0 | 0 | 1 |  | 0 | 0 | 0 | 0 | 0 | 0 | 0 | 0 | 0 | 0 | 0 | 0 | 0 | 20 | 20 | 0 | 0 | 1 | 0 | 0 | 0 | 0 | 0 | 0 | 0 | 0 | 0 | 0 | 0 | 0 | 0 | -2 | -2 | 0 | 0 | 1 |  | 0 | 0 | 0 | 0 | 0 | 0 | 0 | 0 | 0 | 0 | 0 | 0 | 0 | 20 | 20 | 0 | 0 | 1 | 0 | 0 | 0 | 0 | 0 | 0 | 0 | 0 | 0 | 0 | 0 | 0 | 0 | -2 | -2 | 0 | 0 | 1 |  | 0 | 0 | 0 | 0 | 0 | 0 | 0 | 0 | 0 | 0 | 0 | 0 | 0 | 20 | 20 | 0 | 0 | 1 | 0 | 0 | 0 | 0 | 0 | 0 | 0 | 0 | 0 | 0 | 0 | 0 | 0 | -2 | -2 | 0 | 0 | 1 |  | 1 | 1 | 1 | 1 | 1 | 1 | 1 | 4+ | 1 | 1
PG&E KERN | Carrizo Plains | 115 | 0 | 0 | 0 | 0 | 0 | 0 | 0 | 0 | 0 | 0 | 0 | 0 | 0 | 0 | 0 | 0 | 0 | 0 | 0 | 0 |  | 0 | 0 | 0 | 0 | 0 | 0 | 0 | 0 | 0 | 0 | 0 | 0 | 0 | 0 | 0 | 0 | 0 | 0 | 0 | 0 | 0 | 0 | 0 | 0 | 0 | 0 | 0 | 0 | 0 | 0 | 0 | 0 | 0 | 0 | 0 | 0 |  | 0 | 0 | 0 | 0 | 0 | 0 | 0 | 0 | 0 | 0 | 0 | 0 | 0 | 0 | 0 | 0 | 0 | 0 | 0 | 0 | 0 | 0 | 0 | 0 | 0 | 0 | 0 | 0 | 0 | 0 | 0 | 0 | 0 | 0 | 0 | 0 |  | 0 | 0 | 0 | 0 | 0 | 0 | 0 | 0 | 0 | 0 | 0 | 0 | 0 | 0 | 0 | 0 | 0 | 0 | 0 | 0 | 0 | 0 | 0 | 0 | 0 | 0 | 0 | 0 | 0 | 0 | 0 | 0 | 0 | 0 | 0 | 0 |  | 0 | 0 | 0 | 0 | 0 | 0 | 0 | 0 | 0 | 0 | 0 | 0 | 0 | 0 | 0 | 0 | 0 | 0 | 0 | 0 | 0 | 0 | 0 | 0 | 0 | 0 | 0 | 0 | 0 | 0 | 0 | 0 | 0 | 0 | 0 | 0 |  | 1 | 1 | 1 | 1 | 1 | 1 | 1 | 1 | 1 | 0
PG&E KERN | Casaloma | 230 | 0 | 0 | 0 | 0 | 0 | 0 | 0 | 0 | 0 | 0 | 0 | 0 | 0 | 220 | 220 | 0 | 0 | 0 | 0 | 1 |  | 0 | 0 | 0 | 0 | 0 | 0 | 0 | 0 | 0 | 0 | 0 | 0 | 0 | 0 | 0 | 0 | 0 | 0 | 0 | 0 | 0 | 0 | 0 | 0 | 0 | 0 | 0 | 0 | 0 | 0 | 2 | 0 | 0 | 0 | 0 | 1 |  | 0 | 0 | 0 | 0 | 0 | 0 | 0 | 0 | 0 | 0 | 0 | 0 | 0 | 0 | 0 | 0 | 0 | 0 | 0 | 0 | 0 | 0 | 0 | 0 | 0 | 0 | 0 | 0 | 0 | 0 | 2 | 0 | 0 | 0 | 0 | 1 |  | 0 | 0 | 0 | 0 | 0 | 0 | 0 | 0 | 0 | 0 | 0 | 0 | 0 | 0 | 0 | 0 | 0 | 0 | 0 | 0 | 0 | 0 | 0 | 0 | 0 | 0 | 0 | 0 | 0 | 0 | 2 | 0 | 0 | 0 | 0 | 1 |  | 0 | 0 | 0 | 0 | 0 | 0 | 0 | 0 | 0 | 0 | 0 | 0 | 0 | 0 | 0 | 0 | 0 | 0 | 0 | 0 | 0 | 0 | 0 | 0 | 0 | 0 | 0 | 0 | 0 | 0 | 2 | 0 | 0 | 0 | 0 | 1 |  | 1 | 1 | 1 | 1 | 1 | 1 | 5- | 1 | 1 | 1
PG&E GBA | Castro Valley | 230 | 0 | 0 | 0 | 0 | 0 | 0 | 0 | 0 | 0 | 0 | 0 | 0 | 0 | 0 | 0 | 0 | 0 | 0 | 0 | 0 |  | 0 | 0 | 0 | 0 | 0 | 0 | 0 | 0 | 0 | 0 | 0 | 0 | 0 | 0 | 0 | 0 | 0 | 0 | 0 | 0 | 0 | 0 | 0 | 0 | 0 | 0 | 0 | 0 | 0 | 0 | 0 | 0 | 0 | 0 | 0 | 0 |  | 0 | 0 | 0 | 0 | 0 | 0 | 0 | 0 | 0 | 0 | 0 | 0 | 0.982 | 0 | 0 | 0 | 0 | 1 | 0 | 0 | 0 | 0 | 0 | 0 | 0 | 0 | 0 | 0 | 0 | 0 | 0 | 0 | 0 | 0 | 0 | 0 |  | 0 | 0 | 0 | 0 | 0 | 0 | 0 | 0 | 0 | 0 | 0 | 0 | 0.982 | 0 | 0 | 0 | 0 | 1 | 0 | 0 | 0 | 0 | 0 | 0 | 0 | 0 | 0 | 0 | 0 | 0 | -2 | 0 | 0 | 0 | 0 | 1 |  | 0 | 0 | 0 | 0 | 0 | 0 | 0 | 0 | 0 | 0 | 0 | 0 | 4.157 | 0 | 0 | 0 | 0 | 1 | 0 | 0 | 0 | 0 | 0 | 0 | 0 | 0 | 0 | 0 | 0 | 0 | -2 | 0 | 0 | 0 | 0 | 1 |  | 1 | 1 | 1 | 1 | 1 | 1 | 2+ | 1 | 1 | 1
PG&E GBA | Cayetano | 230 | 0 | 0 | 0 | 0 | 0 | 0 | 0 | 0 | 0 | 0 | 0 | 0 | 0 | 0 | 0 | 0 | 0 | 0 | 0 | 0 |  | 0 | 0 | 0 | 0 | 0 | 0 | 0 | 0 | 0 | 0 | 0 | 0 | 1.4 | 0 | 1.3 | 0 | 0 | 1 | 0 | 0 | 0 | 0 | 0 | 0 | 0 | 0 | 0 | 0 | 0 | 0 | -2 | 0 | -2 | 0 | 0 | 1 |  | 0 | 0 | 0 | 0 | 0 | 0 | 0 | 0 | 0 | 0 | 0 | 0 | 1.4 | 0 | 1.3 | 0 | 0 | 1 | 0 | 0 | 0 | 0 | 0 | 0 | 0 | 0 | 0 | 0 | 0 | 0 | 0 | 0 | 0 | 0 | 0 | 0 |  | 0 | 0 | 0 | 0 | 0 | 0 | 0 | 0 | 0 | 0 | 0 | 0 | 1.4 | 0 | 1.3 | 0 | 0 | 1 | 0 | 0 | 0 | 0 | 0 | 0 | 0 | 0 | 0 | 0 | 0 | 0 | -2 | 0 | 0 | 0 | 0 | 1 |  | 0 | 0 | 0 | 0 | 0 | 0 | 0 | 0 | 0 | 0 | 0 | 0 | 1.4 | 0 | 1.3 | 0 | 0 | 1 | 0 | 0 | 0 | 0 | 0 | 0 | 0 | 0 | 0 | 0 | 0 | 0 | 0 | 0 | 0 | 0 | 0 | 0 |  | 1 | 1 | 1 | 1 | 1 | 1 | 2+ | 1 | 1 | 1
SCE Metro | Center | 230 | 0 | 0 | 0 | 0 | 0 | 0 | 0 | 0 | 0 | 0 | 0 | 0 | 0 | 0 | 0 | 0 | 0 | 0 | 0 | 0 |  | 0 | 0 | 0 | 0 | 0 | 0 | 0 | 0 | 0 | 0 | 0 | 0 | 0 | 0 | 0 | 0 | 0 | 0 | 0 | 0 | 0 | 0 | 0 | 0 | 0 | 0 | 0 | 0 | 0 | 0 | 0 | 0 | 0 | 0 | 0 | 0 |  | 0 | 0 | 0 | 0 | 0 | 0 | 0 | 0 | 0 | 0 | 0 | 0 | 0.999 | 0 | 0 | 0 | 0 | 1 | 0 | 0 | 0 | 0 | 0 | 0 | 0 | 0 | 0 | 0 | 0 | 0 | 0 | 0 | 0 | 0 | 0 | 0 |  | 0 | 0 | 0 | 0 | 0 | 0 | 0 | 0 | 0 | 0 | 0 | 0 | 0.999 | 0 | 0 | 0 | 0 | 1 | 0 | 0 | 0 | 0 | 0 | 0 | 0 | 0 | 0 | 0 | 0 | 0 | -2 | 0 | 0 | 0 | 0 | 1 |  | 0 | 0 | 0 | 0 | 0 | 0 | 0 | 0 | 0 | 0 | 0 | 0 | 0.999 | 0 | 320.68 | 0 | 0 | 1 | 0 | 0 | 0 | 0 | 0 | 0 | 0 | 0 | 0 | 0 | 0 | 0 | 0 | 0 | -2 | 0 | 0 | 1 |  | 1 | 1 | 1 | 1 | 1 | 1 | 2+ | 1+ | 1 | 1
PG&E KERN | Charca | 115 | 0 | 0 | 0 | 0 | 0 | 0 | 0 | 0 | 0 | 0 | 0 | 0 | 0 | 0 | 0 | 0 | 0 | 0 | 0 | 0 |  | 0 | 0 | 0 | 0 | 0 | 0 | 0 | 0 | 0 | 0 | 0 | 0 | 0 | 0 | 0 | 0 | 0 | 0 | 0 | 0 | 0 | 0 | 0 | 0 | 0 | 0 | 0 | 0 | 0 | 0 | 0 | 0 | 0 | 0 | 0 | 0 |  | 0 | 0 | 0 | 0 | 0 | 0 | 0 | 0 | 0 | 0 | 0 | 0 | 14.36 | 0 | 9.7 | 0 | 0 | 1 | 0 | 0 | 0 | 0 | 0 | 0 | 0 | 0 | 0 | 0 | 0 | 0 | -2 | 0 | -2 | 0 | 0 | 1 |  | 0 | 0 | 0 | 0 | 0 | 0 | 0 | 0 | 0 | 0 | 0 | 0 | 14.36 | 0 | 9.7 | 0 | 0 | 1 | 0 | 0 | 0 | 0 | 0 | 0 | 0 | 0 | 0 | 0 | 0 | 0 | -1 | 0 | -2 | 0 | 0 | 1 |  | 0 | 0 | 0 | 0 | 0 | 0 | 0 | 0 | 0 | 0 | 0 | 0 | 14.36 | 0 | 9.7 | 0 | 0 | 1 | 0 | 0 | 0 | 0 | 0 | 0 | 0 | 0 | 0 | 0 | 0 | 0 | -2 | 0 | -2 | 0 | 0 | 1 |  | 1 | 1 | 1 | 1 | 1 | 1 | 4+ | 4+ | 1 | 1
EOP | Charleston | 138 | 0 | 0 | 0 | 0 | 0 | 0 | 0 | 0 | 0 | 0 | 0 | 0 | 0 | 0 | 0 | 0 | 0 | 0 | 0 | 0 |  | 0 | 0 | 0 | 0 | 0 | 0 | 0 | 0 | 0 | 0 | 0 | 0 | 0 | 0 | 0 | 0 | 0 | 0 | 0 | 0 | 0 | 0 | 0 | 0 | 0 | 0 | 0 | 0 | 0 | 0 | 0 | 0 | 0 | 0 | 0 | 0 |  | 0 | 0 | 0 | 0 | 0 | 0 | 0 | 0 | 0 | 0 | 0 | 0 | 0 | 0 | 0 | 0 | 0 | 0 | 0 | 0 | 0 | 0 | 0 | 0 | 0 | 0 | 0 | 0 | 0 | 0 | 0 | 0 | 0 | 0 | 0 | 0 |  | 0 | 0 | 0 | 0 | 0 | 0 | 0 | 0 | 0 | 0 | 0 | 0 | 0 | 0 | 0 | 0 | 0 | 0 | 0 | 0 | 0 | 0 | 0 | 0 | 0 | 0 | 0 | 0 | 0 | 0 | 0 | 0 | 0 | 0 | 0 | 0 |  | 0 | 0 | 0 | 0 | 0 | 0 | 0 | 0 | 0 | 0 | 0 | 0 | 0 | 0 | 0 | 0 | 0 | 0 | 0 | 0 | 0 | 0 | 0 | 0 | 0 | 0 | 0 | 0 | 0 | 0 | 0 | 0 | 0 | 0 | 0 | 0 |  | 1 | 1 | 1 | 1 | 1 | 1 | 1 | 1 | 1 | 0
SCE Metro | Chevmain | 230 | 0 | 0 | 0 | 0 | 0 | 0 | 0 | 0 | 0 | 0 | 0 | 0 | 0 | 0 | 0 | 0 | 0 | 0 | 0 | 0 |  | 0 | 0 | 0 | 0 | 0 | 0 | 0 | 0 | 0 | 0 | 0 | 0 | 0 | 0 | 0 | 0 | 0 | 0 | 0 | 0 | 0 | 0 | 0 | 0 | 0 | 0 | 0 | 0 | 0 | 0 | 0 | 0 | 0 | 0 | 0 | 0 |  | 0 | 0 | 0 | 0 | 0 | 0 | 0 | 0 | 0 | 0 | 0 | 0 | 0 | 0 | 0 | 0 | 0 | 0 | 0 | 0 | 0 | 0 | 0 | 0 | 0 | 0 | 0 | 0 | 0 | 0 | 0 | 0 | 0 | 0 | 0 | 0 |  | 0 | 0 | 0 | 0 | 0 | 0 | 0 | 0 | 0 | 0 | 0 | 0 | 0 | 0 | 0 | 0 | 0 | 0 | 0 | 0 | 0 | 0 | 0 | 0 | 0 | 0 | 0 | 0 | 0 | 0 | 0 | 0 | 0 | 0 | 0 | 0 |  | 0 | 0 | 0 | 0 | 0 | 0 | 0 | 0 | 0 | 0 | 0 | 0 | 0 | 0 | 0 | 0 | 0 | 0 | 0 | 0 | 0 | 0 | 0 | 0 | 0 | 0 | 0 | 0 | 0 | 0 | 0 | 0 | 0 | 0 | 0 | 0 |  | 1 | 1 | 1 | 1 | 1 | 1 | 1 | 1 | 1 | 0
SDGE | Chicarita | 138 | 0 | 0 | 0 | 0 | 0 | 0 | 0 | 0 | 0 | 0 | 0 | 0 | 0 | 0 | 0 | 0 | 0 | 0 | 0 | 0 |  | 0 | 0 | 0 | 0 | 0 | 0 | 0 | 0 | 0 | 0 | 0 | 0 | 0 | 0 | 0 | 0 | 0 | 0 | 0 | 0 | 0 | 0 | 0 | 0 | 0 | 0 | 0 | 0 | 0 | 0 | 0 | 0 | 0 | 0 | 0 | 0 |  | 0 | 0 | 0 | 0 | 0 | 0 | 0 | 0 | 0 | 0 | 0 | 0 | 0 | 0 | 0 | 0 | 0 | 0 | 0 | 0 | 0 | 0 | 0 | 0 | 0 | 0 | 0 | 0 | 0 | 0 | 0 | 0 | 0 | 0 | 0 | 0 |  | 0 | 0 | 0 | 0 | 0 | 0 | 0 | 0 | 0 | 0 | 0 | 0 | 0 | 0 | 101.9 | 0 | 0 | 1 | 0 | 0 | 0 | 0 | 0 | 0 | 0 | 0 | 0 | 0 | 0 | 0 | 0 | 0 | -2 | 0 | 0 | 1 |  | 0 | 0 | 0 | 0 | 0 | 0 | 0 | 0 | 0 | 0 | 0 | 0 | 0 | 0 | 101.9 | 0 | 0 | 1 | 0 | 0 | 0 | 0 | 0 | 0 | 0 | 0 | 0 | 0 | 0 | 0 | 0 | 0 | -2 | 0 | 0 | 1 |  | 1 | 1 | 1 | 1 | 1 | 1 | 1 | 2+ | 1 | 1
SCE Metro | Chino | 230 | 0 | 0 | 0 | 0 | 0 | 0 | 0 | 0 | 0 | 0 | 0 | 0 | 0 | 0 | 0 | 0 | 358 | 358 | 0 | 1 |  | 0 | 0 | 0 | 0 | 0 | 0 | 0 | 0 | 0 | 0 | 0 | 0 | 0 | 0 | 0 | 0 | 0 | 0 | 0 | 0 | 0 | 0 | 0 | 0 | 0 | 0 | 0 | 0 | 0 | 0 | 0 | 2 | 2 | 0 | 0 | 1 |  | 0 | 0 | 0 | 0 | 0 | 0 | 0 | 0 | 0 | 0 | 0 | 0 | 2.264 | 0 | 0 | 0 | 0 | 1 | 0 | 0 | 0 | 0 | 0 | 0 | 0 | 0 | 0 | 0 | 0 | 0 | 0 | 2 | 2 | 0 | 0 | 1 |  | 0 | 0 | 0 | 0 | 0 | 0 | 0 | 0 | 0 | 0 | 0 | 0 | 2.264 | 400 | 178.4 | 0 | 0 | 1 | 0 | 0 | 0 | 0 | 0 | 0 | 0 | 0 | 0 | 0 | 0 | 0 | -2 | -1 | 2 | 0 | 0 | 1 |  | 0 | 0 | 0 | 0 | 0 | 0 | 0 | 719.34 | 0 | 0 | 0.125 | 0 | 3.514 | 400 | 1029.657 | 0 | 0 | 1 | 0 | 0 | 0 | 0 | 0 | 0 | 0 | -2 | 0 | 0 | -2 | 0 | -2 | -1 | -2 | 0 | 0 | 1 |  | 1 | 1 | 1 | 1+ | 1 | 1+ | 2+ | 3- | 1 | 1
PG&E FRESNO | Chowchilla | 115 | 0 | 0 | 0 | 0 | 0 | 0 | 0 | 0 | 0 | 0 | 0 | 0 | 0 | 0 | 0 | 0 | 0 | 0 | 0 | 0 |  | 0 | 0 | 0 | 0 | 0 | 0 | 0 | 0 | 0 | 0 | 0 | 0 | 0 | 0 | 0 | 0 | 0 | 0 | 0 | 0 | 0 | 0 | 0 | 0 | 0 | 0 | 0 | 0 | 0 | 0 | 0 | 0 | 0 | 0 | 0 | 0 |  | 0 | 0 | 0 | 0 | 0 | 0 | 0 | 0 | 0 | 0 | 0 | 0 | 8 | 0 | 0 | 0 | 0 | 1 | 0 | 0 | 0 | 0 | 0 | 0 | 0 | 0 | 0 | 0 | 0 | 0 | -2 | 0 | 0 | 0 | 0 | 1 |  | 0 | 0 | 0 | 0 | 0 | 0 | 0 | 0 | 0 | 0 | 0 | 0 | 8 | 75 | 79.5871 | 0 | 0 | 1 | 0 | 0 | 0 | 0 | 0 | 0 | 0 | 0 | 0 | 0 | 0 | 0 | -1 | -2 | -2 | 0 | 0 | 1 |  | 0 | 0 | 0 | 0 | 0 | 0 | 0 | 0 | 0 | 0 | 0 | 0 | 17.529 | 75 | 79.5871 | 0 | 0 | 1 | 0 | 0 | 0 | 0 | 0 | 0 | 0 | 0 | 0 | 0 | 0 | 0 | -2 | -2 | -2 | 0 | 0 | 1 |  | 1 | 1 | 1 | 1 | 1 | 1 | 4+ | 4+ | 1 | 1
PG&E GBA | Christie | 60 | 0 | 0 | 0 | 0 | 0 | 0 | 0 | 0 | 0 | 0 | 0 | 0 | 0 | 0 | 0 | 0 | 0 | 0 | 0 | 0 |  | 0 | 0 | 0 | 0 | 0 | 0 | 0 | 0 | 0 | 0 | 0 | 0 | 0 | 0 | 0 | 0 | 0 | 0 | 0 | 0 | 0 | 0 | 0 | 0 | 0 | 0 | 0 | 0 | 0 | 0 | 0 | 0 | 0 | 0 | 0 | 0 |  | 0 | 0 | 0 | 0 | 0 | 0 | 0 | 0 | 0 | 0 | 0 | 0 | 0 | 0 | 0 | 0 | 0 | 0 | 0 | 0 | 0 | 0 | 0 | 0 | 0 | 0 | 0 | 0 | 0 | 0 | 0 | 0 | 0 | 0 | 0 | 0 |  | 0 | 0 | 0 | 0 | 0 | 0 | 0 | 0 | 0 | 0 | 0 | 0 | 0 | 0 | 0 | 0 | 0 | 0 | 0 | 0 | 0 | 0 | 0 | 0 | 0 | 0 | 0 | 0 | 0 | 0 | 0 | 0 | 0 | 0 | 0 | 0 |  | 0 | 0 | 0 | 0 | 0 | 0 | 0 | 0 | 0 | 0 | 0 | 0 | 0 | 0 | 0 | 0 | 0 | 0 | 0 | 0 | 0 | 0 | 0 | 0 | 0 | 0 | 0 | 0 | 0 | 0 | 0 | 0 | 0 | 0 | 0 | 0 |  | 1 | 1 | 1 | 1 | 1 | 1 | 1 | 1 | 1 | 0
PG&E GBA | Christie | 115 | 0 | 0 | 0 | 0 | 0 | 0 | 0 | 0 | 0 | 0 | 0 | 0 | 0 | 0 | 0 | 0 | 0 | 0 | 0 | 0 |  | 0 | 0 | 0 | 0 | 0 | 0 | 0 | 0 | 0 | 0 | 0 | 0 | 0 | 0 | 0 | 0 | 0 | 0 | 0 | 0 | 0 | 0 | 0 | 0 | 0 | 0 | 0 | 0 | 0 | 0 | 0 | 0 | 0 | 0 | 0 | 0 |  | 0 | 0 | 0 | 0 | 0 | 0 | 0 | 0 | 0 | 0 | 0 | 0 | 0 | 0 | 0 | 0 | 0 | 0 | 0 | 0 | 0 | 0 | 0 | 0 | 0 | 0 | 0 | 0 | 0 | 0 | 0 | 0 | 0 | 0 | 0 | 0 |  | 0 | 0 | 0 | 0 | 0 | 0 | 0 | 0 | 0 | 0 | 0 | 0 | 0 | 0 | 0 | 0 | 0 | 0 | 0 | 0 | 0 | 0 | 0 | 0 | 0 | 0 | 0 | 0 | 0 | 0 | 0 | 0 | 0 | 0 | 0 | 0 |  | 0 | 0 | 0 | 0 | 0 | 0 | 0 | 0 | 0 | 0 | 0 | 0 | 0 | 0 | 0 | 0 | 0 | 0 | 0 | 0 | 0 | 0 | 0 | 0 | 0 | 0 | 0 | 0 | 0 | 0 | 0 | 0 | 0 | 0 | 0 | 0 |  | 1 | 1 | 1 | 1 | 1 | 1 | 1 | 1 | 1 | 0
SCE Eastern | Cielo Azul | 500 | 0 | 0 | 0 | 0 | 0 | 0 | 0 | 0 | 0 | 0 | 0 | 0 | 150 | 300 | 450 | 0 | 0 | 0 | 0 | 1 |  | 0 | 0 | 0 | 0 | 0 | 0 | 0 | 0 | 0 | 0 | 0 | 0 | 0 | 0 | 0 | 0 | 0 | 0 | 0 | 0 | 0 | 0 | 0 | 0 | 0 | 0 | 0 | 0 | 0 | 2 | 2 | 0 | 0 | 0 | 0 | 1 |  | 0 | 0 | 0 | 0 | 0 | 0 | 0 | 0 | 0 | 0 | 0 | 500 | 1000 | 1092 | 702.884 | 0 | 0 | 1 | 0 | 0 | 0 | 0 | 0 | 0 | 0 | 0 | 0 | 0 | 0 | -2 | -2 | -2 | -2 | 0 | 0 | 1 |  | 0 | 0 | 0 | 0 | 0 | 0 | 0 | 0 | 0 | 0 | 0 | 500 | 5150.8605 | 1092 | 4898.8143 | 0 | 0 | 1 | 0 | 0 | 0 | 0 | 0 | 0 | 0 | 0 | 0 | 0 | 0 | -2 | -2 | -2 | -2 | 0 | 0 | 1 |  | 0 | 0 | 0 | 0 | 0 | 0 | 0 | 1032.1121 | 0 | 0 | 0 | 500 | 6189.7605 | 1092 | 5930.9264 | 0 | 0 | 1 | 0 | 0 | 0 | 0 | 0 | 0 | 0 | -2 | 0 | 0 | 0 | -2 | -2 | -2 | -2 | 0 | 0 | 1 |  | 1 | 1 | 1 | 1+ | 1 | 1 | 4+ | 4+ | 1 | 1
PG&E GBA | Clay | 60 | 0 | 0 | 0 | 0 | 0 | 0 | 0 | 0 | 0 | 0 | 0 | 0 | 0 | 0 | 0 | 0 | 0 | 0 | 0 | 0 |  | 0 | 0 | 0 | 0 | 0 | 0 | 0 | 0 | 0 | 0 | 0 | 0 | 0 | 0 | 0 | 0 | 0 | 0 | 0 | 0 | 0 | 0 | 0 | 0 | 0 | 0 | 0 | 0 | 0 | 0 | 0 | 0 | 0 | 0 | 0 | 0 |  | 0 | 0 | 0 | 0 | 0 | 0 | 0 | 0 | 0 | 0 | 0 | 0 | 0 | 0 | 0 | 0 | 0 | 0 | 0 | 0 | 0 | 0 | 0 | 0 | 0 | 0 | 0 | 0 | 0 | 0 | 0 | 0 | 0 | 0 | 0 | 0 |  | 0 | 0 | 0 | 0 | 0 | 0 | 0 | 0 | 0 | 0 | 0 | 0 | 0 | 0 | 0 | 0 | 0 | 0 | 0 | 0 | 0 | 0 | 0 | 0 | 0 | 0 | 0 | 0 | 0 | 0 | 0 | 0 | 0 | 0 | 0 | 0 |  | 0 | 0 | 0 | 0 | 0 | 0 | 0 | 0 | 0 | 0 | 0 | 0 | 6.21 | 0 | 0 | 0 | 0 | 1 | 0 | 0 | 0 | 0 | 0 | 0 | 0 | 0 | 0 | 0 | 0 | 0 | -2 | 0 | 0 | 0 | 0 | 1 |  | 1 | 1 | 1 | 1 | 1 | 1 | 1+ | 1 | 1 | 1
PG&E GBA | Clayton | 115 | 0 | 0 | 0 | 0 | 0 | 0 | 0 | 0 | 0 | 0 | 0 | 0 | 0 | 0 | 0 | 0 | 0 | 0 | 0 | 0 |  | 0 | 0 | 0 | 0 | 0 | 0 | 0 | 0 | 0 | 0 | 0 | 0 | 0 | 0 | 0 | 0 | 0 | 0 | 0 | 0 | 0 | 0 | 0 | 0 | 0 | 0 | 0 | 0 | 0 | 0 | 0 | 0 | 0 | 0 | 0 | 0 |  | 0 | 0 | 0 | 0 | 0 | 0 | 0 | 0 | 0 | 0 | 0 | 0 | 1 | 0 | 0 | 0 | 0 | 1 | 0 | 0 | 0 | 0 | 0 | 0 | 0 | 0 | 0 | 0 | 0 | 0 | 0 | 0 | 0 | 0 | 0 | 0 |  | 0 | 0 | 0 | 0 | 0 | 0 | 0 | 0 | 0 | 0 | 0 | 0 | 1 | 0 | 0 | 0 | 0 | 1 | 0 | 0 | 0 | 0 | 0 | 0 | 0 | 0 | 0 | 0 | 0 | 0 | -2 | 0 | 0 | 0 | 0 | 1 |  | 0 | 0 | 0 | 0 | 0 | 0 | 0 | 0 | 0 | 0 | 0 | 0 | 1 | 0 | 0 | 0 | 0 | 1 | 0 | 0 | 0 | 0 | 0 | 0 | 0 | 0 | 0 | 0 | 0 | 0 | 0 | 0 | 0 | 0 | 0 | 0 |  | 1 | 1 | 1 | 1 | 1 | 1 | 2+ | 1 | 1 | 1
PG&E NGBA | Cloverdale | 115 | 108 | 0 | 0 | 0 | 0 | 0 | 0 | 0 | 0 | 0 | 0 | 0 | 0 | 0 | 0 | 0 | 0 | 0 | 0 | 1 |  | 0 | 0 | 0 | 0 | 0 | 0 | 0 | 0 | 0 | 0 | 0 | 0 | 0 | 0 | 0 | 0 | 0 | 0 | 2 | 2 | 0 | 0 | 0 | 0 | 0 | 0 | 0 | 0 | 0 | 0 | 0 | 0 | 0 | 0 | 0 | 1 |  | 0 | 0 | 0 | 0 | 0 | 0 | 0 | 0 | 0 | 0 | 0 | 0 | 0.065 | 0 | 0 | 0 | 0 | 1 | 2 | 2 | 0 | 0 | 0 | 0 | 0 | 0 | 0 | 0 | 0 | 0 | 0 | 0 | 0 | 0 | 0 | 1 |  | 28 | 28 | 0 | 0 | 0 | 0 | 0 | 0 | 0 | 0 | 0 | 0 | 0.065 | 0 | 0 | 0 | 0 | 1 | 2 | 2 | 0 | 0 | 0 | 0 | 0 | 0 | 0 | 0 | 0 | 0 | -2 | 0 | 0 | 0 | 0 | 1 |  | 28 | 28 | 0 | 0 | 0 | 0 | 0 | 0 | 0 | 0 | 0 | 0 | 0.065 | 0 | 0 | 0 | 0 | 1 | 2 | 2 | 0 | 0 | 0 | 0 | 0 | 0 | 0 | 0 | 0 | 0 | 0 | 0 | 0 | 0 | 0 | 1 |  | 5- | 1 | 1 | 1 | 1 | 1 | 2+ | 1 | 1 | 1
PG&E FRESNO | Clovis | 115 | 0 | 0 | 0 | 0 | 0 | 0 | 0 | 0 | 0 | 0 | 0 | 0 | 0 | 0 | 0 | 0 | 0 | 0 | 0 | 0 |  | 0 | 0 | 0 | 0 | 0 | 0 | 0 | 0 | 0 | 0 | 0 | 0 | 0 | 0 | 0 | 0 | 0 | 0 | 0 | 0 | 0 | 0 | 0 | 0 | 0 | 0 | 0 | 0 | 0 | 0 | 0 | 0 | 0 | 0 | 0 | 0 |  | 0 | 0 | 0 | 0 | 0 | 0 | 0 | 0 | 0 | 0 | 0 | 0 | 0 | 0 | 0 | 0 | 0 | 0 | 0 | 0 | 0 | 0 | 0 | 0 | 0 | 0 | 0 | 0 | 0 | 0 | 0 | 0 | 0 | 0 | 0 | 0 |  | 0 | 0 | 0 | 0 | 0 | 0 | 0 | 0 | 0 | 0 | 0 | 0 | 0 | 0 | 0 | 0 | 0 | 0 | 0 | 0 | 0 | 0 | 0 | 0 | 0 | 0 | 0 | 0 | 0 | 0 | 0 | 0 | 0 | 0 | 0 | 0 |  | 0 | 0 | 0 | 0 | 0 | 0 | 0 | 0 | 0 | 0 | 0 | 0 | 0 | 0 | 0 | 0 | 0 | 0 | 0 | 0 | 0 | 0 | 0 | 0 | 0 | 0 | 0 | 0 | 0 | 0 | 0 | 0 | 0 | 0 | 0 | 0 |  | 1 | 1 | 1 | 1 | 1 | 1 | 1 | 1 | 1 | 0
PG&E GBA | Coburn | 230 | 0 | 0 | 0 | 0 | 0 | 0 | 0 | 0 | 0 | 0 | 0 | 0 | 0 | 0 | 0 | 0 | 0 | 0 | 0 | 0 |  | 0 | 0 | 0 | 0 | 0 | 0 | 0 | 0 | 0 | 0 | 0 | 0 | 0 | 0 | 0 | 0 | 0 | 0 | 0 | 0 | 0 | 0 | 0 | 0 | 0 | 0 | 0 | 0 | 0 | 0 | 0 | 0 | 0 | 0 | 0 | 0 |  | 0 | 0 | 0 | 0 | 0 | 0 | 0 | 0 | 0 | 0 | 0 | 0 | 0 | 0 | 0 | 0 | 0 | 0 | 0 | 0 | 0 | 0 | 0 | 0 | 0 | 0 | 0 | 0 | 0 | 0 | 0 | 0 | 0 | 0 | 0 | 0 |  | 0 | 0 | 0 | 0 | 0 | 0 | 0 | 0 | 0 | 0 | 0 | 0 | 0 | 0 | 124.3 | 0 | 0 | 1 | 0 | 0 | 0 | 0 | 0 | 0 | 0 | 0 | 0 | 0 | 0 | 0 | 0 | 0 | -2 | 0 | 0 | 1 |  | 0 | 0 | 0 | 0 | 0 | 0 | 0 | 0 | 0 | 0 | 0 | 0 | 0 | 0 | 124.3 | 0 | 0 | 1 | 0 | 0 | 0 | 0 | 0 | 0 | 0 | 0 | 0 | 0 | 0 | 0 | 0 | 0 | -2 | 0 | 0 | 1 |  | 1 | 1 | 1 | 1 | 1 | 1 | 1 | 2+ | 1 | 1
PG&E GBA | Coburn | 60 | 0 | 0 | 0 | 0 | 0 | 0 | 0 | 0 | 0 | 0 | 0 | 0 | 0 | 0 | 0 | 0 | 0 | 0 | 0 | 0 |  | 0 | 0 | 0 | 0 | 0 | 0 | 0 | 0 | 0 | 0 | 0 | 0 | 0 | 0 | 0 | 0 | 0 | 0 | 0 | 0 | 0 | 0 | 0 | 0 | 0 | 0 | 0 | 0 | 0 | 0 | 0 | 0 | 0 | 0 | 0 | 0 |  | 0 | 0 | 0 | 0 | 0 | 0 | 0 | 0 | 0 | 0 | 0 | 0 | 0 | 0 | 0 | 0 | 0 | 0 | 0 | 0 | 0 | 0 | 0 | 0 | 0 | 0 | 0 | 0 | 0 | 0 | 0 | 0 | 0 | 0 | 0 | 0 |  | 0 | 0 | 0 | 0 | 0 | 0 | 0 | 0 | 0 | 0 | 0 | 0 | 0 | 0 | 0 | 0 | 0 | 0 | 0 | 0 | 0 | 0 | 0 | 0 | 0 | 0 | 0 | 0 | 0 | 0 | 0 | 0 | 0 | 0 | 0 | 0 |  | 0 | 0 | 0 | 0 | 0 | 0 | 0 | 0 | 0 | 0 | 0 | 0 | 0 | 0 | 0 | 0 | 0 | 0 | 0 | 0 | 0 | 0 | 0 | 0 | 0 | 0 | 0 | 0 | 0 | 0 | 0 | 0 | 0 | 0 | 0 | 0 |  | 1 | 1 | 1 | 1 | 1 | 1 | 1 | 1 | 1 | 0
PG&E NGBA | Colgate | 230 | 0 | 0 | 0 | 0 | 0 | 0 | 0 | 0 | 0 | 0 | 0 | 0 | 0 | 0 | 0 | 0 | 0 | 0 | 0 | 0 |  | 0 | 0 | 0 | 0 | 0 | 0 | 0 | 0 | 0 | 0 | 0 | 0 | 0 | 0 | 0 | 0 | 0 | 0 | 0 | 0 | 0 | 0 | 0 | 0 | 0 | 0 | 0 | 0 | 0 | 0 | 0 | 0 | 0 | 0 | 0 | 0 |  | 0 | 0 | 0 | 0 | 0 | 0 | 0 | 0 | 0 | 0 | 0 | 0 | 0 | 0 | 0 | 0 | 0 | 0 | 0 | 0 | 0 | 0 | 0 | 0 | 0 | 0 | 0 | 0 | 0 | 0 | 0 | 0 | 0 | 0 | 0 | 0 |  | 0 | 0 | 0 | 0 | 0 | 0 | 0 | 0 | 0 | 0 | 0 | 0 | 0 | 0 | 0 | 0 | 0 | 0 | 0 | 0 | 0 | 0 | 0 | 0 | 0 | 0 | 0 | 0 | 0 | 0 | 0 | 0 | 0 | 0 | 0 | 0 |  | 0 | 0 | 0 | 0 | 0 | 0 | 0 | 0 | 0 | 0 | 0 | 0 | 0 | 0 | 0 | 0 | 0 | 0 | 0 | 0 | 0 | 0 | 0 | 0 | 0 | 0 | 0 | 0 | 0 | 0 | 0 | 0 | 0 | 0 | 0 | 0 |  | 1 | 1 | 1 | 1 | 1 | 1 | 1 | 1 | 1 | 0
PG&E GBA | Collierville | 230 | 0 | 0 | 0 | 0 | 0 | 0 | 0 | 0 | 0 | 0 | 0 | 0 | 0 | 0 | 0 | 0 | 0 | 0 | 0 | 0 |  | 0 | 0 | 0 | 0 | 0 | 0 | 0 | 0 | 0 | 0 | 0 | 0 | 0 | 0 | 0 | 0 | 0 | 0 | 0 | 0 | 0 | 0 | 0 | 0 | 0 | 0 | 0 | 0 | 0 | 0 | 0 | 0 | 0 | 0 | 0 | 0 |  | 0 | 0 | 0 | 0 | 0 | 0 | 0 | 0 | 0 | 0 | 0 | 0 | 0 | 0 | 0 | 0 | 0 | 0 | 0 | 0 | 0 | 0 | 0 | 0 | 0 | 0 | 0 | 0 | 0 | 0 | 0 | 0 | 0 | 0 | 0 | 0 |  | 0 | 0 | 0 | 0 | 0 | 0 | 0 | 0 | 0 | 0 | 0 | 0 | 0 | 0 | 0 | 0 | 0 | 0 | 0 | 0 | 0 | 0 | 0 | 0 | 0 | 0 | 0 | 0 | 0 | 0 | 0 | 0 | 0 | 0 | 0 | 0 |  | 0 | 0 | 0 | 0 | 0 | 0 | 0 | 0 | 0 | 0 | 0 | 0 | 0 | 0 | 0 | 0 | 0 | 0 | 0 | 0 | 0 | 0 | 0 | 0 | 0 | 0 | 0 | 0 | 0 | 0 | 0 | 0 | 0 | 0 | 0 | 0 |  | 1 | 1 | 1 | 1 | 1 | 1 | 1 | 1 | 1 | 0
PG&E GBA | Collinsville | 230 | 0 | 0 | 0 | 0 | 0 | 0 | 0 | 0 | 0 | 0 | 0 | 0 | 0 | 0 | 0 | 0 | 0 | 0 | 0 | 0 |  | 0 | 0 | 0 | 0 | 0 | 0 | 0 | 0 | 0 | 0 | 0 | 0 | 0 | 0 | 0 | 0 | 0 | 0 | 0 | 0 | 0 | 0 | 0 | 0 | 0 | 0 | 0 | 0 | 0 | 0 | 0 | 0 | 0 | 0 | 0 | 0 |  | 0 | 0 | 0 | 0 | 0 | 0 | 0 | 0 | 0 | 0 | 0 | 0 | 0 | 0 | 0 | 0 | 0 | 0 | 0 | 0 | 0 | 0 | 0 | 0 | 0 | 0 | 0 | 0 | 0 | 0 | 0 | 0 | 0 | 0 | 0 | 0 |  | 0 | 0 | 0 | 0 | 0 | 0 | 0 | 0 | 0 | 0 | 0 | 0 | 0 | 0 | 0 | 0 | 0 | 0 | 0 | 0 | 0 | 0 | 0 | 0 | 0 | 0 | 0 | 0 | 0 | 0 | 0 | 0 | 0 | 0 | 0 | 0 |  | 0 | 0 | 0 | 0 | 0 | 0 | 0 | 0 | 0 | 0 | 0 | 0 | 0 | 0 | 0 | 0 | 0 | 0 | 0 | 0 | 0 | 0 | 0 | 0 | 0 | 0 | 0 | 0 | 0 | 0 | 0 | 0 | 0 | 0 | 0 | 0 |  | 1 | 1 | 1 | 1 | 1 | 1 | 1 | 1 | 1 | 0
PG&E GBA | Collinsville | 500 | 0 | 0 | 0 | 0 | 0 | 0 | 0 | 0 | 0 | 0 | 0 | 0 | 0 | 0 | 0 | 0 | 0 | 0 | 0 | 0 |  | 0 | 0 | 0 | 0 | 0 | 0 | 0 | 0 | 0 | 0 | 0 | 0 | 0 | 0 | 0 | 0 | 0 | 0 | 0 | 0 | 0 | 0 | 0 | 0 | 0 | 0 | 0 | 0 | 0 | 0 | 0 | 0 | 0 | 0 | 0 | 0 |  | 0 | 0 | 0 | 0 | 0 | 0 | 0 | 0 | 0 | 0 | 0 | 0 | 0 | 0 | 0 | 0 | 0 | 0 | 0 | 0 | 0 | 0 | 0 | 0 | 0 | 0 | 0 | 0 | 0 | 0 | 0 | 0 | 0 | 0 | 0 | 0 |  | 0 | 0 | 0 | 0 | 0 | 0 | 0 | 0 | 0 | 0 | 0 | 0 | 0 | 0 | 0 | 0 | 0 | 0 | 0 | 0 | 0 | 0 | 0 | 0 | 0 | 0 | 0 | 0 | 0 | 0 | 0 | 0 | 0 | 0 | 0 | 0 |  | 0 | 0 | 0 | 0 | 0 | 0 | 0 | 0 | 0 | 0 | 0 | 0 | 0 | 0 | 0 | 0 | 0 | 0 | 0 | 0 | 0 | 0 | 0 | 0 | 0 | 0 | 0 | 0 | 0 | 0 | 0 | 0 | 0 | 0 | 0 | 0 |  | 1 | 1 | 1 | 1 | 1 | 1 | 1 | 1 | 1 | 0
SCE Eastern | Colorado River | 230 | 0 | 0 | 0 | 0 | 0 | 0 | 0 | 0 | 0 | 0 | 0 | 0 | 600 | 700 | 1300 | 0 | 0 | 0 | 0 | 1 |  | 0 | 0 | 0 | 0 | 0 | 0 | 0 | 0 | 0 | 0 | 0 | 0 | 664.97 | 20 | 1134.762 | 0 | 0 | 1 | 0 | 0 | 0 | 0 | 0 | 0 | 0 | 0 | 0 | 0 | 0 | 2 | 2 | -2 | -2 | 0 | 0 | 1 |  | 0 | 0 | 0 | 0 | 0 | 0 | 0 | 0 | 0 | 0 | 0 | 0 | 952.97 | 300 | 1422.906 | 0 | 0 | 1 | 0 | 0 | 0 | 0 | 0 | 0 | 0 | 0 | 0 | 0 | 0 | 2 | 2 | -2 | -2 | 0 | 0 | 1 |  | 0 | 0 | 0 | 0 | 0 | 0 | 0 | 0 | 0 | 0 | 0 | 0 | 1383.162 | 300 | 2213.394 | 0 | 0 | 1 | 0 | 0 | 0 | 0 | 0 | 0 | 0 | 0 | 0 | 0 | 0 | 2 | 0 | -2 | -2 | 0 | 0 | 1 |  | 0 | 0 | 0 | 0 | 0 | 0 | 0 | 0 | 0 | 0 | 0 | 0 | 1694.862 | 300 | 2213.394 | 0 | 0 | 1 | 0 | 0 | 0 | 0 | 0 | 0 | 0 | 0 | 0 | 0 | 0 | 2 | -1 | -2 | -2 | 0 | 0 | 1 |  | 1 | 1 | 1 | 1 | 1 | 1 | 2- | 4+ | 1 | 1
SCE Eastern | Colorado River | 500 | 0 | 0 | 0 | 0 | 0 | 0 | 0 | 0 | 0 | 0 | 0 | 0 | 0 | 0 | 0 | 0 | 0 | 0 | 0 | 0 |  | 0 | 0 | 0 | 0 | 0 | 0 | 0 | 0 | 0 | 0 | 0 | 0 | 0 | 0 | 0 | 0 | 0 | 0 | 0 | 0 | 0 | 0 | 0 | 0 | 0 | 0 | 0 | 0 | 0 | 0 | 0 | 0 | 0 | 0 | 0 | 0 |  | 0 | 0 | 0 | 0 | 0 | 0 | 0 | 0 | 0 | 0 | 0 | 0 | 0 | 0 | 0 | 0 | 0 | 0 | 0 | 0 | 0 | 0 | 0 | 0 | 0 | 0 | 0 | 0 | 0 | 0 | 0 | 0 | 0 | 0 | 0 | 0 |  | 0 | 0 | 0 | 0 | 0 | 0 | 0 | 0 | 0 | 0 | 0 | 0 | 0 | 0 | 0 | 0 | 0 | 0 | 0 | 0 | 0 | 0 | 0 | 0 | 0 | 0 | 0 | 0 | 0 | 0 | 0 | 0 | 0 | 0 | 0 | 0 |  | 0 | 0 | 0 | 0 | 0 | 0 | 0 | 0 | 0 | 0 | 0 | 0 | 407.3264 | 0 | 0 | 0 | 0 | 1 | 0 | 0 | 0 | 0 | 0 | 0 | 0 | 0 | 0 | 0 | 0 | 0 | -2 | 0 | 0 | 0 | 0 | 1 |  | 1 | 1 | 1 | 1 | 1 | 1 | 1+ | 1 | 1 | 1
PG&E KERN | Columbus | 115 | 0 | 0 | 0 | 0 | 0 | 0 | 0 | 0 | 0 | 0 | 0 | 0 | 100 | 0 | 100 | 0 | 0 | 0 | 150 | 1 |  | 0 | 0 | 0 | 0 | 0 | 0 | 0 | 0 | 0 | 0 | 0 | 0 | 0 | 0 | 0 | 0 | 0 | 0 | 0 | 0 | 0 | 0 | 0 | 0 | 0 | 0 | 0 | 0 | 0 | 2 | 2 | 0 | 0 | 2 | 2 | 1 |  | 0 | 0 | 0 | 0 | 0 | 0 | 0 | 0 | 0 | 0 | 0 | 0 | 3.3032 | 0 | 3.3032 | 0 | 0 | 1 | 0 | 0 | 0 | 0 | 0 | 0 | 0 | 0 | 0 | 0 | 0 | 2 | 2 | 0 | -2 | 2 | 2 | 1 |  | 0 | 0 | 0 | 0 | 0 | 0 | 0 | 0 | 0 | 0 | 0 | 0 | 3.3032 | 0 | 3.3032 | 0 | 0 | 1 | 0 | 0 | 0 | 0 | 0 | 0 | 0 | 0 | 0 | 0 | 0 | 2 | 2 | 0 | -2 | 2 | 2 | 1 |  | 0 | 0 | 0 | 0 | 0 | 0 | 0 | 0 | 0 | 0 | 0 | 0 | 3.8332 | 0 | 3.3032 | 0 | 0 | 1 | 0 | 0 | 0 | 0 | 0 | 0 | 0 | 0 | 0 | 0 | 0 | 2 | 2 | 0 | -2 | 2 | 2 | 1 |  | 1 | 1 | 1 | 1 | 1 | 1 | 5- | 4+ | 5- | 1
PG&E GBA | Contra Costa | 115 | 0 | 0 | 0 | 0 | 0 | 0 | 0 | 0 | 0 | 0 | 0 | 0 | 0 | 0 | 0 | 0 | 0 | 0 | 0 | 0 |  | 0 | 0 | 0 | 0 | 0 | 0 | 0 | 0 | 0 | 0 | 0 | 0 | 0 | 0 | 0 | 0 | 0 | 0 | 0 | 0 | 0 | 0 | 0 | 0 | 0 | 0 | 0 | 0 | 0 | 0 | 0 | 0 | 0 | 0 | 0 | 0 |  | 0 | 0 | 0 | 0 | 0 | 0 | 0 | 0 | 0 | 0 | 0 | 0 | 0 | 0 | 0 | 0 | 0 | 0 | 0 | 0 | 0 | 0 | 0 | 0 | 0 | 0 | 0 | 0 | 0 | 0 | 0 | 0 | 0 | 0 | 0 | 0 |  | 0 | 0 | 0 | 0 | 0 | 0 | 0 | 0 | 0 | 0 | 0 | 0 | 0 | 0 | 0 | 0 | 0 | 0 | 0 | 0 | 0 | 0 | 0 | 0 | 0 | 0 | 0 | 0 | 0 | 0 | 0 | 0 | 0 | 0 | 0 | 0 |  | 0 | 0 | 0 | 0 | 0 | 0 | 0 | 0 | 0 | 0 | 0 | 0 | 0 | 0 | 0 | 0 | 0 | 0 | 0 | 0 | 0 | 0 | 0 | 0 | 0 | 0 | 0 | 0 | 0 | 0 | 0 | 0 | 0 | 0 | 0 | 0 |  | 1 | 1 | 1 | 1 | 1 | 1 | 1 | 1 | 1 | 0
PG&E GBA | Contra Costa | 230 | 0 | 0 | 0 | 0 | 0 | 0 | 0 | 0 | 0 | 0 | 0 | 0 | 0 | 0 | 0 | 0 | 0 | 0 | 0 | 0 |  | 0 | 0 | 0 | 0 | 0 | 0 | 0 | 0 | 0 | 0 | 0 | 0 | 0 | 0 | 0 | 0 | 0 | 0 | 0 | 0 | 0 | 0 | 0 | 0 | 0 | 0 | 0 | 0 | 0 | 0 | 0 | 0 | 0 | 0 | 0 | 0 |  | 0 | 0 | 0 | 0 | 0 | 0 | 0 | 0 | 0 | 0 | 0 | 0 | 1.552 | 0 | 1.272 | 0 | 0 | 1 | 0 | 0 | 0 | 0 | 0 | 0 | 0 | 0 | 0 | 0 | 0 | 0 | 0 | 0 | 0 | 0 | 0 | 0 |  | 0 | 0 | 0 | 0 | 0 | 0 | 0 | 0 | 0 | 0 | 0 | 0 | 1.552 | 0 | 565.44 | 0 | 0 | 1 | 0 | 0 | 0 | 0 | 0 | 0 | 0 | 0 | 0 | 0 | 0 | 0 | -2 | 0 | -2 | 0 | 0 | 1 |  | 0 | 0 | 0 | 0 | 0 | 0 | 0 | 0 | 0 | 0 | 0 | 0 | 3.752 | 0 | 565.44 | 0 | 0 | 1 | 0 | 0 | 0 | 0 | 0 | 0 | 0 | 0 | 0 | 0 | 0 | 0 | -2 | 0 | -2 | 0 | 0 | 1 |  | 1 | 1 | 1 | 1 | 1 | 1 | 2+ | 2+ | 1 | 1
PG&E GBA | Contra Costa PP | 230 | 0 | 0 | 0 | 0 | 0 | 0 | 0 | 0 | 0 | 0 | 0 | 0 | 0 | 0 | 0 | 0 | 0 | 0 | 0 | 0 |  | 0 | 0 | 0 | 0 | 0 | 0 | 0 | 0 | 0 | 0 | 0 | 0 | 0 | 0 | 0 | 0 | 0 | 0 | 0 | 0 | 0 | 0 | 0 | 0 | 0 | 0 | 0 | 0 | 0 | 0 | 0 | 0 | 0 | 0 | 0 | 0 |  | 0 | 0 | 0 | 0 | 0 | 0 | 0 | 0 | 0 | 0 | 0 | 0 | 0 | 0 | 0 | 0 | 0 | 0 | 0 | 0 | 0 | 0 | 0 | 0 | 0 | 0 | 0 | 0 | 0 | 0 | 0 | 0 | 0 | 0 | 0 | 0 |  | 0 | 0 | 0 | 0 | 0 | 0 | 0 | 0 | 0 | 0 | 0 | 0 | 0 | 0 | 0 | 0 | 0 | 0 | 0 | 0 | 0 | 0 | 0 | 0 | 0 | 0 | 0 | 0 | 0 | 0 | 0 | 0 | 0 | 0 | 0 | 0 |  | 0 | 0 | 0 | 0 | 0 | 0 | 0 | 0 | 0 | 0 | 0 | 0 | 0 | 0 | 0 | 0 | 0 | 0 | 0 | 0 | 0 | 0 | 0 | 0 | 0 | 0 | 0 | 0 | 0 | 0 | 0 | 0 | 0 | 0 | 0 | 0 |  | 1 | 1 | 1 | 1 | 1 | 1 | 1 | 1 | 1 | 0
SCE NOL | Control | 115 | 0 | 0 | 0 | 0 | 0 | 0 | 0 | 0 | 0 | 0 | 0 | 0 | 0 | 0 | 0 | 0 | 0 | 0 | 0 | 0 |  | 0 | 0 | 0 | 0 | 0 | 0 | 0 | 0 | 0 | 0 | 0 | 0 | 0 | 0 | 0 | 0 | 0 | 0 | 0 | 0 | 0 | 0 | 0 | 0 | 0 | 0 | 0 | 0 | 0 | 0 | 0 | 0 | 0 | 0 | 0 | 0 |  | 0 | 0 | 0 | 0 | 0 | 0 | 0 | 0 | 0 | 0 | 0 | 0 | 0 | 0 | 0 | 0 | 0 | 0 | 0 | 0 | 0 | 0 | 0 | 0 | 0 | 0 | 0 | 0 | 0 | 0 | 0 | 0 | 0 | 0 | 0 | 0 |  | 0 | 0 | 0 | 0 | 0 | 0 | 0 | 0 | 0 | 0 | 0 | 0 | 0 | 0 | 0 | 0 | 0 | 0 | 0 | 0 | 0 | 0 | 0 | 0 | 0 | 0 | 0 | 0 | 0 | 0 | 0 | 0 | 0 | 0 | 0 | 0 |  | 0 | 4.5 | 0 | 0 | 0 | 0 | 0 | 0 | 0 | 0 | 0 | 0 | 0 | 0 | 0 | 0 | 0 | 1 | 0 | -2 | 0 | 0 | 0 | 0 | 0 | 0 | 0 | 0 | 0 | 0 | 0 | 0 | 0 | 0 | 0 | 1 |  | 1+ | 1 | 1 | 1 | 1 | 1 | 1 | 1 | 1 | 1
SCE NOL | Control | 55 | 0 | 0 | 0 | 0 | 0 | 0 | 0 | 0 | 0 | 0 | 0 | 0 | 0 | 0 | 0 | 0 | 0 | 0 | 0 | 0 |  | 0 | 0 | 0 | 0 | 0 | 0 | 0 | 0 | 0 | 0 | 0 | 0 | 0 | 0 | 0 | 0 | 0 | 0 | 0 | 0 | 0 | 0 | 0 | 0 | 0 | 0 | 0 | 0 | 0 | 0 | 0 | 0 | 0 | 0 | 0 | 0 |  | 0 | 0 | 0 | 0 | 0 | 0 | 0 | 0 | 0 | 0 | 0 | 0 | 0 | 0 | 0 | 0 | 0 | 0 | 0 | 0 | 0 | 0 | 0 | 0 | 0 | 0 | 0 | 0 | 0 | 0 | 0 | 0 | 0 | 0 | 0 | 0 |  | 0 | 0 | 0 | 0 | 0 | 0 | 0 | 0 | 0 | 0 | 0 | 0 | 0 | 0 | 0 | 0 | 0 | 0 | 0 | 0 | 0 | 0 | 0 | 0 | 0 | 0 | 0 | 0 | 0 | 0 | 0 | 0 | 0 | 0 | 0 | 0 |  | 0 | 0 | 0 | 0 | 0 | 0 | 0 | 0 | 0 | 0 | 0 | 0 | 0 | 0 | 0 | 0 | 0 | 0 | 0 | 0 | 0 | 0 | 0 | 0 | 0 | 0 | 0 | 0 | 0 | 0 | 0 | 0 | 0 | 0 | 0 | 0 |  | 1 | 1 | 1 | 1 | 1 | 1 | 1 | 1 | 1 | 0
PG&E GBA | Cooley Landing | 115 | 0 | 0 | 0 | 0 | 0 | 0 | 0 | 0 | 0 | 0 | 0 | 0 | 0 | 0 | 0 | 0 | 0 | 0 | 0 | 0 |  | 0 | 0 | 0 | 0 | 0 | 0 | 0 | 0 | 0 | 0 | 0 | 0 | 0 | 0 | 0 | 0 | 0 | 0 | 0 | 0 | 0 | 0 | 0 | 0 | 0 | 0 | 0 | 0 | 0 | 0 | 0 | 0 | 0 | 0 | 0 | 0 |  | 0 | 0 | 0 | 0 | 0 | 0 | 0 | 0 | 0 | 0 | 0 | 0 | 0 | 0 | 0 | 0 | 0 | 0 | 0 | 0 | 0 | 0 | 0 | 0 | 0 | 0 | 0 | 0 | 0 | 0 | 0 | 0 | 0 | 0 | 0 | 0 |  | 0 | 0 | 0 | 0 | 0 | 0 | 0 | 0 | 0 | 0 | 0 | 0 | 0 | 0 | 0 | 0 | 0 | 0 | 0 | 0 | 0 | 0 | 0 | 0 | 0 | 0 | 0 | 0 | 0 | 0 | 0 | 0 | 0 | 0 | 0 | 0 |  | 0 | 0 | 0 | 0 | 0 | 0 | 0 | 0 | 0 | 0 | 0 | 0 | 0 | 0 | 0 | 0 | 0 | 0 | 0 | 0 | 0 | 0 | 0 | 0 | 0 | 0 | 0 | 0 | 0 | 0 | 0 | 0 | 0 | 0 | 0 | 0 |  | 1 | 1 | 1 | 1 | 1 | 1 | 1 | 1 | 1 | 0
PG&E GBA | Cooley Landing | 60 | 0 | 0 | 0 | 0 | 0 | 0 | 0 | 0 | 0 | 0 | 0 | 0 | 0 | 0 | 0 | 0 | 0 | 0 | 0 | 0 |  | 0 | 0 | 0 | 0 | 0 | 0 | 0 | 0 | 0 | 0 | 0 | 0 | 0 | 0 | 0 | 0 | 0 | 0 | 0 | 0 | 0 | 0 | 0 | 0 | 0 | 0 | 0 | 0 | 0 | 0 | 0 | 0 | 0 | 0 | 0 | 0 |  | 0 | 0 | 0 | 0 | 0 | 0 | 0 | 0 | 0 | 0 | 0 | 0 | 0 | 0 | 0 | 0 | 0 | 0 | 0 | 0 | 0 | 0 | 0 | 0 | 0 | 0 | 0 | 0 | 0 | 0 | 0 | 0 | 0 | 0 | 0 | 0 |  | 0 | 0 | 0 | 0 | 0 | 0 | 0 | 0 | 0 | 0 | 0 | 0 | 0 | 65 | 100.9 | 0 | 0 | 1 | 0 | 0 | 0 | 0 | 0 | 0 | 0 | 0 | 0 | 0 | 0 | 0 | 0 | -2 | -2 | 0 | 0 | 1 |  | 0 | 0 | 0 | 0 | 0 | 0 | 0 | 0 | 0 | 0 | 0 | 0 | 0 | 65 | 100.9 | 0 | 0 | 1 | 0 | 0 | 0 | 0 | 0 | 0 | 0 | 0 | 0 | 0 | 0 | 0 | 0 | -2 | -2 | 0 | 0 | 1 |  | 1 | 1 | 1 | 1 | 1 | 1 | 1 | 4+ | 1 | 1
SCE NOL | Coolwater | 230 | 0 | 0 | 0 | 0 | 0 | 0 | 0 | 0 | 0 | 0 | 0 | 0 | 0 | 0 | 0 | 0 | 0 | 0 | 0 | 0 |  | 0 | 0 | 0 | 0 | 0 | 0 | 0 | 0 | 0 | 0 | 0 | 0 | 0 | 0 | 0 | 0 | 0 | 0 | 0 | 0 | 0 | 0 | 0 | 0 | 0 | 0 | 0 | 0 | 0 | 0 | 0 | 0 | 0 | 0 | 0 | 0 |  | 0 | 0 | 0 | 0 | 0 | 212.18 | 0 | 0 | 0 | 0 | 0 | 0 | 206.59 | 113.5 | 204.16 | 0 | 0 | 1 | 0 | 0 | 0 | 0 | 0 | -2 | 0 | 0 | 0 | 0 | 0 | 0 | -2 | -2 | -2 | 0 | 0 | 1 |  | 0 | 0 | 0 | 0 | 0 | 212.18 | 0 | 0 | 0 | 0 | 0 | 0 | 206.59 | 113.5 | 204.16 | 0 | 0 | 1 | 0 | 0 | 0 | 0 | 0 | -2 | 0 | 0 | 0 | 0 | 0 | 0 | -1 | -2 | -2 | 0 | 0 | 1 |  | 0 | 0 | 0 | 0 | 0 | 212.18 | 0 | 0 | 0 | 0 | 0 | 0 | 206.59 | 113.5 | 204.16 | 0 | 0 | 1 | 0 | 0 | 0 | 0 | 0 | -2 | 0 | 0 | 0 | 0 | 0 | 0 | -2 | -2 | -2 | 0 | 0 | 1 |  | 1 | 1 | 4+ | 1 | 1 | 1 | 4+ | 4+ | 1 | 1
SCE NOL | Coolwater | 115 | 0 | 0 | 0 | 0 | 0 | 0 | 0 | 0 | 0 | 0 | 0 | 0 | 0 | 0 | 0 | 0 | 0 | 0 | 0 | 0 |  | 0 | 0 | 0 | 0 | 0 | 0 | 0 | 0 | 0 | 0 | 0 | 148.96 | 148.96 | 5 | 5 | 0 | 0 | 1 | 0 | 0 | 0 | 0 | 0 | 0 | 0 | 0 | 0 | 0 | 0 | -2 | -2 | -2 | -2 | 0 | 0 | 1 |  | 0 | 0 | 0 | 0 | 0 | 0 | 0 | 0 | 0 | 0 | 4.9 | 0 | 9.89 | 0 | 9.89 | 0 | 0 | 1 | 0 | 0 | 0 | 0 | 0 | 0 | 0 | 0 | 0 | 0 | -2 | 0 | -2 | 0 | -2 | 0 | 0 | 1 |  | 0 | 0 | 0 | 0 | 0 | 0 | 0 | 0 | 0 | 0 | 4.9 | 0 | 9.89 | 0 | 9.89 | 0 | 0 | 1 | 0 | 0 | 0 | 0 | 0 | 0 | 0 | 0 | 0 | 0 | -2 | 0 | -1 | 0 | -2 | 0 | 0 | 1 |  | 0 | 0 | 0 | 0 | 0 | 0 | 0 | 0 | 0 | 0 | 4.9 | 0 | 17.69 | 0 | 9.89 | 0 | 0 | 1 | 0 | 0 | 0 | 0 | 0 | 0 | 0 | 0 | 0 | 0 | -2 | 0 | -2 | 0 | -2 | 0 | 0 | 1 |  | 1 | 1 | 1 | 1 | 1 | 4+ | 4+ | 4+ | 1 | 1
PG&E KERN | Copus | 70 | 0 | 0 | 0 | 0 | 0 | 0 | 0 | 0 | 0 | 0 | 0 | 0 | 0 | 0 | 0 | 0 | 0 | 0 | 0 | 0 |  | 0 | 0 | 0 | 0 | 0 | 0 | 0 | 0 | 0 | 0 | 0 | 0 | 0 | 0 | 0 | 0 | 0 | 0 | 0 | 0 | 0 | 0 | 0 | 0 | 0 | 0 | 0 | 0 | 0 | 0 | 0 | 0 | 0 | 0 | 0 | 0 |  | 0 | 0 | 0 | 0 | 0 | 0 | 0 | 0 | 0 | 0 | 0 | 0 | 7.2964 | 0 | 2.65 | 0 | 0 | 1 | 0 | 0 | 0 | 0 | 0 | 0 | 0 | 0 | 0 | 0 | 0 | 0 | -2 | 0 | 0 | 0 | 0 | 1 |  | 0 | 0 | 0 | 0 | 0 | 0 | 0 | 0 | 0 | 0 | 0 | 0 | 7.2964 | 0 | 2.65 | 0 | 0 | 1 | 0 | 0 | 0 | 0 | 0 | 0 | 0 | 0 | 0 | 0 | 0 | 0 | -1 | 0 | 0 | 0 | 0 | 1 |  | 0 | 0 | 0 | 0 | 0 | 0 | 0 | 0 | 0 | 0 | 0 | 0 | 12.2864 | 0 | 2.65 | 0 | 0 | 1 | 0 | 0 | 0 | 0 | 0 | 0 | 0 | 0 | 0 | 0 | 0 | 0 | -2 | 0 | 0 | 0 | 0 | 1 |  | 1 | 1 | 1 | 1 | 1 | 1 | 4+ | 1 | 1 | 1
PG&E FRESNO | Corcoran | 70 | 0 | 0 | 0 | 0 | 0 | 0 | 0 | 0 | 0 | 0 | 0 | 0 | 0 | 0 | 0 | 0 | 0 | 0 | 0 | 0 |  | 0 | 0 | 0 | 0 | 0 | 0 | 0 | 0 | 0 | 0 | 0 | 0 | 0 | 0 | 0 | 0 | 0 | 0 | 0 | 0 | 0 | 0 | 0 | 0 | 0 | 0 | 0 | 0 | 0 | 0 | 0 | 0 | 0 | 0 | 0 | 0 |  | 0 | 0 | 0 | 0 | 0 | 0 | 0 | 0 | 0 | 0 | 0 | 0 | 0 | 0 | 0 | 0 | 0 | 0 | 0 | 0 | 0 | 0 | 0 | 0 | 0 | 0 | 0 | 0 | 0 | 0 | 0 | 0 | 0 | 0 | 0 | 0 |  | 0 | 0 | 0 | 0 | 0 | 0 | 0 | 0 | 0 | 0 | 0 | 0 | 0 | 0 | 0 | 0 | 0 | 0 | 0 | 0 | 0 | 0 | 0 | 0 | 0 | 0 | 0 | 0 | 0 | 0 | 0 | 0 | 0 | 0 | 0 | 0 |  | 0 | 0 | 0 | 0 | 0 | 0 | 0 | 0 | 0 | 0 | 0 | 0 | 0 | 0 | 0 | 0 | 0 | 0 | 0 | 0 | 0 | 0 | 0 | 0 | 0 | 0 | 0 | 0 | 0 | 0 | 0 | 0 | 0 | 0 | 0 | 0 |  | 1 | 1 | 1 | 1 | 1 | 1 | 1 | 1 | 1 | 0
PG&E FRESNO | Corcoran | 115 | 0 | 0 | 0 | 0 | 0 | 0 | 0 | 0 | 0 | 0 | 0 | 0 | 0 | 0 | 0 | 0 | 0 | 0 | 0 | 0 |  | 0 | 0 | 0 | 0 | 0 | 0 | 0 | 0 | 0 | 0 | 0 | 0 | 0 | 0 | 0 | 0 | 0 | 0 | 0 | 0 | 0 | 0 | 0 | 0 | 0 | 0 | 0 | 0 | 0 | 0 | 0 | 0 | 0 | 0 | 0 | 0 |  | 0 | 0 | 0 | 0 | 0 | 0 | 0 | 0 | 0 | 0 | 0 | 0 | 7.89 | 0 | 0 | 0 | 0 | 1 | 0 | 0 | 0 | 0 | 0 | 0 | 0 | 0 | 0 | 0 | 0 | 0 | -2 | 0 | 0 | 0 | 0 | 1 |  | 0 | 0 | 0 | 0 | 0 | 0 | 0 | 0 | 0 | 0 | 0 | 0 | 7.89 | 0 | 0 | 0 | 0 | 1 | 0 | 0 | 0 | 0 | 0 | 0 | 0 | 0 | 0 | 0 | 0 | 0 | -1 | 0 | 0 | 0 | 0 | 1 |  | 0 | 0 | 0 | 0 | 0 | 0 | 0 | 0 | 0 | 0 | 0 | 0 | 7.89 | 0 | 0 | 0 | 0 | 1 | 0 | 0 | 0 | 0 | 0 | 0 | 0 | 0 | 0 | 0 | 0 | 0 | -2 | 0 | 0 | 0 | 0 | 1 |  | 1 | 1 | 1 | 1 | 1 | 1 | 4+ | 1 | 1 | 1
PG&E NGBA | Corona | 115 | 0 | 0 | 0 | 0 | 0 | 0 | 0 | 0 | 0 | 0 | 0 | 0 | 0 | 0 | 0 | 0 | 0 | 0 | 0 | 0 |  | 0 | 0 | 0 | 0 | 0 | 0 | 0 | 0 | 0 | 0 | 0 | 0 | 0 | 0 | 0 | 0 | 0 | 0 | 0 | 0 | 0 | 0 | 0 | 0 | 0 | 0 | 0 | 0 | 0 | 0 | 0 | 0 | 0 | 0 | 0 | 0 |  | 0 | 0 | 0 | 0 | 0 | 0 | 0 | 0 | 0 | 0 | 0 | 0 | 83.54 | 80 | 80 | 0 | 0 | 1 | 0 | 0 | 0 | 0 | 0 | 0 | 0 | 0 | 0 | 0 | 0 | 0 | -2 | -2 | -2 | 0 | 0 | 1 |  | 0 | 0 | 0 | 0 | 0 | 0 | 0 | 0 | 0 | 0 | 0 | 0 | 83.54 | 80 | 80 | 0 | 0 | 1 | 0 | 0 | 0 | 0 | 0 | 0 | 0 | 0 | 0 | 0 | 0 | 0 | -1 | -2 | -2 | 0 | 0 | 1 |  | 0 | 0 | 0 | 0 | 0 | 0 | 0 | 0 | 0 | 0 | 0 | 0 | 83.54 | 80 | 80 | 0 | 0 | 1 | 0 | 0 | 0 | 0 | 0 | 0 | 0 | 0 | 0 | 0 | 0 | 0 | -2 | -2 | -2 | 0 | 0 | 1 |  | 1 | 1 | 1 | 1 | 1 | 1 | 4+ | 4+ | 1 | 1
PG&E NGBA | Cortina | 230 | 0 | 0 | 0 | 0 | 0 | 0 | 0 | 0 | 0 | 0 | 0 | 0 | 0 | 0 | 0 | 0 | 0 | 0 | 0 | 0 |  | 0 | 0 | 0 | 0 | 0 | 0 | 0 | 0 | 0 | 0 | 0 | 0 | 0 | 0 | 0 | 0 | 0 | 0 | 0 | 0 | 0 | 0 | 0 | 0 | 0 | 0 | 0 | 0 | 0 | 0 | 0 | 0 | 0 | 0 | 0 | 0 |  | 0 | 0 | 0 | 0 | 0 | 0 | 0 | 0 | 0 | 0 | 0 | 0 | 0 | 0 | 0 | 0 | 0 | 0 | 0 | 0 | 0 | 0 | 0 | 0 | 0 | 0 | 0 | 0 | 0 | 0 | 0 | 0 | 0 | 0 | 0 | 0 |  | 0 | 0 | 0 | 0 | 0 | 0 | 0 | 0 | 0 | 0 | 0 | 0 | 0 | 0 | 0 | 0 | 0 | 0 | 0 | 0 | 0 | 0 | 0 | 0 | 0 | 0 | 0 | 0 | 0 | 0 | 0 | 0 | 0 | 0 | 0 | 0 |  | 0 | 0 | 0 | 0 | 0 | 0 | 0 | 0 | 0 | 0 | 0 | 0 | 9.6 | 0 | 0 | 0 | 0 | 1 | 0 | 0 | 0 | 0 | 0 | 0 | 0 | 0 | 0 | 0 | 0 | 0 | -2 | 0 | 0 | 0 | 0 | 1 |  | 1 | 1 | 1 | 1 | 1 | 1 | 1+ | 1 | 1 | 1
PG&E NGBA | Cortina | 115 | 0 | 0 | 0 | 0 | 0 | 0 | 0 | 0 | 0 | 0 | 0 | 0 | 0 | 0 | 0 | 0 | 0 | 0 | 0 | 0 |  | 0 | 0 | 0 | 0 | 0 | 0 | 0 | 0 | 0 | 0 | 0 | 0 | 83.54 | 161 | 230 | 0 | 0 | 1 | 0 | 0 | 0 | 0 | 0 | 0 | 0 | 0 | 0 | 0 | 0 | 0 | -2 | -2 | -2 | 0 | 0 | 1 |  | 0 | 0 | 0 | 0 | 0 | 0 | 0 | 0 | 0 | 0 | 0 | 0 | 0 | 81 | 150 | 0 | 0 | 1 | 0 | 0 | 0 | 0 | 0 | 0 | 0 | 0 | 0 | 0 | 0 | 0 | 0 | -2 | -2 | 0 | 0 | 1 |  | 0 | 0 | 0 | 0 | 0 | 0 | 0 | 0 | 0 | 0 | 0 | 0 | 0 | 81 | 150 | 0 | 0 | 1 | 0 | 0 | 0 | 0 | 0 | 0 | 0 | 0 | 0 | 0 | 0 | 0 | 0 | -2 | -2 | 0 | 0 | 1 |  | 0 | 0 | 0 | 0 | 0 | 0 | 0 | 0 | 0 | 0 | 0 | 0 | 0 | 81 | 150 | 0 | 0 | 1 | 0 | 0 | 0 | 0 | 0 | 0 | 0 | 0 | 0 | 0 | 0 | 0 | 0 | -2 | -2 | 0 | 0 | 1 |  | 1 | 1 | 1 | 1 | 1 | 1 | 1 | 4+ | 1 | 1
PG&E GBA | Cottle | 230 | 0 | 0 | 0 | 0 | 0 | 0 | 0 | 0 | 0 | 0 | 0 | 0 | 0 | 0 | 0 | 0 | 0 | 0 | 0 | 0 |  | 0 | 0 | 0 | 0 | 0 | 0 | 0 | 0 | 0 | 0 | 0 | 0 | 0 | 0 | 0 | 0 | 0 | 0 | 0 | 0 | 0 | 0 | 0 | 0 | 0 | 0 | 0 | 0 | 0 | 0 | 0 | 0 | 0 | 0 | 0 | 0 |  | 0 | 0 | 0 | 0 | 0 | 0 | 0 | 0 | 0 | 0 | 0 | 0 | 5.441 | 0 | 0 | 0 | 0 | 1 | 0 | 0 | 0 | 0 | 0 | 0 | 0 | 0 | 0 | 0 | 0 | 0 | -2 | 0 | 0 | 0 | 0 | 1 |  | 0 | 0 | 0 | 0 | 0 | 0 | 0 | 0 | 0 | 0 | 0 | 0 | 5.441 | 54 | 102.672 | 0 | 0 | 1 | 0 | 0 | 0 | 0 | 0 | 0 | 0 | 0 | 0 | 0 | 0 | 0 | -1 | -2 | -2 | 0 | 0 | 1 |  | 0 | 0 | 0 | 0 | 0 | 0 | 0 | 0 | 0 | 0 | 0 | 0 | 5.441 | 54 | 102.672 | 0 | 0 | 1 | 0 | 0 | 0 | 0 | 0 | 0 | 0 | 0 | 0 | 0 | 0 | 0 | -2 | -2 | -2 | 0 | 0 | 1 |  | 1 | 1 | 1 | 1 | 1 | 1 | 4+ | 4+ | 1 | 1
PG&E NGBA | Cottonwood | 115 | 0 | 0 | 0 | 0 | 0 | 0 | 0 | 0 | 0 | 0 | 0 | 0 | 0 | 0 | 0 | 0 | 0 | 0 | 0 | 0 |  | 0 | 0 | 0 | 0 | 0 | 0 | 0 | 0 | 0 | 0 | 0 | 0 | 0 | 0 | 0 | 0 | 0 | 0 | 0 | 0 | 0 | 0 | 0 | 0 | 0 | 0 | 0 | 0 | 0 | 0 | 0 | 0 | 0 | 0 | 0 | 0 |  | 0 | 0 | 0 | 0 | 0 | 0 | 0 | 0 | 0 | 0 | 0 | 0 | 0 | 0 | 0 | 0 | 0 | 0 | 0 | 0 | 0 | 0 | 0 | 0 | 0 | 0 | 0 | 0 | 0 | 0 | 0 | 0 | 0 | 0 | 0 | 0 |  | 0 | 0 | 0 | 0 | 0 | 0 | 0 | 0 | 0 | 0 | 0 | 0 | 0 | 0 | 0 | 0 | 0 | 0 | 0 | 0 | 0 | 0 | 0 | 0 | 0 | 0 | 0 | 0 | 0 | 0 | 0 | 0 | 0 | 0 | 0 | 0 |  | 0 | 0 | 0 | 0 | 0 | 0 | 0 | 0 | 0 | 0 | 0 | 0 | 0 | 0 | 0 | 0 | 0 | 0 | 0 | 0 | 0 | 0 | 0 | 0 | 0 | 0 | 0 | 0 | 0 | 0 | 0 | 0 | 0 | 0 | 0 | 0 |  | 1 | 1 | 1 | 1 | 1 | 1 | 1 | 1 | 1 | 0
PG&E NGBA | Cottonwood | 230 | 0 | 0 | 0 | 0 | 0 | 0 | 0 | 0 | 0 | 0 | 0 | 0 | 0 | 0 | 0 | 0 | 0 | 0 | 0 | 0 |  | 0 | 0 | 0 | 0 | 0 | 0 | 0 | 0 | 0 | 0 | 0 | 0 | 0 | 0 | 0 | 0 | 0 | 0 | 0 | 0 | 0 | 0 | 0 | 0 | 0 | 0 | 0 | 0 | 0 | 0 | 0 | 0 | 0 | 0 | 0 | 0 |  | 0 | 0 | 0 | 0 | 0 | 0 | 0 | 0 | 0 | 0 | 0 | 0 | 0 | 0 | 0 | 0 | 0 | 0 | 0 | 0 | 0 | 0 | 0 | 0 | 0 | 0 | 0 | 0 | 0 | 0 | 0 | 0 | 0 | 0 | 0 | 0 |  | 0 | 0 | 0 | 0 | 0 | 0 | 0 | 0 | 0 | 0 | 0 | 0 | 0 | 0 | 0 | 0 | 0 | 0 | 0 | 0 | 0 | 0 | 0 | 0 | 0 | 0 | 0 | 0 | 0 | 0 | 0 | 0 | 0 | 0 | 0 | 0 |  | 0 | 0 | 0 | 0 | 0 | 0 | 0 | 0 | 0 | 0 | 0 | 0 | 4 | 0 | 0 | 0 | 0 | 1 | 0 | 0 | 0 | 0 | 0 | 0 | 0 | 0 | 0 | 0 | 0 | 0 | -2 | 0 | 0 | 0 | 0 | 1 |  | 1 | 1 | 1 | 1 | 1 | 1 | 1+ | 1 | 1 | 1
PG&E NGBA | Cottonwood | 60 | 0 | 0 | 0 | 0 | 0 | 0 | 0 | 0 | 0 | 0 | 0 | 0 | 0 | 0 | 0 | 0 | 0 | 0 | 0 | 0 |  | 0 | 0 | 0 | 0 | 0 | 0 | 0 | 0 | 0 | 0 | 0 | 0 | 0 | 0 | 0 | 0 | 0 | 0 | 0 | 0 | 0 | 0 | 0 | 0 | 0 | 0 | 0 | 0 | 0 | 0 | 0 | 0 | 0 | 0 | 0 | 0 |  | 0 | 0 | 0 | 0 | 0 | 0 | 0 | 0 | 0 | 0 | 0 | 0 | 0 | 0 | 0 | 0 | 0 | 0 | 0 | 0 | 0 | 0 | 0 | 0 | 0 | 0 | 0 | 0 | 0 | 0 | 0 | 0 | 0 | 0 | 0 | 0 |  | 0 | 0 | 0 | 0 | 0 | 0 | 0 | 0 | 0 | 0 | 0 | 0 | 0 | 0 | 0 | 0 | 0 | 0 | 0 | 0 | 0 | 0 | 0 | 0 | 0 | 0 | 0 | 0 | 0 | 0 | 0 | 0 | 0 | 0 | 0 | 0 |  | 0 | 0 | 0 | 0 | 0 | 0 | 0 | 0 | 0 | 0 | 0 | 0 | 0 | 0 | 0 | 0 | 0 | 0 | 0 | 0 | 0 | 0 | 0 | 0 | 0 | 0 | 0 | 0 | 0 | 0 | 0 | 0 | 0 | 0 | 0 | 0 |  | 1 | 1 | 1 | 1 | 1 | 1 | 1 | 1 | 1 | 0
PG&E NGBA | Cove Road | 230 | 0 | 0 | 0 | 0 | 0 | 0 | 0 | 0 | 0 | 0 | 0 | 0 | 0 | 0 | 0 | 0 | 0 | 0 | 0 | 0 |  | 0 | 0 | 0 | 0 | 0 | 0 | 0 | 0 | 0 | 0 | 0 | 0 | 0 | 0 | 0 | 0 | 0 | 0 | 0 | 0 | 0 | 0 | 0 | 0 | 0 | 0 | 0 | 0 | 0 | 0 | 0 | 0 | 0 | 0 | 0 | 0 |  | 0 | 0 | 0 | 0 | 0 | 0 | 0 | 0 | 0 | 0 | 0 | 0 | 0 | 0 | 0 | 0 | 0 | 0 | 0 | 0 | 0 | 0 | 0 | 0 | 0 | 0 | 0 | 0 | 0 | 0 | 0 | 0 | 0 | 0 | 0 | 0 |  | 0 | 0 | 0 | 0 | 0 | 0 | 0 | 0 | 0 | 0 | 0 | 0 | 0 | 0 | 0 | 0 | 0 | 0 | 0 | 0 | 0 | 0 | 0 | 0 | 0 | 0 | 0 | 0 | 0 | 0 | 0 | 0 | 0 | 0 | 0 | 0 |  | 0 | 0 | 0 | 0 | 0 | 0 | 0 | 0 | 0 | 0 | 0 | 0 | 0 | 0 | 0 | 0 | 0 | 0 | 0 | 0 | 0 | 0 | 0 | 0 | 0 | 0 | 0 | 0 | 0 | 0 | 0 | 0 | 0 | 0 | 0 | 0 |  | 1 | 1 | 1 | 1 | 1 | 1 | 1 | 1 | 1 | 0
PG&E GBA | Coyote | 230 | 0 | 0 | 0 | 0 | 0 | 0 | 0 | 0 | 0 | 0 | 0 | 0 | 0 | 0 | 0 | 0 | 0 | 0 | 0 | 0 |  | 0 | 0 | 0 | 0 | 0 | 0 | 0 | 0 | 0 | 0 | 0 | 0 | 0 | 0 | 0 | 0 | 0 | 0 | 0 | 0 | 0 | 0 | 0 | 0 | 0 | 0 | 0 | 0 | 0 | 0 | 0 | 0 | 0 | 0 | 0 | 0 |  | 0 | 0 | 0 | 0 | 0 | 0 | 0 | 0 | 0 | 0 | 0 | 0 | 0 | 0 | 0 | 0 | 0 | 0 | 0 | 0 | 0 | 0 | 0 | 0 | 0 | 0 | 0 | 0 | 0 | 0 | 0 | 0 | 0 | 0 | 0 | 0 |  | 0 | 0 | 0 | 0 | 0 | 0 | 0 | 0 | 0 | 0 | 0 | 0 | 0 | 0 | 0 | 0 | 0 | 0 | 0 | 0 | 0 | 0 | 0 | 0 | 0 | 0 | 0 | 0 | 0 | 0 | 0 | 0 | 0 | 0 | 0 | 0 |  | 0 | 0 | 0 | 0 | 0 | 0 | 0 | 0 | 0 | 0 | 0 | 0 | 0 | 0 | 0 | 0 | 0 | 0 | 0 | 0 | 0 | 0 | 0 | 0 | 0 | 0 | 0 | 0 | 0 | 0 | 0 | 0 | 0 | 0 | 0 | 0 |  | 1 | 1 | 1 | 1 | 1 | 1 | 1 | 1 | 1 | 0
PG&E GBA | Crazy Horse Canyon | 115 | 0 | 0 | 0 | 0 | 0 | 0 | 0 | 0 | 0 | 0 | 0 | 0 | 0 | 0 | 0 | 0 | 0 | 0 | 0 | 0 |  | 0 | 0 | 0 | 0 | 0 | 0 | 0 | 0 | 0 | 0 | 0 | 0 | 0 | 0 | 0 | 0 | 0 | 0 | 0 | 0 | 0 | 0 | 0 | 0 | 0 | 0 | 0 | 0 | 0 | 0 | 0 | 0 | 0 | 0 | 0 | 0 |  | 0 | 0 | 0 | 0 | 0 | 0 | 0 | 0 | 0 | 0 | 0 | 0 | 0 | 0 | 0 | 0 | 0 | 0 | 0 | 0 | 0 | 0 | 0 | 0 | 0 | 0 | 0 | 0 | 0 | 0 | 0 | 0 | 0 | 0 | 0 | 0 |  | 0 | 0 | 0 | 0 | 0 | 0 | 0 | 0 | 0 | 0 | 0 | 0 | 0 | 0 | 0 | 0 | 0 | 0 | 0 | 0 | 0 | 0 | 0 | 0 | 0 | 0 | 0 | 0 | 0 | 0 | 0 | 0 | 0 | 0 | 0 | 0 |  | 0 | 0 | 0 | 0 | 0 | 0 | 0 | 0 | 0 | 0 | 0 | 0 | 0 | 0 | 0 | 0 | 0 | 0 | 0 | 0 | 0 | 0 | 0 | 0 | 0 | 0 | 0 | 0 | 0 | 0 | 0 | 0 | 0 | 0 | 0 | 0 |  | 1 | 1 | 1 | 1 | 1 | 1 | 1 | 1 | 1 | 0
SDGE | Creelman | 69 | 0 | 0 | 0 | 0 | 0 | 0 | 0 | 0 | 0 | 0 | 0 | 0 | 0 | 0 | 0 | 0 | 0 | 0 | 0 | 0 |  | 0 | 0 | 0 | 0 | 0 | 0 | 0 | 0 | 0 | 0 | 0 | 0 | 0 | 0 | 0 | 0 | 0 | 0 | 0 | 0 | 0 | 0 | 0 | 0 | 0 | 0 | 0 | 0 | 0 | 0 | 0 | 0 | 0 | 0 | 0 | 0 |  | 0 | 0 | 0 | 0 | 0 | 0 | 0 | 0 | 0 | 0 | 0 | 0 | 0 | 0 | 0 | 0 | 0 | 0 | 0 | 0 | 0 | 0 | 0 | 0 | 0 | 0 | 0 | 0 | 0 | 0 | 0 | 0 | 0 | 0 | 0 | 0 |  | 0 | 0 | 0 | 0 | 0 | 0 | 0 | 0 | 0 | 0 | 0 | 0 | 0 | 0 | 52 | 0 | 0 | 1 | 0 | 0 | 0 | 0 | 0 | 0 | 0 | 0 | 0 | 0 | 0 | 0 | 0 | 0 | -2 | 0 | 0 | 1 |  | 0 | 0 | 0 | 0 | 0 | 0 | 0 | 0 | 0 | 0 | 2 | 0 | 0 | 0 | 52 | 0 | 0 | 1 | 0 | 0 | 0 | 0 | 0 | 0 | 0 | 0 | 0 | 0 | -2 | 0 | 0 | 0 | -2 | 0 | 0 | 1 |  | 1 | 1 | 1 | 1 | 1 | 1+ | 1 | 2+ | 1 | 1
PG&E FRESNO | Crescent | 70 | 0 | 0 | 0 | 0 | 0 | 0 | 0 | 0 | 0 | 0 | 0 | 0 | 5 | 0 | 5 | 0 | 0 | 0 | 0 | 1 |  | 0 | 0 | 0 | 0 | 0 | 0 | 0 | 0 | 0 | 0 | 0 | 0 | 1.1746 | 0 | 1.1746 | 0 | 0 | 1 | 0 | 0 | 0 | 0 | 0 | 0 | 0 | 0 | 0 | 0 | 0 | 2 | 2 | 0 | -2 | 0 | 0 | 1 |  | 0 | 0 | 0 | 0 | 0 | 0 | 0 | 0 | 0 | 0 | 0 | 0 | 36.1746 | 35 | 0 | 0 | 0 | 1 | 0 | 0 | 0 | 0 | 0 | 0 | 0 | 0 | 0 | 0 | 0 | 2 | -2 | -2 | 0 | 0 | 0 | 1 |  | 0 | 0 | 0 | 0 | 0 | 0 | 0 | 0 | 0 | 0 | 0 | 0 | 72.1536 | 70 | 35.951 | 0 | 0 | 1 | 0 | 0 | 0 | 0 | 0 | 0 | 0 | 0 | 0 | 0 | 0 | 2 | -1 | -2 | -2 | 0 | 0 | 1 |  | 0 | 0 | 0 | 0 | 0 | 0 | 0 | 0 | 0 | 0 | 0 | 0 | 72.1536 | 70 | 35.951 | 0 | 0 | 1 | 0 | 0 | 0 | 0 | 0 | 0 | 0 | 0 | 0 | 0 | 0 | 2 | -2 | -2 | -2 | 0 | 0 | 1 |  | 1 | 1 | 1 | 1 | 1 | 1 | 4+ | 4+ | 1 | 1
PG&E FRESNO | Cressey | 115 | 0 | 0 | 0 | 0 | 0 | 0 | 0 | 0 | 0 | 0 | 0 | 0 | 0 | 0 | 0 | 0 | 0 | 0 | 0 | 0 |  | 0 | 0 | 0 | 0 | 0 | 0 | 0 | 0 | 0 | 0 | 0 | 0 | 0 | 0 | 0 | 0 | 0 | 0 | 0 | 0 | 0 | 0 | 0 | 0 | 0 | 0 | 0 | 0 | 0 | 0 | 0 | 0 | 0 | 0 | 0 | 0 |  | 0 | 0 | 0 | 0 | 0 | 0 | 0 | 0 | 0 | 0 | 0 | 0 | 0 | 0 | 0 | 0 | 0 | 0 | 0 | 0 | 0 | 0 | 0 | 0 | 0 | 0 | 0 | 0 | 0 | 0 | 0 | 0 | 0 | 0 | 0 | 0 |  | 0 | 0 | 0 | 0 | 0 | 0 | 0 | 0 | 0 | 0 | 0 | 0 | 0 | 0 | 0 | 0 | 0 | 0 | 0 | 0 | 0 | 0 | 0 | 0 | 0 | 0 | 0 | 0 | 0 | 0 | 0 | 0 | 0 | 0 | 0 | 0 |  | 0 | 0 | 0 | 0 | 0 | 0 | 0 | 0 | 0 | 0 | 0 | 0 | 19.685 | 0 | 0 | 0 | 0 | 1 | 0 | 0 | 0 | 0 | 0 | 0 | 0 | 0 | 0 | 0 | 0 | 0 | -2 | 0 | 0 | 0 | 0 | 1 |  | 1 | 1 | 1 | 1 | 1 | 1 | 1+ | 1 | 1 | 1
PG&E NGBA | Cresta | 230 | 0 | 0 | 0 | 0 | 0 | 0 | 0 | 0 | 0 | 0 | 0 | 0 | 0 | 0 | 0 | 0 | 0 | 0 | 0 | 0 |  | 0 | 0 | 0 | 0 | 0 | 0 | 0 | 0 | 0 | 0 | 0 | 0 | 0 | 0 | 0 | 0 | 0 | 0 | 0 | 0 | 0 | 0 | 0 | 0 | 0 | 0 | 0 | 0 | 0 | 0 | 0 | 0 | 0 | 0 | 0 | 0 |  | 0 | 0 | 0 | 0 | 0 | 0 | 0 | 0 | 0 | 0 | 0 | 0 | 0 | 0 | 0 | 0 | 0 | 0 | 0 | 0 | 0 | 0 | 0 | 0 | 0 | 0 | 0 | 0 | 0 | 0 | 0 | 0 | 0 | 0 | 0 | 0 |  | 0 | 0 | 0 | 0 | 0 | 0 | 0 | 0 | 0 | 0 | 0 | 0 | 0 | 0 | 0 | 0 | 0 | 0 | 0 | 0 | 0 | 0 | 0 | 0 | 0 | 0 | 0 | 0 | 0 | 0 | 0 | 0 | 0 | 0 | 0 | 0 |  | 0 | 0 | 0 | 0 | 0 | 0 | 0 | 0 | 0 | 0 | 0 | 0 | 0 | 0 | 0 | 0 | 0 | 0 | 0 | 0 | 0 | 0 | 0 | 0 | 0 | 0 | 0 | 0 | 0 | 0 | 0 | 0 | 0 | 0 | 0 | 0 |  | 1 | 1 | 1 | 1 | 1 | 1 | 1 | 1 | 1 | 0
SDGE | Crestwood | 69 | 0 | 0 | 0 | 0 | 0 | 0 | 0 | 0 | 0 | 0 | 0 | 0 | 0 | 0 | 0 | 0 | 0 | 0 | 0 | 0 |  | 0 | 0 | 0 | 0 | 0 | 0 | 0 | 0 | 0 | 0 | 0 | 0 | 0 | 0 | 0 | 0 | 0 | 0 | 0 | 0 | 0 | 0 | 0 | 0 | 0 | 0 | 0 | 0 | 0 | 0 | 0 | 0 | 0 | 0 | 0 | 0 |  | 0 | 0 | 0 | 0 | 0 | 0 | 0 | 0 | 0 | 0 | 0 | 0 | 0 | 0 | 0 | 0 | 0 | 0 | 0 | 0 | 0 | 0 | 0 | 0 | 0 | 0 | 0 | 0 | 0 | 0 | 0 | 0 | 0 | 0 | 0 | 0 |  | 0 | 0 | 0 | 0 | 0 | 0 | 0 | 0 | 0 | 0 | 0 | 0 | 0 | 0 | 0 | 0 | 0 | 0 | 0 | 0 | 0 | 0 | 0 | 0 | 0 | 0 | 0 | 0 | 0 | 0 | 0 | 0 | 0 | 0 | 0 | 0 |  | 0 | 0 | 0 | 0 | 0 | 0 | 0 | 0 | 0 | 0 | 0 | 0 | 0 | 0 | 0 | 0 | 0 | 0 | 0 | 0 | 0 | 0 | 0 | 0 | 0 | 0 | 0 | 0 | 0 | 0 | 0 | 0 | 0 | 0 | 0 | 0 |  | 1 | 1 | 1 | 1 | 1 | 1 | 1 | 1 | 1 | 0
PG&E GBA | Crow Creek | 60 | 0 | 0 | 0 | 0 | 0 | 0 | 0 | 0 | 0 | 0 | 0 | 0 | 0 | 0 | 0 | 0 | 0 | 0 | 0 | 0 |  | 0 | 0 | 0 | 0 | 0 | 0 | 0 | 0 | 0 | 0 | 0 | 0 | 0 | 0 | 0 | 0 | 0 | 0 | 0 | 0 | 0 | 0 | 0 | 0 | 0 | 0 | 0 | 0 | 0 | 0 | 0 | 0 | 0 | 0 | 0 | 0 |  | 0 | 0 | 0 | 0 | 0 | 0 | 0 | 0 | 0 | 0 | 0 | 0 | 0 | 0 | 0 | 0 | 0 | 0 | 0 | 0 | 0 | 0 | 0 | 0 | 0 | 0 | 0 | 0 | 0 | 0 | 0 | 0 | 0 | 0 | 0 | 0 |  | 0 | 0 | 0 | 0 | 0 | 0 | 0 | 0 | 0 | 0 | 0 | 0 | 0 | 0 | 0 | 0 | 0 | 0 | 0 | 0 | 0 | 0 | 0 | 0 | 0 | 0 | 0 | 0 | 0 | 0 | 0 | 0 | 0 | 0 | 0 | 0 |  | 0 | 0 | 0 | 0 | 0 | 0 | 0 | 0 | 0 | 0 | 0 | 0 | 0 | 0 | 0 | 0 | 0 | 0 | 0 | 0 | 0 | 0 | 0 | 0 | 0 | 0 | 0 | 0 | 0 | 0 | 0 | 0 | 0 | 0 | 0 | 0 |  | 1 | 1 | 1 | 1 | 1 | 1 | 1 | 1 | 1 | 0
PG&E GBA | Crows Landing | 60 | 0 | 0 | 0 | 0 | 0 | 0 | 0 | 0 | 0 | 0 | 0 | 0 | 0 | 0 | 0 | 0 | 0 | 0 | 0 | 0 |  | 0 | 0 | 0 | 0 | 0 | 0 | 0 | 0 | 0 | 0 | 0 | 0 | 0 | 0 | 0 | 0 | 0 | 0 | 0 | 0 | 0 | 0 | 0 | 0 | 0 | 0 | 0 | 0 | 0 | 0 | 0 | 0 | 0 | 0 | 0 | 0 |  | 0 | 0 | 0 | 0 | 0 | 0 | 0 | 0 | 0 | 0 | 0 | 0 | 0 | 0 | 0 | 0 | 0 | 0 | 0 | 0 | 0 | 0 | 0 | 0 | 0 | 0 | 0 | 0 | 0 | 0 | 0 | 0 | 0 | 0 | 0 | 0 |  | 0 | 0 | 0 | 0 | 0 | 0 | 0 | 0 | 0 | 0 | 0 | 0 | 0 | 0 | 0 | 0 | 0 | 0 | 0 | 0 | 0 | 0 | 0 | 0 | 0 | 0 | 0 | 0 | 0 | 0 | 0 | 0 | 0 | 0 | 0 | 0 |  | 0 | 0 | 0 | 0 | 0 | 0 | 0 | 0 | 0 | 0 | 0 | 0 | 0 | 0 | 0 | 0 | 0 | 0 | 0 | 0 | 0 | 0 | 0 | 0 | 0 | 0 | 0 | 0 | 0 | 0 | 0 | 0 | 0 | 0 | 0 | 0 |  | 1 | 1 | 1 | 1 | 1 | 1 | 1 | 1 | 1 | 0
PG&E GBA | Curtis | 115 | 0 | 0 | 0 | 0 | 0 | 0 | 0 | 0 | 0 | 0 | 0 | 0 | 0 | 0 | 0 | 0 | 0 | 0 | 0 | 0 |  | 0 | 0 | 0 | 0 | 0 | 0 | 0 | 0 | 0 | 0 | 0 | 0 | 0 | 0 | 0 | 0 | 0 | 0 | 0 | 0 | 0 | 0 | 0 | 0 | 0 | 0 | 0 | 0 | 0 | 0 | 0 | 0 | 0 | 0 | 0 | 0 |  | 0 | 0 | 0 | 0 | 0 | 0 | 0 | 0 | 0 | 0 | 0 | 0 | 0 | 0 | 0 | 0 | 0 | 0 | 0 | 0 | 0 | 0 | 0 | 0 | 0 | 0 | 0 | 0 | 0 | 0 | 0 | 0 | 0 | 0 | 0 | 0 |  | 0 | 0 | 0 | 0 | 0 | 0 | 0 | 0 | 0 | 0 | 0 | 0 | 0 | 0 | 0 | 0 | 0 | 0 | 0 | 0 | 0 | 0 | 0 | 0 | 0 | 0 | 0 | 0 | 0 | 0 | 0 | 0 | 0 | 0 | 0 | 0 |  | 0 | 0 | 0 | 0 | 0 | 0 | 0 | 0 | 0 | 0 | 0 | 0 | 0.061 | 0 | 0 | 0 | 0 | 1 | 0 | 0 | 0 | 0 | 0 | 0 | 0 | 0 | 0 | 0 | 0 | 0 | 0 | 0 | 0 | 0 | 0 | 0 |  | 1 | 1 | 1 | 1 | 1 | 1 | 1 | 1 | 1 | 0
PG&E FRESNO | Dairyland | 115 | 0 | 0 | 0 | 0 | 0 | 0 | 0 | 0 | 0 | 0 | 0 | 0 | 5 | 0 | 5 | 0 | 0 | 0 | 0 | 1 |  | 0 | 0 | 0 | 0 | 0 | 0 | 0 | 0 | 0 | 0 | 0 | 0 | 0 | 0 | 0 | 0 | 0 | 0 | 0 | 0 | 0 | 0 | 0 | 0 | 0 | 0 | 0 | 0 | 0 | 2 | 2 | 0 | 0 | 0 | 0 | 1 |  | 0 | 0 | 0 | 0 | 0 | 0 | 0 | 0 | 0 | 0 | 0 | 0 | 4.9542 | 0 | 0 | 0 | 0 | 1 | 0 | 0 | 0 | 0 | 0 | 0 | 0 | 0 | 0 | 0 | 0 | 2 | 0 | 0 | 0 | 0 | 0 | 1 |  | 0 | 0 | 0 | 0 | 0 | 0 | 0 | 0 | 0 | 0 | 0 | 0 | 4.9542 | 0 | 0 | 0 | 0 | 1 | 0 | 0 | 0 | 0 | 0 | 0 | 0 | 0 | 0 | 0 | 0 | 2 | 0 | 0 | 0 | 0 | 0 | 1 |  | 0 | 0 | 0 | 0 | 0 | 0 | 0 | 0 | 0 | 0 | 0 | 0 | 4.9542 | 0 | 0 | 0 | 0 | 1 | 0 | 0 | 0 | 0 | 0 | 0 | 0 | 0 | 0 | 0 | 0 | 2 | 0 | 0 | 0 | 0 | 0 | 1 |  | 1 | 1 | 1 | 1 | 1 | 1 | 1 | 1 | 1 | 0
PG&E NGBA | Davis | 115 | 0 | 0 | 0 | 0 | 0 | 0 | 0 | 0 | 0 | 0 | 0 | 0 | 0 | 0 | 0 | 0 | 0 | 0 | 0 | 0 |  | 0 | 0 | 0 | 0 | 0 | 0 | 0 | 0 | 0 | 0 | 0 | 0 | 84.9957 | 0 | 96.9117 | 0 | 0 | 1 | 0 | 0 | 0 | 0 | 0 | 0 | 0 | 0 | 0 | 0 | 0 | 0 | -2 | 0 | -2 | 0 | 0 | 1 |  | 0 | 0 | 0 | 0 | 0 | 0 | 0 | 0 | 0 | 0 | 0 | 0 | 0.966 | 0 | 0 | 0 | 0 | 1 | 0 | 0 | 0 | 0 | 0 | 0 | 0 | 0 | 0 | 0 | 0 | 0 | 0 | 0 | 0 | 0 | 0 | 0 |  | 0 | 0 | 0 | 0 | 0 | 0 | 0 | 0 | 0 | 0 | 0 | 0 | 85.9617 | 0 | 84.8117 | 0 | 0 | 1 | 0 | 0 | 0 | 0 | 0 | 0 | 0 | 0 | 0 | 0 | 0 | 0 | -1 | 0 | -2 | 0 | 0 | 1 |  | 0 | 0 | 0 | 0 | 0 | 0 | 0 | 0 | 0 | 0 | 0 | 0 | 85.9617 | 0 | 84.8117 | 0 | 0 | 1 | 0 | 0 | 0 | 0 | 0 | 0 | 0 | 0 | 0 | 0 | 0 | 0 | -2 | 0 | -2 | 0 | 0 | 1 |  | 1 | 1 | 1 | 1 | 1 | 1 | 2+ | 2+ | 1 | 1
SCE Metro | Del Amo | 500 | 0 | 0 | 0 | 0 | 0 | 0 | 0 | 0 | 0 | 0 | 0 | 0 | 0 | 0 | 0 | 0 | 0 | 0 | 0 | 0 |  | 0 | 0 | 0 | 0 | 0 | 0 | 0 | 0 | 0 | 0 | 0 | 0 | 0 | 0 | 0 | 0 | 0 | 0 | 0 | 0 | 0 | 0 | 0 | 0 | 0 | 0 | 0 | 0 | 0 | 0 | 0 | 0 | 0 | 0 | 0 | 0 |  | 0 | 0 | 0 | 0 | 0 | 0 | 0 | 0 | 0 | 0 | 0 | 0 | 0 | 0 | 0 | 0 | 0 | 0 | 0 | 0 | 0 | 0 | 0 | 0 | 0 | 0 | 0 | 0 | 0 | 0 | 0 | 0 | 0 | 0 | 0 | 0 |  | 0 | 0 | 0 | 0 | 0 | 0 | 0 | 0 | 0 | 0 | 0 | 0 | 0 | 0 | 0 | 0 | 0 | 0 | 0 | 0 | 0 | 0 | 0 | 0 | 0 | 0 | 0 | 0 | 0 | 0 | 0 | 0 | 0 | 0 | 0 | 0 |  | 0 | 0 | 0 | 0 | 0 | 0 | 0 | 0 | 0 | 0 | 0 | 0 | 0 | 0 | 0 | 0 | 0 | 0 | 0 | 0 | 0 | 0 | 0 | 0 | 0 | 0 | 0 | 0 | 0 | 0 | 0 | 0 | 0 | 0 | 0 | 0 |  | 1 | 1 | 1 | 1 | 1 | 1 | 1 | 1 | 1 | 0
SCE Metro | Del Amo | 230 | 0 | 0 | 0 | 0 | 0 | 0 | 0 | 0 | 0 | 0 | 0 | 0 | 400 | 0 | 400 | 0 | 0 | 0 | 0 | 1 |  | 0 | 0 | 0 | 0 | 0 | 0 | 0 | 0 | 0 | 0 | 0 | 0 | 0 | 0 | 0 | 0 | 0 | 0 | 0 | 0 | 0 | 0 | 0 | 0 | 0 | 0 | 0 | 0 | 0 | 2 | 2 | 0 | 0 | 0 | 0 | 1 |  | 0 | 0 | 0 | 0 | 0 | 0 | 0 | 0 | 0 | 0 | 0 | 0 | 10 | 0 | 10 | 0 | 0 | 1 | 0 | 0 | 0 | 0 | 0 | 0 | 0 | 0 | 0 | 0 | 0 | 2 | 2 | 0 | -2 | 0 | 0 | 1 |  | 0 | 0 | 0 | 0 | 0 | 0 | 0 | 0 | 0 | 0 | 0 | 0 | 10 | 0 | 10 | 0 | 0 | 1 | 0 | 0 | 0 | 0 | 0 | 0 | 0 | 0 | 0 | 0 | 0 | 2 | 2 | 0 | -2 | 0 | 0 | 1 |  | 0 | 0 | 0 | 0 | 0 | 0 | 0 | 0 | 0 | 0 | 0 | 0 | 10 | 0 | 10 | 0 | 0 | 1 | 0 | 0 | 0 | 0 | 0 | 0 | 0 | 0 | 0 | 0 | 0 | 2 | 2 | 0 | -2 | 0 | 0 | 1 |  | 1 | 1 | 1 | 1 | 1 | 1 | 5- | 4+ | 1 | 1
SCE Eastern | Delaney | 500 | 0 | 0 | 0 | 0 | 0 | 0 | 0 | 0 | 0 | 0 | 0 | 0 | 170 | 550 | 720 | 0 | 0 | 0 | 0 | 1 |  | 0 | 0 | 0 | 0 | 0 | 0 | 0 | 0 | 0 | 0 | 0 | 0 | 0 | 0 | 0 | 0 | 0 | 0 | 0 | 0 | 0 | 0 | 0 | 0 | 0 | 0 | 0 | 0 | 0 | 2 | 2 | 0 | 0 | 0 | 0 | 1 |  | 0 | 0 | 0 | 0 | 0 | 0 | 0 | 0 | 0 | 0 | 0 | 0 | 0 | 0 | 0 | 0 | 0 | 0 | 0 | 0 | 0 | 0 | 0 | 0 | 0 | 0 | 0 | 0 | 0 | 2 | 2 | 0 | 0 | 0 | 0 | 1 |  | 0 | 0 | 0 | 0 | 0 | 0 | 0 | 0 | 0 | 0 | 0 | 0 | 888.886 | 450 | 880.666 | 0 | 0 | 1 | 0 | 0 | 0 | 0 | 0 | 0 | 0 | 0 | 0 | 0 | 0 | 2 | -1 | -2 | -2 | 0 | 0 | 1 |  | 0 | 0 | 0 | 0 | 0 | 0 | 0 | 0 | 0 | 0 | 0 | 0 | 4388.886 | 450 | 2930.666 | 0 | 0 | 1 | 0 | 0 | 0 | 0 | 0 | 0 | 0 | 0 | 0 | 0 | 0 | 2 | -2 | -2 | -2 | 0 | 0 | 1 |  | 1 | 1 | 1 | 1 | 1 | 1 | 2- | 4+ | 1 | 1
PG&E NGBA | Delevan | 230 | 0 | 0 | 0 | 0 | 0 | 0 | 0 | 0 | 0 | 0 | 0 | 0 | 0 | 0 | 0 | 0 | 0 | 0 | 0 | 0 |  | 0 | 0 | 0 | 0 | 0 | 0 | 0 | 0 | 0 | 0 | 0 | 0 | 513.5 | 48 | 510 | 0 | 0 | 1 | 0 | 0 | 0 | 0 | 0 | 0 | 0 | 0 | 0 | 0 | 0 | 0 | -2 | -2 | -2 | 0 | 0 | 1 |  | 0 | 0 | 0 | 0 | 0 | 0 | 0 | 0 | 0 | 0 | 0 | 0 | 513.5 | 48 | 510 | 0 | 0 | 1 | 0 | 0 | 0 | 0 | 0 | 0 | 0 | 0 | 0 | 0 | 0 | 0 | -2 | -2 | -2 | 0 | 0 | 1 |  | 0 | 0 | 0 | 0 | 0 | 0 | 0 | 0 | 0 | 0 | 0 | 0 | 513.5 | 48 | 510 | 0 | 0 | 1 | 0 | 0 | 0 | 0 | 0 | 0 | 0 | 0 | 0 | 0 | 0 | 0 | -2 | -2 | -2 | 0 | 0 | 1 |  | 0 | 0 | 0 | 0 | 0 | 0 | 0 | 155.3 | 0 | 0 | 0 | 0 | 669.9 | 48 | 665.3 | 0 | 0 | 1 | 0 | 0 | 0 | 0 | 0 | 0 | 0 | -2 | 0 | 0 | 0 | 0 | -2 | -2 | -2 | 0 | 0 | 1 |  | 1 | 1 | 1 | 1+ | 1 | 1 | 4+ | 4+ | 1 | 1
PG&E GBA | Delta PP | 230 | 0 | 0 | 0 | 0 | 0 | 0 | 0 | 0 | 0 | 0 | 0 | 0 | 250 | 0 | 250 | 0 | 0 | 0 | 0 | 1 |  | 0 | 0 | 0 | 0 | 0 | 0 | 0 | 0 | 0 | 0 | 0 | 0 | 0 | 0 | 102.25 | 0 | 0 | 1 | 0 | 0 | 0 | 0 | 0 | 0 | 0 | 0 | 0 | 0 | 0 | 2 | 2 | 0 | -2 | 0 | 0 | 1 |  | 0 | 0 | 0 | 0 | 0 | 0 | 0 | 0 | 0 | 0 | 0 | 0 | 0 | 0 | 102.25 | 0 | 0 | 1 | 0 | 0 | 0 | 0 | 0 | 0 | 0 | 0 | 0 | 0 | 0 | 2 | 2 | 0 | -2 | 0 | 0 | 1 |  | 0 | 0 | 0 | 0 | 0 | 0 | 0 | 0 | 0 | 0 | 0 | 0 | 0 | 500 | 606.25 | 0 | 0 | 1 | 0 | 0 | 0 | 0 | 0 | 0 | 0 | 0 | 0 | 0 | 0 | 2 | 2 | -2 | -2 | 0 | 0 | 1 |  | 0 | 0 | 0 | 0 | 0 | 0 | 0 | 0 | 0 | 0 | 0 | 0 | 0 | 500 | 606.25 | 0 | 0 | 1 | 0 | 0 | 0 | 0 | 0 | 0 | 0 | 0 | 0 | 0 | 0 | 2 | 2 | -2 | -2 | 0 | 0 | 1 |  | 1 | 1 | 1 | 1 | 1 | 1 | 5- | 4+ | 1 | 1
EOP | Desert View | 230 | 0 | 0 | 0 | 0 | 0 | 0 | 0 | 0 | 0 | 0 | 0 | 0 | 0 | 0 | 0 | 0 | 0 | 0 | 0 | 0 |  | 0 | 0 | 0 | 0 | 0 | 0 | 0 | 0 | 0 | 0 | 0 | 0 | 0 | 0 | 0 | 0 | 0 | 0 | 0 | 0 | 0 | 0 | 0 | 0 | 0 | 0 | 0 | 0 | 0 | 0 | 0 | 0 | 0 | 0 | 0 | 0 |  | 0 | 0 | 0 | 0 | 0 | 0 | 0 | 0 | 0 | 0 | 0 | 0 | 350 | 350 | 350 | 0 | 0 | 1 | 0 | 0 | 0 | 0 | 0 | 0 | 0 | 0 | 0 | 0 | 0 | 0 | -2 | -2 | -2 | 0 | 0 | 1 |  | 0 | 0 | 0 | 0 | 0 | 0 | 0 | 0 | 0 | 0 | 0 | 0 | 350 | 350 | 350 | 0 | 0 | 1 | 0 | 0 | 0 | 0 | 0 | 0 | 0 | 0 | 0 | 0 | 0 | 0 | -1 | -2 | -2 | 0 | 0 | 1 |  | 0 | 0 | 0 | 0 | 0 | 0 | 0 | 0 | 0 | 0 | 0 | 0 | 350 | 350 | 350 | 0 | 0 | 1 | 0 | 0 | 0 | 0 | 0 | 0 | 0 | 0 | 0 | 0 | 0 | 0 | -2 | -2 | -2 | 0 | 0 | 1 |  | 1 | 1 | 1 | 1 | 1 | 1 | 4+ | 4+ | 1 | 1
SCE Eastern | Devers | 230 | 0 | 0 | 263 | 0 | 263 | 0 | 0 | 0 | 0 | 0 | 0 | 0 | 0 | 480 | 480 | 0 | 0 | 0 | 0 | 1 |  | 0 | 0 | 0 | 0 | 0 | 60 | 0 | 0 | 0 | 0 | 0 | 0 | 0 | 45.66 | 90 | 0 | 0 | 1 | 0 | 0 | 0 | 0 | 2 | 2 | 0 | 0 | 0 | 0 | 0 | 0 | 2 | -2 | -2 | 0 | 0 | 1 |  | 0 | 0 | 0 | 0 | 0 | 93.6 | 0 | 0 | 0 | 0 | 0.34 | 0 | 53.11 | 45.66 | 95 | 0 | 0 | 1 | 0 | 0 | 0 | 0 | 2 | 2 | 0 | 0 | 0 | 0 | -2 | 0 | 2 | -2 | -2 | 0 | 0 | 1 |  | 0 | 0 | 0 | 0 | 0 | 300.8 | 0 | 0 | 0 | 0 | 0.34 | 0 | 335.87 | 145.66 | 970.92 | 0 | 0 | 1 | 0 | 0 | 0 | 0 | 2 | -1 | 0 | 0 | 0 | 0 | -2 | 0 | 2 | -2 | -2 | 0 | 0 | 1 |  | 0 | 0 | 0 | 0 | 0 | 401.3 | 0 | 0 | 0 | 0 | 10.8 | 0 | 366.31 | 145.66 | 1013.75 | 0 | 0 | 1 | 0 | 0 | 0 | 0 | 2 | -2 | 0 | 0 | 0 | 0 | -2 | 0 | 1 | -2 | -2 | 0 | 0 | 1 |  | 1 | 1 | 2- | 1 | 1 | 4+ | 4- | 4+ | 1 | 1
SCE Eastern | Devers | 500 | 0 | 0 | 0 | 0 | 0 | 0 | 0 | 0 | 0 | 0 | 0 | 0 | 0 | 0 | 0 | 0 | 0 | 0 | 0 | 0 |  | 0 | 0 | 0 | 0 | 0 | 0 | 0 | 0 | 0 | 0 | 0 | 0 | 0 | 0 | 0 | 0 | 0 | 0 | 0 | 0 | 0 | 0 | 0 | 0 | 0 | 0 | 0 | 0 | 0 | 0 | 0 | 0 | 0 | 0 | 0 | 0 |  | 0 | 0 | 0 | 0 | 0 | 0 | 0 | 0 | 0 | 0 | 0 | 0 | 0 | 0 | 0 | 0 | 0 | 0 | 0 | 0 | 0 | 0 | 0 | 0 | 0 | 0 | 0 | 0 | 0 | 0 | 0 | 0 | 0 | 0 | 0 | 0 |  | 0 | 0 | 0 | 0 | 0 | 0 | 0 | 0 | 0 | 0 | 0 | 0 | 0 | 0 | 0 | 0 | 0 | 0 | 0 | 0 | 0 | 0 | 0 | 0 | 0 | 0 | 0 | 0 | 0 | 0 | 0 | 0 | 0 | 0 | 0 | 0 |  | 0 | 0 | 0 | 0 | 0 | 406.8 | 0 | 406.098 | 0 | 0 | 0 | 0 | 404.892 | 0 | 406.098 | 0 | 0 | 1 | 0 | 0 | 0 | 0 | 0 | -2 | 0 | -2 | 0 | 0 | 0 | 0 | -2 | 0 | -2 | 0 | 0 | 1 |  | 1 | 1 | 1+ | 1+ | 1 | 1 | 1+ | 1+ | 1 | 1
PG&E KERN | Diablo Canyon | 230 | 0 | 0 | 0 | 0 | 0 | 0 | 0 | 0 | 0 | 0 | 0 | 0 | 0 | 0 | 0 | 0 | 0 | 0 | 0 | 0 |  | 0 | 0 | 0 | 0 | 0 | 0 | 0 | 0 | 0 | 0 | 0 | 0 | 0 | 0 | 0 | 0 | 0 | 0 | 0 | 0 | 0 | 0 | 0 | 0 | 0 | 0 | 0 | 0 | 0 | 0 | 0 | 0 | 0 | 0 | 0 | 0 |  | 0 | 0 | 0 | 0 | 0 | 0 | 0 | 0 | 0 | 0 | 0 | 0 | 0 | 0 | 0 | 0 | 0 | 0 | 0 | 0 | 0 | 0 | 0 | 0 | 0 | 0 | 0 | 0 | 0 | 0 | 0 | 0 | 0 | 0 | 0 | 0 |  | 0 | 0 | 0 | 0 | 0 | 0 | 0 | 0 | 0 | 0 | 0 | 0 | 0 | 0 | 0 | 0 | 0 | 0 | 0 | 0 | 0 | 0 | 0 | 0 | 0 | 0 | 0 | 0 | 0 | 0 | 0 | 0 | 0 | 0 | 0 | 0 |  | 0 | 0 | 0 | 0 | 0 | 0 | 0 | 0 | 0 | 0 | 0 | 0 | 0 | 0 | 0 | 0 | 0 | 0 | 0 | 0 | 0 | 0 | 0 | 0 | 0 | 0 | 0 | 0 | 0 | 0 | 0 | 0 | 0 | 0 | 0 | 0 |  | 1 | 1 | 1 | 1 | 1 | 1 | 1 | 1 | 1 | 0
PG&E KERN | Diablo Canyon | 500 | 0 | 0 | 0 | 0 | 0 | 0 | 0 | 0 | 2924 | 0 | 2924 | 0 | 0 | 0 | 0 | 0 | 0 | 0 | 0 | 1 |  | 0 | 0 | 0 | 0 | 0 | 0 | 0 | 0 | 1000 | 1028.94 | 0 | 0 | 0 | 0 | 0 | 0 | 0 | 1 | 0 | 0 | 0 | 0 | 0 | 0 | 0 | 0 | 2 | 2 | 0 | 0 | 0 | 0 | 0 | 0 | 0 | 1 |  | 0 | 0 | 0 | 0 | 1000 | 1028.94 | 0 | 0 | 0 | 0 | 0 | 0 | 0 | 0 | 0 | 0 | 0 | 1 | 0 | 0 | 0 | 0 | -2 | -2 | 0 | 0 | 2 | 2 | 0 | 0 | 0 | 0 | 0 | 0 | 0 | 1 |  | 0 | 0 | 0 | 0 | 2487.892 | 2547.412 | 0 | 0 | 0 | 0 | 0 | 0 | 0 | 756.054 | 756.054 | 0 | 0 | 1 | 0 | 0 | 0 | 0 | -2 | -2 | 0 | 0 | 2 | 2 | 0 | 0 | 0 | -2 | -2 | 0 | 0 | 1 |  | 0 | 0 | 0 | 0 | 2487.892 | 2547.412 | 0 | 0 | 0 | 0 | 0 | 0 | 0 | 756.054 | 756.054 | 0 | 0 | 1 | 0 | 0 | 0 | 0 | -2 | -2 | 0 | 0 | 2 | 2 | 0 | 0 | 0 | -2 | -2 | 0 | 0 | 1 |  | 1 | 1 | 4+ | 1 | 5- | 1 | 1 | 4+ | 1 | 1
PG&E KERN | Divide | 115 | 0 | 0 | 0 | 0 | 0 | 0 | 0 | 0 | 0 | 0 | 0 | 0 | 0 | 0 | 0 | 0 | 0 | 0 | 0 | 0 |  | 0 | 0 | 0 | 0 | 0 | 0 | 0 | 0 | 0 | 0 | 0 | 0 | 0 | 0 | 0 | 0 | 0 | 0 | 0 | 0 | 0 | 0 | 0 | 0 | 0 | 0 | 0 | 0 | 0 | 0 | 0 | 0 | 0 | 0 | 0 | 0 |  | 0 | 0 | 0 | 0 | 0 | 0 | 0 | 0 | 0 | 0 | 0 | 0 | 0.96 | 0 | 0 | 0 | 0 | 1 | 0 | 0 | 0 | 0 | 0 | 0 | 0 | 0 | 0 | 0 | 0 | 0 | 0 | 0 | 0 | 0 | 0 | 0 |  | 0 | 0 | 0 | 0 | 0 | 0 | 0 | 0 | 0 | 0 | 0 | 0 | 0.96 | 0 | 0 | 0 | 0 | 1 | 0 | 0 | 0 | 0 | 0 | 0 | 0 | 0 | 0 | 0 | 0 | 0 | -2 | 0 | 0 | 0 | 0 | 1 |  | 0 | 0 | 0 | 0 | 0 | 0 | 0 | 0 | 0 | 0 | 0 | 0 | 16.637 | 0 | 0 | 0 | 0 | 1 | 0 | 0 | 0 | 0 | 0 | 0 | 0 | 0 | 0 | 0 | 0 | 0 | -2 | 0 | 0 | 0 | 0 | 1 |  | 1 | 1 | 1 | 1 | 1 | 1 | 2+ | 1 | 1 | 1
PG&E GBA | Dixon Landing | 115 | 0 | 0 | 0 | 0 | 0 | 0 | 0 | 0 | 0 | 0 | 0 | 0 | 0 | 0 | 0 | 0 | 0 | 0 | 0 | 0 |  | 0 | 0 | 0 | 0 | 0 | 0 | 0 | 0 | 0 | 0 | 0 | 0 | 0 | 0 | 0 | 0 | 0 | 0 | 0 | 0 | 0 | 0 | 0 | 0 | 0 | 0 | 0 | 0 | 0 | 0 | 0 | 0 | 0 | 0 | 0 | 0 |  | 0 | 0 | 0 | 0 | 0 | 0 | 0 | 0 | 0 | 0 | 0 | 0 | 2.36 | 0 | 0.585 | 0 | 0 | 1 | 0 | 0 | 0 | 0 | 0 | 0 | 0 | 0 | 0 | 0 | 0 | 0 | 0 | 0 | 0 | 0 | 0 | 0 |  | 0 | 0 | 0 | 0 | 0 | 0 | 0 | 0 | 0 | 0 | 0 | 0 | 2.36 | 0 | 0.585 | 0 | 0 | 1 | 0 | 0 | 0 | 0 | 0 | 0 | 0 | 0 | 0 | 0 | 0 | 0 | -2 | 0 | 0 | 0 | 0 | 1 |  | 0 | 0 | 0 | 0 | 0 | 0 | 0 | 0 | 0 | 0 | 0 | 0 | 5.005 | 0 | 0.585 | 0 | 0 | 1 | 0 | 0 | 0 | 0 | 0 | 0 | 0 | 0 | 0 | 0 | 0 | 0 | -2 | 0 | 0 | 0 | 0 | 1 |  | 1 | 1 | 1 | 1 | 1 | 1 | 2+ | 1 | 1 | 1
PG&E FRESNO | Dos Amigos | 230 | 10 | 0 | 0 | 0 | 0 | 0 | 0 | 0 | 0 | 0 | 0 | 0 | 193.2 | 390 | 583.2 | 0 | 260 | 260 | 0 | 1 |  | 0 | 0 | 0 | 0 | 0 | 0 | 0 | 0 | 0 | 0 | 0 | 0 | 0 | 0 | 0 | 0 | 0 | 0 | 2 | 2 | 0 | 0 | 0 | 0 | 0 | 0 | 0 | 0 | 0 | 2 | 2 | 2 | 2 | 0 | 0 | 1 |  | 0 | 0 | 0 | 0 | 0 | 0 | 0 | 0 | 0 | 0 | 0 | 0 | 0 | 0 | 0 | 0 | 0 | 0 | 2 | 2 | 0 | 0 | 0 | 0 | 0 | 0 | 0 | 0 | 0 | 2 | 2 | 2 | 2 | 0 | 0 | 1 |  | 0 | 0 | 0 | 0 | 0 | 0 | 0 | 0 | 0 | 0 | 0 | 0 | 0 | 0 | 0 | 0 | 0 | 0 | 2 | 2 | 0 | 0 | 0 | 0 | 0 | 0 | 0 | 0 | 0 | 2 | 2 | 2 | 2 | 0 | 0 | 1 |  | 0 | 0 | 0 | 0 | 0 | 0 | 0 | 0 | 0 | 0 | 0 | 0 | 0 | 0 | 0 | 0 | 0 | 0 | 2 | 2 | 0 | 0 | 0 | 0 | 0 | 0 | 0 | 0 | 0 | 2 | 2 | 2 | 2 | 0 | 0 | 1 |  | 5- | 1 | 1 | 1 | 1 | 1 | 5- | 5- | 1 | 1
PG&E NGBA | Drum | 115 | 0 | 0 | 0 | 0 | 0 | 0 | 0 | 0 | 0 | 0 | 0 | 0 | 0 | 0 | 0 | 0 | 0 | 0 | 0 | 0 |  | 0 | 0 | 0 | 0 | 0 | 0 | 0 | 0 | 0 | 0 | 0 | 0 | 0 | 0 | 0 | 0 | 0 | 0 | 0 | 0 | 0 | 0 | 0 | 0 | 0 | 0 | 0 | 0 | 0 | 0 | 0 | 0 | 0 | 0 | 0 | 0 |  | 0 | 0 | 0 | 0 | 0 | 0 | 0 | 0 | 0 | 0 | 0 | 0 | 0 | 0 | 0 | 0 | 0 | 0 | 0 | 0 | 0 | 0 | 0 | 0 | 0 | 0 | 0 | 0 | 0 | 0 | 0 | 0 | 0 | 0 | 0 | 0 |  | 0 | 0 | 0 | 0 | 0 | 0 | 0 | 0 | 0 | 0 | 0 | 0 | 0 | 0 | 0 | 0 | 0 | 0 | 0 | 0 | 0 | 0 | 0 | 0 | 0 | 0 | 0 | 0 | 0 | 0 | 0 | 0 | 0 | 0 | 0 | 0 |  | 0 | 0 | 0 | 0 | 0 | 0 | 0 | 0 | 0 | 0 | 0 | 0 | 0 | 0 | 0 | 0 | 0 | 0 | 0 | 0 | 0 | 0 | 0 | 0 | 0 | 0 | 0 | 0 | 0 | 0 | 0 | 0 | 0 | 0 | 0 | 0 |  | 1 | 1 | 1 | 1 | 1 | 1 | 1 | 1 | 1 | 0
PG&E GBA | Dumbarton | 115 | 0 | 0 | 0 | 0 | 0 | 0 | 0 | 0 | 0 | 0 | 0 | 0 | 0 | 0 | 0 | 0 | 0 | 0 | 0 | 0 |  | 0 | 0 | 0 | 0 | 0 | 0 | 0 | 0 | 0 | 0 | 0 | 0 | 0 | 0 | 0 | 0 | 0 | 0 | 0 | 0 | 0 | 0 | 0 | 0 | 0 | 0 | 0 | 0 | 0 | 0 | 0 | 0 | 0 | 0 | 0 | 0 |  | 0 | 0 | 0 | 0 | 0 | 0 | 0 | 0 | 0 | 0 | 0 | 0 | 6.474 | 0 | 0 | 0 | 0 | 1 | 0 | 0 | 0 | 0 | 0 | 0 | 0 | 0 | 0 | 0 | 0 | 0 | -2 | 0 | 0 | 0 | 0 | 1 |  | 0 | 0 | 0 | 0 | 0 | 0 | 0 | 0 | 0 | 0 | 0 | 0 | 6.474 | 0 | 0 | 0 | 0 | 1 | 0 | 0 | 0 | 0 | 0 | 0 | 0 | 0 | 0 | 0 | 0 | 0 | -1 | 0 | 0 | 0 | 0 | 1 |  | 0 | 0 | 0 | 0 | 0 | 0 | 0 | 0 | 0 | 0 | 0 | 0 | 6.474 | 0 | 0 | 0 | 0 | 1 | 0 | 0 | 0 | 0 | 0 | 0 | 0 | 0 | 0 | 0 | 0 | 0 | -2 | 0 | 0 | 0 | 0 | 1 |  | 1 | 1 | 1 | 1 | 1 | 1 | 4+ | 1 | 1 | 1
SCE NOL | Dunn Siding | 115 | 0 | 0 | 0 | 0 | 0 | 0 | 0 | 0 | 0 | 0 | 0 | 0 | 0 | 0 | 0 | 0 | 0 | 0 | 0 | 0 |  | 0 | 0 | 0 | 0 | 0 | 0 | 0 | 0 | 0 | 0 | 0 | 0 | 0 | 0 | 0 | 0 | 0 | 0 | 0 | 0 | 0 | 0 | 0 | 0 | 0 | 0 | 0 | 0 | 0 | 0 | 0 | 0 | 0 | 0 | 0 | 0 |  | 0 | 0 | 0 | 0 | 0 | 0 | 0 | 0 | 0 | 0 | 0 | 0 | 0 | 0 | 0 | 0 | 0 | 0 | 0 | 0 | 0 | 0 | 0 | 0 | 0 | 0 | 0 | 0 | 0 | 0 | 0 | 0 | 0 | 0 | 0 | 0 |  | 0 | 0 | 0 | 0 | 0 | 0 | 0 | 0 | 0 | 0 | 0 | 0 | 0 | 0 | 0 | 0 | 0 | 0 | 0 | 0 | 0 | 0 | 0 | 0 | 0 | 0 | 0 | 0 | 0 | 0 | 0 | 0 | 0 | 0 | 0 | 0 |  | 0 | 0 | 0 | 0 | 0 | 0 | 0 | 0 | 0 | 0 | 0 | 0 | 0 | 0 | 0 | 0 | 0 | 0 | 0 | 0 | 0 | 0 | 0 | 0 | 0 | 0 | 0 | 0 | 0 | 0 | 0 | 0 | 0 | 0 | 0 | 0 |  | 1 | 1 | 1 | 1 | 1 | 1 | 1 | 1 | 1 | 0
SCE Eastern | Eagle Mountain | 230 | 0 | 0 | 0 | 0 | 0 | 0 | 0 | 0 | 0 | 0 | 0 | 0 | 0 | 0 | 0 | 0 | 0 | 0 | 0 | 0 |  | 0 | 0 | 0 | 0 | 0 | 0 | 0 | 0 | 0 | 0 | 0 | 0 | 0 | 0 | 0 | 0 | 0 | 0 | 0 | 0 | 0 | 0 | 0 | 0 | 0 | 0 | 0 | 0 | 0 | 0 | 0 | 0 | 0 | 0 | 0 | 0 |  | 0 | 0 | 0 | 0 | 0 | 0 | 0 | 0 | 0 | 0 | 0 | 0 | 0 | 0 | 0 | 0 | 0 | 0 | 0 | 0 | 0 | 0 | 0 | 0 | 0 | 0 | 0 | 0 | 0 | 0 | 0 | 0 | 0 | 0 | 0 | 0 |  | 0 | 0 | 0 | 0 | 0 | 0 | 0 | 0 | 0 | 0 | 0 | 0 | 0 | 0 | 0 | 0 | 0 | 0 | 0 | 0 | 0 | 0 | 0 | 0 | 0 | 0 | 0 | 0 | 0 | 0 | 0 | 0 | 0 | 0 | 0 | 0 |  | 0 | 0 | 0 | 0 | 0 | 0 | 0 | 0 | 0 | 0 | 0 | 0 | 0 | 0 | 0 | 0 | 0 | 0 | 0 | 0 | 0 | 0 | 0 | 0 | 0 | 0 | 0 | 0 | 0 | 0 | 0 | 0 | 0 | 0 | 0 | 0 |  | 1 | 1 | 1 | 1 | 1 | 1 | 1 | 1 | 1 | 0
PG&E NGBA | Eagle Rock (PGE) | 60 | 0 | 0 | 0 | 0 | 0 | 0 | 0 | 0 | 0 | 0 | 0 | 0 | 0 | 0 | 0 | 0 | 0 | 0 | 0 | 0 |  | 0 | 0 | 0 | 0 | 0 | 0 | 0 | 0 | 0 | 0 | 0 | 0 | 0 | 0 | 0 | 0 | 0 | 0 | 0 | 0 | 0 | 0 | 0 | 0 | 0 | 0 | 0 | 0 | 0 | 0 | 0 | 0 | 0 | 0 | 0 | 0 |  | 0 | 0 | 0 | 0 | 0 | 0 | 0 | 0 | 0 | 0 | 0 | 0 | 0 | 0 | 0 | 0 | 0 | 0 | 0 | 0 | 0 | 0 | 0 | 0 | 0 | 0 | 0 | 0 | 0 | 0 | 0 | 0 | 0 | 0 | 0 | 0 |  | 0 | 0 | 0 | 0 | 0 | 0 | 0 | 0 | 0 | 0 | 0 | 0 | 0 | 0 | 0 | 0 | 0 | 0 | 0 | 0 | 0 | 0 | 0 | 0 | 0 | 0 | 0 | 0 | 0 | 0 | 0 | 0 | 0 | 0 | 0 | 0 |  | 0 | 0 | 0 | 0 | 0 | 0 | 0 | 0 | 0 | 0 | 0 | 0 | 0 | 0 | 0 | 0 | 0 | 0 | 0 | 0 | 0 | 0 | 0 | 0 | 0 | 0 | 0 | 0 | 0 | 0 | 0 | 0 | 0 | 0 | 0 | 0 |  | 1 | 1 | 1 | 1 | 1 | 1 | 1 | 1 | 1 | 0
PG&E NGBA | Eagle Rock (PGE) | 115 | 0 | 0 | 0 | 0 | 0 | 0 | 0 | 0 | 0 | 0 | 0 | 0 | 0 | 0 | 0 | 0 | 0 | 0 | 0 | 0 |  | 0 | 0 | 0 | 0 | 0 | 0 | 0 | 0 | 0 | 0 | 0 | 0 | 0 | 0 | 0 | 0 | 0 | 0 | 0 | 0 | 0 | 0 | 0 | 0 | 0 | 0 | 0 | 0 | 0 | 0 | 0 | 0 | 0 | 0 | 0 | 0 |  | 0 | 0 | 0 | 0 | 0 | 0 | 0 | 0 | 0 | 0 | 0 | 0 | 0 | 0 | 0 | 0 | 0 | 0 | 0 | 0 | 0 | 0 | 0 | 0 | 0 | 0 | 0 | 0 | 0 | 0 | 0 | 0 | 0 | 0 | 0 | 0 |  | 0 | 0 | 0 | 0 | 0 | 0 | 0 | 0 | 0 | 0 | 0 | 0 | 0 | 0 | 0 | 0 | 0 | 0 | 0 | 0 | 0 | 0 | 0 | 0 | 0 | 0 | 0 | 0 | 0 | 0 | 0 | 0 | 0 | 0 | 0 | 0 |  | 0 | 0 | 0 | 0 | 0 | 0 | 0 | 0 | 0 | 0 | 0 | 0 | 0 | 0 | 0 | 0 | 0 | 0 | 0 | 0 | 0 | 0 | 0 | 0 | 0 | 0 | 0 | 0 | 0 | 0 | 0 | 0 | 0 | 0 | 0 | 0 |  | 1 | 1 | 1 | 1 | 1 | 1 | 1 | 1 | 1 | 0
SCE Metro | Eagle Rock (SCE) | 230 | 0 | 0 | 0 | 0 | 0 | 0 | 0 | 0 | 0 | 0 | 0 | 0 | 0 | 0 | 0 | 0 | 0 | 0 | 0 | 0 |  | 0 | 0 | 0 | 0 | 0 | 0 | 0 | 0 | 0 | 0 | 0 | 0 | 0 | 0 | 0 | 0 | 0 | 0 | 0 | 0 | 0 | 0 | 0 | 0 | 0 | 0 | 0 | 0 | 0 | 0 | 0 | 0 | 0 | 0 | 0 | 0 |  | 0 | 0 | 0 | 0 | 0 | 0 | 0 | 0 | 0 | 0 | 0 | 0 | 0 | 0 | 0 | 0 | 0 | 0 | 0 | 0 | 0 | 0 | 0 | 0 | 0 | 0 | 0 | 0 | 0 | 0 | 0 | 0 | 0 | 0 | 0 | 0 |  | 0 | 0 | 0 | 0 | 0 | 0 | 0 | 0 | 0 | 0 | 0 | 0 | 0 | 0 | 0 | 0 | 0 | 0 | 0 | 0 | 0 | 0 | 0 | 0 | 0 | 0 | 0 | 0 | 0 | 0 | 0 | 0 | 0 | 0 | 0 | 0 |  | 0 | 0 | 0 | 0 | 0 | 0 | 0 | 0 | 0 | 0 | 0 | 0 | 0 | 0 | 0 | 0 | 0 | 0 | 0 | 0 | 0 | 0 | 0 | 0 | 0 | 0 | 0 | 0 | 0 | 0 | 0 | 0 | 0 | 0 | 0 | 0 |  | 1 | 1 | 1 | 1 | 1 | 1 | 1 | 1 | 1 | 0
PG&E NGBA | East Marysville | 115 | 0 | 0 | 0 | 0 | 0 | 0 | 0 | 0 | 0 | 0 | 0 | 0 | 0 | 0 | 0 | 0 | 0 | 0 | 0 | 0 |  | 0 | 0 | 0 | 0 | 0 | 0 | 0 | 0 | 0 | 0 | 0 | 0 | 0 | 0 | 0 | 0 | 0 | 0 | 0 | 0 | 0 | 0 | 0 | 0 | 0 | 0 | 0 | 0 | 0 | 0 | 0 | 0 | 0 | 0 | 0 | 0 |  | 0 | 0 | 0 | 0 | 0 | 0 | 0 | 0 | 0 | 0 | 0 | 0 | 0 | 0 | 0 | 0 | 0 | 0 | 0 | 0 | 0 | 0 | 0 | 0 | 0 | 0 | 0 | 0 | 0 | 0 | 0 | 0 | 0 | 0 | 0 | 0 |  | 0 | 0 | 0 | 0 | 0 | 0 | 0 | 0 | 0 | 0 | 0 | 0 | 0 | 0 | 0 | 0 | 0 | 0 | 0 | 0 | 0 | 0 | 0 | 0 | 0 | 0 | 0 | 0 | 0 | 0 | 0 | 0 | 0 | 0 | 0 | 0 |  | 0 | 0 | 0 | 0 | 0 | 0 | 0 | 0 | 0 | 0 | 0 | 0 | 10.972 | 0 | 0 | 0 | 0 | 1 | 0 | 0 | 0 | 0 | 0 | 0 | 0 | 0 | 0 | 0 | 0 | 0 | -2 | 0 | 0 | 0 | 0 | 1 |  | 1 | 1 | 1 | 1 | 1 | 1 | 1+ | 1 | 1 | 1
PG&E NGBA | East Nicolaus | 115 | 0 | 0 | 0 | 0 | 0 | 0 | 0 | 0 | 0 | 0 | 0 | 0 | 0 | 0 | 0 | 0 | 0 | 0 | 0 | 0 |  | 0 | 0 | 0 | 0 | 0 | 0 | 0 | 0 | 0 | 0 | 0 | 0 | 0 | 0 | 0 | 0 | 0 | 0 | 0 | 0 | 0 | 0 | 0 | 0 | 0 | 0 | 0 | 0 | 0 | 0 | 0 | 0 | 0 | 0 | 0 | 0 |  | 0 | 0 | 0 | 0 | 0 | 0 | 0 | 0 | 0 | 0 | 0 | 0 | 0 | 0 | 0 | 0 | 0 | 0 | 0 | 0 | 0 | 0 | 0 | 0 | 0 | 0 | 0 | 0 | 0 | 0 | 0 | 0 | 0 | 0 | 0 | 0 |  | 0 | 0 | 0 | 0 | 0 | 0 | 0 | 0 | 0 | 0 | 0 | 0 | 0 | 0 | 0 | 0 | 0 | 0 | 0 | 0 | 0 | 0 | 0 | 0 | 0 | 0 | 0 | 0 | 0 | 0 | 0 | 0 | 0 | 0 | 0 | 0 |  | 0 | 0 | 0 | 0 | 0 | 0 | 0 | 0 | 0 | 0 | 0 | 0 | 0 | 0 | 0 | 0 | 0 | 0 | 0 | 0 | 0 | 0 | 0 | 0 | 0 | 0 | 0 | 0 | 0 | 0 | 0 | 0 | 0 | 0 | 0 | 0 |  | 1 | 1 | 1 | 1 | 1 | 1 | 1 | 1 | 1 | 0
PG&E NGBA | East Nicolaus | 60 | 0 | 0 | 0 | 0 | 0 | 0 | 0 | 0 | 0 | 0 | 0 | 0 | 0 | 0 | 0 | 0 | 0 | 0 | 0 | 0 |  | 0 | 0 | 0 | 0 | 0 | 0 | 0 | 0 | 0 | 0 | 0 | 0 | 0 | 0 | 0 | 0 | 0 | 0 | 0 | 0 | 0 | 0 | 0 | 0 | 0 | 0 | 0 | 0 | 0 | 0 | 0 | 0 | 0 | 0 | 0 | 0 |  | 0 | 0 | 0 | 0 | 0 | 0 | 0 | 0 | 0 | 0 | 0 | 0 | 0 | 0 | 0 | 0 | 0 | 0 | 0 | 0 | 0 | 0 | 0 | 0 | 0 | 0 | 0 | 0 | 0 | 0 | 0 | 0 | 0 | 0 | 0 | 0 |  | 0 | 0 | 0 | 0 | 0 | 0 | 0 | 0 | 0 | 0 | 0 | 0 | 0 | 0 | 0 | 0 | 0 | 0 | 0 | 0 | 0 | 0 | 0 | 0 | 0 | 0 | 0 | 0 | 0 | 0 | 0 | 0 | 0 | 0 | 0 | 0 |  | 0 | 0 | 0 | 0 | 0 | 0 | 0 | 0 | 0 | 0 | 0 | 0 | 0 | 0 | 0 | 0 | 0 | 0 | 0 | 0 | 0 | 0 | 0 | 0 | 0 | 0 | 0 | 0 | 0 | 0 | 0 | 0 | 0 | 0 | 0 | 0 |  | 1 | 1 | 1 | 1 | 1 | 1 | 1 | 1 | 1 | 0
PG&E GBA | Eastshore | 115 | 0 | 0 | 0 | 0 | 0 | 0 | 0 | 0 | 0 | 0 | 0 | 0 | 130 | 0 | 130 | 0 | 90.7 | 90.7 | 0 | 1 |  | 0 | 0 | 0 | 0 | 0 | 0 | 0 | 0 | 0 | 0 | 0 | 0 | 0 | 0 | 0 | 0 | 0 | 0 | 0 | 0 | 0 | 0 | 0 | 0 | 0 | 0 | 0 | 0 | 0 | 2 | 2 | 2 | 2 | 0 | 0 | 1 |  | 0 | 0 | 0 | 0 | 0 | 0 | 0 | 0 | 0 | 0 | 0 | 0 | 0 | 0 | 0 | 0 | 0 | 0 | 0 | 0 | 0 | 0 | 0 | 0 | 0 | 0 | 0 | 0 | 0 | 2 | 2 | 2 | 2 | 0 | 0 | 1 |  | 0 | 0 | 0 | 0 | 0 | 0 | 0 | 0 | 0 | 0 | 0 | 0 | 0 | 0 | 252 | 0 | 0 | 1 | 0 | 0 | 0 | 0 | 0 | 0 | 0 | 0 | 0 | 0 | 0 | 2 | 2 | 2 | -2 | 0 | 0 | 1 |  | 0 | 0 | 0 | 0 | 0 | 0 | 0 | 0 | 0 | 0 | 0 | 0 | 0 | 0 | 252 | 0 | 0 | 1 | 0 | 0 | 0 | 0 | 0 | 0 | 0 | 0 | 0 | 0 | 0 | 2 | 2 | 2 | -2 | 0 | 0 | 1 |  | 1 | 1 | 1 | 1 | 1 | 1 | 5- | 2- | 1 | 1
PG&E GBA | Eastshore | 230 | 0 | 0 | 0 | 0 | 0 | 0 | 0 | 0 | 0 | 0 | 0 | 0 | 245 | 200 | 445 | 0 | 5 | 5 | 0 | 1 |  | 0 | 0 | 0 | 0 | 0 | 0 | 0 | 0 | 0 | 0 | 0 | 0 | 0 | 0 | 0 | 0 | 0 | 0 | 0 | 0 | 0 | 0 | 0 | 0 | 0 | 0 | 0 | 0 | 0 | 2 | 2 | 2 | 2 | 0 | 0 | 1 |  | 0 | 0 | 0 | 0 | 0 | 0 | 0 | 0 | 0 | 0 | 0 | 0 | 0 | 0 | 0 | 0 | 0 | 0 | 0 | 0 | 0 | 0 | 0 | 0 | 0 | 0 | 0 | 0 | 0 | 2 | 2 | 2 | 2 | 0 | 0 | 1 |  | 0 | 0 | 0 | 0 | 0 | 0 | 0 | 0 | 0 | 0 | 0 | 0 | 0 | 0 | 0 | 0 | 0 | 0 | 0 | 0 | 0 | 0 | 0 | 0 | 0 | 0 | 0 | 0 | 0 | 2 | 2 | 2 | 2 | 0 | 0 | 1 |  | 0 | 0 | 0 | 0 | 0 | 0 | 0 | 0 | 0 | 0 | 0 | 0 | 0 | 0 | 0 | 0 | 0 | 0 | 0 | 0 | 0 | 0 | 0 | 0 | 0 | 0 | 0 | 0 | 0 | 2 | 2 | 2 | 2 | 0 | 0 | 1 |  | 1 | 1 | 1 | 1 | 1 | 1 | 5- | 5- | 1 | 1
SDGE | ECO | 138 | 0 | 0 | 0 | 0 | 0 | 0 | 0 | 0 | 0 | 0 | 0 | 0 | 0 | 0 | 0 | 0 | 0 | 0 | 0 | 0 |  | 0 | 0 | 0 | 0 | 0 | 0 | 0 | 0 | 0 | 0 | 0 | 0 | 0 | 0 | 0 | 0 | 0 | 0 | 0 | 0 | 0 | 0 | 0 | 0 | 0 | 0 | 0 | 0 | 0 | 0 | 0 | 0 | 0 | 0 | 0 | 0 |  | 0 | 0 | 0 | 0 | 0 | 0 | 0 | 0 | 0 | 0 | 0 | 0 | 0 | 0 | 0 | 0 | 0 | 0 | 0 | 0 | 0 | 0 | 0 | 0 | 0 | 0 | 0 | 0 | 0 | 0 | 0 | 0 | 0 | 0 | 0 | 0 |  | 0 | 0 | 0 | 0 | 0 | 0 | 0 | 0 | 0 | 0 | 0 | 0 | 0 | 0 | 0 | 0 | 0 | 0 | 0 | 0 | 0 | 0 | 0 | 0 | 0 | 0 | 0 | 0 | 0 | 0 | 0 | 0 | 0 | 0 | 0 | 0 |  | 0 | 0 | 0 | 0 | 0 | 0 | 0 | 0 | 0 | 0 | 0 | 0 | 0 | 0 | 0 | 0 | 0 | 0 | 0 | 0 | 0 | 0 | 0 | 0 | 0 | 0 | 0 | 0 | 0 | 0 | 0 | 0 | 0 | 0 | 0 | 0 |  | 1 | 1 | 1 | 1 | 1 | 1 | 1 | 1 | 1 | 0
SDGE | ECO | 230 | 0 | 0 | 350 | 0 | 350 | 0 | 0 | 0 | 0 | 0 | 0 | 0 | 0 | 0 | 0 | 0 | 0 | 0 | 0 | 1 |  | 0 | 0 | 0 | 0 | 0 | 52.5 | 0 | 0 | 0 | 0 | 0 | 0 | 0 | 0 | 0 | 0 | 0 | 1 | 0 | 0 | 0 | 0 | 2 | 2 | 0 | 0 | 0 | 0 | 0 | 0 | 0 | 0 | 0 | 0 | 0 | 1 |  | 0 | 0 | 0 | 0 | 300 | 352.5 | 0 | 0 | 0 | 0 | 0 | 0 | 0 | 0 | 0 | 0 | 0 | 1 | 0 | 0 | 0 | 0 | 1 | 0 | 0 | 0 | 0 | 0 | 0 | 0 | 0 | 0 | 0 | 0 | 0 | 1 |  | 0 | 0 | 0 | 0 | 300 | 352.5 | 0 | 0 | 0 | 0 | 0 | 0 | 0 | 0 | 0 | 0 | 0 | 1 | 0 | 0 | 0 | 0 | 1 | 0 | 0 | 0 | 0 | 0 | 0 | 0 | 0 | 0 | 0 | 0 | 0 | 1 |  | 0 | 0 | 0 | 0 | 300 | 352.5 | 0 | 0 | 0 | 0 | 0 | 0 | 0 | 0 | 0 | 0 | 0 | 1 | 0 | 0 | 0 | 0 | 1 | 0 | 0 | 0 | 0 | 0 | 0 | 0 | 0 | 0 | 0 | 0 | 0 | 1 |  | 1 | 1 | 1 | 1 | 1 | 1 | 1 | 1 | 1 | 0
SDGE | ECO | 500 | 0 | 0 | 1300 | 0 | 1300 | 0 | 0 | 0 | 0 | 0 | 0 | 0 | 0 | 0 | 0 | 0 | 0 | 0 | 0 | 1 |  | 0 | 0 | 0 | 0 | 0 | 1001 | 0 | 0 | 0 | 0 | 0 | 0 | 0 | 0 | 0 | 0 | 0 | 1 | 0 | 0 | 0 | 0 | 2 | 1 | 0 | 0 | 0 | 0 | 0 | 0 | 0 | 0 | 0 | 0 | 0 | 1 |  | 0 | 0 | 0 | 0 | 0 | 0 | 0 | 0 | 0 | 0 | 0 | 0 | 0 | 0 | 0 | 0 | 0 | 0 | 0 | 0 | 0 | 0 | 2 | 2 | 0 | 0 | 0 | 0 | 0 | 0 | 0 | 0 | 0 | 0 | 0 | 1 |  | 0 | 0 | 0 | 0 | 0 | 1001 | 0 | 0 | 0 | 0 | 0 | 0 | 0 | 0 | 0 | 0 | 0 | 1 | 0 | 0 | 0 | 0 | 2 | 1 | 0 | 0 | 0 | 0 | 0 | 0 | 0 | 0 | 0 | 0 | 0 | 1 |  | 0 | 0 | 0 | 0 | 0 | 1001 | 0 | 0 | 0 | 0 | 0 | 0 | 0 | 0 | 0 | 0 | 0 | 1 | 0 | 0 | 0 | 0 | 2 | 1 | 0 | 0 | 0 | 0 | 0 | 0 | 0 | 0 | 0 | 0 | 0 | 1 |  | 1 | 1 | 4- | 1 | 1 | 1 | 1 | 1 | 1 | 1
PG&E GBA | Edenvale | 115 | 0 | 0 | 0 | 0 | 0 | 0 | 0 | 0 | 0 | 0 | 0 | 0 | 0 | 0 | 0 | 0 | 0 | 0 | 0 | 0 |  | 0 | 0 | 0 | 0 | 0 | 0 | 0 | 0 | 0 | 0 | 0 | 0 | 0 | 0 | 0 | 0 | 0 | 0 | 0 | 0 | 0 | 0 | 0 | 0 | 0 | 0 | 0 | 0 | 0 | 0 | 0 | 0 | 0 | 0 | 0 | 0 |  | 0 | 0 | 0 | 0 | 0 | 0 | 0 | 0 | 0 | 0 | 0 | 0 | 2.724 | 0 | 2.724 | 0 | 0 | 1 | 0 | 0 | 0 | 0 | 0 | 0 | 0 | 0 | 0 | 0 | 0 | 0 | 0 | 0 | 0 | 0 | 0 | 0 |  | 0 | 0 | 0 | 0 | 0 | 0 | 0 | 0 | 0 | 0 | 0 | 0 | 2.724 | 0 | 2.724 | 0 | 0 | 1 | 0 | 0 | 0 | 0 | 0 | 0 | 0 | 0 | 0 | 0 | 0 | 0 | -2 | 0 | 0 | 0 | 0 | 1 |  | 0 | 0 | 0 | 0 | 0 | 0 | 0 | 0 | 0 | 0 | 0 | 0 | 2.724 | 0 | 2.724 | 0 | 0 | 1 | 0 | 0 | 0 | 0 | 0 | 0 | 0 | 0 | 0 | 0 | 0 | 0 | 0 | 0 | 0 | 0 | 0 | 0 |  | 1 | 1 | 1 | 1 | 1 | 1 | 2+ | 1 | 1 | 1
PG&E GBA | Edes | 115 | 0 | 0 | 0 | 0 | 0 | 0 | 0 | 0 | 0 | 0 | 0 | 0 | 0 | 0 | 0 | 0 | 0 | 0 | 0 | 0 |  | 0 | 0 | 0 | 0 | 0 | 0 | 0 | 0 | 0 | 0 | 0 | 0 | 0 | 0 | 0 | 0 | 0 | 0 | 0 | 0 | 0 | 0 | 0 | 0 | 0 | 0 | 0 | 0 | 0 | 0 | 0 | 0 | 0 | 0 | 0 | 0 |  | 0 | 0 | 0 | 0 | 0 | 0 | 0 | 0 | 0 | 0 | 0 | 0 | 1.731 | 0 | 1.13 | 0 | 0 | 1 | 0 | 0 | 0 | 0 | 0 | 0 | 0 | 0 | 0 | 0 | 0 | 0 | 0 | 0 | 0 | 0 | 0 | 0 |  | 0 | 0 | 0 | 0 | 0 | 0 | 0 | 0 | 0 | 0 | 0 | 0 | 1.731 | 0 | 1.13 | 0 | 0 | 1 | 0 | 0 | 0 | 0 | 0 | 0 | 0 | 0 | 0 | 0 | 0 | 0 | -2 | 0 | 0 | 0 | 0 | 1 |  | 0 | 0 | 0 | 0 | 0 | 0 | 0 | 0 | 0 | 0 | 0 | 0 | 5.585 | 0 | 1.13 | 0 | 0 | 1 | 0 | 0 | 0 | 0 | 0 | 0 | 0 | 0 | 0 | 0 | 0 | 0 | -2 | 0 | 0 | 0 | 0 | 1 |  | 1 | 1 | 1 | 1 | 1 | 1 | 2+ | 1 | 1 | 1
PG&E GBA | Eight Mile | 230 | 0 | 0 | 0 | 0 | 0 | 0 | 0 | 0 | 0 | 0 | 0 | 0 | 0 | 0 | 0 | 0 | 0 | 0 | 0 | 0 |  | 0 | 0 | 0 | 0 | 0 | 0 | 0 | 0 | 0 | 0 | 0 | 0 | 0 | 0 | 0 | 0 | 0 | 0 | 0 | 0 | 0 | 0 | 0 | 0 | 0 | 0 | 0 | 0 | 0 | 0 | 0 | 0 | 0 | 0 | 0 | 0 |  | 0 | 0 | 0 | 0 | 0 | 0 | 0 | 0 | 0 | 0 | 0 | 0 | 0 | 0 | 0 | 0 | 0 | 0 | 0 | 0 | 0 | 0 | 0 | 0 | 0 | 0 | 0 | 0 | 0 | 0 | 0 | 0 | 0 | 0 | 0 | 0 |  | 0 | 0 | 0 | 0 | 0 | 0 | 0 | 0 | 0 | 0 | 0 | 0 | 0 | 0 | 0 | 0 | 0 | 0 | 0 | 0 | 0 | 0 | 0 | 0 | 0 | 0 | 0 | 0 | 0 | 0 | 0 | 0 | 0 | 0 | 0 | 0 |  | 0 | 0 | 0 | 0 | 0 | 0 | 0 | 0 | 0 | 0 | 0 | 0 | 2 | 0 | 0 | 0 | 0 | 1 | 0 | 0 | 0 | 0 | 0 | 0 | 0 | 0 | 0 | 0 | 0 | 0 | 0 | 0 | 0 | 0 | 0 | 0 |  | 1 | 1 | 1 | 1 | 1 | 1 | 1 | 1 | 1 | 0
SDGE | El Cajon | 69 | 0 | 0 | 0 | 0 | 0 | 0 | 0 | 0 | 0 | 0 | 0 | 0 | 0 | 0 | 0 | 0 | 0 | 0 | 0 | 0 |  | 0 | 0 | 0 | 0 | 0 | 0 | 0 | 0 | 0 | 0 | 0 | 0 | 0 | 0 | 0.774 | 0 | 0 | 1 | 0 | 0 | 0 | 0 | 0 | 0 | 0 | 0 | 0 | 0 | 0 | 0 | 0 | 0 | -2 | 0 | 0 | 1 |  | 0 | 0 | 0 | 0 | 0 | 0 | 0 | 0 | 0 | 0 | 0 | 0 | 0 | 50 | 50 | 0 | 0 | 1 | 0 | 0 | 0 | 0 | 0 | 0 | 0 | 0 | 0 | 0 | 0 | 0 | 0 | -2 | -2 | 0 | 0 | 1 |  | 0 | 0 | 0 | 0 | 0 | 0 | 0 | 0 | 0 | 0 | 0 | 0 | 0 | 50 | 50 | 0 | 0 | 1 | 0 | 0 | 0 | 0 | 0 | 0 | 0 | 0 | 0 | 0 | 0 | 0 | 0 | -2 | -2 | 0 | 0 | 1 |  | 0 | 0 | 0 | 0 | 0 | 0 | 0 | 0 | 0 | 0 | 1.1 | 0 | 0 | 50 | 50 | 0 | 0 | 1 | 0 | 0 | 0 | 0 | 0 | 0 | 0 | 0 | 0 | 0 | -2 | 0 | 0 | -2 | -2 | 0 | 0 | 1 |  | 1 | 1 | 1 | 1 | 1 | 1+ | 1 | 4+ | 1 | 1
SCE Eastern | El Casco | 230 | 0 | 0 | 0 | 0 | 0 | 0 | 0 | 0 | 0 | 0 | 0 | 0 | 0 | 0 | 0 | 0 | 0 | 0 | 0 | 0 |  | 0 | 0 | 0 | 0 | 0 | 0 | 0 | 0 | 0 | 0 | 0 | 0 | 0 | 0 | 0 | 0 | 0 | 0 | 0 | 0 | 0 | 0 | 0 | 0 | 0 | 0 | 0 | 0 | 0 | 0 | 0 | 0 | 0 | 0 | 0 | 0 |  | 0 | 0 | 0 | 0 | 0 | 0 | 0 | 0 | 0 | 0 | 0 | 0 | 0 | 0 | 116.6 | 0 | 0 | 1 | 0 | 0 | 0 | 0 | 0 | 0 | 0 | 0 | 0 | 0 | 0 | 0 | 0 | 0 | -2 | 0 | 0 | 1 |  | 0 | 0 | 0 | 0 | 0 | 0 | 0 | 0 | 0 | 0 | 0 | 0 | 0 | 0 | 116.6 | 0 | 0 | 1 | 0 | 0 | 0 | 0 | 0 | 0 | 0 | 0 | 0 | 0 | 0 | 0 | 0 | 0 | -2 | 0 | 0 | 1 |  | 0 | 0 | 0 | 0 | 0 | 0 | 0 | 0 | 0 | 0 | 0 | 0 | 0 | 0 | 311.6 | 0 | 0 | 1 | 0 | 0 | 0 | 0 | 0 | 0 | 0 | 0 | 0 | 0 | 0 | 0 | 0 | 0 | -2 | 0 | 0 | 1 |  | 1 | 1 | 1 | 1 | 1 | 1 | 1 | 4+ | 1 | 1
PG&E GBA | El Cerrito G | 115 | 0 | 0 | 0 | 0 | 0 | 0 | 0 | 0 | 0 | 0 | 0 | 0 | 0 | 0 | 0 | 0 | 0 | 0 | 0 | 0 |  | 0 | 0 | 0 | 0 | 0 | 0 | 0 | 0 | 0 | 0 | 0 | 0 | 0 | 0 | 0 | 0 | 0 | 0 | 0 | 0 | 0 | 0 | 0 | 0 | 0 | 0 | 0 | 0 | 0 | 0 | 0 | 0 | 0 | 0 | 0 | 0 |  | 0 | 0 | 0 | 0 | 0 | 0 | 0 | 0 | 0 | 0 | 0 | 0 | 6.065 | 0 | 0 | 0 | 0 | 1 | 0 | 0 | 0 | 0 | 0 | 0 | 0 | 0 | 0 | 0 | 0 | 0 | -2 | 0 | 0 | 0 | 0 | 1 |  | 0 | 0 | 0 | 0 | 0 | 0 | 0 | 0 | 0 | 0 | 0 | 0 | 6.065 | 0 | 0 | 0 | 0 | 1 | 0 | 0 | 0 | 0 | 0 | 0 | 0 | 0 | 0 | 0 | 0 | 0 | -1 | 0 | 0 | 0 | 0 | 1 |  | 0 | 0 | 0 | 0 | 0 | 0 | 0 | 0 | 0 | 0 | 0 | 0 | 6.065 | 0 | 0 | 0 | 0 | 1 | 0 | 0 | 0 | 0 | 0 | 0 | 0 | 0 | 0 | 0 | 0 | 0 | -2 | 0 | 0 | 0 | 0 | 1 |  | 1 | 1 | 1 | 1 | 1 | 1 | 4+ | 1 | 1 | 1
PG&E NGBA | El Dorado PH | 115 | 0 | 0 | 0 | 0 | 0 | 0 | 0 | 0 | 0 | 0 | 0 | 0 | 0 | 0 | 0 | 0 | 0 | 0 | 0 | 0 |  | 0 | 0 | 0 | 0 | 0 | 0 | 0 | 0 | 0 | 0 | 0 | 0 | 0 | 0 | 0 | 0 | 0 | 0 | 0 | 0 | 0 | 0 | 0 | 0 | 0 | 0 | 0 | 0 | 0 | 0 | 0 | 0 | 0 | 0 | 0 | 0 |  | 0 | 0 | 0 | 0 | 0 | 0 | 0 | 0 | 0 | 0 | 0 | 0 | 0 | 0 | 5.187 | 0 | 0 | 1 | 0 | 0 | 0 | 0 | 0 | 0 | 0 | 0 | 0 | 0 | 0 | 0 | 0 | 0 | -2 | 0 | 0 | 1 |  | 0 | 0 | 0 | 0 | 0 | 0 | 0 | 0 | 0 | 0 | 0 | 0 | 0 | 0 | 5.187 | 0 | 0 | 1 | 0 | 0 | 0 | 0 | 0 | 0 | 0 | 0 | 0 | 0 | 0 | 0 | 0 | 0 | -2 | 0 | 0 | 1 |  | 0 | 0 | 0 | 0 | 0 | 0 | 0 | 0 | 0 | 0 | 0 | 0 | 0 | 0 | 5.187 | 0 | 0 | 1 | 0 | 0 | 0 | 0 | 0 | 0 | 0 | 0 | 0 | 0 | 0 | 0 | 0 | 0 | -2 | 0 | 0 | 1 |  | 1 | 1 | 1 | 1 | 1 | 1 | 1 | 4+ | 1 | 1
PG&E FRESNO | El Nido (PGE) | 115 | 0 | 0 | 0 | 0 | 0 | 0 | 0 | 0 | 0 | 0 | 0 | 0 | 0 | 0 | 0 | 0 | 0 | 0 | 0 | 0 |  | 0 | 0 | 0 | 0 | 0 | 0 | 0 | 0 | 0 | 0 | 0 | 0 | 0 | 0 | 0 | 0 | 0 | 0 | 0 | 0 | 0 | 0 | 0 | 0 | 0 | 0 | 0 | 0 | 0 | 0 | 0 | 0 | 0 | 0 | 0 | 0 |  | 0 | 0 | 0 | 0 | 0 | 0 | 0 | 0 | 0 | 0 | 0 | 0 | 0 | 200 | 203.699 | 0 | 0 | 1 | 0 | 0 | 0 | 0 | 0 | 0 | 0 | 0 | 0 | 0 | 0 | 0 | 0 | -2 | -2 | 0 | 0 | 1 |  | 0 | 0 | 0 | 0 | 0 | 0 | 0 | 0 | 0 | 0 | 0 | 0 | 0 | 200 | 203.699 | 0 | 0 | 1 | 0 | 0 | 0 | 0 | 0 | 0 | 0 | 0 | 0 | 0 | 0 | 0 | 0 | -2 | -2 | 0 | 0 | 1 |  | 0 | 0 | 0 | 0 | 0 | 0 | 0 | 0 | 0 | 0 | 0 | 0 | 0 | 200 | 203.699 | 0 | 0 | 1 | 0 | 0 | 0 | 0 | 0 | 0 | 0 | 0 | 0 | 0 | 0 | 0 | 0 | -2 | -2 | 0 | 0 | 1 |  | 1 | 1 | 1 | 1 | 1 | 1 | 1 | 4+ | 1 | 1
SCE Metro | El Nido (SCE) | 230 | 0 | 0 | 0 | 0 | 0 | 0 | 0 | 0 | 0 | 0 | 0 | 0 | 0 | 0 | 0 | 0 | 400 | 400 | 0 | 1 |  | 0 | 0 | 0 | 0 | 0 | 0 | 0 | 0 | 0 | 0 | 0 | 0 | 0 | 0 | 0 | 0 | 0 | 0 | 0 | 0 | 0 | 0 | 0 | 0 | 0 | 0 | 0 | 0 | 0 | 0 | 0 | 2 | 2 | 0 | 0 | 1 |  | 0 | 0 | 0 | 0 | 0 | 0 | 0 | 0 | 0 | 0 | 0 | 0 | 0 | 0 | 0 | 0 | 0 | 0 | 0 | 0 | 0 | 0 | 0 | 0 | 0 | 0 | 0 | 0 | 0 | 0 | 0 | 2 | 2 | 0 | 0 | 1 |  | 0 | 0 | 0 | 0 | 0 | 0 | 0 | 0 | 0 | 0 | 0 | 0 | 0 | 0 | 405.6634 | 0 | 0 | 1 | 0 | 0 | 0 | 0 | 0 | 0 | 0 | 0 | 0 | 0 | 0 | 0 | 0 | 2 | 0 | 0 | 0 | 1 |  | 0 | 0 | 0 | 0 | 0 | 0 | 0 | 0 | 0 | 0 | 0 | 0 | 0 | 0 | 405.6634 | 0 | 0 | 1 | 0 | 0 | 0 | 0 | 0 | 0 | 0 | 0 | 0 | 0 | 0 | 0 | 0 | 2 | 0 | 0 | 0 | 1 |  | 1 | 1 | 1 | 1 | 1 | 1 | 1 | 2- | 1 | 1
PG&E GBA | El Patio | 115 | 0 | 0 | 0 | 0 | 0 | 0 | 0 | 0 | 0 | 0 | 0 | 0 | 0 | 0 | 0 | 0 | 0 | 0 | 0 | 0 |  | 0 | 0 | 0 | 0 | 0 | 0 | 0 | 0 | 0 | 0 | 0 | 0 | 0 | 0 | 0 | 0 | 0 | 0 | 0 | 0 | 0 | 0 | 0 | 0 | 0 | 0 | 0 | 0 | 0 | 0 | 0 | 0 | 0 | 0 | 0 | 0 |  | 0 | 0 | 0 | 0 | 0 | 0 | 0 | 0 | 0 | 0 | 0 | 0 | 1.208 | 0 | 0.979 | 0 | 0 | 1 | 0 | 0 | 0 | 0 | 0 | 0 | 0 | 0 | 0 | 0 | 0 | 0 | 0 | 0 | 0 | 0 | 0 | 0 |  | 0 | 0 | 0 | 0 | 0 | 0 | 0 | 0 | 0 | 0 | 0 | 0 | 1.208 | 0 | 0.979 | 0 | 0 | 1 | 0 | 0 | 0 | 0 | 0 | 0 | 0 | 0 | 0 | 0 | 0 | 0 | -2 | 0 | 0 | 0 | 0 | 1 |  | 0 | 0 | 0 | 0 | 0 | 0 | 0 | 0 | 0 | 0 | 0 | 0 | 1.208 | 0 | 0.979 | 0 | 0 | 1 | 0 | 0 | 0 | 0 | 0 | 0 | 0 | 0 | 0 | 0 | 0 | 0 | 0 | 0 | 0 | 0 | 0 | 0 |  | 1 | 1 | 1 | 1 | 1 | 1 | 2+ | 1 | 1 | 1
SCE Metro | El Segundo | 230 | 0 | 0 | 0 | 0 | 0 | 0 | 0 | 0 | 0 | 0 | 0 | 0 | 0 | 0 | 0 | 0 | 0 | 0 | 0 | 0 |  | 0 | 0 | 0 | 0 | 0 | 0 | 0 | 0 | 0 | 0 | 0 | 0 | 0 | 0 | 0 | 0 | 0 | 0 | 0 | 0 | 0 | 0 | 0 | 0 | 0 | 0 | 0 | 0 | 0 | 0 | 0 | 0 | 0 | 0 | 0 | 0 |  | 0 | 0 | 0 | 0 | 0 | 0 | 0 | 0 | 0 | 0 | 0 | 0 | 0 | 0 | 0 | 0 | 0 | 0 | 0 | 0 | 0 | 0 | 0 | 0 | 0 | 0 | 0 | 0 | 0 | 0 | 0 | 0 | 0 | 0 | 0 | 0 |  | 0 | 0 | 0 | 0 | 0 | 0 | 0 | 0 | 0 | 0 | 0 | 0 | 0 | 0 | 0 | 0 | 0 | 0 | 0 | 0 | 0 | 0 | 0 | 0 | 0 | 0 | 0 | 0 | 0 | 0 | 0 | 0 | 0 | 0 | 0 | 0 |  | 0 | 0 | 0 | 0 | 0 | 0 | 0 | 0 | 0 | 0 | 0 | 0 | 0 | 0 | 0 | 0 | 0 | 0 | 0 | 0 | 0 | 0 | 0 | 0 | 0 | 0 | 0 | 0 | 0 | 0 | 0 | 0 | 0 | 0 | 0 | 0 |  | 1 | 1 | 1 | 1 | 1 | 1 | 1 | 1 | 1 | 0
EOP | Eldorado | 230 | 185.8 | 0 | 0 | 0 | 0 | 0 | 0 | 0 | 0 | 0 | 0 | 0 | 0 | 0 | 0 | 0 | 150 | 150 | 0 | 1 |  | 0 | 0 | 0 | 0 | 0 | 0 | 0 | 0 | 0 | 0 | 0 | 0 | 0 | 250 | 256.29 | 0 | 0 | 1 | 2 | 2 | 0 | 0 | 0 | 0 | 0 | 0 | 0 | 0 | 0 | 0 | 0 | -2 | -2 | 0 | 0 | 1 |  | 0 | 0 | 0 | 0 | 0 | 0 | 0 | 0 | 0 | 0 | 0 | 0 | 0 | 250 | 277.29 | 0 | 0 | 1 | 2 | 2 | 0 | 0 | 0 | 0 | 0 | 0 | 0 | 0 | 0 | 0 | 0 | -2 | -2 | 0 | 0 | 1 |  | 0 | 0 | 0 | 0 | 0 | 0 | 0 | 0 | 0 | 0 | 0 | 0 | 0 | 250 | 533.58 | 0 | 0 | 1 | 2 | 2 | 0 | 0 | 0 | 0 | 0 | 0 | 0 | 0 | 0 | 0 | 0 | -2 | -2 | 0 | 0 | 1 |  | 0 | 0 | 0 | 0 | 0 | 0 | 0 | 0 | 0 | 0 | 0 | 0 | 0 | 250 | 533.58 | 0 | 0 | 1 | 2 | 2 | 0 | 0 | 0 | 0 | 0 | 0 | 0 | 0 | 0 | 0 | 0 | -2 | -2 | 0 | 0 | 1 |  | 5- | 1 | 1 | 1 | 1 | 1 | 1 | 4+ | 1 | 1
EOP | Eldorado | 500 | 148 | 0 | 0 | 0 | 0 | 4500 | 0 | 4500 | 0 | 0 | 0 | 0 | 600 | 0 | 600 | 0 | 0 | 0 | 560 | 1 |  | 0 | 0 | 0 | 0 | 0 | 0 | 0 | 0 | 0 | 0 | 0 | 0 | 0 | 0 | 0 | 0 | 0 | 0 | 2 | 2 | 0 | 0 | 0 | 0 | 2 | 2 | 0 | 0 | 0 | 2 | 2 | 0 | 0 | 2 | 2 | 1 |  | 0 | 0 | 0 | 0 | 0 | 0 | 0 | 0 | 0 | 0 | 0 | 0 | 0 | 0 | 0 | 0 | 0 | 0 | 2 | 2 | 0 | 0 | 0 | 0 | 2 | 2 | 0 | 0 | 0 | 2 | 2 | 0 | 0 | 2 | 2 | 1 |  | 0 | 0 | 0 | 0 | 0 | 0 | 0 | 0 | 0 | 0 | 0 | 0 | 0 | 0 | 0 | 0 | 0 | 0 | 2 | 2 | 0 | 0 | 0 | 0 | 2 | 2 | 0 | 0 | 0 | 2 | 2 | 0 | 0 | 2 | 2 | 1 |  | 0 | 0 | 0 | 0 | 0 | 0 | 0 | 0 | 0 | 0 | 0 | 0 | 0 | 0 | 0 | 0 | 0 | 0 | 2 | 2 | 0 | 0 | 0 | 0 | 2 | 2 | 0 | 0 | 0 | 2 | 2 | 0 | 0 | 2 | 2 | 1 |  | 5- | 1 | 1 | 5- | 1 | 1 | 5- | 1 | 5- | 1
SCE Northern | Elizabeth Lake | 66 | 0 | 0 | 0 | 0 | 0 | 0 | 0 | 0 | 0 | 0 | 0 | 0 | 0 | 0 | 0 | 0 | 0 | 0 | 0 | 0 |  | 0 | 0 | 0 | 0 | 0 | 0 | 0 | 0 | 0 | 0 | 0 | 0 | 0 | 0 | 0 | 0 | 0 | 0 | 0 | 0 | 0 | 0 | 0 | 0 | 0 | 0 | 0 | 0 | 0 | 0 | 0 | 0 | 0 | 0 | 0 | 0 |  | 0 | 0 | 0 | 0 | 0 | 0 | 0 | 0 | 0 | 0 | 0 | 0 | 0 | 0 | 0 | 0 | 0 | 0 | 0 | 0 | 0 | 0 | 0 | 0 | 0 | 0 | 0 | 0 | 0 | 0 | 0 | 0 | 0 | 0 | 0 | 0 |  | 0 | 0 | 0 | 0 | 0 | 0 | 0 | 0 | 0 | 0 | 0 | 0 | 0 | 0 | 0 | 0 | 0 | 0 | 0 | 0 | 0 | 0 | 0 | 0 | 0 | 0 | 0 | 0 | 0 | 0 | 0 | 0 | 0 | 0 | 0 | 0 |  | 0 | 0 | 0 | 0 | 0 | 0 | 0 | 0 | 0 | 0 | 0 | 0 | 0 | 0 | 0 | 0 | 0 | 0 | 0 | 0 | 0 | 0 | 0 | 0 | 0 | 0 | 0 | 0 | 0 | 0 | 0 | 0 | 0 | 0 | 0 | 0 |  | 1 | 1 | 1 | 1 | 1 | 1 | 1 | 1 | 1 | 0
PG&E KERN | Elk Hills | 230 | 0 | 0 | 0 | 0 | 0 | 0 | 0 | 0 | 0 | 0 | 0 | 0 | 0 | 0 | 0 | 0 | 0 | 0 | 0 | 0 |  | 0 | 0 | 0 | 0 | 0 | 0 | 0 | 0 | 0 | 0 | 0 | 0 | 0 | 0 | 0 | 0 | 0 | 0 | 0 | 0 | 0 | 0 | 0 | 0 | 0 | 0 | 0 | 0 | 0 | 0 | 0 | 0 | 0 | 0 | 0 | 0 |  | 0 | 0 | 0 | 0 | 0 | 0 | 0 | 0 | 0 | 0 | 0 | 0 | 5.4171 | 0 | 0 | 0 | 0 | 1 | 0 | 0 | 0 | 0 | 0 | 0 | 0 | 0 | 0 | 0 | 0 | 0 | -2 | 0 | 0 | 0 | 0 | 1 |  | 0 | 0 | 0 | 0 | 0 | 0 | 0 | 0 | 0 | 0 | 0 | 0 | 5.4171 | 0 | 0 | 0 | 0 | 1 | 0 | 0 | 0 | 0 | 0 | 0 | 0 | 0 | 0 | 0 | 0 | 0 | -1 | 0 | 0 | 0 | 0 | 1 |  | 0 | 0 | 0 | 0 | 0 | 0 | 0 | 0 | 0 | 0 | 0 | 0 | 5.4171 | 0 | 0 | 0 | 0 | 1 | 0 | 0 | 0 | 0 | 0 | 0 | 0 | 0 | 0 | 0 | 0 | 0 | -2 | 0 | 0 | 0 | 0 | 1 |  | 1 | 1 | 1 | 1 | 1 | 1 | 4+ | 1 | 1 | 1
SDGE | Elliot | 69 | 0 | 0 | 0 | 0 | 0 | 0 | 0 | 0 | 0 | 0 | 0 | 0 | 0 | 0 | 0 | 0 | 0 | 0 | 0 | 0 |  | 0 | 0 | 0 | 0 | 0 | 0 | 0 | 0 | 0 | 0 | 0 | 0 | 0 | 0 | 0 | 0 | 0 | 0 | 0 | 0 | 0 | 0 | 0 | 0 | 0 | 0 | 0 | 0 | 0 | 0 | 0 | 0 | 0 | 0 | 0 | 0 |  | 0 | 0 | 0 | 0 | 0 | 0 | 0 | 0 | 0 | 0 | 0 | 0 | 0 | 0 | 0 | 0 | 0 | 0 | 0 | 0 | 0 | 0 | 0 | 0 | 0 | 0 | 0 | 0 | 0 | 0 | 0 | 0 | 0 | 0 | 0 | 0 |  | 0 | 0 | 0 | 0 | 0 | 0 | 0 | 0 | 0 | 0 | 0 | 0 | 0 | 0 | 0 | 0 | 0 | 0 | 0 | 0 | 0 | 0 | 0 | 0 | 0 | 0 | 0 | 0 | 0 | 0 | 0 | 0 | 0 | 0 | 0 | 0 |  | 0 | 0 | 0 | 0 | 0 | 0 | 0 | 0 | 0 | 0 | 0 | 0 | 0 | 0 | 0 | 0 | 0 | 0 | 0 | 0 | 0 | 0 | 0 | 0 | 0 | 0 | 0 | 0 | 0 | 0 | 0 | 0 | 0 | 0 | 0 | 0 |  | 1 | 1 | 1 | 1 | 1 | 1 | 1 | 1 | 1 | 0
SCE Metro | Ellis | 230 | 0 | 0 | 0 | 0 | 0 | 0 | 0 | 0 | 0 | 0 | 0 | 0 | 0 | 0 | 0 | 0 | 0 | 0 | 0 | 0 |  | 0 | 0 | 0 | 0 | 0 | 0 | 0 | 0 | 0 | 0 | 0 | 0 | 0 | 0 | 0 | 0 | 0 | 0 | 0 | 0 | 0 | 0 | 0 | 0 | 0 | 0 | 0 | 0 | 0 | 0 | 0 | 0 | 0 | 0 | 0 | 0 |  | 0 | 0 | 0 | 0 | 0 | 0 | 0 | 0 | 0 | 0 | 0 | 0 | 0 | 0 | 0 | 0 | 0 | 0 | 0 | 0 | 0 | 0 | 0 | 0 | 0 | 0 | 0 | 0 | 0 | 0 | 0 | 0 | 0 | 0 | 0 | 0 |  | 0 | 0 | 0 | 0 | 0 | 0 | 0 | 0 | 0 | 0 | 0 | 0 | 0 | 0 | 0 | 0 | 0 | 0 | 0 | 0 | 0 | 0 | 0 | 0 | 0 | 0 | 0 | 0 | 0 | 0 | 0 | 0 | 0 | 0 | 0 | 0 |  | 0 | 0 | 0 | 0 | 0 | 0 | 0 | 0 | 0 | 0 | 0 | 0 | 0 | 0 | 88.63 | 0 | 0 | 1 | 0 | 0 | 0 | 0 | 0 | 0 | 0 | 0 | 0 | 0 | 0 | 0 | 0 | 0 | -2 | 0 | 0 | 1 |  | 1 | 1 | 1 | 1 | 1 | 1 | 1 | 1+ | 1 | 1
SDGE | Encina | 138 | 0 | 0 | 0 | 0 | 0 | 0 | 0 | 0 | 0 | 0 | 0 | 0 | 0 | 0 | 0 | 0 | 0 | 0 | 0 | 0 |  | 0 | 0 | 0 | 0 | 0 | 0 | 0 | 0 | 0 | 0 | 0 | 0 | 0 | 0 | 0 | 0 | 0 | 0 | 0 | 0 | 0 | 0 | 0 | 0 | 0 | 0 | 0 | 0 | 0 | 0 | 0 | 0 | 0 | 0 | 0 | 0 |  | 0 | 0 | 0 | 0 | 0 | 0 | 0 | 0 | 0 | 0 | 0 | 0 | 0 | 0 | 0 | 0 | 0 | 0 | 0 | 0 | 0 | 0 | 0 | 0 | 0 | 0 | 0 | 0 | 0 | 0 | 0 | 0 | 0 | 0 | 0 | 0 |  | 0 | 0 | 0 | 0 | 0 | 0 | 0 | 0 | 0 | 0 | 0 | 0 | 0 | 0 | 304.3999 | 0 | 0 | 1 | 0 | 0 | 0 | 0 | 0 | 0 | 0 | 0 | 0 | 0 | 0 | 0 | 0 | 0 | -2 | 0 | 0 | 1 |  | 0 | 0 | 0 | 0 | 0 | 0 | 0 | 0 | 0 | 0 | 0 | 0 | 0 | 0 | 304.3999 | 0 | 0 | 1 | 0 | 0 | 0 | 0 | 0 | 0 | 0 | 0 | 0 | 0 | 0 | 0 | 0 | 0 | -2 | 0 | 0 | 1 |  | 1 | 1 | 1 | 1 | 1 | 1 | 1 | 2+ | 1 | 1
SDGE | Encina | 230 | 0 | 0 | 0 | 0 | 0 | 0 | 0 | 0 | 0 | 0 | 0 | 0 | 20 | 0 | 20 | 0 | 0 | 0 | 0 | 1 |  | 0 | 0 | 0 | 0 | 0 | 0 | 0 | 0 | 0 | 0 | 0 | 0 | 0 | 0 | 0 | 0 | 0 | 0 | 0 | 0 | 0 | 0 | 0 | 0 | 0 | 0 | 0 | 0 | 0 | 2 | 2 | 0 | 0 | 0 | 0 | 1 |  | 0 | 0 | 0 | 0 | 0 | 0 | 0 | 0 | 0 | 0 | 0 | 0 | 0 | 0 | 0 | 0 | 0 | 0 | 0 | 0 | 0 | 0 | 0 | 0 | 0 | 0 | 0 | 0 | 0 | 2 | 2 | 0 | 0 | 0 | 0 | 1 |  | 0 | 0 | 0 | 0 | 0 | 0 | 0 | 0 | 0 | 0 | 0 | 0 | 0 | 0 | 0 | 0 | 0 | 0 | 0 | 0 | 0 | 0 | 0 | 0 | 0 | 0 | 0 | 0 | 0 | 2 | 2 | 0 | 0 | 0 | 0 | 1 |  | 0 | 0 | 0 | 0 | 0 | 0 | 0 | 0 | 0 | 0 | 0 | 0 | 0 | 0 | 0 | 0 | 0 | 0 | 0 | 0 | 0 | 0 | 0 | 0 | 0 | 0 | 0 | 0 | 0 | 2 | 2 | 0 | 0 | 0 | 0 | 1 |  | 1 | 1 | 1 | 1 | 1 | 1 | 5- | 1 | 1 | 1
SDGE | Escondido | 230 | 0 | 0 | 0 | 0 | 0 | 0 | 0 | 0 | 0 | 0 | 0 | 0 | 0 | 0 | 0 | 0 | 0 | 0 | 0 | 0 |  | 0 | 0 | 0 | 0 | 0 | 0 | 0 | 0 | 0 | 0 | 0 | 0 | 0 | 0 | 0 | 0 | 0 | 0 | 0 | 0 | 0 | 0 | 0 | 0 | 0 | 0 | 0 | 0 | 0 | 0 | 0 | 0 | 0 | 0 | 0 | 0 |  | 0 | 0 | 0 | 0 | 0 | 0 | 0 | 0 | 0 | 0 | 0 | 0 | 0 | 0 | 0 | 0 | 0 | 0 | 0 | 0 | 0 | 0 | 0 | 0 | 0 | 0 | 0 | 0 | 0 | 0 | 0 | 0 | 0 | 0 | 0 | 0 |  | 0 | 0 | 0 | 0 | 0 | 0 | 0 | 0 | 0 | 0 | 0 | 0 | 0 | 320 | 407 | 0 | 0 | 1 | 0 | 0 | 0 | 0 | 0 | 0 | 0 | 0 | 0 | 0 | 0 | 0 | 0 | -2 | -2 | 0 | 0 | 1 |  | 0 | 0 | 0 | 0 | 0 | 0 | 0 | 0 | 0 | 0 | 0 | 0 | 0 | 320 | 407 | 0 | 0 | 1 | 0 | 0 | 0 | 0 | 0 | 0 | 0 | 0 | 0 | 0 | 0 | 0 | 0 | -2 | -2 | 0 | 0 | 1 |  | 1 | 1 | 1 | 1 | 1 | 1 | 1 | 4+ | 1 | 1
SDGE | Escondido | 69 | 0 | 0 | 0 | 0 | 0 | 0 | 0 | 0 | 0 | 0 | 0 | 0 | 0 | 0 | 0 | 0 | 0 | 0 | 0 | 0 |  | 0 | 0 | 0 | 0 | 0 | 0 | 0 | 0 | 0 | 0 | 0 | 0 | 0 | 0 | 0 | 0 | 0 | 0 | 0 | 0 | 0 | 0 | 0 | 0 | 0 | 0 | 0 | 0 | 0 | 0 | 0 | 0 | 0 | 0 | 0 | 0 |  | 0 | 0 | 0 | 0 | 0 | 0 | 0 | 0 | 0 | 0 | 0 | 0 | 0 | 33 | 33 | 0 | 0 | 1 | 0 | 0 | 0 | 0 | 0 | 0 | 0 | 0 | 0 | 0 | 0 | 0 | 0 | -2 | -2 | 0 | 0 | 1 |  | 0 | 0 | 0 | 0 | 0 | 0 | 0 | 0 | 0 | 0 | 0 | 0 | 0 | 33 | 33 | 0 | 0 | 1 | 0 | 0 | 0 | 0 | 0 | 0 | 0 | 0 | 0 | 0 | 0 | 0 | 0 | -2 | -2 | 0 | 0 | 1 |  | 0 | 0 | 0 | 0 | 0 | 0 | 0 | 0 | 0 | 0 | 0 | 0 | 0 | 33 | 33 | 0 | 0 | 1 | 0 | 0 | 0 | 0 | 0 | 0 | 0 | 0 | 0 | 0 | 0 | 0 | 0 | -2 | -2 | 0 | 0 | 1 |  | 1 | 1 | 1 | 1 | 1 | 1 | 1 | 4+ | 1 | 1
PG&E KERN | Estrella | 230 | 0 | 0 | 0 | 0 | 0 | 0 | 0 | 0 | 0 | 0 | 0 | 0 | 0 | 0 | 0 | 0 | 0 | 0 | 0 | 0 |  | 0 | 0 | 0 | 0 | 0 | 0 | 0 | 0 | 0 | 0 | 0 | 0 | 0 | 0 | 0 | 0 | 0 | 0 | 0 | 0 | 0 | 0 | 0 | 0 | 0 | 0 | 0 | 0 | 0 | 0 | 0 | 0 | 0 | 0 | 0 | 0 |  | 0 | 0 | 0 | 0 | 0 | 0 | 0 | 0 | 0 | 0 | 0 | 0 | 0 | 0 | 0 | 0 | 0 | 0 | 0 | 0 | 0 | 0 | 0 | 0 | 0 | 0 | 0 | 0 | 0 | 0 | 0 | 0 | 0 | 0 | 0 | 0 |  | 0 | 0 | 0 | 0 | 0 | 0 | 0 | 0 | 0 | 0 | 0 | 0 | 0 | 0 | 0 | 0 | 0 | 0 | 0 | 0 | 0 | 0 | 0 | 0 | 0 | 0 | 0 | 0 | 0 | 0 | 0 | 0 | 0 | 0 | 0 | 0 |  | 0 | 0 | 0 | 0 | 0 | 0 | 0 | 0 | 0 | 0 | 0 | 0 | 0 | 0 | 0 | 0 | 0 | 0 | 0 | 0 | 0 | 0 | 0 | 0 | 0 | 0 | 0 | 0 | 0 | 0 | 0 | 0 | 0 | 0 | 0 | 0 |  | 1 | 1 | 1 | 1 | 1 | 1 | 1 | 1 | 1 | 0
SCE Eastern | Etiwanda | 230 | 0 | 0 | 0 | 0 | 0 | 0 | 0 | 0 | 0 | 0 | 0 | 0 | 600 | 730 | 1330 | 0 | 0 | 0 | 660 | 1 |  | 0 | 0 | 0 | 0 | 0 | 0 | 0 | 0 | 0 | 0 | 0 | 0 | 0 | 0 | 0 | 0 | 0 | 0 | 0 | 0 | 0 | 0 | 0 | 0 | 0 | 0 | 0 | 0 | 0 | 2 | 2 | 0 | 0 | 2 | 2 | 1 |  | 0 | 0 | 0 | 0 | 0 | 0 | 0 | 0 | 0 | 0 | 0 | 0 | 0 | 0 | 133.4 | 0 | 0 | 1 | 0 | 0 | 0 | 0 | 0 | 0 | 0 | 0 | 0 | 0 | 0 | 2 | 2 | 0 | -2 | 2 | 2 | 1 |  | 0 | 0 | 0 | 0 | 0 | 0 | 0 | 0 | 0 | 0 | 0 | 0 | 0 | 400 | 791.0634 | 0 | 0 | 1 | 0 | 0 | 0 | 0 | 0 | 0 | 0 | 0 | 0 | 0 | 0 | 2 | 2 | -2 | -2 | 2 | 2 | 1 |  | 0 | 0 | 0 | 0 | 0 | 0 | 0 | 12.55 | 0 | 0 | 0 | 0 | 0 | 400 | 1086.7534 | 0 | 0 | 1 | 0 | 0 | 0 | 0 | 0 | 0 | 0 | -2 | 0 | 0 | 0 | 2 | 2 | -2 | -2 | 2 | 2 | 1 |  | 1 | 1 | 1 | 1+ | 1 | 1 | 5- | 4+ | 5- | 1
PG&E GBA | Evergreen | 115 | 0 | 0 | 0 | 0 | 0 | 0 | 0 | 0 | 0 | 0 | 0 | 0 | 0 | 0 | 0 | 0 | 0 | 0 | 0 | 0 |  | 0 | 0 | 0 | 0 | 0 | 0 | 0 | 0 | 0 | 0 | 0 | 0 | 0 | 0 | 0 | 0 | 0 | 0 | 0 | 0 | 0 | 0 | 0 | 0 | 0 | 0 | 0 | 0 | 0 | 0 | 0 | 0 | 0 | 0 | 0 | 0 |  | 0 | 0 | 0 | 0 | 0 | 0 | 0 | 0 | 0 | 0 | 0 | 0 | 1.653 | 0 | 0 | 0 | 0 | 1 | 0 | 0 | 0 | 0 | 0 | 0 | 0 | 0 | 0 | 0 | 0 | 0 | 0 | 0 | 0 | 0 | 0 | 0 |  | 0 | 0 | 0 | 0 | 0 | 0 | 0 | 0 | 0 | 0 | 0 | 0 | 1.653 | 0 | 0 | 0 | 0 | 1 | 0 | 0 | 0 | 0 | 0 | 0 | 0 | 0 | 0 | 0 | 0 | 0 | -2 | 0 | 0 | 0 | 0 | 1 |  | 0 | 0 | 0 | 0 | 0 | 0 | 0 | 0 | 0 | 0 | 0 | 0 | 1.653 | 0 | 0 | 0 | 0 | 1 | 0 | 0 | 0 | 0 | 0 | 0 | 0 | 0 | 0 | 0 | 0 | 0 | 0 | 0 | 0 | 0 | 0 | 0 |  | 1 | 1 | 1 | 1 | 1 | 1 | 2+ | 1 | 1 | 1
PG&E GBA | Evergreen | 60 | 0 | 0 | 0 | 0 | 0 | 0 | 0 | 0 | 0 | 0 | 0 | 0 | 0 | 0 | 0 | 0 | 0 | 0 | 0 | 0 |  | 0 | 0 | 0 | 0 | 0 | 0 | 0 | 0 | 0 | 0 | 0 | 0 | 0 | 0 | 0 | 0 | 0 | 0 | 0 | 0 | 0 | 0 | 0 | 0 | 0 | 0 | 0 | 0 | 0 | 0 | 0 | 0 | 0 | 0 | 0 | 0 |  | 0 | 0 | 0 | 0 | 0 | 0 | 0 | 0 | 0 | 0 | 0 | 0 | 0 | 0 | 0 | 0 | 0 | 0 | 0 | 0 | 0 | 0 | 0 | 0 | 0 | 0 | 0 | 0 | 0 | 0 | 0 | 0 | 0 | 0 | 0 | 0 |  | 0 | 0 | 0 | 0 | 0 | 0 | 0 | 0 | 0 | 0 | 0 | 0 | 0 | 0 | 0 | 0 | 0 | 0 | 0 | 0 | 0 | 0 | 0 | 0 | 0 | 0 | 0 | 0 | 0 | 0 | 0 | 0 | 0 | 0 | 0 | 0 |  | 0 | 0 | 0 | 0 | 0 | 0 | 0 | 0 | 0 | 0 | 0 | 0 | 0 | 0 | 0 | 0 | 0 | 0 | 0 | 0 | 0 | 0 | 0 | 0 | 0 | 0 | 0 | 0 | 0 | 0 | 0 | 0 | 0 | 0 | 0 | 0 |  | 1 | 1 | 1 | 1 | 1 | 1 | 1 | 1 | 1 | 0
PG&E FRESNO | Excelsior | 115 | 0 | 0 | 0 | 0 | 0 | 0 | 0 | 0 | 0 | 0 | 0 | 0 | 0 | 0 | 0 | 0 | 0 | 0 | 0 | 0 |  | 0 | 0 | 0 | 0 | 0 | 0 | 0 | 0 | 0 | 0 | 0 | 0 | 0 | 0 | 0 | 0 | 0 | 0 | 0 | 0 | 0 | 0 | 0 | 0 | 0 | 0 | 0 | 0 | 0 | 0 | 0 | 0 | 0 | 0 | 0 | 0 |  | 0 | 0 | 0 | 0 | 0 | 0 | 0 | 0 | 0 | 0 | 0 | 0 | 127.57 | 97.5 | 127.37 | 0 | 0 | 1 | 0 | 0 | 0 | 0 | 0 | 0 | 0 | 0 | 0 | 0 | 0 | 0 | -2 | -2 | -2 | 0 | 0 | 1 |  | 0 | 0 | 0 | 0 | 0 | 0 | 0 | 0 | 0 | 0 | 0 | 0 | 127.57 | 97.5 | 127.37 | 0 | 0 | 1 | 0 | 0 | 0 | 0 | 0 | 0 | 0 | 0 | 0 | 0 | 0 | 0 | -1 | -2 | -2 | 0 | 0 | 1 |  | 0 | 0 | 0 | 0 | 0 | 0 | 0 | 0 | 0 | 0 | 0 | 0 | 127.57 | 97.5 | 127.37 | 0 | 0 | 1 | 0 | 0 | 0 | 0 | 0 | 0 | 0 | 0 | 0 | 0 | 0 | 0 | -2 | -2 | -2 | 0 | 0 | 1 |  | 1 | 1 | 1 | 1 | 1 | 1 | 4+ | 4+ | 1 | 1
PG&E FRESNO | Exchequer | 115 | 0 | 0 | 0 | 0 | 0 | 0 | 0 | 0 | 0 | 0 | 0 | 0 | 0 | 0 | 0 | 0 | 0 | 0 | 0 | 0 |  | 0 | 0 | 0 | 0 | 0 | 0 | 0 | 0 | 0 | 0 | 0 | 0 | 0 | 0 | 0 | 0 | 0 | 0 | 0 | 0 | 0 | 0 | 0 | 0 | 0 | 0 | 0 | 0 | 0 | 0 | 0 | 0 | 0 | 0 | 0 | 0 |  | 0 | 0 | 0 | 0 | 0 | 0 | 0 | 0 | 0 | 0 | 0 | 0 | 0 | 0 | 0 | 0 | 0 | 0 | 0 | 0 | 0 | 0 | 0 | 0 | 0 | 0 | 0 | 0 | 0 | 0 | 0 | 0 | 0 | 0 | 0 | 0 |  | 0 | 0 | 0 | 0 | 0 | 0 | 0 | 0 | 0 | 0 | 0 | 0 | 0 | 0 | 0 | 0 | 0 | 0 | 0 | 0 | 0 | 0 | 0 | 0 | 0 | 0 | 0 | 0 | 0 | 0 | 0 | 0 | 0 | 0 | 0 | 0 |  | 0 | 0 | 0 | 0 | 0 | 0 | 0 | 0 | 0 | 0 | 0 | 0 | 0 | 0 | 0 | 0 | 0 | 0 | 0 | 0 | 0 | 0 | 0 | 0 | 0 | 0 | 0 | 0 | 0 | 0 | 0 | 0 | 0 | 0 | 0 | 0 |  | 1 | 1 | 1 | 1 | 1 | 1 | 1 | 1 | 1 | 0
PG&E KERN | Fairway | 115 | 0 | 0 | 0 | 0 | 0 | 0 | 0 | 0 | 0 | 0 | 0 | 0 | 0 | 0 | 0 | 0 | 0 | 0 | 0 | 0 |  | 0 | 0 | 0 | 0 | 0 | 0 | 0 | 0 | 0 | 0 | 0 | 0 | 0 | 0 | 0 | 0 | 0 | 0 | 0 | 0 | 0 | 0 | 0 | 0 | 0 | 0 | 0 | 0 | 0 | 0 | 0 | 0 | 0 | 0 | 0 | 0 |  | 0 | 0 | 0 | 0 | 0 | 0 | 0 | 0 | 0 | 0 | 0 | 0 | 3.4613 | 0 | 13.4613 | 0 | 0 | 1 | 0 | 0 | 0 | 0 | 0 | 0 | 0 | 0 | 0 | 0 | 0 | 0 | -2 | 0 | -2 | 0 | 0 | 1 |  | 0 | 0 | 0 | 0 | 0 | 0 | 0 | 0 | 0 | 0 | 0 | 0 | 3.4613 | 0 | 13.4613 | 0 | 0 | 1 | 0 | 0 | 0 | 0 | 0 | 0 | 0 | 0 | 0 | 0 | 0 | 0 | -1 | 0 | -2 | 0 | 0 | 1 |  | 0 | 0 | 0 | 0 | 0 | 0 | 0 | 0 | 0 | 0 | 0 | 0 | 3.4613 | 0 | 13.4613 | 0 | 0 | 1 | 0 | 0 | 0 | 0 | 0 | 0 | 0 | 0 | 0 | 0 | 0 | 0 | -2 | 0 | -2 | 0 | 0 | 1 |  | 1 | 1 | 1 | 1 | 1 | 1 | 4+ | 4+ | 1 | 1
PG&E KERN | Famoso | 115 | 0 | 0 | 0 | 0 | 0 | 0 | 0 | 0 | 0 | 0 | 0 | 0 | 0 | 0 | 0 | 0 | 0 | 0 | 0 | 0 |  | 0 | 0 | 0 | 0 | 0 | 0 | 0 | 0 | 0 | 0 | 0 | 0 | 0 | 0 | 0 | 0 | 0 | 0 | 0 | 0 | 0 | 0 | 0 | 0 | 0 | 0 | 0 | 0 | 0 | 0 | 0 | 0 | 0 | 0 | 0 | 0 |  | 0 | 0 | 0 | 0 | 0 | 0 | 0 | 0 | 0 | 0 | 0 | 0 | 14.0085 | 0 | 5 | 0 | 0 | 1 | 0 | 0 | 0 | 0 | 0 | 0 | 0 | 0 | 0 | 0 | 0 | 0 | -2 | 0 | -2 | 0 | 0 | 1 |  | 0 | 0 | 0 | 0 | 0 | 0 | 0 | 0 | 0 | 0 | 0 | 0 | 14.0085 | 0 | 5 | 0 | 0 | 1 | 0 | 0 | 0 | 0 | 0 | 0 | 0 | 0 | 0 | 0 | 0 | 0 | -1 | 0 | -2 | 0 | 0 | 1 |  | 0 | 0 | 0 | 0 | 0 | 0 | 0 | 0 | 0 | 0 | 0 | 0 | 14.0085 | 0 | 17.174 | 0 | 0 | 1 | 0 | 0 | 0 | 0 | 0 | 0 | 0 | 0 | 0 | 0 | 0 | 0 | -2 | 0 | -2 | 0 | 0 | 1 |  | 1 | 1 | 1 | 1 | 1 | 1 | 4+ | 4+ | 1 | 1
PG&E NGBA | Fern Road | 500 | 0 | 0 | 0 | 0 | 0 | 0 | 0 | 0 | 0 | 0 | 0 | 0 | 0 | 225 | 225 | 0 | 0 | 0 | 0 | 1 |  | 0 | 0 | 0 | 0 | 0 | 0 | 0 | 0 | 0 | 0 | 0 | 0 | 0 | 0 | 0 | 0 | 0 | 0 | 0 | 0 | 0 | 0 | 0 | 0 | 0 | 0 | 0 | 0 | 0 | 0 | 2 | 0 | 0 | 0 | 0 | 1 |  | 0 | 0 | 0 | 0 | 0 | 0 | 0 | 0 | 0 | 0 | 0 | 0 | 0 | 0 | 0 | 0 | 0 | 0 | 0 | 0 | 0 | 0 | 0 | 0 | 0 | 0 | 0 | 0 | 0 | 0 | 2 | 0 | 0 | 0 | 0 | 1 |  | 0 | 0 | 0 | 0 | 0 | 0 | 0 | 0 | 0 | 0 | 0 | 0 | 0 | 0 | 0 | 0 | 0 | 0 | 0 | 0 | 0 | 0 | 0 | 0 | 0 | 0 | 0 | 0 | 0 | 0 | 2 | 0 | 0 | 0 | 0 | 1 |  | 0 | 0 | 0 | 0 | 0 | 0 | 0 | 0 | 0 | 0 | 0 | 0 | 0 | 0 | 0 | 0 | 0 | 0 | 0 | 0 | 0 | 0 | 0 | 0 | 0 | 0 | 0 | 0 | 0 | 0 | 2 | 0 | 0 | 0 | 0 | 1 |  | 1 | 1 | 1 | 1 | 1 | 1 | 5- | 1 | 1 | 1
PG&E GBA | Fibreboard (SPI Sonora) | 115 | 0 | 0 | 0 | 0 | 0 | 0 | 0 | 0 | 0 | 0 | 0 | 0 | 0 | 0 | 0 | 0 | 0 | 0 | 0 | 0 |  | 0 | 0 | 0 | 0 | 0 | 0 | 0 | 0 | 0 | 0 | 0 | 0 | 0 | 0 | 0 | 0 | 0 | 0 | 0 | 0 | 0 | 0 | 0 | 0 | 0 | 0 | 0 | 0 | 0 | 0 | 0 | 0 | 0 | 0 | 0 | 0 |  | 0 | 0 | 0 | 0 | 0 | 0 | 0 | 0 | 0 | 0 | 0 | 0 | 0 | 0 | 0 | 0 | 0 | 0 | 0 | 0 | 0 | 0 | 0 | 0 | 0 | 0 | 0 | 0 | 0 | 0 | 0 | 0 | 0 | 0 | 0 | 0 |  | 0 | 0 | 0 | 0 | 0 | 0 | 0 | 0 | 0 | 0 | 0 | 0 | 0 | 0 | 0 | 0 | 0 | 0 | 0 | 0 | 0 | 0 | 0 | 0 | 0 | 0 | 0 | 0 | 0 | 0 | 0 | 0 | 0 | 0 | 0 | 0 |  | 0 | 0 | 0 | 0 | 0 | 0 | 0 | 0 | 0 | 0 | 0 | 0 | 0 | 0 | 0 | 0 | 0 | 0 | 0 | 0 | 0 | 0 | 0 | 0 | 0 | 0 | 0 | 0 | 0 | 0 | 0 | 0 | 0 | 0 | 0 | 0 |  | 1 | 1 | 1 | 1 | 1 | 1 | 1 | 1 | 1 | 0
PG&E FRESNO | Figarden | 230 | 0 | 0 | 0 | 0 | 0 | 0 | 0 | 0 | 0 | 0 | 0 | 0 | 0 | 0 | 0 | 0 | 0 | 0 | 0 | 0 |  | 0 | 0 | 0 | 0 | 0 | 0 | 0 | 0 | 0 | 0 | 0 | 0 | 0 | 0 | 0 | 0 | 0 | 0 | 0 | 0 | 0 | 0 | 0 | 0 | 0 | 0 | 0 | 0 | 0 | 0 | 0 | 0 | 0 | 0 | 0 | 0 |  | 0 | 0 | 0 | 0 | 0 | 0 | 0 | 0 | 0 | 0 | 0 | 0 | 0 | 0 | 0 | 0 | 0 | 0 | 0 | 0 | 0 | 0 | 0 | 0 | 0 | 0 | 0 | 0 | 0 | 0 | 0 | 0 | 0 | 0 | 0 | 0 |  | 0 | 0 | 0 | 0 | 0 | 0 | 0 | 0 | 0 | 0 | 0 | 0 | 0 | 0 | 0 | 0 | 0 | 0 | 0 | 0 | 0 | 0 | 0 | 0 | 0 | 0 | 0 | 0 | 0 | 0 | 0 | 0 | 0 | 0 | 0 | 0 |  | 0 | 0 | 0 | 0 | 0 | 0 | 0 | 0 | 0 | 0 | 0 | 0 | 0.897 | 0 | 0 | 0 | 0 | 1 | 0 | 0 | 0 | 0 | 0 | 0 | 0 | 0 | 0 | 0 | 0 | 0 | 0 | 0 | 0 | 0 | 0 | 0 |  | 1 | 1 | 1 | 1 | 1 | 1 | 1 | 1 | 1 | 0
PG&E FRESNO | Fink | 230 | 70 | 0 | 0 | 0 | 0 | 0 | 0 | 0 | 0 | 0 | 0 | 0 | 200 | 0 | 200 | 0 | 0 | 0 | 0 | 1 |  | 0 | 0 | 0 | 0 | 0 | 0 | 0 | 0 | 0 | 0 | 0 | 0 | 0 | 0 | 0 | 0 | 0 | 0 | 2 | 2 | 0 | 0 | 0 | 0 | 0 | 0 | 0 | 0 | 0 | 2 | 2 | 0 | 0 | 0 | 0 | 1 |  | 0 | 0 | 0 | 0 | 0 | 0 | 0 | 0 | 0 | 0 | 0 | 0 | 0 | 0 | 0 | 0 | 0 | 0 | 2 | 2 | 0 | 0 | 0 | 0 | 0 | 0 | 0 | 0 | 0 | 2 | 2 | 0 | 0 | 0 | 0 | 1 |  | 0 | 0 | 0 | 0 | 0 | 0 | 0 | 0 | 0 | 0 | 0 | 0 | 0 | 0 | 0 | 0 | 0 | 0 | 2 | 2 | 0 | 0 | 0 | 0 | 0 | 0 | 0 | 0 | 0 | 2 | 2 | 0 | 0 | 0 | 0 | 1 |  | 0 | 0 | 0 | 0 | 0 | 0 | 0 | 0 | 0 | 0 | 0 | 0 | 0 | 0 | 0 | 0 | 0 | 0 | 2 | 2 | 0 | 0 | 0 | 0 | 0 | 0 | 0 | 0 | 0 | 2 | 2 | 0 | 0 | 0 | 0 | 1 |  | 5- | 1 | 1 | 1 | 1 | 1 | 5- | 1 | 1 | 1
PG&E NGBA | Fitch Mountain | 60 | 0 | 0 | 0 | 0 | 0 | 0 | 0 | 0 | 0 | 0 | 0 | 0 | 0 | 0 | 0 | 0 | 0 | 0 | 0 | 0 |  | 0 | 0 | 0 | 0 | 0 | 0 | 0 | 0 | 0 | 0 | 0 | 0 | 0 | 0 | 0 | 0 | 0 | 0 | 0 | 0 | 0 | 0 | 0 | 0 | 0 | 0 | 0 | 0 | 0 | 0 | 0 | 0 | 0 | 0 | 0 | 0 |  | 0 | 0 | 0 | 0 | 0 | 0 | 0 | 0 | 0 | 0 | 0 | 0 | 0 | 0 | 0 | 0 | 0 | 0 | 0 | 0 | 0 | 0 | 0 | 0 | 0 | 0 | 0 | 0 | 0 | 0 | 0 | 0 | 0 | 0 | 0 | 0 |  | 0 | 0 | 0 | 0 | 0 | 0 | 0 | 0 | 0 | 0 | 0 | 0 | 0 | 0 | 0 | 0 | 0 | 0 | 0 | 0 | 0 | 0 | 0 | 0 | 0 | 0 | 0 | 0 | 0 | 0 | 0 | 0 | 0 | 0 | 0 | 0 |  | 0 | 0 | 0 | 0 | 0 | 0 | 0 | 0 | 0 | 0 | 0 | 0 | 0 | 0 | 0 | 0 | 0 | 0 | 0 | 0 | 0 | 0 | 0 | 0 | 0 | 0 | 0 | 0 | 0 | 0 | 0 | 0 | 0 | 0 | 0 | 0 |  | 1 | 1 | 1 | 1 | 1 | 1 | 1 | 1 | 1 | 0
PG&E GBA | FMC | 115 | 0 | 0 | 0 | 0 | 0 | 0 | 0 | 0 | 0 | 0 | 0 | 0 | 0 | 0 | 0 | 0 | 0 | 0 | 0 | 0 |  | 0 | 0 | 0 | 0 | 0 | 0 | 0 | 0 | 0 | 0 | 0 | 0 | 0 | 0 | 0 | 0 | 0 | 0 | 0 | 0 | 0 | 0 | 0 | 0 | 0 | 0 | 0 | 0 | 0 | 0 | 0 | 0 | 0 | 0 | 0 | 0 |  | 0 | 0 | 0 | 0 | 0 | 0 | 0 | 0 | 0 | 0 | 0 | 0 | 0.195 | 0 | 0 | 0 | 0 | 1 | 0 | 0 | 0 | 0 | 0 | 0 | 0 | 0 | 0 | 0 | 0 | 0 | 0 | 0 | 0 | 0 | 0 | 0 |  | 0 | 0 | 0 | 0 | 0 | 0 | 0 | 0 | 0 | 0 | 0 | 0 | 0.195 | 0 | 0 | 0 | 0 | 1 | 0 | 0 | 0 | 0 | 0 | 0 | 0 | 0 | 0 | 0 | 0 | 0 | -2 | 0 | 0 | 0 | 0 | 1 |  | 0 | 0 | 0 | 0 | 0 | 0 | 0 | 0 | 0 | 0 | 0 | 0 | 0.195 | 0 | 0 | 0 | 0 | 1 | 0 | 0 | 0 | 0 | 0 | 0 | 0 | 0 | 0 | 0 | 0 | 0 | 0 | 0 | 0 | 0 | 0 | 0 |  | 1 | 1 | 1 | 1 | 1 | 1 | 2+ | 1 | 1 | 1
PG&E GBA | Fremont | 115 | 0 | 0 | 0 | 0 | 0 | 0 | 0 | 0 | 0 | 0 | 0 | 0 | 0 | 0 | 0 | 0 | 0 | 0 | 0 | 0 |  | 0 | 0 | 0 | 0 | 0 | 0 | 0 | 0 | 0 | 0 | 0 | 0 | 0 | 0 | 0 | 0 | 0 | 0 | 0 | 0 | 0 | 0 | 0 | 0 | 0 | 0 | 0 | 0 | 0 | 0 | 0 | 0 | 0 | 0 | 0 | 0 |  | 0 | 0 | 0 | 0 | 0 | 0 | 0 | 0 | 0 | 0 | 0 | 0 | 0 | 0 | 0 | 0 | 0 | 0 | 0 | 0 | 0 | 0 | 0 | 0 | 0 | 0 | 0 | 0 | 0 | 0 | 0 | 0 | 0 | 0 | 0 | 0 |  | 0 | 0 | 0 | 0 | 0 | 0 | 0 | 0 | 0 | 0 | 0 | 0 | 0 | 0 | 0 | 0 | 0 | 0 | 0 | 0 | 0 | 0 | 0 | 0 | 0 | 0 | 0 | 0 | 0 | 0 | 0 | 0 | 0 | 0 | 0 | 0 |  | 0 | 0 | 0 | 0 | 0 | 0 | 0 | 0 | 0 | 0 | 0 | 0 | 0 | 0 | 0 | 0 | 0 | 0 | 0 | 0 | 0 | 0 | 0 | 0 | 0 | 0 | 0 | 0 | 0 | 0 | 0 | 0 | 0 | 0 | 0 | 0 |  | 1 | 1 | 1 | 1 | 1 | 1 | 1 | 1 | 1 | 0
PG&E GBA | French Camp | 60 | 0 | 0 | 0 | 0 | 0 | 0 | 0 | 0 | 0 | 0 | 0 | 0 | 0 | 0 | 0 | 0 | 0 | 0 | 0 | 0 |  | 0 | 0 | 0 | 0 | 0 | 0 | 0 | 0 | 0 | 0 | 0 | 0 | 0 | 0 | 0 | 0 | 0 | 0 | 0 | 0 | 0 | 0 | 0 | 0 | 0 | 0 | 0 | 0 | 0 | 0 | 0 | 0 | 0 | 0 | 0 | 0 |  | 0 | 0 | 0 | 0 | 0 | 0 | 0 | 0 | 0 | 0 | 0 | 0 | 3.816 | 0 | 0 | 0 | 0 | 1 | 0 | 0 | 0 | 0 | 0 | 0 | 0 | 0 | 0 | 0 | 0 | 0 | -2 | 0 | 0 | 0 | 0 | 1 |  | 0 | 0 | 0 | 0 | 0 | 0 | 0 | 0 | 0 | 0 | 0 | 0 | 3.816 | 0 | 0 | 0 | 0 | 1 | 0 | 0 | 0 | 0 | 0 | 0 | 0 | 0 | 0 | 0 | 0 | 0 | -1 | 0 | 0 | 0 | 0 | 1 |  | 0 | 0 | 0 | 0 | 0 | 0 | 0 | 0 | 0 | 0 | 0 | 0 | 5.16 | 0 | 0 | 0 | 0 | 1 | 0 | 0 | 0 | 0 | 0 | 0 | 0 | 0 | 0 | 0 | 0 | 0 | -2 | 0 | 0 | 0 | 0 | 1 |  | 1 | 1 | 1 | 1 | 1 | 1 | 4+ | 1 | 1 | 1
PG&E GBA | Frogtown | 115 | 0 | 0 | 0 | 0 | 0 | 0 | 0 | 0 | 0 | 0 | 0 | 0 | 0 | 0 | 0 | 0 | 0 | 0 | 0 | 0 |  | 0 | 0 | 0 | 0 | 0 | 0 | 0 | 0 | 0 | 0 | 0 | 0 | 0 | 0 | 0 | 0 | 0 | 0 | 0 | 0 | 0 | 0 | 0 | 0 | 0 | 0 | 0 | 0 | 0 | 0 | 0 | 0 | 0 | 0 | 0 | 0 |  | 0 | 0 | 0 | 0 | 0 | 0 | 0 | 0 | 0 | 0 | 0 | 0 | 0 | 0 | 0 | 0 | 0 | 0 | 0 | 0 | 0 | 0 | 0 | 0 | 0 | 0 | 0 | 0 | 0 | 0 | 0 | 0 | 0 | 0 | 0 | 0 |  | 0 | 0 | 0 | 0 | 0 | 0 | 0 | 0 | 0 | 0 | 0 | 0 | 0 | 0 | 0 | 0 | 0 | 0 | 0 | 0 | 0 | 0 | 0 | 0 | 0 | 0 | 0 | 0 | 0 | 0 | 0 | 0 | 0 | 0 | 0 | 0 |  | 0 | 0 | 0 | 0 | 0 | 0 | 0 | 0 | 0 | 0 | 0 | 0 | 0 | 0 | 0 | 0 | 0 | 0 | 0 | 0 | 0 | 0 | 0 | 0 | 0 | 0 | 0 | 0 | 0 | 0 | 0 | 0 | 0 | 0 | 0 | 0 |  | 1 | 1 | 1 | 1 | 1 | 1 | 1 | 1 | 1 | 0
PG&E NGBA | Fulton | 115 | 0 | 0 | 0 | 0 | 0 | 0 | 0 | 0 | 0 | 0 | 0 | 0 | 0 | 0 | 0 | 0 | 0 | 0 | 0 | 0 |  | 0 | 0 | 0 | 0 | 0 | 0 | 0 | 0 | 0 | 0 | 0 | 0 | 0 | 0 | 0 | 0 | 0 | 0 | 0 | 0 | 0 | 0 | 0 | 0 | 0 | 0 | 0 | 0 | 0 | 0 | 0 | 0 | 0 | 0 | 0 | 0 |  | 0 | 0 | 0 | 0 | 0 | 0 | 0 | 0 | 0 | 0 | 0 | 0 | 0 | 0 | 0 | 0 | 0 | 0 | 0 | 0 | 0 | 0 | 0 | 0 | 0 | 0 | 0 | 0 | 0 | 0 | 0 | 0 | 0 | 0 | 0 | 0 |  | 0 | 0 | 0 | 0 | 0 | 0 | 0 | 0 | 0 | 0 | 0 | 0 | 0 | 0 | 0 | 0 | 0 | 0 | 0 | 0 | 0 | 0 | 0 | 0 | 0 | 0 | 0 | 0 | 0 | 0 | 0 | 0 | 0 | 0 | 0 | 0 |  | 0 | 0 | 0 | 0 | 0 | 0 | 0 | 0 | 0 | 0 | 0 | 0 | 0 | 0 | 0 | 0 | 0 | 0 | 0 | 0 | 0 | 0 | 0 | 0 | 0 | 0 | 0 | 0 | 0 | 0 | 0 | 0 | 0 | 0 | 0 | 0 |  | 1 | 1 | 1 | 1 | 1 | 1 | 1 | 1 | 1 | 0
PG&E NGBA | Fulton | 230 | 0 | 0 | 0 | 0 | 0 | 0 | 0 | 0 | 0 | 0 | 0 | 0 | 0 | 0 | 0 | 0 | 0 | 0 | 0 | 0 |  | 0 | 0 | 0 | 0 | 0 | 0 | 0 | 0 | 0 | 0 | 0 | 0 | 0 | 0 | 0 | 0 | 0 | 0 | 0 | 0 | 0 | 0 | 0 | 0 | 0 | 0 | 0 | 0 | 0 | 0 | 0 | 0 | 0 | 0 | 0 | 0 |  | 0 | 0 | 0 | 0 | 0 | 0 | 0 | 0 | 0 | 0 | 0 | 0 | 0 | 0 | 0 | 0 | 0 | 0 | 0 | 0 | 0 | 0 | 0 | 0 | 0 | 0 | 0 | 0 | 0 | 0 | 0 | 0 | 0 | 0 | 0 | 0 |  | 0 | 0 | 0 | 0 | 0 | 0 | 0 | 0 | 0 | 0 | 0 | 0 | 0 | 0 | 121.55 | 0 | 0 | 1 | 0 | 0 | 0 | 0 | 0 | 0 | 0 | 0 | 0 | 0 | 0 | 0 | 0 | 0 | -2 | 0 | 0 | 1 |  | 0 | 0 | 0 | 0 | 0 | 0 | 0 | 0 | 0 | 0 | 0 | 0 | 0.6 | 0 | 121.55 | 0 | 0 | 1 | 0 | 0 | 0 | 0 | 0 | 0 | 0 | 0 | 0 | 0 | 0 | 0 | 0 | 0 | -2 | 0 | 0 | 1 |  | 1 | 1 | 1 | 1 | 1 | 1 | 1 | 2+ | 1 | 1
PG&E NGBA | Fulton | 60 | 0 | 0 | 0 | 0 | 0 | 0 | 0 | 0 | 0 | 0 | 0 | 0 | 0 | 0 | 0 | 0 | 0 | 0 | 0 | 0 |  | 0 | 0 | 0 | 0 | 0 | 0 | 0 | 0 | 0 | 0 | 0 | 0 | 0 | 0 | 0 | 0 | 0 | 0 | 0 | 0 | 0 | 0 | 0 | 0 | 0 | 0 | 0 | 0 | 0 | 0 | 0 | 0 | 0 | 0 | 0 | 0 |  | 0 | 0 | 0 | 0 | 0 | 0 | 0 | 0 | 0 | 0 | 0 | 0 | 0 | 0 | 0 | 0 | 0 | 0 | 0 | 0 | 0 | 0 | 0 | 0 | 0 | 0 | 0 | 0 | 0 | 0 | 0 | 0 | 0 | 0 | 0 | 0 |  | 0 | 0 | 0 | 0 | 0 | 0 | 0 | 0 | 0 | 0 | 0 | 0 | 0 | 0 | 0 | 0 | 0 | 0 | 0 | 0 | 0 | 0 | 0 | 0 | 0 | 0 | 0 | 0 | 0 | 0 | 0 | 0 | 0 | 0 | 0 | 0 |  | 0 | 0 | 0 | 0 | 0 | 0 | 0 | 0 | 0 | 0 | 0 | 0 | 0 | 0 | 0 | 0 | 0 | 0 | 0 | 0 | 0 | 0 | 0 | 0 | 0 | 0 | 0 | 0 | 0 | 0 | 0 | 0 | 0 | 0 | 0 | 0 |  | 1 | 1 | 1 | 1 | 1 | 1 | 1 | 1 | 1 | 0
PG&E KERN | Ganso | 115 | 0 | 0 | 0 | 0 | 0 | 0 | 0 | 0 | 0 | 0 | 0 | 0 | 0 | 0 | 0 | 0 | 0 | 0 | 0 | 0 |  | 0 | 0 | 0 | 0 | 0 | 0 | 0 | 0 | 0 | 0 | 0 | 0 | 0 | 0 | 0 | 0 | 0 | 0 | 0 | 0 | 0 | 0 | 0 | 0 | 0 | 0 | 0 | 0 | 0 | 0 | 0 | 0 | 0 | 0 | 0 | 0 |  | 0 | 0 | 0 | 0 | 0 | 0 | 0 | 0 | 0 | 0 | 0 | 0 | 1.5 | 0 | 0 | 0 | 0 | 1 | 0 | 0 | 0 | 0 | 0 | 0 | 0 | 0 | 0 | 0 | 0 | 0 | 0 | 0 | 0 | 0 | 0 | 0 |  | 0 | 0 | 0 | 0 | 0 | 0 | 0 | 0 | 0 | 0 | 0 | 0 | 1.5 | 0 | 0 | 0 | 0 | 1 | 0 | 0 | 0 | 0 | 0 | 0 | 0 | 0 | 0 | 0 | 0 | 0 | -2 | 0 | 0 | 0 | 0 | 1 |  | 0 | 0 | 0 | 0 | 0 | 0 | 0 | 0 | 0 | 0 | 0 | 0 | 1.5 | 0 | 0 | 0 | 0 | 1 | 0 | 0 | 0 | 0 | 0 | 0 | 0 | 0 | 0 | 0 | 0 | 0 | 0 | 0 | 0 | 0 | 0 | 0 |  | 1 | 1 | 1 | 1 | 1 | 1 | 2+ | 1 | 1 | 1
PG&E FRESNO | Gates | 230 | 0 | 0 | 0 | 0 | 0 | 0 | 0 | 0 | 0 | 0 | 0 | 0 | 0 | 0 | 0 | 0 | 120 | 120 | 0 | 1 |  | 0 | 0 | 0 | 0 | 0 | 0 | 0 | 0 | 0 | 0 | 0 | 3.24 | 3.24 | 0 | 0 | 0 | 0 | 1 | 0 | 0 | 0 | 0 | 0 | 0 | 0 | 0 | 0 | 0 | 0 | -2 | -2 | 2 | 2 | 0 | 0 | 1 |  | 0 | 0 | 0 | 0 | 0 | 0 | 0 | 0 | 0 | 0 | 0 | 3.24 | 363.34 | 275.376 | 356.83 | 0 | 0 | 1 | 0 | 0 | 0 | 0 | 0 | 0 | 0 | 0 | 0 | 0 | 0 | -2 | -2 | -2 | -2 | 0 | 0 | 1 |  | 0 | 0 | 0 | 0 | 0 | 0 | 0 | 0 | 0 | 0 | 0 | 3.24 | 1403.34 | 275.376 | 876.83 | 0 | 0 | 1 | 0 | 0 | 0 | 0 | 0 | 0 | 0 | 0 | 0 | 0 | 0 | -2 | -2 | -2 | -2 | 0 | 0 | 1 |  | 0 | 0 | 0 | 0 | 0 | 0 | 0 | 0 | 0 | 0 | 0 | 3.24 | 1403.34 | 275.376 | 876.83 | 0 | 0 | 1 | 0 | 0 | 0 | 0 | 0 | 0 | 0 | 0 | 0 | 0 | 0 | -2 | -2 | -2 | -2 | 0 | 0 | 1 |  | 1 | 1 | 1 | 1 | 1 | 1 | 4+ | 4+ | 1 | 1
PG&E FRESNO | Gates | 500 | 0 | 0 | 0 | 0 | 0 | 0 | 0 | 0 | 0 | 0 | 0 | 0 | 230 | 0 | 230 | 0 | 0 | 0 | 0 | 1 |  | 0 | 0 | 0 | 0 | 0 | 0 | 0 | 0 | 0 | 0 | 0 | 0 | 0 | 75.1 | 84.3 | 0 | 0 | 1 | 0 | 0 | 0 | 0 | 0 | 0 | 0 | 0 | 0 | 0 | 0 | 2 | 2 | -2 | -2 | 0 | 0 | 1 |  | 0 | 0 | 0 | 0 | 0 | 0 | 0 | 0 | 0 | 0 | 0 | 0 | 5.25 | 575.11 | 172.3 | 0 | 0 | 1 | 0 | 0 | 0 | 0 | 0 | 0 | 0 | 0 | 0 | 0 | 0 | 2 | 2 | -2 | -2 | 0 | 0 | 1 |  | 0 | 0 | 0 | 0 | 0 | 0 | 0 | 0 | 0 | 0 | 0 | 0 | 5.25 | 575.11 | 172.3 | 0 | 0 | 1 | 0 | 0 | 0 | 0 | 0 | 0 | 0 | 0 | 0 | 0 | 0 | 2 | 2 | -2 | -2 | 0 | 0 | 1 |  | 0 | 0 | 0 | 0 | 0 | 0 | 0 | 0 | 0 | 0 | 0 | 0 | 5.25 | 575.11 | 172.3 | 0 | 0 | 1 | 0 | 0 | 0 | 0 | 0 | 0 | 0 | 0 | 0 | 0 | 0 | 2 | 2 | -2 | -2 | 0 | 0 | 1 |  | 1 | 1 | 1 | 1 | 1 | 1 | 5- | 4+ | 1 | 1
PG&E NGBA | Geysers 12 | 230 | 0 | 0 | 0 | 0 | 0 | 0 | 0 | 0 | 0 | 0 | 0 | 0 | 0 | 0 | 0 | 0 | 0 | 0 | 0 | 0 |  | 0 | 0 | 0 | 0 | 0 | 0 | 0 | 0 | 0 | 0 | 0 | 0 | 0 | 0 | 0 | 0 | 0 | 0 | 0 | 0 | 0 | 0 | 0 | 0 | 0 | 0 | 0 | 0 | 0 | 0 | 0 | 0 | 0 | 0 | 0 | 0 |  | 0 | 0 | 0 | 0 | 0 | 0 | 0 | 0 | 0 | 0 | 0 | 0 | 0 | 0 | 0 | 0 | 0 | 0 | 0 | 0 | 0 | 0 | 0 | 0 | 0 | 0 | 0 | 0 | 0 | 0 | 0 | 0 | 0 | 0 | 0 | 0 |  | 0 | 0 | 0 | 0 | 0 | 0 | 0 | 0 | 0 | 0 | 0 | 0 | 0 | 0 | 0 | 0 | 0 | 0 | 0 | 0 | 0 | 0 | 0 | 0 | 0 | 0 | 0 | 0 | 0 | 0 | 0 | 0 | 0 | 0 | 0 | 0 |  | 0 | 0 | 0 | 0 | 0 | 0 | 0 | 0 | 0 | 0 | 0 | 0 | 0 | 0 | 0 | 0 | 0 | 0 | 0 | 0 | 0 | 0 | 0 | 0 | 0 | 0 | 0 | 0 | 0 | 0 | 0 | 0 | 0 | 0 | 0 | 0 |  | 1 | 1 | 1 | 1 | 1 | 1 | 1 | 1 | 1 | 0
PG&E NGBA | Geysers 17 | 230 | 0 | 0 | 0 | 0 | 0 | 0 | 0 | 0 | 0 | 0 | 0 | 0 | 0 | 0 | 0 | 0 | 0 | 0 | 0 | 0 |  | 0 | 0 | 0 | 0 | 0 | 0 | 0 | 0 | 0 | 0 | 0 | 0 | 0 | 0 | 0 | 0 | 0 | 0 | 0 | 0 | 0 | 0 | 0 | 0 | 0 | 0 | 0 | 0 | 0 | 0 | 0 | 0 | 0 | 0 | 0 | 0 |  | 0 | 9.435 | 0 | 0 | 0 | 0 | 0 | 0 | 0 | 0 | 0 | 0 | 0 | 0 | 47.4465 | 0 | 0 | 1 | 0 | -2 | 0 | 0 | 0 | 0 | 0 | 0 | 0 | 0 | 0 | 0 | 0 | 0 | -2 | 0 | 0 | 1 |  | 0 | 9.435 | 0 | 0 | 0 | 0 | 0 | 0 | 0 | 0 | 0 | 0 | 0 | 0 | 47.4465 | 0 | 0 | 1 | 0 | -2 | 0 | 0 | 0 | 0 | 0 | 0 | 0 | 0 | 0 | 0 | 0 | 0 | -2 | 0 | 0 | 1 |  | 0 | 9.435 | 0 | 0 | 0 | 0 | 0 | 0 | 0 | 0 | 0 | 0 | 0 | 0 | 47.4465 | 0 | 0 | 1 | 0 | -2 | 0 | 0 | 0 | 0 | 0 | 0 | 0 | 0 | 0 | 0 | 0 | 0 | -2 | 0 | 0 | 1 |  | 4+ | 1 | 1 | 1 | 1 | 1 | 1 | 4+ | 1 | 1
PG&E NGBA | Geysers 3 | 115 | 0 | 0 | 0 | 0 | 0 | 0 | 0 | 0 | 0 | 0 | 0 | 0 | 0 | 0 | 0 | 0 | 0 | 0 | 0 | 0 |  | 0 | 0 | 0 | 0 | 0 | 0 | 0 | 0 | 0 | 0 | 0 | 0 | 0 | 0 | 0 | 0 | 0 | 0 | 0 | 0 | 0 | 0 | 0 | 0 | 0 | 0 | 0 | 0 | 0 | 0 | 0 | 0 | 0 | 0 | 0 | 0 |  | 0 | 0 | 0 | 0 | 0 | 0 | 0 | 0 | 0 | 0 | 0 | 0 | 0 | 0 | 0 | 0 | 0 | 0 | 0 | 0 | 0 | 0 | 0 | 0 | 0 | 0 | 0 | 0 | 0 | 0 | 0 | 0 | 0 | 0 | 0 | 0 |  | 0 | 0 | 0 | 0 | 0 | 0 | 0 | 0 | 0 | 0 | 0 | 0 | 0 | 0 | 0 | 0 | 0 | 0 | 0 | 0 | 0 | 0 | 0 | 0 | 0 | 0 | 0 | 0 | 0 | 0 | 0 | 0 | 0 | 0 | 0 | 0 |  | 0 | 0 | 0 | 0 | 0 | 0 | 0 | 0 | 0 | 0 | 0 | 0 | 0 | 0 | 0 | 0 | 0 | 0 | 0 | 0 | 0 | 0 | 0 | 0 | 0 | 0 | 0 | 0 | 0 | 0 | 0 | 0 | 0 | 0 | 0 | 0 |  | 1 | 1 | 1 | 1 | 1 | 1 | 1 | 1 | 1 | 0
PG&E NGBA | Glenn | 230 | 0 | 0 | 0 | 0 | 0 | 0 | 0 | 0 | 0 | 0 | 0 | 0 | 0 | 320 | 320 | 0 | 0 | 0 | 0 | 1 |  | 0 | 0 | 0 | 0 | 0 | 0 | 0 | 0 | 0 | 0 | 0 | 0 | 0 | 0 | 0 | 0 | 0 | 0 | 0 | 0 | 0 | 0 | 0 | 0 | 0 | 0 | 0 | 0 | 0 | 0 | 2 | 0 | 0 | 0 | 0 | 1 |  | 0 | 0 | 0 | 0 | 0 | 0 | 0 | 0 | 0 | 0 | 0 | 0 | 0 | 0 | 0 | 0 | 0 | 0 | 0 | 0 | 0 | 0 | 0 | 0 | 0 | 0 | 0 | 0 | 0 | 0 | 2 | 0 | 0 | 0 | 0 | 1 |  | 0 | 0 | 0 | 0 | 0 | 0 | 0 | 0 | 0 | 0 | 0 | 0 | 142.85 | 0 | 251.9 | 0 | 0 | 1 | 0 | 0 | 0 | 0 | 0 | 0 | 0 | 0 | 0 | 0 | 0 | 0 | 2 | 0 | -2 | 0 | 0 | 1 |  | 0 | 0 | 0 | 0 | 0 | 0 | 0 | 103 | 0 | 0 | 0 | 0 | 341.15 | 0 | 354.9 | 0 | 0 | 1 | 0 | 0 | 0 | 0 | 0 | 0 | 0 | -2 | 0 | 0 | 0 | 0 | 0 | 0 | -2 | 0 | 0 | 1 |  | 1 | 1 | 1 | 1+ | 1 | 1 | 3- | 2+ | 1 | 1
PG&E NGBA | Glenn | 60 | 0 | 0 | 0 | 0 | 0 | 0 | 0 | 0 | 0 | 0 | 0 | 0 | 0 | 0 | 0 | 0 | 0 | 0 | 0 | 0 |  | 0 | 0 | 0 | 0 | 0 | 0 | 0 | 0 | 0 | 0 | 0 | 0 | 0 | 0 | 0 | 0 | 0 | 0 | 0 | 0 | 0 | 0 | 0 | 0 | 0 | 0 | 0 | 0 | 0 | 0 | 0 | 0 | 0 | 0 | 0 | 0 |  | 0 | 0 | 0 | 0 | 0 | 0 | 0 | 0 | 0 | 0 | 0 | 0 | 0 | 0 | 0 | 0 | 0 | 0 | 0 | 0 | 0 | 0 | 0 | 0 | 0 | 0 | 0 | 0 | 0 | 0 | 0 | 0 | 0 | 0 | 0 | 0 |  | 0 | 0 | 0 | 0 | 0 | 0 | 0 | 0 | 0 | 0 | 0 | 0 | 0 | 0 | 0 | 0 | 0 | 0 | 0 | 0 | 0 | 0 | 0 | 0 | 0 | 0 | 0 | 0 | 0 | 0 | 0 | 0 | 0 | 0 | 0 | 0 |  | 0 | 0 | 0 | 0 | 0 | 0 | 0 | 0 | 0 | 0 | 0 | 0 | 0 | 0 | 0 | 0 | 0 | 0 | 0 | 0 | 0 | 0 | 0 | 0 | 0 | 0 | 0 | 0 | 0 | 0 | 0 | 0 | 0 | 0 | 0 | 0 |  | 1 | 1 | 1 | 1 | 1 | 1 | 1 | 1 | 1 | 0
PG&E NGBA | Gold Hill | 115 | 0 | 0 | 0 | 0 | 0 | 0 | 0 | 0 | 0 | 0 | 0 | 0 | 0 | 0 | 0 | 0 | 0 | 0 | 0 | 0 |  | 0 | 0 | 0 | 0 | 0 | 0 | 0 | 0 | 0 | 0 | 0 | 0 | 0 | 49.9 | 58.75 | 0 | 0 | 1 | 0 | 0 | 0 | 0 | 0 | 0 | 0 | 0 | 0 | 0 | 0 | 0 | 0 | -2 | -2 | 0 | 0 | 1 |  | 0 | 0 | 0 | 0 | 0 | 0 | 0 | 0 | 0 | 0 | 0 | 0 | 0 | 49.9 | 58.75 | 0 | 0 | 1 | 0 | 0 | 0 | 0 | 0 | 0 | 0 | 0 | 0 | 0 | 0 | 0 | 0 | -2 | -2 | 0 | 0 | 1 |  | 0 | 0 | 0 | 0 | 0 | 0 | 0 | 0 | 0 | 0 | 0 | 0 | 0 | 49.9 | 58.75 | 0 | 0 | 1 | 0 | 0 | 0 | 0 | 0 | 0 | 0 | 0 | 0 | 0 | 0 | 0 | 0 | -2 | -2 | 0 | 0 | 1 |  | 0 | 0 | 0 | 0 | 0 | 0 | 0 | 0 | 0 | 0 | 0 | 0 | 0 | 49.9 | 58.75 | 0 | 0 | 1 | 0 | 0 | 0 | 0 | 0 | 0 | 0 | 0 | 0 | 0 | 0 | 0 | 0 | -2 | -2 | 0 | 0 | 1 |  | 1 | 1 | 1 | 1 | 1 | 1 | 1 | 4+ | 1 | 1
PG&E NGBA | Gold Hill | 230 | 0 | 0 | 0 | 0 | 0 | 0 | 0 | 0 | 0 | 0 | 0 | 0 | 0 | 0 | 0 | 0 | 0 | 0 | 0 | 0 |  | 0 | 0 | 0 | 0 | 0 | 0 | 0 | 0 | 0 | 0 | 0 | 0 | 0 | 0 | 0 | 0 | 0 | 0 | 0 | 0 | 0 | 0 | 0 | 0 | 0 | 0 | 0 | 0 | 0 | 0 | 0 | 0 | 0 | 0 | 0 | 0 |  | 0 | 0 | 0 | 0 | 0 | 0 | 0 | 0 | 0 | 0 | 0 | 0 | 0 | 0 | 0 | 0 | 0 | 0 | 0 | 0 | 0 | 0 | 0 | 0 | 0 | 0 | 0 | 0 | 0 | 0 | 0 | 0 | 0 | 0 | 0 | 0 |  | 0 | 0 | 0 | 0 | 0 | 0 | 0 | 0 | 0 | 0 | 0 | 0 | 0 | 0 | 0 | 0 | 0 | 0 | 0 | 0 | 0 | 0 | 0 | 0 | 0 | 0 | 0 | 0 | 0 | 0 | 0 | 0 | 0 | 0 | 0 | 0 |  | 0 | 0 | 0 | 0 | 0 | 0 | 0 | 0 | 0 | 0 | 0 | 0 | 0 | 0 | 0 | 0 | 0 | 0 | 0 | 0 | 0 | 0 | 0 | 0 | 0 | 0 | 0 | 0 | 0 | 0 | 0 | 0 | 0 | 0 | 0 | 0 |  | 1 | 1 | 1 | 1 | 1 | 1 | 1 | 1 | 1 | 0
SCE Northern | Goleta | 230 | 0 | 0 | 0 | 0 | 0 | 0 | 0 | 0 | 0 | 0 | 0 | 0 | 0 | 0 | 0 | 0 | 0 | 0 | 0 | 0 |  | 0 | 0 | 0 | 0 | 0 | 0 | 0 | 0 | 0 | 0 | 0 | 0 | 0 | 0 | 0 | 0 | 0 | 0 | 0 | 0 | 0 | 0 | 0 | 0 | 0 | 0 | 0 | 0 | 0 | 0 | 0 | 0 | 0 | 0 | 0 | 0 |  | 0 | 0 | 0 | 0 | 0 | 0 | 0 | 0 | 0 | 0 | 0 | 0 | 0.44 | 0 | 50 | 0 | 0 | 1 | 0 | 0 | 0 | 0 | 0 | 0 | 0 | 0 | 0 | 0 | 0 | 0 | 0 | 0 | -2 | 0 | 0 | 1 |  | 0 | 0 | 0 | 0 | 0 | 0 | 0 | 0 | 0 | 0 | 0 | 0 | 0.44 | 0 | 50 | 0 | 0 | 1 | 0 | 0 | 0 | 0 | 0 | 0 | 0 | 0 | 0 | 0 | 0 | 0 | -2 | 0 | -2 | 0 | 0 | 1 |  | 0 | 0 | 0 | 0 | 0 | 0 | 0 | 0 | 0 | 0 | 0 | 0 | 0.44 | 0 | 173.085 | 0 | 0 | 1 | 0 | 0 | 0 | 0 | 0 | 0 | 0 | 0 | 0 | 0 | 0 | 0 | 0 | 0 | -2 | 0 | 0 | 1 |  | 1 | 1 | 1 | 1 | 1 | 1 | 2+ | 4+ | 1 | 1
SCE Metro | Goodrich | 230 | 0 | 0 | 0 | 0 | 0 | 0 | 0 | 0 | 0 | 0 | 0 | 0 | 0 | 0 | 0 | 0 | 0 | 0 | 0 | 0 |  | 0 | 0 | 0 | 0 | 0 | 0 | 0 | 0 | 0 | 0 | 0 | 0 | 0 | 0 | 0 | 0 | 0 | 0 | 0 | 0 | 0 | 0 | 0 | 0 | 0 | 0 | 0 | 0 | 0 | 0 | 0 | 0 | 0 | 0 | 0 | 0 |  | 0 | 0 | 0 | 0 | 0 | 0 | 0 | 0 | 0 | 0 | 0 | 0 | 0 | 0 | 0 | 0 | 0 | 0 | 0 | 0 | 0 | 0 | 0 | 0 | 0 | 0 | 0 | 0 | 0 | 0 | 0 | 0 | 0 | 0 | 0 | 0 |  | 0 | 0 | 0 | 0 | 0 | 0 | 0 | 0 | 0 | 0 | 0 | 0 | 0 | 0 | 0 | 0 | 0 | 0 | 0 | 0 | 0 | 0 | 0 | 0 | 0 | 0 | 0 | 0 | 0 | 0 | 0 | 0 | 0 | 0 | 0 | 0 |  | 0 | 0 | 0 | 0 | 0 | 0 | 0 | 0 | 0 | 0 | 0 | 0 | 0 | 0 | 0 | 0 | 0 | 0 | 0 | 0 | 0 | 0 | 0 | 0 | 0 | 0 | 0 | 0 | 0 | 0 | 0 | 0 | 0 | 0 | 0 | 0 |  | 1 | 1 | 1 | 1 | 1 | 1 | 1 | 1 | 1 | 0
PG&E KERN | Goose Lake | 115 | 0 | 0 | 0 | 0 | 0 | 0 | 0 | 0 | 0 | 0 | 0 | 0 | 0 | 0 | 0 | 0 | 0 | 0 | 0 | 0 |  | 0 | 0 | 0 | 0 | 0 | 0 | 0 | 0 | 0 | 0 | 0 | 0 | 0 | 0 | 0 | 0 | 0 | 0 | 0 | 0 | 0 | 0 | 0 | 0 | 0 | 0 | 0 | 0 | 0 | 0 | 0 | 0 | 0 | 0 | 0 | 0 |  | 0 | 0 | 0 | 0 | 0 | 0 | 0 | 0 | 0 | 0 | 0 | 0 | 6.6847 | 0 | 3.21 | 0 | 0 | 1 | 0 | 0 | 0 | 0 | 0 | 0 | 0 | 0 | 0 | 0 | 0 | 0 | -2 | 0 | -2 | 0 | 0 | 1 |  | 0 | 0 | 0 | 0 | 0 | 0 | 0 | 0 | 0 | 0 | 0 | 0 | 6.6847 | 0 | 3.21 | 0 | 0 | 1 | 0 | 0 | 0 | 0 | 0 | 0 | 0 | 0 | 0 | 0 | 0 | 0 | -1 | 0 | -2 | 0 | 0 | 1 |  | 0 | 0 | 0 | 0 | 0 | 0 | 0 | 0 | 0 | 0 | 0 | 0 | 28.3397 | 0 | 3.21 | 0 | 0 | 1 | 0 | 0 | 0 | 0 | 0 | 0 | 0 | 0 | 0 | 0 | 0 | 0 | -2 | 0 | -2 | 0 | 0 | 1 |  | 1 | 1 | 1 | 1 | 1 | 1 | 4+ | 4+ | 1 | 1
SCE Metro | Gould | 230 | 0 | 0 | 0 | 0 | 0 | 0 | 0 | 0 | 0 | 0 | 0 | 0 | 0 | 0 | 0 | 0 | 0 | 0 | 0 | 0 |  | 0 | 0 | 0 | 0 | 0 | 0 | 0 | 0 | 0 | 0 | 0 | 0 | 0 | 0 | 0 | 0 | 0 | 0 | 0 | 0 | 0 | 0 | 0 | 0 | 0 | 0 | 0 | 0 | 0 | 0 | 0 | 0 | 0 | 0 | 0 | 0 |  | 0 | 0 | 0 | 0 | 0 | 0 | 0 | 0 | 0 | 0 | 0 | 0 | 0 | 0 | 0 | 0 | 0 | 0 | 0 | 0 | 0 | 0 | 0 | 0 | 0 | 0 | 0 | 0 | 0 | 0 | 0 | 0 | 0 | 0 | 0 | 0 |  | 0 | 0 | 0 | 0 | 0 | 0 | 0 | 0 | 0 | 0 | 0 | 0 | 0 | 0 | 0 | 0 | 0 | 0 | 0 | 0 | 0 | 0 | 0 | 0 | 0 | 0 | 0 | 0 | 0 | 0 | 0 | 0 | 0 | 0 | 0 | 0 |  | 0 | 0 | 0 | 0 | 0 | 0 | 0 | 0 | 0 | 0 | 0 | 0 | 0 | 0 | 0 | 0 | 0 | 0 | 0 | 0 | 0 | 0 | 0 | 0 | 0 | 0 | 0 | 0 | 0 | 0 | 0 | 0 | 0 | 0 | 0 | 0 |  | 1 | 1 | 1 | 1 | 1 | 1 | 1 | 1 | 1 | 0
PG&E NGBA | Grand Island | 115 | 0 | 0 | 0 | 0 | 0 | 0 | 0 | 0 | 0 | 0 | 0 | 0 | 0 | 0 | 0 | 0 | 0 | 0 | 0 | 0 |  | 0 | 0 | 0 | 0 | 0 | 0 | 0 | 0 | 0 | 0 | 0 | 0 | 0 | 0 | 0 | 0 | 0 | 0 | 0 | 0 | 0 | 0 | 0 | 0 | 0 | 0 | 0 | 0 | 0 | 0 | 0 | 0 | 0 | 0 | 0 | 0 |  | 0 | 0 | 0 | 0 | 0 | 0 | 0 | 0 | 0 | 0 | 0 | 0 | 2.7306 | 0 | 0 | 0 | 0 | 1 | 0 | 0 | 0 | 0 | 0 | 0 | 0 | 0 | 0 | 0 | 0 | 0 | 0 | 0 | 0 | 0 | 0 | 0 |  | 0 | 0 | 0 | 0 | 0 | 0 | 0 | 0 | 0 | 0 | 0 | 0 | 2.7306 | 0 | 0 | 0 | 0 | 1 | 0 | 0 | 0 | 0 | 0 | 0 | 0 | 0 | 0 | 0 | 0 | 0 | -2 | 0 | 0 | 0 | 0 | 1 |  | 0 | 0 | 0 | 0 | 0 | 0 | 0 | 0 | 0 | 0 | 0 | 0 | 2.7306 | 0 | 0 | 0 | 0 | 1 | 0 | 0 | 0 | 0 | 0 | 0 | 0 | 0 | 0 | 0 | 0 | 0 | 0 | 0 | 0 | 0 | 0 | 0 |  | 1 | 1 | 1 | 1 | 1 | 1 | 2+ | 1 | 1 | 1
SDGE | Granite | 69 | 0 | 0 | 0 | 0 | 0 | 0 | 0 | 0 | 0 | 0 | 0 | 0 | 0 | 0 | 0 | 0 | 0 | 0 | 0 | 0 |  | 0 | 0 | 0 | 0 | 0 | 0 | 0 | 0 | 0 | 0 | 0 | 0 | 0 | 0 | 0 | 0 | 0 | 0 | 0 | 0 | 0 | 0 | 0 | 0 | 0 | 0 | 0 | 0 | 0 | 0 | 0 | 0 | 0 | 0 | 0 | 0 |  | 0 | 0 | 0 | 0 | 0 | 0 | 0 | 0 | 0 | 0 | 0 | 0 | 0 | 0 | 0 | 0 | 0 | 0 | 0 | 0 | 0 | 0 | 0 | 0 | 0 | 0 | 0 | 0 | 0 | 0 | 0 | 0 | 0 | 0 | 0 | 0 |  | 0 | 0 | 0 | 0 | 0 | 0 | 0 | 0 | 0 | 0 | 0 | 0 | 0 | 0 | 0 | 0 | 0 | 0 | 0 | 0 | 0 | 0 | 0 | 0 | 0 | 0 | 0 | 0 | 0 | 0 | 0 | 0 | 0 | 0 | 0 | 0 |  | 0 | 0 | 0 | 0 | 0 | 0 | 0 | 0 | 0 | 0 | 0 | 0 | 0 | 0 | 0 | 0 | 0 | 0 | 0 | 0 | 0 | 0 | 0 | 0 | 0 | 0 | 0 | 0 | 0 | 0 | 0 | 0 | 0 | 0 | 0 | 0 |  | 1 | 1 | 1 | 1 | 1 | 1 | 1 | 1 | 1 | 0
PG&E GBA | Grant | 115 | 0 | 0 | 0 | 0 | 0 | 0 | 0 | 0 | 0 | 0 | 0 | 0 | 0 | 0 | 0 | 0 | 0 | 0 | 0 | 0 |  | 0 | 0 | 0 | 0 | 0 | 0 | 0 | 0 | 0 | 0 | 0 | 0 | 0 | 0 | 0 | 0 | 0 | 0 | 0 | 0 | 0 | 0 | 0 | 0 | 0 | 0 | 0 | 0 | 0 | 0 | 0 | 0 | 0 | 0 | 0 | 0 |  | 0 | 0 | 0 | 0 | 0 | 0 | 0 | 0 | 0 | 0 | 0 | 0 | 0.604 | 0 | 0 | 0 | 0 | 1 | 0 | 0 | 0 | 0 | 0 | 0 | 0 | 0 | 0 | 0 | 0 | 0 | 0 | 0 | 0 | 0 | 0 | 0 |  | 0 | 0 | 0 | 0 | 0 | 0 | 0 | 0 | 0 | 0 | 0 | 0 | 0.604 | 0 | 0 | 0 | 0 | 1 | 0 | 0 | 0 | 0 | 0 | 0 | 0 | 0 | 0 | 0 | 0 | 0 | -2 | 0 | 0 | 0 | 0 | 1 |  | 0 | 0 | 0 | 0 | 0 | 0 | 0 | 0 | 0 | 0 | 0 | 0 | 0.604 | 0 | 0 | 0 | 0 | 1 | 0 | 0 | 0 | 0 | 0 | 0 | 0 | 0 | 0 | 0 | 0 | 0 | 0 | 0 | 0 | 0 | 0 | 0 |  | 1 | 1 | 1 | 1 | 1 | 1 | 2+ | 1 | 1 | 1
PG&E GBA | Green Valley | 115 | 0 | 0 | 0 | 0 | 0 | 0 | 0 | 0 | 0 | 0 | 0 | 0 | 0 | 0 | 0 | 0 | 0 | 0 | 0 | 0 |  | 0 | 0 | 0 | 0 | 0 | 0 | 0 | 0 | 0 | 0 | 0 | 0 | 0 | 0 | 0 | 0 | 0 | 0 | 0 | 0 | 0 | 0 | 0 | 0 | 0 | 0 | 0 | 0 | 0 | 0 | 0 | 0 | 0 | 0 | 0 | 0 |  | 0 | 0 | 0 | 0 | 0 | 0 | 0 | 0 | 0 | 0 | 0 | 0 | 0 | 200 | 204.449 | 0 | 0 | 1 | 0 | 0 | 0 | 0 | 0 | 0 | 0 | 0 | 0 | 0 | 0 | 0 | 0 | -2 | -2 | 0 | 0 | 1 |  | 0 | 0 | 0 | 0 | 0 | 0 | 0 | 0 | 0 | 0 | 0 | 0 | 0 | 200 | 204.449 | 0 | 0 | 1 | 0 | 0 | 0 | 0 | 0 | 0 | 0 | 0 | 0 | 0 | 0 | 0 | 0 | -2 | -2 | 0 | 0 | 1 |  | 0 | 0 | 0 | 0 | 0 | 0 | 0 | 0 | 0 | 0 | 0 | 0 | 0 | 200 | 204.449 | 0 | 0 | 1 | 0 | 0 | 0 | 0 | 0 | 0 | 0 | 0 | 0 | 0 | 0 | 0 | 0 | -2 | -2 | 0 | 0 | 1 |  | 1 | 1 | 1 | 1 | 1 | 1 | 1 | 4+ | 1 | 1
PG&E NGBA | Greenleaf 1 | 115 | 0 | 0 | 0 | 0 | 0 | 0 | 0 | 0 | 0 | 0 | 0 | 0 | 0 | 0 | 0 | 0 | 0 | 0 | 0 | 0 |  | 0 | 0 | 0 | 0 | 0 | 0 | 0 | 0 | 0 | 0 | 0 | 0 | 0 | 0 | 0 | 0 | 0 | 0 | 0 | 0 | 0 | 0 | 0 | 0 | 0 | 0 | 0 | 0 | 0 | 0 | 0 | 0 | 0 | 0 | 0 | 0 |  | 0 | 0 | 0 | 0 | 0 | 0 | 0 | 0 | 0 | 0 | 0 | 0 | 0 | 0 | 0 | 0 | 0 | 0 | 0 | 0 | 0 | 0 | 0 | 0 | 0 | 0 | 0 | 0 | 0 | 0 | 0 | 0 | 0 | 0 | 0 | 0 |  | 0 | 0 | 0 | 0 | 0 | 0 | 0 | 0 | 0 | 0 | 0 | 0 | 0 | 11 | 61.8 | 0 | 0 | 1 | 0 | 0 | 0 | 0 | 0 | 0 | 0 | 0 | 0 | 0 | 0 | 0 | 0 | -2 | -2 | 0 | 0 | 1 |  | 0 | 0 | 0 | 0 | 0 | 0 | 0 | 0 | 0 | 0 | 0 | 0 | 0 | 11 | 61.8 | 0 | 0 | 1 | 0 | 0 | 0 | 0 | 0 | 0 | 0 | 0 | 0 | 0 | 0 | 0 | 0 | -2 | -2 | 0 | 0 | 1 |  | 1 | 1 | 1 | 1 | 1 | 1 | 1 | 4+ | 1 | 1
PG&E FRESNO | Gregg | 230 | 0 | 0 | 0 | 0 | 0 | 0 | 0 | 0 | 0 | 0 | 0 | 0 | 100 | 270 | 370 | 0 | 0 | 0 | 140 | 1 |  | 0 | 0 | 0 | 0 | 0 | 0 | 0 | 0 | 0 | 0 | 0 | 0 | 0 | 0 | 0 | 0 | 0 | 0 | 0 | 0 | 0 | 0 | 0 | 0 | 0 | 0 | 0 | 0 | 0 | 2 | 2 | 0 | 0 | 2 | 2 | 1 |  | 0 | 0 | 0 | 0 | 0 | 0 | 0 | 0 | 0 | 0 | 0 | 0 | 0 | 0 | 0 | 0 | 0 | 0 | 0 | 0 | 0 | 0 | 0 | 0 | 0 | 0 | 0 | 0 | 0 | 2 | 2 | 0 | 0 | 2 | 2 | 1 |  | 0 | 0 | 0 | 0 | 0 | 0 | 0 | 0 | 0 | 0 | 0 | 0 | 0 | 0 | 151.7416 | 0 | 0 | 1 | 0 | 0 | 0 | 0 | 0 | 0 | 0 | 0 | 0 | 0 | 0 | 2 | 2 | 0 | -2 | 2 | 2 | 1 |  | 0 | 0 | 0 | 0 | 0 | 0 | 0 | 0 | 0 | 0 | 0 | 0 | 0 | 0 | 151.7416 | 0 | 0 | 1 | 0 | 0 | 0 | 0 | 0 | 0 | 0 | 0 | 0 | 0 | 0 | 2 | 2 | 0 | -2 | 2 | 2 | 1 |  | 1 | 1 | 1 | 1 | 1 | 1 | 5- | 2+ | 5- | 1
PG&E FRESNO | Grimmway-Malaga | 115 | 0 | 0 | 0 | 0 | 0 | 0 | 0 | 0 | 0 | 0 | 0 | 0 | 75 | 0 | 75 | 0 | 0 | 0 | 0 | 1 |  | 0 | 0 | 0 | 0 | 0 | 0 | 0 | 0 | 0 | 0 | 0 | 0 | 0 | 0 | 0 | 0 | 0 | 0 | 0 | 0 | 0 | 0 | 0 | 0 | 0 | 0 | 0 | 0 | 0 | 2 | 2 | 0 | 0 | 0 | 0 | 1 |  | 0 | 0 | 0 | 0 | 0 | 0 | 0 | 0 | 0 | 0 | 0 | 0 | 0 | 0 | 0 | 0 | 0 | 0 | 0 | 0 | 0 | 0 | 0 | 0 | 0 | 0 | 0 | 0 | 0 | 2 | 2 | 0 | 0 | 0 | 0 | 1 |  | 0 | 0 | 0 | 0 | 0 | 0 | 0 | 0 | 0 | 0 | 0 | 0 | 0 | 0 | 0 | 0 | 0 | 0 | 0 | 0 | 0 | 0 | 0 | 0 | 0 | 0 | 0 | 0 | 0 | 2 | 2 | 0 | 0 | 0 | 0 | 1 |  | 0 | 0 | 0 | 0 | 0 | 0 | 0 | 0 | 0 | 0 | 0 | 0 | 0 | 0 | 0 | 0 | 0 | 0 | 0 | 0 | 0 | 0 | 0 | 0 | 0 | 0 | 0 | 0 | 0 | 2 | 2 | 0 | 0 | 0 | 0 | 1 |  | 1 | 1 | 1 | 1 | 1 | 1 | 5- | 1 | 1 | 1
PG&E NGBA | Grizzly | 230 | 0 | 0 | 0 | 0 | 0 | 0 | 0 | 0 | 0 | 0 | 0 | 0 | 0 | 0 | 0 | 0 | 0 | 0 | 0 | 0 |  | 0 | 0 | 0 | 0 | 0 | 0 | 0 | 0 | 0 | 0 | 0 | 0 | 0 | 0 | 0 | 0 | 0 | 0 | 0 | 0 | 0 | 0 | 0 | 0 | 0 | 0 | 0 | 0 | 0 | 0 | 0 | 0 | 0 | 0 | 0 | 0 |  | 0 | 0 | 0 | 0 | 0 | 0 | 0 | 0 | 0 | 0 | 0 | 0 | 0 | 0 | 0 | 0 | 0 | 0 | 0 | 0 | 0 | 0 | 0 | 0 | 0 | 0 | 0 | 0 | 0 | 0 | 0 | 0 | 0 | 0 | 0 | 0 |  | 0 | 0 | 0 | 0 | 0 | 0 | 0 | 0 | 0 | 0 | 0 | 0 | 0 | 0 | 0 | 0 | 0 | 0 | 0 | 0 | 0 | 0 | 0 | 0 | 0 | 0 | 0 | 0 | 0 | 0 | 0 | 0 | 0 | 0 | 0 | 0 |  | 0 | 0 | 0 | 0 | 0 | 0 | 0 | 0 | 0 | 0 | 0 | 0 | 0 | 0 | 0 | 0 | 0 | 0 | 0 | 0 | 0 | 0 | 0 | 0 | 0 | 0 | 0 | 0 | 0 | 0 | 0 | 0 | 0 | 0 | 0 | 0 |  | 1 | 1 | 1 | 1 | 1 | 1 | 1 | 1 | 1 | 0
PG&E FRESNO | Guernsey | 70 | 0 | 0 | 0 | 0 | 0 | 0 | 0 | 0 | 0 | 0 | 0 | 0 | 0 | 0 | 0 | 0 | 0 | 0 | 0 | 0 |  | 0 | 0 | 0 | 0 | 0 | 0 | 0 | 0 | 0 | 0 | 0 | 0 | 0 | 0 | 0 | 0 | 0 | 0 | 0 | 0 | 0 | 0 | 0 | 0 | 0 | 0 | 0 | 0 | 0 | 0 | 0 | 0 | 0 | 0 | 0 | 0 |  | 0 | 0 | 0 | 0 | 0 | 0 | 0 | 0 | 0 | 0 | 0 | 0 | 7.575 | 0 | 2.196 | 0 | 0 | 1 | 0 | 0 | 0 | 0 | 0 | 0 | 0 | 0 | 0 | 0 | 0 | 0 | -2 | 0 | 0 | 0 | 0 | 1 |  | 0 | 0 | 0 | 0 | 0 | 0 | 0 | 0 | 0 | 0 | 0 | 0 | 7.575 | 0 | 2.196 | 0 | 0 | 1 | 0 | 0 | 0 | 0 | 0 | 0 | 0 | 0 | 0 | 0 | 0 | 0 | -1 | 0 | 0 | 0 | 0 | 1 |  | 0 | 0 | 0 | 0 | 0 | 0 | 0 | 0 | 0 | 0 | 0 | 0 | 22.054 | 0 | 2.196 | 0 | 0 | 1 | 0 | 0 | 0 | 0 | 0 | 0 | 0 | 0 | 0 | 0 | 0 | 0 | -2 | 0 | 0 | 0 | 0 | 1 |  | 1 | 1 | 1 | 1 | 1 | 1 | 4+ | 1 | 1 | 1
PG&E FRESNO | GWF Hanford | 115 | 0 | 0 | 0 | 0 | 0 | 0 | 0 | 0 | 0 | 0 | 0 | 0 | 0 | 0 | 0 | 0 | 0 | 0 | 0 | 0 |  | 0 | 0 | 0 | 0 | 0 | 0 | 0 | 0 | 0 | 0 | 0 | 0 | 0 | 0 | 11.7 | 0 | 0 | 1 | 0 | 0 | 0 | 0 | 0 | 0 | 0 | 0 | 0 | 0 | 0 | 0 | 0 | 0 | -2 | 0 | 0 | 1 |  | 0 | 0 | 0 | 0 | 0 | 0 | 0 | 0 | 0 | 0 | 0 | 0 | 0 | 0 | 11.7 | 0 | 0 | 1 | 0 | 0 | 0 | 0 | 0 | 0 | 0 | 0 | 0 | 0 | 0 | 0 | 0 | 0 | -2 | 0 | 0 | 1 |  | 0 | 0 | 0 | 0 | 0 | 0 | 0 | 0 | 0 | 0 | 0 | 0 | 0 | 0 | 11.7 | 0 | 0 | 1 | 0 | 0 | 0 | 0 | 0 | 0 | 0 | 0 | 0 | 0 | 0 | 0 | 0 | 0 | -2 | 0 | 0 | 1 |  | 0 | 0 | 0 | 0 | 0 | 0 | 0 | 0 | 0 | 0 | 0 | 0 | 0 | 0 | 11.7 | 0 | 0 | 1 | 0 | 0 | 0 | 0 | 0 | 0 | 0 | 0 | 0 | 0 | 0 | 0 | 0 | 0 | -2 | 0 | 0 | 1 |  | 1 | 1 | 1 | 1 | 1 | 1 | 1 | 4+ | 1 | 1
PG&E FRESNO | Haas | 230 | 0 | 0 | 0 | 0 | 0 | 0 | 0 | 0 | 0 | 0 | 0 | 0 | 150 | 0 | 150 | 0 | 0 | 0 | 0 | 1 |  | 0 | 0 | 0 | 0 | 0 | 0 | 0 | 0 | 0 | 0 | 0 | 0 | 0 | 0 | 0 | 0 | 0 | 0 | 0 | 0 | 0 | 0 | 0 | 0 | 0 | 0 | 0 | 0 | 0 | 2 | 2 | 0 | 0 | 0 | 0 | 1 |  | 0 | 0 | 0 | 0 | 0 | 0 | 0 | 0 | 0 | 0 | 0 | 0 | 0 | 0 | 0 | 0 | 0 | 0 | 0 | 0 | 0 | 0 | 0 | 0 | 0 | 0 | 0 | 0 | 0 | 2 | 2 | 0 | 0 | 0 | 0 | 1 |  | 0 | 0 | 0 | 0 | 0 | 0 | 0 | 0 | 0 | 0 | 0 | 0 | 0 | 0 | 0 | 0 | 0 | 0 | 0 | 0 | 0 | 0 | 0 | 0 | 0 | 0 | 0 | 0 | 0 | 2 | 2 | 0 | 0 | 0 | 0 | 1 |  | 0 | 0 | 0 | 0 | 0 | 0 | 0 | 0 | 0 | 0 | 0 | 0 | 0 | 0 | 0 | 0 | 0 | 0 | 0 | 0 | 0 | 0 | 0 | 0 | 0 | 0 | 0 | 0 | 0 | 2 | 2 | 0 | 0 | 0 | 0 | 1 |  | 1 | 1 | 1 | 1 | 1 | 1 | 5- | 1 | 1 | 1
PG&E FRESNO | Hammonds | 115 | 0 | 0 | 0 | 0 | 0 | 0 | 0 | 0 | 0 | 0 | 0 | 0 | 0 | 0 | 0 | 0 | 0 | 0 | 0 | 0 |  | 0 | 0 | 0 | 0 | 0 | 0 | 0 | 0 | 0 | 0 | 0 | 0 | 0 | 0 | 0 | 0 | 0 | 0 | 0 | 0 | 0 | 0 | 0 | 0 | 0 | 0 | 0 | 0 | 0 | 0 | 0 | 0 | 0 | 0 | 0 | 0 |  | 0 | 0 | 0 | 0 | 0 | 0 | 0 | 0 | 0 | 0 | 0 | 0 | 0 | 0 | 0 | 0 | 0 | 0 | 0 | 0 | 0 | 0 | 0 | 0 | 0 | 0 | 0 | 0 | 0 | 0 | 0 | 0 | 0 | 0 | 0 | 0 |  | 0 | 0 | 0 | 0 | 0 | 0 | 0 | 0 | 0 | 0 | 0 | 0 | 0 | 0 | 0 | 0 | 0 | 0 | 0 | 0 | 0 | 0 | 0 | 0 | 0 | 0 | 0 | 0 | 0 | 0 | 0 | 0 | 0 | 0 | 0 | 0 |  | 0 | 0 | 0 | 0 | 0 | 0 | 0 | 0 | 0 | 0 | 0 | 0 | 0 | 0 | 0 | 0 | 0 | 0 | 0 | 0 | 0 | 0 | 0 | 0 | 0 | 0 | 0 | 0 | 0 | 0 | 0 | 0 | 0 | 0 | 0 | 0 |  | 1 | 1 | 1 | 1 | 1 | 1 | 1 | 1 | 1 | 0
SCE Metro | HarborGen | 230 | 0 | 0 | 0 | 0 | 0 | 0 | 0 | 0 | 0 | 0 | 0 | 0 | 0 | 0 | 0 | 0 | 0 | 0 | 0 | 0 |  | 0 | 0 | 0 | 0 | 0 | 0 | 0 | 0 | 0 | 0 | 0 | 0 | 0 | 0 | 0 | 0 | 0 | 0 | 0 | 0 | 0 | 0 | 0 | 0 | 0 | 0 | 0 | 0 | 0 | 0 | 0 | 0 | 0 | 0 | 0 | 0 |  | 0 | 0 | 0 | 0 | 0 | 0 | 0 | 0 | 0 | 0 | 0 | 0 | 0 | 0 | 0 | 0 | 0 | 0 | 0 | 0 | 0 | 0 | 0 | 0 | 0 | 0 | 0 | 0 | 0 | 0 | 0 | 0 | 0 | 0 | 0 | 0 |  | 0 | 0 | 0 | 0 | 0 | 0 | 0 | 0 | 0 | 0 | 0 | 0 | 0 | 0 | 0 | 0 | 0 | 0 | 0 | 0 | 0 | 0 | 0 | 0 | 0 | 0 | 0 | 0 | 0 | 0 | 0 | 0 | 0 | 0 | 0 | 0 |  | 0 | 0 | 0 | 0 | 0 | 0 | 0 | 0 | 0 | 0 | 0 | 0 | 0 | 0 | 0 | 0 | 0 | 0 | 0 | 0 | 0 | 0 | 0 | 0 | 0 | 0 | 0 | 0 | 0 | 0 | 0 | 0 | 0 | 0 | 0 | 0 |  | 1 | 1 | 1 | 1 | 1 | 1 | 1 | 1 | 1 | 0
PG&E NGBA | Harris | 60 | 0 | 0 | 0 | 0 | 0 | 0 | 0 | 0 | 0 | 0 | 0 | 0 | 0 | 0 | 0 | 0 | 0 | 0 | 0 | 0 |  | 0 | 0 | 0 | 0 | 0 | 0 | 0 | 0 | 0 | 0 | 0 | 0 | 0 | 0 | 0 | 0 | 0 | 0 | 0 | 0 | 0 | 0 | 0 | 0 | 0 | 0 | 0 | 0 | 0 | 0 | 0 | 0 | 0 | 0 | 0 | 0 |  | 0 | 0 | 0 | 0 | 0 | 0 | 0 | 0 | 0 | 0 | 0 | 0 | 0 | 0 | 0 | 0 | 0 | 0 | 0 | 0 | 0 | 0 | 0 | 0 | 0 | 0 | 0 | 0 | 0 | 0 | 0 | 0 | 0 | 0 | 0 | 0 |  | 0 | 0 | 0 | 0 | 0 | 0 | 0 | 0 | 0 | 0 | 0 | 0 | 0 | 0 | 0 | 0 | 0 | 0 | 0 | 0 | 0 | 0 | 0 | 0 | 0 | 0 | 0 | 0 | 0 | 0 | 0 | 0 | 0 | 0 | 0 | 0 |  | 0 | 0 | 0 | 0 | 0 | 0 | 0 | 0 | 0 | 0 | 0 | 0 | 0 | 0 | 0 | 0 | 0 | 0 | 0 | 0 | 0 | 0 | 0 | 0 | 0 | 0 | 0 | 0 | 0 | 0 | 0 | 0 | 0 | 0 | 0 | 0 |  | 1 | 1 | 1 | 1 | 1 | 1 | 1 | 1 | 1 | 0
EOP | Harry Allen | 500 | 0 | 0 | 0 | 0 | 0 | 1100 | 0 | 1100 | 0 | 0 | 0 | 0 | 0 | 0 | 0 | 0 | 0 | 0 | 0 | 1 |  | 0 | 0 | 0 | 0 | 0 | 0 | 0 | 0 | 0 | 0 | 0 | 0 | 0 | 0 | 0 | 0 | 0 | 0 | 0 | 0 | 0 | 0 | 0 | 0 | 2 | 2 | 0 | 0 | 0 | 0 | 0 | 0 | 0 | 0 | 0 | 1 |  | 0 | 0 | 0 | 0 | 0 | 0 | 0 | 0 | 0 | 0 | 0 | 0 | 0 | 0 | 0 | 0 | 0 | 0 | 0 | 0 | 0 | 0 | 0 | 0 | 2 | 2 | 0 | 0 | 0 | 0 | 0 | 0 | 0 | 0 | 0 | 1 |  | 0 | 0 | 0 | 0 | 0 | 0 | 0 | 0 | 0 | 0 | 0 | 0 | 0 | 0 | 0 | 0 | 0 | 0 | 0 | 0 | 0 | 0 | 0 | 0 | 2 | 2 | 0 | 0 | 0 | 0 | 0 | 0 | 0 | 0 | 0 | 1 |  | 0 | 0 | 0 | 0 | 0 | 0 | 0 | 0 | 0 | 0 | 0 | 0 | 0 | 0 | 0 | 0 | 0 | 0 | 0 | 0 | 0 | 0 | 0 | 0 | 2 | 2 | 0 | 0 | 0 | 0 | 0 | 0 | 0 | 0 | 0 | 1 |  | 1 | 1 | 1 | 5- | 1 | 1 | 1 | 1 | 1 | 1
PG&E NGBA | Hartley | 60 | 0 | 0 | 0 | 0 | 0 | 0 | 0 | 0 | 0 | 0 | 0 | 0 | 0 | 0 | 0 | 0 | 0 | 0 | 0 | 0 |  | 0 | 0 | 0 | 0 | 0 | 0 | 0 | 0 | 0 | 0 | 0 | 0 | 0 | 0 | 0 | 0 | 0 | 0 | 0 | 0 | 0 | 0 | 0 | 0 | 0 | 0 | 0 | 0 | 0 | 0 | 0 | 0 | 0 | 0 | 0 | 0 |  | 0 | 0 | 0 | 0 | 0 | 0 | 0 | 0 | 0 | 0 | 0 | 0 | 0 | 0 | 0 | 0 | 0 | 0 | 0 | 0 | 0 | 0 | 0 | 0 | 0 | 0 | 0 | 0 | 0 | 0 | 0 | 0 | 0 | 0 | 0 | 0 |  | 0 | 0 | 0 | 0 | 0 | 0 | 0 | 0 | 0 | 0 | 0 | 0 | 0 | 0 | 0 | 0 | 0 | 0 | 0 | 0 | 0 | 0 | 0 | 0 | 0 | 0 | 0 | 0 | 0 | 0 | 0 | 0 | 0 | 0 | 0 | 0 |  | 0 | 0 | 0 | 0 | 0 | 0 | 0 | 0 | 0 | 0 | 0 | 0 | 12 | 0 | 0 | 0 | 0 | 1 | 0 | 0 | 0 | 0 | 0 | 0 | 0 | 0 | 0 | 0 | 0 | 0 | -2 | 0 | 0 | 0 | 0 | 1 |  | 1 | 1 | 1 | 1 | 1 | 1 | 1+ | 1 | 1 | 1
SCE NOL | Harvard | 115 | 0 | 0 | 0 | 0 | 0 | 0 | 0 | 0 | 0 | 0 | 0 | 0 | 0 | 0 | 0 | 0 | 0 | 0 | 0 | 0 |  | 0 | 0 | 0 | 0 | 0 | 0 | 0 | 0 | 0 | 0 | 0 | 0 | 0 | 0 | 0 | 0 | 0 | 0 | 0 | 0 | 0 | 0 | 0 | 0 | 0 | 0 | 0 | 0 | 0 | 0 | 0 | 0 | 0 | 0 | 0 | 0 |  | 0 | 0 | 0 | 0 | 0 | 0 | 0 | 0 | 0 | 0 | 0 | 0 | 0 | 0 | 0 | 0 | 0 | 0 | 0 | 0 | 0 | 0 | 0 | 0 | 0 | 0 | 0 | 0 | 0 | 0 | 0 | 0 | 0 | 0 | 0 | 0 |  | 0 | 0 | 0 | 0 | 0 | 0 | 0 | 0 | 0 | 0 | 0 | 0 | 0 | 0 | 0 | 0 | 0 | 0 | 0 | 0 | 0 | 0 | 0 | 0 | 0 | 0 | 0 | 0 | 0 | 0 | 0 | 0 | 0 | 0 | 0 | 0 |  | 0 | 0 | 0 | 0 | 0 | 0 | 0 | 0 | 0 | 0 | 0 | 0 | 0 | 0 | 0 | 0 | 0 | 0 | 0 | 0 | 0 | 0 | 0 | 0 | 0 | 0 | 0 | 0 | 0 | 0 | 0 | 0 | 0 | 0 | 0 | 0 |  | 1 | 1 | 1 | 1 | 1 | 1 | 1 | 1 | 1 | 0
SDGE | Hassayampa | 500 | 0 | 0 | 0 | 0 | 0 | 0 | 0 | 0 | 0 | 0 | 0 | 0 | 1500 | 786 | 2286 | 0 | 307 | 307 | 0 | 1 |  | 0 | 0 | 0 | 0 | 0 | 0 | 0 | 0 | 0 | 0 | 0 | 0 | 276.9 | 0 | 90.9 | 0 | 0 | 1 | 0 | 0 | 0 | 0 | 0 | 0 | 0 | 0 | 0 | 0 | 0 | 2 | 2 | 2 | 2 | 0 | 0 | 1 |  | 0 | 0 | 0 | 0 | 0 | 0 | 0 | 0 | 0 | 0 | 0 | 0 | 0 | 0 | 0 | 0 | 0 | 0 | 0 | 0 | 0 | 0 | 0 | 0 | 0 | 0 | 0 | 0 | 0 | 2 | 2 | 2 | 2 | 0 | 0 | 1 |  | 0 | 0 | 0 | 0 | 0 | 0 | 0 | 0 | 0 | 0 | 0 | 0 | 350 | 0 | 28.8 | 0 | 0 | 1 | 0 | 0 | 0 | 0 | 0 | 0 | 0 | 0 | 0 | 0 | 0 | 2 | 2 | 2 | 2 | 0 | 0 | 1 |  | 0 | 0 | 0 | 0 | 0 | 0 | 0 | 154.5 | 0 | 0 | 0 | 0 | 1068.88 | 0 | 183.3 | 0 | 0 | 1 | 0 | 0 | 0 | 0 | 0 | 0 | 0 | -2 | 0 | 0 | 0 | 2 | 2 | 2 | 2 | 0 | 0 | 1 |  | 1 | 1 | 1 | 1+ | 1 | 1 | 5- | 5- | 1 | 1
PG&E FRESNO | Helm | 230 | 0 | 0 | 0 | 0 | 0 | 0 | 0 | 0 | 0 | 0 | 0 | 0 | 150 | 0 | 150 | 0 | 0 | 0 | 0 | 1 |  | 0 | 0 | 0 | 0 | 0 | 0 | 0 | 0 | 0 | 0 | 0 | 0 | 0 | 0 | 0 | 0 | 0 | 0 | 0 | 0 | 0 | 0 | 0 | 0 | 0 | 0 | 0 | 0 | 0 | 2 | 2 | 0 | 0 | 0 | 0 | 1 |  | 0 | 0 | 0 | 0 | 0 | 0 | 0 | 0 | 0 | 0 | 0 | 0 | 0 | 0 | 0 | 0 | 0 | 0 | 0 | 0 | 0 | 0 | 0 | 0 | 0 | 0 | 0 | 0 | 0 | 2 | 2 | 0 | 0 | 0 | 0 | 1 |  | 0 | 0 | 0 | 0 | 0 | 0 | 0 | 0 | 0 | 0 | 0 | 0 | 0 | 0 | 0 | 0 | 0 | 0 | 0 | 0 | 0 | 0 | 0 | 0 | 0 | 0 | 0 | 0 | 0 | 2 | 2 | 0 | 0 | 0 | 0 | 1 |  | 0 | 0 | 0 | 0 | 0 | 0 | 0 | 0 | 0 | 0 | 0 | 0 | 0 | 0 | 0 | 0 | 0 | 0 | 0 | 0 | 0 | 0 | 0 | 0 | 0 | 0 | 0 | 0 | 0 | 2 | 2 | 0 | 0 | 0 | 0 | 1 |  | 1 | 1 | 1 | 1 | 1 | 1 | 5- | 1 | 1 | 1
PG&E FRESNO | Helm | 70 | 0 | 0 | 0 | 0 | 0 | 0 | 0 | 0 | 0 | 0 | 0 | 0 | 0 | 0 | 0 | 0 | 0 | 0 | 0 | 0 |  | 0 | 0 | 0 | 0 | 0 | 0 | 0 | 0 | 0 | 0 | 0 | 0 | 0 | 18.5 | 18.5 | 0 | 0 | 1 | 0 | 0 | 0 | 0 | 0 | 0 | 0 | 0 | 0 | 0 | 0 | 0 | 0 | -2 | -2 | 0 | 0 | 1 |  | 0 | 0 | 0 | 0 | 0 | 0 | 0 | 0 | 0 | 0 | 0 | 0 | 0 | 18.5 | 18.5 | 0 | 0 | 1 | 0 | 0 | 0 | 0 | 0 | 0 | 0 | 0 | 0 | 0 | 0 | 0 | 0 | -2 | -2 | 0 | 0 | 1 |  | 0 | 0 | 0 | 0 | 0 | 0 | 0 | 0 | 0 | 0 | 0 | 0 | 0 | 0 | 0 | 0 | 0 | 0 | 0 | 0 | 0 | 0 | 0 | 0 | 0 | 0 | 0 | 0 | 0 | 0 | 0 | 0 | 0 | 0 | 0 | 0 |  | 0 | 0 | 0 | 0 | 0 | 0 | 0 | 0 | 0 | 0 | 0 | 0 | 0 | 18.5 | 18.5 | 0 | 0 | 1 | 0 | 0 | 0 | 0 | 0 | 0 | 0 | 0 | 0 | 0 | 0 | 0 | 0 | -2 | -2 | 0 | 0 | 1 |  | 1 | 1 | 1 | 1 | 1 | 1 | 1 | 4+ | 1 | 1
PG&E FRESNO | Henrietta | 115 | 0 | 0 | 0 | 0 | 0 | 0 | 0 | 0 | 0 | 0 | 0 | 0 | 80 | 0 | 80 | 0 | 0 | 0 | 0 | 1 |  | 0 | 0 | 0 | 0 | 0 | 0 | 0 | 0 | 0 | 0 | 0 | 0 | 0 | 0 | 0 | 0 | 0 | 0 | 0 | 0 | 0 | 0 | 0 | 0 | 0 | 0 | 0 | 0 | 0 | 2 | 2 | 0 | 0 | 0 | 0 | 1 |  | 0 | 0 | 0 | 0 | 0 | 0 | 0 | 0 | 0 | 0 | 0 | 0 | 0 | 0 | 0 | 0 | 0 | 0 | 0 | 0 | 0 | 0 | 0 | 0 | 0 | 0 | 0 | 0 | 0 | 2 | 2 | 0 | 0 | 0 | 0 | 1 |  | 0 | 0 | 0 | 0 | 0 | 0 | 0 | 0 | 0 | 0 | 0 | 0 | 0 | 0 | 0 | 0 | 0 | 0 | 0 | 0 | 0 | 0 | 0 | 0 | 0 | 0 | 0 | 0 | 0 | 2 | 2 | 0 | 0 | 0 | 0 | 1 |  | 0 | 0 | 0 | 0 | 0 | 0 | 0 | 0 | 0 | 0 | 0 | 0 | 0 | 0 | 100 | 0 | 0 | 1 | 0 | 0 | 0 | 0 | 0 | 0 | 0 | 0 | 0 | 0 | 0 | 2 | 2 | 0 | -2 | 0 | 0 | 1 |  | 1 | 1 | 1 | 1 | 1 | 1 | 5- | 1+ | 1 | 1
PG&E FRESNO | Henrietta | 230 | 0 | 0 | 0 | 0 | 0 | 0 | 0 | 0 | 0 | 0 | 0 | 0 | 505 | 0 | 505 | 0 | 493 | 493 | 0 | 1 |  | 0 | 0 | 0 | 0 | 0 | 0 | 0 | 0 | 0 | 0 | 0 | 0 | 0 | 0 | 0 | 0 | 0 | 0 | 0 | 0 | 0 | 0 | 0 | 0 | 0 | 0 | 0 | 0 | 0 | 2 | 2 | 2 | 2 | 0 | 0 | 1 |  | 0 | 0 | 0 | 0 | 0 | 0 | 0 | 0 | 0 | 0 | 0 | 0 | 3 | 0 | 0 | 0 | 0 | 1 | 0 | 0 | 0 | 0 | 0 | 0 | 0 | 0 | 0 | 0 | 0 | 2 | 2 | 2 | 2 | 0 | 0 | 1 |  | 0 | 0 | 0 | 0 | 0 | 0 | 0 | 0 | 0 | 0 | 0 | 0 | 3 | 0 | 0 | 0 | 0 | 1 | 0 | 0 | 0 | 0 | 0 | 0 | 0 | 0 | 0 | 0 | 0 | 2 | 2 | 2 | 2 | 0 | 0 | 1 |  | 0 | 0 | 0 | 0 | 0 | 0 | 0 | 154.4 | 0 | 0 | 0 | 0 | 158.3 | 0 | 154.4 | 0 | 0 | 1 | 0 | 0 | 0 | 0 | 0 | 0 | 0 | -2 | 0 | 0 | 0 | 2 | 2 | 2 | 2 | 0 | 0 | 1 |  | 1 | 1 | 1 | 1+ | 1 | 1 | 5- | 5- | 1 | 1
PG&E FRESNO | Henrietta | 70 | 0 | 0 | 0 | 0 | 0 | 0 | 0 | 0 | 0 | 0 | 0 | 0 | 0 | 0 | 0 | 0 | 0 | 0 | 0 | 0 |  | 0 | 0 | 0 | 0 | 0 | 0 | 0 | 0 | 0 | 0 | 0 | 0 | 0 | 0 | 20 | 0 | 0 | 1 | 0 | 0 | 0 | 0 | 0 | 0 | 0 | 0 | 0 | 0 | 0 | 0 | 0 | 0 | -2 | 0 | 0 | 1 |  | 0 | 0 | 0 | 0 | 0 | 0 | 0 | 0 | 0 | 0 | 0 | 0 | 0 | 0 | 20 | 0 | 0 | 1 | 0 | 0 | 0 | 0 | 0 | 0 | 0 | 0 | 0 | 0 | 0 | 0 | 0 | 0 | -2 | 0 | 0 | 1 |  | 0 | 0 | 0 | 0 | 0 | 0 | 0 | 0 | 0 | 0 | 0 | 0 | 0 | 0 | 20 | 0 | 0 | 1 | 0 | 0 | 0 | 0 | 0 | 0 | 0 | 0 | 0 | 0 | 0 | 0 | 0 | 0 | -2 | 0 | 0 | 1 |  | 0 | 0 | 0 | 0 | 0 | 0 | 0 | 0 | 0 | 0 | 0 | 0 | 0 | 0 | 20 | 0 | 0 | 1 | 0 | 0 | 0 | 0 | 0 | 0 | 0 | 0 | 0 | 0 | 0 | 0 | 0 | 0 | -2 | 0 | 0 | 1 |  | 1 | 1 | 1 | 1 | 1 | 1 | 1 | 4+ | 1 | 1
PG&E FRESNO | Herndon | 115 | 0 | 0 | 0 | 0 | 0 | 0 | 0 | 0 | 0 | 0 | 0 | 0 | 0 | 0 | 0 | 0 | 0 | 0 | 0 | 0 |  | 0 | 0 | 0 | 0 | 0 | 0 | 0 | 0 | 0 | 0 | 0 | 0 | 0 | 0 | 0 | 0 | 0 | 0 | 0 | 0 | 0 | 0 | 0 | 0 | 0 | 0 | 0 | 0 | 0 | 0 | 0 | 0 | 0 | 0 | 0 | 0 |  | 0 | 0 | 0 | 0 | 0 | 0 | 0 | 0 | 0 | 0 | 0 | 0 | 0 | 0 | 0 | 0 | 0 | 0 | 0 | 0 | 0 | 0 | 0 | 0 | 0 | 0 | 0 | 0 | 0 | 0 | 0 | 0 | 0 | 0 | 0 | 0 |  | 0 | 0 | 0 | 0 | 0 | 0 | 0 | 0 | 0 | 0 | 0 | 0 | 0 | 0 | 0 | 0 | 0 | 0 | 0 | 0 | 0 | 0 | 0 | 0 | 0 | 0 | 0 | 0 | 0 | 0 | 0 | 0 | 0 | 0 | 0 | 0 |  | 0 | 0 | 0 | 0 | 0 | 0 | 0 | 0 | 0 | 0 | 0 | 0 | 0 | 0 | 0 | 0 | 0 | 0 | 0 | 0 | 0 | 0 | 0 | 0 | 0 | 0 | 0 | 0 | 0 | 0 | 0 | 0 | 0 | 0 | 0 | 0 |  | 1 | 1 | 1 | 1 | 1 | 1 | 1 | 1 | 1 | 0
PG&E FRESNO | Herndon | 230 | 0 | 0 | 0 | 0 | 0 | 0 | 0 | 0 | 0 | 0 | 0 | 0 | 0 | 0 | 0 | 0 | 0 | 0 | 0 | 0 |  | 0 | 0 | 0 | 0 | 0 | 0 | 0 | 0 | 0 | 0 | 0 | 0 | 0 | 0 | 0 | 0 | 0 | 0 | 0 | 0 | 0 | 0 | 0 | 0 | 0 | 0 | 0 | 0 | 0 | 0 | 0 | 0 | 0 | 0 | 0 | 0 |  | 0 | 0 | 0 | 0 | 0 | 0 | 0 | 0 | 0 | 0 | 0 | 0 | 0 | 0 | 0 | 0 | 0 | 0 | 0 | 0 | 0 | 0 | 0 | 0 | 0 | 0 | 0 | 0 | 0 | 0 | 0 | 0 | 0 | 0 | 0 | 0 |  | 0 | 0 | 0 | 0 | 0 | 0 | 0 | 0 | 0 | 0 | 0 | 0 | 0 | 0 | 0 | 0 | 0 | 0 | 0 | 0 | 0 | 0 | 0 | 0 | 0 | 0 | 0 | 0 | 0 | 0 | 0 | 0 | 0 | 0 | 0 | 0 |  | 0 | 0 | 0 | 0 | 0 | 0 | 0 | 0 | 0 | 0 | 0 | 0 | 0 | 0 | 0 | 0 | 0 | 0 | 0 | 0 | 0 | 0 | 0 | 0 | 0 | 0 | 0 | 0 | 0 | 0 | 0 | 0 | 0 | 0 | 0 | 0 |  | 1 | 1 | 1 | 1 | 1 | 1 | 1 | 1 | 1 | 0
PG&E GBA | Hicks | 230 | 0 | 0 | 0 | 0 | 0 | 0 | 0 | 0 | 0 | 0 | 0 | 0 | 0 | 0 | 0 | 0 | 0 | 0 | 0 | 0 |  | 0 | 0 | 0 | 0 | 0 | 0 | 0 | 0 | 0 | 0 | 0 | 0 | 0 | 0 | 0 | 0 | 0 | 0 | 0 | 0 | 0 | 0 | 0 | 0 | 0 | 0 | 0 | 0 | 0 | 0 | 0 | 0 | 0 | 0 | 0 | 0 |  | 0 | 0 | 0 | 0 | 0 | 0 | 0 | 0 | 0 | 0 | 0 | 0 | 0 | 0 | 0 | 0 | 0 | 0 | 0 | 0 | 0 | 0 | 0 | 0 | 0 | 0 | 0 | 0 | 0 | 0 | 0 | 0 | 0 | 0 | 0 | 0 |  | 0 | 0 | 0 | 0 | 0 | 0 | 0 | 0 | 0 | 0 | 0 | 0 | 0 | 0 | 0 | 0 | 0 | 0 | 0 | 0 | 0 | 0 | 0 | 0 | 0 | 0 | 0 | 0 | 0 | 0 | 0 | 0 | 0 | 0 | 0 | 0 |  | 0 | 0 | 0 | 0 | 0 | 0 | 0 | 0 | 0 | 0 | 0 | 0 | 0 | 0 | 0 | 0 | 0 | 0 | 0 | 0 | 0 | 0 | 0 | 0 | 0 | 0 | 0 | 0 | 0 | 0 | 0 | 0 | 0 | 0 | 0 | 0 |  | 1 | 1 | 1 | 1 | 1 | 1 | 1 | 1 | 1 | 0
PG&E NGBA | Higgins | 115 | 0 | 0 | 0 | 0 | 0 | 0 | 0 | 0 | 0 | 0 | 0 | 0 | 0 | 0 | 0 | 0 | 0 | 0 | 0 | 0 |  | 0 | 0 | 0 | 0 | 0 | 0 | 0 | 0 | 0 | 0 | 0 | 0 | 0 | 0 | 0 | 0 | 0 | 0 | 0 | 0 | 0 | 0 | 0 | 0 | 0 | 0 | 0 | 0 | 0 | 0 | 0 | 0 | 0 | 0 | 0 | 0 |  | 0 | 0 | 0 | 0 | 0 | 0 | 0 | 0 | 0 | 0 | 0 | 0 | 0 | 0 | 0.14 | 0 | 0 | 1 | 0 | 0 | 0 | 0 | 0 | 0 | 0 | 0 | 0 | 0 | 0 | 0 | 0 | 0 | 0 | 0 | 0 | 0 |  | 0 | 0 | 0 | 0 | 0 | 0 | 0 | 0 | 0 | 0 | 0 | 0 | 0 | 0 | 0.14 | 0 | 0 | 1 | 0 | 0 | 0 | 0 | 0 | 0 | 0 | 0 | 0 | 0 | 0 | 0 | 0 | 0 | 0 | 0 | 0 | 0 |  | 0 | 0 | 0 | 0 | 0 | 0 | 0 | 0 | 0 | 0 | 0 | 0 | 20 | 0 | 0.14 | 0 | 0 | 1 | 0 | 0 | 0 | 0 | 0 | 0 | 0 | 0 | 0 | 0 | 0 | 0 | -2 | 0 | 0 | 0 | 0 | 1 |  | 1 | 1 | 1 | 1 | 1 | 1 | 1+ | 1 | 1 | 1
PG&E NGBA | Hilltop | 345 | 909 | 0 | 0 | 0 | 0 | 0 | 0 | 0 | 0 | 0 | 0 | 0 | 0 | 0 | 0 | 0 | 0 | 0 | 0 | 1 |  | 0 | 0 | 0 | 0 | 0 | 0 | 0 | 0 | 0 | 0 | 0 | 0 | 0 | 0 | 0 | 0 | 0 | 0 | 2 | 2 | 0 | 0 | 0 | 0 | 0 | 0 | 0 | 0 | 0 | 0 | 0 | 0 | 0 | 0 | 0 | 1 |  | 0 | 0 | 0 | 0 | 0 | 0 | 0 | 0 | 0 | 0 | 0 | 0 | 0 | 0 | 0 | 0 | 0 | 0 | 2 | 2 | 0 | 0 | 0 | 0 | 0 | 0 | 0 | 0 | 0 | 0 | 0 | 0 | 0 | 0 | 0 | 1 |  | 0 | 0 | 0 | 0 | 0 | 0 | 0 | 0 | 0 | 0 | 0 | 0 | 0 | 0 | 0 | 0 | 0 | 0 | 2 | 2 | 0 | 0 | 0 | 0 | 0 | 0 | 0 | 0 | 0 | 0 | 0 | 0 | 0 | 0 | 0 | 1 |  | 0 | 0 | 0 | 0 | 0 | 0 | 0 | 0 | 0 | 0 | 0 | 0 | 0 | 0 | 0 | 0 | 0 | 0 | 2 | 2 | 0 | 0 | 0 | 0 | 0 | 0 | 0 | 0 | 0 | 0 | 0 | 0 | 0 | 0 | 0 | 1 |  | 5- | 1 | 1 | 1 | 1 | 1 | 1 | 1 | 1 | 1
SCE Metro | Hinson | 230 | 0 | 0 | 0 | 0 | 0 | 0 | 0 | 0 | 0 | 0 | 0 | 0 | 0 | 0 | 0 | 0 | 600 | 600 | 0 | 1 |  | 0 | 0 | 0 | 0 | 0 | 0 | 0 | 0 | 0 | 0 | 0 | 0 | 0 | 0 | 0 | 0 | 0 | 0 | 0 | 0 | 0 | 0 | 0 | 0 | 0 | 0 | 0 | 0 | 0 | 0 | 0 | 2 | 2 | 0 | 0 | 1 |  | 0 | 0 | 0 | 0 | 0 | 0 | 0 | 0 | 0 | 0 | 0 | 0 | 2.96 | 0 | 0 | 0 | 0 | 1 | 0 | 0 | 0 | 0 | 0 | 0 | 0 | 0 | 0 | 0 | 0 | 0 | 0 | 2 | 2 | 0 | 0 | 1 |  | 0 | 0 | 0 | 0 | 0 | 0 | 0 | 0 | 0 | 0 | 0 | 0 | 2.96 | 0 | 605.6634 | 0 | 0 | 1 | 0 | 0 | 0 | 0 | 0 | 0 | 0 | 0 | 0 | 0 | 0 | 0 | -2 | 2 | 0 | 0 | 0 | 1 |  | 0 | 0 | 0 | 0 | 0 | 0 | 0 | 0 | 0 | 0 | 0 | 0 | 2.96 | 0 | 955.7414 | 0 | 0 | 1 | 0 | 0 | 0 | 0 | 0 | 0 | 0 | 0 | 0 | 0 | 0 | 0 | 0 | 2 | -2 | 0 | 0 | 1 |  | 1 | 1 | 1 | 1 | 1 | 1 | 2+ | 2- | 1 | 1
PG&E GBA | Hollister | 115 | 0 | 0 | 0 | 0 | 0 | 0 | 0 | 0 | 0 | 0 | 0 | 0 | 0 | 0 | 0 | 0 | 0 | 0 | 0 | 0 |  | 0 | 0 | 0 | 0 | 0 | 0 | 0 | 0 | 0 | 0 | 0 | 0 | 0 | 0 | 0 | 0 | 0 | 0 | 0 | 0 | 0 | 0 | 0 | 0 | 0 | 0 | 0 | 0 | 0 | 0 | 0 | 0 | 0 | 0 | 0 | 0 |  | 0 | 0 | 0 | 0 | 0 | 0 | 0 | 0 | 0 | 0 | 0 | 0 | 112.491 | 110 | 125.4485 | 0 | 0 | 1 | 0 | 0 | 0 | 0 | 0 | 0 | 0 | 0 | 0 | 0 | 0 | 0 | -2 | -2 | -2 | 0 | 0 | 1 |  | 0 | 0 | 0 | 0 | 0 | 0 | 0 | 0 | 0 | 0 | 0 | 0 | 112.491 | 110 | 125.4485 | 0 | 0 | 1 | 0 | 0 | 0 | 0 | 0 | 0 | 0 | 0 | 0 | 0 | 0 | 0 | -1 | -2 | -2 | 0 | 0 | 1 |  | 0 | 0 | 0 | 0 | 0 | 0 | 0 | 0 | 0 | 0 | 0 | 0 | 112.491 | 110 | 125.4485 | 0 | 0 | 1 | 0 | 0 | 0 | 0 | 0 | 0 | 0 | 0 | 0 | 0 | 0 | 0 | -2 | -2 | -2 | 0 | 0 | 1 |  | 1 | 1 | 1 | 1 | 1 | 1 | 4+ | 4+ | 1 | 1
PG&E NGBA | Homestake | 115 | 0 | 0 | 0 | 0 | 0 | 0 | 0 | 0 | 0 | 0 | 0 | 0 | 0 | 0 | 0 | 0 | 0 | 0 | 0 | 0 |  | 0 | 0 | 0 | 0 | 0 | 0 | 0 | 0 | 0 | 0 | 0 | 0 | 0 | 0 | 0 | 0 | 0 | 0 | 0 | 0 | 0 | 0 | 0 | 0 | 0 | 0 | 0 | 0 | 0 | 0 | 0 | 0 | 0 | 0 | 0 | 0 |  | 0 | 0 | 0 | 0 | 0 | 0 | 0 | 0 | 0 | 0 | 0 | 0 | 0 | 0 | 0 | 0 | 0 | 0 | 0 | 0 | 0 | 0 | 0 | 0 | 0 | 0 | 0 | 0 | 0 | 0 | 0 | 0 | 0 | 0 | 0 | 0 |  | 0 | 0 | 0 | 0 | 0 | 0 | 0 | 0 | 0 | 0 | 0 | 0 | 0 | 0 | 0 | 0 | 0 | 0 | 0 | 0 | 0 | 0 | 0 | 0 | 0 | 0 | 0 | 0 | 0 | 0 | 0 | 0 | 0 | 0 | 0 | 0 |  | 0 | 0 | 0 | 0 | 0 | 0 | 0 | 0 | 0 | 0 | 0 | 0 | 0 | 0 | 0 | 0 | 0 | 0 | 0 | 0 | 0 | 0 | 0 | 0 | 0 | 0 | 0 | 0 | 0 | 0 | 0 | 0 | 0 | 0 | 0 | 0 |  | 1 | 1 | 1 | 1 | 1 | 1 | 1 | 1 | 1 | 0
PG&E NGBA | Honcut | 115 | 0 | 0 | 0 | 0 | 0 | 0 | 0 | 0 | 0 | 0 | 0 | 0 | 0 | 0 | 0 | 0 | 0 | 0 | 0 | 0 |  | 0 | 0 | 0 | 0 | 0 | 0 | 0 | 0 | 0 | 0 | 0 | 0 | 0 | 0 | 0 | 0 | 0 | 0 | 0 | 0 | 0 | 0 | 0 | 0 | 0 | 0 | 0 | 0 | 0 | 0 | 0 | 0 | 0 | 0 | 0 | 0 |  | 0 | 0 | 0 | 0 | 0 | 0 | 0 | 0 | 0 | 0 | 0 | 0 | 0 | 0 | 0 | 0 | 0 | 0 | 0 | 0 | 0 | 0 | 0 | 0 | 0 | 0 | 0 | 0 | 0 | 0 | 0 | 0 | 0 | 0 | 0 | 0 |  | 0 | 0 | 0 | 0 | 0 | 0 | 0 | 0 | 0 | 0 | 0 | 0 | 0 | 0 | 213.55 | 0 | 0 | 1 | 0 | 0 | 0 | 0 | 0 | 0 | 0 | 0 | 0 | 0 | 0 | 0 | 0 | 0 | -2 | 0 | 0 | 1 |  | 0 | 0 | 0 | 0 | 0 | 0 | 0 | 0 | 0 | 0 | 0 | 0 | 0 | 0 | 213.58 | 0 | 0 | 1 | 0 | 0 | 0 | 0 | 0 | 0 | 0 | 0 | 0 | 0 | 0 | 0 | 0 | 0 | -2 | 0 | 0 | 1 |  | 1 | 1 | 1 | 1 | 1 | 1 | 1 | 2+ | 1 | 1
SDGE | Hoodoo Wash | 500 | 0 | 0 | 0 | 0 | 0 | 0 | 0 | 0 | 0 | 0 | 0 | 0 | 588 | 1800 | 2388 | 0 | 0 | 0 | 0 | 1 |  | 0 | 0 | 0 | 0 | 0 | 0 | 0 | 0 | 0 | 0 | 0 | 0 | 750.54 | 0 | 562.63 | 0 | 0 | 1 | 0 | 0 | 0 | 0 | 0 | 0 | 0 | 0 | 0 | 0 | 0 | 2 | 2 | 0 | -2 | 0 | 0 | 1 |  | 0 | 0 | 0 | 0 | 0 | 0 | 0 | 0 | 0 | 0 | 0 | 237.5 | 508.5 | 0 | 450 | 0 | 0 | 1 | 0 | 0 | 0 | 0 | 0 | 0 | 0 | 0 | 0 | 0 | 0 | 2 | 2 | 0 | -2 | 0 | 0 | 1 |  | 0 | 0 | 0 | 0 | 0 | 0 | 0 | 0 | 0 | 0 | 0 | 237.5 | 1504.534 | 0 | 1416.964 | 0 | 0 | 1 | 0 | 0 | 0 | 0 | 0 | 0 | 0 | 0 | 0 | 0 | 0 | 2 | 2 | 0 | -2 | 0 | 0 | 1 |  | 0 | 0 | 0 | 0 | 0 | 0 | 0 | 0 | 0 | 0 | 0 | 237.5 | 3754.534 | 0 | 1416.964 | 0 | 0 | 1 | 0 | 0 | 0 | 0 | 0 | 0 | 0 | 0 | 0 | 0 | 0 | 2 | -2 | 0 | -2 | 0 | 0 | 1 |  | 1 | 1 | 1 | 1 | 1 | 1 | 3- | 4+ | 1 | 1
PG&E NGBA | Hopland | 115 | 0 | 0 | 0 | 0 | 0 | 0 | 0 | 0 | 0 | 0 | 0 | 0 | 0 | 0 | 0 | 0 | 0 | 0 | 0 | 0 |  | 0 | 0 | 0 | 0 | 0 | 0 | 0 | 0 | 0 | 0 | 0 | 0 | 0 | 0 | 0 | 0 | 0 | 0 | 0 | 0 | 0 | 0 | 0 | 0 | 0 | 0 | 0 | 0 | 0 | 0 | 0 | 0 | 0 | 0 | 0 | 0 |  | 0 | 0 | 0 | 0 | 0 | 0 | 0 | 0 | 0 | 0 | 0 | 0 | 0.72 | 0 | 0 | 0 | 0 | 1 | 0 | 0 | 0 | 0 | 0 | 0 | 0 | 0 | 0 | 0 | 0 | 0 | 0 | 0 | 0 | 0 | 0 | 0 |  | 0 | 0 | 0 | 0 | 0 | 0 | 0 | 0 | 0 | 0 | 0 | 0 | 0.72 | 0 | 0 | 0 | 0 | 1 | 0 | 0 | 0 | 0 | 0 | 0 | 0 | 0 | 0 | 0 | 0 | 0 | -2 | 0 | 0 | 0 | 0 | 1 |  | 0 | 0 | 0 | 0 | 0 | 0 | 0 | 0 | 0 | 0 | 0 | 0 | 0.72 | 0 | 12.665 | 0 | 0 | 1 | 0 | 0 | 0 | 0 | 0 | 0 | 0 | 0 | 0 | 0 | 0 | 0 | 0 | 0 | -2 | 0 | 0 | 1 |  | 1 | 1 | 1 | 1 | 1 | 1 | 2+ | 1+ | 1 | 1
PG&E NGBA | Hopland | 60 | 0 | 0 | 0 | 0 | 0 | 0 | 0 | 0 | 0 | 0 | 0 | 0 | 0 | 0 | 0 | 0 | 0 | 0 | 0 | 0 |  | 0 | 0 | 0 | 0 | 0 | 0 | 0 | 0 | 0 | 0 | 0 | 0 | 0 | 0 | 0 | 0 | 0 | 0 | 0 | 0 | 0 | 0 | 0 | 0 | 0 | 0 | 0 | 0 | 0 | 0 | 0 | 0 | 0 | 0 | 0 | 0 |  | 0 | 0 | 0 | 0 | 0 | 0 | 0 | 0 | 0 | 0 | 0 | 0 | 0 | 0 | 0 | 0 | 0 | 0 | 0 | 0 | 0 | 0 | 0 | 0 | 0 | 0 | 0 | 0 | 0 | 0 | 0 | 0 | 0 | 0 | 0 | 0 |  | 0 | 0 | 0 | 0 | 0 | 0 | 0 | 0 | 0 | 0 | 0 | 0 | 0 | 0 | 0 | 0 | 0 | 0 | 0 | 0 | 0 | 0 | 0 | 0 | 0 | 0 | 0 | 0 | 0 | 0 | 0 | 0 | 0 | 0 | 0 | 0 |  | 0 | 0 | 0 | 0 | 0 | 0 | 0 | 0 | 0 | 0 | 0 | 0 | 0 | 0 | 0 | 0 | 0 | 0 | 0 | 0 | 0 | 0 | 0 | 0 | 0 | 0 | 0 | 0 | 0 | 0 | 0 | 0 | 0 | 0 | 0 | 0 |  | 1 | 1 | 1 | 1 | 1 | 1 | 1 | 1 | 1 | 0
PG&E NGBA | Humboldt | 115 | 0 | 0 | 0 | 0 | 0 | 0 | 0 | 0 | 0 | 0 | 0 | 0 | 0 | 0 | 0 | 0 | 0 | 0 | 0 | 0 |  | 0 | 0 | 0 | 0 | 0 | 0 | 0 | 0 | 0 | 161.925 | 0 | 0 | 0 | 0 | 0 | 0 | 0 | 1 | 0 | 0 | 0 | 0 | 0 | 0 | 0 | 0 | 0 | -2 | 0 | 0 | 0 | 0 | 0 | 0 | 0 | 1 |  | 0 | 0 | 0 | 0 | 0 | 0 | 0 | 0 | 0 | 0 | 0 | 0 | 0 | 0 | 0 | 0 | 0 | 0 | 0 | 0 | 0 | 0 | 0 | 0 | 0 | 0 | 0 | 0 | 0 | 0 | 0 | 0 | 0 | 0 | 0 | 0 |  | 0 | 0 | 0 | 0 | 0 | 161.925 | 0 | 0 | 0 | 0 | 0 | 0 | 0 | 0 | 0 | 0 | 0 | 1 | 0 | 0 | 0 | 0 | 0 | -2 | 0 | 0 | 0 | 0 | 0 | 0 | 0 | 0 | 0 | 0 | 0 | 1 |  | 0 | 0 | 0 | 0 | 0 | 161.925 | 0 | 0 | 0 | 0 | 0 | 0 | 0 | 0 | 0 | 0 | 0 | 1 | 0 | 0 | 0 | 0 | 0 | -2 | 0 | 0 | 0 | 0 | 0 | 0 | 0 | 0 | 0 | 0 | 0 | 1 |  | 1 | 1 | 2+ | 1 | 1 | 1 | 1 | 1 | 1 | 1
PG&E NGBA | Humboldt | 60 | 0 | 0 | 0 | 100 | 100 | 0 | 0 | 0 | 0 | 0 | 0 | 0 | 0 | 0 | 0 | 0 | 0 | 0 | 0 | 1 |  | 0 | 0 | 0 | 0 | 0 | 0 | 0 | 0 | 0 | 0 | 0 | 0 | 0 | 0 | 0 | 0 | 0 | 0 | 0 | 0 | 0 | 0 | 0 | 2 | 0 | 0 | 0 | 0 | 0 | 0 | 0 | 0 | 0 | 0 | 0 | 1 |  | 0 | 0 | 0 | 0 | 0 | 0 | 0 | 0 | 0 | 0 | 0 | 0 | 0 | 0 | 0 | 0 | 0 | 0 | 0 | 0 | 0 | 0 | 0 | 2 | 0 | 0 | 0 | 0 | 0 | 0 | 0 | 0 | 0 | 0 | 0 | 1 |  | 0 | 0 | 0 | 0 | 0 | 0 | 0 | 0 | 0 | 0 | 0 | 0 | 0 | 0 | 0 | 0 | 0 | 0 | 0 | 0 | 0 | 0 | 0 | 2 | 0 | 0 | 0 | 0 | 0 | 0 | 0 | 0 | 0 | 0 | 0 | 1 |  | 0 | 0 | 0 | 0 | 0 | 0 | 0 | 0 | 0 | 0 | 0 | 0 | 0 | 0 | 0 | 0 | 0 | 0 | 0 | 0 | 0 | 0 | 0 | 2 | 0 | 0 | 0 | 0 | 0 | 0 | 0 | 0 | 0 | 0 | 0 | 1 |  | 1 | 1 | 5- | 1 | 1 | 1 | 1 | 1 | 1 | 1
PG&E NGBA | Humboldt | 500 | 0 | 0 | 0 | 0 | 0 | 0 | 0 | 0 | 1607 | 0 | 1607 | 0 | 0 | 457.5 | 457.5 | 0 | 0 | 0 | 0 | 1 |  | 0 | 0 | 0 | 0 | 0 | 0 | 0 | 0 | 0 | 0 | 0 | 0 | 0 | 0 | 0 | 0 | 0 | 0 | 0 | 0 | 0 | 0 | 0 | 0 | 0 | 0 | 2 | 2 | 0 | 0 | 2 | 0 | 0 | 0 | 0 | 1 |  | 0 | 0 | 0 | 0 | 0 | 0 | 0 | 0 | 0 | 0 | 0 | 0 | 0 | 0 | 0 | 0 | 0 | 0 | 0 | 0 | 0 | 0 | 0 | 0 | 0 | 0 | 2 | 2 | 0 | 0 | 2 | 0 | 0 | 0 | 0 | 1 |  | 0 | 0 | 0 | 0 | 0 | 0 | 0 | 0 | 0 | 0 | 0 | 0 | 0 | 0 | 0 | 0 | 0 | 0 | 0 | 0 | 0 | 0 | 0 | 0 | 0 | 0 | 2 | 2 | 0 | 0 | 2 | 0 | 0 | 0 | 0 | 1 |  | 0 | 0 | 0 | 0 | 0 | 0 | 0 | 0 | 0 | 0 | 0 | 0 | 0 | 0 | 0 | 0 | 0 | 0 | 0 | 0 | 0 | 0 | 0 | 0 | 0 | 0 | 2 | 2 | 0 | 0 | 2 | 0 | 0 | 0 | 0 | 1 |  | 1 | 1 | 1 | 1 | 5- | 1 | 5- | 1 | 1 | 1
SCE Metro | Huntington Beach | 230 | 0 | 0 | 0 | 0 | 0 | 0 | 0 | 0 | 0 | 0 | 0 | 0 | 0 | 0 | 0 | 0 | 0 | 0 | 0 | 0 |  | 0 | 0 | 0 | 0 | 0 | 0 | 0 | 0 | 0 | 0 | 0 | 0 | 0 | 0 | 0 | 0 | 0 | 0 | 0 | 0 | 0 | 0 | 0 | 0 | 0 | 0 | 0 | 0 | 0 | 0 | 0 | 0 | 0 | 0 | 0 | 0 |  | 0 | 0 | 0 | 0 | 0 | 0 | 0 | 0 | 0 | 0 | 0 | 0 | 0 | 0 | 0 | 0 | 0 | 0 | 0 | 0 | 0 | 0 | 0 | 0 | 0 | 0 | 0 | 0 | 0 | 0 | 0 | 0 | 0 | 0 | 0 | 0 |  | 0 | 0 | 0 | 0 | 0 | 0 | 0 | 0 | 0 | 0 | 0 | 0 | 0 | 0 | 0 | 0 | 0 | 0 | 0 | 0 | 0 | 0 | 0 | 0 | 0 | 0 | 0 | 0 | 0 | 0 | 0 | 0 | 0 | 0 | 0 | 0 |  | 0 | 0 | 0 | 0 | 0 | 0 | 0 | 0 | 0 | 0 | 0 | 0 | 0 | 0 | 0 | 0 | 0 | 0 | 0 | 0 | 0 | 0 | 0 | 0 | 0 | 0 | 0 | 0 | 0 | 0 | 0 | 0 | 0 | 0 | 0 | 0 |  | 1 | 1 | 1 | 1 | 1 | 1 | 1 | 1 | 1 | 0
PG&E NGBA | Ignacio | 115 | 0 | 0 | 0 | 0 | 0 | 0 | 0 | 0 | 0 | 0 | 0 | 0 | 0 | 0 | 0 | 0 | 0 | 0 | 0 | 0 |  | 0 | 0 | 0 | 0 | 0 | 0 | 0 | 0 | 0 | 0 | 0 | 0 | 0 | 0 | 0 | 0 | 0 | 0 | 0 | 0 | 0 | 0 | 0 | 0 | 0 | 0 | 0 | 0 | 0 | 0 | 0 | 0 | 0 | 0 | 0 | 0 |  | 0 | 0 | 0 | 0 | 0 | 0 | 0 | 0 | 0 | 0 | 0 | 0 | 0 | 0 | 0 | 0 | 0 | 0 | 0 | 0 | 0 | 0 | 0 | 0 | 0 | 0 | 0 | 0 | 0 | 0 | 0 | 0 | 0 | 0 | 0 | 0 |  | 0 | 0 | 0 | 0 | 0 | 0 | 0 | 0 | 0 | 0 | 0 | 0 | 0 | 0 | 313.7932 | 0 | 0 | 1 | 0 | 0 | 0 | 0 | 0 | 0 | 0 | 0 | 0 | 0 | 0 | 0 | 0 | 0 | -2 | 0 | 0 | 1 |  | 0 | 0 | 0 | 0 | 0 | 0 | 0 | 0 | 0 | 0 | 0 | 0 | 0 | 0 | 313.7932 | 0 | 0 | 1 | 0 | 0 | 0 | 0 | 0 | 0 | 0 | 0 | 0 | 0 | 0 | 0 | 0 | 0 | -2 | 0 | 0 | 1 |  | 1 | 1 | 1 | 1 | 1 | 1 | 1 | 2+ | 1 | 1
PG&E NGBA | Ignacio | 230 | 0 | 0 | 0 | 0 | 0 | 0 | 0 | 0 | 0 | 0 | 0 | 0 | 0 | 0 | 0 | 0 | 0 | 0 | 0 | 0 |  | 0 | 0 | 0 | 0 | 0 | 0 | 0 | 0 | 0 | 0 | 0 | 0 | 0 | 0 | 0 | 0 | 0 | 0 | 0 | 0 | 0 | 0 | 0 | 0 | 0 | 0 | 0 | 0 | 0 | 0 | 0 | 0 | 0 | 0 | 0 | 0 |  | 0 | 0 | 0 | 0 | 0 | 0 | 0 | 0 | 0 | 0 | 0 | 0 | 0 | 0 | 0 | 0 | 0 | 0 | 0 | 0 | 0 | 0 | 0 | 0 | 0 | 0 | 0 | 0 | 0 | 0 | 0 | 0 | 0 | 0 | 0 | 0 |  | 0 | 0 | 0 | 0 | 0 | 0 | 0 | 0 | 0 | 0 | 0 | 0 | 0 | 0 | 0 | 0 | 0 | 0 | 0 | 0 | 0 | 0 | 0 | 0 | 0 | 0 | 0 | 0 | 0 | 0 | 0 | 0 | 0 | 0 | 0 | 0 |  | 0 | 0 | 0 | 0 | 0 | 0 | 0 | 0 | 0 | 0 | 0 | 0 | 0 | 0 | 0 | 0 | 0 | 0 | 0 | 0 | 0 | 0 | 0 | 0 | 0 | 0 | 0 | 0 | 0 | 0 | 0 | 0 | 0 | 0 | 0 | 0 |  | 1 | 1 | 1 | 1 | 1 | 1 | 1 | 1 | 1 | 0
PG&E NGBA | Ignacio | 60 | 0 | 0 | 0 | 0 | 0 | 0 | 0 | 0 | 0 | 0 | 0 | 0 | 0 | 0 | 0 | 0 | 0 | 0 | 0 | 0 |  | 0 | 0 | 0 | 0 | 0 | 0 | 0 | 0 | 0 | 0 | 0 | 0 | 0 | 0 | 0 | 0 | 0 | 0 | 0 | 0 | 0 | 0 | 0 | 0 | 0 | 0 | 0 | 0 | 0 | 0 | 0 | 0 | 0 | 0 | 0 | 0 |  | 0 | 0 | 0 | 0 | 0 | 0 | 0 | 0 | 0 | 0 | 0 | 0 | 0 | 0 | 0 | 0 | 0 | 0 | 0 | 0 | 0 | 0 | 0 | 0 | 0 | 0 | 0 | 0 | 0 | 0 | 0 | 0 | 0 | 0 | 0 | 0 |  | 0 | 0 | 0 | 0 | 0 | 0 | 0 | 0 | 0 | 0 | 0 | 0 | 0 | 0 | 0 | 0 | 0 | 0 | 0 | 0 | 0 | 0 | 0 | 0 | 0 | 0 | 0 | 0 | 0 | 0 | 0 | 0 | 0 | 0 | 0 | 0 |  | 0 | 0 | 0 | 0 | 0 | 0 | 0 | 0 | 0 | 0 | 0 | 0 | 0 | 0 | 0 | 0 | 0 | 0 | 0 | 0 | 0 | 0 | 0 | 0 | 0 | 0 | 0 | 0 | 0 | 0 | 0 | 0 | 0 | 0 | 0 | 0 |  | 1 | 1 | 1 | 1 | 1 | 1 | 1 | 1 | 1 | 0
SDGE | Imperial Beach | 69 | 0 | 0 | 0 | 0 | 0 | 0 | 0 | 0 | 0 | 0 | 0 | 0 | 0 | 0 | 0 | 0 | 0 | 0 | 0 | 0 |  | 0 | 0 | 0 | 0 | 0 | 0 | 0 | 0 | 0 | 0 | 0 | 0 | 0 | 0 | 0 | 0 | 0 | 0 | 0 | 0 | 0 | 0 | 0 | 0 | 0 | 0 | 0 | 0 | 0 | 0 | 0 | 0 | 0 | 0 | 0 | 0 |  | 0 | 0 | 0 | 0 | 0 | 0 | 0 | 0 | 0 | 0 | 0 | 0 | 0 | 0 | 0 | 0 | 0 | 0 | 0 | 0 | 0 | 0 | 0 | 0 | 0 | 0 | 0 | 0 | 0 | 0 | 0 | 0 | 0 | 0 | 0 | 0 |  | 0 | 0 | 0 | 0 | 0 | 0 | 0 | 0 | 0 | 0 | 0 | 0 | 0 | 0 | 0 | 0 | 0 | 0 | 0 | 0 | 0 | 0 | 0 | 0 | 0 | 0 | 0 | 0 | 0 | 0 | 0 | 0 | 0 | 0 | 0 | 0 |  | 0 | 0 | 0 | 0 | 0 | 0 | 0 | 0 | 0 | 0 | 0.55 | 0 | 0 | 0 | 0 | 0 | 0 | 1 | 0 | 0 | 0 | 0 | 0 | 0 | 0 | 0 | 0 | 0 | -2 | 0 | 0 | 0 | 0 | 0 | 0 | 1 |  | 1 | 1 | 1 | 1 | 1 | 1+ | 1 | 1 | 1 | 1
SDGE | Imperial Valley | 230 | 505 | 0 | 0 | 0 | 0 | 0 | 0 | 0 | 0 | 0 | 0 | 0 | 375 | 375 | 750 | 0 | 0 | 0 | 0 | 1 |  | 0 | 0 | 0 | 0 | 0 | 0 | 0 | 0 | 0 | 0 | 0 | 0 | 360 | 0.16 | 286 | 0 | 0 | 1 | 2 | 2 | 0 | 0 | 0 | 0 | 0 | 0 | 0 | 0 | 0 | 2 | 2 | -2 | -2 | 0 | 0 | 1 |  | 0 | 0 | 0 | 0 | 0 | 0 | 0 | 0 | 0 | 0 | 0 | 0 | 360 | 206.32 | 676 | 0 | 0 | 1 | 2 | 2 | 0 | 0 | 0 | 0 | 0 | 0 | 0 | 0 | 0 | 2 | 2 | -2 | -2 | 0 | 0 | 1 |  | 0 | 0 | 0 | 0 | 0 | 0 | 0 | 0 | 0 | 0 | 0 | 0 | 646.13 | 206.32 | 2095.23 | 0 | 0 | 1 | 2 | 2 | 0 | 0 | 0 | 0 | 0 | 0 | 0 | 0 | 0 | 2 | 1 | -2 | -2 | 0 | 0 | 1 |  | 0 | 0 | 0 | 0 | 0 | 0 | 0 | 50.19 | 0 | 0 | 0 | 0 | 746.62 | 206.32 | 2145.42 | 0 | 0 | 1 | 2 | 2 | 0 | 0 | 0 | 0 | 0 | -2 | 0 | 0 | 0 | 2 | 0 | -2 | -2 | 0 | 0 | 1 |  | 5- | 1 | 1 | 1+ | 1 | 1 | 3- | 4+ | 1 | 1
SDGE | Imperial Valley | 500 | 0 | 0 | 50 | 0 | 50 | 0 | 0 | 0 | 0 | 0 | 0 | 0 | 200 | 0 | 200 | 0 | 0 | 0 | 0 | 1 |  | 0 | 0 | 0 | 0 | 0 | 0 | 0 | 0 | 0 | 0 | 0 | 0 | 0 | 0 | 0 | 0 | 0 | 0 | 0 | 0 | 0 | 0 | 2 | 2 | 0 | 0 | 0 | 0 | 0 | 2 | 2 | 0 | 0 | 0 | 0 | 1 |  | 0 | 0 | 0 | 0 | 0 | 0 | 0 | 0 | 0 | 0 | 0 | 0 | 0 | 0 | 0 | 0 | 0 | 0 | 0 | 0 | 0 | 0 | 2 | 2 | 0 | 0 | 0 | 0 | 0 | 2 | 2 | 0 | 0 | 0 | 0 | 1 |  | 0 | 0 | 0 | 0 | 0 | 0 | 0 | 0 | 0 | 0 | 0 | 0 | 0 | 0 | 0 | 0 | 0 | 0 | 0 | 0 | 0 | 0 | 2 | 2 | 0 | 0 | 0 | 0 | 0 | 2 | 2 | 0 | 0 | 0 | 0 | 1 |  | 0 | 0 | 0 | 0 | 0 | 0 | 0 | 0 | 0 | 0 | 0 | 0 | 0 | 0 | 0 | 0 | 0 | 0 | 0 | 0 | 0 | 0 | 2 | 2 | 0 | 0 | 0 | 0 | 0 | 2 | 2 | 0 | 0 | 0 | 0 | 1 |  | 1 | 1 | 5- | 1 | 1 | 1 | 5- | 1 | 1 | 1
EOP | Innovation | 138 | 0 | 0 | 0 | 0 | 0 | 0 | 0 | 0 | 0 | 0 | 0 | 0 | 0 | 0 | 0 | 0 | 0 | 0 | 0 | 0 |  | 0 | 0 | 0 | 0 | 0 | 0 | 0 | 0 | 0 | 0 | 0 | 0 | 0 | 0 | 0 | 0 | 0 | 0 | 0 | 0 | 0 | 0 | 0 | 0 | 0 | 0 | 0 | 0 | 0 | 0 | 0 | 0 | 0 | 0 | 0 | 0 |  | 0 | 0 | 0 | 0 | 0 | 0 | 0 | 0 | 0 | 0 | 0 | 0 | 0 | 0 | 0 | 0 | 0 | 0 | 0 | 0 | 0 | 0 | 0 | 0 | 0 | 0 | 0 | 0 | 0 | 0 | 0 | 0 | 0 | 0 | 0 | 0 |  | 0 | 0 | 0 | 0 | 0 | 0 | 0 | 0 | 0 | 0 | 0 | 0 | 0 | 0 | 0 | 0 | 0 | 0 | 0 | 0 | 0 | 0 | 0 | 0 | 0 | 0 | 0 | 0 | 0 | 0 | 0 | 0 | 0 | 0 | 0 | 0 |  | 0 | 0 | 0 | 0 | 0 | 0 | 0 | 0 | 0 | 0 | 0 | 0 | 0 | 0 | 0 | 0 | 0 | 0 | 0 | 0 | 0 | 0 | 0 | 0 | 0 | 0 | 0 | 0 | 0 | 0 | 0 | 0 | 0 | 0 | 0 | 0 |  | 1 | 1 | 1 | 1 | 1 | 1 | 1 | 1 | 1 | 0
EOP | Innovation | 230 | 0 | 0 | 0 | 0 | 0 | 0 | 0 | 0 | 0 | 0 | 0 | 0 | 400 | 0 | 400 | 0 | 250 | 250 | 0 | 1 |  | 0 | 0 | 0 | 0 | 0 | 0 | 0 | 0 | 0 | 0 | 0 | 0 | 0 | 0 | 0 | 0 | 0 | 0 | 0 | 0 | 0 | 0 | 0 | 0 | 0 | 0 | 0 | 0 | 0 | 2 | 2 | 2 | 2 | 0 | 0 | 1 |  | 0 | 0 | 0 | 0 | 0 | 0 | 0 | 0 | 0 | 0 | 0 | 0 | 300 | 221.13 | 300 | 0 | 0 | 1 | 0 | 0 | 0 | 0 | 0 | 0 | 0 | 0 | 0 | 0 | 0 | 2 | 2 | 1 | -1 | 0 | 0 | 1 |  | 0 | 0 | 0 | 0 | 0 | 0 | 0 | 0 | 0 | 0 | 0 | 0 | 300 | 221.13 | 300 | 0 | 0 | 1 | 0 | 0 | 0 | 0 | 0 | 0 | 0 | 0 | 0 | 0 | 0 | 2 | 2 | 1 | -1 | 0 | 0 | 1 |  | 0 | 0 | 0 | 0 | 0 | 0 | 0 | 0 | 0 | 0 | 0 | 0 | 300 | 221.13 | 300 | 0 | 0 | 1 | 0 | 0 | 0 | 0 | 0 | 0 | 0 | 0 | 0 | 0 | 0 | 2 | 2 | 1 | -1 | 0 | 0 | 1 |  | 1 | 1 | 1 | 1 | 1 | 1 | 5- | 3+ | 1 | 1
SCE NOL | Inyokern | 115 | 100 | 0 | 0 | 0 | 0 | 0 | 0 | 0 | 0 | 0 | 0 | 0 | 0 | 0 | 0 | 0 | 0 | 0 | 0 | 1 |  | 0 | 0 | 0 | 0 | 0 | 0 | 0 | 0 | 0 | 0 | 0 | 0 | 0 | 0 | 0 | 0 | 0 | 0 | 2 | 2 | 0 | 0 | 0 | 0 | 0 | 0 | 0 | 0 | 0 | 0 | 0 | 0 | 0 | 0 | 0 | 1 |  | 0 | 0 | 0 | 0 | 0 | 0 | 0 | 0 | 0 | 0 | 1.034 | 0 | 24.864 | 0 | 0 | 0 | 0 | 1 | 2 | 2 | 0 | 0 | 0 | 0 | 0 | 0 | 0 | 0 | -2 | 0 | -2 | 0 | 0 | 0 | 0 | 1 |  | 0 | 0 | 0 | 0 | 0 | 0 | 0 | 0 | 0 | 0 | 1.034 | 0 | 24.864 | 0 | 0 | 0 | 0 | 1 | 2 | 2 | 0 | 0 | 0 | 0 | 0 | 0 | 0 | 0 | -2 | 0 | -1 | 0 | 0 | 0 | 0 | 1 |  | 0 | 0 | 0 | 0 | 0 | 0 | 0 | 0 | 0 | 0 | 19.334 | 0 | 239.3588 | 0 | 12.6 | 0 | 0 | 1 | 2 | 2 | 0 | 0 | 0 | 0 | 0 | 0 | 0 | 0 | -2 | 0 | -2 | 0 | -2 | 0 | 0 | 1 |  | 5- | 1 | 1 | 1 | 1 | 4+ | 4+ | 1+ | 1 | 1
EOP | IS Tap | 138 | 0 | 0 | 0 | 0 | 0 | 0 | 0 | 0 | 0 | 0 | 0 | 0 | 0 | 0 | 0 | 0 | 0 | 0 | 0 | 0 |  | 0 | 0 | 0 | 0 | 0 | 0 | 0 | 0 | 0 | 0 | 0 | 0 | 0 | 0 | 0 | 0 | 0 | 0 | 0 | 0 | 0 | 0 | 0 | 0 | 0 | 0 | 0 | 0 | 0 | 0 | 0 | 0 | 0 | 0 | 0 | 0 |  | 0 | 0 | 0 | 0 | 0 | 0 | 0 | 0 | 0 | 0 | 0 | 0 | 0 | 0 | 0 | 0 | 0 | 0 | 0 | 0 | 0 | 0 | 0 | 0 | 0 | 0 | 0 | 0 | 0 | 0 | 0 | 0 | 0 | 0 | 0 | 0 |  | 0 | 0 | 0 | 0 | 0 | 0 | 0 | 0 | 0 | 0 | 0 | 0 | 0 | 0 | 0 | 0 | 0 | 0 | 0 | 0 | 0 | 0 | 0 | 0 | 0 | 0 | 0 | 0 | 0 | 0 | 0 | 0 | 0 | 0 | 0 | 0 |  | 0 | 0 | 0 | 0 | 0 | 0 | 0 | 0 | 0 | 0 | 0 | 0 | 0 | 0 | 0 | 0 | 0 | 0 | 0 | 0 | 0 | 0 | 0 | 0 | 0 | 0 | 0 | 0 | 0 | 0 | 0 | 0 | 0 | 0 | 0 | 0 |  | 1 | 1 | 1 | 1 | 1 | 1 | 1 | 1 | 1 | 0
EOP | Ivanpah | 115 | 0 | 0 | 0 | 0 | 0 | 0 | 0 | 0 | 0 | 0 | 0 | 0 | 0 | 0 | 0 | 0 | 0 | 0 | 0 | 0 |  | 0 | 0 | 0 | 0 | 0 | 0 | 0 | 0 | 0 | 0 | 0 | 0 | 0 | 0 | 0 | 0 | 0 | 0 | 0 | 0 | 0 | 0 | 0 | 0 | 0 | 0 | 0 | 0 | 0 | 0 | 0 | 0 | 0 | 0 | 0 | 0 |  | 0 | 0 | 0 | 0 | 0 | 0 | 0 | 0 | 0 | 0 | 0 | 0 | 0 | 0 | 0 | 0 | 0 | 0 | 0 | 0 | 0 | 0 | 0 | 0 | 0 | 0 | 0 | 0 | 0 | 0 | 0 | 0 | 0 | 0 | 0 | 0 |  | 0 | 0 | 0 | 0 | 0 | 0 | 0 | 0 | 0 | 0 | 0 | 0 | 0 | 0 | 0 | 0 | 0 | 0 | 0 | 0 | 0 | 0 | 0 | 0 | 0 | 0 | 0 | 0 | 0 | 0 | 0 | 0 | 0 | 0 | 0 | 0 |  | 0 | 0 | 0 | 0 | 0 | 0 | 0 | 0 | 0 | 0 | 0 | 0 | 0 | 0 | 0 | 0 | 0 | 0 | 0 | 0 | 0 | 0 | 0 | 0 | 0 | 0 | 0 | 0 | 0 | 0 | 0 | 0 | 0 | 0 | 0 | 0 |  | 1 | 1 | 1 | 1 | 1 | 1 | 1 | 1 | 1 | 0
EOP | Ivanpah | 230 | 0 | 0 | 0 | 0 | 0 | 0 | 0 | 0 | 0 | 0 | 0 | 0 | 0 | 0 | 0 | 0 | 0 | 0 | 0 | 0 |  | 0 | 0 | 0 | 0 | 0 | 0 | 0 | 0 | 0 | 0 | 0 | 0 | 0 | 0 | 0 | 0 | 0 | 0 | 0 | 0 | 0 | 0 | 0 | 0 | 0 | 0 | 0 | 0 | 0 | 0 | 0 | 0 | 0 | 0 | 0 | 0 |  | 0 | 0 | 0 | 0 | 0 | 0 | 0 | 0 | 0 | 0 | 0 | 0 | 0 | 0 | 0 | 0 | 0 | 0 | 0 | 0 | 0 | 0 | 0 | 0 | 0 | 0 | 0 | 0 | 0 | 0 | 0 | 0 | 0 | 0 | 0 | 0 |  | 0 | 0 | 0 | 0 | 0 | 0 | 0 | 0 | 0 | 0 | 0 | 0 | 0 | 0 | 0 | 0 | 0 | 0 | 0 | 0 | 0 | 0 | 0 | 0 | 0 | 0 | 0 | 0 | 0 | 0 | 0 | 0 | 0 | 0 | 0 | 0 |  | 0 | 0 | 0 | 0 | 0 | 0 | 0 | 0 | 0 | 0 | 0 | 0 | 0 | 0 | 0 | 0 | 0 | 0 | 0 | 0 | 0 | 0 | 0 | 0 | 0 | 0 | 0 | 0 | 0 | 0 | 0 | 0 | 0 | 0 | 0 | 0 |  | 1 | 1 | 1 | 1 | 1 | 1 | 1 | 1 | 1 | 0
EOP | Jackass (DOE) | 138 | 0 | 0 | 0 | 0 | 0 | 0 | 0 | 0 | 0 | 0 | 0 | 0 | 0 | 0 | 0 | 0 | 0 | 0 | 0 | 0 |  | 0 | 0 | 0 | 0 | 0 | 0 | 0 | 0 | 0 | 0 | 0 | 0 | 0 | 0 | 0 | 0 | 0 | 0 | 0 | 0 | 0 | 0 | 0 | 0 | 0 | 0 | 0 | 0 | 0 | 0 | 0 | 0 | 0 | 0 | 0 | 0 |  | 0 | 0 | 0 | 0 | 0 | 0 | 0 | 0 | 0 | 0 | 0 | 0 | 0 | 0 | 0 | 0 | 0 | 0 | 0 | 0 | 0 | 0 | 0 | 0 | 0 | 0 | 0 | 0 | 0 | 0 | 0 | 0 | 0 | 0 | 0 | 0 |  | 0 | 0 | 0 | 0 | 0 | 0 | 0 | 0 | 0 | 0 | 0 | 0 | 0 | 0 | 0 | 0 | 0 | 0 | 0 | 0 | 0 | 0 | 0 | 0 | 0 | 0 | 0 | 0 | 0 | 0 | 0 | 0 | 0 | 0 | 0 | 0 |  | 0 | 0 | 0 | 0 | 0 | 0 | 0 | 0 | 0 | 0 | 0 | 0 | 0 | 0 | 0 | 0 | 0 | 0 | 0 | 0 | 0 | 0 | 0 | 0 | 0 | 0 | 0 | 0 | 0 | 0 | 0 | 0 | 0 | 0 | 0 | 0 |  | 1 | 1 | 1 | 1 | 1 | 1 | 1 | 1 | 1 | 0
PG&E NGBA | James B Black | 230 | 130.5 | 0 | 0 | 0 | 0 | 0 | 0 | 0 | 0 | 0 | 0 | 0 | 0 | 0 | 0 | 0 | 0 | 0 | 0 | 1 |  | 0 | 0 | 0 | 0 | 0 | 0 | 0 | 0 | 0 | 0 | 0 | 0 | 0 | 0 | 0 | 0 | 0 | 0 | 2 | 2 | 0 | 0 | 0 | 0 | 0 | 0 | 0 | 0 | 0 | 0 | 0 | 0 | 0 | 0 | 0 | 1 |  | 0 | 0 | 0 | 0 | 0 | 0 | 0 | 0 | 0 | 0 | 0 | 0 | 0 | 0 | 0 | 0 | 0 | 0 | 2 | 2 | 0 | 0 | 0 | 0 | 0 | 0 | 0 | 0 | 0 | 0 | 0 | 0 | 0 | 0 | 0 | 1 |  | 0 | 0 | 0 | 0 | 0 | 0 | 0 | 0 | 0 | 0 | 0 | 0 | 0 | 0 | 0 | 0 | 0 | 0 | 2 | 2 | 0 | 0 | 0 | 0 | 0 | 0 | 0 | 0 | 0 | 0 | 0 | 0 | 0 | 0 | 0 | 1 |  | 0 | 0 | 0 | 0 | 0 | 0 | 0 | 0 | 0 | 0 | 0 | 0 | 0 | 0 | 0 | 0 | 0 | 0 | 2 | 2 | 0 | 0 | 0 | 0 | 0 | 0 | 0 | 0 | 0 | 0 | 0 | 0 | 0 | 0 | 0 | 1 |  | 5- | 1 | 1 | 1 | 1 | 1 | 1 | 1 | 1 | 1
PG&E GBA | Jefferson | 230 | 0 | 0 | 0 | 0 | 0 | 0 | 0 | 0 | 0 | 0 | 0 | 0 | 0 | 140 | 140 | 0 | 0 | 0 | 0 | 1 |  | 0 | 0 | 0 | 0 | 0 | 0 | 0 | 0 | 0 | 0 | 0 | 0 | 0 | 0 | 0 | 0 | 0 | 0 | 0 | 0 | 0 | 0 | 0 | 0 | 0 | 0 | 0 | 0 | 0 | 0 | 2 | 0 | 0 | 0 | 0 | 1 |  | 0 | 0 | 0 | 0 | 0 | 0 | 0 | 0 | 0 | 0 | 0 | 0 | 0 | 0 | 0 | 0 | 0 | 0 | 0 | 0 | 0 | 0 | 0 | 0 | 0 | 0 | 0 | 0 | 0 | 0 | 2 | 0 | 0 | 0 | 0 | 1 |  | 0 | 0 | 0 | 0 | 0 | 0 | 0 | 0 | 0 | 0 | 0 | 0 | 0 | 0 | 0 | 0 | 0 | 0 | 0 | 0 | 0 | 0 | 0 | 0 | 0 | 0 | 0 | 0 | 0 | 0 | 2 | 0 | 0 | 0 | 0 | 1 |  | 0 | 0 | 0 | 0 | 0 | 0 | 0 | 0 | 0 | 0 | 0 | 0 | 0 | 0 | 0 | 0 | 0 | 0 | 0 | 0 | 0 | 0 | 0 | 0 | 0 | 0 | 0 | 0 | 0 | 0 | 2 | 0 | 0 | 0 | 0 | 1 |  | 1 | 1 | 1 | 1 | 1 | 1 | 5- | 1 | 1 | 1
PG&E NGBA | Jessup | 115 | 100 | 0 | 0 | 0 | 0 | 0 | 0 | 0 | 0 | 0 | 0 | 0 | 0 | 0 | 0 | 0 | 0 | 0 | 0 | 1 |  | 0 | 0 | 0 | 0 | 0 | 0 | 0 | 0 | 0 | 0 | 0 | 0 | 0 | 0 | 0 | 0 | 0 | 0 | 2 | 2 | 0 | 0 | 0 | 0 | 0 | 0 | 0 | 0 | 0 | 0 | 0 | 0 | 0 | 0 | 0 | 1 |  | 0 | 0 | 0 | 0 | 0 | 0 | 0 | 0 | 0 | 0 | 0 | 0 | 0 | 0 | 0 | 0 | 0 | 0 | 2 | 2 | 0 | 0 | 0 | 0 | 0 | 0 | 0 | 0 | 0 | 0 | 0 | 0 | 0 | 0 | 0 | 1 |  | 0 | 0 | 0 | 0 | 0 | 0 | 0 | 0 | 0 | 0 | 0 | 0 | 0 | 0 | 0 | 0 | 0 | 0 | 2 | 2 | 0 | 0 | 0 | 0 | 0 | 0 | 0 | 0 | 0 | 0 | 0 | 0 | 0 | 0 | 0 | 1 |  | 0 | 0 | 0 | 0 | 0 | 0 | 0 | 0 | 0 | 0 | 0 | 0 | 0 | 0 | 0 | 0 | 0 | 0 | 2 | 2 | 0 | 0 | 0 | 0 | 0 | 0 | 0 | 0 | 0 | 0 | 0 | 0 | 0 | 0 | 0 | 1 |  | 5- | 1 | 1 | 1 | 1 | 1 | 1 | 1 | 1 | 1
SCE Metro | Johanna | 230 | 0 | 0 | 0 | 0 | 0 | 0 | 0 | 0 | 0 | 0 | 0 | 0 | 0 | 0 | 0 | 0 | 155 | 155 | 0 | 1 |  | 0 | 0 | 0 | 0 | 0 | 0 | 0 | 0 | 0 | 0 | 0 | 0 | 0 | 0 | 0 | 0 | 0 | 0 | 0 | 0 | 0 | 0 | 0 | 0 | 0 | 0 | 0 | 0 | 0 | 0 | 0 | 2 | 2 | 0 | 0 | 1 |  | 0 | 0 | 0 | 0 | 0 | 0 | 0 | 0 | 0 | 0 | 0 | 0 | 0 | 0 | 53.45 | 0 | 0 | 1 | 0 | 0 | 0 | 0 | 0 | 0 | 0 | 0 | 0 | 0 | 0 | 0 | 0 | 2 | 2 | 0 | 0 | 1 |  | 0 | 0 | 0 | 0 | 0 | 0 | 0 | 0 | 0 | 0 | 0 | 0 | 0 | 100 | 155.71 | 0 | 0 | 1 | 0 | 0 | 0 | 0 | 0 | 0 | 0 | 0 | 0 | 0 | 0 | 0 | 0 | 2 | 0 | 0 | 0 | 1 |  | 0 | 0 | 0 | 0 | 0 | 0 | 0 | 0 | 0 | 0 | 0 | 0 | 0 | 100 | 155.71 | 0 | 0 | 1 | 0 | 0 | 0 | 0 | 0 | 0 | 0 | 0 | 0 | 0 | 0 | 0 | 0 | 2 | 0 | 0 | 0 | 1 |  | 1 | 1 | 1 | 1 | 1 | 1 | 1 | 2- | 1 | 1
SCE Eastern | Julian Hinds | 230 | 0 | 0 | 0 | 0 | 0 | 0 | 0 | 0 | 0 | 0 | 0 | 0 | 0 | 0 | 0 | 0 | 0 | 0 | 0 | 0 |  | 0 | 0 | 0 | 0 | 0 | 0 | 0 | 0 | 0 | 0 | 0 | 0 | 0 | 0 | 0 | 0 | 0 | 0 | 0 | 0 | 0 | 0 | 0 | 0 | 0 | 0 | 0 | 0 | 0 | 0 | 0 | 0 | 0 | 0 | 0 | 0 |  | 0 | 0 | 0 | 0 | 0 | 0 | 0 | 0 | 0 | 0 | 0 | 0 | 0 | 0 | 0 | 0 | 0 | 0 | 0 | 0 | 0 | 0 | 0 | 0 | 0 | 0 | 0 | 0 | 0 | 0 | 0 | 0 | 0 | 0 | 0 | 0 |  | 0 | 0 | 0 | 0 | 0 | 0 | 0 | 0 | 0 | 0 | 0 | 0 | 0 | 0 | 0 | 0 | 0 | 0 | 0 | 0 | 0 | 0 | 0 | 0 | 0 | 0 | 0 | 0 | 0 | 0 | 0 | 0 | 0 | 0 | 0 | 0 |  | 0 | 0 | 0 | 0 | 0 | 0 | 0 | 0 | 0 | 0 | 0 | 0 | 0 | 0 | 0 | 0 | 0 | 0 | 0 | 0 | 0 | 0 | 0 | 0 | 0 | 0 | 0 | 0 | 0 | 0 | 0 | 0 | 0 | 0 | 0 | 0 |  | 1 | 1 | 1 | 1 | 1 | 1 | 1 | 1 | 1 | 0
PG&E GBA | Kasson | 115 | 0 | 0 | 0 | 0 | 0 | 0 | 0 | 0 | 0 | 0 | 0 | 0 | 0 | 0 | 0 | 0 | 0 | 0 | 0 | 0 |  | 0 | 0 | 0 | 0 | 0 | 0 | 0 | 0 | 0 | 0 | 0 | 0 | 0 | 0 | 0 | 0 | 0 | 0 | 0 | 0 | 0 | 0 | 0 | 0 | 0 | 0 | 0 | 0 | 0 | 0 | 0 | 0 | 0 | 0 | 0 | 0 |  | 0 | 0 | 0 | 0 | 0 | 0 | 0 | 0 | 0 | 0 | 0 | 0 | 0 | 0 | 0 | 0 | 0 | 0 | 0 | 0 | 0 | 0 | 0 | 0 | 0 | 0 | 0 | 0 | 0 | 0 | 0 | 0 | 0 | 0 | 0 | 0 |  | 0 | 0 | 0 | 0 | 0 | 0 | 0 | 0 | 0 | 0 | 0 | 0 | 0 | 0 | 0 | 0 | 0 | 0 | 0 | 0 | 0 | 0 | 0 | 0 | 0 | 0 | 0 | 0 | 0 | 0 | 0 | 0 | 0 | 0 | 0 | 0 |  | 0 | 0 | 0 | 0 | 0 | 0 | 0 | 258.2079 | 0 | 0 | 0 | 0 | 0 | 0 | 258.2079 | 0 | 0 | 1 | 0 | 0 | 0 | 0 | 0 | 0 | 0 | -2 | 0 | 0 | 0 | 0 | 0 | 0 | -2 | 0 | 0 | 1 |  | 1 | 1 | 1 | 1+ | 1 | 1 | 1 | 1+ | 1 | 1
PG&E GBA | Kasson | 60 | 0 | 0 | 0 | 0 | 0 | 0 | 0 | 0 | 0 | 0 | 0 | 0 | 0 | 0 | 0 | 0 | 0 | 0 | 0 | 0 |  | 0 | 0 | 0 | 0 | 0 | 0 | 0 | 0 | 0 | 0 | 0 | 0 | 0 | 0 | 0 | 0 | 0 | 0 | 0 | 0 | 0 | 0 | 0 | 0 | 0 | 0 | 0 | 0 | 0 | 0 | 0 | 0 | 0 | 0 | 0 | 0 |  | 0 | 0 | 0 | 0 | 0 | 0 | 0 | 0 | 0 | 0 | 0 | 0 | 0 | 0 | 0 | 0 | 0 | 0 | 0 | 0 | 0 | 0 | 0 | 0 | 0 | 0 | 0 | 0 | 0 | 0 | 0 | 0 | 0 | 0 | 0 | 0 |  | 0 | 0 | 0 | 0 | 0 | 0 | 0 | 0 | 0 | 0 | 0 | 0 | 0 | 0 | 0 | 0 | 0 | 0 | 0 | 0 | 0 | 0 | 0 | 0 | 0 | 0 | 0 | 0 | 0 | 0 | 0 | 0 | 0 | 0 | 0 | 0 |  | 0 | 0 | 0 | 0 | 0 | 0 | 0 | 0 | 0 | 0 | 0 | 0 | 0 | 0 | 0 | 0 | 0 | 0 | 0 | 0 | 0 | 0 | 0 | 0 | 0 | 0 | 0 | 0 | 0 | 0 | 0 | 0 | 0 | 0 | 0 | 0 |  | 1 | 1 | 1 | 1 | 1 | 1 | 1 | 1 | 1 | 0
PG&E FRESNO | Kearney | 230 | 0 | 0 | 0 | 0 | 0 | 0 | 0 | 0 | 0 | 0 | 0 | 0 | 20 | 0 | 20 | 0 | 0 | 0 | 0 | 1 |  | 0 | 0 | 0 | 0 | 0 | 0 | 0 | 0 | 0 | 0 | 0 | 0 | 0 | 0 | 0 | 0 | 0 | 0 | 0 | 0 | 0 | 0 | 0 | 0 | 0 | 0 | 0 | 0 | 0 | 2 | 2 | 0 | 0 | 0 | 0 | 1 |  | 0 | 0 | 0 | 0 | 0 | 0 | 0 | 0 | 0 | 0 | 0 | 0 | 0 | 0 | 0 | 0 | 0 | 0 | 0 | 0 | 0 | 0 | 0 | 0 | 0 | 0 | 0 | 0 | 0 | 2 | 2 | 0 | 0 | 0 | 0 | 1 |  | 0 | 0 | 0 | 0 | 0 | 0 | 0 | 0 | 0 | 0 | 0 | 0 | 0 | 0 | 0 | 0 | 0 | 0 | 0 | 0 | 0 | 0 | 0 | 0 | 0 | 0 | 0 | 0 | 0 | 2 | 2 | 0 | 0 | 0 | 0 | 1 |  | 0 | 0 | 0 | 0 | 0 | 0 | 0 | 0 | 0 | 0 | 0 | 0 | 0 | 0 | 0 | 0 | 0 | 0 | 0 | 0 | 0 | 0 | 0 | 0 | 0 | 0 | 0 | 0 | 0 | 2 | 2 | 0 | 0 | 0 | 0 | 1 |  | 1 | 1 | 1 | 1 | 1 | 1 | 5- | 1 | 1 | 1
PG&E FRESNO | Kearney | 70 | 0 | 0 | 0 | 0 | 0 | 0 | 0 | 0 | 0 | 0 | 0 | 0 | 0 | 0 | 0 | 0 | 0 | 0 | 0 | 0 |  | 0 | 0 | 0 | 0 | 0 | 0 | 0 | 0 | 0 | 0 | 0 | 0 | 0 | 0 | 0 | 0 | 0 | 0 | 0 | 0 | 0 | 0 | 0 | 0 | 0 | 0 | 0 | 0 | 0 | 0 | 0 | 0 | 0 | 0 | 0 | 0 |  | 0 | 0 | 0 | 0 | 0 | 0 | 0 | 0 | 0 | 0 | 0 | 0 | 0 | 0 | 0 | 0 | 0 | 0 | 0 | 0 | 0 | 0 | 0 | 0 | 0 | 0 | 0 | 0 | 0 | 0 | 0 | 0 | 0 | 0 | 0 | 0 |  | 0 | 0 | 0 | 0 | 0 | 0 | 0 | 0 | 0 | 0 | 0 | 0 | 0 | 0 | 0 | 0 | 0 | 0 | 0 | 0 | 0 | 0 | 0 | 0 | 0 | 0 | 0 | 0 | 0 | 0 | 0 | 0 | 0 | 0 | 0 | 0 |  | 0 | 0 | 0 | 0 | 0 | 0 | 0 | 0 | 0 | 0 | 0 | 0 | 0 | 0 | 0 | 0 | 0 | 0 | 0 | 0 | 0 | 0 | 0 | 0 | 0 | 0 | 0 | 0 | 0 | 0 | 0 | 0 | 0 | 0 | 0 | 0 |  | 1 | 1 | 1 | 1 | 1 | 1 | 1 | 1 | 1 | 0
PG&E GBA | Kelso | 230 | 0 | 0 | 0 | 0 | 0 | 0 | 0 | 0 | 0 | 0 | 0 | 0 | 0 | 0 | 0 | 0 | 0 | 0 | 0 | 0 |  | 0 | 0 | 0 | 0 | 80.8 | 84.25 | 0 | 0 | 0 | 0 | 0 | 0 | 0 | 0 | 23.7 | 0 | 0 | 1 | 0 | 0 | 0 | 0 | -2 | -2 | 0 | 0 | 0 | 0 | 0 | 0 | 0 | 0 | -2 | 0 | 0 | 1 |  | 0 | 0 | 0 | 0 | 0 | 0 | 0 | 0 | 0 | 0 | 0 | 0 | 0 | 90.7 | 114.4 | 0 | 0 | 1 | 0 | 0 | 0 | 0 | 0 | 0 | 0 | 0 | 0 | 0 | 0 | 0 | 0 | -2 | -2 | 0 | 0 | 1 |  | 0 | 0 | 0 | 0 | 0 | 0 | 0 | 0 | 0 | 0 | 0 | 0 | 0 | 90.7 | 114.4 | 0 | 0 | 1 | 0 | 0 | 0 | 0 | 0 | 0 | 0 | 0 | 0 | 0 | 0 | 0 | 0 | -2 | -2 | 0 | 0 | 1 |  | 0 | 0 | 0 | 0 | 0 | 0 | 0 | 0 | 0 | 0 | 0 | 0 | 0 | 90.7 | 114.4 | 0 | 0 | 1 | 0 | 0 | 0 | 0 | 0 | 0 | 0 | 0 | 0 | 0 | 0 | 0 | 0 | -2 | -2 | 0 | 0 | 1 |  | 1 | 1 | 1 | 1 | 1 | 1 | 1 | 4+ | 1 | 1
PG&E FRESNO | Kerchoff 1 | 115 | 0 | 0 | 0 | 0 | 0 | 0 | 0 | 0 | 0 | 0 | 0 | 0 | 0 | 0 | 0 | 0 | 0 | 0 | 0 | 0 |  | 0 | 0 | 0 | 0 | 0 | 0 | 0 | 0 | 0 | 0 | 0 | 0 | 0 | 0 | 0 | 0 | 0 | 0 | 0 | 0 | 0 | 0 | 0 | 0 | 0 | 0 | 0 | 0 | 0 | 0 | 0 | 0 | 0 | 0 | 0 | 0 |  | 0 | 0 | 0 | 0 | 0 | 0 | 0 | 0 | 0 | 0 | 0 | 0 | 0 | 0 | 0 | 0 | 0 | 0 | 0 | 0 | 0 | 0 | 0 | 0 | 0 | 0 | 0 | 0 | 0 | 0 | 0 | 0 | 0 | 0 | 0 | 0 |  | 0 | 0 | 0 | 0 | 0 | 0 | 0 | 0 | 0 | 0 | 0 | 0 | 0 | 0 | 0 | 0 | 0 | 0 | 0 | 0 | 0 | 0 | 0 | 0 | 0 | 0 | 0 | 0 | 0 | 0 | 0 | 0 | 0 | 0 | 0 | 0 |  | 0 | 0 | 0 | 0 | 0 | 0 | 0 | 0 | 0 | 0 | 0 | 0 | 0 | 0 | 0 | 0 | 0 | 0 | 0 | 0 | 0 | 0 | 0 | 0 | 0 | 0 | 0 | 0 | 0 | 0 | 0 | 0 | 0 | 0 | 0 | 0 |  | 1 | 1 | 1 | 1 | 1 | 1 | 1 | 1 | 1 | 0
PG&E KERN | Kern Oil | 115 | 0 | 0 | 0 | 0 | 0 | 0 | 0 | 0 | 0 | 0 | 0 | 0 | 0 | 115 | 115 | 0 | 0 | 0 | 0 | 1 |  | 0 | 0 | 0 | 0 | 0 | 0 | 0 | 0 | 0 | 0 | 0 | 0 | 0 | 0 | 0 | 0 | 0 | 0 | 0 | 0 | 0 | 0 | 0 | 0 | 0 | 0 | 0 | 0 | 0 | 0 | 2 | 0 | 0 | 0 | 0 | 1 |  | 0 | 0 | 0 | 0 | 0 | 0 | 0 | 0 | 0 | 0 | 0 | 0 | 0.99694 | 0 | 2 | 0 | 0 | 1 | 0 | 0 | 0 | 0 | 0 | 0 | 0 | 0 | 0 | 0 | 0 | 0 | 2 | 0 | 0 | 0 | 0 | 1 |  | 0 | 0 | 0 | 0 | 0 | 0 | 0 | 0 | 0 | 0 | 0 | 0 | 0.99694 | 0 | 2 | 0 | 0 | 1 | 0 | 0 | 0 | 0 | 0 | 0 | 0 | 0 | 0 | 0 | 0 | 0 | 2 | 0 | 0 | 0 | 0 | 1 |  | 0 | 0 | 0 | 0 | 0 | 0 | 0 | 0 | 0 | 0 | 0 | 0 | 0.99694 | 0 | 2 | 0 | 0 | 1 | 0 | 0 | 0 | 0 | 0 | 0 | 0 | 0 | 0 | 0 | 0 | 0 | 2 | 0 | 0 | 0 | 0 | 1 |  | 1 | 1 | 1 | 1 | 1 | 1 | 5- | 1 | 1 | 1
PG&E KERN | Kern PP | 115 | 0 | 0 | 0 | 0 | 0 | 0 | 0 | 0 | 0 | 0 | 0 | 0 | 100 | 120 | 220 | 0 | 0 | 0 | 260 | 1 |  | 0 | 0 | 0 | 0 | 0 | 0 | 0 | 0 | 0 | 0 | 0 | 0 | 0 | 0 | 0 | 0 | 0 | 0 | 0 | 0 | 0 | 0 | 0 | 0 | 0 | 0 | 0 | 0 | 0 | 2 | 2 | 0 | 0 | 2 | 2 | 1 |  | 0 | 0 | 0 | 0 | 0 | 0 | 0 | 0 | 0 | 0 | 0 | 0 | 0 | 0 | 0 | 0 | 0 | 0 | 0 | 0 | 0 | 0 | 0 | 0 | 0 | 0 | 0 | 0 | 0 | 2 | 2 | 0 | 0 | 2 | 2 | 1 |  | 0 | 0 | 0 | 0 | 0 | 0 | 0 | 0 | 0 | 0 | 0 | 0 | 0 | 0 | 0 | 0 | 0 | 0 | 0 | 0 | 0 | 0 | 0 | 0 | 0 | 0 | 0 | 0 | 0 | 2 | 2 | 0 | 0 | 2 | 2 | 1 |  | 0 | 0 | 0 | 0 | 0 | 0 | 0 | 0 | 0 | 0 | 0 | 0 | 0 | 0 | 0 | 0 | 0 | 0 | 0 | 0 | 0 | 0 | 0 | 0 | 0 | 0 | 0 | 0 | 0 | 2 | 2 | 0 | 0 | 2 | 2 | 1 |  | 1 | 1 | 1 | 1 | 1 | 1 | 5- | 1 | 5- | 1
PG&E KERN | Kern PP | 230 | 0 | 0 | 0 | 0 | 0 | 0 | 0 | 0 | 0 | 0 | 0 | 0 | 0 | 0 | 0 | 0 | 0 | 0 | 0 | 0 |  | 0 | 0 | 0 | 0 | 0 | 0 | 0 | 0 | 0 | 0 | 0 | 0 | 0 | 0 | 0 | 0 | 0 | 0 | 0 | 0 | 0 | 0 | 0 | 0 | 0 | 0 | 0 | 0 | 0 | 0 | 0 | 0 | 0 | 0 | 0 | 0 |  | 0 | 0 | 0 | 0 | 0 | 0 | 0 | 0 | 0 | 0 | 0 | 0 | 0 | 0 | 0 | 0 | 0 | 0 | 0 | 0 | 0 | 0 | 0 | 0 | 0 | 0 | 0 | 0 | 0 | 0 | 0 | 0 | 0 | 0 | 0 | 0 |  | 0 | 0 | 0 | 0 | 0 | 0 | 0 | 0 | 0 | 0 | 0 | 0 | 0 | 266 | 316.064 | 0 | 0 | 1 | 0 | 0 | 0 | 0 | 0 | 0 | 0 | 0 | 0 | 0 | 0 | 0 | 0 | -2 | -2 | 0 | 0 | 1 |  | 0 | 0 | 0 | 0 | 0 | 0 | 0 | 0 | 0 | 0 | 0 | 0 | 0 | 266 | 316.064 | 0 | 0 | 1 | 0 | 0 | 0 | 0 | 0 | 0 | 0 | 0 | 0 | 0 | 0 | 0 | 0 | -2 | -2 | 0 | 0 | 1 |  | 1 | 1 | 1 | 1 | 1 | 1 | 1 | 4+ | 1 | 1
PG&E KERN | Kern PP | 70 | 0 | 0 | 0 | 0 | 0 | 0 | 0 | 0 | 0 | 0 | 0 | 0 | 0 | 0 | 0 | 0 | 0 | 0 | 0 | 0 |  | 0 | 0 | 0 | 0 | 0 | 0 | 0 | 0 | 0 | 0 | 0 | 0 | 0 | 0 | 0 | 0 | 0 | 0 | 0 | 0 | 0 | 0 | 0 | 0 | 0 | 0 | 0 | 0 | 0 | 0 | 0 | 0 | 0 | 0 | 0 | 0 |  | 0 | 0 | 0 | 0 | 0 | 0 | 0 | 0 | 0 | 0 | 0 | 0 | 0 | 0 | 0 | 0 | 0 | 0 | 0 | 0 | 0 | 0 | 0 | 0 | 0 | 0 | 0 | 0 | 0 | 0 | 0 | 0 | 0 | 0 | 0 | 0 |  | 0 | 0 | 0 | 0 | 0 | 0 | 0 | 0 | 0 | 0 | 0 | 0 | 0 | 0 | 0 | 0 | 0 | 0 | 0 | 0 | 0 | 0 | 0 | 0 | 0 | 0 | 0 | 0 | 0 | 0 | 0 | 0 | 0 | 0 | 0 | 0 |  | 0 | 0 | 0 | 0 | 0 | 0 | 0 | 0 | 0 | 0 | 0 | 0 | 0 | 0 | 0 | 0 | 0 | 0 | 0 | 0 | 0 | 0 | 0 | 0 | 0 | 0 | 0 | 0 | 0 | 0 | 0 | 0 | 0 | 0 | 0 | 0 |  | 1 | 1 | 1 | 1 | 1 | 1 | 1 | 1 | 1 | 0
PG&E KERN | Kernridge | 115 | 0 | 0 | 0 | 0 | 0 | 0 | 0 | 0 | 0 | 0 | 0 | 0 | 100 | 0 | 100 | 0 | 0 | 0 | 0 | 1 |  | 0 | 0 | 0 | 0 | 0 | 0 | 0 | 0 | 0 | 0 | 0 | 0 | 0 | 0 | 0 | 0 | 0 | 0 | 0 | 0 | 0 | 0 | 0 | 0 | 0 | 0 | 0 | 0 | 0 | 2 | 2 | 0 | 0 | 0 | 0 | 1 |  | 0 | 0 | 0 | 0 | 0 | 0 | 0 | 0 | 0 | 0 | 0 | 0 | 107.64 | 0 | 0 | 0 | 0 | 1 | 0 | 0 | 0 | 0 | 0 | 0 | 0 | 0 | 0 | 0 | 0 | 2 | 0 | 0 | 0 | 0 | 0 | 1 |  | 0 | 0 | 0 | 0 | 0 | 0 | 0 | 0 | 0 | 0 | 0 | 0 | 107.64 | 0 | 0 | 0 | 0 | 1 | 0 | 0 | 0 | 0 | 0 | 0 | 0 | 0 | 0 | 0 | 0 | 2 | 0 | 0 | 0 | 0 | 0 | 1 |  | 0 | 0 | 0 | 0 | 0 | 0 | 0 | 0 | 0 | 0 | 0 | 0 | 107.64 | 0 | 0 | 0 | 0 | 1 | 0 | 0 | 0 | 0 | 0 | 0 | 0 | 0 | 0 | 0 | 0 | 2 | 0 | 0 | 0 | 0 | 0 | 1 |  | 1 | 1 | 1 | 1 | 1 | 1 | 1 | 1 | 1 | 0
PG&E FRESNO | Kingsburg | 115 | 0 | 0 | 0 | 0 | 0 | 0 | 0 | 0 | 0 | 0 | 0 | 0 | 0 | 0 | 0 | 0 | 0 | 0 | 0 | 0 |  | 0 | 0 | 0 | 0 | 0 | 0 | 0 | 0 | 0 | 0 | 0 | 0 | 0 | 0 | 0 | 0 | 0 | 0 | 0 | 0 | 0 | 0 | 0 | 0 | 0 | 0 | 0 | 0 | 0 | 0 | 0 | 0 | 0 | 0 | 0 | 0 |  | 0 | 0 | 0 | 0 | 0 | 0 | 0 | 0 | 0 | 0 | 0 | 0 | 1.1926 | 0 | 0 | 0 | 0 | 1 | 0 | 0 | 0 | 0 | 0 | 0 | 0 | 0 | 0 | 0 | 0 | 0 | 0 | 0 | 0 | 0 | 0 | 0 |  | 0 | 0 | 0 | 0 | 0 | 0 | 0 | 0 | 0 | 0 | 0 | 0 | 1.1926 | 0 | 0 | 0 | 0 | 1 | 0 | 0 | 0 | 0 | 0 | 0 | 0 | 0 | 0 | 0 | 0 | 0 | -2 | 0 | 0 | 0 | 0 | 1 |  | 0 | 0 | 0 | 0 | 0 | 0 | 0 | 0 | 0 | 0 | 0 | 0 | 4.1506 | 0 | 0 | 0 | 0 | 1 | 0 | 0 | 0 | 0 | 0 | 0 | 0 | 0 | 0 | 0 | 0 | 0 | -2 | 0 | 0 | 0 | 0 | 1 |  | 1 | 1 | 1 | 1 | 1 | 1 | 2+ | 1 | 1 | 1
PG&E GBA | Kirker | 115 | 0 | 0 | 0 | 0 | 0 | 0 | 0 | 0 | 0 | 0 | 0 | 0 | 0 | 0 | 0 | 0 | 0 | 0 | 0 | 0 |  | 0 | 0 | 0 | 0 | 0 | 0 | 0 | 0 | 0 | 0 | 0 | 0 | 0 | 2 | 20 | 0 | 0 | 1 | 0 | 0 | 0 | 0 | 0 | 0 | 0 | 0 | 0 | 0 | 0 | 0 | 0 | -2 | -2 | 0 | 0 | 1 |  | 0 | 0 | 0 | 0 | 0 | 0 | 0 | 0 | 0 | 0 | 0.46093 | 0 | 3.902 | 0 | 0 | 0 | 0 | 1 | 0 | 0 | 0 | 0 | 0 | 0 | 0 | 0 | 0 | 0 | -2 | 0 | -2 | 0 | 0 | 0 | 0 | 1 |  | 0 | 0 | 0 | 0 | 0 | 0 | 0 | 0 | 0 | 0 | 0.46093 | 0 | 3.902 | 0 | 0 | 0 | 0 | 1 | 0 | 0 | 0 | 0 | 0 | 0 | 0 | 0 | 0 | 0 | -2 | 0 | -1 | 0 | 0 | 0 | 0 | 1 |  | 0 | 0 | 0 | 0 | 0 | 0 | 0 | 0 | 0 | 0 | 0.46093 | 0 | 4.802 | 0 | 0.33 | 0 | 0 | 1 | 0 | 0 | 0 | 0 | 0 | 0 | 0 | 0 | 0 | 0 | -2 | 0 | -2 | 0 | 0 | 0 | 0 | 1 |  | 1 | 1 | 1 | 1 | 1 | 4+ | 4+ | 1 | 1 | 1
PG&E NGBA | Knights Landing | 115 | 0 | 0 | 0 | 0 | 0 | 0 | 0 | 0 | 0 | 0 | 0 | 0 | 0 | 0 | 0 | 0 | 0 | 0 | 0 | 0 |  | 0 | 0 | 0 | 0 | 0 | 0 | 0 | 0 | 0 | 0 | 0 | 0 | 0 | 0 | 0 | 0 | 0 | 0 | 0 | 0 | 0 | 0 | 0 | 0 | 0 | 0 | 0 | 0 | 0 | 0 | 0 | 0 | 0 | 0 | 0 | 0 |  | 0 | 0 | 0 | 0 | 0 | 0 | 0 | 0 | 0 | 0 | 0 | 0 | 0 | 0 | 0 | 0 | 0 | 0 | 0 | 0 | 0 | 0 | 0 | 0 | 0 | 0 | 0 | 0 | 0 | 0 | 0 | 0 | 0 | 0 | 0 | 0 |  | 0 | 0 | 0 | 0 | 0 | 0 | 0 | 0 | 0 | 0 | 0 | 0 | 0 | 0 | 0 | 0 | 0 | 0 | 0 | 0 | 0 | 0 | 0 | 0 | 0 | 0 | 0 | 0 | 0 | 0 | 0 | 0 | 0 | 0 | 0 | 0 |  | 0 | 0 | 0 | 0 | 0 | 0 | 0 | 0 | 0 | 0 | 0 | 0 | 0 | 0 | 0 | 0 | 0 | 0 | 0 | 0 | 0 | 0 | 0 | 0 | 0 | 0 | 0 | 0 | 0 | 0 | 0 | 0 | 0 | 0 | 0 | 0 |  | 1 | 1 | 1 | 1 | 1 | 1 | 1 | 1 | 1 | 0
PG&E NGBA | Konocti | 60 | 0 | 0 | 0 | 0 | 0 | 0 | 0 | 0 | 0 | 0 | 0 | 0 | 0 | 0 | 0 | 0 | 0 | 0 | 0 | 0 |  | 0 | 0 | 0 | 0 | 0 | 0 | 0 | 0 | 0 | 0 | 0 | 0 | 0 | 0 | 0 | 0 | 0 | 0 | 0 | 0 | 0 | 0 | 0 | 0 | 0 | 0 | 0 | 0 | 0 | 0 | 0 | 0 | 0 | 0 | 0 | 0 |  | 0 | 0 | 0 | 0 | 0 | 0 | 0 | 0 | 0 | 0 | 0 | 0 | 0 | 0 | 0 | 0 | 0 | 0 | 0 | 0 | 0 | 0 | 0 | 0 | 0 | 0 | 0 | 0 | 0 | 0 | 0 | 0 | 0 | 0 | 0 | 0 |  | 0 | 0 | 0 | 0 | 0 | 0 | 0 | 0 | 0 | 0 | 0 | 0 | 0 | 0 | 0 | 0 | 0 | 0 | 0 | 0 | 0 | 0 | 0 | 0 | 0 | 0 | 0 | 0 | 0 | 0 | 0 | 0 | 0 | 0 | 0 | 0 |  | 0 | 0 | 0 | 0 | 0 | 0 | 0 | 0 | 0 | 0 | 0 | 0 | 21.278 | 0 | 0 | 0 | 0 | 1 | 0 | 0 | 0 | 0 | 0 | 0 | 0 | 0 | 0 | 0 | 0 | 0 | -2 | 0 | 0 | 0 | 0 | 1 |  | 1 | 1 | 1 | 1 | 1 | 1 | 1+ | 1 | 1 | 1
SCE NOL | Kramer | 115 | 0 | 0 | 0 | 0 | 0 | 0 | 0 | 0 | 0 | 0 | 0 | 0 | 0 | 0 | 0 | 0 | 0 | 0 | 0 | 0 |  | 0 | 0 | 0 | 0 | 0 | 0 | 0 | 0 | 0 | 0 | 0 | 0 | 0 | 0 | 0 | 0 | 0 | 0 | 0 | 0 | 0 | 0 | 0 | 0 | 0 | 0 | 0 | 0 | 0 | 0 | 0 | 0 | 0 | 0 | 0 | 0 |  | 0 | 0 | 0 | 0 | 0 | 0 | 0 | 0 | 0 | 0 | 0.59 | 0 | 24.55 | 0 | 6.134 | 0 | 0 | 1 | 0 | 0 | 0 | 0 | 0 | 0 | 0 | 0 | 0 | 0 | -2 | 0 | -2 | 0 | -2 | 0 | 0 | 1 |  | 0 | 0 | 0 | 0 | 0 | 0 | 0 | 0 | 0 | 0 | 0.59 | 0 | 24.55 | 0 | 6.134 | 0 | 0 | 1 | 0 | 0 | 0 | 0 | 0 | 0 | 0 | 0 | 0 | 0 | -2 | 0 | -1 | 0 | -2 | 0 | 0 | 1 |  | 0 | 0 | 0 | 0 | 0 | 0 | 0 | 0 | 0 | 0 | 1.09 | 0 | 57.54 | 0 | 12.134 | 0 | 0 | 1 | 0 | 0 | 0 | 0 | 0 | 0 | 0 | 0 | 0 | 0 | -2 | 0 | -2 | 0 | -2 | 0 | 0 | 1 |  | 1 | 1 | 1 | 1 | 1 | 4+ | 4+ | 4+ | 1 | 1
SCE NOL | Kramer | 230 | 0 | 0 | 0 | 0 | 0 | 0 | 0 | 0 | 0 | 0 | 0 | 0 | 0 | 0 | 0 | 0 | 0 | 0 | 0 | 0 |  | 0 | 0 | 0 | 0 | 0 | 0 | 0 | 0 | 0 | 0 | 0 | 13.88 | 215.18 | 97.94 | 391.94 | 0 | 0 | 1 | 0 | 0 | 0 | 0 | 0 | 0 | 0 | 0 | 0 | 0 | 0 | -2 | -2 | -2 | -2 | 0 | 0 | 1 |  | 0 | 0 | 0 | 0 | 0 | 0 | 0 | 0 | 0 | 0 | 2.185 | 43.88 | 234.065 | 262.64 | 395.94 | 0 | 0 | 1 | 0 | 0 | 0 | 0 | 0 | 0 | 0 | 0 | 0 | 0 | -2 | -2 | -2 | -2 | -2 | 0 | 0 | 1 |  | 0 | 0 | 0 | 0 | 0 | 0 | 0 | 0 | 0 | 0 | 2.185 | 43.88 | 234.065 | 262.64 | 609.5357 | 0 | 0 | 1 | 0 | 0 | 0 | 0 | 0 | 0 | 0 | 0 | 0 | 0 | -2 | -2 | -1 | -2 | -2 | 0 | 0 | 1 |  | 0 | 0 | 0 | 0 | 0 | 0 | 0 | 0 | 0 | 0 | 2.185 | 43.88 | 241.015 | 262.64 | 611.5357 | 0 | 0 | 1 | 0 | 0 | 0 | 0 | 0 | 0 | 0 | 0 | 0 | 0 | -2 | -2 | -2 | -2 | -2 | 0 | 0 | 1 |  | 1 | 1 | 1 | 1 | 1 | 4+ | 4+ | 4+ | 1 | 1
SCE Metro | La Cienega | 230 | 0 | 0 | 0 | 0 | 0 | 0 | 0 | 0 | 0 | 0 | 0 | 0 | 0 | 0 | 0 | 0 | 405 | 405 | 0 | 1 |  | 0 | 0 | 0 | 0 | 0 | 0 | 0 | 0 | 0 | 0 | 0 | 0 | 0 | 0 | 0 | 0 | 0 | 0 | 0 | 0 | 0 | 0 | 0 | 0 | 0 | 0 | 0 | 0 | 0 | 0 | 0 | 2 | 2 | 0 | 0 | 1 |  | 0 | 0 | 0 | 0 | 0 | 0 | 0 | 0 | 0 | 0 | 0 | 0 | 0 | 0 | 0 | 0 | 0 | 0 | 0 | 0 | 0 | 0 | 0 | 0 | 0 | 0 | 0 | 0 | 0 | 0 | 0 | 2 | 2 | 0 | 0 | 1 |  | 0 | 0 | 0 | 0 | 0 | 0 | 0 | 0 | 0 | 0 | 0 | 0 | 0 | 0 | 405.7509 | 0 | 0 | 1 | 0 | 0 | 0 | 0 | 0 | 0 | 0 | 0 | 0 | 0 | 0 | 0 | 0 | 2 | 0 | 0 | 0 | 1 |  | 0 | 0 | 0 | 0 | 0 | 0 | 0 | 0 | 0 | 0 | 0 | 0 | 0 | 0 | 405.7509 | 0 | 0 | 1 | 0 | 0 | 0 | 0 | 0 | 0 | 0 | 0 | 0 | 0 | 0 | 0 | 0 | 2 | 0 | 0 | 0 | 1 |  | 1 | 1 | 1 | 1 | 1 | 1 | 1 | 2- | 1 | 1
SCE Metro | La Fresa | 230 | 0 | 0 | 0 | 0 | 0 | 0 | 0 | 0 | 0 | 0 | 0 | 0 | 0 | 0 | 0 | 0 | 0 | 0 | 0 | 0 |  | 0 | 0 | 0 | 0 | 0 | 0 | 0 | 0 | 0 | 0 | 0 | 0 | 0 | 0 | 0 | 0 | 0 | 0 | 0 | 0 | 0 | 0 | 0 | 0 | 0 | 0 | 0 | 0 | 0 | 0 | 0 | 0 | 0 | 0 | 0 | 0 |  | 0 | 0 | 0 | 0 | 0 | 0 | 0 | 0 | 0 | 0 | 0 | 0 | 0.64 | 0 | 0 | 0 | 0 | 1 | 0 | 0 | 0 | 0 | 0 | 0 | 0 | 0 | 0 | 0 | 0 | 0 | 0 | 0 | 0 | 0 | 0 | 0 |  | 0 | 0 | 0 | 0 | 0 | 0 | 0 | 0 | 0 | 0 | 0 | 0 | 0.64 | 0 | 0 | 0 | 0 | 1 | 0 | 0 | 0 | 0 | 0 | 0 | 0 | 0 | 0 | 0 | 0 | 0 | -2 | 0 | 0 | 0 | 0 | 1 |  | 0 | 0 | 0 | 0 | 0 | 0 | 0 | 0 | 0 | 0 | 0 | 0 | 0.64 | 0 | 193.52 | 0 | 0 | 1 | 0 | 0 | 0 | 0 | 0 | 0 | 0 | 0 | 0 | 0 | 0 | 0 | 0 | 0 | -2 | 0 | 0 | 1 |  | 1 | 1 | 1 | 1 | 1 | 1 | 2+ | 1+ | 1 | 1
SCE Metro | Laguna Bell | 230 | 0 | 0 | 0 | 0 | 0 | 0 | 0 | 0 | 0 | 0 | 0 | 0 | 0 | 0 | 0 | 0 | 412 | 412 | 0 | 1 |  | 0 | 0 | 0 | 0 | 0 | 0 | 0 | 0 | 0 | 0 | 0 | 0 | 0 | 250 | 250 | 0 | 0 | 1 | 0 | 0 | 0 | 0 | 0 | 0 | 0 | 0 | 0 | 0 | 0 | 0 | 0 | 2 | 2 | 0 | 0 | 1 |  | 0 | 0 | 0 | 0 | 0 | 0 | 0 | 0 | 0 | 0 | 0.001 | 0 | 1.999 | 250 | 250 | 0 | 0 | 1 | 0 | 0 | 0 | 0 | 0 | 0 | 0 | 0 | 0 | 0 | -2 | 0 | 0 | 2 | 2 | 0 | 0 | 1 |  | 0 | 0 | 0 | 0 | 0 | 0 | 0 | 0 | 0 | 0 | 0.001 | 0 | 1.999 | 750 | 506.29 | 0 | 0 | 1 | 0 | 0 | 0 | 0 | 0 | 0 | 0 | 0 | 0 | 0 | -2 | 0 | -2 | -2 | -1 | 0 | 0 | 1 |  | 0 | 0 | 0 | 0 | 0 | 0 | 0 | 1029 | 0 | 0 | 0.002 | 0 | 9.239 | 750 | 1535.29 | 0 | 0 | 1 | 0 | 0 | 0 | 0 | 0 | 0 | 0 | -2 | 0 | 0 | -2 | 0 | -2 | -2 | -2 | 0 | 0 | 1 |  | 1 | 1 | 1 | 1+ | 1 | 4+ | 2+ | 4+ | 1 | 1
PG&E KERN | Lakeview | 70 | 0 | 0 | 0 | 0 | 0 | 0 | 0 | 0 | 0 | 0 | 0 | 0 | 0 | 0 | 0 | 0 | 0 | 0 | 0 | 0 |  | 0 | 0 | 0 | 0 | 0 | 0 | 0 | 0 | 0 | 0 | 0 | 0 | 1.161 | 0 | 5.6 | 0 | 0 | 1 | 0 | 0 | 0 | 0 | 0 | 0 | 0 | 0 | 0 | 0 | 0 | 0 | -2 | 0 | -2 | 0 | 0 | 1 |  | 0 | 0 | 0 | 0 | 0 | 0 | 0 | 0 | 0 | 0 | 0 | 0 | 2.324 | 0 | 8.5715 | 0 | 0 | 1 | 0 | 0 | 0 | 0 | 0 | 0 | 0 | 0 | 0 | 0 | 0 | 0 | 0 | 0 | -2 | 0 | 0 | 1 |  | 0 | 0 | 0 | 0 | 0 | 0 | 0 | 0 | 0 | 0 | 0 | 0 | 2.324 | 0 | 8.5715 | 0 | 0 | 1 | 0 | 0 | 0 | 0 | 0 | 0 | 0 | 0 | 0 | 0 | 0 | 0 | -2 | 0 | -2 | 0 | 0 | 1 |  | 0 | 0 | 0 | 0 | 0 | 0 | 0 | 0 | 0 | 0 | 0 | 0 | 2.324 | 0 | 8.5715 | 0 | 0 | 1 | 0 | 0 | 0 | 0 | 0 | 0 | 0 | 0 | 0 | 0 | 0 | 0 | 0 | 0 | -2 | 0 | 0 | 1 |  | 1 | 1 | 1 | 1 | 1 | 1 | 2+ | 4+ | 1 | 1
PG&E NGBA | Lakeville | 230 | 0 | 0 | 0 | 0 | 0 | 0 | 0 | 0 | 0 | 0 | 0 | 0 | 0 | 0 | 0 | 0 | 0 | 0 | 0 | 0 |  | 0 | 0 | 0 | 0 | 0 | 0 | 0 | 0 | 0 | 0 | 0 | 0 | 0 | 0 | 0 | 0 | 0 | 0 | 0 | 0 | 0 | 0 | 0 | 0 | 0 | 0 | 0 | 0 | 0 | 0 | 0 | 0 | 0 | 0 | 0 | 0 |  | 0 | 0 | 0 | 0 | 0 | 0 | 0 | 0 | 0 | 0 | 0 | 0 | 4 | 0 | 0 | 0 | 0 | 1 | 0 | 0 | 0 | 0 | 0 | 0 | 0 | 0 | 0 | 0 | 0 | 0 | -2 | 0 | 0 | 0 | 0 | 1 |  | 0 | 0 | 0 | 0 | 0 | 0 | 0 | 0 | 0 | 0 | 0 | 0 | 4 | 0 | 0 | 0 | 0 | 1 | 0 | 0 | 0 | 0 | 0 | 0 | 0 | 0 | 0 | 0 | 0 | 0 | -1 | 0 | 0 | 0 | 0 | 1 |  | 0 | 0 | 0 | 0 | 0 | 0 | 0 | 0 | 0 | 0 | 0 | 0 | 4 | 0 | 0 | 0 | 0 | 1 | 0 | 0 | 0 | 0 | 0 | 0 | 0 | 0 | 0 | 0 | 0 | 0 | -2 | 0 | 0 | 0 | 0 | 1 |  | 1 | 1 | 1 | 1 | 1 | 1 | 4+ | 1 | 1 | 1
PG&E NGBA | Lakeville | 60 | 0 | 0 | 0 | 0 | 0 | 0 | 0 | 0 | 0 | 0 | 0 | 0 | 0 | 0 | 0 | 0 | 0 | 0 | 0 | 0 |  | 0 | 0 | 0 | 0 | 0 | 0 | 0 | 0 | 0 | 0 | 0 | 0 | 0 | 0 | 0 | 0 | 0 | 0 | 0 | 0 | 0 | 0 | 0 | 0 | 0 | 0 | 0 | 0 | 0 | 0 | 0 | 0 | 0 | 0 | 0 | 0 |  | 0 | 0 | 0 | 0 | 0 | 0 | 0 | 0 | 0 | 0 | 0 | 0 | 0 | 0 | 0 | 0 | 0 | 0 | 0 | 0 | 0 | 0 | 0 | 0 | 0 | 0 | 0 | 0 | 0 | 0 | 0 | 0 | 0 | 0 | 0 | 0 |  | 0 | 0 | 0 | 0 | 0 | 0 | 0 | 0 | 0 | 0 | 0 | 0 | 0 | 0 | 0 | 0 | 0 | 0 | 0 | 0 | 0 | 0 | 0 | 0 | 0 | 0 | 0 | 0 | 0 | 0 | 0 | 0 | 0 | 0 | 0 | 0 |  | 0 | 0 | 0 | 0 | 0 | 0 | 0 | 0 | 0 | 0 | 0 | 0 | 0 | 0 | 0 | 0 | 0 | 0 | 0 | 0 | 0 | 0 | 0 | 0 | 0 | 0 | 0 | 0 | 0 | 0 | 0 | 0 | 0 | 0 | 0 | 0 |  | 1 | 1 | 1 | 1 | 1 | 1 | 1 | 1 | 1 | 0
PG&E NGBA | Lakeville | 115 | 8 | 0 | 0 | 0 | 0 | 0 | 0 | 0 | 0 | 0 | 0 | 0 | 0 | 0 | 0 | 0 | 0 | 0 | 0 | 1 |  | 0 | 0 | 0 | 0 | 0 | 0 | 0 | 0 | 0 | 0 | 0 | 0 | 0 | 0 | 0 | 0 | 0 | 0 | 2 | 2 | 0 | 0 | 0 | 0 | 0 | 0 | 0 | 0 | 0 | 0 | 0 | 0 | 0 | 0 | 0 | 1 |  | 0 | 0 | 0 | 0 | 0 | 0 | 0 | 0 | 0 | 0 | 0 | 0 | 0 | 0 | 0 | 0 | 0 | 0 | 2 | 2 | 0 | 0 | 0 | 0 | 0 | 0 | 0 | 0 | 0 | 0 | 0 | 0 | 0 | 0 | 0 | 1 |  | 0 | 0 | 0 | 0 | 0 | 0 | 0 | 0 | 0 | 0 | 0 | 0 | 0 | 0 | 263.7932 | 0 | 0 | 1 | 2 | 2 | 0 | 0 | 0 | 0 | 0 | 0 | 0 | 0 | 0 | 0 | 0 | 0 | -2 | 0 | 0 | 1 |  | 0 | 0 | 0 | 0 | 0 | 0 | 0 | 0 | 0 | 0 | 0 | 0 | 0 | 0 | 263.7932 | 0 | 0 | 1 | 2 | 2 | 0 | 0 | 0 | 0 | 0 | 0 | 0 | 0 | 0 | 0 | 0 | 0 | -2 | 0 | 0 | 1 |  | 5- | 1 | 1 | 1 | 1 | 1 | 1 | 2+ | 1 | 1
PG&E GBA | Lakewood | 115 | 0 | 0 | 0 | 0 | 0 | 0 | 0 | 0 | 0 | 0 | 0 | 0 | 0 | 0 | 0 | 0 | 0 | 0 | 0 | 0 |  | 0 | 0 | 0 | 0 | 0 | 0 | 0 | 0 | 0 | 0 | 0 | 0 | 0 | 0 | 0 | 0 | 0 | 0 | 0 | 0 | 0 | 0 | 0 | 0 | 0 | 0 | 0 | 0 | 0 | 0 | 0 | 0 | 0 | 0 | 0 | 0 |  | 0 | 0 | 0 | 0 | 0 | 0 | 0 | 0 | 0 | 0 | 0 | 0 | 1.041 | 0 | 0 | 0 | 0 | 1 | 0 | 0 | 0 | 0 | 0 | 0 | 0 | 0 | 0 | 0 | 0 | 0 | 0 | 0 | 0 | 0 | 0 | 0 |  | 0 | 0 | 0 | 0 | 0 | 0 | 0 | 0 | 0 | 0 | 0 | 0 | 1.041 | 0 | 0 | 0 | 0 | 1 | 0 | 0 | 0 | 0 | 0 | 0 | 0 | 0 | 0 | 0 | 0 | 0 | -2 | 0 | 0 | 0 | 0 | 1 |  | 0 | 0 | 0 | 0 | 0 | 0 | 0 | 0 | 0 | 0 | 0 | 0 | 1.041 | 0 | 0 | 0 | 0 | 1 | 0 | 0 | 0 | 0 | 0 | 0 | 0 | 0 | 0 | 0 | 0 | 0 | 0 | 0 | 0 | 0 | 0 | 0 |  | 1 | 1 | 1 | 1 | 1 | 1 | 2+ | 1 | 1 | 1
PG&E NGBA | Lambie | 230 | 0 | 0 | 0 | 0 | 0 | 0 | 0 | 0 | 0 | 0 | 0 | 0 | 0 | 0 | 0 | 0 | 0 | 0 | 0 | 0 |  | 0 | 0 | 0 | 0 | 0 | 0 | 0 | 0 | 0 | 0 | 0 | 0 | 0 | 0 | 0 | 0 | 0 | 0 | 0 | 0 | 0 | 0 | 0 | 0 | 0 | 0 | 0 | 0 | 0 | 0 | 0 | 0 | 0 | 0 | 0 | 0 |  | 0 | 0 | 0 | 0 | 0 | 0 | 0 | 0 | 0 | 0 | 0 | 0 | 0 | 0 | 0 | 0 | 0 | 0 | 0 | 0 | 0 | 0 | 0 | 0 | 0 | 0 | 0 | 0 | 0 | 0 | 0 | 0 | 0 | 0 | 0 | 0 |  | 0 | 0 | 0 | 0 | 0 | 0 | 0 | 0 | 0 | 0 | 0 | 0 | 0 | 0 | 817.3487 | 0 | 0 | 1 | 0 | 0 | 0 | 0 | 0 | 0 | 0 | 0 | 0 | 0 | 0 | 0 | 0 | 0 | -2 | 0 | 0 | 1 |  | 0 | 0 | 0 | 0 | 0 | 0 | 0 | 0 | 0 | 0 | 0 | 0 | 0 | 0 | 817.3487 | 0 | 0 | 1 | 0 | 0 | 0 | 0 | 0 | 0 | 0 | 0 | 0 | 0 | 0 | 0 | 0 | 0 | -2 | 0 | 0 | 1 |  | 1 | 1 | 1 | 1 | 1 | 1 | 1 | 2+ | 1 | 1
PG&E GBA | Lammers | 115 | 0 | 0 | 0 | 0 | 0 | 0 | 0 | 0 | 0 | 0 | 0 | 0 | 0 | 0 | 0 | 0 | 0 | 0 | 0 | 0 |  | 0 | 0 | 0 | 0 | 0 | 0 | 0 | 0 | 0 | 0 | 0 | 0 | 0 | 0 | 0 | 0 | 0 | 0 | 0 | 0 | 0 | 0 | 0 | 0 | 0 | 0 | 0 | 0 | 0 | 0 | 0 | 0 | 0 | 0 | 0 | 0 |  | 0 | 0 | 0 | 0 | 0 | 0 | 0 | 0 | 0 | 0 | 0 | 0 | 2.7287 | 0 | 1.828 | 0 | 0 | 1 | 0 | 0 | 0 | 0 | 0 | 0 | 0 | 0 | 0 | 0 | 0 | 0 | 0 | 0 | 0 | 0 | 0 | 0 |  | 0 | 0 | 0 | 0 | 0 | 0 | 0 | 0 | 0 | 0 | 0 | 0 | 2.7287 | 0 | 153.128 | 0 | 0 | 1 | 0 | 0 | 0 | 0 | 0 | 0 | 0 | 0 | 0 | 0 | 0 | 0 | -2 | 0 | -2 | 0 | 0 | 1 |  | 0 | 0 | 0 | 0 | 0 | 0 | 0 | 102.15 | 0 | 0 | 0 | 0 | 8.3407 | 0 | 255.278 | 0 | 0 | 1 | 0 | 0 | 0 | 0 | 0 | 0 | 0 | -2 | 0 | 0 | 0 | 0 | -2 | 0 | -2 | 0 | 0 | 1 |  | 1 | 1 | 1 | 1+ | 1 | 1 | 2+ | 2+ | 1 | 1
PG&E KERN | Lamont | 115 | 0 | 0 | 0 | 0 | 0 | 0 | 0 | 0 | 0 | 0 | 0 | 0 | 50 | 80 | 130 | 0 | 0 | 0 | 0 | 1 |  | 0 | 0 | 0 | 0 | 0 | 0 | 0 | 0 | 0 | 0 | 0 | 0 | 11.7 | 0 | 0 | 0 | 0 | 1 | 0 | 0 | 0 | 0 | 0 | 0 | 0 | 0 | 0 | 0 | 0 | 2 | 2 | 0 | 0 | 0 | 0 | 1 |  | 0 | 0 | 0 | 0 | 0 | 0 | 0 | 0 | 0 | 0 | 0 | 0 | 117.759 | 0 | 51.401 | 0 | 0 | 1 | 0 | 0 | 0 | 0 | 0 | 0 | 0 | 0 | 0 | 0 | 0 | 2 | 1 | 0 | -2 | 0 | 0 | 1 |  | 0 | 0 | 0 | 0 | 0 | 0 | 0 | 0 | 0 | 0 | 0 | 0 | 117.759 | 0 | 152.301 | 0 | 0 | 1 | 0 | 0 | 0 | 0 | 0 | 0 | 0 | 0 | 0 | 0 | 0 | 2 | 1 | 0 | -2 | 0 | 0 | 1 |  | 0 | 0 | 0 | 0 | 0 | 0 | 0 | 0 | 0 | 0 | 0 | 0 | 119.759 | 0 | 161.826 | 0 | 0 | 1 | 0 | 0 | 0 | 0 | 0 | 0 | 0 | 0 | 0 | 0 | 0 | 2 | 0 | 0 | -2 | 0 | 0 | 1 |  | 1 | 1 | 1 | 1 | 1 | 1 | 3- | 4+ | 1 | 1
PG&E FRESNO | Las Aguilas | 230 | 0 | 0 | 0 | 0 | 0 | 0 | 0 | 0 | 0 | 0 | 0 | 0 | 0 | 0 | 0 | 0 | 0 | 0 | 0 | 0 |  | 0 | 0 | 0 | 0 | 0 | 0 | 0 | 0 | 0 | 0 | 0 | 0 | 0 | 0 | 0 | 0 | 0 | 0 | 0 | 0 | 0 | 0 | 0 | 0 | 0 | 0 | 0 | 0 | 0 | 0 | 0 | 0 | 0 | 0 | 0 | 0 |  | 0 | 0 | 0 | 0 | 0 | 0 | 0 | 0 | 0 | 0 | 0 | 0 | 0 | 0 | 0 | 0 | 0 | 0 | 0 | 0 | 0 | 0 | 0 | 0 | 0 | 0 | 0 | 0 | 0 | 0 | 0 | 0 | 0 | 0 | 0 | 0 |  | 0 | 0 | 0 | 0 | 0 | 0 | 0 | 0 | 0 | 0 | 0 | 0 | 0 | 0 | 0 | 0 | 0 | 0 | 0 | 0 | 0 | 0 | 0 | 0 | 0 | 0 | 0 | 0 | 0 | 0 | 0 | 0 | 0 | 0 | 0 | 0 |  | 0 | 0 | 0 | 0 | 0 | 0 | 0 | 0 | 0 | 0 | 0 | 0 | 0 | 0 | 0 | 0 | 0 | 0 | 0 | 0 | 0 | 0 | 0 | 0 | 0 | 0 | 0 | 0 | 0 | 0 | 0 | 0 | 0 | 0 | 0 | 0 |  | 1 | 1 | 1 | 1 | 1 | 1 | 1 | 1 | 1 | 0
EOP | Lathrop | 138 | 0 | 0 | 0 | 0 | 0 | 0 | 0 | 0 | 0 | 0 | 0 | 0 | 0 | 0 | 0 | 0 | 0 | 0 | 0 | 0 |  | 0 | 0 | 0 | 0 | 0 | 0 | 0 | 0 | 0 | 0 | 0 | 0 | 0 | 0 | 0 | 0 | 0 | 0 | 0 | 0 | 0 | 0 | 0 | 0 | 0 | 0 | 0 | 0 | 0 | 0 | 0 | 0 | 0 | 0 | 0 | 0 |  | 0 | 0 | 0 | 0 | 0 | 0 | 0 | 0 | 0 | 0 | 0 | 0 | 0 | 0 | 0 | 0 | 0 | 0 | 0 | 0 | 0 | 0 | 0 | 0 | 0 | 0 | 0 | 0 | 0 | 0 | 0 | 0 | 0 | 0 | 0 | 0 |  | 0 | 0 | 0 | 0 | 0 | 0 | 0 | 0 | 0 | 0 | 0 | 0 | 0 | 0 | 0 | 0 | 0 | 0 | 0 | 0 | 0 | 0 | 0 | 0 | 0 | 0 | 0 | 0 | 0 | 0 | 0 | 0 | 0 | 0 | 0 | 0 |  | 0 | 0 | 0 | 0 | 0 | 0 | 0 | 0 | 0 | 0 | 0 | 0 | 5 | 0 | 0 | 0 | 0 | 1 | 0 | 0 | 0 | 0 | 0 | 0 | 0 | 0 | 0 | 0 | 0 | 0 | -2 | 0 | 0 | 0 | 0 | 1 |  | 1 | 1 | 1 | 1 | 1 | 1 | 1+ | 1 | 1 | 1
EOP | Lathrop | 230 | 0 | 0 | 171 | 0 | 171 | 0 | 0 | 0 | 0 | 0 | 0 | 0 | 300 | 470 | 770 | 0 | 0 | 0 | 0 | 1 |  | 0 | 0 | 0 | 0 | 0 | 0 | 0 | 0 | 0 | 0 | 0 | 0 | 0 | 0 | 0 | 0 | 0 | 0 | 0 | 0 | 0 | 0 | 2 | 2 | 0 | 0 | 0 | 0 | 0 | 2 | 2 | 0 | 0 | 0 | 0 | 1 |  | 0 | 0 | 0 | 0 | 0 | 0 | 0 | 0 | 0 | 0 | 0 | 0 | 516.7638 | 0 | 516.7638 | 0 | 0 | 1 | 0 | 0 | 0 | 0 | 2 | 2 | 0 | 0 | 0 | 0 | 0 | 2 | 2 | 0 | -2 | 0 | 0 | 1 |  | 0 | 0 | 0 | 0 | 0 | 0 | 0 | 0 | 0 | 0 | 0 | 0 | 516.7638 | 0 | 516.7638 | 0 | 0 | 1 | 0 | 0 | 0 | 0 | 2 | 2 | 0 | 0 | 0 | 0 | 0 | 2 | 2 | 0 | -2 | 0 | 0 | 1 |  | 0 | 0 | 0 | 0 | 0 | 0 | 0 | 0 | 0 | 0 | 0 | 0 | 870.5783 | 0 | 516.7638 | 0 | 0 | 1 | 0 | 0 | 0 | 0 | 2 | 2 | 0 | 0 | 0 | 0 | 0 | 2 | -1 | 0 | -2 | 0 | 0 | 1 |  | 1 | 1 | 5- | 1 | 1 | 1 | 3- | 4+ | 1 | 1
PG&E FRESNO | Le Grand | 115 | 0 | 0 | 0 | 0 | 0 | 0 | 0 | 0 | 0 | 0 | 0 | 0 | 0 | 0 | 0 | 0 | 0 | 0 | 0 | 0 |  | 0 | 0 | 0 | 0 | 0 | 0 | 0 | 0 | 0 | 0 | 0 | 0 | 0 | 0 | 0 | 0 | 0 | 0 | 0 | 0 | 0 | 0 | 0 | 0 | 0 | 0 | 0 | 0 | 0 | 0 | 0 | 0 | 0 | 0 | 0 | 0 |  | 0 | 0 | 0 | 0 | 0 | 0 | 0 | 0 | 0 | 0 | 0 | 0 | 0 | 0 | 0 | 0 | 0 | 0 | 0 | 0 | 0 | 0 | 0 | 0 | 0 | 0 | 0 | 0 | 0 | 0 | 0 | 0 | 0 | 0 | 0 | 0 |  | 0 | 0 | 0 | 0 | 0 | 0 | 0 | 0 | 0 | 0 | 0 | 0 | 131.43 | 0 | 65.47 | 0 | 0 | 1 | 0 | 0 | 0 | 0 | 0 | 0 | 0 | 0 | 0 | 0 | 0 | 0 | -1 | 0 | -2 | 0 | 0 | 1 |  | 0 | 0 | 0 | 0 | 0 | 0 | 0 | 185.643 | 0 | 0 | 0 | 0 | 317.073 | 0 | 251.113 | 0 | 0 | 1 | 0 | 0 | 0 | 0 | 0 | 0 | 0 | -2 | 0 | 0 | 0 | 0 | -2 | 0 | -2 | 0 | 0 | 1 |  | 1 | 1 | 1 | 1+ | 1 | 1 | 2+ | 2+ | 1 | 1
PG&E FRESNO | Lemoore | 70 | 0 | 0 | 0 | 0 | 0 | 0 | 0 | 0 | 0 | 0 | 0 | 0 | 45 | 0 | 45 | 0 | 20 | 20 | 0 | 1 |  | 0 | 0 | 0 | 0 | 0 | 0 | 0 | 0 | 0 | 0 | 0 | 0 | 21.05 | 0 | 21.05 | 0 | 0 | 1 | 0 | 0 | 0 | 0 | 0 | 0 | 0 | 0 | 0 | 0 | 0 | 2 | 2 | 2 | 0 | 0 | 0 | 1 |  | 0 | 0 | 0 | 0 | 0 | 0 | 0 | 0 | 0 | 0 | 0 | 0 | 0 | 0 | 0 | 0 | 0 | 0 | 0 | 0 | 0 | 0 | 0 | 0 | 0 | 0 | 0 | 0 | 0 | 2 | 2 | 2 | 2 | 0 | 0 | 1 |  | 0 | 0 | 0 | 0 | 0 | 0 | 0 | 0 | 0 | 0 | 0 | 0 | 21.05 | 0 | 21.05 | 0 | 0 | 1 | 0 | 0 | 0 | 0 | 0 | 0 | 0 | 0 | 0 | 0 | 0 | 2 | 2 | 2 | 0 | 0 | 0 | 1 |  | 0 | 0 | 0 | 0 | 0 | 0 | 0 | 0 | 0 | 0 | 0 | 0 | 21.05 | 0 | 21.05 | 0 | 0 | 1 | 0 | 0 | 0 | 0 | 0 | 0 | 0 | 0 | 0 | 0 | 0 | 2 | 2 | 2 | 0 | 0 | 0 | 1 |  | 1 | 1 | 1 | 1 | 1 | 1 | 5- | 2- | 1 | 1
PG&E KERN | Lerdo | 115 | 0 | 0 | 0 | 0 | 0 | 0 | 0 | 0 | 0 | 0 | 0 | 0 | 0 | 0 | 0 | 0 | 0 | 0 | 0 | 0 |  | 0 | 0 | 0 | 0 | 0 | 0 | 0 | 0 | 0 | 0 | 0 | 0 | 0 | 0 | 0 | 0 | 0 | 0 | 0 | 0 | 0 | 0 | 0 | 0 | 0 | 0 | 0 | 0 | 0 | 0 | 0 | 0 | 0 | 0 | 0 | 0 |  | 0 | 0 | 0 | 0 | 0 | 0 | 0 | 0 | 0 | 0 | 0 | 0 | 18.837 | 0 | 2.93 | 0 | 0 | 1 | 0 | 0 | 0 | 0 | 0 | 0 | 0 | 0 | 0 | 0 | 0 | 0 | -2 | 0 | 0 | 0 | 0 | 1 |  | 0 | 0 | 0 | 0 | 0 | 0 | 0 | 0 | 0 | 0 | 0 | 0 | 18.837 | 0 | 2.93 | 0 | 0 | 1 | 0 | 0 | 0 | 0 | 0 | 0 | 0 | 0 | 0 | 0 | 0 | 0 | -1 | 0 | 0 | 0 | 0 | 1 |  | 0 | 0 | 0 | 0 | 0 | 0 | 0 | 0 | 0 | 0 | 0 | 0 | 18.837 | 0 | 2.93 | 0 | 0 | 1 | 0 | 0 | 0 | 0 | 0 | 0 | 0 | 0 | 0 | 0 | 0 | 0 | -2 | 0 | 0 | 0 | 0 | 1 |  | 1 | 1 | 1 | 1 | 1 | 1 | 4+ | 1 | 1 | 1
SCE Metro | Lewis | 230 | 0 | 0 | 0 | 0 | 0 | 0 | 0 | 0 | 0 | 0 | 0 | 0 | 0 | 0 | 0 | 0 | 0 | 0 | 0 | 0 |  | 0 | 0 | 0 | 0 | 0 | 0 | 0 | 0 | 0 | 0 | 0 | 0 | 0 | 0 | 0 | 0 | 0 | 0 | 0 | 0 | 0 | 0 | 0 | 0 | 0 | 0 | 0 | 0 | 0 | 0 | 0 | 0 | 0 | 0 | 0 | 0 |  | 0 | 0 | 0 | 0 | 0 | 0 | 0 | 0 | 0 | 0 | 0 | 0 | 0 | 0 | 0 | 0 | 0 | 0 | 0 | 0 | 0 | 0 | 0 | 0 | 0 | 0 | 0 | 0 | 0 | 0 | 0 | 0 | 0 | 0 | 0 | 0 |  | 0 | 0 | 0 | 0 | 0 | 0 | 0 | 0 | 0 | 0 | 0 | 0 | 0 | 0 | 0 | 0 | 0 | 0 | 0 | 0 | 0 | 0 | 0 | 0 | 0 | 0 | 0 | 0 | 0 | 0 | 0 | 0 | 0 | 0 | 0 | 0 |  | 0 | 0 | 0 | 0 | 0 | 0 | 0 | 0 | 0 | 0 | 0 | 0 | 0 | 0 | 0 | 0 | 0 | 0 | 0 | 0 | 0 | 0 | 0 | 0 | 0 | 0 | 0 | 0 | 0 | 0 | 0 | 0 | 0 | 0 | 0 | 0 |  | 1 | 1 | 1 | 1 | 1 | 1 | 1 | 1 | 1 | 0
SCE Metro | Lighthipe | 230 | 0 | 0 | 0 | 0 | 0 | 0 | 0 | 0 | 0 | 0 | 0 | 0 | 0 | 0 | 0 | 0 | 500 | 500 | 0 | 1 |  | 0 | 0 | 0 | 0 | 0 | 0 | 0 | 0 | 0 | 0 | 0 | 0 | 0 | 0 | 0 | 0 | 0 | 0 | 0 | 0 | 0 | 0 | 0 | 0 | 0 | 0 | 0 | 0 | 0 | 0 | 0 | 2 | 2 | 0 | 0 | 1 |  | 0 | 0 | 0 | 0 | 0 | 0 | 0 | 0 | 0 | 0 | 0.022 | 0 | 7.811 | 0 | 110 | 0 | 0 | 1 | 0 | 0 | 0 | 0 | 0 | 0 | 0 | 0 | 0 | 0 | -2 | 0 | -2 | 2 | 2 | 0 | 0 | 1 |  | 0 | 0 | 0 | 0 | 0 | 0 | 0 | 0 | 0 | 0 | 0.022 | 0 | 7.811 | 0 | 515.5148 | 0 | 0 | 1 | 0 | 0 | 0 | 0 | 0 | 0 | 0 | 0 | 0 | 0 | -2 | 0 | -1 | 2 | 0 | 0 | 0 | 1 |  | 0 | 0 | 0 | 0 | 0 | 0 | 0 | 0 | 0 | 0 | 0.022 | 0 | 8.81 | 0 | 719.2648 | 0 | 0 | 1 | 0 | 0 | 0 | 0 | 0 | 0 | 0 | 0 | 0 | 0 | -2 | 0 | -2 | 2 | -1 | 0 | 0 | 1 |  | 1 | 1 | 1 | 1 | 1 | 4+ | 4+ | 2- | 1 | 1
SDGE | Lilac | 69 | 0 | 0 | 0 | 0 | 0 | 0 | 0 | 0 | 0 | 0 | 0 | 0 | 0 | 0 | 0 | 0 | 0 | 0 | 0 | 0 |  | 0 | 0 | 0 | 0 | 0 | 0 | 0 | 0 | 0 | 0 | 0 | 0 | 0 | 0 | 0 | 0 | 0 | 0 | 0 | 0 | 0 | 0 | 0 | 0 | 0 | 0 | 0 | 0 | 0 | 0 | 0 | 0 | 0 | 0 | 0 | 0 |  | 0 | 0 | 0 | 0 | 0 | 0 | 0 | 0 | 0 | 0 | 0 | 0 | 0 | 0 | 0 | 0 | 0 | 0 | 0 | 0 | 0 | 0 | 0 | 0 | 0 | 0 | 0 | 0 | 0 | 0 | 0 | 0 | 0 | 0 | 0 | 0 |  | 0 | 0 | 0 | 0 | 0 | 0 | 0 | 0 | 0 | 0 | 0 | 0 | 0 | 0 | 0 | 0 | 0 | 0 | 0 | 0 | 0 | 0 | 0 | 0 | 0 | 0 | 0 | 0 | 0 | 0 | 0 | 0 | 0 | 0 | 0 | 0 |  | 0 | 0 | 0 | 0 | 0 | 0 | 0 | 0 | 0 | 0 | 0 | 0 | 0 | 0 | 0 | 0 | 0 | 0 | 0 | 0 | 0 | 0 | 0 | 0 | 0 | 0 | 0 | 0 | 0 | 0 | 0 | 0 | 0 | 0 | 0 | 0 |  | 1 | 1 | 1 | 1 | 1 | 1 | 1 | 1 | 1 | 0
PG&E NGBA | Lincoln | 115 | 0 | 0 | 0 | 0 | 0 | 0 | 0 | 0 | 0 | 0 | 0 | 0 | 0 | 0 | 0 | 0 | 0 | 0 | 0 | 0 |  | 0 | 0 | 0 | 0 | 0 | 0 | 0 | 0 | 0 | 0 | 0 | 0 | 0 | 0 | 0 | 0 | 0 | 0 | 0 | 0 | 0 | 0 | 0 | 0 | 0 | 0 | 0 | 0 | 0 | 0 | 0 | 0 | 0 | 0 | 0 | 0 |  | 0 | 0 | 0 | 0 | 0 | 0 | 0 | 0 | 0 | 0 | 0 | 0 | 0.6 | 0 | 0 | 0 | 0 | 1 | 0 | 0 | 0 | 0 | 0 | 0 | 0 | 0 | 0 | 0 | 0 | 0 | 0 | 0 | 0 | 0 | 0 | 0 |  | 0 | 0 | 0 | 0 | 0 | 0 | 0 | 0 | 0 | 0 | 0 | 0 | 0.6 | 0 | 0 | 0 | 0 | 1 | 0 | 0 | 0 | 0 | 0 | 0 | 0 | 0 | 0 | 0 | 0 | 0 | -2 | 0 | 0 | 0 | 0 | 1 |  | 0 | 0 | 0 | 0 | 0 | 0 | 0 | 0 | 0 | 0 | 0 | 0 | 0.6 | 0 | 0.996 | 0 | 0 | 1 | 0 | 0 | 0 | 0 | 0 | 0 | 0 | 0 | 0 | 0 | 0 | 0 | 0 | 0 | 0 | 0 | 0 | 0 |  | 1 | 1 | 1 | 1 | 1 | 1 | 2+ | 1 | 1 | 1
PG&E KERN | Live Oak | 115 | 0 | 0 | 0 | 0 | 0 | 0 | 0 | 0 | 0 | 0 | 0 | 0 | 100 | 110 | 210 | 0 | 0 | 0 | 0 | 1 |  | 0 | 0 | 0 | 0 | 0 | 0 | 0 | 0 | 0 | 0 | 0 | 0 | 0 | 0 | 0 | 0 | 0 | 0 | 0 | 0 | 0 | 0 | 0 | 0 | 0 | 0 | 0 | 0 | 0 | 2 | 2 | 0 | 0 | 0 | 0 | 1 |  | 0 | 0 | 0 | 0 | 0 | 0 | 0 | 0 | 0 | 0 | 0 | 0 | 0 | 0 | 0 | 0 | 0 | 0 | 0 | 0 | 0 | 0 | 0 | 0 | 0 | 0 | 0 | 0 | 0 | 2 | 2 | 0 | 0 | 0 | 0 | 1 |  | 0 | 0 | 0 | 0 | 0 | 0 | 0 | 0 | 0 | 0 | 0 | 0 | 0 | 0 | 0 | 0 | 0 | 0 | 0 | 0 | 0 | 0 | 0 | 0 | 0 | 0 | 0 | 0 | 0 | 2 | 2 | 0 | 0 | 0 | 0 | 1 |  | 0 | 0 | 0 | 0 | 0 | 0 | 0 | 0 | 0 | 0 | 0 | 0 | 0 | 0 | 4.99 | 0 | 0 | 1 | 0 | 0 | 0 | 0 | 0 | 0 | 0 | 0 | 0 | 0 | 0 | 2 | 2 | 0 | -2 | 0 | 0 | 1 |  | 1 | 1 | 1 | 1 | 1 | 1 | 5- | 1+ | 1 | 1
PG&E GBA | Llagas | 115 | 0 | 0 | 0 | 0 | 0 | 0 | 0 | 0 | 0 | 0 | 0 | 0 | 0 | 0 | 0 | 0 | 0 | 0 | 0 | 0 |  | 0 | 0 | 0 | 0 | 0 | 0 | 0 | 0 | 0 | 0 | 0 | 0 | 0 | 120 | 124.3 | 0 | 0 | 1 | 0 | 0 | 0 | 0 | 0 | 0 | 0 | 0 | 0 | 0 | 0 | 0 | 0 | -2 | -2 | 0 | 0 | 1 |  | 0 | 0 | 0 | 0 | 0 | 0 | 0 | 0 | 0 | 0 | 0 | 0 | 2.83 | 120 | 124.3 | 0 | 0 | 1 | 0 | 0 | 0 | 0 | 0 | 0 | 0 | 0 | 0 | 0 | 0 | 0 | 0 | -2 | -2 | 0 | 0 | 1 |  | 0 | 0 | 0 | 0 | 0 | 0 | 0 | 0 | 0 | 0 | 0 | 0 | 2.83 | 120 | 124.3 | 0 | 0 | 1 | 0 | 0 | 0 | 0 | 0 | 0 | 0 | 0 | 0 | 0 | 0 | 0 | -2 | -2 | -2 | 0 | 0 | 1 |  | 0 | 0 | 0 | 0 | 0 | 0 | 0 | 50.46 | 0 | 0 | 0 | 0 | 61.1244 | 120 | 174.76 | 0 | 0 | 1 | 0 | 0 | 0 | 0 | 0 | 0 | 0 | -2 | 0 | 0 | 0 | 0 | -2 | -2 | -2 | 0 | 0 | 1 |  | 1 | 1 | 1 | 1+ | 1 | 1 | 2+ | 4+ | 1 | 1
PG&E GBA | Lockeford | 115 | 0 | 0 | 0 | 0 | 0 | 0 | 0 | 0 | 0 | 0 | 0 | 0 | 0 | 0 | 0 | 0 | 0 | 0 | 0 | 0 |  | 0 | 0 | 0 | 0 | 0 | 0 | 0 | 0 | 0 | 0 | 0 | 0 | 0 | 0 | 0 | 0 | 0 | 0 | 0 | 0 | 0 | 0 | 0 | 0 | 0 | 0 | 0 | 0 | 0 | 0 | 0 | 0 | 0 | 0 | 0 | 0 |  | 0 | 0 | 0 | 0 | 0 | 0 | 0 | 0 | 0 | 0 | 0 | 0 | 0 | 0 | 0 | 0 | 0 | 0 | 0 | 0 | 0 | 0 | 0 | 0 | 0 | 0 | 0 | 0 | 0 | 0 | 0 | 0 | 0 | 0 | 0 | 0 |  | 0 | 0 | 0 | 0 | 0 | 0 | 0 | 0 | 0 | 0 | 0 | 0 | 0 | 0 | 0 | 0 | 0 | 0 | 0 | 0 | 0 | 0 | 0 | 0 | 0 | 0 | 0 | 0 | 0 | 0 | 0 | 0 | 0 | 0 | 0 | 0 |  | 0 | 0 | 0 | 0 | 0 | 0 | 0 | 308.4504 | 0 | 0 | 0 | 0 | 5 | 0 | 308.4504 | 0 | 0 | 1 | 0 | 0 | 0 | 0 | 0 | 0 | 0 | -2 | 0 | 0 | 0 | 0 | -2 | 0 | -2 | 0 | 0 | 1 |  | 1 | 1 | 1 | 1+ | 1 | 1 | 1+ | 1+ | 1 | 1
PG&E GBA | Lockeford | 230 | 0 | 0 | 0 | 0 | 0 | 0 | 0 | 0 | 0 | 0 | 0 | 0 | 0 | 0 | 0 | 0 | 0 | 0 | 0 | 0 |  | 0 | 0 | 0 | 0 | 0 | 0 | 0 | 0 | 0 | 0 | 0 | 0 | 0 | 0 | 0 | 0 | 0 | 0 | 0 | 0 | 0 | 0 | 0 | 0 | 0 | 0 | 0 | 0 | 0 | 0 | 0 | 0 | 0 | 0 | 0 | 0 |  | 0 | 0 | 0 | 0 | 0 | 0 | 0 | 0 | 0 | 0 | 0 | 0 | 1 | 0 | 0 | 0 | 0 | 1 | 0 | 0 | 0 | 0 | 0 | 0 | 0 | 0 | 0 | 0 | 0 | 0 | 0 | 0 | 0 | 0 | 0 | 0 |  | 0 | 0 | 0 | 0 | 0 | 0 | 0 | 0 | 0 | 0 | 0 | 0 | 1 | 0 | 0 | 0 | 0 | 1 | 0 | 0 | 0 | 0 | 0 | 0 | 0 | 0 | 0 | 0 | 0 | 0 | -2 | 0 | 0 | 0 | 0 | 1 |  | 0 | 0 | 0 | 0 | 0 | 0 | 0 | 0 | 0 | 0 | 0 | 0 | 23.55 | 0 | 0 | 0 | 0 | 1 | 0 | 0 | 0 | 0 | 0 | 0 | 0 | 0 | 0 | 0 | 0 | 0 | -2 | 0 | 0 | 0 | 0 | 1 |  | 1 | 1 | 1 | 1 | 1 | 1 | 2+ | 1 | 1 | 1
PG&E GBA | Lockeford | 60 | 0 | 0 | 0 | 0 | 0 | 0 | 0 | 0 | 0 | 0 | 0 | 0 | 0 | 0 | 0 | 0 | 0 | 0 | 0 | 0 |  | 0 | 0 | 0 | 0 | 0 | 0 | 0 | 0 | 0 | 0 | 0 | 0 | 0 | 0 | 0 | 0 | 0 | 0 | 0 | 0 | 0 | 0 | 0 | 0 | 0 | 0 | 0 | 0 | 0 | 0 | 0 | 0 | 0 | 0 | 0 | 0 |  | 0 | 0 | 0 | 0 | 0 | 0 | 0 | 0 | 0 | 0 | 0 | 0 | 0 | 0 | 0 | 0 | 0 | 0 | 0 | 0 | 0 | 0 | 0 | 0 | 0 | 0 | 0 | 0 | 0 | 0 | 0 | 0 | 0 | 0 | 0 | 0 |  | 0 | 0 | 0 | 0 | 0 | 0 | 0 | 0 | 0 | 0 | 0 | 0 | 0 | 0 | 0 | 0 | 0 | 0 | 0 | 0 | 0 | 0 | 0 | 0 | 0 | 0 | 0 | 0 | 0 | 0 | 0 | 0 | 0 | 0 | 0 | 0 |  | 0 | 0 | 0 | 0 | 0 | 0 | 0 | 0 | 0 | 0 | 0 | 0 | 0 | 0 | 0 | 0 | 0 | 0 | 0 | 0 | 0 | 0 | 0 | 0 | 0 | 0 | 0 | 0 | 0 | 0 | 0 | 0 | 0 | 0 | 0 | 0 |  | 1 | 1 | 1 | 1 | 1 | 1 | 1 | 1 | 1 | 0
PG&E GBA | Lodi | 230 | 0 | 0 | 0 | 0 | 0 | 0 | 0 | 0 | 0 | 0 | 0 | 0 | 0 | 0 | 0 | 0 | 0 | 0 | 0 | 0 |  | 0 | 0 | 0 | 0 | 0 | 0 | 0 | 0 | 0 | 0 | 0 | 0 | 0 | 0 | 0 | 0 | 0 | 0 | 0 | 0 | 0 | 0 | 0 | 0 | 0 | 0 | 0 | 0 | 0 | 0 | 0 | 0 | 0 | 0 | 0 | 0 |  | 0 | 0 | 0 | 0 | 0 | 0 | 0 | 0 | 0 | 0 | 0 | 0 | 0 | 0 | 0 | 0 | 0 | 0 | 0 | 0 | 0 | 0 | 0 | 0 | 0 | 0 | 0 | 0 | 0 | 0 | 0 | 0 | 0 | 0 | 0 | 0 |  | 0 | 0 | 0 | 0 | 0 | 0 | 0 | 0 | 0 | 0 | 0 | 0 | 0 | 0 | 0 | 0 | 0 | 0 | 0 | 0 | 0 | 0 | 0 | 0 | 0 | 0 | 0 | 0 | 0 | 0 | 0 | 0 | 0 | 0 | 0 | 0 |  | 0 | 0 | 0 | 0 | 0 | 0 | 0 | 0 | 0 | 0 | 0 | 0 | 0 | 0 | 0 | 0 | 0 | 0 | 0 | 0 | 0 | 0 | 0 | 0 | 0 | 0 | 0 | 0 | 0 | 0 | 0 | 0 | 0 | 0 | 0 | 0 |  | 1 | 1 | 1 | 1 | 1 | 1 | 1 | 1 | 1 | 0
PG&E NGBA | Logan Creek | 230 | 0 | 0 | 0 | 0 | 0 | 0 | 0 | 0 | 0 | 0 | 0 | 0 | 0 | 0 | 0 | 0 | 0 | 0 | 0 | 0 |  | 0 | 0 | 0 | 0 | 0 | 0 | 0 | 0 | 0 | 0 | 0 | 0 | 0 | 0 | 0 | 0 | 0 | 0 | 0 | 0 | 0 | 0 | 0 | 0 | 0 | 0 | 0 | 0 | 0 | 0 | 0 | 0 | 0 | 0 | 0 | 0 |  | 0 | 0 | 0 | 0 | 0 | 0 | 0 | 0 | 0 | 0 | 0 | 0 | 0 | 0 | 0 | 0 | 0 | 0 | 0 | 0 | 0 | 0 | 0 | 0 | 0 | 0 | 0 | 0 | 0 | 0 | 0 | 0 | 0 | 0 | 0 | 0 |  | 0 | 0 | 0 | 0 | 0 | 0 | 0 | 0 | 0 | 0 | 0 | 0 | 0 | 0 | 0 | 0 | 0 | 0 | 0 | 0 | 0 | 0 | 0 | 0 | 0 | 0 | 0 | 0 | 0 | 0 | 0 | 0 | 0 | 0 | 0 | 0 |  | 0 | 0 | 0 | 0 | 0 | 0 | 0 | 0 | 0 | 0 | 0 | 0 | 9.076 | 0 | 0 | 0 | 0 | 1 | 0 | 0 | 0 | 0 | 0 | 0 | 0 | 0 | 0 | 0 | 0 | 0 | -2 | 0 | 0 | 0 | 0 | 1 |  | 1 | 1 | 1 | 1 | 1 | 1 | 1+ | 1 | 1 | 1
PG&E GBA | Lone Tree | 230 | 0 | 0 | 0 | 0 | 0 | 0 | 0 | 0 | 0 | 0 | 0 | 0 | 0 | 0 | 0 | 0 | 0 | 0 | 0 | 0 |  | 0 | 0 | 0 | 0 | 0 | 0 | 0 | 0 | 0 | 0 | 0 | 0 | 0 | 0 | 0 | 0 | 0 | 0 | 0 | 0 | 0 | 0 | 0 | 0 | 0 | 0 | 0 | 0 | 0 | 0 | 0 | 0 | 0 | 0 | 0 | 0 |  | 0 | 0 | 0 | 0 | 0 | 0 | 0 | 0 | 0 | 0 | 0 | 0 | 1.8383 | 0 | 0 | 0 | 0 | 1 | 0 | 0 | 0 | 0 | 0 | 0 | 0 | 0 | 0 | 0 | 0 | 0 | 0 | 0 | 0 | 0 | 0 | 0 |  | 0 | 0 | 0 | 0 | 0 | 0 | 0 | 0 | 0 | 0 | 0 | 0 | 1.8383 | 0 | 0 | 0 | 0 | 1 | 0 | 0 | 0 | 0 | 0 | 0 | 0 | 0 | 0 | 0 | 0 | 0 | -2 | 0 | 0 | 0 | 0 | 1 |  | 0 | 0 | 0 | 0 | 0 | 0 | 0 | 0 | 0 | 0 | 0 | 0 | 1.8383 | 0 | 0 | 0 | 0 | 1 | 0 | 0 | 0 | 0 | 0 | 0 | 0 | 0 | 0 | 0 | 0 | 0 | 0 | 0 | 0 | 0 | 0 | 0 |  | 1 | 1 | 1 | 1 | 1 | 1 | 2+ | 1 | 1 | 1
PG&E FRESNO | Los Banos | 230 | 10 | 0 | 0 | 0 | 0 | 0 | 0 | 0 | 0 | 0 | 0 | 0 | 270 | 250 | 520 | 0 | 540 | 540 | 0 | 1 |  | 0 | 0 | 0 | 0 | 0 | 3.6 | 0 | 0 | 0 | 0 | 0 | 0 | 205 | 74.94 | 254.94 | 0 | 0 | 1 | 2 | 2 | 0 | 0 | 0 | -2 | 0 | 0 | 0 | 0 | 0 | 2 | 2 | 2 | 2 | 0 | 0 | 1 |  | 0 | 0 | 0 | 0 | 0 | 0 | 0 | 0 | 0 | 0 | 0 | 0 | 512 | 374.94 | 561.94 | 0 | 0 | 1 | 2 | 2 | 0 | 0 | 0 | 0 | 0 | 0 | 0 | 0 | 0 | 2 | 0 | 2 | 0 | 0 | 0 | 1 |  | 0 | 0 | 0 | 0 | 0 | 0 | 0 | 0 | 0 | 0 | 0 | 0 | 512 | 474.94 | 661.94 | 0 | 0 | 1 | 2 | 2 | 0 | 0 | 0 | 0 | 0 | 0 | 0 | 0 | 0 | 2 | 0 | 1 | -1 | 0 | 0 | 1 |  | 0 | 0 | 0 | 0 | 0 | 0 | 0 | 0 | 0 | 0 | 0 | 0 | 522 | 474.94 | 661.94 | 0 | 0 | 1 | 2 | 2 | 0 | 0 | 0 | 0 | 0 | 0 | 0 | 0 | 0 | 2 | 0 | 1 | -1 | 0 | 0 | 1 |  | 5- | 1 | 1 | 1 | 1 | 1 | 1 | 2+ | 1 | 1
PG&E FRESNO | Los Banos | 500 | 0 | 0 | 0 | 0 | 0 | 0 | 0 | 0 | 0 | 0 | 0 | 0 | 760 | 500 | 1260 | 0 | 0 | 0 | 0 | 1 |  | 0 | 0 | 0 | 0 | 0 | 0 | 0 | 0 | 0 | 0 | 0 | 0 | 0 | 0 | 0 | 0 | 0 | 0 | 0 | 0 | 0 | 0 | 0 | 0 | 0 | 0 | 0 | 0 | 0 | 2 | 2 | 0 | 0 | 0 | 0 | 1 |  | 0 | 0 | 0 | 0 | 0 | 0 | 0 | 0 | 0 | 0 | 0 | 0 | 1176.1 | 1150 | 1176.1 | 0 | 0 | 1 | 0 | 0 | 0 | 0 | 0 | 0 | 0 | 0 | 0 | 0 | 0 | 2 | 0 | -2 | -2 | 0 | 0 | 1 |  | 0 | 0 | 0 | 0 | 0 | 0 | 0 | 0 | 0 | 0 | 0 | 0 | 1176.1 | 1150 | 1176.1 | 0 | 0 | 1 | 0 | 0 | 0 | 0 | 0 | 0 | 0 | 0 | 0 | 0 | 0 | 2 | 0 | -2 | -2 | 0 | 0 | 1 |  | 0 | 0 | 0 | 0 | 0 | 0 | 0 | 1982.594 | 0 | 0 | 0 | 0 | 2614.46 | 1150 | 3650.494 | 0 | 0 | 1 | 0 | 0 | 0 | 0 | 0 | 0 | 0 | -2 | 0 | 0 | 0 | 2 | -2 | -2 | -2 | 0 | 0 | 1 |  | 1 | 1 | 1 | 1+ | 1 | 1 | 1+ | 4+ | 1 | 1
SDGE | Los Coches | 138 | 0 | 0 | 0 | 0 | 0 | 0 | 0 | 0 | 0 | 0 | 0 | 0 | 0 | 0 | 0 | 0 | 0 | 0 | 0 | 0 |  | 0 | 0 | 0 | 0 | 0 | 0 | 0 | 0 | 0 | 0 | 0 | 0 | 0 | 0 | 0 | 0 | 0 | 0 | 0 | 0 | 0 | 0 | 0 | 0 | 0 | 0 | 0 | 0 | 0 | 0 | 0 | 0 | 0 | 0 | 0 | 0 |  | 0 | 0 | 0 | 0 | 0 | 0 | 0 | 0 | 0 | 0 | 0 | 0 | 0 | 0 | 0 | 0 | 0 | 0 | 0 | 0 | 0 | 0 | 0 | 0 | 0 | 0 | 0 | 0 | 0 | 0 | 0 | 0 | 0 | 0 | 0 | 0 |  | 0 | 0 | 0 | 0 | 0 | 0 | 0 | 0 | 0 | 0 | 0 | 0 | 0 | 0 | 0 | 0 | 0 | 0 | 0 | 0 | 0 | 0 | 0 | 0 | 0 | 0 | 0 | 0 | 0 | 0 | 0 | 0 | 0 | 0 | 0 | 0 |  | 0 | 0 | 0 | 0 | 0 | 2.8 | 0 | 0 | 0 | 0 | 0 | 0 | 0 | 0 | 0 | 0 | 0 | 1 | 0 | 0 | 0 | 0 | 0 | -2 | 0 | 0 | 0 | 0 | 0 | 0 | 0 | 0 | 0 | 0 | 0 | 1 |  | 1 | 1 | 1+ | 1 | 1 | 1 | 1 | 1 | 1 | 1
SDGE | Los Coches | 69 | 0 | 0 | 0 | 0 | 0 | 0 | 0 | 0 | 0 | 0 | 0 | 0 | 0 | 0 | 0 | 0 | 0 | 0 | 0 | 0 |  | 0 | 0 | 0 | 0 | 0 | 0 | 0 | 0 | 0 | 0 | 0 | 0 | 0 | 0 | 0 | 0 | 0 | 0 | 0 | 0 | 0 | 0 | 0 | 0 | 0 | 0 | 0 | 0 | 0 | 0 | 0 | 0 | 0 | 0 | 0 | 0 |  | 0 | 0 | 0 | 0 | 0 | 0 | 0 | 0 | 0 | 0 | 0 | 0 | 0 | 0 | 0 | 0 | 0 | 0 | 0 | 0 | 0 | 0 | 0 | 0 | 0 | 0 | 0 | 0 | 0 | 0 | 0 | 0 | 0 | 0 | 0 | 0 |  | 0 | 0 | 0 | 0 | 0 | 0 | 0 | 0 | 0 | 0 | 0 | 0 | 0 | 0 | 0 | 0 | 0 | 0 | 0 | 0 | 0 | 0 | 0 | 0 | 0 | 0 | 0 | 0 | 0 | 0 | 0 | 0 | 0 | 0 | 0 | 0 |  | 0 | 0 | 0 | 0 | 0 | 0 | 0 | 0 | 0 | 0 | 0 | 0 | 0 | 0 | 0 | 0 | 0 | 0 | 0 | 0 | 0 | 0 | 0 | 0 | 0 | 0 | 0 | 0 | 0 | 0 | 0 | 0 | 0 | 0 | 0 | 0 |  | 1 | 1 | 1 | 1 | 1 | 1 | 1 | 1 | 1 | 0
PG&E GBA | Los Esteros | 115 | 0 | 0 | 0 | 0 | 0 | 0 | 0 | 0 | 0 | 0 | 0 | 0 | 0 | 0 | 0 | 0 | 0 | 0 | 0 | 0 |  | 0 | 0 | 0 | 0 | 0 | 0 | 0 | 0 | 0 | 0 | 0 | 0 | 0 | 3 | 3 | 0 | 0 | 1 | 0 | 0 | 0 | 0 | 0 | 0 | 0 | 0 | 0 | 0 | 0 | 0 | 0 | -2 | -2 | 0 | 0 | 1 |  | 0 | 0 | 0 | 0 | 0 | 0 | 0 | 0 | 0 | 0 | 0 | 0 | 0 | 0 | 0 | 0 | 0 | 0 | 0 | 0 | 0 | 0 | 0 | 0 | 0 | 0 | 0 | 0 | 0 | 0 | 0 | 0 | 0 | 0 | 0 | 0 |  | 0 | 0 | 0 | 0 | 0 | 0 | 0 | 0 | 0 | 0 | 0 | 0 | 0 | 3 | 3 | 0 | 0 | 1 | 0 | 0 | 0 | 0 | 0 | 0 | 0 | 0 | 0 | 0 | 0 | 0 | 0 | 0 | 0 | 0 | 0 | 0 |  | 0 | 0 | 0 | 0 | 0 | 0 | 0 | 307.62 | 0 | 0 | 0 | 0 | 7 | 3 | 310.62 | 0 | 0 | 1 | 0 | 0 | 0 | 0 | 0 | 0 | 0 | -2 | 0 | 0 | 0 | 0 | -2 | 0 | -2 | 0 | 0 | 1 |  | 1 | 1 | 1 | 1+ | 1 | 1 | 1+ | 1+ | 1 | 1
PG&E GBA | Los Esteros | 230 | 0 | 0 | 0 | 0 | 0 | 0 | 0 | 0 | 0 | 0 | 0 | 0 | 0 | 0 | 0 | 0 | 0 | 0 | 0 | 0 |  | 0 | 0 | 0 | 0 | 0 | 0 | 0 | 0 | 0 | 0 | 0 | 0 | 0 | 200 | 200 | 0 | 0 | 1 | 0 | 0 | 0 | 0 | 0 | 0 | 0 | 0 | 0 | 0 | 0 | 0 | 0 | -2 | -2 | 0 | 0 | 1 |  | 0 | 0 | 0 | 0 | 0 | 0 | 0 | 0 | 0 | 0 | 0 | 0 | 0 | 200 | 200 | 0 | 0 | 1 | 0 | 0 | 0 | 0 | 0 | 0 | 0 | 0 | 0 | 0 | 0 | 0 | 0 | -2 | -2 | 0 | 0 | 1 |  | 0 | 0 | 0 | 0 | 0 | 0 | 0 | 0 | 0 | 0 | 0 | 0 | 0 | 200 | 200 | 0 | 0 | 1 | 0 | 0 | 0 | 0 | 0 | 0 | 0 | 0 | 0 | 0 | 0 | 0 | 0 | -2 | -2 | 0 | 0 | 1 |  | 0 | 0 | 0 | 0 | 0 | 0 | 0 | 0 | 0 | 0 | 0 | 0 | 0 | 200 | 200 | 0 | 0 | 1 | 0 | 0 | 0 | 0 | 0 | 0 | 0 | 0 | 0 | 0 | 0 | 0 | 0 | -2 | -2 | 0 | 0 | 1 |  | 1 | 1 | 1 | 1 | 1 | 1 | 1 | 4+ | 1 | 1
PG&E GBA | Los Positas | 230 | 0 | 0 | 0 | 0 | 0 | 0 | 0 | 0 | 0 | 0 | 0 | 0 | 0 | 0 | 0 | 0 | 0 | 0 | 0 | 0 |  | 0 | 0 | 0 | 0 | 0 | 0 | 0 | 0 | 0 | 0 | 0 | 0 | 0 | 0 | 0 | 0 | 0 | 0 | 0 | 0 | 0 | 0 | 0 | 0 | 0 | 0 | 0 | 0 | 0 | 0 | 0 | 0 | 0 | 0 | 0 | 0 |  | 0 | 0 | 0 | 0 | 0 | 0 | 0 | 0 | 0 | 0 | 0 | 0 | 4.3 | 0 | 0 | 0 | 0 | 1 | 0 | 0 | 0 | 0 | 0 | 0 | 0 | 0 | 0 | 0 | 0 | 0 | -2 | 0 | 0 | 0 | 0 | 1 |  | 0 | 0 | 0 | 0 | 0 | 0 | 0 | 0 | 0 | 0 | 0 | 0 | 4.3 | 0 | 0 | 0 | 0 | 1 | 0 | 0 | 0 | 0 | 0 | 0 | 0 | 0 | 0 | 0 | 0 | 0 | -1 | 0 | 0 | 0 | 0 | 1 |  | 0 | 0 | 0 | 0 | 0 | 0 | 0 | 0 | 0 | 0 | 0 | 0 | 4.3 | 0 | 0 | 0 | 0 | 1 | 0 | 0 | 0 | 0 | 0 | 0 | 0 | 0 | 0 | 0 | 0 | 0 | -2 | 0 | 0 | 0 | 0 | 1 |  | 1 | 1 | 1 | 1 | 1 | 1 | 4+ | 1 | 1 | 1
PG&E GBA | Los Positas | 60 | 0 | 0 | 0 | 0 | 0 | 0 | 0 | 0 | 0 | 0 | 0 | 0 | 0 | 0 | 0 | 0 | 0 | 0 | 0 | 0 |  | 0 | 0 | 0 | 0 | 0 | 0 | 0 | 0 | 0 | 0 | 0 | 0 | 0 | 0 | 0 | 0 | 0 | 0 | 0 | 0 | 0 | 0 | 0 | 0 | 0 | 0 | 0 | 0 | 0 | 0 | 0 | 0 | 0 | 0 | 0 | 0 |  | 0 | 0 | 0 | 0 | 0 | 0 | 0 | 0 | 0 | 0 | 0 | 0 | 0 | 0 | 0 | 0 | 0 | 0 | 0 | 0 | 0 | 0 | 0 | 0 | 0 | 0 | 0 | 0 | 0 | 0 | 0 | 0 | 0 | 0 | 0 | 0 |  | 0 | 0 | 0 | 0 | 0 | 0 | 0 | 0 | 0 | 0 | 0 | 0 | 0 | 0 | 0 | 0 | 0 | 0 | 0 | 0 | 0 | 0 | 0 | 0 | 0 | 0 | 0 | 0 | 0 | 0 | 0 | 0 | 0 | 0 | 0 | 0 |  | 0 | 0 | 0 | 0 | 0 | 0 | 0 | 0 | 0 | 0 | 0 | 0 | 0 | 0 | 0 | 0 | 0 | 0 | 0 | 0 | 0 | 0 | 0 | 0 | 0 | 0 | 0 | 0 | 0 | 0 | 0 | 0 | 0 | 0 | 0 | 0 |  | 1 | 1 | 1 | 1 | 1 | 1 | 1 | 1 | 1 | 0
SDGE | Loveland | 69 | 0 | 0 | 0 | 0 | 0 | 0 | 0 | 0 | 0 | 0 | 0 | 0 | 0 | 0 | 0 | 0 | 0 | 0 | 0 | 0 |  | 0 | 0 | 0 | 0 | 0 | 0 | 0 | 0 | 0 | 0 | 0 | 0 | 0 | 0 | 0 | 0 | 0 | 0 | 0 | 0 | 0 | 0 | 0 | 0 | 0 | 0 | 0 | 0 | 0 | 0 | 0 | 0 | 0 | 0 | 0 | 0 |  | 0 | 0 | 0 | 0 | 0 | 0 | 0 | 0 | 0 | 0 | 0 | 0 | 0 | 0 | 0 | 0 | 0 | 0 | 0 | 0 | 0 | 0 | 0 | 0 | 0 | 0 | 0 | 0 | 0 | 0 | 0 | 0 | 0 | 0 | 0 | 0 |  | 0 | 0 | 0 | 0 | 0 | 0 | 0 | 0 | 0 | 0 | 0 | 0 | 0 | 0 | 0 | 0 | 0 | 0 | 0 | 0 | 0 | 0 | 0 | 0 | 0 | 0 | 0 | 0 | 0 | 0 | 0 | 0 | 0 | 0 | 0 | 0 |  | 0 | 0 | 0 | 0 | 0 | 0 | 0 | 0 | 0 | 0 | 0 | 0 | 0 | 0 | 0 | 0 | 0 | 0 | 0 | 0 | 0 | 0 | 0 | 0 | 0 | 0 | 0 | 0 | 0 | 0 | 0 | 0 | 0 | 0 | 0 | 0 |  | 1 | 1 | 1 | 1 | 1 | 1 | 1 | 1 | 1 | 0
SCE NOL | Lugo | 230 | 0 | 0 | 0 | 0 | 0 | 0 | 0 | 0 | 0 | 0 | 0 | 0 | 300 | 0 | 300 | 0 | 0 | 0 | 286 | 1 |  | 0 | 0 | 0 | 0 | 0 | 0 | 0 | 0 | 0 | 0 | 0 | 0 | 0 | 0 | 0 | 0 | 0 | 0 | 0 | 0 | 0 | 0 | 0 | 0 | 0 | 0 | 0 | 0 | 0 | 2 | 2 | 0 | 0 | 2 | 2 | 1 |  | 0 | 0 | 0 | 0 | 0 | 0 | 0 | 0 | 0 | 0 | 0 | 0 | 0 | 0 | 0 | 0 | 0 | 0 | 0 | 0 | 0 | 0 | 0 | 0 | 0 | 0 | 0 | 0 | 0 | 2 | 2 | 0 | 0 | 2 | 2 | 1 |  | 0 | 0 | 0 | 0 | 0 | 0 | 0 | 0 | 0 | 0 | 0 | 0 | 0 | 0 | 0 | 0 | 0 | 0 | 0 | 0 | 0 | 0 | 0 | 0 | 0 | 0 | 0 | 0 | 0 | 2 | 2 | 0 | 0 | 2 | 2 | 1 |  | 0 | 0 | 0 | 0 | 0 | 480 | 0 | 480 | 0 | 0 | 0 | 0 | 100 | 0 | 0 | 0 | 0 | 1 | 0 | 0 | 0 | 0 | 0 | -2 | 0 | -2 | 0 | 0 | 0 | 2 | 2 | 0 | 0 | 2 | 2 | 1 |  | 1 | 1 | 1+ | 1+ | 1 | 1 | 5- | 1 | 5- | 1
SCE Metro | Lugo | 500 | 0 | 0 | 0 | 0 | 0 | 3000 | 0 | 3000 | 0 | 0 | 0 | 0 | 0 | 0 | 0 | 0 | 550 | 550 | 0 | 1 |  | 0 | 0 | 0 | 0 | 0 | 0 | 0 | 0 | 0 | 0 | 0 | 0 | 0 | 0 | 0 | 0 | 0 | 0 | 0 | 0 | 0 | 0 | 0 | 0 | 2 | 2 | 0 | 0 | 0 | 0 | 0 | 2 | 2 | 0 | 0 | 1 |  | 0 | 0 | 0 | 0 | 0 | 0 | 0 | 0 | 0 | 0 | 0 | 0 | 0 | 0 | 0 | 0 | 0 | 0 | 0 | 0 | 0 | 0 | 0 | 0 | 2 | 2 | 0 | 0 | 0 | 0 | 0 | 2 | 2 | 0 | 0 | 1 |  | 0 | 0 | 0 | 0 | 0 | 0 | 0 | 0 | 0 | 0 | 0 | 0 | 0 | 500 | 512.58 | 0 | 0 | 1 | 0 | 0 | 0 | 0 | 0 | 0 | 2 | 2 | 0 | 0 | 0 | 0 | 0 | 0 | 0 | 0 | 0 | 1 |  | 0 | 0 | 0 | 0 | 0 | 0 | 0 | 5344.8787 | 0 | 0 | 0 | 0 | 0 | 500 | 5857.4587 | 0 | 516.8 | 1 | 0 | 0 | 0 | 0 | 0 | 0 | 2 | -2 | 0 | 0 | 0 | 0 | 0 | 0 | -2 | 0 | -2 | 1 |  | 1 | 1 | 1 | 3- | 1 | 1 | 1 | 1+ | 1+ | 1
PG&E FRESNO | Madera | 70 | 0 | 0 | 0 | 0 | 0 | 0 | 0 | 0 | 0 | 0 | 0 | 0 | 0 | 0 | 0 | 0 | 0 | 0 | 0 | 0 |  | 0 | 0 | 0 | 0 | 0 | 0 | 0 | 0 | 0 | 0 | 0 | 0 | 0 | 0 | 0 | 0 | 0 | 0 | 0 | 0 | 0 | 0 | 0 | 0 | 0 | 0 | 0 | 0 | 0 | 0 | 0 | 0 | 0 | 0 | 0 | 0 |  | 0 | 0 | 0 | 0 | 0 | 0 | 0 | 0 | 0 | 0 | 0 | 0 | 2.754 | 0 | 0 | 0 | 0 | 1 | 0 | 0 | 0 | 0 | 0 | 0 | 0 | 0 | 0 | 0 | 0 | 0 | 0 | 0 | 0 | 0 | 0 | 0 |  | 0 | 0 | 0 | 0 | 0 | 0 | 0 | 0 | 0 | 0 | 0 | 0 | 2.754 | 0 | 0 | 0 | 0 | 1 | 0 | 0 | 0 | 0 | 0 | 0 | 0 | 0 | 0 | 0 | 0 | 0 | -2 | 0 | 0 | 0 | 0 | 1 |  | 0 | 0 | 0 | 0 | 0 | 0 | 0 | 0 | 0 | 0 | 0 | 0 | 2.754 | 0 | 0 | 0 | 0 | 1 | 0 | 0 | 0 | 0 | 0 | 0 | 0 | 0 | 0 | 0 | 0 | 0 | 0 | 0 | 0 | 0 | 0 | 0 |  | 1 | 1 | 1 | 1 | 1 | 1 | 2+ | 1 | 1 | 1
PG&E NGBA | Madison | 115 | 0 | 0 | 0 | 0 | 0 | 0 | 0 | 0 | 0 | 0 | 0 | 0 | 0 | 0 | 0 | 0 | 0 | 0 | 0 | 0 |  | 0 | 0 | 0 | 0 | 0 | 0 | 0 | 0 | 0 | 0 | 0 | 0 | 0 | 0 | 0 | 0 | 0 | 0 | 0 | 0 | 0 | 0 | 0 | 0 | 0 | 0 | 0 | 0 | 0 | 0 | 0 | 0 | 0 | 0 | 0 | 0 |  | 0 | 0 | 0 | 0 | 0 | 0 | 0 | 0 | 0 | 0 | 0 | 0 | 0 | 0 | 0 | 0 | 0 | 0 | 0 | 0 | 0 | 0 | 0 | 0 | 0 | 0 | 0 | 0 | 0 | 0 | 0 | 0 | 0 | 0 | 0 | 0 |  | 0 | 0 | 0 | 0 | 0 | 0 | 0 | 0 | 0 | 0 | 0 | 0 | 0 | 0 | 0 | 0 | 0 | 0 | 0 | 0 | 0 | 0 | 0 | 0 | 0 | 0 | 0 | 0 | 0 | 0 | 0 | 0 | 0 | 0 | 0 | 0 |  | 0 | 0 | 0 | 0 | 0 | 0 | 0 | 0 | 0 | 0 | 0 | 0 | 0 | 0 | 0 | 0 | 0 | 0 | 0 | 0 | 0 | 0 | 0 | 0 | 0 | 0 | 0 | 0 | 0 | 0 | 0 | 0 | 0 | 0 | 0 | 0 |  | 1 | 1 | 1 | 1 | 1 | 1 | 1 | 1 | 1 | 0
PG&E KERN | Magunden | 115 | 0 | 0 | 0 | 0 | 0 | 0 | 0 | 0 | 0 | 0 | 0 | 0 | 105 | 115 | 220 | 0 | 0 | 0 | 0 | 1 |  | 0 | 0 | 0 | 0 | 0 | 0 | 0 | 0 | 0 | 0 | 0 | 0 | 0 | 0 | 0 | 0 | 0 | 0 | 0 | 0 | 0 | 0 | 0 | 0 | 0 | 0 | 0 | 0 | 0 | 2 | 2 | 0 | 0 | 0 | 0 | 1 |  | 0 | 0 | 0 | 0 | 0 | 0 | 0 | 0 | 0 | 0 | 0 | 0 | 0 | 0 | 0 | 0 | 0 | 0 | 0 | 0 | 0 | 0 | 0 | 0 | 0 | 0 | 0 | 0 | 0 | 2 | 2 | 0 | 0 | 0 | 0 | 1 |  | 0 | 0 | 0 | 0 | 0 | 0 | 0 | 0 | 0 | 0 | 0 | 0 | 0 | 0 | 0 | 0 | 0 | 0 | 0 | 0 | 0 | 0 | 0 | 0 | 0 | 0 | 0 | 0 | 0 | 2 | 2 | 0 | 0 | 0 | 0 | 1 |  | 0 | 0 | 0 | 0 | 0 | 0 | 0 | 0 | 0 | 0 | 0 | 0 | 0 | 0 | 0 | 0 | 0 | 0 | 0 | 0 | 0 | 0 | 0 | 0 | 0 | 0 | 0 | 0 | 0 | 2 | 2 | 0 | 0 | 0 | 0 | 1 |  | 1 | 1 | 1 | 1 | 1 | 1 | 5- | 1 | 1 | 1
SCE Northern | Magunden | 230 | 0 | 0 | 0 | 0 | 0 | 0 | 0 | 0 | 0 | 0 | 0 | 0 | 0 | 0 | 0 | 0 | 0 | 0 | 0 | 0 |  | 0 | 0 | 0 | 0 | 0 | 0 | 0 | 0 | 0 | 0 | 0 | 0 | 0 | 0 | 0 | 0 | 0 | 0 | 0 | 0 | 0 | 0 | 0 | 0 | 0 | 0 | 0 | 0 | 0 | 0 | 0 | 0 | 0 | 0 | 0 | 0 |  | 0 | 0 | 0 | 0 | 0 | 0 | 0 | 0 | 0 | 0 | 0 | 0 | 3.537 | 0 | 2.537 | 0 | 0 | 1 | 0 | 0 | 0 | 0 | 0 | 0 | 0 | 0 | 0 | 0 | 0 | 0 | -2 | 0 | 0 | 0 | 0 | 1 |  | 0 | 0 | 0 | 0 | 0 | 0 | 0 | 0 | 0 | 0 | 0 | 0 | 3.537 | 0 | 2.537 | 0 | 0 | 1 | 0 | 0 | 0 | 0 | 0 | 0 | 0 | 0 | 0 | 0 | 0 | 0 | -1 | 0 | 0 | 0 | 0 | 1 |  | 0 | 0 | 0 | 0 | 0 | 0 | 0 | 0 | 0 | 0 | 0 | 0 | 3.537 | 0 | 6.537 | 0 | 0 | 1 | 0 | 0 | 0 | 0 | 0 | 0 | 0 | 0 | 0 | 0 | 0 | 0 | -2 | 0 | -2 | 0 | 0 | 1 |  | 1 | 1 | 1 | 1 | 1 | 1 | 4+ | 1+ | 1 | 1
PG&E FRESNO | Malaga | 115 | 0 | 0 | 0 | 0 | 0 | 0 | 0 | 0 | 0 | 0 | 0 | 0 | 0 | 0 | 0 | 0 | 0 | 0 | 0 | 0 |  | 0 | 0 | 0 | 0 | 0 | 0 | 0 | 0 | 0 | 0 | 0 | 0 | 0 | 0 | 0 | 0 | 0 | 0 | 0 | 0 | 0 | 0 | 0 | 0 | 0 | 0 | 0 | 0 | 0 | 0 | 0 | 0 | 0 | 0 | 0 | 0 |  | 0 | 0 | 0 | 0 | 0 | 0 | 0 | 0 | 0 | 0 | 0 | 0 | 4.494 | 0 | 0 | 0 | 0 | 1 | 0 | 0 | 0 | 0 | 0 | 0 | 0 | 0 | 0 | 0 | 0 | 0 | -2 | 0 | 0 | 0 | 0 | 1 |  | 0 | 0 | 0 | 0 | 0 | 0 | 0 | 0 | 0 | 0 | 0 | 0 | 4.494 | 0 | 0 | 0 | 0 | 1 | 0 | 0 | 0 | 0 | 0 | 0 | 0 | 0 | 0 | 0 | 0 | 0 | -1 | 0 | 0 | 0 | 0 | 1 |  | 0 | 0 | 0 | 0 | 0 | 0 | 0 | 0 | 0 | 0 | 0 | 0 | 4.494 | 0 | 0 | 0 | 0 | 1 | 0 | 0 | 0 | 0 | 0 | 0 | 0 | 0 | 0 | 0 | 0 | 0 | -2 | 0 | 0 | 0 | 0 | 1 |  | 1 | 1 | 1 | 1 | 1 | 1 | 4+ | 1 | 1 | 1
PG&E NGBA | Malin | 500 | 1383.5 | 0 | 0 | 0 | 0 | 0 | 0 | 0 | 0 | 0 | 0 | 0 | 0 | 0 | 0 | 0 | 0 | 0 | 0 | 1 |  | 0 | 0 | 0 | 0 | 0 | 0 | 0 | 0 | 0 | 0 | 0 | 0 | 0 | 0 | 0 | 0 | 0 | 0 | 2 | 2 | 0 | 0 | 0 | 0 | 0 | 0 | 0 | 0 | 0 | 0 | 0 | 0 | 0 | 0 | 0 | 1 |  | 0 | 0 | 0 | 0 | 0 | 0 | 0 | 0 | 0 | 0 | 0 | 0 | 0 | 0 | 0 | 0 | 0 | 0 | 2 | 2 | 0 | 0 | 0 | 0 | 0 | 0 | 0 | 0 | 0 | 0 | 0 | 0 | 0 | 0 | 0 | 1 |  | 0 | 0 | 0 | 0 | 0 | 0 | 0 | 0 | 0 | 0 | 0 | 0 | 0 | 0 | 0 | 0 | 0 | 0 | 2 | 2 | 0 | 0 | 0 | 0 | 0 | 0 | 0 | 0 | 0 | 0 | 0 | 0 | 0 | 0 | 0 | 1 |  | 0 | 3367.74 | 0 | 0 | 0 | 0 | 0 | 0 | 0 | 0 | 0 | 0 | 0 | 0 | 0 | 0 | 415 | 1 | 2 | -2 | 0 | 0 | 0 | 0 | 0 | 0 | 0 | 0 | 0 | 0 | 0 | 0 | 0 | 0 | -2 | 1 |  | 3- | 1 | 1 | 1 | 1 | 1 | 1 | 1 | 1+ | 1
SCE Northern | Mandalay | 230 | 0 | 0 | 0 | 0 | 0 | 0 | 0 | 0 | 0 | 0 | 0 | 0 | 0 | 0 | 0 | 0 | 0 | 0 | 0 | 0 |  | 0 | 0 | 0 | 0 | 0 | 0 | 0 | 0 | 0 | 0 | 0 | 0 | 0 | 400 | 409 | 0 | 0 | 1 | 0 | 0 | 0 | 0 | 0 | 0 | 0 | 0 | 0 | 0 | 0 | 0 | 0 | -2 | -2 | 0 | 0 | 1 |  | 0 | 0 | 0 | 0 | 0 | 0 | 0 | 0 | 0 | 0 | 0 | 0 | 0 | 0 | 0 | 0 | 0 | 0 | 0 | 0 | 0 | 0 | 0 | 0 | 0 | 0 | 0 | 0 | 0 | 0 | 0 | 0 | 0 | 0 | 0 | 0 |  | 0 | 0 | 0 | 0 | 0 | 0 | 0 | 0 | 0 | 0 | 0 | 0 | 0 | 400 | 409 | 0 | 0 | 1 | 0 | 0 | 0 | 0 | 0 | 0 | 0 | 0 | 0 | 0 | 0 | 0 | 0 | -2 | -2 | 0 | 0 | 1 |  | 0 | 0 | 0 | 0 | 0 | 0 | 0 | 0 | 0 | 0 | 0 | 0 | 0 | 400 | 409 | 0 | 0 | 1 | 0 | 0 | 0 | 0 | 0 | 0 | 0 | 0 | 0 | 0 | 0 | 0 | 0 | -2 | -2 | 0 | 0 | 1 |  | 1 | 1 | 1 | 1 | 1 | 1 | 1 | 4+ | 1 | 1
PG&E FRESNO | Manning | 230 | 0 | 0 | 0 | 0 | 0 | 0 | 0 | 0 | 0 | 0 | 0 | 0 | 0 | 0 | 0 | 0 | 0 | 0 | 0 | 0 |  | 0 | 0 | 0 | 0 | 0 | 0 | 0 | 0 | 0 | 0 | 0 | 0 | 0 | 0 | 0 | 0 | 0 | 0 | 0 | 0 | 0 | 0 | 0 | 0 | 0 | 0 | 0 | 0 | 0 | 0 | 0 | 0 | 0 | 0 | 0 | 0 |  | 0 | 0 | 0 | 0 | 0 | 0 | 0 | 0 | 0 | 0 | 0 | 0 | 0 | 0 | 0 | 0 | 0 | 0 | 0 | 0 | 0 | 0 | 0 | 0 | 0 | 0 | 0 | 0 | 0 | 0 | 0 | 0 | 0 | 0 | 0 | 0 |  | 0 | 0 | 0 | 0 | 0 | 0 | 0 | 0 | 0 | 0 | 0 | 0 | 0 | 0 | 0 | 0 | 0 | 0 | 0 | 0 | 0 | 0 | 0 | 0 | 0 | 0 | 0 | 0 | 0 | 0 | 0 | 0 | 0 | 0 | 0 | 0 |  | 0 | 0 | 0 | 0 | 0 | 0 | 0 | 0 | 0 | 0 | 0 | 0 | 9 | 0 | 0 | 0 | 0 | 1 | 0 | 0 | 0 | 0 | 0 | 0 | 0 | 0 | 0 | 0 | 0 | 0 | -2 | 0 | 0 | 0 | 0 | 1 |  | 1 | 1 | 1 | 1 | 1 | 1 | 1+ | 1 | 1 | 1
PG&E FRESNO | Manning | 500 | 0 | 0 | 0 | 0 | 0 | 0 | 0 | 0 | 0 | 0 | 0 | 0 | 585 | 500 | 1085 | 0 | 280 | 280 | 0 | 1 |  | 0 | 0 | 0 | 0 | 0 | 0 | 0 | 0 | 0 | 0 | 0 | 0 | 0 | 0 | 0 | 0 | 0 | 0 | 0 | 0 | 0 | 0 | 0 | 0 | 0 | 0 | 0 | 0 | 0 | 2 | 2 | 2 | 2 | 0 | 0 | 1 |  | 0 | 0 | 0 | 0 | 0 | 0 | 0 | 0 | 0 | 0 | 0 | 0 | 0 | 0 | 0 | 0 | 0 | 0 | 0 | 0 | 0 | 0 | 0 | 0 | 0 | 0 | 0 | 0 | 0 | 2 | 2 | 2 | 2 | 0 | 0 | 1 |  | 0 | 0 | 0 | 0 | 0 | 0 | 0 | 0 | 0 | 0 | 0 | 0 | 0 | 0 | 0 | 0 | 0 | 0 | 0 | 0 | 0 | 0 | 0 | 0 | 0 | 0 | 0 | 0 | 0 | 2 | 2 | 2 | 2 | 0 | 0 | 1 |  | 0 | 0 | 0 | 0 | 0 | 0 | 0 | 3880.05 | 0 | 0 | 0 | 0 | 2710.875 | 0 | 3880.05 | 0 | 0 | 1 | 0 | 0 | 0 | 0 | 0 | 0 | 0 | -2 | 0 | 0 | 0 | 2 | -2 | 2 | -2 | 0 | 0 | 1 |  | 1 | 1 | 1 | 1+ | 1 | 1 | 3- | 3- | 1 | 1
PG&E GBA | Manteca | 115 | 0 | 0 | 0 | 0 | 0 | 0 | 0 | 0 | 0 | 0 | 0 | 0 | 0 | 0 | 0 | 0 | 0 | 0 | 0 | 0 |  | 0 | 0 | 0 | 0 | 0 | 0 | 0 | 0 | 0 | 0 | 0 | 0 | 0 | 0 | 0 | 0 | 0 | 0 | 0 | 0 | 0 | 0 | 0 | 0 | 0 | 0 | 0 | 0 | 0 | 0 | 0 | 0 | 0 | 0 | 0 | 0 |  | 0 | 0 | 0 | 0 | 0 | 0 | 0 | 0 | 0 | 0 | 0 | 0 | 3 | 0 | 0 | 0 | 0 | 1 | 0 | 0 | 0 | 0 | 0 | 0 | 0 | 0 | 0 | 0 | 0 | 0 | 0 | 0 | 0 | 0 | 0 | 0 |  | 0 | 0 | 0 | 0 | 0 | 0 | 0 | 0 | 0 | 0 | 0 | 0 | 3 | 0 | 0 | 0 | 0 | 1 | 0 | 0 | 0 | 0 | 0 | 0 | 0 | 0 | 0 | 0 | 0 | 0 | 0 | 0 | 0 | 0 | 0 | 0 |  | 0 | 0 | 0 | 0 | 0 | 0 | 0 | 0 | 0 | 0 | 0 | 0 | 7.62 | 0 | 0 | 0 | 0 | 1 | 0 | 0 | 0 | 0 | 0 | 0 | 0 | 0 | 0 | 0 | 0 | 0 | -2 | 0 | 0 | 0 | 0 | 1 |  | 1 | 1 | 1 | 1 | 1 | 1 | 1+ | 1 | 1 | 1
SDGE | Margarita | 138 | 0 | 0 | 0 | 0 | 0 | 0 | 0 | 0 | 0 | 0 | 0 | 0 | 90 | 0 | 90 | 0 | 0 | 0 | 0 | 1 |  | 0 | 0 | 0 | 0 | 0 | 0 | 0 | 0 | 0 | 0 | 0 | 0 | 0 | 0 | 0 | 0 | 0 | 0 | 0 | 0 | 0 | 0 | 0 | 0 | 0 | 0 | 0 | 0 | 0 | 2 | 2 | 0 | 0 | 0 | 0 | 1 |  | 0 | 0 | 0 | 0 | 0 | 0 | 0 | 0 | 0 | 0 | 0 | 0 | 0 | 0 | 0 | 0 | 0 | 0 | 0 | 0 | 0 | 0 | 0 | 0 | 0 | 0 | 0 | 0 | 0 | 2 | 2 | 0 | 0 | 0 | 0 | 1 |  | 0 | 0 | 0 | 0 | 0 | 0 | 0 | 0 | 0 | 0 | 0 | 0 | 0 | 0 | 0 | 0 | 0 | 0 | 0 | 0 | 0 | 0 | 0 | 0 | 0 | 0 | 0 | 0 | 0 | 2 | 2 | 0 | 0 | 0 | 0 | 1 |  | 0 | 0 | 0 | 0 | 0 | 0 | 0 | 123.405 | 0 | 0 | 0 | 0 | 0 | 0 | 123.405 | 0 | 0 | 1 | 0 | 0 | 0 | 0 | 0 | 0 | 0 | -2 | 0 | 0 | 0 | 2 | 2 | 0 | -2 | 0 | 0 | 1 |  | 1 | 1 | 1 | 1+ | 1 | 1 | 5- | 1+ | 1 | 1
PG&E GBA | Martin | 230 | 0 | 0 | 0 | 0 | 0 | 0 | 0 | 0 | 0 | 0 | 0 | 0 | 0 | 0 | 0 | 0 | 0 | 0 | 0 | 0 |  | 0 | 0 | 0 | 0 | 0 | 0 | 0 | 0 | 0 | 0 | 0 | 0 | 0 | 0 | 0 | 0 | 0 | 0 | 0 | 0 | 0 | 0 | 0 | 0 | 0 | 0 | 0 | 0 | 0 | 0 | 0 | 0 | 0 | 0 | 0 | 0 |  | 0 | 0 | 0 | 0 | 0 | 0 | 0 | 0 | 0 | 0 | 0 | 0 | 0 | 0 | 0 | 0 | 0 | 0 | 0 | 0 | 0 | 0 | 0 | 0 | 0 | 0 | 0 | 0 | 0 | 0 | 0 | 0 | 0 | 0 | 0 | 0 |  | 0 | 0 | 0 | 0 | 0 | 0 | 0 | 0 | 0 | 0 | 0 | 0 | 0 | 0 | 0 | 0 | 0 | 0 | 0 | 0 | 0 | 0 | 0 | 0 | 0 | 0 | 0 | 0 | 0 | 0 | 0 | 0 | 0 | 0 | 0 | 0 |  | 0 | 0 | 0 | 0 | 0 | 0 | 0 | 0 | 0 | 0 | 0 | 0 | 0 | 0 | 0 | 0 | 0 | 0 | 0 | 0 | 0 | 0 | 0 | 0 | 0 | 0 | 0 | 0 | 0 | 0 | 0 | 0 | 0 | 0 | 0 | 0 |  | 1 | 1 | 1 | 1 | 1 | 1 | 1 | 1 | 1 | 0
PG&E GBA | Martin | 115 | 0 | 0 | 0 | 0 | 0 | 0 | 0 | 0 | 0 | 0 | 0 | 0 | 0 | 0 | 0 | 0 | 0 | 0 | 0 | 0 |  | 0 | 0 | 0 | 0 | 0 | 0 | 0 | 0 | 0 | 0 | 0 | 0 | 0 | 62 | 62 | 0 | 0 | 1 | 0 | 0 | 0 | 0 | 0 | 0 | 0 | 0 | 0 | 0 | 0 | 0 | 0 | -2 | -2 | 0 | 0 | 1 |  | 0 | 0 | 0 | 0 | 0 | 0 | 0 | 0 | 0 | 0 | 0 | 0 | 0 | 62 | 62 | 0 | 0 | 1 | 0 | 0 | 0 | 0 | 0 | 0 | 0 | 0 | 0 | 0 | 0 | 0 | 0 | -2 | -2 | 0 | 0 | 1 |  | 0 | 0 | 0 | 0 | 0 | 0 | 0 | 0 | 0 | 0 | 0 | 0 | 0 | 312 | 312 | 0 | 0 | 1 | 0 | 0 | 0 | 0 | 0 | 0 | 0 | 0 | 0 | 0 | 0 | 0 | 0 | -2 | -2 | 0 | 0 | 1 |  | 0 | 0 | 0 | 0 | 0 | 0 | 0 | 0 | 0 | 0 | 0 | 0 | 0 | 312 | 312 | 0 | 0 | 1 | 0 | 0 | 0 | 0 | 0 | 0 | 0 | 0 | 0 | 0 | 0 | 0 | 0 | -2 | -2 | 0 | 0 | 1 |  | 1 | 1 | 1 | 1 | 1 | 1 | 1 | 4+ | 1 | 1
PG&E GBA | Martinez | 115 | 0 | 0 | 0 | 0 | 0 | 0 | 0 | 0 | 0 | 0 | 0 | 0 | 0 | 0 | 0 | 0 | 0 | 0 | 0 | 0 |  | 0 | 0 | 0 | 0 | 0 | 0 | 0 | 0 | 0 | 0 | 0 | 0 | 0 | 0 | 0 | 0 | 0 | 0 | 0 | 0 | 0 | 0 | 0 | 0 | 0 | 0 | 0 | 0 | 0 | 0 | 0 | 0 | 0 | 0 | 0 | 0 |  | 0 | 0 | 0 | 0 | 0 | 0 | 0 | 0 | 0 | 0 | 0 | 0 | 0 | 0 | 0 | 0 | 0 | 0 | 0 | 0 | 0 | 0 | 0 | 0 | 0 | 0 | 0 | 0 | 0 | 0 | 0 | 0 | 0 | 0 | 0 | 0 |  | 0 | 0 | 0 | 0 | 0 | 0 | 0 | 0 | 0 | 0 | 0 | 0 | 0 | 0 | 0 | 0 | 0 | 0 | 0 | 0 | 0 | 0 | 0 | 0 | 0 | 0 | 0 | 0 | 0 | 0 | 0 | 0 | 0 | 0 | 0 | 0 |  | 0 | 0 | 0 | 0 | 0 | 0 | 0 | 0 | 0 | 0 | 0 | 0 | 0 | 0 | 0 | 0 | 0 | 0 | 0 | 0 | 0 | 0 | 0 | 0 | 0 | 0 | 0 | 0 | 0 | 0 | 0 | 0 | 0 | 0 | 0 | 0 |  | 1 | 1 | 1 | 1 | 1 | 1 | 1 | 1 | 1 | 0
PG&E FRESNO | Mc Mullin | 230 | 0 | 0 | 0 | 0 | 0 | 0 | 0 | 0 | 0 | 0 | 0 | 0 | 100 | 0 | 100 | 0 | 0 | 0 | 0 | 1 |  | 0 | 0 | 0 | 0 | 0 | 0 | 0 | 0 | 0 | 0 | 0 | 0 | 0 | 0 | 0 | 0 | 0 | 0 | 0 | 0 | 0 | 0 | 0 | 0 | 0 | 0 | 0 | 0 | 0 | 2 | 2 | 0 | 0 | 0 | 0 | 1 |  | 0 | 0 | 0 | 0 | 0 | 0 | 0 | 0 | 0 | 0 | 0 | 0 | 0 | 0 | 0 | 0 | 0 | 0 | 0 | 0 | 0 | 0 | 0 | 0 | 0 | 0 | 0 | 0 | 0 | 2 | 2 | 0 | 0 | 0 | 0 | 1 |  | 0 | 0 | 0 | 0 | 0 | 0 | 0 | 0 | 0 | 0 | 0 | 0 | 0 | 0 | 0 | 0 | 0 | 0 | 0 | 0 | 0 | 0 | 0 | 0 | 0 | 0 | 0 | 0 | 0 | 2 | 2 | 0 | 0 | 0 | 0 | 1 |  | 0 | 0 | 0 | 0 | 0 | 0 | 0 | 0 | 0 | 0 | 0 | 0 | 0 | 0 | 0 | 0 | 0 | 0 | 0 | 0 | 0 | 0 | 0 | 0 | 0 | 0 | 0 | 0 | 0 | 2 | 2 | 0 | 0 | 0 | 0 | 1 |  | 1 | 1 | 1 | 1 | 1 | 1 | 5- | 1 | 1 | 1
PG&E FRESNO | McCall | 115 | 0 | 0 | 0 | 0 | 0 | 0 | 0 | 0 | 0 | 0 | 0 | 0 | 0 | 0 | 0 | 0 | 0 | 0 | 0 | 0 |  | 0 | 0 | 0 | 0 | 0 | 0 | 0 | 0 | 0 | 0 | 0 | 0 | 0 | 0 | 0 | 0 | 0 | 0 | 0 | 0 | 0 | 0 | 0 | 0 | 0 | 0 | 0 | 0 | 0 | 0 | 0 | 0 | 0 | 0 | 0 | 0 |  | 0 | 0 | 0 | 0 | 0 | 0 | 0 | 0 | 0 | 0 | 0 | 0 | 0 | 0 | 0 | 0 | 0 | 0 | 0 | 0 | 0 | 0 | 0 | 0 | 0 | 0 | 0 | 0 | 0 | 0 | 0 | 0 | 0 | 0 | 0 | 0 |  | 0 | 0 | 0 | 0 | 0 | 0 | 0 | 0 | 0 | 0 | 0 | 0 | 0 | 0 | 0 | 0 | 0 | 0 | 0 | 0 | 0 | 0 | 0 | 0 | 0 | 0 | 0 | 0 | 0 | 0 | 0 | 0 | 0 | 0 | 0 | 0 |  | 0 | 0 | 0 | 0 | 0 | 0 | 0 | 0 | 0 | 0 | 0 | 0 | 0 | 0 | 0 | 0 | 0 | 0 | 0 | 0 | 0 | 0 | 0 | 0 | 0 | 0 | 0 | 0 | 0 | 0 | 0 | 0 | 0 | 0 | 0 | 0 |  | 1 | 1 | 1 | 1 | 1 | 1 | 1 | 1 | 1 | 0
PG&E FRESNO | McCall | 230 | 0 | 0 | 0 | 0 | 0 | 0 | 0 | 0 | 0 | 0 | 0 | 0 | 213 | 0 | 213 | 0 | 0 | 0 | 0 | 1 |  | 0 | 0 | 0 | 0 | 0 | 0 | 0 | 0 | 0 | 0 | 0 | 0 | 0 | 0 | 0 | 0 | 0 | 0 | 0 | 0 | 0 | 0 | 0 | 0 | 0 | 0 | 0 | 0 | 0 | 2 | 2 | 0 | 0 | 0 | 0 | 1 |  | 0 | 0 | 0 | 0 | 0 | 0 | 0 | 0 | 0 | 0 | 0 | 0 | 7.26 | 0 | 0 | 0 | 0 | 1 | 0 | 0 | 0 | 0 | 0 | 0 | 0 | 0 | 0 | 0 | 0 | 2 | 2 | 0 | 0 | 0 | 0 | 1 |  | 0 | 0 | 0 | 0 | 0 | 0 | 0 | 0 | 0 | 0 | 0 | 0 | 7.26 | 0 | 0 | 0 | 0 | 1 | 0 | 0 | 0 | 0 | 0 | 0 | 0 | 0 | 0 | 0 | 0 | 2 | 2 | 0 | 0 | 0 | 0 | 1 |  | 0 | 0 | 0 | 0 | 0 | 0 | 0 | 0 | 0 | 0 | 0 | 0 | 13.11 | 0 | 0 | 0 | 0 | 1 | 0 | 0 | 0 | 0 | 0 | 0 | 0 | 0 | 0 | 0 | 0 | 2 | 2 | 0 | 0 | 0 | 0 | 1 |  | 1 | 1 | 1 | 1 | 1 | 1 | 5- | 1 | 1 | 1
PG&E GBA | Meadow Lane | 115 | 0 | 0 | 0 | 0 | 0 | 0 | 0 | 0 | 0 | 0 | 0 | 0 | 0 | 0 | 0 | 0 | 0 | 0 | 0 | 0 |  | 0 | 0 | 0 | 0 | 0 | 0 | 0 | 0 | 0 | 0 | 0 | 0 | 0 | 0 | 0 | 0 | 0 | 0 | 0 | 0 | 0 | 0 | 0 | 0 | 0 | 0 | 0 | 0 | 0 | 0 | 0 | 0 | 0 | 0 | 0 | 0 |  | 0 | 0 | 0 | 0 | 0 | 0 | 0 | 0 | 0 | 0 | 0 | 0 | 1.6979 | 0 | 0.98288 | 0 | 0 | 1 | 0 | 0 | 0 | 0 | 0 | 0 | 0 | 0 | 0 | 0 | 0 | 0 | 0 | 0 | 0 | 0 | 0 | 0 |  | 0 | 0 | 0 | 0 | 0 | 0 | 0 | 0 | 0 | 0 | 0 | 0 | 1.6979 | 0 | 0.98288 | 0 | 0 | 1 | 0 | 0 | 0 | 0 | 0 | 0 | 0 | 0 | 0 | 0 | 0 | 0 | -2 | 0 | 0 | 0 | 0 | 1 |  | 0 | 0 | 0 | 0 | 0 | 0 | 0 | 0 | 0 | 0 | 0 | 0 | 1.6979 | 0 | 0.98288 | 0 | 0 | 1 | 0 | 0 | 0 | 0 | 0 | 0 | 0 | 0 | 0 | 0 | 0 | 0 | 0 | 0 | 0 | 0 | 0 | 0 |  | 1 | 1 | 1 | 1 | 1 | 1 | 2+ | 1 | 1 | 1
PG&E GBA | Melones | 115 | 0 | 0 | 0 | 0 | 0 | 0 | 0 | 0 | 0 | 0 | 0 | 0 | 0 | 0 | 0 | 0 | 0 | 0 | 0 | 0 |  | 0 | 0 | 0 | 0 | 0 | 0 | 0 | 0 | 0 | 0 | 0 | 0 | 0 | 0 | 0 | 0 | 0 | 0 | 0 | 0 | 0 | 0 | 0 | 0 | 0 | 0 | 0 | 0 | 0 | 0 | 0 | 0 | 0 | 0 | 0 | 0 |  | 0 | 0 | 0 | 0 | 0 | 0 | 0 | 0 | 0 | 0 | 0 | 0 | 0 | 0 | 0 | 0 | 0 | 0 | 0 | 0 | 0 | 0 | 0 | 0 | 0 | 0 | 0 | 0 | 0 | 0 | 0 | 0 | 0 | 0 | 0 | 0 |  | 0 | 0 | 0 | 0 | 0 | 0 | 0 | 0 | 0 | 0 | 0 | 0 | 0 | 0 | 0 | 0 | 0 | 0 | 0 | 0 | 0 | 0 | 0 | 0 | 0 | 0 | 0 | 0 | 0 | 0 | 0 | 0 | 0 | 0 | 0 | 0 |  | 0 | 0 | 0 | 0 | 0 | 0 | 0 | 0 | 0 | 0 | 0 | 0 | 0 | 0 | 0 | 0 | 0 | 0 | 0 | 0 | 0 | 0 | 0 | 0 | 0 | 0 | 0 | 0 | 0 | 0 | 0 | 0 | 0 | 0 | 0 | 0 |  | 1 | 1 | 1 | 1 | 1 | 1 | 1 | 1 | 1 | 0
PG&E GBA | Melones | 230 | 0 | 0 | 0 | 0 | 0 | 0 | 0 | 0 | 0 | 0 | 0 | 0 | 0 | 0 | 0 | 0 | 0 | 0 | 0 | 0 |  | 0 | 0 | 0 | 0 | 0 | 0 | 0 | 0 | 0 | 0 | 0 | 0 | 0 | 0 | 0 | 0 | 0 | 0 | 0 | 0 | 0 | 0 | 0 | 0 | 0 | 0 | 0 | 0 | 0 | 0 | 0 | 0 | 0 | 0 | 0 | 0 |  | 0 | 0 | 0 | 0 | 0 | 0 | 0 | 0 | 0 | 0 | 0 | 0 | 0 | 0 | 0 | 0 | 0 | 0 | 0 | 0 | 0 | 0 | 0 | 0 | 0 | 0 | 0 | 0 | 0 | 0 | 0 | 0 | 0 | 0 | 0 | 0 |  | 0 | 0 | 0 | 0 | 0 | 0 | 0 | 0 | 0 | 0 | 0 | 0 | 0 | 0 | 0 | 0 | 0 | 0 | 0 | 0 | 0 | 0 | 0 | 0 | 0 | 0 | 0 | 0 | 0 | 0 | 0 | 0 | 0 | 0 | 0 | 0 |  | 0 | 0 | 0 | 0 | 0 | 0 | 0 | 0 | 0 | 0 | 0 | 0 | 0 | 0 | 0 | 0 | 0 | 0 | 0 | 0 | 0 | 0 | 0 | 0 | 0 | 0 | 0 | 0 | 0 | 0 | 0 | 0 | 0 | 0 | 0 | 0 |  | 1 | 1 | 1 | 1 | 1 | 1 | 1 | 1 | 1 | 0
SDGE | Melrose | 69 | 0 | 0 | 0 | 0 | 0 | 0 | 0 | 0 | 0 | 0 | 0 | 0 | 0 | 0 | 0 | 0 | 0 | 0 | 0 | 0 |  | 0 | 0 | 0 | 0 | 0 | 0 | 0 | 0 | 0 | 0 | 0 | 0 | 0 | 0 | 0 | 0 | 0 | 0 | 0 | 0 | 0 | 0 | 0 | 0 | 0 | 0 | 0 | 0 | 0 | 0 | 0 | 0 | 0 | 0 | 0 | 0 |  | 0 | 0 | 0 | 0 | 0 | 0 | 0 | 0 | 0 | 0 | 0 | 0 | 0 | 0 | 0 | 0 | 0 | 0 | 0 | 0 | 0 | 0 | 0 | 0 | 0 | 0 | 0 | 0 | 0 | 0 | 0 | 0 | 0 | 0 | 0 | 0 |  | 0 | 0 | 0 | 0 | 0 | 0 | 0 | 0 | 0 | 0 | 0 | 0 | 0 | 0 | 0 | 0 | 0 | 0 | 0 | 0 | 0 | 0 | 0 | 0 | 0 | 0 | 0 | 0 | 0 | 0 | 0 | 0 | 0 | 0 | 0 | 0 |  | 0 | 0 | 0 | 0 | 0 | 0 | 0 | 0 | 0 | 0 | 0 | 0 | 0 | 0 | 0 | 0 | 0 | 0 | 0 | 0 | 0 | 0 | 0 | 0 | 0 | 0 | 0 | 0 | 0 | 0 | 0 | 0 | 0 | 0 | 0 | 0 |  | 1 | 1 | 1 | 1 | 1 | 1 | 1 | 1 | 1 | 0
PG&E NGBA | Mendocino | 115 | 0 | 0 | 0 | 0 | 0 | 0 | 0 | 0 | 0 | 0 | 0 | 0 | 0 | 0 | 0 | 0 | 0 | 0 | 0 | 0 |  | 0 | 0 | 0 | 0 | 0 | 0 | 0 | 0 | 0 | 0 | 0 | 0 | 0 | 0 | 0 | 0 | 0 | 0 | 0 | 0 | 0 | 0 | 0 | 0 | 0 | 0 | 0 | 0 | 0 | 0 | 0 | 0 | 0 | 0 | 0 | 0 |  | 0 | 0 | 0 | 0 | 0 | 0 | 0 | 0 | 0 | 0 | 0 | 0 | 0 | 0 | 5 | 0 | 0 | 1 | 0 | 0 | 0 | 0 | 0 | 0 | 0 | 0 | 0 | 0 | 0 | 0 | 0 | 0 | -2 | 0 | 0 | 1 |  | 0 | 0 | 0 | 0 | 0 | 0 | 0 | 0 | 0 | 0 | 0 | 0 | 0 | 0 | 5 | 0 | 0 | 1 | 0 | 0 | 0 | 0 | 0 | 0 | 0 | 0 | 0 | 0 | 0 | 0 | 0 | 0 | -2 | 0 | 0 | 1 |  | 0 | 0 | 0 | 0 | 0 | 0 | 0 | 0 | 0 | 0 | 0 | 0 | 0 | 0 | 5 | 0 | 0 | 1 | 0 | 0 | 0 | 0 | 0 | 0 | 0 | 0 | 0 | 0 | 0 | 0 | 0 | 0 | -2 | 0 | 0 | 1 |  | 1 | 1 | 1 | 1 | 1 | 1 | 1 | 4+ | 1 | 1
PG&E NGBA | Mendocino | 60 | 0 | 0 | 0 | 0 | 0 | 0 | 0 | 0 | 0 | 0 | 0 | 0 | 0 | 0 | 0 | 0 | 0 | 0 | 0 | 0 |  | 0 | 0 | 0 | 0 | 0 | 0 | 0 | 0 | 0 | 0 | 0 | 0 | 0 | 0 | 0 | 0 | 0 | 0 | 0 | 0 | 0 | 0 | 0 | 0 | 0 | 0 | 0 | 0 | 0 | 0 | 0 | 0 | 0 | 0 | 0 | 0 |  | 0 | 0 | 0 | 0 | 0 | 0 | 0 | 0 | 0 | 0 | 0 | 0 | 0 | 0 | 0 | 0 | 0 | 0 | 0 | 0 | 0 | 0 | 0 | 0 | 0 | 0 | 0 | 0 | 0 | 0 | 0 | 0 | 0 | 0 | 0 | 0 |  | 0 | 0 | 0 | 0 | 0 | 0 | 0 | 0 | 0 | 0 | 0 | 0 | 0 | 0 | 0 | 0 | 0 | 0 | 0 | 0 | 0 | 0 | 0 | 0 | 0 | 0 | 0 | 0 | 0 | 0 | 0 | 0 | 0 | 0 | 0 | 0 |  | 0 | 0 | 0 | 0 | 0 | 0 | 0 | 0 | 0 | 0 | 0 | 0 | 0 | 0 | 0 | 0 | 0 | 0 | 0 | 0 | 0 | 0 | 0 | 0 | 0 | 0 | 0 | 0 | 0 | 0 | 0 | 0 | 0 | 0 | 0 | 0 |  | 1 | 1 | 1 | 1 | 1 | 1 | 1 | 1 | 1 | 0
PG&E FRESNO | Mendota | 115 | 0 | 0 | 0 | 0 | 0 | 0 | 0 | 0 | 0 | 0 | 0 | 0 | 0 | 0 | 0 | 0 | 0 | 0 | 0 | 0 |  | 0 | 0 | 0 | 0 | 0 | 0 | 0 | 0 | 0 | 0 | 0 | 0 | 0 | 0 | 0 | 0 | 0 | 0 | 0 | 0 | 0 | 0 | 0 | 0 | 0 | 0 | 0 | 0 | 0 | 0 | 0 | 0 | 0 | 0 | 0 | 0 |  | 0 | 0 | 0 | 0 | 0 | 0 | 0 | 0 | 0 | 0 | 0 | 0 | 0 | 0 | 0 | 0 | 0 | 0 | 0 | 0 | 0 | 0 | 0 | 0 | 0 | 0 | 0 | 0 | 0 | 0 | 0 | 0 | 0 | 0 | 0 | 0 |  | 0 | 0 | 0 | 0 | 0 | 0 | 0 | 0 | 0 | 0 | 0 | 0 | 0 | 0 | 0 | 0 | 0 | 0 | 0 | 0 | 0 | 0 | 0 | 0 | 0 | 0 | 0 | 0 | 0 | 0 | 0 | 0 | 0 | 0 | 0 | 0 |  | 0 | 0 | 0 | 0 | 0 | 0 | 0 | 0 | 0 | 0 | 0 | 0 | 0 | 0 | 0 | 0 | 0 | 0 | 0 | 0 | 0 | 0 | 0 | 0 | 0 | 0 | 0 | 0 | 0 | 0 | 0 | 0 | 0 | 0 | 0 | 0 |  | 1 | 1 | 1 | 1 | 1 | 1 | 1 | 1 | 1 | 0
PG&E GBA | Menlo | 60 | 0 | 0 | 0 | 0 | 0 | 0 | 0 | 0 | 0 | 0 | 0 | 0 | 0 | 0 | 0 | 0 | 0 | 0 | 0 | 0 |  | 0 | 0 | 0 | 0 | 0 | 0 | 0 | 0 | 0 | 0 | 0 | 0 | 0 | 0 | 0 | 0 | 0 | 0 | 0 | 0 | 0 | 0 | 0 | 0 | 0 | 0 | 0 | 0 | 0 | 0 | 0 | 0 | 0 | 0 | 0 | 0 |  | 0 | 0 | 0 | 0 | 0 | 0 | 0 | 0 | 0 | 0 | 0 | 0 | 0.345 | 0 | 0 | 0 | 0 | 1 | 0 | 0 | 0 | 0 | 0 | 0 | 0 | 0 | 0 | 0 | 0 | 0 | 0 | 0 | 0 | 0 | 0 | 0 |  | 0 | 0 | 0 | 0 | 0 | 0 | 0 | 0 | 0 | 0 | 0 | 0 | 0.345 | 0 | 0 | 0 | 0 | 1 | 0 | 0 | 0 | 0 | 0 | 0 | 0 | 0 | 0 | 0 | 0 | 0 | -2 | 0 | 0 | 0 | 0 | 1 |  | 0 | 0 | 0 | 0 | 0 | 0 | 0 | 0 | 0 | 0 | 0 | 0 | 1.273 | 0 | 0 | 0 | 0 | 1 | 0 | 0 | 0 | 0 | 0 | 0 | 0 | 0 | 0 | 0 | 0 | 0 | 0 | 0 | 0 | 0 | 0 | 0 |  | 1 | 1 | 1 | 1 | 1 | 1 | 2+ | 1 | 1 | 1
PG&E FRESNO | Merced | 115 | 0 | 0 | 0 | 0 | 0 | 0 | 0 | 0 | 0 | 0 | 0 | 0 | 0 | 0 | 0 | 0 | 0 | 0 | 0 | 0 |  | 0 | 0 | 0 | 0 | 0 | 0 | 0 | 0 | 0 | 0 | 0 | 0 | 0 | 0 | 0 | 0 | 0 | 0 | 0 | 0 | 0 | 0 | 0 | 0 | 0 | 0 | 0 | 0 | 0 | 0 | 0 | 0 | 0 | 0 | 0 | 0 |  | 0 | 0 | 0 | 0 | 0 | 0 | 0 | 0 | 0 | 0 | 0 | 0 | 4.125 | 0 | 0 | 0 | 0 | 1 | 0 | 0 | 0 | 0 | 0 | 0 | 0 | 0 | 0 | 0 | 0 | 0 | -2 | 0 | 0 | 0 | 0 | 1 |  | 0 | 0 | 0 | 0 | 0 | 0 | 0 | 0 | 0 | 0 | 0 | 0 | 4.125 | 0 | 0 | 0 | 0 | 1 | 0 | 0 | 0 | 0 | 0 | 0 | 0 | 0 | 0 | 0 | 0 | 0 | -1 | 0 | 0 | 0 | 0 | 1 |  | 0 | 0 | 0 | 0 | 0 | 0 | 0 | 0 | 0 | 0 | 0 | 0 | 4.125 | 0 | 0 | 0 | 0 | 1 | 0 | 0 | 0 | 0 | 0 | 0 | 0 | 0 | 0 | 0 | 0 | 0 | -2 | 0 | 0 | 0 | 0 | 1 |  | 1 | 1 | 1 | 1 | 1 | 1 | 4+ | 1 | 1 | 1
EOP | Mercury | 138 | 0 | 0 | 0 | 0 | 0 | 0 | 0 | 0 | 0 | 0 | 0 | 0 | 0 | 0 | 0 | 0 | 0 | 0 | 0 | 0 |  | 0 | 0 | 0 | 0 | 0 | 0 | 0 | 0 | 0 | 0 | 0 | 0 | 0 | 0 | 0 | 0 | 0 | 0 | 0 | 0 | 0 | 0 | 0 | 0 | 0 | 0 | 0 | 0 | 0 | 0 | 0 | 0 | 0 | 0 | 0 | 0 |  | 0 | 0 | 0 | 0 | 0 | 0 | 0 | 0 | 0 | 0 | 0 | 0 | 0 | 0 | 0 | 0 | 0 | 0 | 0 | 0 | 0 | 0 | 0 | 0 | 0 | 0 | 0 | 0 | 0 | 0 | 0 | 0 | 0 | 0 | 0 | 0 |  | 0 | 0 | 0 | 0 | 0 | 0 | 0 | 0 | 0 | 0 | 0 | 0 | 0 | 0 | 0 | 0 | 0 | 0 | 0 | 0 | 0 | 0 | 0 | 0 | 0 | 0 | 0 | 0 | 0 | 0 | 0 | 0 | 0 | 0 | 0 | 0 |  | 0 | 0 | 0 | 0 | 0 | 0 | 0 | 0 | 0 | 0 | 0 | 0 | 0 | 0 | 0 | 0 | 0 | 0 | 0 | 0 | 0 | 0 | 0 | 0 | 0 | 0 | 0 | 0 | 0 | 0 | 0 | 0 | 0 | 0 | 0 | 0 |  | 1 | 1 | 1 | 1 | 1 | 1 | 1 | 1 | 1 | 0
PG&E FRESNO | Mercy Springs | 70 | 0 | 0 | 0 | 0 | 0 | 0 | 0 | 0 | 0 | 0 | 0 | 0 | 0 | 0 | 0 | 0 | 0 | 0 | 0 | 0 |  | 0 | 0 | 0 | 0 | 0 | 0 | 0 | 0 | 0 | 0 | 0 | 0 | 2.4774 | 0 | 2.4774 | 0 | 0 | 1 | 0 | 0 | 0 | 0 | 0 | 0 | 0 | 0 | 0 | 0 | 0 | 0 | -2 | 0 | -2 | 0 | 0 | 1 |  | 0 | 0 | 0 | 0 | 0 | 0 | 0 | 0 | 0 | 0 | 0 | 0 | 2.4774 | 4 | 40 | 0 | 0 | 1 | 0 | 0 | 0 | 0 | 0 | 0 | 0 | 0 | 0 | 0 | 0 | 0 | 0 | -2 | -2 | 0 | 0 | 1 |  | 0 | 0 | 0 | 0 | 0 | 0 | 0 | 0 | 0 | 0 | 0 | 0 | 2.4774 | 4 | 40 | 0 | 0 | 1 | 0 | 0 | 0 | 0 | 0 | 0 | 0 | 0 | 0 | 0 | 0 | 0 | -2 | -2 | -2 | 0 | 0 | 1 |  | 0 | 0 | 0 | 0 | 0 | 0 | 0 | 0 | 0 | 0 | 0 | 0 | 2.4774 | 4 | 40 | 0 | 0 | 1 | 0 | 0 | 0 | 0 | 0 | 0 | 0 | 0 | 0 | 0 | 0 | 0 | 0 | -2 | -2 | 0 | 0 | 1 |  | 1 | 1 | 1 | 1 | 1 | 1 | 2+ | 4+ | 1 | 1
PG&E NGBA | Meridian | 60 | 0 | 0 | 0 | 0 | 0 | 0 | 0 | 0 | 0 | 0 | 0 | 0 | 0 | 0 | 0 | 0 | 0 | 0 | 0 | 0 |  | 0 | 0 | 0 | 0 | 0 | 0 | 0 | 0 | 0 | 0 | 0 | 0 | 0 | 0 | 0 | 0 | 0 | 0 | 0 | 0 | 0 | 0 | 0 | 0 | 0 | 0 | 0 | 0 | 0 | 0 | 0 | 0 | 0 | 0 | 0 | 0 |  | 0 | 0 | 0 | 0 | 0 | 0 | 0 | 0 | 0 | 0 | 0 | 0 | 0 | 0 | 0 | 0 | 0 | 0 | 0 | 0 | 0 | 0 | 0 | 0 | 0 | 0 | 0 | 0 | 0 | 0 | 0 | 0 | 0 | 0 | 0 | 0 |  | 0 | 0 | 0 | 0 | 0 | 0 | 0 | 0 | 0 | 0 | 0 | 0 | 0 | 0 | 0 | 0 | 0 | 0 | 0 | 0 | 0 | 0 | 0 | 0 | 0 | 0 | 0 | 0 | 0 | 0 | 0 | 0 | 0 | 0 | 0 | 0 |  | 0 | 0 | 0 | 0 | 0 | 0 | 0 | 0 | 0 | 0 | 0 | 0 | 0 | 0 | 0 | 0 | 0 | 0 | 0 | 0 | 0 | 0 | 0 | 0 | 0 | 0 | 0 | 0 | 0 | 0 | 0 | 0 | 0 | 0 | 0 | 0 |  | 1 | 1 | 1 | 1 | 1 | 1 | 1 | 1 | 1 | 0
PG&E KERN | Mesa (PGE) | 115 | 0 | 0 | 0 | 0 | 0 | 0 | 0 | 0 | 0 | 0 | 0 | 0 | 0 | 0 | 0 | 0 | 0 | 0 | 0 | 0 |  | 0 | 0 | 0 | 0 | 0 | 0 | 0 | 0 | 0 | 0 | 0 | 0 | 0 | 0 | 0 | 0 | 0 | 0 | 0 | 0 | 0 | 0 | 0 | 0 | 0 | 0 | 0 | 0 | 0 | 0 | 0 | 0 | 0 | 0 | 0 | 0 |  | 0 | 0 | 0 | 0 | 0 | 0 | 0 | 0 | 0 | 0 | 0 | 0 | 0 | 0 | 0 | 0 | 0 | 0 | 0 | 0 | 0 | 0 | 0 | 0 | 0 | 0 | 0 | 0 | 0 | 0 | 0 | 0 | 0 | 0 | 0 | 0 |  | 0 | 0 | 0 | 0 | 0 | 0 | 0 | 0 | 0 | 0 | 0 | 0 | 0 | 0 | 0 | 0 | 0 | 0 | 0 | 0 | 0 | 0 | 0 | 0 | 0 | 0 | 0 | 0 | 0 | 0 | 0 | 0 | 0 | 0 | 0 | 0 |  | 0 | 0 | 0 | 0 | 0 | 0 | 0 | 0 | 0 | 0 | 0 | 0 | 0 | 0 | 0 | 0 | 0 | 0 | 0 | 0 | 0 | 0 | 0 | 0 | 0 | 0 | 0 | 0 | 0 | 0 | 0 | 0 | 0 | 0 | 0 | 0 |  | 1 | 1 | 1 | 1 | 1 | 1 | 1 | 1 | 1 | 0
PG&E KERN | Mesa (PGE) | 230 | 0 | 0 | 0 | 0 | 0 | 0 | 0 | 0 | 0 | 0 | 0 | 0 | 0 | 0 | 0 | 0 | 0 | 0 | 350 | 1 |  | 0 | 0 | 0 | 0 | 0 | 0 | 0 | 0 | 0 | 0 | 0 | 0 | 0 | 0 | 0 | 0 | 0 | 0 | 0 | 0 | 0 | 0 | 0 | 0 | 0 | 0 | 0 | 0 | 0 | 0 | 0 | 0 | 0 | 2 | 2 | 1 |  | 0 | 0 | 0 | 0 | 0 | 0 | 0 | 0 | 0 | 0 | 0 | 0 | 0 | 0 | 0 | 0 | 0 | 0 | 0 | 0 | 0 | 0 | 0 | 0 | 0 | 0 | 0 | 0 | 0 | 0 | 0 | 0 | 0 | 2 | 2 | 1 |  | 0 | 0 | 0 | 0 | 0 | 0 | 0 | 0 | 0 | 0 | 0 | 0 | 0 | 0 | 0 | 0 | 0 | 0 | 0 | 0 | 0 | 0 | 0 | 0 | 0 | 0 | 0 | 0 | 0 | 0 | 0 | 0 | 0 | 2 | 2 | 1 |  | 0 | 0 | 0 | 0 | 0 | 0 | 0 | 0 | 0 | 0 | 0 | 0 | 0 | 0 | 0 | 0 | 0 | 0 | 0 | 0 | 0 | 0 | 0 | 0 | 0 | 0 | 0 | 0 | 0 | 0 | 0 | 0 | 0 | 2 | 2 | 1 |  | 1 | 1 | 1 | 1 | 1 | 1 | 1 | 1 | 5- | 1
SCE Metro | Mesa (SCE) | 230 | 0 | 0 | 0 | 0 | 0 | 0 | 0 | 0 | 0 | 0 | 0 | 0 | 0 | 0 | 0 | 0 | 0 | 0 | 0 | 0 |  | 0 | 0 | 0 | 0 | 0 | 0 | 0 | 0 | 0 | 0 | 0 | 0 | 0 | 0 | 0 | 0 | 0 | 0 | 0 | 0 | 0 | 0 | 0 | 0 | 0 | 0 | 0 | 0 | 0 | 0 | 0 | 0 | 0 | 0 | 0 | 0 |  | 0 | 0 | 0 | 0 | 0 | 0 | 0 | 0 | 0 | 0 | 0 | 0 | 0 | 0 | 3.5 | 0 | 0 | 1 | 0 | 0 | 0 | 0 | 0 | 0 | 0 | 0 | 0 | 0 | 0 | 0 | 0 | 0 | -2 | 0 | 0 | 1 |  | 0 | 0 | 0 | 0 | 0 | 0 | 0 | 0 | 0 | 0 | 0 | 0 | 0 | 0 | 3.5 | 0 | 0 | 1 | 0 | 0 | 0 | 0 | 0 | 0 | 0 | 0 | 0 | 0 | 0 | 0 | 0 | 0 | -2 | 0 | 0 | 1 |  | 0 | 0 | 0 | 0 | 0 | 0 | 0 | 0 | 0 | 0 | 0 | 0 | 0.72 | 0 | 7 | 0 | 0 | 1 | 0 | 0 | 0 | 0 | 0 | 0 | 0 | 0 | 0 | 0 | 0 | 0 | 0 | 0 | -2 | 0 | 0 | 1 |  | 1 | 1 | 1 | 1 | 1 | 1 | 1 | 4+ | 1 | 1
SCE Metro | Mesa (SCE) | 500 | 0 | 0 | 0 | 0 | 0 | 0 | 0 | 0 | 0 | 0 | 0 | 0 | 0 | 0 | 0 | 0 | 0 | 0 | 0 | 0 |  | 0 | 0 | 0 | 0 | 0 | 0 | 0 | 0 | 0 | 0 | 0 | 0 | 0 | 0 | 0 | 0 | 0 | 0 | 0 | 0 | 0 | 0 | 0 | 0 | 0 | 0 | 0 | 0 | 0 | 0 | 0 | 0 | 0 | 0 | 0 | 0 |  | 0 | 0 | 0 | 0 | 0 | 0 | 0 | 0 | 0 | 0 | 0 | 0 | 0 | 0 | 0 | 0 | 0 | 0 | 0 | 0 | 0 | 0 | 0 | 0 | 0 | 0 | 0 | 0 | 0 | 0 | 0 | 0 | 0 | 0 | 0 | 0 |  | 0 | 0 | 0 | 0 | 0 | 0 | 0 | 0 | 0 | 0 | 0 | 0 | 0 | 250 | 252 | 0 | 0 | 1 | 0 | 0 | 0 | 0 | 0 | 0 | 0 | 0 | 0 | 0 | 0 | 0 | 0 | -2 | -2 | 0 | 0 | 1 |  | 0 | 0 | 0 | 0 | 0 | 0 | 0 | 0 | 0 | 0 | 0 | 0 | 0 | 250 | 252 | 0 | 0 | 1 | 0 | 0 | 0 | 0 | 0 | 0 | 0 | 0 | 0 | 0 | 0 | 0 | 0 | -2 | -2 | 0 | 0 | 1 |  | 1 | 1 | 1 | 1 | 1 | 1 | 1 | 4+ | 1 | 1
SDGE | Mesa Heights | 69 | 0 | 0 | 0 | 0 | 0 | 0 | 0 | 0 | 0 | 0 | 0 | 0 | 0 | 0 | 0 | 0 | 0 | 0 | 0 | 0 |  | 0 | 0 | 0 | 0 | 0 | 0 | 0 | 0 | 0 | 0 | 0 | 0 | 0 | 0 | 0 | 0 | 0 | 0 | 0 | 0 | 0 | 0 | 0 | 0 | 0 | 0 | 0 | 0 | 0 | 0 | 0 | 0 | 0 | 0 | 0 | 0 |  | 0 | 0 | 0 | 0 | 0 | 0 | 0 | 0 | 0 | 0 | 0 | 0 | 0 | 0 | 0 | 0 | 0 | 0 | 0 | 0 | 0 | 0 | 0 | 0 | 0 | 0 | 0 | 0 | 0 | 0 | 0 | 0 | 0 | 0 | 0 | 0 |  | 0 | 0 | 0 | 0 | 0 | 0 | 0 | 0 | 0 | 0 | 0 | 0 | 0 | 0 | 0 | 0 | 0 | 0 | 0 | 0 | 0 | 0 | 0 | 0 | 0 | 0 | 0 | 0 | 0 | 0 | 0 | 0 | 0 | 0 | 0 | 0 |  | 0 | 0 | 0 | 0 | 0 | 0 | 0 | 0 | 0 | 0 | 0 | 0 | 0 | 0 | 0 | 0 | 0 | 0 | 0 | 0 | 0 | 0 | 0 | 0 | 0 | 0 | 0 | 0 | 0 | 0 | 0 | 0 | 0 | 0 | 0 | 0 |  | 1 | 1 | 1 | 1 | 1 | 1 | 1 | 1 | 1 | 0
PG&E GBA | Metcalf | 115 | 0 | 0 | 0 | 0 | 0 | 0 | 0 | 0 | 0 | 0 | 0 | 0 | 0 | 0 | 0 | 0 | 0 | 0 | 0 | 0 |  | 0 | 0 | 0 | 0 | 0 | 0 | 0 | 0 | 0 | 0 | 0 | 0 | 0 | 0 | 0 | 0 | 0 | 0 | 0 | 0 | 0 | 0 | 0 | 0 | 0 | 0 | 0 | 0 | 0 | 0 | 0 | 0 | 0 | 0 | 0 | 0 |  | 0 | 0 | 0 | 0 | 0 | 0 | 0 | 0 | 0 | 0 | 0 | 0 | 0 | 0 | 0 | 0 | 0 | 0 | 0 | 0 | 0 | 0 | 0 | 0 | 0 | 0 | 0 | 0 | 0 | 0 | 0 | 0 | 0 | 0 | 0 | 0 |  | 0 | 0 | 0 | 0 | 0 | 0 | 0 | 0 | 0 | 0 | 0 | 0 | 0 | 0 | 0 | 0 | 0 | 0 | 0 | 0 | 0 | 0 | 0 | 0 | 0 | 0 | 0 | 0 | 0 | 0 | 0 | 0 | 0 | 0 | 0 | 0 |  | 0 | 0 | 0 | 0 | 0 | 0 | 0 | 0 | 0 | 0 | 0 | 0 | 0 | 0 | 0 | 0 | 0 | 0 | 0 | 0 | 0 | 0 | 0 | 0 | 0 | 0 | 0 | 0 | 0 | 0 | 0 | 0 | 0 | 0 | 0 | 0 |  | 1 | 1 | 1 | 1 | 1 | 1 | 1 | 1 | 1 | 0
PG&E GBA | Metcalf | 230 | 0 | 0 | 0 | 0 | 0 | 0 | 0 | 0 | 0 | 0 | 0 | 0 | 0 | 0 | 0 | 0 | 0 | 0 | 0 | 0 |  | 0 | 0 | 0 | 0 | 0 | 0 | 0 | 0 | 0 | 0 | 0 | 0 | 0 | 350 | 354.88 | 0 | 0 | 1 | 0 | 0 | 0 | 0 | 0 | 0 | 0 | 0 | 0 | 0 | 0 | 0 | 0 | -2 | -2 | 0 | 0 | 1 |  | 0 | 0 | 0 | 0 | 0 | 0 | 0 | 0 | 0 | 0 | 0 | 0 | 0 | 350 | 354.88 | 0 | 0 | 1 | 0 | 0 | 0 | 0 | 0 | 0 | 0 | 0 | 0 | 0 | 0 | 0 | 0 | -2 | -2 | 0 | 0 | 1 |  | 0 | 0 | 0 | 0 | 0 | 0 | 0 | 0 | 0 | 0 | 0 | 0 | 0 | 350 | 354.88 | 0 | 0 | 1 | 0 | 0 | 0 | 0 | 0 | 0 | 0 | 0 | 0 | 0 | 0 | 0 | 0 | -2 | -2 | 0 | 0 | 1 |  | 0 | 0 | 0 | 0 | 0 | 0 | 0 | 61.8 | 0 | 0 | 0 | 0 | 0 | 350 | 416.68 | 0 | 0 | 1 | 0 | 0 | 0 | 0 | 0 | 0 | 0 | -2 | 0 | 0 | 0 | 0 | 0 | -2 | -2 | 0 | 0 | 1 |  | 1 | 1 | 1 | 1+ | 1 | 1 | 1 | 4+ | 1 | 1
PG&E GBA | Metcalf | 500 | 0 | 0 | 0 | 0 | 0 | 0 | 0 | 0 | 0 | 0 | 0 | 0 | 0 | 0 | 0 | 0 | 0 | 0 | 0 | 0 |  | 0 | 0 | 0 | 0 | 0 | 0 | 0 | 0 | 0 | 0 | 0 | 0 | 0 | 0 | 0 | 0 | 0 | 0 | 0 | 0 | 0 | 0 | 0 | 0 | 0 | 0 | 0 | 0 | 0 | 0 | 0 | 0 | 0 | 0 | 0 | 0 |  | 0 | 0 | 0 | 0 | 0 | 0 | 0 | 0 | 0 | 0 | 0 | 0 | 0 | 0 | 0 | 0 | 0 | 0 | 0 | 0 | 0 | 0 | 0 | 0 | 0 | 0 | 0 | 0 | 0 | 0 | 0 | 0 | 0 | 0 | 0 | 0 |  | 0 | 0 | 0 | 0 | 0 | 0 | 0 | 0 | 0 | 0 | 0 | 0 | 0 | 0 | 0 | 0 | 0 | 0 | 0 | 0 | 0 | 0 | 0 | 0 | 0 | 0 | 0 | 0 | 0 | 0 | 0 | 0 | 0 | 0 | 0 | 0 |  | 0 | 0 | 0 | 0 | 0 | 0 | 0 | 0 | 0 | 0 | 0 | 0 | 0 | 0 | 0 | 0 | 0 | 0 | 0 | 0 | 0 | 0 | 0 | 0 | 0 | 0 | 0 | 0 | 0 | 0 | 0 | 0 | 0 | 0 | 0 | 0 |  | 1 | 1 | 1 | 1 | 1 | 1 | 1 | 1 | 1 | 0
PG&E KERN | Midway | 115 | 0 | 0 | 0 | 0 | 0 | 0 | 0 | 0 | 0 | 0 | 0 | 0 | 205 | 0 | 205 | 0 | 0 | 0 | 0 | 1 |  | 0 | 0 | 0 | 0 | 0 | 0 | 0 | 0 | 0 | 0 | 0 | 204 | 411.4 | 102 | 286 | 0 | 0 | 1 | 0 | 0 | 0 | 0 | 0 | 0 | 0 | 0 | 0 | 0 | 0 | 0 | -2 | -2 | -2 | 0 | 0 | 1 |  | 0 | 0 | 0 | 0 | 0 | 0 | 0 | 0 | 0 | 0 | 0 | 196 | 411.4 | 102 | 286 | 0 | 0 | 1 | 0 | 0 | 0 | 0 | 0 | 0 | 0 | 0 | 0 | 0 | 0 | 0 | -2 | -2 | -2 | 0 | 0 | 1 |  | 0 | 0 | 0 | 0 | 0 | 0 | 0 | 0 | 0 | 0 | 0 | 196 | 411.4 | 102 | 286 | 0 | 0 | 1 | 0 | 0 | 0 | 0 | 0 | 0 | 0 | 0 | 0 | 0 | 0 | 0 | -1 | -2 | -2 | 0 | 0 | 1 |  | 0 | 0 | 0 | 0 | 0 | 0 | 0 | 0 | 0 | 0 | 0 | 196 | 1211.4 | 102 | 1086 | 0 | 0 | 1 | 0 | 0 | 0 | 0 | 0 | 0 | 0 | 0 | 0 | 0 | 0 | 0 | -2 | -2 | -2 | 0 | 0 | 1 |  | 1 | 1 | 1 | 1 | 1 | 1 | 4+ | 4+ | 1 | 1
PG&E KERN | Midway | 230 | 0 | 0 | 0 | 0 | 0 | 0 | 0 | 0 | 0 | 0 | 0 | 0 | 150 | 0 | 150 | 0 | 0 | 0 | 0 | 1 |  | 0 | 0 | 0 | 0 | 0 | 0 | 0 | 0 | 0 | 0 | 0 | 0 | 0 | 0 | 0 | 0 | 0 | 0 | 0 | 0 | 0 | 0 | 0 | 0 | 0 | 0 | 0 | 0 | 0 | 2 | 2 | 0 | 0 | 0 | 0 | 1 |  | 0 | 0 | 0 | 0 | 0 | 0 | 0 | 0 | 0 | 0 | 0 | 0 | 0 | 0 | 0 | 0 | 0 | 0 | 0 | 0 | 0 | 0 | 0 | 0 | 0 | 0 | 0 | 0 | 0 | 2 | 2 | 0 | 0 | 0 | 0 | 1 |  | 0 | 0 | 0 | 0 | 0 | 0 | 0 | 0 | 0 | 0 | 0 | 0 | 0 | 0 | 0 | 0 | 0 | 0 | 0 | 0 | 0 | 0 | 0 | 0 | 0 | 0 | 0 | 0 | 0 | 2 | 2 | 0 | 0 | 0 | 0 | 1 |  | 0 | 0 | 0 | 0 | 0 | 0 | 0 | 0 | 0 | 0 | 0 | 0 | 1300 | 0 | 1300 | 0 | 0 | 1 | 0 | 0 | 0 | 0 | 0 | 0 | 0 | 0 | 0 | 0 | 0 | 2 | -2 | 0 | -2 | 0 | 0 | 1 |  | 1 | 1 | 1 | 1 | 1 | 1 | 3- | 1+ | 1 | 1
PG&E KERN | Midway | 500 | 0 | 0 | 0 | 0 | 0 | 0 | 0 | 0 | 0 | 0 | 0 | 0 | 750 | 450 | 1200 | 0 | 375 | 375 | 0 | 1 |  | 0 | 0 | 0 | 0 | 0 | 0 | 0 | 0 | 0 | 0 | 0 | 0 | 818 | 800 | 818 | 0 | 0 | 1 | 0 | 0 | 0 | 0 | 0 | 0 | 0 | 0 | 0 | 0 | 0 | 2 | 2 | -2 | -2 | 0 | 0 | 1 |  | 0 | 0 | 0 | 0 | 0 | 0 | 0 | 0 | 0 | 0 | 0 | 0 | 1181.19 | 1150 | 1176.2 | 0 | 0 | 1 | 0 | 0 | 0 | 0 | 0 | 0 | 0 | 0 | 0 | 0 | 0 | 2 | 0 | -2 | -2 | 0 | 0 | 1 |  | 0 | 0 | 0 | 0 | 0 | 0 | 0 | 0 | 0 | 0 | 0 | 0 | 1181.19 | 1150 | 1176.2 | 0 | 0 | 1 | 0 | 0 | 0 | 0 | 0 | 0 | 0 | 0 | 0 | 0 | 0 | 2 | 0 | -2 | -2 | 0 | 0 | 1 |  | 0 | 0 | 0 | 0 | 0 | 0 | 0 | 0 | 0 | 0 | 0 | 0 | 1201.126 | 1150 | 1196.2 | 0 | 0 | 1 | 0 | 0 | 0 | 0 | 0 | 0 | 0 | 0 | 0 | 0 | 0 | 2 | 0 | -2 | -2 | 0 | 0 | 1 |  | 1 | 1 | 1 | 1 | 1 | 1 | 1 | 4+ | 1 | 1
SDGE | Miguel | 230 | 0 | 0 | 0 | 0 | 0 | 0 | 0 | 0 | 0 | 0 | 0 | 0 | 0 | 0 | 0 | 0 | 0 | 0 | 0 | 0 |  | 0 | 0 | 0 | 0 | 0 | 0 | 0 | 0 | 0 | 0 | 0 | 0 | 0 | 0 | 0 | 0 | 0 | 0 | 0 | 0 | 0 | 0 | 0 | 0 | 0 | 0 | 0 | 0 | 0 | 0 | 0 | 0 | 0 | 0 | 0 | 0 |  | 0 | 0 | 0 | 0 | 0 | 0 | 0 | 0 | 0 | 0 | 0 | 0 | 0 | 0 | 0 | 0 | 0 | 0 | 0 | 0 | 0 | 0 | 0 | 0 | 0 | 0 | 0 | 0 | 0 | 0 | 0 | 0 | 0 | 0 | 0 | 0 |  | 0 | 0 | 0 | 0 | 0 | 0 | 0 | 0 | 0 | 0 | 0 | 0 | 0 | 0 | 0 | 0 | 0 | 0 | 0 | 0 | 0 | 0 | 0 | 0 | 0 | 0 | 0 | 0 | 0 | 0 | 0 | 0 | 0 | 0 | 0 | 0 |  | 0 | 0 | 0 | 0 | 0 | 0 | 0 | 0 | 0 | 0 | 0 | 0 | 0 | 0 | 0 | 0 | 0 | 0 | 0 | 0 | 0 | 0 | 0 | 0 | 0 | 0 | 0 | 0 | 0 | 0 | 0 | 0 | 0 | 0 | 0 | 0 |  | 1 | 1 | 1 | 1 | 1 | 1 | 1 | 1 | 1 | 0
SDGE | Miguel | 500 | 0 | 0 | 0 | 0 | 0 | 0 | 0 | 0 | 0 | 0 | 0 | 0 | 0 | 0 | 0 | 0 | 0 | 0 | 0 | 0 |  | 0 | 0 | 0 | 0 | 0 | 0 | 0 | 0 | 0 | 0 | 0 | 0 | 0 | 0 | 0 | 0 | 0 | 0 | 0 | 0 | 0 | 0 | 0 | 0 | 0 | 0 | 0 | 0 | 0 | 0 | 0 | 0 | 0 | 0 | 0 | 0 |  | 0 | 0 | 0 | 0 | 0 | 0 | 0 | 0 | 0 | 0 | 0 | 0 | 0 | 0 | 0 | 0 | 0 | 0 | 0 | 0 | 0 | 0 | 0 | 0 | 0 | 0 | 0 | 0 | 0 | 0 | 0 | 0 | 0 | 0 | 0 | 0 |  | 0 | 0 | 0 | 0 | 0 | 0 | 0 | 0 | 0 | 0 | 0 | 0 | 0 | 0 | 0 | 0 | 0 | 0 | 0 | 0 | 0 | 0 | 0 | 0 | 0 | 0 | 0 | 0 | 0 | 0 | 0 | 0 | 0 | 0 | 0 | 0 |  | 0 | 0 | 0 | 0 | 0 | 0 | 0 | 0 | 0 | 0 | 0 | 0 | 0 | 0 | 0 | 0 | 0 | 0 | 0 | 0 | 0 | 0 | 0 | 0 | 0 | 0 | 0 | 0 | 0 | 0 | 0 | 0 | 0 | 0 | 0 | 0 |  | 1 | 1 | 1 | 1 | 1 | 1 | 1 | 1 | 1 | 0
SDGE | Miguel | 69 | 0 | 0 | 0 | 0 | 0 | 0 | 0 | 0 | 0 | 0 | 0 | 0 | 0 | 0 | 0 | 0 | 0 | 0 | 0 | 0 |  | 0 | 0 | 0 | 0 | 0 | 0 | 0 | 0 | 0 | 0 | 0 | 0 | 0 | 0 | 0 | 0 | 0 | 0 | 0 | 0 | 0 | 0 | 0 | 0 | 0 | 0 | 0 | 0 | 0 | 0 | 0 | 0 | 0 | 0 | 0 | 0 |  | 0 | 0 | 0 | 0 | 0 | 0 | 0 | 0 | 0 | 0 | 0 | 0 | 0 | 0 | 0 | 0 | 0 | 0 | 0 | 0 | 0 | 0 | 0 | 0 | 0 | 0 | 0 | 0 | 0 | 0 | 0 | 0 | 0 | 0 | 0 | 0 |  | 0 | 0 | 0 | 0 | 0 | 0 | 0 | 0 | 0 | 0 | 0 | 0 | 0 | 0 | 51.4 | 0 | 0 | 1 | 0 | 0 | 0 | 0 | 0 | 0 | 0 | 0 | 0 | 0 | 0 | 0 | 0 | 0 | -2 | 0 | 0 | 1 |  | 0 | 0 | 0 | 0 | 0 | 0 | 0 | 0 | 0 | 0 | 0 | 0 | 0 | 0 | 51.4 | 0 | 0 | 1 | 0 | 0 | 0 | 0 | 0 | 0 | 0 | 0 | 0 | 0 | 0 | 0 | 0 | 0 | -2 | 0 | 0 | 1 |  | 1 | 1 | 1 | 1 | 1 | 1 | 1 | 2+ | 1 | 1
PG&E GBA | Millbrae | 115 | 0 | 0 | 0 | 0 | 0 | 0 | 0 | 0 | 0 | 0 | 0 | 0 | 0 | 0 | 0 | 0 | 0 | 0 | 0 | 0 |  | 0 | 0 | 0 | 0 | 0 | 0 | 0 | 0 | 0 | 0 | 0 | 0 | 0 | 0 | 0 | 0 | 0 | 0 | 0 | 0 | 0 | 0 | 0 | 0 | 0 | 0 | 0 | 0 | 0 | 0 | 0 | 0 | 0 | 0 | 0 | 0 |  | 0 | 0 | 0 | 0 | 0 | 0 | 0 | 0 | 0 | 0 | 0 | 0 | 6.2558 | 0 | 3.7248 | 0 | 0 | 1 | 0 | 0 | 0 | 0 | 0 | 0 | 0 | 0 | 0 | 0 | 0 | 0 | -2 | 0 | -2 | 0 | 0 | 1 |  | 0 | 0 | 0 | 0 | 0 | 0 | 0 | 0 | 0 | 0 | 0 | 0 | 6.2558 | 0 | 3.7248 | 0 | 0 | 1 | 0 | 0 | 0 | 0 | 0 | 0 | 0 | 0 | 0 | 0 | 0 | 0 | -1 | 0 | -2 | 0 | 0 | 1 |  | 0 | 0 | 0 | 0 | 0 | 0 | 0 | 0 | 0 | 0 | 0 | 0 | 6.2558 | 0 | 3.7248 | 0 | 0 | 1 | 0 | 0 | 0 | 0 | 0 | 0 | 0 | 0 | 0 | 0 | 0 | 0 | -2 | 0 | -2 | 0 | 0 | 1 |  | 1 | 1 | 1 | 1 | 1 | 1 | 4+ | 4+ | 1 | 1
PG&E GBA | Miller | 115 | 0 | 0 | 0 | 0 | 0 | 0 | 0 | 0 | 0 | 0 | 0 | 0 | 0 | 0 | 0 | 0 | 0 | 0 | 0 | 0 |  | 0 | 0 | 0 | 0 | 0 | 0 | 0 | 0 | 0 | 0 | 0 | 0 | 0 | 0 | 0 | 0 | 0 | 0 | 0 | 0 | 0 | 0 | 0 | 0 | 0 | 0 | 0 | 0 | 0 | 0 | 0 | 0 | 0 | 0 | 0 | 0 |  | 0 | 0 | 0 | 0 | 0 | 0 | 0 | 0 | 0 | 0 | 0 | 0 | 0 | 0 | 0 | 0 | 0 | 0 | 0 | 0 | 0 | 0 | 0 | 0 | 0 | 0 | 0 | 0 | 0 | 0 | 0 | 0 | 0 | 0 | 0 | 0 |  | 0 | 0 | 0 | 0 | 0 | 0 | 0 | 0 | 0 | 0 | 0 | 0 | 0 | 0 | 0 | 0 | 0 | 0 | 0 | 0 | 0 | 0 | 0 | 0 | 0 | 0 | 0 | 0 | 0 | 0 | 0 | 0 | 0 | 0 | 0 | 0 |  | 0 | 0 | 0 | 0 | 0 | 0 | 0 | 0 | 0 | 0 | 0 | 0 | 0 | 0 | 0 | 0 | 0 | 0 | 0 | 0 | 0 | 0 | 0 | 0 | 0 | 0 | 0 | 0 | 0 | 0 | 0 | 0 | 0 | 0 | 0 | 0 |  | 1 | 1 | 1 | 1 | 1 | 1 | 1 | 1 | 1 | 0
SCE Metro | Mira Loma | 230 | 0 | 0 | 0 | 0 | 0 | 0 | 0 | 0 | 0 | 0 | 0 | 0 | 0 | 0 | 0 | 0 | 300 | 300 | 0 | 1 |  | 0 | 0 | 0 | 0 | 0 | 0 | 0 | 0 | 0 | 0 | 0 | 0 | 0 | 300 | 312.96 | 0 | 0 | 1 | 0 | 0 | 0 | 0 | 0 | 0 | 0 | 0 | 0 | 0 | 0 | 0 | 0 | 0 | 0 | 0 | 0 | 0 |  | 0 | 0 | 0 | 0 | 0 | 0 | 0 | 0 | 0 | 0 | 0 | 0 | 0 | 300 | 414.16 | 0 | 0 | 1 | 0 | 0 | 0 | 0 | 0 | 0 | 0 | 0 | 0 | 0 | 0 | 0 | 0 | 0 | -1 | 0 | 0 | 1 |  | 0 | 0 | 0 | 0 | 0 | 0 | 0 | 0 | 0 | 0 | 0 | 0 | 0 | 300 | 414.16 | 0 | 0 | 1 | 0 | 0 | 0 | 0 | 0 | 0 | 0 | 0 | 0 | 0 | 0 | 0 | 0 | 0 | -1 | 0 | 0 | 1 |  | 0 | 0 | 0 | 0 | 0 | 0 | 0 | 572.02 | 0 | 0 | 0 | 0 | 100 | 300 | 988.68 | 0 | 0 | 1 | 0 | 0 | 0 | 0 | 0 | 0 | 0 | -2 | 0 | 0 | 0 | 0 | -2 | 0 | -2 | 0 | 0 | 1 |  | 1 | 1 | 1 | 1+ | 1 | 1 | 1+ | 3+ | 1 | 1
SCE Metro | Mira Loma | 500 | 0 | 0 | 0 | 0 | 0 | 0 | 0 | 0 | 0 | 0 | 0 | 0 | 0 | 0 | 0 | 0 | 1050.5 | 1050.5 | 0 | 1 |  | 0 | 0 | 0 | 0 | 0 | 0 | 0 | 0 | 0 | 0 | 0 | 0 | 0 | 0 | 0 | 0 | 0 | 0 | 0 | 0 | 0 | 0 | 0 | 0 | 0 | 0 | 0 | 0 | 0 | 0 | 0 | 2 | 2 | 0 | 0 | 1 |  | 0 | 0 | 0 | 0 | 0 | 0 | 0 | 0 | 0 | 0 | 0 | 0 | 0 | 0 | 0 | 0 | 0 | 0 | 0 | 0 | 0 | 0 | 0 | 0 | 0 | 0 | 0 | 0 | 0 | 0 | 0 | 2 | 2 | 0 | 0 | 1 |  | 0 | 0 | 0 | 0 | 0 | 0 | 0 | 0 | 0 | 0 | 0 | 0 | 1770 | 1770 | 1770 | 0 | 0 | 1 | 0 | 0 | 0 | 0 | 0 | 0 | 0 | 0 | 0 | 0 | 0 | 0 | -2 | -2 | -2 | 0 | 0 | 1 |  | 0 | 0 | 0 | 0 | 0 | 0 | 0 | 0 | 0 | 0 | 0 | 0 | 1770 | 1770 | 1770 | 0 | 0 | 1 | 0 | 0 | 0 | 0 | 0 | 0 | 0 | 0 | 0 | 0 | 0 | 0 | -2 | -2 | -2 | 0 | 0 | 1 |  | 1 | 1 | 1 | 1 | 1 | 1 | 2+ | 4+ | 1 | 1
SCE Eastern | Mirage | 115 | 0 | 0 | 0 | 0 | 0 | 0 | 0 | 0 | 0 | 0 | 0 | 0 | 0 | 0 | 0 | 0 | 0 | 0 | 0 | 0 |  | 0 | 0 | 0 | 0 | 0 | 0 | 0 | 0 | 0 | 0 | 0 | 0 | 0 | 0 | 0 | 0 | 0 | 0 | 0 | 0 | 0 | 0 | 0 | 0 | 0 | 0 | 0 | 0 | 0 | 0 | 0 | 0 | 0 | 0 | 0 | 0 |  | 0 | 0 | 0 | 0 | 0 | 0 | 0 | 0 | 0 | 0 | 0 | 0 | 0 | 0 | 0 | 0 | 0 | 0 | 0 | 0 | 0 | 0 | 0 | 0 | 0 | 0 | 0 | 0 | 0 | 0 | 0 | 0 | 0 | 0 | 0 | 0 |  | 0 | 0 | 0 | 0 | 0 | 0 | 0 | 0 | 0 | 0 | 0 | 0 | 0 | 0 | 0 | 0 | 0 | 0 | 0 | 0 | 0 | 0 | 0 | 0 | 0 | 0 | 0 | 0 | 0 | 0 | 0 | 0 | 0 | 0 | 0 | 0 |  | 0 | 0 | 0 | 0 | 0 | 0 | 0 | 0 | 0 | 0 | 0 | 0 | 0 | 0 | 0 | 0 | 0 | 0 | 0 | 0 | 0 | 0 | 0 | 0 | 0 | 0 | 0 | 0 | 0 | 0 | 0 | 0 | 0 | 0 | 0 | 0 |  | 1 | 1 | 1 | 1 | 1 | 1 | 1 | 1 | 1 | 0
SCE Eastern | Mirage | 230 | 70 | 0 | 0 | 60 | 60 | 0 | 0 | 0 | 0 | 0 | 0 | 0 | 0 | 0 | 0 | 0 | 0 | 0 | 0 | 1 |  | 0 | 0 | 0 | 0 | 0 | 0 | 0 | 0 | 0 | 0 | 0 | 0 | 0 | 0 | 0 | 0 | 0 | 0 | 2 | 2 | 0 | 0 | 0 | 2 | 0 | 0 | 0 | 0 | 0 | 0 | 0 | 0 | 0 | 0 | 0 | 1 |  | 0 | 0 | 0 | 0 | 0 | 0 | 0 | 0 | 0 | 0 | 0 | 0 | 0 | 0 | 0 | 0 | 0 | 0 | 2 | 2 | 0 | 0 | 0 | 2 | 0 | 0 | 0 | 0 | 0 | 0 | 0 | 0 | 0 | 0 | 0 | 1 |  | 0 | 0 | 0 | 0 | 0 | 0 | 0 | 0 | 0 | 0 | 0 | 0 | 0 | 0 | 0 | 0 | 0 | 0 | 2 | 2 | 0 | 0 | 0 | 2 | 0 | 0 | 0 | 0 | 0 | 0 | 0 | 0 | 0 | 0 | 0 | 1 |  | 0 | 0 | 0 | 0 | 0 | 0 | 0 | 0 | 0 | 0 | 0 | 0 | 0 | 0 | 219.949 | 0 | 0 | 1 | 2 | 2 | 0 | 0 | 0 | 2 | 0 | 0 | 0 | 0 | 0 | 0 | 0 | 0 | -2 | 0 | 0 | 1 |  | 5- | 1 | 5- | 1 | 1 | 1 | 1 | 1+ | 1 | 1
SDGE | Mission | 138 | 0 | 0 | 0 | 0 | 0 | 0 | 0 | 0 | 0 | 0 | 0 | 0 | 0 | 0 | 0 | 0 | 0 | 0 | 0 | 0 |  | 0 | 0 | 0 | 0 | 0 | 0 | 0 | 0 | 0 | 0 | 0 | 0 | 0 | 0 | 0 | 0 | 0 | 0 | 0 | 0 | 0 | 0 | 0 | 0 | 0 | 0 | 0 | 0 | 0 | 0 | 0 | 0 | 0 | 0 | 0 | 0 |  | 0 | 0 | 0 | 0 | 0 | 0 | 0 | 0 | 0 | 0 | 0 | 0 | 0 | 0 | 0 | 0 | 0 | 0 | 0 | 0 | 0 | 0 | 0 | 0 | 0 | 0 | 0 | 0 | 0 | 0 | 0 | 0 | 0 | 0 | 0 | 0 |  | 0 | 0 | 0 | 0 | 0 | 0 | 0 | 0 | 0 | 0 | 0 | 0 | 0 | 0 | 0 | 0 | 0 | 0 | 0 | 0 | 0 | 0 | 0 | 0 | 0 | 0 | 0 | 0 | 0 | 0 | 0 | 0 | 0 | 0 | 0 | 0 |  | 0 | 0 | 0 | 0 | 0 | 0 | 0 | 0 | 0 | 0 | 0 | 0 | 0 | 0 | 0 | 0 | 0 | 0 | 0 | 0 | 0 | 0 | 0 | 0 | 0 | 0 | 0 | 0 | 0 | 0 | 0 | 0 | 0 | 0 | 0 | 0 |  | 1 | 1 | 1 | 1 | 1 | 1 | 1 | 1 | 1 | 0
SDGE | Mission | 230 | 0 | 0 | 0 | 0 | 0 | 0 | 0 | 0 | 0 | 0 | 0 | 0 | 0 | 0 | 0 | 0 | 0 | 0 | 0 | 0 |  | 0 | 0 | 0 | 0 | 0 | 0 | 0 | 0 | 0 | 0 | 0 | 0 | 0 | 0 | 0 | 0 | 0 | 0 | 0 | 0 | 0 | 0 | 0 | 0 | 0 | 0 | 0 | 0 | 0 | 0 | 0 | 0 | 0 | 0 | 0 | 0 |  | 0 | 0 | 0 | 0 | 0 | 0 | 0 | 0 | 0 | 0 | 0 | 0 | 0 | 0 | 0 | 0 | 0 | 0 | 0 | 0 | 0 | 0 | 0 | 0 | 0 | 0 | 0 | 0 | 0 | 0 | 0 | 0 | 0 | 0 | 0 | 0 |  | 0 | 0 | 0 | 0 | 0 | 0 | 0 | 0 | 0 | 0 | 0 | 0 | 0 | 0 | 0 | 0 | 0 | 0 | 0 | 0 | 0 | 0 | 0 | 0 | 0 | 0 | 0 | 0 | 0 | 0 | 0 | 0 | 0 | 0 | 0 | 0 |  | 0 | 0 | 0 | 0 | 0 | 0 | 0 | 0 | 0 | 0 | 0 | 0 | 0 | 0 | 0 | 0 | 0 | 0 | 0 | 0 | 0 | 0 | 0 | 0 | 0 | 0 | 0 | 0 | 0 | 0 | 0 | 0 | 0 | 0 | 0 | 0 |  | 1 | 1 | 1 | 1 | 1 | 1 | 1 | 1 | 1 | 0
SDGE | Mission | 69 | 0 | 0 | 0 | 0 | 0 | 0 | 0 | 0 | 0 | 0 | 0 | 0 | 0 | 0 | 0 | 0 | 0 | 0 | 0 | 0 |  | 0 | 0 | 0 | 0 | 0 | 0 | 0 | 0 | 0 | 0 | 0 | 0 | 0 | 0 | 0 | 0 | 0 | 0 | 0 | 0 | 0 | 0 | 0 | 0 | 0 | 0 | 0 | 0 | 0 | 0 | 0 | 0 | 0 | 0 | 0 | 0 |  | 0 | 0 | 0 | 0 | 0 | 0 | 0 | 0 | 0 | 0 | 0 | 0 | 0 | 0 | 0 | 0 | 0 | 0 | 0 | 0 | 0 | 0 | 0 | 0 | 0 | 0 | 0 | 0 | 0 | 0 | 0 | 0 | 0 | 0 | 0 | 0 |  | 0 | 0 | 0 | 0 | 0 | 0 | 0 | 0 | 0 | 0 | 0 | 0 | 0 | 0 | 0 | 0 | 0 | 0 | 0 | 0 | 0 | 0 | 0 | 0 | 0 | 0 | 0 | 0 | 0 | 0 | 0 | 0 | 0 | 0 | 0 | 0 |  | 0 | 0 | 0 | 0 | 0 | 0 | 0 | 0 | 0 | 0 | 0 | 0 | 0 | 0 | 0 | 0 | 0 | 0 | 0 | 0 | 0 | 0 | 0 | 0 | 0 | 0 | 0 | 0 | 0 | 0 | 0 | 0 | 0 | 0 | 0 | 0 |  | 1 | 1 | 1 | 1 | 1 | 1 | 1 | 1 | 1 | 0
PG&E GBA | Mi-Wuk | 115 | 0 | 0 | 0 | 0 | 0 | 0 | 0 | 0 | 0 | 0 | 0 | 0 | 0 | 0 | 0 | 0 | 0 | 0 | 0 | 0 |  | 0 | 0 | 0 | 0 | 0 | 0 | 0 | 0 | 0 | 0 | 0 | 0 | 0 | 0 | 0 | 0 | 0 | 0 | 0 | 0 | 0 | 0 | 0 | 0 | 0 | 0 | 0 | 0 | 0 | 0 | 0 | 0 | 0 | 0 | 0 | 0 |  | 0 | 0 | 0 | 0 | 0 | 0 | 0 | 0 | 0 | 0 | 0 | 0 | 0 | 0 | 0 | 0 | 0 | 0 | 0 | 0 | 0 | 0 | 0 | 0 | 0 | 0 | 0 | 0 | 0 | 0 | 0 | 0 | 0 | 0 | 0 | 0 |  | 0 | 0 | 0 | 0 | 0 | 0 | 0 | 0 | 0 | 0 | 0 | 0 | 0 | 0 | 0 | 0 | 0 | 0 | 0 | 0 | 0 | 0 | 0 | 0 | 0 | 0 | 0 | 0 | 0 | 0 | 0 | 0 | 0 | 0 | 0 | 0 |  | 0 | 0 | 0 | 0 | 0 | 0 | 0 | 0 | 0 | 0 | 0 | 0 | 0 | 0 | 0 | 0 | 0 | 0 | 0 | 0 | 0 | 0 | 0 | 0 | 0 | 0 | 0 | 0 | 0 | 0 | 0 | 0 | 0 | 0 | 0 | 0 |  | 1 | 1 | 1 | 1 | 1 | 1 | 1 | 1 | 1 | 0
EOP | Mohave | 500 | 0 | 0 | 150 | 0 | 150 | 0 | 0 | 0 | 0 | 0 | 0 | 0 | 1165 | 587 | 1752 | 0 | 0 | 0 | 400 | 1 |  | 0 | 0 | 0 | 0 | 0 | 0 | 0 | 0 | 0 | 0 | 0 | 0 | 820 | 820 | 820 | 0 | 0 | 1 | 0 | 0 | 0 | 0 | 2 | 2 | 0 | 0 | 0 | 0 | 0 | 2 | 2 | -2 | -2 | 2 | 2 | 1 |  | 0 | 0 | 0 | 0 | 0 | 0 | 0 | 0 | 0 | 0 | 0 | 0 | 0 | 0 | 0 | 0 | 0 | 0 | 0 | 0 | 0 | 0 | 2 | 2 | 0 | 0 | 0 | 0 | 0 | 2 | 2 | 0 | 0 | 2 | 2 | 1 |  | 0 | 0 | 0 | 0 | 0 | 0 | 0 | 0 | 0 | 0 | 0 | 0 | 0 | 0 | 0 | 0 | 0 | 0 | 0 | 0 | 0 | 0 | 2 | 2 | 0 | 0 | 0 | 0 | 0 | 2 | 2 | 0 | 0 | 2 | 2 | 1 |  | 0 | 0 | 0 | 0 | 0 | 0 | 0 | 716.4 | 0 | 0 | 0 | 0 | 718.2 | 0 | 716.4 | 0 | 0 | 1 | 0 | 0 | 0 | 0 | 2 | 2 | 0 | -2 | 0 | 0 | 0 | 2 | 2 | 0 | -2 | 2 | 2 | 1 |  | 1 | 1 | 5- | 1+ | 1 | 1 | 5- | 1+ | 5- | 1
PG&E NGBA | Monroe | 115 | 0 | 0 | 0 | 0 | 0 | 0 | 0 | 0 | 0 | 0 | 0 | 0 | 0 | 0 | 0 | 0 | 0 | 0 | 0 | 0 |  | 0 | 0 | 0 | 0 | 0 | 0 | 0 | 0 | 0 | 0 | 0 | 0 | 0 | 0 | 0 | 0 | 0 | 0 | 0 | 0 | 0 | 0 | 0 | 0 | 0 | 0 | 0 | 0 | 0 | 0 | 0 | 0 | 0 | 0 | 0 | 0 |  | 0 | 0 | 0 | 0 | 0 | 0 | 0 | 0 | 0 | 0 | 0 | 0 | 0 | 0 | 0 | 0 | 0 | 0 | 0 | 0 | 0 | 0 | 0 | 0 | 0 | 0 | 0 | 0 | 0 | 0 | 0 | 0 | 0 | 0 | 0 | 0 |  | 0 | 0 | 0 | 0 | 0 | 0 | 0 | 0 | 0 | 0 | 0 | 0 | 0 | 0 | 0 | 0 | 0 | 0 | 0 | 0 | 0 | 0 | 0 | 0 | 0 | 0 | 0 | 0 | 0 | 0 | 0 | 0 | 0 | 0 | 0 | 0 |  | 0 | 0 | 0 | 0 | 0 | 0 | 0 | 0 | 0 | 0 | 0 | 0 | 0 | 0 | 0 | 0 | 0 | 0 | 0 | 0 | 0 | 0 | 0 | 0 | 0 | 0 | 0 | 0 | 0 | 0 | 0 | 0 | 0 | 0 | 0 | 0 |  | 1 | 1 | 1 | 1 | 1 | 1 | 1 | 1 | 1 | 0
SDGE | Monserate | 69 | 0 | 0 | 0 | 0 | 0 | 0 | 0 | 0 | 0 | 0 | 0 | 0 | 0 | 0 | 0 | 0 | 0 | 0 | 0 | 0 |  | 0 | 0 | 0 | 0 | 0 | 0 | 0 | 0 | 0 | 0 | 0 | 0 | 0 | 0 | 0 | 0 | 0 | 0 | 0 | 0 | 0 | 0 | 0 | 0 | 0 | 0 | 0 | 0 | 0 | 0 | 0 | 0 | 0 | 0 | 0 | 0 |  | 0 | 0 | 0 | 0 | 0 | 0 | 0 | 0 | 0 | 0 | 0 | 0 | 0 | 0 | 0 | 0 | 0 | 0 | 0 | 0 | 0 | 0 | 0 | 0 | 0 | 0 | 0 | 0 | 0 | 0 | 0 | 0 | 0 | 0 | 0 | 0 |  | 0 | 0 | 0 | 0 | 0 | 0 | 0 | 0 | 0 | 0 | 0 | 0 | 0 | 0 | 0 | 0 | 0 | 0 | 0 | 0 | 0 | 0 | 0 | 0 | 0 | 0 | 0 | 0 | 0 | 0 | 0 | 0 | 0 | 0 | 0 | 0 |  | 0 | 0 | 0 | 0 | 0 | 0 | 0 | 0 | 0 | 0 | 0 | 0 | 0 | 0 | 0 | 0 | 0 | 0 | 0 | 0 | 0 | 0 | 0 | 0 | 0 | 0 | 0 | 0 | 0 | 0 | 0 | 0 | 0 | 0 | 0 | 0 |  | 1 | 1 | 1 | 1 | 1 | 1 | 1 | 1 | 1 | 0
PG&E GBA | Monta Vista | 115 | 0 | 0 | 0 | 0 | 0 | 0 | 0 | 0 | 0 | 0 | 0 | 0 | 0 | 0 | 0 | 0 | 0 | 0 | 0 | 0 |  | 0 | 0 | 0 | 0 | 0 | 0 | 0 | 0 | 0 | 0 | 0 | 0 | 0 | 0 | 0 | 0 | 0 | 0 | 0 | 0 | 0 | 0 | 0 | 0 | 0 | 0 | 0 | 0 | 0 | 0 | 0 | 0 | 0 | 0 | 0 | 0 |  | 0 | 0 | 0 | 0 | 0 | 0 | 0 | 0 | 0 | 0 | 0 | 0 | 0 | 0 | 0 | 0 | 0 | 0 | 0 | 0 | 0 | 0 | 0 | 0 | 0 | 0 | 0 | 0 | 0 | 0 | 0 | 0 | 0 | 0 | 0 | 0 |  | 0 | 0 | 0 | 0 | 0 | 0 | 0 | 0 | 0 | 0 | 0 | 0 | 0 | 0 | 0 | 0 | 0 | 0 | 0 | 0 | 0 | 0 | 0 | 0 | 0 | 0 | 0 | 0 | 0 | 0 | 0 | 0 | 0 | 0 | 0 | 0 |  | 0 | 0 | 0 | 0 | 0 | 0 | 0 | 0 | 0 | 0 | 0 | 0 | 0 | 0 | 0 | 0 | 0 | 0 | 0 | 0 | 0 | 0 | 0 | 0 | 0 | 0 | 0 | 0 | 0 | 0 | 0 | 0 | 0 | 0 | 0 | 0 |  | 1 | 1 | 1 | 1 | 1 | 1 | 1 | 1 | 1 | 0
PG&E GBA | Monta Vista | 230 | 0 | 0 | 0 | 0 | 0 | 0 | 0 | 0 | 0 | 0 | 0 | 0 | 0 | 0 | 0 | 0 | 0 | 0 | 0 | 0 |  | 0 | 0 | 0 | 0 | 0 | 0 | 0 | 0 | 0 | 0 | 0 | 0 | 0 | 0 | 0 | 0 | 0 | 0 | 0 | 0 | 0 | 0 | 0 | 0 | 0 | 0 | 0 | 0 | 0 | 0 | 0 | 0 | 0 | 0 | 0 | 0 |  | 0 | 0 | 0 | 0 | 0 | 0 | 0 | 0 | 0 | 0 | 0 | 0 | 0 | 0 | 0 | 0 | 0 | 0 | 0 | 0 | 0 | 0 | 0 | 0 | 0 | 0 | 0 | 0 | 0 | 0 | 0 | 0 | 0 | 0 | 0 | 0 |  | 0 | 0 | 0 | 0 | 0 | 0 | 0 | 0 | 0 | 0 | 0 | 0 | 0 | 0 | 0 | 0 | 0 | 0 | 0 | 0 | 0 | 0 | 0 | 0 | 0 | 0 | 0 | 0 | 0 | 0 | 0 | 0 | 0 | 0 | 0 | 0 |  | 0 | 0 | 0 | 0 | 0 | 0 | 0 | 0 | 0 | 0 | 0 | 0 | 0 | 0 | 0 | 0 | 0 | 0 | 0 | 0 | 0 | 0 | 0 | 0 | 0 | 0 | 0 | 0 | 0 | 0 | 0 | 0 | 0 | 0 | 0 | 0 |  | 1 | 1 | 1 | 1 | 1 | 1 | 1 | 1 | 1 | 0
PG&E GBA | Monta Vista | 60 | 0 | 0 | 0 | 0 | 0 | 0 | 0 | 0 | 0 | 0 | 0 | 0 | 0 | 0 | 0 | 0 | 0 | 0 | 0 | 0 |  | 0 | 0 | 0 | 0 | 0 | 0 | 0 | 0 | 0 | 0 | 0 | 0 | 0 | 0 | 0 | 0 | 0 | 0 | 0 | 0 | 0 | 0 | 0 | 0 | 0 | 0 | 0 | 0 | 0 | 0 | 0 | 0 | 0 | 0 | 0 | 0 |  | 0 | 0 | 0 | 0 | 0 | 0 | 0 | 0 | 0 | 0 | 0 | 0 | 0 | 0 | 0 | 0 | 0 | 0 | 0 | 0 | 0 | 0 | 0 | 0 | 0 | 0 | 0 | 0 | 0 | 0 | 0 | 0 | 0 | 0 | 0 | 0 |  | 0 | 0 | 0 | 0 | 0 | 0 | 0 | 0 | 0 | 0 | 0 | 0 | 0 | 0 | 0 | 0 | 0 | 0 | 0 | 0 | 0 | 0 | 0 | 0 | 0 | 0 | 0 | 0 | 0 | 0 | 0 | 0 | 0 | 0 | 0 | 0 |  | 0 | 0 | 0 | 0 | 0 | 0 | 0 | 0 | 0 | 0 | 0 | 0 | 0 | 0 | 0 | 0 | 0 | 0 | 0 | 0 | 0 | 0 | 0 | 0 | 0 | 0 | 0 | 0 | 0 | 0 | 0 | 0 | 0 | 0 | 0 | 0 |  | 1 | 1 | 1 | 1 | 1 | 1 | 1 | 1 | 1 | 0
PG&E NGBA | Monticello | 115 | 0 | 0 | 0 | 0 | 0 | 0 | 0 | 0 | 0 | 0 | 0 | 0 | 0 | 0 | 0 | 0 | 0 | 0 | 0 | 0 |  | 0 | 0 | 0 | 0 | 0 | 0 | 0 | 0 | 0 | 0 | 0 | 0 | 0 | 0 | 0 | 0 | 0 | 0 | 0 | 0 | 0 | 0 | 0 | 0 | 0 | 0 | 0 | 0 | 0 | 0 | 0 | 0 | 0 | 0 | 0 | 0 |  | 0 | 0 | 0 | 0 | 0 | 0 | 0 | 0 | 0 | 0 | 0 | 0 | 0 | 0 | 0 | 0 | 0 | 0 | 0 | 0 | 0 | 0 | 0 | 0 | 0 | 0 | 0 | 0 | 0 | 0 | 0 | 0 | 0 | 0 | 0 | 0 |  | 0 | 0 | 0 | 0 | 0 | 0 | 0 | 0 | 0 | 0 | 0 | 0 | 0 | 0 | 0 | 0 | 0 | 0 | 0 | 0 | 0 | 0 | 0 | 0 | 0 | 0 | 0 | 0 | 0 | 0 | 0 | 0 | 0 | 0 | 0 | 0 |  | 0 | 0 | 0 | 0 | 0 | 0 | 0 | 0 | 0 | 0 | 0 | 0 | 0 | 0 | 0 | 0 | 0 | 0 | 0 | 0 | 0 | 0 | 0 | 0 | 0 | 0 | 0 | 0 | 0 | 0 | 0 | 0 | 0 | 0 | 0 | 0 |  | 1 | 1 | 1 | 1 | 1 | 1 | 1 | 1 | 1 | 0
SCE Northern | Moorpark | 230 | 0 | 0 | 0 | 0 | 0 | 0 | 0 | 0 | 0 | 0 | 0 | 0 | 0 | 0 | 0 | 0 | 0 | 0 | 0 | 0 |  | 0 | 0 | 0 | 0 | 0 | 0 | 0 | 0 | 0 | 0 | 0 | 0 | 0 | 500 | 500 | 0 | 0 | 1 | 0 | 0 | 0 | 0 | 0 | 0 | 0 | 0 | 0 | 0 | 0 | 0 | 0 | -2 | -2 | 0 | 0 | 1 |  | 0 | 0 | 0 | 0 | 0 | 0 | 0 | 0 | 0 | 0 | 0 | 0 | 0 | 500 | 748 | 0 | 0 | 1 | 0 | 0 | 0 | 0 | 0 | 0 | 0 | 0 | 0 | 0 | 0 | 0 | 0 | -2 | -2 | 0 | 0 | 1 |  | 0 | 0 | 0 | 0 | 0 | 0 | 0 | 0 | 0 | 0 | 0 | 0 | 0 | 500 | 1837.525 | 0 | 0 | 1 | 0 | 0 | 0 | 0 | 0 | 0 | 0 | 0 | 0 | 0 | 0 | 0 | 0 | -2 | -2 | 0 | 0 | 1 |  | 0 | 0 | 0 | 0 | 0 | 0 | 0 | 0 | 0 | 0 | 0 | 0 | 0 | 500 | 1926.275 | 0 | 0 | 1 | 0 | 0 | 0 | 0 | 0 | 0 | 0 | 0 | 0 | 0 | 0 | 0 | 0 | -2 | -2 | 0 | 0 | 1 |  | 1 | 1 | 1 | 1 | 1 | 1 | 1 | 4+ | 1 | 1
SCE Northern | Moorpark | 66 | 0 | 0 | 0 | 0 | 0 | 0 | 0 | 0 | 0 | 0 | 0 | 0 | 0 | 0 | 0 | 0 | 0 | 0 | 0 | 0 |  | 0 | 0 | 0 | 0 | 0 | 0 | 0 | 0 | 0 | 0 | 0 | 0 | 0 | 0 | 0 | 0 | 0 | 0 | 0 | 0 | 0 | 0 | 0 | 0 | 0 | 0 | 0 | 0 | 0 | 0 | 0 | 0 | 0 | 0 | 0 | 0 |  | 0 | 0 | 0 | 0 | 0 | 0 | 0 | 0 | 0 | 0 | 0 | 0 | 0 | 0 | 0 | 0 | 0 | 0 | 0 | 0 | 0 | 0 | 0 | 0 | 0 | 0 | 0 | 0 | 0 | 0 | 0 | 0 | 0 | 0 | 0 | 0 |  | 0 | 0 | 0 | 0 | 0 | 0 | 0 | 0 | 0 | 0 | 0 | 0 | 0 | 0 | 0 | 0 | 0 | 0 | 0 | 0 | 0 | 0 | 0 | 0 | 0 | 0 | 0 | 0 | 0 | 0 | 0 | 0 | 0 | 0 | 0 | 0 |  | 0 | 0 | 0 | 0 | 0 | 0 | 0 | 0 | 0 | 0 | 0 | 0 | 0 | 0 | 0 | 0 | 0 | 0 | 0 | 0 | 0 | 0 | 0 | 0 | 0 | 0 | 0 | 0 | 0 | 0 | 0 | 0 | 0 | 0 | 0 | 0 |  | 1 | 1 | 1 | 1 | 1 | 1 | 1 | 1 | 1 | 0
PG&E GBA | Moraga | 115 | 0 | 0 | 0 | 0 | 0 | 0 | 0 | 0 | 0 | 0 | 0 | 0 | 0 | 0 | 0 | 0 | 0 | 0 | 0 | 0 |  | 0 | 0 | 0 | 0 | 0 | 0 | 0 | 0 | 0 | 0 | 0 | 0 | 0 | 0 | 0 | 0 | 0 | 0 | 0 | 0 | 0 | 0 | 0 | 0 | 0 | 0 | 0 | 0 | 0 | 0 | 0 | 0 | 0 | 0 | 0 | 0 |  | 0 | 0 | 0 | 0 | 0 | 0 | 0 | 0 | 0 | 0 | 0 | 0 | 0 | 0 | 0 | 0 | 0 | 0 | 0 | 0 | 0 | 0 | 0 | 0 | 0 | 0 | 0 | 0 | 0 | 0 | 0 | 0 | 0 | 0 | 0 | 0 |  | 0 | 0 | 0 | 0 | 0 | 0 | 0 | 0 | 0 | 0 | 0 | 0 | 0 | 0 | 0 | 0 | 0 | 0 | 0 | 0 | 0 | 0 | 0 | 0 | 0 | 0 | 0 | 0 | 0 | 0 | 0 | 0 | 0 | 0 | 0 | 0 |  | 0 | 0 | 0 | 0 | 0 | 0 | 0 | 0 | 0 | 0 | 0 | 0 | 0 | 0 | 0 | 0 | 0 | 0 | 0 | 0 | 0 | 0 | 0 | 0 | 0 | 0 | 0 | 0 | 0 | 0 | 0 | 0 | 0 | 0 | 0 | 0 |  | 1 | 1 | 1 | 1 | 1 | 1 | 1 | 1 | 1 | 0
PG&E GBA | Moraga | 230 | 0 | 0 | 0 | 0 | 0 | 0 | 0 | 0 | 0 | 0 | 0 | 0 | 0 | 0 | 0 | 0 | 0 | 0 | 0 | 0 |  | 0 | 0 | 0 | 0 | 0 | 0 | 0 | 0 | 0 | 0 | 0 | 0 | 0 | 0 | 0 | 0 | 0 | 0 | 0 | 0 | 0 | 0 | 0 | 0 | 0 | 0 | 0 | 0 | 0 | 0 | 0 | 0 | 0 | 0 | 0 | 0 |  | 0 | 0 | 0 | 0 | 0 | 0 | 0 | 0 | 0 | 0 | 0 | 0 | 0 | 0 | 0 | 0 | 0 | 0 | 0 | 0 | 0 | 0 | 0 | 0 | 0 | 0 | 0 | 0 | 0 | 0 | 0 | 0 | 0 | 0 | 0 | 0 |  | 0 | 0 | 0 | 0 | 0 | 0 | 0 | 0 | 0 | 0 | 0 | 0 | 0 | 0 | 0 | 0 | 0 | 0 | 0 | 0 | 0 | 0 | 0 | 0 | 0 | 0 | 0 | 0 | 0 | 0 | 0 | 0 | 0 | 0 | 0 | 0 |  | 0 | 0 | 0 | 0 | 0 | 0 | 0 | 0 | 0 | 0 | 0 | 0 | 0 | 0 | 0 | 0 | 0 | 0 | 0 | 0 | 0 | 0 | 0 | 0 | 0 | 0 | 0 | 0 | 0 | 0 | 0 | 0 | 0 | 0 | 0 | 0 |  | 1 | 1 | 1 | 1 | 1 | 1 | 1 | 1 | 1 | 0
PG&E GBA | Morgan Hill | 115 | 0 | 0 | 0 | 0 | 0 | 0 | 0 | 0 | 0 | 0 | 0 | 0 | 0 | 0 | 0 | 0 | 0 | 0 | 0 | 0 |  | 0 | 0 | 0 | 0 | 0 | 0 | 0 | 0 | 0 | 0 | 0 | 0 | 0 | 0 | 0 | 0 | 0 | 0 | 0 | 0 | 0 | 0 | 0 | 0 | 0 | 0 | 0 | 0 | 0 | 0 | 0 | 0 | 0 | 0 | 0 | 0 |  | 0 | 0 | 0 | 0 | 0 | 0 | 0 | 0 | 0 | 0 | 0 | 0 | 0 | 0 | 20 | 0 | 0 | 1 | 0 | 0 | 0 | 0 | 0 | 0 | 0 | 0 | 0 | 0 | 0 | 0 | 0 | 0 | -2 | 0 | 0 | 1 |  | 0 | 0 | 0 | 0 | 0 | 0 | 0 | 0 | 0 | 0 | 0 | 0 | 0 | 0 | 20 | 0 | 0 | 1 | 0 | 0 | 0 | 0 | 0 | 0 | 0 | 0 | 0 | 0 | 0 | 0 | 0 | 0 | -2 | 0 | 0 | 1 |  | 0 | 0 | 0 | 0 | 0 | 0 | 0 | 0 | 0 | 0 | 0 | 0 | 0 | 0 | 20 | 0 | 0 | 1 | 0 | 0 | 0 | 0 | 0 | 0 | 0 | 0 | 0 | 0 | 0 | 0 | 0 | 0 | -2 | 0 | 0 | 1 |  | 1 | 1 | 1 | 1 | 1 | 1 | 1 | 4+ | 1 | 1
PG&E KERN | Morro Bay | 115 | 0 | 0 | 0 | 0 | 0 | 0 | 0 | 0 | 0 | 0 | 0 | 0 | 0 | 0 | 0 | 0 | 0 | 0 | 0 | 0 |  | 0 | 0 | 0 | 0 | 0 | 0 | 0 | 0 | 0 | 0 | 0 | 0 | 0 | 0 | 0 | 0 | 0 | 0 | 0 | 0 | 0 | 0 | 0 | 0 | 0 | 0 | 0 | 0 | 0 | 0 | 0 | 0 | 0 | 0 | 0 | 0 |  | 0 | 0 | 0 | 0 | 0 | 0 | 0 | 0 | 0 | 0 | 0 | 0 | 0 | 0 | 0 | 0 | 0 | 0 | 0 | 0 | 0 | 0 | 0 | 0 | 0 | 0 | 0 | 0 | 0 | 0 | 0 | 0 | 0 | 0 | 0 | 0 |  | 0 | 0 | 0 | 0 | 0 | 0 | 0 | 0 | 0 | 0 | 0 | 0 | 0 | 0 | 0 | 0 | 0 | 0 | 0 | 0 | 0 | 0 | 0 | 0 | 0 | 0 | 0 | 0 | 0 | 0 | 0 | 0 | 0 | 0 | 0 | 0 |  | 0 | 0 | 0 | 0 | 0 | 0 | 0 | 0 | 0 | 0 | 0 | 0 | 0 | 0 | 0 | 0 | 0 | 0 | 0 | 0 | 0 | 0 | 0 | 0 | 0 | 0 | 0 | 0 | 0 | 0 | 0 | 0 | 0 | 0 | 0 | 0 |  | 1 | 1 | 1 | 1 | 1 | 1 | 1 | 1 | 1 | 0
PG&E KERN | Morro Bay | 230 | 0 | 0 | 0 | 0 | 0 | 0 | 0 | 0 | 0 | 0 | 0 | 0 | 0 | 0 | 0 | 0 | 0 | 0 | 0 | 0 |  | 0 | 0 | 0 | 0 | 0 | 0 | 0 | 0 | 0 | 0 | 0 | 0 | 0 | 0 | 108 | 464.9 | 520 | 1 | 0 | 0 | 0 | 0 | 0 | 0 | 0 | 0 | 0 | 0 | 0 | 0 | 0 | 0 | -2 | -2 | -2 | 1 |  | 0 | 0 | 0 | 0 | 0 | 0 | 0 | 0 | 0 | 0 | 0 | 0 | 0 | 0 | 0 | 0 | 0 | 0 | 0 | 0 | 0 | 0 | 0 | 0 | 0 | 0 | 0 | 0 | 0 | 0 | 0 | 0 | 0 | 0 | 0 | 0 |  | 0 | 0 | 0 | 0 | 0 | 0 | 0 | 0 | 0 | 0 | 0 | 0 | 0 | 0 | 405.4 | 0 | 0 | 1 | 0 | 0 | 0 | 0 | 0 | 0 | 0 | 0 | 0 | 0 | 0 | 0 | 0 | 0 | -2 | 0 | 0 | 1 |  | 0 | 0 | 0 | 0 | 0 | 0 | 0 | 0 | 0 | 0 | 0 | 0 | 0 | 0 | 405.4 | 0 | 0 | 1 | 0 | 0 | 0 | 0 | 0 | 0 | 0 | 0 | 0 | 0 | 0 | 0 | 0 | 0 | -2 | 0 | 0 | 1 |  | 1 | 1 | 1 | 1 | 1 | 1 | 1 | 2+ | 1 | 1
PG&E KERN | Morro Bay | 500 | 0 | 0 | 0 | 0 | 0 | 0 | 0 | 0 | 0 | 0 | 0 | 0 | 420 | 0 | 420 | 0 | 0 | 0 | 362 | 1 |  | 0 | 0 | 0 | 0 | 0 | 0 | 0 | 0 | 0 | 0 | 0 | 0 | 0 | 0 | 0 | 0 | 0 | 0 | 0 | 0 | 0 | 0 | 0 | 0 | 0 | 0 | 0 | 0 | 0 | 2 | 2 | 0 | 0 | 2 | 2 | 1 |  | 0 | 0 | 0 | 0 | 0 | 0 | 0 | 0 | 0 | 0 | 0 | 0 | 0 | 0 | 0 | 0 | 0 | 0 | 0 | 0 | 0 | 0 | 0 | 0 | 0 | 0 | 0 | 0 | 0 | 2 | 2 | 0 | 0 | 2 | 2 | 1 |  | 0 | 0 | 0 | 0 | 0 | 0 | 0 | 0 | 0 | 0 | 0 | 0 | 0 | 0 | 0 | 0 | 0 | 0 | 0 | 0 | 0 | 0 | 0 | 0 | 0 | 0 | 0 | 0 | 0 | 2 | 2 | 0 | 0 | 2 | 2 | 1 |  | 0 | 0 | 0 | 0 | 0 | 0 | 0 | 0 | 0 | 0 | 0 | 0 | 0 | 0 | 0 | 0 | 0 | 0 | 0 | 0 | 0 | 0 | 0 | 0 | 0 | 0 | 0 | 0 | 0 | 2 | 2 | 0 | 0 | 2 | 2 | 1 |  | 1 | 1 | 1 | 1 | 1 | 1 | 5- | 1 | 5- | 1
PG&E GBA | Moss Landing | 115 | 0 | 0 | 0 | 0 | 0 | 0 | 0 | 0 | 0 | 0 | 0 | 0 | 0 | 0 | 0 | 0 | 0 | 0 | 0 | 0 |  | 0 | 0 | 0 | 0 | 0 | 0 | 0 | 0 | 0 | 0 | 0 | 0 | 0 | 0 | 0 | 0 | 0 | 0 | 0 | 0 | 0 | 0 | 0 | 0 | 0 | 0 | 0 | 0 | 0 | 0 | 0 | 0 | 0 | 0 | 0 | 0 |  | 0 | 0 | 0 | 0 | 0 | 0 | 0 | 0 | 0 | 0 | 0 | 0 | 0 | 0 | 0 | 0 | 0 | 0 | 0 | 0 | 0 | 0 | 0 | 0 | 0 | 0 | 0 | 0 | 0 | 0 | 0 | 0 | 0 | 0 | 0 | 0 |  | 0 | 0 | 0 | 0 | 0 | 0 | 0 | 0 | 0 | 0 | 0 | 0 | 0 | 0 | 0 | 0 | 0 | 0 | 0 | 0 | 0 | 0 | 0 | 0 | 0 | 0 | 0 | 0 | 0 | 0 | 0 | 0 | 0 | 0 | 0 | 0 |  | 0 | 0 | 0 | 0 | 0 | 0 | 0 | 0 | 0 | 0 | 0 | 0 | 0 | 0 | 0 | 0 | 0 | 0 | 0 | 0 | 0 | 0 | 0 | 0 | 0 | 0 | 0 | 0 | 0 | 0 | 0 | 0 | 0 | 0 | 0 | 0 |  | 1 | 1 | 1 | 1 | 1 | 1 | 1 | 1 | 1 | 0
PG&E GBA | Moss Landing | 230 | 0 | 0 | 0 | 0 | 0 | 0 | 0 | 0 | 0 | 0 | 0 | 0 | 0 | 0 | 0 | 0 | 0 | 0 | 0 | 0 |  | 0 | 0 | 0 | 0 | 0 | 0 | 0 | 0 | 0 | 0 | 0 | 0 | 0 | 0 | 0 | 0 | 0 | 0 | 0 | 0 | 0 | 0 | 0 | 0 | 0 | 0 | 0 | 0 | 0 | 0 | 0 | 0 | 0 | 0 | 0 | 0 |  | 0 | 0 | 0 | 0 | 0 | 0 | 0 | 0 | 0 | 0 | 0 | 0 | 0 | 0 | 0 | 0 | 0 | 0 | 0 | 0 | 0 | 0 | 0 | 0 | 0 | 0 | 0 | 0 | 0 | 0 | 0 | 0 | 0 | 0 | 0 | 0 |  | 0 | 0 | 0 | 0 | 0 | 0 | 0 | 0 | 0 | 0 | 0 | 0 | 0 | 0 | 0 | 0 | 0 | 0 | 0 | 0 | 0 | 0 | 0 | 0 | 0 | 0 | 0 | 0 | 0 | 0 | 0 | 0 | 0 | 0 | 0 | 0 |  | 0 | 0 | 0 | 0 | 0 | 0 | 0 | 0 | 0 | 0 | 0 | 0 | 0 | 0 | 0 | 0 | 0 | 0 | 0 | 0 | 0 | 0 | 0 | 0 | 0 | 0 | 0 | 0 | 0 | 0 | 0 | 0 | 0 | 0 | 0 | 0 |  | 1 | 1 | 1 | 1 | 1 | 1 | 1 | 1 | 1 | 0
PG&E GBA | Moss Landing | 500 | 0 | 0 | 0 | 0 | 0 | 0 | 0 | 0 | 0 | 0 | 0 | 0 | 0 | 0 | 0 | 0 | 0 | 0 | 0 | 0 |  | 0 | 0 | 0 | 0 | 0 | 0 | 0 | 0 | 0 | 0 | 0 | 0 | 0 | 750 | 782.79 | 0 | 0 | 1 | 0 | 0 | 0 | 0 | 0 | 0 | 0 | 0 | 0 | 0 | 0 | 0 | 0 | -2 | -2 | 0 | 0 | 1 |  | 0 | 0 | 0 | 0 | 0 | 0 | 0 | 0 | 0 | 0 | 0 | 0 | 0 | 750 | 782.79 | 0 | 0 | 1 | 0 | 0 | 0 | 0 | 0 | 0 | 0 | 0 | 0 | 0 | 0 | 0 | 0 | -2 | -2 | 0 | 0 | 1 |  | 0 | 0 | 0 | 0 | 0 | 1525.172 | 0 | 0 | 0 | 0 | 0 | 0 | 0 | 1500 | 1539.603 | 0 | 0 | 1 | 0 | 0 | 0 | 0 | 0 | -2 | 0 | 0 | 0 | 0 | 0 | 0 | 0 | -2 | -2 | 0 | 0 | 1 |  | 0 | 0 | 0 | 0 | 0 | 1525.172 | 0 | 0 | 0 | 0 | 0 | 0 | 0 | 1500 | 1539.603 | 0 | 0 | 1 | 0 | 0 | 0 | 0 | 0 | -2 | 0 | 0 | 0 | 0 | 0 | 0 | 0 | -2 | -2 | 0 | 0 | 1 |  | 1 | 1 | 2+ | 1 | 1 | 1 | 1 | 4+ | 1 | 1
EOP | Mountain Pass | 115 | 0 | 0 | 0 | 0 | 0 | 0 | 0 | 0 | 0 | 0 | 0 | 0 | 0 | 0 | 0 | 0 | 0 | 0 | 0 | 0 |  | 0 | 0 | 0 | 0 | 0 | 0 | 0 | 0 | 0 | 0 | 0 | 0 | 0 | 0 | 0 | 0 | 0 | 0 | 0 | 0 | 0 | 0 | 0 | 0 | 0 | 0 | 0 | 0 | 0 | 0 | 0 | 0 | 0 | 0 | 0 | 0 |  | 0 | 0 | 0 | 0 | 0 | 0 | 0 | 0 | 0 | 0 | 0 | 0 | 0 | 0 | 0 | 0 | 0 | 0 | 0 | 0 | 0 | 0 | 0 | 0 | 0 | 0 | 0 | 0 | 0 | 0 | 0 | 0 | 0 | 0 | 0 | 0 |  | 0 | 0 | 0 | 0 | 0 | 0 | 0 | 0 | 0 | 0 | 0 | 0 | 0 | 0 | 0 | 0 | 0 | 0 | 0 | 0 | 0 | 0 | 0 | 0 | 0 | 0 | 0 | 0 | 0 | 0 | 0 | 0 | 0 | 0 | 0 | 0 |  | 0 | 0 | 0 | 0 | 0 | 0 | 0 | 0 | 0 | 0 | 0 | 0 | 0 | 0 | 0 | 0 | 0 | 0 | 0 | 0 | 0 | 0 | 0 | 0 | 0 | 0 | 0 | 0 | 0 | 0 | 0 | 0 | 0 | 0 | 0 | 0 |  | 1 | 1 | 1 | 1 | 1 | 1 | 1 | 1 | 1 | 0
PG&E GBA | Mountain View | 115 | 0 | 0 | 0 | 0 | 0 | 0 | 0 | 0 | 0 | 0 | 0 | 0 | 0 | 0 | 0 | 0 | 0 | 0 | 0 | 0 |  | 0 | 0 | 0 | 0 | 0 | 0 | 0 | 0 | 0 | 0 | 0 | 0 | 0 | 0 | 0 | 0 | 0 | 0 | 0 | 0 | 0 | 0 | 0 | 0 | 0 | 0 | 0 | 0 | 0 | 0 | 0 | 0 | 0 | 0 | 0 | 0 |  | 0 | 0 | 0 | 0 | 0 | 0 | 0 | 0 | 0 | 0 | 0 | 0 | 0 | 0 | 0 | 0 | 0 | 0 | 0 | 0 | 0 | 0 | 0 | 0 | 0 | 0 | 0 | 0 | 0 | 0 | 0 | 0 | 0 | 0 | 0 | 0 |  | 0 | 0 | 0 | 0 | 0 | 0 | 0 | 0 | 0 | 0 | 0 | 0 | 0 | 0 | 0 | 0 | 0 | 0 | 0 | 0 | 0 | 0 | 0 | 0 | 0 | 0 | 0 | 0 | 0 | 0 | 0 | 0 | 0 | 0 | 0 | 0 |  | 0 | 0 | 0 | 0 | 0 | 0 | 0 | 0 | 0 | 0 | 0 | 0 | 1.02 | 0 | 0 | 0 | 0 | 1 | 0 | 0 | 0 | 0 | 0 | 0 | 0 | 0 | 0 | 0 | 0 | 0 | 0 | 0 | 0 | 0 | 0 | 0 |  | 1 | 1 | 1 | 1 | 1 | 1 | 1 | 1 | 1 | 0
PG&E GBA | Mt Eden | 115 | 0 | 0 | 0 | 0 | 0 | 0 | 0 | 0 | 0 | 0 | 0 | 0 | 0 | 0 | 0 | 0 | 0 | 0 | 0 | 0 |  | 0 | 0 | 0 | 0 | 0 | 0 | 0 | 0 | 0 | 0 | 0 | 0 | 0 | 0 | 0 | 0 | 0 | 0 | 0 | 0 | 0 | 0 | 0 | 0 | 0 | 0 | 0 | 0 | 0 | 0 | 0 | 0 | 0 | 0 | 0 | 0 |  | 0 | 0 | 0 | 0 | 0 | 0 | 0 | 0 | 0 | 0 | 0 | 0 | 5.162 | 0 | 5.162 | 0 | 0 | 1 | 0 | 0 | 0 | 0 | 0 | 0 | 0 | 0 | 0 | 0 | 0 | 0 | -2 | 0 | -2 | 0 | 0 | 1 |  | 0 | 0 | 0 | 0 | 0 | 0 | 0 | 0 | 0 | 0 | 0 | 0 | 5.162 | 0 | 5.162 | 0 | 0 | 1 | 0 | 0 | 0 | 0 | 0 | 0 | 0 | 0 | 0 | 0 | 0 | 0 | -1 | 0 | -2 | 0 | 0 | 1 |  | 0 | 0 | 0 | 0 | 0 | 0 | 0 | 0 | 0 | 0 | 0 | 0 | 6.366 | 0 | 5.162 | 0 | 0 | 1 | 0 | 0 | 0 | 0 | 0 | 0 | 0 | 0 | 0 | 0 | 0 | 0 | -2 | 0 | -2 | 0 | 0 | 1 |  | 1 | 1 | 1 | 1 | 1 | 1 | 4+ | 4+ | 1 | 1
PG&E KERN | Mt Poso | 115 | 0 | 0 | 0 | 0 | 0 | 0 | 0 | 0 | 0 | 0 | 0 | 0 | 0 | 0 | 0 | 0 | 0 | 0 | 0 | 0 |  | 0 | 0 | 0 | 0 | 0 | 0 | 0 | 0 | 0 | 0 | 0 | 0 | 0 | 0 | 0 | 0 | 0 | 0 | 0 | 0 | 0 | 0 | 0 | 0 | 0 | 0 | 0 | 0 | 0 | 0 | 0 | 0 | 0 | 0 | 0 | 0 |  | 0 | 0 | 0 | 0 | 0 | 0 | 0 | 0 | 0 | 0 | 0 | 0 | 0 | 0 | 0 | 0 | 0 | 0 | 0 | 0 | 0 | 0 | 0 | 0 | 0 | 0 | 0 | 0 | 0 | 0 | 0 | 0 | 0 | 0 | 0 | 0 |  | 0 | 0 | 0 | 0 | 0 | 0 | 0 | 0 | 0 | 0 | 0 | 0 | 0 | 0 | 0 | 0 | 0 | 0 | 0 | 0 | 0 | 0 | 0 | 0 | 0 | 0 | 0 | 0 | 0 | 0 | 0 | 0 | 0 | 0 | 0 | 0 |  | 0 | 0 | 0 | 0 | 0 | 0 | 0 | 0 | 0 | 0 | 0 | 0 | 0 | 0 | 0 | 0 | 0 | 0 | 0 | 0 | 0 | 0 | 0 | 0 | 0 | 0 | 0 | 0 | 0 | 0 | 0 | 0 | 0 | 0 | 0 | 0 |  | 1 | 1 | 1 | 1 | 1 | 1 | 1 | 1 | 1 | 0
SDGE | Murray | 69 | 0 | 0 | 0 | 0 | 0 | 0 | 0 | 0 | 0 | 0 | 0 | 0 | 0 | 0 | 0 | 0 | 0 | 0 | 0 | 0 |  | 0 | 0 | 0 | 0 | 0 | 0 | 0 | 0 | 0 | 0 | 0 | 0 | 0 | 0 | 0 | 0 | 0 | 0 | 0 | 0 | 0 | 0 | 0 | 0 | 0 | 0 | 0 | 0 | 0 | 0 | 0 | 0 | 0 | 0 | 0 | 0 |  | 0 | 0 | 0 | 0 | 0 | 0 | 0 | 0 | 0 | 0 | 0 | 0 | 0 | 0 | 0 | 0 | 0 | 0 | 0 | 0 | 0 | 0 | 0 | 0 | 0 | 0 | 0 | 0 | 0 | 0 | 0 | 0 | 0 | 0 | 0 | 0 |  | 0 | 0 | 0 | 0 | 0 | 0 | 0 | 0 | 0 | 0 | 0 | 0 | 0 | 0 | 0 | 0 | 0 | 0 | 0 | 0 | 0 | 0 | 0 | 0 | 0 | 0 | 0 | 0 | 0 | 0 | 0 | 0 | 0 | 0 | 0 | 0 |  | 0 | 0 | 0 | 0 | 0 | 0 | 0 | 0 | 0 | 0 | 0 | 0 | 0 | 0 | 0 | 0 | 0 | 0 | 0 | 0 | 0 | 0 | 0 | 0 | 0 | 0 | 0 | 0 | 0 | 0 | 0 | 0 | 0 | 0 | 0 | 0 |  | 1 | 1 | 1 | 1 | 1 | 1 | 1 | 1 | 1 | 0
PG&E FRESNO | Mustang | 230 | 0 | 0 | 0 | 0 | 0 | 0 | 0 | 0 | 0 | 0 | 0 | 0 | 0 | 0 | 0 | 0 | 180 | 180 | 0 | 1 |  | 0 | 0 | 0 | 0 | 0 | 0 | 0 | 0 | 0 | 0 | 0 | 0 | 0 | 0 | 0 | 0 | 0 | 0 | 0 | 0 | 0 | 0 | 0 | 0 | 0 | 0 | 0 | 0 | 0 | 0 | 0 | 2 | 2 | 0 | 0 | 1 |  | 0 | 0 | 0 | 0 | 0 | 0 | 0 | 0 | 0 | 0 | 0 | 0 | 310.707 | 180 | 300 | 0 | 0 | 1 | 0 | 0 | 0 | 0 | 0 | 0 | 0 | 0 | 0 | 0 | 0 | 0 | -2 | 0 | -2 | 0 | 0 | 1 |  | 0 | 0 | 0 | 0 | 0 | 0 | 0 | 0 | 0 | 0 | 0 | 0 | 310.707 | 180 | 300 | 0 | 0 | 1 | 0 | 0 | 0 | 0 | 0 | 0 | 0 | 0 | 0 | 0 | 0 | 0 | -1 | 0 | -2 | 0 | 0 | 1 |  | 0 | 0 | 0 | 0 | 0 | 0 | 0 | 0 | 0 | 0 | 0 | 0 | 310.707 | 180 | 300 | 0 | 0 | 1 | 0 | 0 | 0 | 0 | 0 | 0 | 0 | 0 | 0 | 0 | 0 | 0 | -2 | 0 | -2 | 0 | 0 | 1 |  | 1 | 1 | 1 | 1 | 1 | 1 | 4+ | 4+ | 1 | 1
SCE Northern | Neenach | 66 | 0 | 0 | 0 | 0 | 0 | 0 | 0 | 0 | 0 | 0 | 0 | 0 | 0 | 0 | 0 | 0 | 0 | 0 | 0 | 0 |  | 0 | 0 | 0 | 0 | 0 | 0 | 0 | 0 | 0 | 0 | 0 | 0 | 0 | 0 | 0 | 0 | 0 | 0 | 0 | 0 | 0 | 0 | 0 | 0 | 0 | 0 | 0 | 0 | 0 | 0 | 0 | 0 | 0 | 0 | 0 | 0 |  | 0 | 0 | 0 | 0 | 0 | 0 | 0 | 0 | 0 | 0 | 0 | 0 | 0 | 66 | 66 | 0 | 0 | 1 | 0 | 0 | 0 | 0 | 0 | 0 | 0 | 0 | 0 | 0 | 0 | 0 | 0 | -2 | -2 | 0 | 0 | 1 |  | 0 | 0 | 0 | 0 | 0 | 0 | 0 | 0 | 0 | 0 | 0 | 0 | 0 | 66 | 66 | 0 | 0 | 1 | 0 | 0 | 0 | 0 | 0 | 0 | 0 | 0 | 0 | 0 | 0 | 0 | 0 | -2 | -2 | 0 | 0 | 1 |  | 0 | 0 | 0 | 0 | 0 | 0 | 0 | 0 | 0 | 0 | 0 | 0 | 0 | 66 | 66 | 0 | 0 | 1 | 0 | 0 | 0 | 0 | 0 | 0 | 0 | 0 | 0 | 0 | 0 | 0 | 0 | -2 | -2 | 0 | 0 | 1 |  | 1 | 1 | 1 | 1 | 1 | 1 | 1 | 4+ | 1 | 1
PG&E KERN | New Sub - Gates - Midway (Proposed) | 230 | 0 | 0 | 0 | 0 | 0 | 0 | 0 | 0 | 0 | 0 | 0 | 0 | 890 | 280 | 1170 | 0 | 200 | 200 | 0 | 1 |  | 0 | 0 | 0 | 0 | 0 | 0 | 0 | 0 | 0 | 0 | 0 | 0 | 60 | 0.5 | 261.5 | 0 | 0 | 1 | 0 | 0 | 0 | 0 | 0 | 0 | 0 | 0 | 0 | 0 | 0 | 2 | 2 | 2 | -1 | 0 | 0 | 1 |  | 0 | 0 | 0 | 0 | 0 | 0 | 0 | 0 | 0 | 0 | 0 | 0 | 60 | 0.5 | 23 | 0 | 0 | 1 | 0 | 0 | 0 | 0 | 0 | 0 | 0 | 0 | 0 | 0 | 0 | 2 | 2 | 2 | 2 | 0 | 0 | 1 |  | 0 | 0 | 0 | 0 | 0 | 0 | 0 | 0 | 0 | 0 | 0 | 0 | 470 | 0.5 | 434.3018 | 0 | 0 | 1 | 0 | 0 | 0 | 0 | 0 | 0 | 0 | 0 | 0 | 0 | 0 | 2 | 2 | 2 | -2 | 0 | 0 | 1 |  | 0 | 0 | 0 | 0 | 0 | 0 | 0 | 0 | 0 | 0 | 0 | 0 | 470 | 0.5 | 434.3018 | 0 | 0 | 1 | 0 | 0 | 0 | 0 | 0 | 0 | 0 | 0 | 0 | 0 | 0 | 2 | 2 | 2 | -2 | 0 | 0 | 1 |  | 1 | 1 | 1 | 1 | 1 | 1 | 5- | 2- | 1 | 1
PG&E KERN | New Sub - Gates - Templeton (Proposed) | 230 | 0 | 0 | 0 | 0 | 0 | 0 | 0 | 0 | 0 | 0 | 0 | 0 | 0 | 190 | 190 | 0 | 0 | 0 | 0 | 1 |  | 0 | 0 | 0 | 0 | 0 | 0 | 0 | 0 | 0 | 0 | 0 | 0 | 0 | 0 | 0 | 0 | 0 | 0 | 0 | 0 | 0 | 0 | 0 | 0 | 0 | 0 | 0 | 0 | 0 | 0 | 2 | 0 | 0 | 0 | 0 | 1 |  | 0 | 0 | 0 | 0 | 0 | 0 | 0 | 0 | 0 | 0 | 0 | 0 | 303.678 | 285 | 300.951 | 0 | 0 | 1 | 0 | 0 | 0 | 0 | 0 | 0 | 0 | 0 | 0 | 0 | 0 | 0 | -2 | -2 | -2 | 0 | 0 | 1 |  | 0 | 0 | 0 | 0 | 0 | 0 | 0 | 0 | 0 | 0 | 0 | 0 | 303.678 | 285 | 300.951 | 0 | 0 | 1 | 0 | 0 | 0 | 0 | 0 | 0 | 0 | 0 | 0 | 0 | 0 | 0 | -1 | -2 | -2 | 0 | 0 | 1 |  | 0 | 0 | 0 | 0 | 0 | 0 | 0 | 0 | 0 | 0 | 0 | 0 | 303.678 | 285 | 300.951 | 0 | 0 | 1 | 0 | 0 | 0 | 0 | 0 | 0 | 0 | 0 | 0 | 0 | 0 | 0 | -2 | -2 | -2 | 0 | 0 | 1 |  | 1 | 1 | 1 | 1 | 1 | 1 | 4+ | 4+ | 1 | 1
SCE NOL | New Sub - Kramer - Lugo (Proposed) | 230 | 0 | 0 | 0 | 0 | 0 | 0 | 0 | 0 | 0 | 0 | 0 | 0 | 0 | 0 | 0 | 0 | 0 | 0 | 0 | 0 |  | 0 | 0 | 0 | 0 | 0 | 0 | 0 | 0 | 0 | 0 | 0 | 0 | 0 | 0 | 0 | 0 | 0 | 0 | 0 | 0 | 0 | 0 | 0 | 0 | 0 | 0 | 0 | 0 | 0 | 0 | 0 | 0 | 0 | 0 | 0 | 0 |  | 0 | 0 | 0 | 0 | 0 | 0 | 0 | 0 | 0 | 0 | 0 | 0 | 0 | 0 | 0 | 0 | 0 | 0 | 0 | 0 | 0 | 0 | 0 | 0 | 0 | 0 | 0 | 0 | 0 | 0 | 0 | 0 | 0 | 0 | 0 | 0 |  | 0 | 0 | 0 | 0 | 0 | 0 | 0 | 0 | 0 | 0 | 0 | 0 | 0 | 280 | 408.12 | 0 | 0 | 1 | 0 | 0 | 0 | 0 | 0 | 0 | 0 | 0 | 0 | 0 | 0 | 0 | 0 | -2 | -2 | 0 | 0 | 1 |  | 0 | 0 | 0 | 0 | 0 | 0 | 0 | 0 | 0 | 0 | 0 | 0 | 0 | 280 | 408.12 | 0 | 0 | 1 | 0 | 0 | 0 | 0 | 0 | 0 | 0 | 0 | 0 | 0 | 0 | 0 | 0 | -2 | -2 | 0 | 0 | 1 |  | 1 | 1 | 1 | 1 | 1 | 1 | 1 | 4+ | 1 | 1
PG&E FRESNO | New Sub - Los Banos - Midway (Proposed) | 500 | 0 | 0 | 0 | 0 | 0 | 0 | 0 | 0 | 0 | 0 | 0 | 0 | 816 | 0 | 816 | 0 | 246 | 246 | 0 | 1 |  | 0 | 0 | 0 | 0 | 0 | 0 | 0 | 0 | 0 | 0 | 0 | 0 | 0 | 0 | 0 | 0 | 0 | 0 | 0 | 0 | 0 | 0 | 0 | 0 | 0 | 0 | 0 | 0 | 0 | 2 | 2 | 2 | 2 | 0 | 0 | 1 |  | 0 | 0 | 0 | 0 | 0 | 0 | 0 | 0 | 0 | 0 | 0 | 0 | 1182.384 | 1150 | 1182.384 | 0 | 0 | 1 | 0 | 0 | 0 | 0 | 0 | 0 | 0 | 0 | 0 | 0 | 0 | 2 | -1 | -2 | -2 | 0 | 0 | 1 |  | 0 | 0 | 0 | 0 | 0 | 0 | 0 | 0 | 0 | 0 | 0 | 0 | 1182.384 | 1150 | 1182.384 | 0 | 0 | 1 | 0 | 0 | 0 | 0 | 0 | 0 | 0 | 0 | 0 | 0 | 0 | 2 | -1 | -2 | -2 | 0 | 0 | 1 |  | 0 | 0 | 0 | 0 | 0 | 0 | 0 | 0 | 0 | 0 | 0 | 0 | 1182.384 | 1150 | 1182.384 | 0 | 0 | 1 | 0 | 0 | 0 | 0 | 0 | 0 | 0 | 0 | 0 | 0 | 0 | 2 | -1 | -2 | -2 | 0 | 0 | 1 |  | 1 | 1 | 1 | 1 | 1 | 1 | 3+ | 4+ | 1 | 1
SCE NOL | New Sub - Lugo - Pisgah (Proposed) | 230 | 0 | 0 | 0 | 0 | 0 | 0 | 0 | 0 | 0 | 0 | 0 | 0 | 0 | 0 | 0 | 0 | 0 | 0 | 0 | 0 |  | 0 | 0 | 0 | 0 | 0 | 0 | 0 | 0 | 0 | 0 | 0 | 0 | 0 | 0 | 0 | 0 | 0 | 0 | 0 | 0 | 0 | 0 | 0 | 0 | 0 | 0 | 0 | 0 | 0 | 0 | 0 | 0 | 0 | 0 | 0 | 0 |  | 0 | 0 | 0 | 0 | 0 | 0 | 0 | 0 | 0 | 0 | 0 | 0 | 0 | 0 | 0 | 0 | 0 | 0 | 0 | 0 | 0 | 0 | 0 | 0 | 0 | 0 | 0 | 0 | 0 | 0 | 0 | 0 | 0 | 0 | 0 | 0 |  | 0 | 0 | 0 | 0 | 0 | 0 | 0 | 0 | 0 | 0 | 0 | 0 | 0 | 0 | 0 | 0 | 0 | 0 | 0 | 0 | 0 | 0 | 0 | 0 | 0 | 0 | 0 | 0 | 0 | 0 | 0 | 0 | 0 | 0 | 0 | 0 |  | 0 | 0 | 0 | 0 | 0 | 0 | 0 | 0 | 0 | 0 | 0 | 0 | 0 | 0 | 0 | 0 | 0 | 0 | 0 | 0 | 0 | 0 | 0 | 0 | 0 | 0 | 0 | 0 | 0 | 0 | 0 | 0 | 0 | 0 | 0 | 0 |  | 1 | 1 | 1 | 1 | 1 | 1 | 1 | 1 | 1 | 0
PG&E KERN | New Sub - Midway - Wheeler Ridge (Proposed) | 230 | 0 | 0 | 0 | 0 | 0 | 0 | 0 | 0 | 0 | 0 | 0 | 0 | 890 | 275 | 1165 | 0 | 50 | 50 | 0 | 1 |  | 0 | 0 | 0 | 0 | 0 | 0 | 0 | 0 | 0 | 0 | 0 | 0 | 50 | 0 | 0 | 0 | 0 | 1 | 0 | 0 | 0 | 0 | 0 | 0 | 0 | 0 | 0 | 0 | 0 | 2 | 2 | 2 | 2 | 0 | 0 | 1 |  | 0 | 0 | 0 | 0 | 0 | 0 | 0 | 0 | 0 | 0 | 0 | 0 | 102 | 0 | 0 | 0 | 0 | 1 | 0 | 0 | 0 | 0 | 0 | 0 | 0 | 0 | 0 | 0 | 0 | 2 | 2 | 2 | 2 | 0 | 0 | 1 |  | 0 | 0 | 0 | 0 | 0 | 0 | 0 | 0 | 0 | 0 | 0 | 0 | 102 | 0 | 0 | 0 | 0 | 1 | 0 | 0 | 0 | 0 | 0 | 0 | 0 | 0 | 0 | 0 | 0 | 2 | 2 | 2 | 2 | 0 | 0 | 1 |  | 0 | 0 | 0 | 0 | 0 | 0 | 0 | 0 | 0 | 0 | 0 | 0 | 102 | 0 | 0 | 0 | 0 | 1 | 0 | 0 | 0 | 0 | 0 | 0 | 0 | 0 | 0 | 0 | 0 | 2 | 2 | 2 | 2 | 0 | 0 | 1 |  | 1 | 1 | 1 | 1 | 1 | 1 | 5- | 5- | 1 | 1
PG&E NGBA | New Sub - Near existing Leavitt (PSREC) | 345 | 0 | 0 | 448 | 0 | 448 | 0 | 0 | 0 | 0 | 0 | 0 | 0 | 0 | 0 | 0 | 0 | 0 | 0 | 0 | 1 |  | 0 | 0 | 0 | 0 | 0 | 0 | 0 | 0 | 0 | 0 | 0 | 0 | 0 | 0 | 0 | 0 | 0 | 0 | 0 | 0 | 0 | 0 | 2 | 2 | 0 | 0 | 0 | 0 | 0 | 0 | 0 | 0 | 0 | 0 | 0 | 1 |  | 0 | 0 | 0 | 0 | 0 | 0 | 0 | 0 | 0 | 0 | 0 | 0 | 0 | 0 | 0 | 0 | 0 | 0 | 0 | 0 | 0 | 0 | 2 | 2 | 0 | 0 | 0 | 0 | 0 | 0 | 0 | 0 | 0 | 0 | 0 | 1 |  | 0 | 0 | 0 | 0 | 0 | 0 | 0 | 0 | 0 | 0 | 0 | 0 | 0 | 0 | 0 | 0 | 0 | 0 | 0 | 0 | 0 | 0 | 2 | 2 | 0 | 0 | 0 | 0 | 0 | 0 | 0 | 0 | 0 | 0 | 0 | 1 |  | 0 | 0 | 0 | 0 | 0 | 0 | 0 | 0 | 0 | 0 | 0 | 0 | 0 | 0 | 0 | 0 | 0 | 0 | 0 | 0 | 0 | 0 | 2 | 2 | 0 | 0 | 0 | 0 | 0 | 0 | 0 | 0 | 0 | 0 | 0 | 1 |  | 1 | 1 | 5- | 1 | 1 | 1 | 1 | 1 | 1 | 1
PG&E NGBA | New Sub - Near existing Madeline (NVE) | 345 | 0 | 0 | 700 | 0 | 700 | 0 | 0 | 0 | 0 | 0 | 0 | 0 | 0 | 0 | 0 | 0 | 0 | 0 | 0 | 1 |  | 0 | 0 | 0 | 0 | 0 | 0 | 0 | 0 | 0 | 0 | 0 | 0 | 0 | 0 | 0 | 0 | 0 | 0 | 0 | 0 | 0 | 0 | 2 | 2 | 0 | 0 | 0 | 0 | 0 | 0 | 0 | 0 | 0 | 0 | 0 | 1 |  | 0 | 0 | 0 | 0 | 0 | 0 | 0 | 0 | 0 | 0 | 0 | 0 | 0 | 0 | 0 | 0 | 0 | 0 | 0 | 0 | 0 | 0 | 2 | 2 | 0 | 0 | 0 | 0 | 0 | 0 | 0 | 0 | 0 | 0 | 0 | 1 |  | 0 | 0 | 0 | 0 | 0 | 0 | 0 | 0 | 0 | 0 | 0 | 0 | 0 | 0 | 0 | 0 | 0 | 0 | 0 | 0 | 0 | 0 | 2 | 2 | 0 | 0 | 0 | 0 | 0 | 0 | 0 | 0 | 0 | 0 | 0 | 1 |  | 0 | 0 | 0 | 0 | 0 | 0 | 0 | 0 | 0 | 0 | 0 | 0 | 0 | 0 | 0 | 0 | 0 | 0 | 0 | 0 | 0 | 0 | 2 | 2 | 0 | 0 | 0 | 0 | 0 | 0 | 0 | 0 | 0 | 0 | 0 | 1 |  | 1 | 1 | 5- | 1 | 1 | 1 | 1 | 1 | 1 | 1
SDGE | New Sub - North Gila - IV (Proposed) | 500 | 0 | 0 | 0 | 0 | 0 | 0 | 0 | 0 | 0 | 0 | 0 | 0 | 650 | 500 | 1150 | 0 | 0 | 0 | 0 | 1 |  | 0 | 0 | 0 | 0 | 0 | 0 | 0 | 0 | 0 | 0 | 0 | 0 | 0 | 0 | 0 | 0 | 0 | 0 | 0 | 0 | 0 | 0 | 0 | 0 | 0 | 0 | 0 | 0 | 0 | 2 | 2 | 0 | 0 | 0 | 0 | 1 |  | 0 | 0 | 0 | 0 | 0 | 0 | 0 | 0 | 0 | 0 | 0 | 0 | 0 | 0 | 0 | 0 | 0 | 0 | 0 | 0 | 0 | 0 | 0 | 0 | 0 | 0 | 0 | 0 | 0 | 2 | 2 | 0 | 0 | 0 | 0 | 1 |  | 0 | 0 | 0 | 0 | 0 | 0 | 0 | 0 | 0 | 0 | 0 | 0 | 1182.38 | 1150 | 1182.38 | 0 | 0 | 1 | 0 | 0 | 0 | 0 | 0 | 0 | 0 | 0 | 0 | 0 | 0 | 2 | 0 | -2 | -2 | 0 | 0 | 1 |  | 0 | 0 | 0 | 0 | 0 | 0 | 0 | 0 | 0 | 0 | 0 | 0 | 1182.38 | 1150 | 1182.38 | 0 | 0 | 1 | 0 | 0 | 0 | 0 | 0 | 0 | 0 | 0 | 0 | 0 | 0 | 2 | 0 | -2 | -2 | 0 | 0 | 1 |  | 1 | 1 | 1 | 1 | 1 | 1 | 2- | 4+ | 1 | 1
PG&E NGBA | New Sub - Pit 1 - Cottonwood (Proposed) | 230 | 0 | 0 | 0 | 0 | 0 | 0 | 0 | 0 | 0 | 0 | 0 | 0 | 0 | 0 | 0 | 0 | 0 | 0 | 0 | 0 |  | 0 | 0 | 0 | 0 | 200 | 206 | 0 | 0 | 0 | 0 | 0 | 0 | 0 | 0 | 0 | 0 | 0 | 1 | 0 | 0 | 0 | 0 | -2 | -2 | 0 | 0 | 0 | 0 | 0 | 0 | 0 | 0 | 0 | 0 | 0 | 1 |  | 0 | 0 | 0 | 0 | 200 | 206 | 0 | 0 | 0 | 0 | 0 | 0 | 0 | 0 | 0 | 0 | 0 | 1 | 0 | 0 | 0 | 0 | -2 | -2 | 0 | 0 | 0 | 0 | 0 | 0 | 0 | 0 | 0 | 0 | 0 | 1 |  | 0 | 0 | 0 | 0 | 200 | 206 | 0 | 0 | 0 | 0 | 0 | 0 | 0 | 0 | 0 | 0 | 0 | 1 | 0 | 0 | 0 | 0 | -2 | -2 | 0 | 0 | 0 | 0 | 0 | 0 | 0 | 0 | 0 | 0 | 0 | 1 |  | 0 | 0 | 0 | 0 | 200 | 206 | 0 | 0 | 0 | 0 | 0 | 0 | 0 | 0 | 0 | 0 | 0 | 1 | 0 | 0 | 0 | 0 | -2 | -2 | 0 | 0 | 0 | 0 | 0 | 0 | 0 | 0 | 0 | 0 | 0 | 1 |  | 1 | 1 | 4+ | 1 | 1 | 1 | 1 | 1 | 1 | 1
PG&E GBA | New Sub - Rancho Seco - Bellota (Proposed) | 230 | 0 | 0 | 0 | 0 | 0 | 0 | 0 | 0 | 0 | 0 | 0 | 0 | 0 | 0 | 0 | 0 | 0 | 0 | 0 | 0 |  | 0 | 0 | 0 | 0 | 0 | 0 | 0 | 0 | 0 | 0 | 0 | 0 | 0 | 0 | 0 | 0 | 0 | 0 | 0 | 0 | 0 | 0 | 0 | 0 | 0 | 0 | 0 | 0 | 0 | 0 | 0 | 0 | 0 | 0 | 0 | 0 |  | 0 | 0 | 0 | 0 | 0 | 0 | 0 | 0 | 0 | 0 | 0 | 0 | 0 | 0 | 0 | 0 | 0 | 0 | 0 | 0 | 0 | 0 | 0 | 0 | 0 | 0 | 0 | 0 | 0 | 0 | 0 | 0 | 0 | 0 | 0 | 0 |  | 0 | 0 | 0 | 0 | 0 | 0 | 0 | 0 | 0 | 0 | 0 | 0 | 0 | 0 | 0 | 0 | 0 | 0 | 0 | 0 | 0 | 0 | 0 | 0 | 0 | 0 | 0 | 0 | 0 | 0 | 0 | 0 | 0 | 0 | 0 | 0 |  | 0 | 0 | 0 | 0 | 0 | 0 | 0 | 0 | 0 | 0 | 0 | 0 | 0 | 0 | 0 | 0 | 0 | 0 | 0 | 0 | 0 | 0 | 0 | 0 | 0 | 0 | 0 | 0 | 0 | 0 | 0 | 0 | 0 | 0 | 0 | 0 |  | 1 | 1 | 1 | 1 | 1 | 1 | 1 | 1 | 1 | 0
SDGE | New Sub - Suncrest - Ocotillo (Proposed) | 500 | 0 | 0 | 280 | 0 | 280 | 0 | 0 | 0 | 0 | 0 | 0 | 0 | 0 | 0 | 0 | 0 | 0 | 0 | 0 | 1 |  | 0 | 0 | 0 | 0 | 0 | 400 | 0 | 0 | 0 | 0 | 0 | 0 | 0 | 0 | 0 | 0 | 0 | 1 | 0 | 0 | 0 | 0 | 2 | -1 | 0 | 0 | 0 | 0 | 0 | 0 | 0 | 0 | 0 | 0 | 0 | 1 |  | 0 | 0 | 0 | 0 | 0 | 400 | 0 | 0 | 0 | 0 | 0 | 0 | 0 | 0 | 0 | 0 | 0 | 1 | 0 | 0 | 0 | 0 | 2 | -1 | 0 | 0 | 0 | 0 | 0 | 0 | 0 | 0 | 0 | 0 | 0 | 1 |  | 0 | 0 | 0 | 0 | 0 | 505.8 | 0 | 0 | 0 | 0 | 0 | 0 | 0 | 0 | 313.9193 | 0 | 0 | 1 | 0 | 0 | 0 | 0 | 2 | -2 | 0 | 0 | 0 | 0 | 0 | 0 | 0 | 0 | -2 | 0 | 0 | 1 |  | 0 | 0 | 0 | 0 | 0 | 505.8 | 0 | 0 | 0 | 0 | 0 | 0 | 0 | 0 | 313.9193 | 0 | 0 | 1 | 0 | 0 | 0 | 0 | 2 | -2 | 0 | 0 | 0 | 0 | 0 | 0 | 0 | 0 | -2 | 0 | 0 | 1 |  | 1 | 1 | 3+ | 1 | 1 | 1 | 1 | 2+ | 1 | 1
PG&E FRESNO | New Sub - Westley - Quinto (Proposed) | 230 | 80 | 0 | 0 | 0 | 0 | 0 | 0 | 0 | 0 | 0 | 0 | 0 | 175 | 0 | 175 | 0 | 0 | 0 | 0 | 1 |  | 0 | 0 | 0 | 0 | 0 | 0 | 0 | 0 | 0 | 0 | 0 | 0 | 0 | 0 | 0 | 0 | 0 | 0 | 2 | 2 | 0 | 0 | 0 | 0 | 0 | 0 | 0 | 0 | 0 | 2 | 2 | 0 | 0 | 0 | 0 | 1 |  | 0 | 0 | 0 | 0 | 0 | 0 | 0 | 0 | 0 | 0 | 0 | 0 | 158.9783 | 450 | 523.6878 | 0 | 0 | 1 | 2 | 2 | 0 | 0 | 0 | 0 | 0 | 0 | 0 | 0 | 0 | 2 | 1 | -2 | -2 | 0 | 0 | 1 |  | 0 | 0 | 0 | 0 | 0 | 0 | 0 | 0 | 0 | 0 | 0 | 0 | 158.9783 | 450 | 523.6878 | 0 | 0 | 1 | 2 | 2 | 0 | 0 | 0 | 0 | 0 | 0 | 0 | 0 | 0 | 2 | 1 | -2 | -2 | 0 | 0 | 1 |  | 0 | 0 | 0 | 0 | 0 | 0 | 0 | 0 | 0 | 0 | 0 | 0 | 158.9783 | 450 | 523.6878 | 0 | 0 | 1 | 2 | 2 | 0 | 0 | 0 | 0 | 0 | 0 | 0 | 0 | 0 | 2 | 1 | -2 | -2 | 0 | 0 | 1 |  | 5- | 1 | 1 | 1 | 1 | 1 | 4- | 4+ | 1 | 1
PG&E GBA | Newark | 115 | 0 | 0 | 0 | 0 | 0 | 0 | 0 | 0 | 0 | 0 | 0 | 0 | 0 | 0 | 0 | 0 | 0 | 0 | 0 | 0 |  | 0 | 0 | 0 | 0 | 0 | 0 | 0 | 0 | 0 | 0 | 0 | 0 | 0 | 0 | 0 | 0 | 0 | 0 | 0 | 0 | 0 | 0 | 0 | 0 | 0 | 0 | 0 | 0 | 0 | 0 | 0 | 0 | 0 | 0 | 0 | 0 |  | 0 | 0 | 0 | 0 | 0 | 0 | 0 | 0 | 0 | 0 | 0 | 0 | 0 | 0 | 0 | 0 | 0 | 0 | 0 | 0 | 0 | 0 | 0 | 0 | 0 | 0 | 0 | 0 | 0 | 0 | 0 | 0 | 0 | 0 | 0 | 0 |  | 0 | 0 | 0 | 0 | 0 | 0 | 0 | 0 | 0 | 0 | 0 | 0 | 0 | 0 | 0 | 0 | 0 | 0 | 0 | 0 | 0 | 0 | 0 | 0 | 0 | 0 | 0 | 0 | 0 | 0 | 0 | 0 | 0 | 0 | 0 | 0 |  | 0 | 0 | 0 | 0 | 0 | 0 | 0 | 0 | 0 | 0 | 0 | 0 | 0 | 0 | 0 | 0 | 0 | 0 | 0 | 0 | 0 | 0 | 0 | 0 | 0 | 0 | 0 | 0 | 0 | 0 | 0 | 0 | 0 | 0 | 0 | 0 |  | 1 | 1 | 1 | 1 | 1 | 1 | 1 | 1 | 1 | 0
PG&E GBA | Newark | 230 | 0 | 0 | 0 | 0 | 0 | 0 | 0 | 0 | 0 | 0 | 0 | 0 | 0 | 0 | 0 | 0 | 0 | 0 | 0 | 0 |  | 0 | 0 | 0 | 0 | 0 | 0 | 0 | 0 | 0 | 0 | 0 | 0 | 0 | 0 | 0 | 0 | 0 | 0 | 0 | 0 | 0 | 0 | 0 | 0 | 0 | 0 | 0 | 0 | 0 | 0 | 0 | 0 | 0 | 0 | 0 | 0 |  | 0 | 0 | 0 | 0 | 0 | 0 | 0 | 0 | 0 | 0 | 0 | 0 | 3.9531 | 0 | 1.7989 | 0 | 0 | 1 | 0 | 0 | 0 | 0 | 0 | 0 | 0 | 0 | 0 | 0 | 0 | 0 | -2 | 0 | 0 | 0 | 0 | 1 |  | 0 | 0 | 0 | 0 | 0 | 0 | 0 | 0 | 0 | 0 | 0 | 0 | 3.9531 | 180 | 253.7989 | 0 | 0 | 1 | 0 | 0 | 0 | 0 | 0 | 0 | 0 | 0 | 0 | 0 | 0 | 0 | -1 | -2 | -2 | 0 | 0 | 1 |  | 0 | 0 | 0 | 0 | 0 | 0 | 0 | 0 | 0 | 0 | 0 | 0 | 4.4531 | 180 | 253.9789 | 0 | 0 | 1 | 0 | 0 | 0 | 0 | 0 | 0 | 0 | 0 | 0 | 0 | 0 | 0 | -2 | -2 | -2 | 0 | 0 | 1 |  | 1 | 1 | 1 | 1 | 1 | 1 | 4+ | 4+ | 1 | 1
PG&E GBA | Newark | 60 | 0 | 0 | 0 | 0 | 0 | 0 | 0 | 0 | 0 | 0 | 0 | 0 | 0 | 0 | 0 | 0 | 0 | 0 | 0 | 0 |  | 0 | 0 | 0 | 0 | 0 | 0 | 0 | 0 | 0 | 0 | 0 | 0 | 0 | 0 | 0 | 0 | 0 | 0 | 0 | 0 | 0 | 0 | 0 | 0 | 0 | 0 | 0 | 0 | 0 | 0 | 0 | 0 | 0 | 0 | 0 | 0 |  | 0 | 0 | 0 | 0 | 0 | 0 | 0 | 0 | 0 | 0 | 0 | 0 | 0 | 0 | 0 | 0 | 0 | 0 | 0 | 0 | 0 | 0 | 0 | 0 | 0 | 0 | 0 | 0 | 0 | 0 | 0 | 0 | 0 | 0 | 0 | 0 |  | 0 | 0 | 0 | 0 | 0 | 0 | 0 | 0 | 0 | 0 | 0 | 0 | 0 | 0 | 0 | 0 | 0 | 0 | 0 | 0 | 0 | 0 | 0 | 0 | 0 | 0 | 0 | 0 | 0 | 0 | 0 | 0 | 0 | 0 | 0 | 0 |  | 0 | 0 | 0 | 0 | 0 | 0 | 0 | 0 | 0 | 0 | 0 | 0 | 0 | 0 | 0 | 0 | 0 | 0 | 0 | 0 | 0 | 0 | 0 | 0 | 0 | 0 | 0 | 0 | 0 | 0 | 0 | 0 | 0 | 0 | 0 | 0 |  | 1 | 1 | 1 | 1 | 1 | 1 | 1 | 1 | 1 | 0
PG&E FRESNO | Newhall | 115 | 0 | 0 | 0 | 0 | 0 | 0 | 0 | 0 | 0 | 0 | 0 | 0 | 0 | 0 | 0 | 0 | 0 | 0 | 0 | 0 |  | 0 | 0 | 0 | 0 | 0 | 0 | 0 | 0 | 0 | 0 | 0 | 0 | 0 | 0 | 0 | 0 | 0 | 0 | 0 | 0 | 0 | 0 | 0 | 0 | 0 | 0 | 0 | 0 | 0 | 0 | 0 | 0 | 0 | 0 | 0 | 0 |  | 0 | 0 | 0 | 0 | 0 | 0 | 0 | 0 | 0 | 0 | 0 | 0 | 9.7 | 0 | 9.7 | 0 | 0 | 1 | 0 | 0 | 0 | 0 | 0 | 0 | 0 | 0 | 0 | 0 | 0 | 0 | -2 | 0 | -2 | 0 | 0 | 1 |  | 0 | 0 | 0 | 0 | 0 | 0 | 0 | 0 | 0 | 0 | 0 | 0 | 9.7 | 0 | 9.7 | 0 | 0 | 1 | 0 | 0 | 0 | 0 | 0 | 0 | 0 | 0 | 0 | 0 | 0 | 0 | -1 | 0 | -2 | 0 | 0 | 1 |  | 0 | 0 | 0 | 0 | 0 | 0 | 0 | 0 | 0 | 0 | 0 | 0 | 9.7 | 0 | 9.7 | 0 | 0 | 1 | 0 | 0 | 0 | 0 | 0 | 0 | 0 | 0 | 0 | 0 | 0 | 0 | -2 | 0 | -2 | 0 | 0 | 1 |  | 1 | 1 | 1 | 1 | 1 | 1 | 4+ | 4+ | 1 | 1
PG&E KERN | Norco | 115 | 0 | 0 | 0 | 0 | 0 | 0 | 0 | 0 | 0 | 0 | 0 | 0 | 0 | 0 | 0 | 0 | 0 | 0 | 0 | 0 |  | 0 | 0 | 0 | 0 | 0 | 0 | 0 | 0 | 0 | 0 | 0 | 0 | 0 | 0 | 0 | 0 | 0 | 0 | 0 | 0 | 0 | 0 | 0 | 0 | 0 | 0 | 0 | 0 | 0 | 0 | 0 | 0 | 0 | 0 | 0 | 0 |  | 0 | 0 | 0 | 0 | 0 | 0 | 0 | 0 | 0 | 0 | 0 | 0 | 0 | 0 | 0 | 0 | 0 | 0 | 0 | 0 | 0 | 0 | 0 | 0 | 0 | 0 | 0 | 0 | 0 | 0 | 0 | 0 | 0 | 0 | 0 | 0 |  | 0 | 0 | 0 | 0 | 0 | 0 | 0 | 0 | 0 | 0 | 0 | 0 | 0 | 0 | 0 | 0 | 0 | 0 | 0 | 0 | 0 | 0 | 0 | 0 | 0 | 0 | 0 | 0 | 0 | 0 | 0 | 0 | 0 | 0 | 0 | 0 |  | 0 | 0 | 0 | 0 | 0 | 0 | 0 | 0 | 0 | 0 | 0 | 0 | 0 | 0 | 0 | 0 | 0 | 0 | 0 | 0 | 0 | 0 | 0 | 0 | 0 | 0 | 0 | 0 | 0 | 0 | 0 | 0 | 0 | 0 | 0 | 0 |  | 1 | 1 | 1 | 1 | 1 | 1 | 1 | 1 | 1 | 0
PG&E GBA | Nortech | 115 | 0 | 0 | 0 | 0 | 0 | 0 | 0 | 0 | 0 | 0 | 0 | 0 | 0 | 0 | 0 | 0 | 0 | 0 | 0 | 0 |  | 0 | 0 | 0 | 0 | 0 | 0 | 0 | 0 | 0 | 0 | 0 | 0 | 0 | 0 | 0 | 0 | 0 | 0 | 0 | 0 | 0 | 0 | 0 | 0 | 0 | 0 | 0 | 0 | 0 | 0 | 0 | 0 | 0 | 0 | 0 | 0 |  | 0 | 0 | 0 | 0 | 0 | 0 | 0 | 0 | 0 | 0 | 0 | 0 | 5.353 | 0 | 0 | 0 | 0 | 1 | 0 | 0 | 0 | 0 | 0 | 0 | 0 | 0 | 0 | 0 | 0 | 0 | -2 | 0 | 0 | 0 | 0 | 1 |  | 0 | 0 | 0 | 0 | 0 | 0 | 0 | 0 | 0 | 0 | 0 | 0 | 5.353 | 0 | 0 | 0 | 0 | 1 | 0 | 0 | 0 | 0 | 0 | 0 | 0 | 0 | 0 | 0 | 0 | 0 | -1 | 0 | 0 | 0 | 0 | 1 |  | 0 | 0 | 0 | 0 | 0 | 0 | 0 | 0 | 0 | 0 | 0 | 0 | 7.127 | 0 | 0 | 0 | 0 | 1 | 0 | 0 | 0 | 0 | 0 | 0 | 0 | 0 | 0 | 0 | 0 | 0 | -2 | 0 | 0 | 0 | 0 | 1 |  | 1 | 1 | 1 | 1 | 1 | 1 | 4+ | 1 | 1 | 1
SDGE | North City Metering | 138 | 0 | 0 | 0 | 0 | 0 | 0 | 0 | 0 | 0 | 0 | 0 | 0 | 0 | 0 | 0 | 0 | 0 | 0 | 0 | 0 |  | 0 | 0 | 0 | 0 | 0 | 0 | 0 | 0 | 0 | 0 | 0 | 0 | 0 | 0 | 0 | 0 | 0 | 0 | 0 | 0 | 0 | 0 | 0 | 0 | 0 | 0 | 0 | 0 | 0 | 0 | 0 | 0 | 0 | 0 | 0 | 0 |  | 0 | 0 | 0 | 0 | 0 | 0 | 0 | 0 | 0 | 0 | 0 | 0 | 0 | 0 | 0 | 0 | 0 | 0 | 0 | 0 | 0 | 0 | 0 | 0 | 0 | 0 | 0 | 0 | 0 | 0 | 0 | 0 | 0 | 0 | 0 | 0 |  | 0 | 0 | 0 | 0 | 0 | 0 | 0 | 0 | 0 | 0 | 0 | 0 | 0 | 0 | 0 | 0 | 0 | 0 | 0 | 0 | 0 | 0 | 0 | 0 | 0 | 0 | 0 | 0 | 0 | 0 | 0 | 0 | 0 | 0 | 0 | 0 |  | 0 | 0 | 0 | 0 | 0 | 0 | 0 | 0 | 0 | 0 | 0 | 0 | 0 | 0 | 0 | 0 | 0 | 0 | 0 | 0 | 0 | 0 | 0 | 0 | 0 | 0 | 0 | 0 | 0 | 0 | 0 | 0 | 0 | 0 | 0 | 0 |  | 1 | 1 | 1 | 1 | 1 | 1 | 1 | 1 | 1 | 0
PG&E GBA | North Dublin | 230 | 0 | 0 | 0 | 0 | 0 | 0 | 0 | 0 | 0 | 0 | 0 | 0 | 0 | 0 | 0 | 0 | 0 | 0 | 0 | 0 |  | 0 | 0 | 0 | 0 | 0 | 0 | 0 | 0 | 0 | 0 | 0 | 0 | 0 | 0 | 0 | 0 | 0 | 0 | 0 | 0 | 0 | 0 | 0 | 0 | 0 | 0 | 0 | 0 | 0 | 0 | 0 | 0 | 0 | 0 | 0 | 0 |  | 0 | 0 | 0 | 0 | 0 | 0 | 0 | 0 | 0 | 0 | 0 | 0 | 0 | 0 | 0 | 0 | 0 | 0 | 0 | 0 | 0 | 0 | 0 | 0 | 0 | 0 | 0 | 0 | 0 | 0 | 0 | 0 | 0 | 0 | 0 | 0 |  | 0 | 0 | 0 | 0 | 0 | 0 | 0 | 0 | 0 | 0 | 0 | 0 | 0 | 0 | 0 | 0 | 0 | 0 | 0 | 0 | 0 | 0 | 0 | 0 | 0 | 0 | 0 | 0 | 0 | 0 | 0 | 0 | 0 | 0 | 0 | 0 |  | 0 | 0 | 0 | 0 | 0 | 0 | 0 | 0 | 0 | 0 | 0 | 0 | 0 | 0 | 0 | 0 | 0 | 0 | 0 | 0 | 0 | 0 | 0 | 0 | 0 | 0 | 0 | 0 | 0 | 0 | 0 | 0 | 0 | 0 | 0 | 0 |  | 1 | 1 | 1 | 1 | 1 | 1 | 1 | 1 | 1 | 0
SDGE | North Gila | 500 | 0 | 0 | 0 | 0 | 0 | 0 | 0 | 0 | 0 | 0 | 0 | 0 | 200 | 430 | 630 | 0 | 0 | 0 | 0 | 1 |  | 0 | 0 | 0 | 0 | 0 | 0 | 0 | 0 | 0 | 0 | 0 | 0 | 0 | 0 | 0 | 0 | 0 | 0 | 0 | 0 | 0 | 0 | 0 | 0 | 0 | 0 | 0 | 0 | 0 | 2 | 2 | 0 | 0 | 0 | 0 | 1 |  | 0 | 0 | 0 | 0 | 0 | 0 | 0 | 0 | 0 | 0 | 0 | 0 | 0 | 0 | 0 | 0 | 0 | 0 | 0 | 0 | 0 | 0 | 0 | 0 | 0 | 0 | 0 | 0 | 0 | 2 | 2 | 0 | 0 | 0 | 0 | 1 |  | 0 | 0 | 0 | 0 | 0 | 0 | 0 | 0 | 0 | 0 | 0 | 0 | 0 | 0 | 0 | 0 | 0 | 0 | 0 | 0 | 0 | 0 | 0 | 0 | 0 | 0 | 0 | 0 | 0 | 2 | 2 | 0 | 0 | 0 | 0 | 1 |  | 0 | 0 | 0 | 0 | 0 | 0 | 0 | 0 | 0 | 0 | 0 | 0 | 1000 | 0 | 0 | 0 | 0 | 1 | 0 | 0 | 0 | 0 | 0 | 0 | 0 | 0 | 0 | 0 | 0 | 2 | -2 | 0 | 0 | 0 | 0 | 1 |  | 1 | 1 | 1 | 1 | 1 | 1 | 3- | 1 | 1 | 1
SCE Metro | North of SONGS | 230 | 0 | 0 | 0 | 0 | 0 | 0 | 0 | 0 | 0 | 0 | 0 | 0 | 0 | 0 | 0 | 0 | 0 | 0 | 0 | 0 |  | 0 | 0 | 0 | 0 | 0 | 0 | 0 | 0 | 0 | 0 | 0 | 0 | 0 | 0 | 0 | 0 | 0 | 0 | 0 | 0 | 0 | 0 | 0 | 0 | 0 | 0 | 0 | 0 | 0 | 0 | 0 | 0 | 0 | 0 | 0 | 0 |  | 0 | 0 | 0 | 0 | 0 | 0 | 0 | 0 | 0 | 0 | 0 | 0 | 0 | 0 | 0 | 0 | 0 | 0 | 0 | 0 | 0 | 0 | 0 | 0 | 0 | 0 | 0 | 0 | 0 | 0 | 0 | 0 | 0 | 0 | 0 | 0 |  | 0 | 0 | 0 | 0 | 0 | 0 | 0 | 0 | 0 | 0 | 0 | 0 | 0 | 0 | 0 | 0 | 0 | 0 | 0 | 0 | 0 | 0 | 0 | 0 | 0 | 0 | 0 | 0 | 0 | 0 | 0 | 0 | 0 | 0 | 0 | 0 |  | 0 | 0 | 0 | 0 | 0 | 0 | 0 | 0 | 0 | 0 | 0 | 0 | 0 | 0 | 0 | 0 | 0 | 0 | 0 | 0 | 0 | 0 | 0 | 0 | 0 | 0 | 0 | 0 | 0 | 0 | 0 | 0 | 0 | 0 | 0 | 0 |  | 1 | 1 | 1 | 1 | 1 | 1 | 1 | 1 | 1 | 0
SCE Metro | North of SONGS | 500 | 0 | 0 | 0 | 0 | 0 | 0 | 0 | 0 | 0 | 0 | 0 | 0 | 0 | 0 | 0 | 0 | 0 | 0 | 0 | 0 |  | 0 | 0 | 0 | 0 | 0 | 0 | 0 | 0 | 0 | 0 | 0 | 0 | 0 | 0 | 0 | 0 | 0 | 0 | 0 | 0 | 0 | 0 | 0 | 0 | 0 | 0 | 0 | 0 | 0 | 0 | 0 | 0 | 0 | 0 | 0 | 0 |  | 0 | 0 | 0 | 0 | 0 | 0 | 0 | 0 | 0 | 0 | 0 | 0 | 0 | 0 | 0 | 0 | 0 | 0 | 0 | 0 | 0 | 0 | 0 | 0 | 0 | 0 | 0 | 0 | 0 | 0 | 0 | 0 | 0 | 0 | 0 | 0 |  | 0 | 0 | 0 | 0 | 0 | 0 | 0 | 0 | 0 | 0 | 0 | 0 | 0 | 0 | 0 | 0 | 0 | 0 | 0 | 0 | 0 | 0 | 0 | 0 | 0 | 0 | 0 | 0 | 0 | 0 | 0 | 0 | 0 | 0 | 0 | 0 |  | 0 | 0 | 0 | 0 | 0 | 0 | 0 | 0 | 0 | 0 | 0 | 0 | 0 | 0 | 0 | 0 | 0 | 0 | 0 | 0 | 0 | 0 | 0 | 0 | 0 | 0 | 0 | 0 | 0 | 0 | 0 | 0 | 0 | 0 | 0 | 0 |  | 1 | 1 | 1 | 1 | 1 | 1 | 1 | 1 | 1 | 0
PG&E NGBA | Notre Dame | 115 | 0 | 0 | 0 | 0 | 0 | 0 | 0 | 0 | 0 | 0 | 0 | 0 | 0 | 0 | 0 | 0 | 0 | 0 | 0 | 0 |  | 0 | 0 | 0 | 0 | 0 | 0 | 0 | 0 | 0 | 0 | 0 | 0 | 0 | 0 | 0 | 0 | 0 | 0 | 0 | 0 | 0 | 0 | 0 | 0 | 0 | 0 | 0 | 0 | 0 | 0 | 0 | 0 | 0 | 0 | 0 | 0 |  | 0 | 0 | 0 | 0 | 0 | 0 | 0 | 0 | 0 | 0 | 0 | 0 | 0 | 0 | 0 | 0 | 0 | 0 | 0 | 0 | 0 | 0 | 0 | 0 | 0 | 0 | 0 | 0 | 0 | 0 | 0 | 0 | 0 | 0 | 0 | 0 |  | 0 | 0 | 0 | 0 | 0 | 0 | 0 | 0 | 0 | 0 | 0 | 0 | 0 | 0 | 0 | 0 | 0 | 0 | 0 | 0 | 0 | 0 | 0 | 0 | 0 | 0 | 0 | 0 | 0 | 0 | 0 | 0 | 0 | 0 | 0 | 0 |  | 0 | 0 | 0 | 0 | 0 | 0 | 0 | 0 | 0 | 0 | 0 | 0 | 10.966 | 0 | 0 | 0 | 0 | 1 | 0 | 0 | 0 | 0 | 0 | 0 | 0 | 0 | 0 | 0 | 0 | 0 | -2 | 0 | 0 | 0 | 0 | 1 |  | 1 | 1 | 1 | 1 | 1 | 1 | 1+ | 1 | 1 | 1
PG&E GBA | Oakland C | 115 | 0 | 0 | 0 | 0 | 0 | 0 | 0 | 0 | 0 | 0 | 0 | 0 | 0 | 0 | 0 | 0 | 0 | 0 | 0 | 0 |  | 0 | 0 | 0 | 0 | 0 | 0 | 0 | 0 | 0 | 0 | 0 | 0 | 0 | 0 | 0 | 0 | 0 | 0 | 0 | 0 | 0 | 0 | 0 | 0 | 0 | 0 | 0 | 0 | 0 | 0 | 0 | 0 | 0 | 0 | 0 | 0 |  | 0 | 0 | 0 | 0 | 0 | 0 | 0 | 0 | 0 | 0 | 0 | 0 | 0 | 0 | 0 | 0 | 0 | 0 | 0 | 0 | 0 | 0 | 0 | 0 | 0 | 0 | 0 | 0 | 0 | 0 | 0 | 0 | 0 | 0 | 0 | 0 |  | 0 | 0 | 0 | 0 | 0 | 0 | 0 | 0 | 0 | 0 | 0 | 0 | 0 | 0 | 75.6 | 0 | 0 | 1 | 0 | 0 | 0 | 0 | 0 | 0 | 0 | 0 | 0 | 0 | 0 | 0 | 0 | 0 | -2 | 0 | 0 | 1 |  | 0 | 0 | 0 | 0 | 0 | 0 | 0 | 0 | 0 | 0 | 0 | 0 | 0 | 0 | 75.6 | 0 | 0 | 1 | 0 | 0 | 0 | 0 | 0 | 0 | 0 | 0 | 0 | 0 | 0 | 0 | 0 | 0 | -2 | 0 | 0 | 1 |  | 1 | 1 | 1 | 1 | 1 | 1 | 1 | 2+ | 1 | 1
PG&E GBA | Oakland J | 115 | 0 | 0 | 0 | 0 | 0 | 0 | 0 | 0 | 0 | 0 | 0 | 0 | 0 | 0 | 0 | 0 | 0 | 0 | 0 | 0 |  | 0 | 0 | 0 | 0 | 0 | 0 | 0 | 0 | 0 | 0 | 0 | 0 | 0 | 0 | 0 | 0 | 0 | 0 | 0 | 0 | 0 | 0 | 0 | 0 | 0 | 0 | 0 | 0 | 0 | 0 | 0 | 0 | 0 | 0 | 0 | 0 |  | 0 | 0 | 0 | 0 | 0 | 0 | 0 | 0 | 0 | 0 | 0 | 0 | 2.254 | 0 | 0.072 | 0 | 0 | 1 | 0 | 0 | 0 | 0 | 0 | 0 | 0 | 0 | 0 | 0 | 0 | 0 | 0 | 0 | 0 | 0 | 0 | 0 |  | 0 | 0 | 0 | 0 | 0 | 0 | 0 | 0 | 0 | 0 | 0 | 0 | 2.254 | 50 | 50.072 | 0 | 0 | 1 | 0 | 0 | 0 | 0 | 0 | 0 | 0 | 0 | 0 | 0 | 0 | 0 | -2 | -2 | -2 | 0 | 0 | 1 |  | 0 | 0 | 0 | 0 | 0 | 0 | 0 | 0 | 0 | 0 | 0 | 0 | 2.254 | 50 | 62.552 | 0 | 0 | 1 | 0 | 0 | 0 | 0 | 0 | 0 | 0 | 0 | 0 | 0 | 0 | 0 | 0 | -2 | -2 | 0 | 0 | 1 |  | 1 | 1 | 1 | 1 | 1 | 1 | 2+ | 4+ | 1 | 1
PG&E GBA | Oakland L | 115 | 0 | 0 | 0 | 0 | 0 | 0 | 0 | 0 | 0 | 0 | 0 | 0 | 0 | 0 | 0 | 0 | 0 | 0 | 0 | 0 |  | 0 | 0 | 0 | 0 | 0 | 0 | 0 | 0 | 0 | 0 | 0 | 0 | 0 | 0 | 0 | 0 | 0 | 0 | 0 | 0 | 0 | 0 | 0 | 0 | 0 | 0 | 0 | 0 | 0 | 0 | 0 | 0 | 0 | 0 | 0 | 0 |  | 0 | 0 | 0 | 0 | 0 | 0 | 0 | 0 | 0 | 0 | 0 | 0 | 0.01445 | 0 | 0 | 0 | 0 | 1 | 0 | 0 | 0 | 0 | 0 | 0 | 0 | 0 | 0 | 0 | 0 | 0 | 0 | 0 | 0 | 0 | 0 | 0 |  | 0 | 0 | 0 | 0 | 0 | 0 | 0 | 0 | 0 | 0 | 0 | 0 | 0.01445 | 0 | 0 | 0 | 0 | 1 | 0 | 0 | 0 | 0 | 0 | 0 | 0 | 0 | 0 | 0 | 0 | 0 | -2 | 0 | 0 | 0 | 0 | 1 |  | 0 | 0 | 0 | 0 | 0 | 0 | 0 | 0 | 0 | 0 | 0 | 0 | 0.01445 | 0 | 0 | 0 | 0 | 1 | 0 | 0 | 0 | 0 | 0 | 0 | 0 | 0 | 0 | 0 | 0 | 0 | 0 | 0 | 0 | 0 | 0 | 0 |  | 1 | 1 | 1 | 1 | 1 | 1 | 2+ | 1 | 1 | 1
PG&E GBA | Oakland X | 115 | 0 | 0 | 0 | 0 | 0 | 0 | 0 | 0 | 0 | 0 | 0 | 0 | 0 | 70 | 70 | 0 | 0 | 0 | 0 | 1 |  | 0 | 0 | 0 | 0 | 0 | 0 | 0 | 0 | 0 | 0 | 0 | 0 | 0 | 0 | 0 | 0 | 0 | 0 | 0 | 0 | 0 | 0 | 0 | 0 | 0 | 0 | 0 | 0 | 0 | 0 | 2 | 0 | 0 | 0 | 0 | 1 |  | 0 | 0 | 0 | 0 | 0 | 0 | 0 | 0 | 0 | 0 | 0 | 0 | 0 | 0 | 0 | 0 | 0 | 0 | 0 | 0 | 0 | 0 | 0 | 0 | 0 | 0 | 0 | 0 | 0 | 0 | 2 | 0 | 0 | 0 | 0 | 1 |  | 0 | 0 | 0 | 0 | 0 | 0 | 0 | 0 | 0 | 0 | 0 | 0 | 0 | 0 | 0 | 0 | 0 | 0 | 0 | 0 | 0 | 0 | 0 | 0 | 0 | 0 | 0 | 0 | 0 | 0 | 2 | 0 | 0 | 0 | 0 | 1 |  | 0 | 0 | 0 | 0 | 0 | 0 | 0 | 0 | 0 | 0 | 0 | 0 | 0 | 0 | 0 | 0 | 0 | 0 | 0 | 0 | 0 | 0 | 0 | 0 | 0 | 0 | 0 | 0 | 0 | 0 | 2 | 0 | 0 | 0 | 0 | 1 |  | 1 | 1 | 1 | 1 | 1 | 1 | 5- | 1 | 1 | 1
SDGE | Ocean Ranch | 69 | 0 | 0 | 0 | 0 | 0 | 0 | 0 | 0 | 0 | 0 | 0 | 0 | 0 | 0 | 0 | 0 | 0 | 0 | 0 | 0 |  | 0 | 0 | 0 | 0 | 0 | 0 | 0 | 0 | 0 | 0 | 0 | 0 | 0 | 0 | 0 | 0 | 0 | 0 | 0 | 0 | 0 | 0 | 0 | 0 | 0 | 0 | 0 | 0 | 0 | 0 | 0 | 0 | 0 | 0 | 0 | 0 |  | 0 | 0 | 0 | 0 | 0 | 0 | 0 | 0 | 0 | 0 | 0 | 0 | 0 | 0 | 0 | 0 | 0 | 0 | 0 | 0 | 0 | 0 | 0 | 0 | 0 | 0 | 0 | 0 | 0 | 0 | 0 | 0 | 0 | 0 | 0 | 0 |  | 0 | 0 | 0 | 0 | 0 | 0 | 0 | 0 | 0 | 0 | 0 | 0 | 0 | 0 | 105 | 0 | 0 | 1 | 0 | 0 | 0 | 0 | 0 | 0 | 0 | 0 | 0 | 0 | 0 | 0 | 0 | 0 | -2 | 0 | 0 | 1 |  | 0 | 0 | 0 | 0 | 0 | 0 | 0 | 0 | 0 | 0 | 0 | 0 | 0 | 0 | 105 | 0 | 0 | 1 | 0 | 0 | 0 | 0 | 0 | 0 | 0 | 0 | 0 | 0 | 0 | 0 | 0 | 0 | -2 | 0 | 0 | 1 |  | 1 | 1 | 1 | 1 | 1 | 1 | 1 | 2+ | 1 | 1
PG&E KERN | Oceano | 115 | 0 | 0 | 0 | 0 | 0 | 0 | 0 | 0 | 0 | 0 | 0 | 0 | 0 | 0 | 0 | 0 | 0 | 0 | 0 | 0 |  | 0 | 0 | 0 | 0 | 0 | 0 | 0 | 0 | 0 | 0 | 0 | 0 | 0 | 0 | 0 | 0 | 0 | 0 | 0 | 0 | 0 | 0 | 0 | 0 | 0 | 0 | 0 | 0 | 0 | 0 | 0 | 0 | 0 | 0 | 0 | 0 |  | 0 | 0 | 0 | 0 | 0 | 0 | 0 | 0 | 0 | 0 | 0 | 0 | 0 | 0 | 0 | 0 | 0 | 0 | 0 | 0 | 0 | 0 | 0 | 0 | 0 | 0 | 0 | 0 | 0 | 0 | 0 | 0 | 0 | 0 | 0 | 0 |  | 0 | 0 | 0 | 0 | 0 | 0 | 0 | 0 | 0 | 0 | 0 | 0 | 0 | 0 | 0 | 0 | 0 | 0 | 0 | 0 | 0 | 0 | 0 | 0 | 0 | 0 | 0 | 0 | 0 | 0 | 0 | 0 | 0 | 0 | 0 | 0 |  | 0 | 0 | 0 | 0 | 0 | 0 | 0 | 0 | 0 | 0 | 0 | 0 | 0 | 0 | 0 | 0 | 0 | 0 | 0 | 0 | 0 | 0 | 0 | 0 | 0 | 0 | 0 | 0 | 0 | 0 | 0 | 0 | 0 | 0 | 0 | 0 |  | 1 | 1 | 1 | 1 | 1 | 1 | 1 | 1 | 1 | 0
SDGE | Ocotillo Express | 500 | 0 | 0 | 130 | 0 | 130 | 0 | 0 | 0 | 0 | 0 | 0 | 0 | 0 | 0 | 0 | 0 | 0 | 0 | 0 | 1 |  | 0 | 0 | 0 | 0 | 0 | 0 | 0 | 0 | 0 | 0 | 0 | 0 | 0 | 0 | 0 | 0 | 0 | 0 | 0 | 0 | 0 | 0 | 2 | 2 | 0 | 0 | 0 | 0 | 0 | 0 | 0 | 0 | 0 | 0 | 0 | 1 |  | 0 | 0 | 0 | 0 | 0 | 0 | 0 | 0 | 0 | 0 | 0 | 0 | 0 | 0 | 0 | 0 | 0 | 0 | 0 | 0 | 0 | 0 | 2 | 2 | 0 | 0 | 0 | 0 | 0 | 0 | 0 | 0 | 0 | 0 | 0 | 1 |  | 0 | 0 | 0 | 0 | 0 | 0 | 0 | 0 | 0 | 0 | 0 | 0 | 0 | 0 | 0 | 0 | 0 | 0 | 0 | 0 | 0 | 0 | 2 | 2 | 0 | 0 | 0 | 0 | 0 | 0 | 0 | 0 | 0 | 0 | 0 | 1 |  | 0 | 0 | 0 | 0 | 0 | 0 | 0 | 0 | 0 | 0 | 0 | 0 | 0 | 0 | 0 | 0 | 0 | 0 | 0 | 0 | 0 | 0 | 2 | 2 | 0 | 0 | 0 | 0 | 0 | 0 | 0 | 0 | 0 | 0 | 0 | 1 |  | 1 | 1 | 5- | 1 | 1 | 1 | 1 | 1 | 1 | 1
PG&E KERN | Old River | 70 | 0 | 0 | 0 | 0 | 0 | 0 | 0 | 0 | 0 | 0 | 0 | 0 | 0 | 0 | 0 | 0 | 0 | 0 | 0 | 0 |  | 0 | 0 | 0 | 0 | 0 | 0 | 0 | 0 | 0 | 0 | 0 | 0 | 0 | 0 | 0 | 0 | 0 | 0 | 0 | 0 | 0 | 0 | 0 | 0 | 0 | 0 | 0 | 0 | 0 | 0 | 0 | 0 | 0 | 0 | 0 | 0 |  | 0 | 0 | 0 | 0 | 0 | 0 | 0 | 0 | 0 | 0 | 0 | 0 | 2.9028 | 0 | 0.05626 | 0 | 0 | 1 | 0 | 0 | 0 | 0 | 0 | 0 | 0 | 0 | 0 | 0 | 0 | 0 | 0 | 0 | 0 | 0 | 0 | 0 |  | 0 | 0 | 0 | 0 | 0 | 0 | 0 | 0 | 0 | 0 | 0 | 0 | 2.9028 | 0 | 0.05626 | 0 | 0 | 1 | 0 | 0 | 0 | 0 | 0 | 0 | 0 | 0 | 0 | 0 | 0 | 0 | -2 | 0 | 0 | 0 | 0 | 1 |  | 0 | 0 | 0 | 0 | 0 | 0 | 0 | 0 | 0 | 0 | 0 | 0 | 2.9028 | 0 | 0.05626 | 0 | 0 | 1 | 0 | 0 | 0 | 0 | 0 | 0 | 0 | 0 | 0 | 0 | 0 | 0 | 0 | 0 | 0 | 0 | 0 | 0 |  | 1 | 1 | 1 | 1 | 1 | 1 | 2+ | 1 | 1 | 1
SDGE | Old Town | 230 | 0 | 0 | 0 | 0 | 0 | 0 | 0 | 0 | 0 | 0 | 0 | 0 | 0 | 0 | 0 | 0 | 0 | 0 | 0 | 0 |  | 0 | 0 | 0 | 0 | 0 | 0 | 0 | 0 | 0 | 0 | 0 | 0 | 0 | 0 | 0 | 0 | 0 | 0 | 0 | 0 | 0 | 0 | 0 | 0 | 0 | 0 | 0 | 0 | 0 | 0 | 0 | 0 | 0 | 0 | 0 | 0 |  | 0 | 0 | 0 | 0 | 0 | 0 | 0 | 0 | 0 | 0 | 0 | 0 | 0 | 0 | 0 | 0 | 0 | 0 | 0 | 0 | 0 | 0 | 0 | 0 | 0 | 0 | 0 | 0 | 0 | 0 | 0 | 0 | 0 | 0 | 0 | 0 |  | 0 | 0 | 0 | 0 | 0 | 0 | 0 | 0 | 0 | 0 | 0 | 0 | 0 | 0 | 0 | 0 | 0 | 0 | 0 | 0 | 0 | 0 | 0 | 0 | 0 | 0 | 0 | 0 | 0 | 0 | 0 | 0 | 0 | 0 | 0 | 0 |  | 0 | 0 | 0 | 0 | 0 | 0 | 0 | 0 | 0 | 0 | 0 | 0 | 0 | 0 | 0 | 0 | 0 | 0 | 0 | 0 | 0 | 0 | 0 | 0 | 0 | 0 | 0 | 0 | 0 | 0 | 0 | 0 | 0 | 0 | 0 | 0 |  | 1 | 1 | 1 | 1 | 1 | 1 | 1 | 1 | 1 | 0
SCE Metro | Olinda | 230 | 0 | 0 | 0 | 0 | 0 | 0 | 0 | 0 | 0 | 0 | 0 | 0 | 0 | 0 | 0 | 0 | 0 | 0 | 0 | 0 |  | 0 | 0 | 0 | 0 | 0 | 0 | 0 | 0 | 0 | 0 | 0 | 0 | 0 | 0 | 0 | 0 | 0 | 0 | 0 | 0 | 0 | 0 | 0 | 0 | 0 | 0 | 0 | 0 | 0 | 0 | 0 | 0 | 0 | 0 | 0 | 0 |  | 0 | 0 | 0 | 0 | 0 | 0 | 0 | 0 | 0 | 0 | 0 | 0 | 0 | 0 | 0 | 0 | 0 | 0 | 0 | 0 | 0 | 0 | 0 | 0 | 0 | 0 | 0 | 0 | 0 | 0 | 0 | 0 | 0 | 0 | 0 | 0 |  | 0 | 0 | 0 | 0 | 0 | 0 | 0 | 0 | 0 | 0 | 0 | 0 | 0 | 0 | 0 | 0 | 0 | 0 | 0 | 0 | 0 | 0 | 0 | 0 | 0 | 0 | 0 | 0 | 0 | 0 | 0 | 0 | 0 | 0 | 0 | 0 |  | 0 | 0 | 0 | 0 | 0 | 0 | 0 | 0 | 0 | 0 | 0 | 0 | 0 | 0 | 144.77 | 0 | 0 | 1 | 0 | 0 | 0 | 0 | 0 | 0 | 0 | 0 | 0 | 0 | 0 | 0 | 0 | 0 | -2 | 0 | 0 | 1 |  | 1 | 1 | 1 | 1 | 1 | 1 | 1 | 1+ | 1 | 1
PG&E FRESNO | Olive | 115 | 0 | 0 | 0 | 0 | 0 | 0 | 0 | 0 | 0 | 0 | 0 | 0 | 0 | 0 | 0 | 0 | 0 | 0 | 0 | 0 |  | 0 | 0 | 0 | 0 | 0 | 0 | 0 | 0 | 0 | 0 | 0 | 0 | 0 | 0 | 0 | 0 | 0 | 0 | 0 | 0 | 0 | 0 | 0 | 0 | 0 | 0 | 0 | 0 | 0 | 0 | 0 | 0 | 0 | 0 | 0 | 0 |  | 0 | 0 | 0 | 0 | 0 | 0 | 0 | 0 | 0 | 0 | 0 | 0 | 0 | 0 | 0 | 0 | 0 | 0 | 0 | 0 | 0 | 0 | 0 | 0 | 0 | 0 | 0 | 0 | 0 | 0 | 0 | 0 | 0 | 0 | 0 | 0 |  | 0 | 0 | 0 | 0 | 0 | 0 | 0 | 0 | 0 | 0 | 0 | 0 | 0 | 0 | 0 | 0 | 0 | 0 | 0 | 0 | 0 | 0 | 0 | 0 | 0 | 0 | 0 | 0 | 0 | 0 | 0 | 0 | 0 | 0 | 0 | 0 |  | 0 | 0 | 0 | 0 | 0 | 0 | 0 | 0 | 0 | 0 | 0 | 0 | 0 | 0 | 0 | 0 | 0 | 0 | 0 | 0 | 0 | 0 | 0 | 0 | 0 | 0 | 0 | 0 | 0 | 0 | 0 | 0 | 0 | 0 | 0 | 0 |  | 1 | 1 | 1 | 1 | 1 | 1 | 1 | 1 | 1 | 0
PG&E NGBA | Olivehurst | 115 | 0 | 0 | 0 | 0 | 0 | 0 | 0 | 0 | 0 | 0 | 0 | 0 | 0 | 0 | 0 | 0 | 0 | 0 | 0 | 0 |  | 0 | 0 | 0 | 0 | 0 | 0 | 0 | 0 | 0 | 0 | 0 | 0 | 0 | 0 | 0 | 0 | 0 | 0 | 0 | 0 | 0 | 0 | 0 | 0 | 0 | 0 | 0 | 0 | 0 | 0 | 0 | 0 | 0 | 0 | 0 | 0 |  | 0 | 0 | 0 | 0 | 0 | 0 | 0 | 0 | 0 | 0 | 0 | 0 | 0 | 0 | 0 | 0 | 0 | 0 | 0 | 0 | 0 | 0 | 0 | 0 | 0 | 0 | 0 | 0 | 0 | 0 | 0 | 0 | 0 | 0 | 0 | 0 |  | 0 | 0 | 0 | 0 | 0 | 0 | 0 | 0 | 0 | 0 | 0 | 0 | 0 | 0 | 0 | 0 | 0 | 0 | 0 | 0 | 0 | 0 | 0 | 0 | 0 | 0 | 0 | 0 | 0 | 0 | 0 | 0 | 0 | 0 | 0 | 0 |  | 0 | 0 | 0 | 0 | 0 | 0 | 0 | 0 | 0 | 0 | 0 | 0 | 0.996 | 0 | 0 | 0 | 0 | 1 | 0 | 0 | 0 | 0 | 0 | 0 | 0 | 0 | 0 | 0 | 0 | 0 | 0 | 0 | 0 | 0 | 0 | 0 |  | 1 | 1 | 1 | 1 | 1 | 1 | 1 | 1 | 1 | 0
PG&E NGBA | Oregon Trail | 60 | 0 | 0 | 0 | 0 | 0 | 0 | 0 | 0 | 0 | 0 | 0 | 0 | 0 | 0 | 0 | 0 | 0 | 0 | 0 | 0 |  | 0 | 0 | 0 | 0 | 0 | 0 | 0 | 0 | 0 | 0 | 0 | 0 | 0 | 0 | 0 | 0 | 0 | 0 | 0 | 0 | 0 | 0 | 0 | 0 | 0 | 0 | 0 | 0 | 0 | 0 | 0 | 0 | 0 | 0 | 0 | 0 |  | 0 | 0 | 0 | 0 | 0 | 0 | 0 | 0 | 0 | 0 | 0 | 0 | 1.927 | 0 | 1.927 | 0 | 0 | 1 | 0 | 0 | 0 | 0 | 0 | 0 | 0 | 0 | 0 | 0 | 0 | 0 | 0 | 0 | 0 | 0 | 0 | 0 |  | 0 | 0 | 0 | 0 | 0 | 0 | 0 | 0 | 0 | 0 | 0 | 0 | 1.927 | 0 | 1.927 | 0 | 0 | 1 | 0 | 0 | 0 | 0 | 0 | 0 | 0 | 0 | 0 | 0 | 0 | 0 | -2 | 0 | 0 | 0 | 0 | 1 |  | 0 | 0 | 0 | 0 | 0 | 0 | 0 | 0 | 0 | 0 | 0 | 0 | 4.327 | 0 | 1.927 | 0 | 0 | 1 | 0 | 0 | 0 | 0 | 0 | 0 | 0 | 0 | 0 | 0 | 0 | 0 | -2 | 0 | 0 | 0 | 0 | 1 |  | 1 | 1 | 1 | 1 | 1 | 1 | 2+ | 1 | 1 | 1
SCE Northern | Ormond Beach | 230 | 0 | 0 | 0 | 0 | 0 | 0 | 0 | 0 | 0 | 0 | 0 | 0 | 332 | 0 | 332 | 0 | 0 | 0 | 0 | 1 |  | 0 | 0 | 0 | 0 | 0 | 0 | 0 | 0 | 0 | 0 | 0 | 0 | 0 | 0 | 0 | 0 | 0 | 0 | 0 | 0 | 0 | 0 | 0 | 0 | 0 | 0 | 0 | 0 | 0 | 2 | 2 | 0 | 0 | 0 | 0 | 1 |  | 0 | 0 | 0 | 0 | 0 | 0 | 0 | 0 | 0 | 0 | 0 | 0 | 0 | 0 | 0 | 0 | 0 | 0 | 0 | 0 | 0 | 0 | 0 | 0 | 0 | 0 | 0 | 0 | 0 | 2 | 2 | 0 | 0 | 0 | 0 | 1 |  | 0 | 0 | 0 | 0 | 0 | 0 | 0 | 0 | 0 | 0 | 0 | 0 | 0 | 0 | 0 | 0 | 0 | 0 | 0 | 0 | 0 | 0 | 0 | 0 | 0 | 0 | 0 | 0 | 0 | 2 | 2 | 0 | 0 | 0 | 0 | 1 |  | 0 | 0 | 0 | 0 | 0 | 0 | 0 | 0 | 0 | 0 | 0 | 0 | 0 | 0 | 0 | 0 | 0 | 0 | 0 | 0 | 0 | 0 | 0 | 0 | 0 | 0 | 0 | 0 | 0 | 2 | 2 | 0 | 0 | 0 | 0 | 1 |  | 1 | 1 | 1 | 1 | 1 | 1 | 5- | 1 | 1 | 1
PG&E FRESNO | Oro Loma | 115 | 0 | 0 | 0 | 0 | 0 | 0 | 0 | 0 | 0 | 0 | 0 | 0 | 110 | 0 | 110 | 0 | 0 | 0 | 0 | 1 |  | 0 | 0 | 0 | 0 | 0 | 0 | 0 | 0 | 0 | 0 | 0 | 0 | 0 | 0 | 0 | 0 | 0 | 0 | 0 | 0 | 0 | 0 | 0 | 0 | 0 | 0 | 0 | 0 | 0 | 2 | 2 | 0 | 0 | 0 | 0 | 1 |  | 0 | 0 | 0 | 0 | 0 | 0 | 0 | 0 | 0 | 0 | 0 | 0 | 11.4748 | 0 | 0 | 0 | 0 | 1 | 0 | 0 | 0 | 0 | 0 | 0 | 0 | 0 | 0 | 0 | 0 | 2 | 2 | 0 | 0 | 0 | 0 | 1 |  | 0 | 0 | 0 | 0 | 0 | 0 | 0 | 0 | 0 | 0 | 0 | 0 | 11.4748 | 0 | 0 | 0 | 0 | 1 | 0 | 0 | 0 | 0 | 0 | 0 | 0 | 0 | 0 | 0 | 0 | 2 | 2 | 0 | 0 | 0 | 0 | 1 |  | 0 | 0 | 0 | 0 | 0 | 0 | 0 | 102.7 | 0 | 0 | 0 | 0 | 119.1748 | 0 | 102.7 | 0 | 0 | 1 | 0 | 0 | 0 | 0 | 0 | 0 | 0 | -2 | 0 | 0 | 0 | 2 | 0 | 0 | -2 | 0 | 0 | 1 |  | 1 | 1 | 1 | 1+ | 1 | 1 | 3- | 1+ | 1 | 1
PG&E FRESNO | Oro Loma | 70 | 0 | 0 | 0 | 0 | 0 | 0 | 0 | 0 | 0 | 0 | 0 | 0 | 0 | 0 | 0 | 0 | 0 | 0 | 0 | 0 |  | 0 | 0 | 0 | 0 | 0 | 0 | 0 | 0 | 0 | 0 | 0 | 0 | 0 | 0 | 0 | 0 | 0 | 0 | 0 | 0 | 0 | 0 | 0 | 0 | 0 | 0 | 0 | 0 | 0 | 0 | 0 | 0 | 0 | 0 | 0 | 0 |  | 0 | 0 | 0 | 0 | 0 | 0 | 0 | 0 | 0 | 0 | 0 | 0 | 0 | 0 | 0 | 0 | 0 | 0 | 0 | 0 | 0 | 0 | 0 | 0 | 0 | 0 | 0 | 0 | 0 | 0 | 0 | 0 | 0 | 0 | 0 | 0 |  | 0 | 0 | 0 | 0 | 0 | 0 | 0 | 0 | 0 | 0 | 0 | 0 | 0 | 0 | 0 | 0 | 0 | 0 | 0 | 0 | 0 | 0 | 0 | 0 | 0 | 0 | 0 | 0 | 0 | 0 | 0 | 0 | 0 | 0 | 0 | 0 |  | 0 | 0 | 0 | 0 | 0 | 0 | 0 | 103.226 | 0 | 0 | 0 | 0 | 103.226 | 0 | 103.226 | 0 | 0 | 1 | 0 | 0 | 0 | 0 | 0 | 0 | 0 | -2 | 0 | 0 | 0 | 0 | -2 | 0 | -2 | 0 | 0 | 1 |  | 1 | 1 | 1 | 1+ | 1 | 1 | 1+ | 1+ | 1 | 1
PG&E FRESNO | Orosi | 70 | 0 | 0 | 0 | 0 | 0 | 0 | 0 | 0 | 0 | 0 | 0 | 0 | 0 | 0 | 0 | 0 | 0 | 0 | 0 | 0 |  | 0 | 0 | 0 | 0 | 0 | 0 | 0 | 0 | 0 | 0 | 0 | 0 | 0 | 0 | 0 | 0 | 0 | 0 | 0 | 0 | 0 | 0 | 0 | 0 | 0 | 0 | 0 | 0 | 0 | 0 | 0 | 0 | 0 | 0 | 0 | 0 |  | 0 | 0 | 0 | 0 | 0 | 0 | 0 | 0 | 0 | 0 | 0 | 0 | 0 | 0 | 0 | 0 | 0 | 0 | 0 | 0 | 0 | 0 | 0 | 0 | 0 | 0 | 0 | 0 | 0 | 0 | 0 | 0 | 0 | 0 | 0 | 0 |  | 0 | 0 | 0 | 0 | 0 | 0 | 0 | 0 | 0 | 0 | 0 | 0 | 0 | 0 | 0 | 0 | 0 | 0 | 0 | 0 | 0 | 0 | 0 | 0 | 0 | 0 | 0 | 0 | 0 | 0 | 0 | 0 | 0 | 0 | 0 | 0 |  | 0 | 0 | 0 | 0 | 0 | 0 | 0 | 0 | 0 | 0 | 0 | 0 | 20 | 0 | 0 | 0 | 0 | 1 | 0 | 0 | 0 | 0 | 0 | 0 | 0 | 0 | 0 | 0 | 0 | 0 | -2 | 0 | 0 | 0 | 0 | 1 |  | 1 | 1 | 1 | 1 | 1 | 1 | 1+ | 1 | 1 | 1
SDGE | Otay | 69 | 0 | 0 | 0 | 0 | 0 | 0 | 0 | 0 | 0 | 0 | 0 | 0 | 0 | 0 | 0 | 0 | 0 | 0 | 0 | 0 |  | 0 | 0 | 0 | 0 | 0 | 0 | 0 | 0 | 0 | 0 | 0 | 0 | 0 | 0 | 0 | 0 | 0 | 0 | 0 | 0 | 0 | 0 | 0 | 0 | 0 | 0 | 0 | 0 | 0 | 0 | 0 | 0 | 0 | 0 | 0 | 0 |  | 0 | 0 | 0 | 0 | 0 | 0 | 0 | 0 | 0 | 0 | 0 | 0 | 0 | 0 | 0 | 0 | 0 | 0 | 0 | 0 | 0 | 0 | 0 | 0 | 0 | 0 | 0 | 0 | 0 | 0 | 0 | 0 | 0 | 0 | 0 | 0 |  | 0 | 0 | 0 | 0 | 0 | 0 | 0 | 0 | 0 | 0 | 0 | 0 | 0 | 0 | 0 | 0 | 0 | 0 | 0 | 0 | 0 | 0 | 0 | 0 | 0 | 0 | 0 | 0 | 0 | 0 | 0 | 0 | 0 | 0 | 0 | 0 |  | 0 | 0 | 0 | 0 | 0 | 0 | 0 | 0 | 0 | 0 | 0 | 0 | 0 | 0 | 0 | 0 | 0 | 0 | 0 | 0 | 0 | 0 | 0 | 0 | 0 | 0 | 0 | 0 | 0 | 0 | 0 | 0 | 0 | 0 | 0 | 0 |  | 1 | 1 | 1 | 1 | 1 | 1 | 1 | 1 | 1 | 0
SDGE | Otay Mesa | 230 | 0 | 0 | 0 | 0 | 0 | 0 | 0 | 0 | 0 | 0 | 0 | 0 | 0 | 0 | 0 | 0 | 0 | 0 | 0 | 0 |  | 0 | 0 | 0 | 0 | 0 | 0 | 0 | 0 | 0 | 0 | 0 | 0 | 0 | 0 | 0 | 0 | 0 | 0 | 0 | 0 | 0 | 0 | 0 | 0 | 0 | 0 | 0 | 0 | 0 | 0 | 0 | 0 | 0 | 0 | 0 | 0 |  | 0 | 0 | 0 | 0 | 0 | 0 | 0 | 0 | 0 | 0 | 0 | 0 | 0 | 0 | 312.96 | 0 | 0 | 1 | 0 | 0 | 0 | 0 | 0 | 0 | 0 | 0 | 0 | 0 | 0 | 0 | 0 | 0 | -2 | 0 | 0 | 1 |  | 0 | 0 | 0 | 0 | 0 | 0 | 0 | 0 | 0 | 0 | 0 | 0 | 0 | 0 | 882.21 | 0 | 0 | 1 | 0 | 0 | 0 | 0 | 0 | 0 | 0 | 0 | 0 | 0 | 0 | 0 | 0 | 0 | -2 | 0 | 0 | 1 |  | 0 | 0 | 0 | 0 | 0 | 0 | 0 | 0 | 0 | 0 | 0 | 0 | 0 | 0 | 882.21 | 0 | 0 | 1 | 0 | 0 | 0 | 0 | 0 | 0 | 0 | 0 | 0 | 0 | 0 | 0 | 0 | 0 | -2 | 0 | 0 | 1 |  | 1 | 1 | 1 | 1 | 1 | 1 | 1 | 4+ | 1 | 1
PG&E FRESNO | Padre Flats SW STA | 230 | 0 | 0 | 0 | 0 | 0 | 0 | 0 | 0 | 0 | 0 | 0 | 0 | 370 | 0 | 370 | 0 | 31 | 31 | 0 | 1 |  | 0 | 0 | 0 | 0 | 0 | 0 | 0 | 0 | 0 | 0 | 0 | 0 | 0 | 0 | 0 | 0 | 0 | 0 | 0 | 0 | 0 | 0 | 0 | 0 | 0 | 0 | 0 | 0 | 0 | 2 | 2 | 2 | 2 | 0 | 0 | 1 |  | 0 | 0 | 0 | 0 | 0 | 0 | 0 | 0 | 0 | 0 | 0 | 0 | 0 | 0 | 0 | 0 | 0 | 0 | 0 | 0 | 0 | 0 | 0 | 0 | 0 | 0 | 0 | 0 | 0 | 2 | 2 | 2 | 2 | 0 | 0 | 1 |  | 0 | 0 | 0 | 0 | 0 | 0 | 0 | 0 | 0 | 0 | 0 | 0 | 0 | 0 | 0 | 0 | 0 | 0 | 0 | 0 | 0 | 0 | 0 | 0 | 0 | 0 | 0 | 0 | 0 | 2 | 2 | 2 | 2 | 0 | 0 | 1 |  | 0 | 0 | 0 | 0 | 0 | 0 | 0 | 0 | 0 | 0 | 0 | 0 | 0 | 0 | 0 | 0 | 0 | 0 | 0 | 0 | 0 | 0 | 0 | 0 | 0 | 0 | 0 | 0 | 0 | 2 | 2 | 2 | 2 | 0 | 0 | 1 |  | 1 | 1 | 1 | 1 | 1 | 1 | 5- | 5- | 1 | 1
EOP | Pahrump | 138 | 0 | 0 | 0 | 0 | 0 | 0 | 0 | 0 | 0 | 0 | 0 | 0 | 0 | 0 | 0 | 0 | 0 | 0 | 0 | 0 |  | 0 | 0 | 0 | 0 | 0 | 0 | 0 | 0 | 0 | 0 | 0 | 0 | 0 | 0 | 0 | 0 | 0 | 0 | 0 | 0 | 0 | 0 | 0 | 0 | 0 | 0 | 0 | 0 | 0 | 0 | 0 | 0 | 0 | 0 | 0 | 0 |  | 0 | 0 | 0 | 0 | 0 | 0 | 0 | 0 | 0 | 0 | 0 | 0 | 0 | 0 | 0 | 0 | 0 | 0 | 0 | 0 | 0 | 0 | 0 | 0 | 0 | 0 | 0 | 0 | 0 | 0 | 0 | 0 | 0 | 0 | 0 | 0 |  | 0 | 0 | 0 | 0 | 0 | 0 | 0 | 0 | 0 | 0 | 0 | 0 | 0 | 0 | 0 | 0 | 0 | 0 | 0 | 0 | 0 | 0 | 0 | 0 | 0 | 0 | 0 | 0 | 0 | 0 | 0 | 0 | 0 | 0 | 0 | 0 |  | 0 | 0 | 0 | 0 | 0 | 0 | 0 | 0 | 0 | 0 | 0 | 0 | 0 | 0 | 0 | 0 | 0 | 0 | 0 | 0 | 0 | 0 | 0 | 0 | 0 | 0 | 0 | 0 | 0 | 0 | 0 | 0 | 0 | 0 | 0 | 0 |  | 1 | 1 | 1 | 1 | 1 | 1 | 1 | 1 | 1 | 0
EOP | Pahrump | 230 | 0 | 0 | 0 | 0 | 0 | 0 | 0 | 0 | 0 | 0 | 0 | 0 | 0 | 0 | 0 | 0 | 0 | 0 | 0 | 0 |  | 0 | 0 | 0 | 0 | 0 | 0 | 0 | 0 | 0 | 0 | 0 | 0 | 0 | 0 | 0 | 0 | 0 | 0 | 0 | 0 | 0 | 0 | 0 | 0 | 0 | 0 | 0 | 0 | 0 | 0 | 0 | 0 | 0 | 0 | 0 | 0 |  | 0 | 0 | 0 | 0 | 0 | 0 | 0 | 0 | 0 | 0 | 0 | 0 | 0 | 0 | 0 | 0 | 0 | 0 | 0 | 0 | 0 | 0 | 0 | 0 | 0 | 0 | 0 | 0 | 0 | 0 | 0 | 0 | 0 | 0 | 0 | 0 |  | 0 | 0 | 0 | 0 | 0 | 0 | 0 | 0 | 0 | 0 | 0 | 0 | 0 | 0 | 0 | 0 | 0 | 0 | 0 | 0 | 0 | 0 | 0 | 0 | 0 | 0 | 0 | 0 | 0 | 0 | 0 | 0 | 0 | 0 | 0 | 0 |  | 0 | 0 | 0 | 0 | 0 | 0 | 0 | 0 | 0 | 0 | 0 | 0 | 0 | 0 | 0 | 0 | 0 | 0 | 0 | 0 | 0 | 0 | 0 | 0 | 0 | 0 | 0 | 0 | 0 | 0 | 0 | 0 | 0 | 0 | 0 | 0 |  | 1 | 1 | 1 | 1 | 1 | 1 | 1 | 1 | 1 | 0
SDGE | Pala | 69 | 0 | 0 | 0 | 0 | 0 | 0 | 0 | 0 | 0 | 0 | 0 | 0 | 0 | 0 | 0 | 0 | 0 | 0 | 0 | 0 |  | 0 | 0 | 0 | 0 | 0 | 0 | 0 | 0 | 0 | 0 | 0 | 0 | 0 | 0 | 0 | 0 | 0 | 0 | 0 | 0 | 0 | 0 | 0 | 0 | 0 | 0 | 0 | 0 | 0 | 0 | 0 | 0 | 0 | 0 | 0 | 0 |  | 0 | 0 | 0 | 0 | 0 | 0 | 0 | 0 | 0 | 0 | 0 | 0 | 0 | 0 | 0 | 0 | 0 | 0 | 0 | 0 | 0 | 0 | 0 | 0 | 0 | 0 | 0 | 0 | 0 | 0 | 0 | 0 | 0 | 0 | 0 | 0 |  | 0 | 0 | 0 | 0 | 0 | 0 | 0 | 0 | 0 | 0 | 0 | 0 | 0 | 0 | 0 | 0 | 0 | 0 | 0 | 0 | 0 | 0 | 0 | 0 | 0 | 0 | 0 | 0 | 0 | 0 | 0 | 0 | 0 | 0 | 0 | 0 |  | 0 | 0 | 0 | 0 | 0 | 0 | 0 | 0 | 0 | 0 | 0 | 0 | 0 | 0 | 0 | 0 | 0 | 0 | 0 | 0 | 0 | 0 | 0 | 0 | 0 | 0 | 0 | 0 | 0 | 0 | 0 | 0 | 0 | 0 | 0 | 0 |  | 1 | 1 | 1 | 1 | 1 | 1 | 1 | 1 | 1 | 0
PG&E NGBA | Palermo | 115 | 0 | 0 | 0 | 0 | 0 | 0 | 0 | 0 | 0 | 0 | 0 | 0 | 0 | 0 | 0 | 0 | 0 | 0 | 0 | 0 |  | 0 | 0 | 0 | 0 | 0 | 0 | 0 | 0 | 0 | 0 | 0 | 0 | 0 | 0 | 0 | 0 | 0 | 0 | 0 | 0 | 0 | 0 | 0 | 0 | 0 | 0 | 0 | 0 | 0 | 0 | 0 | 0 | 0 | 0 | 0 | 0 |  | 0 | 0 | 0 | 0 | 0 | 0 | 0 | 0 | 0 | 0 | 0 | 0 | 0 | 0 | 0 | 0 | 0 | 0 | 0 | 0 | 0 | 0 | 0 | 0 | 0 | 0 | 0 | 0 | 0 | 0 | 0 | 0 | 0 | 0 | 0 | 0 |  | 0 | 0 | 0 | 0 | 0 | 0 | 0 | 0 | 0 | 0 | 0 | 0 | 0 | 0 | 0 | 0 | 0 | 0 | 0 | 0 | 0 | 0 | 0 | 0 | 0 | 0 | 0 | 0 | 0 | 0 | 0 | 0 | 0 | 0 | 0 | 0 |  | 0 | 0 | 0 | 0 | 0 | 0 | 0 | 0 | 0 | 0 | 0 | 0 | 0 | 0 | 0 | 0 | 0 | 0 | 0 | 0 | 0 | 0 | 0 | 0 | 0 | 0 | 0 | 0 | 0 | 0 | 0 | 0 | 0 | 0 | 0 | 0 |  | 1 | 1 | 1 | 1 | 1 | 1 | 1 | 1 | 1 | 0
PG&E NGBA | Palermo | 230 | 20 | 0 | 0 | 0 | 0 | 0 | 0 | 0 | 0 | 0 | 0 | 0 | 0 | 0 | 0 | 0 | 0 | 0 | 0 | 1 |  | 0 | 0 | 0 | 0 | 0 | 0 | 0 | 0 | 0 | 0 | 0 | 0 | 0 | 0 | 0 | 0 | 0 | 0 | 2 | 2 | 0 | 0 | 0 | 0 | 0 | 0 | 0 | 0 | 0 | 0 | 0 | 0 | 0 | 0 | 0 | 1 |  | 0 | 0 | 0 | 0 | 0 | 0 | 0 | 0 | 0 | 0 | 0 | 0 | 0 | 0 | 0 | 0 | 0 | 0 | 2 | 2 | 0 | 0 | 0 | 0 | 0 | 0 | 0 | 0 | 0 | 0 | 0 | 0 | 0 | 0 | 0 | 1 |  | 0 | 0 | 0 | 0 | 0 | 0 | 0 | 0 | 0 | 0 | 0 | 0 | 0 | 0 | 0 | 0 | 0 | 0 | 2 | 2 | 0 | 0 | 0 | 0 | 0 | 0 | 0 | 0 | 0 | 0 | 0 | 0 | 0 | 0 | 0 | 1 |  | 0 | 0 | 0 | 0 | 0 | 0 | 0 | 0 | 0 | 0 | 0 | 0 | 0 | 0 | 0 | 0 | 0 | 0 | 2 | 2 | 0 | 0 | 0 | 0 | 0 | 0 | 0 | 0 | 0 | 0 | 0 | 0 | 0 | 0 | 0 | 1 |  | 5- | 1 | 1 | 1 | 1 | 1 | 1 | 1 | 1 | 1
SCE Eastern | Palo Verde | 500 | 0 | 0 | 0 | 0 | 0 | 4151 | 0 | 4151 | 0 | 0 | 0 | 0 | 0 | 0 | 0 | 0 | 0 | 0 | 0 | 1 |  | 0 | 0 | 0 | 0 | 0 | 0 | 0 | 0 | 0 | 0 | 0 | 0 | 0 | 0 | 0 | 0 | 0 | 0 | 0 | 0 | 0 | 0 | 0 | 0 | 2 | 2 | 0 | 0 | 0 | 0 | 0 | 0 | 0 | 0 | 0 | 1 |  | 0 | 0 | 0 | 0 | 0 | 0 | 0 | 0 | 0 | 0 | 0 | 0 | 0 | 0 | 0 | 0 | 0 | 0 | 0 | 0 | 0 | 0 | 0 | 0 | 2 | 2 | 0 | 0 | 0 | 0 | 0 | 0 | 0 | 0 | 0 | 1 |  | 0 | 0 | 0 | 0 | 0 | 0 | 0 | 0 | 0 | 0 | 0 | 0 | 0 | 0 | 0 | 0 | 0 | 0 | 0 | 0 | 0 | 0 | 0 | 0 | 2 | 2 | 0 | 0 | 0 | 0 | 0 | 0 | 0 | 0 | 0 | 1 |  | 0 | 0 | 0 | 0 | 0 | 0 | 0 | 0 | 0 | 0 | 0 | 0 | 0 | 0 | 0 | 0 | 0 | 0 | 0 | 0 | 0 | 0 | 0 | 0 | 2 | 2 | 0 | 0 | 0 | 0 | 0 | 0 | 0 | 0 | 0 | 1 |  | 1 | 1 | 1 | 5- | 1 | 1 | 1 | 1 | 1 | 1
SDGE | Palomar Energy | 230 | 0 | 0 | 0 | 0 | 0 | 0 | 0 | 0 | 0 | 0 | 0 | 0 | 0 | 0 | 0 | 0 | 0 | 0 | 0 | 0 |  | 0 | 0 | 0 | 0 | 0 | 0 | 0 | 0 | 0 | 0 | 0 | 0 | 0 | 0 | 0 | 0 | 0 | 0 | 0 | 0 | 0 | 0 | 0 | 0 | 0 | 0 | 0 | 0 | 0 | 0 | 0 | 0 | 0 | 0 | 0 | 0 |  | 0 | 0 | 0 | 0 | 0 | 0 | 0 | 0 | 0 | 0 | 0 | 0 | 0 | 0 | 0 | 0 | 0 | 0 | 0 | 0 | 0 | 0 | 0 | 0 | 0 | 0 | 0 | 0 | 0 | 0 | 0 | 0 | 0 | 0 | 0 | 0 |  | 0 | 0 | 0 | 0 | 0 | 0 | 0 | 0 | 0 | 0 | 0 | 0 | 0 | 0 | 0 | 0 | 0 | 0 | 0 | 0 | 0 | 0 | 0 | 0 | 0 | 0 | 0 | 0 | 0 | 0 | 0 | 0 | 0 | 0 | 0 | 0 |  | 0 | 0 | 0 | 0 | 0 | 0 | 0 | 0 | 0 | 0 | 0 | 0 | 0 | 0 | 0 | 0 | 0 | 0 | 0 | 0 | 0 | 0 | 0 | 0 | 0 | 0 | 0 | 0 | 0 | 0 | 0 | 0 | 0 | 0 | 0 | 0 |  | 1 | 1 | 1 | 1 | 1 | 1 | 1 | 1 | 1 | 0
PG&E KERN | Panama | 70 | 0 | 0 | 0 | 0 | 0 | 0 | 0 | 0 | 0 | 0 | 0 | 0 | 0 | 0 | 0 | 0 | 0 | 0 | 0 | 0 |  | 0 | 0 | 0 | 0 | 0 | 0 | 0 | 0 | 0 | 0 | 0 | 0 | 0 | 0 | 0 | 0 | 0 | 0 | 0 | 0 | 0 | 0 | 0 | 0 | 0 | 0 | 0 | 0 | 0 | 0 | 0 | 0 | 0 | 0 | 0 | 0 |  | 0 | 0 | 0 | 0 | 0 | 0 | 0 | 0 | 0 | 0 | 0 | 0 | 0 | 0 | 0 | 0 | 0 | 0 | 0 | 0 | 0 | 0 | 0 | 0 | 0 | 0 | 0 | 0 | 0 | 0 | 0 | 0 | 0 | 0 | 0 | 0 |  | 0 | 0 | 0 | 0 | 0 | 0 | 0 | 0 | 0 | 0 | 0 | 0 | 0 | 0 | 0 | 0 | 0 | 0 | 0 | 0 | 0 | 0 | 0 | 0 | 0 | 0 | 0 | 0 | 0 | 0 | 0 | 0 | 0 | 0 | 0 | 0 |  | 0 | 0 | 0 | 0 | 0 | 0 | 0 | 0 | 0 | 0 | 0 | 0 | 0 | 0 | 0 | 0 | 0 | 0 | 0 | 0 | 0 | 0 | 0 | 0 | 0 | 0 | 0 | 0 | 0 | 0 | 0 | 0 | 0 | 0 | 0 | 0 |  | 1 | 1 | 1 | 1 | 1 | 1 | 1 | 1 | 1 | 0
PG&E FRESNO | Panoche | 115 | 0 | 0 | 0 | 0 | 0 | 0 | 0 | 0 | 0 | 0 | 0 | 0 | 90 | 0 | 90 | 0 | 0 | 0 | 0 | 1 |  | 0 | 0 | 0 | 0 | 0 | 0 | 0 | 0 | 0 | 0 | 0 | 0 | 0 | 0 | 0 | 0 | 0 | 0 | 0 | 0 | 0 | 0 | 0 | 0 | 0 | 0 | 0 | 0 | 0 | 2 | 2 | 0 | 0 | 0 | 0 | 1 |  | 0 | 0 | 0 | 0 | 0 | 0 | 0 | 0 | 0 | 0 | 0 | 0 | 0 | 119.9 | 119.9 | 0 | 0 | 1 | 0 | 0 | 0 | 0 | 0 | 0 | 0 | 0 | 0 | 0 | 0 | 2 | 2 | -2 | -2 | 0 | 0 | 1 |  | 0 | 0 | 0 | 0 | 0 | 0 | 0 | 0 | 0 | 0 | 0 | 0 | 0 | 119.9 | 124.9 | 0 | 0 | 1 | 0 | 0 | 0 | 0 | 0 | 0 | 0 | 0 | 0 | 0 | 0 | 2 | 2 | -2 | -2 | 0 | 0 | 1 |  | 0 | 0 | 0 | 0 | 0 | 0 | 0 | 0 | 0 | 0 | 0 | 0 | 0 | 119.9 | 124.9 | 0 | 0 | 1 | 0 | 0 | 0 | 0 | 0 | 0 | 0 | 0 | 0 | 0 | 0 | 2 | 2 | -2 | -2 | 0 | 0 | 1 |  | 1 | 1 | 1 | 1 | 1 | 1 | 5- | 4+ | 1 | 1
PG&E FRESNO | Panoche | 230 | 0 | 0 | 0 | 0 | 0 | 0 | 0 | 0 | 0 | 0 | 0 | 0 | 0 | 280 | 280 | 0 | 0 | 0 | 0 | 1 |  | 0 | 0 | 0 | 0 | 0 | 0 | 0 | 0 | 0 | 0 | 0 | 0 | 0 | 0 | 0 | 0 | 0 | 0 | 0 | 0 | 0 | 0 | 0 | 0 | 0 | 0 | 0 | 0 | 0 | 0 | 2 | 0 | 0 | 0 | 0 | 1 |  | 0 | 0 | 0 | 0 | 0 | 0 | 0 | 0 | 0 | 0 | 0 | 0 | 6.15 | 0 | 0 | 0 | 0 | 1 | 0 | 0 | 0 | 0 | 0 | 0 | 0 | 0 | 0 | 0 | 0 | 0 | 2 | 0 | 0 | 0 | 0 | 1 |  | 0 | 0 | 0 | 0 | 0 | 0 | 0 | 0 | 0 | 0 | 0 | 0 | 6.15 | 0 | 0 | 0 | 0 | 1 | 0 | 0 | 0 | 0 | 0 | 0 | 0 | 0 | 0 | 0 | 0 | 0 | 2 | 0 | 0 | 0 | 0 | 1 |  | 0 | 0 | 0 | 0 | 0 | 0 | 0 | 0 | 0 | 0 | 0 | 0 | 6.15 | 0 | 0 | 0 | 0 | 1 | 0 | 0 | 0 | 0 | 0 | 0 | 0 | 0 | 0 | 0 | 0 | 0 | 2 | 0 | 0 | 0 | 0 | 1 |  | 1 | 1 | 1 | 1 | 1 | 1 | 5- | 1 | 1 | 1
SCE Northern | Pardee | 230 | 0 | 0 | 0 | 0 | 0 | 0 | 0 | 0 | 0 | 0 | 0 | 0 | 0 | 0 | 0 | 0 | 0 | 0 | 0 | 0 |  | 0 | 0 | 0 | 0 | 0 | 0 | 0 | 0 | 0 | 0 | 0 | 0 | 0 | 0 | 0 | 0 | 0 | 0 | 0 | 0 | 0 | 0 | 0 | 0 | 0 | 0 | 0 | 0 | 0 | 0 | 0 | 0 | 0 | 0 | 0 | 0 |  | 0 | 0 | 0 | 0 | 0 | 0 | 0 | 0 | 0 | 0 | 0 | 0 | 0 | 0 | 103 | 0 | 0 | 1 | 0 | 0 | 0 | 0 | 0 | 0 | 0 | 0 | 0 | 0 | 0 | 0 | 0 | 0 | -2 | 0 | 0 | 1 |  | 0 | 0 | 0 | 0 | 0 | 0 | 0 | 0 | 0 | 0 | 0 | 0 | 0 | 0 | 103 | 0 | 0 | 1 | 0 | 0 | 0 | 0 | 0 | 0 | 0 | 0 | 0 | 0 | 0 | 0 | 0 | 0 | -2 | 0 | 0 | 1 |  | 0 | 0 | 0 | 0 | 0 | 0 | 0 | 0 | 0 | 0 | 0 | 0 | 0 | 0 | 103 | 0 | 0 | 1 | 0 | 0 | 0 | 0 | 0 | 0 | 0 | 0 | 0 | 0 | 0 | 0 | 0 | 0 | -2 | 0 | 0 | 1 |  | 1 | 1 | 1 | 1 | 1 | 1 | 1 | 4+ | 1 | 1
PG&E NGBA | Parkway | 230 | 0 | 0 | 0 | 0 | 0 | 0 | 0 | 0 | 0 | 0 | 0 | 0 | 0 | 0 | 0 | 0 | 0 | 0 | 0 | 0 |  | 0 | 0 | 0 | 0 | 0 | 0 | 0 | 0 | 0 | 0 | 0 | 0 | 0 | 0 | 0 | 0 | 0 | 0 | 0 | 0 | 0 | 0 | 0 | 0 | 0 | 0 | 0 | 0 | 0 | 0 | 0 | 0 | 0 | 0 | 0 | 0 |  | 0 | 0 | 0 | 0 | 0 | 0 | 0 | 0 | 0 | 0 | 0 | 0 | 0 | 0 | 0 | 0 | 0 | 0 | 0 | 0 | 0 | 0 | 0 | 0 | 0 | 0 | 0 | 0 | 0 | 0 | 0 | 0 | 0 | 0 | 0 | 0 |  | 0 | 0 | 0 | 0 | 0 | 0 | 0 | 0 | 0 | 0 | 0 | 0 | 0 | 0 | 0 | 0 | 0 | 0 | 0 | 0 | 0 | 0 | 0 | 0 | 0 | 0 | 0 | 0 | 0 | 0 | 0 | 0 | 0 | 0 | 0 | 0 |  | 0 | 0 | 0 | 0 | 0 | 0 | 0 | 0 | 0 | 0 | 0 | 0 | 0 | 0 | 0 | 0 | 0 | 0 | 0 | 0 | 0 | 0 | 0 | 0 | 0 | 0 | 0 | 0 | 0 | 0 | 0 | 0 | 0 | 0 | 0 | 0 |  | 1 | 1 | 1 | 1 | 1 | 1 | 1 | 1 | 1 | 0
SCE Northern | Pastoria | 230 | 0 | 0 | 0 | 0 | 0 | 0 | 0 | 0 | 0 | 0 | 0 | 0 | 0 | 0 | 0 | 0 | 0 | 0 | 0 | 0 |  | 0 | 0 | 0 | 0 | 0 | 0 | 0 | 0 | 0 | 0 | 0 | 0 | 1.875 | 0 | 0 | 0 | 0 | 1 | 0 | 0 | 0 | 0 | 0 | 0 | 0 | 0 | 0 | 0 | 0 | 0 | -2 | 0 | 0 | 0 | 0 | 1 |  | 0 | 0 | 0 | 0 | 0 | 0 | 0 | 0 | 0 | 0 | 0 | 0 | 1.875 | 0 | 0 | 0 | 0 | 1 | 0 | 0 | 0 | 0 | 0 | 0 | 0 | 0 | 0 | 0 | 0 | 0 | 0 | 0 | 0 | 0 | 0 | 0 |  | 0 | 0 | 0 | 0 | 0 | 0 | 0 | 0 | 0 | 0 | 0 | 0 | 1.875 | 0 | 0 | 0 | 0 | 1 | 0 | 0 | 0 | 0 | 0 | 0 | 0 | 0 | 0 | 0 | 0 | 0 | -2 | 0 | 0 | 0 | 0 | 1 |  | 0 | 0 | 0 | 0 | 0 | 0 | 0 | 0 | 0 | 0 | 0 | 0 | 1.875 | 0 | 0 | 0 | 0 | 1 | 0 | 0 | 0 | 0 | 0 | 0 | 0 | 0 | 0 | 0 | 0 | 0 | 0 | 0 | 0 | 0 | 0 | 0 |  | 1 | 1 | 1 | 1 | 1 | 1 | 2+ | 1 | 1 | 1
SCE Metro | Pauda | 230 | 0 | 0 | 0 | 0 | 0 | 0 | 0 | 0 | 0 | 0 | 0 | 0 | 0 | 0 | 0 | 0 | 0 | 0 | 0 | 0 |  | 0 | 0 | 0 | 0 | 0 | 0 | 0 | 0 | 0 | 0 | 0 | 0 | 0 | 0 | 0 | 0 | 0 | 0 | 0 | 0 | 0 | 0 | 0 | 0 | 0 | 0 | 0 | 0 | 0 | 0 | 0 | 0 | 0 | 0 | 0 | 0 |  | 0 | 0 | 0 | 0 | 0 | 0 | 0 | 0 | 0 | 0 | 0 | 0 | 0 | 0 | 0 | 0 | 0 | 0 | 0 | 0 | 0 | 0 | 0 | 0 | 0 | 0 | 0 | 0 | 0 | 0 | 0 | 0 | 0 | 0 | 0 | 0 |  | 0 | 0 | 0 | 0 | 0 | 0 | 0 | 0 | 0 | 0 | 0 | 0 | 0 | 0 | 0 | 0 | 0 | 0 | 0 | 0 | 0 | 0 | 0 | 0 | 0 | 0 | 0 | 0 | 0 | 0 | 0 | 0 | 0 | 0 | 0 | 0 |  | 0 | 0 | 0 | 0 | 0 | 0 | 0 | 0 | 0 | 0 | 0 | 0 | 0 | 0 | 0 | 0 | 0 | 0 | 0 | 0 | 0 | 0 | 0 | 0 | 0 | 0 | 0 | 0 | 0 | 0 | 0 | 0 | 0 | 0 | 0 | 0 |  | 1 | 1 | 1 | 1 | 1 | 1 | 1 | 1 | 1 | 0
PG&E GBA | Paul Sweet | 115 | 0 | 0 | 0 | 0 | 0 | 0 | 0 | 0 | 0 | 0 | 0 | 0 | 0 | 0 | 0 | 0 | 0 | 0 | 0 | 0 |  | 0 | 0 | 0 | 0 | 0 | 0 | 0 | 0 | 0 | 0 | 0 | 0 | 0 | 0 | 0 | 0 | 0 | 0 | 0 | 0 | 0 | 0 | 0 | 0 | 0 | 0 | 0 | 0 | 0 | 0 | 0 | 0 | 0 | 0 | 0 | 0 |  | 0 | 0 | 0 | 0 | 0 | 0 | 0 | 0 | 0 | 0 | 0 | 0 | 3.9452 | 0 | 3.5543 | 0 | 0 | 1 | 0 | 0 | 0 | 0 | 0 | 0 | 0 | 0 | 0 | 0 | 0 | 0 | -2 | 0 | -2 | 0 | 0 | 1 |  | 0 | 0 | 0 | 0 | 0 | 0 | 0 | 0 | 0 | 0 | 0 | 0 | 3.9452 | 0 | 3.5543 | 0 | 0 | 1 | 0 | 0 | 0 | 0 | 0 | 0 | 0 | 0 | 0 | 0 | 0 | 0 | -1 | 0 | -2 | 0 | 0 | 1 |  | 0 | 0 | 0 | 0 | 0 | 0 | 0 | 0 | 0 | 0 | 0 | 0 | 4.0702 | 0 | 3.5543 | 0 | 0 | 1 | 0 | 0 | 0 | 0 | 0 | 0 | 0 | 0 | 0 | 0 | 0 | 0 | -2 | 0 | -2 | 0 | 0 | 1 |  | 1 | 1 | 1 | 1 | 1 | 1 | 4+ | 4+ | 1 | 1
PG&E NGBA | Peabody | 230 | 0 | 0 | 0 | 0 | 0 | 0 | 0 | 0 | 0 | 0 | 0 | 0 | 0 | 0 | 0 | 0 | 0 | 0 | 0 | 0 |  | 0 | 0 | 0 | 0 | 0 | 0 | 0 | 0 | 0 | 0 | 0 | 0 | 0 | 0 | 0 | 0 | 0 | 0 | 0 | 0 | 0 | 0 | 0 | 0 | 0 | 0 | 0 | 0 | 0 | 0 | 0 | 0 | 0 | 0 | 0 | 0 |  | 0 | 0 | 0 | 0 | 0 | 0 | 0 | 0 | 0 | 0 | 0 | 0 | 9.0298 | 0 | 4.2574 | 0 | 0 | 1 | 0 | 0 | 0 | 0 | 0 | 0 | 0 | 0 | 0 | 0 | 0 | 0 | -2 | 0 | -2 | 0 | 0 | 1 |  | 0 | 0 | 0 | 0 | 0 | 0 | 0 | 0 | 0 | 0 | 0 | 0 | 9.0298 | 0 | 4.2574 | 0 | 0 | 1 | 0 | 0 | 0 | 0 | 0 | 0 | 0 | 0 | 0 | 0 | 0 | 0 | -1 | 0 | -2 | 0 | 0 | 1 |  | 0 | 0 | 0 | 0 | 0 | 0 | 0 | 0 | 0 | 0 | 0 | 0 | 11.2048 | 0 | 4.2574 | 0 | 0 | 1 | 0 | 0 | 0 | 0 | 0 | 0 | 0 | 0 | 0 | 0 | 0 | 0 | -2 | 0 | -2 | 0 | 0 | 1 |  | 1 | 1 | 1 | 1 | 1 | 1 | 4+ | 4+ | 1 | 1
PG&E NGBA | Pease | 115 | 0 | 0 | 0 | 0 | 0 | 0 | 0 | 0 | 0 | 0 | 0 | 0 | 0 | 0 | 0 | 0 | 0 | 0 | 0 | 0 |  | 0 | 0 | 0 | 0 | 0 | 0 | 0 | 0 | 0 | 0 | 0 | 0 | 0 | 0 | 0 | 0 | 0 | 0 | 0 | 0 | 0 | 0 | 0 | 0 | 0 | 0 | 0 | 0 | 0 | 0 | 0 | 0 | 0 | 0 | 0 | 0 |  | 0 | 0 | 0 | 0 | 0 | 0 | 0 | 0 | 0 | 0 | 0 | 0 | 3.2 | 0 | 0 | 0 | 0 | 1 | 0 | 0 | 0 | 0 | 0 | 0 | 0 | 0 | 0 | 0 | 0 | 0 | -2 | 0 | 0 | 0 | 0 | 1 |  | 0 | 0 | 0 | 0 | 0 | 0 | 0 | 0 | 0 | 0 | 0 | 0 | 3.2 | 0 | 0 | 0 | 0 | 1 | 0 | 0 | 0 | 0 | 0 | 0 | 0 | 0 | 0 | 0 | 0 | 0 | -1 | 0 | 0 | 0 | 0 | 1 |  | 0 | 0 | 0 | 0 | 0 | 0 | 0 | 0 | 0 | 0 | 0 | 0 | 3.2 | 0 | 0 | 0 | 0 | 1 | 0 | 0 | 0 | 0 | 0 | 0 | 0 | 0 | 0 | 0 | 0 | 0 | -2 | 0 | 0 | 0 | 0 | 1 |  | 1 | 1 | 1 | 1 | 1 | 1 | 4+ | 1 | 1 | 1
PG&E NGBA | Pease | 60 | 0 | 0 | 0 | 0 | 0 | 0 | 0 | 0 | 0 | 0 | 0 | 0 | 0 | 0 | 0 | 0 | 0 | 0 | 0 | 0 |  | 0 | 0 | 0 | 0 | 0 | 0 | 0 | 0 | 0 | 0 | 0 | 0 | 0 | 0 | 0 | 0 | 0 | 0 | 0 | 0 | 0 | 0 | 0 | 0 | 0 | 0 | 0 | 0 | 0 | 0 | 0 | 0 | 0 | 0 | 0 | 0 |  | 0 | 0 | 0 | 0 | 0 | 0 | 0 | 0 | 0 | 0 | 0 | 0 | 0 | 0 | 0 | 0 | 0 | 0 | 0 | 0 | 0 | 0 | 0 | 0 | 0 | 0 | 0 | 0 | 0 | 0 | 0 | 0 | 0 | 0 | 0 | 0 |  | 0 | 0 | 0 | 0 | 0 | 0 | 0 | 0 | 0 | 0 | 0 | 0 | 0 | 0 | 50.5 | 0 | 0 | 1 | 0 | 0 | 0 | 0 | 0 | 0 | 0 | 0 | 0 | 0 | 0 | 0 | 0 | 0 | -2 | 0 | 0 | 1 |  | 0 | 0 | 0 | 0 | 0 | 0 | 0 | 0 | 0 | 0 | 0 | 0 | 0 | 0 | 50.5 | 0 | 0 | 1 | 0 | 0 | 0 | 0 | 0 | 0 | 0 | 0 | 0 | 0 | 0 | 0 | 0 | 0 | -2 | 0 | 0 | 1 |  | 1 | 1 | 1 | 1 | 1 | 1 | 1 | 2+ | 1 | 1
SDGE | Penasquitos | 138 | 0 | 0 | 0 | 0 | 0 | 0 | 0 | 0 | 0 | 0 | 0 | 0 | 0 | 0 | 0 | 0 | 0 | 0 | 0 | 0 |  | 0 | 0 | 0 | 0 | 0 | 0 | 0 | 0 | 0 | 0 | 0 | 0 | 0 | 0 | 0 | 0 | 0 | 0 | 0 | 0 | 0 | 0 | 0 | 0 | 0 | 0 | 0 | 0 | 0 | 0 | 0 | 0 | 0 | 0 | 0 | 0 |  | 0 | 0 | 0 | 0 | 0 | 0 | 0 | 0 | 0 | 0 | 0 | 0 | 0 | 0 | 0 | 0 | 0 | 0 | 0 | 0 | 0 | 0 | 0 | 0 | 0 | 0 | 0 | 0 | 0 | 0 | 0 | 0 | 0 | 0 | 0 | 0 |  | 0 | 0 | 0 | 0 | 0 | 0 | 0 | 0 | 0 | 0 | 0 | 0 | 0 | 0 | 0 | 0 | 0 | 0 | 0 | 0 | 0 | 0 | 0 | 0 | 0 | 0 | 0 | 0 | 0 | 0 | 0 | 0 | 0 | 0 | 0 | 0 |  | 0 | 0 | 0 | 0 | 0 | 0 | 0 | 0 | 0 | 0 | 0 | 0 | 0 | 0 | 0 | 0 | 0 | 0 | 0 | 0 | 0 | 0 | 0 | 0 | 0 | 0 | 0 | 0 | 0 | 0 | 0 | 0 | 0 | 0 | 0 | 0 |  | 1 | 1 | 1 | 1 | 1 | 1 | 1 | 1 | 1 | 0
SDGE | Penasquitos | 230 | 0 | 0 | 0 | 0 | 0 | 0 | 0 | 0 | 0 | 0 | 0 | 0 | 0 | 0 | 0 | 0 | 0 | 0 | 0 | 0 |  | 0 | 0 | 0 | 0 | 0 | 0 | 0 | 0 | 0 | 0 | 0 | 0 | 0 | 0 | 0 | 0 | 0 | 0 | 0 | 0 | 0 | 0 | 0 | 0 | 0 | 0 | 0 | 0 | 0 | 0 | 0 | 0 | 0 | 0 | 0 | 0 |  | 0 | 0 | 0 | 0 | 0 | 0 | 0 | 0 | 0 | 0 | 0 | 0 | 0 | 0 | 0 | 0 | 0 | 0 | 0 | 0 | 0 | 0 | 0 | 0 | 0 | 0 | 0 | 0 | 0 | 0 | 0 | 0 | 0 | 0 | 0 | 0 |  | 0 | 0 | 0 | 0 | 0 | 0 | 0 | 0 | 0 | 0 | 0 | 0 | 0 | 0 | 0 | 0 | 0 | 0 | 0 | 0 | 0 | 0 | 0 | 0 | 0 | 0 | 0 | 0 | 0 | 0 | 0 | 0 | 0 | 0 | 0 | 0 |  | 0 | 0 | 0 | 0 | 0 | 0 | 0 | 0 | 0 | 0 | 0 | 0 | 0 | 0 | 0 | 0 | 0 | 0 | 0 | 0 | 0 | 0 | 0 | 0 | 0 | 0 | 0 | 0 | 0 | 0 | 0 | 0 | 0 | 0 | 0 | 0 |  | 1 | 1 | 1 | 1 | 1 | 1 | 1 | 1 | 1 | 0
SDGE | Penasquitos | 69 | 0 | 0 | 0 | 0 | 0 | 0 | 0 | 0 | 0 | 0 | 0 | 0 | 0 | 0 | 0 | 0 | 0 | 0 | 0 | 0 |  | 0 | 0 | 0 | 0 | 0 | 0 | 0 | 0 | 0 | 0 | 0 | 0 | 0 | 0 | 0 | 0 | 0 | 0 | 0 | 0 | 0 | 0 | 0 | 0 | 0 | 0 | 0 | 0 | 0 | 0 | 0 | 0 | 0 | 0 | 0 | 0 |  | 0 | 0 | 0 | 0 | 0 | 0 | 0 | 0 | 0 | 0 | 0 | 0 | 0 | 0 | 0 | 0 | 0 | 0 | 0 | 0 | 0 | 0 | 0 | 0 | 0 | 0 | 0 | 0 | 0 | 0 | 0 | 0 | 0 | 0 | 0 | 0 |  | 0 | 0 | 0 | 0 | 0 | 0 | 0 | 0 | 0 | 0 | 0 | 0 | 0 | 0 | 0 | 0 | 0 | 0 | 0 | 0 | 0 | 0 | 0 | 0 | 0 | 0 | 0 | 0 | 0 | 0 | 0 | 0 | 0 | 0 | 0 | 0 |  | 0 | 0 | 0 | 0 | 0 | 0 | 0 | 0 | 0 | 0 | 0 | 0 | 0 | 0 | 0 | 0 | 0 | 0 | 0 | 0 | 0 | 0 | 0 | 0 | 0 | 0 | 0 | 0 | 0 | 0 | 0 | 0 | 0 | 0 | 0 | 0 |  | 1 | 1 | 1 | 1 | 1 | 1 | 1 | 1 | 1 | 0
SDGE | Pendleton | 69 | 0 | 0 | 0 | 0 | 0 | 0 | 0 | 0 | 0 | 0 | 0 | 0 | 0 | 0 | 0 | 0 | 0 | 0 | 0 | 0 |  | 0 | 0 | 0 | 0 | 0 | 0 | 0 | 0 | 0 | 0 | 0 | 0 | 0 | 0 | 0 | 0 | 0 | 0 | 0 | 0 | 0 | 0 | 0 | 0 | 0 | 0 | 0 | 0 | 0 | 0 | 0 | 0 | 0 | 0 | 0 | 0 |  | 0 | 0 | 0 | 0 | 0 | 0 | 0 | 0 | 0 | 0 | 0 | 0 | 0 | 0 | 0 | 0 | 0 | 0 | 0 | 0 | 0 | 0 | 0 | 0 | 0 | 0 | 0 | 0 | 0 | 0 | 0 | 0 | 0 | 0 | 0 | 0 |  | 0 | 0 | 0 | 0 | 0 | 0 | 0 | 0 | 0 | 0 | 0 | 0 | 0 | 0 | 0 | 0 | 0 | 0 | 0 | 0 | 0 | 0 | 0 | 0 | 0 | 0 | 0 | 0 | 0 | 0 | 0 | 0 | 0 | 0 | 0 | 0 |  | 0 | 0 | 0 | 0 | 0 | 0 | 0 | 0 | 0 | 0 | 0 | 0 | 0 | 0 | 0 | 0 | 0 | 0 | 0 | 0 | 0 | 0 | 0 | 0 | 0 | 0 | 0 | 0 | 0 | 0 | 0 | 0 | 0 | 0 | 0 | 0 |  | 1 | 1 | 1 | 1 | 1 | 1 | 1 | 1 | 1 | 0
PG&E NGBA | Penngrove | 115 | 0 | 0 | 0 | 0 | 0 | 0 | 0 | 0 | 0 | 0 | 0 | 0 | 0 | 0 | 0 | 0 | 0 | 0 | 0 | 0 |  | 0 | 0 | 0 | 0 | 0 | 0 | 0 | 0 | 0 | 0 | 0 | 0 | 0 | 0 | 0 | 0 | 0 | 0 | 0 | 0 | 0 | 0 | 0 | 0 | 0 | 0 | 0 | 0 | 0 | 0 | 0 | 0 | 0 | 0 | 0 | 0 |  | 0 | 0 | 0 | 0 | 0 | 0 | 0 | 0 | 0 | 0 | 0 | 0 | 6.025 | 0 | 6.025 | 0 | 0 | 1 | 0 | 0 | 0 | 0 | 0 | 0 | 0 | 0 | 0 | 0 | 0 | 0 | -2 | 0 | -2 | 0 | 0 | 1 |  | 0 | 0 | 0 | 0 | 0 | 0 | 0 | 0 | 0 | 0 | 0 | 0 | 6.025 | 0 | 6.025 | 0 | 0 | 1 | 0 | 0 | 0 | 0 | 0 | 0 | 0 | 0 | 0 | 0 | 0 | 0 | -1 | 0 | -2 | 0 | 0 | 1 |  | 0 | 0 | 0 | 0 | 0 | 0 | 0 | 0 | 0 | 0 | 0 | 0 | 6.025 | 0 | 6.025 | 0 | 0 | 1 | 0 | 0 | 0 | 0 | 0 | 0 | 0 | 0 | 0 | 0 | 0 | 0 | -2 | 0 | -2 | 0 | 0 | 1 |  | 1 | 1 | 1 | 1 | 1 | 1 | 4+ | 4+ | 1 | 1
PG&E GBA | Peoria | 115 | 0 | 0 | 0 | 0 | 0 | 0 | 0 | 0 | 0 | 0 | 0 | 0 | 0 | 0 | 0 | 0 | 0 | 0 | 0 | 0 |  | 0 | 0 | 0 | 0 | 0 | 0 | 0 | 0 | 0 | 0 | 0 | 0 | 0 | 0 | 0 | 0 | 0 | 0 | 0 | 0 | 0 | 0 | 0 | 0 | 0 | 0 | 0 | 0 | 0 | 0 | 0 | 0 | 0 | 0 | 0 | 0 |  | 0 | 0 | 0 | 0 | 0 | 0 | 0 | 0 | 0 | 0 | 0 | 0 | 0 | 0 | 0 | 0 | 0 | 0 | 0 | 0 | 0 | 0 | 0 | 0 | 0 | 0 | 0 | 0 | 0 | 0 | 0 | 0 | 0 | 0 | 0 | 0 |  | 0 | 0 | 0 | 0 | 0 | 0 | 0 | 0 | 0 | 0 | 0 | 0 | 0 | 0 | 0 | 0 | 0 | 0 | 0 | 0 | 0 | 0 | 0 | 0 | 0 | 0 | 0 | 0 | 0 | 0 | 0 | 0 | 0 | 0 | 0 | 0 |  | 0 | 0 | 0 | 0 | 0 | 0 | 0 | 0 | 0 | 0 | 0 | 0 | 0 | 0 | 0 | 0 | 0 | 0 | 0 | 0 | 0 | 0 | 0 | 0 | 0 | 0 | 0 | 0 | 0 | 0 | 0 | 0 | 0 | 0 | 0 | 0 |  | 1 | 1 | 1 | 1 | 1 | 1 | 1 | 1 | 1 | 0
PG&E GBA | Piercy | 115 | 0 | 0 | 0 | 0 | 0 | 0 | 0 | 0 | 0 | 0 | 0 | 0 | 0 | 0 | 0 | 0 | 0 | 0 | 0 | 0 |  | 0 | 0 | 0 | 0 | 0 | 0 | 0 | 0 | 0 | 0 | 0 | 0 | 0 | 0 | 0 | 0 | 0 | 0 | 0 | 0 | 0 | 0 | 0 | 0 | 0 | 0 | 0 | 0 | 0 | 0 | 0 | 0 | 0 | 0 | 0 | 0 |  | 0 | 0 | 0 | 0 | 0 | 0 | 0 | 0 | 0 | 0 | 0 | 0 | 0 | 0 | 0 | 0 | 0 | 0 | 0 | 0 | 0 | 0 | 0 | 0 | 0 | 0 | 0 | 0 | 0 | 0 | 0 | 0 | 0 | 0 | 0 | 0 |  | 0 | 0 | 0 | 0 | 0 | 0 | 0 | 0 | 0 | 0 | 0 | 0 | 0 | 0 | 0 | 0 | 0 | 0 | 0 | 0 | 0 | 0 | 0 | 0 | 0 | 0 | 0 | 0 | 0 | 0 | 0 | 0 | 0 | 0 | 0 | 0 |  | 0 | 0 | 0 | 0 | 0 | 0 | 0 | 205 | 0 | 0 | 0 | 0 | 5 | 0 | 205 | 0 | 0 | 1 | 0 | 0 | 0 | 0 | 0 | 0 | 0 | -2 | 0 | 0 | 0 | 0 | -2 | 0 | -2 | 0 | 0 | 1 |  | 1 | 1 | 1 | 1+ | 1 | 1 | 1+ | 1+ | 1 | 1
PG&E FRESNO | Pine Flat | 230 | 0 | 0 | 0 | 0 | 0 | 0 | 0 | 0 | 0 | 0 | 0 | 0 | 225 | 0 | 225 | 0 | 0 | 0 | 0 | 1 |  | 0 | 0 | 0 | 0 | 0 | 0 | 0 | 0 | 0 | 0 | 0 | 0 | 0 | 0 | 0 | 0 | 0 | 0 | 0 | 0 | 0 | 0 | 0 | 0 | 0 | 0 | 0 | 0 | 0 | 2 | 2 | 0 | 0 | 0 | 0 | 1 |  | 0 | 0 | 0 | 0 | 0 | 0 | 0 | 0 | 0 | 0 | 0 | 0 | 0 | 0 | 0 | 0 | 0 | 0 | 0 | 0 | 0 | 0 | 0 | 0 | 0 | 0 | 0 | 0 | 0 | 2 | 2 | 0 | 0 | 0 | 0 | 1 |  | 0 | 0 | 0 | 0 | 0 | 0 | 0 | 0 | 0 | 0 | 0 | 0 | 0 | 0 | 0 | 0 | 0 | 0 | 0 | 0 | 0 | 0 | 0 | 0 | 0 | 0 | 0 | 0 | 0 | 2 | 2 | 0 | 0 | 0 | 0 | 1 |  | 0 | 0 | 0 | 0 | 0 | 0 | 0 | 0 | 0 | 0 | 0 | 0 | 0 | 0 | 0 | 0 | 0 | 0 | 0 | 0 | 0 | 0 | 0 | 0 | 0 | 0 | 0 | 0 | 0 | 2 | 2 | 0 | 0 | 0 | 0 | 1 |  | 1 | 1 | 1 | 1 | 1 | 1 | 5- | 1 | 1 | 1
SCE NOL | Pisgah | 230 | 0 | 0 | 0 | 0 | 0 | 0 | 0 | 0 | 0 | 0 | 0 | 0 | 0 | 0 | 0 | 20 | 0 | 20 | 0 | 1 |  | 0 | 0 | 0 | 0 | 0 | 0 | 0 | 0 | 0 | 0 | 0 | 0 | 0 | 0 | 0 | 0 | 0 | 0 | 0 | 0 | 0 | 0 | 0 | 0 | 0 | 0 | 0 | 0 | 0 | 0 | 0 | 2 | 2 | 0 | 0 | 1 |  | 0 | 0 | 0 | 0 | 0 | 0 | 0 | 0 | 0 | 0 | 0 | 0 | 0 | 0 | 0 | 0 | 0 | 0 | 0 | 0 | 0 | 0 | 0 | 0 | 0 | 0 | 0 | 0 | 0 | 0 | 0 | 2 | 2 | 0 | 0 | 1 |  | 0 | 0 | 0 | 0 | 0 | 0 | 0 | 0 | 0 | 0 | 0 | 0 | 312.96 | 240 | 312.96 | 0 | 0 | 1 | 0 | 0 | 0 | 0 | 0 | 0 | 0 | 0 | 0 | 0 | 0 | 0 | -1 | -2 | -2 | 0 | 0 | 1 |  | 0 | 0 | 0 | 0 | 0 | 0 | 0 | 0 | 0 | 0 | 0 | 0 | 630.245 | 240 | 312.96 | 0 | 0 | 1 | 0 | 0 | 0 | 0 | 0 | 0 | 0 | 0 | 0 | 0 | 0 | 0 | -2 | -2 | -2 | 0 | 0 | 1 |  | 1 | 1 | 1 | 1 | 1 | 1 | 2+ | 4+ | 1 | 1
PG&E NGBA | Pit 1 | 230 | 0 | 0 | 0 | 0 | 0 | 0 | 0 | 0 | 0 | 0 | 0 | 0 | 0 | 0 | 0 | 0 | 0 | 0 | 0 | 0 |  | 0 | 0 | 0 | 0 | 0 | 0 | 0 | 0 | 0 | 0 | 0 | 0 | 0 | 0 | 0 | 0 | 0 | 0 | 0 | 0 | 0 | 0 | 0 | 0 | 0 | 0 | 0 | 0 | 0 | 0 | 0 | 0 | 0 | 0 | 0 | 0 |  | 0 | 0 | 0 | 0 | 0 | 0 | 0 | 0 | 0 | 0 | 0 | 0 | 0 | 0 | 0 | 0 | 0 | 0 | 0 | 0 | 0 | 0 | 0 | 0 | 0 | 0 | 0 | 0 | 0 | 0 | 0 | 0 | 0 | 0 | 0 | 0 |  | 0 | 0 | 0 | 0 | 0 | 0 | 0 | 0 | 0 | 0 | 0 | 0 | 0 | 0 | 0 | 0 | 0 | 0 | 0 | 0 | 0 | 0 | 0 | 0 | 0 | 0 | 0 | 0 | 0 | 0 | 0 | 0 | 0 | 0 | 0 | 0 |  | 0 | 0 | 0 | 0 | 0 | 0 | 0 | 0 | 0 | 0 | 0 | 0 | 0 | 0 | 0 | 0 | 0 | 0 | 0 | 0 | 0 | 0 | 0 | 0 | 0 | 0 | 0 | 0 | 0 | 0 | 0 | 0 | 0 | 0 | 0 | 0 |  | 1 | 1 | 1 | 1 | 1 | 1 | 1 | 1 | 1 | 0
PG&E NGBA | Pit 1 | 60 | 0 | 0 | 0 | 0 | 0 | 0 | 0 | 0 | 0 | 0 | 0 | 0 | 0 | 0 | 0 | 0 | 0 | 0 | 0 | 0 |  | 0 | 0 | 0 | 0 | 0 | 0 | 0 | 0 | 0 | 0 | 0 | 0 | 0 | 0 | 0 | 0 | 0 | 0 | 0 | 0 | 0 | 0 | 0 | 0 | 0 | 0 | 0 | 0 | 0 | 0 | 0 | 0 | 0 | 0 | 0 | 0 |  | 0 | 0 | 0 | 0 | 0 | 0 | 0 | 0 | 0 | 0 | 0 | 0 | 0 | 0 | 0 | 0 | 0 | 0 | 0 | 0 | 0 | 0 | 0 | 0 | 0 | 0 | 0 | 0 | 0 | 0 | 0 | 0 | 0 | 0 | 0 | 0 |  | 0 | 0 | 0 | 0 | 0 | 0 | 0 | 0 | 0 | 0 | 0 | 0 | 0 | 0 | 0 | 0 | 0 | 0 | 0 | 0 | 0 | 0 | 0 | 0 | 0 | 0 | 0 | 0 | 0 | 0 | 0 | 0 | 0 | 0 | 0 | 0 |  | 0 | 0 | 0 | 0 | 0 | 0 | 0 | 0 | 0 | 0 | 0 | 0 | 0 | 0 | 0 | 0 | 0 | 0 | 0 | 0 | 0 | 0 | 0 | 0 | 0 | 0 | 0 | 0 | 0 | 0 | 0 | 0 | 0 | 0 | 0 | 0 |  | 1 | 1 | 1 | 1 | 1 | 1 | 1 | 1 | 1 | 0
PG&E NGBA | Pit 3 | 230 | 0 | 0 | 0 | 0 | 0 | 0 | 0 | 0 | 0 | 0 | 0 | 0 | 0 | 0 | 0 | 0 | 0 | 0 | 0 | 0 |  | 0 | 0 | 0 | 0 | 0 | 0 | 0 | 0 | 0 | 0 | 0 | 0 | 0 | 0 | 0 | 0 | 0 | 0 | 0 | 0 | 0 | 0 | 0 | 0 | 0 | 0 | 0 | 0 | 0 | 0 | 0 | 0 | 0 | 0 | 0 | 0 |  | 0 | 0 | 0 | 0 | 0 | 0 | 0 | 0 | 0 | 0 | 0 | 0 | 0 | 0 | 0 | 0 | 0 | 0 | 0 | 0 | 0 | 0 | 0 | 0 | 0 | 0 | 0 | 0 | 0 | 0 | 0 | 0 | 0 | 0 | 0 | 0 |  | 0 | 0 | 0 | 0 | 0 | 0 | 0 | 0 | 0 | 0 | 0 | 0 | 0 | 0 | 0 | 0 | 0 | 0 | 0 | 0 | 0 | 0 | 0 | 0 | 0 | 0 | 0 | 0 | 0 | 0 | 0 | 0 | 0 | 0 | 0 | 0 |  | 0 | 0 | 0 | 0 | 0 | 0 | 0 | 0 | 0 | 0 | 0 | 0 | 0 | 0 | 0 | 0 | 0 | 0 | 0 | 0 | 0 | 0 | 0 | 0 | 0 | 0 | 0 | 0 | 0 | 0 | 0 | 0 | 0 | 0 | 0 | 0 |  | 1 | 1 | 1 | 1 | 1 | 1 | 1 | 1 | 1 | 0
PG&E NGBA | Pit 4 | 230 | 0 | 0 | 0 | 0 | 0 | 0 | 0 | 0 | 0 | 0 | 0 | 0 | 0 | 0 | 0 | 0 | 0 | 0 | 0 | 0 |  | 0 | 0 | 0 | 0 | 0 | 0 | 0 | 0 | 0 | 0 | 0 | 0 | 0 | 0 | 0 | 0 | 0 | 0 | 0 | 0 | 0 | 0 | 0 | 0 | 0 | 0 | 0 | 0 | 0 | 0 | 0 | 0 | 0 | 0 | 0 | 0 |  | 0 | 0 | 0 | 0 | 0 | 0 | 0 | 0 | 0 | 0 | 0 | 0 | 0 | 0 | 0 | 0 | 0 | 0 | 0 | 0 | 0 | 0 | 0 | 0 | 0 | 0 | 0 | 0 | 0 | 0 | 0 | 0 | 0 | 0 | 0 | 0 |  | 0 | 0 | 0 | 0 | 0 | 0 | 0 | 0 | 0 | 0 | 0 | 0 | 0 | 0 | 0 | 0 | 0 | 0 | 0 | 0 | 0 | 0 | 0 | 0 | 0 | 0 | 0 | 0 | 0 | 0 | 0 | 0 | 0 | 0 | 0 | 0 |  | 0 | 0 | 0 | 0 | 0 | 0 | 0 | 0 | 0 | 0 | 0 | 0 | 0 | 0 | 0 | 0 | 0 | 0 | 0 | 0 | 0 | 0 | 0 | 0 | 0 | 0 | 0 | 0 | 0 | 0 | 0 | 0 | 0 | 0 | 0 | 0 |  | 1 | 1 | 1 | 1 | 1 | 1 | 1 | 1 | 1 | 0
PG&E GBA | Pittsburg | 115 | 0 | 0 | 0 | 0 | 0 | 0 | 0 | 0 | 0 | 0 | 0 | 0 | 0 | 0 | 0 | 0 | 0 | 0 | 0 | 0 |  | 0 | 0 | 0 | 0 | 0 | 0 | 0 | 0 | 0 | 0 | 0 | 0 | 0 | 0 | 0 | 0 | 0 | 0 | 0 | 0 | 0 | 0 | 0 | 0 | 0 | 0 | 0 | 0 | 0 | 0 | 0 | 0 | 0 | 0 | 0 | 0 |  | 0 | 0 | 0 | 0 | 0 | 0 | 0 | 0 | 0 | 0 | 0 | 0 | 0 | 0 | 0 | 0 | 0 | 0 | 0 | 0 | 0 | 0 | 0 | 0 | 0 | 0 | 0 | 0 | 0 | 0 | 0 | 0 | 0 | 0 | 0 | 0 |  | 0 | 0 | 0 | 0 | 0 | 0 | 0 | 0 | 0 | 0 | 0 | 0 | 0 | 325 | 353.2 | 0 | 0 | 1 | 0 | 0 | 0 | 0 | 0 | 0 | 0 | 0 | 0 | 0 | 0 | 0 | 0 | -2 | -2 | 0 | 0 | 1 |  | 0 | 0 | 0 | 0 | 0 | 0 | 0 | 0 | 0 | 0 | 0 | 0 | 0 | 325 | 353.2 | 0 | 0 | 1 | 0 | 0 | 0 | 0 | 0 | 0 | 0 | 0 | 0 | 0 | 0 | 0 | 0 | -2 | -2 | 0 | 0 | 1 |  | 1 | 1 | 1 | 1 | 1 | 1 | 1 | 4+ | 1 | 1
PG&E GBA | Pittsburg | 230 | 0 | 0 | 0 | 0 | 0 | 0 | 0 | 0 | 0 | 0 | 0 | 0 | 0 | 0 | 0 | 0 | 0 | 0 | 0 | 0 |  | 0 | 0 | 0 | 0 | 0 | 0 | 0 | 0 | 0 | 0 | 0 | 0 | 0 | 0 | 675 | 0 | 0 | 1 | 0 | 0 | 0 | 0 | 0 | 0 | 0 | 0 | 0 | 0 | 0 | 0 | 0 | 0 | -2 | 0 | 0 | 1 |  | 0 | 0 | 0 | 0 | 0 | 0 | 0 | 0 | 0 | 0 | 0 | 0 | 0 | 0 | 675 | 0 | 0 | 1 | 0 | 0 | 0 | 0 | 0 | 0 | 0 | 0 | 0 | 0 | 0 | 0 | 0 | 0 | -2 | 0 | 0 | 1 |  | 0 | 0 | 0 | 0 | 0 | 0 | 0 | 0 | 0 | 0 | 0 | 0 | 0 | 175 | 1358.4 | 0 | 0 | 1 | 0 | 0 | 0 | 0 | 0 | 0 | 0 | 0 | 0 | 0 | 0 | 0 | 0 | -2 | -2 | 0 | 0 | 1 |  | 0 | 0 | 0 | 0 | 0 | 0 | 0 | 0 | 0 | 0 | 0 | 0 | 0 | 175 | 1358.4 | 0 | 0 | 1 | 0 | 0 | 0 | 0 | 0 | 0 | 0 | 0 | 0 | 0 | 0 | 0 | 0 | -2 | -2 | 0 | 0 | 1 |  | 1 | 1 | 1 | 1 | 1 | 1 | 1 | 4+ | 1 | 1
PG&E NGBA | Pleasant Grove | 115 | 0 | 0 | 0 | 0 | 0 | 0 | 0 | 0 | 0 | 0 | 0 | 0 | 0 | 0 | 0 | 0 | 0 | 0 | 0 | 0 |  | 0 | 0 | 0 | 0 | 0 | 0 | 0 | 0 | 0 | 0 | 0 | 0 | 0 | 0 | 0 | 0 | 0 | 0 | 0 | 0 | 0 | 0 | 0 | 0 | 0 | 0 | 0 | 0 | 0 | 0 | 0 | 0 | 0 | 0 | 0 | 0 |  | 0 | 0 | 0 | 0 | 0 | 0 | 0 | 0 | 0 | 0 | 0 | 0 | 3.491 | 0 | 0 | 0 | 0 | 1 | 0 | 0 | 0 | 0 | 0 | 0 | 0 | 0 | 0 | 0 | 0 | 0 | -2 | 0 | 0 | 0 | 0 | 1 |  | 0 | 0 | 0 | 0 | 0 | 0 | 0 | 0 | 0 | 0 | 0 | 0 | 3.491 | 0 | 0 | 0 | 0 | 1 | 0 | 0 | 0 | 0 | 0 | 0 | 0 | 0 | 0 | 0 | 0 | 0 | -1 | 0 | 0 | 0 | 0 | 1 |  | 0 | 0 | 0 | 0 | 0 | 0 | 0 | 0 | 0 | 0 | 0 | 0 | 3.491 | 0 | 0 | 0 | 0 | 1 | 0 | 0 | 0 | 0 | 0 | 0 | 0 | 0 | 0 | 0 | 0 | 0 | -2 | 0 | 0 | 0 | 0 | 1 |  | 1 | 1 | 1 | 1 | 1 | 1 | 4+ | 1 | 1 | 1
PG&E NGBA | POE | 230 | 0 | 0 | 0 | 0 | 0 | 0 | 0 | 0 | 0 | 0 | 0 | 0 | 0 | 0 | 0 | 0 | 0 | 0 | 0 | 0 |  | 0 | 0 | 0 | 0 | 0 | 0 | 0 | 0 | 0 | 0 | 0 | 0 | 0 | 0 | 0 | 0 | 0 | 0 | 0 | 0 | 0 | 0 | 0 | 0 | 0 | 0 | 0 | 0 | 0 | 0 | 0 | 0 | 0 | 0 | 0 | 0 |  | 0 | 0 | 0 | 0 | 0 | 0 | 0 | 0 | 0 | 0 | 0 | 0 | 0 | 0 | 0 | 0 | 0 | 0 | 0 | 0 | 0 | 0 | 0 | 0 | 0 | 0 | 0 | 0 | 0 | 0 | 0 | 0 | 0 | 0 | 0 | 0 |  | 0 | 0 | 0 | 0 | 0 | 0 | 0 | 0 | 0 | 0 | 0 | 0 | 0 | 0 | 0 | 0 | 0 | 0 | 0 | 0 | 0 | 0 | 0 | 0 | 0 | 0 | 0 | 0 | 0 | 0 | 0 | 0 | 0 | 0 | 0 | 0 |  | 0 | 0 | 0 | 0 | 0 | 0 | 0 | 0 | 0 | 0 | 0 | 0 | 0 | 0 | 0 | 0 | 0 | 0 | 0 | 0 | 0 | 0 | 0 | 0 | 0 | 0 | 0 | 0 | 0 | 0 | 0 | 0 | 0 | 0 | 0 | 0 |  | 1 | 1 | 1 | 1 | 1 | 1 | 1 | 1 | 1 | 0
SDGE | Point Loma | 69 | 0 | 0 | 0 | 0 | 0 | 0 | 0 | 0 | 0 | 0 | 0 | 0 | 0 | 0 | 0 | 0 | 0 | 0 | 0 | 0 |  | 0 | 0 | 0 | 0 | 0 | 0 | 0 | 0 | 0 | 0 | 0 | 0 | 0 | 0 | 0 | 0 | 0 | 0 | 0 | 0 | 0 | 0 | 0 | 0 | 0 | 0 | 0 | 0 | 0 | 0 | 0 | 0 | 0 | 0 | 0 | 0 |  | 0 | 0 | 0 | 0 | 0 | 0 | 0 | 0 | 0 | 0 | 0 | 0 | 0 | 0 | 0 | 0 | 0 | 0 | 0 | 0 | 0 | 0 | 0 | 0 | 0 | 0 | 0 | 0 | 0 | 0 | 0 | 0 | 0 | 0 | 0 | 0 |  | 0 | 0 | 0 | 0 | 0 | 0 | 0 | 0 | 0 | 0 | 0 | 0 | 0 | 0 | 0 | 0 | 0 | 0 | 0 | 0 | 0 | 0 | 0 | 0 | 0 | 0 | 0 | 0 | 0 | 0 | 0 | 0 | 0 | 0 | 0 | 0 |  | 0 | 0 | 0 | 0 | 0 | 0 | 0 | 0 | 0 | 0 | 0 | 0 | 0 | 0 | 0 | 0 | 0 | 0 | 0 | 0 | 0 | 0 | 0 | 0 | 0 | 0 | 0 | 0 | 0 | 0 | 0 | 0 | 0 | 0 | 0 | 0 |  | 1 | 1 | 1 | 1 | 1 | 1 | 1 | 1 | 1 | 0
SDGE | Pomerado | 69 | 0 | 0 | 0 | 0 | 0 | 0 | 0 | 0 | 0 | 0 | 0 | 0 | 0 | 0 | 0 | 0 | 0 | 0 | 0 | 0 |  | 0 | 0 | 0 | 0 | 0 | 0 | 0 | 0 | 0 | 0 | 0 | 0 | 0 | 0 | 0 | 0 | 0 | 0 | 0 | 0 | 0 | 0 | 0 | 0 | 0 | 0 | 0 | 0 | 0 | 0 | 0 | 0 | 0 | 0 | 0 | 0 |  | 0 | 0 | 0 | 0 | 0 | 0 | 0 | 0 | 0 | 0 | 0 | 0 | 0 | 0 | 0 | 0 | 0 | 0 | 0 | 0 | 0 | 0 | 0 | 0 | 0 | 0 | 0 | 0 | 0 | 0 | 0 | 0 | 0 | 0 | 0 | 0 |  | 0 | 0 | 0 | 0 | 0 | 0 | 0 | 0 | 0 | 0 | 0 | 0 | 0 | 0 | 0 | 0 | 0 | 0 | 0 | 0 | 0 | 0 | 0 | 0 | 0 | 0 | 0 | 0 | 0 | 0 | 0 | 0 | 0 | 0 | 0 | 0 |  | 0 | 0 | 0 | 0 | 0 | 0 | 0 | 0 | 0 | 0 | 0 | 0 | 0 | 0 | 0 | 0 | 0 | 0 | 0 | 0 | 0 | 0 | 0 | 0 | 0 | 0 | 0 | 0 | 0 | 0 | 0 | 0 | 0 | 0 | 0 | 0 |  | 1 | 1 | 1 | 1 | 1 | 1 | 1 | 1 | 1 | 0
PG&E KERN | Poso Mountain | 115 | 0 | 0 | 0 | 0 | 0 | 0 | 0 | 0 | 0 | 0 | 0 | 0 | 100 | 150 | 250 | 0 | 0 | 0 | 0 | 1 |  | 0 | 0 | 0 | 0 | 0 | 0 | 0 | 0 | 0 | 0 | 0 | 0 | 0 | 0 | 0 | 0 | 0 | 0 | 0 | 0 | 0 | 0 | 0 | 0 | 0 | 0 | 0 | 0 | 0 | 2 | 2 | 0 | 0 | 0 | 0 | 1 |  | 0 | 0 | 0 | 0 | 0 | 0 | 0 | 0 | 0 | 0 | 0 | 0 | 0 | 0 | 0 | 0 | 0 | 0 | 0 | 0 | 0 | 0 | 0 | 0 | 0 | 0 | 0 | 0 | 0 | 2 | 2 | 0 | 0 | 0 | 0 | 1 |  | 0 | 0 | 0 | 0 | 0 | 0 | 0 | 0 | 0 | 0 | 0 | 0 | 0 | 0 | 0 | 0 | 0 | 0 | 0 | 0 | 0 | 0 | 0 | 0 | 0 | 0 | 0 | 0 | 0 | 2 | 2 | 0 | 0 | 0 | 0 | 1 |  | 0 | 0 | 0 | 0 | 0 | 0 | 0 | 0 | 0 | 0 | 0 | 0 | 0 | 0 | 0 | 0 | 0 | 0 | 0 | 0 | 0 | 0 | 0 | 0 | 0 | 0 | 0 | 0 | 0 | 2 | 2 | 0 | 0 | 0 | 0 | 1 |  | 1 | 1 | 1 | 1 | 1 | 1 | 5- | 1 | 1 | 1
EOP | Primm | 230 | 0 | 0 | 0 | 0 | 0 | 0 | 0 | 0 | 0 | 0 | 0 | 0 | 0 | 0 | 0 | 0 | 0 | 0 | 0 | 0 |  | 0 | 0 | 0 | 0 | 0 | 0 | 0 | 0 | 0 | 0 | 0 | 0 | 0 | 0 | 0 | 0 | 0 | 0 | 0 | 0 | 0 | 0 | 0 | 0 | 0 | 0 | 0 | 0 | 0 | 0 | 0 | 0 | 0 | 0 | 0 | 0 |  | 0 | 0 | 0 | 0 | 0 | 0 | 0 | 0 | 0 | 0 | 0 | 0 | 0 | 0 | 0 | 0 | 0 | 0 | 0 | 0 | 0 | 0 | 0 | 0 | 0 | 0 | 0 | 0 | 0 | 0 | 0 | 0 | 0 | 0 | 0 | 0 |  | 0 | 0 | 0 | 0 | 0 | 0 | 0 | 0 | 0 | 0 | 0 | 0 | 0 | 0 | 0 | 0 | 0 | 0 | 0 | 0 | 0 | 0 | 0 | 0 | 0 | 0 | 0 | 0 | 0 | 0 | 0 | 0 | 0 | 0 | 0 | 0 |  | 0 | 0 | 0 | 0 | 0 | 0 | 0 | 0 | 0 | 0 | 0 | 0 | 0 | 0 | 0 | 0 | 0 | 0 | 0 | 0 | 0 | 0 | 0 | 0 | 0 | 0 | 0 | 0 | 0 | 0 | 0 | 0 | 0 | 0 | 0 | 0 |  | 1 | 1 | 1 | 1 | 1 | 1 | 1 | 1 | 1 | 0
PG&E NGBA | Putah Creek | 115 | 0 | 0 | 0 | 0 | 0 | 0 | 0 | 0 | 0 | 0 | 0 | 0 | 0 | 0 | 0 | 0 | 0 | 0 | 0 | 0 |  | 0 | 0 | 0 | 0 | 0 | 0 | 0 | 0 | 0 | 0 | 0 | 0 | 0 | 0 | 0 | 0 | 0 | 0 | 0 | 0 | 0 | 0 | 0 | 0 | 0 | 0 | 0 | 0 | 0 | 0 | 0 | 0 | 0 | 0 | 0 | 0 |  | 0 | 0 | 0 | 0 | 0 | 0 | 0 | 0 | 0 | 0 | 0 | 0 | 4.375 | 0 | 0 | 0 | 0 | 1 | 0 | 0 | 0 | 0 | 0 | 0 | 0 | 0 | 0 | 0 | 0 | 0 | -2 | 0 | 0 | 0 | 0 | 1 |  | 0 | 0 | 0 | 0 | 0 | 0 | 0 | 0 | 0 | 0 | 0 | 0 | 4.375 | 0 | 0 | 0 | 0 | 1 | 0 | 0 | 0 | 0 | 0 | 0 | 0 | 0 | 0 | 0 | 0 | 0 | -1 | 0 | 0 | 0 | 0 | 1 |  | 0 | 0 | 0 | 0 | 0 | 0 | 0 | 0 | 0 | 0 | 0 | 0 | 4.375 | 0 | 0 | 0 | 0 | 1 | 0 | 0 | 0 | 0 | 0 | 0 | 0 | 0 | 0 | 0 | 0 | 0 | -2 | 0 | 0 | 0 | 0 | 1 |  | 1 | 1 | 1 | 1 | 1 | 1 | 4+ | 1 | 1 | 1
SDGE | Q1806 | 138 | 0 | 0 | 0 | 0 | 0 | 0 | 0 | 0 | 0 | 0 | 0 | 0 | 0 | 0 | 0 | 0 | 0 | 0 | 0 | 0 |  | 0 | 0 | 0 | 0 | 0 | 0 | 0 | 0 | 0 | 0 | 0 | 0 | 0 | 0 | 0 | 0 | 0 | 0 | 0 | 0 | 0 | 0 | 0 | 0 | 0 | 0 | 0 | 0 | 0 | 0 | 0 | 0 | 0 | 0 | 0 | 0 |  | 0 | 0 | 0 | 0 | 0 | 0 | 0 | 0 | 0 | 0 | 0 | 0 | 0 | 0 | 0 | 0 | 0 | 0 | 0 | 0 | 0 | 0 | 0 | 0 | 0 | 0 | 0 | 0 | 0 | 0 | 0 | 0 | 0 | 0 | 0 | 0 |  | 0 | 0 | 0 | 0 | 0 | 0 | 0 | 0 | 0 | 0 | 0 | 0 | 0 | 0 | 0 | 0 | 0 | 0 | 0 | 0 | 0 | 0 | 0 | 0 | 0 | 0 | 0 | 0 | 0 | 0 | 0 | 0 | 0 | 0 | 0 | 0 |  | 0 | 0 | 0 | 0 | 0 | 0 | 0 | 0 | 0 | 0 | 0 | 0 | 0 | 0 | 0 | 0 | 0 | 0 | 0 | 0 | 0 | 0 | 0 | 0 | 0 | 0 | 0 | 0 | 0 | 0 | 0 | 0 | 0 | 0 | 0 | 0 |  | 1 | 1 | 1 | 1 | 1 | 1 | 1 | 1 | 1 | 0
PG&E FRESNO | Quinto | 230 | 0 | 0 | 0 | 0 | 0 | 0 | 0 | 0 | 0 | 0 | 0 | 0 | 370 | 0 | 370 | 0 | 0 | 0 | 0 | 1 |  | 0 | 0 | 0 | 0 | 0 | 0 | 0 | 0 | 0 | 0 | 0 | 0 | 0 | 0 | 0 | 0 | 0 | 0 | 0 | 0 | 0 | 0 | 0 | 0 | 0 | 0 | 0 | 0 | 0 | 2 | 2 | 0 | 0 | 0 | 0 | 1 |  | 0 | 0 | 0 | 0 | 0 | 0 | 0 | 0 | 0 | 0 | 0 | 0 | 0 | 0 | 0 | 0 | 0 | 0 | 0 | 0 | 0 | 0 | 0 | 0 | 0 | 0 | 0 | 0 | 0 | 2 | 2 | 0 | 0 | 0 | 0 | 1 |  | 0 | 0 | 0 | 0 | 0 | 0 | 0 | 0 | 0 | 0 | 0 | 0 | 0 | 0 | 0 | 0 | 0 | 0 | 0 | 0 | 0 | 0 | 0 | 0 | 0 | 0 | 0 | 0 | 0 | 2 | 2 | 0 | 0 | 0 | 0 | 1 |  | 0 | 0 | 0 | 0 | 0 | 0 | 0 | 0 | 0 | 0 | 0 | 0 | 0 | 0 | 0 | 0 | 0 | 0 | 0 | 0 | 0 | 0 | 0 | 0 | 0 | 0 | 0 | 0 | 0 | 2 | 2 | 0 | 0 | 0 | 0 | 1 |  | 1 | 1 | 1 | 1 | 1 | 1 | 5- | 1 | 1 | 1
PG&E GBA | Race Track | 115 | 0 | 0 | 0 | 0 | 0 | 0 | 0 | 0 | 0 | 0 | 0 | 0 | 0 | 0 | 0 | 0 | 0 | 0 | 0 | 0 |  | 0 | 0 | 0 | 0 | 0 | 0 | 0 | 0 | 0 | 0 | 0 | 0 | 0 | 0 | 0 | 0 | 0 | 0 | 0 | 0 | 0 | 0 | 0 | 0 | 0 | 0 | 0 | 0 | 0 | 0 | 0 | 0 | 0 | 0 | 0 | 0 |  | 0 | 0 | 0 | 0 | 0 | 0 | 0 | 0 | 0 | 0 | 0 | 0 | 0 | 0 | 0 | 0 | 0 | 0 | 0 | 0 | 0 | 0 | 0 | 0 | 0 | 0 | 0 | 0 | 0 | 0 | 0 | 0 | 0 | 0 | 0 | 0 |  | 0 | 0 | 0 | 0 | 0 | 0 | 0 | 0 | 0 | 0 | 0 | 0 | 0 | 0 | 0 | 0 | 0 | 0 | 0 | 0 | 0 | 0 | 0 | 0 | 0 | 0 | 0 | 0 | 0 | 0 | 0 | 0 | 0 | 0 | 0 | 0 |  | 0 | 0 | 0 | 0 | 0 | 0 | 0 | 0 | 0 | 0 | 0 | 0 | 0 | 0 | 0 | 0 | 0 | 0 | 0 | 0 | 0 | 0 | 0 | 0 | 0 | 0 | 0 | 0 | 0 | 0 | 0 | 0 | 0 | 0 | 0 | 0 |  | 1 | 1 | 1 | 1 | 1 | 1 | 1 | 1 | 1 | 0
SDGE | Rancho Mission Viejo | 138 | 0 | 0 | 0 | 0 | 0 | 0 | 0 | 0 | 0 | 0 | 0 | 0 | 0 | 0 | 0 | 0 | 0 | 0 | 0 | 0 |  | 0 | 0 | 0 | 0 | 0 | 0 | 0 | 0 | 0 | 0 | 0 | 0 | 0 | 0 | 0 | 0 | 0 | 0 | 0 | 0 | 0 | 0 | 0 | 0 | 0 | 0 | 0 | 0 | 0 | 0 | 0 | 0 | 0 | 0 | 0 | 0 |  | 0 | 0 | 0 | 0 | 0 | 0 | 0 | 0 | 0 | 0 | 0 | 0 | 0 | 0 | 0 | 0 | 0 | 0 | 0 | 0 | 0 | 0 | 0 | 0 | 0 | 0 | 0 | 0 | 0 | 0 | 0 | 0 | 0 | 0 | 0 | 0 |  | 0 | 0 | 0 | 0 | 0 | 0 | 0 | 0 | 0 | 0 | 0 | 0 | 0 | 0 | 0 | 0 | 0 | 0 | 0 | 0 | 0 | 0 | 0 | 0 | 0 | 0 | 0 | 0 | 0 | 0 | 0 | 0 | 0 | 0 | 0 | 0 |  | 0 | 0 | 0 | 0 | 0 | 0 | 0 | 0 | 0 | 0 | 0 | 0 | 0 | 0 | 0 | 0 | 0 | 0 | 0 | 0 | 0 | 0 | 0 | 0 | 0 | 0 | 0 | 0 | 0 | 0 | 0 | 0 | 0 | 0 | 0 | 0 |  | 1 | 1 | 1 | 1 | 1 | 1 | 1 | 1 | 1 | 0
PG&E GBA | Rancho Seco | 230 | 0 | 0 | 0 | 0 | 0 | 0 | 0 | 0 | 0 | 0 | 0 | 0 | 0 | 100 | 100 | 0 | 0 | 0 | 0 | 1 |  | 0 | 0 | 0 | 0 | 0 | 0 | 0 | 0 | 0 | 0 | 0 | 0 | 0 | 0 | 0 | 0 | 0 | 0 | 0 | 0 | 0 | 0 | 0 | 0 | 0 | 0 | 0 | 0 | 0 | 0 | 2 | 0 | 0 | 0 | 0 | 1 |  | 0 | 0 | 0 | 0 | 0 | 0 | 0 | 0 | 0 | 0 | 0 | 0 | 0 | 0 | 0 | 0 | 0 | 0 | 0 | 0 | 0 | 0 | 0 | 0 | 0 | 0 | 0 | 0 | 0 | 0 | 2 | 0 | 0 | 0 | 0 | 1 |  | 0 | 0 | 0 | 0 | 0 | 0 | 0 | 0 | 0 | 0 | 0 | 0 | 0 | 0 | 0 | 0 | 0 | 0 | 0 | 0 | 0 | 0 | 0 | 0 | 0 | 0 | 0 | 0 | 0 | 0 | 2 | 0 | 0 | 0 | 0 | 1 |  | 0 | 0 | 0 | 0 | 0 | 0 | 0 | 0 | 0 | 0 | 0 | 0 | 0 | 0 | 275 | 0 | 0 | 1 | 0 | 0 | 0 | 0 | 0 | 0 | 0 | 0 | 0 | 0 | 0 | 0 | 2 | 0 | -2 | 0 | 0 | 1 |  | 1 | 1 | 1 | 1 | 1 | 1 | 5- | 1+ | 1 | 1
SCE Metro | Rancho Vista | 230 | 0 | 0 | 0 | 0 | 0 | 0 | 0 | 0 | 0 | 0 | 0 | 0 | 0 | 0 | 0 | 0 | 0 | 0 | 0 | 0 |  | 0 | 0 | 0 | 0 | 0 | 0 | 0 | 0 | 0 | 0 | 0 | 0 | 0 | 0 | 0 | 0 | 0 | 0 | 0 | 0 | 0 | 0 | 0 | 0 | 0 | 0 | 0 | 0 | 0 | 0 | 0 | 0 | 0 | 0 | 0 | 0 |  | 0 | 0 | 0 | 0 | 0 | 0 | 0 | 0 | 0 | 0 | 0 | 0 | 0 | 0 | 0 | 0 | 0 | 0 | 0 | 0 | 0 | 0 | 0 | 0 | 0 | 0 | 0 | 0 | 0 | 0 | 0 | 0 | 0 | 0 | 0 | 0 |  | 0 | 0 | 0 | 0 | 0 | 0 | 0 | 0 | 0 | 0 | 0 | 0 | 0 | 0 | 0 | 0 | 0 | 0 | 0 | 0 | 0 | 0 | 0 | 0 | 0 | 0 | 0 | 0 | 0 | 0 | 0 | 0 | 0 | 0 | 0 | 0 |  | 0 | 0 | 0 | 0 | 0 | 0 | 0 | 513.99 | 0 | 0 | 0 | 0 | 0 | 0 | 513.99 | 0 | 0 | 1 | 0 | 0 | 0 | 0 | 0 | 0 | 0 | -2 | 0 | 0 | 0 | 0 | 0 | 0 | -2 | 0 | 0 | 1 |  | 1 | 1 | 1 | 1+ | 1 | 1 | 1 | 1+ | 1 | 1
SCE Metro | Rancho Vista | 500 | 0 | 0 | 0 | 0 | 0 | 0 | 0 | 0 | 0 | 0 | 0 | 0 | 0 | 0 | 0 | 0 | 0 | 0 | 0 | 0 |  | 0 | 0 | 0 | 0 | 0 | 0 | 0 | 0 | 0 | 0 | 0 | 0 | 0 | 0 | 0 | 0 | 0 | 0 | 0 | 0 | 0 | 0 | 0 | 0 | 0 | 0 | 0 | 0 | 0 | 0 | 0 | 0 | 0 | 0 | 0 | 0 |  | 0 | 0 | 0 | 0 | 0 | 0 | 0 | 0 | 0 | 0 | 0 | 0 | 0 | 0 | 0 | 0 | 0 | 0 | 0 | 0 | 0 | 0 | 0 | 0 | 0 | 0 | 0 | 0 | 0 | 0 | 0 | 0 | 0 | 0 | 0 | 0 |  | 0 | 0 | 0 | 0 | 0 | 0 | 0 | 0 | 0 | 0 | 0 | 0 | 0 | 0 | 0 | 0 | 0 | 0 | 0 | 0 | 0 | 0 | 0 | 0 | 0 | 0 | 0 | 0 | 0 | 0 | 0 | 0 | 0 | 0 | 0 | 0 |  | 0 | 0 | 0 | 0 | 0 | 0 | 0 | 0 | 0 | 0 | 0 | 0 | 0 | 0 | 0 | 0 | 0 | 0 | 0 | 0 | 0 | 0 | 0 | 0 | 0 | 0 | 0 | 0 | 0 | 0 | 0 | 0 | 0 | 0 | 0 | 0 |  | 1 | 1 | 1 | 1 | 1 | 1 | 1 | 1 | 1 | 0
SCE NOL | Ransburg | 115 | 0 | 0 | 0 | 0 | 0 | 0 | 0 | 0 | 0 | 0 | 0 | 0 | 0 | 0 | 0 | 0 | 0 | 0 | 0 | 0 |  | 0 | 0 | 0 | 0 | 0 | 0 | 0 | 0 | 0 | 0 | 0 | 0 | 0 | 0 | 0 | 0 | 0 | 0 | 0 | 0 | 0 | 0 | 0 | 0 | 0 | 0 | 0 | 0 | 0 | 0 | 0 | 0 | 0 | 0 | 0 | 0 |  | 0 | 0 | 0 | 0 | 0 | 0 | 0 | 0 | 0 | 0 | 0 | 0 | 0 | 0 | 0 | 0 | 0 | 0 | 0 | 0 | 0 | 0 | 0 | 0 | 0 | 0 | 0 | 0 | 0 | 0 | 0 | 0 | 0 | 0 | 0 | 0 |  | 0 | 0 | 0 | 0 | 0 | 0 | 0 | 0 | 0 | 0 | 0 | 0 | 0 | 0 | 0 | 0 | 0 | 0 | 0 | 0 | 0 | 0 | 0 | 0 | 0 | 0 | 0 | 0 | 0 | 0 | 0 | 0 | 0 | 0 | 0 | 0 |  | 0 | 0 | 0 | 0 | 0 | 0 | 0 | 0 | 0 | 0 | 0 | 0 | 0 | 0 | 0 | 0 | 0 | 0 | 0 | 0 | 0 | 0 | 0 | 0 | 0 | 0 | 0 | 0 | 0 | 0 | 0 | 0 | 0 | 0 | 0 | 0 |  | 1 | 1 | 1 | 1 | 1 | 1 | 1 | 1 | 1 | 0
PG&E GBA | Ravenswood | 115 | 0 | 0 | 0 | 0 | 0 | 0 | 0 | 0 | 0 | 0 | 0 | 0 | 0 | 0 | 0 | 0 | 0 | 0 | 0 | 0 |  | 0 | 0 | 0 | 0 | 0 | 0 | 0 | 0 | 0 | 0 | 0 | 0 | 0 | 0 | 0 | 0 | 0 | 0 | 0 | 0 | 0 | 0 | 0 | 0 | 0 | 0 | 0 | 0 | 0 | 0 | 0 | 0 | 0 | 0 | 0 | 0 |  | 0 | 0 | 0 | 0 | 0 | 0 | 0 | 0 | 0 | 0 | 0 | 0 | 0 | 0 | 0 | 0 | 0 | 0 | 0 | 0 | 0 | 0 | 0 | 0 | 0 | 0 | 0 | 0 | 0 | 0 | 0 | 0 | 0 | 0 | 0 | 0 |  | 0 | 0 | 0 | 0 | 0 | 0 | 0 | 0 | 0 | 0 | 0 | 0 | 0 | 0 | 0 | 0 | 0 | 0 | 0 | 0 | 0 | 0 | 0 | 0 | 0 | 0 | 0 | 0 | 0 | 0 | 0 | 0 | 0 | 0 | 0 | 0 |  | 0 | 0 | 0 | 0 | 0 | 0 | 0 | 0 | 0 | 0 | 0 | 0 | 0 | 0 | 0 | 0 | 0 | 0 | 0 | 0 | 0 | 0 | 0 | 0 | 0 | 0 | 0 | 0 | 0 | 0 | 0 | 0 | 0 | 0 | 0 | 0 |  | 1 | 1 | 1 | 1 | 1 | 1 | 1 | 1 | 1 | 0
PG&E GBA | Ravenswood | 230 | 0 | 0 | 0 | 0 | 0 | 0 | 0 | 0 | 0 | 0 | 0 | 0 | 0 | 0 | 0 | 0 | 0 | 0 | 0 | 0 |  | 0 | 0 | 0 | 0 | 0 | 0 | 0 | 0 | 0 | 0 | 0 | 0 | 0 | 0 | 0 | 0 | 0 | 0 | 0 | 0 | 0 | 0 | 0 | 0 | 0 | 0 | 0 | 0 | 0 | 0 | 0 | 0 | 0 | 0 | 0 | 0 |  | 0 | 0 | 0 | 0 | 0 | 0 | 0 | 0 | 0 | 0 | 0 | 0 | 0 | 0 | 0 | 0 | 0 | 0 | 0 | 0 | 0 | 0 | 0 | 0 | 0 | 0 | 0 | 0 | 0 | 0 | 0 | 0 | 0 | 0 | 0 | 0 |  | 0 | 0 | 0 | 0 | 0 | 0 | 0 | 0 | 0 | 0 | 0 | 0 | 0 | 0 | 0 | 0 | 0 | 0 | 0 | 0 | 0 | 0 | 0 | 0 | 0 | 0 | 0 | 0 | 0 | 0 | 0 | 0 | 0 | 0 | 0 | 0 |  | 0 | 0 | 0 | 0 | 0 | 0 | 0 | 0 | 0 | 0 | 0 | 0 | 0 | 0 | 0 | 0 | 0 | 0 | 0 | 0 | 0 | 0 | 0 | 0 | 0 | 0 | 0 | 0 | 0 | 0 | 0 | 0 | 0 | 0 | 0 | 0 |  | 1 | 1 | 1 | 1 | 1 | 1 | 1 | 1 | 1 | 0
SCE Northern | Rector | 230 | 0 | 0 | 0 | 0 | 0 | 0 | 0 | 0 | 0 | 0 | 0 | 0 | 170 | 0 | 170 | 0 | 0 | 0 | 0 | 1 |  | 0 | 0 | 0 | 0 | 0 | 0 | 0 | 0 | 0 | 0 | 0 | 0 | 0 | 0 | 0 | 0 | 0 | 0 | 0 | 0 | 0 | 0 | 0 | 0 | 0 | 0 | 0 | 0 | 0 | 2 | 2 | 0 | 0 | 0 | 0 | 1 |  | 0 | 0 | 0 | 0 | 0 | 0 | 0 | 0 | 0 | 0 | 0.55 | 0 | 5.55 | 0 | 94.134 | 0 | 0 | 1 | 0 | 0 | 0 | 0 | 0 | 0 | 0 | 0 | 0 | 0 | -2 | 2 | 2 | 0 | -2 | 0 | 0 | 1 |  | 0 | 0 | 0 | 0 | 0 | 0 | 0 | 0 | 0 | 0 | 0.55 | 0 | 220.9624 | 0 | 721.3323 | 0 | 0 | 1 | 0 | 0 | 0 | 0 | 0 | 0 | 0 | 0 | 0 | 0 | -2 | 2 | -1 | 0 | -2 | 0 | 0 | 1 |  | 0 | 0 | 0 | 0 | 0 | 0 | 0 | 0 | 0 | 0 | 1 | 0 | 288.6864 | 0 | 919.5323 | 0 | 0 | 1 | 0 | 0 | 0 | 0 | 0 | 0 | 0 | 0 | 0 | 0 | -2 | 2 | -2 | 0 | -2 | 0 | 0 | 1 |  | 1 | 1 | 1 | 1 | 1 | 4+ | 2- | 4+ | 1 | 1
SCE Eastern | Red Bluff | 230 | 0 | 0 | 0 | 0 | 0 | 0 | 0 | 0 | 0 | 0 | 0 | 0 | 0 | 500 | 500 | 0 | 0 | 0 | 0 | 1 |  | 0 | 0 | 0 | 0 | 0 | 0 | 0 | 0 | 0 | 0 | 0 | 0 | 8 | 420 | 420 | 0 | 0 | 1 | 0 | 0 | 0 | 0 | 0 | 0 | 0 | 0 | 0 | 0 | 0 | 0 | 2 | -2 | -2 | 0 | 0 | 1 |  | 0 | 0 | 0 | 0 | 0 | 0 | 0 | 0 | 0 | 0 | 0 | 0 | 543.4 | 937 | 1105.4 | 0 | 0 | 1 | 0 | 0 | 0 | 0 | 0 | 0 | 0 | 0 | 0 | 0 | 0 | 0 | 0 | -2 | -2 | 0 | 0 | 1 |  | 0 | 0 | 0 | 0 | 0 | 0 | 0 | 0 | 0 | 0 | 0 | 0 | 816.4212 | 1627 | 1883.6538 | 0 | 0 | 1 | 0 | 0 | 0 | 0 | 0 | 0 | 0 | 0 | 0 | 0 | 0 | 0 | -1 | -2 | -2 | 0 | 0 | 1 |  | 0 | 0 | 0 | 0 | 0 | 0 | 0 | 0 | 0 | 0 | 0 | 0 | 1456.8897 | 1627 | 1883.6538 | 0 | 0 | 1 | 0 | 0 | 0 | 0 | 0 | 0 | 0 | 0 | 0 | 0 | 0 | 0 | -2 | -2 | -2 | 0 | 0 | 1 |  | 1 | 1 | 1 | 1 | 1 | 1 | 2+ | 4+ | 1 | 1
SCE Eastern | Red Bluff | 500 | 0 | 0 | 0 | 0 | 0 | 0 | 0 | 0 | 0 | 0 | 0 | 0 | 0 | 0 | 0 | 0 | 0 | 0 | 0 | 0 |  | 0 | 0 | 0 | 0 | 0 | 0 | 0 | 0 | 0 | 0 | 0 | 0 | 418.4 | 400 | 568.4 | 0 | 0 | 1 | 0 | 0 | 0 | 0 | 0 | 0 | 0 | 0 | 0 | 0 | 0 | 0 | -2 | -2 | -2 | 0 | 0 | 1 |  | 0 | 0 | 0 | 0 | 0 | 0 | 0 | 0 | 0 | 0 | 0 | 0 | 175 | 348.5 | 520 | 0 | 0 | 1 | 0 | 0 | 0 | 0 | 0 | 0 | 0 | 0 | 0 | 0 | 0 | 0 | -2 | -2 | -2 | 0 | 0 | 1 |  | 0 | 0 | 0 | 0 | 0 | 0 | 0 | 0 | 0 | 0 | 0 | 0 | 175 | 348.5 | 1954.4 | 0 | 1417 | 1 | 0 | 0 | 0 | 0 | 0 | 0 | 0 | 0 | 0 | 0 | 0 | 0 | -1 | -2 | -2 | 0 | -2 | 1 |  | 0 | 0 | 0 | 0 | 0 | 0 | 0 | 0 | 0 | 0 | 0 | 0 | 372.2076 | 348.5 | 1959.39 | 0 | 1417 | 1 | 0 | 0 | 0 | 0 | 0 | 0 | 0 | 0 | 0 | 0 | 0 | 0 | -2 | -2 | -2 | 0 | -2 | 1 |  | 1 | 1 | 1 | 1 | 1 | 1 | 4+ | 4+ | 2+ | 1
PG&E NGBA | Redbud | 115 | 241 | 0 | 0 | 0 | 0 | 0 | 0 | 0 | 0 | 0 | 0 | 0 | 0 | 0 | 0 | 0 | 0 | 0 | 0 | 1 |  | 0 | 0 | 0 | 0 | 0 | 0 | 0 | 0 | 0 | 0 | 0 | 0 | 0 | 0 | 0 | 0 | 0 | 0 | 2 | 2 | 0 | 0 | 0 | 0 | 0 | 0 | 0 | 0 | 0 | 0 | 0 | 0 | 0 | 0 | 0 | 1 |  | 0 | 0 | 0 | 0 | 0 | 0 | 0 | 0 | 0 | 0 | 0 | 0 | 0 | 0 | 0 | 0 | 0 | 0 | 2 | 2 | 0 | 0 | 0 | 0 | 0 | 0 | 0 | 0 | 0 | 0 | 0 | 0 | 0 | 0 | 0 | 1 |  | 0 | 0 | 0 | 0 | 0 | 0 | 0 | 0 | 0 | 0 | 0 | 0 | 0 | 0 | 0 | 0 | 0 | 0 | 2 | 2 | 0 | 0 | 0 | 0 | 0 | 0 | 0 | 0 | 0 | 0 | 0 | 0 | 0 | 0 | 0 | 1 |  | 0 | 0 | 0 | 0 | 0 | 0 | 0 | 0 | 0 | 0 | 0 | 0 | 0 | 0 | 3.912 | 0 | 0 | 1 | 2 | 2 | 0 | 0 | 0 | 0 | 0 | 0 | 0 | 0 | 0 | 0 | 0 | 0 | -2 | 0 | 0 | 1 |  | 5- | 1 | 1 | 1 | 1 | 1 | 1 | 1+ | 1 | 1
SCE Metro | Redondo | 230 | 0 | 0 | 0 | 0 | 0 | 0 | 0 | 0 | 0 | 0 | 0 | 0 | 0 | 0 | 0 | 0 | 0 | 0 | 0 | 0 |  | 0 | 0 | 0 | 0 | 0 | 0 | 0 | 0 | 0 | 0 | 0 | 0 | 0 | 0 | 0 | 0 | 0 | 0 | 0 | 0 | 0 | 0 | 0 | 0 | 0 | 0 | 0 | 0 | 0 | 0 | 0 | 0 | 0 | 0 | 0 | 0 |  | 0 | 0 | 0 | 0 | 0 | 0 | 0 | 0 | 0 | 0 | 0 | 0 | 0 | 0 | 0 | 0 | 0 | 0 | 0 | 0 | 0 | 0 | 0 | 0 | 0 | 0 | 0 | 0 | 0 | 0 | 0 | 0 | 0 | 0 | 0 | 0 |  | 0 | 0 | 0 | 0 | 0 | 0 | 0 | 0 | 0 | 0 | 0 | 0 | 0 | 0 | 0 | 0 | 0 | 0 | 0 | 0 | 0 | 0 | 0 | 0 | 0 | 0 | 0 | 0 | 0 | 0 | 0 | 0 | 0 | 0 | 0 | 0 |  | 0 | 0 | 0 | 0 | 0 | 0 | 0 | 0 | 0 | 0 | 0 | 0 | 0 | 0 | 0 | 0 | 0 | 0 | 0 | 0 | 0 | 0 | 0 | 0 | 0 | 0 | 0 | 0 | 0 | 0 | 0 | 0 | 0 | 0 | 0 | 0 |  | 1 | 1 | 1 | 1 | 1 | 1 | 1 | 1 | 1 | 0
PG&E FRESNO | Reedley | 115 | 0 | 0 | 0 | 0 | 0 | 0 | 0 | 0 | 0 | 0 | 0 | 0 | 0 | 0 | 0 | 0 | 0 | 0 | 0 | 0 |  | 0 | 0 | 0 | 0 | 0 | 0 | 0 | 0 | 0 | 0 | 0 | 0 | 0 | 0 | 0 | 0 | 0 | 0 | 0 | 0 | 0 | 0 | 0 | 0 | 0 | 0 | 0 | 0 | 0 | 0 | 0 | 0 | 0 | 0 | 0 | 0 |  | 0 | 0 | 0 | 0 | 0 | 0 | 0 | 0 | 0 | 0 | 0 | 0 | 2.9903 | 0 | 0 | 0 | 0 | 1 | 0 | 0 | 0 | 0 | 0 | 0 | 0 | 0 | 0 | 0 | 0 | 0 | 0 | 0 | 0 | 0 | 0 | 0 |  | 0 | 0 | 0 | 0 | 0 | 0 | 0 | 0 | 0 | 0 | 0 | 0 | 2.9903 | 0 | 0 | 0 | 0 | 1 | 0 | 0 | 0 | 0 | 0 | 0 | 0 | 0 | 0 | 0 | 0 | 0 | -2 | 0 | 0 | 0 | 0 | 1 |  | 0 | 0 | 0 | 0 | 0 | 0 | 0 | 0 | 0 | 0 | 0 | 0 | 2.9903 | 0 | 9.525 | 0 | 0 | 1 | 0 | 0 | 0 | 0 | 0 | 0 | 0 | 0 | 0 | 0 | 0 | 0 | 0 | 0 | -2 | 0 | 0 | 1 |  | 1 | 1 | 1 | 1 | 1 | 1 | 2+ | 1+ | 1 | 1
PG&E KERN | Renfro | 115 | 0 | 0 | 0 | 0 | 0 | 0 | 0 | 0 | 0 | 0 | 0 | 0 | 0 | 0 | 0 | 0 | 0 | 0 | 0 | 0 |  | 0 | 0 | 0 | 0 | 0 | 0 | 0 | 0 | 0 | 0 | 0 | 0 | 0 | 0 | 0 | 0 | 0 | 0 | 0 | 0 | 0 | 0 | 0 | 0 | 0 | 0 | 0 | 0 | 0 | 0 | 0 | 0 | 0 | 0 | 0 | 0 |  | 0 | 0 | 0 | 0 | 0 | 0 | 0 | 0 | 0 | 0 | 0 | 0 | 0 | 0 | 0 | 0 | 0 | 0 | 0 | 0 | 0 | 0 | 0 | 0 | 0 | 0 | 0 | 0 | 0 | 0 | 0 | 0 | 0 | 0 | 0 | 0 |  | 0 | 0 | 0 | 0 | 0 | 0 | 0 | 0 | 0 | 0 | 0 | 0 | 0 | 0 | 0 | 0 | 0 | 0 | 0 | 0 | 0 | 0 | 0 | 0 | 0 | 0 | 0 | 0 | 0 | 0 | 0 | 0 | 0 | 0 | 0 | 0 |  | 0 | 0 | 0 | 0 | 0 | 0 | 0 | 0 | 0 | 0 | 0 | 0 | 0 | 0 | 0 | 0 | 0 | 0 | 0 | 0 | 0 | 0 | 0 | 0 | 0 | 0 | 0 | 0 | 0 | 0 | 0 | 0 | 0 | 0 | 0 | 0 |  | 1 | 1 | 1 | 1 | 1 | 1 | 1 | 1 | 1 | 0
PG&E GBA | Richmond R | 115 | 0 | 0 | 0 | 0 | 0 | 0 | 0 | 0 | 0 | 0 | 0 | 0 | 0 | 0 | 0 | 0 | 0 | 0 | 0 | 0 |  | 0 | 0 | 0 | 0 | 0 | 0 | 0 | 0 | 0 | 0 | 0 | 0 | 0 | 0 | 0 | 0 | 0 | 0 | 0 | 0 | 0 | 0 | 0 | 0 | 0 | 0 | 0 | 0 | 0 | 0 | 0 | 0 | 0 | 0 | 0 | 0 |  | 0 | 0 | 0 | 0 | 0 | 0 | 0 | 0 | 0 | 0 | 0 | 0 | 9.815 | 0 | 0 | 0 | 0 | 1 | 0 | 0 | 0 | 0 | 0 | 0 | 0 | 0 | 0 | 0 | 0 | 0 | -2 | 0 | 0 | 0 | 0 | 1 |  | 0 | 0 | 0 | 0 | 0 | 0 | 0 | 0 | 0 | 0 | 0 | 0 | 9.815 | 0 | 0 | 0 | 0 | 1 | 0 | 0 | 0 | 0 | 0 | 0 | 0 | 0 | 0 | 0 | 0 | 0 | -1 | 0 | 0 | 0 | 0 | 1 |  | 0 | 0 | 0 | 0 | 0 | 0 | 0 | 0 | 0 | 0 | 0 | 0 | 9.815 | 0 | 0 | 0 | 0 | 1 | 0 | 0 | 0 | 0 | 0 | 0 | 0 | 0 | 0 | 0 | 0 | 0 | -2 | 0 | 0 | 0 | 0 | 1 |  | 1 | 1 | 1 | 1 | 1 | 1 | 4+ | 1 | 1 | 1
PG&E NGBA | Rincon | 115 | 50 | 0 | 0 | 0 | 0 | 0 | 0 | 0 | 0 | 0 | 0 | 0 | 0 | 0 | 0 | 0 | 0 | 0 | 0 | 1 |  | 0 | 0 | 0 | 0 | 0 | 0 | 0 | 0 | 0 | 0 | 0 | 0 | 0 | 0 | 0 | 0 | 0 | 0 | 2 | 2 | 0 | 0 | 0 | 0 | 0 | 0 | 0 | 0 | 0 | 0 | 0 | 0 | 0 | 0 | 0 | 1 |  | 0 | 0 | 0 | 0 | 0 | 0 | 0 | 0 | 0 | 0 | 0 | 0 | 0.13 | 0 | 0 | 0 | 0 | 1 | 2 | 2 | 0 | 0 | 0 | 0 | 0 | 0 | 0 | 0 | 0 | 0 | 0 | 0 | 0 | 0 | 0 | 1 |  | 0 | 0 | 0 | 0 | 0 | 0 | 0 | 0 | 0 | 0 | 0 | 0 | 0.13 | 0 | 0 | 0 | 0 | 1 | 2 | 2 | 0 | 0 | 0 | 0 | 0 | 0 | 0 | 0 | 0 | 0 | -2 | 0 | 0 | 0 | 0 | 1 |  | 0 | 0 | 0 | 0 | 0 | 0 | 0 | 0 | 0 | 0 | 0 | 0 | 0.13 | 0 | 0 | 0 | 0 | 1 | 2 | 2 | 0 | 0 | 0 | 0 | 0 | 0 | 0 | 0 | 0 | 0 | 0 | 0 | 0 | 0 | 0 | 1 |  | 5- | 1 | 1 | 1 | 1 | 1 | 2+ | 1 | 1 | 1
PG&E KERN | Rio Bravo | 115 | 0 | 0 | 0 | 0 | 0 | 0 | 0 | 0 | 0 | 0 | 0 | 0 | 0 | 0 | 0 | 0 | 0 | 0 | 0 | 0 |  | 0 | 0 | 0 | 0 | 0 | 0 | 0 | 0 | 0 | 0 | 0 | 0 | 0 | 0 | 0 | 0 | 0 | 0 | 0 | 0 | 0 | 0 | 0 | 0 | 0 | 0 | 0 | 0 | 0 | 0 | 0 | 0 | 0 | 0 | 0 | 0 |  | 0 | 0 | 0 | 0 | 0 | 0 | 0 | 0 | 0 | 0 | 0 | 0 | 2.75 | 0 | 0 | 0 | 0 | 1 | 0 | 0 | 0 | 0 | 0 | 0 | 0 | 0 | 0 | 0 | 0 | 0 | 0 | 0 | 0 | 0 | 0 | 0 |  | 0 | 0 | 0 | 0 | 0 | 0 | 0 | 0 | 0 | 0 | 0 | 0 | 2.75 | 0 | 0 | 0 | 0 | 1 | 0 | 0 | 0 | 0 | 0 | 0 | 0 | 0 | 0 | 0 | 0 | 0 | -2 | 0 | 0 | 0 | 0 | 1 |  | 0 | 0 | 0 | 0 | 0 | 0 | 0 | 0 | 0 | 0 | 0 | 0 | 6.782 | 0 | 0 | 0 | 0 | 1 | 0 | 0 | 0 | 0 | 0 | 0 | 0 | 0 | 0 | 0 | 0 | 0 | -2 | 0 | 0 | 0 | 0 | 1 |  | 1 | 1 | 1 | 1 | 1 | 1 | 2+ | 1 | 1 | 1
SCE Metro | Rio Hondo | 230 | 0 | 0 | 0 | 0 | 0 | 0 | 0 | 0 | 0 | 0 | 0 | 0 | 0 | 0 | 0 | 0 | 776 | 776 | 0 | 1 |  | 0 | 0 | 0 | 0 | 0 | 0 | 0 | 0 | 0 | 0 | 0 | 0 | 0 | 0 | 0 | 0 | 0 | 0 | 0 | 0 | 0 | 0 | 0 | 0 | 0 | 0 | 0 | 0 | 0 | 0 | 0 | 2 | 2 | 0 | 0 | 1 |  | 0 | 0 | 0 | 0 | 0 | 0 | 0 | 0 | 0 | 0 | 0 | 0 | 0.999 | 525 | 443.7109 | 0 | 0 | 1 | 0 | 0 | 0 | 0 | 0 | 0 | 0 | 0 | 0 | 0 | 0 | 0 | 0 | 2 | 2 | 0 | 0 | 1 |  | 0 | 0 | 0 | 0 | 0 | 0 | 0 | 0 | 0 | 0 | 0 | 0 | 0.999 | 825 | 746.1109 | 0 | 0 | 1 | 0 | 0 | 0 | 0 | 0 | 0 | 0 | 0 | 0 | 0 | 0 | 0 | -2 | 0 | 0 | 0 | 0 | 1 |  | 0 | 0 | 0 | 0 | 0 | 0 | 0 | 0 | 0 | 0 | 0 | 0 | 0.999 | 825 | 855.0109 | 0 | 0 | 1 | 0 | 0 | 0 | 0 | 0 | 0 | 0 | 0 | 0 | 0 | 0 | 0 | 0 | 0 | 0 | 0 | 0 | 0 |  | 1 | 1 | 1 | 1 | 1 | 1 | 2+ | 1 | 1 | 1
PG&E NGBA | Rio Oso | 115 | 0 | 0 | 0 | 0 | 0 | 0 | 0 | 0 | 0 | 0 | 0 | 0 | 0 | 0 | 0 | 0 | 0 | 0 | 0 | 0 |  | 0 | 0 | 0 | 0 | 0 | 0 | 0 | 0 | 0 | 0 | 0 | 0 | 0 | 0 | 0 | 0 | 0 | 0 | 0 | 0 | 0 | 0 | 0 | 0 | 0 | 0 | 0 | 0 | 0 | 0 | 0 | 0 | 0 | 0 | 0 | 0 |  | 0 | 0 | 0 | 0 | 0 | 0 | 0 | 0 | 0 | 0 | 0 | 0 | 0 | 0 | 0 | 0 | 0 | 0 | 0 | 0 | 0 | 0 | 0 | 0 | 0 | 0 | 0 | 0 | 0 | 0 | 0 | 0 | 0 | 0 | 0 | 0 |  | 0 | 0 | 0 | 0 | 0 | 0 | 0 | 0 | 0 | 0 | 0 | 0 | 0 | 0 | 0 | 0 | 0 | 0 | 0 | 0 | 0 | 0 | 0 | 0 | 0 | 0 | 0 | 0 | 0 | 0 | 0 | 0 | 0 | 0 | 0 | 0 |  | 0 | 0 | 0 | 0 | 0 | 0 | 0 | 0 | 0 | 0 | 0 | 0 | 0 | 0 | 0 | 0 | 0 | 0 | 0 | 0 | 0 | 0 | 0 | 0 | 0 | 0 | 0 | 0 | 0 | 0 | 0 | 0 | 0 | 0 | 0 | 0 |  | 1 | 1 | 1 | 1 | 1 | 1 | 1 | 1 | 1 | 0
PG&E NGBA | Rio Oso | 230 | 0 | 0 | 0 | 0 | 0 | 0 | 0 | 0 | 0 | 0 | 0 | 0 | 0 | 0 | 0 | 0 | 0 | 0 | 0 | 0 |  | 0 | 0 | 0 | 0 | 0 | 0 | 0 | 0 | 0 | 0 | 0 | 0 | 0 | 0 | 0 | 0 | 0 | 0 | 0 | 0 | 0 | 0 | 0 | 0 | 0 | 0 | 0 | 0 | 0 | 0 | 0 | 0 | 0 | 0 | 0 | 0 |  | 0 | 0 | 0 | 0 | 0 | 0 | 0 | 0 | 0 | 0 | 0 | 0 | 0 | 0 | 0 | 0 | 0 | 0 | 0 | 0 | 0 | 0 | 0 | 0 | 0 | 0 | 0 | 0 | 0 | 0 | 0 | 0 | 0 | 0 | 0 | 0 |  | 0 | 0 | 0 | 0 | 0 | 0 | 0 | 0 | 0 | 0 | 0 | 0 | 0 | 0 | 0 | 0 | 0 | 0 | 0 | 0 | 0 | 0 | 0 | 0 | 0 | 0 | 0 | 0 | 0 | 0 | 0 | 0 | 0 | 0 | 0 | 0 |  | 0 | 0 | 0 | 0 | 0 | 0 | 0 | 0 | 0 | 0 | 0 | 0 | 414.4 | 0 | 0 | 0 | 0 | 1 | 0 | 0 | 0 | 0 | 0 | 0 | 0 | 0 | 0 | 0 | 0 | 0 | -2 | 0 | 0 | 0 | 0 | 1 |  | 1 | 1 | 1 | 1 | 1 | 1 | 1+ | 1 | 1 | 1
PG&E GBA | Ripon | 115 | 0 | 0 | 0 | 0 | 0 | 0 | 0 | 0 | 0 | 0 | 0 | 0 | 0 | 0 | 0 | 0 | 0 | 0 | 0 | 0 |  | 0 | 0 | 0 | 0 | 0 | 0 | 0 | 0 | 0 | 0 | 0 | 0 | 0 | 0 | 0 | 0 | 0 | 0 | 0 | 0 | 0 | 0 | 0 | 0 | 0 | 0 | 0 | 0 | 0 | 0 | 0 | 0 | 0 | 0 | 0 | 0 |  | 0 | 0 | 0 | 0 | 0 | 0 | 0 | 0 | 0 | 0 | 0 | 0 | 2.631 | 39 | 9 | 0 | 0 | 1 | 0 | 0 | 0 | 0 | 0 | 0 | 0 | 0 | 0 | 0 | 0 | 0 | 0 | -2 | -2 | 0 | 0 | 1 |  | 0 | 0 | 0 | 0 | 0 | 0 | 0 | 0 | 0 | 0 | 0 | 0 | 2.631 | 39 | 9 | 0 | 0 | 1 | 0 | 0 | 0 | 0 | 0 | 0 | 0 | 0 | 0 | 0 | 0 | 0 | -2 | -2 | -2 | 0 | 0 | 1 |  | 0 | 0 | 0 | 0 | 0 | 0 | 0 | 0 | 0 | 0 | 0 | 0 | 2.631 | 39 | 9 | 0 | 0 | 1 | 0 | 0 | 0 | 0 | 0 | 0 | 0 | 0 | 0 | 0 | 0 | 0 | 0 | -2 | -2 | 0 | 0 | 1 |  | 1 | 1 | 1 | 1 | 1 | 1 | 2+ | 4+ | 1 | 1
PG&E GBA | Riverbank | 115 | 0 | 0 | 0 | 0 | 0 | 0 | 0 | 0 | 0 | 0 | 0 | 0 | 0 | 0 | 0 | 0 | 0 | 0 | 0 | 0 |  | 0 | 0 | 0 | 0 | 0 | 0 | 0 | 0 | 0 | 0 | 0 | 0 | 0 | 0 | 0 | 0 | 0 | 0 | 0 | 0 | 0 | 0 | 0 | 0 | 0 | 0 | 0 | 0 | 0 | 0 | 0 | 0 | 0 | 0 | 0 | 0 |  | 0 | 0 | 0 | 0 | 0 | 0 | 0 | 0 | 0 | 0 | 0 | 0 | 0 | 0 | 0 | 0 | 0 | 0 | 0 | 0 | 0 | 0 | 0 | 0 | 0 | 0 | 0 | 0 | 0 | 0 | 0 | 0 | 0 | 0 | 0 | 0 |  | 0 | 0 | 0 | 0 | 0 | 0 | 0 | 0 | 0 | 0 | 0 | 0 | 0 | 0 | 0 | 0 | 0 | 0 | 0 | 0 | 0 | 0 | 0 | 0 | 0 | 0 | 0 | 0 | 0 | 0 | 0 | 0 | 0 | 0 | 0 | 0 |  | 0 | 0 | 0 | 0 | 0 | 0 | 0 | 0 | 0 | 0 | 0 | 0 | 2.75 | 0 | 0 | 0 | 0 | 1 | 0 | 0 | 0 | 0 | 0 | 0 | 0 | 0 | 0 | 0 | 0 | 0 | 0 | 0 | 0 | 0 | 0 | 0 |  | 1 | 1 | 1 | 1 | 1 | 1 | 1 | 1 | 1 | 0
SCE NOL | Roadway | 115 | 0 | 0 | 0 | 0 | 0 | 0 | 0 | 0 | 0 | 0 | 0 | 0 | 0 | 0 | 0 | 0 | 0 | 0 | 0 | 0 |  | 0 | 0 | 0 | 0 | 0 | 0 | 0 | 0 | 0 | 0 | 0 | 10.88 | 45.92 | 24.9 | 34.94 | 0 | 0 | 1 | 0 | 0 | 0 | 0 | 0 | 0 | 0 | 0 | 0 | 0 | 0 | -2 | -2 | -2 | -2 | 0 | 0 | 1 |  | 0 | 0 | 0 | 0 | 0 | 0 | 0 | 0 | 0 | 0 | 0 | 0 | 75 | 50 | 50 | 0 | 0 | 1 | 0 | 0 | 0 | 0 | 0 | 0 | 0 | 0 | 0 | 0 | 0 | 0 | -2 | -2 | -2 | 0 | 0 | 1 |  | 0 | 0 | 0 | 0 | 0 | 0 | 0 | 0 | 0 | 0 | 0 | 0 | 75 | 50 | 50 | 0 | 0 | 1 | 0 | 0 | 0 | 0 | 0 | 0 | 0 | 0 | 0 | 0 | 0 | 0 | -1 | -2 | -2 | 0 | 0 | 1 |  | 0 | 0 | 0 | 0 | 0 | 0 | 0 | 0 | 0 | 0 | 0 | 0 | 75 | 50 | 50 | 0 | 0 | 1 | 0 | 0 | 0 | 0 | 0 | 0 | 0 | 0 | 0 | 0 | 0 | 0 | -2 | -2 | -2 | 0 | 0 | 1 |  | 1 | 1 | 1 | 1 | 1 | 1 | 4+ | 4+ | 1 | 1
PG&E NGBA | Rock Creek 1 | 230 | 0 | 0 | 0 | 0 | 0 | 0 | 0 | 0 | 0 | 0 | 0 | 0 | 0 | 0 | 0 | 0 | 0 | 0 | 0 | 0 |  | 0 | 0 | 0 | 0 | 0 | 0 | 0 | 0 | 0 | 0 | 0 | 0 | 0 | 0 | 0 | 0 | 0 | 0 | 0 | 0 | 0 | 0 | 0 | 0 | 0 | 0 | 0 | 0 | 0 | 0 | 0 | 0 | 0 | 0 | 0 | 0 |  | 0 | 0 | 0 | 0 | 0 | 0 | 0 | 0 | 0 | 0 | 0 | 0 | 0 | 0 | 0 | 0 | 0 | 0 | 0 | 0 | 0 | 0 | 0 | 0 | 0 | 0 | 0 | 0 | 0 | 0 | 0 | 0 | 0 | 0 | 0 | 0 |  | 0 | 0 | 0 | 0 | 0 | 0 | 0 | 0 | 0 | 0 | 0 | 0 | 0 | 0 | 0 | 0 | 0 | 0 | 0 | 0 | 0 | 0 | 0 | 0 | 0 | 0 | 0 | 0 | 0 | 0 | 0 | 0 | 0 | 0 | 0 | 0 |  | 0 | 0 | 0 | 0 | 0 | 0 | 0 | 0 | 0 | 0 | 0 | 0 | 0 | 0 | 0 | 0 | 0 | 0 | 0 | 0 | 0 | 0 | 0 | 0 | 0 | 0 | 0 | 0 | 0 | 0 | 0 | 0 | 0 | 0 | 0 | 0 |  | 1 | 1 | 1 | 1 | 1 | 1 | 1 | 1 | 1 | 0
SCE Northern | Rosamond | 66 | 0 | 0 | 0 | 0 | 0 | 0 | 0 | 0 | 0 | 0 | 0 | 0 | 0 | 0 | 0 | 0 | 0 | 0 | 0 | 0 |  | 0 | 0 | 0 | 0 | 0 | 0 | 0 | 0 | 0 | 0 | 0 | 0 | 0 | 0 | 0 | 0 | 0 | 0 | 0 | 0 | 0 | 0 | 0 | 0 | 0 | 0 | 0 | 0 | 0 | 0 | 0 | 0 | 0 | 0 | 0 | 0 |  | 0 | 0 | 0 | 0 | 0 | 0 | 0 | 0 | 0 | 0 | 0 | 0 | 0 | 0 | 0 | 0 | 0 | 0 | 0 | 0 | 0 | 0 | 0 | 0 | 0 | 0 | 0 | 0 | 0 | 0 | 0 | 0 | 0 | 0 | 0 | 0 |  | 0 | 0 | 0 | 0 | 0 | 0 | 0 | 0 | 0 | 0 | 0 | 0 | 0 | 0 | 0 | 0 | 0 | 0 | 0 | 0 | 0 | 0 | 0 | 0 | 0 | 0 | 0 | 0 | 0 | 0 | 0 | 0 | 0 | 0 | 0 | 0 |  | 0 | 0 | 0 | 0 | 0 | 0 | 0 | 0 | 0 | 0 | 0 | 0 | 0 | 0 | 0 | 0 | 0 | 0 | 0 | 0 | 0 | 0 | 0 | 0 | 0 | 0 | 0 | 0 | 0 | 0 | 0 | 0 | 0 | 0 | 0 | 0 |  | 1 | 1 | 1 | 1 | 1 | 1 | 1 | 1 | 1 | 0
PG&E GBA | Rossmoor | 230 | 0 | 0 | 0 | 0 | 0 | 0 | 0 | 0 | 0 | 0 | 0 | 0 | 0 | 0 | 0 | 0 | 0 | 0 | 0 | 0 |  | 0 | 0 | 0 | 0 | 0 | 0 | 0 | 0 | 0 | 0 | 0 | 0 | 0 | 0 | 0 | 0 | 0 | 0 | 0 | 0 | 0 | 0 | 0 | 0 | 0 | 0 | 0 | 0 | 0 | 0 | 0 | 0 | 0 | 0 | 0 | 0 |  | 0 | 0 | 0 | 0 | 0 | 0 | 0 | 0 | 0 | 0 | 0 | 0 | 0 | 0 | 0.036 | 0 | 0 | 1 | 0 | 0 | 0 | 0 | 0 | 0 | 0 | 0 | 0 | 0 | 0 | 0 | 0 | 0 | 0 | 0 | 0 | 0 |  | 0 | 0 | 0 | 0 | 0 | 0 | 0 | 0 | 0 | 0 | 0 | 0 | 0 | 0 | 0.036 | 0 | 0 | 1 | 0 | 0 | 0 | 0 | 0 | 0 | 0 | 0 | 0 | 0 | 0 | 0 | 0 | 0 | 0 | 0 | 0 | 0 |  | 0 | 0 | 0 | 0 | 0 | 0 | 0 | 0 | 0 | 0 | 0 | 0 | 0 | 0 | 0.036 | 0 | 0 | 1 | 0 | 0 | 0 | 0 | 0 | 0 | 0 | 0 | 0 | 0 | 0 | 0 | 0 | 0 | 0 | 0 | 0 | 0 |  | 1 | 1 | 1 | 1 | 1 | 1 | 1 | 1 | 1 | 0
PG&E NGBA | Round Mountain | 230 | 0 | 0 | 0 | 0 | 0 | 0 | 0 | 0 | 0 | 0 | 0 | 0 | 0 | 0 | 0 | 0 | 0 | 0 | 0 | 0 |  | 0 | 0 | 0 | 0 | 0 | 0 | 0 | 0 | 0 | 0 | 0 | 0 | 0 | 0 | 0 | 0 | 0 | 0 | 0 | 0 | 0 | 0 | 0 | 0 | 0 | 0 | 0 | 0 | 0 | 0 | 0 | 0 | 0 | 0 | 0 | 0 |  | 0 | 0 | 0 | 0 | 0 | 0 | 0 | 0 | 0 | 0 | 0 | 0 | 0 | 0 | 0 | 0 | 0 | 0 | 0 | 0 | 0 | 0 | 0 | 0 | 0 | 0 | 0 | 0 | 0 | 0 | 0 | 0 | 0 | 0 | 0 | 0 |  | 0 | 0 | 0 | 0 | 0 | 0 | 0 | 0 | 0 | 0 | 0 | 0 | 0 | 0 | 0 | 0 | 0 | 0 | 0 | 0 | 0 | 0 | 0 | 0 | 0 | 0 | 0 | 0 | 0 | 0 | 0 | 0 | 0 | 0 | 0 | 0 |  | 0 | 0 | 0 | 0 | 0 | 0 | 0 | 0 | 0 | 0 | 0 | 0 | 0 | 0 | 0 | 0 | 0 | 0 | 0 | 0 | 0 | 0 | 0 | 0 | 0 | 0 | 0 | 0 | 0 | 0 | 0 | 0 | 0 | 0 | 0 | 0 |  | 1 | 1 | 1 | 1 | 1 | 1 | 1 | 1 | 1 | 0
PG&E NGBA | Round Mountain | 500 | 0 | 0 | 0 | 0 | 0 | 0 | 0 | 0 | 0 | 0 | 0 | 0 | 0 | 0 | 0 | 0 | 0 | 0 | 0 | 0 |  | 0 | 0 | 0 | 0 | 0 | 0 | 0 | 0 | 0 | 0 | 0 | 0 | 0 | 0 | 0 | 0 | 0 | 0 | 0 | 0 | 0 | 0 | 0 | 0 | 0 | 0 | 0 | 0 | 0 | 0 | 0 | 0 | 0 | 0 | 0 | 0 |  | 0 | 0 | 0 | 0 | 0 | 0 | 0 | 0 | 0 | 0 | 0 | 0 | 0 | 0 | 0 | 0 | 0 | 0 | 0 | 0 | 0 | 0 | 0 | 0 | 0 | 0 | 0 | 0 | 0 | 0 | 0 | 0 | 0 | 0 | 0 | 0 |  | 0 | 0 | 0 | 0 | 0 | 0 | 0 | 0 | 0 | 0 | 0 | 0 | 0 | 0 | 0 | 0 | 0 | 0 | 0 | 0 | 0 | 0 | 0 | 0 | 0 | 0 | 0 | 0 | 0 | 0 | 0 | 0 | 0 | 0 | 0 | 0 |  | 0 | 0 | 0 | 0 | 0 | 0 | 0 | 0 | 0 | 0 | 0 | 0 | 0 | 0 | 0 | 0 | 0 | 0 | 0 | 0 | 0 | 0 | 0 | 0 | 0 | 0 | 0 | 0 | 0 | 0 | 0 | 0 | 0 | 0 | 0 | 0 |  | 1 | 1 | 1 | 1 | 1 | 1 | 1 | 1 | 1 | 0
PG&E GBA | Salado | 115 | 0 | 0 | 0 | 0 | 0 | 0 | 0 | 0 | 0 | 0 | 0 | 0 | 0 | 0 | 0 | 0 | 0 | 0 | 0 | 0 |  | 0 | 0 | 0 | 0 | 0 | 0 | 0 | 0 | 0 | 0 | 0 | 0 | 0 | 0 | 0 | 0 | 0 | 0 | 0 | 0 | 0 | 0 | 0 | 0 | 0 | 0 | 0 | 0 | 0 | 0 | 0 | 0 | 0 | 0 | 0 | 0 |  | 0 | 0 | 0 | 0 | 0 | 0 | 0 | 0 | 0 | 0 | 0 | 0 | 0 | 0 | 0 | 0 | 0 | 0 | 0 | 0 | 0 | 0 | 0 | 0 | 0 | 0 | 0 | 0 | 0 | 0 | 0 | 0 | 0 | 0 | 0 | 0 |  | 0 | 0 | 0 | 0 | 0 | 0 | 0 | 0 | 0 | 0 | 0 | 0 | 0 | 0 | 0 | 0 | 0 | 0 | 0 | 0 | 0 | 0 | 0 | 0 | 0 | 0 | 0 | 0 | 0 | 0 | 0 | 0 | 0 | 0 | 0 | 0 |  | 0 | 0 | 0 | 0 | 0 | 0 | 0 | 64.36 | 0 | 0 | 0 | 0 | 95 | 0 | 64.36 | 0 | 0 | 1 | 0 | 0 | 0 | 0 | 0 | 0 | 0 | -2 | 0 | 0 | 0 | 0 | -2 | 0 | -2 | 0 | 0 | 1 |  | 1 | 1 | 1 | 1+ | 1 | 1 | 1+ | 1+ | 1 | 1
PG&E GBA | Salado | 60 | 0 | 0 | 0 | 0 | 0 | 0 | 0 | 0 | 0 | 0 | 0 | 0 | 0 | 0 | 0 | 0 | 0 | 0 | 0 | 0 |  | 0 | 0 | 0 | 0 | 0 | 0 | 0 | 0 | 0 | 0 | 0 | 0 | 0 | 0 | 0 | 0 | 0 | 0 | 0 | 0 | 0 | 0 | 0 | 0 | 0 | 0 | 0 | 0 | 0 | 0 | 0 | 0 | 0 | 0 | 0 | 0 |  | 0 | 0 | 0 | 0 | 0 | 0 | 0 | 0 | 0 | 0 | 0 | 0 | 0 | 0 | 20 | 0 | 0 | 1 | 0 | 0 | 0 | 0 | 0 | 0 | 0 | 0 | 0 | 0 | 0 | 0 | 0 | 0 | -2 | 0 | 0 | 1 |  | 0 | 0 | 0 | 0 | 0 | 0 | 0 | 0 | 0 | 0 | 0 | 0 | 0 | 0 | 20 | 0 | 0 | 1 | 0 | 0 | 0 | 0 | 0 | 0 | 0 | 0 | 0 | 0 | 0 | 0 | 0 | 0 | -2 | 0 | 0 | 1 |  | 0 | 0 | 0 | 0 | 0 | 0 | 0 | 0 | 0 | 0 | 0 | 0 | 0 | 0 | 20 | 0 | 0 | 1 | 0 | 0 | 0 | 0 | 0 | 0 | 0 | 0 | 0 | 0 | 0 | 0 | 0 | 0 | -2 | 0 | 0 | 1 |  | 1 | 1 | 1 | 1 | 1 | 1 | 1 | 4+ | 1 | 1
PG&E GBA | Salinas | 115 | 0 | 0 | 0 | 0 | 0 | 0 | 0 | 0 | 0 | 0 | 0 | 0 | 0 | 0 | 0 | 0 | 0 | 0 | 0 | 0 |  | 0 | 0 | 0 | 0 | 0 | 0 | 0 | 0 | 0 | 0 | 0 | 0 | 0 | 0 | 0 | 0 | 0 | 0 | 0 | 0 | 0 | 0 | 0 | 0 | 0 | 0 | 0 | 0 | 0 | 0 | 0 | 0 | 0 | 0 | 0 | 0 |  | 0 | 0 | 0 | 0 | 0 | 0 | 0 | 0 | 0 | 0 | 0 | 0 | 5.2435 | 0 | 2.0715 | 0 | 0 | 1 | 0 | 0 | 0 | 0 | 0 | 0 | 0 | 0 | 0 | 0 | 0 | 0 | -2 | 0 | 0 | 0 | 0 | 1 |  | 0 | 0 | 0 | 0 | 0 | 0 | 0 | 0 | 0 | 0 | 0 | 0 | 5.2435 | 0 | 2.0715 | 0 | 0 | 1 | 0 | 0 | 0 | 0 | 0 | 0 | 0 | 0 | 0 | 0 | 0 | 0 | -1 | 0 | 0 | 0 | 0 | 1 |  | 0 | 0 | 0 | 0 | 0 | 0 | 0 | 0 | 0 | 0 | 0 | 0 | 5.2435 | 0 | 2.0715 | 0 | 0 | 1 | 0 | 0 | 0 | 0 | 0 | 0 | 0 | 0 | 0 | 0 | 0 | 0 | -2 | 0 | 0 | 0 | 0 | 1 |  | 1 | 1 | 1 | 1 | 1 | 1 | 4+ | 1 | 1 | 1
SDGE | Salt Creek | 69 | 0 | 0 | 0 | 0 | 0 | 0 | 0 | 0 | 0 | 0 | 0 | 0 | 0 | 0 | 0 | 0 | 0 | 0 | 0 | 0 |  | 0 | 0 | 0 | 0 | 0 | 0 | 0 | 0 | 0 | 0 | 0 | 0 | 0 | 0 | 0 | 0 | 0 | 0 | 0 | 0 | 0 | 0 | 0 | 0 | 0 | 0 | 0 | 0 | 0 | 0 | 0 | 0 | 0 | 0 | 0 | 0 |  | 0 | 0 | 0 | 0 | 0 | 0 | 0 | 0 | 0 | 0 | 0 | 0 | 0 | 0 | 0 | 0 | 0 | 0 | 0 | 0 | 0 | 0 | 0 | 0 | 0 | 0 | 0 | 0 | 0 | 0 | 0 | 0 | 0 | 0 | 0 | 0 |  | 0 | 0 | 0 | 0 | 0 | 0 | 0 | 0 | 0 | 0 | 0 | 0 | 0 | 0 | 102.04 | 0 | 0 | 1 | 0 | 0 | 0 | 0 | 0 | 0 | 0 | 0 | 0 | 0 | 0 | 0 | 0 | 0 | -2 | 0 | 0 | 1 |  | 0 | 0 | 0 | 0 | 0 | 0 | 0 | 0 | 0 | 0 | 0 | 0 | 0 | 0 | 102.04 | 0 | 0 | 1 | 0 | 0 | 0 | 0 | 0 | 0 | 0 | 0 | 0 | 0 | 0 | 0 | 0 | 0 | -2 | 0 | 0 | 1 |  | 1 | 1 | 1 | 1 | 1 | 1 | 1 | 2+ | 1 | 1
SCE Eastern | San Bernardino | 230 | 0 | 0 | 0 | 0 | 0 | 0 | 0 | 0 | 0 | 0 | 0 | 0 | 0 | 0 | 0 | 0 | 0 | 0 | 0 | 0 |  | 0 | 0 | 0 | 0 | 0 | 0 | 0 | 0 | 0 | 0 | 0 | 0 | 0 | 0 | 0 | 0 | 0 | 0 | 0 | 0 | 0 | 0 | 0 | 0 | 0 | 0 | 0 | 0 | 0 | 0 | 0 | 0 | 0 | 0 | 0 | 0 |  | 0 | 0 | 0 | 0 | 0 | 0 | 0 | 0 | 0 | 0 | 0.05 | 0 | 1.25 | 0 | 2.667 | 0 | 0 | 1 | 0 | 0 | 0 | 0 | 0 | 0 | 0 | 0 | 0 | 0 | -2 | 0 | 0 | 0 | 0 | 0 | 0 | 1 |  | 0 | 0 | 0 | 0 | 0 | 0 | 0 | 0 | 0 | 0 | 0.05 | 0 | 1.25 | 0 | 205.467 | 0 | 0 | 1 | 0 | 0 | 0 | 0 | 0 | 0 | 0 | 0 | 0 | 0 | -2 | 0 | -2 | 0 | -2 | 0 | 0 | 1 |  | 0 | 0 | 0 | 0 | 0 | 0 | 0 | 0 | 0 | 0 | 0.05 | 0 | 3.5 | 0 | 335.067 | 0 | 0 | 1 | 0 | 0 | 0 | 0 | 0 | 0 | 0 | 0 | 0 | 0 | -2 | 0 | -2 | 0 | -2 | 0 | 0 | 1 |  | 1 | 1 | 1 | 1 | 1 | 4+ | 2+ | 2+ | 1 | 1
PG&E GBA | SAN FRAN A (POTRERO PP) | 115 | 0 | 0 | 0 | 0 | 0 | 0 | 0 | 0 | 0 | 0 | 0 | 0 | 0 | 0 | 0 | 0 | 0 | 0 | 0 | 0 |  | 0 | 0 | 0 | 0 | 0 | 0 | 0 | 0 | 0 | 0 | 0 | 0 | 0 | 0 | 0 | 0 | 0 | 0 | 0 | 0 | 0 | 0 | 0 | 0 | 0 | 0 | 0 | 0 | 0 | 0 | 0 | 0 | 0 | 0 | 0 | 0 |  | 0 | 0 | 0 | 0 | 0 | 0 | 0 | 0 | 0 | 0 | 0 | 0 | 0 | 0 | 0 | 0 | 0 | 0 | 0 | 0 | 0 | 0 | 0 | 0 | 0 | 0 | 0 | 0 | 0 | 0 | 0 | 0 | 0 | 0 | 0 | 0 |  | 0 | 0 | 0 | 0 | 0 | 0 | 0 | 0 | 0 | 0 | 0 | 0 | 0 | 0 | 0 | 0 | 0 | 0 | 0 | 0 | 0 | 0 | 0 | 0 | 0 | 0 | 0 | 0 | 0 | 0 | 0 | 0 | 0 | 0 | 0 | 0 |  | 0 | 0 | 0 | 0 | 0 | 0 | 0 | 0 | 0 | 0 | 0 | 0 | 0 | 0 | 0 | 0 | 0 | 0 | 0 | 0 | 0 | 0 | 0 | 0 | 0 | 0 | 0 | 0 | 0 | 0 | 0 | 0 | 0 | 0 | 0 | 0 |  | 1 | 1 | 1 | 1 | 1 | 1 | 1 | 1 | 1 | 0
PG&E GBA | SAN FRAN A (POTRERO PP) | 230 | 0 | 0 | 0 | 0 | 0 | 0 | 0 | 0 | 0 | 0 | 0 | 0 | 60 | 0 | 60 | 0 | 0 | 0 | 0 | 1 |  | 0 | 0 | 0 | 0 | 0 | 0 | 0 | 0 | 0 | 0 | 0 | 0 | 0 | 0 | 0 | 0 | 0 | 0 | 0 | 0 | 0 | 0 | 0 | 0 | 0 | 0 | 0 | 0 | 0 | 2 | 2 | 0 | 0 | 0 | 0 | 1 |  | 0 | 0 | 0 | 0 | 0 | 0 | 0 | 0 | 0 | 0 | 0 | 0 | 2.95 | 0 | 0.036 | 0 | 0 | 1 | 0 | 0 | 0 | 0 | 0 | 0 | 0 | 0 | 0 | 0 | 0 | 2 | 2 | 0 | 0 | 0 | 0 | 1 |  | 0 | 0 | 0 | 0 | 0 | 0 | 0 | 0 | 0 | 0 | 0 | 0 | 2.95 | 0 | 0.036 | 0 | 0 | 1 | 0 | 0 | 0 | 0 | 0 | 0 | 0 | 0 | 0 | 0 | 0 | 2 | 2 | 0 | 0 | 0 | 0 | 1 |  | 0 | 0 | 0 | 0 | 0 | 0 | 0 | 0 | 0 | 0 | 0 | 0 | 2.95 | 0 | 0.036 | 0 | 0 | 1 | 0 | 0 | 0 | 0 | 0 | 0 | 0 | 0 | 0 | 0 | 0 | 2 | 2 | 0 | 0 | 0 | 0 | 1 |  | 1 | 1 | 1 | 1 | 1 | 1 | 5- | 1 | 1 | 1
PG&E GBA | San Jose A | 115 | 0 | 0 | 0 | 0 | 0 | 0 | 0 | 0 | 0 | 0 | 0 | 0 | 0 | 0 | 0 | 0 | 0 | 0 | 0 | 0 |  | 0 | 0 | 0 | 0 | 0 | 0 | 0 | 0 | 0 | 0 | 0 | 0 | 0 | 0 | 0 | 0 | 0 | 0 | 0 | 0 | 0 | 0 | 0 | 0 | 0 | 0 | 0 | 0 | 0 | 0 | 0 | 0 | 0 | 0 | 0 | 0 |  | 0 | 0 | 0 | 0 | 0 | 0 | 0 | 0 | 0 | 0 | 0 | 0 | 0 | 0 | 0 | 0 | 0 | 0 | 0 | 0 | 0 | 0 | 0 | 0 | 0 | 0 | 0 | 0 | 0 | 0 | 0 | 0 | 0 | 0 | 0 | 0 |  | 0 | 0 | 0 | 0 | 0 | 0 | 0 | 0 | 0 | 0 | 0 | 0 | 0 | 0 | 0 | 0 | 0 | 0 | 0 | 0 | 0 | 0 | 0 | 0 | 0 | 0 | 0 | 0 | 0 | 0 | 0 | 0 | 0 | 0 | 0 | 0 |  | 0 | 0 | 0 | 0 | 0 | 0 | 0 | 0 | 0 | 0 | 0 | 0 | 0 | 0 | 0 | 0 | 0 | 0 | 0 | 0 | 0 | 0 | 0 | 0 | 0 | 0 | 0 | 0 | 0 | 0 | 0 | 0 | 0 | 0 | 0 | 0 |  | 1 | 1 | 1 | 1 | 1 | 1 | 1 | 1 | 1 | 0
PG&E GBA | San Jose B | 115 | 0 | 0 | 0 | 0 | 0 | 0 | 0 | 0 | 0 | 0 | 0 | 0 | 0 | 0 | 0 | 0 | 0 | 0 | 0 | 0 |  | 0 | 0 | 0 | 0 | 0 | 0 | 0 | 0 | 0 | 0 | 0 | 0 | 0 | 0 | 0 | 0 | 0 | 0 | 0 | 0 | 0 | 0 | 0 | 0 | 0 | 0 | 0 | 0 | 0 | 0 | 0 | 0 | 0 | 0 | 0 | 0 |  | 0 | 0 | 0 | 0 | 0 | 0 | 0 | 0 | 0 | 0 | 0 | 0 | 0 | 0 | 0 | 0 | 0 | 0 | 0 | 0 | 0 | 0 | 0 | 0 | 0 | 0 | 0 | 0 | 0 | 0 | 0 | 0 | 0 | 0 | 0 | 0 |  | 0 | 0 | 0 | 0 | 0 | 0 | 0 | 0 | 0 | 0 | 0 | 0 | 0 | 0 | 0 | 0 | 0 | 0 | 0 | 0 | 0 | 0 | 0 | 0 | 0 | 0 | 0 | 0 | 0 | 0 | 0 | 0 | 0 | 0 | 0 | 0 |  | 0 | 0 | 0 | 0 | 0 | 0 | 0 | 0 | 0 | 0 | 0 | 0 | 0 | 0 | 0 | 0 | 0 | 0 | 0 | 0 | 0 | 0 | 0 | 0 | 0 | 0 | 0 | 0 | 0 | 0 | 0 | 0 | 0 | 0 | 0 | 0 |  | 1 | 1 | 1 | 1 | 1 | 1 | 1 | 1 | 1 | 0
PG&E GBA | San Leandro U | 115 | 0 | 0 | 0 | 0 | 0 | 0 | 0 | 0 | 0 | 0 | 0 | 0 | 0 | 0 | 0 | 0 | 0 | 0 | 0 | 0 |  | 0 | 0 | 0 | 0 | 0 | 0 | 0 | 0 | 0 | 0 | 0 | 0 | 0 | 0 | 0 | 0 | 0 | 0 | 0 | 0 | 0 | 0 | 0 | 0 | 0 | 0 | 0 | 0 | 0 | 0 | 0 | 0 | 0 | 0 | 0 | 0 |  | 0 | 0 | 0 | 0 | 0 | 0 | 0 | 0 | 0 | 0 | 0 | 0 | 8.0881 | 0 | 2.6311 | 0 | 0 | 1 | 0 | 0 | 0 | 0 | 0 | 0 | 0 | 0 | 0 | 0 | 0 | 0 | -2 | 0 | 0 | 0 | 0 | 1 |  | 0 | 0 | 0 | 0 | 0 | 0 | 0 | 0 | 0 | 0 | 0 | 0 | 8.0881 | 0 | 2.6311 | 0 | 0 | 1 | 0 | 0 | 0 | 0 | 0 | 0 | 0 | 0 | 0 | 0 | 0 | 0 | -1 | 0 | 0 | 0 | 0 | 1 |  | 0 | 0 | 0 | 0 | 0 | 0 | 0 | 0 | 0 | 0 | 0 | 0 | 8.0881 | 0 | 2.6311 | 0 | 0 | 1 | 0 | 0 | 0 | 0 | 0 | 0 | 0 | 0 | 0 | 0 | 0 | 0 | -2 | 0 | 0 | 0 | 0 | 1 |  | 1 | 1 | 1 | 1 | 1 | 1 | 4+ | 1 | 1 | 1
PG&E KERN | San Luis Obispo | 115 | 0 | 0 | 0 | 0 | 0 | 0 | 0 | 0 | 0 | 0 | 0 | 0 | 0 | 0 | 0 | 0 | 0 | 0 | 0 | 0 |  | 0 | 0 | 0 | 0 | 0 | 0 | 0 | 0 | 0 | 0 | 0 | 0 | 0 | 0 | 0 | 0 | 0 | 0 | 0 | 0 | 0 | 0 | 0 | 0 | 0 | 0 | 0 | 0 | 0 | 0 | 0 | 0 | 0 | 0 | 0 | 0 |  | 0 | 0 | 0 | 0 | 0 | 0 | 0 | 0 | 0 | 0 | 0 | 0 | 1.076 | 0 | 0 | 0 | 0 | 1 | 0 | 0 | 0 | 0 | 0 | 0 | 0 | 0 | 0 | 0 | 0 | 0 | 0 | 0 | 0 | 0 | 0 | 0 |  | 0 | 0 | 0 | 0 | 0 | 0 | 0 | 0 | 0 | 0 | 0 | 0 | 1.076 | 0 | 0 | 0 | 0 | 1 | 0 | 0 | 0 | 0 | 0 | 0 | 0 | 0 | 0 | 0 | 0 | 0 | -2 | 0 | 0 | 0 | 0 | 1 |  | 0 | 0 | 0 | 0 | 0 | 0 | 0 | 0 | 0 | 0 | 0 | 0 | 1.076 | 0 | 0 | 0 | 0 | 1 | 0 | 0 | 0 | 0 | 0 | 0 | 0 | 0 | 0 | 0 | 0 | 0 | 0 | 0 | 0 | 0 | 0 | 0 |  | 1 | 1 | 1 | 1 | 1 | 1 | 2+ | 1 | 1 | 1
PG&E KERN | San Luis Obispo | 70 | 0 | 0 | 0 | 0 | 0 | 0 | 0 | 0 | 0 | 0 | 0 | 0 | 0 | 0 | 0 | 0 | 0 | 0 | 0 | 0 |  | 0 | 0 | 0 | 0 | 0 | 0 | 0 | 0 | 0 | 0 | 0 | 0 | 0 | 0 | 0 | 0 | 0 | 0 | 0 | 0 | 0 | 0 | 0 | 0 | 0 | 0 | 0 | 0 | 0 | 0 | 0 | 0 | 0 | 0 | 0 | 0 |  | 0 | 0 | 0 | 0 | 0 | 0 | 0 | 0 | 0 | 0 | 0 | 0 | 0 | 0 | 0 | 0 | 0 | 0 | 0 | 0 | 0 | 0 | 0 | 0 | 0 | 0 | 0 | 0 | 0 | 0 | 0 | 0 | 0 | 0 | 0 | 0 |  | 0 | 0 | 0 | 0 | 0 | 0 | 0 | 0 | 0 | 0 | 0 | 0 | 0 | 0 | 0 | 0 | 0 | 0 | 0 | 0 | 0 | 0 | 0 | 0 | 0 | 0 | 0 | 0 | 0 | 0 | 0 | 0 | 0 | 0 | 0 | 0 |  | 0 | 0 | 0 | 0 | 0 | 0 | 0 | 0 | 0 | 0 | 0 | 0 | 0 | 0 | 0 | 0 | 0 | 0 | 0 | 0 | 0 | 0 | 0 | 0 | 0 | 0 | 0 | 0 | 0 | 0 | 0 | 0 | 0 | 0 | 0 | 0 |  | 1 | 1 | 1 | 1 | 1 | 1 | 1 | 1 | 1 | 0
SDGE | San Luis Rey | 230 | 0 | 0 | 0 | 0 | 0 | 0 | 0 | 0 | 0 | 0 | 0 | 0 | 0 | 0 | 0 | 0 | 0 | 0 | 0 | 0 |  | 0 | 0 | 0 | 0 | 0 | 0 | 0 | 0 | 0 | 0 | 0 | 0 | 0 | 0 | 0 | 0 | 0 | 0 | 0 | 0 | 0 | 0 | 0 | 0 | 0 | 0 | 0 | 0 | 0 | 0 | 0 | 0 | 0 | 0 | 0 | 0 |  | 0 | 0 | 0 | 0 | 0 | 0 | 0 | 0 | 0 | 0 | 0 | 0 | 0 | 0 | 0 | 0 | 0 | 0 | 0 | 0 | 0 | 0 | 0 | 0 | 0 | 0 | 0 | 0 | 0 | 0 | 0 | 0 | 0 | 0 | 0 | 0 |  | 0 | 0 | 0 | 0 | 0 | 0 | 0 | 0 | 0 | 0 | 0 | 0 | 0 | 0 | 256 | 0 | 0 | 1 | 0 | 0 | 0 | 0 | 0 | 0 | 0 | 0 | 0 | 0 | 0 | 0 | 0 | 0 | -2 | 0 | 0 | 1 |  | 0 | 0 | 0 | 0 | 0 | 0 | 0 | 0 | 0 | 0 | 0 | 0 | 0 | 0 | 256 | 0 | 0 | 1 | 0 | 0 | 0 | 0 | 0 | 0 | 0 | 0 | 0 | 0 | 0 | 0 | 0 | 0 | -2 | 0 | 0 | 1 |  | 1 | 1 | 1 | 1 | 1 | 1 | 1 | 2+ | 1 | 1
SDGE | San Luis Rey | 69 | 0 | 0 | 0 | 0 | 0 | 0 | 0 | 0 | 0 | 0 | 0 | 0 | 0 | 0 | 0 | 0 | 0 | 0 | 0 | 0 |  | 0 | 0 | 0 | 0 | 0 | 0 | 0 | 0 | 0 | 0 | 0 | 0 | 0 | 0 | 0 | 0 | 0 | 0 | 0 | 0 | 0 | 0 | 0 | 0 | 0 | 0 | 0 | 0 | 0 | 0 | 0 | 0 | 0 | 0 | 0 | 0 |  | 0 | 0 | 0 | 0 | 0 | 0 | 0 | 0 | 0 | 0 | 0 | 0 | 0 | 0 | 0 | 0 | 0 | 0 | 0 | 0 | 0 | 0 | 0 | 0 | 0 | 0 | 0 | 0 | 0 | 0 | 0 | 0 | 0 | 0 | 0 | 0 |  | 0 | 0 | 0 | 0 | 0 | 0 | 0 | 0 | 0 | 0 | 0 | 0 | 0 | 0 | 0 | 0 | 0 | 0 | 0 | 0 | 0 | 0 | 0 | 0 | 0 | 0 | 0 | 0 | 0 | 0 | 0 | 0 | 0 | 0 | 0 | 0 |  | 0 | 0 | 0 | 0 | 0 | 0 | 0 | 0 | 0 | 0 | 0 | 0 | 0 | 0 | 0 | 0 | 0 | 0 | 0 | 0 | 0 | 0 | 0 | 0 | 0 | 0 | 0 | 0 | 0 | 0 | 0 | 0 | 0 | 0 | 0 | 0 |  | 1 | 1 | 1 | 1 | 1 | 1 | 1 | 1 | 1 | 0
SDGE | San Marcos | 69 | 0 | 0 | 0 | 0 | 0 | 0 | 0 | 0 | 0 | 0 | 0 | 0 | 0 | 0 | 0 | 0 | 0 | 0 | 0 | 0 |  | 0 | 0 | 0 | 0 | 0 | 0 | 0 | 0 | 0 | 0 | 0 | 0 | 0 | 0 | 0 | 0 | 0 | 0 | 0 | 0 | 0 | 0 | 0 | 0 | 0 | 0 | 0 | 0 | 0 | 0 | 0 | 0 | 0 | 0 | 0 | 0 |  | 0 | 0 | 0 | 0 | 0 | 0 | 0 | 0 | 0 | 0 | 0 | 0 | 0 | 0 | 0 | 0 | 0 | 0 | 0 | 0 | 0 | 0 | 0 | 0 | 0 | 0 | 0 | 0 | 0 | 0 | 0 | 0 | 0 | 0 | 0 | 0 |  | 0 | 0 | 0 | 0 | 0 | 0 | 0 | 0 | 0 | 0 | 0 | 0 | 0 | 0 | 0 | 0 | 0 | 0 | 0 | 0 | 0 | 0 | 0 | 0 | 0 | 0 | 0 | 0 | 0 | 0 | 0 | 0 | 0 | 0 | 0 | 0 |  | 0 | 0 | 0 | 0 | 0 | 0 | 0 | 0 | 0 | 0 | 0 | 0 | 0 | 0 | 0 | 0 | 0 | 0 | 0 | 0 | 0 | 0 | 0 | 0 | 0 | 0 | 0 | 0 | 0 | 0 | 0 | 0 | 0 | 0 | 0 | 0 |  | 1 | 1 | 1 | 1 | 1 | 1 | 1 | 1 | 1 | 0
SCE Metro | San Onofre | 230 | 0 | 0 | 0 | 0 | 0 | 0 | 0 | 0 | 0 | 0 | 0 | 0 | 0 | 0 | 0 | 0 | 0 | 0 | 0 | 0 |  | 0 | 0 | 0 | 0 | 0 | 0 | 0 | 0 | 0 | 0 | 0 | 0 | 0 | 0 | 0 | 0 | 0 | 0 | 0 | 0 | 0 | 0 | 0 | 0 | 0 | 0 | 0 | 0 | 0 | 0 | 0 | 0 | 0 | 0 | 0 | 0 |  | 0 | 0 | 0 | 0 | 0 | 0 | 0 | 0 | 0 | 0 | 0 | 0 | 0 | 0 | 0 | 0 | 0 | 0 | 0 | 0 | 0 | 0 | 0 | 0 | 0 | 0 | 0 | 0 | 0 | 0 | 0 | 0 | 0 | 0 | 0 | 0 |  | 0 | 0 | 0 | 0 | 0 | 0 | 0 | 0 | 0 | 0 | 0 | 0 | 0 | 0 | 0 | 0 | 0 | 0 | 0 | 0 | 0 | 0 | 0 | 0 | 0 | 0 | 0 | 0 | 0 | 0 | 0 | 0 | 0 | 0 | 0 | 0 |  | 0 | 0 | 0 | 0 | 0 | 0 | 0 | 0 | 0 | 0 | 0 | 0 | 0 | 0 | 0 | 0 | 0 | 0 | 0 | 0 | 0 | 0 | 0 | 0 | 0 | 0 | 0 | 0 | 0 | 0 | 0 | 0 | 0 | 0 | 0 | 0 |  | 1 | 1 | 1 | 1 | 1 | 1 | 1 | 1 | 1 | 0
PG&E GBA | San Pablo | 115 | 0 | 0 | 0 | 0 | 0 | 0 | 0 | 0 | 0 | 0 | 0 | 0 | 0 | 40 | 40 | 0 | 0 | 0 | 0 | 1 |  | 0 | 0 | 0 | 0 | 0 | 0 | 0 | 0 | 0 | 0 | 0 | 0 | 0 | 0 | 0 | 0 | 0 | 0 | 0 | 0 | 0 | 0 | 0 | 0 | 0 | 0 | 0 | 0 | 0 | 0 | 2 | 0 | 0 | 0 | 0 | 1 |  | 0 | 0 | 0 | 0 | 0 | 0 | 0 | 0 | 0 | 0 | 0 | 0 | 0 | 0 | 0 | 0 | 0 | 0 | 0 | 0 | 0 | 0 | 0 | 0 | 0 | 0 | 0 | 0 | 0 | 0 | 2 | 0 | 0 | 0 | 0 | 1 |  | 0 | 0 | 0 | 0 | 0 | 0 | 0 | 0 | 0 | 0 | 0 | 0 | 0 | 0 | 0 | 0 | 0 | 0 | 0 | 0 | 0 | 0 | 0 | 0 | 0 | 0 | 0 | 0 | 0 | 0 | 2 | 0 | 0 | 0 | 0 | 1 |  | 0 | 0 | 0 | 0 | 0 | 0 | 0 | 0 | 0 | 0 | 0 | 0 | 0 | 0 | 0 | 0 | 0 | 0 | 0 | 0 | 0 | 0 | 0 | 0 | 0 | 0 | 0 | 0 | 0 | 0 | 2 | 0 | 0 | 0 | 0 | 1 |  | 1 | 1 | 1 | 1 | 1 | 1 | 5- | 1 | 1 | 1
PG&E GBA | San Ramon | 230 | 0 | 0 | 0 | 0 | 0 | 0 | 0 | 0 | 0 | 0 | 0 | 0 | 0 | 0 | 0 | 0 | 0 | 0 | 0 | 0 |  | 0 | 0 | 0 | 0 | 0 | 0 | 0 | 0 | 0 | 0 | 0 | 0 | 0 | 0 | 0 | 0 | 0 | 0 | 0 | 0 | 0 | 0 | 0 | 0 | 0 | 0 | 0 | 0 | 0 | 0 | 0 | 0 | 0 | 0 | 0 | 0 |  | 0 | 0 | 0 | 0 | 0 | 0 | 0 | 0 | 0 | 0 | 0 | 0 | 12.5568 | 0 | 10.395 | 0 | 0 | 1 | 0 | 0 | 0 | 0 | 0 | 0 | 0 | 0 | 0 | 0 | 0 | 0 | -2 | 0 | -2 | 0 | 0 | 1 |  | 0 | 0 | 0 | 0 | 0 | 0 | 0 | 0 | 0 | 0 | 0 | 0 | 12.5568 | 0 | 10.395 | 0 | 0 | 1 | 0 | 0 | 0 | 0 | 0 | 0 | 0 | 0 | 0 | 0 | 0 | 0 | -1 | 0 | -2 | 0 | 0 | 1 |  | 0 | 0 | 0 | 0 | 0 | 0 | 0 | 0 | 0 | 0 | 0 | 0 | 12.5568 | 0 | 10.395 | 0 | 0 | 1 | 0 | 0 | 0 | 0 | 0 | 0 | 0 | 0 | 0 | 0 | 0 | 0 | -2 | 0 | -2 | 0 | 0 | 1 |  | 1 | 1 | 1 | 1 | 1 | 1 | 4+ | 4+ | 1 | 1
SDGE | San Ysidro | 69 | 0 | 0 | 0 | 0 | 0 | 0 | 0 | 0 | 0 | 0 | 0 | 0 | 0 | 0 | 0 | 0 | 0 | 0 | 0 | 0 |  | 0 | 0 | 0 | 0 | 0 | 0 | 0 | 0 | 0 | 0 | 0 | 0 | 0 | 0 | 0 | 0 | 0 | 0 | 0 | 0 | 0 | 0 | 0 | 0 | 0 | 0 | 0 | 0 | 0 | 0 | 0 | 0 | 0 | 0 | 0 | 0 |  | 0 | 0 | 0 | 0 | 0 | 0 | 0 | 0 | 0 | 0 | 0 | 0 | 0 | 0 | 0 | 0 | 0 | 0 | 0 | 0 | 0 | 0 | 0 | 0 | 0 | 0 | 0 | 0 | 0 | 0 | 0 | 0 | 0 | 0 | 0 | 0 |  | 0 | 0 | 0 | 0 | 0 | 0 | 0 | 0 | 0 | 0 | 0 | 0 | 0 | 0 | 0 | 0 | 0 | 0 | 0 | 0 | 0 | 0 | 0 | 0 | 0 | 0 | 0 | 0 | 0 | 0 | 0 | 0 | 0 | 0 | 0 | 0 |  | 0 | 0 | 0 | 0 | 0 | 0 | 0 | 0 | 0 | 0 | 0 | 0 | 0 | 0 | 0 | 0 | 0 | 0 | 0 | 0 | 0 | 0 | 0 | 0 | 0 | 0 | 0 | 0 | 0 | 0 | 0 | 0 | 0 | 0 | 0 | 0 |  | 1 | 1 | 1 | 1 | 1 | 1 | 1 | 1 | 1 | 0
SCE NOL | Sandlot | 230 | 0 | 0 | 0 | 0 | 0 | 0 | 0 | 0 | 0 | 0 | 0 | 0 | 0 | 0 | 0 | 0 | 0 | 0 | 0 | 0 |  | 0 | 0 | 0 | 0 | 0 | 0 | 0 | 0 | 0 | 0 | 0 | 0 | 0 | 0 | 0 | 0 | 0 | 0 | 0 | 0 | 0 | 0 | 0 | 0 | 0 | 0 | 0 | 0 | 0 | 0 | 0 | 0 | 0 | 0 | 0 | 0 |  | 0 | 0 | 0 | 0 | 0 | 0 | 0 | 0 | 0 | 0 | 0 | 0 | 0 | 0 | 0 | 0 | 0 | 0 | 0 | 0 | 0 | 0 | 0 | 0 | 0 | 0 | 0 | 0 | 0 | 0 | 0 | 0 | 0 | 0 | 0 | 0 |  | 0 | 0 | 0 | 0 | 0 | 0 | 0 | 0 | 0 | 0 | 0 | 0 | 0 | 0 | 0 | 0 | 0 | 0 | 0 | 0 | 0 | 0 | 0 | 0 | 0 | 0 | 0 | 0 | 0 | 0 | 0 | 0 | 0 | 0 | 0 | 0 |  | 0 | 0 | 0 | 0 | 0 | 0 | 0 | 0 | 0 | 0 | 0 | 0 | 0 | 0 | 0 | 0 | 0 | 0 | 0 | 0 | 0 | 0 | 0 | 0 | 0 | 0 | 0 | 0 | 0 | 0 | 0 | 0 | 0 | 0 | 0 | 0 |  | 1 | 1 | 1 | 1 | 1 | 1 | 1 | 1 | 1 | 0
EOP | Sandy | 138 | 0 | 0 | 0 | 0 | 0 | 0 | 0 | 0 | 0 | 0 | 0 | 0 | 0 | 0 | 0 | 0 | 0 | 0 | 0 | 0 |  | 0 | 0 | 0 | 0 | 0 | 0 | 0 | 0 | 0 | 0 | 0 | 0 | 0 | 0 | 0 | 0 | 0 | 0 | 0 | 0 | 0 | 0 | 0 | 0 | 0 | 0 | 0 | 0 | 0 | 0 | 0 | 0 | 0 | 0 | 0 | 0 |  | 0 | 0 | 0 | 0 | 0 | 0 | 0 | 0 | 0 | 0 | 0 | 0 | 0 | 0 | 0 | 0 | 0 | 0 | 0 | 0 | 0 | 0 | 0 | 0 | 0 | 0 | 0 | 0 | 0 | 0 | 0 | 0 | 0 | 0 | 0 | 0 |  | 0 | 0 | 0 | 0 | 0 | 0 | 0 | 0 | 0 | 0 | 0 | 0 | 0 | 0 | 0 | 0 | 0 | 0 | 0 | 0 | 0 | 0 | 0 | 0 | 0 | 0 | 0 | 0 | 0 | 0 | 0 | 0 | 0 | 0 | 0 | 0 |  | 0 | 0 | 0 | 0 | 0 | 0 | 0 | 0 | 0 | 0 | 0 | 0 | 0 | 0 | 0 | 0 | 0 | 0 | 0 | 0 | 0 | 0 | 0 | 0 | 0 | 0 | 0 | 0 | 0 | 0 | 0 | 0 | 0 | 0 | 0 | 0 |  | 1 | 1 | 1 | 1 | 1 | 1 | 1 | 1 | 1 | 0
PG&E FRESNO | Sanger | 115 | 0 | 0 | 0 | 0 | 0 | 0 | 0 | 0 | 0 | 0 | 0 | 0 | 0 | 0 | 0 | 0 | 0 | 0 | 0 | 0 |  | 0 | 0 | 0 | 0 | 0 | 0 | 0 | 0 | 0 | 0 | 0 | 0 | 0 | 0 | 0 | 0 | 0 | 0 | 0 | 0 | 0 | 0 | 0 | 0 | 0 | 0 | 0 | 0 | 0 | 0 | 0 | 0 | 0 | 0 | 0 | 0 |  | 0 | 0 | 0 | 0 | 0 | 0 | 0 | 0 | 0 | 0 | 0 | 0 | 4.56 | 200 | 203.699 | 0 | 0 | 1 | 0 | 0 | 0 | 0 | 0 | 0 | 0 | 0 | 0 | 0 | 0 | 0 | -2 | -2 | -2 | 0 | 0 | 1 |  | 0 | 0 | 0 | 0 | 0 | 0 | 0 | 0 | 0 | 0 | 0 | 0 | 4.56 | 200 | 203.699 | 0 | 0 | 1 | 0 | 0 | 0 | 0 | 0 | 0 | 0 | 0 | 0 | 0 | 0 | 0 | -1 | -2 | -2 | 0 | 0 | 1 |  | 0 | 0 | 0 | 0 | 0 | 0 | 0 | 0 | 0 | 0 | 0 | 0 | 4.56 | 200 | 203.699 | 0 | 0 | 1 | 0 | 0 | 0 | 0 | 0 | 0 | 0 | 0 | 0 | 0 | 0 | 0 | -2 | -2 | -2 | 0 | 0 | 1 |  | 1 | 1 | 1 | 1 | 1 | 1 | 4+ | 4+ | 1 | 1
SCE Northern | Santa Clara | 230 | 0 | 0 | 0 | 0 | 0 | 0 | 0 | 0 | 0 | 0 | 0 | 0 | 0 | 0 | 0 | 0 | 0 | 0 | 0 | 0 |  | 0 | 0 | 0 | 0 | 0 | 0 | 0 | 0 | 0 | 0 | 0 | 0 | 0 | 0 | 0 | 0 | 0 | 0 | 0 | 0 | 0 | 0 | 0 | 0 | 0 | 0 | 0 | 0 | 0 | 0 | 0 | 0 | 0 | 0 | 0 | 0 |  | 0 | 0 | 0 | 0 | 0 | 0 | 0 | 0 | 0 | 0 | 0 | 0 | 0 | 0 | 0 | 0 | 0 | 0 | 0 | 0 | 0 | 0 | 0 | 0 | 0 | 0 | 0 | 0 | 0 | 0 | 0 | 0 | 0 | 0 | 0 | 0 |  | 0 | 0 | 0 | 0 | 0 | 0 | 0 | 0 | 0 | 0 | 0 | 0 | 0 | 0 | 0 | 0 | 0 | 0 | 0 | 0 | 0 | 0 | 0 | 0 | 0 | 0 | 0 | 0 | 0 | 0 | 0 | 0 | 0 | 0 | 0 | 0 |  | 0 | 0 | 0 | 0 | 0 | 0 | 0 | 0 | 0 | 0 | 0 | 0 | 0 | 19.08 | 192 | 0 | 0 | 1 | 0 | 0 | 0 | 0 | 0 | 0 | 0 | 0 | 0 | 0 | 0 | 0 | 0 | -2 | -2 | 0 | 0 | 1 |  | 1 | 1 | 1 | 1 | 1 | 1 | 1 | 1+ | 1 | 1
PG&E NGBA | Santa Rosa A | 115 | 0 | 0 | 0 | 0 | 0 | 0 | 0 | 0 | 0 | 0 | 0 | 0 | 0 | 0 | 0 | 0 | 0 | 0 | 0 | 0 |  | 0 | 0 | 0 | 0 | 0 | 0 | 0 | 0 | 0 | 0 | 0 | 0 | 0 | 0 | 0 | 0 | 0 | 0 | 0 | 0 | 0 | 0 | 0 | 0 | 0 | 0 | 0 | 0 | 0 | 0 | 0 | 0 | 0 | 0 | 0 | 0 |  | 0 | 0 | 0 | 0 | 0 | 0 | 0 | 0 | 0 | 0 | 0 | 0 | 0 | 0 | 1.8786 | 0 | 0 | 1 | 0 | 0 | 0 | 0 | 0 | 0 | 0 | 0 | 0 | 0 | 0 | 0 | 0 | 0 | 0 | 0 | 0 | 0 |  | 0 | 0 | 0 | 0 | 0 | 0 | 0 | 0 | 0 | 0 | 0 | 0 | 0 | 0 | 1.8786 | 0 | 0 | 1 | 0 | 0 | 0 | 0 | 0 | 0 | 0 | 0 | 0 | 0 | 0 | 0 | 0 | 0 | 0 | 0 | 0 | 0 |  | 0 | 0 | 0 | 0 | 0 | 0 | 0 | 0 | 0 | 0 | 0 | 0 | 1.396 | 0 | 1.8786 | 0 | 0 | 1 | 0 | 0 | 0 | 0 | 0 | 0 | 0 | 0 | 0 | 0 | 0 | 0 | 0 | 0 | 0 | 0 | 0 | 0 |  | 1 | 1 | 1 | 1 | 1 | 1 | 1 | 1 | 1 | 0
PG&E GBA | Santa Teresa | 115 | 0 | 0 | 0 | 0 | 0 | 0 | 0 | 0 | 0 | 0 | 0 | 0 | 0 | 0 | 0 | 0 | 0 | 0 | 0 | 0 |  | 0 | 0 | 0 | 0 | 0 | 0 | 0 | 0 | 0 | 0 | 0 | 0 | 0 | 0 | 0 | 0 | 0 | 0 | 0 | 0 | 0 | 0 | 0 | 0 | 0 | 0 | 0 | 0 | 0 | 0 | 0 | 0 | 0 | 0 | 0 | 0 |  | 0 | 0 | 0 | 0 | 0 | 0 | 0 | 0 | 0 | 0 | 0 | 0 | 0 | 100 | 101.888 | 0 | 0 | 1 | 0 | 0 | 0 | 0 | 0 | 0 | 0 | 0 | 0 | 0 | 0 | 0 | 0 | -2 | -2 | 0 | 0 | 1 |  | 0 | 0 | 0 | 0 | 0 | 0 | 0 | 0 | 0 | 0 | 0 | 0 | 0 | 100 | 101.888 | 0 | 0 | 1 | 0 | 0 | 0 | 0 | 0 | 0 | 0 | 0 | 0 | 0 | 0 | 0 | 0 | -2 | -2 | 0 | 0 | 1 |  | 0 | 0 | 0 | 0 | 0 | 0 | 0 | 0 | 0 | 0 | 0 | 0 | 0 | 100 | 101.888 | 0 | 0 | 1 | 0 | 0 | 0 | 0 | 0 | 0 | 0 | 0 | 0 | 0 | 0 | 0 | 0 | -2 | -2 | 0 | 0 | 1 |  | 1 | 1 | 1 | 1 | 1 | 1 | 1 | 4+ | 1 | 1
SDGE | Santee | 138 | 0 | 0 | 0 | 0 | 0 | 0 | 0 | 0 | 0 | 0 | 0 | 0 | 0 | 0 | 0 | 0 | 0 | 0 | 0 | 0 |  | 0 | 0 | 0 | 0 | 0 | 0 | 0 | 0 | 0 | 0 | 0 | 0 | 0 | 0 | 0 | 0 | 0 | 0 | 0 | 0 | 0 | 0 | 0 | 0 | 0 | 0 | 0 | 0 | 0 | 0 | 0 | 0 | 0 | 0 | 0 | 0 |  | 0 | 0 | 0 | 0 | 0 | 0 | 0 | 0 | 0 | 0 | 0 | 0 | 0 | 0 | 0 | 0 | 0 | 0 | 0 | 0 | 0 | 0 | 0 | 0 | 0 | 0 | 0 | 0 | 0 | 0 | 0 | 0 | 0 | 0 | 0 | 0 |  | 0 | 0 | 0 | 0 | 0 | 0 | 0 | 0 | 0 | 0 | 0 | 0 | 0 | 0 | 0 | 0 | 0 | 0 | 0 | 0 | 0 | 0 | 0 | 0 | 0 | 0 | 0 | 0 | 0 | 0 | 0 | 0 | 0 | 0 | 0 | 0 |  | 0 | 0 | 0 | 0 | 0 | 0 | 0 | 0 | 0 | 0 | 0 | 0 | 0 | 10 | 0 | 0 | 0 | 1 | 0 | 0 | 0 | 0 | 0 | 0 | 0 | 0 | 0 | 0 | 0 | 0 | 0 | -2 | 0 | 0 | 0 | 1 |  | 1 | 1 | 1 | 1 | 1 | 1 | 1 | 1 | 1 | 0
SCE Metro | Santiago | 230 | 0 | 0 | 0 | 0 | 0 | 0 | 0 | 0 | 0 | 0 | 0 | 0 | 0 | 0 | 0 | 0 | 0 | 0 | 0 | 0 |  | 0 | 0 | 0 | 0 | 0 | 0 | 0 | 0 | 0 | 0 | 0 | 0 | 0 | 0 | 0 | 0 | 0 | 0 | 0 | 0 | 0 | 0 | 0 | 0 | 0 | 0 | 0 | 0 | 0 | 0 | 0 | 0 | 0 | 0 | 0 | 0 |  | 0 | 0 | 0 | 0 | 0 | 0 | 0 | 0 | 0 | 0 | 0 | 0 | 0.233 | 0 | 0 | 0 | 0 | 1 | 0 | 0 | 0 | 0 | 0 | 0 | 0 | 0 | 0 | 0 | 0 | 0 | 0 | 0 | 0 | 0 | 0 | 0 |  | 0 | 0 | 0 | 0 | 0 | 0 | 0 | 0 | 0 | 0 | 0 | 0 | 0.233 | 0 | 0 | 0 | 0 | 1 | 0 | 0 | 0 | 0 | 0 | 0 | 0 | 0 | 0 | 0 | 0 | 0 | -2 | 0 | 0 | 0 | 0 | 1 |  | 0 | 0 | 0 | 0 | 0 | 0 | 0 | 0 | 0 | 0 | 0 | 0 | 0.233 | 0 | 0 | 0 | 0 | 1 | 0 | 0 | 0 | 0 | 0 | 0 | 0 | 0 | 0 | 0 | 0 | 0 | 0 | 0 | 0 | 0 | 0 | 0 |  | 1 | 1 | 1 | 1 | 1 | 1 | 2+ | 1 | 1 | 1
PG&E GBA | Saratoga | 230 | 0 | 0 | 0 | 0 | 0 | 0 | 0 | 0 | 0 | 0 | 0 | 0 | 0 | 0 | 0 | 0 | 0 | 0 | 0 | 0 |  | 0 | 0 | 0 | 0 | 0 | 0 | 0 | 0 | 0 | 0 | 0 | 0 | 0 | 0 | 0 | 0 | 0 | 0 | 0 | 0 | 0 | 0 | 0 | 0 | 0 | 0 | 0 | 0 | 0 | 0 | 0 | 0 | 0 | 0 | 0 | 0 |  | 0 | 0 | 0 | 0 | 0 | 0 | 0 | 0 | 0 | 0 | 0 | 0 | 0 | 0 | 0 | 0 | 0 | 0 | 0 | 0 | 0 | 0 | 0 | 0 | 0 | 0 | 0 | 0 | 0 | 0 | 0 | 0 | 0 | 0 | 0 | 0 |  | 0 | 0 | 0 | 0 | 0 | 0 | 0 | 0 | 0 | 0 | 0 | 0 | 0 | 0 | 0 | 0 | 0 | 0 | 0 | 0 | 0 | 0 | 0 | 0 | 0 | 0 | 0 | 0 | 0 | 0 | 0 | 0 | 0 | 0 | 0 | 0 |  | 0 | 0 | 0 | 0 | 0 | 0 | 0 | 0 | 0 | 0 | 0 | 0 | 0 | 0 | 0 | 0 | 0 | 0 | 0 | 0 | 0 | 0 | 0 | 0 | 0 | 0 | 0 | 0 | 0 | 0 | 0 | 0 | 0 | 0 | 0 | 0 |  | 1 | 1 | 1 | 1 | 1 | 1 | 1 | 1 | 1 | 0
SCE Northern | Saugus | 230 | 0 | 0 | 0 | 0 | 0 | 0 | 0 | 0 | 0 | 0 | 0 | 0 | 0 | 0 | 0 | 0 | 0 | 0 | 0 | 0 |  | 0 | 0 | 0 | 0 | 0 | 0 | 0 | 0 | 0 | 0 | 0 | 0 | 0 | 0 | 0 | 0 | 0 | 0 | 0 | 0 | 0 | 0 | 0 | 0 | 0 | 0 | 0 | 0 | 0 | 0 | 0 | 0 | 0 | 0 | 0 | 0 |  | 0 | 0 | 0 | 0 | 0 | 0 | 0 | 0 | 0 | 0 | 0 | 0 | 0 | 0 | 0 | 0 | 0 | 0 | 0 | 0 | 0 | 0 | 0 | 0 | 0 | 0 | 0 | 0 | 0 | 0 | 0 | 0 | 0 | 0 | 0 | 0 |  | 0 | 0 | 0 | 0 | 0 | 0 | 0 | 0 | 0 | 0 | 0 | 0 | 0 | 0 | 0 | 0 | 0 | 0 | 0 | 0 | 0 | 0 | 0 | 0 | 0 | 0 | 0 | 0 | 0 | 0 | 0 | 0 | 0 | 0 | 0 | 0 |  | 0 | 0 | 0 | 0 | 0 | 0 | 0 | 0 | 0 | 0 | 0 | 0 | 0 | 0 | 0 | 0 | 0 | 0 | 0 | 0 | 0 | 0 | 0 | 0 | 0 | 0 | 0 | 0 | 0 | 0 | 0 | 0 | 0 | 0 | 0 | 0 |  | 1 | 1 | 1 | 1 | 1 | 1 | 1 | 1 | 1 | 0
PG&E FRESNO | Schindler | 115 | 0 | 0 | 0 | 0 | 0 | 0 | 0 | 0 | 0 | 0 | 0 | 0 | 210 | 0 | 210 | 0 | 0 | 0 | 0 | 1 |  | 0 | 0 | 0 | 0 | 0 | 0 | 0 | 0 | 0 | 0 | 0 | 0 | 0 | 0 | 0 | 0 | 0 | 0 | 0 | 0 | 0 | 0 | 0 | 0 | 0 | 0 | 0 | 0 | 0 | 2 | 2 | 0 | 0 | 0 | 0 | 1 |  | 0 | 0 | 0 | 0 | 0 | 0 | 0 | 0 | 0 | 0 | 0 | 0 | 3 | 6 | 60 | 0 | 0 | 1 | 0 | 0 | 0 | 0 | 0 | 0 | 0 | 0 | 0 | 0 | 0 | 2 | 2 | -2 | -2 | 0 | 0 | 1 |  | 0 | 0 | 0 | 0 | 0 | 0 | 0 | 0 | 0 | 0 | 0 | 0 | 3 | 6 | 60 | 0 | 0 | 1 | 0 | 0 | 0 | 0 | 0 | 0 | 0 | 0 | 0 | 0 | 0 | 2 | 2 | -2 | -2 | 0 | 0 | 1 |  | 0 | 0 | 0 | 0 | 0 | 0 | 0 | 0 | 0 | 0 | 0 | 0 | 3 | 6 | 60 | 0 | 0 | 1 | 0 | 0 | 0 | 0 | 0 | 0 | 0 | 0 | 0 | 0 | 0 | 2 | 2 | -2 | -2 | 0 | 0 | 1 |  | 1 | 1 | 1 | 1 | 1 | 1 | 5- | 4+ | 1 | 1
PG&E FRESNO | Schindler | 70 | 0 | 0 | 0 | 0 | 0 | 0 | 0 | 0 | 0 | 0 | 0 | 0 | 0 | 0 | 0 | 0 | 0 | 0 | 0 | 0 |  | 0 | 0 | 0 | 0 | 0 | 0 | 0 | 0 | 0 | 0 | 0 | 0 | 0 | 0 | 0 | 0 | 0 | 0 | 0 | 0 | 0 | 0 | 0 | 0 | 0 | 0 | 0 | 0 | 0 | 0 | 0 | 0 | 0 | 0 | 0 | 0 |  | 0 | 0 | 0 | 0 | 0 | 0 | 0 | 0 | 0 | 0 | 0 | 0 | 0 | 0 | 0 | 0 | 0 | 0 | 0 | 0 | 0 | 0 | 0 | 0 | 0 | 0 | 0 | 0 | 0 | 0 | 0 | 0 | 0 | 0 | 0 | 0 |  | 0 | 0 | 0 | 0 | 0 | 0 | 0 | 0 | 0 | 0 | 0 | 0 | 0 | 0 | 0 | 0 | 0 | 0 | 0 | 0 | 0 | 0 | 0 | 0 | 0 | 0 | 0 | 0 | 0 | 0 | 0 | 0 | 0 | 0 | 0 | 0 |  | 0 | 0 | 0 | 0 | 0 | 0 | 0 | 0 | 0 | 0 | 0 | 0 | 0 | 0 | 0 | 0 | 0 | 0 | 0 | 0 | 0 | 0 | 0 | 0 | 0 | 0 | 0 | 0 | 0 | 0 | 0 | 0 | 0 | 0 | 0 | 0 |  | 1 | 1 | 1 | 1 | 1 | 1 | 1 | 1 | 1 | 0
PG&E GBA | Schulte | 115 | 0 | 0 | 0 | 0 | 0 | 0 | 0 | 0 | 0 | 0 | 0 | 0 | 0 | 0 | 0 | 0 | 0 | 0 | 0 | 0 |  | 0 | 0 | 0 | 0 | 0 | 0 | 0 | 0 | 0 | 0 | 0 | 0 | 0 | 0 | 0 | 0 | 0 | 0 | 0 | 0 | 0 | 0 | 0 | 0 | 0 | 0 | 0 | 0 | 0 | 0 | 0 | 0 | 0 | 0 | 0 | 0 |  | 0 | 0 | 0 | 0 | 0 | 0 | 0 | 0 | 0 | 0 | 0 | 0 | 0 | 130 | 253.55 | 0 | 0 | 1 | 0 | 0 | 0 | 0 | 0 | 0 | 0 | 0 | 0 | 0 | 0 | 0 | 0 | -2 | -2 | 0 | 0 | 1 |  | 0 | 0 | 0 | 0 | 0 | 0 | 0 | 0 | 0 | 0 | 0 | 0 | 0 | 130 | 716.12 | 0 | 0 | 1 | 0 | 0 | 0 | 0 | 0 | 0 | 0 | 0 | 0 | 0 | 0 | 0 | 0 | -2 | -2 | 0 | 0 | 1 |  | 0 | 0 | 0 | 0 | 0 | 0 | 0 | 0 | 0 | 0 | 0 | 0 | 0 | 130 | 716.12 | 0 | 0 | 1 | 0 | 0 | 0 | 0 | 0 | 0 | 0 | 0 | 0 | 0 | 0 | 0 | 0 | -2 | -2 | 0 | 0 | 1 |  | 1 | 1 | 1 | 1 | 1 | 1 | 1 | 4+ | 1 | 1
SDGE | Scripps | 69 | 0 | 0 | 0 | 0 | 0 | 0 | 0 | 0 | 0 | 0 | 0 | 0 | 0 | 0 | 0 | 0 | 0 | 0 | 0 | 0 |  | 0 | 0 | 0 | 0 | 0 | 0 | 0 | 0 | 0 | 0 | 0 | 0 | 0 | 0 | 0 | 0 | 0 | 0 | 0 | 0 | 0 | 0 | 0 | 0 | 0 | 0 | 0 | 0 | 0 | 0 | 0 | 0 | 0 | 0 | 0 | 0 |  | 0 | 0 | 0 | 0 | 0 | 0 | 0 | 0 | 0 | 0 | 0 | 0 | 0 | 0 | 0 | 0 | 0 | 0 | 0 | 0 | 0 | 0 | 0 | 0 | 0 | 0 | 0 | 0 | 0 | 0 | 0 | 0 | 0 | 0 | 0 | 0 |  | 0 | 0 | 0 | 0 | 0 | 0 | 0 | 0 | 0 | 0 | 0 | 0 | 0 | 0 | 71.3 | 0 | 0 | 1 | 0 | 0 | 0 | 0 | 0 | 0 | 0 | 0 | 0 | 0 | 0 | 0 | 0 | 0 | -2 | 0 | 0 | 1 |  | 0 | 0 | 0 | 0 | 0 | 0 | 0 | 0 | 0 | 0 | 0 | 0 | 0 | 0 | 71.3 | 0 | 0 | 1 | 0 | 0 | 0 | 0 | 0 | 0 | 0 | 0 | 0 | 0 | 0 | 0 | 0 | 0 | -2 | 0 | 0 | 1 |  | 1 | 1 | 1 | 1 | 1 | 1 | 1 | 2+ | 1 | 1
PG&E KERN | Semitropic | 115 | 0 | 0 | 0 | 0 | 0 | 0 | 0 | 0 | 0 | 0 | 0 | 0 | 0 | 0 | 0 | 0 | 0 | 0 | 0 | 0 |  | 0 | 0 | 0 | 0 | 0 | 0 | 0 | 0 | 0 | 0 | 0 | 0 | 0 | 0 | 0 | 0 | 0 | 0 | 0 | 0 | 0 | 0 | 0 | 0 | 0 | 0 | 0 | 0 | 0 | 0 | 0 | 0 | 0 | 0 | 0 | 0 |  | 0 | 0 | 0 | 0 | 0 | 0 | 0 | 0 | 0 | 0 | 0 | 0 | 7.9642 | 0 | 0 | 0 | 0 | 1 | 0 | 0 | 0 | 0 | 0 | 0 | 0 | 0 | 0 | 0 | 0 | 0 | -2 | 0 | 0 | 0 | 0 | 1 |  | 0 | 0 | 0 | 0 | 0 | 0 | 0 | 0 | 0 | 0 | 0 | 0 | 7.9642 | 0 | 0 | 0 | 0 | 1 | 0 | 0 | 0 | 0 | 0 | 0 | 0 | 0 | 0 | 0 | 0 | 0 | -1 | 0 | 0 | 0 | 0 | 1 |  | 0 | 0 | 0 | 0 | 0 | 0 | 0 | 0 | 0 | 0 | 0 | 0 | 9.5143 | 0 | 0 | 0 | 0 | 1 | 0 | 0 | 0 | 0 | 0 | 0 | 0 | 0 | 0 | 0 | 0 | 0 | -2 | 0 | 0 | 0 | 0 | 1 |  | 1 | 1 | 1 | 1 | 1 | 1 | 4+ | 1 | 1 | 1
SCE Metro | Serrano | 230 | 0 | 0 | 0 | 0 | 0 | 0 | 0 | 0 | 0 | 0 | 0 | 0 | 0 | 0 | 0 | 0 | 0 | 0 | 0 | 0 |  | 0 | 0 | 0 | 0 | 0 | 0 | 0 | 0 | 0 | 0 | 0 | 0 | 0 | 0 | 0 | 0 | 0 | 0 | 0 | 0 | 0 | 0 | 0 | 0 | 0 | 0 | 0 | 0 | 0 | 0 | 0 | 0 | 0 | 0 | 0 | 0 |  | 0 | 0 | 0 | 0 | 0 | 0 | 0 | 0 | 0 | 0 | 0 | 0 | 0 | 0 | 0 | 0 | 0 | 0 | 0 | 0 | 0 | 0 | 0 | 0 | 0 | 0 | 0 | 0 | 0 | 0 | 0 | 0 | 0 | 0 | 0 | 0 |  | 0 | 0 | 0 | 0 | 0 | 0 | 0 | 0 | 0 | 0 | 0 | 0 | 0 | 0 | 0 | 0 | 0 | 0 | 0 | 0 | 0 | 0 | 0 | 0 | 0 | 0 | 0 | 0 | 0 | 0 | 0 | 0 | 0 | 0 | 0 | 0 |  | 0 | 0 | 0 | 0 | 0 | 0 | 0 | 0 | 0 | 0 | 0 | 0 | 0 | 0 | 0 | 0 | 0 | 0 | 0 | 0 | 0 | 0 | 0 | 0 | 0 | 0 | 0 | 0 | 0 | 0 | 0 | 0 | 0 | 0 | 0 | 0 |  | 1 | 1 | 1 | 1 | 1 | 1 | 1 | 1 | 1 | 0
SCE Metro | Serrano | 500 | 0 | 0 | 0 | 0 | 0 | 0 | 0 | 0 | 0 | 0 | 0 | 0 | 0 | 0 | 0 | 0 | 0 | 0 | 0 | 0 |  | 0 | 0 | 0 | 0 | 0 | 0 | 0 | 0 | 0 | 0 | 0 | 0 | 0 | 0 | 0 | 0 | 0 | 0 | 0 | 0 | 0 | 0 | 0 | 0 | 0 | 0 | 0 | 0 | 0 | 0 | 0 | 0 | 0 | 0 | 0 | 0 |  | 0 | 0 | 0 | 0 | 0 | 0 | 0 | 0 | 0 | 0 | 0 | 0 | 0 | 0 | 0 | 0 | 0 | 0 | 0 | 0 | 0 | 0 | 0 | 0 | 0 | 0 | 0 | 0 | 0 | 0 | 0 | 0 | 0 | 0 | 0 | 0 |  | 0 | 0 | 0 | 0 | 0 | 0 | 0 | 0 | 0 | 0 | 0 | 0 | 0 | 0 | 0 | 0 | 0 | 0 | 0 | 0 | 0 | 0 | 0 | 0 | 0 | 0 | 0 | 0 | 0 | 0 | 0 | 0 | 0 | 0 | 0 | 0 |  | 0 | 0 | 0 | 0 | 0 | 0 | 0 | 0 | 0 | 0 | 0 | 0 | 0 | 0 | 0 | 0 | 0 | 0 | 0 | 0 | 0 | 0 | 0 | 0 | 0 | 0 | 0 | 0 | 0 | 0 | 0 | 0 | 0 | 0 | 0 | 0 |  | 1 | 1 | 1 | 1 | 1 | 1 | 1 | 1 | 1 | 0
SDGE | Shadowridge | 138 | 0 | 0 | 0 | 0 | 0 | 0 | 0 | 0 | 0 | 0 | 0 | 0 | 0 | 0 | 0 | 0 | 0 | 0 | 0 | 0 |  | 0 | 0 | 0 | 0 | 0 | 0 | 0 | 0 | 0 | 0 | 0 | 0 | 0 | 0 | 0 | 0 | 0 | 0 | 0 | 0 | 0 | 0 | 0 | 0 | 0 | 0 | 0 | 0 | 0 | 0 | 0 | 0 | 0 | 0 | 0 | 0 |  | 0 | 0 | 0 | 0 | 0 | 0 | 0 | 0 | 0 | 0 | 0 | 0 | 0 | 0 | 0 | 0 | 0 | 0 | 0 | 0 | 0 | 0 | 0 | 0 | 0 | 0 | 0 | 0 | 0 | 0 | 0 | 0 | 0 | 0 | 0 | 0 |  | 0 | 0 | 0 | 0 | 0 | 0 | 0 | 0 | 0 | 0 | 0 | 0 | 0 | 0 | 0 | 0 | 0 | 0 | 0 | 0 | 0 | 0 | 0 | 0 | 0 | 0 | 0 | 0 | 0 | 0 | 0 | 0 | 0 | 0 | 0 | 0 |  | 0 | 0 | 0 | 0 | 0 | 0 | 0 | 0 | 0 | 0 | 0 | 0 | 0 | 0 | 0 | 0 | 0 | 0 | 0 | 0 | 0 | 0 | 0 | 0 | 0 | 0 | 0 | 0 | 0 | 0 | 0 | 0 | 0 | 0 | 0 | 0 |  | 1 | 1 | 1 | 1 | 1 | 1 | 1 | 1 | 1 | 0
PG&E KERN | Shafter | 115 | 0 | 0 | 0 | 0 | 0 | 0 | 0 | 0 | 0 | 0 | 0 | 0 | 75 | 45 | 120 | 0 | 0 | 0 | 0 | 1 |  | 0 | 0 | 0 | 0 | 0 | 0 | 0 | 0 | 0 | 0 | 0 | 0 | 0 | 0 | 0 | 0 | 0 | 0 | 0 | 0 | 0 | 0 | 0 | 0 | 0 | 0 | 0 | 0 | 0 | 2 | 2 | 0 | 0 | 0 | 0 | 1 |  | 0 | 0 | 0 | 0 | 0 | 0 | 0 | 0 | 0 | 0 | 0 | 0 | 2.5838 | 0 | 0.7 | 0 | 0 | 1 | 0 | 0 | 0 | 0 | 0 | 0 | 0 | 0 | 0 | 0 | 0 | 2 | 2 | 0 | 0 | 0 | 0 | 1 |  | 0 | 0 | 0 | 0 | 0 | 0 | 0 | 0 | 0 | 0 | 0 | 0 | 104.8378 | 0 | 102.4635 | 0 | 0 | 1 | 0 | 0 | 0 | 0 | 0 | 0 | 0 | 0 | 0 | 0 | 0 | 2 | 1 | 0 | -2 | 0 | 0 | 1 |  | 0 | 0 | 0 | 0 | 0 | 0 | 0 | 0 | 0 | 0 | 0 | 0 | 110.9718 | 0 | 102.4635 | 0 | 0 | 1 | 0 | 0 | 0 | 0 | 0 | 0 | 0 | 0 | 0 | 0 | 0 | 2 | 0 | 0 | -2 | 0 | 0 | 1 |  | 1 | 1 | 1 | 1 | 1 | 1 | 3- | 2+ | 1 | 1
PG&E NGBA | Silverado | 115 | 0 | 0 | 0 | 0 | 0 | 0 | 0 | 0 | 0 | 0 | 0 | 0 | 0 | 0 | 0 | 0 | 0 | 0 | 0 | 0 |  | 0 | 0 | 0 | 0 | 0 | 0 | 0 | 0 | 0 | 0 | 0 | 0 | 0 | 0 | 0 | 0 | 0 | 0 | 0 | 0 | 0 | 0 | 0 | 0 | 0 | 0 | 0 | 0 | 0 | 0 | 0 | 0 | 0 | 0 | 0 | 0 |  | 0 | 0 | 0 | 0 | 0 | 0 | 0 | 0 | 0 | 0 | 0 | 0 | 2.4412 | 0 | 0 | 0 | 0 | 1 | 0 | 0 | 0 | 0 | 0 | 0 | 0 | 0 | 0 | 0 | 0 | 0 | 0 | 0 | 0 | 0 | 0 | 0 |  | 0 | 0 | 0 | 0 | 0 | 0 | 0 | 0 | 0 | 0 | 0 | 0 | 2.4412 | 0 | 0 | 0 | 0 | 1 | 0 | 0 | 0 | 0 | 0 | 0 | 0 | 0 | 0 | 0 | 0 | 0 | -2 | 0 | 0 | 0 | 0 | 1 |  | 0 | 0 | 0 | 0 | 0 | 0 | 0 | 0 | 0 | 0 | 0 | 0 | 2.4412 | 0 | 0 | 0 | 0 | 1 | 0 | 0 | 0 | 0 | 0 | 0 | 0 | 0 | 0 | 0 | 0 | 0 | 0 | 0 | 0 | 0 | 0 | 0 |  | 1 | 1 | 1 | 1 | 1 | 1 | 2+ | 1 | 1 | 1
SDGE | Silvergate | 230 | 0 | 0 | 0 | 0 | 0 | 0 | 0 | 0 | 0 | 0 | 0 | 0 | 60 | 0 | 60 | 0 | 0 | 0 | 0 | 1 |  | 0 | 0 | 0 | 0 | 0 | 0 | 0 | 0 | 0 | 0 | 0 | 0 | 0 | 0 | 0 | 0 | 0 | 0 | 0 | 0 | 0 | 0 | 0 | 0 | 0 | 0 | 0 | 0 | 0 | 2 | 2 | 0 | 0 | 0 | 0 | 1 |  | 0 | 0 | 0 | 0 | 0 | 0 | 0 | 0 | 0 | 0 | 0 | 0 | 0 | 0 | 0 | 0 | 0 | 0 | 0 | 0 | 0 | 0 | 0 | 0 | 0 | 0 | 0 | 0 | 0 | 2 | 2 | 0 | 0 | 0 | 0 | 1 |  | 0 | 0 | 0 | 0 | 0 | 0 | 0 | 0 | 0 | 0 | 0 | 0 | 0 | 0 | 213.5487 | 0 | 0 | 1 | 0 | 0 | 0 | 0 | 0 | 0 | 0 | 0 | 0 | 0 | 0 | 2 | 2 | 0 | -2 | 0 | 0 | 1 |  | 0 | 0 | 0 | 0 | 0 | 0 | 0 | 0 | 0 | 0 | 0 | 0 | 0 | 0 | 213.5487 | 0 | 0 | 1 | 0 | 0 | 0 | 0 | 0 | 0 | 0 | 0 | 0 | 0 | 0 | 2 | 2 | 0 | -2 | 0 | 0 | 1 |  | 1 | 1 | 1 | 1 | 1 | 1 | 5- | 2+ | 1 | 1
SDGE | Silvergate | 69 | 0 | 0 | 0 | 0 | 0 | 0 | 0 | 0 | 0 | 0 | 0 | 0 | 0 | 0 | 0 | 0 | 0 | 0 | 0 | 0 |  | 0 | 0 | 0 | 0 | 0 | 0 | 0 | 0 | 0 | 0 | 0 | 0 | 0 | 0 | 0 | 0 | 0 | 0 | 0 | 0 | 0 | 0 | 0 | 0 | 0 | 0 | 0 | 0 | 0 | 0 | 0 | 0 | 0 | 0 | 0 | 0 |  | 0 | 0 | 0 | 0 | 0 | 0 | 0 | 0 | 0 | 0 | 0 | 0 | 0 | 0 | 0 | 0 | 0 | 0 | 0 | 0 | 0 | 0 | 0 | 0 | 0 | 0 | 0 | 0 | 0 | 0 | 0 | 0 | 0 | 0 | 0 | 0 |  | 0 | 0 | 0 | 0 | 0 | 0 | 0 | 0 | 0 | 0 | 0 | 0 | 0 | 0 | 0 | 0 | 0 | 0 | 0 | 0 | 0 | 0 | 0 | 0 | 0 | 0 | 0 | 0 | 0 | 0 | 0 | 0 | 0 | 0 | 0 | 0 |  | 0 | 0 | 0 | 0 | 0 | 0 | 0 | 0 | 0 | 0 | 0 | 0 | 0 | 0 | 0 | 0 | 0 | 0 | 0 | 0 | 0 | 0 | 0 | 0 | 0 | 0 | 0 | 0 | 0 | 0 | 0 | 0 | 0 | 0 | 0 | 0 |  | 1 | 1 | 1 | 1 | 1 | 1 | 1 | 1 | 1 | 0
PG&E KERN | Sisquoc | 115 | 0 | 0 | 0 | 0 | 0 | 0 | 0 | 0 | 0 | 0 | 0 | 0 | 0 | 100 | 100 | 0 | 0 | 0 | 0 | 1 |  | 0 | 0 | 0 | 0 | 0 | 0 | 0 | 0 | 0 | 0 | 0 | 0 | 0 | 0 | 0 | 0 | 0 | 0 | 0 | 0 | 0 | 0 | 0 | 0 | 0 | 0 | 0 | 0 | 0 | 0 | 2 | 0 | 0 | 0 | 0 | 1 |  | 0 | 0 | 0 | 0 | 0 | 0 | 0 | 0 | 0 | 0 | 0 | 0 | 0 | 0 | 0 | 0 | 0 | 0 | 0 | 0 | 0 | 0 | 0 | 0 | 0 | 0 | 0 | 0 | 0 | 0 | 2 | 0 | 0 | 0 | 0 | 1 |  | 0 | 0 | 0 | 0 | 0 | 0 | 0 | 0 | 0 | 0 | 0 | 0 | 0 | 0 | 0 | 0 | 0 | 0 | 0 | 0 | 0 | 0 | 0 | 0 | 0 | 0 | 0 | 0 | 0 | 0 | 2 | 0 | 0 | 0 | 0 | 1 |  | 0 | 0 | 0 | 0 | 0 | 0 | 0 | 0 | 0 | 0 | 0 | 0 | 0 | 0 | 0 | 0 | 0 | 0 | 0 | 0 | 0 | 0 | 0 | 0 | 0 | 0 | 0 | 0 | 0 | 0 | 2 | 0 | 0 | 0 | 0 | 1 |  | 1 | 1 | 1 | 1 | 1 | 1 | 5- | 1 | 1 | 1
EOP | Sloan Canyon | 230 | 0 | 0 | 0 | 0 | 0 | 0 | 0 | 0 | 0 | 0 | 0 | 0 | 0 | 0 | 0 | 0 | 0 | 0 | 0 | 0 |  | 0 | 0 | 0 | 0 | 0 | 0 | 0 | 0 | 0 | 0 | 0 | 0 | 0 | 0 | 0 | 0 | 0 | 0 | 0 | 0 | 0 | 0 | 0 | 0 | 0 | 0 | 0 | 0 | 0 | 0 | 0 | 0 | 0 | 0 | 0 | 0 |  | 0 | 0 | 0 | 0 | 65.8196 | 310 | 0 | 0 | 0 | 0 | 0 | 0 | 0 | 95 | 95 | 0 | 0 | 1 | 0 | 0 | 0 | 0 | -2 | -2 | 0 | 0 | 0 | 0 | 0 | 0 | 0 | -2 | -2 | 0 | 0 | 1 |  | 0 | 0 | 0 | 0 | 65.8196 | 310 | 0 | 0 | 0 | 0 | 0 | 0 | 0 | 95 | 95 | 0 | 0 | 1 | 0 | 0 | 0 | 0 | -2 | -2 | 0 | 0 | 0 | 0 | 0 | 0 | 0 | -2 | -2 | 0 | 0 | 1 |  | 0 | 0 | 0 | 0 | 65.8196 | 310 | 0 | 0 | 0 | 0 | 0 | 0 | 0 | 95 | 95 | 0 | 0 | 1 | 0 | 0 | 0 | 0 | -2 | -2 | 0 | 0 | 0 | 0 | 0 | 0 | 0 | -2 | -2 | 0 | 0 | 1 |  | 1 | 1 | 4+ | 1 | 1 | 1 | 1 | 4+ | 1 | 1
EOP | Sloan Canyon | 500 | 0 | 0 | 0 | 0 | 0 | 0 | 0 | 0 | 0 | 0 | 0 | 0 | 0 | 0 | 0 | 0 | 0 | 0 | 0 | 0 |  | 0 | 0 | 0 | 0 | 0 | 0 | 0 | 0 | 0 | 0 | 0 | 0 | 0 | 0 | 0 | 0 | 0 | 0 | 0 | 0 | 0 | 0 | 0 | 0 | 0 | 0 | 0 | 0 | 0 | 0 | 0 | 0 | 0 | 0 | 0 | 0 |  | 0 | 0 | 0 | 0 | 0 | 0 | 0 | 0 | 0 | 0 | 0 | 0 | 0 | 0 | 0 | 0 | 0 | 0 | 0 | 0 | 0 | 0 | 0 | 0 | 0 | 0 | 0 | 0 | 0 | 0 | 0 | 0 | 0 | 0 | 0 | 0 |  | 0 | 0 | 0 | 0 | 0 | 0 | 0 | 0 | 0 | 0 | 0 | 0 | 0 | 0 | 0 | 0 | 0 | 0 | 0 | 0 | 0 | 0 | 0 | 0 | 0 | 0 | 0 | 0 | 0 | 0 | 0 | 0 | 0 | 0 | 0 | 0 |  | 0 | 0 | 0 | 0 | 0 | 0 | 0 | 0 | 0 | 0 | 0 | 0 | 0 | 0 | 0 | 0 | 0 | 0 | 0 | 0 | 0 | 0 | 0 | 0 | 0 | 0 | 0 | 0 | 0 | 0 | 0 | 0 | 0 | 0 | 0 | 0 |  | 1 | 1 | 1 | 1 | 1 | 1 | 1 | 1 | 1 | 0
PG&E KERN | Smyrna | 115 | 0 | 0 | 0 | 0 | 0 | 0 | 0 | 0 | 0 | 0 | 0 | 0 | 0 | 0 | 0 | 0 | 0 | 0 | 0 | 0 |  | 0 | 0 | 0 | 0 | 0 | 0 | 0 | 0 | 0 | 0 | 0 | 0 | 0 | 0 | 0 | 0 | 0 | 0 | 0 | 0 | 0 | 0 | 0 | 0 | 0 | 0 | 0 | 0 | 0 | 0 | 0 | 0 | 0 | 0 | 0 | 0 |  | 0 | 0 | 0 | 0 | 0 | 0 | 0 | 0 | 0 | 0 | 0 | 0 | 11.365 | 0 | 4.99 | 0 | 0 | 1 | 0 | 0 | 0 | 0 | 0 | 0 | 0 | 0 | 0 | 0 | 0 | 0 | -2 | 0 | -2 | 0 | 0 | 1 |  | 0 | 0 | 0 | 0 | 0 | 0 | 0 | 0 | 0 | 0 | 0 | 0 | 11.365 | 0 | 4.99 | 0 | 0 | 1 | 0 | 0 | 0 | 0 | 0 | 0 | 0 | 0 | 0 | 0 | 0 | 0 | -1 | 0 | -2 | 0 | 0 | 1 |  | 0 | 0 | 0 | 0 | 0 | 0 | 0 | 0 | 0 | 0 | 0 | 0 | 11.365 | 0 | 4.99 | 0 | 0 | 1 | 0 | 0 | 0 | 0 | 0 | 0 | 0 | 0 | 0 | 0 | 0 | 0 | -2 | 0 | -2 | 0 | 0 | 1 |  | 1 | 1 | 1 | 1 | 1 | 1 | 4+ | 4+ | 1 | 1
PG&E GBA | Sobrante | 115 | 0 | 0 | 0 | 0 | 0 | 0 | 0 | 0 | 0 | 0 | 0 | 0 | 0 | 40 | 40 | 0 | 0 | 0 | 0 | 1 |  | 0 | 0 | 0 | 0 | 0 | 0 | 0 | 0 | 0 | 0 | 0 | 0 | 0 | 0 | 0 | 0 | 0 | 0 | 0 | 0 | 0 | 0 | 0 | 0 | 0 | 0 | 0 | 0 | 0 | 0 | 2 | 0 | 0 | 0 | 0 | 1 |  | 0 | 0 | 0 | 0 | 0 | 0 | 0 | 0 | 0 | 0 | 0 | 0 | 0 | 0 | 0 | 0 | 0 | 0 | 0 | 0 | 0 | 0 | 0 | 0 | 0 | 0 | 0 | 0 | 0 | 0 | 2 | 0 | 0 | 0 | 0 | 1 |  | 0 | 0 | 0 | 0 | 0 | 0 | 0 | 0 | 0 | 0 | 0 | 0 | 0 | 0 | 0 | 0 | 0 | 0 | 0 | 0 | 0 | 0 | 0 | 0 | 0 | 0 | 0 | 0 | 0 | 0 | 2 | 0 | 0 | 0 | 0 | 1 |  | 0 | 0 | 0 | 0 | 0 | 0 | 0 | 0 | 0 | 0 | 0 | 0 | 0 | 0 | 0 | 0 | 0 | 0 | 0 | 0 | 0 | 0 | 0 | 0 | 0 | 0 | 0 | 0 | 0 | 0 | 2 | 0 | 0 | 0 | 0 | 1 |  | 1 | 1 | 1 | 1 | 1 | 1 | 5- | 1 | 1 | 1
PG&E GBA | Sobrante | 230 | 0 | 0 | 0 | 0 | 0 | 0 | 0 | 0 | 0 | 0 | 0 | 0 | 0 | 0 | 0 | 0 | 0 | 0 | 0 | 0 |  | 0 | 0 | 0 | 0 | 0 | 0 | 0 | 0 | 0 | 0 | 0 | 0 | 0 | 0 | 0 | 0 | 0 | 0 | 0 | 0 | 0 | 0 | 0 | 0 | 0 | 0 | 0 | 0 | 0 | 0 | 0 | 0 | 0 | 0 | 0 | 0 |  | 0 | 0 | 0 | 0 | 0 | 0 | 0 | 0 | 0 | 0 | 0 | 0 | 5 | 0 | 0 | 0 | 0 | 1 | 0 | 0 | 0 | 0 | 0 | 0 | 0 | 0 | 0 | 0 | 0 | 0 | -2 | 0 | 0 | 0 | 0 | 1 |  | 0 | 0 | 0 | 0 | 0 | 0 | 0 | 0 | 0 | 0 | 0 | 0 | 5 | 0 | 0 | 0 | 0 | 1 | 0 | 0 | 0 | 0 | 0 | 0 | 0 | 0 | 0 | 0 | 0 | 0 | -1 | 0 | 0 | 0 | 0 | 1 |  | 0 | 0 | 0 | 0 | 0 | 0 | 0 | 0 | 0 | 0 | 0 | 0 | 5 | 0 | 0 | 0 | 0 | 1 | 0 | 0 | 0 | 0 | 0 | 0 | 0 | 0 | 0 | 0 | 0 | 0 | -2 | 0 | 0 | 0 | 0 | 1 |  | 1 | 1 | 1 | 1 | 1 | 1 | 4+ | 1 | 1 | 1
PG&E KERN | Solar | 230 | 0 | 0 | 0 | 0 | 0 | 0 | 0 | 0 | 0 | 0 | 0 | 0 | 0 | 0 | 0 | 0 | 0 | 0 | 0 | 0 |  | 0 | 0 | 0 | 0 | 0 | 0 | 0 | 0 | 0 | 0 | 0 | 0 | 0 | 0 | 0 | 0 | 0 | 0 | 0 | 0 | 0 | 0 | 0 | 0 | 0 | 0 | 0 | 0 | 0 | 0 | 0 | 0 | 0 | 0 | 0 | 0 |  | 0 | 0 | 0 | 0 | 0 | 0 | 0 | 0 | 0 | 0 | 0 | 0 | 0 | 0 | 0 | 0 | 0 | 0 | 0 | 0 | 0 | 0 | 0 | 0 | 0 | 0 | 0 | 0 | 0 | 0 | 0 | 0 | 0 | 0 | 0 | 0 |  | 0 | 0 | 0 | 0 | 0 | 0 | 0 | 0 | 0 | 0 | 0 | 0 | 0 | 0 | 0 | 0 | 0 | 0 | 0 | 0 | 0 | 0 | 0 | 0 | 0 | 0 | 0 | 0 | 0 | 0 | 0 | 0 | 0 | 0 | 0 | 0 |  | 0 | 0 | 0 | 0 | 0 | 0 | 0 | 0 | 0 | 0 | 0 | 0 | 0 | 0 | 0 | 0 | 0 | 0 | 0 | 0 | 0 | 0 | 0 | 0 | 0 | 0 | 0 | 0 | 0 | 0 | 0 | 0 | 0 | 0 | 0 | 0 |  | 1 | 1 | 1 | 1 | 1 | 1 | 1 | 1 | 1 | 0
PG&E GBA | Soledad | 115 | 0 | 0 | 0 | 0 | 0 | 0 | 0 | 0 | 0 | 0 | 0 | 0 | 0 | 0 | 0 | 0 | 0 | 0 | 0 | 0 |  | 0 | 0 | 0 | 0 | 0 | 0 | 0 | 0 | 0 | 0 | 0 | 0 | 0 | 0 | 0 | 0 | 0 | 0 | 0 | 0 | 0 | 0 | 0 | 0 | 0 | 0 | 0 | 0 | 0 | 0 | 0 | 0 | 0 | 0 | 0 | 0 |  | 0 | 0 | 0 | 0 | 0 | 0 | 0 | 0 | 0 | 0 | 0 | 0 | 0 | 0 | 0 | 0 | 0 | 0 | 0 | 0 | 0 | 0 | 0 | 0 | 0 | 0 | 0 | 0 | 0 | 0 | 0 | 0 | 0 | 0 | 0 | 0 |  | 0 | 0 | 0 | 0 | 0 | 0 | 0 | 0 | 0 | 0 | 0 | 0 | 0 | 0 | 0 | 0 | 0 | 0 | 0 | 0 | 0 | 0 | 0 | 0 | 0 | 0 | 0 | 0 | 0 | 0 | 0 | 0 | 0 | 0 | 0 | 0 |  | 0 | 0 | 0 | 0 | 0 | 0 | 0 | 0 | 0 | 0 | 0 | 0 | 0.96 | 0 | 0 | 0 | 0 | 1 | 0 | 0 | 0 | 0 | 0 | 0 | 0 | 0 | 0 | 0 | 0 | 0 | 0 | 0 | 0 | 0 | 0 | 0 |  | 1 | 1 | 1 | 1 | 1 | 1 | 1 | 1 | 1 | 0
PG&E GBA | Soledad | 60 | 0 | 0 | 0 | 0 | 0 | 0 | 0 | 0 | 0 | 0 | 0 | 0 | 0 | 0 | 0 | 0 | 0 | 0 | 0 | 0 |  | 0 | 0 | 0 | 0 | 0 | 0 | 0 | 0 | 0 | 0 | 0 | 0 | 0 | 0 | 0 | 0 | 0 | 0 | 0 | 0 | 0 | 0 | 0 | 0 | 0 | 0 | 0 | 0 | 0 | 0 | 0 | 0 | 0 | 0 | 0 | 0 |  | 0 | 0 | 0 | 0 | 0 | 0 | 0 | 0 | 0 | 0 | 0 | 0 | 0 | 0 | 0 | 0 | 0 | 0 | 0 | 0 | 0 | 0 | 0 | 0 | 0 | 0 | 0 | 0 | 0 | 0 | 0 | 0 | 0 | 0 | 0 | 0 |  | 0 | 0 | 0 | 0 | 0 | 0 | 0 | 0 | 0 | 0 | 0 | 0 | 0 | 0 | 0 | 0 | 0 | 0 | 0 | 0 | 0 | 0 | 0 | 0 | 0 | 0 | 0 | 0 | 0 | 0 | 0 | 0 | 0 | 0 | 0 | 0 |  | 0 | 0 | 0 | 0 | 0 | 0 | 0 | 0 | 0 | 0 | 0 | 0 | 0 | 0 | 0 | 0 | 0 | 0 | 0 | 0 | 0 | 0 | 0 | 0 | 0 | 0 | 0 | 0 | 0 | 0 | 0 | 0 | 0 | 0 | 0 | 0 |  | 1 | 1 | 1 | 1 | 1 | 1 | 1 | 1 | 1 | 0
SDGE | Spring Valley | 69 | 0 | 0 | 0 | 0 | 0 | 0 | 0 | 0 | 0 | 0 | 0 | 0 | 0 | 0 | 0 | 0 | 0 | 0 | 0 | 0 |  | 0 | 0 | 0 | 0 | 0 | 0 | 0 | 0 | 0 | 0 | 0 | 0 | 0 | 0 | 0 | 0 | 0 | 0 | 0 | 0 | 0 | 0 | 0 | 0 | 0 | 0 | 0 | 0 | 0 | 0 | 0 | 0 | 0 | 0 | 0 | 0 |  | 0 | 0 | 0 | 0 | 0 | 0 | 0 | 0 | 0 | 0 | 0 | 0 | 0 | 0 | 0 | 0 | 0 | 0 | 0 | 0 | 0 | 0 | 0 | 0 | 0 | 0 | 0 | 0 | 0 | 0 | 0 | 0 | 0 | 0 | 0 | 0 |  | 0 | 0 | 0 | 0 | 0 | 0 | 0 | 0 | 0 | 0 | 0 | 0 | 0 | 0 | 0 | 0 | 0 | 0 | 0 | 0 | 0 | 0 | 0 | 0 | 0 | 0 | 0 | 0 | 0 | 0 | 0 | 0 | 0 | 0 | 0 | 0 |  | 0 | 0 | 0 | 0 | 0 | 0 | 0 | 0 | 0 | 0 | 0 | 0 | 0 | 0 | 0 | 0 | 0 | 0 | 0 | 0 | 0 | 0 | 0 | 0 | 0 | 0 | 0 | 0 | 0 | 0 | 0 | 0 | 0 | 0 | 0 | 0 |  | 1 | 1 | 1 | 1 | 1 | 1 | 1 | 1 | 1 | 0